## Input Page
Guideline Version Date: July 15, 2019
RPS Class I 225 CMR 14.00
Solar Carve-Out II
Guideline
Calculation of Annual Compliance Obligations
(Page 1 - Calculation Inputs)
|  | Solar PV Capacity Factor | 13.35% | 1169.46 | MWh/year per MW
Market Sector SREC Factors
|  | Market Sector A | 1
0.8
0.7
0.65
|  | Market Sector B | 0.9
0.7
0.6
0.55
|  | Market Sector C | 0.8
0.65
0.55
0.5
|  | Managed Growth | 0.7
0.55
0.5
0.45
|  | SREC Term Limit, quarters | 40
|  | Percent of Annual Generation in Quarter (based on NREL data table to right) |  |  | NREL Insolation Data, Worcester, kWh/m2/day (Non-Tracking, Tilt = Latitude)
|  | Q1 | 0.23006 |  | Jan | 3.4 | 0.23006 | Quarterly Contribu-tion to Annual Total
|  | Q2 | 0.28942 |  | Feb | 4.2
|  | Q3 | 0.29314 |  | Mar | 4.8
|  | Q4 | 0.18738 |  | Apr | 5 | 0.28942
[5 empty] | May | 5.2
[5 empty] | Jun | 5.4
[5 empty] | Jul | 5.5 | 0.29314
[5 empty] | Aug | 5.3
[5 empty] | Sep | 5
[5 empty] | Oct | 4.3 | 0.18738
[5 empty] | Nov | 3
[5 empty] | Dec | 2.8
[5 empty] | Annual | 4.5 | 1

## Minimum Standards
RPS Class I 225 CMR 14.00
Solar Carve-Out II
Guideline
Calculation of Preliminary Annual Compliance Obligations and Minimum Standards
(Page 2 - Minimum Standard by Contract Execution Date)
Contract Execution Date | 2020 Compliance Obligation (MWh) | Total Retail Load Obligation from 2 Years Prior (MWh) | 2020 Minimum Standard (%)
Before 4/25/2014 | 0 | 46448304 | 0%
On or after 4/25/2014 and before 5/8/2016 | 1044389.7469 |  | 2.248%
On or after 5/8/2016 | 1769130 |  | 3.809%
Note: Details behind the calculations used to determine these Compliance Obligations and Minimum Standards can be found in the other worksheets in this workbook

## Compliance Obligation
RPS Class I 225 CMR 14.00 | [5 empty] | Data Code | Black | Set Values by Regulation
Solar Carve-Out II | [6 empty] | Red | Values input by DOER over time as provided by regulation
Guideline | [6 empty] | Blue | Calculated Values by formulas in spreadsheet
Calculation of Annual Compliance Obligations and Minimum Standards
(Page 3 - Compliance Obligation Calculation Spreadsheet)
Note: This worksheet calculates the official 2019 Compliance Obligation and Minimum Standard and includes all SREC II eligible capacity. This Compliance Obligation and Minimum Standard applies to all retail electricity load served under contracts executed on or after 5/8/16.
| Year |  | 2013 | 2014 | 2014 | 2014 | 2014 | 2015 | 2015 | 2015 | 2015 | 2016 | 2016 | 2016 | 2016 | 2017 | 2017 | 2017 | 2017 | 2018 | 2018 | 2018 | 2018 | 2019 | 2019 | 2019 | 2019 | 2020 | 2020 | 2020 | 2020 | 2021 | 2021 | 2021 | 2021 | 2022 | 2022 | 2022 | 2022 | 2023 | 2023 | 2023 | 2023 | 2024 | 2024 | 2024 | 2024 | 2025 | 2025 | 2025 | 2025 | 2026 | 2026 | 2026 | 2026 | 2027 | 2027 | 2027 | 2027
| Quarter |  | Q4 | Q1 | Q2 | Q3 | Q4 | Q1 | Q2 | Q3 | Q4 | Q1 | Q2 | Q3 | Q4 | Q1 | Q2 | Q3 | Q4 | Q1 | Q2 | Q3 | Q4 | Q1 | Q2 | Q3 | Q4 | Q1 | Q2 | Q3 | Q4 | Q1 | Q2 | Q3 | Q4 | Q1 | Q2 | Q3 | Q4 | Q1 | Q2 | Q3 | Q4 | Q1 | Q2 | Q3 | Q4 | Q1 | Q2 | Q3 | Q4 | Q1 | Q2 | Q3 | Q4 | Q1 | Q2 | Q3 | Q4
| Program Quarter |  |  | 1 | 2 | 3 | 4 | 5 | 6 | 7 | 8 | 9 | 10 | 11 | 12 | 13 | 14 | 15 | 16 | 17 | 18 | 19 | 20 | 21 | 22 | 23 | 24 | 25 | 26 | 27 | 28 | 29 | 30 | 31 | 32 | 33 | 34 | 35 | 36 | 37 | 38 | 39 | 40 | 41 | 42 | 43 | 44 | 45 | 46 | 47 | 48 | 49 | 50 | 51 | 52 | 53 | 54 | 55 | 56
Compliance Obligation Terms 225 CMR 14.07(3)(e)1-5
Installed Capacity 225 CMR 14.07(3)(e)1 |  |  |  | Q1 1: Data to be entered by DOER on a Quarterly Basis during the subsequent quarter
| QUARTERLY Installed Capacities (MW) |  |  | 5.8023 | 8.2155 | 17.3926 | 23.5652 | 64.0521 | 68.0482 | 71.6028 | 61.6538 | 126.5163 | 102.798 | 74.327 | 90.34 | 175.3908 | 152.1678 | 128.4721 | 146.8154 | 139.2314 | 79 | 77 | 80 | 23 | 14 | 0 | 0 | 0 | 0 | 0 | 0 | 0 | 0 | 0 | 0 | 0 | 0 | 0 | 0 | 0 | 0 | 0 | 0 | 0 | 0 | 0 | 0 | 0 | 0 | 0 | 0 | 0 | 0 | 0 | 0 | 0 | 0 | 0 | 0
| Market Sector | SREC Factor
| Market Sector A | 1 |  | Q1 1: 0.49926; Q2 2: 6.3875; Q3 3: 11.8388; Q4 4: 20.341; Q1 5: 30.1805; Q2 6: 43.2115; Q3 7: 41.5157; Q4 8: 45.6727; Q1 9: 64.1915; Q2 10: 65.6423; Q3 11: 59.5303; Q4 12: 57.5545; Q1 13: 82.9341; Q2 14: 39.7489; Q3 15: 56.5126; Q4 16: 57.1309; Q1 17: 49; Q2 18: 7; Q3 19: 8; Q4 20: 5; Q1 21: 0; Q2 22: 0
|  | 0.8 |  | Q1 1: 0; Q2 2: 0; Q3 3: 0; Q4 4: 0; Q1 5: 0; Q2 6: 0; Q3 7: 0; Q4 8: 0; Q1 9: 0; Q2 10: 0; Q3 11: 0; Q4 12: 0; Q1 13: 14.3864; Q2 14: 19.4708; Q3 15: 22.3593; Q4 16: 27.7236; Q1 17: 46; Q2 18: 33; Q3 19: 29; Q4 20: 21; Q1 21: 1; Q2 22: 0
|  | 0.7 |  | Q1 1: 0; Q2 2: 0; Q3 3: 0; Q4 4: 0; Q1 5: 0; Q2 6: 0; Q3 7: 0; Q4 8: 0; Q1 9: 0; Q2 10: 0; Q3 11: 0; Q4 12: 0; Q1 13: 0; Q2 14: 0.5985; Q3 15: 0; Q4 16: 0.09412; Q1 17: 7; Q2 18: 14; Q3 19: 5; Q4 20: 11; Q1 21: 4; Q2 22: 6
|  | 0.65 |  | Q1 1: 0; Q2 2: 0; Q3 3: 0; Q4 4: 0; Q1 5: 0; Q2 6: 0; Q3 7: 0; Q4 8: 0; Q1 9: 0; Q2 10: 0; Q3 11: 0; Q4 12: 0; Q1 13: 0; Q2 14: 0; Q3 15: 0; Q4 16: 0; Q1 17: 0; Q2 18: 1; Q3 19: 7; Q4 20: 11; Q1 21: 14; Q2 22: 6
| Market Sector B | 0.9 |  | Q1 1: 5.303; Q2 2: 1.828; Q3 3: 4.8877; Q4 4: 3.1248; Q1 5: 17.0361; Q2 6: 15.6119; Q3 7: 8.4838; Q4 8: 10.7796; Q1 9: 15.9877; Q2 10: 14.7732; Q3 11: 7.7708; Q4 12: 18.2347; Q1 13: 31.488; Q2 14: 32.8652; Q3 15: 15.1713; Q4 16: 2.7911; Q1 17: 12.8029; Q2 18: 1; Q3 19: 5; Q4 20: 0; Q1 21: 1; Q2 22: 0
|  | 0.7 |  | Q1 1: 0; Q2 2: 0; Q3 3: 0; Q4 4: 0; Q1 5: 0; Q2 6: 0; Q3 7: 0; Q4 8: 0; Q1 9: 0; Q2 10: 0; Q3 11: 0; Q4 12: 0; Q1 13: 0.23814; Q2 14: 4.1118; Q3 15: 7.4028; Q4 16: 8.1153; Q1 17: 1.5678; Q2 18: 1; Q3 19: 1; Q4 20: 1; Q1 21: 0; Q2 22: 0
|  | 0.6 |  | Q1 1: 0; Q2 2: 0; Q3 3: 0; Q4 4: 0; Q1 5: 0; Q2 6: 0; Q3 7: 0; Q4 8: 0; Q1 9: 0; Q2 10: 0; Q3 11: 0; Q4 12: 0; Q1 13: 0.0765; Q2 14: 0.29866; Q3 15: 0.81917; Q4 16: 9.3486; Q1 17: 12.1563; Q2 18: 10; Q3 19: 6; Q4 20: 9; Q1 21: 1; Q2 22: 0
|  | 0.55 |  | Q1 1: 0; Q2 2: 0; Q3 3: 0; Q4 4: 0; Q1 5: 0; Q2 6: 0; Q3 7: 0; Q4 8: 0; Q1 9: 0; Q2 10: 0; Q3 11: 0; Q4 12: 0; Q1 13: 0; Q2 14: 0; Q3 15: 0; Q4 16: 0; Q1 17: 0; Q2 18: 1; Q3 19: 5; Q4 20: 8; Q1 21: 1; Q2 22: 2
| Market Sector C | 0.8 |  | Q1 1: 0; Q2 2: 0; Q3 3: 0.66612; Q4 4: 0.099408; Q1 5: 7.8867; Q2 6: 0.4984; Q3 7: 4.3432; Q4 8: 5.2014; Q1 9: 19.9; Q2 10: 10.8848; Q3 11: 5.044; Q4 12: 9.2882; Q1 13: 43.0117; Q2 14: 47.3554; Q3 15: 18.7271; Q4 16: 25.2744; Q1 17: 7; Q2 18: 2; Q3 19: 1; Q4 20: 1; Q1 21: 1; Q2 22: 0
|  | 0.65 |  | Q1 1: 0; Q2 2: 0; Q3 3: 0; Q4 4: 0; Q1 5: 0; Q2 6: 0; Q3 7: 0; Q4 8: 0; Q1 9: 0; Q2 10: 0; Q3 11: 0; Q4 12: 0; Q1 13: 0; Q2 14: 0; Q3 15: 5.058; Q4 16: 7.9538; Q1 17: 1.7102; Q2 18: 0; Q3 19: 4; Q4 20: 0; Q1 21: 0; Q2 22: 0
|  | 0.55 |  | Q1 1: 0; Q2 2: 0; Q3 3: 0; Q4 4: 0; Q1 5: 0; Q2 6: 0; Q3 7: 0; Q4 8: 0; Q1 9: 0; Q2 10: 0; Q3 11: 0; Q4 12: 0; Q1 13: 0; Q2 14: 0; Q3 15: 2.4219; Q4 16: 1.1293; Q1 17: 0; Q2 18: 6; Q3 19: 5; Q4 20: 7; Q1 21: 0; Q2 22: 0
|  | 0.5 |  | Q1 1: 0; Q2 2: 0; Q3 3: 0; Q4 4: 0; Q1 5: 0; Q2 6: 0; Q3 7: 0; Q4 8: 0; Q1 9: 0; Q2 10: 0; Q3 11: 0; Q4 12: 0; Q1 13: 0; Q2 14: 0; Q3 15: 0; Q4 16: 0; Q1 17: 0; Q2 18: 0; Q3 19: 1; Q4 20: 0; Q1 21: 0; Q2 22: 0
| Managed Growth | 0.7 |  | Q1 1: 0; Q2 2: 0; Q3 3: 0; Q4 4: 0; Q1 5: 8.9488; Q2 6: 8.7264; Q3 7: 17.2601; Q4 8: 0; Q1 9: 26.4371; Q2 10: 11.4977; Q3 11: 1.9819; Q4 12: 5.2626; Q1 13: 3.256; Q2 14: 7.7186; Q3 15: 0; Q4 16: 7.2543; Q1 17: 1.9942; Q2 18: 3; Q3 19: 0; Q4 20: 0; Q1 21: 0; Q2 22: 0
|  | 0.55 |  | Q1 1: 0; Q2 2: 0; Q3 3: 0; Q4 4: 0; Q1 5: 0; Q2 6: 0; Q3 7: 0; Q4 8: 0; Q1 9: 0; Q2 10: 0; Q3 11: 0; Q4 12: 0; Q1 13: 0; Q2 14: 0; Q3 15: 0; Q4 16: 0; Q1 17: 0; Q2 18: 0; Q3 19: 0; Q4 20: 0; Q1 21: 0; Q2 22: 0
|  | 0.5 |  | Q1 1: 0; Q2 2: 0; Q3 3: 0; Q4 4: 0; Q1 5: 0; Q2 6: 0; Q3 7: 0; Q4 8: 0; Q1 9: 0; Q2 10: 0; Q3 11: 0; Q4 12: 0; Q1 13: 0; Q2 14: 0; Q3 15: 0; Q4 16: 0; Q1 17: 0; Q2 18: 0; Q3 19: 0; Q4 20: 6; Q1 21: 0; Q2 22: 0
|  | 0.45 |  | Q1 1: 0; Q2 2: 0; Q3 3: 0; Q4 4: 0; Q1 5: 0; Q2 6: 0; Q3 7: 0; Q4 8: 0; Q1 9: 0; Q2 10: 0; Q3 11: 0; Q4 12: 0; Q1 13: 0; Q2 14: 0; Q3 15: 0; Q4 16: 0; Q1 17: 0; Q2 18: 0; Q3 19: 0; Q4 20: 0; Q1 21: 0; Q2 22: 0
| CUMULATIVE Installed Capacities (MW) |  |  | 5.8023 | 14.0178 | 31.4105 | 54.9756 | 119.0277 | 187.076 | 258.6787 | 320.3325 | 446.8488 | 549.6468 | 623.9738 | 714.3138 | 889.7047 | 1041.8725 | 1170.3446 | 1317.16 | 1456.3914 | 1535.3914 | 1612.3914 | 1692.3914 | 1715.3914 | 1729.3914 | 1729.3914 | 1729.3914 | 1729.3914 | 1729.3914 | 1729.3914 | 1729.3914 | 1729.3914 | 1729.3914 | 1729.3914 | 1729.3914 | 1729.3914 | 1729.3914 | 1729.3914 | 1729.3914 | 1729.3914 | 1729.3914 | 1729.3914 | 1729.3914 | #VALUE! | #VALUE! | #VALUE! | #VALUE! | #VALUE! | #VALUE! | #VALUE! | #VALUE! | #VALUE! | #VALUE! | #VALUE! | #VALUE! | #VALUE! | #VALUE! | #VALUE! | #VALUE!
| Market Sector | SREC Factor
| Market Sector A | 1 |  | 0.49926 | 6.8868 | 18.7256 | 39.0665 | 69.2471 | 112.4586 | 153.9743 | 199.647 | 263.8385 | 329.4808 | 389.0111 | 446.5656 | 529.4997 | 569.2486 | 625.7612 | 682.892 | 731.892 | 738.892 | 746.892 | 751.892 | 751.892 | 751.892 | 751.892 | 751.892 | 751.892 | 751.892 | 751.892 | 751.892 | 751.892 | 751.892 | 751.892 | 751.892 | 751.892 | 751.892 | 751.892 | 751.892 | 751.892 | 751.892 | 751.892 | 751.892 | 746.589 | 744.761 | 739.8733 | 736.7485 | 719.7124 | 704.1004 | 695.6166 | 684.8369 | 668.8493 | 654.0761 | 646.3052 | 628.0705 | 596.5825 | 563.7173 | 548.546 | 545.7549 | 12
|  | 0.8 |  | 0 | 0 | 0 | 0 | 0 | 0 | 0 | 0 | 0 | 0 | 0 | 0 | 14.3864 | 33.8572 | 56.2165 | 83.9401 | 129.9401 | 162.9401 | 191.9401 | 212.9401 | 213.9401 | 213.9401 | 213.9401 | 213.9401 | 213.9401 | 213.9401 | 213.9401 | 213.9401 | 213.9401 | 213.9401 | 213.9401 | 213.9401 | 213.9401 | 213.9401 | 213.9401 | 213.9401 | 213.9401 | 213.9401 | 213.9401 | 213.9401 | #VALUE! | #VALUE! | #VALUE! | #VALUE! | #VALUE! | #VALUE! | #VALUE! | #VALUE! | #VALUE! | #VALUE! | #VALUE! | #VALUE! | #VALUE! | #VALUE! | #VALUE! | #VALUE!
|  | 0.7 |  | 0 | 0 | 0 | 0 | 0 | 0 | 0 | 0 | 0 | 0 | 0 | 0 | 0 | 0.5985 | 0.5985 | 0.69262 | 7.6926 | 21.6926 | 26.6926 | 37.6926 | 41.6926 | 47.6926 | 47.6926 | 47.6926 | 47.6926 | 47.6926 | 47.6926 | 47.6926 | 47.6926 | 47.6926 | 47.6926 | 47.6926 | 47.6926 | 47.6926 | 47.6926 | 47.6926 | 47.6926 | 47.6926 | 47.6926 | 47.6926 | #VALUE! | #VALUE! | #VALUE! | #VALUE! | #VALUE! | #VALUE! | #VALUE! | #VALUE! | #VALUE! | #VALUE! | #VALUE! | #VALUE! | #VALUE! | #VALUE! | #VALUE! | #VALUE!
|  | 0.65 |  | 0 | 0 | 0 | 0 | 0 | 0 | 0 | 0 | 0 | 0 | 0 | 0 | 0 | 0 | 0 | 0 | 0 | 1 | 8 | 19 | 33 | 39 | 39 | 39 | 39 | 39 | 39 | 39 | 39 | 39 | 39 | 39 | 39 | 39 | 39 | 39 | 39 | 39 | 39 | 39 | #VALUE! | #VALUE! | #VALUE! | #VALUE! | #VALUE! | #VALUE! | #VALUE! | #VALUE! | #VALUE! | #VALUE! | #VALUE! | #VALUE! | #VALUE! | #VALUE! | #VALUE! | #VALUE!
| Market Sector B | 0.9 |  | 5.303 | 7.131 | 12.0188 | 15.1435 | 32.1797 | 47.7916 | 56.2754 | 67.0551 | 83.0427 | 97.816 | 105.5868 | 123.8215 | 155.3095 | 188.1747 | 203.346 | 206.1371 | 218.94 | 219.94 | 224.94 | 224.94 | 225.94 | 225.94 | 225.94 | 225.94 | 225.94 | 225.94 | 225.94 | 225.94 | 225.94 | 225.94 | 225.94 | 225.94 | 225.94 | 225.94 | 225.94 | 225.94 | 225.94 | 225.94 | 225.94 | 225.94 | 225.94 | 225.94 | 225.94 | 225.94 | 225.94 | 225.94 | 225.94 | 225.94 | 225.94 | 225.94 | 225.94 | 225.94 | 225.7018 | 221.59 | 214.1872 | 206.0719 | 13
|  | 0.7 |  | 0 | 0 | 0 | 0 | 0 | 0 | 0 | 0 | 0 | 0 | 0 | 0 | 0.23814 | 4.3499 | 11.7527 | 19.868 | 21.4359 | 22.4359 | 23.4359 | 24.4359 | 24.4359 | 24.4359 | 24.4359 | 24.4359 | 24.4359 | 24.4359 | 24.4359 | 24.4359 | 24.4359 | 24.4359 | 24.4359 | 24.4359 | 24.4359 | 24.4359 | 24.4359 | 24.4359 | 24.4359 | 24.4359 | 24.4359 | 24.4359 | #VALUE! | #VALUE! | #VALUE! | #VALUE! | #VALUE! | #VALUE! | #VALUE! | #VALUE! | #VALUE! | #VALUE! | #VALUE! | #VALUE! | #VALUE! | #VALUE! | #VALUE! | #VALUE!
|  | 0.6 |  | 0 | 0 | 0 | 0 | 0 | 0 | 0 | 0 | 0 | 0 | 0 | 0 | 0.0765 | 0.37516 | 1.1943 | 10.5429 | 22.6992 | 32.6992 | 38.6992 | 47.6992 | 48.6992 | 48.6992 | 48.6992 | 48.6992 | 48.6992 | 48.6992 | 48.6992 | 48.6992 | 48.6992 | 48.6992 | 48.6992 | 48.6992 | 48.6992 | 48.6992 | 48.6992 | 48.6992 | 48.6992 | 48.6992 | 48.6992 | 48.6992 | #VALUE! | #VALUE! | #VALUE! | #VALUE! | #VALUE! | #VALUE! | #VALUE! | #VALUE! | #VALUE! | #VALUE! | #VALUE! | #VALUE! | #VALUE! | #VALUE! | #VALUE! | #VALUE!
|  | 0.55 |  | 0 | 0 | 0 | 0 | 0 | 0 | 0 | 0 | 0 | 0 | 0 | 0 | 0 | 0 | 0 | 0 | 0 | 1 | 6 | 14 | 15 | 17 | 17 | 17 | 17 | 17 | 17 | 17 | 17 | 17 | 17 | 17 | 17 | 17 | 17 | 17 | 17 | 17 | 17 | 17 | #VALUE! | #VALUE! | #VALUE! | #VALUE! | #VALUE! | #VALUE! | #VALUE! | #VALUE! | #VALUE! | #VALUE! | #VALUE! | #VALUE! | #VALUE! | #VALUE! | #VALUE! | #VALUE!
| Market Sector C | 0.8 |  | 0 | 0 | 0.66612 | 0.76553 | 8.6522 | 9.1506 | 13.4938 | 18.6951 | 38.5951 | 49.4799 | 54.5239 | 63.8121 | 106.8238 | 154.1792 | 172.9064 | 198.1808 | 205.1808 | 207.1808 | 208.1808 | 209.1808 | 210.1808 | 210.1808 | 210.1808 | 210.1808 | 210.1808 | 210.1808 | 210.1808 | 210.1808 | 210.1808 | 210.1808 | 210.1808 | 210.1808 | 210.1808 | 210.1808 | 210.1808 | 210.1808 | 210.1808 | 210.1808 | 210.1808 | 210.1808 | 210.1808 | 210.1808 | 210.1808 | 210.1808 | 210.1808 | 210.1808 | 210.1808 | 210.1808 | 210.1808 | 210.1808 | 210.1808 | 210.1808 | 210.1043 | 209.8056 | 208.9864 | 199.6379 | 14
|  | 0.65 |  | 0 | 0 | 0 | 0 | 0 | 0 | 0 | 0 | 0 | 0 | 0 | 0 | 0 | 0 | 5.058 | 13.0118 | 14.722 | 14.722 | 18.722 | 18.722 | 18.722 | 18.722 | 18.722 | 18.722 | 18.722 | 18.722 | 18.722 | 18.722 | 18.722 | 18.722 | 18.722 | 18.722 | 18.722 | 18.722 | 18.722 | 18.722 | 18.722 | 18.722 | 18.722 | 18.722 | #VALUE! | #VALUE! | #VALUE! | #VALUE! | #VALUE! | #VALUE! | #VALUE! | #VALUE! | #VALUE! | #VALUE! | #VALUE! | #VALUE! | #VALUE! | #VALUE! | #VALUE! | #VALUE!
|  | 0.55 |  | 0 | 0 | 0 | 0 | 0 | 0 | 0 | 0 | 0 | 0 | 0 | 0 | 0 | 0 | 2.4219 | 3.5512 | 3.5512 | 9.5512 | 14.5512 | 21.5512 | 21.5512 | 21.5512 | 21.5512 | 21.5512 | 21.5512 | 21.5512 | 21.5512 | 21.5512 | 21.5512 | 21.5512 | 21.5512 | 21.5512 | 21.5512 | 21.5512 | 21.5512 | 21.5512 | 21.5512 | 21.5512 | 21.5512 | 21.5512 | #VALUE! | #VALUE! | #VALUE! | #VALUE! | #VALUE! | #VALUE! | #VALUE! | #VALUE! | #VALUE! | #VALUE! | #VALUE! | #VALUE! | #VALUE! | #VALUE! | #VALUE! | #VALUE!
|  | 0.5 |  | 0 | 0 | 0 | 0 | 0 | 0 | 0 | 0 | 0 | 0 | 0 | 0 | 0 | 0 | 0 | 0 | 0 | 0 | 1 | 1 | 1 | 1 | 1 | 1 | 1 | 1 | 1 | 1 | 1 | 1 | 1 | 1 | 1 | 1 | 1 | 1 | 1 | 1 | 1 | 1 | #VALUE! | #VALUE! | #VALUE! | #VALUE! | #VALUE! | #VALUE! | #VALUE! | #VALUE! | #VALUE! | #VALUE! | #VALUE! | #VALUE! | #VALUE! | #VALUE! | #VALUE! | #VALUE!
| Managed Growth | 0.7 |  | 0 | 0 | 0 | 0 | 8.9488 | 17.6752 | 34.9353 | 34.9353 | 61.3724 | 72.8701 | 74.852 | 80.1146 | 83.3706 | 91.0892 | 91.0892 | 98.3435 | 100.3378 | 103.3378 | 103.3378 | 103.3378 | 103.3378 | 103.3378 | 103.3378 | 103.3378 | 103.3378 | 103.3378 | 103.3378 | 103.3378 | 103.3378 | 103.3378 | 103.3378 | 103.3378 | 103.3378 | 103.3378 | 103.3378 | 103.3378 | 103.3378 | 103.3378 | 103.3378 | 103.3378 | 103.3378 | 103.3378 | 103.3378 | 103.3378 | 103.3378 | 103.3378 | 103.3378 | 103.3378 | 103.3378 | 103.3378 | 103.3378 | 103.3378 | 103.3378 | 103.3378 | 103.3378 | 103.3378 | 15
|  | 0.55 |  | 0 | 0 | 0 | 0 | 0 | 0 | 0 | 0 | 0 | 0 | 0 | 0 | 0 | 0 | 0 | 0 | 0 | 0 | 0 | 0 | 0 | 0 | 0 | 0 | 0 | 0 | 0 | 0 | 0 | 0 | 0 | 0 | 0 | 0 | 0 | 0 | 0 | 0 | 0 | 0 | #VALUE! | #VALUE! | #VALUE! | #VALUE! | #VALUE! | #VALUE! | #VALUE! | #VALUE! | #VALUE! | #VALUE! | #VALUE! | #VALUE! | #VALUE! | #VALUE! | #VALUE! | #VALUE!
|  | 0.5 |  | 0 | 0 | 0 | 0 | 0 | 0 | 0 | 0 | 0 | 0 | 0 | 0 | 0 | 0 | 0 | 0 | 0 | 0 | 0 | 6 | 6 | 6 | 6 | 6 | 6 | 6 | 6 | 6 | 6 | 6 | 6 | 6 | 6 | 6 | 6 | 6 | 6 | 6 | 6 | 6 | #VALUE! | #VALUE! | #VALUE! | #VALUE! | #VALUE! | #VALUE! | #VALUE! | #VALUE! | #VALUE! | #VALUE! | #VALUE! | #VALUE! | #VALUE! | #VALUE! | #VALUE! | #VALUE!
|  | 0.45 |  | 0 | 0 | 0 | 0 | 0 | 0 | 0 | 0 | 0 | 0 | 0 | 0 | 0 | 0 | 0 | 0 | 0 | 0 | 0 | 0 | 0 | 0 | 0 | 0 | 0 | 0 | 0 | 0 | 0 | 0 | 0 | 0 | 0 | 0 | 0 | 0 | 0 | 0 | 0 | 0 | #VALUE! | #VALUE! | #VALUE! | #VALUE! | #VALUE! | #VALUE! | #VALUE! | #VALUE! | #VALUE! | #VALUE! | #VALUE! | #VALUE! | #VALUE! | #VALUE! | #VALUE! | #VALUE!
Qualified but not Installed SREC-II Supply 225 CMR 14.07(3)(e)2 |  |  |  | Q1 1: New data to be entered by DOER before August 30 of each CY after 2014 in determining Compliance Obligation for the next CY
| QUARTERLY Qualified but not Installed Capacities (MW) | [24 empty] | 20.5 | 8.5 | 0 | 0 | 0 | 0 | 0 | 0 | 0 | 0 | 0 | 0 | 0 | 0 | 0 | 0 | 0 | 0 | 0 | 0 | 0 | 0 | 0 | 0 | 0 | 0 | 0 | 0 | 0 | 0 | 0 | 0 | 0 | 0
| Market Sector | SREC Factor
| Market Sector A | 1 |  | Q3 23: 0; Q4 24: 0
|  | 0.8 |  | Q3 23: 0; Q4 24: 0
|  | 0.7 |  | Q3 23: 1; Q4 24: 0
|  | 0.65 |  | Q3 23: 10; Q4 24: 5
| Market Sector B | 0.9 |  | Q3 23: 1; Q4 24: 0
|  | 0.7 |  | Q3 23: 0; Q4 24: 0
|  | 0.6 |  | Q3 23: 1; Q4 24: 0
|  | 0.55 |  | Q3 23: 3; Q4 24: 0
| Market Sector C | 0.8 |  | Q3 23: 0; Q4 24: 0
|  | 0.65 |  | Q3 23: 0; Q4 24: 0
|  | 0.55 |  | Q3 23: 0; Q4 24: 0
|  | 0.5 |  | Q3 23: 0.5; Q4 24: 0.5
| Managed Growth | 0.7 |  | Q3 23: 0; Q4 24: 0
|  | 0.55 |  | Q3 23: 0; Q4 24: 0
|  | 0.5 |  | Q3 23: 4; Q4 24: 3
|  | 0.45 |  | Q3 23: 0; Q4 24: 0
| CUMULATIVE Qualified but not Installed Capacities (MW) | [24 empty] | 20.5 | 29 | 29 | 29 | 29 | 29 | 29 | 29 | 29 | 29 | 29 | 29 | 29 | 29 | 29 | 29 | 29 | 29 | 29 | 29 | 29 | 29 | 29 | 29 | 29 | 29 | 29 | 29 | 29 | 29 | 29 | 29 | 29 | 29
| Market Sector | SREC Factor
| Market Sector A | 1 | [23 empty] | 0 | 0 | 0 | 0 | 0 | 0 | 0 | 0 | 0 | 0 | 0 | 0 | 0 | 0 | 0 | 0 | 0 | 0 | 0 | 0 | 0 | 0 | 0 | 0 | 0 | 0 | 0 | 0 | 0 | 0 | 0 | 0 | 0 | 0
|  | 0.8 | [23 empty] | 0 | 0 | 0 | 0 | 0 | 0 | 0 | 0 | 0 | 0 | 0 | 0 | 0 | 0 | 0 | 0 | 0 | 0 | 0 | 0 | 0 | 0 | 0 | 0 | 0 | 0 | 0 | 0 | 0 | 0 | 0 | 0 | 0 | 0
0.7 | bar: Q1 1 to Q4 56
|  | 0.65 | [23 empty] | 10 | 15 | 15 | 15 | 15 | 15 | 15 | 15 | 15 | 15 | 15 | 15 | 15 | 15 | 15 | 15 | 15 | 15 | 15 | 15 | 15 | 15 | 15 | 15 | 15 | 15 | 15 | 15 | 15 | 15 | 15 | 15 | 15 | 15
| Market Sector B | 0.9 | bar: Q1 1 to Q4 56
|  | 0.7 | [23 empty] | 0 | 0 | 0 | 0 | 0 | 0 | 0 | 0 | 0 | 0 | 0 | 0 | 0 | 0 | 0 | 0 | 0 | 0 | 0 | 0 | 0 | 0 | 0 | 0 | 0 | 0 | 0 | 0 | 0 | 0 | 0 | 0 | 0 | 0
0.6 | bar: Q1 1 to Q4 56
|  | 0.55 | [23 empty] | 3 | 3 | 3 | 3 | 3 | 3 | 3 | 3 | 3 | 3 | 3 | 3 | 3 | 3 | 3 | 3 | 3 | 3 | 3 | 3 | 3 | 3 | 3 | 3 | 3 | 3 | 3 | 3 | 3 | 3 | 3 | 3 | 3 | 3
| Market Sector C | 0.8 | [23 empty] | 0 | 0 | 0 | 0 | 0 | 0 | 0 | 0 | 0 | 0 | 0 | 0 | 0 | 0 | 0 | 0 | 0 | 0 | 0 | 0 | 0 | 0 | 0 | 0 | 0 | 0 | 0 | 0 | 0 | 0 | 0 | 0 | 0 | 0
|  | 0.65 | [23 empty] | 0 | 0 | 0 | 0 | 0 | 0 | 0 | 0 | 0 | 0 | 0 | 0 | 0 | 0 | 0 | 0 | 0 | 0 | 0 | 0 | 0 | 0 | 0 | 0 | 0 | 0 | 0 | 0 | 0 | 0 | 0 | 0 | 0 | 0
|  | 0.55 | [23 empty] | 0 | 0 | 0 | 0 | 0 | 0 | 0 | 0 | 0 | 0 | 0 | 0 | 0 | 0 | 0 | 0 | 0 | 0 | 0 | 0 | 0 | 0 | 0 | 0 | 0 | 0 | 0 | 0 | 0 | 0 | 0 | 0 | 0 | 0
|  | 0.5 | [23 empty] | 0.5 | 1 | 1 | 1 | 1 | 1 | 1 | 1 | 1 | 1 | 1 | 1 | 1 | 1 | 1 | 1 | 1 | 1 | 1 | 1 | 1 | 1 | 1 | 1 | 1 | 1 | 1 | 1 | 1 | 1 | 1 | 1 | 1 | 1
| Managed Growth | 0.7 | [23 empty] | 0 | 0 | 0 | 0 | 0 | 0 | 0 | 0 | 0 | 0 | 0 | 0 | 0 | 0 | 0 | 0 | 0 | 0 | 0 | 0 | 0 | 0 | 0 | 0 | 0 | 0 | 0 | 0 | 0 | 0 | 0 | 0 | 0 | 0
|  | 0.55 | [23 empty] | 0 | 0 | 0 | 0 | 0 | 0 | 0 | 0 | 0 | 0 | 0 | 0 | 0 | 0 | 0 | 0 | 0 | 0 | 0 | 0 | 0 | 0 | 0 | 0 | 0 | 0 | 0 | 0 | 0 | 0 | 0 | 0 | 0 | 0
|  | 0.5 | [23 empty] | 4 | 7 | 7 | 7 | 7 | 7 | 7 | 7 | 7 | 7 | 7 | 7 | 7 | 7 | 7 | 7 | 7 | 7 | 7 | 7 | 7 | 7 | 7 | 7 | 7 | 7 | 7 | 7 | 7 | 7 | 7 | 7 | 7 | 7
|  | 0.45 | [23 empty] | 0 | 0 | 0 | 0 | 0 | 0 | 0 | 0 | 0 | 0 | 0 | 0 | 0 | 0 | 0 | 0 | 0 | 0 | 0 | 0 | 0 | 0 | 0 | 0 | 0 | 0 | 0 | 0 | 0 | 0 | 0 | 0 | 0 | 0
Projected New Supply 225 CMR 14.07(3)(e)3 |  |  |  | Q1 1: New data to be entered by DOER before August 30 of each CY after 2014 in determining Compliance Obligation for the next CY
QUARTERLY Projected New Capacities (MW)
| Market Sector | SREC Factor
| Market Sector A | 1
0.8
0.7
0.65
| Market Sector B | 0.9
0.7
0.6
0.55
| Market Sector C | 0.8
0.65
0.55
0.5
| Managed Growth | 0.7
0.55
0.5
0.45
CUMULATIVE Projected New Capacities (MW)
| Market Sector | SREC Factor
| Market Sector A | 1
0.8
0.7
0.65
| Market Sector B | 0.9
0.7
0.6
0.55
| Market Sector C | 0.8
0.65
0.55
0.5
| Managed Growth | 0.7
0.55
0.5
0.45
Rollover Volumes 225 CMR 14.07(3)(e)4 |  |  |  | Q1 1: Data to be entered by DOER before August 30 of each CY in determining Compliance Obligation for the next CY
Rollover Volumes (MWh)
| Reminted, Unsettled Auction Attributes from CY-3 |  |  | Q1 9: N/A; Q1 13: 0; Q1 17: 45856; Q1 21: 0; Q1 25: 0
| Reminted, Unsettled Auction Attributes from CY-2 |  |  | Q1 9: 0; Q1 13: 67046; Q1 17: 243377; Q1 21: 12071; Q1 25: 4626
| Banked Volume from CY-2 |  |  | Q1 9: 41; Q1 13: 3007; Q1 17: 9992; Q1 21: 27384; Q1 25: 18623
Third Round Auction Volume Doubling 225 CMR 14.07(3)(e)5 |  |  |  | Q1 1: Data to be entered by DOER before August 30 of each CY in determining Compliance Obligation for the next CY
| Auction Volume from CY-2, if 3rd Round (MWh) |  |  | Q1 9: 0; Q1 13: 0; Q1 17: 0; Q1 21: 0; Q1 25: 0
CUMULATIVE Accounting of SREC Supply from Installed, Qualified but not Installed, and Projected New Supply
Cumulative Capacities by Market Sector (MW)
| Market Sector | SREC Factor |  | 5.8023 | 14.0178 | 31.4105 | 54.9756 | 119.0277 | 187.076 | 258.6787 | 320.3325 | 446.8488 | 549.6468 | 623.9738 | 714.3138 | 889.7047 | 1041.8725 | 1170.3446 | 1317.16 | 1456.3914 | 1535.3914 | 1612.3914 | 1692.3914 | 1715.3914 | 1729.3914 | 1749.8914 | 1758.3914 | 1758.3914 | 1758.3914 | 1758.3914 | 1758.3914 | 1758.3914 | 1758.3914 | 1758.3914 | 1758.3914 | 1758.3914 | 1758.3914 | 1758.3914 | 1758.3914 | 1758.3914 | 1758.3914 | 1758.3914 | 1758.3914 | #VALUE! | #VALUE! | #VALUE! | #VALUE! | #VALUE! | #VALUE! | #VALUE! | #VALUE! | #VALUE! | #VALUE! | #VALUE! | #VALUE! | #VALUE! | #VALUE! | #VALUE! | #VALUE!
| Market Sector A | 1 |  | 0.49926 | 6.8868 | 18.7256 | 39.0665 | 69.2471 | 112.4586 | 153.9743 | 199.647 | 263.8385 | 329.4808 | 389.0111 | 446.5656 | 529.4997 | 569.2486 | 625.7612 | 682.892 | 731.892 | 738.892 | 746.892 | 751.892 | 751.892 | 751.892 | 751.892 | 751.892 | 751.892 | 751.892 | 751.892 | 751.892 | 751.892 | 751.892 | 751.892 | 751.892 | 751.892 | 751.892 | 751.892 | 751.892 | 751.892 | 751.892 | 751.892 | 751.892 | 746.589 | 744.761 | 739.8733 | 736.7485 | 719.7124 | 704.1004 | 695.6166 | 684.8369 | 668.8493 | 654.0761 | 646.3052 | 628.0705 | 596.5825 | 563.7173 | 548.546 | 545.7549
|  | 0.8 |  | 0 | 0 | 0 | 0 | 0 | 0 | 0 | 0 | 0 | 0 | 0 | 0 | 14.3864 | 33.8572 | 56.2165 | 83.9401 | 129.9401 | 162.9401 | 191.9401 | 212.9401 | 213.9401 | 213.9401 | 213.9401 | 213.9401 | 213.9401 | 213.9401 | 213.9401 | 213.9401 | 213.9401 | 213.9401 | 213.9401 | 213.9401 | 213.9401 | 213.9401 | 213.9401 | 213.9401 | 213.9401 | 213.9401 | 213.9401 | 213.9401 | #VALUE! | #VALUE! | #VALUE! | #VALUE! | #VALUE! | #VALUE! | #VALUE! | #VALUE! | #VALUE! | #VALUE! | #VALUE! | #VALUE! | #VALUE! | #VALUE! | #VALUE! | #VALUE!
|  | 0.7 |  | 0 | 0 | 0 | 0 | 0 | 0 | 0 | 0 | 0 | 0 | 0 | 0 | 0 | 0.5985 | 0.5985 | 0.69262 | 7.6926 | 21.6926 | 26.6926 | 37.6926 | 41.6926 | 47.6926 | 48.6926 | 48.6926 | 48.6926 | 48.6926 | 48.6926 | 48.6926 | 48.6926 | 48.6926 | 48.6926 | 48.6926 | 48.6926 | 48.6926 | 48.6926 | 48.6926 | 48.6926 | 48.6926 | 48.6926 | 48.6926 | #VALUE! | #VALUE! | #VALUE! | #VALUE! | #VALUE! | #VALUE! | #VALUE! | #VALUE! | #VALUE! | #VALUE! | #VALUE! | #VALUE! | #VALUE! | #VALUE! | #VALUE! | #VALUE!
|  | 0.65 |  | 0 | 0 | 0 | 0 | 0 | 0 | 0 | 0 | 0 | 0 | 0 | 0 | 0 | 0 | 0 | 0 | 0 | 1 | 8 | 19 | 33 | 39 | 49 | 54 | 54 | 54 | 54 | 54 | 54 | 54 | 54 | 54 | 54 | 54 | 54 | 54 | 54 | 54 | 54 | 54 | #VALUE! | #VALUE! | #VALUE! | #VALUE! | #VALUE! | #VALUE! | #VALUE! | #VALUE! | #VALUE! | #VALUE! | #VALUE! | #VALUE! | #VALUE! | #VALUE! | #VALUE! | #VALUE!
| Market Sector B | 0.9 |  | 5.303 | 7.131 | 12.0188 | 15.1435 | 32.1797 | 47.7916 | 56.2754 | 67.0551 | 83.0427 | 97.816 | 105.5868 | 123.8215 | 155.3095 | 188.1747 | 203.346 | 206.1371 | 218.94 | 219.94 | 224.94 | 224.94 | 225.94 | 225.94 | 226.94 | 226.94 | 226.94 | 226.94 | 226.94 | 226.94 | 226.94 | 226.94 | 226.94 | 226.94 | 226.94 | 226.94 | 226.94 | 226.94 | 226.94 | 226.94 | 226.94 | 226.94 | 226.94 | 226.94 | 226.94 | 226.94 | 226.94 | 226.94 | 226.94 | 226.94 | 226.94 | 226.94 | 226.94 | 226.94 | 226.7018 | 222.59 | 215.1872 | 207.0719
|  | 0.7 |  | 0 | 0 | 0 | 0 | 0 | 0 | 0 | 0 | 0 | 0 | 0 | 0 | 0.23814 | 4.3499 | 11.7527 | 19.868 | 21.4359 | 22.4359 | 23.4359 | 24.4359 | 24.4359 | 24.4359 | 24.4359 | 24.4359 | 24.4359 | 24.4359 | 24.4359 | 24.4359 | 24.4359 | 24.4359 | 24.4359 | 24.4359 | 24.4359 | 24.4359 | 24.4359 | 24.4359 | 24.4359 | 24.4359 | 24.4359 | 24.4359 | #VALUE! | #VALUE! | #VALUE! | #VALUE! | #VALUE! | #VALUE! | #VALUE! | #VALUE! | #VALUE! | #VALUE! | #VALUE! | #VALUE! | #VALUE! | #VALUE! | #VALUE! | #VALUE!
|  | 0.6 |  | 0 | 0 | 0 | 0 | 0 | 0 | 0 | 0 | 0 | 0 | 0 | 0 | 0.0765 | 0.37516 | 1.1943 | 10.5429 | 22.6992 | 32.6992 | 38.6992 | 47.6992 | 48.6992 | 48.6992 | 49.6992 | 49.6992 | 49.6992 | 49.6992 | 49.6992 | 49.6992 | 49.6992 | 49.6992 | 49.6992 | 49.6992 | 49.6992 | 49.6992 | 49.6992 | 49.6992 | 49.6992 | 49.6992 | 49.6992 | 49.6992 | #VALUE! | #VALUE! | #VALUE! | #VALUE! | #VALUE! | #VALUE! | #VALUE! | #VALUE! | #VALUE! | #VALUE! | #VALUE! | #VALUE! | #VALUE! | #VALUE! | #VALUE! | #VALUE!
|  | 0.55 |  | 0 | 0 | 0 | 0 | 0 | 0 | 0 | 0 | 0 | 0 | 0 | 0 | 0 | 0 | 0 | 0 | 0 | 1 | 6 | 14 | 15 | 17 | 20 | 20 | 20 | 20 | 20 | 20 | 20 | 20 | 20 | 20 | 20 | 20 | 20 | 20 | 20 | 20 | 20 | 20 | #VALUE! | #VALUE! | #VALUE! | #VALUE! | #VALUE! | #VALUE! | #VALUE! | #VALUE! | #VALUE! | #VALUE! | #VALUE! | #VALUE! | #VALUE! | #VALUE! | #VALUE! | #VALUE!
| Market Sector C | 0.8 |  | 0 | 0 | 0.66612 | 0.76553 | 8.6522 | 9.1506 | 13.4938 | 18.6951 | 38.5951 | 49.4799 | 54.5239 | 63.8121 | 106.8238 | 154.1792 | 172.9064 | 198.1808 | 205.1808 | 207.1808 | 208.1808 | 209.1808 | 210.1808 | 210.1808 | 210.1808 | 210.1808 | 210.1808 | 210.1808 | 210.1808 | 210.1808 | 210.1808 | 210.1808 | 210.1808 | 210.1808 | 210.1808 | 210.1808 | 210.1808 | 210.1808 | 210.1808 | 210.1808 | 210.1808 | 210.1808 | 210.1808 | 210.1808 | 210.1808 | 210.1808 | 210.1808 | 210.1808 | 210.1808 | 210.1808 | 210.1808 | 210.1808 | 210.1808 | 210.1808 | 210.1043 | 209.8056 | 208.9864 | 199.6379
|  | 0.65 |  | 0 | 0 | 0 | 0 | 0 | 0 | 0 | 0 | 0 | 0 | 0 | 0 | 0 | 0 | 5.058 | 13.0118 | 14.722 | 14.722 | 18.722 | 18.722 | 18.722 | 18.722 | 18.722 | 18.722 | 18.722 | 18.722 | 18.722 | 18.722 | 18.722 | 18.722 | 18.722 | 18.722 | 18.722 | 18.722 | 18.722 | 18.722 | 18.722 | 18.722 | 18.722 | 18.722 | #VALUE! | #VALUE! | #VALUE! | #VALUE! | #VALUE! | #VALUE! | #VALUE! | #VALUE! | #VALUE! | #VALUE! | #VALUE! | #VALUE! | #VALUE! | #VALUE! | #VALUE! | #VALUE!
|  | 0.55 |  | 0 | 0 | 0 | 0 | 0 | 0 | 0 | 0 | 0 | 0 | 0 | 0 | 0 | 0 | 2.4219 | 3.5512 | 3.5512 | 9.5512 | 14.5512 | 21.5512 | 21.5512 | 21.5512 | 21.5512 | 21.5512 | 21.5512 | 21.5512 | 21.5512 | 21.5512 | 21.5512 | 21.5512 | 21.5512 | 21.5512 | 21.5512 | 21.5512 | 21.5512 | 21.5512 | 21.5512 | 21.5512 | 21.5512 | 21.5512 | #VALUE! | #VALUE! | #VALUE! | #VALUE! | #VALUE! | #VALUE! | #VALUE! | #VALUE! | #VALUE! | #VALUE! | #VALUE! | #VALUE! | #VALUE! | #VALUE! | #VALUE! | #VALUE!
|  | 0.5 |  | 0 | 0 | 0 | 0 | 0 | 0 | 0 | 0 | 0 | 0 | 0 | 0 | 0 | 0 | 0 | 0 | 0 | 0 | 1 | 1 | 1 | 1 | 1.5 | 2 | 2 | 2 | 2 | 2 | 2 | 2 | 2 | 2 | 2 | 2 | 2 | 2 | 2 | 2 | 2 | 2 | #VALUE! | #VALUE! | #VALUE! | #VALUE! | #VALUE! | #VALUE! | #VALUE! | #VALUE! | #VALUE! | #VALUE! | #VALUE! | #VALUE! | #VALUE! | #VALUE! | #VALUE! | #VALUE!
| Managed Growth | 0.7 |  | 0 | 0 | 0 | 0 | 8.9488 | 17.6752 | 34.9353 | 34.9353 | 61.3724 | 72.8701 | 74.852 | 80.1146 | 83.3706 | 91.0892 | 91.0892 | 98.3435 | 100.3378 | 103.3378 | 103.3378 | 103.3378 | 103.3378 | 103.3378 | 103.3378 | 103.3378 | 103.3378 | 103.3378 | 103.3378 | 103.3378 | 103.3378 | 103.3378 | 103.3378 | 103.3378 | 103.3378 | 103.3378 | 103.3378 | 103.3378 | 103.3378 | 103.3378 | 103.3378 | 103.3378 | 103.3378 | 103.3378 | 103.3378 | 103.3378 | 103.3378 | 103.3378 | 103.3378 | 103.3378 | 103.3378 | 103.3378 | 103.3378 | 103.3378 | 103.3378 | 103.3378 | 103.3378 | 103.3378
|  | 0.55 |  | 0 | 0 | 0 | 0 | 0 | 0 | 0 | 0 | 0 | 0 | 0 | 0 | 0 | 0 | 0 | 0 | 0 | 0 | 0 | 0 | 0 | 0 | 0 | 0 | 0 | 0 | 0 | 0 | 0 | 0 | 0 | 0 | 0 | 0 | 0 | 0 | 0 | 0 | 0 | 0 | #VALUE! | #VALUE! | #VALUE! | #VALUE! | #VALUE! | #VALUE! | #VALUE! | #VALUE! | #VALUE! | #VALUE! | #VALUE! | #VALUE! | #VALUE! | #VALUE! | #VALUE! | #VALUE!
|  | 0.5 |  | 0 | 0 | 0 | 0 | 0 | 0 | 0 | 0 | 0 | 0 | 0 | 0 | 0 | 0 | 0 | 0 | 0 | 0 | 0 | 6 | 6 | 6 | 10 | 13 | 13 | 13 | 13 | 13 | 13 | 13 | 13 | 13 | 13 | 13 | 13 | 13 | 13 | 13 | 13 | 13 | #VALUE! | #VALUE! | #VALUE! | #VALUE! | #VALUE! | #VALUE! | #VALUE! | #VALUE! | #VALUE! | #VALUE! | #VALUE! | #VALUE! | #VALUE! | #VALUE! | #VALUE! | #VALUE!
|  | 0.45 |  | 0 | 0 | 0 | 0 | 0 | 0 | 0 | 0 | 0 | 0 | 0 | 0 | 0 | 0 | 0 | 0 | 0 | 0 | 0 | 0 | 0 | 0 | 0 | 0 | 0 | 0 | 0 | 0 | 0 | 0 | 0 | 0 | 0 | 0 | 0 | 0 | 0 | 0 | 0 | 0 | #VALUE! | #VALUE! | #VALUE! | #VALUE! | #VALUE! | #VALUE! | #VALUE! | #VALUE! | #VALUE! | #VALUE! | #VALUE! | #VALUE! | #VALUE! | #VALUE! | #VALUE! | #VALUE!
SREC Generation (Projected) in the Quarter (MWh)
| Market Sector | SREC Factor |  | 718 | 2365 | 6872 | 5953 | 16594 | 51130 | 73660 | 51450 | 82496 | 168106 | 189512 | 116383 | 147854 | 303796 | 359000 | 203627 | 219100 | 464360 | 466856 | 237370 | TBD | TBD | TBD | TBD | TBD | TBD | TBD | TBD | TBD | TBD | TBD | TBD | TBD | TBD | TBD | TBD | TBD | TBD | TBD | TBD | TBD | TBD | TBD | TBD | TBD | TBD | TBD | TBD | TBD | TBD | TBD | TBD | TBD | TBD | TBD | TBD
| Market Sector A | 1
0.8
0.7
0.65
| Market Sector B | 0.9
0.7
0.6
0.55
| Market Sector C | 0.8
0.65
0.55
0.5
| Managed Growth | 0.7
0.55
0.5
0.45
Compliance Obligation Calculation (MWh) |  |  |  | Q1 1: 2014; Q1 5: 2015; Q1 9: 2016; Q1 13: 2017; Q1 17: 2018; Q1 21: 2019; Q1 25: 2020; Q1 29: 2021; Q1 33: 2022; Q1 37: 2023; Q1 41: 2024; Q1 45: 2025; Q1 49: 2026; Q1 53: 2027
| SRECs Generation from Installed, Qualified and Projected Supply |  |  | Q1 25: 1745881; Q1 29: 0; Q1 33: 0; Q1 37: 0; Q1 41: 0; Q1 45: 0; Q1 49: 0; Q1 53: 0
| Rollover Volume |  |  | Q1 25: 23249; Q1 29: 0; Q1 33: 0; Q1 37: 0; Q1 41: 0; Q1 45: 0; Q1 49: 0; Q1 53: 0
| Third Round Auction Volume Doubling |  |  | Q1 25: 0; Q1 29: 0; Q1 33: 0; Q1 37: 0; Q1 41: 0; Q1 45: 0; Q1 49: 0; Q1 53: 0
Compliance Obligation 225 CMR 14.07(3)(c-e) |  |  |  | Q1 9: 377877; Q1 13: 1374406; Q1 17: 1906578; Q1 21: 1789639; Q1 25: 1769130; Q1 29: 0; Q1 33: 0; Q1 37: 0; Q1 41: 0; Q1 45: 0; Q1 49: 0; Q1 53: 0
| Compliance Obligations Set in Regulation 225 CMR 14.07(3)(c and d) |  |  | Q1 1: 41278; Q1 5: 161958; Q1 21: Compliance Obligations are not final until August 30th of the Preceding Year
| Retail Electric Load from Two Years Prior (MWh) |  |  | Q1 1: 48992429; Q1 5: 49252581; Q1 9: 48129291; Q1 13: 48009723; Q1 17: 46864431; Q1 21: 45722855; Q1 25: 46448304; Q1 29: TBD; Q1 33: TBD; Q1 37: TBD; Q1 41: TBD; Q1 45: TBD; Q1 49: TBD; Q1 53: TBD
| Minimum Standard Percentage |  |  | Q1 1: 0.08425%; Q1 5: 0.3288%; Q1 9: 0.7851%; Q1 13: 2.863%; Q1 17: 4.068%; Q1 21: 3.914%; Q1 25: 3.809%; Q1 29: TBD; Q1 33: TBD; Q1 37: TBD; Q1 41: TBD; Q1 45: TBD; Q1 49: TBD; Q1 53: TBD
NOTE: The Compliance Obligation calculated hereby is not strictly the demand for SREC-IIs in the CY. The calculated Compliance Obligation is divided by the retail load in CY-2 [in 225 CMR 14.07(3)(a)] to set the CY Minimum Standard (% of retail load). The actual SREC-II demand is then equal to the actual settled retail load in CY times the Minimum Standard.

## Baseline (Pre 5-9-16 Contracts)
RPS Class I 225 CMR 14.00
Solar Carve-Out II
Guideline
Calculation of Annual Compliance Obligations and Minimum Standards
(Page 4 - Pre-5/9/16 Compliance Obligation Calculation Spreadsheet)
Note: This worksheet calculates the 2019 Compliance Obligation and Minimum Standard as if the SREC II Program Cap had never been lifted on 4/8/16. It is therefore assumed that no more than 947.7 MW of capacity would have been installed and that all of it would have been operational before 1/1/18. The allocation to Market Sectors is based on the percent of capacity qualified in each sector as of 4/8/16. This Compliance Obligation and Minimum Standard applies to all retail electricity load served under contracts executed after 4/25/14 and on or before 5/8/16.
| Market Sector | % Share of Qualified Capacity | MW at Original SREC II Cap | SREC Factor | Capacity Factor | Hrs/Year | Expected MWh
| Market Sector A | 54.58% | 517.2547 | 1 | 13.35% | 8760 | 604908.6347
| Market Sector B | 20.2% | 191.4354 | 0.9 | 13.35% | 8760 | 201488.4386
| Market Sector C | 17.22% | 163.1939 | 0.8 | 13.35% | 8760 | 152679.0281
| Managed Growth | 8% | 75.816 | 0.7 | 13.35% | 8760 | 62064.6456
[6 empty] | Total Generation | 1021140.7469
[6 empty] | Auction Volume (CY-3) | 0
[6 empty] | Auction Volume (CY-2) | 4626
[6 empty] | Banked Volume | 18623
[6 empty] | Total Obligation | 1044389.7469

## 2020 SREC II Supply Analysis
Application ID | Nameplate Capacity (kW) | SREC Factor | RPS Effective Date * | Year End Date | Days Operating in 2020 | Total Expected Output (MWh) | Total SRECs
5315 | 3.44 | 1 | 2019-12-31 | 2020-12-31 | 365 | 4.0229 | 4
2280 | 9 | 1 | 2019-12-31 | 2020-12-31 | 365 | 10.5251 | 10
65 | 9 | 1 | 2019-12-31 | 2020-12-31 | 365 | 10.5251 | 10
2068 | 2.5 | 1 | 2019-12-31 | 2020-12-31 | 365 | 2.9236 | 2
59061 | 3.51 | 1 | 2019-12-31 | 2020-12-31 | 365 | 4.1048 | 4
854 | 2 | 1 | 2019-12-31 | 2020-12-31 | 365 | 2.3389 | 2
1919 | 8.25 | 1 | 2019-12-31 | 2020-12-31 | 365 | 9.648 | 9
592 | 5.25 | 1 | 2019-12-31 | 2020-12-31 | 365 | 6.1397 | 6
653 | 5.5 | 1 | 2019-12-31 | 2020-12-31 | 365 | 6.432 | 6
616 | 4.5 | 1 | 2019-12-31 | 2020-12-31 | 365 | 5.2626 | 5
172 | 7 | 1 | 2019-12-31 | 2020-12-31 | 365 | 8.1862 | 8
791 | 6.5 | 1 | 2019-12-31 | 2020-12-31 | 365 | 7.6015 | 7
638 | 3.5 | 1 | 2019-12-31 | 2020-12-31 | 365 | 4.0931 | 4
586 | 6.25 | 1 | 2019-12-31 | 2020-12-31 | 365 | 7.3091 | 7
10185 | 4.75 | 1 | 2019-12-31 | 2020-12-31 | 365 | 5.5549 | 5
645 | 10.25 | 1 | 2019-12-31 | 2020-12-31 | 365 | 11.987 | 11
3074 | 4 | 1 | 2019-12-31 | 2020-12-31 | 365 | 4.6778 | 4
731 | 3.5 | 1 | 2019-12-31 | 2020-12-31 | 365 | 4.0931 | 4
668 | 4.75 | 1 | 2019-12-31 | 2020-12-31 | 365 | 5.5549 | 5
171 | 3 | 1 | 2019-12-31 | 2020-12-31 | 365 | 3.5084 | 3
19990 | 5 | 1 | 2019-12-31 | 2020-12-31 | 365 | 5.8473 | 5
175 | 7 | 1 | 2019-12-31 | 2020-12-31 | 365 | 8.1862 | 8
986 | 11.75 | 1 | 2019-12-31 | 2020-12-31 | 365 | 13.7412 | 13
655 | 10.75 | 1 | 2019-12-31 | 2020-12-31 | 365 | 12.5717 | 12
676 | 2.12 | 1 | 2019-12-31 | 2020-12-31 | 365 | 2.4793 | 2
409 | 8.25 | 1 | 2019-12-31 | 2020-12-31 | 365 | 9.648 | 9
702 | 4.165 | 1 | 2019-12-31 | 2020-12-31 | 365 | 4.8708 | 4
584 | 9.5 | 1 | 2019-12-31 | 2020-12-31 | 365 | 11.1099 | 11
657 | 6.5 | 1 | 2019-12-31 | 2020-12-31 | 365 | 7.6015 | 7
1822 | 4.25 | 1 | 2019-12-31 | 2020-12-31 | 365 | 4.9702 | 4
168 | 11.5 | 1 | 2019-12-31 | 2020-12-31 | 365 | 13.4488 | 13
1321 | 2.25 | 1 | 2019-12-31 | 2020-12-31 | 365 | 2.6313 | 2
5464 | 5 | 1 | 2019-12-31 | 2020-12-31 | 365 | 5.8473 | 5
987 | 5.25 | 1 | 2019-12-31 | 2020-12-31 | 365 | 6.1397 | 6
623 | 8.48 | 1 | 2019-12-31 | 2020-12-31 | 365 | 9.917 | 9
2409 | 7.25 | 1 | 2019-12-31 | 2020-12-31 | 365 | 8.4786 | 8
978 | 6 | 1 | 2019-12-31 | 2020-12-31 | 365 | 7.0168 | 7
333 | 3.675 | 1 | 2019-12-31 | 2020-12-31 | 365 | 4.2978 | 4
754 | 3.5 | 1 | 2019-12-31 | 2020-12-31 | 365 | 4.0931 | 4
876 | 5 | 1 | 2019-12-31 | 2020-12-31 | 365 | 5.8473 | 5
570 | 3.75 | 1 | 2019-12-31 | 2020-12-31 | 365 | 4.3855 | 4
669 | 2 | 1 | 2019-12-31 | 2020-12-31 | 365 | 2.3389 | 2
170 | 12 | 1 | 2019-12-31 | 2020-12-31 | 365 | 14.0335 | 14
2174 | 5.5 | 1 | 2019-12-31 | 2020-12-31 | 365 | 6.432 | 6
3200 | 2.5 | 1 | 2019-12-31 | 2020-12-31 | 365 | 2.9236 | 2
714 | 7.5 | 1 | 2019-12-31 | 2020-12-31 | 365 | 8.7709 | 8
612 | 2.25 | 1 | 2019-12-31 | 2020-12-31 | 365 | 2.6313 | 2
617 | 3.75 | 1 | 2019-12-31 | 2020-12-31 | 365 | 4.3855 | 4
749 | 6 | 1 | 2019-12-31 | 2020-12-31 | 365 | 7.0168 | 7
1174 | 3.25 | 1 | 2019-12-31 | 2020-12-31 | 365 | 3.8007 | 3
624 | 7 | 1 | 2019-12-31 | 2020-12-31 | 365 | 8.1862 | 8
167 | 4.5 | 1 | 2019-12-31 | 2020-12-31 | 365 | 5.2626 | 5
597 | 4 | 1 | 2019-12-31 | 2020-12-31 | 365 | 4.6778 | 4
581 | 6.75 | 1 | 2019-12-31 | 2020-12-31 | 365 | 7.8939 | 7
614 | 4 | 1 | 2019-12-31 | 2020-12-31 | 365 | 4.6778 | 4
440 | 6.5 | 1 | 2019-12-31 | 2020-12-31 | 365 | 7.6015 | 7
454 | 5.25 | 1 | 2019-12-31 | 2020-12-31 | 365 | 6.1397 | 6
145 | 12.5 | 1 | 2019-12-31 | 2020-12-31 | 365 | 14.6182 | 14
439 | 8.75 | 1 | 2019-12-31 | 2020-12-31 | 365 | 10.2328 | 10
628 | 4.75 | 1 | 2019-12-31 | 2020-12-31 | 365 | 5.5549 | 5
582 | 2.75 | 1 | 2019-12-31 | 2020-12-31 | 365 | 3.216 | 3
460 | 4.75 | 1 | 2019-12-31 | 2020-12-31 | 365 | 5.5549 | 5
703 | 6.25 | 1 | 2019-12-31 | 2020-12-31 | 365 | 7.3091 | 7
710 | 4.5 | 1 | 2019-12-31 | 2020-12-31 | 365 | 5.2626 | 5
589 | 5 | 1 | 2019-12-31 | 2020-12-31 | 365 | 5.8473 | 5
772 | 5.75 | 1 | 2019-12-31 | 2020-12-31 | 365 | 6.7244 | 6
650 | 6 | 1 | 2019-12-31 | 2020-12-31 | 365 | 7.0168 | 7
2995 | 8 | 1 | 2019-12-31 | 2020-12-31 | 365 | 9.3557 | 9
819 | 10.25 | 1 | 2019-12-31 | 2020-12-31 | 365 | 11.987 | 11
662 | 3.5 | 1 | 2019-12-31 | 2020-12-31 | 365 | 4.0931 | 4
770 | 8 | 1 | 2019-12-31 | 2020-12-31 | 365 | 9.3557 | 9
3229 | 3 | 1 | 2019-12-31 | 2020-12-31 | 365 | 3.5084 | 3
14016 | 6.75 | 1 | 2019-12-31 | 2020-12-31 | 365 | 7.8939 | 7
831 | 6.5 | 1 | 2019-12-31 | 2020-12-31 | 365 | 7.6015 | 7
734 | 6.75 | 1 | 2019-12-31 | 2020-12-31 | 365 | 7.8939 | 7
755 | 7.75 | 1 | 2019-12-31 | 2020-12-31 | 365 | 9.0633 | 9
10183 | 4 | 1 | 2019-12-31 | 2020-12-31 | 365 | 4.6778 | 4
2754 | 4.5 | 1 | 2019-12-31 | 2020-12-31 | 365 | 5.2626 | 5
4003 | 4.75 | 1 | 2019-12-31 | 2020-12-31 | 365 | 5.5549 | 5
2117 | 9.25 | 1 | 2019-12-31 | 2020-12-31 | 365 | 10.8175 | 10
647 | 10.5 | 1 | 2019-12-31 | 2020-12-31 | 365 | 12.2793 | 12
3136 | 3.5 | 1 | 2019-12-31 | 2020-12-31 | 365 | 4.0931 | 4
932 | 5.5 | 1 | 2019-12-31 | 2020-12-31 | 365 | 6.432 | 6
3028 | 4 | 1 | 2019-12-31 | 2020-12-31 | 365 | 4.6778 | 4
4299 | 7.75 | 1 | 2019-12-31 | 2020-12-31 | 365 | 9.0633 | 9
939 | 8.25 | 1 | 2019-12-31 | 2020-12-31 | 365 | 9.648 | 9
2130 | 12 | 1 | 2019-12-31 | 2020-12-31 | 365 | 14.0335 | 14
2416 | 8 | 1 | 2019-12-31 | 2020-12-31 | 365 | 9.3557 | 9
2014 | 5 | 1 | 2019-12-31 | 2020-12-31 | 365 | 5.8473 | 5
2276 | 3.75 | 1 | 2019-12-31 | 2020-12-31 | 365 | 4.3855 | 4
607 | 5.5 | 1 | 2019-12-31 | 2020-12-31 | 365 | 6.432 | 6
773 | 3.75 | 1 | 2019-12-31 | 2020-12-31 | 365 | 4.3855 | 4
3201 | 4.25 | 1 | 2019-12-31 | 2020-12-31 | 365 | 4.9702 | 4
632 | 11.25 | 1 | 2019-12-31 | 2020-12-31 | 365 | 13.1564 | 13
4263 | 8 | 1 | 2019-12-31 | 2020-12-31 | 365 | 9.3557 | 9
2013 | 4.25 | 1 | 2019-12-31 | 2020-12-31 | 365 | 4.9702 | 4
1083 | 3.25 | 1 | 2019-12-31 | 2020-12-31 | 365 | 3.8007 | 3
712 | 3.75 | 1 | 2019-12-31 | 2020-12-31 | 365 | 4.3855 | 4
2715 | 5.5 | 1 | 2019-12-31 | 2020-12-31 | 365 | 6.432 | 6
2451 | 7.75 | 1 | 2019-12-31 | 2020-12-31 | 365 | 9.0633 | 9
1016 | 3.75 | 1 | 2019-12-31 | 2020-12-31 | 365 | 4.3855 | 4
629 | 11 | 1 | 2019-12-31 | 2020-12-31 | 365 | 12.8641 | 12
12319 | 4.5 | 1 | 2019-12-31 | 2020-12-31 | 365 | 5.2626 | 5
10903 | 5 | 1 | 2019-12-31 | 2020-12-31 | 365 | 5.8473 | 5
2988 | 14.25 | 1 | 2019-12-31 | 2020-12-31 | 365 | 16.6648 | 16
639 | 2.5 | 1 | 2019-12-31 | 2020-12-31 | 365 | 2.9236 | 2
2954 | 2.75 | 1 | 2019-12-31 | 2020-12-31 | 365 | 3.216 | 3
1051 | 8 | 1 | 2019-12-31 | 2020-12-31 | 365 | 9.3557 | 9
2275 | 5.5 | 1 | 2019-12-31 | 2020-12-31 | 365 | 6.432 | 6
673 | 3 | 1 | 2019-12-31 | 2020-12-31 | 365 | 3.5084 | 3
723 | 4 | 1 | 2019-12-31 | 2020-12-31 | 365 | 4.6778 | 4
568 | 3.75 | 1 | 2019-12-31 | 2020-12-31 | 365 | 4.3855 | 4
608 | 6.25 | 1 | 2019-12-31 | 2020-12-31 | 365 | 7.3091 | 7
689 | 2.5 | 1 | 2019-12-31 | 2020-12-31 | 365 | 2.9236 | 2
611 | 4.5 | 1 | 2019-12-31 | 2020-12-31 | 365 | 5.2626 | 5
604 | 12.5 | 1 | 2019-12-31 | 2020-12-31 | 365 | 14.6182 | 14
569 | 6.095 | 1 | 2019-12-31 | 2020-12-31 | 365 | 7.1279 | 7
613 | 4.5 | 1 | 2019-12-31 | 2020-12-31 | 365 | 5.2626 | 5
595 | 4.75 | 1 | 2019-12-31 | 2020-12-31 | 365 | 5.5549 | 5
625 | 4.75 | 1 | 2019-12-31 | 2020-12-31 | 365 | 5.5549 | 5
615 | 2.12 | 1 | 2019-12-31 | 2020-12-31 | 365 | 2.4793 | 2
2392 | 5.25 | 1 | 2019-12-31 | 2020-12-31 | 365 | 6.1397 | 6
4583 | 7.5 | 1 | 2019-12-31 | 2020-12-31 | 365 | 8.7709 | 8
760 | 3.185 | 1 | 2019-12-31 | 2020-12-31 | 365 | 3.7247 | 3
663 | 4.5 | 1 | 2019-12-31 | 2020-12-31 | 365 | 5.2626 | 5
2123 | 4.505 | 1 | 2019-12-31 | 2020-12-31 | 365 | 5.2684 | 5
1680 | 5.5 | 1 | 2019-12-31 | 2020-12-31 | 365 | 6.432 | 6
680 | 8 | 1 | 2019-12-31 | 2020-12-31 | 365 | 9.3557 | 9
4627 | 5.83 | 1 | 2019-12-31 | 2020-12-31 | 365 | 6.818 | 6
2952 | 3.75 | 1 | 2019-12-31 | 2020-12-31 | 365 | 4.3855 | 4
2331 | 5.25 | 1 | 2019-12-31 | 2020-12-31 | 365 | 6.1397 | 6
20143 | 5 | 1 | 2019-12-31 | 2020-12-31 | 365 | 5.8473 | 5
747 | 4 | 1 | 2019-12-31 | 2020-12-31 | 365 | 4.6778 | 4
1929 | 6 | 1 | 2019-12-31 | 2020-12-31 | 365 | 7.0168 | 7
3090 | 3.5 | 1 | 2019-12-31 | 2020-12-31 | 365 | 4.0931 | 4
1999 | 5.5 | 1 | 2019-12-31 | 2020-12-31 | 365 | 6.432 | 6
698 | 6 | 1 | 2019-12-31 | 2020-12-31 | 365 | 7.0168 | 7
971 | 6.25 | 1 | 2019-12-31 | 2020-12-31 | 365 | 7.3091 | 7
1618 | 6.25 | 1 | 2019-12-31 | 2020-12-31 | 365 | 7.3091 | 7
733 | 5.25 | 1 | 2019-12-31 | 2020-12-31 | 365 | 6.1397 | 6
642 | 7.25 | 1 | 2019-12-31 | 2020-12-31 | 365 | 8.4786 | 8
764 | 3.75 | 1 | 2019-12-31 | 2020-12-31 | 365 | 4.3855 | 4
763 | 3.25 | 1 | 2019-12-31 | 2020-12-31 | 365 | 3.8007 | 3
622 | 4.75 | 1 | 2019-12-31 | 2020-12-31 | 365 | 5.5549 | 5
1847 | 5 | 1 | 2019-12-31 | 2020-12-31 | 365 | 5.8473 | 5
588 | 2.5 | 1 | 2019-12-31 | 2020-12-31 | 365 | 2.9236 | 2
606 | 4.75 | 1 | 2019-12-31 | 2020-12-31 | 365 | 5.5549 | 5
1549 | 4.75 | 1 | 2019-12-31 | 2020-12-31 | 365 | 5.5549 | 5
1637 | 5 | 1 | 2019-12-31 | 2020-12-31 | 365 | 5.8473 | 5
3123 | 7.5 | 1 | 2019-12-31 | 2020-12-31 | 365 | 8.7709 | 8
691 | 3.75 | 1 | 2019-12-31 | 2020-12-31 | 365 | 4.3855 | 4
957 | 4 | 1 | 2019-12-31 | 2020-12-31 | 365 | 4.6778 | 4
1140 | 2.25 | 1 | 2019-12-31 | 2020-12-31 | 365 | 2.6313 | 2
4049 | 4.75 | 1 | 2019-12-31 | 2020-12-31 | 365 | 5.5549 | 5
699 | 11 | 1 | 2019-12-31 | 2020-12-31 | 365 | 12.8641 | 12
4084 | 2.5 | 1 | 2019-12-31 | 2020-12-31 | 365 | 2.9236 | 2
700 | 5.25 | 1 | 2019-12-31 | 2020-12-31 | 365 | 6.1397 | 6
3031 | 4.25 | 1 | 2019-12-31 | 2020-12-31 | 365 | 4.9702 | 4
693 | 4.5 | 1 | 2019-12-31 | 2020-12-31 | 365 | 5.2626 | 5
4590 | 4.25 | 1 | 2019-12-31 | 2020-12-31 | 365 | 4.9702 | 4
1115 | 11.25 | 1 | 2019-12-31 | 2020-12-31 | 365 | 13.1564 | 13
765 | 7 | 1 | 2019-12-31 | 2020-12-31 | 365 | 8.1862 | 8
1379 | 9 | 1 | 2019-12-31 | 2020-12-31 | 365 | 10.5251 | 10
651 | 5.25 | 1 | 2019-12-31 | 2020-12-31 | 365 | 6.1397 | 6
1118 | 11 | 1 | 2019-12-31 | 2020-12-31 | 365 | 12.8641 | 12
988 | 3.5 | 1 | 2019-12-31 | 2020-12-31 | 365 | 4.0931 | 4
8423 | 9.25 | 1 | 2019-12-31 | 2020-12-31 | 365 | 10.8175 | 10
8924 | 3.5 | 1 | 2019-12-31 | 2020-12-31 | 365 | 4.0931 | 4
7854 | 5.5 | 1 | 2019-12-31 | 2020-12-31 | 365 | 6.432 | 6
1746 | 6.25 | 1 | 2019-12-31 | 2020-12-31 | 365 | 7.3091 | 7
1724 | 6 | 1 | 2019-12-31 | 2020-12-31 | 365 | 7.0168 | 7
856 | 5.5 | 1 | 2019-12-31 | 2020-12-31 | 365 | 6.432 | 6
2033 | 7.5 | 1 | 2019-12-31 | 2020-12-31 | 365 | 8.7709 | 8
3095 | 6.75 | 1 | 2019-12-31 | 2020-12-31 | 365 | 7.8939 | 7
1616 | 5.25 | 1 | 2019-12-31 | 2020-12-31 | 365 | 6.1397 | 6
2393 | 5.25 | 1 | 2019-12-31 | 2020-12-31 | 365 | 6.1397 | 6
2645 | 14 | 1 | 2019-12-31 | 2020-12-31 | 365 | 16.3724 | 16
1852 | 2.25 | 1 | 2019-12-31 | 2020-12-31 | 365 | 2.6313 | 2
2389 | 6.5 | 1 | 2019-12-31 | 2020-12-31 | 365 | 7.6015 | 7
4054 | 5.25 | 1 | 2019-12-31 | 2020-12-31 | 365 | 6.1397 | 6
1514 | 7.5 | 1 | 2019-12-31 | 2020-12-31 | 365 | 8.7709 | 8
1322 | 5.75 | 1 | 2019-12-31 | 2020-12-31 | 365 | 6.7244 | 6
2372 | 5 | 1 | 2019-12-31 | 2020-12-31 | 365 | 5.8473 | 5
2145 | 3 | 1 | 2019-12-31 | 2020-12-31 | 365 | 3.5084 | 3
2281 | 8.5 | 1 | 2019-12-31 | 2020-12-31 | 365 | 9.9404 | 9
3666 | 3.5 | 1 | 2019-12-31 | 2020-12-31 | 365 | 4.0931 | 4
3792 | 2 | 1 | 2019-12-31 | 2020-12-31 | 365 | 2.3389 | 2
7257 | 3.25 | 1 | 2019-12-31 | 2020-12-31 | 365 | 3.8007 | 3
3915 | 3.06 | 1 | 2019-12-31 | 2020-12-31 | 365 | 3.5785 | 3
2248 | 7 | 1 | 2019-12-31 | 2020-12-31 | 365 | 8.1862 | 8
3447 | 5 | 1 | 2019-12-31 | 2020-12-31 | 365 | 5.8473 | 5
3042 | 3 | 1 | 2019-12-31 | 2020-12-31 | 365 | 3.5084 | 3
1304 | 5.25 | 1 | 2019-12-31 | 2020-12-31 | 365 | 6.1397 | 6
853 | 4.5 | 1 | 2019-12-31 | 2020-12-31 | 365 | 5.2626 | 5
3393 | 8 | 1 | 2019-12-31 | 2020-12-31 | 365 | 9.3557 | 9
2134 | 5.5 | 1 | 2019-12-31 | 2020-12-31 | 365 | 6.432 | 6
2397 | 5.75 | 1 | 2019-12-31 | 2020-12-31 | 365 | 6.7244 | 6
2401 | 3 | 1 | 2019-12-31 | 2020-12-31 | 365 | 3.5084 | 3
1754 | 5.25 | 1 | 2019-12-31 | 2020-12-31 | 365 | 6.1397 | 6
12176 | 2 | 1 | 2019-12-31 | 2020-12-31 | 365 | 2.3389 | 2
2796 | 7.25 | 1 | 2019-12-31 | 2020-12-31 | 365 | 8.4786 | 8
2987 | 10 | 1 | 2019-12-31 | 2020-12-31 | 365 | 11.6946 | 11
1747 | 6.25 | 1 | 2019-12-31 | 2020-12-31 | 365 | 7.3091 | 7
5935 | 3.25 | 1 | 2019-12-31 | 2020-12-31 | 365 | 3.8007 | 3
2245 | 7.75 | 1 | 2019-12-31 | 2020-12-31 | 365 | 9.0633 | 9
10303 | 6 | 1 | 2019-12-31 | 2020-12-31 | 365 | 7.0168 | 7
2489 | 3.5 | 1 | 2019-12-31 | 2020-12-31 | 365 | 4.0931 | 4
2910 | 5.25 | 1 | 2019-12-31 | 2020-12-31 | 365 | 6.1397 | 6
3606 | 4.25 | 1 | 2019-12-31 | 2020-12-31 | 365 | 4.9702 | 4
859 | 2 | 1 | 2019-12-31 | 2020-12-31 | 365 | 2.3389 | 2
10463 | 4.5 | 1 | 2019-12-31 | 2020-12-31 | 365 | 5.2626 | 5
2555 | 6.25 | 1 | 2019-12-31 | 2020-12-31 | 365 | 7.3091 | 7
2710 | 9.5 | 1 | 2019-12-31 | 2020-12-31 | 365 | 11.1099 | 11
2118 | 6.5 | 1 | 2019-12-31 | 2020-12-31 | 365 | 7.6015 | 7
2985 | 3.75 | 1 | 2019-12-31 | 2020-12-31 | 365 | 4.3855 | 4
4952 | 7.5 | 1 | 2019-12-31 | 2020-12-31 | 365 | 8.7709 | 8
4455 | 5.5 | 1 | 2019-12-31 | 2020-12-31 | 365 | 6.432 | 6
1084 | 6.5 | 1 | 2019-12-31 | 2020-12-31 | 365 | 7.6015 | 7
2330 | 7.95 | 1 | 2019-12-31 | 2020-12-31 | 365 | 9.2972 | 9
2136 | 2.75 | 1 | 2019-12-31 | 2020-12-31 | 365 | 3.216 | 3
1243 | 5 | 1 | 2019-12-31 | 2020-12-31 | 365 | 5.8473 | 5
2057 | 6.25 | 1 | 2019-12-31 | 2020-12-31 | 365 | 7.3091 | 7
2180 | 7.5 | 1 | 2019-12-31 | 2020-12-31 | 365 | 8.7709 | 8
4348 | 6.5 | 1 | 2019-12-31 | 2020-12-31 | 365 | 7.6015 | 7
857 | 9.25 | 1 | 2019-12-31 | 2020-12-31 | 365 | 10.8175 | 10
4907 | 6 | 1 | 2019-12-31 | 2020-12-31 | 365 | 7.0168 | 7
2009 | 7.75 | 1 | 2019-12-31 | 2020-12-31 | 365 | 9.0633 | 9
858 | 6.5 | 1 | 2019-12-31 | 2020-12-31 | 365 | 7.6015 | 7
2277 | 6.75 | 1 | 2019-12-31 | 2020-12-31 | 365 | 7.8939 | 7
1824 | 3.445 | 1 | 2019-12-31 | 2020-12-31 | 365 | 4.0288 | 4
2399 | 9.5 | 1 | 2019-12-31 | 2020-12-31 | 365 | 11.1099 | 11
934 | 7 | 1 | 2019-12-31 | 2020-12-31 | 365 | 8.1862 | 8
855 | 6.25 | 1 | 2019-12-31 | 2020-12-31 | 365 | 7.3091 | 7
6176 | 5 | 1 | 2019-12-31 | 2020-12-31 | 365 | 5.8473 | 5
1063 | 3.25 | 1 | 2019-12-31 | 2020-12-31 | 365 | 3.8007 | 3
1100 | 4 | 1 | 2019-12-31 | 2020-12-31 | 365 | 4.6778 | 4
2656 | 7.84 | 1 | 2019-12-31 | 2020-12-31 | 365 | 9.1686 | 9
2614 | 4.75 | 1 | 2019-12-31 | 2020-12-31 | 365 | 5.5549 | 5
1303 | 9.25 | 1 | 2019-12-31 | 2020-12-31 | 365 | 10.8175 | 10
4056 | 3.25 | 1 | 2019-12-31 | 2020-12-31 | 365 | 3.8007 | 3
2182 | 8.25 | 1 | 2019-12-31 | 2020-12-31 | 365 | 9.648 | 9
4898 | 6.25 | 1 | 2019-12-31 | 2020-12-31 | 365 | 7.3091 | 7
4556 | 5 | 1 | 2019-12-31 | 2020-12-31 | 365 | 5.8473 | 5
4265 | 7.75 | 1 | 2019-12-31 | 2020-12-31 | 365 | 9.0633 | 9
2271 | 2.5 | 1 | 2019-12-31 | 2020-12-31 | 365 | 2.9236 | 2
1071 | 5.75 | 1 | 2019-12-31 | 2020-12-31 | 365 | 6.7244 | 6
7585 | 4.845 | 1 | 2019-12-31 | 2020-12-31 | 365 | 5.666 | 5
4052 | 4 | 1 | 2019-12-31 | 2020-12-31 | 365 | 4.6778 | 4
3137 | 2.75 | 1 | 2019-12-31 | 2020-12-31 | 365 | 3.216 | 3
2143 | 7 | 1 | 2019-12-31 | 2020-12-31 | 365 | 8.1862 | 8
6724 | 3.18 | 1 | 2019-12-31 | 2020-12-31 | 365 | 3.7189 | 3
4354 | 6 | 1 | 2019-12-31 | 2020-12-31 | 365 | 7.0168 | 7
2797 | 9.75 | 1 | 2019-12-31 | 2020-12-31 | 365 | 11.4022 | 11
2551 | 2.5 | 1 | 2019-12-31 | 2020-12-31 | 365 | 2.9236 | 2
2058 | 7 | 1 | 2019-12-31 | 2020-12-31 | 365 | 8.1862 | 8
4584 | 4.5 | 1 | 2019-12-31 | 2020-12-31 | 365 | 5.2626 | 5
2388 | 5.25 | 1 | 2019-12-31 | 2020-12-31 | 365 | 6.1397 | 6
2634 | 6.25 | 1 | 2019-12-31 | 2020-12-31 | 365 | 7.3091 | 7
2620 | 5 | 1 | 2019-12-31 | 2020-12-31 | 365 | 5.8473 | 5
952 | 6.5 | 1 | 2019-12-31 | 2020-12-31 | 365 | 7.6015 | 7
1120 | 6.75 | 1 | 2019-12-31 | 2020-12-31 | 365 | 7.8939 | 7
2543 | 5.75 | 1 | 2019-12-31 | 2020-12-31 | 365 | 6.7244 | 6
1552 | 2.5 | 1 | 2019-12-31 | 2020-12-31 | 365 | 2.9236 | 2
1751 | 4.25 | 1 | 2019-12-31 | 2020-12-31 | 365 | 4.9702 | 4
2553 | 6 | 1 | 2019-12-31 | 2020-12-31 | 365 | 7.0168 | 7
2094 | 7 | 1 | 2019-12-31 | 2020-12-31 | 365 | 8.1862 | 8
2293 | 6.75 | 1 | 2019-12-31 | 2020-12-31 | 365 | 7.8939 | 7
2550 | 8.25 | 1 | 2019-12-31 | 2020-12-31 | 365 | 9.648 | 9
980 | 9.75 | 1 | 2019-12-31 | 2020-12-31 | 365 | 11.4022 | 11
4154 | 4 | 1 | 2019-12-31 | 2020-12-31 | 365 | 4.6778 | 4
5450 | 10 | 1 | 2019-12-31 | 2020-12-31 | 365 | 11.6946 | 11
2370 | 5.25 | 1 | 2019-12-31 | 2020-12-31 | 365 | 6.1397 | 6
3616 | 9.25 | 1 | 2019-12-31 | 2020-12-31 | 365 | 10.8175 | 10
2179 | 4.5 | 1 | 2019-12-31 | 2020-12-31 | 365 | 5.2626 | 5
1305 | 2.5 | 1 | 2019-12-31 | 2020-12-31 | 365 | 2.9236 | 2
17075 | 4.75 | 1 | 2019-12-31 | 2020-12-31 | 365 | 5.5549 | 5
989 | 6.25 | 1 | 2019-12-31 | 2020-12-31 | 365 | 7.3091 | 7
1318 | 4.5 | 1 | 2019-12-31 | 2020-12-31 | 365 | 5.2626 | 5
1617 | 4 | 1 | 2019-12-31 | 2020-12-31 | 365 | 4.6778 | 4
860 | 2.5 | 1 | 2019-12-31 | 2020-12-31 | 365 | 2.9236 | 2
936 | 2.25 | 1 | 2019-12-31 | 2020-12-31 | 365 | 2.6313 | 2
2368 | 5.5 | 1 | 2019-12-31 | 2020-12-31 | 365 | 6.432 | 6
1501 | 6 | 1 | 2019-12-31 | 2020-12-31 | 365 | 7.0168 | 7
1458 | 6.25 | 1 | 2019-12-31 | 2020-12-31 | 365 | 7.3091 | 7
1320 | 6.625 | 1 | 2019-12-31 | 2020-12-31 | 365 | 7.7477 | 7
2285 | 5.25 | 1 | 2019-12-31 | 2020-12-31 | 365 | 6.1397 | 6
1018 | 5.75 | 1 | 2019-12-31 | 2020-12-31 | 365 | 6.7244 | 6
4048 | 2.5 | 1 | 2019-12-31 | 2020-12-31 | 365 | 2.9236 | 2
2812 | 2 | 1 | 2019-12-31 | 2020-12-31 | 365 | 2.3389 | 2
981 | 9.5 | 1 | 2019-12-31 | 2020-12-31 | 365 | 11.1099 | 11
2840 | 4.5 | 1 | 2019-12-31 | 2020-12-31 | 365 | 5.2626 | 5
861 | 11.25 | 1 | 2019-12-31 | 2020-12-31 | 365 | 13.1564 | 13
872 | 4 | 1 | 2019-12-31 | 2020-12-31 | 365 | 4.6778 | 4
2196 | 5.25 | 1 | 2019-12-31 | 2020-12-31 | 365 | 6.1397 | 6
940 | 7 | 1 | 2019-12-31 | 2020-12-31 | 365 | 8.1862 | 8
2132 | 5.75 | 1 | 2019-12-31 | 2020-12-31 | 365 | 6.7244 | 6
982 | 6.75 | 1 | 2019-12-31 | 2020-12-31 | 365 | 7.8939 | 7
2149 | 3.75 | 1 | 2019-12-31 | 2020-12-31 | 365 | 4.3855 | 4
1365 | 5 | 1 | 2019-12-31 | 2020-12-31 | 365 | 5.8473 | 5
1307 | 7 | 1 | 2019-12-31 | 2020-12-31 | 365 | 8.1862 | 8
1496 | 4 | 1 | 2019-12-31 | 2020-12-31 | 365 | 4.6778 | 4
2314 | 4.25 | 1 | 2019-12-31 | 2020-12-31 | 365 | 4.9702 | 4
946 | 4.75 | 1 | 2019-12-31 | 2020-12-31 | 365 | 5.5549 | 5
2767 | 3.25 | 1 | 2019-12-31 | 2020-12-31 | 365 | 3.8007 | 3
914 | 6.25 | 1 | 2019-12-31 | 2020-12-31 | 365 | 7.3091 | 7
1409 | 4.25 | 1 | 2019-12-31 | 2020-12-31 | 365 | 4.9702 | 4
1494 | 3.5 | 1 | 2019-12-31 | 2020-12-31 | 365 | 4.0931 | 4
3392 | 8 | 1 | 2019-12-31 | 2020-12-31 | 365 | 9.3557 | 9
1104 | 5.25 | 1 | 2019-12-31 | 2020-12-31 | 365 | 6.1397 | 6
7859 | 11 | 1 | 2019-12-31 | 2020-12-31 | 365 | 12.8641 | 12
6146 | 6.5 | 1 | 2019-12-31 | 2020-12-31 | 365 | 7.6015 | 7
6520 | 3.25 | 1 | 2019-12-31 | 2020-12-31 | 365 | 3.8007 | 3
1373 | 4.25 | 1 | 2019-12-31 | 2020-12-31 | 365 | 4.9702 | 4
2315 | 5.5 | 1 | 2019-12-31 | 2020-12-31 | 365 | 6.432 | 6
54 | 323.4 | 0.9 | 2019-12-31 | 2020-12-31 | 365 | 340.383 | 340
5415 | 3.5 | 1 | 2019-12-31 | 2020-12-31 | 365 | 4.0931 | 4
3398 | 6.5 | 1 | 2019-12-31 | 2020-12-31 | 365 | 7.6015 | 7
3277 | 4.5 | 1 | 2019-12-31 | 2020-12-31 | 365 | 5.2626 | 5
5416 | 2.75 | 1 | 2019-12-31 | 2020-12-31 | 365 | 3.216 | 3
2994 | 4.25 | 1 | 2019-12-31 | 2020-12-31 | 365 | 4.9702 | 4
5744 | 6.75 | 1 | 2019-12-31 | 2020-12-31 | 365 | 7.8939 | 7
2113 | 6.75 | 1 | 2019-12-31 | 2020-12-31 | 365 | 7.8939 | 7
2699 | 5 | 1 | 2019-12-31 | 2020-12-31 | 365 | 5.8473 | 5
4543 | 3.75 | 1 | 2019-12-31 | 2020-12-31 | 365 | 4.3855 | 4
3297 | 3.75 | 1 | 2019-12-31 | 2020-12-31 | 365 | 4.3855 | 4
1319 | 2.5 | 1 | 2019-12-31 | 2020-12-31 | 365 | 2.9236 | 2
2184 | 8 | 1 | 2019-12-31 | 2020-12-31 | 365 | 9.3557 | 9
2557 | 7.65 | 1 | 2019-12-31 | 2020-12-31 | 365 | 8.9464 | 8
1308 | 4 | 1 | 2019-12-31 | 2020-12-31 | 365 | 4.6778 | 4
3663 | 5 | 1 | 2019-12-31 | 2020-12-31 | 365 | 5.8473 | 5
2413 | 3.5 | 1 | 2019-12-31 | 2020-12-31 | 365 | 4.0931 | 4
147 | 5 | 1 | 2019-12-31 | 2020-12-31 | 365 | 5.8473 | 5
148 | 2.5 | 1 | 2019-12-31 | 2020-12-31 | 365 | 2.9236 | 2
149 | 5.75 | 1 | 2019-12-31 | 2020-12-31 | 365 | 6.7244 | 6
161 | 4.5 | 1 | 2019-12-31 | 2020-12-31 | 365 | 5.2626 | 5
150 | 16.75 | 1 | 2019-12-31 | 2020-12-31 | 365 | 19.5885 | 19
481 | 6.5 | 1 | 2019-12-31 | 2020-12-31 | 365 | 7.6015 | 7
480 | 9.01 | 1 | 2019-12-31 | 2020-12-31 | 365 | 10.5368 | 10
479 | 6.5 | 1 | 2019-12-31 | 2020-12-31 | 365 | 7.6015 | 7
478 | 9.5 | 1 | 2019-12-31 | 2020-12-31 | 365 | 11.1099 | 11
477 | 4 | 1 | 2019-12-31 | 2020-12-31 | 365 | 4.6778 | 4
476 | 4.5 | 1 | 2019-12-31 | 2020-12-31 | 365 | 5.2626 | 5
475 | 11.75 | 1 | 2019-12-31 | 2020-12-31 | 365 | 13.7412 | 13
474 | 4.25 | 1 | 2019-12-31 | 2020-12-31 | 365 | 4.9702 | 4
473 | 9 | 1 | 2019-12-31 | 2020-12-31 | 365 | 10.5251 | 10
472 | 3.71 | 1 | 2019-12-31 | 2020-12-31 | 365 | 4.3387 | 4
471 | 7 | 1 | 2019-12-31 | 2020-12-31 | 365 | 8.1862 | 8
469 | 6.75 | 1 | 2019-12-31 | 2020-12-31 | 365 | 7.8939 | 7
468 | 5.75 | 1 | 2019-12-31 | 2020-12-31 | 365 | 6.7244 | 6
467 | 7.5 | 1 | 2019-12-31 | 2020-12-31 | 365 | 8.7709 | 8
462 | 4.25 | 1 | 2019-12-31 | 2020-12-31 | 365 | 4.9702 | 4
453 | 6 | 1 | 2019-12-31 | 2020-12-31 | 365 | 7.0168 | 7
452 | 5.5 | 1 | 2019-12-31 | 2020-12-31 | 365 | 6.432 | 6
450 | 8.75 | 1 | 2019-12-31 | 2020-12-31 | 365 | 10.2328 | 10
451 | 4 | 1 | 2019-12-31 | 2020-12-31 | 365 | 4.6778 | 4
449 | 10.5 | 1 | 2019-12-31 | 2020-12-31 | 365 | 12.2793 | 12
448 | 4.5 | 1 | 2019-12-31 | 2020-12-31 | 365 | 5.2626 | 5
447 | 5.75 | 1 | 2019-12-31 | 2020-12-31 | 365 | 6.7244 | 6
444 | 5 | 1 | 2019-12-31 | 2020-12-31 | 365 | 5.8473 | 5
443 | 7.25 | 1 | 2019-12-31 | 2020-12-31 | 365 | 8.4786 | 8
442 | 7.25 | 1 | 2019-12-31 | 2020-12-31 | 365 | 8.4786 | 8
406 | 12.985 | 1 | 2019-12-31 | 2020-12-31 | 365 | 15.1854 | 15
438 | 2.5 | 1 | 2019-12-31 | 2020-12-31 | 365 | 2.9236 | 2
441 | 2.5 | 1 | 2019-12-31 | 2020-12-31 | 365 | 2.9236 | 2
501 | 4.5 | 1 | 2019-12-31 | 2020-12-31 | 365 | 5.2626 | 5
503 | 6.75 | 1 | 2019-12-31 | 2020-12-31 | 365 | 7.8939 | 7
504 | 14.25 | 1 | 2019-12-31 | 2020-12-31 | 365 | 16.6648 | 16
505 | 3.5 | 1 | 2019-12-31 | 2020-12-31 | 365 | 4.0931 | 4
506 | 5.25 | 1 | 2019-12-31 | 2020-12-31 | 365 | 6.1397 | 6
507 | 5.5 | 1 | 2019-12-31 | 2020-12-31 | 365 | 6.432 | 6
508 | 7 | 1 | 2019-12-31 | 2020-12-31 | 365 | 8.1862 | 8
509 | 5 | 1 | 2019-12-31 | 2020-12-31 | 365 | 5.8473 | 5
510 | 7 | 1 | 2019-12-31 | 2020-12-31 | 365 | 8.1862 | 8
511 | 9.5 | 1 | 2019-12-31 | 2020-12-31 | 365 | 11.1099 | 11
512 | 7 | 1 | 2019-12-31 | 2020-12-31 | 365 | 8.1862 | 8
513 | 5.83 | 1 | 2019-12-31 | 2020-12-31 | 365 | 6.818 | 6
515 | 6.25 | 1 | 2019-12-31 | 2020-12-31 | 365 | 7.3091 | 7
516 | 11.5 | 1 | 2019-12-31 | 2020-12-31 | 365 | 13.4488 | 13
535 | 3.75 | 1 | 2019-12-31 | 2020-12-31 | 365 | 4.3855 | 4
537 | 10.25 | 1 | 2019-12-31 | 2020-12-31 | 365 | 11.987 | 11
538 | 3.75 | 1 | 2019-12-31 | 2020-12-31 | 365 | 4.3855 | 4
539 | 6.5 | 1 | 2019-12-31 | 2020-12-31 | 365 | 7.6015 | 7
540 | 7 | 1 | 2019-12-31 | 2020-12-31 | 365 | 8.1862 | 8
541 | 13 | 1 | 2019-12-31 | 2020-12-31 | 365 | 15.203 | 15
542 | 11.13 | 1 | 2019-12-31 | 2020-12-31 | 365 | 13.0161 | 13
543 | 5.75 | 1 | 2019-12-31 | 2020-12-31 | 365 | 6.7244 | 6
544 | 5.75 | 1 | 2019-12-31 | 2020-12-31 | 365 | 6.7244 | 6
3450 | 3.315 | 1 | 2019-12-31 | 2020-12-31 | 365 | 3.8768 | 3
3155 | 7.14 | 1 | 2019-12-31 | 2020-12-31 | 365 | 8.3499 | 8
3852 | 3 | 1 | 2019-12-31 | 2020-12-31 | 365 | 3.5084 | 3
6656 | 3.06 | 1 | 2019-12-31 | 2020-12-31 | 365 | 3.5785 | 3
3935 | 3.57 | 1 | 2019-12-31 | 2020-12-31 | 365 | 4.175 | 4
1850 | 5.25 | 1 | 2019-12-31 | 2020-12-31 | 365 | 6.1397 | 6
3122 | 7 | 1 | 2019-12-31 | 2020-12-31 | 365 | 8.1862 | 8
20789 | 9 | 1 | 2019-12-31 | 2020-12-31 | 365 | 10.5251 | 10
9767 | 6.25 | 1 | 2019-12-31 | 2020-12-31 | 365 | 7.3091 | 7
5938 | 10.25 | 1 | 2019-12-31 | 2020-12-31 | 365 | 11.987 | 11
2571 | 5.75 | 1 | 2019-12-31 | 2020-12-31 | 365 | 6.7244 | 6
3655 | 13.26 | 1 | 2019-12-31 | 2020-12-31 | 365 | 15.507 | 15
19226 | 6 | 1 | 2019-12-31 | 2020-12-31 | 365 | 7.0168 | 7
2294 | 10.75 | 1 | 2019-12-31 | 2020-12-31 | 365 | 12.5717 | 12
1504 | 4 | 1 | 2019-12-31 | 2020-12-31 | 365 | 4.6778 | 4
1459 | 4.75 | 1 | 2019-12-31 | 2020-12-31 | 365 | 5.5549 | 5
12080 | 6.76 | 1 | 2019-12-31 | 2020-12-31 | 365 | 7.9055 | 7
2548 | 5.75 | 1 | 2019-12-31 | 2020-12-31 | 365 | 6.7244 | 6
3662 | 2.5 | 1 | 2019-12-31 | 2020-12-31 | 365 | 2.9236 | 2
2152 | 4.75 | 1 | 2019-12-31 | 2020-12-31 | 365 | 5.5549 | 5
1555 | 6.25 | 1 | 2019-12-31 | 2020-12-31 | 365 | 7.3091 | 7
4007 | 5 | 1 | 2019-12-31 | 2020-12-31 | 365 | 5.8473 | 5
2844 | 2 | 1 | 2019-12-31 | 2020-12-31 | 365 | 2.3389 | 2
2119 | 4.845 | 1 | 2019-12-31 | 2020-12-31 | 365 | 5.666 | 5
2122 | 8 | 1 | 2019-12-31 | 2020-12-31 | 365 | 9.3557 | 9
6756 | 10 | 1 | 2019-12-31 | 2020-12-31 | 365 | 11.6946 | 11
2326 | 6 | 1 | 2019-12-31 | 2020-12-31 | 365 | 7.0168 | 7
3217 | 5.355 | 1 | 2019-12-31 | 2020-12-31 | 365 | 6.2625 | 6
3077 | 4.08 | 1 | 2019-12-31 | 2020-12-31 | 365 | 4.7714 | 4
2554 | 7.14 | 1 | 2019-12-31 | 2020-12-31 | 365 | 8.3499 | 8
2948 | 9.69 | 1 | 2019-12-31 | 2020-12-31 | 365 | 11.3321 | 11
3043 | 5 | 1 | 2019-12-31 | 2020-12-31 | 365 | 5.8473 | 5
146 | 4.9 | 1 | 2019-12-31 | 2020-12-31 | 365 | 5.7304 | 5
605 | 5 | 1 | 2019-12-31 | 2020-12-31 | 365 | 5.8473 | 5
169 | 6.5 | 1 | 2019-12-31 | 2020-12-31 | 365 | 7.6015 | 7
626 | 6.25 | 1 | 2019-12-31 | 2020-12-31 | 365 | 7.3091 | 7
627 | 3.25 | 1 | 2019-12-31 | 2020-12-31 | 365 | 3.8007 | 3
630 | 6.5 | 1 | 2019-12-31 | 2020-12-31 | 365 | 7.6015 | 7
631 | 12.25 | 1 | 2019-12-31 | 2020-12-31 | 365 | 14.3259 | 14
633 | 7.84 | 1 | 2019-12-31 | 2020-12-31 | 365 | 9.1686 | 9
634 | 3.25 | 1 | 2019-12-31 | 2020-12-31 | 365 | 3.8007 | 3
635 | 6 | 1 | 2019-12-31 | 2020-12-31 | 365 | 7.0168 | 7
545 | 2.5 | 1 | 2019-12-31 | 2020-12-31 | 365 | 2.9236 | 2
636 | 15.75 | 1 | 2019-12-31 | 2020-12-31 | 365 | 18.419 | 18
640 | 7 | 1 | 2019-12-31 | 2020-12-31 | 365 | 8.1862 | 8
641 | 5.75 | 1 | 2019-12-31 | 2020-12-31 | 365 | 6.7244 | 6
643 | 9 | 1 | 2019-12-31 | 2020-12-31 | 365 | 10.5251 | 10
644 | 4.25 | 1 | 2019-12-31 | 2020-12-31 | 365 | 4.9702 | 4
648 | 8 | 1 | 2019-12-31 | 2020-12-31 | 365 | 9.3557 | 9
649 | 7.75 | 1 | 2019-12-31 | 2020-12-31 | 365 | 9.0633 | 9
654 | 5.25 | 1 | 2019-12-31 | 2020-12-31 | 365 | 6.1397 | 6
658 | 6.75 | 1 | 2019-12-31 | 2020-12-31 | 365 | 7.8939 | 7
659 | 15.75 | 1 | 2019-12-31 | 2020-12-31 | 365 | 18.419 | 18
660 | 9.8 | 1 | 2019-12-31 | 2020-12-31 | 365 | 11.4607 | 11
661 | 9 | 1 | 2019-12-31 | 2020-12-31 | 365 | 10.5251 | 10
664 | 5.75 | 1 | 2019-12-31 | 2020-12-31 | 365 | 6.7244 | 6
670 | 9 | 1 | 2019-12-31 | 2020-12-31 | 365 | 10.5251 | 10
671 | 10 | 1 | 2019-12-31 | 2020-12-31 | 365 | 11.6946 | 11
682 | 5.25 | 1 | 2019-12-31 | 2020-12-31 | 365 | 6.1397 | 6
692 | 6.75 | 1 | 2019-12-31 | 2020-12-31 | 365 | 7.8939 | 7
694 | 12.5 | 1 | 2019-12-31 | 2020-12-31 | 365 | 14.6182 | 14
701 | 4.75 | 1 | 2019-12-31 | 2020-12-31 | 365 | 5.5549 | 5
716 | 4.5 | 1 | 2019-12-31 | 2020-12-31 | 365 | 5.2626 | 5
717 | 6.5 | 1 | 2019-12-31 | 2020-12-31 | 365 | 7.6015 | 7
719 | 9.5 | 1 | 2019-12-31 | 2020-12-31 | 365 | 11.1099 | 11
720 | 3 | 1 | 2019-12-31 | 2020-12-31 | 365 | 3.5084 | 3
725 | 9 | 1 | 2019-12-31 | 2020-12-31 | 365 | 10.5251 | 10
726 | 6 | 1 | 2019-12-31 | 2020-12-31 | 365 | 7.0168 | 7
728 | 6.125 | 1 | 2019-12-31 | 2020-12-31 | 365 | 7.1629 | 7
729 | 11.75 | 1 | 2019-12-31 | 2020-12-31 | 365 | 13.7412 | 13
730 | 3.5 | 1 | 2019-12-31 | 2020-12-31 | 365 | 4.0931 | 4
732 | 11.75 | 1 | 2019-12-31 | 2020-12-31 | 365 | 13.7412 | 13
748 | 8 | 1 | 2019-12-31 | 2020-12-31 | 365 | 9.3557 | 9
762 | 6 | 1 | 2019-12-31 | 2020-12-31 | 365 | 7.0168 | 7
769 | 2.75 | 1 | 2019-12-31 | 2020-12-31 | 365 | 3.216 | 3
775 | 5 | 1 | 2019-12-31 | 2020-12-31 | 365 | 5.8473 | 5
776 | 9.75 | 1 | 2019-12-31 | 2020-12-31 | 365 | 11.4022 | 11
777 | 7.5 | 1 | 2019-12-31 | 2020-12-31 | 365 | 8.7709 | 8
781 | 7.5 | 1 | 2019-12-31 | 2020-12-31 | 365 | 8.7709 | 8
782 | 8.5 | 1 | 2019-12-31 | 2020-12-31 | 365 | 9.9404 | 9
784 | 2.5 | 1 | 2019-12-31 | 2020-12-31 | 365 | 2.9236 | 2
785 | 6.75 | 1 | 2019-12-31 | 2020-12-31 | 365 | 7.8939 | 7
786 | 9 | 1 | 2019-12-31 | 2020-12-31 | 365 | 10.5251 | 10
787 | 8.5 | 1 | 2019-12-31 | 2020-12-31 | 365 | 9.9404 | 9
788 | 4.75 | 1 | 2019-12-31 | 2020-12-31 | 365 | 5.5549 | 5
790 | 4.5 | 1 | 2019-12-31 | 2020-12-31 | 365 | 5.2626 | 5
517 | 7.25 | 1 | 2019-12-31 | 2020-12-31 | 365 | 8.4786 | 8
502 | 5.25 | 1 | 2019-12-31 | 2020-12-31 | 365 | 6.1397 | 6
514 | 5.5 | 1 | 2019-12-31 | 2020-12-31 | 365 | 6.432 | 6
620 | 4.5 | 1 | 2019-12-31 | 2020-12-31 | 365 | 5.2626 | 5
801 | 13 | 1 | 2019-12-31 | 2020-12-31 | 365 | 15.203 | 15
121 | 5 | 1 | 2019-12-31 | 2020-12-31 | 365 | 5.8473 | 5
123 | 5 | 1 | 2019-12-31 | 2020-12-31 | 365 | 5.8473 | 5
821 | 8.75 | 1 | 2019-12-31 | 2020-12-31 | 365 | 10.2328 | 10
823 | 2.695 | 1 | 2019-12-31 | 2020-12-31 | 365 | 3.1517 | 3
824 | 4 | 1 | 2019-12-31 | 2020-12-31 | 365 | 4.6778 | 4
825 | 5.75 | 1 | 2019-12-31 | 2020-12-31 | 365 | 6.7244 | 6
141 | 6.615 | 1 | 2019-12-31 | 2020-12-31 | 365 | 7.736 | 7
834 | 6.75 | 1 | 2019-12-31 | 2020-12-31 | 365 | 7.8939 | 7
841 | 10 | 1 | 2019-12-31 | 2020-12-31 | 365 | 11.6946 | 11
842 | 9.5 | 1 | 2019-12-31 | 2020-12-31 | 365 | 11.1099 | 11
843 | 16 | 1 | 2019-12-31 | 2020-12-31 | 365 | 18.7114 | 18
852 | 5.5 | 1 | 2019-12-31 | 2020-12-31 | 365 | 6.432 | 6
873 | 11.5 | 1 | 2019-12-31 | 2020-12-31 | 365 | 13.4488 | 13
774 | 3.5 | 1 | 2019-12-31 | 2020-12-31 | 365 | 4.0931 | 4
779 | 3.5 | 1 | 2019-12-31 | 2020-12-31 | 365 | 4.0931 | 4
675 | 3 | 1 | 2019-12-31 | 2020-12-31 | 365 | 3.5084 | 3
518 | 4.5 | 1 | 2019-12-31 | 2020-12-31 | 365 | 5.2626 | 5
652 | 6.5 | 1 | 2019-12-31 | 2020-12-31 | 365 | 7.6015 | 7
621 | 6.25 | 1 | 2019-12-31 | 2020-12-31 | 365 | 7.3091 | 7
778 | 2.695 | 1 | 2019-12-31 | 2020-12-31 | 365 | 3.1517 | 3
1924 | 5.75 | 1 | 2019-12-31 | 2020-12-31 | 365 | 6.7244 | 6
735 | 12 | 1 | 2019-12-31 | 2020-12-31 | 365 | 14.0335 | 14
3015 | 8 | 1 | 2019-12-31 | 2020-12-31 | 365 | 9.3557 | 9
3021 | 3 | 1 | 2019-12-31 | 2020-12-31 | 365 | 3.5084 | 3
2297 | 5.25 | 1 | 2019-12-31 | 2020-12-31 | 365 | 6.1397 | 6
2559 | 6.5 | 1 | 2019-12-31 | 2020-12-31 | 365 | 7.6015 | 7
2417 | 8.25 | 1 | 2019-12-31 | 2020-12-31 | 365 | 9.648 | 9
3125 | 2 | 1 | 2019-12-31 | 2020-12-31 | 365 | 2.3389 | 2
5192 | 4.08 | 1 | 2019-12-31 | 2020-12-31 | 365 | 4.7714 | 4
2921 | 4.335 | 1 | 2019-12-31 | 2020-12-31 | 365 | 5.0696 | 5
2272 | 5 | 1 | 2019-12-31 | 2020-12-31 | 365 | 5.8473 | 5
5772 | 14.535 | 1 | 2019-12-31 | 2020-12-31 | 365 | 16.9981 | 16
4058 | 7.395 | 1 | 2019-12-31 | 2020-12-31 | 365 | 8.6482 | 8
4055 | 5.25 | 1 | 2019-12-31 | 2020-12-31 | 365 | 6.1397 | 6
2418 | 3.57 | 1 | 2019-12-31 | 2020-12-31 | 365 | 4.175 | 4
2702 | 5 | 1 | 2019-12-31 | 2020-12-31 | 365 | 5.8473 | 5
2369 | 3 | 1 | 2019-12-31 | 2020-12-31 | 365 | 3.5084 | 3
5043 | 3.75 | 1 | 2019-12-31 | 2020-12-31 | 365 | 4.3855 | 4
2547 | 4.75 | 1 | 2019-12-31 | 2020-12-31 | 365 | 5.5549 | 5
2930 | 4.25 | 1 | 2019-12-31 | 2020-12-31 | 365 | 4.9702 | 4
3133 | 12.24 | 1 | 2019-12-31 | 2020-12-31 | 365 | 14.3142 | 14
4773 | 2.5 | 1 | 2019-12-31 | 2020-12-31 | 365 | 2.9236 | 2
2919 | 9.18 | 1 | 2019-12-31 | 2020-12-31 | 365 | 10.7356 | 10
2274 | 4.75 | 1 | 2019-12-31 | 2020-12-31 | 365 | 5.5549 | 5
4050 | 5.25 | 1 | 2019-12-31 | 2020-12-31 | 365 | 6.1397 | 6
2343 | 8 | 1 | 2019-12-31 | 2020-12-31 | 365 | 9.3557 | 9
3701 | 5.25 | 1 | 2019-12-31 | 2020-12-31 | 365 | 6.1397 | 6
3658 | 4.845 | 1 | 2019-12-31 | 2020-12-31 | 365 | 5.666 | 5
2613 | 5.61 | 1 | 2019-12-31 | 2020-12-31 | 365 | 6.5607 | 6
3574 | 4.25 | 1 | 2019-12-31 | 2020-12-31 | 365 | 4.9702 | 4
2296 | 3.06 | 1 | 2019-12-31 | 2020-12-31 | 365 | 3.5785 | 3
2406 | 4 | 1 | 2019-12-31 | 2020-12-31 | 365 | 4.6778 | 4
2461 | 2.295 | 1 | 2019-12-31 | 2020-12-31 | 365 | 2.6839 | 2
11131 | 6.25 | 1 | 2019-12-31 | 2020-12-31 | 365 | 7.3091 | 7
3228 | 10.25 | 1 | 2019-12-31 | 2020-12-31 | 365 | 11.987 | 11
2328 | 7 | 1 | 2019-12-31 | 2020-12-31 | 365 | 8.1862 | 8
2799 | 5.5 | 1 | 2019-12-31 | 2020-12-31 | 365 | 6.432 | 6
2390 | 10 | 1 | 2019-12-31 | 2020-12-31 | 365 | 11.6946 | 11
2463 | 7.5 | 1 | 2019-12-31 | 2020-12-31 | 365 | 8.7709 | 8
2226 | 4.75 | 1 | 2019-12-31 | 2020-12-31 | 365 | 5.5549 | 5
2283 | 3.75 | 1 | 2019-12-31 | 2020-12-31 | 365 | 4.3855 | 4
2408 | 2.5 | 1 | 2019-12-31 | 2020-12-31 | 365 | 2.9236 | 2
3712 | 3.75 | 1 | 2019-12-31 | 2020-12-31 | 365 | 4.3855 | 4
4053 | 3.315 | 1 | 2019-12-31 | 2020-12-31 | 365 | 3.8768 | 3
2677 | 5.1 | 1 | 2019-12-31 | 2020-12-31 | 365 | 5.9642 | 5
2225 | 4.25 | 1 | 2019-12-31 | 2020-12-31 | 365 | 4.9702 | 4
14036 | 5 | 1 | 2019-12-31 | 2020-12-31 | 365 | 5.8473 | 5
11893 | 4.25 | 1 | 2019-12-31 | 2020-12-31 | 365 | 4.9702 | 4
5543 | 3 | 1 | 2019-12-31 | 2020-12-31 | 365 | 3.5084 | 3
53844 | 3.75 | 1 | 2019-12-31 | 2020-12-31 | 365 | 4.3855 | 4
2456 | 7.5 | 1 | 2019-12-31 | 2020-12-31 | 365 | 8.7709 | 8
8028 | 4.845 | 1 | 2019-12-31 | 2020-12-31 | 365 | 5.666 | 5
3129 | 7.14 | 1 | 2019-12-31 | 2020-12-31 | 365 | 8.3499 | 8
3510 | 5.5 | 1 | 2019-12-31 | 2020-12-31 | 365 | 6.432 | 6
5419 | 7.14 | 1 | 2019-12-31 | 2020-12-31 | 365 | 8.3499 | 8
4891 | 3.5 | 1 | 2019-12-31 | 2020-12-31 | 365 | 4.0931 | 4
3278 | 9.18 | 1 | 2019-12-31 | 2020-12-31 | 365 | 10.7356 | 10
3656 | 3.06 | 1 | 2019-12-31 | 2020-12-31 | 365 | 3.5785 | 3
2227 | 4 | 1 | 2019-12-31 | 2020-12-31 | 365 | 4.6778 | 4
5087 | 4.5 | 1 | 2019-12-31 | 2020-12-31 | 365 | 5.2626 | 5
3969 | 5.25 | 1 | 2019-12-31 | 2020-12-31 | 365 | 6.1397 | 6
9463 | 7.5 | 1 | 2019-12-31 | 2020-12-31 | 365 | 8.7709 | 8
3515 | 3.5 | 1 | 2019-12-31 | 2020-12-31 | 365 | 4.0931 | 4
3502 | 4.59 | 1 | 2019-12-31 | 2020-12-31 | 365 | 5.3678 | 5
2711 | 3.825 | 1 | 2019-12-31 | 2020-12-31 | 365 | 4.4732 | 4
3567 | 4.75 | 1 | 2019-12-31 | 2020-12-31 | 365 | 5.5549 | 5
3967 | 5.5 | 1 | 2019-12-31 | 2020-12-31 | 365 | 6.432 | 6
4897 | 7.5 | 1 | 2019-12-31 | 2020-12-31 | 365 | 8.7709 | 8
3767 | 8 | 1 | 2019-12-31 | 2020-12-31 | 365 | 9.3557 | 9
2748 | 7.395 | 1 | 2019-12-31 | 2020-12-31 | 365 | 8.6482 | 8
2720 | 5.1 | 1 | 2019-12-31 | 2020-12-31 | 365 | 5.9642 | 5
2712 | 5.5 | 1 | 2019-12-31 | 2020-12-31 | 365 | 6.432 | 6
5850 | 8 | 1 | 2019-12-31 | 2020-12-31 | 365 | 9.3557 | 9
3727 | 4.08 | 1 | 2019-12-31 | 2020-12-31 | 365 | 4.7714 | 4
3049 | 8.67 | 1 | 2019-12-31 | 2020-12-31 | 365 | 10.1392 | 10
2744 | 2.25 | 1 | 2019-12-31 | 2020-12-31 | 365 | 2.6313 | 2
5388 | 6.63 | 1 | 2019-12-31 | 2020-12-31 | 365 | 7.7535 | 7
8040 | 5.75 | 1 | 2019-12-31 | 2020-12-31 | 365 | 6.7244 | 6
2762 | 2.295 | 1 | 2019-12-31 | 2020-12-31 | 365 | 2.6839 | 2
3955 | 5.75 | 1 | 2019-12-31 | 2020-12-31 | 365 | 6.7244 | 6
3667 | 6.25 | 1 | 2019-12-31 | 2020-12-31 | 365 | 7.3091 | 7
3091 | 6.5 | 1 | 2019-12-31 | 2020-12-31 | 365 | 7.6015 | 7
2935 | 4.335 | 1 | 2019-12-31 | 2020-12-31 | 365 | 5.0696 | 5
4148 | 4 | 1 | 2019-12-31 | 2020-12-31 | 365 | 4.6778 | 4
4059 | 3.825 | 1 | 2019-12-31 | 2020-12-31 | 365 | 4.4732 | 4
3086 | 4.08 | 1 | 2019-12-31 | 2020-12-31 | 365 | 4.7714 | 4
4535 | 5.865 | 1 | 2019-12-31 | 2020-12-31 | 365 | 6.8589 | 6
5975 | 5.61 | 1 | 2019-12-31 | 2020-12-31 | 365 | 6.5607 | 6
2746 | 2.25 | 1 | 2019-12-31 | 2020-12-31 | 365 | 2.6313 | 2
2745 | 8 | 1 | 2019-12-31 | 2020-12-31 | 365 | 9.3557 | 9
2714 | 2.5 | 1 | 2019-12-31 | 2020-12-31 | 365 | 2.9236 | 2
3076 | 7 | 1 | 2019-12-31 | 2020-12-31 | 365 | 8.1862 | 8
2763 | 2.55 | 1 | 2019-12-31 | 2020-12-31 | 365 | 2.9821 | 2
4799 | 4.08 | 1 | 2019-12-31 | 2020-12-31 | 365 | 4.7714 | 4
2743 | 10.25 | 1 | 2019-12-31 | 2020-12-31 | 365 | 11.987 | 11
3651 | 8.16 | 1 | 2019-12-31 | 2020-12-31 | 365 | 9.5428 | 9
3777 | 4.59 | 1 | 2019-12-31 | 2020-12-31 | 365 | 5.3678 | 5
15374 | 4.59 | 1 | 2019-12-31 | 2020-12-31 | 365 | 5.3678 | 5
3083 | 3.315 | 1 | 2019-12-31 | 2020-12-31 | 365 | 3.8768 | 3
2780 | 7.65 | 1 | 2019-12-31 | 2020-12-31 | 365 | 8.9464 | 8
3085 | 3.825 | 1 | 2019-12-31 | 2020-12-31 | 365 | 4.4732 | 4
2753 | 4.845 | 1 | 2019-12-31 | 2020-12-31 | 365 | 5.666 | 5
2747 | 5.355 | 1 | 2019-12-31 | 2020-12-31 | 365 | 6.2625 | 6
3607 | 3.75 | 1 | 2019-12-31 | 2020-12-31 | 365 | 4.3855 | 4
3735 | 4.59 | 1 | 2019-12-31 | 2020-12-31 | 365 | 5.3678 | 5
3264 | 10.965 | 1 | 2019-12-31 | 2020-12-31 | 365 | 12.8231 | 12
15377 | 8.5 | 1 | 2019-12-31 | 2020-12-31 | 365 | 9.9404 | 9
4551 | 4.08 | 1 | 2019-12-31 | 2020-12-31 | 365 | 4.7714 | 4
4490 | 3.06 | 1 | 2019-12-31 | 2020-12-31 | 365 | 3.5785 | 3
3374 | 6.12 | 1 | 2019-12-31 | 2020-12-31 | 365 | 7.1571 | 7
6092 | 6.12 | 1 | 2019-12-31 | 2020-12-31 | 365 | 7.1571 | 7
7583 | 3.06 | 1 | 2019-12-31 | 2020-12-31 | 365 | 3.5785 | 3
12552 | 9.18 | 1 | 2019-12-31 | 2020-12-31 | 365 | 10.7356 | 10
9787 | 4.5 | 1 | 2019-12-31 | 2020-12-31 | 365 | 5.2626 | 5
10701 | 4.59 | 1 | 2019-12-31 | 2020-12-31 | 365 | 5.3678 | 5
3286 | 5.1 | 1 | 2019-12-31 | 2020-12-31 | 365 | 5.9642 | 5
2750 | 5.25 | 1 | 2019-12-31 | 2020-12-31 | 365 | 6.1397 | 6
3568 | 5 | 1 | 2019-12-31 | 2020-12-31 | 365 | 5.8473 | 5
2749 | 3.25 | 1 | 2019-12-31 | 2020-12-31 | 365 | 3.8007 | 3
2717 | 9.75 | 1 | 2019-12-31 | 2020-12-31 | 365 | 11.4022 | 11
5378 | 3 | 1 | 2019-12-31 | 2020-12-31 | 365 | 3.5084 | 3
5818 | 7.905 | 1 | 2019-12-31 | 2020-12-31 | 365 | 9.2446 | 9
2877 | 10.25 | 1 | 2019-12-31 | 2020-12-31 | 365 | 11.987 | 11
926 | 5.25 | 1 | 2019-12-31 | 2020-12-31 | 365 | 6.1397 | 6
925 | 2.25 | 1 | 2019-12-31 | 2020-12-31 | 365 | 2.6313 | 2
924 | 5 | 1 | 2019-12-31 | 2020-12-31 | 365 | 5.8473 | 5
913 | 9 | 1 | 2019-12-31 | 2020-12-31 | 365 | 10.5251 | 10
918 | 5.5 | 1 | 2019-12-31 | 2020-12-31 | 365 | 6.432 | 6
919 | 11.5 | 1 | 2019-12-31 | 2020-12-31 | 365 | 13.4488 | 13
917 | 6 | 1 | 2019-12-31 | 2020-12-31 | 365 | 7.0168 | 7
977 | 11 | 1 | 2019-12-31 | 2020-12-31 | 365 | 12.8641 | 12
974 | 6.25 | 1 | 2019-12-31 | 2020-12-31 | 365 | 7.3091 | 7
973 | 8 | 1 | 2019-12-31 | 2020-12-31 | 365 | 9.3557 | 9
972 | 7.5 | 1 | 2019-12-31 | 2020-12-31 | 365 | 8.7709 | 8
970 | 11.25 | 1 | 2019-12-31 | 2020-12-31 | 365 | 13.1564 | 13
968 | 5.5 | 1 | 2019-12-31 | 2020-12-31 | 365 | 6.432 | 6
967 | 5.75 | 1 | 2019-12-31 | 2020-12-31 | 365 | 6.7244 | 6
966 | 5.5 | 1 | 2019-12-31 | 2020-12-31 | 365 | 6.432 | 6
956 | 10.5 | 1 | 2019-12-31 | 2020-12-31 | 365 | 12.2793 | 12
955 | 6.5 | 1 | 2019-12-31 | 2020-12-31 | 365 | 7.6015 | 7
954 | 3 | 1 | 2019-12-31 | 2020-12-31 | 365 | 3.5084 | 3
953 | 2 | 1 | 2019-12-31 | 2020-12-31 | 365 | 2.3389 | 2
951 | 11.75 | 1 | 2019-12-31 | 2020-12-31 | 365 | 13.7412 | 13
949 | 8.5 | 1 | 2019-12-31 | 2020-12-31 | 365 | 9.9404 | 9
948 | 4.5 | 1 | 2019-12-31 | 2020-12-31 | 365 | 5.2626 | 5
947 | 7.75 | 1 | 2019-12-31 | 2020-12-31 | 365 | 9.0633 | 9
943 | 5.75 | 1 | 2019-12-31 | 2020-12-31 | 365 | 6.7244 | 6
938 | 9 | 1 | 2019-12-31 | 2020-12-31 | 365 | 10.5251 | 10
937 | 4.25 | 1 | 2019-12-31 | 2020-12-31 | 365 | 4.9702 | 4
935 | 12.5 | 1 | 2019-12-31 | 2020-12-31 | 365 | 14.6182 | 14
933 | 4 | 1 | 2019-12-31 | 2020-12-31 | 365 | 4.6778 | 4
928 | 6.25 | 1 | 2019-12-31 | 2020-12-31 | 365 | 7.3091 | 7
983 | 7.5 | 1 | 2019-12-31 | 2020-12-31 | 365 | 8.7709 | 8
979 | 2.5 | 1 | 2019-12-31 | 2020-12-31 | 365 | 2.9236 | 2
1015 | 2 | 1 | 2019-12-31 | 2020-12-31 | 365 | 2.3389 | 2
958 | 8.75 | 1 | 2019-12-31 | 2020-12-31 | 365 | 10.2328 | 10
994 | 7.5 | 1 | 2019-12-31 | 2020-12-31 | 365 | 8.7709 | 8
992 | 4.25 | 1 | 2019-12-31 | 2020-12-31 | 365 | 4.9702 | 4
991 | 5.25 | 1 | 2019-12-31 | 2020-12-31 | 365 | 6.1397 | 6
990 | 5.75 | 1 | 2019-12-31 | 2020-12-31 | 365 | 6.7244 | 6
985 | 6.5 | 1 | 2019-12-31 | 2020-12-31 | 365 | 7.6015 | 7
1074 | 4 | 1 | 2019-12-31 | 2020-12-31 | 365 | 4.6778 | 4
1073 | 7 | 1 | 2019-12-31 | 2020-12-31 | 365 | 8.1862 | 8
1072 | 5.5 | 1 | 2019-12-31 | 2020-12-31 | 365 | 6.432 | 6
1069 | 5 | 1 | 2019-12-31 | 2020-12-31 | 365 | 5.8473 | 5
1070 | 7 | 1 | 2019-12-31 | 2020-12-31 | 365 | 8.1862 | 8
1068 | 8.5 | 1 | 2019-12-31 | 2020-12-31 | 365 | 9.9404 | 9
1067 | 2.75 | 1 | 2019-12-31 | 2020-12-31 | 365 | 3.216 | 3
1066 | 4 | 1 | 2019-12-31 | 2020-12-31 | 365 | 4.6778 | 4
1065 | 5 | 1 | 2019-12-31 | 2020-12-31 | 365 | 5.8473 | 5
1050 | 6.75 | 1 | 2019-12-31 | 2020-12-31 | 365 | 7.8939 | 7
1046 | 8 | 1 | 2019-12-31 | 2020-12-31 | 365 | 9.3557 | 9
1048 | 3.5 | 1 | 2019-12-31 | 2020-12-31 | 365 | 4.0931 | 4
1045 | 11 | 1 | 2019-12-31 | 2020-12-31 | 365 | 12.8641 | 12
1044 | 5 | 1 | 2019-12-31 | 2020-12-31 | 365 | 5.8473 | 5
1043 | 6.5 | 1 | 2019-12-31 | 2020-12-31 | 365 | 7.6015 | 7
941 | 5.75 | 1 | 2019-12-31 | 2020-12-31 | 365 | 6.7244 | 6
1107 | 10.5 | 1 | 2019-12-31 | 2020-12-31 | 365 | 12.2793 | 12
1106 | 13.5 | 1 | 2019-12-31 | 2020-12-31 | 365 | 15.7877 | 15
1105 | 18.5 | 1 | 2019-12-31 | 2020-12-31 | 365 | 21.635 | 21
1103 | 11.5 | 1 | 2019-12-31 | 2020-12-31 | 365 | 13.4488 | 13
1102 | 5.5 | 1 | 2019-12-31 | 2020-12-31 | 365 | 6.432 | 6
1087 | 9.5 | 1 | 2019-12-31 | 2020-12-31 | 365 | 11.1099 | 11
1137 | 9.75 | 1 | 2019-12-31 | 2020-12-31 | 365 | 11.4022 | 11
1136 | 5.5 | 1 | 2019-12-31 | 2020-12-31 | 365 | 6.432 | 6
1135 | 10.5 | 1 | 2019-12-31 | 2020-12-31 | 365 | 12.2793 | 12
1134 | 9.25 | 1 | 2019-12-31 | 2020-12-31 | 365 | 10.8175 | 10
1133 | 3.75 | 1 | 2019-12-31 | 2020-12-31 | 365 | 4.3855 | 4
1132 | 8 | 1 | 2019-12-31 | 2020-12-31 | 365 | 9.3557 | 9
1122 | 4.25 | 1 | 2019-12-31 | 2020-12-31 | 365 | 4.9702 | 4
1117 | 7.75 | 1 | 2019-12-31 | 2020-12-31 | 365 | 9.0633 | 9
1114 | 5.25 | 1 | 2019-12-31 | 2020-12-31 | 365 | 6.1397 | 6
1154 | 14 | 1 | 2019-12-31 | 2020-12-31 | 365 | 16.3724 | 16
1153 | 11 | 1 | 2019-12-31 | 2020-12-31 | 365 | 12.8641 | 12
1152 | 3.75 | 1 | 2019-12-31 | 2020-12-31 | 365 | 4.3855 | 4
1161 | 9 | 1 | 2019-12-31 | 2020-12-31 | 365 | 10.5251 | 10
1159 | 4 | 1 | 2019-12-31 | 2020-12-31 | 365 | 4.6778 | 4
1158 | 6.25 | 1 | 2019-12-31 | 2020-12-31 | 365 | 7.3091 | 7
1157 | 7.25 | 1 | 2019-12-31 | 2020-12-31 | 365 | 8.4786 | 8
1163 | 5.5 | 1 | 2019-12-31 | 2020-12-31 | 365 | 6.432 | 6
984 | 10 | 1 | 2019-12-31 | 2020-12-31 | 365 | 11.6946 | 11
783 | 3.75 | 1 | 2019-12-31 | 2020-12-31 | 365 | 4.3855 | 4
1244 | 5.5 | 1 | 2019-12-31 | 2020-12-31 | 365 | 6.432 | 6
1190 | 24 | 1 | 2019-12-31 | 2020-12-31 | 365 | 28.067 | 28
1188 | 4.25 | 1 | 2019-12-31 | 2020-12-31 | 365 | 4.9702 | 4
1187 | 5.25 | 1 | 2019-12-31 | 2020-12-31 | 365 | 6.1397 | 6
1185 | 6.5 | 1 | 2019-12-31 | 2020-12-31 | 365 | 7.6015 | 7
1175 | 4 | 1 | 2019-12-31 | 2020-12-31 | 365 | 4.6778 | 4
3119 | 4.845 | 1 | 2019-12-31 | 2020-12-31 | 365 | 5.666 | 5
2829 | 11.25 | 1 | 2019-12-31 | 2020-12-31 | 365 | 13.1564 | 13
2937 | 7.25 | 1 | 2019-12-31 | 2020-12-31 | 365 | 8.4786 | 8
3723 | 8.67 | 1 | 2019-12-31 | 2020-12-31 | 365 | 10.1392 | 10
3037 | 8.25 | 1 | 2019-12-31 | 2020-12-31 | 365 | 9.648 | 9
2828 | 5.25 | 1 | 2019-12-31 | 2020-12-31 | 365 | 6.1397 | 6
5314 | 4.335 | 1 | 2019-12-31 | 2020-12-31 | 365 | 5.0696 | 5
3660 | 7.25 | 1 | 2019-12-31 | 2020-12-31 | 365 | 8.4786 | 8
3303 | 7.14 | 1 | 2019-12-31 | 2020-12-31 | 365 | 8.3499 | 8
4993 | 6.75 | 1 | 2019-12-31 | 2020-12-31 | 365 | 7.8939 | 7
4990 | 7.395 | 1 | 2019-12-31 | 2020-12-31 | 365 | 8.6482 | 8
9333 | 7.14 | 1 | 2019-12-31 | 2020-12-31 | 365 | 8.3499 | 8
12431 | 7.65 | 1 | 2019-12-31 | 2020-12-31 | 365 | 8.9464 | 8
4297 | 3 | 1 | 2019-12-31 | 2020-12-31 | 365 | 3.5084 | 3
3285 | 15 | 1 | 2019-12-31 | 2020-12-31 | 365 | 17.5419 | 17
3020 | 7.395 | 1 | 2019-12-31 | 2020-12-31 | 365 | 8.6482 | 8
3621 | 6.63 | 1 | 2019-12-31 | 2020-12-31 | 365 | 7.7535 | 7
5193 | 9.945 | 1 | 2019-12-31 | 2020-12-31 | 365 | 11.6303 | 11
3772 | 6.5 | 1 | 2019-12-31 | 2020-12-31 | 365 | 7.6015 | 7
3032 | 3 | 1 | 2019-12-31 | 2020-12-31 | 365 | 3.5084 | 3
12657 | 5.25 | 1 | 2019-12-31 | 2020-12-31 | 365 | 6.1397 | 6
6793 | 2 | 1 | 2019-12-31 | 2020-12-31 | 365 | 2.3389 | 2
2832 | 6.885 | 1 | 2019-12-31 | 2020-12-31 | 365 | 8.0517 | 8
11186 | 4.75 | 1 | 2019-12-31 | 2020-12-31 | 365 | 5.5549 | 5
3570 | 4 | 1 | 2019-12-31 | 2020-12-31 | 365 | 4.6778 | 4
10232 | 2 | 1 | 2019-12-31 | 2020-12-31 | 365 | 2.3389 | 2
1377 | 3 | 1 | 2019-12-31 | 2020-12-31 | 365 | 3.5084 | 3
1375 | 8.48 | 1 | 2019-12-31 | 2020-12-31 | 365 | 9.917 | 9
1368 | 6 | 1 | 2019-12-31 | 2020-12-31 | 365 | 7.0168 | 7
1369 | 7.75 | 1 | 2019-12-31 | 2020-12-31 | 365 | 9.0633 | 9
1366 | 11.75 | 1 | 2019-12-31 | 2020-12-31 | 365 | 13.7412 | 13
1363 | 6.25 | 1 | 2019-12-31 | 2020-12-31 | 365 | 7.3091 | 7
1242 | 6.615 | 1 | 2019-12-31 | 2020-12-31 | 365 | 7.736 | 7
1356 | 2 | 1 | 2019-12-31 | 2020-12-31 | 365 | 2.3389 | 2
1357 | 10.5 | 1 | 2019-12-31 | 2020-12-31 | 365 | 12.2793 | 12
1355 | 8 | 1 | 2019-12-31 | 2020-12-31 | 365 | 9.3557 | 9
1329 | 9 | 1 | 2019-12-31 | 2020-12-31 | 365 | 10.5251 | 10
1328 | 7.25 | 1 | 2019-12-31 | 2020-12-31 | 365 | 8.4786 | 8
1327 | 6 | 1 | 2019-12-31 | 2020-12-31 | 365 | 7.0168 | 7
969 | 6.5 | 1 | 2019-12-31 | 2020-12-31 | 365 | 7.6015 | 7
1309 | 4.25 | 1 | 2019-12-31 | 2020-12-31 | 365 | 4.9702 | 4
1495 | 8 | 1 | 2019-12-31 | 2020-12-31 | 365 | 9.3557 | 9
1469 | 14 | 1 | 2019-12-31 | 2020-12-31 | 365 | 16.3724 | 16
1468 | 7.95 | 1 | 2019-12-31 | 2020-12-31 | 365 | 9.2972 | 9
1465 | 7.75 | 1 | 2019-12-31 | 2020-12-31 | 365 | 9.0633 | 9
1463 | 5.75 | 1 | 2019-12-31 | 2020-12-31 | 365 | 6.7244 | 6
1462 | 5 | 1 | 2019-12-31 | 2020-12-31 | 365 | 5.8473 | 5
1461 | 4.5 | 1 | 2019-12-31 | 2020-12-31 | 365 | 5.2626 | 5
1460 | 5 | 1 | 2019-12-31 | 2020-12-31 | 365 | 5.8473 | 5
1406 | 4.5 | 1 | 2019-12-31 | 2020-12-31 | 365 | 5.2626 | 5
1404 | 5.25 | 1 | 2019-12-31 | 2020-12-31 | 365 | 6.1397 | 6
1505 | 3.18 | 1 | 2019-12-31 | 2020-12-31 | 365 | 3.7189 | 3
1503 | 4 | 1 | 2019-12-31 | 2020-12-31 | 365 | 4.6778 | 4
1502 | 4.25 | 1 | 2019-12-31 | 2020-12-31 | 365 | 4.9702 | 4
1515 | 4.5 | 1 | 2019-12-31 | 2020-12-31 | 365 | 5.2626 | 5
1408 | 9 | 1 | 2019-12-31 | 2020-12-31 | 365 | 10.5251 | 10
1556 | 6.63 | 1 | 2019-12-31 | 2020-12-31 | 365 | 7.7535 | 7
1554 | 18 | 1 | 2019-12-31 | 2020-12-31 | 365 | 21.0503 | 21
1553 | 7.25 | 1 | 2019-12-31 | 2020-12-31 | 365 | 8.4786 | 8
1636 | 15.5 | 1 | 2019-12-31 | 2020-12-31 | 365 | 18.1266 | 18
1619 | 5 | 1 | 2019-12-31 | 2020-12-31 | 365 | 5.8473 | 5
1615 | 4.75 | 1 | 2019-12-31 | 2020-12-31 | 365 | 5.5549 | 5
1613 | 11.75 | 1 | 2019-12-31 | 2020-12-31 | 365 | 13.7412 | 13
1407 | 3.5 | 1 | 2019-12-31 | 2020-12-31 | 365 | 4.0931 | 4
1690 | 5.75 | 1 | 2019-12-31 | 2020-12-31 | 365 | 6.7244 | 6
1651 | 5 | 1 | 2019-12-31 | 2020-12-31 | 365 | 5.8473 | 5
1652 | 6.75 | 1 | 2019-12-31 | 2020-12-31 | 365 | 7.8939 | 7
1653 | 6 | 1 | 2019-12-31 | 2020-12-31 | 365 | 7.0168 | 7
1678 | 17 | 1 | 2019-12-31 | 2020-12-31 | 365 | 19.8808 | 19
1679 | 6.75 | 1 | 2019-12-31 | 2020-12-31 | 365 | 7.8939 | 7
1729 | 4 | 1 | 2019-12-31 | 2020-12-31 | 365 | 4.6778 | 4
1728 | 4.25 | 1 | 2019-12-31 | 2020-12-31 | 365 | 4.9702 | 4
1758 | 7.75 | 1 | 2019-12-31 | 2020-12-31 | 365 | 9.0633 | 9
1753 | 3 | 1 | 2019-12-31 | 2020-12-31 | 365 | 3.5084 | 3
1748 | 11.25 | 1 | 2019-12-31 | 2020-12-31 | 365 | 13.1564 | 13
1884 | 8 | 1 | 2019-12-31 | 2020-12-31 | 365 | 9.3557 | 9
1882 | 5.75 | 1 | 2019-12-31 | 2020-12-31 | 365 | 6.7244 | 6
1851 | 14.25 | 1 | 2019-12-31 | 2020-12-31 | 365 | 16.6648 | 16
1849 | 7.905 | 1 | 2019-12-31 | 2020-12-31 | 365 | 9.2446 | 9
1848 | 5 | 1 | 2019-12-31 | 2020-12-31 | 365 | 5.8473 | 5
1846 | 7 | 1 | 2019-12-31 | 2020-12-31 | 365 | 8.1862 | 8
1845 | 5.75 | 1 | 2019-12-31 | 2020-12-31 | 365 | 6.7244 | 6
1823 | 3 | 1 | 2019-12-31 | 2020-12-31 | 365 | 3.5084 | 3
1798 | 3.5 | 1 | 2019-12-31 | 2020-12-31 | 365 | 4.0931 | 4
1797 | 6.25 | 1 | 2019-12-31 | 2020-12-31 | 365 | 7.3091 | 7
1938 | 4.25 | 1 | 2019-12-31 | 2020-12-31 | 365 | 4.9702 | 4
1937 | 4.25 | 1 | 2019-12-31 | 2020-12-31 | 365 | 4.9702 | 4
1935 | 9.75 | 1 | 2019-12-31 | 2020-12-31 | 365 | 11.4022 | 11
1934 | 7 | 1 | 2019-12-31 | 2020-12-31 | 365 | 8.1862 | 8
1932 | 4.5 | 1 | 2019-12-31 | 2020-12-31 | 365 | 5.2626 | 5
1901 | 7.25 | 1 | 2019-12-31 | 2020-12-31 | 365 | 8.4786 | 8
1900 | 8.75 | 1 | 2019-12-31 | 2020-12-31 | 365 | 10.2328 | 10
2002 | 7 | 1 | 2019-12-31 | 2020-12-31 | 365 | 8.1862 | 8
2000 | 6.25 | 1 | 2019-12-31 | 2020-12-31 | 365 | 7.3091 | 7
2001 | 9.5 | 1 | 2019-12-31 | 2020-12-31 | 365 | 11.1099 | 11
1998 | 3 | 1 | 2019-12-31 | 2020-12-31 | 365 | 3.5084 | 3
2010 | 10.25 | 1 | 2019-12-31 | 2020-12-31 | 365 | 11.987 | 11
2061 | 7.5 | 1 | 2019-12-31 | 2020-12-31 | 365 | 8.7709 | 8
2060 | 5 | 1 | 2019-12-31 | 2020-12-31 | 365 | 5.8473 | 5
2059 | 6.625 | 1 | 2019-12-31 | 2020-12-31 | 365 | 7.7477 | 7
2056 | 7.25 | 1 | 2019-12-31 | 2020-12-31 | 365 | 8.4786 | 8
2051 | 7.42 | 1 | 2019-12-31 | 2020-12-31 | 365 | 8.6774 | 8
2047 | 17 | 1 | 2019-12-31 | 2020-12-31 | 365 | 19.8808 | 19
2032 | 7.5 | 1 | 2019-12-31 | 2020-12-31 | 365 | 8.7709 | 8
2031 | 10.25 | 1 | 2019-12-31 | 2020-12-31 | 365 | 11.987 | 11
2097 | 4.5 | 1 | 2019-12-31 | 2020-12-31 | 365 | 5.2626 | 5
2096 | 8 | 1 | 2019-12-31 | 2020-12-31 | 365 | 9.3557 | 9
2095 | 7.14 | 1 | 2019-12-31 | 2020-12-31 | 365 | 8.3499 | 8
2093 | 7.5 | 1 | 2019-12-31 | 2020-12-31 | 365 | 8.7709 | 8
2092 | 11 | 1 | 2019-12-31 | 2020-12-31 | 365 | 12.8641 | 12
2067 | 8.75 | 1 | 2019-12-31 | 2020-12-31 | 365 | 10.2328 | 10
2121 | 7.75 | 1 | 2019-12-31 | 2020-12-31 | 365 | 9.0633 | 9
2120 | 7 | 1 | 2019-12-31 | 2020-12-31 | 365 | 8.1862 | 8
2116 | 7.5 | 1 | 2019-12-31 | 2020-12-31 | 365 | 8.7709 | 8
2115 | 10.5 | 1 | 2019-12-31 | 2020-12-31 | 365 | 12.2793 | 12
2114 | 9.5 | 1 | 2019-12-31 | 2020-12-31 | 365 | 11.1099 | 11
2112 | 10.2 | 1 | 2019-12-31 | 2020-12-31 | 365 | 11.9285 | 11
2111 | 10.75 | 1 | 2019-12-31 | 2020-12-31 | 365 | 12.5717 | 12
2098 | 11.395 | 1 | 2019-12-31 | 2020-12-31 | 365 | 13.326 | 13
2153 | 4 | 1 | 2019-12-31 | 2020-12-31 | 365 | 4.6778 | 4
2154 | 4 | 1 | 2019-12-31 | 2020-12-31 | 365 | 4.6778 | 4
2151 | 8.925 | 1 | 2019-12-31 | 2020-12-31 | 365 | 10.4374 | 10
2150 | 7.65 | 1 | 2019-12-31 | 2020-12-31 | 365 | 8.9464 | 8
2148 | 12.495 | 1 | 2019-12-31 | 2020-12-31 | 365 | 14.6124 | 14
2146 | 8.75 | 1 | 2019-12-31 | 2020-12-31 | 365 | 10.2328 | 10
2147 | 11.73 | 1 | 2019-12-31 | 2020-12-31 | 365 | 13.7178 | 13
2144 | 4.5 | 1 | 2019-12-31 | 2020-12-31 | 365 | 5.2626 | 5
2142 | 8.925 | 1 | 2019-12-31 | 2020-12-31 | 365 | 10.4374 | 10
2140 | 2.5 | 1 | 2019-12-31 | 2020-12-31 | 365 | 2.9236 | 2
2141 | 4 | 1 | 2019-12-31 | 2020-12-31 | 365 | 4.6778 | 4
2138 | 9 | 1 | 2019-12-31 | 2020-12-31 | 365 | 10.5251 | 10
2139 | 7.75 | 1 | 2019-12-31 | 2020-12-31 | 365 | 9.0633 | 9
2137 | 10 | 1 | 2019-12-31 | 2020-12-31 | 365 | 11.6946 | 11
2133 | 9.25 | 1 | 2019-12-31 | 2020-12-31 | 365 | 10.8175 | 10
2131 | 10 | 1 | 2019-12-31 | 2020-12-31 | 365 | 11.6946 | 11
2128 | 4.505 | 1 | 2019-12-31 | 2020-12-31 | 365 | 5.2684 | 5
2129 | 5.25 | 1 | 2019-12-31 | 2020-12-31 | 365 | 6.1397 | 6
2127 | 10.75 | 1 | 2019-12-31 | 2020-12-31 | 365 | 12.5717 | 12
2126 | 9.25 | 1 | 2019-12-31 | 2020-12-31 | 365 | 10.8175 | 10
2124 | 6 | 1 | 2019-12-31 | 2020-12-31 | 365 | 7.0168 | 7
2125 | 5.75 | 1 | 2019-12-31 | 2020-12-31 | 365 | 6.7244 | 6
2273 | 3.5 | 1 | 2019-12-31 | 2020-12-31 | 365 | 4.0931 | 4
2270 | 10.965 | 1 | 2019-12-31 | 2020-12-31 | 365 | 12.8231 | 12
2268 | 10.75 | 1 | 2019-12-31 | 2020-12-31 | 365 | 12.5717 | 12
2269 | 11.5 | 1 | 2019-12-31 | 2020-12-31 | 365 | 13.4488 | 13
1420 | 6.75 | 1 | 2019-12-31 | 2020-12-31 | 365 | 7.8939 | 7
2247 | 6.12 | 1 | 2019-12-31 | 2020-12-31 | 365 | 7.1571 | 7
2244 | 10 | 1 | 2019-12-31 | 2020-12-31 | 365 | 11.6946 | 11
2243 | 5.75 | 1 | 2019-12-31 | 2020-12-31 | 365 | 6.7244 | 6
2241 | 2.75 | 1 | 2019-12-31 | 2020-12-31 | 365 | 3.216 | 3
2240 | 5.355 | 1 | 2019-12-31 | 2020-12-31 | 365 | 6.2625 | 6
2238 | 8.75 | 1 | 2019-12-31 | 2020-12-31 | 365 | 10.2328 | 10
2239 | 9 | 1 | 2019-12-31 | 2020-12-31 | 365 | 10.5251 | 10
2235 | 6.5 | 1 | 2019-12-31 | 2020-12-31 | 365 | 7.6015 | 7
2236 | 18.615 | 1 | 2019-12-31 | 2020-12-31 | 365 | 21.7695 | 21
2234 | 5.5 | 1 | 2019-12-31 | 2020-12-31 | 365 | 6.432 | 6
2232 | 7 | 1 | 2019-12-31 | 2020-12-31 | 365 | 8.1862 | 8
2233 | 6.12 | 1 | 2019-12-31 | 2020-12-31 | 365 | 7.1571 | 7
2228 | 4.5 | 1 | 2019-12-31 | 2020-12-31 | 365 | 5.2626 | 5
2194 | 5 | 1 | 2019-12-31 | 2020-12-31 | 365 | 5.8473 | 5
2195 | 14.25 | 1 | 2019-12-31 | 2020-12-31 | 365 | 16.6648 | 16
2192 | 5.25 | 1 | 2019-12-31 | 2020-12-31 | 365 | 6.1397 | 6
2191 | 7.75 | 1 | 2019-12-31 | 2020-12-31 | 365 | 9.0633 | 9
2193 | 5.1 | 1 | 2019-12-31 | 2020-12-31 | 365 | 5.9642 | 5
2190 | 6.75 | 1 | 2019-12-31 | 2020-12-31 | 365 | 7.8939 | 7
2189 | 7.75 | 1 | 2019-12-31 | 2020-12-31 | 365 | 9.0633 | 9
2183 | 10.25 | 1 | 2019-12-31 | 2020-12-31 | 365 | 11.987 | 11
2178 | 10.335 | 1 | 2019-12-31 | 2020-12-31 | 365 | 12.0864 | 12
2176 | 7 | 1 | 2019-12-31 | 2020-12-31 | 365 | 8.1862 | 8
2177 | 9 | 1 | 2019-12-31 | 2020-12-31 | 365 | 10.5251 | 10
2175 | 10.75 | 1 | 2019-12-31 | 2020-12-31 | 365 | 12.5717 | 12
4690 | 3.06 | 1 | 2019-12-31 | 2020-12-31 | 365 | 3.5785 | 3
3595 | 5.1 | 1 | 2019-12-31 | 2020-12-31 | 365 | 5.9642 | 5
6155 | 4.335 | 1 | 2019-12-31 | 2020-12-31 | 365 | 5.0696 | 5
10593 | 5.61 | 1 | 2019-12-31 | 2020-12-31 | 365 | 6.5607 | 6
3711 | 8.75 | 1 | 2019-12-31 | 2020-12-31 | 365 | 10.2328 | 10
3597 | 2.55 | 1 | 2019-12-31 | 2020-12-31 | 365 | 2.9821 | 2
3854 | 4.845 | 1 | 2019-12-31 | 2020-12-31 | 365 | 5.666 | 5
4587 | 3.57 | 1 | 2019-12-31 | 2020-12-31 | 365 | 4.175 | 4
3625 | 4.5 | 1 | 2019-12-31 | 2020-12-31 | 365 | 5.2626 | 5
4735 | 10.2 | 1 | 2019-12-31 | 2020-12-31 | 365 | 11.9285 | 11
3878 | 5.355 | 1 | 2019-12-31 | 2020-12-31 | 365 | 6.2625 | 6
3731 | 4.59 | 1 | 2019-12-31 | 2020-12-31 | 365 | 5.3678 | 5
4901 | 6.63 | 1 | 2019-12-31 | 2020-12-31 | 365 | 7.7535 | 7
4397 | 5.1 | 1 | 2019-12-31 | 2020-12-31 | 365 | 5.9642 | 5
4267 | 5.1 | 1 | 2019-12-31 | 2020-12-31 | 365 | 5.9642 | 5
5769 | 9.69 | 1 | 2019-12-31 | 2020-12-31 | 365 | 11.3321 | 11
3769 | 12.495 | 1 | 2019-12-31 | 2020-12-31 | 365 | 14.6124 | 14
3598 | 2.55 | 1 | 2019-12-31 | 2020-12-31 | 365 | 2.9821 | 2
3583 | 4.08 | 1 | 2019-12-31 | 2020-12-31 | 365 | 4.7714 | 4
4047 | 4.335 | 1 | 2019-12-31 | 2020-12-31 | 365 | 5.0696 | 5
4644 | 6.375 | 1 | 2019-12-31 | 2020-12-31 | 365 | 7.4553 | 7
15397 | 2.5 | 1 | 2019-12-31 | 2020-12-31 | 365 | 2.9236 | 2
5972 | 5.1 | 1 | 2019-12-31 | 2020-12-31 | 365 | 5.9642 | 5
5149 | 5.75 | 1 | 2019-12-31 | 2020-12-31 | 365 | 6.7244 | 6
5863 | 4.59 | 1 | 2019-12-31 | 2020-12-31 | 365 | 5.3678 | 5
4485 | 7.395 | 1 | 2019-12-31 | 2020-12-31 | 365 | 8.6482 | 8
3584 | 7.14 | 1 | 2019-12-31 | 2020-12-31 | 365 | 8.3499 | 8
4385 | 5 | 1 | 2019-12-31 | 2020-12-31 | 365 | 5.8473 | 5
3593 | 7.75 | 1 | 2019-12-31 | 2020-12-31 | 365 | 9.0633 | 9
3966 | 4.59 | 1 | 2019-12-31 | 2020-12-31 | 365 | 5.3678 | 5
4264 | 2.75 | 1 | 2019-12-31 | 2020-12-31 | 365 | 3.216 | 3
3630 | 6.375 | 1 | 2019-12-31 | 2020-12-31 | 365 | 7.4553 | 7
8818 | 6.25 | 1 | 2019-12-31 | 2020-12-31 | 365 | 7.3091 | 7
4119 | 4.59 | 1 | 2019-12-31 | 2020-12-31 | 365 | 5.3678 | 5
3657 | 10 | 1 | 2019-12-31 | 2020-12-31 | 365 | 11.6946 | 11
8256 | 7 | 1 | 2019-12-31 | 2020-12-31 | 365 | 8.1862 | 8
3586 | 6 | 1 | 2019-12-31 | 2020-12-31 | 365 | 7.0168 | 7
3585 | 2 | 1 | 2019-12-31 | 2020-12-31 | 365 | 2.3389 | 2
5794 | 4.845 | 1 | 2019-12-31 | 2020-12-31 | 365 | 5.666 | 5
4928 | 6.12 | 1 | 2019-12-31 | 2020-12-31 | 365 | 7.1571 | 7
3702 | 9.945 | 1 | 2019-12-31 | 2020-12-31 | 365 | 11.6303 | 11
2341 | 11.22 | 1 | 2019-12-31 | 2020-12-31 | 365 | 13.1213 | 13
2342 | 6.12 | 1 | 2019-12-31 | 2020-12-31 | 365 | 7.1571 | 7
2339 | 7.75 | 1 | 2019-12-31 | 2020-12-31 | 365 | 9.0633 | 9
2337 | 7 | 1 | 2019-12-31 | 2020-12-31 | 365 | 8.1862 | 8
2338 | 10.5 | 1 | 2019-12-31 | 2020-12-31 | 365 | 12.2793 | 12
2329 | 4.5 | 1 | 2019-12-31 | 2020-12-31 | 365 | 5.2626 | 5
2327 | 10.75 | 1 | 2019-12-31 | 2020-12-31 | 365 | 12.5717 | 12
2324 | 6.25 | 1 | 2019-12-31 | 2020-12-31 | 365 | 7.3091 | 7
2325 | 7.5 | 1 | 2019-12-31 | 2020-12-31 | 365 | 8.7709 | 8
2322 | 5 | 1 | 2019-12-31 | 2020-12-31 | 365 | 5.8473 | 5
2323 | 3.5 | 1 | 2019-12-31 | 2020-12-31 | 365 | 4.0931 | 4
2321 | 7.25 | 1 | 2019-12-31 | 2020-12-31 | 365 | 8.4786 | 8
2319 | 5.75 | 1 | 2019-12-31 | 2020-12-31 | 365 | 6.7244 | 6
2320 | 5.5 | 1 | 2019-12-31 | 2020-12-31 | 365 | 6.432 | 6
2318 | 7.25 | 1 | 2019-12-31 | 2020-12-31 | 365 | 8.4786 | 8
2316 | 7.75 | 1 | 2019-12-31 | 2020-12-31 | 365 | 9.0633 | 9
2317 | 4 | 1 | 2019-12-31 | 2020-12-31 | 365 | 4.6778 | 4
2295 | 10.75 | 1 | 2019-12-31 | 2020-12-31 | 365 | 12.5717 | 12
2292 | 7 | 1 | 2019-12-31 | 2020-12-31 | 365 | 8.1862 | 8
2290 | 7.75 | 1 | 2019-12-31 | 2020-12-31 | 365 | 9.0633 | 9
2288 | 7.14 | 1 | 2019-12-31 | 2020-12-31 | 365 | 8.3499 | 8
2282 | 6 | 1 | 2019-12-31 | 2020-12-31 | 365 | 7.0168 | 7
2394 | 8.5 | 1 | 2019-12-31 | 2020-12-31 | 365 | 9.9404 | 9
2395 | 16 | 1 | 2019-12-31 | 2020-12-31 | 365 | 18.7114 | 18
2391 | 11.5 | 1 | 2019-12-31 | 2020-12-31 | 365 | 13.4488 | 13
2387 | 13.75 | 1 | 2019-12-31 | 2020-12-31 | 365 | 16.0801 | 16
2386 | 8.75 | 1 | 2019-12-31 | 2020-12-31 | 365 | 10.2328 | 10
2384 | 8.5 | 1 | 2019-12-31 | 2020-12-31 | 365 | 9.9404 | 9
2383 | 4.25 | 1 | 2019-12-31 | 2020-12-31 | 365 | 4.9702 | 4
2373 | 2.55 | 1 | 2019-12-31 | 2020-12-31 | 365 | 2.9821 | 2
2371 | 3.5 | 1 | 2019-12-31 | 2020-12-31 | 365 | 4.0931 | 4
2367 | 4.75 | 1 | 2019-12-31 | 2020-12-31 | 365 | 5.5549 | 5
2364 | 12.75 | 1 | 2019-12-31 | 2020-12-31 | 365 | 14.9106 | 14
2363 | 6 | 1 | 2019-12-31 | 2020-12-31 | 365 | 7.0168 | 7
2362 | 9.75 | 1 | 2019-12-31 | 2020-12-31 | 365 | 11.4022 | 11
2494 | 5.25 | 1 | 2019-12-31 | 2020-12-31 | 365 | 6.1397 | 6
2490 | 6 | 1 | 2019-12-31 | 2020-12-31 | 365 | 7.0168 | 7
2493 | 3 | 1 | 2019-12-31 | 2020-12-31 | 365 | 3.5084 | 3
2465 | 7.905 | 1 | 2019-12-31 | 2020-12-31 | 365 | 9.2446 | 9
2464 | 6.12 | 1 | 2019-12-31 | 2020-12-31 | 365 | 7.1571 | 7
2462 | 10.2 | 1 | 2019-12-31 | 2020-12-31 | 365 | 11.9285 | 11
2460 | 7.905 | 1 | 2019-12-31 | 2020-12-31 | 365 | 9.2446 | 9
2458 | 6.63 | 1 | 2019-12-31 | 2020-12-31 | 365 | 7.7535 | 7
2459 | 9.69 | 1 | 2019-12-31 | 2020-12-31 | 365 | 11.3321 | 11
2457 | 11.5 | 1 | 2019-12-31 | 2020-12-31 | 365 | 13.4488 | 13
2455 | 9.5 | 1 | 2019-12-31 | 2020-12-31 | 365 | 11.1099 | 11
2454 | 9.25 | 1 | 2019-12-31 | 2020-12-31 | 365 | 10.8175 | 10
2452 | 5.25 | 1 | 2019-12-31 | 2020-12-31 | 365 | 6.1397 | 6
2453 | 6 | 1 | 2019-12-31 | 2020-12-31 | 365 | 7.0168 | 7
2422 | 3 | 1 | 2019-12-31 | 2020-12-31 | 365 | 3.5084 | 3
2421 | 10 | 1 | 2019-12-31 | 2020-12-31 | 365 | 11.6946 | 11
2419 | 8.5 | 1 | 2019-12-31 | 2020-12-31 | 365 | 9.9404 | 9
2420 | 11.22 | 1 | 2019-12-31 | 2020-12-31 | 365 | 13.1213 | 13
2415 | 10.71 | 1 | 2019-12-31 | 2020-12-31 | 365 | 12.5249 | 12
2414 | 7.25 | 1 | 2019-12-31 | 2020-12-31 | 365 | 8.4786 | 8
2412 | 9 | 1 | 2019-12-31 | 2020-12-31 | 365 | 10.5251 | 10
2411 | 9.75 | 1 | 2019-12-31 | 2020-12-31 | 365 | 11.4022 | 11
2410 | 4.75 | 1 | 2019-12-31 | 2020-12-31 | 365 | 5.5549 | 5
2405 | 11.475 | 1 | 2019-12-31 | 2020-12-31 | 365 | 13.4196 | 13
2404 | 8.5 | 1 | 2019-12-31 | 2020-12-31 | 365 | 9.9404 | 9
2403 | 10.75 | 1 | 2019-12-31 | 2020-12-31 | 365 | 12.5717 | 12
2402 | 6.12 | 1 | 2019-12-31 | 2020-12-31 | 365 | 7.1571 | 7
2400 | 4.59 | 1 | 2019-12-31 | 2020-12-31 | 365 | 5.3678 | 5
2498 | 5.1 | 1 | 2019-12-31 | 2020-12-31 | 365 | 5.9642 | 5
2497 | 6.75 | 1 | 2019-12-31 | 2020-12-31 | 365 | 7.8939 | 7
2582 | 7.905 | 1 | 2019-12-31 | 2020-12-31 | 365 | 9.2446 | 9
2581 | 5.25 | 1 | 2019-12-31 | 2020-12-31 | 365 | 6.1397 | 6
2580 | 4.25 | 1 | 2019-12-31 | 2020-12-31 | 365 | 4.9702 | 4
2579 | 10.25 | 1 | 2019-12-31 | 2020-12-31 | 365 | 11.987 | 11
2578 | 13.26 | 1 | 2019-12-31 | 2020-12-31 | 365 | 15.507 | 15
2577 | 9.69 | 1 | 2019-12-31 | 2020-12-31 | 365 | 11.3321 | 11
2576 | 8.415 | 1 | 2019-12-31 | 2020-12-31 | 365 | 9.841 | 9
2575 | 11.75 | 1 | 2019-12-31 | 2020-12-31 | 365 | 13.7412 | 13
2574 | 10 | 1 | 2019-12-31 | 2020-12-31 | 365 | 11.6946 | 11
2573 | 6.5 | 1 | 2019-12-31 | 2020-12-31 | 365 | 7.6015 | 7
2572 | 8 | 1 | 2019-12-31 | 2020-12-31 | 365 | 9.3557 | 9
2570 | 8.75 | 1 | 2019-12-31 | 2020-12-31 | 365 | 10.2328 | 10
2569 | 7.75 | 1 | 2019-12-31 | 2020-12-31 | 365 | 9.0633 | 9
2568 | 6.12 | 1 | 2019-12-31 | 2020-12-31 | 365 | 7.1571 | 7
2567 | 7.14 | 1 | 2019-12-31 | 2020-12-31 | 365 | 8.3499 | 8
2566 | 13.26 | 1 | 2019-12-31 | 2020-12-31 | 365 | 15.507 | 15
2565 | 5.25 | 1 | 2019-12-31 | 2020-12-31 | 365 | 6.1397 | 6
2564 | 5.25 | 1 | 2019-12-31 | 2020-12-31 | 365 | 6.1397 | 6
2563 | 5.25 | 1 | 2019-12-31 | 2020-12-31 | 365 | 6.1397 | 6
2562 | 7 | 1 | 2019-12-31 | 2020-12-31 | 365 | 8.1862 | 8
2561 | 6.885 | 1 | 2019-12-31 | 2020-12-31 | 365 | 8.0517 | 8
2560 | 8.25 | 1 | 2019-12-31 | 2020-12-31 | 365 | 9.648 | 9
2558 | 7.5 | 1 | 2019-12-31 | 2020-12-31 | 365 | 8.7709 | 8
2556 | 5.25 | 1 | 2019-12-31 | 2020-12-31 | 365 | 6.1397 | 6
2552 | 6.75 | 1 | 2019-12-31 | 2020-12-31 | 365 | 7.8939 | 7
2549 | 10.5 | 1 | 2019-12-31 | 2020-12-31 | 365 | 12.2793 | 12
2546 | 8.25 | 1 | 2019-12-31 | 2020-12-31 | 365 | 9.648 | 9
2544 | 17.75 | 1 | 2019-12-31 | 2020-12-31 | 365 | 20.7579 | 20
2542 | 3.5 | 1 | 2019-12-31 | 2020-12-31 | 365 | 4.0931 | 4
2541 | 8 | 1 | 2019-12-31 | 2020-12-31 | 365 | 9.3557 | 9
2633 | 9.75 | 1 | 2019-12-31 | 2020-12-31 | 365 | 11.4022 | 11
2632 | 5.75 | 1 | 2019-12-31 | 2020-12-31 | 365 | 6.7244 | 6
2619 | 9.5 | 1 | 2019-12-31 | 2020-12-31 | 365 | 11.1099 | 11
2618 | 3.975 | 1 | 2019-12-31 | 2020-12-31 | 365 | 4.6486 | 4
2612 | 4.08 | 1 | 2019-12-31 | 2020-12-31 | 365 | 4.7714 | 4
2611 | 5.1 | 1 | 2019-12-31 | 2020-12-31 | 365 | 5.9642 | 5
2609 | 2.805 | 1 | 2019-12-31 | 2020-12-31 | 365 | 3.2803 | 3
2610 | 6.885 | 1 | 2019-12-31 | 2020-12-31 | 365 | 8.0517 | 8
2608 | 13 | 1 | 2019-12-31 | 2020-12-31 | 365 | 15.203 | 15
2607 | 4.5 | 1 | 2019-12-31 | 2020-12-31 | 365 | 5.2626 | 5
2606 | 12.25 | 1 | 2019-12-31 | 2020-12-31 | 365 | 14.3259 | 14
2604 | 4.5 | 1 | 2019-12-31 | 2020-12-31 | 365 | 5.2626 | 5
2605 | 7 | 1 | 2019-12-31 | 2020-12-31 | 365 | 8.1862 | 8
2603 | 10 | 1 | 2019-12-31 | 2020-12-31 | 365 | 11.6946 | 11
2684 | 4.5 | 1 | 2019-12-31 | 2020-12-31 | 365 | 5.2626 | 5
2682 | 4 | 1 | 2019-12-31 | 2020-12-31 | 365 | 4.6778 | 4
2676 | 7.25 | 1 | 2019-12-31 | 2020-12-31 | 365 | 8.4786 | 8
2675 | 6.37 | 1 | 2019-12-31 | 2020-12-31 | 365 | 7.4495 | 7
2658 | 6.12 | 1 | 2019-12-31 | 2020-12-31 | 365 | 7.1571 | 7
2657 | 11.25 | 1 | 2019-12-31 | 2020-12-31 | 365 | 13.1564 | 13
2650 | 4.08 | 1 | 2019-12-31 | 2020-12-31 | 365 | 4.7714 | 4
2646 | 8 | 1 | 2019-12-31 | 2020-12-31 | 365 | 9.3557 | 9
2755 | 7.5 | 1 | 2019-12-31 | 2020-12-31 | 365 | 8.7709 | 8
2752 | 11.25 | 1 | 2019-12-31 | 2020-12-31 | 365 | 13.1564 | 13
2751 | 12.25 | 1 | 2019-12-31 | 2020-12-31 | 365 | 14.3259 | 14
922 | 6.5 | 1 | 2019-12-31 | 2020-12-31 | 365 | 7.6015 | 7
2723 | 2.04 | 1 | 2019-12-31 | 2020-12-31 | 365 | 2.3857 | 2
2722 | 7.75 | 1 | 2019-12-31 | 2020-12-31 | 365 | 9.0633 | 9
2721 | 3.825 | 1 | 2019-12-31 | 2020-12-31 | 365 | 4.4732 | 4
2719 | 4.25 | 1 | 2019-12-31 | 2020-12-31 | 365 | 4.9702 | 4
2716 | 5.25 | 1 | 2019-12-31 | 2020-12-31 | 365 | 6.1397 | 6
2708 | 7.75 | 1 | 2019-12-31 | 2020-12-31 | 365 | 9.0633 | 9
2703 | 8.75 | 1 | 2019-12-31 | 2020-12-31 | 365 | 10.2328 | 10
2701 | 12.75 | 1 | 2019-12-31 | 2020-12-31 | 365 | 14.9106 | 14
2700 | 9.75 | 1 | 2019-12-31 | 2020-12-31 | 365 | 11.4022 | 11
2698 | 5.25 | 1 | 2019-12-31 | 2020-12-31 | 365 | 6.1397 | 6
2875 | 4.335 | 1 | 2019-12-31 | 2020-12-31 | 365 | 5.0696 | 5
2838 | 8.415 | 1 | 2019-12-31 | 2020-12-31 | 365 | 9.841 | 9
2837 | 4.59 | 1 | 2019-12-31 | 2020-12-31 | 365 | 5.3678 | 5
2836 | 5.865 | 1 | 2019-12-31 | 2020-12-31 | 365 | 6.8589 | 6
2834 | 11.985 | 1 | 2019-12-31 | 2020-12-31 | 365 | 14.016 | 14
2833 | 7.905 | 1 | 2019-12-31 | 2020-12-31 | 365 | 9.2446 | 9
2830 | 14 | 1 | 2019-12-31 | 2020-12-31 | 365 | 16.3724 | 16
930 | 7.75 | 1 | 2019-12-31 | 2020-12-31 | 365 | 9.0633 | 9
2806 | 10.25 | 1 | 2019-12-31 | 2020-12-31 | 365 | 11.987 | 11
2805 | 5.355 | 1 | 2019-12-31 | 2020-12-31 | 365 | 6.2625 | 6
2804 | 7.905 | 1 | 2019-12-31 | 2020-12-31 | 365 | 9.2446 | 9
2803 | 9.945 | 1 | 2019-12-31 | 2020-12-31 | 365 | 11.6303 | 11
2802 | 3.75 | 1 | 2019-12-31 | 2020-12-31 | 365 | 4.3855 | 4
2801 | 9 | 1 | 2019-12-31 | 2020-12-31 | 365 | 10.5251 | 10
2800 | 7.75 | 1 | 2019-12-31 | 2020-12-31 | 365 | 9.0633 | 9
2798 | 3.5 | 1 | 2019-12-31 | 2020-12-31 | 365 | 4.0931 | 4
2795 | 2.5 | 1 | 2019-12-31 | 2020-12-31 | 365 | 2.9236 | 2
2794 | 5.5 | 1 | 2019-12-31 | 2020-12-31 | 365 | 6.432 | 6
2779 | 3.315 | 1 | 2019-12-31 | 2020-12-31 | 365 | 3.8768 | 3
2775 | 6.375 | 1 | 2019-12-31 | 2020-12-31 | 365 | 7.4553 | 7
2774 | 8.75 | 1 | 2019-12-31 | 2020-12-31 | 365 | 10.2328 | 10
2773 | 9.5 | 1 | 2019-12-31 | 2020-12-31 | 365 | 11.1099 | 11
2765 | 7.14 | 1 | 2019-12-31 | 2020-12-31 | 365 | 8.3499 | 8
2764 | 8.67 | 1 | 2019-12-31 | 2020-12-31 | 365 | 10.1392 | 10
2761 | 4.5 | 1 | 2019-12-31 | 2020-12-31 | 365 | 5.2626 | 5
2928 | 4.845 | 1 | 2019-12-31 | 2020-12-31 | 365 | 5.666 | 5
2929 | 5.1 | 1 | 2019-12-31 | 2020-12-31 | 365 | 5.9642 | 5
2926 | 6.5 | 1 | 2019-12-31 | 2020-12-31 | 365 | 7.6015 | 7
2925 | 7.14 | 1 | 2019-12-31 | 2020-12-31 | 365 | 8.3499 | 8
2923 | 6.12 | 1 | 2019-12-31 | 2020-12-31 | 365 | 7.1571 | 7
2922 | 6.12 | 1 | 2019-12-31 | 2020-12-31 | 365 | 7.1571 | 7
2924 | 5.865 | 1 | 2019-12-31 | 2020-12-31 | 365 | 6.8589 | 6
2920 | 8.67 | 1 | 2019-12-31 | 2020-12-31 | 365 | 10.1392 | 10
2918 | 6.63 | 1 | 2019-12-31 | 2020-12-31 | 365 | 7.7535 | 7
2915 | 8.67 | 1 | 2019-12-31 | 2020-12-31 | 365 | 10.1392 | 10
2916 | 3 | 1 | 2019-12-31 | 2020-12-31 | 365 | 3.5084 | 3
2914 | 5 | 1 | 2019-12-31 | 2020-12-31 | 365 | 5.8473 | 5
2913 | 8.75 | 1 | 2019-12-31 | 2020-12-31 | 365 | 10.2328 | 10
2911 | 6.12 | 1 | 2019-12-31 | 2020-12-31 | 365 | 7.1571 | 7
2912 | 4.59 | 1 | 2019-12-31 | 2020-12-31 | 365 | 5.3678 | 5
2909 | 4 | 1 | 2019-12-31 | 2020-12-31 | 365 | 4.6778 | 4
2181 | 8 | 1 | 2019-12-31 | 2020-12-31 | 365 | 9.3557 | 9
2647 | 5.25 | 1 | 2019-12-31 | 2020-12-31 | 365 | 6.1397 | 6
2499 | 10 | 1 | 2019-12-31 | 2020-12-31 | 365 | 11.6946 | 11
2882 | 6.12 | 1 | 2019-12-31 | 2020-12-31 | 365 | 7.1571 | 7
2881 | 10.455 | 1 | 2019-12-31 | 2020-12-31 | 365 | 12.2267 | 12
2879 | 4.845 | 1 | 2019-12-31 | 2020-12-31 | 365 | 5.666 | 5
2880 | 8 | 1 | 2019-12-31 | 2020-12-31 | 365 | 9.3557 | 9
2878 | 13.77 | 1 | 2019-12-31 | 2020-12-31 | 365 | 16.1035 | 16
2876 | 6.5 | 1 | 2019-12-31 | 2020-12-31 | 365 | 7.6015 | 7
2946 | 4.5 | 1 | 2019-12-31 | 2020-12-31 | 365 | 5.2626 | 5
2943 | 14.79 | 1 | 2019-12-31 | 2020-12-31 | 365 | 17.2963 | 17
2938 | 6.5 | 1 | 2019-12-31 | 2020-12-31 | 365 | 7.6015 | 7
2936 | 2.805 | 1 | 2019-12-31 | 2020-12-31 | 365 | 3.2803 | 3
2982 | 10 | 1 | 2019-12-31 | 2020-12-31 | 365 | 11.6946 | 11
2980 | 10.71 | 1 | 2019-12-31 | 2020-12-31 | 365 | 12.5249 | 12
3097 | 7.75 | 1 | 2019-12-31 | 2020-12-31 | 365 | 9.0633 | 9
2984 | 7.14 | 1 | 2019-12-31 | 2020-12-31 | 365 | 8.3499 | 8
2718 | 4.5 | 1 | 2019-12-31 | 2020-12-31 | 365 | 5.2626 | 5
1551 | 7.75 | 1 | 2019-12-31 | 2020-12-31 | 365 | 9.0633 | 9
2011 | 25.25 | 0.9 | 2019-12-31 | 2020-12-31 | 365 | 26.576 | 26
17284 | 12.495 | 1 | 2019-12-31 | 2020-12-31 | 365 | 14.6124 | 14
4695 | 2.75 | 1 | 2019-12-31 | 2020-12-31 | 365 | 3.216 | 3
8922 | 7.5 | 1 | 2019-12-31 | 2020-12-31 | 365 | 8.7709 | 8
4757 | 6.12 | 1 | 2019-12-31 | 2020-12-31 | 365 | 7.1571 | 7
4765 | 7.14 | 1 | 2019-12-31 | 2020-12-31 | 365 | 8.3499 | 8
4768 | 6.63 | 1 | 2019-12-31 | 2020-12-31 | 365 | 7.7535 | 7
5105 | 9.18 | 1 | 2019-12-31 | 2020-12-31 | 365 | 10.7356 | 10
5781 | 4.59 | 1 | 2019-12-31 | 2020-12-31 | 365 | 5.3678 | 5
4763 | 5.1 | 1 | 2019-12-31 | 2020-12-31 | 365 | 5.9642 | 5
10418 | 3.06 | 1 | 2019-12-31 | 2020-12-31 | 365 | 3.5785 | 3
5666 | 5.355 | 1 | 2019-12-31 | 2020-12-31 | 365 | 6.2625 | 6
5883 | 8.415 | 1 | 2019-12-31 | 2020-12-31 | 365 | 9.841 | 9
5976 | 3.315 | 1 | 2019-12-31 | 2020-12-31 | 365 | 3.8768 | 3
5650 | 4.08 | 1 | 2019-12-31 | 2020-12-31 | 365 | 4.7714 | 4
13147 | 7.685 | 1 | 2019-12-31 | 2020-12-31 | 365 | 8.9873 | 8
5310 | 9.18 | 1 | 2019-12-31 | 2020-12-31 | 365 | 10.7356 | 10
4762 | 9.945 | 1 | 2019-12-31 | 2020-12-31 | 365 | 11.6303 | 11
4769 | 6.12 | 1 | 2019-12-31 | 2020-12-31 | 365 | 7.1571 | 7
4770 | 5.1 | 1 | 2019-12-31 | 2020-12-31 | 365 | 5.9642 | 5
12937 | 4.59 | 1 | 2019-12-31 | 2020-12-31 | 365 | 5.3678 | 5
5602 | 6.12 | 1 | 2019-12-31 | 2020-12-31 | 365 | 7.1571 | 7
4745 | 4.5 | 1 | 2019-12-31 | 2020-12-31 | 365 | 5.2626 | 5
4759 | 10.2 | 1 | 2019-12-31 | 2020-12-31 | 365 | 11.9285 | 11
5317 | 9.945 | 1 | 2019-12-31 | 2020-12-31 | 365 | 11.6303 | 11
4976 | 4.59 | 1 | 2019-12-31 | 2020-12-31 | 365 | 5.3678 | 5
5466 | 6.375 | 1 | 2019-12-31 | 2020-12-31 | 365 | 7.4553 | 7
4755 | 3.825 | 1 | 2019-12-31 | 2020-12-31 | 365 | 4.4732 | 4
4766 | 2.04 | 1 | 2019-12-31 | 2020-12-31 | 365 | 2.3857 | 2
9387 | 6.63 | 1 | 2019-12-31 | 2020-12-31 | 365 | 7.7535 | 7
4760 | 6.885 | 1 | 2019-12-31 | 2020-12-31 | 365 | 8.0517 | 8
4758 | 9.18 | 1 | 2019-12-31 | 2020-12-31 | 365 | 10.7356 | 10
5838 | 5.865 | 1 | 2019-12-31 | 2020-12-31 | 365 | 6.8589 | 6
5936 | 3.06 | 1 | 2019-12-31 | 2020-12-31 | 365 | 3.5785 | 3
5022 | 3.315 | 1 | 2019-12-31 | 2020-12-31 | 365 | 3.8768 | 3
4771 | 5.1 | 1 | 2019-12-31 | 2020-12-31 | 365 | 5.9642 | 5
4756 | 7.65 | 1 | 2019-12-31 | 2020-12-31 | 365 | 8.9464 | 8
4983 | 8.415 | 1 | 2019-12-31 | 2020-12-31 | 365 | 9.841 | 9
5025 | 2.25 | 1 | 2019-12-31 | 2020-12-31 | 365 | 2.6313 | 2
4985 | 5 | 1 | 2019-12-31 | 2020-12-31 | 365 | 5.8473 | 5
5821 | 6.885 | 1 | 2019-12-31 | 2020-12-31 | 365 | 8.0517 | 8
4767 | 5.1 | 1 | 2019-12-31 | 2020-12-31 | 365 | 5.9642 | 5
4798 | 3 | 1 | 2019-12-31 | 2020-12-31 | 365 | 3.5084 | 3
4744 | 3.315 | 1 | 2019-12-31 | 2020-12-31 | 365 | 3.8768 | 3
5497 | 7.75 | 1 | 2019-12-31 | 2020-12-31 | 365 | 9.0633 | 9
4772 | 4.845 | 1 | 2019-12-31 | 2020-12-31 | 365 | 5.666 | 5
6304 | 7 | 1 | 2019-12-31 | 2020-12-31 | 365 | 8.1862 | 8
4761 | 8.925 | 1 | 2019-12-31 | 2020-12-31 | 365 | 10.4374 | 10
5951 | 5.355 | 1 | 2019-12-31 | 2020-12-31 | 365 | 6.2625 | 6
13807 | 4 | 1 | 2019-12-31 | 2020-12-31 | 365 | 4.6778 | 4
5533 | 3.57 | 1 | 2019-12-31 | 2020-12-31 | 365 | 4.175 | 4
53847 | 4.59 | 1 | 2019-12-31 | 2020-12-31 | 365 | 5.3678 | 5
7549 | 11.475 | 1 | 2019-12-31 | 2020-12-31 | 365 | 13.4196 | 13
5538 | 2.55 | 1 | 2019-12-31 | 2020-12-31 | 365 | 2.9821 | 2
5201 | 2.55 | 1 | 2019-12-31 | 2020-12-31 | 365 | 2.9821 | 2
4899 | 7 | 1 | 2019-12-31 | 2020-12-31 | 365 | 8.1862 | 8
4742 | 5.865 | 1 | 2019-12-31 | 2020-12-31 | 365 | 6.8589 | 6
5098 | 7.5 | 1 | 2019-12-31 | 2020-12-31 | 365 | 8.7709 | 8
5576 | 7.65 | 1 | 2019-12-31 | 2020-12-31 | 365 | 8.9464 | 8
4741 | 6.885 | 1 | 2019-12-31 | 2020-12-31 | 365 | 8.0517 | 8
4740 | 10.71 | 1 | 2019-12-31 | 2020-12-31 | 365 | 12.5249 | 12
4764 | 10.965 | 1 | 2019-12-31 | 2020-12-31 | 365 | 12.8231 | 12
3700 | 4.5 | 1 | 2019-12-31 | 2020-12-31 | 365 | 5.2626 | 5
2776 | 8 | 1 | 2019-12-31 | 2020-12-31 | 365 | 9.3557 | 9
5264 | 5.1 | 1 | 2019-12-31 | 2020-12-31 | 365 | 5.9642 | 5
12117 | 7.65 | 1 | 2019-12-31 | 2020-12-31 | 365 | 8.9464 | 8
5269 | 6.885 | 1 | 2019-12-31 | 2020-12-31 | 365 | 8.0517 | 8
12119 | 7.65 | 1 | 2019-12-31 | 2020-12-31 | 365 | 8.9464 | 8
8230 | 5.865 | 1 | 2019-12-31 | 2020-12-31 | 365 | 6.8589 | 6
5249 | 7.905 | 1 | 2019-12-31 | 2020-12-31 | 365 | 9.2446 | 9
5199 | 6.63 | 1 | 2019-12-31 | 2020-12-31 | 365 | 7.7535 | 7
8263 | 5.61 | 1 | 2019-12-31 | 2020-12-31 | 365 | 6.5607 | 6
8552 | 9.945 | 1 | 2019-12-31 | 2020-12-31 | 365 | 11.6303 | 11
11087 | 6.12 | 1 | 2019-12-31 | 2020-12-31 | 365 | 7.1571 | 7
5329 | 3.57 | 1 | 2019-12-31 | 2020-12-31 | 365 | 4.175 | 4
6737 | 4.335 | 1 | 2019-12-31 | 2020-12-31 | 365 | 5.0696 | 5
15314 | 5.355 | 1 | 2019-12-31 | 2020-12-31 | 365 | 6.2625 | 6
5244 | 10.5 | 1 | 2019-12-31 | 2020-12-31 | 365 | 12.2793 | 12
5236 | 7.5 | 1 | 2019-12-31 | 2020-12-31 | 365 | 8.7709 | 8
12447 | 6.25 | 1 | 2019-12-31 | 2020-12-31 | 365 | 7.3091 | 7
5233 | 5.1 | 1 | 2019-12-31 | 2020-12-31 | 365 | 5.9642 | 5
6061 | 8.67 | 1 | 2019-12-31 | 2020-12-31 | 365 | 10.1392 | 10
5238 | 3 | 1 | 2019-12-31 | 2020-12-31 | 365 | 3.5084 | 3
5539 | 11.475 | 1 | 2019-12-31 | 2020-12-31 | 365 | 13.4196 | 13
5239 | 8.16 | 1 | 2019-12-31 | 2020-12-31 | 365 | 9.5428 | 9
5226 | 6.375 | 1 | 2019-12-31 | 2020-12-31 | 365 | 7.4553 | 7
10709 | 3.315 | 1 | 2019-12-31 | 2020-12-31 | 365 | 3.8768 | 3
5234 | 4 | 1 | 2019-12-31 | 2020-12-31 | 365 | 4.6778 | 4
5259 | 6.12 | 1 | 2019-12-31 | 2020-12-31 | 365 | 7.1571 | 7
5251 | 2.04 | 1 | 2019-12-31 | 2020-12-31 | 365 | 2.3857 | 2
5858 | 3.06 | 1 | 2019-12-31 | 2020-12-31 | 365 | 3.5785 | 3
5229 | 6.12 | 1 | 2019-12-31 | 2020-12-31 | 365 | 7.1571 | 7
5600 | 4.845 | 1 | 2019-12-31 | 2020-12-31 | 365 | 5.666 | 5
6292 | 4 | 1 | 2019-12-31 | 2020-12-31 | 365 | 4.6778 | 4
6666 | 8.16 | 1 | 2019-12-31 | 2020-12-31 | 365 | 9.5428 | 9
5268 | 5.1 | 1 | 2019-12-31 | 2020-12-31 | 365 | 5.9642 | 5
5256 | 4.08 | 1 | 2019-12-31 | 2020-12-31 | 365 | 4.7714 | 4
5247 | 4.335 | 1 | 2019-12-31 | 2020-12-31 | 365 | 5.0696 | 5
5603 | 4.335 | 1 | 2019-12-31 | 2020-12-31 | 365 | 5.0696 | 5
20372 | 4.77 | 1 | 2019-12-31 | 2020-12-31 | 365 | 5.5783 | 5
11785 | 6.63 | 1 | 2019-12-31 | 2020-12-31 | 365 | 7.7535 | 7
5969 | 4.5 | 1 | 2019-12-31 | 2020-12-31 | 365 | 5.2626 | 5
6175 | 4.59 | 1 | 2019-12-31 | 2020-12-31 | 365 | 5.3678 | 5
5331 | 10.2 | 1 | 2019-12-31 | 2020-12-31 | 365 | 11.9285 | 11
5260 | 4.08 | 1 | 2019-12-31 | 2020-12-31 | 365 | 4.7714 | 4
5601 | 7.65 | 1 | 2019-12-31 | 2020-12-31 | 365 | 8.9464 | 8
6658 | 3.825 | 1 | 2019-12-31 | 2020-12-31 | 365 | 4.4732 | 4
5220 | 4.08 | 1 | 2019-12-31 | 2020-12-31 | 365 | 4.7714 | 4
5447 | 7.395 | 1 | 2019-12-31 | 2020-12-31 | 365 | 8.6482 | 8
5252 | 6.63 | 1 | 2019-12-31 | 2020-12-31 | 365 | 7.7535 | 7
11428 | 7.905 | 1 | 2019-12-31 | 2020-12-31 | 365 | 9.2446 | 9
12922 | 3.06 | 1 | 2019-12-31 | 2020-12-31 | 365 | 3.5785 | 3
62163 | 4.845 | 1 | 2019-12-31 | 2020-12-31 | 365 | 5.666 | 5
5325 | 6.12 | 1 | 2019-12-31 | 2020-12-31 | 365 | 7.1571 | 7
9390 | 3.06 | 1 | 2019-12-31 | 2020-12-31 | 365 | 3.5785 | 3
10769 | 3.75 | 1 | 2019-12-31 | 2020-12-31 | 365 | 4.3855 | 4
5875 | 4.59 | 1 | 2019-12-31 | 2020-12-31 | 365 | 5.3678 | 5
69314 | 3.825 | 1 | 2019-12-31 | 2020-12-31 | 365 | 4.4732 | 4
7028 | 8.415 | 1 | 2019-12-31 | 2020-12-31 | 365 | 9.841 | 9
6342 | 5.865 | 1 | 2019-12-31 | 2020-12-31 | 365 | 6.8589 | 6
12661 | 2.55 | 1 | 2019-12-31 | 2020-12-31 | 365 | 2.9821 | 2
9985 | 6.63 | 1 | 2019-12-31 | 2020-12-31 | 365 | 7.7535 | 7
9213 | 3.5 | 1 | 2019-12-31 | 2020-12-31 | 365 | 4.0931 | 4
8246 | 7.14 | 1 | 2019-12-31 | 2020-12-31 | 365 | 8.3499 | 8
6215 | 3.06 | 1 | 2019-12-31 | 2020-12-31 | 365 | 3.5785 | 3
5194 | 7.65 | 1 | 2019-12-31 | 2020-12-31 | 365 | 8.9464 | 8
5946 | 3.825 | 1 | 2019-12-31 | 2020-12-31 | 365 | 4.4732 | 4
12499 | 6.24 | 1 | 2019-12-31 | 2020-12-31 | 365 | 7.2974 | 7
5431 | 6 | 1 | 2019-12-31 | 2020-12-31 | 365 | 7.0168 | 7
6277 | 4.75 | 1 | 2019-12-31 | 2020-12-31 | 365 | 5.5549 | 5
5870 | 5.355 | 1 | 2019-12-31 | 2020-12-31 | 365 | 6.2625 | 6
10847 | 6.12 | 1 | 2019-12-31 | 2020-12-31 | 365 | 7.1571 | 7
5255 | 3.75 | 1 | 2019-12-31 | 2020-12-31 | 365 | 4.3855 | 4
5966 | 3.57 | 1 | 2019-12-31 | 2020-12-31 | 365 | 4.175 | 4
5263 | 8.925 | 1 | 2019-12-31 | 2020-12-31 | 365 | 10.4374 | 10
5246 | 11 | 1 | 2019-12-31 | 2020-12-31 | 365 | 12.8641 | 12
5175 | 4.08 | 1 | 2019-12-31 | 2020-12-31 | 365 | 4.7714 | 4
5316 | 6.375 | 1 | 2019-12-31 | 2020-12-31 | 365 | 7.4553 | 7
6727 | 7.14 | 1 | 2019-12-31 | 2020-12-31 | 365 | 8.3499 | 8
5257 | 4.59 | 1 | 2019-12-31 | 2020-12-31 | 365 | 5.3678 | 5
11757 | 3.825 | 1 | 2019-12-31 | 2020-12-31 | 365 | 4.4732 | 4
5217 | 7.395 | 1 | 2019-12-31 | 2020-12-31 | 365 | 8.6482 | 8
5430 | 6.12 | 1 | 2019-12-31 | 2020-12-31 | 365 | 7.1571 | 7
5971 | 3.57 | 1 | 2019-12-31 | 2020-12-31 | 365 | 4.175 | 4
9153 | 2.04 | 1 | 2019-12-31 | 2020-12-31 | 365 | 2.3857 | 2
53319 | 9.1 | 1 | 2019-12-31 | 2020-12-31 | 365 | 10.6421 | 10
12442 | 6.885 | 1 | 2019-12-31 | 2020-12-31 | 365 | 8.0517 | 8
5261 | 7.14 | 1 | 2019-12-31 | 2020-12-31 | 365 | 8.3499 | 8
10734 | 2.04 | 1 | 2019-12-31 | 2020-12-31 | 365 | 2.3857 | 2
5245 | 5 | 1 | 2019-12-31 | 2020-12-31 | 365 | 5.8473 | 5
11215 | 14.535 | 1 | 2019-12-31 | 2020-12-31 | 365 | 16.9981 | 16
5771 | 7.65 | 1 | 2019-12-31 | 2020-12-31 | 365 | 8.9464 | 8
6053 | 4.335 | 1 | 2019-12-31 | 2020-12-31 | 365 | 5.0696 | 5
6524 | 9.25 | 1 | 2019-12-31 | 2020-12-31 | 365 | 10.8175 | 10
5334 | 5.865 | 1 | 2019-12-31 | 2020-12-31 | 365 | 6.8589 | 6
6346 | 4.335 | 1 | 2019-12-31 | 2020-12-31 | 365 | 5.0696 | 5
6039 | 9.18 | 1 | 2019-12-31 | 2020-12-31 | 365 | 10.7356 | 10
10621 | 8.415 | 1 | 2019-12-31 | 2020-12-31 | 365 | 9.841 | 9
5942 | 7.14 | 1 | 2019-12-31 | 2020-12-31 | 365 | 8.3499 | 8
5974 | 7.905 | 1 | 2019-12-31 | 2020-12-31 | 365 | 9.2446 | 9
5569 | 7.14 | 1 | 2019-12-31 | 2020-12-31 | 365 | 8.3499 | 8
5424 | 5.355 | 1 | 2019-12-31 | 2020-12-31 | 365 | 6.2625 | 6
5867 | 6.12 | 1 | 2019-12-31 | 2020-12-31 | 365 | 7.1571 | 7
9194 | 4.335 | 1 | 2019-12-31 | 2020-12-31 | 365 | 5.0696 | 5
5258 | 2.805 | 1 | 2019-12-31 | 2020-12-31 | 365 | 3.2803 | 3
6027 | 7.5 | 1 | 2019-12-31 | 2020-12-31 | 365 | 8.7709 | 8
6045 | 5.865 | 1 | 2019-12-31 | 2020-12-31 | 365 | 6.8589 | 6
59007 | 3.57 | 1 | 2019-12-31 | 2020-12-31 | 365 | 4.175 | 4
5267 | 10.455 | 1 | 2019-12-31 | 2020-12-31 | 365 | 12.2267 | 12
5479 | 5.355 | 1 | 2019-12-31 | 2020-12-31 | 365 | 6.2625 | 6
12935 | 6.25 | 1 | 2019-12-31 | 2020-12-31 | 365 | 7.3091 | 7
5250 | 4.335 | 1 | 2019-12-31 | 2020-12-31 | 365 | 5.0696 | 5
6042 | 7.395 | 1 | 2019-12-31 | 2020-12-31 | 365 | 8.6482 | 8
5253 | 3.315 | 1 | 2019-12-31 | 2020-12-31 | 365 | 3.8768 | 3
17098 | 3.57 | 1 | 2019-12-31 | 2020-12-31 | 365 | 4.175 | 4
17186 | 4.08 | 1 | 2019-12-31 | 2020-12-31 | 365 | 4.7714 | 4
13964 | 3.5 | 1 | 2019-12-31 | 2020-12-31 | 365 | 4.0931 | 4
11080 | 3.315 | 1 | 2019-12-31 | 2020-12-31 | 365 | 3.8768 | 3
11244 | 5.61 | 1 | 2019-12-31 | 2020-12-31 | 365 | 6.5607 | 6
9987 | 2.295 | 1 | 2019-12-31 | 2020-12-31 | 365 | 2.6839 | 2
5228 | 6.63 | 1 | 2019-12-31 | 2020-12-31 | 365 | 7.7535 | 7
11124 | 8.925 | 1 | 2019-12-31 | 2020-12-31 | 365 | 10.4374 | 10
10796 | 4.94 | 1 | 2019-12-31 | 2020-12-31 | 365 | 5.7771 | 5
5770 | 3.57 | 1 | 2019-12-31 | 2020-12-31 | 365 | 4.175 | 4
11224 | 3.315 | 1 | 2019-12-31 | 2020-12-31 | 365 | 3.8768 | 3
6141 | 2.295 | 1 | 2019-12-31 | 2020-12-31 | 365 | 2.6839 | 2
10128 | 2.805 | 1 | 2019-12-31 | 2020-12-31 | 365 | 3.2803 | 3
6035 | 9.435 | 1 | 2019-12-31 | 2020-12-31 | 365 | 11.0339 | 11
11318 | 8.67 | 1 | 2019-12-31 | 2020-12-31 | 365 | 10.1392 | 10
11242 | 7.395 | 1 | 2019-12-31 | 2020-12-31 | 365 | 8.6482 | 8
5327 | 2.25 | 1 | 2019-12-31 | 2020-12-31 | 365 | 2.6313 | 2
5363 | 3.825 | 1 | 2019-12-31 | 2020-12-31 | 365 | 4.4732 | 4
8764 | 7.25 | 1 | 2019-12-31 | 2020-12-31 | 365 | 8.4786 | 8
10227 | 7.395 | 1 | 2019-12-31 | 2020-12-31 | 365 | 8.6482 | 8
5248 | 8.67 | 1 | 2019-12-31 | 2020-12-31 | 365 | 10.1392 | 10
8669 | 3.5 | 1 | 2019-12-31 | 2020-12-31 | 365 | 4.0931 | 4
6160 | 7.65 | 1 | 2019-12-31 | 2020-12-31 | 365 | 8.9464 | 8
8111 | 2.04 | 1 | 2019-12-31 | 2020-12-31 | 365 | 2.3857 | 2
9265 | 4.845 | 1 | 2019-12-31 | 2020-12-31 | 365 | 5.666 | 5
53855 | 3.25 | 1 | 2019-12-31 | 2020-12-31 | 365 | 3.8007 | 3
5795 | 5.61 | 1 | 2019-12-31 | 2020-12-31 | 365 | 6.5607 | 6
11803 | 4.335 | 1 | 2019-12-31 | 2020-12-31 | 365 | 5.0696 | 5
13733 | 4.845 | 1 | 2019-12-31 | 2020-12-31 | 365 | 5.666 | 5
20109 | 8.16 | 1 | 2019-12-31 | 2020-12-31 | 365 | 9.5428 | 9
12635 | 6.63 | 1 | 2019-12-31 | 2020-12-31 | 365 | 7.7535 | 7
5215 | 10.2 | 1 | 2019-12-31 | 2020-12-31 | 365 | 11.9285 | 11
6769 | 7.395 | 1 | 2019-12-31 | 2020-12-31 | 365 | 8.6482 | 8
6650 | 4.08 | 1 | 2019-12-31 | 2020-12-31 | 365 | 4.7714 | 4
6036 | 6.12 | 1 | 2019-12-31 | 2020-12-31 | 365 | 7.1571 | 7
5998 | 4.59 | 1 | 2019-12-31 | 2020-12-31 | 365 | 5.3678 | 5
5800 | 7.14 | 1 | 2019-12-31 | 2020-12-31 | 365 | 8.3499 | 8
15042 | 3.06 | 1 | 2019-12-31 | 2020-12-31 | 365 | 3.5785 | 3
18739 | 4.77 | 1 | 2019-12-31 | 2020-12-31 | 365 | 5.5783 | 5
5198 | 4.59 | 1 | 2019-12-31 | 2020-12-31 | 365 | 5.3678 | 5
6309 | 5.1 | 1 | 2019-12-31 | 2020-12-31 | 365 | 5.9642 | 5
6535 | 5.865 | 1 | 2019-12-31 | 2020-12-31 | 365 | 6.8589 | 6
10972 | 6.375 | 1 | 2019-12-31 | 2020-12-31 | 365 | 7.4553 | 7
7722 | 7.14 | 1 | 2019-12-31 | 2020-12-31 | 365 | 8.3499 | 8
3391 | 4.08 | 1 | 2019-12-31 | 2020-12-31 | 365 | 4.7714 | 4
11787 | 7.14 | 1 | 2019-12-31 | 2020-12-31 | 365 | 8.3499 | 8
11338 | 4.42 | 1 | 2019-12-31 | 2020-12-31 | 365 | 5.169 | 5
5704 | 8.67 | 1 | 2019-12-31 | 2020-12-31 | 365 | 10.1392 | 10
5716 | 6.63 | 1 | 2019-12-31 | 2020-12-31 | 365 | 7.7535 | 7
11808 | 7.65 | 1 | 2019-12-31 | 2020-12-31 | 365 | 8.9464 | 8
53853 | 7.02 | 1 | 2019-12-31 | 2020-12-31 | 365 | 8.2096 | 8
10551 | 5.72 | 1 | 2019-12-31 | 2020-12-31 | 365 | 6.6893 | 6
9622 | 7.65 | 1 | 2019-12-31 | 2020-12-31 | 365 | 8.9464 | 8
7641 | 10.965 | 1 | 2019-12-31 | 2020-12-31 | 365 | 12.8231 | 12
6276 | 4.335 | 1 | 2019-12-31 | 2020-12-31 | 365 | 5.0696 | 5
5740 | 6.375 | 1 | 2019-12-31 | 2020-12-31 | 365 | 7.4553 | 7
7337 | 6.12 | 1 | 2019-12-31 | 2020-12-31 | 365 | 7.1571 | 7
5830 | 2.805 | 1 | 2019-12-31 | 2020-12-31 | 365 | 3.2803 | 3
10742 | 3.315 | 1 | 2019-12-31 | 2020-12-31 | 365 | 3.8768 | 3
11009 | 5.1 | 1 | 2019-12-31 | 2020-12-31 | 365 | 5.9642 | 5
12045 | 6.63 | 1 | 2019-12-31 | 2020-12-31 | 365 | 7.7535 | 7
5798 | 10.455 | 1 | 2019-12-31 | 2020-12-31 | 365 | 12.2267 | 12
10525 | 7.14 | 1 | 2019-12-31 | 2020-12-31 | 365 | 8.3499 | 8
5765 | 6.12 | 1 | 2019-12-31 | 2020-12-31 | 365 | 7.1571 | 7
6497 | 2.55 | 1 | 2019-12-31 | 2020-12-31 | 365 | 2.9821 | 2
53867 | 6.375 | 1 | 2019-12-31 | 2020-12-31 | 365 | 7.4553 | 7
5644 | 5.75 | 1 | 2019-12-31 | 2020-12-31 | 365 | 6.7244 | 6
5642 | 2.25 | 1 | 2019-12-31 | 2020-12-31 | 365 | 2.6313 | 2
10428 | 5.1 | 1 | 2019-12-31 | 2020-12-31 | 365 | 5.9642 | 5
5970 | 10.2 | 1 | 2019-12-31 | 2020-12-31 | 365 | 11.9285 | 11
6029 | 2.04 | 1 | 2019-12-31 | 2020-12-31 | 365 | 2.3857 | 2
14042 | 4.59 | 1 | 2019-12-31 | 2020-12-31 | 365 | 5.3678 | 5
5842 | 6.63 | 1 | 2019-12-31 | 2020-12-31 | 365 | 7.7535 | 7
59074 | 9 | 1 | 2019-12-31 | 2020-12-31 | 365 | 10.5251 | 10
6046 | 6.12 | 1 | 2019-12-31 | 2020-12-31 | 365 | 7.1571 | 7
6077 | 6.12 | 1 | 2019-12-31 | 2020-12-31 | 365 | 7.1571 | 7
10800 | 3.9 | 1 | 2019-12-31 | 2020-12-31 | 365 | 4.5609 | 4
8816 | 6.63 | 1 | 2019-12-31 | 2020-12-31 | 365 | 7.7535 | 7
8401 | 6.885 | 1 | 2019-12-31 | 2020-12-31 | 365 | 8.0517 | 8
12303 | 11.475 | 1 | 2019-12-31 | 2020-12-31 | 365 | 13.4196 | 13
5924 | 3.825 | 1 | 2019-12-31 | 2020-12-31 | 365 | 4.4732 | 4
5645 | 3 | 1 | 2019-12-31 | 2020-12-31 | 365 | 3.5084 | 3
12460 | 5.1 | 1 | 2019-12-31 | 2020-12-31 | 365 | 5.9642 | 5
20748 | 5 | 1 | 2019-12-31 | 2020-12-31 | 365 | 5.8473 | 5
5887 | 6.375 | 1 | 2019-12-31 | 2020-12-31 | 365 | 7.4553 | 7
5904 | 7.14 | 1 | 2019-12-31 | 2020-12-31 | 365 | 8.3499 | 8
18343 | 9.435 | 1 | 2019-12-31 | 2020-12-31 | 365 | 11.0339 | 11
5646 | 5.1 | 1 | 2019-12-31 | 2020-12-31 | 365 | 5.9642 | 5
5717 | 5.355 | 1 | 2019-12-31 | 2020-12-31 | 365 | 6.2625 | 6
9455 | 10.455 | 1 | 2019-12-31 | 2020-12-31 | 365 | 12.2267 | 12
9085 | 5.1 | 1 | 2019-12-31 | 2020-12-31 | 365 | 5.9642 | 5
10657 | 8.67 | 1 | 2019-12-31 | 2020-12-31 | 365 | 10.1392 | 10
5719 | 5.3 | 1 | 2019-12-31 | 2020-12-31 | 365 | 6.1981 | 6
10322 | 5.2 | 1 | 2019-12-31 | 2020-12-31 | 365 | 6.0812 | 6
10892 | 8.415 | 1 | 2019-12-31 | 2020-12-31 | 365 | 9.841 | 9
10651 | 9.1 | 1 | 2019-12-31 | 2020-12-31 | 365 | 10.6421 | 10
7550 | 4.845 | 1 | 2019-12-31 | 2020-12-31 | 365 | 5.666 | 5
9790 | 9.435 | 1 | 2019-12-31 | 2020-12-31 | 365 | 11.0339 | 11
13266 | 3.57 | 1 | 2019-12-31 | 2020-12-31 | 365 | 4.175 | 4
10982 | 7.28 | 1 | 2019-12-31 | 2020-12-31 | 365 | 8.5137 | 8
5833 | 6.12 | 1 | 2019-12-31 | 2020-12-31 | 365 | 7.1571 | 7
17188 | 4.68 | 1 | 2019-12-31 | 2020-12-31 | 365 | 5.4731 | 5
7146 | 11.475 | 1 | 2019-12-31 | 2020-12-31 | 365 | 13.4196 | 13
6302 | 3.57 | 1 | 2019-12-31 | 2020-12-31 | 365 | 4.175 | 4
5718 | 4.335 | 1 | 2019-12-31 | 2020-12-31 | 365 | 5.0696 | 5
6400 | 5.1 | 1 | 2019-12-31 | 2020-12-31 | 365 | 5.9642 | 5
6510 | 4.59 | 1 | 2019-12-31 | 2020-12-31 | 365 | 5.3678 | 5
15224 | 4.77 | 1 | 2019-12-31 | 2020-12-31 | 365 | 5.5783 | 5
5649 | 5.25 | 1 | 2019-12-31 | 2020-12-31 | 365 | 6.1397 | 6
8185 | 8.925 | 1 | 2019-12-31 | 2020-12-31 | 365 | 10.4374 | 10
5959 | 7.14 | 1 | 2019-12-31 | 2020-12-31 | 365 | 8.3499 | 8
8129 | 4.59 | 1 | 2019-12-31 | 2020-12-31 | 365 | 5.3678 | 5
5648 | 6.12 | 1 | 2019-12-31 | 2020-12-31 | 365 | 7.1571 | 7
5647 | 5 | 1 | 2019-12-31 | 2020-12-31 | 365 | 5.8473 | 5
11700 | 4.86 | 1 | 2019-12-31 | 2020-12-31 | 365 | 5.6836 | 5
5782 | 4.845 | 1 | 2019-12-31 | 2020-12-31 | 365 | 5.666 | 5
5641 | 5.1 | 1 | 2019-12-31 | 2020-12-31 | 365 | 5.9642 | 5
6067 | 4.845 | 1 | 2019-12-31 | 2020-12-31 | 365 | 5.666 | 5
9757 | 4.08 | 1 | 2019-12-31 | 2020-12-31 | 365 | 4.7714 | 4
6021 | 4.59 | 1 | 2019-12-31 | 2020-12-31 | 365 | 5.3678 | 5
7557 | 9.435 | 1 | 2019-12-31 | 2020-12-31 | 365 | 11.0339 | 11
11129 | 6.75 | 1 | 2019-12-31 | 2020-12-31 | 365 | 7.8939 | 7
5643 | 4.5 | 1 | 2019-12-31 | 2020-12-31 | 365 | 5.2626 | 5
6316 | 5.865 | 1 | 2019-12-31 | 2020-12-31 | 365 | 6.8589 | 6
5715 | 8.5 | 1 | 2019-12-31 | 2020-12-31 | 365 | 9.9404 | 9
10152 | 5.61 | 1 | 2019-12-31 | 2020-12-31 | 365 | 6.5607 | 6
5814 | 6.63 | 1 | 2019-12-31 | 2020-12-31 | 365 | 7.7535 | 7
7558 | 7.14 | 1 | 2019-12-31 | 2020-12-31 | 365 | 8.3499 | 8
5727 | 7.905 | 1 | 2019-12-31 | 2020-12-31 | 365 | 9.2446 | 9
12050 | 7.65 | 1 | 2019-12-31 | 2020-12-31 | 365 | 8.9464 | 8
6918 | 5.1 | 1 | 2019-12-31 | 2020-12-31 | 365 | 5.9642 | 5
11721 | 3 | 1 | 2019-12-31 | 2020-12-31 | 365 | 3.5084 | 3
11170 | 6.12 | 1 | 2019-12-31 | 2020-12-31 | 365 | 7.1571 | 7
9106 | 6.12 | 1 | 2019-12-31 | 2020-12-31 | 365 | 7.1571 | 7
8285 | 5.355 | 1 | 2019-12-31 | 2020-12-31 | 365 | 6.2625 | 6
17379 | 4.08 | 1 | 2019-12-31 | 2020-12-31 | 365 | 4.7714 | 4
7291 | 2.805 | 1 | 2019-12-31 | 2020-12-31 | 365 | 3.2803 | 3
6939 | 2.04 | 1 | 2019-12-31 | 2020-12-31 | 365 | 2.3857 | 2
7030 | 9.18 | 1 | 2019-12-31 | 2020-12-31 | 365 | 10.7356 | 10
20375 | 2.04 | 1 | 2019-12-31 | 2020-12-31 | 365 | 2.3857 | 2
7197 | 3.06 | 1 | 2019-12-31 | 2020-12-31 | 365 | 3.5785 | 3
7654 | 3.825 | 1 | 2019-12-31 | 2020-12-31 | 365 | 4.4732 | 4
9524 | 8.415 | 1 | 2019-12-31 | 2020-12-31 | 365 | 9.841 | 9
8122 | 2.805 | 1 | 2019-12-31 | 2020-12-31 | 365 | 3.2803 | 3
14558 | 5.98 | 1 | 2019-12-31 | 2020-12-31 | 365 | 6.9934 | 6
8277 | 3.57 | 1 | 2019-12-31 | 2020-12-31 | 365 | 4.175 | 4
6936 | 6.12 | 1 | 2019-12-31 | 2020-12-31 | 365 | 7.1571 | 7
7164 | 4.75 | 1 | 2019-12-31 | 2020-12-31 | 365 | 5.5549 | 5
11908 | 7.65 | 1 | 2019-12-31 | 2020-12-31 | 365 | 8.9464 | 8
20278 | 4.335 | 1 | 2019-12-31 | 2020-12-31 | 365 | 5.0696 | 5
7289 | 11.5 | 1 | 2019-12-31 | 2020-12-31 | 365 | 13.4488 | 13
9628 | 11.5 | 1 | 2019-12-31 | 2020-12-31 | 365 | 13.4488 | 13
8327 | 5.61 | 1 | 2019-12-31 | 2020-12-31 | 365 | 6.5607 | 6
10212 | 4.59 | 1 | 2019-12-31 | 2020-12-31 | 365 | 5.3678 | 5
10623 | 2.55 | 1 | 2019-12-31 | 2020-12-31 | 365 | 2.9821 | 2
8291 | 3.06 | 1 | 2019-12-31 | 2020-12-31 | 365 | 3.5785 | 3
9870 | 6.12 | 1 | 2019-12-31 | 2020-12-31 | 365 | 7.1571 | 7
7324 | 9.18 | 1 | 2019-12-31 | 2020-12-31 | 365 | 10.7356 | 10
6924 | 8.925 | 1 | 2019-12-31 | 2020-12-31 | 365 | 10.4374 | 10
11844 | 4.5 | 1 | 2019-12-31 | 2020-12-31 | 365 | 5.2626 | 5
20617 | 9.1 | 1 | 2019-12-31 | 2020-12-31 | 365 | 10.6421 | 10
7170 | 6.63 | 1 | 2019-12-31 | 2020-12-31 | 365 | 7.7535 | 7
9941 | 5.2 | 1 | 2019-12-31 | 2020-12-31 | 365 | 6.0812 | 6
8481 | 7.395 | 1 | 2019-12-31 | 2020-12-31 | 365 | 8.6482 | 8
20304 | 14.79 | 1 | 2019-12-31 | 2020-12-31 | 365 | 17.2963 | 17
7765 | 3.06 | 1 | 2019-12-31 | 2020-12-31 | 365 | 3.5785 | 3
12668 | 3.9 | 1 | 2019-12-31 | 2020-12-31 | 365 | 4.5609 | 4
11699 | 5.25 | 1 | 2019-12-31 | 2020-12-31 | 365 | 6.1397 | 6
13972 | 5.25 | 1 | 2019-12-31 | 2020-12-31 | 365 | 6.1397 | 6
17106 | 6.5 | 1 | 2019-12-31 | 2020-12-31 | 365 | 7.6015 | 7
8240 | 3.315 | 1 | 2019-12-31 | 2020-12-31 | 365 | 3.8768 | 3
11352 | 2.04 | 1 | 2019-12-31 | 2020-12-31 | 365 | 2.3857 | 2
11120 | 4.08 | 1 | 2019-12-31 | 2020-12-31 | 365 | 4.7714 | 4
13634 | 4.42 | 1 | 2019-12-31 | 2020-12-31 | 365 | 5.169 | 5
8646 | 8.925 | 1 | 2019-12-31 | 2020-12-31 | 365 | 10.4374 | 10
16935 | 2.295 | 1 | 2019-12-31 | 2020-12-31 | 365 | 2.6839 | 2
7200 | 5.61 | 1 | 2019-12-31 | 2020-12-31 | 365 | 6.5607 | 6
6971 | 7.65 | 1 | 2019-12-31 | 2020-12-31 | 365 | 8.9464 | 8
7149 | 5.865 | 1 | 2019-12-31 | 2020-12-31 | 365 | 6.8589 | 6
7159 | 8.16 | 1 | 2019-12-31 | 2020-12-31 | 365 | 9.5428 | 9
7156 | 6.75 | 1 | 2019-12-31 | 2020-12-31 | 365 | 7.8939 | 7
7152 | 9.75 | 1 | 2019-12-31 | 2020-12-31 | 365 | 11.4022 | 11
19875 | 5.72 | 1 | 2019-12-31 | 2020-12-31 | 365 | 6.6893 | 6
9643 | 6.12 | 1 | 2019-12-31 | 2020-12-31 | 365 | 7.1571 | 7
10694 | 9.36 | 1 | 2019-12-31 | 2020-12-31 | 365 | 10.9461 | 10
6992 | 4.59 | 1 | 2019-12-31 | 2020-12-31 | 365 | 5.3678 | 5
11183 | 4.335 | 1 | 2019-12-31 | 2020-12-31 | 365 | 5.0696 | 5
8521 | 3.315 | 1 | 2019-12-31 | 2020-12-31 | 365 | 3.8768 | 3
12688 | 6.885 | 1 | 2019-12-31 | 2020-12-31 | 365 | 8.0517 | 8
11646 | 2.55 | 1 | 2019-12-31 | 2020-12-31 | 365 | 2.9821 | 2
10237 | 8.16 | 1 | 2019-12-31 | 2020-12-31 | 365 | 9.5428 | 9
7303 | 6.5 | 1 | 2019-12-31 | 2020-12-31 | 365 | 7.6015 | 7
10253 | 5.865 | 1 | 2019-12-31 | 2020-12-31 | 365 | 6.8589 | 6
7325 | 6.12 | 1 | 2019-12-31 | 2020-12-31 | 365 | 7.1571 | 7
14852 | 7.54 | 1 | 2019-12-31 | 2020-12-31 | 365 | 8.8177 | 8
7173 | 6.375 | 1 | 2019-12-31 | 2020-12-31 | 365 | 7.4553 | 7
9711 | 3.57 | 1 | 2019-12-31 | 2020-12-31 | 365 | 4.175 | 4
7306 | 3.825 | 1 | 2019-12-31 | 2020-12-31 | 365 | 4.4732 | 4
21372 | 5.72 | 1 | 2019-12-31 | 2020-12-31 | 365 | 6.6893 | 6
61488 | 14.79 | 1 | 2019-12-31 | 2020-12-31 | 365 | 17.2963 | 17
14958 | 4.94 | 1 | 2019-12-31 | 2020-12-31 | 365 | 5.7771 | 5
12967 | 8.32 | 1 | 2019-12-31 | 2020-12-31 | 365 | 9.7299 | 9
7321 | 5.865 | 1 | 2019-12-31 | 2020-12-31 | 365 | 6.8589 | 6
11812 | 6.12 | 1 | 2019-12-31 | 2020-12-31 | 365 | 7.1571 | 7
7283 | 5.61 | 1 | 2019-12-31 | 2020-12-31 | 365 | 6.5607 | 6
58975 | 8.06 | 1 | 2019-12-31 | 2020-12-31 | 365 | 9.4258 | 9
7161 | 4.845 | 1 | 2019-12-31 | 2020-12-31 | 365 | 5.666 | 5
7290 | 4.335 | 1 | 2019-12-31 | 2020-12-31 | 365 | 5.0696 | 5
7277 | 4.335 | 1 | 2019-12-31 | 2020-12-31 | 365 | 5.0696 | 5
7285 | 5.865 | 1 | 2019-12-31 | 2020-12-31 | 365 | 6.8589 | 6
17390 | 3.825 | 1 | 2019-12-31 | 2020-12-31 | 365 | 4.4732 | 4
15765 | 10.4 | 1 | 2019-12-31 | 2020-12-31 | 365 | 12.1624 | 12
10832 | 6.375 | 1 | 2019-12-31 | 2020-12-31 | 365 | 7.4553 | 7
9626 | 3.825 | 1 | 2019-12-31 | 2020-12-31 | 365 | 4.4732 | 4
7193 | 5.61 | 1 | 2019-12-31 | 2020-12-31 | 365 | 6.5607 | 6
9638 | 4.59 | 1 | 2019-12-31 | 2020-12-31 | 365 | 5.3678 | 5
10740 | 3.825 | 1 | 2019-12-31 | 2020-12-31 | 365 | 4.4732 | 4
11119 | 2.55 | 1 | 2019-12-31 | 2020-12-31 | 365 | 2.9821 | 2
7281 | 9.18 | 1 | 2019-12-31 | 2020-12-31 | 365 | 10.7356 | 10
9596 | 8.16 | 1 | 2019-12-31 | 2020-12-31 | 365 | 9.5428 | 9
12037 | 2.08 | 1 | 2019-12-31 | 2020-12-31 | 365 | 2.4325 | 2
6933 | 7.395 | 1 | 2019-12-31 | 2020-12-31 | 365 | 8.6482 | 8
7180 | 4.25 | 1 | 2019-12-31 | 2020-12-31 | 365 | 4.9702 | 4
6929 | 6.885 | 1 | 2019-12-31 | 2020-12-31 | 365 | 8.0517 | 8
7656 | 4.59 | 1 | 2019-12-31 | 2020-12-31 | 365 | 5.3678 | 5
7310 | 8.925 | 1 | 2019-12-31 | 2020-12-31 | 365 | 10.4374 | 10
12669 | 4.16 | 1 | 2019-12-31 | 2020-12-31 | 365 | 4.865 | 4
8981 | 5.1 | 1 | 2019-12-31 | 2020-12-31 | 365 | 5.9642 | 5
10567 | 5.355 | 1 | 2019-12-31 | 2020-12-31 | 365 | 6.2625 | 6
14669 | 5.98 | 1 | 2019-12-31 | 2020-12-31 | 365 | 6.9934 | 6
6925 | 5.1 | 1 | 2019-12-31 | 2020-12-31 | 365 | 5.9642 | 5
8130 | 7.905 | 1 | 2019-12-31 | 2020-12-31 | 365 | 9.2446 | 9
7649 | 8.67 | 1 | 2019-12-31 | 2020-12-31 | 365 | 10.1392 | 10
18340 | 3.57 | 1 | 2019-12-31 | 2020-12-31 | 365 | 4.175 | 4
8491 | 5.355 | 1 | 2019-12-31 | 2020-12-31 | 365 | 6.2625 | 6
7311 | 6.63 | 1 | 2019-12-31 | 2020-12-31 | 365 | 7.7535 | 7
10767 | 6.885 | 1 | 2019-12-31 | 2020-12-31 | 365 | 8.0517 | 8
12923 | 2.04 | 1 | 2019-12-31 | 2020-12-31 | 365 | 2.3857 | 2
59049 | 5.72 | 1 | 2019-12-31 | 2020-12-31 | 365 | 6.6893 | 6
11585 | 3.57 | 1 | 2019-12-31 | 2020-12-31 | 365 | 4.175 | 4
6921 | 4.59 | 1 | 2019-12-31 | 2020-12-31 | 365 | 5.3678 | 5
10528 | 7.14 | 1 | 2019-12-31 | 2020-12-31 | 365 | 8.3499 | 8
7171 | 2.55 | 1 | 2019-12-31 | 2020-12-31 | 365 | 2.9821 | 2
11393 | 4.94 | 1 | 2019-12-31 | 2020-12-31 | 365 | 5.7771 | 5
67858 | 2.295 | 1 | 2019-12-31 | 2020-12-31 | 365 | 2.6839 | 2
15068 | 4.335 | 1 | 2019-12-31 | 2020-12-31 | 365 | 5.0696 | 5
7201 | 5.61 | 1 | 2019-12-31 | 2020-12-31 | 365 | 6.5607 | 6
3079 | 3.75 | 1 | 2019-12-31 | 2020-12-31 | 365 | 4.3855 | 4
3128 | 4 | 1 | 2019-12-31 | 2020-12-31 | 365 | 4.6778 | 4
3130 | 7.395 | 1 | 2019-12-31 | 2020-12-31 | 365 | 8.6482 | 8
3131 | 3.825 | 1 | 2019-12-31 | 2020-12-31 | 365 | 4.4732 | 4
3132 | 4.845 | 1 | 2019-12-31 | 2020-12-31 | 365 | 5.666 | 5
2931 | 15.5 | 1 | 2019-12-31 | 2020-12-31 | 365 | 18.1266 | 18
3134 | 2.04 | 1 | 2019-12-31 | 2020-12-31 | 365 | 2.3857 | 2
2932 | 7.5 | 1 | 2019-12-31 | 2020-12-31 | 365 | 8.7709 | 8
2933 | 4 | 1 | 2019-12-31 | 2020-12-31 | 365 | 4.6778 | 4
2934 | 2.04 | 1 | 2019-12-31 | 2020-12-31 | 365 | 2.3857 | 2
3135 | 10.71 | 1 | 2019-12-31 | 2020-12-31 | 365 | 12.5249 | 12
2981 | 6.63 | 1 | 2019-12-31 | 2020-12-31 | 365 | 7.7535 | 7
2983 | 4.25 | 1 | 2019-12-31 | 2020-12-31 | 365 | 4.9702 | 4
3138 | 6.5 | 1 | 2019-12-31 | 2020-12-31 | 365 | 7.6015 | 7
2991 | 9.945 | 1 | 2019-12-31 | 2020-12-31 | 365 | 11.6303 | 11
2992 | 14.535 | 1 | 2019-12-31 | 2020-12-31 | 365 | 16.9981 | 16
2993 | 11.985 | 1 | 2019-12-31 | 2020-12-31 | 365 | 14.016 | 14
3012 | 3.25 | 1 | 2019-12-31 | 2020-12-31 | 365 | 3.8007 | 3
3013 | 6.885 | 1 | 2019-12-31 | 2020-12-31 | 365 | 8.0517 | 8
3014 | 9 | 1 | 2019-12-31 | 2020-12-31 | 365 | 10.5251 | 10
3016 | 5 | 1 | 2019-12-31 | 2020-12-31 | 365 | 5.8473 | 5
3017 | 4.335 | 1 | 2019-12-31 | 2020-12-31 | 365 | 5.0696 | 5
3018 | 7.905 | 1 | 2019-12-31 | 2020-12-31 | 365 | 9.2446 | 9
3019 | 9.5 | 1 | 2019-12-31 | 2020-12-31 | 365 | 11.1099 | 11
3029 | 5.355 | 1 | 2019-12-31 | 2020-12-31 | 365 | 6.2625 | 6
3030 | 9 | 1 | 2019-12-31 | 2020-12-31 | 365 | 10.5251 | 10
3033 | 6 | 1 | 2019-12-31 | 2020-12-31 | 365 | 7.0168 | 7
3034 | 3.825 | 1 | 2019-12-31 | 2020-12-31 | 365 | 4.4732 | 4
3035 | 4.845 | 1 | 2019-12-31 | 2020-12-31 | 365 | 5.666 | 5
3036 | 6.12 | 1 | 2019-12-31 | 2020-12-31 | 365 | 7.1571 | 7
3038 | 7.905 | 1 | 2019-12-31 | 2020-12-31 | 365 | 9.2446 | 9
3040 | 6.5 | 1 | 2019-12-31 | 2020-12-31 | 365 | 7.6015 | 7
3041 | 5.5 | 1 | 2019-12-31 | 2020-12-31 | 365 | 6.432 | 6
3044 | 3.06 | 1 | 2019-12-31 | 2020-12-31 | 365 | 3.5785 | 3
3045 | 5.61 | 1 | 2019-12-31 | 2020-12-31 | 365 | 6.5607 | 6
3139 | 3.75 | 1 | 2019-12-31 | 2020-12-31 | 365 | 4.3855 | 4
3141 | 5 | 1 | 2019-12-31 | 2020-12-31 | 365 | 5.8473 | 5
3144 | 3.315 | 1 | 2019-12-31 | 2020-12-31 | 365 | 3.8768 | 3
3145 | 17.75 | 1 | 2019-12-31 | 2020-12-31 | 365 | 20.7579 | 20
3080 | 5.25 | 1 | 2019-12-31 | 2020-12-31 | 365 | 6.1397 | 6
3081 | 9.25 | 1 | 2019-12-31 | 2020-12-31 | 365 | 10.8175 | 10
3082 | 6 | 1 | 2019-12-31 | 2020-12-31 | 365 | 7.0168 | 7
3084 | 6.75 | 1 | 2019-12-31 | 2020-12-31 | 365 | 7.8939 | 7
3087 | 8.75 | 1 | 2019-12-31 | 2020-12-31 | 365 | 10.2328 | 10
3088 | 10.25 | 1 | 2019-12-31 | 2020-12-31 | 365 | 11.987 | 11
3147 | 4 | 1 | 2019-12-31 | 2020-12-31 | 365 | 4.6778 | 4
3149 | 3.825 | 1 | 2019-12-31 | 2020-12-31 | 365 | 4.4732 | 4
3404 | 4.75 | 1 | 2019-12-31 | 2020-12-31 | 365 | 5.5549 | 5
3406 | 7.75 | 1 | 2019-12-31 | 2020-12-31 | 365 | 9.0633 | 9
3416 | 2.75 | 1 | 2019-12-31 | 2020-12-31 | 365 | 3.216 | 3
3417 | 5.865 | 1 | 2019-12-31 | 2020-12-31 | 365 | 6.8589 | 6
3448 | 7.395 | 1 | 2019-12-31 | 2020-12-31 | 365 | 8.6482 | 8
3449 | 6.5 | 1 | 2019-12-31 | 2020-12-31 | 365 | 7.6015 | 7
3661 | 24 | 1 | 2019-12-31 | 2020-12-31 | 365 | 28.067 | 28
3046 | 8.925 | 1 | 2019-12-31 | 2020-12-31 | 365 | 10.4374 | 10
3047 | 11.73 | 1 | 2019-12-31 | 2020-12-31 | 365 | 13.7178 | 13
3048 | 9.75 | 1 | 2019-12-31 | 2020-12-31 | 365 | 11.4022 | 11
3050 | 12.24 | 1 | 2019-12-31 | 2020-12-31 | 365 | 14.3142 | 14
3051 | 5.75 | 1 | 2019-12-31 | 2020-12-31 | 365 | 6.7244 | 6
3078 | 3.57 | 1 | 2019-12-31 | 2020-12-31 | 365 | 4.175 | 4
3092 | 6.63 | 1 | 2019-12-31 | 2020-12-31 | 365 | 7.7535 | 7
3094 | 9.75 | 1 | 2019-12-31 | 2020-12-31 | 365 | 11.4022 | 11
3096 | 12 | 1 | 2019-12-31 | 2020-12-31 | 365 | 14.0335 | 14
3121 | 14 | 1 | 2019-12-31 | 2020-12-31 | 365 | 16.3724 | 16
3124 | 8.75 | 1 | 2019-12-31 | 2020-12-31 | 365 | 10.2328 | 10
3126 | 4.5 | 1 | 2019-12-31 | 2020-12-31 | 365 | 5.2626 | 5
3127 | 6.12 | 1 | 2019-12-31 | 2020-12-31 | 365 | 7.1571 | 7
3151 | 5 | 1 | 2019-12-31 | 2020-12-31 | 365 | 5.8473 | 5
3153 | 4.25 | 1 | 2019-12-31 | 2020-12-31 | 365 | 4.9702 | 4
3154 | 3.57 | 1 | 2019-12-31 | 2020-12-31 | 365 | 4.175 | 4
3216 | 6 | 1 | 2019-12-31 | 2020-12-31 | 365 | 7.0168 | 7
3218 | 4.08 | 1 | 2019-12-31 | 2020-12-31 | 365 | 4.7714 | 4
3225 | 8.5 | 1 | 2019-12-31 | 2020-12-31 | 365 | 9.9404 | 9
3226 | 8.415 | 1 | 2019-12-31 | 2020-12-31 | 365 | 9.841 | 9
3227 | 12 | 1 | 2019-12-31 | 2020-12-31 | 365 | 14.0335 | 14
3230 | 2.805 | 1 | 2019-12-31 | 2020-12-31 | 365 | 3.2803 | 3
3252 | 15.75 | 1 | 2019-12-31 | 2020-12-31 | 365 | 18.419 | 18
3261 | 4.25 | 1 | 2019-12-31 | 2020-12-31 | 365 | 4.9702 | 4
3262 | 12.25 | 1 | 2019-12-31 | 2020-12-31 | 365 | 14.3259 | 14
3263 | 6.25 | 1 | 2019-12-31 | 2020-12-31 | 365 | 7.3091 | 7
3273 | 12 | 1 | 2019-12-31 | 2020-12-31 | 365 | 14.0335 | 14
3274 | 4.5 | 1 | 2019-12-31 | 2020-12-31 | 365 | 5.2626 | 5
3275 | 3.57 | 1 | 2019-12-31 | 2020-12-31 | 365 | 4.175 | 4
3276 | 6.375 | 1 | 2019-12-31 | 2020-12-31 | 365 | 7.4553 | 7
3280 | 6.375 | 1 | 2019-12-31 | 2020-12-31 | 365 | 7.4553 | 7
3282 | 8 | 1 | 2019-12-31 | 2020-12-31 | 365 | 9.3557 | 9
3283 | 14 | 1 | 2019-12-31 | 2020-12-31 | 365 | 16.3724 | 16
3287 | 10.2 | 1 | 2019-12-31 | 2020-12-31 | 365 | 11.9285 | 11
3296 | 8 | 1 | 2019-12-31 | 2020-12-31 | 365 | 9.3557 | 9
3298 | 5.61 | 1 | 2019-12-31 | 2020-12-31 | 365 | 6.5607 | 6
3299 | 9.5 | 1 | 2019-12-31 | 2020-12-31 | 365 | 11.1099 | 11
3300 | 5.25 | 1 | 2019-12-31 | 2020-12-31 | 365 | 6.1397 | 6
3301 | 8.16 | 1 | 2019-12-31 | 2020-12-31 | 365 | 9.5428 | 9
3304 | 12 | 1 | 2019-12-31 | 2020-12-31 | 365 | 14.0335 | 14
3305 | 5.865 | 1 | 2019-12-31 | 2020-12-31 | 365 | 6.8589 | 6
3306 | 23.25 | 1 | 2019-12-31 | 2020-12-31 | 365 | 27.1899 | 27
3307 | 10.455 | 1 | 2019-12-31 | 2020-12-31 | 365 | 12.2267 | 12
3319 | 10 | 1 | 2019-12-31 | 2020-12-31 | 365 | 11.6946 | 11
3321 | 5.355 | 1 | 2019-12-31 | 2020-12-31 | 365 | 6.2625 | 6
3322 | 10.455 | 1 | 2019-12-31 | 2020-12-31 | 365 | 12.2267 | 12
3355 | 6 | 1 | 2019-12-31 | 2020-12-31 | 365 | 7.0168 | 7
3356 | 7 | 1 | 2019-12-31 | 2020-12-31 | 365 | 8.1862 | 8
3358 | 5.355 | 1 | 2019-12-31 | 2020-12-31 | 365 | 6.2625 | 6
3359 | 2.805 | 1 | 2019-12-31 | 2020-12-31 | 365 | 3.2803 | 3
3360 | 3.57 | 1 | 2019-12-31 | 2020-12-31 | 365 | 4.175 | 4
3361 | 5.355 | 1 | 2019-12-31 | 2020-12-31 | 365 | 6.2625 | 6
3363 | 3.06 | 1 | 2019-12-31 | 2020-12-31 | 365 | 3.5785 | 3
3365 | 7.65 | 1 | 2019-12-31 | 2020-12-31 | 365 | 8.9464 | 8
3367 | 6.375 | 1 | 2019-12-31 | 2020-12-31 | 365 | 7.4553 | 7
3373 | 9.5 | 1 | 2019-12-31 | 2020-12-31 | 365 | 11.1099 | 11
3394 | 7.5 | 1 | 2019-12-31 | 2020-12-31 | 365 | 8.7709 | 8
3395 | 3.315 | 1 | 2019-12-31 | 2020-12-31 | 365 | 3.8768 | 3
3396 | 11.5 | 1 | 2019-12-31 | 2020-12-31 | 365 | 13.4488 | 13
3397 | 3.825 | 1 | 2019-12-31 | 2020-12-31 | 365 | 4.4732 | 4
3403 | 8 | 1 | 2019-12-31 | 2020-12-31 | 365 | 9.3557 | 9
3499 | 4.5 | 1 | 2019-12-31 | 2020-12-31 | 365 | 5.2626 | 5
3506 | 6.375 | 1 | 2019-12-31 | 2020-12-31 | 365 | 7.4553 | 7
3507 | 5.61 | 1 | 2019-12-31 | 2020-12-31 | 365 | 6.5607 | 6
3509 | 4 | 1 | 2019-12-31 | 2020-12-31 | 365 | 4.6778 | 4
3508 | 6.75 | 1 | 2019-12-31 | 2020-12-31 | 365 | 7.8939 | 7
3511 | 6.63 | 1 | 2019-12-31 | 2020-12-31 | 365 | 7.7535 | 7
3512 | 6.12 | 1 | 2019-12-31 | 2020-12-31 | 365 | 7.1571 | 7
3513 | 3.315 | 1 | 2019-12-31 | 2020-12-31 | 365 | 3.8768 | 3
3514 | 9.18 | 1 | 2019-12-31 | 2020-12-31 | 365 | 10.7356 | 10
3569 | 4.335 | 1 | 2019-12-31 | 2020-12-31 | 365 | 5.0696 | 5
3571 | 5.75 | 1 | 2019-12-31 | 2020-12-31 | 365 | 6.7244 | 6
3572 | 5.1 | 1 | 2019-12-31 | 2020-12-31 | 365 | 5.9642 | 5
3575 | 6.12 | 1 | 2019-12-31 | 2020-12-31 | 365 | 7.1571 | 7
3576 | 4.59 | 1 | 2019-12-31 | 2020-12-31 | 365 | 5.3678 | 5
3605 | 6.36 | 1 | 2019-12-31 | 2020-12-31 | 365 | 7.4378 | 7
3608 | 4.25 | 1 | 2019-12-31 | 2020-12-31 | 365 | 4.9702 | 4
3609 | 7.5 | 1 | 2019-12-31 | 2020-12-31 | 365 | 8.7709 | 8
3611 | 6.75 | 1 | 2019-12-31 | 2020-12-31 | 365 | 7.8939 | 7
3614 | 4.75 | 1 | 2019-12-31 | 2020-12-31 | 365 | 5.5549 | 5
3612 | 10.71 | 1 | 2019-12-31 | 2020-12-31 | 365 | 12.5249 | 12
3615 | 6.12 | 1 | 2019-12-31 | 2020-12-31 | 365 | 7.1571 | 7
3617 | 12.25 | 1 | 2019-12-31 | 2020-12-31 | 365 | 14.3259 | 14
3619 | 7.155 | 1 | 2019-12-31 | 2020-12-31 | 365 | 8.3675 | 8
3623 | 5.61 | 1 | 2019-12-31 | 2020-12-31 | 365 | 6.5607 | 6
3624 | 5.1 | 1 | 2019-12-31 | 2020-12-31 | 365 | 5.9642 | 5
3627 | 2.5 | 1 | 2019-12-31 | 2020-12-31 | 365 | 2.9236 | 2
3629 | 11 | 1 | 2019-12-31 | 2020-12-31 | 365 | 12.8641 | 12
3631 | 9.69 | 1 | 2019-12-31 | 2020-12-31 | 365 | 11.3321 | 11
3632 | 6.12 | 1 | 2019-12-31 | 2020-12-31 | 365 | 7.1571 | 7
3633 | 7.905 | 1 | 2019-12-31 | 2020-12-31 | 365 | 9.2446 | 9
3634 | 8.415 | 1 | 2019-12-31 | 2020-12-31 | 365 | 9.841 | 9
3636 | 8.67 | 1 | 2019-12-31 | 2020-12-31 | 365 | 10.1392 | 10
3638 | 8.16 | 1 | 2019-12-31 | 2020-12-31 | 365 | 9.5428 | 9
3639 | 5.5 | 1 | 2019-12-31 | 2020-12-31 | 365 | 6.432 | 6
3652 | 11.22 | 1 | 2019-12-31 | 2020-12-31 | 365 | 13.1213 | 13
3653 | 7.14 | 1 | 2019-12-31 | 2020-12-31 | 365 | 8.3499 | 8
3654 | 8 | 1 | 2019-12-31 | 2020-12-31 | 365 | 9.3557 | 9
3659 | 10 | 1 | 2019-12-31 | 2020-12-31 | 365 | 11.6946 | 11
3664 | 6.25 | 1 | 2019-12-31 | 2020-12-31 | 365 | 7.3091 | 7
3665 | 5.5 | 1 | 2019-12-31 | 2020-12-31 | 365 | 6.432 | 6
3668 | 6.885 | 1 | 2019-12-31 | 2020-12-31 | 365 | 8.0517 | 8
3683 | 9.5 | 1 | 2019-12-31 | 2020-12-31 | 365 | 11.1099 | 11
3684 | 8 | 1 | 2019-12-31 | 2020-12-31 | 365 | 9.3557 | 9
3686 | 9.435 | 1 | 2019-12-31 | 2020-12-31 | 365 | 11.0339 | 11
3692 | 5.25 | 1 | 2019-12-31 | 2020-12-31 | 365 | 6.1397 | 6
3706 | 10.2 | 1 | 2019-12-31 | 2020-12-31 | 365 | 11.9285 | 11
3707 | 9.18 | 1 | 2019-12-31 | 2020-12-31 | 365 | 10.7356 | 10
3708 | 5.1 | 1 | 2019-12-31 | 2020-12-31 | 365 | 5.9642 | 5
3709 | 8.415 | 1 | 2019-12-31 | 2020-12-31 | 365 | 9.841 | 9
3713 | 4.59 | 1 | 2019-12-31 | 2020-12-31 | 365 | 5.3678 | 5
3714 | 4.845 | 1 | 2019-12-31 | 2020-12-31 | 365 | 5.666 | 5
3715 | 7.75 | 1 | 2019-12-31 | 2020-12-31 | 365 | 9.0633 | 9
3725 | 10.07 | 1 | 2019-12-31 | 2020-12-31 | 365 | 11.7765 | 11
3730 | 3.06 | 1 | 2019-12-31 | 2020-12-31 | 365 | 3.5785 | 3
3732 | 4.25 | 1 | 2019-12-31 | 2020-12-31 | 365 | 4.9702 | 4
3733 | 19.125 | 1 | 2019-12-31 | 2020-12-31 | 365 | 22.3659 | 22
3734 | 7.395 | 1 | 2019-12-31 | 2020-12-31 | 365 | 8.6482 | 8
3765 | 9.69 | 1 | 2019-12-31 | 2020-12-31 | 365 | 11.3321 | 11
3766 | 7.75 | 1 | 2019-12-31 | 2020-12-31 | 365 | 9.0633 | 9
3768 | 11.985 | 1 | 2019-12-31 | 2020-12-31 | 365 | 14.016 | 14
3770 | 9.5 | 1 | 2019-12-31 | 2020-12-31 | 365 | 11.1099 | 11
3771 | 11.73 | 1 | 2019-12-31 | 2020-12-31 | 365 | 13.7178 | 13
3773 | 9.945 | 1 | 2019-12-31 | 2020-12-31 | 365 | 11.6303 | 11
3971 | 12.495 | 1 | 2019-12-31 | 2020-12-31 | 365 | 14.6124 | 14
3993 | 7 | 1 | 2019-12-31 | 2020-12-31 | 365 | 8.1862 | 8
3981 | 7.14 | 1 | 2019-12-31 | 2020-12-31 | 365 | 8.3499 | 8
3994 | 8.415 | 1 | 2019-12-31 | 2020-12-31 | 365 | 9.841 | 9
3996 | 12.75 | 1 | 2019-12-31 | 2020-12-31 | 365 | 14.9106 | 14
3997 | 6.12 | 1 | 2019-12-31 | 2020-12-31 | 365 | 7.1571 | 7
3998 | 5 | 1 | 2019-12-31 | 2020-12-31 | 365 | 5.8473 | 5
4000 | 6.12 | 1 | 2019-12-31 | 2020-12-31 | 365 | 7.1571 | 7
4001 | 6.375 | 1 | 2019-12-31 | 2020-12-31 | 365 | 7.4553 | 7
4004 | 15.81 | 1 | 2019-12-31 | 2020-12-31 | 365 | 18.4892 | 18
4005 | 5.1 | 1 | 2019-12-31 | 2020-12-31 | 365 | 5.9642 | 5
4008 | 6.63 | 1 | 2019-12-31 | 2020-12-31 | 365 | 7.7535 | 7
4009 | 16.065 | 1 | 2019-12-31 | 2020-12-31 | 365 | 18.7874 | 18
4012 | 13.005 | 1 | 2019-12-31 | 2020-12-31 | 365 | 15.2088 | 15
4060 | 7.5 | 1 | 2019-12-31 | 2020-12-31 | 365 | 8.7709 | 8
4061 | 5.1 | 1 | 2019-12-31 | 2020-12-31 | 365 | 5.9642 | 5
4062 | 20.25 | 1 | 2019-12-31 | 2020-12-31 | 365 | 23.6816 | 23
4063 | 7.14 | 1 | 2019-12-31 | 2020-12-31 | 365 | 8.3499 | 8
4066 | 7.42 | 1 | 2019-12-31 | 2020-12-31 | 365 | 8.6774 | 8
4064 | 4.59 | 1 | 2019-12-31 | 2020-12-31 | 365 | 5.3678 | 5
4067 | 5.1 | 1 | 2019-12-31 | 2020-12-31 | 365 | 5.9642 | 5
4070 | 9.18 | 1 | 2019-12-31 | 2020-12-31 | 365 | 10.7356 | 10
4073 | 7.395 | 1 | 2019-12-31 | 2020-12-31 | 365 | 8.6482 | 8
4074 | 16.5 | 1 | 2019-12-31 | 2020-12-31 | 365 | 19.2961 | 19
4080 | 2.55 | 1 | 2019-12-31 | 2020-12-31 | 365 | 2.9821 | 2
8714 | 5.61 | 1 | 2019-12-31 | 2020-12-31 | 365 | 6.5607 | 6
10788 | 9.36 | 1 | 2019-12-31 | 2020-12-31 | 365 | 10.9461 | 10
12412 | 4.335 | 1 | 2019-12-31 | 2020-12-31 | 365 | 5.0696 | 5
12538 | 7.8 | 1 | 2019-12-31 | 2020-12-31 | 365 | 9.1218 | 9
13705 | 5.2 | 1 | 2019-12-31 | 2020-12-31 | 365 | 6.0812 | 6
19963 | 7.65 | 1 | 2019-12-31 | 2020-12-31 | 365 | 8.9464 | 8
9479 | 2.25 | 1 | 2019-12-31 | 2020-12-31 | 365 | 2.6313 | 2
8741 | 8.67 | 1 | 2019-12-31 | 2020-12-31 | 365 | 10.1392 | 10
8730 | 8.16 | 1 | 2019-12-31 | 2020-12-31 | 365 | 9.5428 | 9
8747 | 9.18 | 1 | 2019-12-31 | 2020-12-31 | 365 | 10.7356 | 10
12004 | 9.36 | 1 | 2019-12-31 | 2020-12-31 | 365 | 10.9461 | 10
8744 | 6.12 | 1 | 2019-12-31 | 2020-12-31 | 365 | 7.1571 | 7
9597 | 5.61 | 1 | 2019-12-31 | 2020-12-31 | 365 | 6.5607 | 6
9475 | 5.355 | 1 | 2019-12-31 | 2020-12-31 | 365 | 6.2625 | 6
12110 | 5.865 | 1 | 2019-12-31 | 2020-12-31 | 365 | 6.8589 | 6
53837 | 8.32 | 1 | 2019-12-31 | 2020-12-31 | 365 | 9.7299 | 9
9476 | 6.885 | 1 | 2019-12-31 | 2020-12-31 | 365 | 8.0517 | 8
8733 | 5.355 | 1 | 2019-12-31 | 2020-12-31 | 365 | 6.2625 | 6
8718 | 4.08 | 1 | 2019-12-31 | 2020-12-31 | 365 | 4.7714 | 4
17102 | 3.64 | 1 | 2019-12-31 | 2020-12-31 | 365 | 4.2568 | 4
9378 | 10.2 | 1 | 2019-12-31 | 2020-12-31 | 365 | 11.9285 | 11
11112 | 5.1 | 1 | 2019-12-31 | 2020-12-31 | 365 | 5.9642 | 5
8720 | 3.57 | 1 | 2019-12-31 | 2020-12-31 | 365 | 4.175 | 4
58956 | 5.355 | 1 | 2019-12-31 | 2020-12-31 | 365 | 6.2625 | 6
12850 | 2.08 | 1 | 2019-12-31 | 2020-12-31 | 365 | 2.4325 | 2
9076 | 6.63 | 1 | 2019-12-31 | 2020-12-31 | 365 | 7.7535 | 7
8719 | 6.12 | 1 | 2019-12-31 | 2020-12-31 | 365 | 7.1571 | 7
10845 | 2.295 | 1 | 2019-12-31 | 2020-12-31 | 365 | 2.6839 | 2
8725 | 7.905 | 1 | 2019-12-31 | 2020-12-31 | 365 | 9.2446 | 9
17522 | 4.75 | 1 | 2019-12-31 | 2020-12-31 | 365 | 5.5549 | 5
10743 | 3.315 | 1 | 2019-12-31 | 2020-12-31 | 365 | 3.8768 | 3
15312 | 7.14 | 1 | 2019-12-31 | 2020-12-31 | 365 | 8.3499 | 8
10618 | 3.06 | 1 | 2019-12-31 | 2020-12-31 | 365 | 3.5785 | 3
8753 | 9 | 1 | 2019-12-31 | 2020-12-31 | 365 | 10.5251 | 10
9053 | 6 | 1 | 2019-12-31 | 2020-12-31 | 365 | 7.0168 | 7
8724 | 7.14 | 1 | 2019-12-31 | 2020-12-31 | 365 | 8.3499 | 8
23117 | 2.55 | 1 | 2019-12-31 | 2020-12-31 | 365 | 2.9821 | 2
12550 | 4.845 | 1 | 2019-12-31 | 2020-12-31 | 365 | 5.666 | 5
62161 | 6.885 | 1 | 2019-12-31 | 2020-12-31 | 365 | 8.0517 | 8
11026 | 5 | 1 | 2019-12-31 | 2020-12-31 | 365 | 5.8473 | 5
8716 | 2.75 | 1 | 2019-12-31 | 2020-12-31 | 365 | 3.216 | 3
8723 | 3.57 | 1 | 2019-12-31 | 2020-12-31 | 365 | 4.175 | 4
13509 | 6.12 | 1 | 2019-12-31 | 2020-12-31 | 365 | 7.1571 | 7
8729 | 5.865 | 1 | 2019-12-31 | 2020-12-31 | 365 | 6.8589 | 6
15306 | 11.22 | 1 | 2019-12-31 | 2020-12-31 | 365 | 13.1213 | 13
14797 | 3.5 | 1 | 2019-12-31 | 2020-12-31 | 365 | 4.0931 | 4
8728 | 3.57 | 1 | 2019-12-31 | 2020-12-31 | 365 | 4.175 | 4
18561 | 11.44 | 1 | 2019-12-31 | 2020-12-31 | 365 | 13.3786 | 13
13510 | 3.9 | 1 | 2019-12-31 | 2020-12-31 | 365 | 4.5609 | 4
8804 | 5.61 | 1 | 2019-12-31 | 2020-12-31 | 365 | 6.5607 | 6
9049 | 8.67 | 1 | 2019-12-31 | 2020-12-31 | 365 | 10.1392 | 10
9270 | 3.57 | 1 | 2019-12-31 | 2020-12-31 | 365 | 4.175 | 4
8800 | 8.415 | 1 | 2019-12-31 | 2020-12-31 | 365 | 9.841 | 9
8734 | 3.06 | 1 | 2019-12-31 | 2020-12-31 | 365 | 3.5785 | 3
9079 | 5.865 | 1 | 2019-12-31 | 2020-12-31 | 365 | 6.8589 | 6
13624 | 8.58 | 1 | 2019-12-31 | 2020-12-31 | 365 | 10.034 | 10
4081 | 4.59 | 1 | 2019-12-31 | 2020-12-31 | 365 | 5.3678 | 5
4082 | 5.865 | 1 | 2019-12-31 | 2020-12-31 | 365 | 6.8589 | 6
4103 | 6.885 | 1 | 2019-12-31 | 2020-12-31 | 365 | 8.0517 | 8
4112 | 2.04 | 1 | 2019-12-31 | 2020-12-31 | 365 | 2.3857 | 2
4113 | 15 | 1 | 2019-12-31 | 2020-12-31 | 365 | 17.5419 | 17
4117 | 3.5 | 1 | 2019-12-31 | 2020-12-31 | 365 | 4.0931 | 4
4120 | 10.75 | 1 | 2019-12-31 | 2020-12-31 | 365 | 12.5717 | 12
3784 | 5.865 | 1 | 2019-12-31 | 2020-12-31 | 365 | 6.8589 | 6
3895 | 8.67 | 1 | 2019-12-31 | 2020-12-31 | 365 | 10.1392 | 10
3899 | 8.48 | 1 | 2019-12-31 | 2020-12-31 | 365 | 9.917 | 9
3911 | 8.67 | 1 | 2019-12-31 | 2020-12-31 | 365 | 10.1392 | 10
3900 | 8 | 1 | 2019-12-31 | 2020-12-31 | 365 | 9.3557 | 9
3912 | 7.14 | 1 | 2019-12-31 | 2020-12-31 | 365 | 8.3499 | 8
3913 | 6.5 | 1 | 2019-12-31 | 2020-12-31 | 365 | 7.6015 | 7
3928 | 4.59 | 1 | 2019-12-31 | 2020-12-31 | 365 | 5.3678 | 5
3932 | 4.845 | 1 | 2019-12-31 | 2020-12-31 | 365 | 5.666 | 5
3933 | 5.61 | 1 | 2019-12-31 | 2020-12-31 | 365 | 6.5607 | 6
3942 | 4.5 | 1 | 2019-12-31 | 2020-12-31 | 365 | 5.2626 | 5
3945 | 5.865 | 1 | 2019-12-31 | 2020-12-31 | 365 | 6.8589 | 6
3953 | 2 | 1 | 2019-12-31 | 2020-12-31 | 365 | 2.3389 | 2
3957 | 4.08 | 1 | 2019-12-31 | 2020-12-31 | 365 | 4.7714 | 4
3960 | 4.335 | 1 | 2019-12-31 | 2020-12-31 | 365 | 5.0696 | 5
3962 | 9.69 | 1 | 2019-12-31 | 2020-12-31 | 365 | 11.3321 | 11
3964 | 8.925 | 1 | 2019-12-31 | 2020-12-31 | 365 | 10.4374 | 10
4331 | 3 | 1 | 2019-12-31 | 2020-12-31 | 365 | 3.5084 | 3
3774 | 7.14 | 1 | 2019-12-31 | 2020-12-31 | 365 | 8.3499 | 8
3775 | 9.75 | 1 | 2019-12-31 | 2020-12-31 | 365 | 11.4022 | 11
3776 | 5 | 1 | 2019-12-31 | 2020-12-31 | 365 | 5.8473 | 5
3786 | 9.18 | 1 | 2019-12-31 | 2020-12-31 | 365 | 10.7356 | 10
3791 | 3.06 | 1 | 2019-12-31 | 2020-12-31 | 365 | 3.5785 | 3
3794 | 9.945 | 1 | 2019-12-31 | 2020-12-31 | 365 | 11.6303 | 11
3798 | 9.25 | 1 | 2019-12-31 | 2020-12-31 | 365 | 10.8175 | 10
3812 | 4.335 | 1 | 2019-12-31 | 2020-12-31 | 365 | 5.0696 | 5
3799 | 3.825 | 1 | 2019-12-31 | 2020-12-31 | 365 | 4.4732 | 4
3819 | 7.5 | 1 | 2019-12-31 | 2020-12-31 | 365 | 8.7709 | 8
3820 | 5.355 | 1 | 2019-12-31 | 2020-12-31 | 365 | 6.2625 | 6
3824 | 6.25 | 1 | 2019-12-31 | 2020-12-31 | 365 | 7.3091 | 7
3827 | 7.5 | 1 | 2019-12-31 | 2020-12-31 | 365 | 8.7709 | 8
3829 | 7.25 | 1 | 2019-12-31 | 2020-12-31 | 365 | 8.4786 | 8
3830 | 4.08 | 1 | 2019-12-31 | 2020-12-31 | 365 | 4.7714 | 4
4122 | 3.06 | 1 | 2019-12-31 | 2020-12-31 | 365 | 3.5785 | 3
4123 | 7.65 | 1 | 2019-12-31 | 2020-12-31 | 365 | 8.9464 | 8
4140 | 5 | 1 | 2019-12-31 | 2020-12-31 | 365 | 5.8473 | 5
4141 | 6.75 | 1 | 2019-12-31 | 2020-12-31 | 365 | 7.8939 | 7
3855 | 4.25 | 1 | 2019-12-31 | 2020-12-31 | 365 | 4.9702 | 4
4142 | 7.42 | 1 | 2019-12-31 | 2020-12-31 | 365 | 8.6774 | 8
4143 | 3.5 | 1 | 2019-12-31 | 2020-12-31 | 365 | 4.0931 | 4
3879 | 8.925 | 1 | 2019-12-31 | 2020-12-31 | 365 | 10.4374 | 10
4144 | 5.5 | 1 | 2019-12-31 | 2020-12-31 | 365 | 6.432 | 6
4145 | 7.75 | 1 | 2019-12-31 | 2020-12-31 | 365 | 9.0633 | 9
4146 | 9.75 | 1 | 2019-12-31 | 2020-12-31 | 365 | 11.4022 | 11
3881 | 8.67 | 1 | 2019-12-31 | 2020-12-31 | 365 | 10.1392 | 10
4147 | 8.925 | 1 | 2019-12-31 | 2020-12-31 | 365 | 10.4374 | 10
3894 | 6.12 | 1 | 2019-12-31 | 2020-12-31 | 365 | 7.1571 | 7
4150 | 6.12 | 1 | 2019-12-31 | 2020-12-31 | 365 | 7.1571 | 7
4157 | 6.12 | 1 | 2019-12-31 | 2020-12-31 | 365 | 7.1571 | 7
4158 | 9.18 | 1 | 2019-12-31 | 2020-12-31 | 365 | 10.7356 | 10
4161 | 2.5 | 1 | 2019-12-31 | 2020-12-31 | 365 | 2.9236 | 2
4164 | 5.61 | 1 | 2019-12-31 | 2020-12-31 | 365 | 6.5607 | 6
3883 | 9.25 | 1 | 2019-12-31 | 2020-12-31 | 365 | 10.8175 | 10
4230 | 9.435 | 1 | 2019-12-31 | 2020-12-31 | 365 | 11.0339 | 11
4233 | 10.455 | 1 | 2019-12-31 | 2020-12-31 | 365 | 12.2267 | 12
4242 | 3.825 | 1 | 2019-12-31 | 2020-12-31 | 365 | 4.4732 | 4
4243 | 7.14 | 1 | 2019-12-31 | 2020-12-31 | 365 | 8.3499 | 8
4244 | 5.865 | 1 | 2019-12-31 | 2020-12-31 | 365 | 6.8589 | 6
4245 | 23.5 | 1 | 2019-12-31 | 2020-12-31 | 365 | 27.4823 | 27
4246 | 8.16 | 1 | 2019-12-31 | 2020-12-31 | 365 | 9.5428 | 9
4258 | 6.885 | 1 | 2019-12-31 | 2020-12-31 | 365 | 8.0517 | 8
4259 | 10.2 | 1 | 2019-12-31 | 2020-12-31 | 365 | 11.9285 | 11
4260 | 2.55 | 1 | 2019-12-31 | 2020-12-31 | 365 | 2.9821 | 2
4261 | 7.14 | 1 | 2019-12-31 | 2020-12-31 | 365 | 8.3499 | 8
4262 | 6.12 | 1 | 2019-12-31 | 2020-12-31 | 365 | 7.1571 | 7
4266 | 10.2 | 1 | 2019-12-31 | 2020-12-31 | 365 | 11.9285 | 11
4268 | 5.865 | 1 | 2019-12-31 | 2020-12-31 | 365 | 6.8589 | 6
4270 | 6.885 | 1 | 2019-12-31 | 2020-12-31 | 365 | 8.0517 | 8
4271 | 4.335 | 1 | 2019-12-31 | 2020-12-31 | 365 | 5.0696 | 5
4272 | 9.18 | 1 | 2019-12-31 | 2020-12-31 | 365 | 10.7356 | 10
4274 | 7.25 | 1 | 2019-12-31 | 2020-12-31 | 365 | 8.4786 | 8
4285 | 3.06 | 1 | 2019-12-31 | 2020-12-31 | 365 | 3.5785 | 3
4278 | 7.14 | 1 | 2019-12-31 | 2020-12-31 | 365 | 8.3499 | 8
4292 | 6.12 | 1 | 2019-12-31 | 2020-12-31 | 365 | 7.1571 | 7
4298 | 3.57 | 1 | 2019-12-31 | 2020-12-31 | 365 | 4.175 | 4
4314 | 7 | 1 | 2019-12-31 | 2020-12-31 | 365 | 8.1862 | 8
4316 | 7.14 | 1 | 2019-12-31 | 2020-12-31 | 365 | 8.3499 | 8
4317 | 4.75 | 1 | 2019-12-31 | 2020-12-31 | 365 | 5.5549 | 5
4321 | 7.75 | 1 | 2019-12-31 | 2020-12-31 | 365 | 9.0633 | 9
4323 | 4.845 | 1 | 2019-12-31 | 2020-12-31 | 365 | 5.666 | 5
4324 | 5.1 | 1 | 2019-12-31 | 2020-12-31 | 365 | 5.9642 | 5
4325 | 7.905 | 1 | 2019-12-31 | 2020-12-31 | 365 | 9.2446 | 9
4326 | 6.375 | 1 | 2019-12-31 | 2020-12-31 | 365 | 7.4553 | 7
4327 | 5 | 1 | 2019-12-31 | 2020-12-31 | 365 | 5.8473 | 5
4328 | 8.925 | 1 | 2019-12-31 | 2020-12-31 | 365 | 10.4374 | 10
4330 | 5.865 | 1 | 2019-12-31 | 2020-12-31 | 365 | 6.8589 | 6
12479 | 7.65 | 1 | 2019-12-31 | 2020-12-31 | 365 | 8.9464 | 8
9671 | 8.925 | 1 | 2019-12-31 | 2020-12-31 | 365 | 10.4374 | 10
9481 | 8.16 | 1 | 2019-12-31 | 2020-12-31 | 365 | 9.5428 | 9
11910 | 8.32 | 1 | 2019-12-31 | 2020-12-31 | 365 | 9.7299 | 9
9525 | 4.845 | 1 | 2019-12-31 | 2020-12-31 | 365 | 5.666 | 5
60197 | 7.28 | 1 | 2019-12-31 | 2020-12-31 | 365 | 8.5137 | 8
11759 | 8.91 | 1 | 2019-12-31 | 2020-12-31 | 365 | 10.4199 | 10
9477 | 5.1 | 1 | 2019-12-31 | 2020-12-31 | 365 | 5.9642 | 5
10840 | 5.1 | 1 | 2019-12-31 | 2020-12-31 | 365 | 5.9642 | 5
9521 | 7.65 | 1 | 2019-12-31 | 2020-12-31 | 365 | 8.9464 | 8
10589 | 6.375 | 1 | 2019-12-31 | 2020-12-31 | 365 | 7.4553 | 7
4332 | 4.75 | 1 | 2019-12-31 | 2020-12-31 | 365 | 5.5549 | 5
4336 | 7 | 1 | 2019-12-31 | 2020-12-31 | 365 | 8.1862 | 8
4338 | 6.12 | 1 | 2019-12-31 | 2020-12-31 | 365 | 7.1571 | 7
4339 | 2.04 | 1 | 2019-12-31 | 2020-12-31 | 365 | 2.3857 | 2
4342 | 3.315 | 1 | 2019-12-31 | 2020-12-31 | 365 | 3.8768 | 3
4343 | 11.5 | 1 | 2019-12-31 | 2020-12-31 | 365 | 13.4488 | 13
4337 | 10.75 | 1 | 2019-12-31 | 2020-12-31 | 365 | 12.5717 | 12
4344 | 6 | 1 | 2019-12-31 | 2020-12-31 | 365 | 7.0168 | 7
4345 | 9.25 | 1 | 2019-12-31 | 2020-12-31 | 365 | 10.8175 | 10
4346 | 15 | 1 | 2019-12-31 | 2020-12-31 | 365 | 17.5419 | 17
4347 | 10.71 | 1 | 2019-12-31 | 2020-12-31 | 365 | 12.5249 | 12
4349 | 6.12 | 1 | 2019-12-31 | 2020-12-31 | 365 | 7.1571 | 7
4370 | 4 | 1 | 2019-12-31 | 2020-12-31 | 365 | 4.6778 | 4
4350 | 4.59 | 1 | 2019-12-31 | 2020-12-31 | 365 | 5.3678 | 5
4351 | 4.5 | 1 | 2019-12-31 | 2020-12-31 | 365 | 5.2626 | 5
4352 | 9.25 | 1 | 2019-12-31 | 2020-12-31 | 365 | 10.8175 | 10
4355 | 6.63 | 1 | 2019-12-31 | 2020-12-31 | 365 | 7.7535 | 7
4356 | 5.1 | 1 | 2019-12-31 | 2020-12-31 | 365 | 5.9642 | 5
4357 | 4.08 | 1 | 2019-12-31 | 2020-12-31 | 365 | 4.7714 | 4
4359 | 7.25 | 1 | 2019-12-31 | 2020-12-31 | 365 | 8.4786 | 8
4588 | 4.845 | 1 | 2019-12-31 | 2020-12-31 | 365 | 5.666 | 5
4589 | 4.59 | 1 | 2019-12-31 | 2020-12-31 | 365 | 5.3678 | 5
4618 | 11.5 | 1 | 2019-12-31 | 2020-12-31 | 365 | 13.4488 | 13
4619 | 4.41 | 1 | 2019-12-31 | 2020-12-31 | 365 | 5.1573 | 5
4620 | 3.75 | 1 | 2019-12-31 | 2020-12-31 | 365 | 4.3855 | 4
4621 | 7.65 | 1 | 2019-12-31 | 2020-12-31 | 365 | 8.9464 | 8
4624 | 3.57 | 1 | 2019-12-31 | 2020-12-31 | 365 | 4.175 | 4
4421 | 6.63 | 1 | 2019-12-31 | 2020-12-31 | 365 | 7.7535 | 7
4422 | 8.67 | 1 | 2019-12-31 | 2020-12-31 | 365 | 10.1392 | 10
4423 | 3.315 | 1 | 2019-12-31 | 2020-12-31 | 365 | 3.8768 | 3
4424 | 4.845 | 1 | 2019-12-31 | 2020-12-31 | 365 | 5.666 | 5
4425 | 2.75 | 1 | 2019-12-31 | 2020-12-31 | 365 | 3.216 | 3
4453 | 7.395 | 1 | 2019-12-31 | 2020-12-31 | 365 | 8.6482 | 8
4454 | 9.435 | 1 | 2019-12-31 | 2020-12-31 | 365 | 11.0339 | 11
4474 | 11.475 | 1 | 2019-12-31 | 2020-12-31 | 365 | 13.4196 | 13
4475 | 5.355 | 1 | 2019-12-31 | 2020-12-31 | 365 | 6.2625 | 6
4476 | 6.885 | 1 | 2019-12-31 | 2020-12-31 | 365 | 8.0517 | 8
4477 | 2.04 | 1 | 2019-12-31 | 2020-12-31 | 365 | 2.3857 | 2
4481 | 2.55 | 1 | 2019-12-31 | 2020-12-31 | 365 | 2.9821 | 2
4489 | 7.14 | 1 | 2019-12-31 | 2020-12-31 | 365 | 8.3499 | 8
4493 | 6.63 | 1 | 2019-12-31 | 2020-12-31 | 365 | 7.7535 | 7
4497 | 11.25 | 1 | 2019-12-31 | 2020-12-31 | 365 | 13.1564 | 13
4498 | 11.73 | 1 | 2019-12-31 | 2020-12-31 | 365 | 13.7178 | 13
4499 | 4.845 | 1 | 2019-12-31 | 2020-12-31 | 365 | 5.666 | 5
4500 | 11.985 | 1 | 2019-12-31 | 2020-12-31 | 365 | 14.016 | 14
4501 | 9 | 1 | 2019-12-31 | 2020-12-31 | 365 | 10.5251 | 10
4502 | 6.25 | 1 | 2019-12-31 | 2020-12-31 | 365 | 7.3091 | 7
4503 | 6.63 | 1 | 2019-12-31 | 2020-12-31 | 365 | 7.7535 | 7
4504 | 5.1 | 1 | 2019-12-31 | 2020-12-31 | 365 | 5.9642 | 5
4522 | 6.885 | 1 | 2019-12-31 | 2020-12-31 | 365 | 8.0517 | 8
4523 | 6.12 | 1 | 2019-12-31 | 2020-12-31 | 365 | 7.1571 | 7
4524 | 4.845 | 1 | 2019-12-31 | 2020-12-31 | 365 | 5.666 | 5
4536 | 7.75 | 1 | 2019-12-31 | 2020-12-31 | 365 | 9.0633 | 9
4537 | 10.455 | 1 | 2019-12-31 | 2020-12-31 | 365 | 12.2267 | 12
4538 | 7.395 | 1 | 2019-12-31 | 2020-12-31 | 365 | 8.6482 | 8
4539 | 8.415 | 1 | 2019-12-31 | 2020-12-31 | 365 | 9.841 | 9
4540 | 5.25 | 1 | 2019-12-31 | 2020-12-31 | 365 | 6.1397 | 6
4541 | 8 | 1 | 2019-12-31 | 2020-12-31 | 365 | 9.3557 | 9
4545 | 9.69 | 1 | 2019-12-31 | 2020-12-31 | 365 | 11.3321 | 11
4546 | 6.885 | 1 | 2019-12-31 | 2020-12-31 | 365 | 8.0517 | 8
4547 | 7.905 | 1 | 2019-12-31 | 2020-12-31 | 365 | 9.2446 | 9
4549 | 7.75 | 1 | 2019-12-31 | 2020-12-31 | 365 | 9.0633 | 9
4555 | 4.845 | 1 | 2019-12-31 | 2020-12-31 | 365 | 5.666 | 5
4559 | 5.355 | 1 | 2019-12-31 | 2020-12-31 | 365 | 6.2625 | 6
4560 | 6.5 | 1 | 2019-12-31 | 2020-12-31 | 365 | 7.6015 | 7
4561 | 9.18 | 1 | 2019-12-31 | 2020-12-31 | 365 | 10.7356 | 10
4774 | 5.355 | 1 | 2019-12-31 | 2020-12-31 | 365 | 6.2625 | 6
4626 | 8.5 | 1 | 2019-12-31 | 2020-12-31 | 365 | 9.9404 | 9
4628 | 4.5 | 1 | 2019-12-31 | 2020-12-31 | 365 | 5.2626 | 5
4629 | 6.63 | 1 | 2019-12-31 | 2020-12-31 | 365 | 7.7535 | 7
4632 | 2.55 | 1 | 2019-12-31 | 2020-12-31 | 365 | 2.9821 | 2
4630 | 9.945 | 1 | 2019-12-31 | 2020-12-31 | 365 | 11.6303 | 11
4633 | 6.12 | 1 | 2019-12-31 | 2020-12-31 | 365 | 7.1571 | 7
4641 | 7 | 1 | 2019-12-31 | 2020-12-31 | 365 | 8.1862 | 8
4642 | 9.18 | 1 | 2019-12-31 | 2020-12-31 | 365 | 10.7356 | 10
4643 | 4.845 | 1 | 2019-12-31 | 2020-12-31 | 365 | 5.666 | 5
4691 | 4.335 | 1 | 2019-12-31 | 2020-12-31 | 365 | 5.0696 | 5
4693 | 10.2 | 1 | 2019-12-31 | 2020-12-31 | 365 | 11.9285 | 11
4694 | 3.825 | 1 | 2019-12-31 | 2020-12-31 | 365 | 4.4732 | 4
3399 | 5 | 1 | 2019-12-31 | 2020-12-31 | 365 | 5.8473 | 5
4696 | 5.25 | 1 | 2019-12-31 | 2020-12-31 | 365 | 6.1397 | 6
4697 | 7.905 | 1 | 2019-12-31 | 2020-12-31 | 365 | 9.2446 | 9
4727 | 2 | 1 | 2019-12-31 | 2020-12-31 | 365 | 2.3389 | 2
4734 | 7.395 | 1 | 2019-12-31 | 2020-12-31 | 365 | 8.6482 | 8
4738 | 4.845 | 1 | 2019-12-31 | 2020-12-31 | 365 | 5.666 | 5
4739 | 3.315 | 1 | 2019-12-31 | 2020-12-31 | 365 | 3.8768 | 3
4775 | 10.75 | 1 | 2019-12-31 | 2020-12-31 | 365 | 12.5717 | 12
4776 | 9.25 | 1 | 2019-12-31 | 2020-12-31 | 365 | 10.8175 | 10
4800 | 8 | 1 | 2019-12-31 | 2020-12-31 | 365 | 9.3557 | 9
4801 | 3.75 | 1 | 2019-12-31 | 2020-12-31 | 365 | 4.3855 | 4
4816 | 4.59 | 1 | 2019-12-31 | 2020-12-31 | 365 | 5.3678 | 5
4818 | 4.59 | 1 | 2019-12-31 | 2020-12-31 | 365 | 5.3678 | 5
4819 | 3.06 | 1 | 2019-12-31 | 2020-12-31 | 365 | 3.5785 | 3
4820 | 5.865 | 1 | 2019-12-31 | 2020-12-31 | 365 | 6.8589 | 6
4821 | 4 | 1 | 2019-12-31 | 2020-12-31 | 365 | 4.6778 | 4
4834 | 14 | 1 | 2019-12-31 | 2020-12-31 | 365 | 16.3724 | 16
4835 | 5.61 | 1 | 2019-12-31 | 2020-12-31 | 365 | 6.5607 | 6
4836 | 6.25 | 1 | 2019-12-31 | 2020-12-31 | 365 | 7.3091 | 7
4319 | 5.1 | 1 | 2019-12-31 | 2020-12-31 | 365 | 5.9642 | 5
4320 | 5.5 | 1 | 2019-12-31 | 2020-12-31 | 365 | 6.432 | 6
3729 | 7.14 | 1 | 2019-12-31 | 2020-12-31 | 365 | 8.3499 | 8
4977 | 3.06 | 1 | 2019-12-31 | 2020-12-31 | 365 | 3.5785 | 3
4979 | 6.885 | 1 | 2019-12-31 | 2020-12-31 | 365 | 8.0517 | 8
4980 | 7.65 | 1 | 2019-12-31 | 2020-12-31 | 365 | 8.9464 | 8
4984 | 5.61 | 1 | 2019-12-31 | 2020-12-31 | 365 | 6.5607 | 6
4986 | 6.36 | 1 | 2019-12-31 | 2020-12-31 | 365 | 7.4378 | 7
4987 | 4.08 | 1 | 2019-12-31 | 2020-12-31 | 365 | 4.7714 | 4
4988 | 6.63 | 1 | 2019-12-31 | 2020-12-31 | 365 | 7.7535 | 7
4991 | 3.57 | 1 | 2019-12-31 | 2020-12-31 | 365 | 4.175 | 4
4992 | 6 | 1 | 2019-12-31 | 2020-12-31 | 365 | 7.0168 | 7
4994 | 6.375 | 1 | 2019-12-31 | 2020-12-31 | 365 | 7.4553 | 7
4996 | 9.69 | 1 | 2019-12-31 | 2020-12-31 | 365 | 11.3321 | 11
4997 | 9.69 | 1 | 2019-12-31 | 2020-12-31 | 365 | 11.3321 | 11
4998 | 8.16 | 1 | 2019-12-31 | 2020-12-31 | 365 | 9.5428 | 9
5144 | 7.5 | 1 | 2019-12-31 | 2020-12-31 | 365 | 8.7709 | 8
5106 | 9.945 | 1 | 2019-12-31 | 2020-12-31 | 365 | 11.6303 | 11
5145 | 5.1 | 1 | 2019-12-31 | 2020-12-31 | 365 | 5.9642 | 5
5148 | 9.69 | 1 | 2019-12-31 | 2020-12-31 | 365 | 11.3321 | 11
5151 | 7.65 | 1 | 2019-12-31 | 2020-12-31 | 365 | 8.9464 | 8
5152 | 7.14 | 1 | 2019-12-31 | 2020-12-31 | 365 | 8.3499 | 8
5155 | 5.1 | 1 | 2019-12-31 | 2020-12-31 | 365 | 5.9642 | 5
5153 | 9.435 | 1 | 2019-12-31 | 2020-12-31 | 365 | 11.0339 | 11
5156 | 7.14 | 1 | 2019-12-31 | 2020-12-31 | 365 | 8.3499 | 8
5159 | 5 | 1 | 2019-12-31 | 2020-12-31 | 365 | 5.8473 | 5
5160 | 3.75 | 1 | 2019-12-31 | 2020-12-31 | 365 | 4.3855 | 4
5161 | 9.945 | 1 | 2019-12-31 | 2020-12-31 | 365 | 11.6303 | 11
5162 | 3.06 | 1 | 2019-12-31 | 2020-12-31 | 365 | 3.5785 | 3
5163 | 6.12 | 1 | 2019-12-31 | 2020-12-31 | 365 | 7.1571 | 7
5164 | 7.395 | 1 | 2019-12-31 | 2020-12-31 | 365 | 8.6482 | 8
5165 | 8.67 | 1 | 2019-12-31 | 2020-12-31 | 365 | 10.1392 | 10
5166 | 9.69 | 1 | 2019-12-31 | 2020-12-31 | 365 | 11.3321 | 11
5167 | 4.59 | 1 | 2019-12-31 | 2020-12-31 | 365 | 5.3678 | 5
4892 | 7.5 | 1 | 2019-12-31 | 2020-12-31 | 365 | 8.7709 | 8
4893 | 4.845 | 1 | 2019-12-31 | 2020-12-31 | 365 | 5.666 | 5
4894 | 4.845 | 1 | 2019-12-31 | 2020-12-31 | 365 | 5.666 | 5
4895 | 7.395 | 1 | 2019-12-31 | 2020-12-31 | 365 | 8.6482 | 8
4896 | 7.395 | 1 | 2019-12-31 | 2020-12-31 | 365 | 8.6482 | 8
4900 | 3.06 | 1 | 2019-12-31 | 2020-12-31 | 365 | 3.5785 | 3
4902 | 4.335 | 1 | 2019-12-31 | 2020-12-31 | 365 | 5.0696 | 5
4903 | 6.75 | 1 | 2019-12-31 | 2020-12-31 | 365 | 7.8939 | 7
4904 | 8.25 | 1 | 2019-12-31 | 2020-12-31 | 365 | 9.648 | 9
4905 | 6.12 | 1 | 2019-12-31 | 2020-12-31 | 365 | 7.1571 | 7
4906 | 7.5 | 1 | 2019-12-31 | 2020-12-31 | 365 | 8.7709 | 8
4908 | 10.455 | 1 | 2019-12-31 | 2020-12-31 | 365 | 12.2267 | 12
4910 | 6.12 | 1 | 2019-12-31 | 2020-12-31 | 365 | 7.1571 | 7
4925 | 5.1 | 1 | 2019-12-31 | 2020-12-31 | 365 | 5.9642 | 5
4926 | 5.1 | 1 | 2019-12-31 | 2020-12-31 | 365 | 5.9642 | 5
4927 | 6.12 | 1 | 2019-12-31 | 2020-12-31 | 365 | 7.1571 | 7
4945 | 7 | 1 | 2019-12-31 | 2020-12-31 | 365 | 8.1862 | 8
4946 | 4.25 | 1 | 2019-12-31 | 2020-12-31 | 365 | 4.9702 | 4
4947 | 7.65 | 1 | 2019-12-31 | 2020-12-31 | 365 | 8.9464 | 8
4948 | 5.355 | 1 | 2019-12-31 | 2020-12-31 | 365 | 6.2625 | 6
4949 | 10 | 1 | 2019-12-31 | 2020-12-31 | 365 | 11.6946 | 11
4951 | 9.435 | 1 | 2019-12-31 | 2020-12-31 | 365 | 11.0339 | 11
4953 | 7.14 | 1 | 2019-12-31 | 2020-12-31 | 365 | 8.3499 | 8
4954 | 11.985 | 1 | 2019-12-31 | 2020-12-31 | 365 | 14.016 | 14
4966 | 9 | 1 | 2019-12-31 | 2020-12-31 | 365 | 10.5251 | 10
4967 | 14 | 1 | 2019-12-31 | 2020-12-31 | 365 | 16.3724 | 16
4969 | 15.5 | 1 | 2019-12-31 | 2020-12-31 | 365 | 18.1266 | 18
4972 | 9.18 | 1 | 2019-12-31 | 2020-12-31 | 365 | 10.7356 | 10
4544 | 4.335 | 1 | 2019-12-31 | 2020-12-31 | 365 | 5.0696 | 5
5023 | 7.395 | 1 | 2019-12-31 | 2020-12-31 | 365 | 8.6482 | 8
5026 | 10.455 | 1 | 2019-12-31 | 2020-12-31 | 365 | 12.2267 | 12
5027 | 6 | 1 | 2019-12-31 | 2020-12-31 | 365 | 7.0168 | 7
5028 | 9.435 | 1 | 2019-12-31 | 2020-12-31 | 365 | 11.0339 | 11
5029 | 4.845 | 1 | 2019-12-31 | 2020-12-31 | 365 | 5.666 | 5
5033 | 5.1 | 1 | 2019-12-31 | 2020-12-31 | 365 | 5.9642 | 5
5031 | 5.1 | 1 | 2019-12-31 | 2020-12-31 | 365 | 5.9642 | 5
5042 | 4 | 1 | 2019-12-31 | 2020-12-31 | 365 | 4.6778 | 4
5045 | 5.865 | 1 | 2019-12-31 | 2020-12-31 | 365 | 6.8589 | 6
5047 | 5.355 | 1 | 2019-12-31 | 2020-12-31 | 365 | 6.2625 | 6
5051 | 8.16 | 1 | 2019-12-31 | 2020-12-31 | 365 | 9.5428 | 9
5052 | 9.275 | 1 | 2019-12-31 | 2020-12-31 | 365 | 10.8467 | 10
5169 | 13.77 | 1 | 2019-12-31 | 2020-12-31 | 365 | 16.1035 | 16
5170 | 6.63 | 1 | 2019-12-31 | 2020-12-31 | 365 | 7.7535 | 7
5174 | 9.69 | 1 | 2019-12-31 | 2020-12-31 | 365 | 11.3321 | 11
5177 | 5.1 | 1 | 2019-12-31 | 2020-12-31 | 365 | 5.9642 | 5
5183 | 2.295 | 1 | 2019-12-31 | 2020-12-31 | 365 | 2.6839 | 2
5184 | 8.16 | 1 | 2019-12-31 | 2020-12-31 | 365 | 9.5428 | 9
4974 | 8.67 | 1 | 2019-12-31 | 2020-12-31 | 365 | 10.1392 | 10
5185 | 8.16 | 1 | 2019-12-31 | 2020-12-31 | 365 | 9.5428 | 9
5186 | 3.825 | 1 | 2019-12-31 | 2020-12-31 | 365 | 4.4732 | 4
5189 | 4.08 | 1 | 2019-12-31 | 2020-12-31 | 365 | 4.7714 | 4
5190 | 4 | 1 | 2019-12-31 | 2020-12-31 | 365 | 4.6778 | 4
5054 | 6.885 | 1 | 2019-12-31 | 2020-12-31 | 365 | 8.0517 | 8
5055 | 8.67 | 1 | 2019-12-31 | 2020-12-31 | 365 | 10.1392 | 10
5056 | 7.905 | 1 | 2019-12-31 | 2020-12-31 | 365 | 9.2446 | 9
5057 | 13.26 | 1 | 2019-12-31 | 2020-12-31 | 365 | 15.507 | 15
5075 | 9.18 | 1 | 2019-12-31 | 2020-12-31 | 365 | 10.7356 | 10
5078 | 2.295 | 1 | 2019-12-31 | 2020-12-31 | 365 | 2.6839 | 2
5079 | 8.415 | 1 | 2019-12-31 | 2020-12-31 | 365 | 9.841 | 9
5080 | 3.57 | 1 | 2019-12-31 | 2020-12-31 | 365 | 4.175 | 4
5081 | 4.08 | 1 | 2019-12-31 | 2020-12-31 | 365 | 4.7714 | 4
5084 | 9.18 | 1 | 2019-12-31 | 2020-12-31 | 365 | 10.7356 | 10
5085 | 9.69 | 1 | 2019-12-31 | 2020-12-31 | 365 | 11.3321 | 11
5088 | 6.375 | 1 | 2019-12-31 | 2020-12-31 | 365 | 7.4553 | 7
5090 | 7.14 | 1 | 2019-12-31 | 2020-12-31 | 365 | 8.3499 | 8
5091 | 6.375 | 1 | 2019-12-31 | 2020-12-31 | 365 | 7.4553 | 7
5092 | 5.1 | 1 | 2019-12-31 | 2020-12-31 | 365 | 5.9642 | 5
5093 | 8 | 1 | 2019-12-31 | 2020-12-31 | 365 | 9.3557 | 9
5096 | 3 | 1 | 2019-12-31 | 2020-12-31 | 365 | 3.5084 | 3
5097 | 6.375 | 1 | 2019-12-31 | 2020-12-31 | 365 | 7.4553 | 7
5100 | 10.75 | 1 | 2019-12-31 | 2020-12-31 | 365 | 12.5717 | 12
5102 | 7.65 | 1 | 2019-12-31 | 2020-12-31 | 365 | 8.9464 | 8
5103 | 3.825 | 1 | 2019-12-31 | 2020-12-31 | 365 | 4.4732 | 4
5104 | 5.61 | 1 | 2019-12-31 | 2020-12-31 | 365 | 6.5607 | 6
5191 | 3.5 | 1 | 2019-12-31 | 2020-12-31 | 365 | 4.0931 | 4
5195 | 10.2 | 1 | 2019-12-31 | 2020-12-31 | 365 | 11.9285 | 11
5197 | 8.5 | 1 | 2019-12-31 | 2020-12-31 | 365 | 9.9404 | 9
5216 | 10.455 | 1 | 2019-12-31 | 2020-12-31 | 365 | 12.2267 | 12
5326 | 5.1 | 1 | 2019-12-31 | 2020-12-31 | 365 | 5.9642 | 5
5321 | 4.845 | 1 | 2019-12-31 | 2020-12-31 | 365 | 5.666 | 5
5219 | 4 | 1 | 2019-12-31 | 2020-12-31 | 365 | 4.6778 | 4
5324 | 5.1 | 1 | 2019-12-31 | 2020-12-31 | 365 | 5.9642 | 5
5319 | 5.75 | 1 | 2019-12-31 | 2020-12-31 | 365 | 6.7244 | 6
5323 | 8.925 | 1 | 2019-12-31 | 2020-12-31 | 365 | 10.4374 | 10
5335 | 6.12 | 1 | 2019-12-31 | 2020-12-31 | 365 | 7.1571 | 7
5330 | 2.295 | 1 | 2019-12-31 | 2020-12-31 | 365 | 2.6839 | 2
3302 | 11.73 | 1 | 2019-12-31 | 2020-12-31 | 365 | 13.7178 | 13
5320 | 4.335 | 1 | 2019-12-31 | 2020-12-31 | 365 | 5.0696 | 5
5420 | 8.16 | 1 | 2019-12-31 | 2020-12-31 | 365 | 9.5428 | 9
5445 | 8.16 | 1 | 2019-12-31 | 2020-12-31 | 365 | 9.5428 | 9
5451 | 5 | 1 | 2019-12-31 | 2020-12-31 | 365 | 5.8473 | 5
5465 | 10.71 | 1 | 2019-12-31 | 2020-12-31 | 365 | 12.5249 | 12
5536 | 6.75 | 1 | 2019-12-31 | 2020-12-31 | 365 | 7.8939 | 7
5540 | 9.435 | 1 | 2019-12-31 | 2020-12-31 | 365 | 11.0339 | 11
5541 | 8 | 1 | 2019-12-31 | 2020-12-31 | 365 | 9.3557 | 9
5542 | 9.18 | 1 | 2019-12-31 | 2020-12-31 | 365 | 10.7356 | 10
5311 | 7.25 | 1 | 2019-12-31 | 2020-12-31 | 365 | 8.4786 | 8
3710 | 8.415 | 1 | 2019-12-31 | 2020-12-31 | 365 | 9.841 | 9
5459 | 2.04 | 1 | 2019-12-31 | 2020-12-31 | 365 | 2.3857 | 2
5458 | 7.395 | 1 | 2019-12-31 | 2020-12-31 | 365 | 8.6482 | 8
5449 | 4.25 | 1 | 2019-12-31 | 2020-12-31 | 365 | 4.9702 | 4
5318 | 5.1 | 1 | 2019-12-31 | 2020-12-31 | 365 | 5.9642 | 5
5457 | 8.16 | 1 | 2019-12-31 | 2020-12-31 | 365 | 9.5428 | 9
5426 | 4.08 | 1 | 2019-12-31 | 2020-12-31 | 365 | 4.7714 | 4
5453 | 4.59 | 1 | 2019-12-31 | 2020-12-31 | 365 | 5.3678 | 5
5427 | 3.06 | 1 | 2019-12-31 | 2020-12-31 | 365 | 3.5785 | 3
5150 | 4.335 | 1 | 2019-12-31 | 2020-12-31 | 365 | 5.0696 | 5
5442 | 6.63 | 1 | 2019-12-31 | 2020-12-31 | 365 | 7.7535 | 7
5422 | 8.16 | 1 | 2019-12-31 | 2020-12-31 | 365 | 9.5428 | 9
5176 | 5.61 | 1 | 2019-12-31 | 2020-12-31 | 365 | 6.5607 | 6
5202 | 8.415 | 1 | 2019-12-31 | 2020-12-31 | 365 | 9.841 | 9
5212 | 6.375 | 1 | 2019-12-31 | 2020-12-31 | 365 | 7.4553 | 7
5417 | 7.25 | 1 | 2019-12-31 | 2020-12-31 | 365 | 8.4786 | 8
5210 | 3.06 | 1 | 2019-12-31 | 2020-12-31 | 365 | 3.5785 | 3
5425 | 7.14 | 1 | 2019-12-31 | 2020-12-31 | 365 | 8.3499 | 8
5205 | 7.905 | 1 | 2019-12-31 | 2020-12-31 | 365 | 9.2446 | 9
5211 | 4.59 | 1 | 2019-12-31 | 2020-12-31 | 365 | 5.3678 | 5
5418 | 6.12 | 1 | 2019-12-31 | 2020-12-31 | 365 | 7.1571 | 7
5213 | 8.925 | 1 | 2019-12-31 | 2020-12-31 | 365 | 10.4374 | 10
5218 | 7.395 | 1 | 2019-12-31 | 2020-12-31 | 365 | 8.6482 | 8
5214 | 9 | 1 | 2019-12-31 | 2020-12-31 | 365 | 10.5251 | 10
10708 | 7.65 | 1 | 2019-12-31 | 2020-12-31 | 365 | 8.9464 | 8
12125 | 2.55 | 1 | 2019-12-31 | 2020-12-31 | 365 | 2.9821 | 2
10739 | 8.25 | 1 | 2019-12-31 | 2020-12-31 | 365 | 9.648 | 9
10730 | 3.825 | 1 | 2019-12-31 | 2020-12-31 | 365 | 4.4732 | 4
10693 | 3.315 | 1 | 2019-12-31 | 2020-12-31 | 365 | 3.8768 | 3
21271 | 4.08 | 1 | 2019-12-31 | 2020-12-31 | 365 | 4.7714 | 4
10711 | 6.12 | 1 | 2019-12-31 | 2020-12-31 | 365 | 7.1571 | 7
10737 | 8.75 | 1 | 2019-12-31 | 2020-12-31 | 365 | 10.2328 | 10
10741 | 8.67 | 1 | 2019-12-31 | 2020-12-31 | 365 | 10.1392 | 10
10684 | 6.75 | 1 | 2019-12-31 | 2020-12-31 | 365 | 7.8939 | 7
12925 | 11.44 | 1 | 2019-12-31 | 2020-12-31 | 365 | 13.3786 | 13
10691 | 4.08 | 1 | 2019-12-31 | 2020-12-31 | 365 | 4.7714 | 4
10736 | 5.1 | 1 | 2019-12-31 | 2020-12-31 | 365 | 5.9642 | 5
10692 | 2.295 | 1 | 2019-12-31 | 2020-12-31 | 365 | 2.6839 | 2
11325 | 5.865 | 1 | 2019-12-31 | 2020-12-31 | 365 | 6.8589 | 6
10916 | 5.2 | 1 | 2019-12-31 | 2020-12-31 | 365 | 6.0812 | 6
10695 | 5.865 | 1 | 2019-12-31 | 2020-12-31 | 365 | 6.8589 | 6
10697 | 3.06 | 1 | 2019-12-31 | 2020-12-31 | 365 | 3.5785 | 3
10689 | 5.83 | 1 | 2019-12-31 | 2020-12-31 | 365 | 6.818 | 6
5597 | 11.985 | 1 | 2019-12-31 | 2020-12-31 | 365 | 14.016 | 14
5562 | 3.75 | 1 | 2019-12-31 | 2020-12-31 | 365 | 4.3855 | 4
5590 | 2 | 1 | 2019-12-31 | 2020-12-31 | 365 | 2.3389 | 2
5653 | 11.515 | 1 | 2019-12-31 | 2020-12-31 | 365 | 13.4663 | 13
5654 | 3.43 | 1 | 2019-12-31 | 2020-12-31 | 365 | 4.0112 | 4
5655 | 3.675 | 1 | 2019-12-31 | 2020-12-31 | 365 | 4.2978 | 4
5664 | 3.75 | 1 | 2019-12-31 | 2020-12-31 | 365 | 4.3855 | 4
5713 | 3.185 | 1 | 2019-12-31 | 2020-12-31 | 365 | 3.7247 | 3
5756 | 9.25 | 1 | 2019-12-31 | 2020-12-31 | 365 | 10.8175 | 10
5768 | 5 | 1 | 2019-12-31 | 2020-12-31 | 365 | 5.8473 | 5
5783 | 10.2 | 1 | 2019-12-31 | 2020-12-31 | 365 | 11.9285 | 11
5785 | 8.925 | 1 | 2019-12-31 | 2020-12-31 | 365 | 10.4374 | 10
5774 | 9.69 | 1 | 2019-12-31 | 2020-12-31 | 365 | 11.3321 | 11
6016 | 3.315 | 1 | 2019-12-31 | 2020-12-31 | 365 | 3.8768 | 3
6334 | 3.825 | 1 | 2019-12-31 | 2020-12-31 | 365 | 4.4732 | 4
5345 | 9.18 | 1 | 2019-12-31 | 2020-12-31 | 365 | 10.7356 | 10
5776 | 5.865 | 1 | 2019-12-31 | 2020-12-31 | 365 | 6.8589 | 6
11017 | 8.16 | 1 | 2019-12-31 | 2020-12-31 | 365 | 9.5428 | 9
11015 | 2.55 | 1 | 2019-12-31 | 2020-12-31 | 365 | 2.9821 | 2
6932 | 10.75 | 1 | 2019-12-31 | 2020-12-31 | 365 | 12.5717 | 12
5224 | 5.75 | 1 | 2019-12-31 | 2020-12-31 | 365 | 6.7244 | 6
8564 | 6.885 | 1 | 2019-12-31 | 2020-12-31 | 365 | 8.0517 | 8
8763 | 2.295 | 1 | 2019-12-31 | 2020-12-31 | 365 | 2.6839 | 2
5750 | 7 | 1 | 2019-12-31 | 2020-12-31 | 365 | 8.1862 | 8
5761 | 3.06 | 1 | 2019-12-31 | 2020-12-31 | 365 | 3.5785 | 3
7628 | 5.61 | 1 | 2019-12-31 | 2020-12-31 | 365 | 6.5607 | 6
5444 | 7.905 | 1 | 2019-12-31 | 2020-12-31 | 365 | 9.2446 | 9
5443 | 9.69 | 1 | 2019-12-31 | 2020-12-31 | 365 | 11.3321 | 11
5433 | 10.71 | 1 | 2019-12-31 | 2020-12-31 | 365 | 12.5249 | 12
5421 | 7.14 | 1 | 2019-12-31 | 2020-12-31 | 365 | 8.3499 | 8
5101 | 6.63 | 1 | 2019-12-31 | 2020-12-31 | 365 | 7.7535 | 7
5456 | 5.865 | 1 | 2019-12-31 | 2020-12-31 | 365 | 6.8589 | 6
5455 | 3.825 | 1 | 2019-12-31 | 2020-12-31 | 365 | 4.4732 | 4
5454 | 3.57 | 1 | 2019-12-31 | 2020-12-31 | 365 | 4.175 | 4
5452 | 3.06 | 1 | 2019-12-31 | 2020-12-31 | 365 | 3.5785 | 3
5448 | 5.5 | 1 | 2019-12-31 | 2020-12-31 | 365 | 6.432 | 6
5446 | 10.965 | 1 | 2019-12-31 | 2020-12-31 | 365 | 12.8231 | 12
4068 | 6.63 | 1 | 2019-12-31 | 2020-12-31 | 365 | 7.7535 | 7
11518 | 4.845 | 1 | 2019-12-31 | 2020-12-31 | 365 | 5.666 | 5
5901 | 9.18 | 1 | 2019-12-31 | 2020-12-31 | 365 | 10.7356 | 10
5494 | 2.04 | 1 | 2019-12-31 | 2020-12-31 | 365 | 2.3857 | 2
5385 | 7.905 | 1 | 2019-12-31 | 2020-12-31 | 365 | 9.2446 | 9
5380 | 6.375 | 1 | 2019-12-31 | 2020-12-31 | 365 | 7.4553 | 7
5362 | 9.945 | 1 | 2019-12-31 | 2020-12-31 | 365 | 11.6303 | 11
5364 | 4.25 | 1 | 2019-12-31 | 2020-12-31 | 365 | 4.9702 | 4
5341 | 10.2 | 1 | 2019-12-31 | 2020-12-31 | 365 | 11.9285 | 11
5389 | 4.59 | 1 | 2019-12-31 | 2020-12-31 | 365 | 5.3678 | 5
5367 | 10.71 | 1 | 2019-12-31 | 2020-12-31 | 365 | 12.5249 | 12
5524 | 10.71 | 1 | 2019-12-31 | 2020-12-31 | 365 | 12.5249 | 12
5366 | 10.2 | 1 | 2019-12-31 | 2020-12-31 | 365 | 11.9285 | 11
5780 | 5.1 | 1 | 2019-12-31 | 2020-12-31 | 365 | 5.9642 | 5
5778 | 4.335 | 1 | 2019-12-31 | 2020-12-31 | 365 | 5.0696 | 5
5786 | 6.63 | 1 | 2019-12-31 | 2020-12-31 | 365 | 7.7535 | 7
5789 | 6 | 1 | 2019-12-31 | 2020-12-31 | 365 | 7.0168 | 7
5790 | 8.16 | 1 | 2019-12-31 | 2020-12-31 | 365 | 9.5428 | 9
5566 | 8.16 | 1 | 2019-12-31 | 2020-12-31 | 365 | 9.5428 | 9
5635 | 5.75 | 1 | 2019-12-31 | 2020-12-31 | 365 | 6.7244 | 6
5791 | 6.75 | 1 | 2019-12-31 | 2020-12-31 | 365 | 7.8939 | 7
5638 | 4.5 | 1 | 2019-12-31 | 2020-12-31 | 365 | 5.2626 | 5
5792 | 8.16 | 1 | 2019-12-31 | 2020-12-31 | 365 | 9.5428 | 9
5640 | 6.63 | 1 | 2019-12-31 | 2020-12-31 | 365 | 7.7535 | 7
5793 | 4.335 | 1 | 2019-12-31 | 2020-12-31 | 365 | 5.0696 | 5
5567 | 9.5 | 1 | 2019-12-31 | 2020-12-31 | 365 | 11.1099 | 11
5574 | 14.79 | 1 | 2019-12-31 | 2020-12-31 | 365 | 17.2963 | 17
5796 | 2.75 | 1 | 2019-12-31 | 2020-12-31 | 365 | 3.216 | 3
5598 | 3.06 | 1 | 2019-12-31 | 2020-12-31 | 365 | 3.5785 | 3
5599 | 6.12 | 1 | 2019-12-31 | 2020-12-31 | 365 | 7.1571 | 7
5605 | 6.12 | 1 | 2019-12-31 | 2020-12-31 | 365 | 7.1571 | 7
5799 | 6.63 | 1 | 2019-12-31 | 2020-12-31 | 365 | 7.7535 | 7
5606 | 7.65 | 1 | 2019-12-31 | 2020-12-31 | 365 | 8.9464 | 8
5652 | 9.69 | 1 | 2019-12-31 | 2020-12-31 | 365 | 11.3321 | 11
5801 | 2.295 | 1 | 2019-12-31 | 2020-12-31 | 365 | 2.6839 | 2
5668 | 6.12 | 1 | 2019-12-31 | 2020-12-31 | 365 | 7.1571 | 7
5669 | 5.355 | 1 | 2019-12-31 | 2020-12-31 | 365 | 6.2625 | 6
5671 | 6.885 | 1 | 2019-12-31 | 2020-12-31 | 365 | 8.0517 | 8
5802 | 6.12 | 1 | 2019-12-31 | 2020-12-31 | 365 | 7.1571 | 7
5681 | 8.925 | 1 | 2019-12-31 | 2020-12-31 | 365 | 10.4374 | 10
5804 | 7.395 | 1 | 2019-12-31 | 2020-12-31 | 365 | 8.6482 | 8
5806 | 4.08 | 1 | 2019-12-31 | 2020-12-31 | 365 | 4.7714 | 4
5810 | 5.355 | 1 | 2019-12-31 | 2020-12-31 | 365 | 6.2625 | 6
5811 | 6.63 | 1 | 2019-12-31 | 2020-12-31 | 365 | 7.7535 | 7
5816 | 4.335 | 1 | 2019-12-31 | 2020-12-31 | 365 | 5.0696 | 5
5815 | 7.65 | 1 | 2019-12-31 | 2020-12-31 | 365 | 8.9464 | 8
5683 | 8.415 | 1 | 2019-12-31 | 2020-12-31 | 365 | 9.841 | 9
5684 | 6.375 | 1 | 2019-12-31 | 2020-12-31 | 365 | 7.4553 | 7
5899 | 8.67 | 1 | 2019-12-31 | 2020-12-31 | 365 | 10.1392 | 10
5907 | 4.335 | 1 | 2019-12-31 | 2020-12-31 | 365 | 5.0696 | 5
5730 | 4.845 | 1 | 2019-12-31 | 2020-12-31 | 365 | 5.666 | 5
5910 | 10.455 | 1 | 2019-12-31 | 2020-12-31 | 365 | 12.2267 | 12
5732 | 9.945 | 1 | 2019-12-31 | 2020-12-31 | 365 | 11.6303 | 11
5735 | 10.455 | 1 | 2019-12-31 | 2020-12-31 | 365 | 12.2267 | 12
5737 | 8.67 | 1 | 2019-12-31 | 2020-12-31 | 365 | 10.1392 | 10
5743 | 5.1 | 1 | 2019-12-31 | 2020-12-31 | 365 | 5.9642 | 5
5911 | 7.14 | 1 | 2019-12-31 | 2020-12-31 | 365 | 8.3499 | 8
5745 | 2.295 | 1 | 2019-12-31 | 2020-12-31 | 365 | 2.6839 | 2
5749 | 7.14 | 1 | 2019-12-31 | 2020-12-31 | 365 | 8.3499 | 8
5751 | 2.55 | 1 | 2019-12-31 | 2020-12-31 | 365 | 2.9821 | 2
5912 | 8.25 | 1 | 2019-12-31 | 2020-12-31 | 365 | 9.648 | 9
5753 | 2.25 | 1 | 2019-12-31 | 2020-12-31 | 365 | 2.6313 | 2
5915 | 5.61 | 1 | 2019-12-31 | 2020-12-31 | 365 | 6.5607 | 6
5755 | 6.36 | 1 | 2019-12-31 | 2020-12-31 | 365 | 7.4378 | 7
5757 | 10.25 | 1 | 2019-12-31 | 2020-12-31 | 365 | 11.987 | 11
5925 | 7.395 | 1 | 2019-12-31 | 2020-12-31 | 365 | 8.6482 | 8
5758 | 5.355 | 1 | 2019-12-31 | 2020-12-31 | 365 | 6.2625 | 6
5759 | 4.59 | 1 | 2019-12-31 | 2020-12-31 | 365 | 5.3678 | 5
5927 | 10.455 | 1 | 2019-12-31 | 2020-12-31 | 365 | 12.2267 | 12
5760 | 8.925 | 1 | 2019-12-31 | 2020-12-31 | 365 | 10.4374 | 10
5762 | 6.375 | 1 | 2019-12-31 | 2020-12-31 | 365 | 7.4553 | 7
5932 | 9.18 | 1 | 2019-12-31 | 2020-12-31 | 365 | 10.7356 | 10
5572 | 7.395 | 1 | 2019-12-31 | 2020-12-31 | 365 | 8.6482 | 8
5775 | 6.885 | 1 | 2019-12-31 | 2020-12-31 | 365 | 8.0517 | 8
5777 | 5.355 | 1 | 2019-12-31 | 2020-12-31 | 365 | 6.2625 | 6
5779 | 5.1 | 1 | 2019-12-31 | 2020-12-31 | 365 | 5.9642 | 5
5724 | 9.69 | 1 | 2019-12-31 | 2020-12-31 | 365 | 11.3321 | 11
5855 | 5.25 | 1 | 2019-12-31 | 2020-12-31 | 365 | 6.1397 | 6
5934 | 3.06 | 1 | 2019-12-31 | 2020-12-31 | 365 | 3.5785 | 3
5939 | 7.14 | 1 | 2019-12-31 | 2020-12-31 | 365 | 8.3499 | 8
5945 | 12.24 | 1 | 2019-12-31 | 2020-12-31 | 365 | 14.3142 | 14
5949 | 2.805 | 1 | 2019-12-31 | 2020-12-31 | 365 | 3.2803 | 3
5881 | 7.14 | 1 | 2019-12-31 | 2020-12-31 | 365 | 8.3499 | 8
5955 | 8.67 | 1 | 2019-12-31 | 2020-12-31 | 365 | 10.1392 | 10
5968 | 7.395 | 1 | 2019-12-31 | 2020-12-31 | 365 | 8.6482 | 8
6167 | 8.925 | 1 | 2019-12-31 | 2020-12-31 | 365 | 10.4374 | 10
6179 | 7.14 | 1 | 2019-12-31 | 2020-12-31 | 365 | 8.3499 | 8
6180 | 6.885 | 1 | 2019-12-31 | 2020-12-31 | 365 | 8.0517 | 8
6184 | 3.825 | 1 | 2019-12-31 | 2020-12-31 | 365 | 4.4732 | 4
6186 | 14.025 | 1 | 2019-12-31 | 2020-12-31 | 365 | 16.4017 | 16
5993 | 13.515 | 1 | 2019-12-31 | 2020-12-31 | 365 | 15.8053 | 15
6194 | 5.865 | 1 | 2019-12-31 | 2020-12-31 | 365 | 6.8589 | 6
6195 | 8.67 | 1 | 2019-12-31 | 2020-12-31 | 365 | 10.1392 | 10
6208 | 6.75 | 1 | 2019-12-31 | 2020-12-31 | 365 | 7.8939 | 7
6209 | 8.415 | 1 | 2019-12-31 | 2020-12-31 | 365 | 9.841 | 9
6210 | 10.71 | 1 | 2019-12-31 | 2020-12-31 | 365 | 12.5249 | 12
6212 | 5.61 | 1 | 2019-12-31 | 2020-12-31 | 365 | 6.5607 | 6
6221 | 11.475 | 1 | 2019-12-31 | 2020-12-31 | 365 | 13.4196 | 13
6239 | 3.825 | 1 | 2019-12-31 | 2020-12-31 | 365 | 4.4732 | 4
6268 | 10.965 | 1 | 2019-12-31 | 2020-12-31 | 365 | 12.8231 | 12
5819 | 4.335 | 1 | 2019-12-31 | 2020-12-31 | 365 | 5.0696 | 5
5822 | 4.08 | 1 | 2019-12-31 | 2020-12-31 | 365 | 4.7714 | 4
6271 | 7.14 | 1 | 2019-12-31 | 2020-12-31 | 365 | 8.3499 | 8
5823 | 3 | 1 | 2019-12-31 | 2020-12-31 | 365 | 3.5084 | 3
6272 | 3.57 | 1 | 2019-12-31 | 2020-12-31 | 365 | 4.175 | 4
5824 | 3.315 | 1 | 2019-12-31 | 2020-12-31 | 365 | 3.8768 | 3
6274 | 6.885 | 1 | 2019-12-31 | 2020-12-31 | 365 | 8.0517 | 8
5827 | 6.375 | 1 | 2019-12-31 | 2020-12-31 | 365 | 7.4553 | 7
6273 | 12.75 | 1 | 2019-12-31 | 2020-12-31 | 365 | 14.9106 | 14
5826 | 4.845 | 1 | 2019-12-31 | 2020-12-31 | 365 | 5.666 | 5
5834 | 4.59 | 1 | 2019-12-31 | 2020-12-31 | 365 | 5.3678 | 5
5809 | 4.08 | 1 | 2019-12-31 | 2020-12-31 | 365 | 4.7714 | 4
5836 | 8.16 | 1 | 2019-12-31 | 2020-12-31 | 365 | 9.5428 | 9
5835 | 6.63 | 1 | 2019-12-31 | 2020-12-31 | 365 | 7.7535 | 7
5837 | 6.12 | 1 | 2019-12-31 | 2020-12-31 | 365 | 7.1571 | 7
5839 | 6 | 1 | 2019-12-31 | 2020-12-31 | 365 | 7.0168 | 7
5840 | 10.455 | 1 | 2019-12-31 | 2020-12-31 | 365 | 12.2267 | 12
5847 | 5.1 | 1 | 2019-12-31 | 2020-12-31 | 365 | 5.9642 | 5
5845 | 6 | 1 | 2019-12-31 | 2020-12-31 | 365 | 7.0168 | 7
5849 | 4.335 | 1 | 2019-12-31 | 2020-12-31 | 365 | 5.0696 | 5
5852 | 9.18 | 1 | 2019-12-31 | 2020-12-31 | 365 | 10.7356 | 10
5853 | 4.59 | 1 | 2019-12-31 | 2020-12-31 | 365 | 5.3678 | 5
5854 | 4.59 | 1 | 2019-12-31 | 2020-12-31 | 365 | 5.3678 | 5
6278 | 8.925 | 1 | 2019-12-31 | 2020-12-31 | 365 | 10.4374 | 10
6280 | 10.455 | 1 | 2019-12-31 | 2020-12-31 | 365 | 12.2267 | 12
5856 | 7.5 | 1 | 2019-12-31 | 2020-12-31 | 365 | 8.7709 | 8
5857 | 4.75 | 1 | 2019-12-31 | 2020-12-31 | 365 | 5.5549 | 5
6285 | 4.08 | 1 | 2019-12-31 | 2020-12-31 | 365 | 4.7714 | 4
6225 | 11.73 | 1 | 2019-12-31 | 2020-12-31 | 365 | 13.7178 | 13
6657 | 9.69 | 1 | 2019-12-31 | 2020-12-31 | 365 | 11.3321 | 11
6664 | 8.925 | 1 | 2019-12-31 | 2020-12-31 | 365 | 10.4374 | 10
6531 | 6 | 1 | 2019-12-31 | 2020-12-31 | 365 | 7.0168 | 7
6706 | 7.395 | 1 | 2019-12-31 | 2020-12-31 | 365 | 8.6482 | 8
6707 | 5.865 | 1 | 2019-12-31 | 2020-12-31 | 365 | 6.8589 | 6
6708 | 8.67 | 1 | 2019-12-31 | 2020-12-31 | 365 | 10.1392 | 10
6709 | 4.845 | 1 | 2019-12-31 | 2020-12-31 | 365 | 5.666 | 5
6710 | 9.18 | 1 | 2019-12-31 | 2020-12-31 | 365 | 10.7356 | 10
6718 | 8.67 | 1 | 2019-12-31 | 2020-12-31 | 365 | 10.1392 | 10
6719 | 6.885 | 1 | 2019-12-31 | 2020-12-31 | 365 | 8.0517 | 8
6096 | 4.59 | 1 | 2019-12-31 | 2020-12-31 | 365 | 5.3678 | 5
6757 | 7.395 | 1 | 2019-12-31 | 2020-12-31 | 365 | 8.6482 | 8
6758 | 4.25 | 1 | 2019-12-31 | 2020-12-31 | 365 | 4.9702 | 4
6760 | 9.18 | 1 | 2019-12-31 | 2020-12-31 | 365 | 10.7356 | 10
6762 | 5.355 | 1 | 2019-12-31 | 2020-12-31 | 365 | 6.2625 | 6
6764 | 7.395 | 1 | 2019-12-31 | 2020-12-31 | 365 | 8.6482 | 8
6763 | 4.335 | 1 | 2019-12-31 | 2020-12-31 | 365 | 5.0696 | 5
6766 | 5.25 | 1 | 2019-12-31 | 2020-12-31 | 365 | 6.1397 | 6
6770 | 13.26 | 1 | 2019-12-31 | 2020-12-31 | 365 | 15.507 | 15
7554 | 13.515 | 1 | 2019-12-31 | 2020-12-31 | 365 | 15.8053 | 15
7564 | 3.57 | 1 | 2019-12-31 | 2020-12-31 | 365 | 4.175 | 4
7568 | 6.625 | 1 | 2019-12-31 | 2020-12-31 | 365 | 7.7477 | 7
7573 | 5.355 | 1 | 2019-12-31 | 2020-12-31 | 365 | 6.2625 | 6
7613 | 7.65 | 1 | 2019-12-31 | 2020-12-31 | 365 | 8.9464 | 8
7631 | 6.12 | 1 | 2019-12-31 | 2020-12-31 | 365 | 7.1571 | 7
8007 | 5.1 | 1 | 2019-12-31 | 2020-12-31 | 365 | 5.9642 | 5
8025 | 9.18 | 1 | 2019-12-31 | 2020-12-31 | 365 | 10.7356 | 10
8049 | 10.2 | 1 | 2019-12-31 | 2020-12-31 | 365 | 11.9285 | 11
8052 | 5.5 | 1 | 2019-12-31 | 2020-12-31 | 365 | 6.432 | 6
8053 | 5.61 | 1 | 2019-12-31 | 2020-12-31 | 365 | 6.5607 | 6
5860 | 8.16 | 1 | 2019-12-31 | 2020-12-31 | 365 | 9.5428 | 9
8058 | 4.845 | 1 | 2019-12-31 | 2020-12-31 | 365 | 5.666 | 5
5861 | 8.25 | 1 | 2019-12-31 | 2020-12-31 | 365 | 9.648 | 9
8110 | 12.495 | 1 | 2019-12-31 | 2020-12-31 | 365 | 14.6124 | 14
5864 | 3.06 | 1 | 2019-12-31 | 2020-12-31 | 365 | 3.5785 | 3
8117 | 4.08 | 1 | 2019-12-31 | 2020-12-31 | 365 | 4.7714 | 4
5865 | 7.65 | 1 | 2019-12-31 | 2020-12-31 | 365 | 8.9464 | 8
5868 | 10.455 | 1 | 2019-12-31 | 2020-12-31 | 365 | 12.2267 | 12
5873 | 3.57 | 1 | 2019-12-31 | 2020-12-31 | 365 | 4.175 | 4
5874 | 6.63 | 1 | 2019-12-31 | 2020-12-31 | 365 | 7.7535 | 7
5878 | 9.18 | 1 | 2019-12-31 | 2020-12-31 | 365 | 10.7356 | 10
5879 | 7.65 | 1 | 2019-12-31 | 2020-12-31 | 365 | 8.9464 | 8
5882 | 6.12 | 1 | 2019-12-31 | 2020-12-31 | 365 | 7.1571 | 7
5886 | 6.75 | 1 | 2019-12-31 | 2020-12-31 | 365 | 7.8939 | 7
5885 | 5.1 | 1 | 2019-12-31 | 2020-12-31 | 365 | 5.9642 | 5
5890 | 7.14 | 1 | 2019-12-31 | 2020-12-31 | 365 | 8.3499 | 8
5894 | 10.965 | 1 | 2019-12-31 | 2020-12-31 | 365 | 12.8231 | 12
8482 | 7.65 | 1 | 2019-12-31 | 2020-12-31 | 365 | 8.9464 | 8
5889 | 3.57 | 1 | 2019-12-31 | 2020-12-31 | 365 | 4.175 | 4
5897 | 7.14 | 1 | 2019-12-31 | 2020-12-31 | 365 | 8.3499 | 8
5893 | 8.415 | 1 | 2019-12-31 | 2020-12-31 | 365 | 9.841 | 9
5980 | 5.355 | 1 | 2019-12-31 | 2020-12-31 | 365 | 6.2625 | 6
5982 | 4.845 | 1 | 2019-12-31 | 2020-12-31 | 365 | 5.666 | 5
5984 | 6.12 | 1 | 2019-12-31 | 2020-12-31 | 365 | 7.1571 | 7
5985 | 3.825 | 1 | 2019-12-31 | 2020-12-31 | 365 | 4.4732 | 4
5991 | 8.925 | 1 | 2019-12-31 | 2020-12-31 | 365 | 10.4374 | 10
5995 | 2.205 | 1 | 2019-12-31 | 2020-12-31 | 365 | 2.5787 | 2
6002 | 5.865 | 1 | 2019-12-31 | 2020-12-31 | 365 | 6.8589 | 6
6000 | 6.375 | 1 | 2019-12-31 | 2020-12-31 | 365 | 7.4553 | 7
6013 | 3.825 | 1 | 2019-12-31 | 2020-12-31 | 365 | 4.4732 | 4
6005 | 3.825 | 1 | 2019-12-31 | 2020-12-31 | 365 | 4.4732 | 4
6006 | 9.69 | 1 | 2019-12-31 | 2020-12-31 | 365 | 11.3321 | 11
6011 | 7.5 | 1 | 2019-12-31 | 2020-12-31 | 365 | 8.7709 | 8
8519 | 5.61 | 1 | 2019-12-31 | 2020-12-31 | 365 | 6.5607 | 6
6647 | 5.355 | 1 | 2019-12-31 | 2020-12-31 | 365 | 6.2625 | 6
8527 | 6.375 | 1 | 2019-12-31 | 2020-12-31 | 365 | 7.4553 | 7
8532 | 4.59 | 1 | 2019-12-31 | 2020-12-31 | 365 | 5.3678 | 5
8529 | 4.08 | 1 | 2019-12-31 | 2020-12-31 | 365 | 4.7714 | 4
8534 | 9.69 | 1 | 2019-12-31 | 2020-12-31 | 365 | 11.3321 | 11
8536 | 4.59 | 1 | 2019-12-31 | 2020-12-31 | 365 | 5.3678 | 5
8539 | 13.005 | 1 | 2019-12-31 | 2020-12-31 | 365 | 15.2088 | 15
7433 | 12.75 | 1 | 2019-12-31 | 2020-12-31 | 365 | 14.9106 | 14
8543 | 10.71 | 1 | 2019-12-31 | 2020-12-31 | 365 | 12.5249 | 12
6486 | 6.885 | 1 | 2019-12-31 | 2020-12-31 | 365 | 8.0517 | 8
6408 | 5.865 | 1 | 2019-12-31 | 2020-12-31 | 365 | 6.8589 | 6
8548 | 8.925 | 1 | 2019-12-31 | 2020-12-31 | 365 | 10.4374 | 10
8557 | 8.925 | 1 | 2019-12-31 | 2020-12-31 | 365 | 10.4374 | 10
8562 | 14.79 | 1 | 2019-12-31 | 2020-12-31 | 365 | 17.2963 | 17
8563 | 6.12 | 1 | 2019-12-31 | 2020-12-31 | 365 | 7.1571 | 7
8578 | 6.885 | 1 | 2019-12-31 | 2020-12-31 | 365 | 8.0517 | 8
8582 | 10.965 | 1 | 2019-12-31 | 2020-12-31 | 365 | 12.8231 | 12
8589 | 11.475 | 1 | 2019-12-31 | 2020-12-31 | 365 | 13.4196 | 13
5940 | 9.69 | 1 | 2019-12-31 | 2020-12-31 | 365 | 11.3321 | 11
8592 | 12.75 | 1 | 2019-12-31 | 2020-12-31 | 365 | 14.9106 | 14
8778 | 8.16 | 1 | 2019-12-31 | 2020-12-31 | 365 | 9.5428 | 9
8783 | 5.355 | 1 | 2019-12-31 | 2020-12-31 | 365 | 6.2625 | 6
8784 | 8.415 | 1 | 2019-12-31 | 2020-12-31 | 365 | 9.841 | 9
6037 | 5.355 | 1 | 2019-12-31 | 2020-12-31 | 365 | 6.2625 | 6
6038 | 8.415 | 1 | 2019-12-31 | 2020-12-31 | 365 | 9.841 | 9
8789 | 5.61 | 1 | 2019-12-31 | 2020-12-31 | 365 | 6.5607 | 6
6040 | 2.915 | 1 | 2019-12-31 | 2020-12-31 | 365 | 3.409 | 3
8790 | 10.2 | 1 | 2019-12-31 | 2020-12-31 | 365 | 11.9285 | 11
6041 | 8.16 | 1 | 2019-12-31 | 2020-12-31 | 365 | 9.5428 | 9
8795 | 5.355 | 1 | 2019-12-31 | 2020-12-31 | 365 | 6.2625 | 6
6043 | 4.59 | 1 | 2019-12-31 | 2020-12-31 | 365 | 5.3678 | 5
8799 | 8.67 | 1 | 2019-12-31 | 2020-12-31 | 365 | 10.1392 | 10
6044 | 9.18 | 1 | 2019-12-31 | 2020-12-31 | 365 | 10.7356 | 10
8813 | 8.925 | 1 | 2019-12-31 | 2020-12-31 | 365 | 10.4374 | 10
8838 | 3.315 | 1 | 2019-12-31 | 2020-12-31 | 365 | 3.8768 | 3
6049 | 8.16 | 1 | 2019-12-31 | 2020-12-31 | 365 | 9.5428 | 9
8841 | 3.06 | 1 | 2019-12-31 | 2020-12-31 | 365 | 3.5785 | 3
6051 | 11.73 | 1 | 2019-12-31 | 2020-12-31 | 365 | 13.7178 | 13
6057 | 4.335 | 1 | 2019-12-31 | 2020-12-31 | 365 | 5.0696 | 5
8850 | 10.2 | 1 | 2019-12-31 | 2020-12-31 | 365 | 11.9285 | 11
8967 | 12.24 | 1 | 2019-12-31 | 2020-12-31 | 365 | 14.3142 | 14
6062 | 6.375 | 1 | 2019-12-31 | 2020-12-31 | 365 | 7.4553 | 7
6064 | 5.75 | 1 | 2019-12-31 | 2020-12-31 | 365 | 6.7244 | 6
8982 | 8.925 | 1 | 2019-12-31 | 2020-12-31 | 365 | 10.4374 | 10
6065 | 6.5 | 1 | 2019-12-31 | 2020-12-31 | 365 | 7.6015 | 7
6066 | 11.475 | 1 | 2019-12-31 | 2020-12-31 | 365 | 13.4196 | 13
8986 | 4.845 | 1 | 2019-12-31 | 2020-12-31 | 365 | 5.666 | 5
6070 | 7.14 | 1 | 2019-12-31 | 2020-12-31 | 365 | 8.3499 | 8
6071 | 9.435 | 1 | 2019-12-31 | 2020-12-31 | 365 | 11.0339 | 11
8990 | 7.14 | 1 | 2019-12-31 | 2020-12-31 | 365 | 8.3499 | 8
6072 | 10.71 | 1 | 2019-12-31 | 2020-12-31 | 365 | 12.5249 | 12
6076 | 4.845 | 1 | 2019-12-31 | 2020-12-31 | 365 | 5.666 | 5
6080 | 4.59 | 1 | 2019-12-31 | 2020-12-31 | 365 | 5.3678 | 5
6083 | 6 | 1 | 2019-12-31 | 2020-12-31 | 365 | 7.0168 | 7
6084 | 15.81 | 1 | 2019-12-31 | 2020-12-31 | 365 | 18.4892 | 18
8993 | 3.825 | 1 | 2019-12-31 | 2020-12-31 | 365 | 4.4732 | 4
6087 | 8.67 | 1 | 2019-12-31 | 2020-12-31 | 365 | 10.1392 | 10
6091 | 9.69 | 1 | 2019-12-31 | 2020-12-31 | 365 | 11.3321 | 11
8995 | 7.395 | 1 | 2019-12-31 | 2020-12-31 | 365 | 8.6482 | 8
6100 | 13.77 | 1 | 2019-12-31 | 2020-12-31 | 365 | 16.1035 | 16
8996 | 6.12 | 1 | 2019-12-31 | 2020-12-31 | 365 | 7.1571 | 7
6139 | 3.315 | 1 | 2019-12-31 | 2020-12-31 | 365 | 3.8768 | 3
9000 | 10.2 | 1 | 2019-12-31 | 2020-12-31 | 365 | 11.9285 | 11
5954 | 7.65 | 1 | 2019-12-31 | 2020-12-31 | 365 | 8.9464 | 8
6152 | 8.16 | 1 | 2019-12-31 | 2020-12-31 | 365 | 9.5428 | 9
6145 | 6.375 | 1 | 2019-12-31 | 2020-12-31 | 365 | 7.4553 | 7
6156 | 12.24 | 1 | 2019-12-31 | 2020-12-31 | 365 | 14.3142 | 14
6158 | 5.355 | 1 | 2019-12-31 | 2020-12-31 | 365 | 6.2625 | 6
8998 | 8.67 | 1 | 2019-12-31 | 2020-12-31 | 365 | 10.1392 | 10
9003 | 10.965 | 1 | 2019-12-31 | 2020-12-31 | 365 | 12.8231 | 12
9007 | 9.18 | 1 | 2019-12-31 | 2020-12-31 | 365 | 10.7356 | 10
9011 | 5.865 | 1 | 2019-12-31 | 2020-12-31 | 365 | 6.8589 | 6
9016 | 9.18 | 1 | 2019-12-31 | 2020-12-31 | 365 | 10.7356 | 10
9024 | 5.865 | 1 | 2019-12-31 | 2020-12-31 | 365 | 6.8589 | 6
6033 | 10.71 | 1 | 2019-12-31 | 2020-12-31 | 365 | 12.5249 | 12
9033 | 2.55 | 1 | 2019-12-31 | 2020-12-31 | 365 | 2.9821 | 2
9030 | 6.25 | 1 | 2019-12-31 | 2020-12-31 | 365 | 7.3091 | 7
9041 | 3.57 | 1 | 2019-12-31 | 2020-12-31 | 365 | 4.175 | 4
9043 | 6.12 | 1 | 2019-12-31 | 2020-12-31 | 365 | 7.1571 | 7
9051 | 4.75 | 1 | 2019-12-31 | 2020-12-31 | 365 | 5.5549 | 5
9060 | 10.4 | 1 | 2019-12-31 | 2020-12-31 | 365 | 12.1624 | 12
9056 | 8.925 | 1 | 2019-12-31 | 2020-12-31 | 365 | 10.4374 | 10
9063 | 4.08 | 1 | 2019-12-31 | 2020-12-31 | 365 | 4.7714 | 4
9289 | 9.435 | 1 | 2019-12-31 | 2020-12-31 | 365 | 11.0339 | 11
9296 | 7.14 | 1 | 2019-12-31 | 2020-12-31 | 365 | 8.3499 | 8
9310 | 5.865 | 1 | 2019-12-31 | 2020-12-31 | 365 | 6.8589 | 6
9444 | 5.1 | 1 | 2019-12-31 | 2020-12-31 | 365 | 5.9642 | 5
9445 | 4.335 | 1 | 2019-12-31 | 2020-12-31 | 365 | 5.0696 | 5
9448 | 6.12 | 1 | 2019-12-31 | 2020-12-31 | 365 | 7.1571 | 7
9449 | 17.34 | 1 | 2019-12-31 | 2020-12-31 | 365 | 20.2784 | 20
6289 | 6.63 | 1 | 2019-12-31 | 2020-12-31 | 365 | 7.7535 | 7
6081 | 9.5 | 1 | 2019-12-31 | 2020-12-31 | 365 | 11.1099 | 11
6078 | 5.355 | 1 | 2019-12-31 | 2020-12-31 | 365 | 6.2625 | 6
6294 | 11.73 | 1 | 2019-12-31 | 2020-12-31 | 365 | 13.7178 | 13
6295 | 6.885 | 1 | 2019-12-31 | 2020-12-31 | 365 | 8.0517 | 8
5741 | 5.865 | 1 | 2019-12-31 | 2020-12-31 | 365 | 6.8589 | 6
9504 | 13.26 | 1 | 2019-12-31 | 2020-12-31 | 365 | 15.507 | 15
9505 | 11.73 | 1 | 2019-12-31 | 2020-12-31 | 365 | 13.7178 | 13
9528 | 7.14 | 1 | 2019-12-31 | 2020-12-31 | 365 | 8.3499 | 8
9589 | 3.57 | 1 | 2019-12-31 | 2020-12-31 | 365 | 4.175 | 4
9585 | 4.16 | 1 | 2019-12-31 | 2020-12-31 | 365 | 4.865 | 4
9590 | 3.06 | 1 | 2019-12-31 | 2020-12-31 | 365 | 3.5785 | 3
9591 | 9.435 | 1 | 2019-12-31 | 2020-12-31 | 365 | 11.0339 | 11
9606 | 6.375 | 1 | 2019-12-31 | 2020-12-31 | 365 | 7.4553 | 7
9607 | 3.06 | 1 | 2019-12-31 | 2020-12-31 | 365 | 3.5785 | 3
9614 | 10.2 | 1 | 2019-12-31 | 2020-12-31 | 365 | 11.9285 | 11
9617 | 4.59 | 1 | 2019-12-31 | 2020-12-31 | 365 | 5.3678 | 5
9619 | 4.335 | 1 | 2019-12-31 | 2020-12-31 | 365 | 5.0696 | 5
5807 | 8.16 | 1 | 2019-12-31 | 2020-12-31 | 365 | 9.5428 | 9
5844 | 9.18 | 1 | 2019-12-31 | 2020-12-31 | 365 | 10.7356 | 10
5825 | 7.14 | 1 | 2019-12-31 | 2020-12-31 | 365 | 8.3499 | 8
5848 | 7.905 | 1 | 2019-12-31 | 2020-12-31 | 365 | 9.2446 | 9
6094 | 10.71 | 1 | 2019-12-31 | 2020-12-31 | 365 | 12.5249 | 12
5888 | 11.5 | 1 | 2019-12-31 | 2020-12-31 | 365 | 13.4488 | 13
5808 | 7.65 | 1 | 2019-12-31 | 2020-12-31 | 365 | 8.9464 | 8
6086 | 7.395 | 1 | 2019-12-31 | 2020-12-31 | 365 | 8.6482 | 8
6095 | 11.22 | 1 | 2019-12-31 | 2020-12-31 | 365 | 13.1213 | 13
9768 | 3.825 | 1 | 2019-12-31 | 2020-12-31 | 365 | 4.4732 | 4
9771 | 13.005 | 1 | 2019-12-31 | 2020-12-31 | 365 | 15.2088 | 15
9775 | 3.06 | 1 | 2019-12-31 | 2020-12-31 | 365 | 3.5785 | 3
9782 | 3.315 | 1 | 2019-12-31 | 2020-12-31 | 365 | 3.8768 | 3
9788 | 8.16 | 1 | 2019-12-31 | 2020-12-31 | 365 | 9.5428 | 9
6308 | 7.14 | 1 | 2019-12-31 | 2020-12-31 | 365 | 8.3499 | 8
9857 | 6.12 | 1 | 2019-12-31 | 2020-12-31 | 365 | 7.1571 | 7
6307 | 5.1 | 1 | 2019-12-31 | 2020-12-31 | 365 | 5.9642 | 5
9858 | 5.865 | 1 | 2019-12-31 | 2020-12-31 | 365 | 6.8589 | 6
6311 | 4.335 | 1 | 2019-12-31 | 2020-12-31 | 365 | 5.0696 | 5
6333 | 8.415 | 1 | 2019-12-31 | 2020-12-31 | 365 | 9.841 | 9
6089 | 3.57 | 1 | 2019-12-31 | 2020-12-31 | 365 | 4.175 | 4
6366 | 3 | 1 | 2019-12-31 | 2020-12-31 | 365 | 3.5084 | 3
5944 | 14.28 | 1 | 2019-12-31 | 2020-12-31 | 365 | 16.6999 | 16
6399 | 8.67 | 1 | 2019-12-31 | 2020-12-31 | 365 | 10.1392 | 10
9869 | 5 | 1 | 2019-12-31 | 2020-12-31 | 365 | 5.8473 | 5
9901 | 13.005 | 1 | 2019-12-31 | 2020-12-31 | 365 | 15.2088 | 15
9914 | 11.475 | 1 | 2019-12-31 | 2020-12-31 | 365 | 13.4196 | 13
9915 | 6 | 1 | 2019-12-31 | 2020-12-31 | 365 | 7.0168 | 7
9917 | 7.395 | 1 | 2019-12-31 | 2020-12-31 | 365 | 8.6482 | 8
9918 | 4.59 | 1 | 2019-12-31 | 2020-12-31 | 365 | 5.3678 | 5
9381 | 11.475 | 1 | 2019-12-31 | 2020-12-31 | 365 | 13.4196 | 13
9922 | 10.965 | 1 | 2019-12-31 | 2020-12-31 | 365 | 12.8231 | 12
9921 | 7.65 | 1 | 2019-12-31 | 2020-12-31 | 365 | 8.9464 | 8
9951 | 10.455 | 1 | 2019-12-31 | 2020-12-31 | 365 | 12.2267 | 12
8628 | 5 | 1 | 2019-12-31 | 2020-12-31 | 365 | 5.8473 | 5
8976 | 4.59 | 1 | 2019-12-31 | 2020-12-31 | 365 | 5.3678 | 5
9201 | 12.495 | 1 | 2019-12-31 | 2020-12-31 | 365 | 14.6124 | 14
9103 | 5.355 | 1 | 2019-12-31 | 2020-12-31 | 365 | 6.2625 | 6
10050 | 13.77 | 1 | 2019-12-31 | 2020-12-31 | 365 | 16.1035 | 16
10064 | 7.65 | 1 | 2019-12-31 | 2020-12-31 | 365 | 8.9464 | 8
10069 | 11.985 | 1 | 2019-12-31 | 2020-12-31 | 365 | 14.016 | 14
10127 | 6.885 | 1 | 2019-12-31 | 2020-12-31 | 365 | 8.0517 | 8
10131 | 6.885 | 1 | 2019-12-31 | 2020-12-31 | 365 | 8.0517 | 8
10133 | 10.2 | 1 | 2019-12-31 | 2020-12-31 | 365 | 11.9285 | 11
10136 | 4.25 | 1 | 2019-12-31 | 2020-12-31 | 365 | 4.9702 | 4
10146 | 3.825 | 1 | 2019-12-31 | 2020-12-31 | 365 | 4.4732 | 4
6405 | 7.14 | 1 | 2019-12-31 | 2020-12-31 | 365 | 8.3499 | 8
6410 | 4.59 | 1 | 2019-12-31 | 2020-12-31 | 365 | 5.3678 | 5
6411 | 5.355 | 1 | 2019-12-31 | 2020-12-31 | 365 | 6.2625 | 6
10149 | 2.805 | 1 | 2019-12-31 | 2020-12-31 | 365 | 3.2803 | 3
10156 | 5.61 | 1 | 2019-12-31 | 2020-12-31 | 365 | 6.5607 | 6
6490 | 8.16 | 1 | 2019-12-31 | 2020-12-31 | 365 | 9.5428 | 9
6495 | 9.18 | 1 | 2019-12-31 | 2020-12-31 | 365 | 10.7356 | 10
6501 | 7.14 | 1 | 2019-12-31 | 2020-12-31 | 365 | 8.3499 | 8
6503 | 6.25 | 1 | 2019-12-31 | 2020-12-31 | 365 | 7.3091 | 7
6505 | 13.515 | 1 | 2019-12-31 | 2020-12-31 | 365 | 15.8053 | 15
6511 | 5.61 | 1 | 2019-12-31 | 2020-12-31 | 365 | 6.5607 | 6
6512 | 4 | 1 | 2019-12-31 | 2020-12-31 | 365 | 4.6778 | 4
6513 | 13.515 | 1 | 2019-12-31 | 2020-12-31 | 365 | 15.8053 | 15
6516 | 5.355 | 1 | 2019-12-31 | 2020-12-31 | 365 | 6.2625 | 6
6519 | 4.335 | 1 | 2019-12-31 | 2020-12-31 | 365 | 5.0696 | 5
6522 | 7.25 | 1 | 2019-12-31 | 2020-12-31 | 365 | 8.4786 | 8
6523 | 5.355 | 1 | 2019-12-31 | 2020-12-31 | 365 | 6.2625 | 6
6340 | 5.865 | 1 | 2019-12-31 | 2020-12-31 | 365 | 6.8589 | 6
6526 | 2.805 | 1 | 2019-12-31 | 2020-12-31 | 365 | 3.2803 | 3
6527 | 5.1 | 1 | 2019-12-31 | 2020-12-31 | 365 | 5.9642 | 5
6413 | 3.315 | 1 | 2019-12-31 | 2020-12-31 | 365 | 3.8768 | 3
6529 | 5.1 | 1 | 2019-12-31 | 2020-12-31 | 365 | 5.9642 | 5
6530 | 9.18 | 1 | 2019-12-31 | 2020-12-31 | 365 | 10.7356 | 10
5680 | 4.08 | 1 | 2019-12-31 | 2020-12-31 | 365 | 4.7714 | 4
6532 | 7.905 | 1 | 2019-12-31 | 2020-12-31 | 365 | 9.2446 | 9
6536 | 8.48 | 1 | 2019-12-31 | 2020-12-31 | 365 | 9.917 | 9
6537 | 4.335 | 1 | 2019-12-31 | 2020-12-31 | 365 | 5.0696 | 5
6483 | 11.22 | 1 | 2019-12-31 | 2020-12-31 | 365 | 13.1213 | 13
6488 | 3.825 | 1 | 2019-12-31 | 2020-12-31 | 365 | 4.4732 | 4
6350 | 6.12 | 1 | 2019-12-31 | 2020-12-31 | 365 | 7.1571 | 7
6651 | 6.375 | 1 | 2019-12-31 | 2020-12-31 | 365 | 7.4553 | 7
6653 | 10.71 | 1 | 2019-12-31 | 2020-12-31 | 365 | 12.5249 | 12
6654 | 7.65 | 1 | 2019-12-31 | 2020-12-31 | 365 | 8.9464 | 8
6655 | 5.1 | 1 | 2019-12-31 | 2020-12-31 | 365 | 5.9642 | 5
6771 | 13.515 | 1 | 2019-12-31 | 2020-12-31 | 365 | 15.8053 | 15
6775 | 12.495 | 1 | 2019-12-31 | 2020-12-31 | 365 | 14.6124 | 14
6790 | 6.63 | 1 | 2019-12-31 | 2020-12-31 | 365 | 7.7535 | 7
6791 | 3.57 | 1 | 2019-12-31 | 2020-12-31 | 365 | 4.175 | 4
6916 | 3.75 | 1 | 2019-12-31 | 2020-12-31 | 365 | 4.3855 | 4
6938 | 8.16 | 1 | 2019-12-31 | 2020-12-31 | 365 | 9.5428 | 9
6942 | 3.25 | 1 | 2019-12-31 | 2020-12-31 | 365 | 3.8007 | 3
7003 | 10.455 | 1 | 2019-12-31 | 2020-12-31 | 365 | 12.2267 | 12
7009 | 7.14 | 1 | 2019-12-31 | 2020-12-31 | 365 | 8.3499 | 8
7013 | 7.65 | 1 | 2019-12-31 | 2020-12-31 | 365 | 8.9464 | 8
7023 | 3.57 | 1 | 2019-12-31 | 2020-12-31 | 365 | 4.175 | 4
7024 | 5.61 | 1 | 2019-12-31 | 2020-12-31 | 365 | 6.5607 | 6
7026 | 7.65 | 1 | 2019-12-31 | 2020-12-31 | 365 | 8.9464 | 8
7036 | 8.67 | 1 | 2019-12-31 | 2020-12-31 | 365 | 10.1392 | 10
7094 | 6.885 | 1 | 2019-12-31 | 2020-12-31 | 365 | 8.0517 | 8
7136 | 7.65 | 1 | 2019-12-31 | 2020-12-31 | 365 | 8.9464 | 8
7138 | 10.2 | 1 | 2019-12-31 | 2020-12-31 | 365 | 11.9285 | 11
7144 | 6.5 | 1 | 2019-12-31 | 2020-12-31 | 365 | 7.6015 | 7
5386 | 6 | 1 | 2019-12-31 | 2020-12-31 | 365 | 7.0168 | 7
6088 | 8.67 | 1 | 2019-12-31 | 2020-12-31 | 365 | 10.1392 | 10
7126 | 15.3 | 1 | 2019-12-31 | 2020-12-31 | 365 | 17.8927 | 17
5866 | 8.925 | 1 | 2019-12-31 | 2020-12-31 | 365 | 10.4374 | 10
5877 | 11.22 | 1 | 2019-12-31 | 2020-12-31 | 365 | 13.1213 | 13
6191 | 13.77 | 1 | 2019-12-31 | 2020-12-31 | 365 | 16.1035 | 16
6270 | 7.905 | 1 | 2019-12-31 | 2020-12-31 | 365 | 9.2446 | 9
6665 | 14.025 | 1 | 2019-12-31 | 2020-12-31 | 365 | 16.4017 | 16
6720 | 14.79 | 1 | 2019-12-31 | 2020-12-31 | 365 | 17.2963 | 17
6765 | 9.25 | 1 | 2019-12-31 | 2020-12-31 | 365 | 10.8175 | 10
6768 | 9.69 | 1 | 2019-12-31 | 2020-12-31 | 365 | 11.3321 | 11
8500 | 2.94 | 1 | 2019-12-31 | 2020-12-31 | 365 | 3.4382 | 3
7274 | 6.63 | 1 | 2019-12-31 | 2020-12-31 | 365 | 7.7535 | 7
7286 | 13.25 | 1 | 2019-12-31 | 2020-12-31 | 365 | 15.4953 | 15
7288 | 5.1 | 1 | 2019-12-31 | 2020-12-31 | 365 | 5.9642 | 5
6406 | 6.12 | 1 | 2019-12-31 | 2020-12-31 | 365 | 7.1571 | 7
6493 | 9.69 | 1 | 2019-12-31 | 2020-12-31 | 365 | 11.3321 | 11
6735 | 5.355 | 1 | 2019-12-31 | 2020-12-31 | 365 | 6.2625 | 6
7312 | 8.67 | 1 | 2019-12-31 | 2020-12-31 | 365 | 10.1392 | 10
7315 | 7.395 | 1 | 2019-12-31 | 2020-12-31 | 365 | 8.6482 | 8
7355 | 10.455 | 1 | 2019-12-31 | 2020-12-31 | 365 | 12.2267 | 12
7387 | 13.005 | 1 | 2019-12-31 | 2020-12-31 | 365 | 15.2088 | 15
7401 | 4.59 | 1 | 2019-12-31 | 2020-12-31 | 365 | 5.3678 | 5
7409 | 12.495 | 1 | 2019-12-31 | 2020-12-31 | 365 | 14.6124 | 14
7434 | 9.18 | 1 | 2019-12-31 | 2020-12-31 | 365 | 10.7356 | 10
7467 | 6.63 | 1 | 2019-12-31 | 2020-12-31 | 365 | 7.7535 | 7
7323 | 6.12 | 1 | 2019-12-31 | 2020-12-31 | 365 | 7.1571 | 7
6663 | 6.885 | 1 | 2019-12-31 | 2020-12-31 | 365 | 8.0517 | 8
5731 | 2.295 | 1 | 2019-12-31 | 2020-12-31 | 365 | 2.6839 | 2
5573 | 10.5 | 1 | 2019-12-31 | 2020-12-31 | 365 | 12.2793 | 12
5568 | 17.34 | 1 | 2019-12-31 | 2020-12-31 | 365 | 20.2784 | 20
9089 | 7.5 | 1 | 2019-12-31 | 2020-12-31 | 365 | 8.7709 | 8
9208 | 3.57 | 1 | 2019-12-31 | 2020-12-31 | 365 | 4.175 | 4
8322 | 7.395 | 1 | 2019-12-31 | 2020-12-31 | 365 | 8.6482 | 8
8485 | 13.005 | 1 | 2019-12-31 | 2020-12-31 | 365 | 15.2088 | 15
8775 | 6.12 | 1 | 2019-12-31 | 2020-12-31 | 365 | 7.1571 | 7
8781 | 4.75 | 1 | 2019-12-31 | 2020-12-31 | 365 | 5.5549 | 5
7546 | 6.375 | 1 | 2019-12-31 | 2020-12-31 | 365 | 7.4553 | 7
7637 | 8.415 | 1 | 2019-12-31 | 2020-12-31 | 365 | 9.841 | 9
7556 | 6.63 | 1 | 2019-12-31 | 2020-12-31 | 365 | 7.7535 | 7
7647 | 11.985 | 1 | 2019-12-31 | 2020-12-31 | 365 | 14.016 | 14
7651 | 11.22 | 1 | 2019-12-31 | 2020-12-31 | 365 | 13.1213 | 13
7736 | 4.08 | 1 | 2019-12-31 | 2020-12-31 | 365 | 4.7714 | 4
7738 | 3.06 | 1 | 2019-12-31 | 2020-12-31 | 365 | 3.5785 | 3
7430 | 5.61 | 1 | 2019-12-31 | 2020-12-31 | 365 | 6.5607 | 6
7741 | 7.395 | 1 | 2019-12-31 | 2020-12-31 | 365 | 8.6482 | 8
7754 | 8.67 | 1 | 2019-12-31 | 2020-12-31 | 365 | 10.1392 | 10
7759 | 11.475 | 1 | 2019-12-31 | 2020-12-31 | 365 | 13.4196 | 13
7774 | 5.865 | 1 | 2019-12-31 | 2020-12-31 | 365 | 6.8589 | 6
7780 | 10.71 | 1 | 2019-12-31 | 2020-12-31 | 365 | 12.5249 | 12
7853 | 3 | 1 | 2019-12-31 | 2020-12-31 | 365 | 3.5084 | 3
7856 | 3.57 | 1 | 2019-12-31 | 2020-12-31 | 365 | 4.175 | 4
7742 | 4.59 | 1 | 2019-12-31 | 2020-12-31 | 365 | 5.3678 | 5
8125 | 10.455 | 1 | 2019-12-31 | 2020-12-31 | 365 | 12.2267 | 12
8128 | 11.22 | 1 | 2019-12-31 | 2020-12-31 | 365 | 13.1213 | 13
8133 | 9.945 | 1 | 2019-12-31 | 2020-12-31 | 365 | 11.6303 | 11
8134 | 7.395 | 1 | 2019-12-31 | 2020-12-31 | 365 | 8.6482 | 8
8181 | 12.495 | 1 | 2019-12-31 | 2020-12-31 | 365 | 14.6124 | 14
7140 | 19 | 1 | 2019-12-31 | 2020-12-31 | 365 | 22.2197 | 22
8223 | 12.25 | 1 | 2019-12-31 | 2020-12-31 | 365 | 14.3259 | 14
8228 | 11.475 | 1 | 2019-12-31 | 2020-12-31 | 365 | 13.4196 | 13
8305 | 11.25 | 1 | 2019-12-31 | 2020-12-31 | 365 | 13.1564 | 13
8312 | 6.63 | 1 | 2019-12-31 | 2020-12-31 | 365 | 7.7535 | 7
8368 | 6.63 | 1 | 2019-12-31 | 2020-12-31 | 365 | 7.7535 | 7
8400 | 6.885 | 1 | 2019-12-31 | 2020-12-31 | 365 | 8.0517 | 8
8403 | 4.08 | 1 | 2019-12-31 | 2020-12-31 | 365 | 4.7714 | 4
8415 | 4.59 | 1 | 2019-12-31 | 2020-12-31 | 365 | 5.3678 | 5
8595 | 6.885 | 1 | 2019-12-31 | 2020-12-31 | 365 | 8.0517 | 8
8601 | 8.16 | 1 | 2019-12-31 | 2020-12-31 | 365 | 9.5428 | 9
8597 | 5.355 | 1 | 2019-12-31 | 2020-12-31 | 365 | 6.2625 | 6
8623 | 10.2 | 1 | 2019-12-31 | 2020-12-31 | 365 | 11.9285 | 11
8629 | 4.75 | 1 | 2019-12-31 | 2020-12-31 | 365 | 5.5549 | 5
8634 | 4.59 | 1 | 2019-12-31 | 2020-12-31 | 365 | 5.3678 | 5
8503 | 3.315 | 1 | 2019-12-31 | 2020-12-31 | 365 | 3.8768 | 3
8670 | 9.945 | 1 | 2019-12-31 | 2020-12-31 | 365 | 11.6303 | 11
8676 | 13.005 | 1 | 2019-12-31 | 2020-12-31 | 365 | 15.2088 | 15
8684 | 4.59 | 1 | 2019-12-31 | 2020-12-31 | 365 | 5.3678 | 5
8770 | 13.26 | 1 | 2019-12-31 | 2020-12-31 | 365 | 15.507 | 15
7431 | 4.845 | 1 | 2019-12-31 | 2020-12-31 | 365 | 5.666 | 5
8859 | 4.335 | 1 | 2019-12-31 | 2020-12-31 | 365 | 5.0696 | 5
8861 | 7.65 | 1 | 2019-12-31 | 2020-12-31 | 365 | 8.9464 | 8
8851 | 4.845 | 1 | 2019-12-31 | 2020-12-31 | 365 | 5.666 | 5
7559 | 9.435 | 1 | 2019-12-31 | 2020-12-31 | 365 | 11.0339 | 11
8992 | 14.79 | 1 | 2019-12-31 | 2020-12-31 | 365 | 17.2963 | 17
9046 | 11.475 | 1 | 2019-12-31 | 2020-12-31 | 365 | 13.4196 | 13
9592 | 13.005 | 1 | 2019-12-31 | 2020-12-31 | 365 | 15.2088 | 15
8920 | 12.75 | 1 | 2019-12-31 | 2020-12-31 | 365 | 14.9106 | 14
6404 | 10.965 | 1 | 2019-12-31 | 2020-12-31 | 365 | 12.8231 | 12
8948 | 5.865 | 1 | 2019-12-31 | 2020-12-31 | 365 | 6.8589 | 6
8952 | 4.59 | 1 | 2019-12-31 | 2020-12-31 | 365 | 5.3678 | 5
8957 | 6.5 | 1 | 2019-12-31 | 2020-12-31 | 365 | 7.6015 | 7
8959 | 11.985 | 1 | 2019-12-31 | 2020-12-31 | 365 | 14.016 | 14
8963 | 4.25 | 1 | 2019-12-31 | 2020-12-31 | 365 | 4.9702 | 4
8961 | 11.475 | 1 | 2019-12-31 | 2020-12-31 | 365 | 13.4196 | 13
9335 | 5.61 | 1 | 2019-12-31 | 2020-12-31 | 365 | 6.5607 | 6
9367 | 8.16 | 1 | 2019-12-31 | 2020-12-31 | 365 | 9.5428 | 9
9370 | 16.32 | 1 | 2019-12-31 | 2020-12-31 | 365 | 19.0856 | 19
9377 | 6.12 | 1 | 2019-12-31 | 2020-12-31 | 365 | 7.1571 | 7
9379 | 3.57 | 1 | 2019-12-31 | 2020-12-31 | 365 | 4.175 | 4
9618 | 3.06 | 1 | 2019-12-31 | 2020-12-31 | 365 | 3.5785 | 3
9625 | 7.65 | 1 | 2019-12-31 | 2020-12-31 | 365 | 8.9464 | 8
9632 | 4.335 | 1 | 2019-12-31 | 2020-12-31 | 365 | 5.0696 | 5
9633 | 7.905 | 1 | 2019-12-31 | 2020-12-31 | 365 | 9.2446 | 9
9679 | 4.335 | 1 | 2019-12-31 | 2020-12-31 | 365 | 5.0696 | 5
9681 | 10.455 | 1 | 2019-12-31 | 2020-12-31 | 365 | 12.2267 | 12
9689 | 4.335 | 1 | 2019-12-31 | 2020-12-31 | 365 | 5.0696 | 5
9684 | 11.985 | 1 | 2019-12-31 | 2020-12-31 | 365 | 14.016 | 14
9696 | 6.885 | 1 | 2019-12-31 | 2020-12-31 | 365 | 8.0517 | 8
9704 | 9.69 | 1 | 2019-12-31 | 2020-12-31 | 365 | 11.3321 | 11
9750 | 5.61 | 1 | 2019-12-31 | 2020-12-31 | 365 | 6.5607 | 6
9755 | 6.12 | 1 | 2019-12-31 | 2020-12-31 | 365 | 7.1571 | 7
9761 | 2.55 | 1 | 2019-12-31 | 2020-12-31 | 365 | 2.9821 | 2
9763 | 10.965 | 1 | 2019-12-31 | 2020-12-31 | 365 | 12.8231 | 12
9456 | 13.26 | 1 | 2019-12-31 | 2020-12-31 | 365 | 15.507 | 15
9459 | 5.865 | 1 | 2019-12-31 | 2020-12-31 | 365 | 6.8589 | 6
9461 | 8.67 | 1 | 2019-12-31 | 2020-12-31 | 365 | 10.1392 | 10
13963 | 3.5 | 1 | 2019-12-31 | 2020-12-31 | 365 | 4.0931 | 4
13982 | 10.965 | 1 | 2019-12-31 | 2020-12-31 | 365 | 12.8231 | 12
17201 | 9.945 | 1 | 2019-12-31 | 2020-12-31 | 365 | 11.6303 | 11
13998 | 10.2 | 1 | 2019-12-31 | 2020-12-31 | 365 | 11.9285 | 11
17219 | 7.65 | 1 | 2019-12-31 | 2020-12-31 | 365 | 8.9464 | 8
14026 | 7.65 | 1 | 2019-12-31 | 2020-12-31 | 365 | 8.9464 | 8
14028 | 9.435 | 1 | 2019-12-31 | 2020-12-31 | 365 | 11.0339 | 11
14048 | 2.86 | 1 | 2019-12-31 | 2020-12-31 | 365 | 3.3447 | 3
17208 | 4.59 | 1 | 2019-12-31 | 2020-12-31 | 365 | 5.3678 | 5
14116 | 2.55 | 1 | 2019-12-31 | 2020-12-31 | 365 | 2.9821 | 2
18312 | 3 | 1 | 2019-12-31 | 2020-12-31 | 365 | 3.5084 | 3
13974 | 2.55 | 1 | 2019-12-31 | 2020-12-31 | 365 | 2.9821 | 2
14021 | 5.865 | 1 | 2019-12-31 | 2020-12-31 | 365 | 6.8589 | 6
14047 | 6.375 | 1 | 2019-12-31 | 2020-12-31 | 365 | 7.4553 | 7
14014 | 8.16 | 1 | 2019-12-31 | 2020-12-31 | 365 | 9.5428 | 9
13987 | 2.55 | 1 | 2019-12-31 | 2020-12-31 | 365 | 2.9821 | 2
17216 | 4.59 | 1 | 2019-12-31 | 2020-12-31 | 365 | 5.3678 | 5
53872 | 4.5 | 1 | 2019-12-31 | 2020-12-31 | 365 | 5.2626 | 5
15247 | 5.72 | 1 | 2019-12-31 | 2020-12-31 | 365 | 6.6893 | 6
13993 | 7.65 | 1 | 2019-12-31 | 2020-12-31 | 365 | 8.9464 | 8
67330 | 9.1 | 1 | 2019-12-31 | 2020-12-31 | 365 | 10.6421 | 10
15076 | 4.68 | 1 | 2019-12-31 | 2020-12-31 | 365 | 5.4731 | 5
14049 | 3.06 | 1 | 2019-12-31 | 2020-12-31 | 365 | 3.5785 | 3
14130 | 2.6 | 1 | 2019-12-31 | 2020-12-31 | 365 | 3.0406 | 3
17222 | 5.98 | 1 | 2019-12-31 | 2020-12-31 | 365 | 6.9934 | 6
20867 | 3.57 | 1 | 2019-12-31 | 2020-12-31 | 365 | 4.175 | 4
20240 | 11.44 | 1 | 2019-12-31 | 2020-12-31 | 365 | 13.3786 | 13
17191 | 3.06 | 1 | 2019-12-31 | 2020-12-31 | 365 | 3.5785 | 3
14003 | 7.14 | 1 | 2019-12-31 | 2020-12-31 | 365 | 8.3499 | 8
14008 | 5.355 | 1 | 2019-12-31 | 2020-12-31 | 365 | 6.2625 | 6
14041 | 6.12 | 1 | 2019-12-31 | 2020-12-31 | 365 | 7.1571 | 7
9979 | 5.865 | 1 | 2019-12-31 | 2020-12-31 | 365 | 6.8589 | 6
9990 | 6.885 | 1 | 2019-12-31 | 2020-12-31 | 365 | 8.0517 | 8
10038 | 4.59 | 1 | 2019-12-31 | 2020-12-31 | 365 | 5.3678 | 5
9092 | 5.5 | 1 | 2019-12-31 | 2020-12-31 | 365 | 6.432 | 6
9088 | 5.1 | 1 | 2019-12-31 | 2020-12-31 | 365 | 5.9642 | 5
9099 | 12.5 | 1 | 2019-12-31 | 2020-12-31 | 365 | 14.6182 | 14
9093 | 3.06 | 1 | 2019-12-31 | 2020-12-31 | 365 | 3.5785 | 3
9107 | 5.355 | 1 | 2019-12-31 | 2020-12-31 | 365 | 6.2625 | 6
9111 | 9.69 | 1 | 2019-12-31 | 2020-12-31 | 365 | 11.3321 | 11
9112 | 6.12 | 1 | 2019-12-31 | 2020-12-31 | 365 | 7.1571 | 7
9114 | 5.61 | 1 | 2019-12-31 | 2020-12-31 | 365 | 6.5607 | 6
9115 | 11.73 | 1 | 2019-12-31 | 2020-12-31 | 365 | 13.7178 | 13
9121 | 2.55 | 1 | 2019-12-31 | 2020-12-31 | 365 | 2.9821 | 2
9122 | 13.26 | 1 | 2019-12-31 | 2020-12-31 | 365 | 15.507 | 15
9133 | 7.65 | 1 | 2019-12-31 | 2020-12-31 | 365 | 8.9464 | 8
9129 | 7.905 | 1 | 2019-12-31 | 2020-12-31 | 365 | 9.2446 | 9
9148 | 9.435 | 1 | 2019-12-31 | 2020-12-31 | 365 | 11.0339 | 11
9136 | 6.885 | 1 | 2019-12-31 | 2020-12-31 | 365 | 8.0517 | 8
9692 | 8.58 | 1 | 2019-12-31 | 2020-12-31 | 365 | 10.034 | 10
9765 | 5.46 | 1 | 2019-12-31 | 2020-12-31 | 365 | 6.3853 | 6
9773 | 10.92 | 1 | 2019-12-31 | 2020-12-31 | 365 | 12.7705 | 12
9862 | 8.32 | 1 | 2019-12-31 | 2020-12-31 | 365 | 9.7299 | 9
9593 | 8.32 | 1 | 2019-12-31 | 2020-12-31 | 365 | 9.7299 | 9
9227 | 3.315 | 1 | 2019-12-31 | 2020-12-31 | 365 | 3.8768 | 3
9229 | 6.63 | 1 | 2019-12-31 | 2020-12-31 | 365 | 7.7535 | 7
9238 | 7.395 | 1 | 2019-12-31 | 2020-12-31 | 365 | 8.6482 | 8
9240 | 9.18 | 1 | 2019-12-31 | 2020-12-31 | 365 | 10.7356 | 10
9242 | 5.355 | 1 | 2019-12-31 | 2020-12-31 | 365 | 6.2625 | 6
9253 | 7.395 | 1 | 2019-12-31 | 2020-12-31 | 365 | 8.6482 | 8
2213 | 46.795 | 0.9 | 2019-12-31 | 2020-12-31 | 365 | 49.2524 | 49
9258 | 3.825 | 1 | 2019-12-31 | 2020-12-31 | 365 | 4.4732 | 4
9256 | 4.845 | 1 | 2019-12-31 | 2020-12-31 | 365 | 5.666 | 5
9260 | 2.805 | 1 | 2019-12-31 | 2020-12-31 | 365 | 3.2803 | 3
2215 | 71.4 | 0.9 | 2019-12-31 | 2020-12-31 | 365 | 75.1495 | 75
2216 | 153.51 | 0.9 | 2019-12-31 | 2020-12-31 | 365 | 161.5714 | 161
9261 | 6.12 | 1 | 2019-12-31 | 2020-12-31 | 365 | 7.1571 | 7
9255 | 5.355 | 1 | 2019-12-31 | 2020-12-31 | 365 | 6.2625 | 6
10130 | 4.16 | 1 | 2019-12-31 | 2020-12-31 | 365 | 4.865 | 4
9266 | 6.095 | 1 | 2019-12-31 | 2020-12-31 | 365 | 7.1279 | 7
9267 | 6.12 | 1 | 2019-12-31 | 2020-12-31 | 365 | 7.1571 | 7
9447 | 6.12 | 1 | 2019-12-31 | 2020-12-31 | 365 | 7.1571 | 7
9615 | 4.335 | 1 | 2019-12-31 | 2020-12-31 | 365 | 5.0696 | 5
9272 | 12.75 | 1 | 2019-12-31 | 2020-12-31 | 365 | 14.9106 | 14
5943 | 5.1 | 1 | 2019-12-31 | 2020-12-31 | 365 | 5.9642 | 5
5747 | 5.1 | 1 | 2019-12-31 | 2020-12-31 | 365 | 5.9642 | 5
5742 | 4.25 | 1 | 2019-12-31 | 2020-12-31 | 365 | 4.9702 | 4
9285 | 6.63 | 1 | 2019-12-31 | 2020-12-31 | 365 | 7.7535 | 7
9954 | 13.78 | 1 | 2019-12-31 | 2020-12-31 | 365 | 16.1152 | 16
9957 | 7.905 | 1 | 2019-12-31 | 2020-12-31 | 365 | 9.2446 | 9
9226 | 11.7 | 1 | 2019-12-31 | 2020-12-31 | 365 | 13.6827 | 13
9960 | 10.2 | 1 | 2019-12-31 | 2020-12-31 | 365 | 11.9285 | 11
10076 | 6.375 | 1 | 2019-12-31 | 2020-12-31 | 365 | 7.4553 | 7
10082 | 8.16 | 1 | 2019-12-31 | 2020-12-31 | 365 | 9.5428 | 9
9281 | 2.04 | 1 | 2019-12-31 | 2020-12-31 | 365 | 2.3857 | 2
12304 | 7.65 | 1 | 2019-12-31 | 2020-12-31 | 365 | 8.9464 | 8
10115 | 6.75 | 1 | 2019-12-31 | 2020-12-31 | 365 | 7.8939 | 7
10112 | 7.905 | 1 | 2019-12-31 | 2020-12-31 | 365 | 9.2446 | 9
9923 | 5.355 | 1 | 2019-12-31 | 2020-12-31 | 365 | 6.2625 | 6
9924 | 11.475 | 1 | 2019-12-31 | 2020-12-31 | 365 | 13.4196 | 13
10121 | 9.435 | 1 | 2019-12-31 | 2020-12-31 | 365 | 11.0339 | 11
9473 | 5.1 | 1 | 2019-12-31 | 2020-12-31 | 365 | 5.9642 | 5
10161 | 4.25 | 1 | 2019-12-31 | 2020-12-31 | 365 | 4.9702 | 4
10166 | 2.55 | 1 | 2019-12-31 | 2020-12-31 | 365 | 2.9821 | 2
10167 | 2.295 | 1 | 2019-12-31 | 2020-12-31 | 365 | 2.6839 | 2
10226 | 11.475 | 1 | 2019-12-31 | 2020-12-31 | 365 | 13.4196 | 13
10324 | 8.16 | 1 | 2019-12-31 | 2020-12-31 | 365 | 9.5428 | 9
10231 | 7.395 | 1 | 2019-12-31 | 2020-12-31 | 365 | 8.6482 | 8
10320 | 4.845 | 1 | 2019-12-31 | 2020-12-31 | 365 | 5.666 | 5
10239 | 9.1 | 1 | 2019-12-31 | 2020-12-31 | 365 | 10.6421 | 10
10241 | 6.36 | 1 | 2019-12-31 | 2020-12-31 | 365 | 7.4378 | 7
10317 | 4.94 | 1 | 2019-12-31 | 2020-12-31 | 365 | 5.7771 | 5
10244 | 10.66 | 1 | 2019-12-31 | 2020-12-31 | 365 | 12.4664 | 12
10245 | 10.66 | 1 | 2019-12-31 | 2020-12-31 | 365 | 12.4664 | 12
10247 | 15.3 | 1 | 2019-12-31 | 2020-12-31 | 365 | 17.8927 | 17
10248 | 17.595 | 1 | 2019-12-31 | 2020-12-31 | 365 | 20.5766 | 20
10249 | 8.67 | 1 | 2019-12-31 | 2020-12-31 | 365 | 10.1392 | 10
10174 | 6.76 | 1 | 2019-12-31 | 2020-12-31 | 365 | 7.9055 | 7
10175 | 10.455 | 1 | 2019-12-31 | 2020-12-31 | 365 | 12.2267 | 12
10177 | 6.885 | 1 | 2019-12-31 | 2020-12-31 | 365 | 8.0517 | 8
10179 | 6.885 | 1 | 2019-12-31 | 2020-12-31 | 365 | 8.0517 | 8
10180 | 5.61 | 1 | 2019-12-31 | 2020-12-31 | 365 | 6.5607 | 6
10181 | 6.375 | 1 | 2019-12-31 | 2020-12-31 | 365 | 7.4553 | 7
7586 | 5 | 1 | 2019-12-31 | 2020-12-31 | 365 | 5.8473 | 5
7565 | 13.25 | 1 | 2019-12-31 | 2020-12-31 | 365 | 15.4953 | 15
7588 | 3.57 | 1 | 2019-12-31 | 2020-12-31 | 365 | 4.175 | 4
7589 | 10.2 | 1 | 2019-12-31 | 2020-12-31 | 365 | 11.9285 | 11
10184 | 4.845 | 1 | 2019-12-31 | 2020-12-31 | 365 | 5.666 | 5
10334 | 6.24 | 1 | 2019-12-31 | 2020-12-31 | 365 | 7.2974 | 7
10347 | 4.77 | 1 | 2019-12-31 | 2020-12-31 | 365 | 5.5783 | 5
10349 | 4.335 | 1 | 2019-12-31 | 2020-12-31 | 365 | 5.0696 | 5
10353 | 6.885 | 1 | 2019-12-31 | 2020-12-31 | 365 | 8.0517 | 8
10662 | 2.75 | 1 | 2019-12-31 | 2020-12-31 | 365 | 3.216 | 3
10661 | 8.415 | 1 | 2019-12-31 | 2020-12-31 | 365 | 9.841 | 9
10668 | 6.24 | 1 | 2019-12-31 | 2020-12-31 | 365 | 7.2974 | 7
10658 | 8.415 | 1 | 2019-12-31 | 2020-12-31 | 365 | 9.841 | 9
10666 | 10.2 | 1 | 2019-12-31 | 2020-12-31 | 365 | 11.9285 | 11
10664 | 9.36 | 1 | 2019-12-31 | 2020-12-31 | 365 | 10.9461 | 10
10670 | 4.59 | 1 | 2019-12-31 | 2020-12-31 | 365 | 5.3678 | 5
10671 | 11.73 | 1 | 2019-12-31 | 2020-12-31 | 365 | 13.7178 | 13
10655 | 9.62 | 1 | 2019-12-31 | 2020-12-31 | 365 | 11.2502 | 11
10620 | 4.845 | 1 | 2019-12-31 | 2020-12-31 | 365 | 5.666 | 5
6093 | 8.67 | 1 | 2019-12-31 | 2020-12-31 | 365 | 10.1392 | 10
10214 | 2.805 | 1 | 2019-12-31 | 2020-12-31 | 365 | 3.2803 | 3
10638 | 6.24 | 1 | 2019-12-31 | 2020-12-31 | 365 | 7.2974 | 7
10659 | 2.75 | 1 | 2019-12-31 | 2020-12-31 | 365 | 3.216 | 3
10669 | 10.4 | 1 | 2019-12-31 | 2020-12-31 | 365 | 12.1624 | 12
10327 | 4.845 | 1 | 2019-12-31 | 2020-12-31 | 365 | 5.666 | 5
10665 | 9.435 | 1 | 2019-12-31 | 2020-12-31 | 365 | 11.0339 | 11
10660 | 8.925 | 1 | 2019-12-31 | 2020-12-31 | 365 | 10.4374 | 10
10473 | 7.65 | 1 | 2019-12-31 | 2020-12-31 | 365 | 8.9464 | 8
10476 | 6.885 | 1 | 2019-12-31 | 2020-12-31 | 365 | 8.0517 | 8
10479 | 7.905 | 1 | 2019-12-31 | 2020-12-31 | 365 | 9.2446 | 9
10250 | 3.06 | 1 | 2019-12-31 | 2020-12-31 | 365 | 3.5785 | 3
10481 | 7.54 | 1 | 2019-12-31 | 2020-12-31 | 365 | 8.8177 | 8
10251 | 7.65 | 1 | 2019-12-31 | 2020-12-31 | 365 | 8.9464 | 8
10484 | 3.64 | 1 | 2019-12-31 | 2020-12-31 | 365 | 4.2568 | 4
10486 | 8.32 | 1 | 2019-12-31 | 2020-12-31 | 365 | 9.7299 | 9
10489 | 9.69 | 1 | 2019-12-31 | 2020-12-31 | 365 | 11.3321 | 11
10495 | 3.06 | 1 | 2019-12-31 | 2020-12-31 | 365 | 3.5785 | 3
10499 | 7.395 | 1 | 2019-12-31 | 2020-12-31 | 365 | 8.6482 | 8
10155 | 6.12 | 1 | 2019-12-31 | 2020-12-31 | 365 | 7.1571 | 7
10170 | 5.1 | 1 | 2019-12-31 | 2020-12-31 | 365 | 5.9642 | 5
10585 | 3.12 | 1 | 2019-12-31 | 2020-12-31 | 365 | 3.6487 | 3
10591 | 3.06 | 1 | 2019-12-31 | 2020-12-31 | 365 | 3.5785 | 3
10596 | 10.4 | 1 | 2019-12-31 | 2020-12-31 | 365 | 12.1624 | 12
10600 | 6.885 | 1 | 2019-12-31 | 2020-12-31 | 365 | 8.0517 | 8
10601 | 3.64 | 1 | 2019-12-31 | 2020-12-31 | 365 | 4.2568 | 4
10615 | 3.825 | 1 | 2019-12-31 | 2020-12-31 | 365 | 4.4732 | 4
10258 | 5.1 | 1 | 2019-12-31 | 2020-12-31 | 365 | 5.9642 | 5
10673 | 3.38 | 1 | 2019-12-31 | 2020-12-31 | 365 | 3.9528 | 3
10702 | 6.12 | 1 | 2019-12-31 | 2020-12-31 | 365 | 7.1571 | 7
10706 | 7.905 | 1 | 2019-12-31 | 2020-12-31 | 365 | 9.2446 | 9
10713 | 3.825 | 1 | 2019-12-31 | 2020-12-31 | 365 | 4.4732 | 4
10715 | 7.02 | 1 | 2019-12-31 | 2020-12-31 | 365 | 8.2096 | 8
10716 | 5.98 | 1 | 2019-12-31 | 2020-12-31 | 365 | 6.9934 | 6
10727 | 4.25 | 1 | 2019-12-31 | 2020-12-31 | 365 | 4.9702 | 4
10488 | 11.44 | 1 | 2019-12-31 | 2020-12-31 | 365 | 13.3786 | 13
10678 | 8.32 | 1 | 2019-12-31 | 2020-12-31 | 365 | 9.7299 | 9
10846 | 6.5 | 1 | 2019-12-31 | 2020-12-31 | 365 | 7.6015 | 7
10849 | 10.2 | 1 | 2019-12-31 | 2020-12-31 | 365 | 11.9285 | 11
10850 | 8.415 | 1 | 2019-12-31 | 2020-12-31 | 365 | 9.841 | 9
10851 | 3.06 | 1 | 2019-12-31 | 2020-12-31 | 365 | 3.5785 | 3
10853 | 5.61 | 1 | 2019-12-31 | 2020-12-31 | 365 | 6.5607 | 6
10858 | 9.69 | 1 | 2019-12-31 | 2020-12-31 | 365 | 11.3321 | 11
10304 | 13 | 1 | 2019-12-31 | 2020-12-31 | 365 | 15.203 | 15
10866 | 4.845 | 1 | 2019-12-31 | 2020-12-31 | 365 | 5.666 | 5
10884 | 5.72 | 1 | 2019-12-31 | 2020-12-31 | 365 | 6.6893 | 6
10885 | 5.865 | 1 | 2019-12-31 | 2020-12-31 | 365 | 6.8589 | 6
10887 | 6.885 | 1 | 2019-12-31 | 2020-12-31 | 365 | 8.0517 | 8
11194 | 4.59 | 1 | 2019-12-31 | 2020-12-31 | 365 | 5.3678 | 5
11193 | 3.315 | 1 | 2019-12-31 | 2020-12-31 | 365 | 3.8768 | 3
11180 | 11.44 | 1 | 2019-12-31 | 2020-12-31 | 365 | 13.3786 | 13
11188 | 9.18 | 1 | 2019-12-31 | 2020-12-31 | 365 | 10.7356 | 10
10901 | 3.38 | 1 | 2019-12-31 | 2020-12-31 | 365 | 3.9528 | 3
11175 | 4.08 | 1 | 2019-12-31 | 2020-12-31 | 365 | 4.7714 | 4
10384 | 4.08 | 1 | 2019-12-31 | 2020-12-31 | 365 | 4.7714 | 4
10385 | 12.74 | 1 | 2019-12-31 | 2020-12-31 | 365 | 14.8989 | 14
10388 | 3.38 | 1 | 2019-12-31 | 2020-12-31 | 365 | 3.9528 | 3
6732 | 3.825 | 1 | 2019-12-31 | 2020-12-31 | 365 | 4.4732 | 4
10906 | 8.84 | 1 | 2019-12-31 | 2020-12-31 | 365 | 10.338 | 10
10908 | 7.395 | 1 | 2019-12-31 | 2020-12-31 | 365 | 8.6482 | 8
10910 | 9.88 | 1 | 2019-12-31 | 2020-12-31 | 365 | 11.5543 | 11
10408 | 10.92 | 1 | 2019-12-31 | 2020-12-31 | 365 | 12.7705 | 12
10911 | 3.12 | 1 | 2019-12-31 | 2020-12-31 | 365 | 3.6487 | 3
10918 | 11.96 | 1 | 2019-12-31 | 2020-12-31 | 365 | 13.9867 | 13
10420 | 4.505 | 1 | 2019-12-31 | 2020-12-31 | 365 | 5.2684 | 5
10423 | 9.62 | 1 | 2019-12-31 | 2020-12-31 | 365 | 11.2502 | 11
10426 | 4.08 | 1 | 2019-12-31 | 2020-12-31 | 365 | 4.7714 | 4
8051 | 8.415 | 1 | 2019-12-31 | 2020-12-31 | 365 | 9.841 | 9
10433 | 9.54 | 1 | 2019-12-31 | 2020-12-31 | 365 | 11.1566 | 11
10437 | 4.845 | 1 | 2019-12-31 | 2020-12-31 | 365 | 5.666 | 5
10465 | 6.12 | 1 | 2019-12-31 | 2020-12-31 | 365 | 7.1571 | 7
10466 | 4.59 | 1 | 2019-12-31 | 2020-12-31 | 365 | 5.3678 | 5
10468 | 3.06 | 1 | 2019-12-31 | 2020-12-31 | 365 | 3.5785 | 3
10624 | 5.865 | 1 | 2019-12-31 | 2020-12-31 | 365 | 6.8589 | 6
10344 | 10.2 | 1 | 2019-12-31 | 2020-12-31 | 365 | 11.9285 | 11
10608 | 5.75 | 1 | 2019-12-31 | 2020-12-31 | 365 | 6.7244 | 6
10643 | 5.61 | 1 | 2019-12-31 | 2020-12-31 | 365 | 6.5607 | 6
10640 | 7.14 | 1 | 2019-12-31 | 2020-12-31 | 365 | 8.3499 | 8
10644 | 10.14 | 1 | 2019-12-31 | 2020-12-31 | 365 | 11.8583 | 11
10635 | 9.88 | 1 | 2019-12-31 | 2020-12-31 | 365 | 11.5543 | 11
10634 | 7.65 | 1 | 2019-12-31 | 2020-12-31 | 365 | 8.9464 | 8
10647 | 7 | 1 | 2019-12-31 | 2020-12-31 | 365 | 8.1862 | 8
10641 | 7.65 | 1 | 2019-12-31 | 2020-12-31 | 365 | 8.9464 | 8
10639 | 7.54 | 1 | 2019-12-31 | 2020-12-31 | 365 | 8.8177 | 8
10632 | 4.16 | 1 | 2019-12-31 | 2020-12-31 | 365 | 4.865 | 4
10628 | 5.1 | 1 | 2019-12-31 | 2020-12-31 | 365 | 5.9642 | 5
10630 | 5.61 | 1 | 2019-12-31 | 2020-12-31 | 365 | 6.5607 | 6
10633 | 7.65 | 1 | 2019-12-31 | 2020-12-31 | 365 | 8.9464 | 8
10631 | 4.845 | 1 | 2019-12-31 | 2020-12-31 | 365 | 5.666 | 5
10629 | 6.63 | 1 | 2019-12-31 | 2020-12-31 | 365 | 7.7535 | 7
10625 | 11.475 | 1 | 2019-12-31 | 2020-12-31 | 365 | 13.4196 | 13
10627 | 5.355 | 1 | 2019-12-31 | 2020-12-31 | 365 | 6.2625 | 6
10653 | 9.435 | 1 | 2019-12-31 | 2020-12-31 | 365 | 11.0339 | 11
10616 | 10.965 | 1 | 2019-12-31 | 2020-12-31 | 365 | 12.8231 | 12
10672 | 2.805 | 1 | 2019-12-31 | 2020-12-31 | 365 | 3.2803 | 3
10663 | 6.76 | 1 | 2019-12-31 | 2020-12-31 | 365 | 7.9055 | 7
10667 | 3.9 | 1 | 2019-12-31 | 2020-12-31 | 365 | 4.5609 | 4
10497 | 3.825 | 1 | 2019-12-31 | 2020-12-31 | 365 | 4.4732 | 4
10501 | 3.315 | 1 | 2019-12-31 | 2020-12-31 | 365 | 3.8768 | 3
10504 | 4.335 | 1 | 2019-12-31 | 2020-12-31 | 365 | 5.0696 | 5
10505 | 5.355 | 1 | 2019-12-31 | 2020-12-31 | 365 | 6.2625 | 6
10508 | 8.16 | 1 | 2019-12-31 | 2020-12-31 | 365 | 9.5428 | 9
10510 | 6.375 | 1 | 2019-12-31 | 2020-12-31 | 365 | 7.4553 | 7
10512 | 10.965 | 1 | 2019-12-31 | 2020-12-31 | 365 | 12.8231 | 12
10514 | 6.12 | 1 | 2019-12-31 | 2020-12-31 | 365 | 7.1571 | 7
10519 | 8.58 | 1 | 2019-12-31 | 2020-12-31 | 365 | 10.034 | 10
10531 | 4.59 | 1 | 2019-12-31 | 2020-12-31 | 365 | 5.3678 | 5
10532 | 3.64 | 1 | 2019-12-31 | 2020-12-31 | 365 | 4.2568 | 4
10533 | 3.9 | 1 | 2019-12-31 | 2020-12-31 | 365 | 4.5609 | 4
11310 | 4.75 | 1 | 2019-12-31 | 2020-12-31 | 365 | 5.5549 | 5
11364 | 2.5 | 1 | 2019-12-31 | 2020-12-31 | 365 | 2.9236 | 2
11366 | 5.61 | 1 | 2019-12-31 | 2020-12-31 | 365 | 6.5607 | 6
11367 | 6.12 | 1 | 2019-12-31 | 2020-12-31 | 365 | 7.1571 | 7
11382 | 6.63 | 1 | 2019-12-31 | 2020-12-31 | 365 | 7.7535 | 7
11126 | 6.5 | 1 | 2019-12-31 | 2020-12-31 | 365 | 7.6015 | 7
10732 | 7.28 | 1 | 2019-12-31 | 2020-12-31 | 365 | 8.5137 | 8
10746 | 4.08 | 1 | 2019-12-31 | 2020-12-31 | 365 | 4.7714 | 4
10496 | 4.59 | 1 | 2019-12-31 | 2020-12-31 | 365 | 5.3678 | 5
10626 | 5.1 | 1 | 2019-12-31 | 2020-12-31 | 365 | 5.9642 | 5
10554 | 5.2 | 1 | 2019-12-31 | 2020-12-31 | 365 | 6.0812 | 6
10559 | 7.54 | 1 | 2019-12-31 | 2020-12-31 | 365 | 8.8177 | 8
10562 | 2.805 | 1 | 2019-12-31 | 2020-12-31 | 365 | 3.2803 | 3
10569 | 8.16 | 1 | 2019-12-31 | 2020-12-31 | 365 | 9.5428 | 9
10571 | 7.14 | 1 | 2019-12-31 | 2020-12-31 | 365 | 8.3499 | 8
10362 | 5.355 | 1 | 2019-12-31 | 2020-12-31 | 365 | 6.2625 | 6
10762 | 7.14 | 1 | 2019-12-31 | 2020-12-31 | 365 | 8.3499 | 8
10764 | 4.16 | 1 | 2019-12-31 | 2020-12-31 | 365 | 4.865 | 4
10768 | 4.59 | 1 | 2019-12-31 | 2020-12-31 | 365 | 5.3678 | 5
10787 | 6.24 | 1 | 2019-12-31 | 2020-12-31 | 365 | 7.2974 | 7
10789 | 7.65 | 1 | 2019-12-31 | 2020-12-31 | 365 | 8.9464 | 8
10793 | 6.24 | 1 | 2019-12-31 | 2020-12-31 | 365 | 7.2974 | 7
10792 | 12.24 | 1 | 2019-12-31 | 2020-12-31 | 365 | 14.3142 | 14
10808 | 5.1 | 1 | 2019-12-31 | 2020-12-31 | 365 | 5.9642 | 5
10810 | 7.28 | 1 | 2019-12-31 | 2020-12-31 | 365 | 8.5137 | 8
10811 | 15.81 | 1 | 2019-12-31 | 2020-12-31 | 365 | 18.4892 | 18
10817 | 8.5 | 1 | 2019-12-31 | 2020-12-31 | 365 | 9.9404 | 9
10820 | 4.94 | 1 | 2019-12-31 | 2020-12-31 | 365 | 5.7771 | 5
10823 | 12 | 1 | 2019-12-31 | 2020-12-31 | 365 | 14.0335 | 14
10822 | 8.16 | 1 | 2019-12-31 | 2020-12-31 | 365 | 9.5428 | 9
10825 | 7 | 1 | 2019-12-31 | 2020-12-31 | 365 | 8.1862 | 8
10828 | 12 | 1 | 2019-12-31 | 2020-12-31 | 365 | 14.0335 | 14
10827 | 10.25 | 1 | 2019-12-31 | 2020-12-31 | 365 | 11.987 | 11
10830 | 5.61 | 1 | 2019-12-31 | 2020-12-31 | 365 | 6.5607 | 6
10834 | 4.16 | 1 | 2019-12-31 | 2020-12-31 | 365 | 4.865 | 4
10835 | 5.5 | 1 | 2019-12-31 | 2020-12-31 | 365 | 6.432 | 6
10836 | 9.18 | 1 | 2019-12-31 | 2020-12-31 | 365 | 10.7356 | 10
10837 | 4.59 | 1 | 2019-12-31 | 2020-12-31 | 365 | 5.3678 | 5
10838 | 8.925 | 1 | 2019-12-31 | 2020-12-31 | 365 | 10.4374 | 10
10839 | 5.46 | 1 | 2019-12-31 | 2020-12-31 | 365 | 6.3853 | 6
10841 | 5.1 | 1 | 2019-12-31 | 2020-12-31 | 365 | 5.9642 | 5
10842 | 8.84 | 1 | 2019-12-31 | 2020-12-31 | 365 | 10.338 | 10
10843 | 16.575 | 1 | 2019-12-31 | 2020-12-31 | 365 | 19.3838 | 19
10844 | 10.92 | 1 | 2019-12-31 | 2020-12-31 | 365 | 12.7705 | 12
10979 | 11.22 | 1 | 2019-12-31 | 2020-12-31 | 365 | 13.1213 | 13
9286 | 7.395 | 1 | 2019-12-31 | 2020-12-31 | 365 | 8.6482 | 8
10980 | 7.14 | 1 | 2019-12-31 | 2020-12-31 | 365 | 8.3499 | 8
11030 | 11.475 | 1 | 2019-12-31 | 2020-12-31 | 365 | 13.4196 | 13
11033 | 11.22 | 1 | 2019-12-31 | 2020-12-31 | 365 | 13.1213 | 13
17096 | 5.5 | 1 | 2019-12-31 | 2020-12-31 | 365 | 6.432 | 6
17142 | 5.1 | 1 | 2019-12-31 | 2020-12-31 | 365 | 5.9642 | 5
20385 | 4.68 | 1 | 2019-12-31 | 2020-12-31 | 365 | 5.4731 | 5
58980 | 2.16 | 1 | 2019-12-31 | 2020-12-31 | 365 | 2.526 | 2
16912 | 5.72 | 1 | 2019-12-31 | 2020-12-31 | 365 | 6.6893 | 6
20381 | 6.5 | 1 | 2019-12-31 | 2020-12-31 | 365 | 7.6015 | 7
58873 | 6.12 | 1 | 2019-12-31 | 2020-12-31 | 365 | 7.1571 | 7
58951 | 3.06 | 1 | 2019-12-31 | 2020-12-31 | 365 | 3.5785 | 3
17227 | 4.94 | 1 | 2019-12-31 | 2020-12-31 | 365 | 5.7771 | 5
20266 | 7.28 | 1 | 2019-12-31 | 2020-12-31 | 365 | 8.5137 | 8
20265 | 3.12 | 1 | 2019-12-31 | 2020-12-31 | 365 | 3.6487 | 3
53830 | 5.94 | 1 | 2019-12-31 | 2020-12-31 | 365 | 6.9466 | 6
17116 | 3.825 | 1 | 2019-12-31 | 2020-12-31 | 365 | 4.4732 | 4
21358 | 7.28 | 1 | 2019-12-31 | 2020-12-31 | 365 | 8.5137 | 8
20361 | 9.69 | 1 | 2019-12-31 | 2020-12-31 | 365 | 11.3321 | 11
17156 | 5.72 | 1 | 2019-12-31 | 2020-12-31 | 365 | 6.6893 | 6
17132 | 6.12 | 1 | 2019-12-31 | 2020-12-31 | 365 | 7.1571 | 7
17146 | 2.295 | 1 | 2019-12-31 | 2020-12-31 | 365 | 2.6839 | 2
17099 | 4.845 | 1 | 2019-12-31 | 2020-12-31 | 365 | 5.666 | 5
15150 | 8.84 | 1 | 2019-12-31 | 2020-12-31 | 365 | 10.338 | 10
17103 | 5.61 | 1 | 2019-12-31 | 2020-12-31 | 365 | 6.5607 | 6
17130 | 3.315 | 1 | 2019-12-31 | 2020-12-31 | 365 | 3.8768 | 3
20386 | 8.84 | 1 | 2019-12-31 | 2020-12-31 | 365 | 10.338 | 10
15176 | 2.34 | 1 | 2019-12-31 | 2020-12-31 | 365 | 2.7365 | 2
17221 | 2.6 | 1 | 2019-12-31 | 2020-12-31 | 365 | 3.0406 | 3
17494 | 2.34 | 1 | 2019-12-31 | 2020-12-31 | 365 | 2.7365 | 2
17157 | 6.12 | 1 | 2019-12-31 | 2020-12-31 | 365 | 7.1571 | 7
17135 | 5.1 | 1 | 2019-12-31 | 2020-12-31 | 365 | 5.9642 | 5
20325 | 6.63 | 1 | 2019-12-31 | 2020-12-31 | 365 | 7.7535 | 7
17110 | 5.355 | 1 | 2019-12-31 | 2020-12-31 | 365 | 6.2625 | 6
53852 | 3.9 | 1 | 2019-12-31 | 2020-12-31 | 365 | 4.5609 | 4
15135 | 12.48 | 1 | 2019-12-31 | 2020-12-31 | 365 | 14.5949 | 14
17112 | 11.22 | 1 | 2019-12-31 | 2020-12-31 | 365 | 13.1213 | 13
15259 | 5.2 | 1 | 2019-12-31 | 2020-12-31 | 365 | 6.0812 | 6
17199 | 7.905 | 1 | 2019-12-31 | 2020-12-31 | 365 | 9.2446 | 9
17151 | 3.9 | 1 | 2019-12-31 | 2020-12-31 | 365 | 4.5609 | 4
20238 | 4.75 | 1 | 2019-12-31 | 2020-12-31 | 365 | 5.5549 | 5
17126 | 5.1 | 1 | 2019-12-31 | 2020-12-31 | 365 | 5.9642 | 5
59052 | 3.12 | 1 | 2019-12-31 | 2020-12-31 | 365 | 3.6487 | 3
17158 | 11.985 | 1 | 2019-12-31 | 2020-12-31 | 365 | 14.016 | 14
17195 | 5.1 | 1 | 2019-12-31 | 2020-12-31 | 365 | 5.9642 | 5
17121 | 9.18 | 1 | 2019-12-31 | 2020-12-31 | 365 | 10.7356 | 10
15331 | 3.9 | 1 | 2019-12-31 | 2020-12-31 | 365 | 4.5609 | 4
11034 | 6.375 | 1 | 2019-12-31 | 2020-12-31 | 365 | 7.4553 | 7
11074 | 8.16 | 1 | 2019-12-31 | 2020-12-31 | 365 | 9.5428 | 9
11081 | 4.59 | 1 | 2019-12-31 | 2020-12-31 | 365 | 5.3678 | 5
11082 | 10.4 | 1 | 2019-12-31 | 2020-12-31 | 365 | 12.1624 | 12
11084 | 5.61 | 1 | 2019-12-31 | 2020-12-31 | 365 | 6.5607 | 6
11086 | 3.57 | 1 | 2019-12-31 | 2020-12-31 | 365 | 4.175 | 4
11091 | 4.335 | 1 | 2019-12-31 | 2020-12-31 | 365 | 5.0696 | 5
11111 | 8.925 | 1 | 2019-12-31 | 2020-12-31 | 365 | 10.4374 | 10
11114 | 10.71 | 1 | 2019-12-31 | 2020-12-31 | 365 | 12.5249 | 12
11122 | 3.06 | 1 | 2019-12-31 | 2020-12-31 | 365 | 3.5785 | 3
11123 | 10.2 | 1 | 2019-12-31 | 2020-12-31 | 365 | 11.9285 | 11
11127 | 5.865 | 1 | 2019-12-31 | 2020-12-31 | 365 | 6.8589 | 6
11171 | 4.59 | 1 | 2019-12-31 | 2020-12-31 | 365 | 5.3678 | 5
11218 | 3.9 | 1 | 2019-12-31 | 2020-12-31 | 365 | 4.5609 | 4
11266 | 5.865 | 1 | 2019-12-31 | 2020-12-31 | 365 | 6.8589 | 6
11304 | 3.06 | 1 | 2019-12-31 | 2020-12-31 | 365 | 3.5785 | 3
11307 | 7.905 | 1 | 2019-12-31 | 2020-12-31 | 365 | 9.2446 | 9
11305 | 4.59 | 1 | 2019-12-31 | 2020-12-31 | 365 | 5.3678 | 5
10435 | 9 | 1 | 2019-12-31 | 2020-12-31 | 365 | 10.5251 | 10
10454 | 3.9 | 1 | 2019-12-31 | 2020-12-31 | 365 | 4.5609 | 4
10599 | 5.1 | 1 | 2019-12-31 | 2020-12-31 | 365 | 5.9642 | 5
10656 | 3.12 | 1 | 2019-12-31 | 2020-12-31 | 365 | 3.6487 | 3
10786 | 2.805 | 1 | 2019-12-31 | 2020-12-31 | 365 | 3.2803 | 3
10829 | 2.5 | 1 | 2019-12-31 | 2020-12-31 | 365 | 2.9236 | 2
11455 | 9.435 | 1 | 2019-12-31 | 2020-12-31 | 365 | 11.0339 | 11
11475 | 5.355 | 1 | 2019-12-31 | 2020-12-31 | 365 | 6.2625 | 6
10080 | 15.3 | 1 | 2019-12-31 | 2020-12-31 | 365 | 17.8927 | 17
12213 | 3.825 | 1 | 2019-12-31 | 2020-12-31 | 365 | 4.4732 | 4
11522 | 3.06 | 1 | 2019-12-31 | 2020-12-31 | 365 | 3.5785 | 3
11532 | 4.59 | 1 | 2019-12-31 | 2020-12-31 | 365 | 5.3678 | 5
11560 | 9.18 | 1 | 2019-12-31 | 2020-12-31 | 365 | 10.7356 | 10
11554 | 222.87 | 0.9 | 2019-12-31 | 2020-12-31 | 365 | 234.5738 | 234
11603 | 6.375 | 1 | 2019-12-31 | 2020-12-31 | 365 | 7.4553 | 7
11604 | 9.435 | 1 | 2019-12-31 | 2020-12-31 | 365 | 11.0339 | 11
12172 | 7.395 | 1 | 2019-12-31 | 2020-12-31 | 365 | 8.6482 | 8
11644 | 6.375 | 1 | 2019-12-31 | 2020-12-31 | 365 | 7.4553 | 7
11647 | 6.12 | 1 | 2019-12-31 | 2020-12-31 | 365 | 7.1571 | 7
11686 | 3.57 | 1 | 2019-12-31 | 2020-12-31 | 365 | 4.175 | 4
11687 | 3.57 | 1 | 2019-12-31 | 2020-12-31 | 365 | 4.175 | 4
11706 | 4.59 | 1 | 2019-12-31 | 2020-12-31 | 365 | 5.3678 | 5
11711 | 4.845 | 1 | 2019-12-31 | 2020-12-31 | 365 | 5.666 | 5
11716 | 10.2 | 1 | 2019-12-31 | 2020-12-31 | 365 | 11.9285 | 11
11819 | 3.06 | 1 | 2019-12-31 | 2020-12-31 | 365 | 3.5785 | 3
11821 | 2.75 | 1 | 2019-12-31 | 2020-12-31 | 365 | 3.216 | 3
11822 | 7.54 | 1 | 2019-12-31 | 2020-12-31 | 365 | 8.8177 | 8
10904 | 12.5 | 1 | 2019-12-31 | 2020-12-31 | 365 | 14.6182 | 14
12116 | 4.845 | 1 | 2019-12-31 | 2020-12-31 | 365 | 5.666 | 5
12530 | 5.61 | 1 | 2019-12-31 | 2020-12-31 | 365 | 6.5607 | 6
12553 | 5.25 | 1 | 2019-12-31 | 2020-12-31 | 365 | 6.1397 | 6
12676 | 8.67 | 1 | 2019-12-31 | 2020-12-31 | 365 | 10.1392 | 10
12680 | 13.315 | 1 | 2019-12-31 | 2020-12-31 | 365 | 15.5714 | 15
10765 | 9.1 | 1 | 2019-12-31 | 2020-12-31 | 365 | 10.6421 | 10
12863 | 6.375 | 1 | 2019-12-31 | 2020-12-31 | 365 | 7.4553 | 7
12888 | 9.5 | 1 | 2019-12-31 | 2020-12-31 | 365 | 11.1099 | 11
13582 | 8.415 | 1 | 2019-12-31 | 2020-12-31 | 365 | 9.841 | 9
13583 | 7 | 1 | 2019-12-31 | 2020-12-31 | 365 | 8.1862 | 8
10171 | 6.12 | 1 | 2019-12-31 | 2020-12-31 | 365 | 7.1571 | 7
13633 | 7.65 | 1 | 2019-12-31 | 2020-12-31 | 365 | 8.9464 | 8
13655 | 6.5 | 1 | 2019-12-31 | 2020-12-31 | 365 | 7.6015 | 7
13763 | 10.71 | 1 | 2019-12-31 | 2020-12-31 | 365 | 12.5249 | 12
13979 | 8.5 | 1 | 2019-12-31 | 2020-12-31 | 365 | 9.9404 | 9
6347 | 4.59 | 1 | 2019-12-31 | 2020-12-31 | 365 | 5.3678 | 5
14031 | 2.805 | 1 | 2019-12-31 | 2020-12-31 | 365 | 3.2803 | 3
14037 | 13.26 | 1 | 2019-12-31 | 2020-12-31 | 365 | 15.507 | 15
12133 | 11.73 | 1 | 2019-12-31 | 2020-12-31 | 365 | 13.7178 | 13
14051 | 5.355 | 1 | 2019-12-31 | 2020-12-31 | 365 | 6.2625 | 6
17236 | 3.75 | 1 | 2019-12-31 | 2020-12-31 | 365 | 4.3855 | 4
20355 | 4.08 | 1 | 2019-12-31 | 2020-12-31 | 365 | 4.7714 | 4
17205 | 9.88 | 1 | 2019-12-31 | 2020-12-31 | 365 | 11.5543 | 11
17108 | 6.25 | 1 | 2019-12-31 | 2020-12-31 | 365 | 7.3091 | 7
17590 | 2.86 | 1 | 2019-12-31 | 2020-12-31 | 365 | 3.3447 | 3
11842 | 2.7 | 1 | 2019-12-31 | 2020-12-31 | 365 | 3.1575 | 3
11196 | 5.72 | 1 | 2019-12-31 | 2020-12-31 | 365 | 6.6893 | 6
11156 | 4.59 | 1 | 2019-12-31 | 2020-12-31 | 365 | 5.3678 | 5
11181 | 7.02 | 1 | 2019-12-31 | 2020-12-31 | 365 | 8.2096 | 8
11169 | 4.94 | 1 | 2019-12-31 | 2020-12-31 | 365 | 5.7771 | 5
11152 | 10.92 | 1 | 2019-12-31 | 2020-12-31 | 365 | 12.7705 | 12
11185 | 2.55 | 1 | 2019-12-31 | 2020-12-31 | 365 | 2.9821 | 2
11154 | 5.2 | 1 | 2019-12-31 | 2020-12-31 | 365 | 6.0812 | 6
11145 | 6.24 | 1 | 2019-12-31 | 2020-12-31 | 365 | 7.2974 | 7
11234 | 5.2 | 1 | 2019-12-31 | 2020-12-31 | 365 | 6.0812 | 6
11313 | 11.22 | 1 | 2019-12-31 | 2020-12-31 | 365 | 13.1213 | 13
11316 | 10.66 | 1 | 2019-12-31 | 2020-12-31 | 365 | 12.4664 | 12
11311 | 11.96 | 1 | 2019-12-31 | 2020-12-31 | 365 | 13.9867 | 13
11297 | 3.9 | 1 | 2019-12-31 | 2020-12-31 | 365 | 4.5609 | 4
11243 | 7.54 | 1 | 2019-12-31 | 2020-12-31 | 365 | 8.8177 | 8
11309 | 9.945 | 1 | 2019-12-31 | 2020-12-31 | 365 | 11.6303 | 11
11321 | 4.845 | 1 | 2019-12-31 | 2020-12-31 | 365 | 5.666 | 5
11323 | 5.98 | 1 | 2019-12-31 | 2020-12-31 | 365 | 6.9934 | 6
11261 | 5.46 | 1 | 2019-12-31 | 2020-12-31 | 365 | 6.3853 | 6
11324 | 5.035 | 1 | 2019-12-31 | 2020-12-31 | 365 | 5.8882 | 5
11391 | 2.04 | 1 | 2019-12-31 | 2020-12-31 | 365 | 2.3857 | 2
11219 | 13.005 | 1 | 2019-12-31 | 2020-12-31 | 365 | 15.2088 | 15
11217 | 5.865 | 1 | 2019-12-31 | 2020-12-31 | 365 | 6.8589 | 6
11279 | 4.68 | 1 | 2019-12-31 | 2020-12-31 | 365 | 5.4731 | 5
11195 | 4.08 | 1 | 2019-12-31 | 2020-12-31 | 365 | 4.7714 | 4
11116 | 9.18 | 1 | 2019-12-31 | 2020-12-31 | 365 | 10.7356 | 10
11097 | 13.005 | 1 | 2019-12-31 | 2020-12-31 | 365 | 15.2088 | 15
11125 | 3.06 | 1 | 2019-12-31 | 2020-12-31 | 365 | 3.5785 | 3
11078 | 8.16 | 1 | 2019-12-31 | 2020-12-31 | 365 | 9.5428 | 9
11073 | 2.04 | 1 | 2019-12-31 | 2020-12-31 | 365 | 2.3857 | 2
11216 | 6.5 | 1 | 2019-12-31 | 2020-12-31 | 365 | 7.6015 | 7
10964 | 6.885 | 1 | 2019-12-31 | 2020-12-31 | 365 | 8.0517 | 8
11028 | 5.355 | 1 | 2019-12-31 | 2020-12-31 | 365 | 6.2625 | 6
10989 | 6.63 | 1 | 2019-12-31 | 2020-12-31 | 365 | 7.7535 | 7
11072 | 7.54 | 1 | 2019-12-31 | 2020-12-31 | 365 | 8.8177 | 8
11050 | 6.24 | 1 | 2019-12-31 | 2020-12-31 | 365 | 7.2974 | 7
11046 | 6.24 | 1 | 2019-12-31 | 2020-12-31 | 365 | 7.2974 | 7
11040 | 5.98 | 1 | 2019-12-31 | 2020-12-31 | 365 | 6.9934 | 6
11047 | 7.28 | 1 | 2019-12-31 | 2020-12-31 | 365 | 8.5137 | 8
11042 | 5.98 | 1 | 2019-12-31 | 2020-12-31 | 365 | 6.9934 | 6
11093 | 3.57 | 1 | 2019-12-31 | 2020-12-31 | 365 | 4.175 | 4
11095 | 7.8 | 1 | 2019-12-31 | 2020-12-31 | 365 | 9.1218 | 9
11230 | 8.84 | 1 | 2019-12-31 | 2020-12-31 | 365 | 10.338 | 10
11231 | 3.825 | 1 | 2019-12-31 | 2020-12-31 | 365 | 4.4732 | 4
11277 | 7.54 | 1 | 2019-12-31 | 2020-12-31 | 365 | 8.8177 | 8
11319 | 4.08 | 1 | 2019-12-31 | 2020-12-31 | 365 | 4.7714 | 4
11326 | 6.12 | 1 | 2019-12-31 | 2020-12-31 | 365 | 7.1571 | 7
11333 | 7.8 | 1 | 2019-12-31 | 2020-12-31 | 365 | 9.1218 | 9
11365 | 8.32 | 1 | 2019-12-31 | 2020-12-31 | 365 | 9.7299 | 9
11396 | 7.905 | 1 | 2019-12-31 | 2020-12-31 | 365 | 9.2446 | 9
11368 | 6.12 | 1 | 2019-12-31 | 2020-12-31 | 365 | 7.1571 | 7
11227 | 8.415 | 1 | 2019-12-31 | 2020-12-31 | 365 | 9.841 | 9
11399 | 5 | 1 | 2019-12-31 | 2020-12-31 | 365 | 5.8473 | 5
11401 | 8.84 | 1 | 2019-12-31 | 2020-12-31 | 365 | 10.338 | 10
11402 | 10.4 | 1 | 2019-12-31 | 2020-12-31 | 365 | 12.1624 | 12
11229 | 4.845 | 1 | 2019-12-31 | 2020-12-31 | 365 | 5.666 | 5
11403 | 4.59 | 1 | 2019-12-31 | 2020-12-31 | 365 | 5.3678 | 5
11425 | 5.1 | 1 | 2019-12-31 | 2020-12-31 | 365 | 5.9642 | 5
11426 | 9.62 | 1 | 2019-12-31 | 2020-12-31 | 365 | 11.2502 | 11
11429 | 4.845 | 1 | 2019-12-31 | 2020-12-31 | 365 | 5.666 | 5
11225 | 8.16 | 1 | 2019-12-31 | 2020-12-31 | 365 | 9.5428 | 9
11456 | 5.2 | 1 | 2019-12-31 | 2020-12-31 | 365 | 6.0812 | 6
11457 | 6.375 | 1 | 2019-12-31 | 2020-12-31 | 365 | 7.4553 | 7
11027 | 5.1 | 1 | 2019-12-31 | 2020-12-31 | 365 | 5.9642 | 5
11460 | 8.415 | 1 | 2019-12-31 | 2020-12-31 | 365 | 9.841 | 9
11362 | 5.1 | 1 | 2019-12-31 | 2020-12-31 | 365 | 5.9642 | 5
11444 | 7.8 | 1 | 2019-12-31 | 2020-12-31 | 365 | 9.1218 | 9
11011 | 15.3 | 1 | 2019-12-31 | 2020-12-31 | 365 | 17.8927 | 17
11464 | 3.64 | 1 | 2019-12-31 | 2020-12-31 | 365 | 4.2568 | 4
11466 | 4.59 | 1 | 2019-12-31 | 2020-12-31 | 365 | 5.3678 | 5
11470 | 8.67 | 1 | 2019-12-31 | 2020-12-31 | 365 | 10.1392 | 10
11476 | 7.54 | 1 | 2019-12-31 | 2020-12-31 | 365 | 8.8177 | 8
10981 | 6.625 | 1 | 2019-12-31 | 2020-12-31 | 365 | 7.7477 | 7
11481 | 5.61 | 1 | 2019-12-31 | 2020-12-31 | 365 | 6.5607 | 6
10971 | 4.335 | 1 | 2019-12-31 | 2020-12-31 | 365 | 5.0696 | 5
11389 | 13.515 | 1 | 2019-12-31 | 2020-12-31 | 365 | 15.8053 | 15
11430 | 9.1 | 1 | 2019-12-31 | 2020-12-31 | 365 | 10.6421 | 10
11433 | 9.88 | 1 | 2019-12-31 | 2020-12-31 | 365 | 11.5543 | 11
11322 | 4.59 | 1 | 2019-12-31 | 2020-12-31 | 365 | 5.3678 | 5
11493 | 13.25 | 1 | 2019-12-31 | 2020-12-31 | 365 | 15.4953 | 15
11494 | 6.375 | 1 | 2019-12-31 | 2020-12-31 | 365 | 7.4553 | 7
11499 | 6.24 | 1 | 2019-12-31 | 2020-12-31 | 365 | 7.2974 | 7
11314 | 8.67 | 1 | 2019-12-31 | 2020-12-31 | 365 | 10.1392 | 10
11508 | 5.355 | 1 | 2019-12-31 | 2020-12-31 | 365 | 6.2625 | 6
11519 | 4.335 | 1 | 2019-12-31 | 2020-12-31 | 365 | 5.0696 | 5
11520 | 9.36 | 1 | 2019-12-31 | 2020-12-31 | 365 | 10.9461 | 10
11524 | 2.6 | 1 | 2019-12-31 | 2020-12-31 | 365 | 3.0406 | 3
11281 | 5.61 | 1 | 2019-12-31 | 2020-12-31 | 365 | 6.5607 | 6
11527 | 7.395 | 1 | 2019-12-31 | 2020-12-31 | 365 | 8.6482 | 8
11427 | 5.865 | 1 | 2019-12-31 | 2020-12-31 | 365 | 6.8589 | 6
11477 | 7.65 | 1 | 2019-12-31 | 2020-12-31 | 365 | 8.9464 | 8
11473 | 5.1 | 1 | 2019-12-31 | 2020-12-31 | 365 | 5.9642 | 5
11535 | 8.67 | 1 | 2019-12-31 | 2020-12-31 | 365 | 10.1392 | 10
11502 | 5.61 | 1 | 2019-12-31 | 2020-12-31 | 365 | 6.5607 | 6
11511 | 3.825 | 1 | 2019-12-31 | 2020-12-31 | 365 | 4.4732 | 4
11533 | 4.25 | 1 | 2019-12-31 | 2020-12-31 | 365 | 4.9702 | 4
11531 | 5.355 | 1 | 2019-12-31 | 2020-12-31 | 365 | 6.2625 | 6
11498 | 9.72 | 1 | 2019-12-31 | 2020-12-31 | 365 | 11.3672 | 11
10924 | 3.825 | 1 | 2019-12-31 | 2020-12-31 | 365 | 4.4732 | 4
11013 | 4.845 | 1 | 2019-12-31 | 2020-12-31 | 365 | 5.666 | 5
10927 | 7.395 | 1 | 2019-12-31 | 2020-12-31 | 365 | 8.6482 | 8
10928 | 7.905 | 1 | 2019-12-31 | 2020-12-31 | 365 | 9.2446 | 9
11076 | 6.63 | 1 | 2019-12-31 | 2020-12-31 | 365 | 7.7535 | 7
11575 | 6.5 | 1 | 2019-12-31 | 2020-12-31 | 365 | 7.6015 | 7
11577 | 9.18 | 1 | 2019-12-31 | 2020-12-31 | 365 | 10.7356 | 10
11583 | 2.6 | 1 | 2019-12-31 | 2020-12-31 | 365 | 3.0406 | 3
11606 | 8.67 | 1 | 2019-12-31 | 2020-12-31 | 365 | 10.1392 | 10
11654 | 7.905 | 1 | 2019-12-31 | 2020-12-31 | 365 | 9.2446 | 9
11665 | 9.945 | 1 | 2019-12-31 | 2020-12-31 | 365 | 11.6303 | 11
11671 | 8.67 | 1 | 2019-12-31 | 2020-12-31 | 365 | 10.1392 | 10
11692 | 7.25 | 1 | 2019-12-31 | 2020-12-31 | 365 | 8.4786 | 8
11698 | 4.77 | 1 | 2019-12-31 | 2020-12-31 | 365 | 5.5783 | 5
11701 | 10.2 | 1 | 2019-12-31 | 2020-12-31 | 365 | 11.9285 | 11
11710 | 5.355 | 1 | 2019-12-31 | 2020-12-31 | 365 | 6.2625 | 6
11718 | 16.065 | 1 | 2019-12-31 | 2020-12-31 | 365 | 18.7874 | 18
11831 | 8.84 | 1 | 2019-12-31 | 2020-12-31 | 365 | 10.338 | 10
11832 | 5.2 | 1 | 2019-12-31 | 2020-12-31 | 365 | 6.0812 | 6
11868 | 9.18 | 1 | 2019-12-31 | 2020-12-31 | 365 | 10.7356 | 10
11872 | 4.94 | 1 | 2019-12-31 | 2020-12-31 | 365 | 5.7771 | 5
11722 | 6.12 | 1 | 2019-12-31 | 2020-12-31 | 365 | 7.1571 | 7
11723 | 8.16 | 1 | 2019-12-31 | 2020-12-31 | 365 | 9.5428 | 9
11874 | 6.885 | 1 | 2019-12-31 | 2020-12-31 | 365 | 8.0517 | 8
11725 | 2.805 | 1 | 2019-12-31 | 2020-12-31 | 365 | 3.2803 | 3
11883 | 4.16 | 1 | 2019-12-31 | 2020-12-31 | 365 | 4.865 | 4
11888 | 8.84 | 1 | 2019-12-31 | 2020-12-31 | 365 | 10.338 | 10
11892 | 6.5 | 1 | 2019-12-31 | 2020-12-31 | 365 | 7.6015 | 7
11954 | 3.315 | 1 | 2019-12-31 | 2020-12-31 | 365 | 3.8768 | 3
11754 | 7.65 | 1 | 2019-12-31 | 2020-12-31 | 365 | 8.9464 | 8
11956 | 6.63 | 1 | 2019-12-31 | 2020-12-31 | 365 | 7.7535 | 7
11847 | 7.8 | 1 | 2019-12-31 | 2020-12-31 | 365 | 9.1218 | 9
12030 | 5.46 | 1 | 2019-12-31 | 2020-12-31 | 365 | 6.3853 | 6
11724 | 10.965 | 1 | 2019-12-31 | 2020-12-31 | 365 | 12.8231 | 12
12079 | 6.24 | 1 | 2019-12-31 | 2020-12-31 | 365 | 7.2974 | 7
12082 | 7.8 | 1 | 2019-12-31 | 2020-12-31 | 365 | 9.1218 | 9
12087 | 7.14 | 1 | 2019-12-31 | 2020-12-31 | 365 | 8.3499 | 8
11773 | 7.905 | 1 | 2019-12-31 | 2020-12-31 | 365 | 9.2446 | 9
12122 | 2.86 | 1 | 2019-12-31 | 2020-12-31 | 365 | 3.3447 | 3
12123 | 5.2 | 1 | 2019-12-31 | 2020-12-31 | 365 | 6.0812 | 6
12127 | 2.04 | 1 | 2019-12-31 | 2020-12-31 | 365 | 2.3857 | 2
12134 | 6.885 | 1 | 2019-12-31 | 2020-12-31 | 365 | 8.0517 | 8
11784 | 5.865 | 1 | 2019-12-31 | 2020-12-31 | 365 | 6.8589 | 6
12170 | 3.9 | 1 | 2019-12-31 | 2020-12-31 | 365 | 4.5609 | 4
12173 | 9.69 | 1 | 2019-12-31 | 2020-12-31 | 365 | 11.3321 | 11
12193 | 3.64 | 1 | 2019-12-31 | 2020-12-31 | 365 | 4.2568 | 4
12209 | 5.2 | 1 | 2019-12-31 | 2020-12-31 | 365 | 6.0812 | 6
11801 | 4.59 | 1 | 2019-12-31 | 2020-12-31 | 365 | 5.3678 | 5
12212 | 5.72 | 1 | 2019-12-31 | 2020-12-31 | 365 | 6.6893 | 6
12305 | 7.8 | 1 | 2019-12-31 | 2020-12-31 | 365 | 9.1218 | 9
11805 | 3.825 | 1 | 2019-12-31 | 2020-12-31 | 365 | 4.4732 | 4
12307 | 8.84 | 1 | 2019-12-31 | 2020-12-31 | 365 | 10.338 | 10
12312 | 7.28 | 1 | 2019-12-31 | 2020-12-31 | 365 | 8.5137 | 8
12321 | 7.42 | 1 | 2019-12-31 | 2020-12-31 | 365 | 8.6774 | 8
12337 | 9.62 | 1 | 2019-12-31 | 2020-12-31 | 365 | 11.2502 | 11
11815 | 4.59 | 1 | 2019-12-31 | 2020-12-31 | 365 | 5.3678 | 5
11688 | 2.805 | 1 | 2019-12-31 | 2020-12-31 | 365 | 3.2803 | 3
12354 | 6.76 | 1 | 2019-12-31 | 2020-12-31 | 365 | 7.9055 | 7
11820 | 5.5 | 1 | 2019-12-31 | 2020-12-31 | 365 | 6.432 | 6
11824 | 4.59 | 1 | 2019-12-31 | 2020-12-31 | 365 | 5.3678 | 5
12359 | 7.14 | 1 | 2019-12-31 | 2020-12-31 | 365 | 8.3499 | 8
12364 | 4.08 | 1 | 2019-12-31 | 2020-12-31 | 365 | 4.7714 | 4
12367 | 5.46 | 1 | 2019-12-31 | 2020-12-31 | 365 | 6.3853 | 6
11826 | 3.825 | 1 | 2019-12-31 | 2020-12-31 | 365 | 4.4732 | 4
12368 | 7.8 | 1 | 2019-12-31 | 2020-12-31 | 365 | 9.1218 | 9
12371 | 4.68 | 1 | 2019-12-31 | 2020-12-31 | 365 | 5.4731 | 5
12376 | 4.59 | 1 | 2019-12-31 | 2020-12-31 | 365 | 5.3678 | 5
12437 | 6.885 | 1 | 2019-12-31 | 2020-12-31 | 365 | 8.0517 | 8
12438 | 5.1 | 1 | 2019-12-31 | 2020-12-31 | 365 | 5.9642 | 5
12453 | 6.095 | 1 | 2019-12-31 | 2020-12-31 | 365 | 7.1279 | 7
12458 | 12.74 | 1 | 2019-12-31 | 2020-12-31 | 365 | 14.8989 | 14
12459 | 4.59 | 1 | 2019-12-31 | 2020-12-31 | 365 | 5.3678 | 5
12477 | 10.455 | 1 | 2019-12-31 | 2020-12-31 | 365 | 12.2267 | 12
12492 | 4.335 | 1 | 2019-12-31 | 2020-12-31 | 365 | 5.0696 | 5
12504 | 6.12 | 1 | 2019-12-31 | 2020-12-31 | 365 | 7.1571 | 7
12510 | 9.435 | 1 | 2019-12-31 | 2020-12-31 | 365 | 11.0339 | 11
12520 | 7.02 | 1 | 2019-12-31 | 2020-12-31 | 365 | 8.2096 | 8
12542 | 2.45 | 1 | 2019-12-31 | 2020-12-31 | 365 | 2.8652 | 2
12547 | 4.59 | 1 | 2019-12-31 | 2020-12-31 | 365 | 5.3678 | 5
12636 | 5.865 | 1 | 2019-12-31 | 2020-12-31 | 365 | 6.8589 | 6
12642 | 14.79 | 1 | 2019-12-31 | 2020-12-31 | 365 | 17.2963 | 17
12646 | 7.395 | 1 | 2019-12-31 | 2020-12-31 | 365 | 8.6482 | 8
12649 | 5.355 | 1 | 2019-12-31 | 2020-12-31 | 365 | 6.2625 | 6
12650 | 6.375 | 1 | 2019-12-31 | 2020-12-31 | 365 | 7.4553 | 7
12651 | 5.75 | 1 | 2019-12-31 | 2020-12-31 | 365 | 6.7244 | 6
12660 | 11.73 | 1 | 2019-12-31 | 2020-12-31 | 365 | 13.7178 | 13
12665 | 5.1 | 1 | 2019-12-31 | 2020-12-31 | 365 | 5.9642 | 5
12666 | 6 | 1 | 2019-12-31 | 2020-12-31 | 365 | 7.0168 | 7
12667 | 7.8 | 1 | 2019-12-31 | 2020-12-31 | 365 | 9.1218 | 9
12699 | 5.835 | 1 | 2019-12-31 | 2020-12-31 | 365 | 6.8238 | 6
12704 | 10.965 | 1 | 2019-12-31 | 2020-12-31 | 365 | 12.8231 | 12
12705 | 5.865 | 1 | 2019-12-31 | 2020-12-31 | 365 | 6.8589 | 6
12706 | 5.1 | 1 | 2019-12-31 | 2020-12-31 | 365 | 5.9642 | 5
12711 | 5.72 | 1 | 2019-12-31 | 2020-12-31 | 365 | 6.6893 | 6
12955 | 4.59 | 1 | 2019-12-31 | 2020-12-31 | 365 | 5.3678 | 5
12961 | 2.75 | 1 | 2019-12-31 | 2020-12-31 | 365 | 3.216 | 3
13035 | 5.355 | 1 | 2019-12-31 | 2020-12-31 | 365 | 6.2625 | 6
13082 | 8.925 | 1 | 2019-12-31 | 2020-12-31 | 365 | 10.4374 | 10
13085 | 7.905 | 1 | 2019-12-31 | 2020-12-31 | 365 | 9.2446 | 9
13088 | 6.12 | 1 | 2019-12-31 | 2020-12-31 | 365 | 7.1571 | 7
13089 | 9.18 | 1 | 2019-12-31 | 2020-12-31 | 365 | 10.7356 | 10
13143 | 6 | 1 | 2019-12-31 | 2020-12-31 | 365 | 7.0168 | 7
13172 | 12.75 | 1 | 2019-12-31 | 2020-12-31 | 365 | 14.9106 | 14
13184 | 5.2 | 1 | 2019-12-31 | 2020-12-31 | 365 | 6.0812 | 6
13187 | 2.6 | 1 | 2019-12-31 | 2020-12-31 | 365 | 3.0406 | 3
13189 | 4.94 | 1 | 2019-12-31 | 2020-12-31 | 365 | 5.7771 | 5
13197 | 5.4 | 1 | 2019-12-31 | 2020-12-31 | 365 | 6.3151 | 6
13243 | 9.62 | 1 | 2019-12-31 | 2020-12-31 | 365 | 11.2502 | 11
13244 | 6.5 | 1 | 2019-12-31 | 2020-12-31 | 365 | 7.6015 | 7
13250 | 4.08 | 1 | 2019-12-31 | 2020-12-31 | 365 | 4.7714 | 4
13256 | 16.83 | 1 | 2019-12-31 | 2020-12-31 | 365 | 19.682 | 19
13259 | 5.46 | 1 | 2019-12-31 | 2020-12-31 | 365 | 6.3853 | 6
13263 | 4.59 | 1 | 2019-12-31 | 2020-12-31 | 365 | 5.3678 | 5
13267 | 5.98 | 1 | 2019-12-31 | 2020-12-31 | 365 | 6.9934 | 6
13268 | 5.865 | 1 | 2019-12-31 | 2020-12-31 | 365 | 6.8589 | 6
13269 | 14.31 | 1 | 2019-12-31 | 2020-12-31 | 365 | 16.735 | 16
13390 | 7.65 | 1 | 2019-12-31 | 2020-12-31 | 365 | 8.9464 | 8
13631 | 4.335 | 1 | 2019-12-31 | 2020-12-31 | 365 | 5.0696 | 5
13635 | 3.75 | 1 | 2019-12-31 | 2020-12-31 | 365 | 4.3855 | 4
13639 | 8.415 | 1 | 2019-12-31 | 2020-12-31 | 365 | 9.841 | 9
13641 | 9.18 | 1 | 2019-12-31 | 2020-12-31 | 365 | 10.7356 | 10
13642 | 8.84 | 1 | 2019-12-31 | 2020-12-31 | 365 | 10.338 | 10
13648 | 4.42 | 1 | 2019-12-31 | 2020-12-31 | 365 | 5.169 | 5
13654 | 3.06 | 1 | 2019-12-31 | 2020-12-31 | 365 | 3.5785 | 3
13657 | 8.16 | 1 | 2019-12-31 | 2020-12-31 | 365 | 9.5428 | 9
13663 | 6.63 | 1 | 2019-12-31 | 2020-12-31 | 365 | 7.7535 | 7
13669 | 11.73 | 1 | 2019-12-31 | 2020-12-31 | 365 | 13.7178 | 13
13693 | 9.36 | 1 | 2019-12-31 | 2020-12-31 | 365 | 10.9461 | 10
13692 | 6.12 | 1 | 2019-12-31 | 2020-12-31 | 365 | 7.1571 | 7
14376 | 4.16 | 1 | 2019-12-31 | 2020-12-31 | 365 | 4.865 | 4
12738 | 6.5 | 1 | 2019-12-31 | 2020-12-31 | 365 | 7.6015 | 7
12742 | 3.12 | 1 | 2019-12-31 | 2020-12-31 | 365 | 3.6487 | 3
12751 | 8.16 | 1 | 2019-12-31 | 2020-12-31 | 365 | 9.5428 | 9
12753 | 6.63 | 1 | 2019-12-31 | 2020-12-31 | 365 | 7.7535 | 7
12755 | 7.8 | 1 | 2019-12-31 | 2020-12-31 | 365 | 9.1218 | 9
12758 | 3.12 | 1 | 2019-12-31 | 2020-12-31 | 365 | 3.6487 | 3
12763 | 8.58 | 1 | 2019-12-31 | 2020-12-31 | 365 | 10.034 | 10
12774 | 9.36 | 1 | 2019-12-31 | 2020-12-31 | 365 | 10.9461 | 10
12776 | 5.2 | 1 | 2019-12-31 | 2020-12-31 | 365 | 6.0812 | 6
12793 | 6.12 | 1 | 2019-12-31 | 2020-12-31 | 365 | 7.1571 | 7
12794 | 5.1 | 1 | 2019-12-31 | 2020-12-31 | 365 | 5.9642 | 5
12796 | 9.435 | 1 | 2019-12-31 | 2020-12-31 | 365 | 11.0339 | 11
12824 | 8.415 | 1 | 2019-12-31 | 2020-12-31 | 365 | 9.841 | 9
12826 | 7.8 | 1 | 2019-12-31 | 2020-12-31 | 365 | 9.1218 | 9
13700 | 5.355 | 1 | 2019-12-31 | 2020-12-31 | 365 | 6.2625 | 6
12831 | 7.65 | 1 | 2019-12-31 | 2020-12-31 | 365 | 8.9464 | 8
12844 | 5.46 | 1 | 2019-12-31 | 2020-12-31 | 365 | 6.3853 | 6
12847 | 5.355 | 1 | 2019-12-31 | 2020-12-31 | 365 | 6.2625 | 6
12869 | 5.1 | 1 | 2019-12-31 | 2020-12-31 | 365 | 5.9642 | 5
12883 | 5.355 | 1 | 2019-12-31 | 2020-12-31 | 365 | 6.2625 | 6
12889 | 5.2 | 1 | 2019-12-31 | 2020-12-31 | 365 | 6.0812 | 6
12891 | 4.16 | 1 | 2019-12-31 | 2020-12-31 | 365 | 4.865 | 4
12892 | 5.2 | 1 | 2019-12-31 | 2020-12-31 | 365 | 6.0812 | 6
12895 | 8.84 | 1 | 2019-12-31 | 2020-12-31 | 365 | 10.338 | 10
12901 | 9.435 | 1 | 2019-12-31 | 2020-12-31 | 365 | 11.0339 | 11
12903 | 9.18 | 1 | 2019-12-31 | 2020-12-31 | 365 | 10.7356 | 10
12907 | 7.905 | 1 | 2019-12-31 | 2020-12-31 | 365 | 9.2446 | 9
12910 | 4.68 | 1 | 2019-12-31 | 2020-12-31 | 365 | 5.4731 | 5
12914 | 5.98 | 1 | 2019-12-31 | 2020-12-31 | 365 | 6.9934 | 6
12915 | 9.36 | 1 | 2019-12-31 | 2020-12-31 | 365 | 10.9461 | 10
12924 | 5.72 | 1 | 2019-12-31 | 2020-12-31 | 365 | 6.6893 | 6
12927 | 9.18 | 1 | 2019-12-31 | 2020-12-31 | 365 | 10.7356 | 10
12940 | 4.68 | 1 | 2019-12-31 | 2020-12-31 | 365 | 5.4731 | 5
12941 | 6.12 | 1 | 2019-12-31 | 2020-12-31 | 365 | 7.1571 | 7
12943 | 9.88 | 1 | 2019-12-31 | 2020-12-31 | 365 | 11.5543 | 11
12945 | 7.02 | 1 | 2019-12-31 | 2020-12-31 | 365 | 8.2096 | 8
12948 | 5.1 | 1 | 2019-12-31 | 2020-12-31 | 365 | 5.9642 | 5
12950 | 4.16 | 1 | 2019-12-31 | 2020-12-31 | 365 | 4.865 | 4
12952 | 8.32 | 1 | 2019-12-31 | 2020-12-31 | 365 | 9.7299 | 9
13403 | 4.94 | 1 | 2019-12-31 | 2020-12-31 | 365 | 5.7771 | 5
13405 | 2.295 | 1 | 2019-12-31 | 2020-12-31 | 365 | 2.6839 | 2
13408 | 5.1 | 1 | 2019-12-31 | 2020-12-31 | 365 | 5.9642 | 5
13413 | 8.32 | 1 | 2019-12-31 | 2020-12-31 | 365 | 9.7299 | 9
13414 | 5.2 | 1 | 2019-12-31 | 2020-12-31 | 365 | 6.0812 | 6
13491 | 4.94 | 1 | 2019-12-31 | 2020-12-31 | 365 | 5.7771 | 5
13495 | 6.24 | 1 | 2019-12-31 | 2020-12-31 | 365 | 7.2974 | 7
13497 | 9.62 | 1 | 2019-12-31 | 2020-12-31 | 365 | 11.2502 | 11
13500 | 6.5 | 1 | 2019-12-31 | 2020-12-31 | 365 | 7.6015 | 7
13507 | 8.32 | 1 | 2019-12-31 | 2020-12-31 | 365 | 9.7299 | 9
13508 | 9.36 | 1 | 2019-12-31 | 2020-12-31 | 365 | 10.9461 | 10
13511 | 2.55 | 1 | 2019-12-31 | 2020-12-31 | 365 | 2.9821 | 2
13515 | 8.84 | 1 | 2019-12-31 | 2020-12-31 | 365 | 10.338 | 10
13517 | 4.94 | 1 | 2019-12-31 | 2020-12-31 | 365 | 5.7771 | 5
13516 | 5.46 | 1 | 2019-12-31 | 2020-12-31 | 365 | 6.3853 | 6
13519 | 8.5 | 1 | 2019-12-31 | 2020-12-31 | 365 | 9.9404 | 9
13521 | 7.65 | 1 | 2019-12-31 | 2020-12-31 | 365 | 8.9464 | 8
13523 | 3.64 | 1 | 2019-12-31 | 2020-12-31 | 365 | 4.2568 | 4
13525 | 4.68 | 1 | 2019-12-31 | 2020-12-31 | 365 | 5.4731 | 5
13527 | 6.24 | 1 | 2019-12-31 | 2020-12-31 | 365 | 7.2974 | 7
13529 | 3.64 | 1 | 2019-12-31 | 2020-12-31 | 365 | 4.2568 | 4
13530 | 5.46 | 1 | 2019-12-31 | 2020-12-31 | 365 | 6.3853 | 6
13531 | 4.68 | 1 | 2019-12-31 | 2020-12-31 | 365 | 5.4731 | 5
13532 | 11.985 | 1 | 2019-12-31 | 2020-12-31 | 365 | 14.016 | 14
13543 | 7.54 | 1 | 2019-12-31 | 2020-12-31 | 365 | 8.8177 | 8
13545 | 7.8 | 1 | 2019-12-31 | 2020-12-31 | 365 | 9.1218 | 9
13546 | 8.32 | 1 | 2019-12-31 | 2020-12-31 | 365 | 9.7299 | 9
13548 | 5.98 | 1 | 2019-12-31 | 2020-12-31 | 365 | 6.9934 | 6
13549 | 3.64 | 1 | 2019-12-31 | 2020-12-31 | 365 | 4.2568 | 4
13551 | 6.24 | 1 | 2019-12-31 | 2020-12-31 | 365 | 7.2974 | 7
13553 | 4.42 | 1 | 2019-12-31 | 2020-12-31 | 365 | 5.169 | 5
13554 | 9.1 | 1 | 2019-12-31 | 2020-12-31 | 365 | 10.6421 | 10
13555 | 6.885 | 1 | 2019-12-31 | 2020-12-31 | 365 | 8.0517 | 8
13556 | 7.02 | 1 | 2019-12-31 | 2020-12-31 | 365 | 8.2096 | 8
13557 | 7.395 | 1 | 2019-12-31 | 2020-12-31 | 365 | 8.6482 | 8
13558 | 6.375 | 1 | 2019-12-31 | 2020-12-31 | 365 | 7.4553 | 7
13560 | 3.9 | 1 | 2019-12-31 | 2020-12-31 | 365 | 4.5609 | 4
13561 | 7.02 | 1 | 2019-12-31 | 2020-12-31 | 365 | 8.2096 | 8
13562 | 5.72 | 1 | 2019-12-31 | 2020-12-31 | 365 | 6.6893 | 6
13563 | 6.76 | 1 | 2019-12-31 | 2020-12-31 | 365 | 7.9055 | 7
13568 | 9.69 | 1 | 2019-12-31 | 2020-12-31 | 365 | 11.3321 | 11
13575 | 5.67 | 1 | 2019-12-31 | 2020-12-31 | 365 | 6.6308 | 6
13580 | 5.72 | 1 | 2019-12-31 | 2020-12-31 | 365 | 6.6893 | 6
13581 | 8.16 | 1 | 2019-12-31 | 2020-12-31 | 365 | 9.5428 | 9
13577 | 6.12 | 1 | 2019-12-31 | 2020-12-31 | 365 | 7.1571 | 7
12104 | 4.68 | 1 | 2019-12-31 | 2020-12-31 | 365 | 5.4731 | 5
12377 | 3.64 | 1 | 2019-12-31 | 2020-12-31 | 365 | 4.2568 | 4
12380 | 6.12 | 1 | 2019-12-31 | 2020-12-31 | 365 | 7.1571 | 7
12433 | 3.06 | 1 | 2019-12-31 | 2020-12-31 | 365 | 3.5785 | 3
13707 | 2.295 | 1 | 2019-12-31 | 2020-12-31 | 365 | 2.6839 | 2
13706 | 5.98 | 1 | 2019-12-31 | 2020-12-31 | 365 | 6.9934 | 6
13702 | 8.32 | 1 | 2019-12-31 | 2020-12-31 | 365 | 9.7299 | 9
13697 | 4.68 | 1 | 2019-12-31 | 2020-12-31 | 365 | 5.4731 | 5
13695 | 8.415 | 1 | 2019-12-31 | 2020-12-31 | 365 | 9.841 | 9
13694 | 7.54 | 1 | 2019-12-31 | 2020-12-31 | 365 | 8.8177 | 8
13689 | 7.02 | 1 | 2019-12-31 | 2020-12-31 | 365 | 8.2096 | 8
13685 | 5.46 | 1 | 2019-12-31 | 2020-12-31 | 365 | 6.3853 | 6
13688 | 2.34 | 1 | 2019-12-31 | 2020-12-31 | 365 | 2.7365 | 2
13681 | 13.78 | 1 | 2019-12-31 | 2020-12-31 | 365 | 16.1152 | 16
13680 | 13.005 | 1 | 2019-12-31 | 2020-12-31 | 365 | 15.2088 | 15
13678 | 11.96 | 1 | 2019-12-31 | 2020-12-31 | 365 | 13.9867 | 13
13675 | 10.14 | 1 | 2019-12-31 | 2020-12-31 | 365 | 11.8583 | 11
13679 | 14.82 | 1 | 2019-12-31 | 2020-12-31 | 365 | 17.3314 | 17
13672 | 8.84 | 1 | 2019-12-31 | 2020-12-31 | 365 | 10.338 | 10
13673 | 5.2 | 1 | 2019-12-31 | 2020-12-31 | 365 | 6.0812 | 6
13671 | 6.5 | 1 | 2019-12-31 | 2020-12-31 | 365 | 7.6015 | 7
13662 | 10.92 | 1 | 2019-12-31 | 2020-12-31 | 365 | 12.7705 | 12
13658 | 3.9 | 1 | 2019-12-31 | 2020-12-31 | 365 | 4.5609 | 4
13651 | 3.57 | 1 | 2019-12-31 | 2020-12-31 | 365 | 4.175 | 4
13646 | 6.76 | 1 | 2019-12-31 | 2020-12-31 | 365 | 7.9055 | 7
13638 | 7.28 | 1 | 2019-12-31 | 2020-12-31 | 365 | 8.5137 | 8
13636 | 6.24 | 1 | 2019-12-31 | 2020-12-31 | 365 | 7.2974 | 7
13630 | 10.14 | 1 | 2019-12-31 | 2020-12-31 | 365 | 11.8583 | 11
13626 | 8.32 | 1 | 2019-12-31 | 2020-12-31 | 365 | 9.7299 | 9
13399 | 7.8 | 1 | 2019-12-31 | 2020-12-31 | 365 | 9.1218 | 9
13398 | 6.76 | 1 | 2019-12-31 | 2020-12-31 | 365 | 7.9055 | 7
13394 | 6.24 | 1 | 2019-12-31 | 2020-12-31 | 365 | 7.2974 | 7
13393 | 10.14 | 1 | 2019-12-31 | 2020-12-31 | 365 | 11.8583 | 11
13391 | 9.88 | 1 | 2019-12-31 | 2020-12-31 | 365 | 11.5543 | 11
13387 | 3.315 | 1 | 2019-12-31 | 2020-12-31 | 365 | 3.8768 | 3
13383 | 8.32 | 1 | 2019-12-31 | 2020-12-31 | 365 | 9.7299 | 9
13307 | 7.02 | 1 | 2019-12-31 | 2020-12-31 | 365 | 8.2096 | 8
13306 | 4.94 | 1 | 2019-12-31 | 2020-12-31 | 365 | 5.7771 | 5
13304 | 3.9 | 1 | 2019-12-31 | 2020-12-31 | 365 | 4.5609 | 4
13302 | 4.42 | 1 | 2019-12-31 | 2020-12-31 | 365 | 5.169 | 5
13301 | 5.46 | 1 | 2019-12-31 | 2020-12-31 | 365 | 6.3853 | 6
13300 | 3.06 | 1 | 2019-12-31 | 2020-12-31 | 365 | 3.5785 | 3
13299 | 9.36 | 1 | 2019-12-31 | 2020-12-31 | 365 | 10.9461 | 10
13297 | 8.32 | 1 | 2019-12-31 | 2020-12-31 | 365 | 9.7299 | 9
13264 | 6.5 | 1 | 2019-12-31 | 2020-12-31 | 365 | 7.6015 | 7
13262 | 12.455 | 1 | 2019-12-31 | 2020-12-31 | 365 | 14.5656 | 14
13260 | 4.16 | 1 | 2019-12-31 | 2020-12-31 | 365 | 4.865 | 4
13258 | 7.54 | 1 | 2019-12-31 | 2020-12-31 | 365 | 8.8177 | 8
13257 | 5.72 | 1 | 2019-12-31 | 2020-12-31 | 365 | 6.6893 | 6
13253 | 9.62 | 1 | 2019-12-31 | 2020-12-31 | 365 | 11.2502 | 11
13252 | 7.54 | 1 | 2019-12-31 | 2020-12-31 | 365 | 8.8177 | 8
13251 | 9.62 | 1 | 2019-12-31 | 2020-12-31 | 365 | 11.2502 | 11
13248 | 7.54 | 1 | 2019-12-31 | 2020-12-31 | 365 | 8.8177 | 8
13247 | 4.68 | 1 | 2019-12-31 | 2020-12-31 | 365 | 5.4731 | 5
13246 | 10.4 | 1 | 2019-12-31 | 2020-12-31 | 365 | 12.1624 | 12
13198 | 6.24 | 1 | 2019-12-31 | 2020-12-31 | 365 | 7.2974 | 7
13196 | 6.24 | 1 | 2019-12-31 | 2020-12-31 | 365 | 7.2974 | 7
13195 | 3.38 | 1 | 2019-12-31 | 2020-12-31 | 365 | 3.9528 | 3
13192 | 8.84 | 1 | 2019-12-31 | 2020-12-31 | 365 | 10.338 | 10
13190 | 5.2 | 1 | 2019-12-31 | 2020-12-31 | 365 | 6.0812 | 6
13176 | 3.9 | 1 | 2019-12-31 | 2020-12-31 | 365 | 4.5609 | 4
13175 | 9.945 | 1 | 2019-12-31 | 2020-12-31 | 365 | 11.6303 | 11
13174 | 5.46 | 1 | 2019-12-31 | 2020-12-31 | 365 | 6.3853 | 6
13173 | 10.92 | 1 | 2019-12-31 | 2020-12-31 | 365 | 12.7705 | 12
13171 | 5.355 | 1 | 2019-12-31 | 2020-12-31 | 365 | 6.2625 | 6
13170 | 8.32 | 1 | 2019-12-31 | 2020-12-31 | 365 | 9.7299 | 9
13168 | 7.02 | 1 | 2019-12-31 | 2020-12-31 | 365 | 8.2096 | 8
13169 | 6.5 | 1 | 2019-12-31 | 2020-12-31 | 365 | 7.6015 | 7
13161 | 7.54 | 1 | 2019-12-31 | 2020-12-31 | 365 | 8.8177 | 8
13152 | 13.52 | 1 | 2019-12-31 | 2020-12-31 | 365 | 15.8111 | 15
13150 | 11.7 | 1 | 2019-12-31 | 2020-12-31 | 365 | 13.6827 | 13
13146 | 6.24 | 1 | 2019-12-31 | 2020-12-31 | 365 | 7.2974 | 7
13144 | 8.84 | 1 | 2019-12-31 | 2020-12-31 | 365 | 10.338 | 10
13139 | 2.86 | 1 | 2019-12-31 | 2020-12-31 | 365 | 3.3447 | 3
13136 | 7.8 | 1 | 2019-12-31 | 2020-12-31 | 365 | 9.1218 | 9
13129 | 4.94 | 1 | 2019-12-31 | 2020-12-31 | 365 | 5.7771 | 5
13130 | 11.44 | 1 | 2019-12-31 | 2020-12-31 | 365 | 13.3786 | 13
13127 | 8.84 | 1 | 2019-12-31 | 2020-12-31 | 365 | 10.338 | 10
13125 | 4.16 | 1 | 2019-12-31 | 2020-12-31 | 365 | 4.865 | 4
13111 | 5.2 | 1 | 2019-12-31 | 2020-12-31 | 365 | 6.0812 | 6
13109 | 2.805 | 1 | 2019-12-31 | 2020-12-31 | 365 | 3.2803 | 3
13104 | 6.24 | 1 | 2019-12-31 | 2020-12-31 | 365 | 7.2974 | 7
13100 | 6.24 | 1 | 2019-12-31 | 2020-12-31 | 365 | 7.2974 | 7
13099 | 5.98 | 1 | 2019-12-31 | 2020-12-31 | 365 | 6.9934 | 6
13096 | 8.58 | 1 | 2019-12-31 | 2020-12-31 | 365 | 10.034 | 10
13095 | 11.7 | 1 | 2019-12-31 | 2020-12-31 | 365 | 13.6827 | 13
13092 | 6.63 | 1 | 2019-12-31 | 2020-12-31 | 365 | 7.7535 | 7
13087 | 3.825 | 1 | 2019-12-31 | 2020-12-31 | 365 | 4.4732 | 4
13083 | 5.1 | 1 | 2019-12-31 | 2020-12-31 | 365 | 5.9642 | 5
13080 | 5.46 | 1 | 2019-12-31 | 2020-12-31 | 365 | 6.3853 | 6
13044 | 10.4 | 1 | 2019-12-31 | 2020-12-31 | 365 | 12.1624 | 12
13043 | 5.2 | 1 | 2019-12-31 | 2020-12-31 | 365 | 6.0812 | 6
13041 | 6.5 | 1 | 2019-12-31 | 2020-12-31 | 365 | 7.6015 | 7
13040 | 10.92 | 1 | 2019-12-31 | 2020-12-31 | 365 | 12.7705 | 12
13036 | 5.46 | 1 | 2019-12-31 | 2020-12-31 | 365 | 6.3853 | 6
13034 | 3.06 | 1 | 2019-12-31 | 2020-12-31 | 365 | 3.5785 | 3
13030 | 4.68 | 1 | 2019-12-31 | 2020-12-31 | 365 | 5.4731 | 5
13009 | 11.475 | 1 | 2019-12-31 | 2020-12-31 | 365 | 13.4196 | 13
13007 | 10.14 | 1 | 2019-12-31 | 2020-12-31 | 365 | 11.8583 | 11
13004 | 11.475 | 1 | 2019-12-31 | 2020-12-31 | 365 | 13.4196 | 13
13002 | 6.76 | 1 | 2019-12-31 | 2020-12-31 | 365 | 7.9055 | 7
12981 | 10.4 | 1 | 2019-12-31 | 2020-12-31 | 365 | 12.1624 | 12
12980 | 3.5 | 1 | 2019-12-31 | 2020-12-31 | 365 | 4.0931 | 4
12958 | 5.98 | 1 | 2019-12-31 | 2020-12-31 | 365 | 6.9934 | 6
12956 | 4.59 | 1 | 2019-12-31 | 2020-12-31 | 365 | 5.3678 | 5
12733 | 10.14 | 1 | 2019-12-31 | 2020-12-31 | 365 | 11.8583 | 11
12730 | 9.275 | 1 | 2019-12-31 | 2020-12-31 | 365 | 10.8467 | 10
12714 | 7.8 | 1 | 2019-12-31 | 2020-12-31 | 365 | 9.1218 | 9
12707 | 4.42 | 1 | 2019-12-31 | 2020-12-31 | 365 | 5.169 | 5
12700 | 7.28 | 1 | 2019-12-31 | 2020-12-31 | 365 | 8.5137 | 8
12693 | 5.72 | 1 | 2019-12-31 | 2020-12-31 | 365 | 6.6893 | 6
12664 | 2.55 | 1 | 2019-12-31 | 2020-12-31 | 365 | 2.9821 | 2
12658 | 8.84 | 1 | 2019-12-31 | 2020-12-31 | 365 | 10.338 | 10
12656 | 4.42 | 1 | 2019-12-31 | 2020-12-31 | 365 | 5.169 | 5
12655 | 15.045 | 1 | 2019-12-31 | 2020-12-31 | 365 | 17.5945 | 17
12654 | 8.84 | 1 | 2019-12-31 | 2020-12-31 | 365 | 10.338 | 10
12652 | 3.5 | 1 | 2019-12-31 | 2020-12-31 | 365 | 4.0931 | 4
12653 | 6.5 | 1 | 2019-12-31 | 2020-12-31 | 365 | 7.6015 | 7
12648 | 3.825 | 1 | 2019-12-31 | 2020-12-31 | 365 | 4.4732 | 4
12647 | 16.38 | 1 | 2019-12-31 | 2020-12-31 | 365 | 19.1558 | 19
12644 | 9.36 | 1 | 2019-12-31 | 2020-12-31 | 365 | 10.9461 | 10
12639 | 8.32 | 1 | 2019-12-31 | 2020-12-31 | 365 | 9.7299 | 9
12638 | 7.28 | 1 | 2019-12-31 | 2020-12-31 | 365 | 8.5137 | 8
12637 | 10.14 | 1 | 2019-12-31 | 2020-12-31 | 365 | 11.8583 | 11
12566 | 3.06 | 1 | 2019-12-31 | 2020-12-31 | 365 | 3.5785 | 3
12564 | 4.94 | 1 | 2019-12-31 | 2020-12-31 | 365 | 5.7771 | 5
12562 | 6.24 | 1 | 2019-12-31 | 2020-12-31 | 365 | 7.2974 | 7
12561 | 7.8 | 1 | 2019-12-31 | 2020-12-31 | 365 | 9.1218 | 9
12557 | 4.77 | 1 | 2019-12-31 | 2020-12-31 | 365 | 5.5783 | 5
12558 | 9.36 | 1 | 2019-12-31 | 2020-12-31 | 365 | 10.9461 | 10
12556 | 5.2 | 1 | 2019-12-31 | 2020-12-31 | 365 | 6.0812 | 6
12555 | 3.825 | 1 | 2019-12-31 | 2020-12-31 | 365 | 4.4732 | 4
12548 | 13.26 | 1 | 2019-12-31 | 2020-12-31 | 365 | 15.507 | 15
12549 | 11.7 | 1 | 2019-12-31 | 2020-12-31 | 365 | 13.6827 | 13
12546 | 6.76 | 1 | 2019-12-31 | 2020-12-31 | 365 | 7.9055 | 7
12545 | 9.62 | 1 | 2019-12-31 | 2020-12-31 | 365 | 11.2502 | 11
12544 | 2.55 | 1 | 2019-12-31 | 2020-12-31 | 365 | 2.9821 | 2
12541 | 2 | 1 | 2019-12-31 | 2020-12-31 | 365 | 2.3389 | 2
12540 | 5.46 | 1 | 2019-12-31 | 2020-12-31 | 365 | 6.3853 | 6
12509 | 10.14 | 1 | 2019-12-31 | 2020-12-31 | 365 | 11.8583 | 11
12506 | 4.94 | 1 | 2019-12-31 | 2020-12-31 | 365 | 5.7771 | 5
12502 | 7.8 | 1 | 2019-12-31 | 2020-12-31 | 365 | 9.1218 | 9
12497 | 2.86 | 1 | 2019-12-31 | 2020-12-31 | 365 | 3.3447 | 3
12494 | 3.9 | 1 | 2019-12-31 | 2020-12-31 | 365 | 4.5609 | 4
12490 | 7.28 | 1 | 2019-12-31 | 2020-12-31 | 365 | 8.5137 | 8
12488 | 4.16 | 1 | 2019-12-31 | 2020-12-31 | 365 | 4.865 | 4
12487 | 3.38 | 1 | 2019-12-31 | 2020-12-31 | 365 | 3.9528 | 3
12485 | 8.32 | 1 | 2019-12-31 | 2020-12-31 | 365 | 9.7299 | 9
12482 | 7.14 | 1 | 2019-12-31 | 2020-12-31 | 365 | 8.3499 | 8
12480 | 5.72 | 1 | 2019-12-31 | 2020-12-31 | 365 | 6.6893 | 6
12466 | 5.2 | 1 | 2019-12-31 | 2020-12-31 | 365 | 6.0812 | 6
12451 | 7.28 | 1 | 2019-12-31 | 2020-12-31 | 365 | 8.5137 | 8
12450 | 11.44 | 1 | 2019-12-31 | 2020-12-31 | 365 | 13.3786 | 13
12446 | 10.14 | 1 | 2019-12-31 | 2020-12-31 | 365 | 11.8583 | 11
12445 | 6.24 | 1 | 2019-12-31 | 2020-12-31 | 365 | 7.2974 | 7
12444 | 8.32 | 1 | 2019-12-31 | 2020-12-31 | 365 | 9.7299 | 9
12443 | 6.375 | 1 | 2019-12-31 | 2020-12-31 | 365 | 7.4553 | 7
12441 | 10.965 | 1 | 2019-12-31 | 2020-12-31 | 365 | 12.8231 | 12
12440 | 9.62 | 1 | 2019-12-31 | 2020-12-31 | 365 | 11.2502 | 11
12435 | 6.76 | 1 | 2019-12-31 | 2020-12-31 | 365 | 7.9055 | 7
12434 | 4.42 | 1 | 2019-12-31 | 2020-12-31 | 365 | 5.169 | 5
12400 | 8.925 | 1 | 2019-12-31 | 2020-12-31 | 365 | 10.4374 | 10
12396 | 3.825 | 1 | 2019-12-31 | 2020-12-31 | 365 | 4.4732 | 4
12394 | 3.9 | 1 | 2019-12-31 | 2020-12-31 | 365 | 4.5609 | 4
12392 | 10.4 | 1 | 2019-12-31 | 2020-12-31 | 365 | 12.1624 | 12
12389 | 10.4 | 1 | 2019-12-31 | 2020-12-31 | 365 | 12.1624 | 12
12383 | 5.2 | 1 | 2019-12-31 | 2020-12-31 | 365 | 6.0812 | 6
12374 | 7.54 | 1 | 2019-12-31 | 2020-12-31 | 365 | 8.8177 | 8
11829 | 7.28 | 1 | 2019-12-31 | 2020-12-31 | 365 | 8.5137 | 8
11828 | 3 | 1 | 2019-12-31 | 2020-12-31 | 365 | 3.5084 | 3
11827 | 11.44 | 1 | 2019-12-31 | 2020-12-31 | 365 | 13.3786 | 13
11825 | 5.2 | 1 | 2019-12-31 | 2020-12-31 | 365 | 6.0812 | 6
11810 | 15.08 | 1 | 2019-12-31 | 2020-12-31 | 365 | 17.6355 | 17
11813 | 2.55 | 1 | 2019-12-31 | 2020-12-31 | 365 | 2.9821 | 2
11809 | 3.38 | 1 | 2019-12-31 | 2020-12-31 | 365 | 3.9528 | 3
11807 | 5.46 | 1 | 2019-12-31 | 2020-12-31 | 365 | 6.3853 | 6
11806 | 11.96 | 1 | 2019-12-31 | 2020-12-31 | 365 | 13.9867 | 13
11804 | 7.54 | 1 | 2019-12-31 | 2020-12-31 | 365 | 8.8177 | 8
11802 | 10.4 | 1 | 2019-12-31 | 2020-12-31 | 365 | 12.1624 | 12
11790 | 2.805 | 1 | 2019-12-31 | 2020-12-31 | 365 | 3.2803 | 3
11788 | 11.96 | 1 | 2019-12-31 | 2020-12-31 | 365 | 13.9867 | 13
11786 | 3.64 | 1 | 2019-12-31 | 2020-12-31 | 365 | 4.2568 | 4
11780 | 4.335 | 1 | 2019-12-31 | 2020-12-31 | 365 | 5.0696 | 5
11779 | 3.12 | 1 | 2019-12-31 | 2020-12-31 | 365 | 3.6487 | 3
11778 | 8.32 | 1 | 2019-12-31 | 2020-12-31 | 365 | 9.7299 | 9
11777 | 5.98 | 1 | 2019-12-31 | 2020-12-31 | 365 | 6.9934 | 6
11775 | 6.76 | 1 | 2019-12-31 | 2020-12-31 | 365 | 7.9055 | 7
11770 | 7.54 | 1 | 2019-12-31 | 2020-12-31 | 365 | 8.8177 | 8
11761 | 10.14 | 1 | 2019-12-31 | 2020-12-31 | 365 | 11.8583 | 11
11760 | 7.8 | 1 | 2019-12-31 | 2020-12-31 | 365 | 9.1218 | 9
11758 | 5.46 | 1 | 2019-12-31 | 2020-12-31 | 365 | 6.3853 | 6
11756 | 9.1 | 1 | 2019-12-31 | 2020-12-31 | 365 | 10.6421 | 10
11739 | 13 | 1 | 2019-12-31 | 2020-12-31 | 365 | 15.203 | 15
11738 | 3.12 | 1 | 2019-12-31 | 2020-12-31 | 365 | 3.6487 | 3
11737 | 4.42 | 1 | 2019-12-31 | 2020-12-31 | 365 | 5.169 | 5
11736 | 7.54 | 1 | 2019-12-31 | 2020-12-31 | 365 | 8.8177 | 8
11720 | 10.14 | 1 | 2019-12-31 | 2020-12-31 | 365 | 11.8583 | 11
11719 | 7.54 | 1 | 2019-12-31 | 2020-12-31 | 365 | 8.8177 | 8
11717 | 6.5 | 1 | 2019-12-31 | 2020-12-31 | 365 | 7.6015 | 7
11714 | 4.94 | 1 | 2019-12-31 | 2020-12-31 | 365 | 5.7771 | 5
11712 | 5.72 | 1 | 2019-12-31 | 2020-12-31 | 365 | 6.6893 | 6
11708 | 8.32 | 1 | 2019-12-31 | 2020-12-31 | 365 | 9.7299 | 9
11705 | 12.48 | 1 | 2019-12-31 | 2020-12-31 | 365 | 14.5949 | 14
11704 | 5.865 | 1 | 2019-12-31 | 2020-12-31 | 365 | 6.8589 | 6
11703 | 4.42 | 1 | 2019-12-31 | 2020-12-31 | 365 | 5.169 | 5
11702 | 5.98 | 1 | 2019-12-31 | 2020-12-31 | 365 | 6.9934 | 6
11690 | 7.8 | 1 | 2019-12-31 | 2020-12-31 | 365 | 9.1218 | 9
11683 | 2.04 | 1 | 2019-12-31 | 2020-12-31 | 365 | 2.3857 | 2
11680 | 5.98 | 1 | 2019-12-31 | 2020-12-31 | 365 | 6.9934 | 6
11685 | 8.06 | 1 | 2019-12-31 | 2020-12-31 | 365 | 9.4258 | 9
11682 | 12.495 | 1 | 2019-12-31 | 2020-12-31 | 365 | 14.6124 | 14
11679 | 7.395 | 1 | 2019-12-31 | 2020-12-31 | 365 | 8.6482 | 8
11670 | 5.46 | 1 | 2019-12-31 | 2020-12-31 | 365 | 6.3853 | 6
11669 | 6.12 | 1 | 2019-12-31 | 2020-12-31 | 365 | 7.1571 | 7
11668 | 8.32 | 1 | 2019-12-31 | 2020-12-31 | 365 | 9.7299 | 9
11667 | 3.64 | 1 | 2019-12-31 | 2020-12-31 | 365 | 4.2568 | 4
11664 | 4.16 | 1 | 2019-12-31 | 2020-12-31 | 365 | 4.865 | 4
11643 | 8.58 | 1 | 2019-12-31 | 2020-12-31 | 365 | 10.034 | 10
11663 | 11.44 | 1 | 2019-12-31 | 2020-12-31 | 365 | 13.3786 | 13
11660 | 12.22 | 1 | 2019-12-31 | 2020-12-31 | 365 | 14.2908 | 14
11659 | 10.14 | 1 | 2019-12-31 | 2020-12-31 | 365 | 11.8583 | 11
11658 | 5.2 | 1 | 2019-12-31 | 2020-12-31 | 365 | 6.0812 | 6
11657 | 5.355 | 1 | 2019-12-31 | 2020-12-31 | 365 | 6.2625 | 6
11655 | 4.16 | 1 | 2019-12-31 | 2020-12-31 | 365 | 4.865 | 4
11652 | 2.805 | 1 | 2019-12-31 | 2020-12-31 | 365 | 3.2803 | 3
11651 | 5.72 | 1 | 2019-12-31 | 2020-12-31 | 365 | 6.6893 | 6
11641 | 4.16 | 1 | 2019-12-31 | 2020-12-31 | 365 | 4.865 | 4
11615 | 13.26 | 1 | 2019-12-31 | 2020-12-31 | 365 | 15.507 | 15
11605 | 5.72 | 1 | 2019-12-31 | 2020-12-31 | 365 | 6.6893 | 6
11584 | 8.58 | 1 | 2019-12-31 | 2020-12-31 | 365 | 10.034 | 10
11581 | 3.9 | 1 | 2019-12-31 | 2020-12-31 | 365 | 4.5609 | 4
11580 | 3.12 | 1 | 2019-12-31 | 2020-12-31 | 365 | 3.6487 | 3
11579 | 2.08 | 1 | 2019-12-31 | 2020-12-31 | 365 | 2.4325 | 2
11578 | 8.5 | 1 | 2019-12-31 | 2020-12-31 | 365 | 9.9404 | 9
11576 | 7.8 | 1 | 2019-12-31 | 2020-12-31 | 365 | 9.1218 | 9
11574 | 9.88 | 1 | 2019-12-31 | 2020-12-31 | 365 | 11.5543 | 11
11572 | 5.98 | 1 | 2019-12-31 | 2020-12-31 | 365 | 6.9934 | 6
11568 | 6.885 | 1 | 2019-12-31 | 2020-12-31 | 365 | 8.0517 | 8
11567 | 6.5 | 1 | 2019-12-31 | 2020-12-31 | 365 | 7.6015 | 7
11556 | 7.28 | 1 | 2019-12-31 | 2020-12-31 | 365 | 8.5137 | 8
11552 | 4.16 | 1 | 2019-12-31 | 2020-12-31 | 365 | 4.865 | 4
11077 | 7.54 | 1 | 2019-12-31 | 2020-12-31 | 365 | 8.8177 | 8
10966 | 9.88 | 1 | 2019-12-31 | 2020-12-31 | 365 | 11.5543 | 11
10978 | 4.42 | 1 | 2019-12-31 | 2020-12-31 | 365 | 5.169 | 5
11054 | 4.68 | 1 | 2019-12-31 | 2020-12-31 | 365 | 5.4731 | 5
11039 | 5.2 | 1 | 2019-12-31 | 2020-12-31 | 365 | 6.0812 | 6
11035 | 9.36 | 1 | 2019-12-31 | 2020-12-31 | 365 | 10.9461 | 10
11021 | 5.61 | 1 | 2019-12-31 | 2020-12-31 | 365 | 6.5607 | 6
11019 | 8.32 | 1 | 2019-12-31 | 2020-12-31 | 365 | 9.7299 | 9
10922 | 6.24 | 1 | 2019-12-31 | 2020-12-31 | 365 | 7.2974 | 7
10969 | 5.46 | 1 | 2019-12-31 | 2020-12-31 | 365 | 6.3853 | 6
10983 | 7.14 | 1 | 2019-12-31 | 2020-12-31 | 365 | 8.3499 | 8
10976 | 11.96 | 1 | 2019-12-31 | 2020-12-31 | 365 | 13.9867 | 13
11298 | 3.12 | 1 | 2019-12-31 | 2020-12-31 | 365 | 3.6487 | 3
11317 | 5.865 | 1 | 2019-12-31 | 2020-12-31 | 365 | 6.8589 | 6
10977 | 6.5 | 1 | 2019-12-31 | 2020-12-31 | 365 | 7.6015 | 7
10965 | 7.8 | 1 | 2019-12-31 | 2020-12-31 | 365 | 9.1218 | 9
10968 | 5.72 | 1 | 2019-12-31 | 2020-12-31 | 365 | 6.6893 | 6
10974 | 4.68 | 1 | 2019-12-31 | 2020-12-31 | 365 | 5.4731 | 5
11232 | 7.65 | 1 | 2019-12-31 | 2020-12-31 | 365 | 8.9464 | 8
11043 | 5.98 | 1 | 2019-12-31 | 2020-12-31 | 365 | 6.9934 | 6
13852 | 2.6 | 1 | 2019-12-31 | 2020-12-31 | 365 | 3.0406 | 3
13851 | 3.64 | 1 | 2019-12-31 | 2020-12-31 | 365 | 4.2568 | 4
13847 | 10.965 | 1 | 2019-12-31 | 2020-12-31 | 365 | 12.8231 | 12
13846 | 8.84 | 1 | 2019-12-31 | 2020-12-31 | 365 | 10.338 | 10
13841 | 8.925 | 1 | 2019-12-31 | 2020-12-31 | 365 | 10.4374 | 10
13837 | 7.14 | 1 | 2019-12-31 | 2020-12-31 | 365 | 8.3499 | 8
13840 | 11.475 | 1 | 2019-12-31 | 2020-12-31 | 365 | 13.4196 | 13
13835 | 3.75 | 1 | 2019-12-31 | 2020-12-31 | 365 | 4.3855 | 4
13834 | 5.72 | 1 | 2019-12-31 | 2020-12-31 | 365 | 6.6893 | 6
13827 | 6.76 | 1 | 2019-12-31 | 2020-12-31 | 365 | 7.9055 | 7
13824 | 3.57 | 1 | 2019-12-31 | 2020-12-31 | 365 | 4.175 | 4
13823 | 3.825 | 1 | 2019-12-31 | 2020-12-31 | 365 | 4.4732 | 4
13821 | 13.06 | 1 | 2019-12-31 | 2020-12-31 | 365 | 15.2731 | 15
13820 | 3.64 | 1 | 2019-12-31 | 2020-12-31 | 365 | 4.2568 | 4
13814 | 6.375 | 1 | 2019-12-31 | 2020-12-31 | 365 | 7.4553 | 7
13809 | 4.16 | 1 | 2019-12-31 | 2020-12-31 | 365 | 4.865 | 4
13803 | 6 | 1 | 2019-12-31 | 2020-12-31 | 365 | 7.0168 | 7
13791 | 9.435 | 1 | 2019-12-31 | 2020-12-31 | 365 | 11.0339 | 11
13785 | 5.2 | 1 | 2019-12-31 | 2020-12-31 | 365 | 6.0812 | 6
13783 | 3.825 | 1 | 2019-12-31 | 2020-12-31 | 365 | 4.4732 | 4
13780 | 3.825 | 1 | 2019-12-31 | 2020-12-31 | 365 | 4.4732 | 4
13778 | 8.58 | 1 | 2019-12-31 | 2020-12-31 | 365 | 10.034 | 10
13772 | 5.98 | 1 | 2019-12-31 | 2020-12-31 | 365 | 6.9934 | 6
13771 | 9.435 | 1 | 2019-12-31 | 2020-12-31 | 365 | 11.0339 | 11
13766 | 4.08 | 1 | 2019-12-31 | 2020-12-31 | 365 | 4.7714 | 4
13757 | 8.84 | 1 | 2019-12-31 | 2020-12-31 | 365 | 10.338 | 10
13751 | 5.1 | 1 | 2019-12-31 | 2020-12-31 | 365 | 5.9642 | 5
13755 | 3.9 | 1 | 2019-12-31 | 2020-12-31 | 365 | 4.5609 | 4
13750 | 9.1 | 1 | 2019-12-31 | 2020-12-31 | 365 | 10.6421 | 10
13749 | 13 | 1 | 2019-12-31 | 2020-12-31 | 365 | 15.203 | 15
13748 | 8.84 | 1 | 2019-12-31 | 2020-12-31 | 365 | 10.338 | 10
13747 | 7.14 | 1 | 2019-12-31 | 2020-12-31 | 365 | 8.3499 | 8
13709 | 8.16 | 1 | 2019-12-31 | 2020-12-31 | 365 | 9.5428 | 9
13902 | 6.76 | 1 | 2019-12-31 | 2020-12-31 | 365 | 7.9055 | 7
13904 | 6.5 | 1 | 2019-12-31 | 2020-12-31 | 365 | 7.6015 | 7
13867 | 5.61 | 1 | 2019-12-31 | 2020-12-31 | 365 | 6.5607 | 6
13873 | 5.46 | 1 | 2019-12-31 | 2020-12-31 | 365 | 6.3853 | 6
13876 | 4.59 | 1 | 2019-12-31 | 2020-12-31 | 365 | 5.3678 | 5
13870 | 4.16 | 1 | 2019-12-31 | 2020-12-31 | 365 | 4.865 | 4
13255 | 9.18 | 1 | 2019-12-31 | 2020-12-31 | 365 | 10.7356 | 10
13178 | 6.375 | 1 | 2019-12-31 | 2020-12-31 | 365 | 7.4553 | 7
13165 | 4.68 | 1 | 2019-12-31 | 2020-12-31 | 365 | 5.4731 | 5
12767 | 8.06 | 1 | 2019-12-31 | 2020-12-31 | 365 | 9.4258 | 9
12674 | 5.2 | 1 | 2019-12-31 | 2020-12-31 | 365 | 6.0812 | 6
12346 | 6.63 | 1 | 2019-12-31 | 2020-12-31 | 365 | 7.7535 | 7
12174 | 9.36 | 1 | 2019-12-31 | 2020-12-31 | 365 | 10.9461 | 10
11689 | 10.2 | 1 | 2019-12-31 | 2020-12-31 | 365 | 11.9285 | 11
11539 | 11.18 | 1 | 2019-12-31 | 2020-12-31 | 365 | 13.0746 | 13
10973 | 11.73 | 1 | 2019-12-31 | 2020-12-31 | 365 | 13.7178 | 13
10970 | 17.085 | 1 | 2019-12-31 | 2020-12-31 | 365 | 19.9802 | 19
11085 | 10.455 | 1 | 2019-12-31 | 2020-12-31 | 365 | 12.2267 | 12
13261 | 4.24 | 1 | 2019-12-31 | 2020-12-31 | 365 | 4.9585 | 4
13032 | 2.5 | 1 | 2019-12-31 | 2020-12-31 | 365 | 2.9236 | 2
12709 | 12.74 | 1 | 2019-12-31 | 2020-12-31 | 365 | 14.8989 | 14
15280 | 6.25 | 1 | 2019-12-31 | 2020-12-31 | 365 | 7.3091 | 7
12662 | 7.28 | 1 | 2019-12-31 | 2020-12-31 | 365 | 8.5137 | 8
12449 | 7.14 | 1 | 2019-12-31 | 2020-12-31 | 365 | 8.3499 | 8
12384 | 8.67 | 1 | 2019-12-31 | 2020-12-31 | 365 | 10.1392 | 10
11838 | 4.335 | 1 | 2019-12-31 | 2020-12-31 | 365 | 5.0696 | 5
11834 | 7.02 | 1 | 2019-12-31 | 2020-12-31 | 365 | 8.2096 | 8
10893 | 3.9 | 1 | 2019-12-31 | 2020-12-31 | 365 | 4.5609 | 4
11814 | 7.02 | 1 | 2019-12-31 | 2020-12-31 | 365 | 8.2096 | 8
11666 | 8.58 | 1 | 2019-12-31 | 2020-12-31 | 365 | 10.034 | 10
11569 | 14.025 | 1 | 2019-12-31 | 2020-12-31 | 365 | 16.4017 | 16
11501 | 7.905 | 1 | 2019-12-31 | 2020-12-31 | 365 | 9.2446 | 9
11490 | 6.375 | 1 | 2019-12-31 | 2020-12-31 | 365 | 7.4553 | 7
11221 | 4.5 | 1 | 2019-12-31 | 2020-12-31 | 365 | 5.2626 | 5
11075 | 12.495 | 1 | 2019-12-31 | 2020-12-31 | 365 | 14.6124 | 14
11041 | 9.18 | 1 | 2019-12-31 | 2020-12-31 | 365 | 10.7356 | 10
11031 | 11.73 | 1 | 2019-12-31 | 2020-12-31 | 365 | 13.7178 | 13
11036 | 14.28 | 1 | 2019-12-31 | 2020-12-31 | 365 | 16.6999 | 16
12436 | 8.84 | 1 | 2019-12-31 | 2020-12-31 | 365 | 10.338 | 10
12641 | 6.24 | 1 | 2019-12-31 | 2020-12-31 | 365 | 7.2974 | 7
11312 | 11.475 | 1 | 2019-12-31 | 2020-12-31 | 365 | 13.4196 | 13
11045 | 11.7 | 1 | 2019-12-31 | 2020-12-31 | 365 | 13.6827 | 13
11528 | 5.98 | 1 | 2019-12-31 | 2020-12-31 | 365 | 6.9934 | 6
11233 | 11.18 | 1 | 2019-12-31 | 2020-12-31 | 365 | 13.0746 | 13
11247 | 11.73 | 1 | 2019-12-31 | 2020-12-31 | 365 | 13.7178 | 13
11478 | 10.4 | 1 | 2019-12-31 | 2020-12-31 | 365 | 12.1624 | 12
11089 | 11.7 | 1 | 2019-12-31 | 2020-12-31 | 365 | 13.6827 | 13
11336 | 15.3 | 1 | 2019-12-31 | 2020-12-31 | 365 | 17.8927 | 17
10975 | 15.555 | 1 | 2019-12-31 | 2020-12-31 | 365 | 18.191 | 18
11452 | 10.2 | 1 | 2019-12-31 | 2020-12-31 | 365 | 11.9285 | 11
11461 | 16.065 | 1 | 2019-12-31 | 2020-12-31 | 365 | 18.7874 | 18
11474 | 13.77 | 1 | 2019-12-31 | 2020-12-31 | 365 | 16.1035 | 16
11491 | 10.92 | 1 | 2019-12-31 | 2020-12-31 | 365 | 12.7705 | 12
11495 | 10.26 | 1 | 2019-12-31 | 2020-12-31 | 365 | 11.9987 | 11
11573 | 6.76 | 1 | 2019-12-31 | 2020-12-31 | 365 | 7.9055 | 7
11557 | 15.555 | 1 | 2019-12-31 | 2020-12-31 | 365 | 18.191 | 18
11873 | 11.985 | 1 | 2019-12-31 | 2020-12-31 | 365 | 14.016 | 14
11887 | 12.22 | 1 | 2019-12-31 | 2020-12-31 | 365 | 14.2908 | 14
11913 | 13.77 | 1 | 2019-12-31 | 2020-12-31 | 365 | 16.1035 | 16
12031 | 13.78 | 1 | 2019-12-31 | 2020-12-31 | 365 | 16.1152 | 16
12054 | 14.535 | 1 | 2019-12-31 | 2020-12-31 | 365 | 16.9981 | 16
12076 | 11.73 | 1 | 2019-12-31 | 2020-12-31 | 365 | 13.7178 | 13
12085 | 10.71 | 1 | 2019-12-31 | 2020-12-31 | 365 | 12.5249 | 12
12192 | 11.22 | 1 | 2019-12-31 | 2020-12-31 | 365 | 13.1213 | 13
12341 | 7.02 | 1 | 2019-12-31 | 2020-12-31 | 365 | 8.2096 | 8
12351 | 13.77 | 1 | 2019-12-31 | 2020-12-31 | 365 | 16.1035 | 16
12356 | 14.82 | 1 | 2019-12-31 | 2020-12-31 | 365 | 17.3314 | 17
12362 | 14.79 | 1 | 2019-12-31 | 2020-12-31 | 365 | 17.2963 | 17
12518 | 3.64 | 1 | 2019-12-31 | 2020-12-31 | 365 | 4.2568 | 4
12761 | 13.26 | 1 | 2019-12-31 | 2020-12-31 | 365 | 15.507 | 15
12764 | 11.44 | 1 | 2019-12-31 | 2020-12-31 | 365 | 13.3786 | 13
12789 | 13.52 | 1 | 2019-12-31 | 2020-12-31 | 365 | 15.8111 | 15
12791 | 10.92 | 1 | 2019-12-31 | 2020-12-31 | 365 | 12.7705 | 12
12792 | 10.2 | 1 | 2019-12-31 | 2020-12-31 | 365 | 11.9285 | 11
12840 | 10.92 | 1 | 2019-12-31 | 2020-12-31 | 365 | 12.7705 | 12
12852 | 10.92 | 1 | 2019-12-31 | 2020-12-31 | 365 | 12.7705 | 12
12854 | 15.08 | 1 | 2019-12-31 | 2020-12-31 | 365 | 17.6355 | 17
12887 | 13.77 | 1 | 2019-12-31 | 2020-12-31 | 365 | 16.1035 | 16
12896 | 13.515 | 1 | 2019-12-31 | 2020-12-31 | 365 | 15.8053 | 15
12942 | 10.66 | 1 | 2019-12-31 | 2020-12-31 | 365 | 12.4664 | 12
13415 | 12.495 | 1 | 2019-12-31 | 2020-12-31 | 365 | 14.6124 | 14
13493 | 10.14 | 1 | 2019-12-31 | 2020-12-31 | 365 | 11.8583 | 11
13550 | 10.71 | 1 | 2019-12-31 | 2020-12-31 | 365 | 12.5249 | 12
13559 | 13.52 | 1 | 2019-12-31 | 2020-12-31 | 365 | 15.8111 | 15
13571 | 11.96 | 1 | 2019-12-31 | 2020-12-31 | 365 | 13.9867 | 13
12712 | 2.86 | 1 | 2019-12-31 | 2020-12-31 | 365 | 3.3447 | 3
11816 | 4.94 | 1 | 2019-12-31 | 2020-12-31 | 365 | 5.7771 | 5
11835 | 5.46 | 1 | 2019-12-31 | 2020-12-31 | 365 | 6.3853 | 6
11038 | 10.71 | 1 | 2019-12-31 | 2020-12-31 | 365 | 12.5249 | 12
11163 | 181.815 | 0.9 | 2019-12-31 | 2020-12-31 | 365 | 191.3628 | 191
11167 | 178.5 | 0.9 | 2019-12-31 | 2020-12-31 | 365 | 187.8737 | 187
9572 | 161.67 | 0.9 | 2019-12-31 | 2020-12-31 | 365 | 170.1599 | 170
12682 | 3.06 | 1 | 2019-12-31 | 2020-12-31 | 365 | 3.5785 | 3
12703 | 9.945 | 1 | 2019-12-31 | 2020-12-31 | 365 | 11.6303 | 11
12349 | 16.32 | 1 | 2019-12-31 | 2020-12-31 | 365 | 19.0856 | 19
12708 | 14.535 | 1 | 2019-12-31 | 2020-12-31 | 365 | 16.9981 | 16
11090 | 13.005 | 1 | 2019-12-31 | 2020-12-31 | 365 | 15.2088 | 15
13068 | 3.9 | 1 | 2019-12-31 | 2020-12-31 | 365 | 4.5609 | 4
11735 | 3.57 | 1 | 2019-12-31 | 2020-12-31 | 365 | 4.175 | 4
13983 | 8.58 | 1 | 2019-12-31 | 2020-12-31 | 365 | 10.034 | 10
14009 | 3.9 | 1 | 2019-12-31 | 2020-12-31 | 365 | 4.5609 | 4
14025 | 6.63 | 1 | 2019-12-31 | 2020-12-31 | 365 | 7.7535 | 7
14032 | 3.825 | 1 | 2019-12-31 | 2020-12-31 | 365 | 4.4732 | 4
14143 | 6.375 | 1 | 2019-12-31 | 2020-12-31 | 365 | 7.4553 | 7
14133 | 6.12 | 1 | 2019-12-31 | 2020-12-31 | 365 | 7.1571 | 7
14149 | 7.54 | 1 | 2019-12-31 | 2020-12-31 | 365 | 8.8177 | 8
14151 | 3.12 | 1 | 2019-12-31 | 2020-12-31 | 365 | 3.6487 | 3
14154 | 2.34 | 1 | 2019-12-31 | 2020-12-31 | 365 | 2.7365 | 2
14156 | 11.96 | 1 | 2019-12-31 | 2020-12-31 | 365 | 13.9867 | 13
14160 | 8.67 | 1 | 2019-12-31 | 2020-12-31 | 365 | 10.1392 | 10
14377 | 8.32 | 1 | 2019-12-31 | 2020-12-31 | 365 | 9.7299 | 9
14163 | 5.2 | 1 | 2019-12-31 | 2020-12-31 | 365 | 6.0812 | 6
14383 | 10.4 | 1 | 2019-12-31 | 2020-12-31 | 365 | 12.1624 | 12
14386 | 6.5 | 1 | 2019-12-31 | 2020-12-31 | 365 | 7.6015 | 7
14390 | 10.4 | 1 | 2019-12-31 | 2020-12-31 | 365 | 12.1624 | 12
14394 | 3.9 | 1 | 2019-12-31 | 2020-12-31 | 365 | 4.5609 | 4
14395 | 5.61 | 1 | 2019-12-31 | 2020-12-31 | 365 | 6.5607 | 6
14396 | 4.16 | 1 | 2019-12-31 | 2020-12-31 | 365 | 4.865 | 4
14474 | 14.56 | 1 | 2019-12-31 | 2020-12-31 | 365 | 17.0273 | 17
14483 | 6.24 | 1 | 2019-12-31 | 2020-12-31 | 365 | 7.2974 | 7
14489 | 8.32 | 1 | 2019-12-31 | 2020-12-31 | 365 | 9.7299 | 9
14505 | 5.98 | 1 | 2019-12-31 | 2020-12-31 | 365 | 6.9934 | 6
14495 | 4.68 | 1 | 2019-12-31 | 2020-12-31 | 365 | 5.4731 | 5
14508 | 4.42 | 1 | 2019-12-31 | 2020-12-31 | 365 | 5.169 | 5
14513 | 7.28 | 1 | 2019-12-31 | 2020-12-31 | 365 | 8.5137 | 8
14517 | 9.36 | 1 | 2019-12-31 | 2020-12-31 | 365 | 10.9461 | 10
14526 | 3.9 | 1 | 2019-12-31 | 2020-12-31 | 365 | 4.5609 | 4
14527 | 8.32 | 1 | 2019-12-31 | 2020-12-31 | 365 | 9.7299 | 9
14535 | 6.12 | 1 | 2019-12-31 | 2020-12-31 | 365 | 7.1571 | 7
14530 | 6.76 | 1 | 2019-12-31 | 2020-12-31 | 365 | 7.9055 | 7
14537 | 4.59 | 1 | 2019-12-31 | 2020-12-31 | 365 | 5.3678 | 5
14539 | 3.12 | 1 | 2019-12-31 | 2020-12-31 | 365 | 3.6487 | 3
14542 | 6.24 | 1 | 2019-12-31 | 2020-12-31 | 365 | 7.2974 | 7
14540 | 10.965 | 1 | 2019-12-31 | 2020-12-31 | 365 | 12.8231 | 12
14544 | 2.08 | 1 | 2019-12-31 | 2020-12-31 | 365 | 2.4325 | 2
14541 | 8.925 | 1 | 2019-12-31 | 2020-12-31 | 365 | 10.4374 | 10
14546 | 3.9 | 1 | 2019-12-31 | 2020-12-31 | 365 | 4.5609 | 4
14566 | 4.59 | 1 | 2019-12-31 | 2020-12-31 | 365 | 5.3678 | 5
14591 | 7.905 | 1 | 2019-12-31 | 2020-12-31 | 365 | 9.2446 | 9
14589 | 3.675 | 1 | 2019-12-31 | 2020-12-31 | 365 | 4.2978 | 4
14668 | 3.12 | 1 | 2019-12-31 | 2020-12-31 | 365 | 3.6487 | 3
15054 | 8.84 | 1 | 2019-12-31 | 2020-12-31 | 365 | 10.338 | 10
14775 | 4.94 | 1 | 2019-12-31 | 2020-12-31 | 365 | 5.7771 | 5
14778 | 5.72 | 1 | 2019-12-31 | 2020-12-31 | 365 | 6.6893 | 6
14779 | 7.54 | 1 | 2019-12-31 | 2020-12-31 | 365 | 8.8177 | 8
14781 | 6.24 | 1 | 2019-12-31 | 2020-12-31 | 365 | 7.2974 | 7
14785 | 5.865 | 1 | 2019-12-31 | 2020-12-31 | 365 | 6.8589 | 6
14799 | 4.68 | 1 | 2019-12-31 | 2020-12-31 | 365 | 5.4731 | 5
14800 | 5.46 | 1 | 2019-12-31 | 2020-12-31 | 365 | 6.3853 | 6
14801 | 11.73 | 1 | 2019-12-31 | 2020-12-31 | 365 | 13.7178 | 13
14802 | 5.72 | 1 | 2019-12-31 | 2020-12-31 | 365 | 6.6893 | 6
14803 | 4.42 | 1 | 2019-12-31 | 2020-12-31 | 365 | 5.169 | 5
14805 | 7.54 | 1 | 2019-12-31 | 2020-12-31 | 365 | 8.8177 | 8
14807 | 6.12 | 1 | 2019-12-31 | 2020-12-31 | 365 | 7.1571 | 7
14808 | 7.8 | 1 | 2019-12-31 | 2020-12-31 | 365 | 9.1218 | 9
14809 | 5.98 | 1 | 2019-12-31 | 2020-12-31 | 365 | 6.9934 | 6
14811 | 9.62 | 1 | 2019-12-31 | 2020-12-31 | 365 | 11.2502 | 11
14831 | 5.1 | 1 | 2019-12-31 | 2020-12-31 | 365 | 5.9642 | 5
14847 | 3.38 | 1 | 2019-12-31 | 2020-12-31 | 365 | 3.9528 | 3
14867 | 12.22 | 1 | 2019-12-31 | 2020-12-31 | 365 | 14.2908 | 14
14874 | 12.22 | 1 | 2019-12-31 | 2020-12-31 | 365 | 14.2908 | 14
14877 | 3.12 | 1 | 2019-12-31 | 2020-12-31 | 365 | 3.6487 | 3
14960 | 8.06 | 1 | 2019-12-31 | 2020-12-31 | 365 | 9.4258 | 9
14962 | 25.245 | 0.9 | 2019-12-31 | 2020-12-31 | 365 | 26.5707 | 26
14966 | 11.18 | 1 | 2019-12-31 | 2020-12-31 | 365 | 13.0746 | 13
14972 | 12.74 | 1 | 2019-12-31 | 2020-12-31 | 365 | 14.8989 | 14
14974 | 9.1 | 1 | 2019-12-31 | 2020-12-31 | 365 | 10.6421 | 10
14991 | 7.02 | 1 | 2019-12-31 | 2020-12-31 | 365 | 8.2096 | 8
15045 | 8.84 | 1 | 2019-12-31 | 2020-12-31 | 365 | 10.338 | 10
15049 | 13 | 1 | 2019-12-31 | 2020-12-31 | 365 | 15.203 | 15
15047 | 8.16 | 1 | 2019-12-31 | 2020-12-31 | 365 | 9.5428 | 9
15051 | 7.8 | 1 | 2019-12-31 | 2020-12-31 | 365 | 9.1218 | 9
15053 | 2.86 | 1 | 2019-12-31 | 2020-12-31 | 365 | 3.3447 | 3
15077 | 3.9 | 1 | 2019-12-31 | 2020-12-31 | 365 | 4.5609 | 4
15083 | 8.32 | 1 | 2019-12-31 | 2020-12-31 | 365 | 9.7299 | 9
15087 | 8.58 | 1 | 2019-12-31 | 2020-12-31 | 365 | 10.034 | 10
15081 | 4.335 | 1 | 2019-12-31 | 2020-12-31 | 365 | 5.0696 | 5
15090 | 6.12 | 1 | 2019-12-31 | 2020-12-31 | 365 | 7.1571 | 7
15092 | 8.58 | 1 | 2019-12-31 | 2020-12-31 | 365 | 10.034 | 10
15139 | 10.2 | 1 | 2019-12-31 | 2020-12-31 | 365 | 11.9285 | 11
15141 | 11.73 | 1 | 2019-12-31 | 2020-12-31 | 365 | 13.7178 | 13
15144 | 8.32 | 1 | 2019-12-31 | 2020-12-31 | 365 | 9.7299 | 9
15147 | 6.63 | 1 | 2019-12-31 | 2020-12-31 | 365 | 7.7535 | 7
15152 | 8.32 | 1 | 2019-12-31 | 2020-12-31 | 365 | 9.7299 | 9
15154 | 14.3 | 1 | 2019-12-31 | 2020-12-31 | 365 | 16.7233 | 16
15157 | 13 | 1 | 2019-12-31 | 2020-12-31 | 365 | 15.203 | 15
15155 | 4.94 | 1 | 2019-12-31 | 2020-12-31 | 365 | 5.7771 | 5
15158 | 4.08 | 1 | 2019-12-31 | 2020-12-31 | 365 | 4.7714 | 4
15159 | 3.06 | 1 | 2019-12-31 | 2020-12-31 | 365 | 3.5785 | 3
15165 | 6.76 | 1 | 2019-12-31 | 2020-12-31 | 365 | 7.9055 | 7
15166 | 11.44 | 1 | 2019-12-31 | 2020-12-31 | 365 | 13.3786 | 13
15168 | 10.66 | 1 | 2019-12-31 | 2020-12-31 | 365 | 12.4664 | 12
15173 | 6.76 | 1 | 2019-12-31 | 2020-12-31 | 365 | 7.9055 | 7
15177 | 8.67 | 1 | 2019-12-31 | 2020-12-31 | 365 | 10.1392 | 10
15207 | 5.72 | 1 | 2019-12-31 | 2020-12-31 | 365 | 6.6893 | 6
15213 | 5.72 | 1 | 2019-12-31 | 2020-12-31 | 365 | 6.6893 | 6
15231 | 7.8 | 1 | 2019-12-31 | 2020-12-31 | 365 | 9.1218 | 9
15233 | 13.26 | 1 | 2019-12-31 | 2020-12-31 | 365 | 15.507 | 15
15236 | 7.28 | 1 | 2019-12-31 | 2020-12-31 | 365 | 8.5137 | 8
15240 | 5.46 | 1 | 2019-12-31 | 2020-12-31 | 365 | 6.3853 | 6
15239 | 4.68 | 1 | 2019-12-31 | 2020-12-31 | 365 | 5.4731 | 5
15244 | 6.375 | 1 | 2019-12-31 | 2020-12-31 | 365 | 7.4553 | 7
15251 | 7.8 | 1 | 2019-12-31 | 2020-12-31 | 365 | 9.1218 | 9
15253 | 5.2 | 1 | 2019-12-31 | 2020-12-31 | 365 | 6.0812 | 6
15256 | 3.12 | 1 | 2019-12-31 | 2020-12-31 | 365 | 3.6487 | 3
15263 | 9.62 | 1 | 2019-12-31 | 2020-12-31 | 365 | 11.2502 | 11
15264 | 7.54 | 1 | 2019-12-31 | 2020-12-31 | 365 | 8.8177 | 8
12659 | 6.24 | 1 | 2019-12-31 | 2020-12-31 | 365 | 7.2974 | 7
15352 | 9.62 | 1 | 2019-12-31 | 2020-12-31 | 365 | 11.2502 | 11
15360 | 7.28 | 1 | 2019-12-31 | 2020-12-31 | 365 | 8.5137 | 8
15361 | 8.06 | 1 | 2019-12-31 | 2020-12-31 | 365 | 9.4258 | 9
15372 | 8.58 | 1 | 2019-12-31 | 2020-12-31 | 365 | 10.034 | 10
15376 | 4.845 | 1 | 2019-12-31 | 2020-12-31 | 365 | 5.666 | 5
15382 | 9.945 | 1 | 2019-12-31 | 2020-12-31 | 365 | 11.6303 | 11
15384 | 6.24 | 1 | 2019-12-31 | 2020-12-31 | 365 | 7.2974 | 7
15390 | 4.42 | 1 | 2019-12-31 | 2020-12-31 | 365 | 5.169 | 5
15392 | 6.76 | 1 | 2019-12-31 | 2020-12-31 | 365 | 7.9055 | 7
15393 | 5.1 | 1 | 2019-12-31 | 2020-12-31 | 365 | 5.9642 | 5
15395 | 9.36 | 1 | 2019-12-31 | 2020-12-31 | 365 | 10.9461 | 10
15396 | 11.475 | 1 | 2019-12-31 | 2020-12-31 | 365 | 13.4196 | 13
15399 | 6.76 | 1 | 2019-12-31 | 2020-12-31 | 365 | 7.9055 | 7
15402 | 7.28 | 1 | 2019-12-31 | 2020-12-31 | 365 | 8.5137 | 8
15405 | 5.46 | 1 | 2019-12-31 | 2020-12-31 | 365 | 6.3853 | 6
15406 | 4.42 | 1 | 2019-12-31 | 2020-12-31 | 365 | 5.169 | 5
15415 | 11.18 | 1 | 2019-12-31 | 2020-12-31 | 365 | 13.0746 | 13
15420 | 5.72 | 1 | 2019-12-31 | 2020-12-31 | 365 | 6.6893 | 6
15421 | 7.02 | 1 | 2019-12-31 | 2020-12-31 | 365 | 8.2096 | 8
15419 | 7.8 | 1 | 2019-12-31 | 2020-12-31 | 365 | 9.1218 | 9
15422 | 5.46 | 1 | 2019-12-31 | 2020-12-31 | 365 | 6.3853 | 6
10929 | 10.66 | 1 | 2019-12-31 | 2020-12-31 | 365 | 12.4664 | 12
11025 | 7.75 | 1 | 2019-12-31 | 2020-12-31 | 365 | 9.0633 | 9
13652 | 5.1 | 1 | 2019-12-31 | 2020-12-31 | 365 | 5.9642 | 5
13660 | 8.06 | 1 | 2019-12-31 | 2020-12-31 | 365 | 9.4258 | 9
12894 | 7.14 | 1 | 2019-12-31 | 2020-12-31 | 365 | 8.3499 | 8
13659 | 4.335 | 1 | 2019-12-31 | 2020-12-31 | 365 | 5.0696 | 5
13683 | 7.28 | 1 | 2019-12-31 | 2020-12-31 | 365 | 8.5137 | 8
11839 | 10.14 | 1 | 2019-12-31 | 2020-12-31 | 365 | 11.8583 | 11
11841 | 3.9 | 1 | 2019-12-31 | 2020-12-31 | 365 | 4.5609 | 4
11840 | 9.36 | 1 | 2019-12-31 | 2020-12-31 | 365 | 10.9461 | 10
11845 | 6.5 | 1 | 2019-12-31 | 2020-12-31 | 365 | 7.6015 | 7
11846 | 8.06 | 1 | 2019-12-31 | 2020-12-31 | 365 | 9.4258 | 9
11848 | 5.2 | 1 | 2019-12-31 | 2020-12-31 | 365 | 6.0812 | 6
11875 | 8.84 | 1 | 2019-12-31 | 2020-12-31 | 365 | 10.338 | 10
11879 | 11.96 | 1 | 2019-12-31 | 2020-12-31 | 365 | 13.9867 | 13
11889 | 4.42 | 1 | 2019-12-31 | 2020-12-31 | 365 | 5.169 | 5
11885 | 15.3 | 1 | 2019-12-31 | 2020-12-31 | 365 | 17.8927 | 17
11895 | 11.22 | 1 | 2019-12-31 | 2020-12-31 | 365 | 13.1213 | 13
11896 | 9.18 | 1 | 2019-12-31 | 2020-12-31 | 365 | 10.7356 | 10
11897 | 6.12 | 1 | 2019-12-31 | 2020-12-31 | 365 | 7.1571 | 7
11950 | 4.845 | 1 | 2019-12-31 | 2020-12-31 | 365 | 5.666 | 5
11915 | 5.72 | 1 | 2019-12-31 | 2020-12-31 | 365 | 6.6893 | 6
11916 | 11.7 | 1 | 2019-12-31 | 2020-12-31 | 365 | 13.6827 | 13
11919 | 3.57 | 1 | 2019-12-31 | 2020-12-31 | 365 | 4.175 | 4
11921 | 4.42 | 1 | 2019-12-31 | 2020-12-31 | 365 | 5.169 | 5
11942 | 10.4 | 1 | 2019-12-31 | 2020-12-31 | 365 | 12.1624 | 12
11922 | 2.34 | 1 | 2019-12-31 | 2020-12-31 | 365 | 2.7365 | 2
11997 | 6.12 | 1 | 2019-12-31 | 2020-12-31 | 365 | 7.1571 | 7
12007 | 6.76 | 1 | 2019-12-31 | 2020-12-31 | 365 | 7.9055 | 7
12034 | 7.65 | 1 | 2019-12-31 | 2020-12-31 | 365 | 8.9464 | 8
12041 | 5.98 | 1 | 2019-12-31 | 2020-12-31 | 365 | 6.9934 | 6
12047 | 6.76 | 1 | 2019-12-31 | 2020-12-31 | 365 | 7.9055 | 7
12058 | 15.555 | 1 | 2019-12-31 | 2020-12-31 | 365 | 18.191 | 18
13825 | 8.06 | 1 | 2019-12-31 | 2020-12-31 | 365 | 9.4258 | 9
13864 | 10.4 | 1 | 2019-12-31 | 2020-12-31 | 365 | 12.1624 | 12
12898 | 14.04 | 1 | 2019-12-31 | 2020-12-31 | 365 | 16.4192 | 16
15242 | 8.32 | 1 | 2019-12-31 | 2020-12-31 | 365 | 9.7299 | 9
14671 | 15.045 | 1 | 2019-12-31 | 2020-12-31 | 365 | 17.5945 | 17
14955 | 9.62 | 1 | 2019-12-31 | 2020-12-31 | 365 | 11.2502 | 11
15221 | 7.14 | 1 | 2019-12-31 | 2020-12-31 | 365 | 8.3499 | 8
14635 | 15.3 | 1 | 2019-12-31 | 2020-12-31 | 365 | 17.8927 | 17
14647 | 4.68 | 1 | 2019-12-31 | 2020-12-31 | 365 | 5.4731 | 5
14694 | 3.12 | 1 | 2019-12-31 | 2020-12-31 | 365 | 3.6487 | 3
14770 | 2.6 | 1 | 2019-12-31 | 2020-12-31 | 365 | 3.0406 | 3
14833 | 3.825 | 1 | 2019-12-31 | 2020-12-31 | 365 | 4.4732 | 4
14857 | 3.38 | 1 | 2019-12-31 | 2020-12-31 | 365 | 3.9528 | 3
15262 | 7.54 | 1 | 2019-12-31 | 2020-12-31 | 365 | 8.8177 | 8
12063 | 5.865 | 1 | 2019-12-31 | 2020-12-31 | 365 | 6.8589 | 6
15265 | 6.76 | 1 | 2019-12-31 | 2020-12-31 | 365 | 7.9055 | 7
15418 | 8.84 | 1 | 2019-12-31 | 2020-12-31 | 365 | 10.338 | 10
15325 | 9.36 | 1 | 2019-12-31 | 2020-12-31 | 365 | 10.9461 | 10
11191 | 7.65 | 1 | 2019-12-31 | 2020-12-31 | 365 | 8.9464 | 8
11176 | 4.845 | 1 | 2019-12-31 | 2020-12-31 | 365 | 5.666 | 5
11153 | 9.88 | 1 | 2019-12-31 | 2020-12-31 | 365 | 11.5543 | 11
15268 | 6.5 | 1 | 2019-12-31 | 2020-12-31 | 365 | 7.6015 | 7
15269 | 10.965 | 1 | 2019-12-31 | 2020-12-31 | 365 | 12.8231 | 12
15270 | 8.32 | 1 | 2019-12-31 | 2020-12-31 | 365 | 9.7299 | 9
15272 | 4.68 | 1 | 2019-12-31 | 2020-12-31 | 365 | 5.4731 | 5
15275 | 7.54 | 1 | 2019-12-31 | 2020-12-31 | 365 | 8.8177 | 8
15279 | 9.62 | 1 | 2019-12-31 | 2020-12-31 | 365 | 11.2502 | 11
15277 | 7.8 | 1 | 2019-12-31 | 2020-12-31 | 365 | 9.1218 | 9
15282 | 7.02 | 1 | 2019-12-31 | 2020-12-31 | 365 | 8.2096 | 8
15283 | 14.79 | 1 | 2019-12-31 | 2020-12-31 | 365 | 17.2963 | 17
15286 | 5.2 | 1 | 2019-12-31 | 2020-12-31 | 365 | 6.0812 | 6
15289 | 6.63 | 1 | 2019-12-31 | 2020-12-31 | 365 | 7.7535 | 7
15301 | 5.2 | 1 | 2019-12-31 | 2020-12-31 | 365 | 6.0812 | 6
15302 | 4.59 | 1 | 2019-12-31 | 2020-12-31 | 365 | 5.3678 | 5
15303 | 4.335 | 1 | 2019-12-31 | 2020-12-31 | 365 | 5.0696 | 5
15304 | 5.72 | 1 | 2019-12-31 | 2020-12-31 | 365 | 6.6893 | 6
15305 | 3.5 | 1 | 2019-12-31 | 2020-12-31 | 365 | 4.0931 | 4
15307 | 7.395 | 1 | 2019-12-31 | 2020-12-31 | 365 | 8.6482 | 8
15308 | 13.26 | 1 | 2019-12-31 | 2020-12-31 | 365 | 15.507 | 15
15310 | 2.805 | 1 | 2019-12-31 | 2020-12-31 | 365 | 3.2803 | 3
15311 | 3.12 | 1 | 2019-12-31 | 2020-12-31 | 365 | 3.6487 | 3
15313 | 17 | 1 | 2019-12-31 | 2020-12-31 | 365 | 19.8808 | 19
15317 | 5.72 | 1 | 2019-12-31 | 2020-12-31 | 365 | 6.6893 | 6
15318 | 10.2 | 1 | 2019-12-31 | 2020-12-31 | 365 | 11.9285 | 11
15320 | 3.8 | 1 | 2019-12-31 | 2020-12-31 | 365 | 4.4439 | 4
15321 | 3.38 | 1 | 2019-12-31 | 2020-12-31 | 365 | 3.9528 | 3
15324 | 13.005 | 1 | 2019-12-31 | 2020-12-31 | 365 | 15.2088 | 15
15327 | 3.06 | 1 | 2019-12-31 | 2020-12-31 | 365 | 3.5785 | 3
15328 | 14.79 | 1 | 2019-12-31 | 2020-12-31 | 365 | 17.2963 | 17
15333 | 9.1 | 1 | 2019-12-31 | 2020-12-31 | 365 | 10.6421 | 10
15335 | 11.44 | 1 | 2019-12-31 | 2020-12-31 | 365 | 13.3786 | 13
15343 | 5.2 | 1 | 2019-12-31 | 2020-12-31 | 365 | 6.0812 | 6
15349 | 8.415 | 1 | 2019-12-31 | 2020-12-31 | 365 | 9.841 | 9
15351 | 5.61 | 1 | 2019-12-31 | 2020-12-31 | 365 | 6.5607 | 6
11900 | 4.9 | 1 | 2019-12-31 | 2020-12-31 | 365 | 5.7304 | 5
11957 | 13 | 1 | 2019-12-31 | 2020-12-31 | 365 | 15.203 | 15
11963 | 7.905 | 1 | 2019-12-31 | 2020-12-31 | 365 | 9.2446 | 9
11966 | 6.25 | 1 | 2019-12-31 | 2020-12-31 | 365 | 7.3091 | 7
11946 | 9.18 | 1 | 2019-12-31 | 2020-12-31 | 365 | 10.7356 | 10
11969 | 13.515 | 1 | 2019-12-31 | 2020-12-31 | 365 | 15.8053 | 15
11972 | 7.28 | 1 | 2019-12-31 | 2020-12-31 | 365 | 8.5137 | 8
11968 | 4.59 | 1 | 2019-12-31 | 2020-12-31 | 365 | 5.3678 | 5
11973 | 4.16 | 1 | 2019-12-31 | 2020-12-31 | 365 | 4.865 | 4
11981 | 8.32 | 1 | 2019-12-31 | 2020-12-31 | 365 | 9.7299 | 9
11985 | 3.9 | 1 | 2019-12-31 | 2020-12-31 | 365 | 4.5609 | 4
11992 | 7.905 | 1 | 2019-12-31 | 2020-12-31 | 365 | 9.2446 | 9
11995 | 6.76 | 1 | 2019-12-31 | 2020-12-31 | 365 | 7.9055 | 7
12000 | 9.1 | 1 | 2019-12-31 | 2020-12-31 | 365 | 10.6421 | 10
12003 | 4.24 | 1 | 2019-12-31 | 2020-12-31 | 365 | 4.9585 | 4
12011 | 7.8 | 1 | 2019-12-31 | 2020-12-31 | 365 | 9.1218 | 9
12068 | 12.75 | 1 | 2019-12-31 | 2020-12-31 | 365 | 14.9106 | 14
12071 | 14.79 | 1 | 2019-12-31 | 2020-12-31 | 365 | 17.2963 | 17
11878 | 11.475 | 1 | 2019-12-31 | 2020-12-31 | 365 | 13.4196 | 13
11818 | 7.8 | 1 | 2019-12-31 | 2020-12-31 | 365 | 9.1218 | 9
11880 | 9.69 | 1 | 2019-12-31 | 2020-12-31 | 365 | 11.3321 | 11
11843 | 6.24 | 1 | 2019-12-31 | 2020-12-31 | 365 | 7.2974 | 7
11881 | 8.84 | 1 | 2019-12-31 | 2020-12-31 | 365 | 10.338 | 10
11882 | 11.7 | 1 | 2019-12-31 | 2020-12-31 | 365 | 13.6827 | 13
11884 | 14.82 | 1 | 2019-12-31 | 2020-12-31 | 365 | 17.3314 | 17
11902 | 7.28 | 1 | 2019-12-31 | 2020-12-31 | 365 | 8.5137 | 8
11903 | 4.68 | 1 | 2019-12-31 | 2020-12-31 | 365 | 5.4731 | 5
11904 | 3.38 | 1 | 2019-12-31 | 2020-12-31 | 365 | 3.9528 | 3
15442 | 4.68 | 1 | 2019-12-31 | 2020-12-31 | 365 | 5.4731 | 5
11909 | 6.76 | 1 | 2019-12-31 | 2020-12-31 | 365 | 7.9055 | 7
15444 | 5.2 | 1 | 2019-12-31 | 2020-12-31 | 365 | 6.0812 | 6
13574 | 5.72 | 1 | 2019-12-31 | 2020-12-31 | 365 | 6.6893 | 6
15447 | 3.9 | 1 | 2019-12-31 | 2020-12-31 | 365 | 4.5609 | 4
11911 | 6.24 | 1 | 2019-12-31 | 2020-12-31 | 365 | 7.2974 | 7
11914 | 6.76 | 1 | 2019-12-31 | 2020-12-31 | 365 | 7.9055 | 7
15448 | 12.74 | 1 | 2019-12-31 | 2020-12-31 | 365 | 14.8989 | 14
15450 | 5.46 | 1 | 2019-12-31 | 2020-12-31 | 365 | 6.3853 | 6
15449 | 5.46 | 1 | 2019-12-31 | 2020-12-31 | 365 | 6.3853 | 6
15454 | 5.61 | 1 | 2019-12-31 | 2020-12-31 | 365 | 6.5607 | 6
15456 | 10.92 | 1 | 2019-12-31 | 2020-12-31 | 365 | 12.7705 | 12
15458 | 7.54 | 1 | 2019-12-31 | 2020-12-31 | 365 | 8.8177 | 8
15462 | 6.12 | 1 | 2019-12-31 | 2020-12-31 | 365 | 7.1571 | 7
15464 | 7.8 | 1 | 2019-12-31 | 2020-12-31 | 365 | 9.1218 | 9
15469 | 10.4 | 1 | 2019-12-31 | 2020-12-31 | 365 | 12.1624 | 12
15468 | 7.395 | 1 | 2019-12-31 | 2020-12-31 | 365 | 8.6482 | 8
15467 | 6.76 | 1 | 2019-12-31 | 2020-12-31 | 365 | 7.9055 | 7
15474 | 10.92 | 1 | 2019-12-31 | 2020-12-31 | 365 | 12.7705 | 12
15475 | 4.42 | 1 | 2019-12-31 | 2020-12-31 | 365 | 5.169 | 5
15432 | 7.02 | 1 | 2019-12-31 | 2020-12-31 | 365 | 8.2096 | 8
15433 | 7.8 | 1 | 2019-12-31 | 2020-12-31 | 365 | 9.1218 | 9
15436 | 3.9 | 1 | 2019-12-31 | 2020-12-31 | 365 | 4.5609 | 4
15441 | 7.28 | 1 | 2019-12-31 | 2020-12-31 | 365 | 8.5137 | 8
15435 | 10.2 | 1 | 2019-12-31 | 2020-12-31 | 365 | 11.9285 | 11
15438 | 4.16 | 1 | 2019-12-31 | 2020-12-31 | 365 | 4.865 | 4
15443 | 3.12 | 1 | 2019-12-31 | 2020-12-31 | 365 | 3.6487 | 3
15451 | 2.86 | 1 | 2019-12-31 | 2020-12-31 | 365 | 3.3447 | 3
15455 | 5.355 | 1 | 2019-12-31 | 2020-12-31 | 365 | 6.2625 | 6
15460 | 9.1 | 1 | 2019-12-31 | 2020-12-31 | 365 | 10.6421 | 10
15480 | 8.58 | 1 | 2019-12-31 | 2020-12-31 | 365 | 10.034 | 10
15471 | 4.845 | 1 | 2019-12-31 | 2020-12-31 | 365 | 5.666 | 5
15482 | 7.54 | 1 | 2019-12-31 | 2020-12-31 | 365 | 8.8177 | 8
15485 | 3.38 | 1 | 2019-12-31 | 2020-12-31 | 365 | 3.9528 | 3
15487 | 11.7 | 1 | 2019-12-31 | 2020-12-31 | 365 | 13.6827 | 13
15489 | 3.12 | 1 | 2019-12-31 | 2020-12-31 | 365 | 3.6487 | 3
15492 | 5.98 | 1 | 2019-12-31 | 2020-12-31 | 365 | 6.9934 | 6
15494 | 7.02 | 1 | 2019-12-31 | 2020-12-31 | 365 | 8.2096 | 8
15498 | 5.98 | 1 | 2019-12-31 | 2020-12-31 | 365 | 6.9934 | 6
15496 | 7.54 | 1 | 2019-12-31 | 2020-12-31 | 365 | 8.8177 | 8
15500 | 7.54 | 1 | 2019-12-31 | 2020-12-31 | 365 | 8.8177 | 8
15501 | 10.14 | 1 | 2019-12-31 | 2020-12-31 | 365 | 11.8583 | 11
15502 | 5.61 | 1 | 2019-12-31 | 2020-12-31 | 365 | 6.5607 | 6
15503 | 4.335 | 1 | 2019-12-31 | 2020-12-31 | 365 | 5.0696 | 5
15505 | 3.64 | 1 | 2019-12-31 | 2020-12-31 | 365 | 4.2568 | 4
15508 | 7.14 | 1 | 2019-12-31 | 2020-12-31 | 365 | 8.3499 | 8
15509 | 3.06 | 1 | 2019-12-31 | 2020-12-31 | 365 | 3.5785 | 3
15511 | 2.86 | 1 | 2019-12-31 | 2020-12-31 | 365 | 3.3447 | 3
15512 | 2.86 | 1 | 2019-12-31 | 2020-12-31 | 365 | 3.3447 | 3
15514 | 4.68 | 1 | 2019-12-31 | 2020-12-31 | 365 | 5.4731 | 5
15518 | 4.16 | 1 | 2019-12-31 | 2020-12-31 | 365 | 4.865 | 4
15520 | 7.54 | 1 | 2019-12-31 | 2020-12-31 | 365 | 8.8177 | 8
15550 | 4.42 | 1 | 2019-12-31 | 2020-12-31 | 365 | 5.169 | 5
15554 | 2.915 | 1 | 2019-12-31 | 2020-12-31 | 365 | 3.409 | 3
15557 | 6.885 | 1 | 2019-12-31 | 2020-12-31 | 365 | 8.0517 | 8
15560 | 11.44 | 1 | 2019-12-31 | 2020-12-31 | 365 | 13.3786 | 13
15561 | 2.34 | 1 | 2019-12-31 | 2020-12-31 | 365 | 2.7365 | 2
15564 | 9.88 | 1 | 2019-12-31 | 2020-12-31 | 365 | 11.5543 | 11
15566 | 6.885 | 1 | 2019-12-31 | 2020-12-31 | 365 | 8.0517 | 8
15568 | 13.005 | 1 | 2019-12-31 | 2020-12-31 | 365 | 15.2088 | 15
15569 | 3.38 | 1 | 2019-12-31 | 2020-12-31 | 365 | 3.9528 | 3
15571 | 4.94 | 1 | 2019-12-31 | 2020-12-31 | 365 | 5.7771 | 5
15572 | 3.64 | 1 | 2019-12-31 | 2020-12-31 | 365 | 4.2568 | 4
15573 | 5.98 | 1 | 2019-12-31 | 2020-12-31 | 365 | 6.9934 | 6
15578 | 4.68 | 1 | 2019-12-31 | 2020-12-31 | 365 | 5.4731 | 5
15585 | 7.65 | 1 | 2019-12-31 | 2020-12-31 | 365 | 8.9464 | 8
15625 | 5.72 | 1 | 2019-12-31 | 2020-12-31 | 365 | 6.6893 | 6
15679 | 4.68 | 1 | 2019-12-31 | 2020-12-31 | 365 | 5.4731 | 5
15738 | 14.82 | 1 | 2019-12-31 | 2020-12-31 | 365 | 17.3314 | 17
15758 | 6.76 | 1 | 2019-12-31 | 2020-12-31 | 365 | 7.9055 | 7
15626 | 5.46 | 1 | 2019-12-31 | 2020-12-31 | 365 | 6.3853 | 6
15465 | 6.12 | 1 | 2019-12-31 | 2020-12-31 | 365 | 7.1571 | 7
16008 | 6.5 | 1 | 2019-12-31 | 2020-12-31 | 365 | 7.6015 | 7
12846 | 11.18 | 1 | 2019-12-31 | 2020-12-31 | 365 | 13.0746 | 13
14623 | 12.74 | 1 | 2019-12-31 | 2020-12-31 | 365 | 14.8989 | 14
16171 | 8.58 | 1 | 2019-12-31 | 2020-12-31 | 365 | 10.034 | 10
16562 | 6.12 | 1 | 2019-12-31 | 2020-12-31 | 365 | 7.1571 | 7
16746 | 8.32 | 1 | 2019-12-31 | 2020-12-31 | 365 | 9.7299 | 9
11179 | 8.58 | 1 | 2019-12-31 | 2020-12-31 | 365 | 10.034 | 10
15387 | 6.76 | 1 | 2019-12-31 | 2020-12-31 | 365 | 7.9055 | 7
15319 | 8.58 | 1 | 2019-12-31 | 2020-12-31 | 365 | 10.034 | 10
15326 | 9.18 | 1 | 2019-12-31 | 2020-12-31 | 365 | 10.7356 | 10
15330 | 8.32 | 1 | 2019-12-31 | 2020-12-31 | 365 | 9.7299 | 9
15332 | 9.62 | 1 | 2019-12-31 | 2020-12-31 | 365 | 11.2502 | 11
15336 | 4.16 | 1 | 2019-12-31 | 2020-12-31 | 365 | 4.865 | 4
15428 | 4.94 | 1 | 2019-12-31 | 2020-12-31 | 365 | 5.7771 | 5
14878 | 8.415 | 1 | 2019-12-31 | 2020-12-31 | 365 | 9.841 | 9
15341 | 2.6 | 1 | 2019-12-31 | 2020-12-31 | 365 | 3.0406 | 3
15430 | 8.06 | 1 | 2019-12-31 | 2020-12-31 | 365 | 9.4258 | 9
11550 | 267.75 | 0.9 | 2019-12-31 | 2020-12-31 | 365 | 281.8106 | 281
15163 | 14.25 | 1 | 2019-12-31 | 2020-12-31 | 365 | 16.6648 | 16
15340 | 9.88 | 1 | 2019-12-31 | 2020-12-31 | 365 | 11.5543 | 11
14602 | 7.02 | 1 | 2019-12-31 | 2020-12-31 | 365 | 8.2096 | 8
15437 | 10.2 | 1 | 2019-12-31 | 2020-12-31 | 365 | 11.9285 | 11
15267 | 10.66 | 1 | 2019-12-31 | 2020-12-31 | 365 | 12.4664 | 12
15226 | 3.12 | 1 | 2019-12-31 | 2020-12-31 | 365 | 3.6487 | 3
16904 | 6.76 | 1 | 2019-12-31 | 2020-12-31 | 365 | 7.9055 | 7
17002 | 15.08 | 1 | 2019-12-31 | 2020-12-31 | 365 | 17.6355 | 17
17026 | 2.6 | 1 | 2019-12-31 | 2020-12-31 | 365 | 3.0406 | 3
17053 | 6.5 | 1 | 2019-12-31 | 2020-12-31 | 365 | 7.6015 | 7
17063 | 5.2 | 1 | 2019-12-31 | 2020-12-31 | 365 | 6.0812 | 6
17064 | 10.4 | 1 | 2019-12-31 | 2020-12-31 | 365 | 12.1624 | 12
17094 | 7.5 | 1 | 2019-12-31 | 2020-12-31 | 365 | 8.7709 | 8
17104 | 9.36 | 1 | 2019-12-31 | 2020-12-31 | 365 | 10.9461 | 10
17107 | 5.5 | 1 | 2019-12-31 | 2020-12-31 | 365 | 6.432 | 6
17109 | 8.84 | 1 | 2019-12-31 | 2020-12-31 | 365 | 10.338 | 10
17111 | 2.805 | 1 | 2019-12-31 | 2020-12-31 | 365 | 3.2803 | 3
17115 | 6.24 | 1 | 2019-12-31 | 2020-12-31 | 365 | 7.2974 | 7
17118 | 4.68 | 1 | 2019-12-31 | 2020-12-31 | 365 | 5.4731 | 5
17120 | 3.12 | 1 | 2019-12-31 | 2020-12-31 | 365 | 3.6487 | 3
17124 | 7.02 | 1 | 2019-12-31 | 2020-12-31 | 365 | 8.2096 | 8
17133 | 2.86 | 1 | 2019-12-31 | 2020-12-31 | 365 | 3.3447 | 3
17131 | 2.86 | 1 | 2019-12-31 | 2020-12-31 | 365 | 3.3447 | 3
17134 | 4.845 | 1 | 2019-12-31 | 2020-12-31 | 365 | 5.666 | 5
17136 | 6.5 | 1 | 2019-12-31 | 2020-12-31 | 365 | 7.6015 | 7
17139 | 12.75 | 1 | 2019-12-31 | 2020-12-31 | 365 | 14.9106 | 14
17141 | 8.58 | 1 | 2019-12-31 | 2020-12-31 | 365 | 10.034 | 10
17143 | 14.16 | 1 | 2019-12-31 | 2020-12-31 | 365 | 16.5596 | 16
17144 | 7.28 | 1 | 2019-12-31 | 2020-12-31 | 365 | 8.5137 | 8
17145 | 10.14 | 1 | 2019-12-31 | 2020-12-31 | 365 | 11.8583 | 11
17147 | 3.9 | 1 | 2019-12-31 | 2020-12-31 | 365 | 4.5609 | 4
17150 | 11.96 | 1 | 2019-12-31 | 2020-12-31 | 365 | 13.9867 | 13
17152 | 4.42 | 1 | 2019-12-31 | 2020-12-31 | 365 | 5.169 | 5
17180 | 5.72 | 1 | 2019-12-31 | 2020-12-31 | 365 | 6.6893 | 6
17181 | 10.14 | 1 | 2019-12-31 | 2020-12-31 | 365 | 11.8583 | 11
17182 | 5.98 | 1 | 2019-12-31 | 2020-12-31 | 365 | 6.9934 | 6
17183 | 7.02 | 1 | 2019-12-31 | 2020-12-31 | 365 | 8.2096 | 8
17184 | 5.1 | 1 | 2019-12-31 | 2020-12-31 | 365 | 5.9642 | 5
17185 | 5.61 | 1 | 2019-12-31 | 2020-12-31 | 365 | 6.5607 | 6
17190 | 3.12 | 1 | 2019-12-31 | 2020-12-31 | 365 | 3.6487 | 3
17194 | 6.24 | 1 | 2019-12-31 | 2020-12-31 | 365 | 7.2974 | 7
17196 | 5.46 | 1 | 2019-12-31 | 2020-12-31 | 365 | 6.3853 | 6
17198 | 13.78 | 1 | 2019-12-31 | 2020-12-31 | 365 | 16.1152 | 16
17200 | 3.12 | 1 | 2019-12-31 | 2020-12-31 | 365 | 3.6487 | 3
17202 | 6.24 | 1 | 2019-12-31 | 2020-12-31 | 365 | 7.2974 | 7
17203 | 6.12 | 1 | 2019-12-31 | 2020-12-31 | 365 | 7.1571 | 7
17204 | 6.63 | 1 | 2019-12-31 | 2020-12-31 | 365 | 7.7535 | 7
17207 | 8.84 | 1 | 2019-12-31 | 2020-12-31 | 365 | 10.338 | 10
17209 | 4.16 | 1 | 2019-12-31 | 2020-12-31 | 365 | 4.865 | 4
17210 | 10.92 | 1 | 2019-12-31 | 2020-12-31 | 365 | 12.7705 | 12
17212 | 5.2 | 1 | 2019-12-31 | 2020-12-31 | 365 | 6.0812 | 6
17215 | 4.42 | 1 | 2019-12-31 | 2020-12-31 | 365 | 5.169 | 5
17220 | 6.63 | 1 | 2019-12-31 | 2020-12-31 | 365 | 7.7535 | 7
17223 | 5.2 | 1 | 2019-12-31 | 2020-12-31 | 365 | 6.0812 | 6
14382 | 2.295 | 1 | 2019-12-31 | 2020-12-31 | 365 | 2.6839 | 2
17225 | 8.415 | 1 | 2019-12-31 | 2020-12-31 | 365 | 9.841 | 9
14718 | 5 | 1 | 2019-12-31 | 2020-12-31 | 365 | 5.8473 | 5
17228 | 4.59 | 1 | 2019-12-31 | 2020-12-31 | 365 | 5.3678 | 5
17229 | 4.68 | 1 | 2019-12-31 | 2020-12-31 | 365 | 5.4731 | 5
14876 | 7.02 | 1 | 2019-12-31 | 2020-12-31 | 365 | 8.2096 | 8
14868 | 8.67 | 1 | 2019-12-31 | 2020-12-31 | 365 | 10.1392 | 10
17232 | 5.72 | 1 | 2019-12-31 | 2020-12-31 | 365 | 6.6893 | 6
17233 | 5.865 | 1 | 2019-12-31 | 2020-12-31 | 365 | 6.8589 | 6
17234 | 6.24 | 1 | 2019-12-31 | 2020-12-31 | 365 | 7.2974 | 7
17235 | 6.5 | 1 | 2019-12-31 | 2020-12-31 | 365 | 7.6015 | 7
17237 | 6.76 | 1 | 2019-12-31 | 2020-12-31 | 365 | 7.9055 | 7
17068 | 2.08 | 1 | 2019-12-31 | 2020-12-31 | 365 | 2.4325 | 2
17154 | 9.88 | 1 | 2019-12-31 | 2020-12-31 | 365 | 11.5543 | 11
13973 | 4.68 | 1 | 2019-12-31 | 2020-12-31 | 365 | 5.4731 | 5
15271 | 6.24 | 1 | 2019-12-31 | 2020-12-31 | 365 | 7.2974 | 7
15273 | 2.6 | 1 | 2019-12-31 | 2020-12-31 | 365 | 3.0406 | 3
15229 | 6.76 | 1 | 2019-12-31 | 2020-12-31 | 365 | 7.9055 | 7
15276 | 15.08 | 1 | 2019-12-31 | 2020-12-31 | 365 | 17.6355 | 17
15245 | 14.56 | 1 | 2019-12-31 | 2020-12-31 | 365 | 17.0273 | 17
15249 | 5.355 | 1 | 2019-12-31 | 2020-12-31 | 365 | 6.2625 | 6
15523 | 7.02 | 1 | 2019-12-31 | 2020-12-31 | 365 | 8.2096 | 8
15453 | 5.72 | 1 | 2019-12-31 | 2020-12-31 | 365 | 6.6893 | 6
15472 | 5.72 | 1 | 2019-12-31 | 2020-12-31 | 365 | 6.6893 | 6
15445 | 2.86 | 1 | 2019-12-31 | 2020-12-31 | 365 | 3.3447 | 3
15439 | 6.24 | 1 | 2019-12-31 | 2020-12-31 | 365 | 7.2974 | 7
15434 | 11.96 | 1 | 2019-12-31 | 2020-12-31 | 365 | 13.9867 | 13
15551 | 9.1 | 1 | 2019-12-31 | 2020-12-31 | 365 | 10.6421 | 10
17214 | 5.865 | 1 | 2019-12-31 | 2020-12-31 | 365 | 6.8589 | 6
19040 | 12.74 | 1 | 2019-12-31 | 2020-12-31 | 365 | 14.8989 | 14
15431 | 9.1 | 1 | 2019-12-31 | 2020-12-31 | 365 | 10.6421 | 10
15504 | 3.9 | 1 | 2019-12-31 | 2020-12-31 | 365 | 4.5609 | 4
17100 | 6.48 | 1 | 2019-12-31 | 2020-12-31 | 365 | 7.5781 | 7
15446 | 8.84 | 1 | 2019-12-31 | 2020-12-31 | 365 | 10.338 | 10
14503 | 4.94 | 1 | 2019-12-31 | 2020-12-31 | 365 | 5.7771 | 5
20042 | 5.98 | 1 | 2019-12-31 | 2020-12-31 | 365 | 6.9934 | 6
20039 | 11.18 | 1 | 2019-12-31 | 2020-12-31 | 365 | 13.0746 | 13
20046 | 4.42 | 1 | 2019-12-31 | 2020-12-31 | 365 | 5.169 | 5
14478 | 9.435 | 1 | 2019-12-31 | 2020-12-31 | 365 | 11.0339 | 11
20048 | 3.64 | 1 | 2019-12-31 | 2020-12-31 | 365 | 4.2568 | 4
19885 | 4.94 | 1 | 2019-12-31 | 2020-12-31 | 365 | 5.7771 | 5
19879 | 7.02 | 1 | 2019-12-31 | 2020-12-31 | 365 | 8.2096 | 8
20021 | 2.6 | 1 | 2019-12-31 | 2020-12-31 | 365 | 3.0406 | 3
15380 | 6.375 | 1 | 2019-12-31 | 2020-12-31 | 365 | 7.4553 | 7
15386 | 10.2 | 1 | 2019-12-31 | 2020-12-31 | 365 | 11.9285 | 11
20036 | 4.68 | 1 | 2019-12-31 | 2020-12-31 | 365 | 5.4731 | 5
20019 | 8.58 | 1 | 2019-12-31 | 2020-12-31 | 365 | 10.034 | 10
13552 | 12.495 | 1 | 2019-12-31 | 2020-12-31 | 365 | 14.6124 | 14
20006 | 7.395 | 1 | 2019-12-31 | 2020-12-31 | 365 | 8.6482 | 8
19329 | 3.9 | 1 | 2019-12-31 | 2020-12-31 | 365 | 4.5609 | 4
20013 | 13.26 | 1 | 2019-12-31 | 2020-12-31 | 365 | 15.507 | 15
19999 | 7.75 | 1 | 2019-12-31 | 2020-12-31 | 365 | 9.0633 | 9
19996 | 6.5 | 1 | 2019-12-31 | 2020-12-31 | 365 | 7.6015 | 7
19986 | 5.98 | 1 | 2019-12-31 | 2020-12-31 | 365 | 6.9934 | 6
19972 | 4.94 | 1 | 2019-12-31 | 2020-12-31 | 365 | 5.7771 | 5
19967 | 4.68 | 1 | 2019-12-31 | 2020-12-31 | 365 | 5.4731 | 5
20062 | 8.84 | 1 | 2019-12-31 | 2020-12-31 | 365 | 10.338 | 10
15217 | 4.08 | 1 | 2019-12-31 | 2020-12-31 | 365 | 4.7714 | 4
20387 | 9.88 | 1 | 2019-12-31 | 2020-12-31 | 365 | 11.5543 | 11
20390 | 7.8 | 1 | 2019-12-31 | 2020-12-31 | 365 | 9.1218 | 9
20397 | 5.98 | 1 | 2019-12-31 | 2020-12-31 | 365 | 6.9934 | 6
20411 | 6.76 | 1 | 2019-12-31 | 2020-12-31 | 365 | 7.9055 | 7
20416 | 5.98 | 1 | 2019-12-31 | 2020-12-31 | 365 | 6.9934 | 6
20412 | 4.68 | 1 | 2019-12-31 | 2020-12-31 | 365 | 5.4731 | 5
16265 | 5.355 | 1 | 2019-12-31 | 2020-12-31 | 365 | 6.2625 | 6
20418 | 6.12 | 1 | 2019-12-31 | 2020-12-31 | 365 | 7.1571 | 7
20419 | 5.1 | 1 | 2019-12-31 | 2020-12-31 | 365 | 5.9642 | 5
20068 | 6.885 | 1 | 2019-12-31 | 2020-12-31 | 365 | 8.0517 | 8
20073 | 4.68 | 1 | 2019-12-31 | 2020-12-31 | 365 | 5.4731 | 5
20420 | 5.355 | 1 | 2019-12-31 | 2020-12-31 | 365 | 6.2625 | 6
20115 | 11.7 | 1 | 2019-12-31 | 2020-12-31 | 365 | 13.6827 | 13
20084 | 3.9 | 1 | 2019-12-31 | 2020-12-31 | 365 | 4.5609 | 4
20100 | 15.08 | 1 | 2019-12-31 | 2020-12-31 | 365 | 17.6355 | 17
20107 | 5.72 | 1 | 2019-12-31 | 2020-12-31 | 365 | 6.6893 | 6
20117 | 6.5 | 1 | 2019-12-31 | 2020-12-31 | 365 | 7.6015 | 7
20125 | 7.28 | 1 | 2019-12-31 | 2020-12-31 | 365 | 8.5137 | 8
20133 | 3.12 | 1 | 2019-12-31 | 2020-12-31 | 365 | 3.6487 | 3
20138 | 4.68 | 1 | 2019-12-31 | 2020-12-31 | 365 | 5.4731 | 5
20186 | 9.36 | 1 | 2019-12-31 | 2020-12-31 | 365 | 10.9461 | 10
20199 | 9.62 | 1 | 2019-12-31 | 2020-12-31 | 365 | 11.2502 | 11
20222 | 6.12 | 1 | 2019-12-31 | 2020-12-31 | 365 | 7.1571 | 7
20231 | 3 | 1 | 2019-12-31 | 2020-12-31 | 365 | 3.5084 | 3
20232 | 9.69 | 1 | 2019-12-31 | 2020-12-31 | 365 | 11.3321 | 11
20421 | 2.55 | 1 | 2019-12-31 | 2020-12-31 | 365 | 2.9821 | 2
20422 | 2.34 | 1 | 2019-12-31 | 2020-12-31 | 365 | 2.7365 | 2
20270 | 5.2 | 1 | 2019-12-31 | 2020-12-31 | 365 | 6.0812 | 6
20283 | 4.16 | 1 | 2019-12-31 | 2020-12-31 | 365 | 4.865 | 4
20285 | 3.315 | 1 | 2019-12-31 | 2020-12-31 | 365 | 3.8768 | 3
20288 | 4.42 | 1 | 2019-12-31 | 2020-12-31 | 365 | 5.169 | 5
20293 | 5.46 | 1 | 2019-12-31 | 2020-12-31 | 365 | 6.3853 | 6
20292 | 9.945 | 1 | 2019-12-31 | 2020-12-31 | 365 | 11.6303 | 11
20320 | 6.63 | 1 | 2019-12-31 | 2020-12-31 | 365 | 7.7535 | 7
20339 | 11.18 | 1 | 2019-12-31 | 2020-12-31 | 365 | 13.0746 | 13
20328 | 3.83 | 1 | 2019-12-31 | 2020-12-31 | 365 | 4.479 | 4
17050 | 8.58 | 1 | 2019-12-31 | 2020-12-31 | 365 | 10.034 | 10
20344 | 4.68 | 1 | 2019-12-31 | 2020-12-31 | 365 | 5.4731 | 5
20350 | 5.98 | 1 | 2019-12-31 | 2020-12-31 | 365 | 6.9934 | 6
20358 | 4.42 | 1 | 2019-12-31 | 2020-12-31 | 365 | 5.169 | 5
20351 | 8.16 | 1 | 2019-12-31 | 2020-12-31 | 365 | 9.5428 | 9
20368 | 9.69 | 1 | 2019-12-31 | 2020-12-31 | 365 | 11.3321 | 11
20383 | 8.06 | 1 | 2019-12-31 | 2020-12-31 | 365 | 9.4258 | 9
17766 | 3.38 | 1 | 2019-12-31 | 2020-12-31 | 365 | 3.9528 | 3
20083 | 5.2 | 1 | 2019-12-31 | 2020-12-31 | 365 | 6.0812 | 6
15414 | 5.98 | 1 | 2019-12-31 | 2020-12-31 | 365 | 6.9934 | 6
17125 | 7.54 | 1 | 2019-12-31 | 2020-12-31 | 365 | 8.8177 | 8
17138 | 18.02 | 1 | 2019-12-31 | 2020-12-31 | 365 | 21.0737 | 21
17218 | 5.72 | 1 | 2019-12-31 | 2020-12-31 | 365 | 6.6893 | 6
19979 | 2.08 | 1 | 2019-12-31 | 2020-12-31 | 365 | 2.4325 | 2
8844 | 3.825 | 1 | 2019-12-31 | 2020-12-31 | 365 | 4.4732 | 4
11184 | 9.88 | 1 | 2019-12-31 | 2020-12-31 | 365 | 11.5543 | 11
15410 | 6.5 | 1 | 2019-12-31 | 2020-12-31 | 365 | 7.6015 | 7
15510 | 5.72 | 1 | 2019-12-31 | 2020-12-31 | 365 | 6.6893 | 6
14834 | 8.32 | 1 | 2019-12-31 | 2020-12-31 | 365 | 9.7299 | 9
15581 | 7.395 | 1 | 2019-12-31 | 2020-12-31 | 365 | 8.6482 | 8
15214 | 5.98 | 1 | 2019-12-31 | 2020-12-31 | 365 | 6.9934 | 6
15579 | 9.88 | 1 | 2019-12-31 | 2020-12-31 | 365 | 11.5543 | 11
15507 | 5.98 | 1 | 2019-12-31 | 2020-12-31 | 365 | 6.9934 | 6
15570 | 7.28 | 1 | 2019-12-31 | 2020-12-31 | 365 | 8.5137 | 8
15576 | 9.69 | 1 | 2019-12-31 | 2020-12-31 | 365 | 11.3321 | 11
14769 | 11.73 | 1 | 2019-12-31 | 2020-12-31 | 365 | 13.7178 | 13
15346 | 5.2 | 1 | 2019-12-31 | 2020-12-31 | 365 | 6.0812 | 6
15254 | 12.22 | 1 | 2019-12-31 | 2020-12-31 | 365 | 14.2908 | 14
15417 | 10.66 | 1 | 2019-12-31 | 2020-12-31 | 365 | 12.4664 | 12
15350 | 6.885 | 1 | 2019-12-31 | 2020-12-31 | 365 | 8.0517 | 8
15567 | 3.64 | 1 | 2019-12-31 | 2020-12-31 | 365 | 4.2568 | 4
15383 | 3.64 | 1 | 2019-12-31 | 2020-12-31 | 365 | 4.2568 | 4
15416 | 5.2 | 1 | 2019-12-31 | 2020-12-31 | 365 | 6.0812 | 6
15412 | 8.32 | 1 | 2019-12-31 | 2020-12-31 | 365 | 9.7299 | 9
15413 | 7.28 | 1 | 2019-12-31 | 2020-12-31 | 365 | 8.5137 | 8
15440 | 2.6 | 1 | 2019-12-31 | 2020-12-31 | 365 | 3.0406 | 3
15411 | 12.74 | 1 | 2019-12-31 | 2020-12-31 | 365 | 14.8989 | 14
16216 | 5.72 | 1 | 2019-12-31 | 2020-12-31 | 365 | 6.6893 | 6
15592 | 5.355 | 1 | 2019-12-31 | 2020-12-31 | 365 | 6.2625 | 6
14721 | 9.62 | 1 | 2019-12-31 | 2020-12-31 | 365 | 11.2502 | 11
16173 | 3.06 | 1 | 2019-12-31 | 2020-12-31 | 365 | 3.5785 | 3
14692 | 9.88 | 1 | 2019-12-31 | 2020-12-31 | 365 | 11.5543 | 11
16224 | 5.61 | 1 | 2019-12-31 | 2020-12-31 | 365 | 6.5607 | 6
14686 | 5.2 | 1 | 2019-12-31 | 2020-12-31 | 365 | 6.0812 | 6
15367 | 7.8 | 1 | 2019-12-31 | 2020-12-31 | 365 | 9.1218 | 9
14666 | 7.54 | 1 | 2019-12-31 | 2020-12-31 | 365 | 8.8177 | 8
20237 | 4.42 | 1 | 2019-12-31 | 2020-12-31 | 365 | 5.169 | 5
15563 | 5.98 | 1 | 2019-12-31 | 2020-12-31 | 365 | 6.9934 | 6
16218 | 8.32 | 1 | 2019-12-31 | 2020-12-31 | 365 | 9.7299 | 9
15208 | 6.24 | 1 | 2019-12-31 | 2020-12-31 | 365 | 7.2974 | 7
15555 | 7.8 | 1 | 2019-12-31 | 2020-12-31 | 365 | 9.1218 | 9
15552 | 9.1 | 1 | 2019-12-31 | 2020-12-31 | 365 | 10.6421 | 10
15558 | 6.12 | 1 | 2019-12-31 | 2020-12-31 | 365 | 7.1571 | 7
15365 | 6.5 | 1 | 2019-12-31 | 2020-12-31 | 365 | 7.6015 | 7
15559 | 5.2 | 1 | 2019-12-31 | 2020-12-31 | 365 | 6.0812 | 6
15565 | 5.46 | 1 | 2019-12-31 | 2020-12-31 | 365 | 6.3853 | 6
14667 | 5.98 | 1 | 2019-12-31 | 2020-12-31 | 365 | 6.9934 | 6
15404 | 8.58 | 1 | 2019-12-31 | 2020-12-31 | 365 | 10.034 | 10
15403 | 7.8 | 1 | 2019-12-31 | 2020-12-31 | 365 | 9.1218 | 9
14662 | 6.12 | 1 | 2019-12-31 | 2020-12-31 | 365 | 7.1571 | 7
15398 | 13.26 | 1 | 2019-12-31 | 2020-12-31 | 365 | 15.507 | 15
14660 | 5.72 | 1 | 2019-12-31 | 2020-12-31 | 365 | 6.6893 | 6
14657 | 4.16 | 1 | 2019-12-31 | 2020-12-31 | 365 | 4.865 | 4
14655 | 9.62 | 1 | 2019-12-31 | 2020-12-31 | 365 | 11.2502 | 11
14652 | 3.9 | 1 | 2019-12-31 | 2020-12-31 | 365 | 4.5609 | 4
14642 | 3.9 | 1 | 2019-12-31 | 2020-12-31 | 365 | 4.5609 | 4
14633 | 10.4 | 1 | 2019-12-31 | 2020-12-31 | 365 | 12.1624 | 12
14618 | 14.82 | 1 | 2019-12-31 | 2020-12-31 | 365 | 17.3314 | 17
14598 | 3.06 | 1 | 2019-12-31 | 2020-12-31 | 365 | 3.5785 | 3
15241 | 9.88 | 1 | 2019-12-31 | 2020-12-31 | 365 | 11.5543 | 11
15228 | 10.66 | 1 | 2019-12-31 | 2020-12-31 | 365 | 12.4664 | 12
15219 | 7.8 | 1 | 2019-12-31 | 2020-12-31 | 365 | 9.1218 | 9
14872 | 6.76 | 1 | 2019-12-31 | 2020-12-31 | 365 | 7.9055 | 7
14869 | 2.295 | 1 | 2019-12-31 | 2020-12-31 | 365 | 2.6839 | 2
14860 | 8.06 | 1 | 2019-12-31 | 2020-12-31 | 365 | 9.4258 | 9
14854 | 7.905 | 1 | 2019-12-31 | 2020-12-31 | 365 | 9.2446 | 9
14856 | 7.28 | 1 | 2019-12-31 | 2020-12-31 | 365 | 8.5137 | 8
14851 | 6.5 | 1 | 2019-12-31 | 2020-12-31 | 365 | 7.6015 | 7
14835 | 14.025 | 1 | 2019-12-31 | 2020-12-31 | 365 | 16.4017 | 16
14837 | 5.2 | 1 | 2019-12-31 | 2020-12-31 | 365 | 6.0812 | 6
15278 | 8.84 | 1 | 2019-12-31 | 2020-12-31 | 365 | 10.338 | 10
15266 | 7.02 | 1 | 2019-12-31 | 2020-12-31 | 365 | 8.2096 | 8
15258 | 7.8 | 1 | 2019-12-31 | 2020-12-31 | 365 | 9.1218 | 9
15700 | 15.08 | 1 | 2019-12-31 | 2020-12-31 | 365 | 17.6355 | 17
15587 | 2.34 | 1 | 2019-12-31 | 2020-12-31 | 365 | 2.7365 | 2
15582 | 6.76 | 1 | 2019-12-31 | 2020-12-31 | 365 | 7.9055 | 7
15401 | 7.65 | 1 | 2019-12-31 | 2020-12-31 | 365 | 8.9464 | 8
15381 | 10.14 | 1 | 2019-12-31 | 2020-12-31 | 365 | 11.8583 | 11
14782 | 5.2 | 1 | 2019-12-31 | 2020-12-31 | 365 | 6.0812 | 6
14783 | 10.4 | 1 | 2019-12-31 | 2020-12-31 | 365 | 12.1624 | 12
14784 | 3.57 | 1 | 2019-12-31 | 2020-12-31 | 365 | 4.175 | 4
14780 | 3.9 | 1 | 2019-12-31 | 2020-12-31 | 365 | 4.5609 | 4
14776 | 11.44 | 1 | 2019-12-31 | 2020-12-31 | 365 | 13.3786 | 13
15385 | 4.68 | 1 | 2019-12-31 | 2020-12-31 | 365 | 5.4731 | 5
20395 | 10.66 | 1 | 2019-12-31 | 2020-12-31 | 365 | 12.4664 | 12
14777 | 7.28 | 1 | 2019-12-31 | 2020-12-31 | 365 | 8.5137 | 8
15378 | 11.96 | 1 | 2019-12-31 | 2020-12-31 | 365 | 13.9867 | 13
15373 | 8.16 | 1 | 2019-12-31 | 2020-12-31 | 365 | 9.5428 | 9
15370 | 5.46 | 1 | 2019-12-31 | 2020-12-31 | 365 | 6.3853 | 6
14773 | 4.42 | 1 | 2019-12-31 | 2020-12-31 | 365 | 5.169 | 5
15371 | 10.4 | 1 | 2019-12-31 | 2020-12-31 | 365 | 12.1624 | 12
14774 | 10.4 | 1 | 2019-12-31 | 2020-12-31 | 365 | 12.1624 | 12
15368 | 4.08 | 1 | 2019-12-31 | 2020-12-31 | 365 | 4.7714 | 4
14772 | 10.66 | 1 | 2019-12-31 | 2020-12-31 | 365 | 12.4664 | 12
15347 | 8.06 | 1 | 2019-12-31 | 2020-12-31 | 365 | 9.4258 | 9
15345 | 8.32 | 1 | 2019-12-31 | 2020-12-31 | 365 | 9.7299 | 9
15344 | 8.32 | 1 | 2019-12-31 | 2020-12-31 | 365 | 9.7299 | 9
15342 | 5.865 | 1 | 2019-12-31 | 2020-12-31 | 365 | 6.8589 | 6
15334 | 14.3 | 1 | 2019-12-31 | 2020-12-31 | 365 | 16.7233 | 16
15337 | 4.42 | 1 | 2019-12-31 | 2020-12-31 | 365 | 5.169 | 5
15339 | 8.84 | 1 | 2019-12-31 | 2020-12-31 | 365 | 10.338 | 10
15179 | 8.06 | 1 | 2019-12-31 | 2020-12-31 | 365 | 9.4258 | 9
15497 | 8.58 | 1 | 2019-12-31 | 2020-12-31 | 365 | 10.034 | 10
14766 | 5.98 | 1 | 2019-12-31 | 2020-12-31 | 365 | 6.9934 | 6
20365 | 15.08 | 1 | 2019-12-31 | 2020-12-31 | 365 | 17.6355 | 17
15584 | 7.8 | 1 | 2019-12-31 | 2020-12-31 | 365 | 9.1218 | 9
16711 | 9.36 | 1 | 2019-12-31 | 2020-12-31 | 365 | 10.9461 | 10
16713 | 12.22 | 1 | 2019-12-31 | 2020-12-31 | 365 | 14.2908 | 14
16714 | 4.16 | 1 | 2019-12-31 | 2020-12-31 | 365 | 4.865 | 4
16716 | 8.16 | 1 | 2019-12-31 | 2020-12-31 | 365 | 9.5428 | 9
16721 | 6.63 | 1 | 2019-12-31 | 2020-12-31 | 365 | 7.7535 | 7
16723 | 10.14 | 1 | 2019-12-31 | 2020-12-31 | 365 | 11.8583 | 11
16727 | 6.12 | 1 | 2019-12-31 | 2020-12-31 | 365 | 7.1571 | 7
16729 | 12.48 | 1 | 2019-12-31 | 2020-12-31 | 365 | 14.5949 | 14
16731 | 4.335 | 1 | 2019-12-31 | 2020-12-31 | 365 | 5.0696 | 5
16916 | 8.67 | 1 | 2019-12-31 | 2020-12-31 | 365 | 10.1392 | 10
16733 | 4.25 | 1 | 2019-12-31 | 2020-12-31 | 365 | 4.9702 | 4
16735 | 7.54 | 1 | 2019-12-31 | 2020-12-31 | 365 | 8.8177 | 8
16742 | 5.72 | 1 | 2019-12-31 | 2020-12-31 | 365 | 6.6893 | 6
16924 | 4.68 | 1 | 2019-12-31 | 2020-12-31 | 365 | 5.4731 | 5
16953 | 8.58 | 1 | 2019-12-31 | 2020-12-31 | 365 | 10.034 | 10
16747 | 5.355 | 1 | 2019-12-31 | 2020-12-31 | 365 | 6.2625 | 6
16933 | 4.42 | 1 | 2019-12-31 | 2020-12-31 | 365 | 5.169 | 5
16934 | 9.18 | 1 | 2019-12-31 | 2020-12-31 | 365 | 10.7356 | 10
16986 | 10.4 | 1 | 2019-12-31 | 2020-12-31 | 365 | 12.1624 | 12
16936 | 9.62 | 1 | 2019-12-31 | 2020-12-31 | 365 | 11.2502 | 11
16937 | 8.06 | 1 | 2019-12-31 | 2020-12-31 | 365 | 9.4258 | 9
16938 | 5.1 | 1 | 2019-12-31 | 2020-12-31 | 365 | 5.9642 | 5
16910 | 5.2 | 1 | 2019-12-31 | 2020-12-31 | 365 | 6.0812 | 6
16922 | 9.945 | 1 | 2019-12-31 | 2020-12-31 | 365 | 11.6303 | 11
16906 | 12.22 | 1 | 2019-12-31 | 2020-12-31 | 365 | 14.2908 | 14
16956 | 9.88 | 1 | 2019-12-31 | 2020-12-31 | 365 | 11.5543 | 11
16917 | 7.905 | 1 | 2019-12-31 | 2020-12-31 | 365 | 9.2446 | 9
16913 | 4.42 | 1 | 2019-12-31 | 2020-12-31 | 365 | 5.169 | 5
16965 | 12.75 | 1 | 2019-12-31 | 2020-12-31 | 365 | 14.9106 | 14
16998 | 6.12 | 1 | 2019-12-31 | 2020-12-31 | 365 | 7.1571 | 7
16954 | 5.46 | 1 | 2019-12-31 | 2020-12-31 | 365 | 6.3853 | 6
16979 | 7.8 | 1 | 2019-12-31 | 2020-12-31 | 365 | 9.1218 | 9
16959 | 8.32 | 1 | 2019-12-31 | 2020-12-31 | 365 | 9.7299 | 9
16915 | 5.25 | 1 | 2019-12-31 | 2020-12-31 | 365 | 6.1397 | 6
16927 | 8.84 | 1 | 2019-12-31 | 2020-12-31 | 365 | 10.338 | 10
16976 | 14.04 | 1 | 2019-12-31 | 2020-12-31 | 365 | 16.4192 | 16
16970 | 9.945 | 1 | 2019-12-31 | 2020-12-31 | 365 | 11.6303 | 11
16961 | 8.84 | 1 | 2019-12-31 | 2020-12-31 | 365 | 10.338 | 10
17019 | 4.68 | 1 | 2019-12-31 | 2020-12-31 | 365 | 5.4731 | 5
16966 | 3.38 | 1 | 2019-12-31 | 2020-12-31 | 365 | 3.9528 | 3
16989 | 11.44 | 1 | 2019-12-31 | 2020-12-31 | 365 | 13.3786 | 13
16919 | 7 | 1 | 2019-12-31 | 2020-12-31 | 365 | 8.1862 | 8
16999 | 6.24 | 1 | 2019-12-31 | 2020-12-31 | 365 | 7.2974 | 7
17007 | 4.94 | 1 | 2019-12-31 | 2020-12-31 | 365 | 5.7771 | 5
17013 | 2.34 | 1 | 2019-12-31 | 2020-12-31 | 365 | 2.7365 | 2
17015 | 6.885 | 1 | 2019-12-31 | 2020-12-31 | 365 | 8.0517 | 8
17021 | 8.415 | 1 | 2019-12-31 | 2020-12-31 | 365 | 9.841 | 9
17028 | 2.6 | 1 | 2019-12-31 | 2020-12-31 | 365 | 3.0406 | 3
17051 | 4.68 | 1 | 2019-12-31 | 2020-12-31 | 365 | 5.4731 | 5
19045 | 4.845 | 1 | 2019-12-31 | 2020-12-31 | 365 | 5.666 | 5
19042 | 10.965 | 1 | 2019-12-31 | 2020-12-31 | 365 | 12.8231 | 12
19032 | 9.62 | 1 | 2019-12-31 | 2020-12-31 | 365 | 11.2502 | 11
19030 | 7.02 | 1 | 2019-12-31 | 2020-12-31 | 365 | 8.2096 | 8
19029 | 7.8 | 1 | 2019-12-31 | 2020-12-31 | 365 | 9.1218 | 9
17553 | 6.24 | 1 | 2019-12-31 | 2020-12-31 | 365 | 7.2974 | 7
17551 | 8.58 | 1 | 2019-12-31 | 2020-12-31 | 365 | 10.034 | 10
17548 | 10.14 | 1 | 2019-12-31 | 2020-12-31 | 365 | 11.8583 | 11
17546 | 3.64 | 1 | 2019-12-31 | 2020-12-31 | 365 | 4.2568 | 4
16089 | 7.28 | 1 | 2019-12-31 | 2020-12-31 | 365 | 8.5137 | 8
16092 | 10.4 | 1 | 2019-12-31 | 2020-12-31 | 365 | 12.1624 | 12
15754 | 10.71 | 1 | 2019-12-31 | 2020-12-31 | 365 | 12.5249 | 12
16108 | 5.1 | 1 | 2019-12-31 | 2020-12-31 | 365 | 5.9642 | 5
16115 | 9.435 | 1 | 2019-12-31 | 2020-12-31 | 365 | 11.0339 | 11
16126 | 4.94 | 1 | 2019-12-31 | 2020-12-31 | 365 | 5.7771 | 5
16140 | 4.08 | 1 | 2019-12-31 | 2020-12-31 | 365 | 4.7714 | 4
16147 | 4.42 | 1 | 2019-12-31 | 2020-12-31 | 365 | 5.169 | 5
16153 | 4.94 | 1 | 2019-12-31 | 2020-12-31 | 365 | 5.7771 | 5
16163 | 8.16 | 1 | 2019-12-31 | 2020-12-31 | 365 | 9.5428 | 9
16172 | 3.57 | 1 | 2019-12-31 | 2020-12-31 | 365 | 4.175 | 4
16175 | 7.8 | 1 | 2019-12-31 | 2020-12-31 | 365 | 9.1218 | 9
16190 | 6.5 | 1 | 2019-12-31 | 2020-12-31 | 365 | 7.6015 | 7
16187 | 4.16 | 1 | 2019-12-31 | 2020-12-31 | 365 | 4.865 | 4
16193 | 4.94 | 1 | 2019-12-31 | 2020-12-31 | 365 | 5.7771 | 5
16196 | 12.74 | 1 | 2019-12-31 | 2020-12-31 | 365 | 14.8989 | 14
16202 | 8.06 | 1 | 2019-12-31 | 2020-12-31 | 365 | 9.4258 | 9
16204 | 6.63 | 1 | 2019-12-31 | 2020-12-31 | 365 | 7.7535 | 7
16208 | 5.98 | 1 | 2019-12-31 | 2020-12-31 | 365 | 6.9934 | 6
16210 | 5.2 | 1 | 2019-12-31 | 2020-12-31 | 365 | 6.0812 | 6
16213 | 9.62 | 1 | 2019-12-31 | 2020-12-31 | 365 | 11.2502 | 11
16220 | 2.295 | 1 | 2019-12-31 | 2020-12-31 | 365 | 2.6839 | 2
16228 | 7.54 | 1 | 2019-12-31 | 2020-12-31 | 365 | 8.8177 | 8
16257 | 4.16 | 1 | 2019-12-31 | 2020-12-31 | 365 | 4.865 | 4
16261 | 4.94 | 1 | 2019-12-31 | 2020-12-31 | 365 | 5.7771 | 5
16266 | 5.72 | 1 | 2019-12-31 | 2020-12-31 | 365 | 6.6893 | 6
16268 | 4.94 | 1 | 2019-12-31 | 2020-12-31 | 365 | 5.7771 | 5
16269 | 8.06 | 1 | 2019-12-31 | 2020-12-31 | 365 | 9.4258 | 9
16314 | 7.28 | 1 | 2019-12-31 | 2020-12-31 | 365 | 8.5137 | 8
16317 | 4.42 | 1 | 2019-12-31 | 2020-12-31 | 365 | 5.169 | 5
16321 | 8.32 | 1 | 2019-12-31 | 2020-12-31 | 365 | 9.7299 | 9
16325 | 3.315 | 1 | 2019-12-31 | 2020-12-31 | 365 | 3.8768 | 3
16329 | 12.22 | 1 | 2019-12-31 | 2020-12-31 | 365 | 14.2908 | 14
16335 | 4.335 | 1 | 2019-12-31 | 2020-12-31 | 365 | 5.0696 | 5
16375 | 4.68 | 1 | 2019-12-31 | 2020-12-31 | 365 | 5.4731 | 5
16385 | 6.5 | 1 | 2019-12-31 | 2020-12-31 | 365 | 7.6015 | 7
16392 | 9.88 | 1 | 2019-12-31 | 2020-12-31 | 365 | 11.5543 | 11
16388 | 10.4 | 1 | 2019-12-31 | 2020-12-31 | 365 | 12.1624 | 12
16399 | 10.14 | 1 | 2019-12-31 | 2020-12-31 | 365 | 11.8583 | 11
16401 | 5.72 | 1 | 2019-12-31 | 2020-12-31 | 365 | 6.6893 | 6
16413 | 9.36 | 1 | 2019-12-31 | 2020-12-31 | 365 | 10.9461 | 10
16020 | 13.52 | 1 | 2019-12-31 | 2020-12-31 | 365 | 15.8111 | 15
16688 | 8.58 | 1 | 2019-12-31 | 2020-12-31 | 365 | 10.034 | 10
16717 | 4.59 | 1 | 2019-12-31 | 2020-12-31 | 365 | 5.3678 | 5
16695 | 4 | 1 | 2019-12-31 | 2020-12-31 | 365 | 4.6778 | 4
16701 | 7.28 | 1 | 2019-12-31 | 2020-12-31 | 365 | 8.5137 | 8
16707 | 8.58 | 1 | 2019-12-31 | 2020-12-31 | 365 | 10.034 | 10
16710 | 10.4 | 1 | 2019-12-31 | 2020-12-31 | 365 | 12.1624 | 12
15599 | 12.24 | 1 | 2019-12-31 | 2020-12-31 | 365 | 14.3142 | 14
15596 | 5.46 | 1 | 2019-12-31 | 2020-12-31 | 365 | 6.3853 | 6
15577 | 7.02 | 1 | 2019-12-31 | 2020-12-31 | 365 | 8.2096 | 8
15628 | 6.24 | 1 | 2019-12-31 | 2020-12-31 | 365 | 7.2974 | 7
15589 | 6.5 | 1 | 2019-12-31 | 2020-12-31 | 365 | 7.6015 | 7
15682 | 7.65 | 1 | 2019-12-31 | 2020-12-31 | 365 | 8.9464 | 8
15684 | 5.61 | 1 | 2019-12-31 | 2020-12-31 | 365 | 6.5607 | 6
15839 | 5.72 | 1 | 2019-12-31 | 2020-12-31 | 365 | 6.6893 | 6
15744 | 9.36 | 1 | 2019-12-31 | 2020-12-31 | 365 | 10.9461 | 10
15726 | 9.1 | 1 | 2019-12-31 | 2020-12-31 | 365 | 10.6421 | 10
15722 | 3.315 | 1 | 2019-12-31 | 2020-12-31 | 365 | 3.8768 | 3
15725 | 4.42 | 1 | 2019-12-31 | 2020-12-31 | 365 | 5.169 | 5
15735 | 10.14 | 1 | 2019-12-31 | 2020-12-31 | 365 | 11.8583 | 11
15707 | 7.02 | 1 | 2019-12-31 | 2020-12-31 | 365 | 8.2096 | 8
15714 | 7.8 | 1 | 2019-12-31 | 2020-12-31 | 365 | 9.1218 | 9
15716 | 6.5 | 1 | 2019-12-31 | 2020-12-31 | 365 | 7.6015 | 7
15719 | 4.845 | 1 | 2019-12-31 | 2020-12-31 | 365 | 5.666 | 5
15730 | 3.38 | 1 | 2019-12-31 | 2020-12-31 | 365 | 3.9528 | 3
15731 | 7.8 | 1 | 2019-12-31 | 2020-12-31 | 365 | 9.1218 | 9
17547 | 5.2 | 1 | 2019-12-31 | 2020-12-31 | 365 | 6.0812 | 6
17545 | 7.02 | 1 | 2019-12-31 | 2020-12-31 | 365 | 8.2096 | 8
15935 | 5.46 | 1 | 2019-12-31 | 2020-12-31 | 365 | 6.3853 | 6
17536 | 5.2 | 1 | 2019-12-31 | 2020-12-31 | 365 | 6.0812 | 6
17538 | 8.32 | 1 | 2019-12-31 | 2020-12-31 | 365 | 9.7299 | 9
17534 | 4.16 | 1 | 2019-12-31 | 2020-12-31 | 365 | 4.865 | 4
17532 | 11.44 | 1 | 2019-12-31 | 2020-12-31 | 365 | 13.3786 | 13
17533 | 7.8 | 1 | 2019-12-31 | 2020-12-31 | 365 | 9.1218 | 9
17530 | 7.54 | 1 | 2019-12-31 | 2020-12-31 | 365 | 8.8177 | 8
17531 | 6.5 | 1 | 2019-12-31 | 2020-12-31 | 365 | 7.6015 | 7
17525 | 6.86 | 1 | 2019-12-31 | 2020-12-31 | 365 | 8.0225 | 8
17527 | 11.985 | 1 | 2019-12-31 | 2020-12-31 | 365 | 14.016 | 14
17524 | 4.94 | 1 | 2019-12-31 | 2020-12-31 | 365 | 5.7771 | 5
17518 | 9.18 | 1 | 2019-12-31 | 2020-12-31 | 365 | 10.7356 | 10
17520 | 10.71 | 1 | 2019-12-31 | 2020-12-31 | 365 | 12.5249 | 12
17514 | 5.1 | 1 | 2019-12-31 | 2020-12-31 | 365 | 5.9642 | 5
17510 | 6.63 | 1 | 2019-12-31 | 2020-12-31 | 365 | 7.7535 | 7
17509 | 7.65 | 1 | 2019-12-31 | 2020-12-31 | 365 | 8.9464 | 8
17507 | 6.885 | 1 | 2019-12-31 | 2020-12-31 | 365 | 8.0517 | 8
17504 | 9.1 | 1 | 2019-12-31 | 2020-12-31 | 365 | 10.6421 | 10
17505 | 7.02 | 1 | 2019-12-31 | 2020-12-31 | 365 | 8.2096 | 8
17506 | 3.38 | 1 | 2019-12-31 | 2020-12-31 | 365 | 3.9528 | 3
17501 | 9.36 | 1 | 2019-12-31 | 2020-12-31 | 365 | 10.9461 | 10
12370 | 6.375 | 1 | 2019-12-31 | 2020-12-31 | 365 | 7.4553 | 7
17503 | 5.46 | 1 | 2019-12-31 | 2020-12-31 | 365 | 6.3853 | 6
17500 | 4.42 | 1 | 2019-12-31 | 2020-12-31 | 365 | 5.169 | 5
17497 | 8.06 | 1 | 2019-12-31 | 2020-12-31 | 365 | 9.4258 | 9
17493 | 5.46 | 1 | 2019-12-31 | 2020-12-31 | 365 | 6.3853 | 6
17488 | 8.06 | 1 | 2019-12-31 | 2020-12-31 | 365 | 9.4258 | 9
17466 | 4.68 | 1 | 2019-12-31 | 2020-12-31 | 365 | 5.4731 | 5
17483 | 5.98 | 1 | 2019-12-31 | 2020-12-31 | 365 | 6.9934 | 6
17465 | 8.58 | 1 | 2019-12-31 | 2020-12-31 | 365 | 10.034 | 10
17463 | 8.84 | 1 | 2019-12-31 | 2020-12-31 | 365 | 10.338 | 10
17460 | 4.42 | 1 | 2019-12-31 | 2020-12-31 | 365 | 5.169 | 5
15734 | 5.72 | 1 | 2019-12-31 | 2020-12-31 | 365 | 6.6893 | 6
15736 | 8.58 | 1 | 2019-12-31 | 2020-12-31 | 365 | 10.034 | 10
17461 | 10.92 | 1 | 2019-12-31 | 2020-12-31 | 365 | 12.7705 | 12
15740 | 5.72 | 1 | 2019-12-31 | 2020-12-31 | 365 | 6.6893 | 6
17464 | 6.76 | 1 | 2019-12-31 | 2020-12-31 | 365 | 7.9055 | 7
17458 | 10.92 | 1 | 2019-12-31 | 2020-12-31 | 365 | 12.7705 | 12
15604 | 6.63 | 1 | 2019-12-31 | 2020-12-31 | 365 | 7.7535 | 7
17049 | 6.24 | 1 | 2019-12-31 | 2020-12-31 | 365 | 7.2974 | 7
17459 | 5.98 | 1 | 2019-12-31 | 2020-12-31 | 365 | 6.9934 | 6
17456 | 6.24 | 1 | 2019-12-31 | 2020-12-31 | 365 | 7.2974 | 7
17453 | 8.06 | 1 | 2019-12-31 | 2020-12-31 | 365 | 9.4258 | 9
17029 | 3.64 | 1 | 2019-12-31 | 2020-12-31 | 365 | 4.2568 | 4
17454 | 9.1 | 1 | 2019-12-31 | 2020-12-31 | 365 | 10.6421 | 10
17452 | 4.68 | 1 | 2019-12-31 | 2020-12-31 | 365 | 5.4731 | 5
17446 | 7.28 | 1 | 2019-12-31 | 2020-12-31 | 365 | 8.5137 | 8
17047 | 10.4 | 1 | 2019-12-31 | 2020-12-31 | 365 | 12.1624 | 12
17449 | 7.28 | 1 | 2019-12-31 | 2020-12-31 | 365 | 8.5137 | 8
17443 | 5.46 | 1 | 2019-12-31 | 2020-12-31 | 365 | 6.3853 | 6
17041 | 6.375 | 1 | 2019-12-31 | 2020-12-31 | 365 | 7.4553 | 7
15825 | 9.88 | 1 | 2019-12-31 | 2020-12-31 | 365 | 11.5543 | 11
17040 | 10.4 | 1 | 2019-12-31 | 2020-12-31 | 365 | 12.1624 | 12
15990 | 6.24 | 1 | 2019-12-31 | 2020-12-31 | 365 | 7.2974 | 7
17240 | 9.99 | 1 | 2019-12-31 | 2020-12-31 | 365 | 11.6829 | 11
17241 | 6.5 | 1 | 2019-12-31 | 2020-12-31 | 365 | 7.6015 | 7
17039 | 2.295 | 1 | 2019-12-31 | 2020-12-31 | 365 | 2.6839 | 2
17242 | 7.54 | 1 | 2019-12-31 | 2020-12-31 | 365 | 8.8177 | 8
17246 | 10.5 | 1 | 2019-12-31 | 2020-12-31 | 365 | 12.2793 | 12
17035 | 5.72 | 1 | 2019-12-31 | 2020-12-31 | 365 | 6.6893 | 6
17038 | 13.26 | 1 | 2019-12-31 | 2020-12-31 | 365 | 15.507 | 15
17031 | 7.8 | 1 | 2019-12-31 | 2020-12-31 | 365 | 9.1218 | 9
17036 | 5.98 | 1 | 2019-12-31 | 2020-12-31 | 365 | 6.9934 | 6
17253 | 8.84 | 1 | 2019-12-31 | 2020-12-31 | 365 | 10.338 | 10
17248 | 5.72 | 1 | 2019-12-31 | 2020-12-31 | 365 | 6.6893 | 6
17034 | 6.24 | 1 | 2019-12-31 | 2020-12-31 | 365 | 7.2974 | 7
17257 | 7.8 | 1 | 2019-12-31 | 2020-12-31 | 365 | 9.1218 | 9
17259 | 8.415 | 1 | 2019-12-31 | 2020-12-31 | 365 | 9.841 | 9
17260 | 5.98 | 1 | 2019-12-31 | 2020-12-31 | 365 | 6.9934 | 6
17261 | 3.57 | 1 | 2019-12-31 | 2020-12-31 | 365 | 4.175 | 4
17262 | 10.14 | 1 | 2019-12-31 | 2020-12-31 | 365 | 11.8583 | 11
17265 | 3.9 | 1 | 2019-12-31 | 2020-12-31 | 365 | 4.5609 | 4
17244 | 5.2 | 1 | 2019-12-31 | 2020-12-31 | 365 | 6.0812 | 6
17266 | 4.94 | 1 | 2019-12-31 | 2020-12-31 | 365 | 5.7771 | 5
17268 | 8.58 | 1 | 2019-12-31 | 2020-12-31 | 365 | 10.034 | 10
17030 | 6.63 | 1 | 2019-12-31 | 2020-12-31 | 365 | 7.7535 | 7
17269 | 5.1 | 1 | 2019-12-31 | 2020-12-31 | 365 | 5.9642 | 5
17270 | 4.94 | 1 | 2019-12-31 | 2020-12-31 | 365 | 5.7771 | 5
17032 | 3.38 | 1 | 2019-12-31 | 2020-12-31 | 365 | 3.9528 | 3
17033 | 7.28 | 1 | 2019-12-31 | 2020-12-31 | 365 | 8.5137 | 8
17245 | 5.46 | 1 | 2019-12-31 | 2020-12-31 | 365 | 6.3853 | 6
17042 | 11.44 | 1 | 2019-12-31 | 2020-12-31 | 365 | 13.3786 | 13
17273 | 3.06 | 1 | 2019-12-31 | 2020-12-31 | 365 | 3.5785 | 3
17276 | 8.67 | 1 | 2019-12-31 | 2020-12-31 | 365 | 10.1392 | 10
17095 | 6.12 | 1 | 2019-12-31 | 2020-12-31 | 365 | 7.1571 | 7
17274 | 3.64 | 1 | 2019-12-31 | 2020-12-31 | 365 | 4.2568 | 4
17277 | 11.475 | 1 | 2019-12-31 | 2020-12-31 | 365 | 13.4196 | 13
17279 | 6.76 | 1 | 2019-12-31 | 2020-12-31 | 365 | 7.9055 | 7
17281 | 5.72 | 1 | 2019-12-31 | 2020-12-31 | 365 | 6.6893 | 6
17243 | 3.64 | 1 | 2019-12-31 | 2020-12-31 | 365 | 4.2568 | 4
17282 | 9.1 | 1 | 2019-12-31 | 2020-12-31 | 365 | 10.6421 | 10
17048 | 8.58 | 1 | 2019-12-31 | 2020-12-31 | 365 | 10.034 | 10
17285 | 10.2 | 1 | 2019-12-31 | 2020-12-31 | 365 | 11.9285 | 11
17286 | 9.18 | 1 | 2019-12-31 | 2020-12-31 | 365 | 10.7356 | 10
17289 | 6.5 | 1 | 2019-12-31 | 2020-12-31 | 365 | 7.6015 | 7
17287 | 2.55 | 1 | 2019-12-31 | 2020-12-31 | 365 | 2.9821 | 2
17297 | 6.12 | 1 | 2019-12-31 | 2020-12-31 | 365 | 7.1571 | 7
17290 | 11.96 | 1 | 2019-12-31 | 2020-12-31 | 365 | 13.9867 | 13
17057 | 3.12 | 1 | 2019-12-31 | 2020-12-31 | 365 | 3.6487 | 3
17300 | 5.1 | 1 | 2019-12-31 | 2020-12-31 | 365 | 5.9642 | 5
17059 | 10.92 | 1 | 2019-12-31 | 2020-12-31 | 365 | 12.7705 | 12
17301 | 11.7 | 1 | 2019-12-31 | 2020-12-31 | 365 | 13.6827 | 13
17303 | 3.38 | 1 | 2019-12-31 | 2020-12-31 | 365 | 3.9528 | 3
17307 | 12.74 | 1 | 2019-12-31 | 2020-12-31 | 365 | 14.8989 | 14
17310 | 5.61 | 1 | 2019-12-31 | 2020-12-31 | 365 | 6.5607 | 6
17304 | 7.65 | 1 | 2019-12-31 | 2020-12-31 | 365 | 8.9464 | 8
17312 | 8.415 | 1 | 2019-12-31 | 2020-12-31 | 365 | 9.841 | 9
17326 | 3.57 | 1 | 2019-12-31 | 2020-12-31 | 365 | 4.175 | 4
17327 | 6.76 | 1 | 2019-12-31 | 2020-12-31 | 365 | 7.9055 | 7
17061 | 6.24 | 1 | 2019-12-31 | 2020-12-31 | 365 | 7.2974 | 7
17324 | 6.76 | 1 | 2019-12-31 | 2020-12-31 | 365 | 7.9055 | 7
17334 | 2.86 | 1 | 2019-12-31 | 2020-12-31 | 365 | 3.3447 | 3
17071 | 6.375 | 1 | 2019-12-31 | 2020-12-31 | 365 | 7.4553 | 7
17332 | 5.72 | 1 | 2019-12-31 | 2020-12-31 | 365 | 6.6893 | 6
17337 | 7.28 | 1 | 2019-12-31 | 2020-12-31 | 365 | 8.5137 | 8
17338 | 3.64 | 1 | 2019-12-31 | 2020-12-31 | 365 | 4.2568 | 4
17348 | 3.12 | 1 | 2019-12-31 | 2020-12-31 | 365 | 3.6487 | 3
17342 | 6.24 | 1 | 2019-12-31 | 2020-12-31 | 365 | 7.2974 | 7
17356 | 7.28 | 1 | 2019-12-31 | 2020-12-31 | 365 | 8.5137 | 8
17360 | 11.73 | 1 | 2019-12-31 | 2020-12-31 | 365 | 13.7178 | 13
17373 | 15.6 | 1 | 2019-12-31 | 2020-12-31 | 365 | 18.2436 | 18
17364 | 5.46 | 1 | 2019-12-31 | 2020-12-31 | 365 | 6.3853 | 6
17377 | 7.02 | 1 | 2019-12-31 | 2020-12-31 | 365 | 8.2096 | 8
17380 | 9.1 | 1 | 2019-12-31 | 2020-12-31 | 365 | 10.6421 | 10
17382 | 2.295 | 1 | 2019-12-31 | 2020-12-31 | 365 | 2.6839 | 2
19121 | 5.72 | 1 | 2019-12-31 | 2020-12-31 | 365 | 6.6893 | 6
19114 | 10.66 | 1 | 2019-12-31 | 2020-12-31 | 365 | 12.4664 | 12
19144 | 6.76 | 1 | 2019-12-31 | 2020-12-31 | 365 | 7.9055 | 7
19141 | 6.5 | 1 | 2019-12-31 | 2020-12-31 | 365 | 7.6015 | 7
19140 | 4.68 | 1 | 2019-12-31 | 2020-12-31 | 365 | 5.4731 | 5
19113 | 6.76 | 1 | 2019-12-31 | 2020-12-31 | 365 | 7.9055 | 7
19111 | 7.54 | 1 | 2019-12-31 | 2020-12-31 | 365 | 8.8177 | 8
19075 | 5.72 | 1 | 2019-12-31 | 2020-12-31 | 365 | 6.6893 | 6
19130 | 10.14 | 1 | 2019-12-31 | 2020-12-31 | 365 | 11.8583 | 11
19058 | 7.02 | 1 | 2019-12-31 | 2020-12-31 | 365 | 8.2096 | 8
19124 | 3.64 | 1 | 2019-12-31 | 2020-12-31 | 365 | 4.2568 | 4
19123 | 4.68 | 1 | 2019-12-31 | 2020-12-31 | 365 | 5.4731 | 5
15893 | 9.36 | 1 | 2019-12-31 | 2020-12-31 | 365 | 10.9461 | 10
15894 | 5.98 | 1 | 2019-12-31 | 2020-12-31 | 365 | 6.9934 | 6
15901 | 10.4 | 1 | 2019-12-31 | 2020-12-31 | 365 | 12.1624 | 12
15915 | 2.86 | 1 | 2019-12-31 | 2020-12-31 | 365 | 3.3447 | 3
15917 | 4.94 | 1 | 2019-12-31 | 2020-12-31 | 365 | 5.7771 | 5
15916 | 11.18 | 1 | 2019-12-31 | 2020-12-31 | 365 | 13.0746 | 13
15924 | 7.8 | 1 | 2019-12-31 | 2020-12-31 | 365 | 9.1218 | 9
15980 | 7.395 | 1 | 2019-12-31 | 2020-12-31 | 365 | 8.6482 | 8
15964 | 4.68 | 1 | 2019-12-31 | 2020-12-31 | 365 | 5.4731 | 5
15969 | 8.32 | 1 | 2019-12-31 | 2020-12-31 | 365 | 9.7299 | 9
15971 | 4.68 | 1 | 2019-12-31 | 2020-12-31 | 365 | 5.4731 | 5
15983 | 3.06 | 1 | 2019-12-31 | 2020-12-31 | 365 | 3.5785 | 3
15985 | 5.2 | 1 | 2019-12-31 | 2020-12-31 | 365 | 6.0812 | 6
16017 | 7.02 | 1 | 2019-12-31 | 2020-12-31 | 365 | 8.2096 | 8
16024 | 11.7 | 1 | 2019-12-31 | 2020-12-31 | 365 | 13.6827 | 13
15986 | 13.26 | 1 | 2019-12-31 | 2020-12-31 | 365 | 15.507 | 15
16025 | 8.58 | 1 | 2019-12-31 | 2020-12-31 | 365 | 10.034 | 10
15989 | 7.54 | 1 | 2019-12-31 | 2020-12-31 | 365 | 8.8177 | 8
15993 | 7.14 | 1 | 2019-12-31 | 2020-12-31 | 365 | 8.3499 | 8
15706 | 8.32 | 1 | 2019-12-31 | 2020-12-31 | 365 | 9.7299 | 9
15995 | 7.65 | 1 | 2019-12-31 | 2020-12-31 | 365 | 8.9464 | 8
15999 | 9.1 | 1 | 2019-12-31 | 2020-12-31 | 365 | 10.6421 | 10
15745 | 4.16 | 1 | 2019-12-31 | 2020-12-31 | 365 | 4.865 | 4
16004 | 5.46 | 1 | 2019-12-31 | 2020-12-31 | 365 | 6.3853 | 6
15747 | 11.18 | 1 | 2019-12-31 | 2020-12-31 | 365 | 13.0746 | 13
16012 | 9.62 | 1 | 2019-12-31 | 2020-12-31 | 365 | 11.2502 | 11
16029 | 5.355 | 1 | 2019-12-31 | 2020-12-31 | 365 | 6.2625 | 6
16032 | 13.26 | 1 | 2019-12-31 | 2020-12-31 | 365 | 15.507 | 15
15750 | 4.335 | 1 | 2019-12-31 | 2020-12-31 | 365 | 5.0696 | 5
15751 | 6.12 | 1 | 2019-12-31 | 2020-12-31 | 365 | 7.1571 | 7
15748 | 7.8 | 1 | 2019-12-31 | 2020-12-31 | 365 | 9.1218 | 9
15756 | 5.46 | 1 | 2019-12-31 | 2020-12-31 | 365 | 6.3853 | 6
15702 | 4.845 | 1 | 2019-12-31 | 2020-12-31 | 365 | 5.666 | 5
15704 | 7.8 | 1 | 2019-12-31 | 2020-12-31 | 365 | 9.1218 | 9
15697 | 8.32 | 1 | 2019-12-31 | 2020-12-31 | 365 | 9.7299 | 9
15687 | 5.2 | 1 | 2019-12-31 | 2020-12-31 | 365 | 6.0812 | 6
15796 | 8.415 | 1 | 2019-12-31 | 2020-12-31 | 365 | 9.841 | 9
16035 | 6.5 | 1 | 2019-12-31 | 2020-12-31 | 365 | 7.6015 | 7
16033 | 8.32 | 1 | 2019-12-31 | 2020-12-31 | 365 | 9.7299 | 9
16034 | 2.86 | 1 | 2019-12-31 | 2020-12-31 | 365 | 3.3447 | 3
16037 | 7.02 | 1 | 2019-12-31 | 2020-12-31 | 365 | 8.2096 | 8
16038 | 5.2 | 1 | 2019-12-31 | 2020-12-31 | 365 | 6.0812 | 6
16039 | 8.58 | 1 | 2019-12-31 | 2020-12-31 | 365 | 10.034 | 10
16044 | 7.54 | 1 | 2019-12-31 | 2020-12-31 | 365 | 8.8177 | 8
16049 | 8.32 | 1 | 2019-12-31 | 2020-12-31 | 365 | 9.7299 | 9
15830 | 7.02 | 1 | 2019-12-31 | 2020-12-31 | 365 | 8.2096 | 8
16053 | 3.9 | 1 | 2019-12-31 | 2020-12-31 | 365 | 4.5609 | 4
15790 | 2.04 | 1 | 2019-12-31 | 2020-12-31 | 365 | 2.3857 | 2
16059 | 9.88 | 1 | 2019-12-31 | 2020-12-31 | 365 | 11.5543 | 11
15778 | 10.92 | 1 | 2019-12-31 | 2020-12-31 | 365 | 12.7705 | 12
15868 | 4.59 | 1 | 2019-12-31 | 2020-12-31 | 365 | 5.3678 | 5
15799 | 8.32 | 1 | 2019-12-31 | 2020-12-31 | 365 | 9.7299 | 9
15895 | 5.46 | 1 | 2019-12-31 | 2020-12-31 | 365 | 6.3853 | 6
15910 | 5.98 | 1 | 2019-12-31 | 2020-12-31 | 365 | 6.9934 | 6
15695 | 9.36 | 1 | 2019-12-31 | 2020-12-31 | 365 | 10.9461 | 10
15680 | 4.94 | 1 | 2019-12-31 | 2020-12-31 | 365 | 5.7771 | 5
15814 | 6.76 | 1 | 2019-12-31 | 2020-12-31 | 365 | 7.9055 | 7
15812 | 3.12 | 1 | 2019-12-31 | 2020-12-31 | 365 | 3.6487 | 3
15939 | 2.86 | 1 | 2019-12-31 | 2020-12-31 | 365 | 3.3447 | 3
15944 | 5.98 | 1 | 2019-12-31 | 2020-12-31 | 365 | 6.9934 | 6
15802 | 8.58 | 1 | 2019-12-31 | 2020-12-31 | 365 | 10.034 | 10
15828 | 10.92 | 1 | 2019-12-31 | 2020-12-31 | 365 | 12.7705 | 12
15689 | 3.38 | 1 | 2019-12-31 | 2020-12-31 | 365 | 3.9528 | 3
15743 | 10.92 | 1 | 2019-12-31 | 2020-12-31 | 365 | 12.7705 | 12
15961 | 5.2 | 1 | 2019-12-31 | 2020-12-31 | 365 | 6.0812 | 6
15693 | 4.845 | 1 | 2019-12-31 | 2020-12-31 | 365 | 5.666 | 5
15938 | 6.12 | 1 | 2019-12-31 | 2020-12-31 | 365 | 7.1571 | 7
15760 | 6.5 | 1 | 2019-12-31 | 2020-12-31 | 365 | 7.6015 | 7
15892 | 9.18 | 1 | 2019-12-31 | 2020-12-31 | 365 | 10.7356 | 10
15686 | 5.865 | 1 | 2019-12-31 | 2020-12-31 | 365 | 6.8589 | 6
15692 | 5.46 | 1 | 2019-12-31 | 2020-12-31 | 365 | 6.3853 | 6
15845 | 4.16 | 1 | 2019-12-31 | 2020-12-31 | 365 | 4.865 | 4
15742 | 5.2 | 1 | 2019-12-31 | 2020-12-31 | 365 | 6.0812 | 6
15891 | 6.885 | 1 | 2019-12-31 | 2020-12-31 | 365 | 8.0517 | 8
15884 | 9.1 | 1 | 2019-12-31 | 2020-12-31 | 365 | 10.6421 | 10
17920 | 2.55 | 1 | 2019-12-31 | 2020-12-31 | 365 | 2.9821 | 2
17916 | 3.64 | 1 | 2019-12-31 | 2020-12-31 | 365 | 4.2568 | 4
17894 | 4.42 | 1 | 2019-12-31 | 2020-12-31 | 365 | 5.169 | 5
17886 | 2.86 | 1 | 2019-12-31 | 2020-12-31 | 365 | 3.3447 | 3
17888 | 6.5 | 1 | 2019-12-31 | 2020-12-31 | 365 | 7.6015 | 7
17874 | 6.24 | 1 | 2019-12-31 | 2020-12-31 | 365 | 7.2974 | 7
17878 | 5.2 | 1 | 2019-12-31 | 2020-12-31 | 365 | 6.0812 | 6
17870 | 9.36 | 1 | 2019-12-31 | 2020-12-31 | 365 | 10.9461 | 10
17873 | 2.34 | 1 | 2019-12-31 | 2020-12-31 | 365 | 2.7365 | 2
17869 | 10.4 | 1 | 2019-12-31 | 2020-12-31 | 365 | 12.1624 | 12
17861 | 4.16 | 1 | 2019-12-31 | 2020-12-31 | 365 | 4.865 | 4
17857 | 6.76 | 1 | 2019-12-31 | 2020-12-31 | 365 | 7.9055 | 7
17858 | 3.38 | 1 | 2019-12-31 | 2020-12-31 | 365 | 3.9528 | 3
17846 | 8.06 | 1 | 2019-12-31 | 2020-12-31 | 365 | 9.4258 | 9
17852 | 6.76 | 1 | 2019-12-31 | 2020-12-31 | 365 | 7.9055 | 7
17837 | 9.69 | 1 | 2019-12-31 | 2020-12-31 | 365 | 11.3321 | 11
17839 | 6.76 | 1 | 2019-12-31 | 2020-12-31 | 365 | 7.9055 | 7
17841 | 10.2 | 1 | 2019-12-31 | 2020-12-31 | 365 | 11.9285 | 11
17821 | 5.2 | 1 | 2019-12-31 | 2020-12-31 | 365 | 6.0812 | 6
17824 | 5.72 | 1 | 2019-12-31 | 2020-12-31 | 365 | 6.6893 | 6
17817 | 5.72 | 1 | 2019-12-31 | 2020-12-31 | 365 | 6.6893 | 6
17812 | 5.2 | 1 | 2019-12-31 | 2020-12-31 | 365 | 6.0812 | 6
17815 | 5.46 | 1 | 2019-12-31 | 2020-12-31 | 365 | 6.3853 | 6
17809 | 4.42 | 1 | 2019-12-31 | 2020-12-31 | 365 | 5.169 | 5
17803 | 7.02 | 1 | 2019-12-31 | 2020-12-31 | 365 | 8.2096 | 8
17802 | 6.24 | 1 | 2019-12-31 | 2020-12-31 | 365 | 7.2974 | 7
17780 | 5.2 | 1 | 2019-12-31 | 2020-12-31 | 365 | 6.0812 | 6
17772 | 4.68 | 1 | 2019-12-31 | 2020-12-31 | 365 | 5.4731 | 5
17774 | 8.06 | 1 | 2019-12-31 | 2020-12-31 | 365 | 9.4258 | 9
17769 | 6.5 | 1 | 2019-12-31 | 2020-12-31 | 365 | 7.6015 | 7
17764 | 4.59 | 1 | 2019-12-31 | 2020-12-31 | 365 | 5.3678 | 5
17765 | 5.4 | 1 | 2019-12-31 | 2020-12-31 | 365 | 6.3151 | 6
17762 | 2.6 | 1 | 2019-12-31 | 2020-12-31 | 365 | 3.0406 | 3
17763 | 7.14 | 1 | 2019-12-31 | 2020-12-31 | 365 | 8.3499 | 8
17758 | 7.02 | 1 | 2019-12-31 | 2020-12-31 | 365 | 8.2096 | 8
17794 | 5.1 | 1 | 2019-12-31 | 2020-12-31 | 365 | 5.9642 | 5
17795 | 8.925 | 1 | 2019-12-31 | 2020-12-31 | 365 | 10.4374 | 10
17792 | 6.24 | 1 | 2019-12-31 | 2020-12-31 | 365 | 7.2974 | 7
17793 | 6.5 | 1 | 2019-12-31 | 2020-12-31 | 365 | 7.6015 | 7
17791 | 6.375 | 1 | 2019-12-31 | 2020-12-31 | 365 | 7.4553 | 7
17787 | 9.36 | 1 | 2019-12-31 | 2020-12-31 | 365 | 10.9461 | 10
17789 | 12.48 | 1 | 2019-12-31 | 2020-12-31 | 365 | 14.5949 | 14
17850 | 2.6 | 1 | 2019-12-31 | 2020-12-31 | 365 | 3.0406 | 3
18145 | 12.48 | 1 | 2019-12-31 | 2020-12-31 | 365 | 14.5949 | 14
18409 | 9.18 | 1 | 2019-12-31 | 2020-12-31 | 365 | 10.7356 | 10
18577 | 13.52 | 1 | 2019-12-31 | 2020-12-31 | 365 | 15.8111 | 15
18572 | 5.98 | 1 | 2019-12-31 | 2020-12-31 | 365 | 6.9934 | 6
20170 | 3.9 | 1 | 2019-12-31 | 2020-12-31 | 365 | 4.5609 | 4
19605 | 6.5 | 1 | 2019-12-31 | 2020-12-31 | 365 | 7.6015 | 7
19119 | 8.84 | 1 | 2019-12-31 | 2020-12-31 | 365 | 10.338 | 10
20145 | 8.06 | 1 | 2019-12-31 | 2020-12-31 | 365 | 9.4258 | 9
15929 | 4.16 | 1 | 2019-12-31 | 2020-12-31 | 365 | 4.865 | 4
18104 | 7.395 | 1 | 2019-12-31 | 2020-12-31 | 365 | 8.6482 | 8
18101 | 9.1 | 1 | 2019-12-31 | 2020-12-31 | 365 | 10.6421 | 10
18100 | 4.94 | 1 | 2019-12-31 | 2020-12-31 | 365 | 5.7771 | 5
18098 | 8.58 | 1 | 2019-12-31 | 2020-12-31 | 365 | 10.034 | 10
18096 | 8.84 | 1 | 2019-12-31 | 2020-12-31 | 365 | 10.338 | 10
18093 | 5.2 | 1 | 2019-12-31 | 2020-12-31 | 365 | 6.0812 | 6
18094 | 9.18 | 1 | 2019-12-31 | 2020-12-31 | 365 | 10.7356 | 10
18091 | 5.2 | 1 | 2019-12-31 | 2020-12-31 | 365 | 6.0812 | 6
18089 | 5.72 | 1 | 2019-12-31 | 2020-12-31 | 365 | 6.6893 | 6
18085 | 6.885 | 1 | 2019-12-31 | 2020-12-31 | 365 | 8.0517 | 8
18087 | 8.16 | 1 | 2019-12-31 | 2020-12-31 | 365 | 9.5428 | 9
18066 | 5.1 | 1 | 2019-12-31 | 2020-12-31 | 365 | 5.9642 | 5
18064 | 9.72 | 1 | 2019-12-31 | 2020-12-31 | 365 | 11.3672 | 11
18065 | 4.68 | 1 | 2019-12-31 | 2020-12-31 | 365 | 5.4731 | 5
18063 | 4.42 | 1 | 2019-12-31 | 2020-12-31 | 365 | 5.169 | 5
18061 | 7.28 | 1 | 2019-12-31 | 2020-12-31 | 365 | 8.5137 | 8
18062 | 9.1 | 1 | 2019-12-31 | 2020-12-31 | 365 | 10.6421 | 10
18060 | 6.12 | 1 | 2019-12-31 | 2020-12-31 | 365 | 7.1571 | 7
18055 | 4.08 | 1 | 2019-12-31 | 2020-12-31 | 365 | 4.7714 | 4
18059 | 11.73 | 1 | 2019-12-31 | 2020-12-31 | 365 | 13.7178 | 13
19022 | 3.06 | 1 | 2019-12-31 | 2020-12-31 | 365 | 3.5785 | 3
18058 | 7.28 | 1 | 2019-12-31 | 2020-12-31 | 365 | 8.5137 | 8
18054 | 9.36 | 1 | 2019-12-31 | 2020-12-31 | 365 | 10.9461 | 10
19021 | 10.71 | 1 | 2019-12-31 | 2020-12-31 | 365 | 12.5249 | 12
18050 | 4.68 | 1 | 2019-12-31 | 2020-12-31 | 365 | 5.4731 | 5
18048 | 7.65 | 1 | 2019-12-31 | 2020-12-31 | 365 | 8.9464 | 8
18044 | 3.9 | 1 | 2019-12-31 | 2020-12-31 | 365 | 4.5609 | 4
18046 | 7.54 | 1 | 2019-12-31 | 2020-12-31 | 365 | 8.8177 | 8
18040 | 7.02 | 1 | 2019-12-31 | 2020-12-31 | 365 | 8.2096 | 8
18042 | 9.1 | 1 | 2019-12-31 | 2020-12-31 | 365 | 10.6421 | 10
18038 | 11.96 | 1 | 2019-12-31 | 2020-12-31 | 365 | 13.9867 | 13
18034 | 6.5 | 1 | 2019-12-31 | 2020-12-31 | 365 | 7.6015 | 7
18036 | 10.66 | 1 | 2019-12-31 | 2020-12-31 | 365 | 12.4664 | 12
18030 | 3.12 | 1 | 2019-12-31 | 2020-12-31 | 365 | 3.6487 | 3
18028 | 4.94 | 1 | 2019-12-31 | 2020-12-31 | 365 | 5.7771 | 5
18026 | 9.88 | 1 | 2019-12-31 | 2020-12-31 | 365 | 11.5543 | 11
18018 | 9.36 | 1 | 2019-12-31 | 2020-12-31 | 365 | 10.9461 | 10
18019 | 5.98 | 1 | 2019-12-31 | 2020-12-31 | 365 | 6.9934 | 6
18014 | 6.24 | 1 | 2019-12-31 | 2020-12-31 | 365 | 7.2974 | 7
18016 | 3.12 | 1 | 2019-12-31 | 2020-12-31 | 365 | 3.6487 | 3
18011 | 7.54 | 1 | 2019-12-31 | 2020-12-31 | 365 | 8.8177 | 8
18013 | 4.59 | 1 | 2019-12-31 | 2020-12-31 | 365 | 5.3678 | 5
18007 | 4.42 | 1 | 2019-12-31 | 2020-12-31 | 365 | 5.169 | 5
18008 | 2.805 | 1 | 2019-12-31 | 2020-12-31 | 365 | 3.2803 | 3
18004 | 8.84 | 1 | 2019-12-31 | 2020-12-31 | 365 | 10.338 | 10
18002 | 4.94 | 1 | 2019-12-31 | 2020-12-31 | 365 | 5.7771 | 5
18120 | 5.865 | 1 | 2019-12-31 | 2020-12-31 | 365 | 6.8589 | 6
18118 | 4.335 | 1 | 2019-12-31 | 2020-12-31 | 365 | 5.0696 | 5
18121 | 6.5 | 1 | 2019-12-31 | 2020-12-31 | 365 | 7.6015 | 7
18119 | 3.12 | 1 | 2019-12-31 | 2020-12-31 | 365 | 3.6487 | 3
18115 | 5.46 | 1 | 2019-12-31 | 2020-12-31 | 365 | 6.3853 | 6
18116 | 7.28 | 1 | 2019-12-31 | 2020-12-31 | 365 | 8.5137 | 8
18113 | 7.905 | 1 | 2019-12-31 | 2020-12-31 | 365 | 9.2446 | 9
18114 | 6.375 | 1 | 2019-12-31 | 2020-12-31 | 365 | 7.4553 | 7
18109 | 9.88 | 1 | 2019-12-31 | 2020-12-31 | 365 | 11.5543 | 11
18111 | 8.84 | 1 | 2019-12-31 | 2020-12-31 | 365 | 10.338 | 10
18108 | 10.455 | 1 | 2019-12-31 | 2020-12-31 | 365 | 12.2267 | 12
17401 | 9.62 | 1 | 2019-12-31 | 2020-12-31 | 365 | 11.2502 | 11
17395 | 8.32 | 1 | 2019-12-31 | 2020-12-31 | 365 | 9.7299 | 9
17403 | 10.14 | 1 | 2019-12-31 | 2020-12-31 | 365 | 11.8583 | 11
17406 | 12.48 | 1 | 2019-12-31 | 2020-12-31 | 365 | 14.5949 | 14
17407 | 6.76 | 1 | 2019-12-31 | 2020-12-31 | 365 | 7.9055 | 7
17408 | 3.315 | 1 | 2019-12-31 | 2020-12-31 | 365 | 3.8768 | 3
17412 | 12.74 | 1 | 2019-12-31 | 2020-12-31 | 365 | 14.8989 | 14
17420 | 6.21 | 1 | 2019-12-31 | 2020-12-31 | 365 | 7.2623 | 7
17418 | 7.28 | 1 | 2019-12-31 | 2020-12-31 | 365 | 8.5137 | 8
17415 | 7.8 | 1 | 2019-12-31 | 2020-12-31 | 365 | 9.1218 | 9
17424 | 8.58 | 1 | 2019-12-31 | 2020-12-31 | 365 | 10.034 | 10
17426 | 9.1 | 1 | 2019-12-31 | 2020-12-31 | 365 | 10.6421 | 10
17430 | 3.64 | 1 | 2019-12-31 | 2020-12-31 | 365 | 4.2568 | 4
17431 | 8.84 | 1 | 2019-12-31 | 2020-12-31 | 365 | 10.338 | 10
17432 | 4.68 | 1 | 2019-12-31 | 2020-12-31 | 365 | 5.4731 | 5
17435 | 8.32 | 1 | 2019-12-31 | 2020-12-31 | 365 | 9.7299 | 9
17441 | 4.68 | 1 | 2019-12-31 | 2020-12-31 | 365 | 5.4731 | 5
17438 | 6.12 | 1 | 2019-12-31 | 2020-12-31 | 365 | 7.1571 | 7
17756 | 12.24 | 1 | 2019-12-31 | 2020-12-31 | 365 | 14.3142 | 14
17753 | 10.2 | 1 | 2019-12-31 | 2020-12-31 | 365 | 11.9285 | 11
17751 | 5.865 | 1 | 2019-12-31 | 2020-12-31 | 365 | 6.8589 | 6
17742 | 8.06 | 1 | 2019-12-31 | 2020-12-31 | 365 | 9.4258 | 9
17621 | 9.435 | 1 | 2019-12-31 | 2020-12-31 | 365 | 11.0339 | 11
17738 | 6.24 | 1 | 2019-12-31 | 2020-12-31 | 365 | 7.2974 | 7
17741 | 3.64 | 1 | 2019-12-31 | 2020-12-31 | 365 | 4.2568 | 4
17734 | 9.1 | 1 | 2019-12-31 | 2020-12-31 | 365 | 10.6421 | 10
17736 | 11.44 | 1 | 2019-12-31 | 2020-12-31 | 365 | 13.3786 | 13
17730 | 5.46 | 1 | 2019-12-31 | 2020-12-31 | 365 | 6.3853 | 6
17733 | 10.14 | 1 | 2019-12-31 | 2020-12-31 | 365 | 11.8583 | 11
17727 | 10.66 | 1 | 2019-12-31 | 2020-12-31 | 365 | 12.4664 | 12
17781 | 4.68 | 1 | 2019-12-31 | 2020-12-31 | 365 | 5.4731 | 5
17777 | 3.64 | 1 | 2019-12-31 | 2020-12-31 | 365 | 4.2568 | 4
17251 | 8.84 | 1 | 2019-12-31 | 2020-12-31 | 365 | 10.338 | 10
18992 | 3.64 | 1 | 2019-12-31 | 2020-12-31 | 365 | 4.2568 | 4
18988 | 6.76 | 1 | 2019-12-31 | 2020-12-31 | 365 | 7.9055 | 7
18985 | 7.28 | 1 | 2019-12-31 | 2020-12-31 | 365 | 8.5137 | 8
18987 | 6.885 | 1 | 2019-12-31 | 2020-12-31 | 365 | 8.0517 | 8
18982 | 5.5 | 1 | 2019-12-31 | 2020-12-31 | 365 | 6.432 | 6
18989 | 3.9 | 1 | 2019-12-31 | 2020-12-31 | 365 | 4.5609 | 4
18980 | 5.61 | 1 | 2019-12-31 | 2020-12-31 | 365 | 6.5607 | 6
18977 | 5 | 1 | 2019-12-31 | 2020-12-31 | 365 | 5.8473 | 5
20360 | 3.12 | 1 | 2019-12-31 | 2020-12-31 | 365 | 3.6487 | 3
20333 | 7 | 1 | 2019-12-31 | 2020-12-31 | 365 | 8.1862 | 8
20331 | 7.14 | 1 | 2019-12-31 | 2020-12-31 | 365 | 8.3499 | 8
20334 | 4.845 | 1 | 2019-12-31 | 2020-12-31 | 365 | 5.666 | 5
20335 | 6.76 | 1 | 2019-12-31 | 2020-12-31 | 365 | 7.9055 | 7
20340 | 3.9 | 1 | 2019-12-31 | 2020-12-31 | 365 | 4.5609 | 4
20337 | 5.865 | 1 | 2019-12-31 | 2020-12-31 | 365 | 6.8589 | 6
20341 | 10.4 | 1 | 2019-12-31 | 2020-12-31 | 365 | 12.1624 | 12
18426 | 4.42 | 1 | 2019-12-31 | 2020-12-31 | 365 | 5.169 | 5
18414 | 4.08 | 1 | 2019-12-31 | 2020-12-31 | 365 | 4.7714 | 4
18418 | 5.98 | 1 | 2019-12-31 | 2020-12-31 | 365 | 6.9934 | 6
18411 | 7.8 | 1 | 2019-12-31 | 2020-12-31 | 365 | 9.1218 | 9
18413 | 4.16 | 1 | 2019-12-31 | 2020-12-31 | 365 | 4.865 | 4
17516 | 5.46 | 1 | 2019-12-31 | 2020-12-31 | 365 | 6.3853 | 6
18406 | 6.76 | 1 | 2019-12-31 | 2020-12-31 | 365 | 7.9055 | 7
18410 | 6.24 | 1 | 2019-12-31 | 2020-12-31 | 365 | 7.2974 | 7
18398 | 2.86 | 1 | 2019-12-31 | 2020-12-31 | 365 | 3.3447 | 3
18401 | 5.13 | 1 | 2019-12-31 | 2020-12-31 | 365 | 5.9993 | 5
18405 | 4.68 | 1 | 2019-12-31 | 2020-12-31 | 365 | 5.4731 | 5
18397 | 14.56 | 1 | 2019-12-31 | 2020-12-31 | 365 | 17.0273 | 17
18545 | 8.84 | 1 | 2019-12-31 | 2020-12-31 | 365 | 10.338 | 10
18580 | 7.28 | 1 | 2019-12-31 | 2020-12-31 | 365 | 8.5137 | 8
18582 | 10.14 | 1 | 2019-12-31 | 2020-12-31 | 365 | 11.8583 | 11
18542 | 7.28 | 1 | 2019-12-31 | 2020-12-31 | 365 | 8.5137 | 8
18576 | 7.02 | 1 | 2019-12-31 | 2020-12-31 | 365 | 8.2096 | 8
18568 | 19.5 | 1 | 2019-12-31 | 2020-12-31 | 365 | 22.8045 | 22
18566 | 5.72 | 1 | 2019-12-31 | 2020-12-31 | 365 | 6.6893 | 6
18590 | 7.8 | 1 | 2019-12-31 | 2020-12-31 | 365 | 9.1218 | 9
18603 | 12.48 | 1 | 2019-12-31 | 2020-12-31 | 365 | 14.5949 | 14
18538 | 3.12 | 1 | 2019-12-31 | 2020-12-31 | 365 | 3.6487 | 3
18604 | 3.12 | 1 | 2019-12-31 | 2020-12-31 | 365 | 3.6487 | 3
18534 | 9.88 | 1 | 2019-12-31 | 2020-12-31 | 365 | 11.5543 | 11
18532 | 5.355 | 1 | 2019-12-31 | 2020-12-31 | 365 | 6.2625 | 6
20830 | 6.12 | 1 | 2019-12-31 | 2020-12-31 | 365 | 7.1571 | 7
20828 | 5.98 | 1 | 2019-12-31 | 2020-12-31 | 365 | 6.9934 | 6
20806 | 14.04 | 1 | 2019-12-31 | 2020-12-31 | 365 | 16.4192 | 16
20807 | 5.72 | 1 | 2019-12-31 | 2020-12-31 | 365 | 6.6893 | 6
20810 | 4.94 | 1 | 2019-12-31 | 2020-12-31 | 365 | 5.7771 | 5
20808 | 7.8 | 1 | 2019-12-31 | 2020-12-31 | 365 | 9.1218 | 9
20799 | 5.2 | 1 | 2019-12-31 | 2020-12-31 | 365 | 6.0812 | 6
20798 | 4.94 | 1 | 2019-12-31 | 2020-12-31 | 365 | 5.7771 | 5
19370 | 8.32 | 1 | 2019-12-31 | 2020-12-31 | 365 | 9.7299 | 9
19368 | 3.38 | 1 | 2019-12-31 | 2020-12-31 | 365 | 3.9528 | 3
20797 | 9.36 | 1 | 2019-12-31 | 2020-12-31 | 365 | 10.9461 | 10
19366 | 5.355 | 1 | 2019-12-31 | 2020-12-31 | 365 | 6.2625 | 6
19361 | 7.54 | 1 | 2019-12-31 | 2020-12-31 | 365 | 8.8177 | 8
19354 | 7.02 | 1 | 2019-12-31 | 2020-12-31 | 365 | 8.2096 | 8
20796 | 4.24 | 1 | 2019-12-31 | 2020-12-31 | 365 | 4.9585 | 4
20837 | 6.76 | 1 | 2019-12-31 | 2020-12-31 | 365 | 7.9055 | 7
20838 | 4.77 | 1 | 2019-12-31 | 2020-12-31 | 365 | 5.5783 | 5
19356 | 8.58 | 1 | 2019-12-31 | 2020-12-31 | 365 | 10.034 | 10
19352 | 7.02 | 1 | 2019-12-31 | 2020-12-31 | 365 | 8.2096 | 8
19351 | 5.72 | 1 | 2019-12-31 | 2020-12-31 | 365 | 6.6893 | 6
19350 | 11.96 | 1 | 2019-12-31 | 2020-12-31 | 365 | 13.9867 | 13
19349 | 5.72 | 1 | 2019-12-31 | 2020-12-31 | 365 | 6.6893 | 6
19348 | 5.98 | 1 | 2019-12-31 | 2020-12-31 | 365 | 6.9934 | 6
19346 | 8.84 | 1 | 2019-12-31 | 2020-12-31 | 365 | 10.338 | 10
19347 | 6.5 | 1 | 2019-12-31 | 2020-12-31 | 365 | 7.6015 | 7
19343 | 5.3 | 1 | 2019-12-31 | 2020-12-31 | 365 | 6.1981 | 6
19342 | 8.58 | 1 | 2019-12-31 | 2020-12-31 | 365 | 10.034 | 10
19340 | 2.34 | 1 | 2019-12-31 | 2020-12-31 | 365 | 2.7365 | 2
19338 | 9.62 | 1 | 2019-12-31 | 2020-12-31 | 365 | 11.2502 | 11
19339 | 5.46 | 1 | 2019-12-31 | 2020-12-31 | 365 | 6.3853 | 6
19336 | 11.96 | 1 | 2019-12-31 | 2020-12-31 | 365 | 13.9867 | 13
19333 | 10.14 | 1 | 2019-12-31 | 2020-12-31 | 365 | 11.8583 | 11
19332 | 8.32 | 1 | 2019-12-31 | 2020-12-31 | 365 | 9.7299 | 9
19327 | 4.16 | 1 | 2019-12-31 | 2020-12-31 | 365 | 4.865 | 4
19323 | 8.84 | 1 | 2019-12-31 | 2020-12-31 | 365 | 10.338 | 10
19322 | 8.32 | 1 | 2019-12-31 | 2020-12-31 | 365 | 9.7299 | 9
19317 | 5.72 | 1 | 2019-12-31 | 2020-12-31 | 365 | 6.6893 | 6
17595 | 9.62 | 1 | 2019-12-31 | 2020-12-31 | 365 | 11.2502 | 11
19321 | 7.14 | 1 | 2019-12-31 | 2020-12-31 | 365 | 8.3499 | 8
18504 | 2.34 | 1 | 2019-12-31 | 2020-12-31 | 365 | 2.7365 | 2
18498 | 2.86 | 1 | 2019-12-31 | 2020-12-31 | 365 | 3.3447 | 3
18490 | 9.2 | 1 | 2019-12-31 | 2020-12-31 | 365 | 10.759 | 10
18496 | 5.72 | 1 | 2019-12-31 | 2020-12-31 | 365 | 6.6893 | 6
20795 | 2.34 | 1 | 2019-12-31 | 2020-12-31 | 365 | 2.7365 | 2
18482 | 9.1 | 1 | 2019-12-31 | 2020-12-31 | 365 | 10.6421 | 10
19315 | 4.94 | 1 | 2019-12-31 | 2020-12-31 | 365 | 5.7771 | 5
18478 | 4.59 | 1 | 2019-12-31 | 2020-12-31 | 365 | 5.3678 | 5
20791 | 5.98 | 1 | 2019-12-31 | 2020-12-31 | 365 | 6.9934 | 6
18468 | 10.66 | 1 | 2019-12-31 | 2020-12-31 | 365 | 12.4664 | 12
18461 | 3.12 | 1 | 2019-12-31 | 2020-12-31 | 365 | 3.6487 | 3
18462 | 8.64 | 1 | 2019-12-31 | 2020-12-31 | 365 | 10.1041 | 10
20793 | 7.395 | 1 | 2019-12-31 | 2020-12-31 | 365 | 8.6482 | 8
18456 | 8.58 | 1 | 2019-12-31 | 2020-12-31 | 365 | 10.034 | 10
18453 | 6.76 | 1 | 2019-12-31 | 2020-12-31 | 365 | 7.9055 | 7
18448 | 11.96 | 1 | 2019-12-31 | 2020-12-31 | 365 | 13.9867 | 13
20790 | 7.14 | 1 | 2019-12-31 | 2020-12-31 | 365 | 8.3499 | 8
18450 | 10.14 | 1 | 2019-12-31 | 2020-12-31 | 365 | 11.8583 | 11
19314 | 3.9 | 1 | 2019-12-31 | 2020-12-31 | 365 | 4.5609 | 4
18446 | 3.9 | 1 | 2019-12-31 | 2020-12-31 | 365 | 4.5609 | 4
20775 | 2.915 | 1 | 2019-12-31 | 2020-12-31 | 365 | 3.409 | 3
18711 | 3.12 | 1 | 2019-12-31 | 2020-12-31 | 365 | 3.6487 | 3
18717 | 4.42 | 1 | 2019-12-31 | 2020-12-31 | 365 | 5.169 | 5
20776 | 7.14 | 1 | 2019-12-31 | 2020-12-31 | 365 | 8.3499 | 8
18708 | 13.52 | 1 | 2019-12-31 | 2020-12-31 | 365 | 15.8111 | 15
19311 | 7.8 | 1 | 2019-12-31 | 2020-12-31 | 365 | 9.1218 | 9
17247 | 6.12 | 1 | 2019-12-31 | 2020-12-31 | 365 | 7.1571 | 7
17254 | 10.92 | 1 | 2019-12-31 | 2020-12-31 | 365 | 12.7705 | 12
20771 | 2.295 | 1 | 2019-12-31 | 2020-12-31 | 365 | 2.6839 | 2
17255 | 7.395 | 1 | 2019-12-31 | 2020-12-31 | 365 | 8.6482 | 8
20772 | 2.6 | 1 | 2019-12-31 | 2020-12-31 | 365 | 3.0406 | 3
17249 | 14.025 | 1 | 2019-12-31 | 2020-12-31 | 365 | 16.4017 | 16
20769 | 7.8 | 1 | 2019-12-31 | 2020-12-31 | 365 | 9.1218 | 9
17250 | 8.84 | 1 | 2019-12-31 | 2020-12-31 | 365 | 10.338 | 10
17252 | 11.22 | 1 | 2019-12-31 | 2020-12-31 | 365 | 13.1213 | 13
19309 | 3.315 | 1 | 2019-12-31 | 2020-12-31 | 365 | 3.8768 | 3
20768 | 7.75 | 1 | 2019-12-31 | 2020-12-31 | 365 | 9.0633 | 9
19026 | 5.2 | 1 | 2019-12-31 | 2020-12-31 | 365 | 6.0812 | 6
18971 | 6.63 | 1 | 2019-12-31 | 2020-12-31 | 365 | 7.7535 | 7
20731 | 11.96 | 1 | 2019-12-31 | 2020-12-31 | 365 | 13.9867 | 13
20742 | 3.12 | 1 | 2019-12-31 | 2020-12-31 | 365 | 3.6487 | 3
18973 | 5.98 | 1 | 2019-12-31 | 2020-12-31 | 365 | 6.9934 | 6
18948 | 8.06 | 1 | 2019-12-31 | 2020-12-31 | 365 | 9.4258 | 9
18957 | 6.76 | 1 | 2019-12-31 | 2020-12-31 | 365 | 7.9055 | 7
18958 | 4.68 | 1 | 2019-12-31 | 2020-12-31 | 365 | 5.4731 | 5
18959 | 3.9 | 1 | 2019-12-31 | 2020-12-31 | 365 | 4.5609 | 4
20743 | 4.68 | 1 | 2019-12-31 | 2020-12-31 | 365 | 5.4731 | 5
18960 | 7.54 | 1 | 2019-12-31 | 2020-12-31 | 365 | 8.8177 | 8
20415 | 5.72 | 1 | 2019-12-31 | 2020-12-31 | 365 | 6.6893 | 6
20741 | 2.6 | 1 | 2019-12-31 | 2020-12-31 | 365 | 3.0406 | 3
20413 | 8.06 | 1 | 2019-12-31 | 2020-12-31 | 365 | 9.4258 | 9
20402 | 7.02 | 1 | 2019-12-31 | 2020-12-31 | 365 | 8.2096 | 8
20735 | 2.86 | 1 | 2019-12-31 | 2020-12-31 | 365 | 3.3447 | 3
20404 | 5.46 | 1 | 2019-12-31 | 2020-12-31 | 365 | 6.3853 | 6
20736 | 9.36 | 1 | 2019-12-31 | 2020-12-31 | 365 | 10.9461 | 10
20724 | 5.98 | 1 | 2019-12-31 | 2020-12-31 | 365 | 6.9934 | 6
20615 | 5.2 | 1 | 2019-12-31 | 2020-12-31 | 365 | 6.0812 | 6
20683 | 5.98 | 1 | 2019-12-31 | 2020-12-31 | 365 | 6.9934 | 6
20682 | 4.845 | 1 | 2019-12-31 | 2020-12-31 | 365 | 5.666 | 5
20679 | 8.58 | 1 | 2019-12-31 | 2020-12-31 | 365 | 10.034 | 10
20675 | 10.2 | 1 | 2019-12-31 | 2020-12-31 | 365 | 11.9285 | 11
20674 | 3.9 | 1 | 2019-12-31 | 2020-12-31 | 365 | 4.5609 | 4
20116 | 4.42 | 1 | 2019-12-31 | 2020-12-31 | 365 | 5.169 | 5
17999 | 4.16 | 1 | 2019-12-31 | 2020-12-31 | 365 | 4.865 | 4
17997 | 6.375 | 1 | 2019-12-31 | 2020-12-31 | 365 | 7.4553 | 7
17998 | 3.9 | 1 | 2019-12-31 | 2020-12-31 | 365 | 4.5609 | 4
17996 | 8.16 | 1 | 2019-12-31 | 2020-12-31 | 365 | 9.5428 | 9
17993 | 10.965 | 1 | 2019-12-31 | 2020-12-31 | 365 | 12.8231 | 12
17990 | 7.28 | 1 | 2019-12-31 | 2020-12-31 | 365 | 8.5137 | 8
17991 | 6.76 | 1 | 2019-12-31 | 2020-12-31 | 365 | 7.9055 | 7
17994 | 8.67 | 1 | 2019-12-31 | 2020-12-31 | 365 | 10.1392 | 10
17980 | 5.98 | 1 | 2019-12-31 | 2020-12-31 | 365 | 6.9934 | 6
17987 | 4.94 | 1 | 2019-12-31 | 2020-12-31 | 365 | 5.7771 | 5
17957 | 3.12 | 1 | 2019-12-31 | 2020-12-31 | 365 | 3.6487 | 3
17973 | 3.64 | 1 | 2019-12-31 | 2020-12-31 | 365 | 4.2568 | 4
17954 | 8.06 | 1 | 2019-12-31 | 2020-12-31 | 365 | 9.4258 | 9
17955 | 4.68 | 1 | 2019-12-31 | 2020-12-31 | 365 | 5.4731 | 5
17946 | 7.54 | 1 | 2019-12-31 | 2020-12-31 | 365 | 8.8177 | 8
17952 | 9.36 | 1 | 2019-12-31 | 2020-12-31 | 365 | 10.9461 | 10
17942 | 10.71 | 1 | 2019-12-31 | 2020-12-31 | 365 | 12.5249 | 12
17944 | 10.14 | 1 | 2019-12-31 | 2020-12-31 | 365 | 11.8583 | 11
17939 | 13 | 1 | 2019-12-31 | 2020-12-31 | 365 | 15.203 | 15
17941 | 6.5 | 1 | 2019-12-31 | 2020-12-31 | 365 | 7.6015 | 7
17935 | 3.9 | 1 | 2019-12-31 | 2020-12-31 | 365 | 4.5609 | 4
17937 | 2.6 | 1 | 2019-12-31 | 2020-12-31 | 365 | 3.0406 | 3
17933 | 2.6 | 1 | 2019-12-31 | 2020-12-31 | 365 | 3.0406 | 3
17934 | 7.54 | 1 | 2019-12-31 | 2020-12-31 | 365 | 8.8177 | 8
17928 | 7.28 | 1 | 2019-12-31 | 2020-12-31 | 365 | 8.5137 | 8
18301 | 12.48 | 1 | 2019-12-31 | 2020-12-31 | 365 | 14.5949 | 14
18279 | 5.72 | 1 | 2019-12-31 | 2020-12-31 | 365 | 6.6893 | 6
18283 | 6.5 | 1 | 2019-12-31 | 2020-12-31 | 365 | 7.6015 | 7
18436 | 4.68 | 1 | 2019-12-31 | 2020-12-31 | 365 | 5.4731 | 5
18438 | 4.68 | 1 | 2019-12-31 | 2020-12-31 | 365 | 5.4731 | 5
18382 | 4.94 | 1 | 2019-12-31 | 2020-12-31 | 365 | 5.7771 | 5
18428 | 4.68 | 1 | 2019-12-31 | 2020-12-31 | 365 | 5.4731 | 5
18376 | 9.43 | 1 | 2019-12-31 | 2020-12-31 | 365 | 11.028 | 11
18341 | 6.885 | 1 | 2019-12-31 | 2020-12-31 | 365 | 8.0517 | 8
18370 | 6.5 | 1 | 2019-12-31 | 2020-12-31 | 365 | 7.6015 | 7
18338 | 13.26 | 1 | 2019-12-31 | 2020-12-31 | 365 | 15.507 | 15
18427 | 5.2 | 1 | 2019-12-31 | 2020-12-31 | 365 | 6.0812 | 6
18967 | 9.435 | 1 | 2019-12-31 | 2020-12-31 | 365 | 11.0339 | 11
18968 | 6.5 | 1 | 2019-12-31 | 2020-12-31 | 365 | 7.6015 | 7
18965 | 6.12 | 1 | 2019-12-31 | 2020-12-31 | 365 | 7.1571 | 7
18875 | 4.335 | 1 | 2019-12-31 | 2020-12-31 | 365 | 5.0696 | 5
18890 | 13.52 | 1 | 2019-12-31 | 2020-12-31 | 365 | 15.8111 | 15
18964 | 7.28 | 1 | 2019-12-31 | 2020-12-31 | 365 | 8.5137 | 8
18961 | 7.28 | 1 | 2019-12-31 | 2020-12-31 | 365 | 8.5137 | 8
18848 | 6.5 | 1 | 2019-12-31 | 2020-12-31 | 365 | 7.6015 | 7
18935 | 2.08 | 1 | 2019-12-31 | 2020-12-31 | 365 | 2.4325 | 2
18929 | 8.58 | 1 | 2019-12-31 | 2020-12-31 | 365 | 10.034 | 10
18926 | 13.005 | 1 | 2019-12-31 | 2020-12-31 | 365 | 15.2088 | 15
18946 | 3.38 | 1 | 2019-12-31 | 2020-12-31 | 365 | 3.9528 | 3
18944 | 4.16 | 1 | 2019-12-31 | 2020-12-31 | 365 | 4.865 | 4
18933 | 5.2 | 1 | 2019-12-31 | 2020-12-31 | 365 | 6.0812 | 6
18941 | 4.08 | 1 | 2019-12-31 | 2020-12-31 | 365 | 4.7714 | 4
18927 | 5.98 | 1 | 2019-12-31 | 2020-12-31 | 365 | 6.9934 | 6
18956 | 4.16 | 1 | 2019-12-31 | 2020-12-31 | 365 | 4.865 | 4
18930 | 6.12 | 1 | 2019-12-31 | 2020-12-31 | 365 | 7.1571 | 7
20297 | 8.32 | 1 | 2019-12-31 | 2020-12-31 | 365 | 9.7299 | 9
20294 | 11.44 | 1 | 2019-12-31 | 2020-12-31 | 365 | 13.3786 | 13
19268 | 8.58 | 1 | 2019-12-31 | 2020-12-31 | 365 | 10.034 | 10
20291 | 7.54 | 1 | 2019-12-31 | 2020-12-31 | 365 | 8.8177 | 8
19265 | 5.72 | 1 | 2019-12-31 | 2020-12-31 | 365 | 6.6893 | 6
20284 | 8.84 | 1 | 2019-12-31 | 2020-12-31 | 365 | 10.338 | 10
20287 | 11.7 | 1 | 2019-12-31 | 2020-12-31 | 365 | 13.6827 | 13
19270 | 6.24 | 1 | 2019-12-31 | 2020-12-31 | 365 | 7.2974 | 7
20280 | 10.66 | 1 | 2019-12-31 | 2020-12-31 | 365 | 12.4664 | 12
19256 | 9.69 | 1 | 2019-12-31 | 2020-12-31 | 365 | 11.3321 | 11
19254 | 6.76 | 1 | 2019-12-31 | 2020-12-31 | 365 | 7.9055 | 7
19267 | 4.42 | 1 | 2019-12-31 | 2020-12-31 | 365 | 5.169 | 5
19253 | 7.02 | 1 | 2019-12-31 | 2020-12-31 | 365 | 8.2096 | 8
19251 | 4.845 | 1 | 2019-12-31 | 2020-12-31 | 365 | 5.666 | 5
20282 | 6.63 | 1 | 2019-12-31 | 2020-12-31 | 365 | 7.7535 | 7
20277 | 5.98 | 1 | 2019-12-31 | 2020-12-31 | 365 | 6.9934 | 6
19278 | 10.4 | 1 | 2019-12-31 | 2020-12-31 | 365 | 12.1624 | 12
20273 | 4.68 | 1 | 2019-12-31 | 2020-12-31 | 365 | 5.4731 | 5
20472 | 5.355 | 1 | 2019-12-31 | 2020-12-31 | 365 | 6.2625 | 6
20275 | 3.51 | 1 | 2019-12-31 | 2020-12-31 | 365 | 4.1048 | 4
19285 | 7.8 | 1 | 2019-12-31 | 2020-12-31 | 365 | 9.1218 | 9
20271 | 6.24 | 1 | 2019-12-31 | 2020-12-31 | 365 | 7.2974 | 7
20471 | 6.24 | 1 | 2019-12-31 | 2020-12-31 | 365 | 7.2974 | 7
19289 | 11.44 | 1 | 2019-12-31 | 2020-12-31 | 365 | 13.3786 | 13
20467 | 5.98 | 1 | 2019-12-31 | 2020-12-31 | 365 | 6.9934 | 6
20464 | 5.61 | 1 | 2019-12-31 | 2020-12-31 | 365 | 6.5607 | 6
20227 | 2.86 | 1 | 2019-12-31 | 2020-12-31 | 365 | 3.3447 | 3
20414 | 4.59 | 1 | 2019-12-31 | 2020-12-31 | 365 | 5.3678 | 5
17796 | 49.92 | 0.9 | 2019-12-31 | 2020-12-31 | 365 | 52.5415 | 52
20234 | 13.52 | 1 | 2019-12-31 | 2020-12-31 | 365 | 15.8111 | 15
20398 | 14.79 | 1 | 2019-12-31 | 2020-12-31 | 365 | 17.2963 | 17
19250 | 11.44 | 1 | 2019-12-31 | 2020-12-31 | 365 | 13.3786 | 13
20225 | 5.72 | 1 | 2019-12-31 | 2020-12-31 | 365 | 6.6893 | 6
20857 | 8.84 | 1 | 2019-12-31 | 2020-12-31 | 365 | 10.338 | 10
20832 | 5.98 | 1 | 2019-12-31 | 2020-12-31 | 365 | 6.9934 | 6
20848 | 4.68 | 1 | 2019-12-31 | 2020-12-31 | 365 | 5.4731 | 5
20851 | 3.64 | 1 | 2019-12-31 | 2020-12-31 | 365 | 4.2568 | 4
20219 | 10.71 | 1 | 2019-12-31 | 2020-12-31 | 365 | 12.5249 | 12
20221 | 4.94 | 1 | 2019-12-31 | 2020-12-31 | 365 | 5.7771 | 5
20845 | 2.86 | 1 | 2019-12-31 | 2020-12-31 | 365 | 3.3447 | 3
20847 | 4.68 | 1 | 2019-12-31 | 2020-12-31 | 365 | 5.4731 | 5
19293 | 2 | 1 | 2019-12-31 | 2020-12-31 | 365 | 2.3389 | 2
20217 | 11.44 | 1 | 2019-12-31 | 2020-12-31 | 365 | 13.3786 | 13
20003 | 14.04 | 1 | 2019-12-31 | 2020-12-31 | 365 | 16.4192 | 16
19298 | 2.205 | 1 | 2019-12-31 | 2020-12-31 | 365 | 2.5787 | 2
20359 | 4.68 | 1 | 2019-12-31 | 2020-12-31 | 365 | 5.4731 | 5
20347 | 4.68 | 1 | 2019-12-31 | 2020-12-31 | 365 | 5.4731 | 5
20212 | 14.04 | 1 | 2019-12-31 | 2020-12-31 | 365 | 16.4192 | 16
20345 | 7.02 | 1 | 2019-12-31 | 2020-12-31 | 365 | 8.2096 | 8
20862 | 6.5 | 1 | 2019-12-31 | 2020-12-31 | 365 | 7.6015 | 7
20343 | 8.84 | 1 | 2019-12-31 | 2020-12-31 | 365 | 10.338 | 10
20213 | 10.66 | 1 | 2019-12-31 | 2020-12-31 | 365 | 12.4664 | 12
20326 | 6.24 | 1 | 2019-12-31 | 2020-12-31 | 365 | 7.2974 | 7
20210 | 8.215 | 1 | 2019-12-31 | 2020-12-31 | 365 | 9.6071 | 9
20329 | 6.76 | 1 | 2019-12-31 | 2020-12-31 | 365 | 7.9055 | 7
20204 | 3.06 | 1 | 2019-12-31 | 2020-12-31 | 365 | 3.5785 | 3
20322 | 6.5 | 1 | 2019-12-31 | 2020-12-31 | 365 | 7.6015 | 7
20323 | 3.9 | 1 | 2019-12-31 | 2020-12-31 | 365 | 4.5609 | 4
20208 | 2.55 | 1 | 2019-12-31 | 2020-12-31 | 365 | 2.9821 | 2
20321 | 13.26 | 1 | 2019-12-31 | 2020-12-31 | 365 | 15.507 | 15
20207 | 9.18 | 1 | 2019-12-31 | 2020-12-31 | 365 | 10.7356 | 10
20316 | 7.02 | 1 | 2019-12-31 | 2020-12-31 | 365 | 8.2096 | 8
20205 | 8.415 | 1 | 2019-12-31 | 2020-12-31 | 365 | 9.841 | 9
20317 | 5.72 | 1 | 2019-12-31 | 2020-12-31 | 365 | 6.6893 | 6
20206 | 2.25 | 1 | 2019-12-31 | 2020-12-31 | 365 | 2.6313 | 2
20319 | 3.12 | 1 | 2019-12-31 | 2020-12-31 | 365 | 3.6487 | 3
20202 | 4 | 1 | 2019-12-31 | 2020-12-31 | 365 | 4.6778 | 4
20315 | 7.02 | 1 | 2019-12-31 | 2020-12-31 | 365 | 8.2096 | 8
17647 | 5.2 | 1 | 2019-12-31 | 2020-12-31 | 365 | 6.0812 | 6
20314 | 7.8 | 1 | 2019-12-31 | 2020-12-31 | 365 | 9.1218 | 9
17477 | 5.865 | 1 | 2019-12-31 | 2020-12-31 | 365 | 6.8589 | 6
20312 | 3.38 | 1 | 2019-12-31 | 2020-12-31 | 365 | 3.9528 | 3
20307 | 3.9 | 1 | 2019-12-31 | 2020-12-31 | 365 | 4.5609 | 4
17370 | 9.135 | 1 | 2019-12-31 | 2020-12-31 | 365 | 10.683 | 10
20308 | 2.6 | 1 | 2019-12-31 | 2020-12-31 | 365 | 3.0406 | 3
20306 | 10.4 | 1 | 2019-12-31 | 2020-12-31 | 365 | 12.1624 | 12
20196 | 4.94 | 1 | 2019-12-31 | 2020-12-31 | 365 | 5.7771 | 5
20305 | 7.395 | 1 | 2019-12-31 | 2020-12-31 | 365 | 8.6482 | 8
20201 | 8.06 | 1 | 2019-12-31 | 2020-12-31 | 365 | 9.4258 | 9
20302 | 6.12 | 1 | 2019-12-31 | 2020-12-31 | 365 | 7.1571 | 7
20298 | 5.1 | 1 | 2019-12-31 | 2020-12-31 | 365 | 5.9642 | 5
20296 | 10.14 | 1 | 2019-12-31 | 2020-12-31 | 365 | 11.8583 | 11
20181 | 6.5 | 1 | 2019-12-31 | 2020-12-31 | 365 | 7.6015 | 7
19273 | 5.46 | 1 | 2019-12-31 | 2020-12-31 | 365 | 6.3853 | 6
20198 | 13.515 | 1 | 2019-12-31 | 2020-12-31 | 365 | 15.8053 | 15
19248 | 11.7 | 1 | 2019-12-31 | 2020-12-31 | 365 | 13.6827 | 13
19240 | 2.08 | 1 | 2019-12-31 | 2020-12-31 | 365 | 2.4325 | 2
20180 | 4.42 | 1 | 2019-12-31 | 2020-12-31 | 365 | 5.169 | 5
20177 | 14.56 | 1 | 2019-12-31 | 2020-12-31 | 365 | 17.0273 | 17
19232 | 6.76 | 1 | 2019-12-31 | 2020-12-31 | 365 | 7.9055 | 7
20183 | 8.06 | 1 | 2019-12-31 | 2020-12-31 | 365 | 9.4258 | 9
20178 | 10.6 | 1 | 2019-12-31 | 2020-12-31 | 365 | 12.3963 | 12
20175 | 6.625 | 1 | 2019-12-31 | 2020-12-31 | 365 | 7.7477 | 7
20173 | 2.6 | 1 | 2019-12-31 | 2020-12-31 | 365 | 3.0406 | 3
20171 | 3.9 | 1 | 2019-12-31 | 2020-12-31 | 365 | 4.5609 | 4
18168 | 9.36 | 1 | 2019-12-31 | 2020-12-31 | 365 | 10.9461 | 10
18166 | 8.06 | 1 | 2019-12-31 | 2020-12-31 | 365 | 9.4258 | 9
18167 | 5.72 | 1 | 2019-12-31 | 2020-12-31 | 365 | 6.6893 | 6
19231 | 4.42 | 1 | 2019-12-31 | 2020-12-31 | 365 | 5.169 | 5
20169 | 9.945 | 1 | 2019-12-31 | 2020-12-31 | 365 | 11.6303 | 11
18165 | 4.42 | 1 | 2019-12-31 | 2020-12-31 | 365 | 5.169 | 5
19229 | 2.34 | 1 | 2019-12-31 | 2020-12-31 | 365 | 2.7365 | 2
18155 | 2.86 | 1 | 2019-12-31 | 2020-12-31 | 365 | 3.3447 | 3
20166 | 9.36 | 1 | 2019-12-31 | 2020-12-31 | 365 | 10.9461 | 10
18156 | 3.64 | 1 | 2019-12-31 | 2020-12-31 | 365 | 4.2568 | 4
18158 | 11.96 | 1 | 2019-12-31 | 2020-12-31 | 365 | 13.9867 | 13
19230 | 3.9 | 1 | 2019-12-31 | 2020-12-31 | 365 | 4.5609 | 4
18148 | 4.42 | 1 | 2019-12-31 | 2020-12-31 | 365 | 5.169 | 5
19237 | 7.65 | 1 | 2019-12-31 | 2020-12-31 | 365 | 8.9464 | 8
18152 | 2.34 | 1 | 2019-12-31 | 2020-12-31 | 365 | 2.7365 | 2
19241 | 10.965 | 1 | 2019-12-31 | 2020-12-31 | 365 | 12.8231 | 12
18147 | 4.42 | 1 | 2019-12-31 | 2020-12-31 | 365 | 5.169 | 5
18142 | 2.34 | 1 | 2019-12-31 | 2020-12-31 | 365 | 2.7365 | 2
18138 | 8.84 | 1 | 2019-12-31 | 2020-12-31 | 365 | 10.338 | 10
18136 | 12.22 | 1 | 2019-12-31 | 2020-12-31 | 365 | 14.2908 | 14
18125 | 7.02 | 1 | 2019-12-31 | 2020-12-31 | 365 | 8.2096 | 8
18127 | 6.5 | 1 | 2019-12-31 | 2020-12-31 | 365 | 7.6015 | 7
18123 | 3.12 | 1 | 2019-12-31 | 2020-12-31 | 365 | 3.6487 | 3
20673 | 4.42 | 1 | 2019-12-31 | 2020-12-31 | 365 | 5.169 | 5
20671 | 5.2 | 1 | 2019-12-31 | 2020-12-31 | 365 | 6.0812 | 6
20672 | 4.68 | 1 | 2019-12-31 | 2020-12-31 | 365 | 5.4731 | 5
20670 | 6.12 | 1 | 2019-12-31 | 2020-12-31 | 365 | 7.1571 | 7
20669 | 4.16 | 1 | 2019-12-31 | 2020-12-31 | 365 | 4.865 | 4
20668 | 4.68 | 1 | 2019-12-31 | 2020-12-31 | 365 | 5.4731 | 5
20667 | 4.94 | 1 | 2019-12-31 | 2020-12-31 | 365 | 5.7771 | 5
20666 | 4.16 | 1 | 2019-12-31 | 2020-12-31 | 365 | 4.865 | 4
19921 | 6.24 | 1 | 2019-12-31 | 2020-12-31 | 365 | 7.2974 | 7
19922 | 6.24 | 1 | 2019-12-31 | 2020-12-31 | 365 | 7.2974 | 7
19920 | 12.48 | 1 | 2019-12-31 | 2020-12-31 | 365 | 14.5949 | 14
19388 | 5.2 | 1 | 2019-12-31 | 2020-12-31 | 365 | 6.0812 | 6
19393 | 3.38 | 1 | 2019-12-31 | 2020-12-31 | 365 | 3.9528 | 3
19233 | 2.805 | 1 | 2019-12-31 | 2020-12-31 | 365 | 3.2803 | 3
19384 | 6.5 | 1 | 2019-12-31 | 2020-12-31 | 365 | 7.6015 | 7
19916 | 7.29 | 1 | 2019-12-31 | 2020-12-31 | 365 | 8.5254 | 8
19380 | 5.2 | 1 | 2019-12-31 | 2020-12-31 | 365 | 6.0812 | 6
19379 | 18.36 | 1 | 2019-12-31 | 2020-12-31 | 365 | 21.4713 | 21
19910 | 3.57 | 1 | 2019-12-31 | 2020-12-31 | 365 | 4.175 | 4
19337 | 6.76 | 1 | 2019-12-31 | 2020-12-31 | 365 | 7.9055 | 7
19245 | 3.9 | 1 | 2019-12-31 | 2020-12-31 | 365 | 4.5609 | 4
19909 | 5.2 | 1 | 2019-12-31 | 2020-12-31 | 365 | 6.0812 | 6
19911 | 8.06 | 1 | 2019-12-31 | 2020-12-31 | 365 | 9.4258 | 9
19420 | 7.54 | 1 | 2019-12-31 | 2020-12-31 | 365 | 8.8177 | 8
19243 | 5.72 | 1 | 2019-12-31 | 2020-12-31 | 365 | 6.6893 | 6
19419 | 10.14 | 1 | 2019-12-31 | 2020-12-31 | 365 | 11.8583 | 11
19417 | 3.9 | 1 | 2019-12-31 | 2020-12-31 | 365 | 4.5609 | 4
19247 | 6.5 | 1 | 2019-12-31 | 2020-12-31 | 365 | 7.6015 | 7
19908 | 5.2 | 1 | 2019-12-31 | 2020-12-31 | 365 | 6.0812 | 6
19413 | 6.24 | 1 | 2019-12-31 | 2020-12-31 | 365 | 7.2974 | 7
19418 | 12.22 | 1 | 2019-12-31 | 2020-12-31 | 365 | 14.2908 | 14
19414 | 6.76 | 1 | 2019-12-31 | 2020-12-31 | 365 | 7.9055 | 7
19412 | 3.71 | 1 | 2019-12-31 | 2020-12-31 | 365 | 4.3387 | 4
19411 | 3.9 | 1 | 2019-12-31 | 2020-12-31 | 365 | 4.5609 | 4
19408 | 8.06 | 1 | 2019-12-31 | 2020-12-31 | 365 | 9.4258 | 9
19907 | 6.76 | 1 | 2019-12-31 | 2020-12-31 | 365 | 7.9055 | 7
19906 | 4.16 | 1 | 2019-12-31 | 2020-12-31 | 365 | 4.865 | 4
19401 | 7.54 | 1 | 2019-12-31 | 2020-12-31 | 365 | 8.8177 | 8
19394 | 9.62 | 1 | 2019-12-31 | 2020-12-31 | 365 | 11.2502 | 11
19903 | 7.56 | 1 | 2019-12-31 | 2020-12-31 | 365 | 8.8411 | 8
19391 | 5.46 | 1 | 2019-12-31 | 2020-12-31 | 365 | 6.3853 | 6
19904 | 4.68 | 1 | 2019-12-31 | 2020-12-31 | 365 | 5.4731 | 5
19901 | 3.64 | 1 | 2019-12-31 | 2020-12-31 | 365 | 4.2568 | 4
19381 | 3.9 | 1 | 2019-12-31 | 2020-12-31 | 365 | 4.5609 | 4
19305 | 16.9 | 1 | 2019-12-31 | 2020-12-31 | 365 | 19.7639 | 19
19595 | 7.28 | 1 | 2019-12-31 | 2020-12-31 | 365 | 8.5137 | 8
19598 | 4.68 | 1 | 2019-12-31 | 2020-12-31 | 365 | 5.4731 | 5
19900 | 11.18 | 1 | 2019-12-31 | 2020-12-31 | 365 | 13.0746 | 13
19895 | 4.68 | 1 | 2019-12-31 | 2020-12-31 | 365 | 5.4731 | 5
19601 | 3.64 | 1 | 2019-12-31 | 2020-12-31 | 365 | 4.2568 | 4
19893 | 8.32 | 1 | 2019-12-31 | 2020-12-31 | 365 | 9.7299 | 9
19891 | 2.16 | 1 | 2019-12-31 | 2020-12-31 | 365 | 2.526 | 2
19386 | 3.38 | 1 | 2019-12-31 | 2020-12-31 | 365 | 3.9528 | 3
19437 | 10.2 | 1 | 2019-12-31 | 2020-12-31 | 365 | 11.9285 | 11
15619 | 8.58 | 1 | 2019-12-31 | 2020-12-31 | 365 | 10.034 | 10
19878 | 10.92 | 1 | 2019-12-31 | 2020-12-31 | 365 | 12.7705 | 12
19402 | 9.36 | 1 | 2019-12-31 | 2020-12-31 | 365 | 10.9461 | 10
19873 | 7.02 | 1 | 2019-12-31 | 2020-12-31 | 365 | 8.2096 | 8
19645 | 7.02 | 1 | 2019-12-31 | 2020-12-31 | 365 | 8.2096 | 8
19861 | 4.42 | 1 | 2019-12-31 | 2020-12-31 | 365 | 5.169 | 5
19640 | 6.24 | 1 | 2019-12-31 | 2020-12-31 | 365 | 7.2974 | 7
19858 | 13.52 | 1 | 2019-12-31 | 2020-12-31 | 365 | 15.8111 | 15
19855 | 6.76 | 1 | 2019-12-31 | 2020-12-31 | 365 | 7.9055 | 7
19853 | 4.94 | 1 | 2019-12-31 | 2020-12-31 | 365 | 5.7771 | 5
19849 | 7.54 | 1 | 2019-12-31 | 2020-12-31 | 365 | 8.8177 | 8
19433 | 5.46 | 1 | 2019-12-31 | 2020-12-31 | 365 | 6.3853 | 6
19492 | 4.42 | 1 | 2019-12-31 | 2020-12-31 | 365 | 5.169 | 5
19823 | 4.68 | 1 | 2019-12-31 | 2020-12-31 | 365 | 5.4731 | 5
19428 | 4.68 | 1 | 2019-12-31 | 2020-12-31 | 365 | 5.4731 | 5
19841 | 3.12 | 1 | 2019-12-31 | 2020-12-31 | 365 | 3.6487 | 3
19425 | 6.24 | 1 | 2019-12-31 | 2020-12-31 | 365 | 7.2974 | 7
19834 | 9.36 | 1 | 2019-12-31 | 2020-12-31 | 365 | 10.9461 | 10
19436 | 6.24 | 1 | 2019-12-31 | 2020-12-31 | 365 | 7.2974 | 7
19427 | 8.415 | 1 | 2019-12-31 | 2020-12-31 | 365 | 9.841 | 9
19819 | 4.42 | 1 | 2019-12-31 | 2020-12-31 | 365 | 5.169 | 5
19820 | 6.67 | 1 | 2019-12-31 | 2020-12-31 | 365 | 7.8003 | 7
19817 | 10.92 | 1 | 2019-12-31 | 2020-12-31 | 365 | 12.7705 | 12
19818 | 6.12 | 1 | 2019-12-31 | 2020-12-31 | 365 | 7.1571 | 7
19431 | 4.59 | 1 | 2019-12-31 | 2020-12-31 | 365 | 5.3678 | 5
20923 | 8.1 | 1 | 2019-12-31 | 2020-12-31 | 365 | 9.4726 | 9
20916 | 4.42 | 1 | 2019-12-31 | 2020-12-31 | 365 | 5.169 | 5
20919 | 8.32 | 1 | 2019-12-31 | 2020-12-31 | 365 | 9.7299 | 9
20913 | 10.4 | 1 | 2019-12-31 | 2020-12-31 | 365 | 12.1624 | 12
20907 | 11.44 | 1 | 2019-12-31 | 2020-12-31 | 365 | 13.3786 | 13
19812 | 2.915 | 1 | 2019-12-31 | 2020-12-31 | 365 | 3.409 | 3
20903 | 6.76 | 1 | 2019-12-31 | 2020-12-31 | 365 | 7.9055 | 7
19807 | 7.8 | 1 | 2019-12-31 | 2020-12-31 | 365 | 9.1218 | 9
19809 | 4.16 | 1 | 2019-12-31 | 2020-12-31 | 365 | 4.865 | 4
20898 | 8.32 | 1 | 2019-12-31 | 2020-12-31 | 365 | 9.7299 | 9
19803 | 13.26 | 1 | 2019-12-31 | 2020-12-31 | 365 | 15.507 | 15
19806 | 7.02 | 1 | 2019-12-31 | 2020-12-31 | 365 | 8.2096 | 8
20874 | 6.76 | 1 | 2019-12-31 | 2020-12-31 | 365 | 7.9055 | 7
20897 | 10.455 | 1 | 2019-12-31 | 2020-12-31 | 365 | 12.2267 | 12
20809 | 13 | 1 | 2019-12-31 | 2020-12-31 | 365 | 15.203 | 15
19799 | 3.9 | 1 | 2019-12-31 | 2020-12-31 | 365 | 4.5609 | 4
20895 | 9.1 | 1 | 2019-12-31 | 2020-12-31 | 365 | 10.6421 | 10
20850 | 9.88 | 1 | 2019-12-31 | 2020-12-31 | 365 | 11.5543 | 11
20889 | 4.42 | 1 | 2019-12-31 | 2020-12-31 | 365 | 5.169 | 5
20849 | 11.96 | 1 | 2019-12-31 | 2020-12-31 | 365 | 13.9867 | 13
19782 | 9.88 | 1 | 2019-12-31 | 2020-12-31 | 365 | 11.5543 | 11
20886 | 8.32 | 1 | 2019-12-31 | 2020-12-31 | 365 | 9.7299 | 9
20839 | 8.84 | 1 | 2019-12-31 | 2020-12-31 | 365 | 10.338 | 10
19778 | 5.46 | 1 | 2019-12-31 | 2020-12-31 | 365 | 6.3853 | 6
19791 | 7.28 | 1 | 2019-12-31 | 2020-12-31 | 365 | 8.5137 | 8
20655 | 2.6 | 1 | 2019-12-31 | 2020-12-31 | 365 | 3.0406 | 3
20644 | 10.455 | 1 | 2019-12-31 | 2020-12-31 | 365 | 12.2267 | 12
20965 | 4.68 | 1 | 2019-12-31 | 2020-12-31 | 365 | 5.4731 | 5
20623 | 11.96 | 1 | 2019-12-31 | 2020-12-31 | 365 | 13.9867 | 13
20968 | 7.905 | 1 | 2019-12-31 | 2020-12-31 | 365 | 9.2446 | 9
20622 | 5.72 | 1 | 2019-12-31 | 2020-12-31 | 365 | 6.6893 | 6
20620 | 4.16 | 1 | 2019-12-31 | 2020-12-31 | 365 | 4.865 | 4
20619 | 4.42 | 1 | 2019-12-31 | 2020-12-31 | 365 | 5.169 | 5
20618 | 4.59 | 1 | 2019-12-31 | 2020-12-31 | 365 | 5.3678 | 5
20614 | 13.26 | 1 | 2019-12-31 | 2020-12-31 | 365 | 15.507 | 15
20603 | 7.02 | 1 | 2019-12-31 | 2020-12-31 | 365 | 8.2096 | 8
20599 | 4.42 | 1 | 2019-12-31 | 2020-12-31 | 365 | 5.169 | 5
21076 | 9.88 | 1 | 2019-12-31 | 2020-12-31 | 365 | 11.5543 | 11
20120 | 7.28 | 1 | 2019-12-31 | 2020-12-31 | 365 | 8.5137 | 8
21087 | 21.42 | 1 | 2019-12-31 | 2020-12-31 | 365 | 25.0498 | 25
19212 | 3.38 | 1 | 2019-12-31 | 2020-12-31 | 365 | 3.9528 | 3
20118 | 12.74 | 1 | 2019-12-31 | 2020-12-31 | 365 | 14.8989 | 14
21088 | 5.355 | 1 | 2019-12-31 | 2020-12-31 | 365 | 6.2625 | 6
20114 | 5.355 | 1 | 2019-12-31 | 2020-12-31 | 365 | 6.2625 | 6
20113 | 8.84 | 1 | 2019-12-31 | 2020-12-31 | 365 | 10.338 | 10
21090 | 6.885 | 1 | 2019-12-31 | 2020-12-31 | 365 | 8.0517 | 8
20110 | 4.94 | 1 | 2019-12-31 | 2020-12-31 | 365 | 5.7771 | 5
20108 | 3.57 | 1 | 2019-12-31 | 2020-12-31 | 365 | 4.175 | 4
19215 | 9.1 | 1 | 2019-12-31 | 2020-12-31 | 365 | 10.6421 | 10
21095 | 4.68 | 1 | 2019-12-31 | 2020-12-31 | 365 | 5.4731 | 5
20105 | 7.02 | 1 | 2019-12-31 | 2020-12-31 | 365 | 8.2096 | 8
21096 | 4.68 | 1 | 2019-12-31 | 2020-12-31 | 365 | 5.4731 | 5
19216 | 3.64 | 1 | 2019-12-31 | 2020-12-31 | 365 | 4.2568 | 4
20098 | 5.72 | 1 | 2019-12-31 | 2020-12-31 | 365 | 6.6893 | 6
21100 | 9.88 | 1 | 2019-12-31 | 2020-12-31 | 365 | 11.5543 | 11
20091 | 7.8 | 1 | 2019-12-31 | 2020-12-31 | 365 | 9.1218 | 9
21110 | 6.5 | 1 | 2019-12-31 | 2020-12-31 | 365 | 7.6015 | 7
20097 | 5.98 | 1 | 2019-12-31 | 2020-12-31 | 365 | 6.9934 | 6
20095 | 2.86 | 1 | 2019-12-31 | 2020-12-31 | 365 | 3.3447 | 3
21113 | 4.42 | 1 | 2019-12-31 | 2020-12-31 | 365 | 5.169 | 5
19214 | 8.67 | 1 | 2019-12-31 | 2020-12-31 | 365 | 10.1392 | 10
20094 | 5.61 | 1 | 2019-12-31 | 2020-12-31 | 365 | 6.5607 | 6
21114 | 10.66 | 1 | 2019-12-31 | 2020-12-31 | 365 | 12.4664 | 12
19217 | 3.64 | 1 | 2019-12-31 | 2020-12-31 | 365 | 4.2568 | 4
21116 | 4.68 | 1 | 2019-12-31 | 2020-12-31 | 365 | 5.4731 | 5
20092 | 7.65 | 1 | 2019-12-31 | 2020-12-31 | 365 | 8.9464 | 8
20593 | 6.24 | 1 | 2019-12-31 | 2020-12-31 | 365 | 7.2974 | 7
20087 | 7.02 | 1 | 2019-12-31 | 2020-12-31 | 365 | 8.2096 | 8
21117 | 7.28 | 1 | 2019-12-31 | 2020-12-31 | 365 | 8.5137 | 8
20594 | 11.7 | 1 | 2019-12-31 | 2020-12-31 | 365 | 13.6827 | 13
19218 | 10.92 | 1 | 2019-12-31 | 2020-12-31 | 365 | 12.7705 | 12
20587 | 5.2 | 1 | 2019-12-31 | 2020-12-31 | 365 | 6.0812 | 6
21120 | 3.9 | 1 | 2019-12-31 | 2020-12-31 | 365 | 4.5609 | 4
20089 | 5.98 | 1 | 2019-12-31 | 2020-12-31 | 365 | 6.9934 | 6
20041 | 12.22 | 1 | 2019-12-31 | 2020-12-31 | 365 | 14.2908 | 14
20038 | 3.64 | 1 | 2019-12-31 | 2020-12-31 | 365 | 4.2568 | 4
20591 | 5.46 | 1 | 2019-12-31 | 2020-12-31 | 365 | 6.3853 | 6
20035 | 8.415 | 1 | 2019-12-31 | 2020-12-31 | 365 | 9.841 | 9
20583 | 4.68 | 1 | 2019-12-31 | 2020-12-31 | 365 | 5.4731 | 5
20015 | 9.1 | 1 | 2019-12-31 | 2020-12-31 | 365 | 10.6421 | 10
20582 | 5.72 | 1 | 2019-12-31 | 2020-12-31 | 365 | 6.6893 | 6
20027 | 4.335 | 1 | 2019-12-31 | 2020-12-31 | 365 | 5.0696 | 5
20571 | 6.24 | 1 | 2019-12-31 | 2020-12-31 | 365 | 7.2974 | 7
20008 | 5.98 | 1 | 2019-12-31 | 2020-12-31 | 365 | 6.9934 | 6
19297 | 4.16 | 1 | 2019-12-31 | 2020-12-31 | 365 | 4.865 | 4
20001 | 7.28 | 1 | 2019-12-31 | 2020-12-31 | 365 | 8.5137 | 8
19998 | 5.61 | 1 | 2019-12-31 | 2020-12-31 | 365 | 6.5607 | 6
20569 | 3.64 | 1 | 2019-12-31 | 2020-12-31 | 365 | 4.2568 | 4
19992 | 4.42 | 1 | 2019-12-31 | 2020-12-31 | 365 | 5.169 | 5
19220 | 4.42 | 1 | 2019-12-31 | 2020-12-31 | 365 | 5.169 | 5
19985 | 6.12 | 1 | 2019-12-31 | 2020-12-31 | 365 | 7.1571 | 7
19982 | 6.76 | 1 | 2019-12-31 | 2020-12-31 | 365 | 7.9055 | 7
19975 | 7.28 | 1 | 2019-12-31 | 2020-12-31 | 365 | 8.5137 | 8
19969 | 6.63 | 1 | 2019-12-31 | 2020-12-31 | 365 | 7.7535 | 7
19971 | 10.92 | 1 | 2019-12-31 | 2020-12-31 | 365 | 12.7705 | 12
19223 | 4.16 | 1 | 2019-12-31 | 2020-12-31 | 365 | 4.865 | 4
19961 | 7.02 | 1 | 2019-12-31 | 2020-12-31 | 365 | 8.2096 | 8
19955 | 5.46 | 1 | 2019-12-31 | 2020-12-31 | 365 | 6.3853 | 6
19950 | 9.54 | 1 | 2019-12-31 | 2020-12-31 | 365 | 11.1566 | 11
19947 | 7.65 | 1 | 2019-12-31 | 2020-12-31 | 365 | 8.9464 | 8
19228 | 10.66 | 1 | 2019-12-31 | 2020-12-31 | 365 | 12.4664 | 12
19939 | 3.825 | 1 | 2019-12-31 | 2020-12-31 | 365 | 4.4732 | 4
19934 | 10.4 | 1 | 2019-12-31 | 2020-12-31 | 365 | 12.1624 | 12
19933 | 7.54 | 1 | 2019-12-31 | 2020-12-31 | 365 | 8.8177 | 8
19410 | 8.06 | 1 | 2019-12-31 | 2020-12-31 | 365 | 9.4258 | 9
19928 | 7.8 | 1 | 2019-12-31 | 2020-12-31 | 365 | 9.1218 | 9
19923 | 5.98 | 1 | 2019-12-31 | 2020-12-31 | 365 | 6.9934 | 6
19397 | 5.72 | 1 | 2019-12-31 | 2020-12-31 | 365 | 6.6893 | 6
21165 | 12.495 | 1 | 2019-12-31 | 2020-12-31 | 365 | 14.6124 | 14
21166 | 6.76 | 1 | 2019-12-31 | 2020-12-31 | 365 | 7.9055 | 7
21171 | 3.12 | 1 | 2019-12-31 | 2020-12-31 | 365 | 3.6487 | 3
21170 | 6.885 | 1 | 2019-12-31 | 2020-12-31 | 365 | 8.0517 | 8
21175 | 9.36 | 1 | 2019-12-31 | 2020-12-31 | 365 | 10.9461 | 10
20528 | 5.98 | 1 | 2019-12-31 | 2020-12-31 | 365 | 6.9934 | 6
21176 | 8.84 | 1 | 2019-12-31 | 2020-12-31 | 365 | 10.338 | 10
21178 | 13 | 1 | 2019-12-31 | 2020-12-31 | 365 | 15.203 | 15
20527 | 4.94 | 1 | 2019-12-31 | 2020-12-31 | 365 | 5.7771 | 5
20526 | 3.12 | 1 | 2019-12-31 | 2020-12-31 | 365 | 3.6487 | 3
20525 | 6.24 | 1 | 2019-12-31 | 2020-12-31 | 365 | 7.2974 | 7
18336 | 13 | 1 | 2019-12-31 | 2020-12-31 | 365 | 15.203 | 15
18329 | 8.06 | 1 | 2019-12-31 | 2020-12-31 | 365 | 9.4258 | 9
18331 | 9.62 | 1 | 2019-12-31 | 2020-12-31 | 365 | 11.2502 | 11
18332 | 5.98 | 1 | 2019-12-31 | 2020-12-31 | 365 | 6.9934 | 6
18433 | 4.42 | 1 | 2019-12-31 | 2020-12-31 | 365 | 5.169 | 5
18431 | 9.69 | 1 | 2019-12-31 | 2020-12-31 | 365 | 11.3321 | 11
18430 | 2.6 | 1 | 2019-12-31 | 2020-12-31 | 365 | 3.0406 | 3
18424 | 4.94 | 1 | 2019-12-31 | 2020-12-31 | 365 | 5.7771 | 5
21181 | 7.02 | 1 | 2019-12-31 | 2020-12-31 | 365 | 8.2096 | 8
21182 | 8.925 | 1 | 2019-12-31 | 2020-12-31 | 365 | 10.4374 | 10
21185 | 7.28 | 1 | 2019-12-31 | 2020-12-31 | 365 | 8.5137 | 8
18421 | 7.8 | 1 | 2019-12-31 | 2020-12-31 | 365 | 9.1218 | 9
21193 | 4.08 | 1 | 2019-12-31 | 2020-12-31 | 365 | 4.7714 | 4
21195 | 10.4 | 1 | 2019-12-31 | 2020-12-31 | 365 | 12.1624 | 12
21199 | 4.68 | 1 | 2019-12-31 | 2020-12-31 | 365 | 5.4731 | 5
21197 | 9.88 | 1 | 2019-12-31 | 2020-12-31 | 365 | 11.5543 | 11
21202 | 8.32 | 1 | 2019-12-31 | 2020-12-31 | 365 | 9.7299 | 9
21204 | 8.16 | 1 | 2019-12-31 | 2020-12-31 | 365 | 9.5428 | 9
21207 | 2.55 | 1 | 2019-12-31 | 2020-12-31 | 365 | 2.9821 | 2
21222 | 3.57 | 1 | 2019-12-31 | 2020-12-31 | 365 | 4.175 | 4
21215 | 11.73 | 1 | 2019-12-31 | 2020-12-31 | 365 | 13.7178 | 13
21463 | 5.1 | 1 | 2019-12-31 | 2020-12-31 | 365 | 5.9642 | 5
21466 | 8.58 | 1 | 2019-12-31 | 2020-12-31 | 365 | 10.034 | 10
21465 | 2.6 | 1 | 2019-12-31 | 2020-12-31 | 365 | 3.0406 | 3
21467 | 12.22 | 1 | 2019-12-31 | 2020-12-31 | 365 | 14.2908 | 14
21470 | 4.94 | 1 | 2019-12-31 | 2020-12-31 | 365 | 5.7771 | 5
21471 | 4.16 | 1 | 2019-12-31 | 2020-12-31 | 365 | 4.865 | 4
21474 | 9.36 | 1 | 2019-12-31 | 2020-12-31 | 365 | 10.9461 | 10
21475 | 5.98 | 1 | 2019-12-31 | 2020-12-31 | 365 | 6.9934 | 6
20524 | 3.12 | 1 | 2019-12-31 | 2020-12-31 | 365 | 3.6487 | 3
21491 | 2.805 | 1 | 2019-12-31 | 2020-12-31 | 365 | 3.2803 | 3
21492 | 2.34 | 1 | 2019-12-31 | 2020-12-31 | 365 | 2.7365 | 2
21476 | 3.64 | 1 | 2019-12-31 | 2020-12-31 | 365 | 4.2568 | 4
21479 | 9.62 | 1 | 2019-12-31 | 2020-12-31 | 365 | 11.2502 | 11
21478 | 8.06 | 1 | 2019-12-31 | 2020-12-31 | 365 | 9.4258 | 9
21481 | 6.76 | 1 | 2019-12-31 | 2020-12-31 | 365 | 7.9055 | 7
21477 | 3.315 | 1 | 2019-12-31 | 2020-12-31 | 365 | 3.8768 | 3
21480 | 5.1 | 1 | 2019-12-31 | 2020-12-31 | 365 | 5.9642 | 5
21483 | 11.44 | 1 | 2019-12-31 | 2020-12-31 | 365 | 13.3786 | 13
21485 | 8.32 | 1 | 2019-12-31 | 2020-12-31 | 365 | 9.7299 | 9
21488 | 5.2 | 1 | 2019-12-31 | 2020-12-31 | 365 | 6.0812 | 6
21493 | 7.28 | 1 | 2019-12-31 | 2020-12-31 | 365 | 8.5137 | 8
21497 | 7.395 | 1 | 2019-12-31 | 2020-12-31 | 365 | 8.6482 | 8
21498 | 8.84 | 1 | 2019-12-31 | 2020-12-31 | 365 | 10.338 | 10
21503 | 4.59 | 1 | 2019-12-31 | 2020-12-31 | 365 | 5.3678 | 5
19227 | 9.69 | 1 | 2019-12-31 | 2020-12-31 | 365 | 11.3321 | 11
21506 | 5.72 | 1 | 2019-12-31 | 2020-12-31 | 365 | 6.6893 | 6
21507 | 3.12 | 1 | 2019-12-31 | 2020-12-31 | 365 | 3.6487 | 3
21509 | 7.54 | 1 | 2019-12-31 | 2020-12-31 | 365 | 8.8177 | 8
21510 | 3.12 | 1 | 2019-12-31 | 2020-12-31 | 365 | 3.6487 | 3
21508 | 5.72 | 1 | 2019-12-31 | 2020-12-31 | 365 | 6.6893 | 6
21520 | 8.06 | 1 | 2019-12-31 | 2020-12-31 | 365 | 9.4258 | 9
21512 | 4.16 | 1 | 2019-12-31 | 2020-12-31 | 365 | 4.865 | 4
21524 | 6.76 | 1 | 2019-12-31 | 2020-12-31 | 365 | 7.9055 | 7
21525 | 10.455 | 1 | 2019-12-31 | 2020-12-31 | 365 | 12.2267 | 12
21527 | 2.915 | 1 | 2019-12-31 | 2020-12-31 | 365 | 3.409 | 3
20523 | 9.62 | 1 | 2019-12-31 | 2020-12-31 | 365 | 11.2502 | 11
20520 | 4.24 | 1 | 2019-12-31 | 2020-12-31 | 365 | 4.9585 | 4
19288 | 2.34 | 1 | 2019-12-31 | 2020-12-31 | 365 | 2.7365 | 2
19291 | 5.72 | 1 | 2019-12-31 | 2020-12-31 | 365 | 6.6893 | 6
19424 | 3.64 | 1 | 2019-12-31 | 2020-12-31 | 365 | 4.2568 | 4
19606 | 6.24 | 1 | 2019-12-31 | 2020-12-31 | 365 | 7.2974 | 7
19607 | 10.14 | 1 | 2019-12-31 | 2020-12-31 | 365 | 11.8583 | 11
19613 | 5.865 | 1 | 2019-12-31 | 2020-12-31 | 365 | 6.8589 | 6
19615 | 6.24 | 1 | 2019-12-31 | 2020-12-31 | 365 | 7.2974 | 7
19621 | 3.64 | 1 | 2019-12-31 | 2020-12-31 | 365 | 4.2568 | 4
19624 | 6.76 | 1 | 2019-12-31 | 2020-12-31 | 365 | 7.9055 | 7
19792 | 6.5 | 1 | 2019-12-31 | 2020-12-31 | 365 | 7.6015 | 7
20926 | 3.06 | 1 | 2019-12-31 | 2020-12-31 | 365 | 3.5785 | 3
20929 | 10.455 | 1 | 2019-12-31 | 2020-12-31 | 365 | 12.2267 | 12
20935 | 8.58 | 1 | 2019-12-31 | 2020-12-31 | 365 | 10.034 | 10
20934 | 3.64 | 1 | 2019-12-31 | 2020-12-31 | 365 | 4.2568 | 4
20956 | 4.68 | 1 | 2019-12-31 | 2020-12-31 | 365 | 5.4731 | 5
20938 | 3.9 | 1 | 2019-12-31 | 2020-12-31 | 365 | 4.5609 | 4
17829 | 8.32 | 1 | 2019-12-31 | 2020-12-31 | 365 | 9.7299 | 9
20983 | 4.68 | 1 | 2019-12-31 | 2020-12-31 | 365 | 5.4731 | 5
20984 | 12.22 | 1 | 2019-12-31 | 2020-12-31 | 365 | 14.2908 | 14
20985 | 8.06 | 1 | 2019-12-31 | 2020-12-31 | 365 | 9.4258 | 9
20986 | 2.86 | 1 | 2019-12-31 | 2020-12-31 | 365 | 3.3447 | 3
20987 | 6.5 | 1 | 2019-12-31 | 2020-12-31 | 365 | 7.6015 | 7
20988 | 3.64 | 1 | 2019-12-31 | 2020-12-31 | 365 | 4.2568 | 4
20989 | 5.61 | 1 | 2019-12-31 | 2020-12-31 | 365 | 6.5607 | 6
20954 | 5.2 | 1 | 2019-12-31 | 2020-12-31 | 365 | 6.0812 | 6
20957 | 11.96 | 1 | 2019-12-31 | 2020-12-31 | 365 | 13.9867 | 13
20959 | 3.64 | 1 | 2019-12-31 | 2020-12-31 | 365 | 4.2568 | 4
21035 | 5.98 | 1 | 2019-12-31 | 2020-12-31 | 365 | 6.9934 | 6
20942 | 6.24 | 1 | 2019-12-31 | 2020-12-31 | 365 | 7.2974 | 7
20940 | 4.94 | 1 | 2019-12-31 | 2020-12-31 | 365 | 5.7771 | 5
20941 | 2.34 | 1 | 2019-12-31 | 2020-12-31 | 365 | 2.7365 | 2
20473 | 7.8 | 1 | 2019-12-31 | 2020-12-31 | 365 | 9.1218 | 9
18703 | 13 | 1 | 2019-12-31 | 2020-12-31 | 365 | 15.203 | 15
17067 | 6.24 | 1 | 2019-12-31 | 2020-12-31 | 365 | 7.2974 | 7
15683 | 5.46 | 1 | 2019-12-31 | 2020-12-31 | 365 | 6.3853 | 6
15685 | 7.395 | 1 | 2019-12-31 | 2020-12-31 | 365 | 8.6482 | 8
19299 | 10.6 | 1 | 2019-12-31 | 2020-12-31 | 365 | 12.3963 | 12
18535 | 5.2 | 1 | 2019-12-31 | 2020-12-31 | 365 | 6.0812 | 6
15699 | 6.24 | 1 | 2019-12-31 | 2020-12-31 | 365 | 7.2974 | 7
15934 | 5.2 | 1 | 2019-12-31 | 2020-12-31 | 365 | 6.0812 | 6
15945 | 5.46 | 1 | 2019-12-31 | 2020-12-31 | 365 | 6.3853 | 6
18103 | 5.2 | 1 | 2019-12-31 | 2020-12-31 | 365 | 6.0812 | 6
21753 | 7.8 | 1 | 2019-12-31 | 2020-12-31 | 365 | 9.1218 | 9
18020 | 4.845 | 1 | 2019-12-31 | 2020-12-31 | 365 | 5.666 | 5
17866 | 5.72 | 1 | 2019-12-31 | 2020-12-31 | 365 | 6.6893 | 6
19025 | 6.63 | 1 | 2019-12-31 | 2020-12-31 | 365 | 7.7535 | 7
19118 | 6.12 | 1 | 2019-12-31 | 2020-12-31 | 365 | 7.1571 | 7
18009 | 4.94 | 1 | 2019-12-31 | 2020-12-31 | 365 | 5.7771 | 5
19362 | 9.62 | 1 | 2019-12-31 | 2020-12-31 | 365 | 11.2502 | 11
19128 | 7.28 | 1 | 2019-12-31 | 2020-12-31 | 365 | 8.5137 | 8
15933 | 4.94 | 1 | 2019-12-31 | 2020-12-31 | 365 | 5.7771 | 5
15960 | 5.46 | 1 | 2019-12-31 | 2020-12-31 | 365 | 6.3853 | 6
15922 | 4.94 | 1 | 2019-12-31 | 2020-12-31 | 365 | 5.7771 | 5
18056 | 3.38 | 1 | 2019-12-31 | 2020-12-31 | 365 | 3.9528 | 3
20621 | 6.12 | 1 | 2019-12-31 | 2020-12-31 | 365 | 7.1571 | 7
19768 | 4.94 | 1 | 2019-12-31 | 2020-12-31 | 365 | 5.7771 | 5
15831 | 2.86 | 1 | 2019-12-31 | 2020-12-31 | 365 | 3.3447 | 3
18051 | 6.5 | 1 | 2019-12-31 | 2020-12-31 | 365 | 7.6015 | 7
15835 | 3.9 | 1 | 2019-12-31 | 2020-12-31 | 365 | 4.5609 | 4
15841 | 2.86 | 1 | 2019-12-31 | 2020-12-31 | 365 | 3.3447 | 3
18052 | 8.06 | 1 | 2019-12-31 | 2020-12-31 | 365 | 9.4258 | 9
15988 | 6.24 | 1 | 2019-12-31 | 2020-12-31 | 365 | 7.2974 | 7
17784 | 12.22 | 1 | 2019-12-31 | 2020-12-31 | 365 | 14.2908 | 14
15803 | 6.24 | 1 | 2019-12-31 | 2020-12-31 | 365 | 7.2974 | 7
20349 | 9.1 | 1 | 2019-12-31 | 2020-12-31 | 365 | 10.6421 | 10
18177 | 5.72 | 1 | 2019-12-31 | 2020-12-31 | 365 | 6.6893 | 6
18179 | 10.455 | 1 | 2019-12-31 | 2020-12-31 | 365 | 12.2267 | 12
15819 | 6.5 | 1 | 2019-12-31 | 2020-12-31 | 365 | 7.6015 | 7
15808 | 7.14 | 1 | 2019-12-31 | 2020-12-31 | 365 | 8.3499 | 8
15794 | 9.945 | 1 | 2019-12-31 | 2020-12-31 | 365 | 11.6303 | 11
15997 | 8.06 | 1 | 2019-12-31 | 2020-12-31 | 365 | 9.4258 | 9
15793 | 10.92 | 1 | 2019-12-31 | 2020-12-31 | 365 | 12.7705 | 12
18057 | 8.32 | 1 | 2019-12-31 | 2020-12-31 | 365 | 9.7299 | 9
21368 | 2.04 | 1 | 2019-12-31 | 2020-12-31 | 365 | 2.3857 | 2
21369 | 8.06 | 1 | 2019-12-31 | 2020-12-31 | 365 | 9.4258 | 9
21363 | 4.16 | 1 | 2019-12-31 | 2020-12-31 | 365 | 4.865 | 4
18047 | 3.9 | 1 | 2019-12-31 | 2020-12-31 | 365 | 4.5609 | 4
18975 | 11.7 | 1 | 2019-12-31 | 2020-12-31 | 365 | 13.6827 | 13
20168 | 12.22 | 1 | 2019-12-31 | 2020-12-31 | 365 | 14.2908 | 14
21360 | 10.2 | 1 | 2019-12-31 | 2020-12-31 | 365 | 11.9285 | 11
20165 | 6.5 | 1 | 2019-12-31 | 2020-12-31 | 365 | 7.6015 | 7
21338 | 10.14 | 1 | 2019-12-31 | 2020-12-31 | 365 | 11.8583 | 11
21356 | 3.445 | 1 | 2019-12-31 | 2020-12-31 | 365 | 4.0288 | 4
21349 | 3.38 | 1 | 2019-12-31 | 2020-12-31 | 365 | 3.9528 | 3
21355 | 12.74 | 1 | 2019-12-31 | 2020-12-31 | 365 | 14.8989 | 14
21373 | 10.4 | 1 | 2019-12-31 | 2020-12-31 | 365 | 12.1624 | 12
18767 | 12.48 | 1 | 2019-12-31 | 2020-12-31 | 365 | 14.5949 | 14
21378 | 7.83 | 1 | 2019-12-31 | 2020-12-31 | 365 | 9.1569 | 9
21362 | 8.84 | 1 | 2019-12-31 | 2020-12-31 | 365 | 10.338 | 10
21375 | 5.98 | 1 | 2019-12-31 | 2020-12-31 | 365 | 6.9934 | 6
21379 | 3.825 | 1 | 2019-12-31 | 2020-12-31 | 365 | 4.4732 | 4
21380 | 13 | 1 | 2019-12-31 | 2020-12-31 | 365 | 15.203 | 15
21381 | 13 | 1 | 2019-12-31 | 2020-12-31 | 365 | 15.203 | 15
21383 | 3.38 | 1 | 2019-12-31 | 2020-12-31 | 365 | 3.9528 | 3
21382 | 2.86 | 1 | 2019-12-31 | 2020-12-31 | 365 | 3.3447 | 3
21384 | 4.94 | 1 | 2019-12-31 | 2020-12-31 | 365 | 5.7771 | 5
21385 | 14.04 | 1 | 2019-12-31 | 2020-12-31 | 365 | 16.4192 | 16
21386 | 5.2 | 1 | 2019-12-31 | 2020-12-31 | 365 | 6.0812 | 6
21387 | 8.84 | 1 | 2019-12-31 | 2020-12-31 | 365 | 10.338 | 10
21427 | 8.32 | 1 | 2019-12-31 | 2020-12-31 | 365 | 9.7299 | 9
21425 | 4.16 | 1 | 2019-12-31 | 2020-12-31 | 365 | 4.865 | 4
21417 | 8.58 | 1 | 2019-12-31 | 2020-12-31 | 365 | 10.034 | 10
21416 | 8.32 | 1 | 2019-12-31 | 2020-12-31 | 365 | 9.7299 | 9
21415 | 7.02 | 1 | 2019-12-31 | 2020-12-31 | 365 | 8.2096 | 8
21414 | 6.76 | 1 | 2019-12-31 | 2020-12-31 | 365 | 7.9055 | 7
21413 | 6.5 | 1 | 2019-12-31 | 2020-12-31 | 365 | 7.6015 | 7
21412 | 7.02 | 1 | 2019-12-31 | 2020-12-31 | 365 | 8.2096 | 8
21411 | 7.28 | 1 | 2019-12-31 | 2020-12-31 | 365 | 8.5137 | 8
21433 | 5.865 | 1 | 2019-12-31 | 2020-12-31 | 365 | 6.8589 | 6
21435 | 10.2 | 1 | 2019-12-31 | 2020-12-31 | 365 | 11.9285 | 11
21438 | 13 | 1 | 2019-12-31 | 2020-12-31 | 365 | 15.203 | 15
21439 | 3.57 | 1 | 2019-12-31 | 2020-12-31 | 365 | 4.175 | 4
21441 | 11.96 | 1 | 2019-12-31 | 2020-12-31 | 365 | 13.9867 | 13
21444 | 3.12 | 1 | 2019-12-31 | 2020-12-31 | 365 | 3.6487 | 3
21445 | 13 | 1 | 2019-12-31 | 2020-12-31 | 365 | 15.203 | 15
21446 | 9.945 | 1 | 2019-12-31 | 2020-12-31 | 365 | 11.6303 | 11
21447 | 5.72 | 1 | 2019-12-31 | 2020-12-31 | 365 | 6.6893 | 6
21450 | 12.495 | 1 | 2019-12-31 | 2020-12-31 | 365 | 14.6124 | 14
21451 | 7.8 | 1 | 2019-12-31 | 2020-12-31 | 365 | 9.1218 | 9
21453 | 5.46 | 1 | 2019-12-31 | 2020-12-31 | 365 | 6.3853 | 6
21452 | 5.61 | 1 | 2019-12-31 | 2020-12-31 | 365 | 6.5607 | 6
21457 | 5.72 | 1 | 2019-12-31 | 2020-12-31 | 365 | 6.6893 | 6
21458 | 13.52 | 1 | 2019-12-31 | 2020-12-31 | 365 | 15.8111 | 15
21459 | 6.76 | 1 | 2019-12-31 | 2020-12-31 | 365 | 7.9055 | 7
21460 | 5.355 | 1 | 2019-12-31 | 2020-12-31 | 365 | 6.2625 | 6
21461 | 7.54 | 1 | 2019-12-31 | 2020-12-31 | 365 | 8.8177 | 8
21462 | 6.63 | 1 | 2019-12-31 | 2020-12-31 | 365 | 7.7535 | 7
20160 | 6.12 | 1 | 2019-12-31 | 2020-12-31 | 365 | 7.1571 | 7
20163 | 3.12 | 1 | 2019-12-31 | 2020-12-31 | 365 | 3.6487 | 3
20157 | 5.98 | 1 | 2019-12-31 | 2020-12-31 | 365 | 6.9934 | 6
20154 | 9.1 | 1 | 2019-12-31 | 2020-12-31 | 365 | 10.6421 | 10
20153 | 8.925 | 1 | 2019-12-31 | 2020-12-31 | 365 | 10.4374 | 10
20149 | 10.14 | 1 | 2019-12-31 | 2020-12-31 | 365 | 11.8583 | 11
20151 | 3.57 | 1 | 2019-12-31 | 2020-12-31 | 365 | 4.175 | 4
20148 | 3.64 | 1 | 2019-12-31 | 2020-12-31 | 365 | 4.2568 | 4
16007 | 2.86 | 1 | 2019-12-31 | 2020-12-31 | 365 | 3.3447 | 3
19238 | 4.68 | 1 | 2019-12-31 | 2020-12-31 | 365 | 5.4731 | 5
19244 | 7.8 | 1 | 2019-12-31 | 2020-12-31 | 365 | 9.1218 | 9
19252 | 5.2 | 1 | 2019-12-31 | 2020-12-31 | 365 | 6.0812 | 6
19400 | 3.64 | 1 | 2019-12-31 | 2020-12-31 | 365 | 4.2568 | 4
19195 | 4.68 | 1 | 2019-12-31 | 2020-12-31 | 365 | 5.4731 | 5
19196 | 5.61 | 1 | 2019-12-31 | 2020-12-31 | 365 | 6.5607 | 6
19197 | 5.98 | 1 | 2019-12-31 | 2020-12-31 | 365 | 6.9934 | 6
19198 | 5.98 | 1 | 2019-12-31 | 2020-12-31 | 365 | 6.9934 | 6
19199 | 7.02 | 1 | 2019-12-31 | 2020-12-31 | 365 | 8.2096 | 8
19201 | 6.63 | 1 | 2019-12-31 | 2020-12-31 | 365 | 7.7535 | 7
19202 | 5.98 | 1 | 2019-12-31 | 2020-12-31 | 365 | 6.9934 | 6
19204 | 10.14 | 1 | 2019-12-31 | 2020-12-31 | 365 | 11.8583 | 11
19625 | 7.02 | 1 | 2019-12-31 | 2020-12-31 | 365 | 8.2096 | 8
19616 | 12.48 | 1 | 2019-12-31 | 2020-12-31 | 365 | 14.5949 | 14
19206 | 9.36 | 1 | 2019-12-31 | 2020-12-31 | 365 | 10.9461 | 10
19627 | 6.5 | 1 | 2019-12-31 | 2020-12-31 | 365 | 7.6015 | 7
20140 | 8.415 | 1 | 2019-12-31 | 2020-12-31 | 365 | 9.841 | 9
19208 | 6.24 | 1 | 2019-12-31 | 2020-12-31 | 365 | 7.2974 | 7
20112 | 7.02 | 1 | 2019-12-31 | 2020-12-31 | 365 | 8.2096 | 8
20139 | 7.54 | 1 | 2019-12-31 | 2020-12-31 | 365 | 8.8177 | 8
19207 | 4.16 | 1 | 2019-12-31 | 2020-12-31 | 365 | 4.865 | 4
20134 | 12.74 | 1 | 2019-12-31 | 2020-12-31 | 365 | 14.8989 | 14
20135 | 8.32 | 1 | 2019-12-31 | 2020-12-31 | 365 | 9.7299 | 9
20128 | 10.14 | 1 | 2019-12-31 | 2020-12-31 | 365 | 11.8583 | 11
19209 | 9.945 | 1 | 2019-12-31 | 2020-12-31 | 365 | 11.6303 | 11
20131 | 4.68 | 1 | 2019-12-31 | 2020-12-31 | 365 | 5.4731 | 5
19210 | 7.28 | 1 | 2019-12-31 | 2020-12-31 | 365 | 8.5137 | 8
20129 | 2.25 | 1 | 2019-12-31 | 2020-12-31 | 365 | 2.6313 | 2
20127 | 8.06 | 1 | 2019-12-31 | 2020-12-31 | 365 | 9.4258 | 9
20126 | 4.68 | 1 | 2019-12-31 | 2020-12-31 | 365 | 5.4731 | 5
19211 | 7.28 | 1 | 2019-12-31 | 2020-12-31 | 365 | 8.5137 | 8
20122 | 10.66 | 1 | 2019-12-31 | 2020-12-31 | 365 | 12.4664 | 12
19776 | 5.46 | 1 | 2019-12-31 | 2020-12-31 | 365 | 6.3853 | 6
20836 | 6.76 | 1 | 2019-12-31 | 2020-12-31 | 365 | 7.9055 | 7
20833 | 25.74 | 0.9 | 2019-12-31 | 2020-12-31 | 365 | 27.0917 | 27
20879 | 6.24 | 1 | 2019-12-31 | 2020-12-31 | 365 | 7.2974 | 7
19773 | 2.08 | 1 | 2019-12-31 | 2020-12-31 | 365 | 2.4325 | 2
20873 | 10.14 | 1 | 2019-12-31 | 2020-12-31 | 365 | 11.8583 | 11
19766 | 5.98 | 1 | 2019-12-31 | 2020-12-31 | 365 | 6.9934 | 6
19763 | 6.89 | 1 | 2019-12-31 | 2020-12-31 | 365 | 8.0576 | 8
19759 | 5.2 | 1 | 2019-12-31 | 2020-12-31 | 365 | 6.0812 | 6
21588 | 5.46 | 1 | 2019-12-31 | 2020-12-31 | 365 | 6.3853 | 6
19112 | 5.2 | 1 | 2019-12-31 | 2020-12-31 | 365 | 6.0812 | 6
19136 | 5.46 | 1 | 2019-12-31 | 2020-12-31 | 365 | 6.3853 | 6
18053 | 13 | 1 | 2019-12-31 | 2020-12-31 | 365 | 15.203 | 15
18067 | 10.92 | 1 | 2019-12-31 | 2020-12-31 | 365 | 12.7705 | 12
18143 | 5.72 | 1 | 2019-12-31 | 2020-12-31 | 365 | 6.6893 | 6
18150 | 5.46 | 1 | 2019-12-31 | 2020-12-31 | 365 | 6.3853 | 6
18160 | 4.16 | 1 | 2019-12-31 | 2020-12-31 | 365 | 4.865 | 4
18458 | 11.925 | 1 | 2019-12-31 | 2020-12-31 | 365 | 13.9458 | 13
18467 | 6.24 | 1 | 2019-12-31 | 2020-12-31 | 365 | 7.2974 | 7
18472 | 4.68 | 1 | 2019-12-31 | 2020-12-31 | 365 | 5.4731 | 5
19750 | 7.8 | 1 | 2019-12-31 | 2020-12-31 | 365 | 9.1218 | 9
19742 | 8.48 | 1 | 2019-12-31 | 2020-12-31 | 365 | 9.917 | 9
19672 | 2.04 | 1 | 2019-12-31 | 2020-12-31 | 365 | 2.3857 | 2
19669 | 10.4 | 1 | 2019-12-31 | 2020-12-31 | 365 | 12.1624 | 12
19668 | 6.5 | 1 | 2019-12-31 | 2020-12-31 | 365 | 7.6015 | 7
19666 | 6.76 | 1 | 2019-12-31 | 2020-12-31 | 365 | 7.9055 | 7
19662 | 10.92 | 1 | 2019-12-31 | 2020-12-31 | 365 | 12.7705 | 12
19661 | 4.42 | 1 | 2019-12-31 | 2020-12-31 | 365 | 5.169 | 5
19663 | 7.8 | 1 | 2019-12-31 | 2020-12-31 | 365 | 9.1218 | 9
19657 | 3.64 | 1 | 2019-12-31 | 2020-12-31 | 365 | 4.2568 | 4
21521 | 7.8 | 1 | 2019-12-31 | 2020-12-31 | 365 | 9.1218 | 9
21531 | 3.12 | 1 | 2019-12-31 | 2020-12-31 | 365 | 3.6487 | 3
20887 | 4.59 | 1 | 2019-12-31 | 2020-12-31 | 365 | 5.3678 | 5
21529 | 5.2 | 1 | 2019-12-31 | 2020-12-31 | 365 | 6.0812 | 6
21532 | 8.32 | 1 | 2019-12-31 | 2020-12-31 | 365 | 9.7299 | 9
21540 | 5.2 | 1 | 2019-12-31 | 2020-12-31 | 365 | 6.0812 | 6
20909 | 4.68 | 1 | 2019-12-31 | 2020-12-31 | 365 | 5.4731 | 5
20933 | 5.46 | 1 | 2019-12-31 | 2020-12-31 | 365 | 6.3853 | 6
20925 | 4.68 | 1 | 2019-12-31 | 2020-12-31 | 365 | 5.4731 | 5
20924 | 5.2 | 1 | 2019-12-31 | 2020-12-31 | 365 | 6.0812 | 6
20922 | 5.72 | 1 | 2019-12-31 | 2020-12-31 | 365 | 6.6893 | 6
17834 | 8.67 | 1 | 2019-12-31 | 2020-12-31 | 365 | 10.1392 | 10
20914 | 5.865 | 1 | 2019-12-31 | 2020-12-31 | 365 | 6.8589 | 6
20931 | 11.18 | 1 | 2019-12-31 | 2020-12-31 | 365 | 13.0746 | 13
20930 | 5.72 | 1 | 2019-12-31 | 2020-12-31 | 365 | 6.6893 | 6
20928 | 2.34 | 1 | 2019-12-31 | 2020-12-31 | 365 | 2.7365 | 2
20927 | 5.46 | 1 | 2019-12-31 | 2020-12-31 | 365 | 6.3853 | 6
21217 | 40.625 | 0.9 | 2019-12-31 | 2020-12-31 | 365 | 42.7584 | 42
21223 | 13.77 | 1 | 2019-12-31 | 2020-12-31 | 365 | 16.1035 | 16
20978 | 5.1 | 1 | 2019-12-31 | 2020-12-31 | 365 | 5.9642 | 5
21224 | 8.925 | 1 | 2019-12-31 | 2020-12-31 | 365 | 10.4374 | 10
21226 | 10.4 | 1 | 2019-12-31 | 2020-12-31 | 365 | 12.1624 | 12
21227 | 7.54 | 1 | 2019-12-31 | 2020-12-31 | 365 | 8.8177 | 8
21275 | 4.335 | 1 | 2019-12-31 | 2020-12-31 | 365 | 5.0696 | 5
21277 | 3.64 | 1 | 2019-12-31 | 2020-12-31 | 365 | 4.2568 | 4
21280 | 10.4 | 1 | 2019-12-31 | 2020-12-31 | 365 | 12.1624 | 12
21299 | 4.08 | 1 | 2019-12-31 | 2020-12-31 | 365 | 4.7714 | 4
21297 | 7.8 | 1 | 2019-12-31 | 2020-12-31 | 365 | 9.1218 | 9
21320 | 6.5 | 1 | 2019-12-31 | 2020-12-31 | 365 | 7.6015 | 7
21300 | 3.9 | 1 | 2019-12-31 | 2020-12-31 | 365 | 4.5609 | 4
21324 | 6.5 | 1 | 2019-12-31 | 2020-12-31 | 365 | 7.6015 | 7
21328 | 7.8 | 1 | 2019-12-31 | 2020-12-31 | 365 | 9.1218 | 9
21329 | 12.22 | 1 | 2019-12-31 | 2020-12-31 | 365 | 14.2908 | 14
21331 | 4.68 | 1 | 2019-12-31 | 2020-12-31 | 365 | 5.4731 | 5
21332 | 4.42 | 1 | 2019-12-31 | 2020-12-31 | 365 | 5.169 | 5
21334 | 5.2 | 1 | 2019-12-31 | 2020-12-31 | 365 | 6.0812 | 6
21318 | 6.76 | 1 | 2019-12-31 | 2020-12-31 | 365 | 7.9055 | 7
21319 | 2.6 | 1 | 2019-12-31 | 2020-12-31 | 365 | 3.0406 | 3
21335 | 9.945 | 1 | 2019-12-31 | 2020-12-31 | 365 | 11.6303 | 11
21327 | 6.5 | 1 | 2019-12-31 | 2020-12-31 | 365 | 7.6015 | 7
21337 | 4.16 | 1 | 2019-12-31 | 2020-12-31 | 365 | 4.865 | 4
21339 | 7.8 | 1 | 2019-12-31 | 2020-12-31 | 365 | 9.1218 | 9
21340 | 4.94 | 1 | 2019-12-31 | 2020-12-31 | 365 | 5.7771 | 5
21343 | 4.16 | 1 | 2019-12-31 | 2020-12-31 | 365 | 4.865 | 4
21341 | 7.02 | 1 | 2019-12-31 | 2020-12-31 | 365 | 8.2096 | 8
21344 | 4.94 | 1 | 2019-12-31 | 2020-12-31 | 365 | 5.7771 | 5
21345 | 4.68 | 1 | 2019-12-31 | 2020-12-31 | 365 | 5.4731 | 5
21342 | 8.32 | 1 | 2019-12-31 | 2020-12-31 | 365 | 9.7299 | 9
21351 | 2.08 | 1 | 2019-12-31 | 2020-12-31 | 365 | 2.4325 | 2
21353 | 4.42 | 1 | 2019-12-31 | 2020-12-31 | 365 | 5.169 | 5
21354 | 6.24 | 1 | 2019-12-31 | 2020-12-31 | 365 | 7.2974 | 7
21361 | 8.32 | 1 | 2019-12-31 | 2020-12-31 | 365 | 9.7299 | 9
21366 | 5.98 | 1 | 2019-12-31 | 2020-12-31 | 365 | 6.9934 | 6
22207 | 4.16 | 1 | 2019-12-31 | 2020-12-31 | 365 | 4.865 | 4
22341 | 3.64 | 1 | 2019-12-31 | 2020-12-31 | 365 | 4.2568 | 4
16081 | 6.885 | 1 | 2019-12-31 | 2020-12-31 | 365 | 8.0517 | 8
18328 | 5.2 | 1 | 2019-12-31 | 2020-12-31 | 365 | 6.0812 | 6
16093 | 8.925 | 1 | 2019-12-31 | 2020-12-31 | 365 | 10.4374 | 10
16090 | 5.61 | 1 | 2019-12-31 | 2020-12-31 | 365 | 6.5607 | 6
16102 | 5.2 | 1 | 2019-12-31 | 2020-12-31 | 365 | 6.0812 | 6
18384 | 9.88 | 1 | 2019-12-31 | 2020-12-31 | 365 | 11.5543 | 11
16099 | 7.65 | 1 | 2019-12-31 | 2020-12-31 | 365 | 8.9464 | 8
16184 | 5.2 | 1 | 2019-12-31 | 2020-12-31 | 365 | 6.0812 | 6
18390 | 8.06 | 1 | 2019-12-31 | 2020-12-31 | 365 | 9.4258 | 9
16183 | 7.28 | 1 | 2019-12-31 | 2020-12-31 | 365 | 8.5137 | 8
16181 | 8.32 | 1 | 2019-12-31 | 2020-12-31 | 365 | 9.7299 | 9
18394 | 8.58 | 1 | 2019-12-31 | 2020-12-31 | 365 | 10.034 | 10
16226 | 5.72 | 1 | 2019-12-31 | 2020-12-31 | 365 | 6.6893 | 6
18396 | 7.54 | 1 | 2019-12-31 | 2020-12-31 | 365 | 8.8177 | 8
18399 | 10.14 | 1 | 2019-12-31 | 2020-12-31 | 365 | 11.8583 | 11
18400 | 5.46 | 1 | 2019-12-31 | 2020-12-31 | 365 | 6.3853 | 6
17986 | 9.88 | 1 | 2019-12-31 | 2020-12-31 | 365 | 11.5543 | 11
19429 | 11.18 | 1 | 2019-12-31 | 2020-12-31 | 365 | 13.0746 | 13
19850 | 13.52 | 1 | 2019-12-31 | 2020-12-31 | 365 | 15.8111 | 15
20111 | 5.2 | 1 | 2019-12-31 | 2020-12-31 | 365 | 6.0812 | 6
18852 | 6.24 | 1 | 2019-12-31 | 2020-12-31 | 365 | 7.2974 | 7
18853 | 10.66 | 1 | 2019-12-31 | 2020-12-31 | 365 | 12.4664 | 12
18860 | 9.62 | 1 | 2019-12-31 | 2020-12-31 | 365 | 11.2502 | 11
18931 | 7.14 | 1 | 2019-12-31 | 2020-12-31 | 365 | 8.3499 | 8
18942 | 5.2 | 1 | 2019-12-31 | 2020-12-31 | 365 | 6.0812 | 6
18936 | 4.42 | 1 | 2019-12-31 | 2020-12-31 | 365 | 5.169 | 5
18945 | 3.64 | 1 | 2019-12-31 | 2020-12-31 | 365 | 4.2568 | 4
18953 | 6.76 | 1 | 2019-12-31 | 2020-12-31 | 365 | 7.9055 | 7
18954 | 9.1 | 1 | 2019-12-31 | 2020-12-31 | 365 | 10.6421 | 10
19143 | 5.46 | 1 | 2019-12-31 | 2020-12-31 | 365 | 6.3853 | 6
19145 | 3.12 | 1 | 2019-12-31 | 2020-12-31 | 365 | 3.6487 | 3
18402 | 4.94 | 1 | 2019-12-31 | 2020-12-31 | 365 | 5.7771 | 5
19146 | 11.44 | 1 | 2019-12-31 | 2020-12-31 | 365 | 13.3786 | 13
19306 | 8.84 | 1 | 2019-12-31 | 2020-12-31 | 365 | 10.338 | 10
18407 | 7.54 | 1 | 2019-12-31 | 2020-12-31 | 365 | 8.8177 | 8
18403 | 6.24 | 1 | 2019-12-31 | 2020-12-31 | 365 | 7.2974 | 7
18415 | 7.395 | 1 | 2019-12-31 | 2020-12-31 | 365 | 8.6482 | 8
18416 | 6.76 | 1 | 2019-12-31 | 2020-12-31 | 365 | 7.9055 | 7
18419 | 10.14 | 1 | 2019-12-31 | 2020-12-31 | 365 | 11.8583 | 11
18420 | 4.42 | 1 | 2019-12-31 | 2020-12-31 | 365 | 5.169 | 5
18423 | 14.04 | 1 | 2019-12-31 | 2020-12-31 | 365 | 16.4192 | 16
21469 | 3.38 | 1 | 2019-12-31 | 2020-12-31 | 365 | 3.9528 | 3
18439 | 10.71 | 1 | 2019-12-31 | 2020-12-31 | 365 | 12.5249 | 12
18441 | 2.86 | 1 | 2019-12-31 | 2020-12-31 | 365 | 3.3447 | 3
18442 | 7.8 | 1 | 2019-12-31 | 2020-12-31 | 365 | 9.1218 | 9
18488 | 3.38 | 1 | 2019-12-31 | 2020-12-31 | 365 | 3.9528 | 3
18473 | 11.18 | 1 | 2019-12-31 | 2020-12-31 | 365 | 13.0746 | 13
18479 | 3.64 | 1 | 2019-12-31 | 2020-12-31 | 365 | 4.2568 | 4
18474 | 14.04 | 1 | 2019-12-31 | 2020-12-31 | 365 | 16.4192 | 16
18491 | 3.9 | 1 | 2019-12-31 | 2020-12-31 | 365 | 4.5609 | 4
18497 | 9.1 | 1 | 2019-12-31 | 2020-12-31 | 365 | 10.6421 | 10
21875 | 7.28 | 1 | 2019-12-31 | 2020-12-31 | 365 | 8.5137 | 8
18184 | 7.54 | 1 | 2019-12-31 | 2020-12-31 | 365 | 8.8177 | 8
18185 | 7.395 | 1 | 2019-12-31 | 2020-12-31 | 365 | 8.6482 | 8
19357 | 2.6 | 1 | 2019-12-31 | 2020-12-31 | 365 | 3.0406 | 3
18194 | 11.96 | 1 | 2019-12-31 | 2020-12-31 | 365 | 13.9867 | 13
16067 | 9.62 | 1 | 2019-12-31 | 2020-12-31 | 365 | 11.2502 | 11
16112 | 8.925 | 1 | 2019-12-31 | 2020-12-31 | 365 | 10.4374 | 10
16056 | 9.945 | 1 | 2019-12-31 | 2020-12-31 | 365 | 11.6303 | 11
18318 | 4.94 | 1 | 2019-12-31 | 2020-12-31 | 365 | 5.7771 | 5
19360 | 7.28 | 1 | 2019-12-31 | 2020-12-31 | 365 | 8.5137 | 8
15769 | 4.335 | 1 | 2019-12-31 | 2020-12-31 | 365 | 5.0696 | 5
18983 | 4.59 | 1 | 2019-12-31 | 2020-12-31 | 365 | 5.3678 | 5
15822 | 12.22 | 1 | 2019-12-31 | 2020-12-31 | 365 | 14.2908 | 14
18969 | 9.36 | 1 | 2019-12-31 | 2020-12-31 | 365 | 10.9461 | 10
18319 | 4.16 | 1 | 2019-12-31 | 2020-12-31 | 365 | 4.865 | 4
19235 | 11.18 | 1 | 2019-12-31 | 2020-12-31 | 365 | 13.0746 | 13
19225 | 5.2 | 1 | 2019-12-31 | 2020-12-31 | 365 | 6.0812 | 6
15968 | 8.58 | 1 | 2019-12-31 | 2020-12-31 | 365 | 10.034 | 10
18322 | 3.64 | 1 | 2019-12-31 | 2020-12-31 | 365 | 4.2568 | 4
19234 | 2.6 | 1 | 2019-12-31 | 2020-12-31 | 365 | 3.0406 | 3
16077 | 8.32 | 1 | 2019-12-31 | 2020-12-31 | 365 | 9.7299 | 9
19378 | 2.55 | 1 | 2019-12-31 | 2020-12-31 | 365 | 2.9821 | 2
16072 | 2.86 | 1 | 2019-12-31 | 2020-12-31 | 365 | 3.3447 | 3
19222 | 4.16 | 1 | 2019-12-31 | 2020-12-31 | 365 | 4.865 | 4
18325 | 7.54 | 1 | 2019-12-31 | 2020-12-31 | 365 | 8.8177 | 8
16088 | 7.28 | 1 | 2019-12-31 | 2020-12-31 | 365 | 8.5137 | 8
16084 | 3.38 | 1 | 2019-12-31 | 2020-12-31 | 365 | 3.9528 | 3
19282 | 6.76 | 1 | 2019-12-31 | 2020-12-31 | 365 | 7.9055 | 7
19277 | 11.44 | 1 | 2019-12-31 | 2020-12-31 | 365 | 13.3786 | 13
19269 | 11.96 | 1 | 2019-12-31 | 2020-12-31 | 365 | 13.9867 | 13
19249 | 6.24 | 1 | 2019-12-31 | 2020-12-31 | 365 | 7.2974 | 7
19271 | 4.94 | 1 | 2019-12-31 | 2020-12-31 | 365 | 5.7771 | 5
21941 | 8.58 | 1 | 2019-12-31 | 2020-12-31 | 365 | 10.034 | 10
19302 | 6.76 | 1 | 2019-12-31 | 2020-12-31 | 365 | 7.9055 | 7
19286 | 10.92 | 1 | 2019-12-31 | 2020-12-31 | 365 | 12.7705 | 12
19287 | 9.36 | 1 | 2019-12-31 | 2020-12-31 | 365 | 10.9461 | 10
22503 | 7.28 | 1 | 2019-12-31 | 2020-12-31 | 365 | 8.5137 | 8
22538 | 8.67 | 1 | 2019-12-31 | 2020-12-31 | 365 | 10.1392 | 10
22563 | 3.06 | 1 | 2019-12-31 | 2020-12-31 | 365 | 3.5785 | 3
19290 | 7.54 | 1 | 2019-12-31 | 2020-12-31 | 365 | 8.8177 | 8
21522 | 5.2 | 1 | 2019-12-31 | 2020-12-31 | 365 | 6.0812 | 6
23474 | 3.12 | 1 | 2019-12-31 | 2020-12-31 | 365 | 3.6487 | 3
18517 | 8.415 | 1 | 2019-12-31 | 2020-12-31 | 365 | 9.841 | 9
18502 | 8.58 | 1 | 2019-12-31 | 2020-12-31 | 365 | 10.034 | 10
18548 | 4.68 | 1 | 2019-12-31 | 2020-12-31 | 365 | 5.4731 | 5
18505 | 7.02 | 1 | 2019-12-31 | 2020-12-31 | 365 | 8.2096 | 8
18549 | 3.9 | 1 | 2019-12-31 | 2020-12-31 | 365 | 4.5609 | 4
17529 | 11.25 | 1 | 2019-12-31 | 2020-12-31 | 365 | 13.1564 | 13
18175 | 3.9 | 1 | 2019-12-31 | 2020-12-31 | 365 | 4.5609 | 4
18432 | 10.66 | 1 | 2019-12-31 | 2020-12-31 | 365 | 12.4664 | 12
18602 | 10.4 | 1 | 2019-12-31 | 2020-12-31 | 365 | 12.1624 | 12
18599 | 3.9 | 1 | 2019-12-31 | 2020-12-31 | 365 | 4.5609 | 4
19435 | 10.71 | 1 | 2019-12-31 | 2020-12-31 | 365 | 12.5249 | 12
20215 | 4.94 | 1 | 2019-12-31 | 2020-12-31 | 365 | 5.7771 | 5
18551 | 5.2 | 1 | 2019-12-31 | 2020-12-31 | 365 | 6.0812 | 6
21212 | 5.61 | 1 | 2019-12-31 | 2020-12-31 | 365 | 6.5607 | 6
21219 | 4.335 | 1 | 2019-12-31 | 2020-12-31 | 365 | 5.0696 | 5
21472 | 6.76 | 1 | 2019-12-31 | 2020-12-31 | 365 | 7.9055 | 7
21276 | 3.64 | 1 | 2019-12-31 | 2020-12-31 | 365 | 4.2568 | 4
18552 | 4.94 | 1 | 2019-12-31 | 2020-12-31 | 365 | 5.7771 | 5
18553 | 6.24 | 1 | 2019-12-31 | 2020-12-31 | 365 | 7.2974 | 7
18554 | 3.315 | 1 | 2019-12-31 | 2020-12-31 | 365 | 3.8768 | 3
18573 | 5 | 1 | 2019-12-31 | 2020-12-31 | 365 | 5.8473 | 5
18581 | 3.64 | 1 | 2019-12-31 | 2020-12-31 | 365 | 4.2568 | 4
18586 | 8.32 | 1 | 2019-12-31 | 2020-12-31 | 365 | 9.7299 | 9
18587 | 5.355 | 1 | 2019-12-31 | 2020-12-31 | 365 | 6.2625 | 6
18588 | 6.24 | 1 | 2019-12-31 | 2020-12-31 | 365 | 7.2974 | 7
18589 | 7.02 | 1 | 2019-12-31 | 2020-12-31 | 365 | 8.2096 | 8
18607 | 8.32 | 1 | 2019-12-31 | 2020-12-31 | 365 | 9.7299 | 9
18609 | 6.76 | 1 | 2019-12-31 | 2020-12-31 | 365 | 7.9055 | 7
18645 | 7.8 | 1 | 2019-12-31 | 2020-12-31 | 365 | 9.1218 | 9
19331 | 8.84 | 1 | 2019-12-31 | 2020-12-31 | 365 | 10.338 | 10
21541 | 6.76 | 1 | 2019-12-31 | 2020-12-31 | 365 | 7.9055 | 7
19353 | 7.02 | 1 | 2019-12-31 | 2020-12-31 | 365 | 8.2096 | 8
15499 | 6.24 | 1 | 2019-12-31 | 2020-12-31 | 365 | 7.2974 | 7
15975 | 11.96 | 1 | 2019-12-31 | 2020-12-31 | 365 | 13.9867 | 13
16383 | 10.71 | 1 | 2019-12-31 | 2020-12-31 | 365 | 12.5249 | 12
15885 | 5.1 | 1 | 2019-12-31 | 2020-12-31 | 365 | 5.9642 | 5
20136 | 8.58 | 1 | 2019-12-31 | 2020-12-31 | 365 | 10.034 | 10
19836 | 3.315 | 1 | 2019-12-31 | 2020-12-31 | 365 | 3.8768 | 3
19746 | 3.975 | 1 | 2019-12-31 | 2020-12-31 | 365 | 4.6486 | 4
18476 | 7.28 | 1 | 2019-12-31 | 2020-12-31 | 365 | 8.5137 | 8
18486 | 10.4 | 1 | 2019-12-31 | 2020-12-31 | 365 | 12.1624 | 12
18509 | 5.98 | 1 | 2019-12-31 | 2020-12-31 | 365 | 6.9934 | 6
18518 | 4.16 | 1 | 2019-12-31 | 2020-12-31 | 365 | 4.865 | 4
18525 | 3.38 | 1 | 2019-12-31 | 2020-12-31 | 365 | 3.9528 | 3
18528 | 18.2 | 1 | 2019-12-31 | 2020-12-31 | 365 | 21.2842 | 21
18533 | 8.84 | 1 | 2019-12-31 | 2020-12-31 | 365 | 10.338 | 10
18536 | 3.38 | 1 | 2019-12-31 | 2020-12-31 | 365 | 3.9528 | 3
18540 | 8.58 | 1 | 2019-12-31 | 2020-12-31 | 365 | 10.034 | 10
17011 | 9.36 | 1 | 2019-12-31 | 2020-12-31 | 365 | 10.9461 | 10
16015 | 6.375 | 1 | 2019-12-31 | 2020-12-31 | 365 | 7.4553 | 7
19898 | 8.32 | 1 | 2019-12-31 | 2020-12-31 | 365 | 9.7299 | 9
15696 | 3.06 | 1 | 2019-12-31 | 2020-12-31 | 365 | 3.5785 | 3
24369 | 4.94 | 1 | 2019-12-31 | 2020-12-31 | 365 | 5.7771 | 5
18838 | 8.32 | 1 | 2019-12-31 | 2020-12-31 | 365 | 9.7299 | 9
18836 | 5.46 | 1 | 2019-12-31 | 2020-12-31 | 365 | 6.3853 | 6
19334 | 4.68 | 1 | 2019-12-31 | 2020-12-31 | 365 | 5.4731 | 5
16101 | 504.165 | 0.8 | 2019-12-31 | 2020-12-31 | 365 | 471.6806 | 471
21211 | 81.6 | 0.9 | 2019-12-31 | 2020-12-31 | 365 | 85.8851 | 85
18522 | 5.94 | 1 | 2019-12-31 | 2020-12-31 | 365 | 6.9466 | 6
23692 | 3.24 | 1 | 2019-12-31 | 2020-12-31 | 365 | 3.7891 | 3
19602 | 8.84 | 1 | 2019-12-31 | 2020-12-31 | 365 | 10.338 | 10
18833 | 3.9 | 1 | 2019-12-31 | 2020-12-31 | 365 | 4.5609 | 4
19884 | 6.5 | 1 | 2019-12-31 | 2020-12-31 | 365 | 7.6015 | 7
18024 | 5.2 | 1 | 2019-12-31 | 2020-12-31 | 365 | 6.0812 | 6
19280 | 3.9 | 1 | 2019-12-31 | 2020-12-31 | 365 | 4.5609 | 4
19295 | 4.16 | 1 | 2019-12-31 | 2020-12-31 | 365 | 4.865 | 4
20401 | 4.16 | 1 | 2019-12-31 | 2020-12-31 | 365 | 4.865 | 4
18337 | 5.98 | 1 | 2019-12-31 | 2020-12-31 | 365 | 6.9934 | 6
18835 | 5.72 | 1 | 2019-12-31 | 2020-12-31 | 365 | 6.6893 | 6
26004 | 7.28 | 1 | 2019-12-31 | 2020-12-31 | 365 | 8.5137 | 8
26005 | 8.58 | 1 | 2019-12-31 | 2020-12-31 | 365 | 10.034 | 10
26009 | 5.2 | 1 | 2019-12-31 | 2020-12-31 | 365 | 6.0812 | 6
26094 | 8.32 | 1 | 2019-12-31 | 2020-12-31 | 365 | 9.7299 | 9
26111 | 5.64 | 1 | 2019-12-31 | 2020-12-31 | 365 | 6.5958 | 6
26113 | 8.58 | 1 | 2019-12-31 | 2020-12-31 | 365 | 10.034 | 10
26116 | 3.9 | 1 | 2019-12-31 | 2020-12-31 | 365 | 4.5609 | 4
26118 | 5.2 | 1 | 2019-12-31 | 2020-12-31 | 365 | 6.0812 | 6
26115 | 7.54 | 1 | 2019-12-31 | 2020-12-31 | 365 | 8.8177 | 8
26122 | 6.5 | 1 | 2019-12-31 | 2020-12-31 | 365 | 7.6015 | 7
26121 | 10.4 | 1 | 2019-12-31 | 2020-12-31 | 365 | 12.1624 | 12
26123 | 4.68 | 1 | 2019-12-31 | 2020-12-31 | 365 | 5.4731 | 5
26125 | 8.32 | 1 | 2019-12-31 | 2020-12-31 | 365 | 9.7299 | 9
26126 | 7.02 | 1 | 2019-12-31 | 2020-12-31 | 365 | 8.2096 | 8
26127 | 8.32 | 1 | 2019-12-31 | 2020-12-31 | 365 | 9.7299 | 9
26128 | 9.88 | 1 | 2019-12-31 | 2020-12-31 | 365 | 11.5543 | 11
26130 | 2.34 | 1 | 2019-12-31 | 2020-12-31 | 365 | 2.7365 | 2
26132 | 3.64 | 1 | 2019-12-31 | 2020-12-31 | 365 | 4.2568 | 4
26133 | 6.24 | 1 | 2019-12-31 | 2020-12-31 | 365 | 7.2974 | 7
26138 | 4.68 | 1 | 2019-12-31 | 2020-12-31 | 365 | 5.4731 | 5
26139 | 3.12 | 1 | 2019-12-31 | 2020-12-31 | 365 | 3.6487 | 3
26142 | 5.2 | 1 | 2019-12-31 | 2020-12-31 | 365 | 6.0812 | 6
26145 | 2.6 | 1 | 2019-12-31 | 2020-12-31 | 365 | 3.0406 | 3
26147 | 8.06 | 1 | 2019-12-31 | 2020-12-31 | 365 | 9.4258 | 9
26149 | 4.42 | 1 | 2019-12-31 | 2020-12-31 | 365 | 5.169 | 5
26150 | 4.68 | 1 | 2019-12-31 | 2020-12-31 | 365 | 5.4731 | 5
26151 | 6.5 | 1 | 2019-12-31 | 2020-12-31 | 365 | 7.6015 | 7
26177 | 7.54 | 1 | 2019-12-31 | 2020-12-31 | 365 | 8.8177 | 8
26181 | 4.16 | 1 | 2019-12-31 | 2020-12-31 | 365 | 4.865 | 4
26185 | 4.16 | 1 | 2019-12-31 | 2020-12-31 | 365 | 4.865 | 4
26188 | 10.4 | 1 | 2019-12-31 | 2020-12-31 | 365 | 12.1624 | 12
26186 | 7.54 | 1 | 2019-12-31 | 2020-12-31 | 365 | 8.8177 | 8
26191 | 4.42 | 1 | 2019-12-31 | 2020-12-31 | 365 | 5.169 | 5
26193 | 9.36 | 1 | 2019-12-31 | 2020-12-31 | 365 | 10.9461 | 10
26197 | 9.36 | 1 | 2019-12-31 | 2020-12-31 | 365 | 10.9461 | 10
26194 | 9.1 | 1 | 2019-12-31 | 2020-12-31 | 365 | 10.6421 | 10
26196 | 5.98 | 1 | 2019-12-31 | 2020-12-31 | 365 | 6.9934 | 6
26199 | 4.42 | 1 | 2019-12-31 | 2020-12-31 | 365 | 5.169 | 5
26198 | 10.4 | 1 | 2019-12-31 | 2020-12-31 | 365 | 12.1624 | 12
26201 | 4.16 | 1 | 2019-12-31 | 2020-12-31 | 365 | 4.865 | 4
26202 | 10.92 | 1 | 2019-12-31 | 2020-12-31 | 365 | 12.7705 | 12
26205 | 7.54 | 1 | 2019-12-31 | 2020-12-31 | 365 | 8.8177 | 8
26209 | 4.42 | 1 | 2019-12-31 | 2020-12-31 | 365 | 5.169 | 5
26213 | 9.88 | 1 | 2019-12-31 | 2020-12-31 | 365 | 11.5543 | 11
26216 | 8.84 | 1 | 2019-12-31 | 2020-12-31 | 365 | 10.338 | 10
26225 | 5.2 | 1 | 2019-12-31 | 2020-12-31 | 365 | 6.0812 | 6
26229 | 9.36 | 1 | 2019-12-31 | 2020-12-31 | 365 | 10.9461 | 10
26518 | 4.335 | 1 | 2019-12-31 | 2020-12-31 | 365 | 5.0696 | 5
26509 | 3.825 | 1 | 2019-12-31 | 2020-12-31 | 365 | 4.4732 | 4
26525 | 8.67 | 1 | 2019-12-31 | 2020-12-31 | 365 | 10.1392 | 10
26527 | 14.025 | 1 | 2019-12-31 | 2020-12-31 | 365 | 16.4017 | 16
26478 | 7.28 | 1 | 2019-12-31 | 2020-12-31 | 365 | 8.5137 | 8
26495 | 8.58 | 1 | 2019-12-31 | 2020-12-31 | 365 | 10.034 | 10
26508 | 4.335 | 1 | 2019-12-31 | 2020-12-31 | 365 | 5.0696 | 5
26522 | 7.28 | 1 | 2019-12-31 | 2020-12-31 | 365 | 8.5137 | 8
26531 | 4.845 | 1 | 2019-12-31 | 2020-12-31 | 365 | 5.666 | 5
26532 | 3.315 | 1 | 2019-12-31 | 2020-12-31 | 365 | 3.8768 | 3
26540 | 11.18 | 1 | 2019-12-31 | 2020-12-31 | 365 | 13.0746 | 13
26544 | 5.72 | 1 | 2019-12-31 | 2020-12-31 | 365 | 6.6893 | 6
26560 | 5.2 | 1 | 2019-12-31 | 2020-12-31 | 365 | 6.0812 | 6
26556 | 7.14 | 1 | 2019-12-31 | 2020-12-31 | 365 | 8.3499 | 8
26564 | 4.32 | 1 | 2019-12-31 | 2020-12-31 | 365 | 5.0521 | 5
26571 | 7.02 | 1 | 2019-12-31 | 2020-12-31 | 365 | 8.2096 | 8
26570 | 7.54 | 1 | 2019-12-31 | 2020-12-31 | 365 | 8.8177 | 8
26576 | 7.905 | 1 | 2019-12-31 | 2020-12-31 | 365 | 9.2446 | 9
26579 | 10.92 | 1 | 2019-12-31 | 2020-12-31 | 365 | 12.7705 | 12
26582 | 9.1 | 1 | 2019-12-31 | 2020-12-31 | 365 | 10.6421 | 10
26584 | 11.18 | 1 | 2019-12-31 | 2020-12-31 | 365 | 13.0746 | 13
26590 | 6.24 | 1 | 2019-12-31 | 2020-12-31 | 365 | 7.2974 | 7
26595 | 4.42 | 1 | 2019-12-31 | 2020-12-31 | 365 | 5.169 | 5
26596 | 8.58 | 1 | 2019-12-31 | 2020-12-31 | 365 | 10.034 | 10
26602 | 9.62 | 1 | 2019-12-31 | 2020-12-31 | 365 | 11.2502 | 11
26603 | 5.1 | 1 | 2019-12-31 | 2020-12-31 | 365 | 5.9642 | 5
26606 | 9.945 | 1 | 2019-12-31 | 2020-12-31 | 365 | 11.6303 | 11
26610 | 5.865 | 1 | 2019-12-31 | 2020-12-31 | 365 | 6.8589 | 6
26613 | 9.62 | 1 | 2019-12-31 | 2020-12-31 | 365 | 11.2502 | 11
26618 | 6.12 | 1 | 2019-12-31 | 2020-12-31 | 365 | 7.1571 | 7
26620 | 6.12 | 1 | 2019-12-31 | 2020-12-31 | 365 | 7.1571 | 7
26622 | 6.76 | 1 | 2019-12-31 | 2020-12-31 | 365 | 7.9055 | 7
26623 | 5.46 | 1 | 2019-12-31 | 2020-12-31 | 365 | 6.3853 | 6
26626 | 5.72 | 1 | 2019-12-31 | 2020-12-31 | 365 | 6.6893 | 6
26631 | 3.825 | 1 | 2019-12-31 | 2020-12-31 | 365 | 4.4732 | 4
26633 | 7.395 | 1 | 2019-12-31 | 2020-12-31 | 365 | 8.6482 | 8
26591 | 5.2 | 1 | 2019-12-31 | 2020-12-31 | 365 | 6.0812 | 6
26616 | 9.18 | 1 | 2019-12-31 | 2020-12-31 | 365 | 10.7356 | 10
26567 | 6.375 | 1 | 2019-12-31 | 2020-12-31 | 365 | 7.4553 | 7
26430 | 7.8 | 1 | 2019-12-31 | 2020-12-31 | 365 | 9.1218 | 9
26311 | 10.92 | 1 | 2019-12-31 | 2020-12-31 | 365 | 12.7705 | 12
25965 | 4.16 | 1 | 2019-12-31 | 2020-12-31 | 365 | 4.865 | 4
25966 | 4.16 | 1 | 2019-12-31 | 2020-12-31 | 365 | 4.865 | 4
25970 | 4.94 | 1 | 2019-12-31 | 2020-12-31 | 365 | 5.7771 | 5
25968 | 8.84 | 1 | 2019-12-31 | 2020-12-31 | 365 | 10.338 | 10
25969 | 6.24 | 1 | 2019-12-31 | 2020-12-31 | 365 | 7.2974 | 7
25981 | 2.34 | 1 | 2019-12-31 | 2020-12-31 | 365 | 2.7365 | 2
25973 | 4.94 | 1 | 2019-12-31 | 2020-12-31 | 365 | 5.7771 | 5
25983 | 13.26 | 1 | 2019-12-31 | 2020-12-31 | 365 | 15.507 | 15
25982 | 5.2 | 1 | 2019-12-31 | 2020-12-31 | 365 | 6.0812 | 6
25980 | 5.72 | 1 | 2019-12-31 | 2020-12-31 | 365 | 6.6893 | 6
25989 | 8.84 | 1 | 2019-12-31 | 2020-12-31 | 365 | 10.338 | 10
25987 | 6.76 | 1 | 2019-12-31 | 2020-12-31 | 365 | 7.9055 | 7
25988 | 3.12 | 1 | 2019-12-31 | 2020-12-31 | 365 | 3.6487 | 3
25991 | 3.9 | 1 | 2019-12-31 | 2020-12-31 | 365 | 4.5609 | 4
25985 | 3.38 | 1 | 2019-12-31 | 2020-12-31 | 365 | 3.9528 | 3
25992 | 4.68 | 1 | 2019-12-31 | 2020-12-31 | 365 | 5.4731 | 5
25993 | 6.76 | 1 | 2019-12-31 | 2020-12-31 | 365 | 7.9055 | 7
25994 | 9.62 | 1 | 2019-12-31 | 2020-12-31 | 365 | 11.2502 | 11
25996 | 10.14 | 1 | 2019-12-31 | 2020-12-31 | 365 | 11.8583 | 11
25997 | 7.54 | 1 | 2019-12-31 | 2020-12-31 | 365 | 8.8177 | 8
25998 | 12.22 | 1 | 2019-12-31 | 2020-12-31 | 365 | 14.2908 | 14
26000 | 13.78 | 1 | 2019-12-31 | 2020-12-31 | 365 | 16.1152 | 16
26001 | 3.06 | 1 | 2019-12-31 | 2020-12-31 | 365 | 3.5785 | 3
26032 | 4.94 | 1 | 2019-12-31 | 2020-12-31 | 365 | 5.7771 | 5
26003 | 5.2 | 1 | 2019-12-31 | 2020-12-31 | 365 | 6.0812 | 6
26429 | 8.06 | 1 | 2019-12-31 | 2020-12-31 | 365 | 9.4258 | 9
26437 | 7.65 | 1 | 2019-12-31 | 2020-12-31 | 365 | 8.9464 | 8
26322 | 4.42 | 1 | 2019-12-31 | 2020-12-31 | 365 | 5.169 | 5
26326 | 12.74 | 1 | 2019-12-31 | 2020-12-31 | 365 | 14.8989 | 14
26327 | 6.76 | 1 | 2019-12-31 | 2020-12-31 | 365 | 7.9055 | 7
26331 | 6.375 | 1 | 2019-12-31 | 2020-12-31 | 365 | 7.4553 | 7
26332 | 8.06 | 1 | 2019-12-31 | 2020-12-31 | 365 | 9.4258 | 9
26334 | 5.2 | 1 | 2019-12-31 | 2020-12-31 | 365 | 6.0812 | 6
26335 | 7.14 | 1 | 2019-12-31 | 2020-12-31 | 365 | 8.3499 | 8
26336 | 3.825 | 1 | 2019-12-31 | 2020-12-31 | 365 | 4.4732 | 4
26337 | 4.845 | 1 | 2019-12-31 | 2020-12-31 | 365 | 5.666 | 5
26419 | 3.825 | 1 | 2019-12-31 | 2020-12-31 | 365 | 4.4732 | 4
26423 | 5.1 | 1 | 2019-12-31 | 2020-12-31 | 365 | 5.9642 | 5
26432 | 2.6 | 1 | 2019-12-31 | 2020-12-31 | 365 | 3.0406 | 3
26436 | 3.9 | 1 | 2019-12-31 | 2020-12-31 | 365 | 4.5609 | 4
26441 | 7.28 | 1 | 2019-12-31 | 2020-12-31 | 365 | 8.5137 | 8
26460 | 6.12 | 1 | 2019-12-31 | 2020-12-31 | 365 | 7.1571 | 7
26445 | 4.845 | 1 | 2019-12-31 | 2020-12-31 | 365 | 5.666 | 5
26286 | 17 | 1 | 2019-12-31 | 2020-12-31 | 365 | 19.8808 | 19
26299 | 6.12 | 1 | 2019-12-31 | 2020-12-31 | 365 | 7.1571 | 7
26471 | 6.885 | 1 | 2019-12-31 | 2020-12-31 | 365 | 8.0517 | 8
26466 | 5.1 | 1 | 2019-12-31 | 2020-12-31 | 365 | 5.9642 | 5
26435 | 7.905 | 1 | 2019-12-31 | 2020-12-31 | 365 | 9.2446 | 9
26442 | 3.38 | 1 | 2019-12-31 | 2020-12-31 | 365 | 3.9528 | 3
26446 | 12.48 | 1 | 2019-12-31 | 2020-12-31 | 365 | 14.5949 | 14
26444 | 7.02 | 1 | 2019-12-31 | 2020-12-31 | 365 | 8.2096 | 8
26449 | 3.12 | 1 | 2019-12-31 | 2020-12-31 | 365 | 3.6487 | 3
26450 | 6.5 | 1 | 2019-12-31 | 2020-12-31 | 365 | 7.6015 | 7
26455 | 4.59 | 1 | 2019-12-31 | 2020-12-31 | 365 | 5.3678 | 5
26456 | 8.16 | 1 | 2019-12-31 | 2020-12-31 | 365 | 9.5428 | 9
26464 | 3.9 | 1 | 2019-12-31 | 2020-12-31 | 365 | 4.5609 | 4
26470 | 6.885 | 1 | 2019-12-31 | 2020-12-31 | 365 | 8.0517 | 8
26474 | 3.64 | 1 | 2019-12-31 | 2020-12-31 | 365 | 4.2568 | 4
26489 | 7.8 | 1 | 2019-12-31 | 2020-12-31 | 365 | 9.1218 | 9
26500 | 5.98 | 1 | 2019-12-31 | 2020-12-31 | 365 | 6.9934 | 6
26493 | 4.94 | 1 | 2019-12-31 | 2020-12-31 | 365 | 5.7771 | 5
26503 | 4.42 | 1 | 2019-12-31 | 2020-12-31 | 365 | 5.169 | 5
17863 | 6.76 | 1 | 2019-12-31 | 2020-12-31 | 365 | 7.9055 | 7
21321 | 3.9 | 1 | 2019-12-31 | 2020-12-31 | 365 | 4.5609 | 4
21325 | 3.38 | 1 | 2019-12-31 | 2020-12-31 | 365 | 3.9528 | 3
21111 | 3.51 | 1 | 2019-12-31 | 2020-12-31 | 365 | 4.1048 | 4
21101 | 6.24 | 1 | 2019-12-31 | 2020-12-31 | 365 | 7.2974 | 7
25948 | 7.65 | 1 | 2019-12-31 | 2020-12-31 | 365 | 8.9464 | 8
25950 | 5.98 | 1 | 2019-12-31 | 2020-12-31 | 365 | 6.9934 | 6
25954 | 5.72 | 1 | 2019-12-31 | 2020-12-31 | 365 | 6.6893 | 6
25958 | 5.72 | 1 | 2019-12-31 | 2020-12-31 | 365 | 6.6893 | 6
25957 | 4.42 | 1 | 2019-12-31 | 2020-12-31 | 365 | 5.169 | 5
25961 | 2.08 | 1 | 2019-12-31 | 2020-12-31 | 365 | 2.4325 | 2
25959 | 2.86 | 1 | 2019-12-31 | 2020-12-31 | 365 | 3.3447 | 3
25960 | 3.38 | 1 | 2019-12-31 | 2020-12-31 | 365 | 3.9528 | 3
25963 | 9.36 | 1 | 2019-12-31 | 2020-12-31 | 365 | 10.9461 | 10
25956 | 7.02 | 1 | 2019-12-31 | 2020-12-31 | 365 | 8.2096 | 8
25964 | 8.32 | 1 | 2019-12-31 | 2020-12-31 | 365 | 9.7299 | 9
26275 | 4.845 | 1 | 2019-12-31 | 2020-12-31 | 365 | 5.666 | 5
26277 | 5.355 | 1 | 2019-12-31 | 2020-12-31 | 365 | 6.2625 | 6
26279 | 2.86 | 1 | 2019-12-31 | 2020-12-31 | 365 | 3.3447 | 3
26280 | 3.64 | 1 | 2019-12-31 | 2020-12-31 | 365 | 4.2568 | 4
26273 | 2.04 | 1 | 2019-12-31 | 2020-12-31 | 365 | 2.3857 | 2
26303 | 8.32 | 1 | 2019-12-31 | 2020-12-31 | 365 | 9.7299 | 9
26307 | 3.06 | 1 | 2019-12-31 | 2020-12-31 | 365 | 3.5785 | 3
26312 | 7.8 | 1 | 2019-12-31 | 2020-12-31 | 365 | 9.1218 | 9
26313 | 2.34 | 1 | 2019-12-31 | 2020-12-31 | 365 | 2.7365 | 2
26412 | 4.68 | 1 | 2019-12-31 | 2020-12-31 | 365 | 5.4731 | 5
26413 | 3.9 | 1 | 2019-12-31 | 2020-12-31 | 365 | 4.5609 | 4
26414 | 4.59 | 1 | 2019-12-31 | 2020-12-31 | 365 | 5.3678 | 5
26420 | 7.8 | 1 | 2019-12-31 | 2020-12-31 | 365 | 9.1218 | 9
26421 | 5.72 | 1 | 2019-12-31 | 2020-12-31 | 365 | 6.6893 | 6
26427 | 6.76 | 1 | 2019-12-31 | 2020-12-31 | 365 | 7.9055 | 7
26425 | 6.5 | 1 | 2019-12-31 | 2020-12-31 | 365 | 7.6015 | 7
26431 | 6.12 | 1 | 2019-12-31 | 2020-12-31 | 365 | 7.1571 | 7
26434 | 2.55 | 1 | 2019-12-31 | 2020-12-31 | 365 | 2.9821 | 2
18470 | 8.415 | 1 | 2019-12-31 | 2020-12-31 | 365 | 9.841 | 9
25962 | 6.24 | 1 | 2019-12-31 | 2020-12-31 | 365 | 7.2974 | 7
26410 | 5.98 | 1 | 2019-12-31 | 2020-12-31 | 365 | 6.9934 | 6
15805 | 6.375 | 1 | 2019-12-31 | 2020-12-31 | 365 | 7.4553 | 7
18524 | 15.08 | 1 | 2019-12-31 | 2020-12-31 | 365 | 17.6355 | 17
25999 | 4.94 | 1 | 2019-12-31 | 2020-12-31 | 365 | 5.7771 | 5
26108 | 6.76 | 1 | 2019-12-31 | 2020-12-31 | 365 | 7.9055 | 7
26479 | 5.355 | 1 | 2019-12-31 | 2020-12-31 | 365 | 6.2625 | 6
24073 | 9.62 | 1 | 2019-12-31 | 2020-12-31 | 365 | 11.2502 | 11
25744 | 9.36 | 1 | 2019-12-31 | 2020-12-31 | 365 | 10.9461 | 10
21546 | 10.14 | 1 | 2019-12-31 | 2020-12-31 | 365 | 11.8583 | 11
21547 | 3.825 | 1 | 2019-12-31 | 2020-12-31 | 365 | 4.4732 | 4
21548 | 5.72 | 1 | 2019-12-31 | 2020-12-31 | 365 | 6.6893 | 6
21545 | 6.5 | 1 | 2019-12-31 | 2020-12-31 | 365 | 7.6015 | 7
21553 | 7.28 | 1 | 2019-12-31 | 2020-12-31 | 365 | 8.5137 | 8
21557 | 7.54 | 1 | 2019-12-31 | 2020-12-31 | 365 | 8.8177 | 8
21558 | 5.72 | 1 | 2019-12-31 | 2020-12-31 | 365 | 6.6893 | 6
21562 | 5.72 | 1 | 2019-12-31 | 2020-12-31 | 365 | 6.6893 | 6
21560 | 9.36 | 1 | 2019-12-31 | 2020-12-31 | 365 | 10.9461 | 10
21563 | 10.92 | 1 | 2019-12-31 | 2020-12-31 | 365 | 12.7705 | 12
21559 | 2.08 | 1 | 2019-12-31 | 2020-12-31 | 365 | 2.4325 | 2
21567 | 5.72 | 1 | 2019-12-31 | 2020-12-31 | 365 | 6.6893 | 6
21565 | 3.38 | 1 | 2019-12-31 | 2020-12-31 | 365 | 3.9528 | 3
21568 | 9.88 | 1 | 2019-12-31 | 2020-12-31 | 365 | 11.5543 | 11
21569 | 10.4 | 1 | 2019-12-31 | 2020-12-31 | 365 | 12.1624 | 12
21571 | 4.68 | 1 | 2019-12-31 | 2020-12-31 | 365 | 5.4731 | 5
21572 | 8.84 | 1 | 2019-12-31 | 2020-12-31 | 365 | 10.338 | 10
21574 | 9.1 | 1 | 2019-12-31 | 2020-12-31 | 365 | 10.6421 | 10
21573 | 6.24 | 1 | 2019-12-31 | 2020-12-31 | 365 | 7.2974 | 7
21578 | 9.36 | 1 | 2019-12-31 | 2020-12-31 | 365 | 10.9461 | 10
21579 | 10.4 | 1 | 2019-12-31 | 2020-12-31 | 365 | 12.1624 | 12
21581 | 9.88 | 1 | 2019-12-31 | 2020-12-31 | 365 | 11.5543 | 11
21584 | 5.1 | 1 | 2019-12-31 | 2020-12-31 | 365 | 5.9642 | 5
21587 | 5.2 | 1 | 2019-12-31 | 2020-12-31 | 365 | 6.0812 | 6
21590 | 5.46 | 1 | 2019-12-31 | 2020-12-31 | 365 | 6.3853 | 6
21591 | 10.4 | 1 | 2019-12-31 | 2020-12-31 | 365 | 12.1624 | 12
21593 | 5.72 | 1 | 2019-12-31 | 2020-12-31 | 365 | 6.6893 | 6
21595 | 11.44 | 1 | 2019-12-31 | 2020-12-31 | 365 | 13.3786 | 13
21598 | 10.92 | 1 | 2019-12-31 | 2020-12-31 | 365 | 12.7705 | 12
21599 | 2.08 | 1 | 2019-12-31 | 2020-12-31 | 365 | 2.4325 | 2
21602 | 4.94 | 1 | 2019-12-31 | 2020-12-31 | 365 | 5.7771 | 5
21603 | 8.84 | 1 | 2019-12-31 | 2020-12-31 | 365 | 10.338 | 10
21504 | 7.02 | 1 | 2019-12-31 | 2020-12-31 | 365 | 8.2096 | 8
21605 | 14.04 | 1 | 2019-12-31 | 2020-12-31 | 365 | 16.4192 | 16
21608 | 7.02 | 1 | 2019-12-31 | 2020-12-31 | 365 | 8.2096 | 8
21609 | 11.44 | 1 | 2019-12-31 | 2020-12-31 | 365 | 13.3786 | 13
21613 | 8.32 | 1 | 2019-12-31 | 2020-12-31 | 365 | 9.7299 | 9
21614 | 6.24 | 1 | 2019-12-31 | 2020-12-31 | 365 | 7.2974 | 7
21616 | 3.64 | 1 | 2019-12-31 | 2020-12-31 | 365 | 4.2568 | 4
21618 | 13.52 | 1 | 2019-12-31 | 2020-12-31 | 365 | 15.8111 | 15
21619 | 10.455 | 1 | 2019-12-31 | 2020-12-31 | 365 | 12.2267 | 12
21620 | 10.4 | 1 | 2019-12-31 | 2020-12-31 | 365 | 12.1624 | 12
21621 | 10.66 | 1 | 2019-12-31 | 2020-12-31 | 365 | 12.4664 | 12
21622 | 6.76 | 1 | 2019-12-31 | 2020-12-31 | 365 | 7.9055 | 7
21624 | 9.88 | 1 | 2019-12-31 | 2020-12-31 | 365 | 11.5543 | 11
21625 | 11.18 | 1 | 2019-12-31 | 2020-12-31 | 365 | 13.0746 | 13
21623 | 5.46 | 1 | 2019-12-31 | 2020-12-31 | 365 | 6.3853 | 6
21628 | 3.64 | 1 | 2019-12-31 | 2020-12-31 | 365 | 4.2568 | 4
21629 | 6.885 | 1 | 2019-12-31 | 2020-12-31 | 365 | 8.0517 | 8
21631 | 4.77 | 1 | 2019-12-31 | 2020-12-31 | 365 | 5.5783 | 5
21633 | 5.46 | 1 | 2019-12-31 | 2020-12-31 | 365 | 6.3853 | 6
21637 | 8.06 | 1 | 2019-12-31 | 2020-12-31 | 365 | 9.4258 | 9
21636 | 9.54 | 1 | 2019-12-31 | 2020-12-31 | 365 | 11.1566 | 11
21634 | 14.04 | 1 | 2019-12-31 | 2020-12-31 | 365 | 16.4192 | 16
21632 | 12.72 | 1 | 2019-12-31 | 2020-12-31 | 365 | 14.8755 | 14
21639 | 3.57 | 1 | 2019-12-31 | 2020-12-31 | 365 | 4.175 | 4
21640 | 3.64 | 1 | 2019-12-31 | 2020-12-31 | 365 | 4.2568 | 4
21638 | 11.66 | 1 | 2019-12-31 | 2020-12-31 | 365 | 13.6359 | 13
21641 | 5.2 | 1 | 2019-12-31 | 2020-12-31 | 365 | 6.0812 | 6
21645 | 10.4 | 1 | 2019-12-31 | 2020-12-31 | 365 | 12.1624 | 12
21644 | 6.625 | 1 | 2019-12-31 | 2020-12-31 | 365 | 7.7477 | 7
21646 | 4.68 | 1 | 2019-12-31 | 2020-12-31 | 365 | 5.4731 | 5
21649 | 6.885 | 1 | 2019-12-31 | 2020-12-31 | 365 | 8.0517 | 8
21648 | 6.24 | 1 | 2019-12-31 | 2020-12-31 | 365 | 7.2974 | 7
21650 | 6.24 | 1 | 2019-12-31 | 2020-12-31 | 365 | 7.2974 | 7
21653 | 9.36 | 1 | 2019-12-31 | 2020-12-31 | 365 | 10.9461 | 10
21654 | 3.64 | 1 | 2019-12-31 | 2020-12-31 | 365 | 4.2568 | 4
21656 | 6.36 | 1 | 2019-12-31 | 2020-12-31 | 365 | 7.4378 | 7
21657 | 4.08 | 1 | 2019-12-31 | 2020-12-31 | 365 | 4.7714 | 4
21658 | 5.2 | 1 | 2019-12-31 | 2020-12-31 | 365 | 6.0812 | 6
21659 | 5.72 | 1 | 2019-12-31 | 2020-12-31 | 365 | 6.6893 | 6
21660 | 11.44 | 1 | 2019-12-31 | 2020-12-31 | 365 | 13.3786 | 13
21662 | 4.68 | 1 | 2019-12-31 | 2020-12-31 | 365 | 5.4731 | 5
21663 | 5.72 | 1 | 2019-12-31 | 2020-12-31 | 365 | 6.6893 | 6
21664 | 5.3 | 1 | 2019-12-31 | 2020-12-31 | 365 | 6.1981 | 6
21665 | 7.54 | 1 | 2019-12-31 | 2020-12-31 | 365 | 8.8177 | 8
21666 | 6.24 | 1 | 2019-12-31 | 2020-12-31 | 365 | 7.2974 | 7
21668 | 4.68 | 1 | 2019-12-31 | 2020-12-31 | 365 | 5.4731 | 5
21670 | 3.64 | 1 | 2019-12-31 | 2020-12-31 | 365 | 4.2568 | 4
21703 | 12.75 | 1 | 2019-12-31 | 2020-12-31 | 365 | 14.9106 | 14
21704 | 12.48 | 1 | 2019-12-31 | 2020-12-31 | 365 | 14.5949 | 14
21706 | 14.79 | 1 | 2019-12-31 | 2020-12-31 | 365 | 17.2963 | 17
21716 | 14.535 | 1 | 2019-12-31 | 2020-12-31 | 365 | 16.9981 | 16
21720 | 11.22 | 1 | 2019-12-31 | 2020-12-31 | 365 | 13.1213 | 13
21719 | 11.44 | 1 | 2019-12-31 | 2020-12-31 | 365 | 13.3786 | 13
21724 | 3.9 | 1 | 2019-12-31 | 2020-12-31 | 365 | 4.5609 | 4
21729 | 7.54 | 1 | 2019-12-31 | 2020-12-31 | 365 | 8.8177 | 8
21725 | 7.02 | 1 | 2019-12-31 | 2020-12-31 | 365 | 8.2096 | 8
21731 | 5.2 | 1 | 2019-12-31 | 2020-12-31 | 365 | 6.0812 | 6
21733 | 2.295 | 1 | 2019-12-31 | 2020-12-31 | 365 | 2.6839 | 2
21734 | 5.2 | 1 | 2019-12-31 | 2020-12-31 | 365 | 6.0812 | 6
21736 | 5.46 | 1 | 2019-12-31 | 2020-12-31 | 365 | 6.3853 | 6
21741 | 9.1 | 1 | 2019-12-31 | 2020-12-31 | 365 | 10.6421 | 10
21742 | 2.6 | 1 | 2019-12-31 | 2020-12-31 | 365 | 3.0406 | 3
21743 | 5.98 | 1 | 2019-12-31 | 2020-12-31 | 365 | 6.9934 | 6
21752 | 3.12 | 1 | 2019-12-31 | 2020-12-31 | 365 | 3.6487 | 3
21750 | 9.945 | 1 | 2019-12-31 | 2020-12-31 | 365 | 11.6303 | 11
21756 | 9.1 | 1 | 2019-12-31 | 2020-12-31 | 365 | 10.6421 | 10
21757 | 5.1 | 1 | 2019-12-31 | 2020-12-31 | 365 | 5.9642 | 5
21761 | 5.2 | 1 | 2019-12-31 | 2020-12-31 | 365 | 6.0812 | 6
21763 | 3.57 | 1 | 2019-12-31 | 2020-12-31 | 365 | 4.175 | 4
21766 | 7.54 | 1 | 2019-12-31 | 2020-12-31 | 365 | 8.8177 | 8
21768 | 8.06 | 1 | 2019-12-31 | 2020-12-31 | 365 | 9.4258 | 9
21773 | 3.9 | 1 | 2019-12-31 | 2020-12-31 | 365 | 4.5609 | 4
21776 | 6.375 | 1 | 2019-12-31 | 2020-12-31 | 365 | 7.4553 | 7
21780 | 3.9 | 1 | 2019-12-31 | 2020-12-31 | 365 | 4.5609 | 4
21781 | 4.16 | 1 | 2019-12-31 | 2020-12-31 | 365 | 4.865 | 4
21784 | 4.845 | 1 | 2019-12-31 | 2020-12-31 | 365 | 5.666 | 5
21788 | 3.9 | 1 | 2019-12-31 | 2020-12-31 | 365 | 4.5609 | 4
21787 | 10.92 | 1 | 2019-12-31 | 2020-12-31 | 365 | 12.7705 | 12
21791 | 3.9 | 1 | 2019-12-31 | 2020-12-31 | 365 | 4.5609 | 4
21796 | 4.16 | 1 | 2019-12-31 | 2020-12-31 | 365 | 4.865 | 4
21785 | 4.68 | 1 | 2019-12-31 | 2020-12-31 | 365 | 5.4731 | 5
21795 | 8.48 | 1 | 2019-12-31 | 2020-12-31 | 365 | 9.917 | 9
21803 | 5.61 | 1 | 2019-12-31 | 2020-12-31 | 365 | 6.5607 | 6
21799 | 5.46 | 1 | 2019-12-31 | 2020-12-31 | 365 | 6.3853 | 6
21807 | 9.1 | 1 | 2019-12-31 | 2020-12-31 | 365 | 10.6421 | 10
21810 | 5.98 | 1 | 2019-12-31 | 2020-12-31 | 365 | 6.9934 | 6
21824 | 10.14 | 1 | 2019-12-31 | 2020-12-31 | 365 | 11.8583 | 11
21835 | 2.6 | 1 | 2019-12-31 | 2020-12-31 | 365 | 3.0406 | 3
21832 | 5.61 | 1 | 2019-12-31 | 2020-12-31 | 365 | 6.5607 | 6
21834 | 6.5 | 1 | 2019-12-31 | 2020-12-31 | 365 | 7.6015 | 7
21839 | 8.06 | 1 | 2019-12-31 | 2020-12-31 | 365 | 9.4258 | 9
21843 | 6.24 | 1 | 2019-12-31 | 2020-12-31 | 365 | 7.2974 | 7
21844 | 8.32 | 1 | 2019-12-31 | 2020-12-31 | 365 | 9.7299 | 9
21837 | 10.865 | 1 | 2019-12-31 | 2020-12-31 | 365 | 12.7062 | 12
21846 | 3.06 | 1 | 2019-12-31 | 2020-12-31 | 365 | 3.5785 | 3
21842 | 14.04 | 1 | 2019-12-31 | 2020-12-31 | 365 | 16.4192 | 16
21849 | 6.24 | 1 | 2019-12-31 | 2020-12-31 | 365 | 7.2974 | 7
21848 | 7.42 | 1 | 2019-12-31 | 2020-12-31 | 365 | 8.6774 | 8
21852 | 4.16 | 1 | 2019-12-31 | 2020-12-31 | 365 | 4.865 | 4
21850 | 8.06 | 1 | 2019-12-31 | 2020-12-31 | 365 | 9.4258 | 9
21853 | 3.38 | 1 | 2019-12-31 | 2020-12-31 | 365 | 3.9528 | 3
21851 | 5.98 | 1 | 2019-12-31 | 2020-12-31 | 365 | 6.9934 | 6
21854 | 2.86 | 1 | 2019-12-31 | 2020-12-31 | 365 | 3.3447 | 3
21855 | 9.1 | 1 | 2019-12-31 | 2020-12-31 | 365 | 10.6421 | 10
20883 | 8.06 | 1 | 2019-12-31 | 2020-12-31 | 365 | 9.4258 | 9
21856 | 9.1 | 1 | 2019-12-31 | 2020-12-31 | 365 | 10.6421 | 10
21857 | 6.095 | 1 | 2019-12-31 | 2020-12-31 | 365 | 7.1279 | 7
21858 | 3.06 | 1 | 2019-12-31 | 2020-12-31 | 365 | 3.5785 | 3
21862 | 10.92 | 1 | 2019-12-31 | 2020-12-31 | 365 | 12.7705 | 12
21878 | 5.2 | 1 | 2019-12-31 | 2020-12-31 | 365 | 6.0812 | 6
21883 | 12.74 | 1 | 2019-12-31 | 2020-12-31 | 365 | 14.8989 | 14
21886 | 14.56 | 1 | 2019-12-31 | 2020-12-31 | 365 | 17.0273 | 17
21888 | 3.12 | 1 | 2019-12-31 | 2020-12-31 | 365 | 3.6487 | 3
21891 | 7.8 | 1 | 2019-12-31 | 2020-12-31 | 365 | 9.1218 | 9
21896 | 10.92 | 1 | 2019-12-31 | 2020-12-31 | 365 | 12.7705 | 12
21901 | 4.16 | 1 | 2019-12-31 | 2020-12-31 | 365 | 4.865 | 4
21903 | 5.2 | 1 | 2019-12-31 | 2020-12-31 | 365 | 6.0812 | 6
21904 | 7.8 | 1 | 2019-12-31 | 2020-12-31 | 365 | 9.1218 | 9
21907 | 13.26 | 1 | 2019-12-31 | 2020-12-31 | 365 | 15.507 | 15
21908 | 10.14 | 1 | 2019-12-31 | 2020-12-31 | 365 | 11.8583 | 11
21909 | 3.64 | 1 | 2019-12-31 | 2020-12-31 | 365 | 4.2568 | 4
21912 | 7.54 | 1 | 2019-12-31 | 2020-12-31 | 365 | 8.8177 | 8
21914 | 5.46 | 1 | 2019-12-31 | 2020-12-31 | 365 | 6.3853 | 6
21915 | 6.76 | 1 | 2019-12-31 | 2020-12-31 | 365 | 7.9055 | 7
21916 | 8.32 | 1 | 2019-12-31 | 2020-12-31 | 365 | 9.7299 | 9
21917 | 3.825 | 1 | 2019-12-31 | 2020-12-31 | 365 | 4.4732 | 4
21924 | 7.65 | 1 | 2019-12-31 | 2020-12-31 | 365 | 8.9464 | 8
21926 | 3.38 | 1 | 2019-12-31 | 2020-12-31 | 365 | 3.9528 | 3
21925 | 4.42 | 1 | 2019-12-31 | 2020-12-31 | 365 | 5.169 | 5
21929 | 3.825 | 1 | 2019-12-31 | 2020-12-31 | 365 | 4.4732 | 4
21933 | 11.4 | 1 | 2019-12-31 | 2020-12-31 | 365 | 13.3318 | 13
21934 | 13.26 | 1 | 2019-12-31 | 2020-12-31 | 365 | 15.507 | 15
21937 | 3.64 | 1 | 2019-12-31 | 2020-12-31 | 365 | 4.2568 | 4
21939 | 5.355 | 1 | 2019-12-31 | 2020-12-31 | 365 | 6.2625 | 6
21940 | 6.375 | 1 | 2019-12-31 | 2020-12-31 | 365 | 7.4553 | 7
21942 | 5.1 | 1 | 2019-12-31 | 2020-12-31 | 365 | 5.9642 | 5
21943 | 4.16 | 1 | 2019-12-31 | 2020-12-31 | 365 | 4.865 | 4
21944 | 6.375 | 1 | 2019-12-31 | 2020-12-31 | 365 | 7.4553 | 7
21947 | 4.16 | 1 | 2019-12-31 | 2020-12-31 | 365 | 4.865 | 4
21946 | 7.28 | 1 | 2019-12-31 | 2020-12-31 | 365 | 8.5137 | 8
21949 | 4.08 | 1 | 2019-12-31 | 2020-12-31 | 365 | 4.7714 | 4
21948 | 8.84 | 1 | 2019-12-31 | 2020-12-31 | 365 | 10.338 | 10
21950 | 5.2 | 1 | 2019-12-31 | 2020-12-31 | 365 | 6.0812 | 6
21951 | 3.06 | 1 | 2019-12-31 | 2020-12-31 | 365 | 3.5785 | 3
21971 | 4.68 | 1 | 2019-12-31 | 2020-12-31 | 365 | 5.4731 | 5
21972 | 14.04 | 1 | 2019-12-31 | 2020-12-31 | 365 | 16.4192 | 16
21973 | 6.5 | 1 | 2019-12-31 | 2020-12-31 | 365 | 7.6015 | 7
21974 | 6.24 | 1 | 2019-12-31 | 2020-12-31 | 365 | 7.2974 | 7
21975 | 5.3 | 1 | 2019-12-31 | 2020-12-31 | 365 | 6.1981 | 6
21976 | 5.98 | 1 | 2019-12-31 | 2020-12-31 | 365 | 6.9934 | 6
21977 | 7.02 | 1 | 2019-12-31 | 2020-12-31 | 365 | 8.2096 | 8
21978 | 4.94 | 1 | 2019-12-31 | 2020-12-31 | 365 | 5.7771 | 5
21979 | 6.24 | 1 | 2019-12-31 | 2020-12-31 | 365 | 7.2974 | 7
21980 | 8.58 | 1 | 2019-12-31 | 2020-12-31 | 365 | 10.034 | 10
21981 | 11.18 | 1 | 2019-12-31 | 2020-12-31 | 365 | 13.0746 | 13
21998 | 14.04 | 1 | 2019-12-31 | 2020-12-31 | 365 | 16.4192 | 16
21997 | 14.25 | 1 | 2019-12-31 | 2020-12-31 | 365 | 16.6648 | 16
21999 | 3.57 | 1 | 2019-12-31 | 2020-12-31 | 365 | 4.175 | 4
22001 | 5.46 | 1 | 2019-12-31 | 2020-12-31 | 365 | 6.3853 | 6
22009 | 5.98 | 1 | 2019-12-31 | 2020-12-31 | 365 | 6.9934 | 6
22014 | 4.335 | 1 | 2019-12-31 | 2020-12-31 | 365 | 5.0696 | 5
22016 | 5.72 | 1 | 2019-12-31 | 2020-12-31 | 365 | 6.6893 | 6
22020 | 12.74 | 1 | 2019-12-31 | 2020-12-31 | 365 | 14.8989 | 14
22017 | 8.32 | 1 | 2019-12-31 | 2020-12-31 | 365 | 9.7299 | 9
22034 | 8.32 | 1 | 2019-12-31 | 2020-12-31 | 365 | 9.7299 | 9
22036 | 7.02 | 1 | 2019-12-31 | 2020-12-31 | 365 | 8.2096 | 8
22048 | 11.7 | 1 | 2019-12-31 | 2020-12-31 | 365 | 13.6827 | 13
22051 | 15.08 | 1 | 2019-12-31 | 2020-12-31 | 365 | 17.6355 | 17
22052 | 15.6 | 1 | 2019-12-31 | 2020-12-31 | 365 | 18.2436 | 18
22059 | 11.96 | 1 | 2019-12-31 | 2020-12-31 | 365 | 13.9867 | 13
22062 | 17.85 | 1 | 2019-12-31 | 2020-12-31 | 365 | 20.8749 | 20
22063 | 10.4 | 1 | 2019-12-31 | 2020-12-31 | 365 | 12.1624 | 12
22066 | 13.78 | 1 | 2019-12-31 | 2020-12-31 | 365 | 16.1152 | 16
22067 | 3.12 | 1 | 2019-12-31 | 2020-12-31 | 365 | 3.6487 | 3
22054 | 12.74 | 1 | 2019-12-31 | 2020-12-31 | 365 | 14.8989 | 14
22088 | 4.68 | 1 | 2019-12-31 | 2020-12-31 | 365 | 5.4731 | 5
22090 | 5.46 | 1 | 2019-12-31 | 2020-12-31 | 365 | 6.3853 | 6
22092 | 7.28 | 1 | 2019-12-31 | 2020-12-31 | 365 | 8.5137 | 8
22093 | 4.42 | 1 | 2019-12-31 | 2020-12-31 | 365 | 5.169 | 5
22095 | 2.86 | 1 | 2019-12-31 | 2020-12-31 | 365 | 3.3447 | 3
22097 | 14.04 | 1 | 2019-12-31 | 2020-12-31 | 365 | 16.4192 | 16
22099 | 3.38 | 1 | 2019-12-31 | 2020-12-31 | 365 | 3.9528 | 3
22100 | 10.92 | 1 | 2019-12-31 | 2020-12-31 | 365 | 12.7705 | 12
22107 | 13.52 | 1 | 2019-12-31 | 2020-12-31 | 365 | 15.8111 | 15
22109 | 9.62 | 1 | 2019-12-31 | 2020-12-31 | 365 | 11.2502 | 11
22113 | 8.32 | 1 | 2019-12-31 | 2020-12-31 | 365 | 9.7299 | 9
22117 | 4.94 | 1 | 2019-12-31 | 2020-12-31 | 365 | 5.7771 | 5
22120 | 12.74 | 1 | 2019-12-31 | 2020-12-31 | 365 | 14.8989 | 14
22104 | 13.77 | 1 | 2019-12-31 | 2020-12-31 | 365 | 16.1035 | 16
22122 | 4.94 | 1 | 2019-12-31 | 2020-12-31 | 365 | 5.7771 | 5
22126 | 6.24 | 1 | 2019-12-31 | 2020-12-31 | 365 | 7.2974 | 7
22112 | 8.58 | 1 | 2019-12-31 | 2020-12-31 | 365 | 10.034 | 10
22139 | 7.02 | 1 | 2019-12-31 | 2020-12-31 | 365 | 8.2096 | 8
22141 | 11.925 | 1 | 2019-12-31 | 2020-12-31 | 365 | 13.9458 | 13
22132 | 7.02 | 1 | 2019-12-31 | 2020-12-31 | 365 | 8.2096 | 8
22145 | 6.63 | 1 | 2019-12-31 | 2020-12-31 | 365 | 7.7535 | 7
22148 | 10.455 | 1 | 2019-12-31 | 2020-12-31 | 365 | 12.2267 | 12
22149 | 2.295 | 1 | 2019-12-31 | 2020-12-31 | 365 | 2.6839 | 2
22152 | 13.52 | 1 | 2019-12-31 | 2020-12-31 | 365 | 15.8111 | 15
22159 | 12.24 | 1 | 2019-12-31 | 2020-12-31 | 365 | 14.3142 | 14
22161 | 14.04 | 1 | 2019-12-31 | 2020-12-31 | 365 | 16.4192 | 16
22164 | 13 | 1 | 2019-12-31 | 2020-12-31 | 365 | 15.203 | 15
22169 | 14.28 | 1 | 2019-12-31 | 2020-12-31 | 365 | 16.6999 | 16
22142 | 15.34 | 1 | 2019-12-31 | 2020-12-31 | 365 | 17.9395 | 17
22174 | 6.24 | 1 | 2019-12-31 | 2020-12-31 | 365 | 7.2974 | 7
22171 | 12.22 | 1 | 2019-12-31 | 2020-12-31 | 365 | 14.2908 | 14
22163 | 6.885 | 1 | 2019-12-31 | 2020-12-31 | 365 | 8.0517 | 8
22209 | 6.5 | 1 | 2019-12-31 | 2020-12-31 | 365 | 7.6015 | 7
22215 | 5.98 | 1 | 2019-12-31 | 2020-12-31 | 365 | 6.9934 | 6
22211 | 16.12 | 1 | 2019-12-31 | 2020-12-31 | 365 | 18.8517 | 18
22217 | 14.82 | 1 | 2019-12-31 | 2020-12-31 | 365 | 17.3314 | 17
22216 | 5.72 | 1 | 2019-12-31 | 2020-12-31 | 365 | 6.6893 | 6
22221 | 8.32 | 1 | 2019-12-31 | 2020-12-31 | 365 | 9.7299 | 9
22218 | 15.86 | 1 | 2019-12-31 | 2020-12-31 | 365 | 18.5476 | 18
22223 | 3.315 | 1 | 2019-12-31 | 2020-12-31 | 365 | 3.8768 | 3
22961 | 8.84 | 1 | 2019-12-31 | 2020-12-31 | 365 | 10.338 | 10
22219 | 7.8 | 1 | 2019-12-31 | 2020-12-31 | 365 | 9.1218 | 9
22226 | 6.24 | 1 | 2019-12-31 | 2020-12-31 | 365 | 7.2974 | 7
22964 | 5.98 | 1 | 2019-12-31 | 2020-12-31 | 365 | 6.9934 | 6
22222 | 7.02 | 1 | 2019-12-31 | 2020-12-31 | 365 | 8.2096 | 8
22229 | 9.1 | 1 | 2019-12-31 | 2020-12-31 | 365 | 10.6421 | 10
22227 | 13.26 | 1 | 2019-12-31 | 2020-12-31 | 365 | 15.507 | 15
22246 | 6.76 | 1 | 2019-12-31 | 2020-12-31 | 365 | 7.9055 | 7
22247 | 4.16 | 1 | 2019-12-31 | 2020-12-31 | 365 | 4.865 | 4
22249 | 5.72 | 1 | 2019-12-31 | 2020-12-31 | 365 | 6.6893 | 6
22250 | 9.36 | 1 | 2019-12-31 | 2020-12-31 | 365 | 10.9461 | 10
22251 | 3.12 | 1 | 2019-12-31 | 2020-12-31 | 365 | 3.6487 | 3
22257 | 6.625 | 1 | 2019-12-31 | 2020-12-31 | 365 | 7.7477 | 7
22254 | 5.2 | 1 | 2019-12-31 | 2020-12-31 | 365 | 6.0812 | 6
22259 | 5.2 | 1 | 2019-12-31 | 2020-12-31 | 365 | 6.0812 | 6
22230 | 2.08 | 1 | 2019-12-31 | 2020-12-31 | 365 | 2.4325 | 2
22239 | 8.84 | 1 | 2019-12-31 | 2020-12-31 | 365 | 10.338 | 10
22234 | 2.08 | 1 | 2019-12-31 | 2020-12-31 | 365 | 2.4325 | 2
22245 | 7.28 | 1 | 2019-12-31 | 2020-12-31 | 365 | 8.5137 | 8
22261 | 12.22 | 1 | 2019-12-31 | 2020-12-31 | 365 | 14.2908 | 14
22264 | 2.34 | 1 | 2019-12-31 | 2020-12-31 | 365 | 2.7365 | 2
22265 | 7.155 | 1 | 2019-12-31 | 2020-12-31 | 365 | 8.3675 | 8
22269 | 3.975 | 1 | 2019-12-31 | 2020-12-31 | 365 | 4.6486 | 4
22248 | 13.26 | 1 | 2019-12-31 | 2020-12-31 | 365 | 15.507 | 15
22263 | 7.28 | 1 | 2019-12-31 | 2020-12-31 | 365 | 8.5137 | 8
22290 | 9.36 | 1 | 2019-12-31 | 2020-12-31 | 365 | 10.9461 | 10
22287 | 7.8 | 1 | 2019-12-31 | 2020-12-31 | 365 | 9.1218 | 9
22292 | 3.64 | 1 | 2019-12-31 | 2020-12-31 | 365 | 4.2568 | 4
22294 | 12.22 | 1 | 2019-12-31 | 2020-12-31 | 365 | 14.2908 | 14
22296 | 6.095 | 1 | 2019-12-31 | 2020-12-31 | 365 | 7.1279 | 7
23062 | 4.335 | 1 | 2019-12-31 | 2020-12-31 | 365 | 5.0696 | 5
22297 | 9.36 | 1 | 2019-12-31 | 2020-12-31 | 365 | 10.9461 | 10
22298 | 5.565 | 1 | 2019-12-31 | 2020-12-31 | 365 | 6.508 | 6
22288 | 4.94 | 1 | 2019-12-31 | 2020-12-31 | 365 | 5.7771 | 5
22300 | 4.68 | 1 | 2019-12-31 | 2020-12-31 | 365 | 5.4731 | 5
22309 | 9.54 | 1 | 2019-12-31 | 2020-12-31 | 365 | 11.1566 | 11
22304 | 4.16 | 1 | 2019-12-31 | 2020-12-31 | 365 | 4.865 | 4
22314 | 5.2 | 1 | 2019-12-31 | 2020-12-31 | 365 | 6.0812 | 6
23079 | 15.6 | 1 | 2019-12-31 | 2020-12-31 | 365 | 18.2436 | 18
23089 | 14.56 | 1 | 2019-12-31 | 2020-12-31 | 365 | 17.0273 | 17
22324 | 8.32 | 1 | 2019-12-31 | 2020-12-31 | 365 | 9.7299 | 9
22321 | 6.76 | 1 | 2019-12-31 | 2020-12-31 | 365 | 7.9055 | 7
23099 | 14.3 | 1 | 2019-12-31 | 2020-12-31 | 365 | 16.7233 | 16
22271 | 2.6 | 1 | 2019-12-31 | 2020-12-31 | 365 | 3.0406 | 3
23107 | 9.88 | 1 | 2019-12-31 | 2020-12-31 | 365 | 11.5543 | 11
23111 | 3.12 | 1 | 2019-12-31 | 2020-12-31 | 365 | 3.6487 | 3
22268 | 4.16 | 1 | 2019-12-31 | 2020-12-31 | 365 | 4.865 | 4
22293 | 8.58 | 1 | 2019-12-31 | 2020-12-31 | 365 | 10.034 | 10
23115 | 6.12 | 1 | 2019-12-31 | 2020-12-31 | 365 | 7.1571 | 7
22334 | 7.14 | 1 | 2019-12-31 | 2020-12-31 | 365 | 8.3499 | 8
23116 | 5.1 | 1 | 2019-12-31 | 2020-12-31 | 365 | 5.9642 | 5
22339 | 4 | 1 | 2019-12-31 | 2020-12-31 | 365 | 4.6778 | 4
23118 | 8.58 | 1 | 2019-12-31 | 2020-12-31 | 365 | 10.034 | 10
22340 | 4.94 | 1 | 2019-12-31 | 2020-12-31 | 365 | 5.7771 | 5
23122 | 11.73 | 1 | 2019-12-31 | 2020-12-31 | 365 | 13.7178 | 13
22342 | 7.28 | 1 | 2019-12-31 | 2020-12-31 | 365 | 8.5137 | 8
22343 | 5.98 | 1 | 2019-12-31 | 2020-12-31 | 365 | 6.9934 | 6
22344 | 9.1 | 1 | 2019-12-31 | 2020-12-31 | 365 | 10.6421 | 10
22347 | 5.72 | 1 | 2019-12-31 | 2020-12-31 | 365 | 6.6893 | 6
22345 | 5.355 | 1 | 2019-12-31 | 2020-12-31 | 365 | 6.2625 | 6
22396 | 3.9 | 1 | 2019-12-31 | 2020-12-31 | 365 | 4.5609 | 4
22401 | 9.18 | 1 | 2019-12-31 | 2020-12-31 | 365 | 10.7356 | 10
22404 | 10.14 | 1 | 2019-12-31 | 2020-12-31 | 365 | 11.8583 | 11
22409 | 7.54 | 1 | 2019-12-31 | 2020-12-31 | 365 | 8.8177 | 8
22429 | 7.28 | 1 | 2019-12-31 | 2020-12-31 | 365 | 8.5137 | 8
22442 | 4.94 | 1 | 2019-12-31 | 2020-12-31 | 365 | 5.7771 | 5
22445 | 5.2 | 1 | 2019-12-31 | 2020-12-31 | 365 | 6.0812 | 6
23127 | 7.54 | 1 | 2019-12-31 | 2020-12-31 | 365 | 8.8177 | 8
22448 | 7.02 | 1 | 2019-12-31 | 2020-12-31 | 365 | 8.2096 | 8
22450 | 5.72 | 1 | 2019-12-31 | 2020-12-31 | 365 | 6.6893 | 6
23130 | 10.14 | 1 | 2019-12-31 | 2020-12-31 | 365 | 11.8583 | 11
22466 | 10.92 | 1 | 2019-12-31 | 2020-12-31 | 365 | 12.7705 | 12
22475 | 2.6 | 1 | 2019-12-31 | 2020-12-31 | 365 | 3.0406 | 3
23131 | 4.16 | 1 | 2019-12-31 | 2020-12-31 | 365 | 4.865 | 4
22484 | 4.42 | 1 | 2019-12-31 | 2020-12-31 | 365 | 5.169 | 5
22488 | 5.46 | 1 | 2019-12-31 | 2020-12-31 | 365 | 6.3853 | 6
23132 | 11.96 | 1 | 2019-12-31 | 2020-12-31 | 365 | 13.9867 | 13
22505 | 10.14 | 1 | 2019-12-31 | 2020-12-31 | 365 | 11.8583 | 11
22504 | 4.68 | 1 | 2019-12-31 | 2020-12-31 | 365 | 5.4731 | 5
23171 | 8.58 | 1 | 2019-12-31 | 2020-12-31 | 365 | 10.034 | 10
23173 | 7.155 | 1 | 2019-12-31 | 2020-12-31 | 365 | 8.3675 | 8
22501 | 3.64 | 1 | 2019-12-31 | 2020-12-31 | 365 | 4.2568 | 4
23177 | 11.96 | 1 | 2019-12-31 | 2020-12-31 | 365 | 13.9867 | 13
23184 | 6.5 | 1 | 2019-12-31 | 2020-12-31 | 365 | 7.6015 | 7
23185 | 3.38 | 1 | 2019-12-31 | 2020-12-31 | 365 | 3.9528 | 3
22518 | 5.2 | 1 | 2019-12-31 | 2020-12-31 | 365 | 6.0812 | 6
22523 | 5.2 | 1 | 2019-12-31 | 2020-12-31 | 365 | 6.0812 | 6
22527 | 7.54 | 1 | 2019-12-31 | 2020-12-31 | 365 | 8.8177 | 8
22532 | 8.84 | 1 | 2019-12-31 | 2020-12-31 | 365 | 10.338 | 10
22536 | 10.6 | 1 | 2019-12-31 | 2020-12-31 | 365 | 12.3963 | 12
22539 | 9.18 | 1 | 2019-12-31 | 2020-12-31 | 365 | 10.7356 | 10
22541 | 3.9 | 1 | 2019-12-31 | 2020-12-31 | 365 | 4.5609 | 4
22547 | 4.77 | 1 | 2019-12-31 | 2020-12-31 | 365 | 5.5783 | 5
22555 | 6.5 | 1 | 2019-12-31 | 2020-12-31 | 365 | 7.6015 | 7
22566 | 10.14 | 1 | 2019-12-31 | 2020-12-31 | 365 | 11.8583 | 11
22567 | 14.82 | 1 | 2019-12-31 | 2020-12-31 | 365 | 17.3314 | 17
22569 | 2.805 | 1 | 2019-12-31 | 2020-12-31 | 365 | 3.2803 | 3
22570 | 14.04 | 1 | 2019-12-31 | 2020-12-31 | 365 | 16.4192 | 16
22571 | 5.98 | 1 | 2019-12-31 | 2020-12-31 | 365 | 6.9934 | 6
22572 | 11.44 | 1 | 2019-12-31 | 2020-12-31 | 365 | 13.3786 | 13
22573 | 5.72 | 1 | 2019-12-31 | 2020-12-31 | 365 | 6.6893 | 6
22574 | 5.72 | 1 | 2019-12-31 | 2020-12-31 | 365 | 6.6893 | 6
22593 | 4.94 | 1 | 2019-12-31 | 2020-12-31 | 365 | 5.7771 | 5
22619 | 4.68 | 1 | 2019-12-31 | 2020-12-31 | 365 | 5.4731 | 5
22622 | 6.5 | 1 | 2019-12-31 | 2020-12-31 | 365 | 7.6015 | 7
22626 | 4.24 | 1 | 2019-12-31 | 2020-12-31 | 365 | 4.9585 | 4
22635 | 9.36 | 1 | 2019-12-31 | 2020-12-31 | 365 | 10.9461 | 10
22638 | 4.94 | 1 | 2019-12-31 | 2020-12-31 | 365 | 5.7771 | 5
22642 | 6.76 | 1 | 2019-12-31 | 2020-12-31 | 365 | 7.9055 | 7
22648 | 8.32 | 1 | 2019-12-31 | 2020-12-31 | 365 | 9.7299 | 9
22064 | 8.84 | 1 | 2019-12-31 | 2020-12-31 | 365 | 10.338 | 10
23187 | 6.76 | 1 | 2019-12-31 | 2020-12-31 | 365 | 7.9055 | 7
22772 | 4.68 | 1 | 2019-12-31 | 2020-12-31 | 365 | 5.4731 | 5
23190 | 8.84 | 1 | 2019-12-31 | 2020-12-31 | 365 | 10.338 | 10
23191 | 4.16 | 1 | 2019-12-31 | 2020-12-31 | 365 | 4.865 | 4
23195 | 9.1 | 1 | 2019-12-31 | 2020-12-31 | 365 | 10.6421 | 10
23193 | 3.38 | 1 | 2019-12-31 | 2020-12-31 | 365 | 3.9528 | 3
23196 | 4.845 | 1 | 2019-12-31 | 2020-12-31 | 365 | 5.666 | 5
23198 | 8.84 | 1 | 2019-12-31 | 2020-12-31 | 365 | 10.338 | 10
23201 | 7.65 | 1 | 2019-12-31 | 2020-12-31 | 365 | 8.9464 | 8
23204 | 4.16 | 1 | 2019-12-31 | 2020-12-31 | 365 | 4.865 | 4
23206 | 4.335 | 1 | 2019-12-31 | 2020-12-31 | 365 | 5.0696 | 5
23208 | 6.24 | 1 | 2019-12-31 | 2020-12-31 | 365 | 7.2974 | 7
23217 | 16.12 | 1 | 2019-12-31 | 2020-12-31 | 365 | 18.8517 | 18
23222 | 2.34 | 1 | 2019-12-31 | 2020-12-31 | 365 | 2.7365 | 2
23225 | 7.905 | 1 | 2019-12-31 | 2020-12-31 | 365 | 9.2446 | 9
23226 | 7.02 | 1 | 2019-12-31 | 2020-12-31 | 365 | 8.2096 | 8
23228 | 3.9 | 1 | 2019-12-31 | 2020-12-31 | 365 | 4.5609 | 4
23231 | 4.59 | 1 | 2019-12-31 | 2020-12-31 | 365 | 5.3678 | 5
23234 | 2.34 | 1 | 2019-12-31 | 2020-12-31 | 365 | 2.7365 | 2
23235 | 7.95 | 1 | 2019-12-31 | 2020-12-31 | 365 | 9.2972 | 9
23240 | 9.88 | 1 | 2019-12-31 | 2020-12-31 | 365 | 11.5543 | 11
23237 | 3.9 | 1 | 2019-12-31 | 2020-12-31 | 365 | 4.5609 | 4
23239 | 18.36 | 1 | 2019-12-31 | 2020-12-31 | 365 | 21.4713 | 21
23243 | 8.745 | 1 | 2019-12-31 | 2020-12-31 | 365 | 10.2269 | 10
23246 | 7.02 | 1 | 2019-12-31 | 2020-12-31 | 365 | 8.2096 | 8
23244 | 9.62 | 1 | 2019-12-31 | 2020-12-31 | 365 | 11.2502 | 11
23247 | 11.44 | 1 | 2019-12-31 | 2020-12-31 | 365 | 13.3786 | 13
23251 | 13.78 | 1 | 2019-12-31 | 2020-12-31 | 365 | 16.1152 | 16
23252 | 5.98 | 1 | 2019-12-31 | 2020-12-31 | 365 | 6.9934 | 6
23257 | 8.06 | 1 | 2019-12-31 | 2020-12-31 | 365 | 9.4258 | 9
23255 | 7.02 | 1 | 2019-12-31 | 2020-12-31 | 365 | 8.2096 | 8
23254 | 17.42 | 1 | 2019-12-31 | 2020-12-31 | 365 | 20.372 | 20
23260 | 4.845 | 1 | 2019-12-31 | 2020-12-31 | 365 | 5.666 | 5
23261 | 5.565 | 1 | 2019-12-31 | 2020-12-31 | 365 | 6.508 | 6
23263 | 2.805 | 1 | 2019-12-31 | 2020-12-31 | 365 | 3.2803 | 3
23262 | 3.64 | 1 | 2019-12-31 | 2020-12-31 | 365 | 4.2568 | 4
23269 | 4.42 | 1 | 2019-12-31 | 2020-12-31 | 365 | 5.169 | 5
23268 | 2.805 | 1 | 2019-12-31 | 2020-12-31 | 365 | 3.2803 | 3
23272 | 3.9 | 1 | 2019-12-31 | 2020-12-31 | 365 | 4.5609 | 4
23274 | 13.26 | 1 | 2019-12-31 | 2020-12-31 | 365 | 15.507 | 15
23277 | 7.8 | 1 | 2019-12-31 | 2020-12-31 | 365 | 9.1218 | 9
23475 | 5.2 | 1 | 2019-12-31 | 2020-12-31 | 365 | 6.0812 | 6
23478 | 10.66 | 1 | 2019-12-31 | 2020-12-31 | 365 | 12.4664 | 12
23479 | 10.455 | 1 | 2019-12-31 | 2020-12-31 | 365 | 12.2267 | 12
23480 | 7.14 | 1 | 2019-12-31 | 2020-12-31 | 365 | 8.3499 | 8
23481 | 8.84 | 1 | 2019-12-31 | 2020-12-31 | 365 | 10.338 | 10
23279 | 9.69 | 1 | 2019-12-31 | 2020-12-31 | 365 | 11.3321 | 11
23281 | 2.295 | 1 | 2019-12-31 | 2020-12-31 | 365 | 2.6839 | 2
23285 | 3.9 | 1 | 2019-12-31 | 2020-12-31 | 365 | 4.5609 | 4
23290 | 2.86 | 1 | 2019-12-31 | 2020-12-31 | 365 | 3.3447 | 3
23289 | 13.515 | 1 | 2019-12-31 | 2020-12-31 | 365 | 15.8053 | 15
23288 | 6.76 | 1 | 2019-12-31 | 2020-12-31 | 365 | 7.9055 | 7
23292 | 5.98 | 1 | 2019-12-31 | 2020-12-31 | 365 | 6.9934 | 6
23291 | 3.12 | 1 | 2019-12-31 | 2020-12-31 | 365 | 3.6487 | 3
23293 | 10.92 | 1 | 2019-12-31 | 2020-12-31 | 365 | 12.7705 | 12
21543 | 7.02 | 1 | 2019-12-31 | 2020-12-31 | 365 | 8.2096 | 8
22212 | 15.6 | 1 | 2019-12-31 | 2020-12-31 | 365 | 18.2436 | 18
22165 | 13 | 1 | 2019-12-31 | 2020-12-31 | 365 | 15.203 | 15
21945 | 8.06 | 1 | 2019-12-31 | 2020-12-31 | 365 | 9.4258 | 9
21918 | 10.66 | 1 | 2019-12-31 | 2020-12-31 | 365 | 12.4664 | 12
21861 | 3.38 | 1 | 2019-12-31 | 2020-12-31 | 365 | 3.9528 | 3
21874 | 5.1 | 1 | 2019-12-31 | 2020-12-31 | 365 | 5.9642 | 5
21894 | 4.94 | 1 | 2019-12-31 | 2020-12-31 | 365 | 5.7771 | 5
21910 | 6.76 | 1 | 2019-12-31 | 2020-12-31 | 365 | 7.9055 | 7
21905 | 5.46 | 1 | 2019-12-31 | 2020-12-31 | 365 | 6.3853 | 6
21923 | 6.5 | 1 | 2019-12-31 | 2020-12-31 | 365 | 7.6015 | 7
21931 | 3.64 | 1 | 2019-12-31 | 2020-12-31 | 365 | 4.2568 | 4
22002 | 6.76 | 1 | 2019-12-31 | 2020-12-31 | 365 | 7.9055 | 7
22030 | 10.14 | 1 | 2019-12-31 | 2020-12-31 | 365 | 11.8583 | 11
23488 | 5.355 | 1 | 2019-12-31 | 2020-12-31 | 365 | 6.2625 | 6
23487 | 3.9 | 1 | 2019-12-31 | 2020-12-31 | 365 | 4.5609 | 4
22005 | 2.86 | 1 | 2019-12-31 | 2020-12-31 | 365 | 3.3447 | 3
23494 | 4.335 | 1 | 2019-12-31 | 2020-12-31 | 365 | 5.0696 | 5
23492 | 4.59 | 1 | 2019-12-31 | 2020-12-31 | 365 | 5.3678 | 5
22085 | 8.84 | 1 | 2019-12-31 | 2020-12-31 | 365 | 10.338 | 10
23496 | 7.28 | 1 | 2019-12-31 | 2020-12-31 | 365 | 8.5137 | 8
22012 | 5.61 | 1 | 2019-12-31 | 2020-12-31 | 365 | 6.5607 | 6
23498 | 5.61 | 1 | 2019-12-31 | 2020-12-31 | 365 | 6.5607 | 6
23504 | 9.435 | 1 | 2019-12-31 | 2020-12-31 | 365 | 11.0339 | 11
23500 | 9.1 | 1 | 2019-12-31 | 2020-12-31 | 365 | 10.6421 | 10
23508 | 10.92 | 1 | 2019-12-31 | 2020-12-31 | 365 | 12.7705 | 12
23510 | 10.2 | 1 | 2019-12-31 | 2020-12-31 | 365 | 11.9285 | 11
23512 | 14.04 | 1 | 2019-12-31 | 2020-12-31 | 365 | 16.4192 | 16
23514 | 2.08 | 1 | 2019-12-31 | 2020-12-31 | 365 | 2.4325 | 2
23515 | 6.76 | 1 | 2019-12-31 | 2020-12-31 | 365 | 7.9055 | 7
23517 | 11.22 | 1 | 2019-12-31 | 2020-12-31 | 365 | 13.1213 | 13
23519 | 2.34 | 1 | 2019-12-31 | 2020-12-31 | 365 | 2.7365 | 2
23309 | 15.08 | 1 | 2019-12-31 | 2020-12-31 | 365 | 17.6355 | 17
23310 | 5.46 | 1 | 2019-12-31 | 2020-12-31 | 365 | 6.3853 | 6
23313 | 5.72 | 1 | 2019-12-31 | 2020-12-31 | 365 | 6.6893 | 6
23318 | 11.44 | 1 | 2019-12-31 | 2020-12-31 | 365 | 13.3786 | 13
23329 | 7.8 | 1 | 2019-12-31 | 2020-12-31 | 365 | 9.1218 | 9
23336 | 11.7 | 1 | 2019-12-31 | 2020-12-31 | 365 | 13.6827 | 13
23340 | 4.42 | 1 | 2019-12-31 | 2020-12-31 | 365 | 5.169 | 5
23346 | 10.4 | 1 | 2019-12-31 | 2020-12-31 | 365 | 12.1624 | 12
23357 | 4.42 | 1 | 2019-12-31 | 2020-12-31 | 365 | 5.169 | 5
23361 | 8.32 | 1 | 2019-12-31 | 2020-12-31 | 365 | 9.7299 | 9
23363 | 8.925 | 1 | 2019-12-31 | 2020-12-31 | 365 | 10.4374 | 10
23379 | 3.64 | 1 | 2019-12-31 | 2020-12-31 | 365 | 4.2568 | 4
23384 | 5.2 | 1 | 2019-12-31 | 2020-12-31 | 365 | 6.0812 | 6
23390 | 8.215 | 1 | 2019-12-31 | 2020-12-31 | 365 | 9.6071 | 9
23394 | 3.38 | 1 | 2019-12-31 | 2020-12-31 | 365 | 3.9528 | 3
23398 | 8.84 | 1 | 2019-12-31 | 2020-12-31 | 365 | 10.338 | 10
23404 | 6.095 | 1 | 2019-12-31 | 2020-12-31 | 365 | 7.1279 | 7
23408 | 5.83 | 1 | 2019-12-31 | 2020-12-31 | 365 | 6.818 | 6
23425 | 9.62 | 1 | 2019-12-31 | 2020-12-31 | 365 | 11.2502 | 11
23429 | 7.65 | 1 | 2019-12-31 | 2020-12-31 | 365 | 8.9464 | 8
23432 | 2.04 | 1 | 2019-12-31 | 2020-12-31 | 365 | 2.3857 | 2
23436 | 3.9 | 1 | 2019-12-31 | 2020-12-31 | 365 | 4.5609 | 4
23439 | 4.16 | 1 | 2019-12-31 | 2020-12-31 | 365 | 4.865 | 4
23466 | 18.46 | 1 | 2019-12-31 | 2020-12-31 | 365 | 21.5882 | 21
23469 | 9.1 | 1 | 2019-12-31 | 2020-12-31 | 365 | 10.6421 | 10
23471 | 3.12 | 1 | 2019-12-31 | 2020-12-31 | 365 | 3.6487 | 3
23526 | 13.78 | 1 | 2019-12-31 | 2020-12-31 | 365 | 16.1152 | 16
21583 | 3.38 | 1 | 2019-12-31 | 2020-12-31 | 365 | 3.9528 | 3
21655 | 10.14 | 1 | 2019-12-31 | 2020-12-31 | 365 | 11.8583 | 11
23528 | 5.46 | 1 | 2019-12-31 | 2020-12-31 | 365 | 6.3853 | 6
23530 | 11.96 | 1 | 2019-12-31 | 2020-12-31 | 365 | 13.9867 | 13
23532 | 2.34 | 1 | 2019-12-31 | 2020-12-31 | 365 | 2.7365 | 2
23534 | 6.76 | 1 | 2019-12-31 | 2020-12-31 | 365 | 7.9055 | 7
23536 | 4.94 | 1 | 2019-12-31 | 2020-12-31 | 365 | 5.7771 | 5
23539 | 3.38 | 1 | 2019-12-31 | 2020-12-31 | 365 | 3.9528 | 3
23542 | 2.6 | 1 | 2019-12-31 | 2020-12-31 | 365 | 3.0406 | 3
23566 | 6.885 | 1 | 2019-12-31 | 2020-12-31 | 365 | 8.0517 | 8
23567 | 3.825 | 1 | 2019-12-31 | 2020-12-31 | 365 | 4.4732 | 4
23569 | 9.1 | 1 | 2019-12-31 | 2020-12-31 | 365 | 10.6421 | 10
23571 | 7.02 | 1 | 2019-12-31 | 2020-12-31 | 365 | 8.2096 | 8
23577 | 4.42 | 1 | 2019-12-31 | 2020-12-31 | 365 | 5.169 | 5
23581 | 5.72 | 1 | 2019-12-31 | 2020-12-31 | 365 | 6.6893 | 6
23579 | 3.64 | 1 | 2019-12-31 | 2020-12-31 | 365 | 4.2568 | 4
23582 | 7.54 | 1 | 2019-12-31 | 2020-12-31 | 365 | 8.8177 | 8
23583 | 4.68 | 1 | 2019-12-31 | 2020-12-31 | 365 | 5.4731 | 5
23590 | 6.89 | 1 | 2019-12-31 | 2020-12-31 | 365 | 8.0576 | 8
23609 | 3.38 | 1 | 2019-12-31 | 2020-12-31 | 365 | 3.9528 | 3
23611 | 7.8 | 1 | 2019-12-31 | 2020-12-31 | 365 | 9.1218 | 9
23615 | 13.78 | 1 | 2019-12-31 | 2020-12-31 | 365 | 16.1152 | 16
23620 | 9.88 | 1 | 2019-12-31 | 2020-12-31 | 365 | 11.5543 | 11
23624 | 6.12 | 1 | 2019-12-31 | 2020-12-31 | 365 | 7.1571 | 7
23628 | 5.565 | 1 | 2019-12-31 | 2020-12-31 | 365 | 6.508 | 6
23625 | 4.335 | 1 | 2019-12-31 | 2020-12-31 | 365 | 5.0696 | 5
23629 | 4.94 | 1 | 2019-12-31 | 2020-12-31 | 365 | 5.7771 | 5
23630 | 4.42 | 1 | 2019-12-31 | 2020-12-31 | 365 | 5.169 | 5
23631 | 3.12 | 1 | 2019-12-31 | 2020-12-31 | 365 | 3.6487 | 3
23632 | 3.9 | 1 | 2019-12-31 | 2020-12-31 | 365 | 4.5609 | 4
23633 | 7.02 | 1 | 2019-12-31 | 2020-12-31 | 365 | 8.2096 | 8
23654 | 5.46 | 1 | 2019-12-31 | 2020-12-31 | 365 | 6.3853 | 6
23655 | 12.48 | 1 | 2019-12-31 | 2020-12-31 | 365 | 14.5949 | 14
23656 | 4.68 | 1 | 2019-12-31 | 2020-12-31 | 365 | 5.4731 | 5
23658 | 7.8 | 1 | 2019-12-31 | 2020-12-31 | 365 | 9.1218 | 9
23660 | 6.24 | 1 | 2019-12-31 | 2020-12-31 | 365 | 7.2974 | 7
23662 | 4.42 | 1 | 2019-12-31 | 2020-12-31 | 365 | 5.169 | 5
23666 | 14.3 | 1 | 2019-12-31 | 2020-12-31 | 365 | 16.7233 | 16
23670 | 3.12 | 1 | 2019-12-31 | 2020-12-31 | 365 | 3.6487 | 3
23671 | 9.54 | 1 | 2019-12-31 | 2020-12-31 | 365 | 11.1566 | 11
23673 | 7.28 | 1 | 2019-12-31 | 2020-12-31 | 365 | 8.5137 | 8
23675 | 6.12 | 1 | 2019-12-31 | 2020-12-31 | 365 | 7.1571 | 7
23674 | 6.625 | 1 | 2019-12-31 | 2020-12-31 | 365 | 7.7477 | 7
23676 | 4.42 | 1 | 2019-12-31 | 2020-12-31 | 365 | 5.169 | 5
23678 | 5.46 | 1 | 2019-12-31 | 2020-12-31 | 365 | 6.3853 | 6
23677 | 3.38 | 1 | 2019-12-31 | 2020-12-31 | 365 | 3.9528 | 3
23680 | 3.24 | 1 | 2019-12-31 | 2020-12-31 | 365 | 3.7891 | 3
23681 | 6.63 | 1 | 2019-12-31 | 2020-12-31 | 365 | 7.7535 | 7
23685 | 7.02 | 1 | 2019-12-31 | 2020-12-31 | 365 | 8.2096 | 8
23689 | 3.9 | 1 | 2019-12-31 | 2020-12-31 | 365 | 4.5609 | 4
23521 | 5.46 | 1 | 2019-12-31 | 2020-12-31 | 365 | 6.3853 | 6
23693 | 6.5 | 1 | 2019-12-31 | 2020-12-31 | 365 | 7.6015 | 7
23700 | 7.28 | 1 | 2019-12-31 | 2020-12-31 | 365 | 8.5137 | 8
23702 | 4.42 | 1 | 2019-12-31 | 2020-12-31 | 365 | 5.169 | 5
23704 | 3.12 | 1 | 2019-12-31 | 2020-12-31 | 365 | 3.6487 | 3
23708 | 10.4 | 1 | 2019-12-31 | 2020-12-31 | 365 | 12.1624 | 12
23713 | 10.4 | 1 | 2019-12-31 | 2020-12-31 | 365 | 12.1624 | 12
23721 | 7.54 | 1 | 2019-12-31 | 2020-12-31 | 365 | 8.8177 | 8
23715 | 9.1 | 1 | 2019-12-31 | 2020-12-31 | 365 | 10.6421 | 10
23717 | 4.94 | 1 | 2019-12-31 | 2020-12-31 | 365 | 5.7771 | 5
23718 | 3.38 | 1 | 2019-12-31 | 2020-12-31 | 365 | 3.9528 | 3
23720 | 7.54 | 1 | 2019-12-31 | 2020-12-31 | 365 | 8.8177 | 8
23719 | 3.9 | 1 | 2019-12-31 | 2020-12-31 | 365 | 4.5609 | 4
23722 | 22.44 | 1 | 2019-12-31 | 2020-12-31 | 365 | 26.2427 | 26
23723 | 5.865 | 1 | 2019-12-31 | 2020-12-31 | 365 | 6.8589 | 6
23725 | 7.28 | 1 | 2019-12-31 | 2020-12-31 | 365 | 8.5137 | 8
23726 | 9.88 | 1 | 2019-12-31 | 2020-12-31 | 365 | 11.5543 | 11
23727 | 7.395 | 1 | 2019-12-31 | 2020-12-31 | 365 | 8.6482 | 8
23728 | 4.16 | 1 | 2019-12-31 | 2020-12-31 | 365 | 4.865 | 4
23729 | 2.6 | 1 | 2019-12-31 | 2020-12-31 | 365 | 3.0406 | 3
23730 | 9.18 | 1 | 2019-12-31 | 2020-12-31 | 365 | 10.7356 | 10
23733 | 4.42 | 1 | 2019-12-31 | 2020-12-31 | 365 | 5.169 | 5
23732 | 6.24 | 1 | 2019-12-31 | 2020-12-31 | 365 | 7.2974 | 7
23736 | 3.64 | 1 | 2019-12-31 | 2020-12-31 | 365 | 4.2568 | 4
23734 | 4.68 | 1 | 2019-12-31 | 2020-12-31 | 365 | 5.4731 | 5
23737 | 11.7 | 1 | 2019-12-31 | 2020-12-31 | 365 | 13.6827 | 13
23740 | 6.24 | 1 | 2019-12-31 | 2020-12-31 | 365 | 7.2974 | 7
23742 | 2.86 | 1 | 2019-12-31 | 2020-12-31 | 365 | 3.3447 | 3
23741 | 7.54 | 1 | 2019-12-31 | 2020-12-31 | 365 | 8.8177 | 8
23744 | 4.68 | 1 | 2019-12-31 | 2020-12-31 | 365 | 5.4731 | 5
23771 | 5.2 | 1 | 2019-12-31 | 2020-12-31 | 365 | 6.0812 | 6
23772 | 7.28 | 1 | 2019-12-31 | 2020-12-31 | 365 | 8.5137 | 8
23773 | 5.72 | 1 | 2019-12-31 | 2020-12-31 | 365 | 6.6893 | 6
23775 | 5.98 | 1 | 2019-12-31 | 2020-12-31 | 365 | 6.9934 | 6
23789 | 5.355 | 1 | 2019-12-31 | 2020-12-31 | 365 | 6.2625 | 6
23790 | 5.1 | 1 | 2019-12-31 | 2020-12-31 | 365 | 5.9642 | 5
23791 | 10.92 | 1 | 2019-12-31 | 2020-12-31 | 365 | 12.7705 | 12
23792 | 7.54 | 1 | 2019-12-31 | 2020-12-31 | 365 | 8.8177 | 8
23793 | 7.02 | 1 | 2019-12-31 | 2020-12-31 | 365 | 8.2096 | 8
23796 | 2.86 | 1 | 2019-12-31 | 2020-12-31 | 365 | 3.3447 | 3
23794 | 3.64 | 1 | 2019-12-31 | 2020-12-31 | 365 | 4.2568 | 4
23795 | 10.14 | 1 | 2019-12-31 | 2020-12-31 | 365 | 11.8583 | 11
23799 | 3.12 | 1 | 2019-12-31 | 2020-12-31 | 365 | 3.6487 | 3
23802 | 9.36 | 1 | 2019-12-31 | 2020-12-31 | 365 | 10.9461 | 10
23798 | 10.92 | 1 | 2019-12-31 | 2020-12-31 | 365 | 12.7705 | 12
23805 | 6.76 | 1 | 2019-12-31 | 2020-12-31 | 365 | 7.9055 | 7
23808 | 8.58 | 1 | 2019-12-31 | 2020-12-31 | 365 | 10.034 | 10
23807 | 9.1 | 1 | 2019-12-31 | 2020-12-31 | 365 | 10.6421 | 10
23810 | 18.5 | 1 | 2019-12-31 | 2020-12-31 | 365 | 21.635 | 21
23812 | 7.02 | 1 | 2019-12-31 | 2020-12-31 | 365 | 8.2096 | 8
23814 | 13.515 | 1 | 2019-12-31 | 2020-12-31 | 365 | 15.8053 | 15
23815 | 8.84 | 1 | 2019-12-31 | 2020-12-31 | 365 | 10.338 | 10
23819 | 3.64 | 1 | 2019-12-31 | 2020-12-31 | 365 | 4.2568 | 4
23817 | 20.8 | 1 | 2019-12-31 | 2020-12-31 | 365 | 24.3248 | 24
23821 | 6.76 | 1 | 2019-12-31 | 2020-12-31 | 365 | 7.9055 | 7
23823 | 4.59 | 1 | 2019-12-31 | 2020-12-31 | 365 | 5.3678 | 5
23824 | 8.215 | 1 | 2019-12-31 | 2020-12-31 | 365 | 9.6071 | 9
23825 | 3.825 | 1 | 2019-12-31 | 2020-12-31 | 365 | 4.4732 | 4
23827 | 12.74 | 1 | 2019-12-31 | 2020-12-31 | 365 | 14.8989 | 14
23828 | 5.355 | 1 | 2019-12-31 | 2020-12-31 | 365 | 6.2625 | 6
23830 | 7.8 | 1 | 2019-12-31 | 2020-12-31 | 365 | 9.1218 | 9
23833 | 6.5 | 1 | 2019-12-31 | 2020-12-31 | 365 | 7.6015 | 7
23832 | 13.26 | 1 | 2019-12-31 | 2020-12-31 | 365 | 15.507 | 15
23834 | 7.28 | 1 | 2019-12-31 | 2020-12-31 | 365 | 8.5137 | 8
23835 | 8.06 | 1 | 2019-12-31 | 2020-12-31 | 365 | 9.4258 | 9
23134 | 6.76 | 1 | 2019-12-31 | 2020-12-31 | 365 | 7.9055 | 7
23864 | 4.94 | 1 | 2019-12-31 | 2020-12-31 | 365 | 5.7771 | 5
23867 | 5.1 | 1 | 2019-12-31 | 2020-12-31 | 365 | 5.9642 | 5
23868 | 19.24 | 1 | 2019-12-31 | 2020-12-31 | 365 | 22.5004 | 22
23870 | 7.02 | 1 | 2019-12-31 | 2020-12-31 | 365 | 8.2096 | 8
23874 | 12.48 | 1 | 2019-12-31 | 2020-12-31 | 365 | 14.5949 | 14
23877 | 9.1 | 1 | 2019-12-31 | 2020-12-31 | 365 | 10.6421 | 10
23890 | 3.12 | 1 | 2019-12-31 | 2020-12-31 | 365 | 3.6487 | 3
23897 | 4.16 | 1 | 2019-12-31 | 2020-12-31 | 365 | 4.865 | 4
23908 | 4.16 | 1 | 2019-12-31 | 2020-12-31 | 365 | 4.865 | 4
23910 | 12.455 | 1 | 2019-12-31 | 2020-12-31 | 365 | 14.5656 | 14
23912 | 7.905 | 1 | 2019-12-31 | 2020-12-31 | 365 | 9.2446 | 9
23942 | 4.94 | 1 | 2019-12-31 | 2020-12-31 | 365 | 5.7771 | 5
23948 | 3.18 | 1 | 2019-12-31 | 2020-12-31 | 365 | 3.7189 | 3
24275 | 5.72 | 1 | 2019-12-31 | 2020-12-31 | 365 | 6.6893 | 6
24277 | 4.16 | 1 | 2019-12-31 | 2020-12-31 | 365 | 4.865 | 4
24280 | 3.315 | 1 | 2019-12-31 | 2020-12-31 | 365 | 3.8768 | 3
24279 | 3.64 | 1 | 2019-12-31 | 2020-12-31 | 365 | 4.2568 | 4
24281 | 12.74 | 1 | 2019-12-31 | 2020-12-31 | 365 | 14.8989 | 14
24283 | 7.02 | 1 | 2019-12-31 | 2020-12-31 | 365 | 8.2096 | 8
23952 | 5.98 | 1 | 2019-12-31 | 2020-12-31 | 365 | 6.9934 | 6
23958 | 5.98 | 1 | 2019-12-31 | 2020-12-31 | 365 | 6.9934 | 6
23967 | 7.28 | 1 | 2019-12-31 | 2020-12-31 | 365 | 8.5137 | 8
23973 | 6.76 | 1 | 2019-12-31 | 2020-12-31 | 365 | 7.9055 | 7
23974 | 10.92 | 1 | 2019-12-31 | 2020-12-31 | 365 | 12.7705 | 12
24285 | 14.04 | 1 | 2019-12-31 | 2020-12-31 | 365 | 16.4192 | 16
23978 | 4.94 | 1 | 2019-12-31 | 2020-12-31 | 365 | 5.7771 | 5
23981 | 3.12 | 1 | 2019-12-31 | 2020-12-31 | 365 | 3.6487 | 3
23983 | 10.92 | 1 | 2019-12-31 | 2020-12-31 | 365 | 12.7705 | 12
24287 | 5.46 | 1 | 2019-12-31 | 2020-12-31 | 365 | 6.3853 | 6
24289 | 9.1 | 1 | 2019-12-31 | 2020-12-31 | 365 | 10.6421 | 10
23989 | 5.2 | 1 | 2019-12-31 | 2020-12-31 | 365 | 6.0812 | 6
24290 | 4.08 | 1 | 2019-12-31 | 2020-12-31 | 365 | 4.7714 | 4
23993 | 4.94 | 1 | 2019-12-31 | 2020-12-31 | 365 | 5.7771 | 5
23994 | 3.38 | 1 | 2019-12-31 | 2020-12-31 | 365 | 3.9528 | 3
24291 | 7.54 | 1 | 2019-12-31 | 2020-12-31 | 365 | 8.8177 | 8
23998 | 6.76 | 1 | 2019-12-31 | 2020-12-31 | 365 | 7.9055 | 7
24293 | 8.84 | 1 | 2019-12-31 | 2020-12-31 | 365 | 10.338 | 10
24292 | 6.76 | 1 | 2019-12-31 | 2020-12-31 | 365 | 7.9055 | 7
24294 | 8.64 | 1 | 2019-12-31 | 2020-12-31 | 365 | 10.1041 | 10
24295 | 10.4 | 1 | 2019-12-31 | 2020-12-31 | 365 | 12.1624 | 12
24296 | 8.06 | 1 | 2019-12-31 | 2020-12-31 | 365 | 9.4258 | 9
24297 | 10.92 | 1 | 2019-12-31 | 2020-12-31 | 365 | 12.7705 | 12
24298 | 14.04 | 1 | 2019-12-31 | 2020-12-31 | 365 | 16.4192 | 16
24299 | 11.96 | 1 | 2019-12-31 | 2020-12-31 | 365 | 13.9867 | 13
24300 | 9.1 | 1 | 2019-12-31 | 2020-12-31 | 365 | 10.6421 | 10
24301 | 4.68 | 1 | 2019-12-31 | 2020-12-31 | 365 | 5.4731 | 5
24302 | 3.64 | 1 | 2019-12-31 | 2020-12-31 | 365 | 4.2568 | 4
24303 | 7.8 | 1 | 2019-12-31 | 2020-12-31 | 365 | 9.1218 | 9
24304 | 8.32 | 1 | 2019-12-31 | 2020-12-31 | 365 | 9.7299 | 9
24305 | 3.9 | 1 | 2019-12-31 | 2020-12-31 | 365 | 4.5609 | 4
24306 | 5.72 | 1 | 2019-12-31 | 2020-12-31 | 365 | 6.6893 | 6
24307 | 3.64 | 1 | 2019-12-31 | 2020-12-31 | 365 | 4.2568 | 4
24309 | 7.685 | 1 | 2019-12-31 | 2020-12-31 | 365 | 8.9873 | 8
24310 | 14.04 | 1 | 2019-12-31 | 2020-12-31 | 365 | 16.4192 | 16
24311 | 4.42 | 1 | 2019-12-31 | 2020-12-31 | 365 | 5.169 | 5
24312 | 6.24 | 1 | 2019-12-31 | 2020-12-31 | 365 | 7.2974 | 7
24056 | 7.28 | 1 | 2019-12-31 | 2020-12-31 | 365 | 8.5137 | 8
24060 | 7.02 | 1 | 2019-12-31 | 2020-12-31 | 365 | 8.2096 | 8
24066 | 6.24 | 1 | 2019-12-31 | 2020-12-31 | 365 | 7.2974 | 7
24067 | 21.42 | 1 | 2019-12-31 | 2020-12-31 | 365 | 25.0498 | 25
24070 | 17.94 | 1 | 2019-12-31 | 2020-12-31 | 365 | 20.9801 | 20
24074 | 8.58 | 1 | 2019-12-31 | 2020-12-31 | 365 | 10.034 | 10
24076 | 4.42 | 1 | 2019-12-31 | 2020-12-31 | 365 | 5.169 | 5
24075 | 5.72 | 1 | 2019-12-31 | 2020-12-31 | 365 | 6.6893 | 6
24077 | 4.68 | 1 | 2019-12-31 | 2020-12-31 | 365 | 5.4731 | 5
24078 | 5.67 | 1 | 2019-12-31 | 2020-12-31 | 365 | 6.6308 | 6
24079 | 3.9 | 1 | 2019-12-31 | 2020-12-31 | 365 | 4.5609 | 4
24080 | 5.98 | 1 | 2019-12-31 | 2020-12-31 | 365 | 6.9934 | 6
24081 | 5.035 | 1 | 2019-12-31 | 2020-12-31 | 365 | 5.8882 | 5
24082 | 14.3 | 1 | 2019-12-31 | 2020-12-31 | 365 | 16.7233 | 16
24083 | 6.76 | 1 | 2019-12-31 | 2020-12-31 | 365 | 7.9055 | 7
24331 | 4.68 | 1 | 2019-12-31 | 2020-12-31 | 365 | 5.4731 | 5
24334 | 8.32 | 1 | 2019-12-31 | 2020-12-31 | 365 | 9.7299 | 9
24336 | 4.08 | 1 | 2019-12-31 | 2020-12-31 | 365 | 4.7714 | 4
24347 | 5.72 | 1 | 2019-12-31 | 2020-12-31 | 365 | 6.6893 | 6
24349 | 9.62 | 1 | 2019-12-31 | 2020-12-31 | 365 | 11.2502 | 11
24351 | 8.32 | 1 | 2019-12-31 | 2020-12-31 | 365 | 9.7299 | 9
24189 | 7.54 | 1 | 2019-12-31 | 2020-12-31 | 365 | 8.8177 | 8
24190 | 5.61 | 1 | 2019-12-31 | 2020-12-31 | 365 | 6.5607 | 6
24192 | 10.14 | 1 | 2019-12-31 | 2020-12-31 | 365 | 11.8583 | 11
24353 | 12.48 | 1 | 2019-12-31 | 2020-12-31 | 365 | 14.5949 | 14
24355 | 6.24 | 1 | 2019-12-31 | 2020-12-31 | 365 | 7.2974 | 7
24358 | 4.16 | 1 | 2019-12-31 | 2020-12-31 | 365 | 4.865 | 4
24360 | 5.2 | 1 | 2019-12-31 | 2020-12-31 | 365 | 6.0812 | 6
24361 | 6.76 | 1 | 2019-12-31 | 2020-12-31 | 365 | 7.9055 | 7
24364 | 4.16 | 1 | 2019-12-31 | 2020-12-31 | 365 | 4.865 | 4
24367 | 5.2 | 1 | 2019-12-31 | 2020-12-31 | 365 | 6.0812 | 6
24373 | 10.4 | 1 | 2019-12-31 | 2020-12-31 | 365 | 12.1624 | 12
24377 | 4.42 | 1 | 2019-12-31 | 2020-12-31 | 365 | 5.169 | 5
24382 | 8.58 | 1 | 2019-12-31 | 2020-12-31 | 365 | 10.034 | 10
24379 | 13 | 1 | 2019-12-31 | 2020-12-31 | 365 | 15.203 | 15
24384 | 9.01 | 1 | 2019-12-31 | 2020-12-31 | 365 | 10.5368 | 10
24462 | 7.54 | 1 | 2019-12-31 | 2020-12-31 | 365 | 8.8177 | 8
24468 | 9.1 | 1 | 2019-12-31 | 2020-12-31 | 365 | 10.6421 | 10
24486 | 6.24 | 1 | 2019-12-31 | 2020-12-31 | 365 | 7.2974 | 7
24489 | 6.76 | 1 | 2019-12-31 | 2020-12-31 | 365 | 7.9055 | 7
24501 | 7.155 | 1 | 2019-12-31 | 2020-12-31 | 365 | 8.3675 | 8
24504 | 11.22 | 1 | 2019-12-31 | 2020-12-31 | 365 | 13.1213 | 13
24496 | 6.75 | 1 | 2019-12-31 | 2020-12-31 | 365 | 7.8939 | 7
24506 | 5.98 | 1 | 2019-12-31 | 2020-12-31 | 365 | 6.9934 | 6
24508 | 7.8 | 1 | 2019-12-31 | 2020-12-31 | 365 | 9.1218 | 9
24510 | 10.2 | 1 | 2019-12-31 | 2020-12-31 | 365 | 11.9285 | 11
24513 | 7.905 | 1 | 2019-12-31 | 2020-12-31 | 365 | 9.2446 | 9
24517 | 6.76 | 1 | 2019-12-31 | 2020-12-31 | 365 | 7.9055 | 7
24519 | 5.2 | 1 | 2019-12-31 | 2020-12-31 | 365 | 6.0812 | 6
24515 | 5.3 | 1 | 2019-12-31 | 2020-12-31 | 365 | 6.1981 | 6
24520 | 8.84 | 1 | 2019-12-31 | 2020-12-31 | 365 | 10.338 | 10
24521 | 9.88 | 1 | 2019-12-31 | 2020-12-31 | 365 | 11.5543 | 11
24522 | 13.26 | 1 | 2019-12-31 | 2020-12-31 | 365 | 15.507 | 15
24524 | 3.12 | 1 | 2019-12-31 | 2020-12-31 | 365 | 3.6487 | 3
24525 | 10.92 | 1 | 2019-12-31 | 2020-12-31 | 365 | 12.7705 | 12
24526 | 7.54 | 1 | 2019-12-31 | 2020-12-31 | 365 | 8.8177 | 8
24539 | 8.32 | 1 | 2019-12-31 | 2020-12-31 | 365 | 9.7299 | 9
24541 | 7.02 | 1 | 2019-12-31 | 2020-12-31 | 365 | 8.2096 | 8
24540 | 11.96 | 1 | 2019-12-31 | 2020-12-31 | 365 | 13.9867 | 13
24544 | 10.14 | 1 | 2019-12-31 | 2020-12-31 | 365 | 11.8583 | 11
24543 | 5.2 | 1 | 2019-12-31 | 2020-12-31 | 365 | 6.0812 | 6
24547 | 9.1 | 1 | 2019-12-31 | 2020-12-31 | 365 | 10.6421 | 10
24553 | 13 | 1 | 2019-12-31 | 2020-12-31 | 365 | 15.203 | 15
24554 | 8.84 | 1 | 2019-12-31 | 2020-12-31 | 365 | 10.338 | 10
24512 | 11.7 | 1 | 2019-12-31 | 2020-12-31 | 365 | 13.6827 | 13
24559 | 6.5 | 1 | 2019-12-31 | 2020-12-31 | 365 | 7.6015 | 7
24558 | 14.04 | 1 | 2019-12-31 | 2020-12-31 | 365 | 16.4192 | 16
24560 | 2.34 | 1 | 2019-12-31 | 2020-12-31 | 365 | 2.7365 | 2
24561 | 8.06 | 1 | 2019-12-31 | 2020-12-31 | 365 | 9.4258 | 9
24562 | 6.24 | 1 | 2019-12-31 | 2020-12-31 | 365 | 7.2974 | 7
24564 | 2.86 | 1 | 2019-12-31 | 2020-12-31 | 365 | 3.3447 | 3
24566 | 5.46 | 1 | 2019-12-31 | 2020-12-31 | 365 | 6.3853 | 6
24567 | 3.38 | 1 | 2019-12-31 | 2020-12-31 | 365 | 3.9528 | 3
24569 | 4.16 | 1 | 2019-12-31 | 2020-12-31 | 365 | 4.865 | 4
24571 | 4.94 | 1 | 2019-12-31 | 2020-12-31 | 365 | 5.7771 | 5
24572 | 9.1 | 1 | 2019-12-31 | 2020-12-31 | 365 | 10.6421 | 10
24570 | 6.5 | 1 | 2019-12-31 | 2020-12-31 | 365 | 7.6015 | 7
24573 | 11.7 | 1 | 2019-12-31 | 2020-12-31 | 365 | 13.6827 | 13
24592 | 7.8 | 1 | 2019-12-31 | 2020-12-31 | 365 | 9.1218 | 9
24591 | 5.98 | 1 | 2019-12-31 | 2020-12-31 | 365 | 6.9934 | 6
24590 | 2.86 | 1 | 2019-12-31 | 2020-12-31 | 365 | 3.3447 | 3
24588 | 6.24 | 1 | 2019-12-31 | 2020-12-31 | 365 | 7.2974 | 7
24736 | 9.36 | 1 | 2019-12-31 | 2020-12-31 | 365 | 10.9461 | 10
24738 | 12.48 | 1 | 2019-12-31 | 2020-12-31 | 365 | 14.5949 | 14
24739 | 13.52 | 1 | 2019-12-31 | 2020-12-31 | 365 | 15.8111 | 15
24741 | 9.18 | 1 | 2019-12-31 | 2020-12-31 | 365 | 10.7356 | 10
24743 | 5.98 | 1 | 2019-12-31 | 2020-12-31 | 365 | 6.9934 | 6
24742 | 7.8 | 1 | 2019-12-31 | 2020-12-31 | 365 | 9.1218 | 9
24745 | 8.06 | 1 | 2019-12-31 | 2020-12-31 | 365 | 9.4258 | 9
24746 | 6.24 | 1 | 2019-12-31 | 2020-12-31 | 365 | 7.2974 | 7
24748 | 3.38 | 1 | 2019-12-31 | 2020-12-31 | 365 | 3.9528 | 3
24747 | 8.32 | 1 | 2019-12-31 | 2020-12-31 | 365 | 9.7299 | 9
24749 | 5.2 | 1 | 2019-12-31 | 2020-12-31 | 365 | 6.0812 | 6
24750 | 12.74 | 1 | 2019-12-31 | 2020-12-31 | 365 | 14.8989 | 14
24752 | 8.215 | 1 | 2019-12-31 | 2020-12-31 | 365 | 9.6071 | 9
24755 | 5.46 | 1 | 2019-12-31 | 2020-12-31 | 365 | 6.3853 | 6
24757 | 14.045 | 1 | 2019-12-31 | 2020-12-31 | 365 | 16.4251 | 16
24744 | 13.515 | 1 | 2019-12-31 | 2020-12-31 | 365 | 15.8053 | 15
24766 | 2.08 | 1 | 2019-12-31 | 2020-12-31 | 365 | 2.4325 | 2
24768 | 8.58 | 1 | 2019-12-31 | 2020-12-31 | 365 | 10.034 | 10
24769 | 5.035 | 1 | 2019-12-31 | 2020-12-31 | 365 | 5.8882 | 5
24772 | 8.32 | 1 | 2019-12-31 | 2020-12-31 | 365 | 9.7299 | 9
24773 | 8.06 | 1 | 2019-12-31 | 2020-12-31 | 365 | 9.4258 | 9
24767 | 3.75 | 1 | 2019-12-31 | 2020-12-31 | 365 | 4.3855 | 4
24775 | 9.1 | 1 | 2019-12-31 | 2020-12-31 | 365 | 10.6421 | 10
24777 | 6.5 | 1 | 2019-12-31 | 2020-12-31 | 365 | 7.6015 | 7
24776 | 7.54 | 1 | 2019-12-31 | 2020-12-31 | 365 | 8.8177 | 8
24780 | 5.98 | 1 | 2019-12-31 | 2020-12-31 | 365 | 6.9934 | 6
24782 | 10.66 | 1 | 2019-12-31 | 2020-12-31 | 365 | 12.4664 | 12
24785 | 10.07 | 1 | 2019-12-31 | 2020-12-31 | 365 | 11.7765 | 11
24789 | 3.12 | 1 | 2019-12-31 | 2020-12-31 | 365 | 3.6487 | 3
24788 | 6.76 | 1 | 2019-12-31 | 2020-12-31 | 365 | 7.9055 | 7
24792 | 9.18 | 1 | 2019-12-31 | 2020-12-31 | 365 | 10.7356 | 10
24794 | 14.56 | 1 | 2019-12-31 | 2020-12-31 | 365 | 17.0273 | 17
24797 | 3.12 | 1 | 2019-12-31 | 2020-12-31 | 365 | 3.6487 | 3
24798 | 13 | 1 | 2019-12-31 | 2020-12-31 | 365 | 15.203 | 15
24799 | 10.4 | 1 | 2019-12-31 | 2020-12-31 | 365 | 12.1624 | 12
24802 | 9.88 | 1 | 2019-12-31 | 2020-12-31 | 365 | 11.5543 | 11
24801 | 8.06 | 1 | 2019-12-31 | 2020-12-31 | 365 | 9.4258 | 9
24803 | 4.845 | 1 | 2019-12-31 | 2020-12-31 | 365 | 5.666 | 5
24804 | 3.12 | 1 | 2019-12-31 | 2020-12-31 | 365 | 3.6487 | 3
24805 | 6.5 | 1 | 2019-12-31 | 2020-12-31 | 365 | 7.6015 | 7
24807 | 8.58 | 1 | 2019-12-31 | 2020-12-31 | 365 | 10.034 | 10
24806 | 4.68 | 1 | 2019-12-31 | 2020-12-31 | 365 | 5.4731 | 5
24808 | 8.32 | 1 | 2019-12-31 | 2020-12-31 | 365 | 9.7299 | 9
24812 | 4.16 | 1 | 2019-12-31 | 2020-12-31 | 365 | 4.865 | 4
24811 | 6.24 | 1 | 2019-12-31 | 2020-12-31 | 365 | 7.2974 | 7
24809 | 10.14 | 1 | 2019-12-31 | 2020-12-31 | 365 | 11.8583 | 11
24813 | 9.62 | 1 | 2019-12-31 | 2020-12-31 | 365 | 11.2502 | 11
24815 | 5.46 | 1 | 2019-12-31 | 2020-12-31 | 365 | 6.3853 | 6
24814 | 9.88 | 1 | 2019-12-31 | 2020-12-31 | 365 | 11.5543 | 11
24816 | 3.12 | 1 | 2019-12-31 | 2020-12-31 | 365 | 3.6487 | 3
24817 | 6.5 | 1 | 2019-12-31 | 2020-12-31 | 365 | 7.6015 | 7
24821 | 5.3 | 1 | 2019-12-31 | 2020-12-31 | 365 | 6.1981 | 6
24819 | 3.64 | 1 | 2019-12-31 | 2020-12-31 | 365 | 4.2568 | 4
24823 | 4.42 | 1 | 2019-12-31 | 2020-12-31 | 365 | 5.169 | 5
24824 | 6.24 | 1 | 2019-12-31 | 2020-12-31 | 365 | 7.2974 | 7
24826 | 6.76 | 1 | 2019-12-31 | 2020-12-31 | 365 | 7.9055 | 7
24827 | 7.02 | 1 | 2019-12-31 | 2020-12-31 | 365 | 8.2096 | 8
24825 | 9.1 | 1 | 2019-12-31 | 2020-12-31 | 365 | 10.6421 | 10
24829 | 5.1 | 1 | 2019-12-31 | 2020-12-31 | 365 | 5.9642 | 5
24832 | 8.58 | 1 | 2019-12-31 | 2020-12-31 | 365 | 10.034 | 10
24837 | 6.76 | 1 | 2019-12-31 | 2020-12-31 | 365 | 7.9055 | 7
25017 | 5.72 | 1 | 2019-12-31 | 2020-12-31 | 365 | 6.6893 | 6
25018 | 5.72 | 1 | 2019-12-31 | 2020-12-31 | 365 | 6.6893 | 6
25020 | 3.57 | 1 | 2019-12-31 | 2020-12-31 | 365 | 4.175 | 4
25021 | 9.945 | 1 | 2019-12-31 | 2020-12-31 | 365 | 11.6303 | 11
25022 | 9.36 | 1 | 2019-12-31 | 2020-12-31 | 365 | 10.9461 | 10
25023 | 6.5 | 1 | 2019-12-31 | 2020-12-31 | 365 | 7.6015 | 7
25025 | 5.61 | 1 | 2019-12-31 | 2020-12-31 | 365 | 6.5607 | 6
25026 | 3.9 | 1 | 2019-12-31 | 2020-12-31 | 365 | 4.5609 | 4
25028 | 6.76 | 1 | 2019-12-31 | 2020-12-31 | 365 | 7.9055 | 7
21772 | 12.75 | 1 | 2019-12-31 | 2020-12-31 | 365 | 14.9106 | 14
24197 | 6.12 | 1 | 2019-12-31 | 2020-12-31 | 365 | 7.1571 | 7
24200 | 4.68 | 1 | 2019-12-31 | 2020-12-31 | 365 | 5.4731 | 5
25030 | 8.32 | 1 | 2019-12-31 | 2020-12-31 | 365 | 9.7299 | 9
24203 | 10.14 | 1 | 2019-12-31 | 2020-12-31 | 365 | 11.8583 | 11
24205 | 7.14 | 1 | 2019-12-31 | 2020-12-31 | 365 | 8.3499 | 8
24210 | 11.22 | 1 | 2019-12-31 | 2020-12-31 | 365 | 13.1213 | 13
24212 | 6.24 | 1 | 2019-12-31 | 2020-12-31 | 365 | 7.2974 | 7
24249 | 4.68 | 1 | 2019-12-31 | 2020-12-31 | 365 | 5.4731 | 5
24251 | 8.06 | 1 | 2019-12-31 | 2020-12-31 | 365 | 9.4258 | 9
25032 | 6.24 | 1 | 2019-12-31 | 2020-12-31 | 365 | 7.2974 | 7
25035 | 6.63 | 1 | 2019-12-31 | 2020-12-31 | 365 | 7.7535 | 7
24248 | 2.6 | 1 | 2019-12-31 | 2020-12-31 | 365 | 3.0406 | 3
24252 | 9.62 | 1 | 2019-12-31 | 2020-12-31 | 365 | 11.2502 | 11
24254 | 8.91 | 1 | 2019-12-31 | 2020-12-31 | 365 | 10.4199 | 10
25036 | 9.36 | 1 | 2019-12-31 | 2020-12-31 | 365 | 10.9461 | 10
24259 | 9.88 | 1 | 2019-12-31 | 2020-12-31 | 365 | 11.5543 | 11
25037 | 9.36 | 1 | 2019-12-31 | 2020-12-31 | 365 | 10.9461 | 10
25040 | 7.28 | 1 | 2019-12-31 | 2020-12-31 | 365 | 8.5137 | 8
25038 | 4.16 | 1 | 2019-12-31 | 2020-12-31 | 365 | 4.865 | 4
24266 | 5.2 | 1 | 2019-12-31 | 2020-12-31 | 365 | 6.0812 | 6
24268 | 6.24 | 1 | 2019-12-31 | 2020-12-31 | 365 | 7.2974 | 7
25041 | 8.84 | 1 | 2019-12-31 | 2020-12-31 | 365 | 10.338 | 10
24270 | 8.06 | 1 | 2019-12-31 | 2020-12-31 | 365 | 9.4258 | 9
24273 | 5.46 | 1 | 2019-12-31 | 2020-12-31 | 365 | 6.3853 | 6
24272 | 4.94 | 1 | 2019-12-31 | 2020-12-31 | 365 | 5.7771 | 5
24274 | 6.095 | 1 | 2019-12-31 | 2020-12-31 | 365 | 7.1279 | 7
25043 | 4.68 | 1 | 2019-12-31 | 2020-12-31 | 365 | 5.4731 | 5
25045 | 5.46 | 1 | 2019-12-31 | 2020-12-31 | 365 | 6.3853 | 6
25046 | 4.42 | 1 | 2019-12-31 | 2020-12-31 | 365 | 5.169 | 5
25049 | 5.865 | 1 | 2019-12-31 | 2020-12-31 | 365 | 6.8589 | 6
25050 | 5.1 | 1 | 2019-12-31 | 2020-12-31 | 365 | 5.9642 | 5
25048 | 5.2 | 1 | 2019-12-31 | 2020-12-31 | 365 | 6.0812 | 6
25052 | 4.16 | 1 | 2019-12-31 | 2020-12-31 | 365 | 4.865 | 4
25053 | 5.2 | 1 | 2019-12-31 | 2020-12-31 | 365 | 6.0812 | 6
25054 | 9.88 | 1 | 2019-12-31 | 2020-12-31 | 365 | 11.5543 | 11
25055 | 10.14 | 1 | 2019-12-31 | 2020-12-31 | 365 | 11.8583 | 11
25057 | 8.32 | 1 | 2019-12-31 | 2020-12-31 | 365 | 9.7299 | 9
25068 | 5.72 | 1 | 2019-12-31 | 2020-12-31 | 365 | 6.6893 | 6
25078 | 5.72 | 1 | 2019-12-31 | 2020-12-31 | 365 | 6.6893 | 6
25106 | 5.98 | 1 | 2019-12-31 | 2020-12-31 | 365 | 6.9934 | 6
25125 | 6.885 | 1 | 2019-12-31 | 2020-12-31 | 365 | 8.0517 | 8
25131 | 5.46 | 1 | 2019-12-31 | 2020-12-31 | 365 | 6.3853 | 6
25135 | 8.06 | 1 | 2019-12-31 | 2020-12-31 | 365 | 9.4258 | 9
25136 | 4.68 | 1 | 2019-12-31 | 2020-12-31 | 365 | 5.4731 | 5
25143 | 7.54 | 1 | 2019-12-31 | 2020-12-31 | 365 | 8.8177 | 8
25141 | 5.46 | 1 | 2019-12-31 | 2020-12-31 | 365 | 6.3853 | 6
25150 | 9.1 | 1 | 2019-12-31 | 2020-12-31 | 365 | 10.6421 | 10
25151 | 7.95 | 1 | 2019-12-31 | 2020-12-31 | 365 | 9.2972 | 9
25152 | 3.12 | 1 | 2019-12-31 | 2020-12-31 | 365 | 3.6487 | 3
25154 | 5.46 | 1 | 2019-12-31 | 2020-12-31 | 365 | 6.3853 | 6
25156 | 5.2 | 1 | 2019-12-31 | 2020-12-31 | 365 | 6.0812 | 6
25157 | 6.5 | 1 | 2019-12-31 | 2020-12-31 | 365 | 7.6015 | 7
25158 | 2.6 | 1 | 2019-12-31 | 2020-12-31 | 365 | 3.0406 | 3
25159 | 5.2 | 1 | 2019-12-31 | 2020-12-31 | 365 | 6.0812 | 6
25160 | 4.68 | 1 | 2019-12-31 | 2020-12-31 | 365 | 5.4731 | 5
25161 | 4.68 | 1 | 2019-12-31 | 2020-12-31 | 365 | 5.4731 | 5
25162 | 3.9 | 1 | 2019-12-31 | 2020-12-31 | 365 | 4.5609 | 4
25163 | 3.9 | 1 | 2019-12-31 | 2020-12-31 | 365 | 4.5609 | 4
25188 | 2.86 | 1 | 2019-12-31 | 2020-12-31 | 365 | 3.3447 | 3
25193 | 4.42 | 1 | 2019-12-31 | 2020-12-31 | 365 | 5.169 | 5
25194 | 11.18 | 1 | 2019-12-31 | 2020-12-31 | 365 | 13.0746 | 13
25196 | 14.56 | 1 | 2019-12-31 | 2020-12-31 | 365 | 17.0273 | 17
25205 | 3.57 | 1 | 2019-12-31 | 2020-12-31 | 365 | 4.175 | 4
25211 | 7.28 | 1 | 2019-12-31 | 2020-12-31 | 365 | 8.5137 | 8
25213 | 3.64 | 1 | 2019-12-31 | 2020-12-31 | 365 | 4.2568 | 4
25215 | 9.62 | 1 | 2019-12-31 | 2020-12-31 | 365 | 11.2502 | 11
25218 | 7.95 | 1 | 2019-12-31 | 2020-12-31 | 365 | 9.2972 | 9
25214 | 4.42 | 1 | 2019-12-31 | 2020-12-31 | 365 | 5.169 | 5
24390 | 7.8 | 1 | 2019-12-31 | 2020-12-31 | 365 | 9.1218 | 9
24392 | 4.68 | 1 | 2019-12-31 | 2020-12-31 | 365 | 5.4731 | 5
21952 | 4.42 | 1 | 2019-12-31 | 2020-12-31 | 365 | 5.169 | 5
21669 | 10.4 | 1 | 2019-12-31 | 2020-12-31 | 365 | 12.1624 | 12
24393 | 7.42 | 1 | 2019-12-31 | 2020-12-31 | 365 | 8.6774 | 8
24563 | 9.36 | 1 | 2019-12-31 | 2020-12-31 | 365 | 10.9461 | 10
24395 | 4.42 | 1 | 2019-12-31 | 2020-12-31 | 365 | 5.169 | 5
24396 | 7.65 | 1 | 2019-12-31 | 2020-12-31 | 365 | 8.9464 | 8
24397 | 9.88 | 1 | 2019-12-31 | 2020-12-31 | 365 | 11.5543 | 11
24398 | 7.8 | 1 | 2019-12-31 | 2020-12-31 | 365 | 9.1218 | 9
24399 | 5.2 | 1 | 2019-12-31 | 2020-12-31 | 365 | 6.0812 | 6
24404 | 10.66 | 1 | 2019-12-31 | 2020-12-31 | 365 | 12.4664 | 12
25432 | 9.88 | 1 | 2019-12-31 | 2020-12-31 | 365 | 11.5543 | 11
25436 | 7.28 | 1 | 2019-12-31 | 2020-12-31 | 365 | 8.5137 | 8
24407 | 4.94 | 1 | 2019-12-31 | 2020-12-31 | 365 | 5.7771 | 5
25439 | 19.75 | 1 | 2019-12-31 | 2020-12-31 | 365 | 23.0968 | 23
24410 | 2.34 | 1 | 2019-12-31 | 2020-12-31 | 365 | 2.7365 | 2
25443 | 3.9 | 1 | 2019-12-31 | 2020-12-31 | 365 | 4.5609 | 4
25446 | 17.595 | 1 | 2019-12-31 | 2020-12-31 | 365 | 20.5766 | 20
25448 | 7.905 | 1 | 2019-12-31 | 2020-12-31 | 365 | 9.2446 | 9
25450 | 4.16 | 1 | 2019-12-31 | 2020-12-31 | 365 | 4.865 | 4
24278 | 13.26 | 1 | 2019-12-31 | 2020-12-31 | 365 | 15.507 | 15
24284 | 5.72 | 1 | 2019-12-31 | 2020-12-31 | 365 | 6.6893 | 6
24288 | 8.32 | 1 | 2019-12-31 | 2020-12-31 | 365 | 9.7299 | 9
24308 | 13.52 | 1 | 2019-12-31 | 2020-12-31 | 365 | 15.8111 | 15
25452 | 8.84 | 1 | 2019-12-31 | 2020-12-31 | 365 | 10.338 | 10
25455 | 14.82 | 1 | 2019-12-31 | 2020-12-31 | 365 | 17.3314 | 17
25457 | 5.98 | 1 | 2019-12-31 | 2020-12-31 | 365 | 6.9934 | 6
25459 | 3.64 | 1 | 2019-12-31 | 2020-12-31 | 365 | 4.2568 | 4
25461 | 7.02 | 1 | 2019-12-31 | 2020-12-31 | 365 | 8.2096 | 8
25463 | 8.58 | 1 | 2019-12-31 | 2020-12-31 | 365 | 10.034 | 10
25464 | 3.64 | 1 | 2019-12-31 | 2020-12-31 | 365 | 4.2568 | 4
25465 | 3.975 | 1 | 2019-12-31 | 2020-12-31 | 365 | 4.6486 | 4
25467 | 6.36 | 1 | 2019-12-31 | 2020-12-31 | 365 | 7.4378 | 7
25470 | 9.69 | 1 | 2019-12-31 | 2020-12-31 | 365 | 11.3321 | 11
25468 | 9.88 | 1 | 2019-12-31 | 2020-12-31 | 365 | 11.5543 | 11
25471 | 6.24 | 1 | 2019-12-31 | 2020-12-31 | 365 | 7.2974 | 7
25474 | 3.64 | 1 | 2019-12-31 | 2020-12-31 | 365 | 4.2568 | 4
25476 | 5.72 | 1 | 2019-12-31 | 2020-12-31 | 365 | 6.6893 | 6
25477 | 3.18 | 1 | 2019-12-31 | 2020-12-31 | 365 | 3.7189 | 3
25481 | 2.6 | 1 | 2019-12-31 | 2020-12-31 | 365 | 3.0406 | 3
25479 | 7.14 | 1 | 2019-12-31 | 2020-12-31 | 365 | 8.3499 | 8
25484 | 7.8 | 1 | 2019-12-31 | 2020-12-31 | 365 | 9.1218 | 9
25485 | 9.36 | 1 | 2019-12-31 | 2020-12-31 | 365 | 10.9461 | 10
25486 | 7.02 | 1 | 2019-12-31 | 2020-12-31 | 365 | 8.2096 | 8
25506 | 4.16 | 1 | 2019-12-31 | 2020-12-31 | 365 | 4.865 | 4
25504 | 8.06 | 1 | 2019-12-31 | 2020-12-31 | 365 | 9.4258 | 9
25503 | 13.78 | 1 | 2019-12-31 | 2020-12-31 | 365 | 16.1152 | 16
25502 | 5.46 | 1 | 2019-12-31 | 2020-12-31 | 365 | 6.3853 | 6
25501 | 7.54 | 1 | 2019-12-31 | 2020-12-31 | 365 | 8.8177 | 8
25500 | 7.54 | 1 | 2019-12-31 | 2020-12-31 | 365 | 8.8177 | 8
25498 | 10.14 | 1 | 2019-12-31 | 2020-12-31 | 365 | 11.8583 | 11
25497 | 7.28 | 1 | 2019-12-31 | 2020-12-31 | 365 | 8.5137 | 8
25496 | 5.98 | 1 | 2019-12-31 | 2020-12-31 | 365 | 6.9934 | 6
25495 | 3.38 | 1 | 2019-12-31 | 2020-12-31 | 365 | 3.9528 | 3
25494 | 2.86 | 1 | 2019-12-31 | 2020-12-31 | 365 | 3.3447 | 3
25493 | 11.475 | 1 | 2019-12-31 | 2020-12-31 | 365 | 13.4196 | 13
25492 | 5.2 | 1 | 2019-12-31 | 2020-12-31 | 365 | 6.0812 | 6
25491 | 4.68 | 1 | 2019-12-31 | 2020-12-31 | 365 | 5.4731 | 5
25490 | 6.24 | 1 | 2019-12-31 | 2020-12-31 | 365 | 7.2974 | 7
25489 | 5.2 | 1 | 2019-12-31 | 2020-12-31 | 365 | 6.0812 | 6
25488 | 5.98 | 1 | 2019-12-31 | 2020-12-31 | 365 | 6.9934 | 6
25718 | 6.12 | 1 | 2019-12-31 | 2020-12-31 | 365 | 7.1571 | 7
25725 | 4.94 | 1 | 2019-12-31 | 2020-12-31 | 365 | 5.7771 | 5
25722 | 6.24 | 1 | 2019-12-31 | 2020-12-31 | 365 | 7.2974 | 7
18865 | 11.18 | 1 | 2019-12-31 | 2020-12-31 | 365 | 13.0746 | 13
20811 | 5.1 | 1 | 2019-12-31 | 2020-12-31 | 365 | 5.9642 | 5
25728 | 13.26 | 1 | 2019-12-31 | 2020-12-31 | 365 | 15.507 | 15
25733 | 6.24 | 1 | 2019-12-31 | 2020-12-31 | 365 | 7.2974 | 7
20785 | 6.885 | 1 | 2019-12-31 | 2020-12-31 | 365 | 8.0517 | 8
18963 | 6.5 | 1 | 2019-12-31 | 2020-12-31 | 365 | 7.6015 | 7
20678 | 9.88 | 1 | 2019-12-31 | 2020-12-31 | 365 | 11.5543 | 11
25736 | 3.12 | 1 | 2019-12-31 | 2020-12-31 | 365 | 3.6487 | 3
20519 | 6.24 | 1 | 2019-12-31 | 2020-12-31 | 365 | 7.2974 | 7
20289 | 10.4 | 1 | 2019-12-31 | 2020-12-31 | 365 | 12.1624 | 12
25738 | 9.36 | 1 | 2019-12-31 | 2020-12-31 | 365 | 10.9461 | 10
25747 | 5.46 | 1 | 2019-12-31 | 2020-12-31 | 365 | 6.3853 | 6
25757 | 7.02 | 1 | 2019-12-31 | 2020-12-31 | 365 | 8.2096 | 8
25762 | 10.66 | 1 | 2019-12-31 | 2020-12-31 | 365 | 12.4664 | 12
24426 | 12.74 | 1 | 2019-12-31 | 2020-12-31 | 365 | 14.8989 | 14
25765 | 3.9 | 1 | 2019-12-31 | 2020-12-31 | 365 | 4.5609 | 4
25769 | 11.13 | 1 | 2019-12-31 | 2020-12-31 | 365 | 13.0161 | 13
24427 | 5.2 | 1 | 2019-12-31 | 2020-12-31 | 365 | 6.0812 | 6
25776 | 8.58 | 1 | 2019-12-31 | 2020-12-31 | 365 | 10.034 | 10
20846 | 8.84 | 1 | 2019-12-31 | 2020-12-31 | 365 | 10.338 | 10
25771 | 7.28 | 1 | 2019-12-31 | 2020-12-31 | 365 | 8.5137 | 8
19203 | 11.44 | 1 | 2019-12-31 | 2020-12-31 | 365 | 13.3786 | 13
25779 | 9.54 | 1 | 2019-12-31 | 2020-12-31 | 365 | 11.1566 | 11
24430 | 16.12 | 1 | 2019-12-31 | 2020-12-31 | 365 | 18.8517 | 18
20144 | 5.75 | 1 | 2019-12-31 | 2020-12-31 | 365 | 6.7244 | 6
19626 | 5.46 | 1 | 2019-12-31 | 2020-12-31 | 365 | 6.3853 | 6
20121 | 10.965 | 1 | 2019-12-31 | 2020-12-31 | 365 | 12.8231 | 12
19943 | 5.1 | 1 | 2019-12-31 | 2020-12-31 | 365 | 5.9642 | 5
19495 | 8.32 | 1 | 2019-12-31 | 2020-12-31 | 365 | 9.7299 | 9
19421 | 3.9 | 1 | 2019-12-31 | 2020-12-31 | 365 | 4.5609 | 4
19631 | 6.24 | 1 | 2019-12-31 | 2020-12-31 | 365 | 7.2974 | 7
19655 | 2.08 | 1 | 2019-12-31 | 2020-12-31 | 365 | 2.4325 | 2
21496 | 3.57 | 1 | 2019-12-31 | 2020-12-31 | 365 | 4.175 | 4
24442 | 11.7 | 1 | 2019-12-31 | 2020-12-31 | 365 | 13.6827 | 13
17572 | 9.1 | 1 | 2019-12-31 | 2020-12-31 | 365 | 10.6421 | 10
17579 | 6.885 | 1 | 2019-12-31 | 2020-12-31 | 365 | 8.0517 | 8
24446 | 5.46 | 1 | 2019-12-31 | 2020-12-31 | 365 | 6.3853 | 6
17918 | 7.54 | 1 | 2019-12-31 | 2020-12-31 | 365 | 8.8177 | 8
18991 | 4.08 | 1 | 2019-12-31 | 2020-12-31 | 365 | 4.7714 | 4
18966 | 9.36 | 1 | 2019-12-31 | 2020-12-31 | 365 | 10.9461 | 10
18434 | 11.22 | 1 | 2019-12-31 | 2020-12-31 | 365 | 13.1213 | 13
25986 | 11.22 | 1 | 2019-12-31 | 2020-12-31 | 365 | 13.1213 | 13
25782 | 7.685 | 1 | 2019-12-31 | 2020-12-31 | 365 | 8.9873 | 8
25786 | 9.1 | 1 | 2019-12-31 | 2020-12-31 | 365 | 10.6421 | 10
25789 | 7.54 | 1 | 2019-12-31 | 2020-12-31 | 365 | 8.8177 | 8
25790 | 2.86 | 1 | 2019-12-31 | 2020-12-31 | 365 | 3.3447 | 3
25791 | 9.1 | 1 | 2019-12-31 | 2020-12-31 | 365 | 10.6421 | 10
25795 | 5.46 | 1 | 2019-12-31 | 2020-12-31 | 365 | 6.3853 | 6
25794 | 2.08 | 1 | 2019-12-31 | 2020-12-31 | 365 | 2.4325 | 2
24664 | 6.5 | 1 | 2019-12-31 | 2020-12-31 | 365 | 7.6015 | 7
25798 | 6.76 | 1 | 2019-12-31 | 2020-12-31 | 365 | 7.9055 | 7
25800 | 2.34 | 1 | 2019-12-31 | 2020-12-31 | 365 | 2.7365 | 2
25801 | 4.94 | 1 | 2019-12-31 | 2020-12-31 | 365 | 5.7771 | 5
24669 | 5.46 | 1 | 2019-12-31 | 2020-12-31 | 365 | 6.3853 | 6
24411 | 4.94 | 1 | 2019-12-31 | 2020-12-31 | 365 | 5.7771 | 5
25803 | 9.1 | 1 | 2019-12-31 | 2020-12-31 | 365 | 10.6421 | 10
24482 | 9.1 | 1 | 2019-12-31 | 2020-12-31 | 365 | 10.6421 | 10
25802 | 8.32 | 1 | 2019-12-31 | 2020-12-31 | 365 | 9.7299 | 9
25805 | 5.46 | 1 | 2019-12-31 | 2020-12-31 | 365 | 6.3853 | 6
25841 | 3.975 | 1 | 2019-12-31 | 2020-12-31 | 365 | 4.6486 | 4
24678 | 3.64 | 1 | 2019-12-31 | 2020-12-31 | 365 | 4.2568 | 4
25842 | 8.84 | 1 | 2019-12-31 | 2020-12-31 | 365 | 10.338 | 10
25843 | 9.435 | 1 | 2019-12-31 | 2020-12-31 | 365 | 11.0339 | 11
24452 | 5.46 | 1 | 2019-12-31 | 2020-12-31 | 365 | 6.3853 | 6
24518 | 8.215 | 1 | 2019-12-31 | 2020-12-31 | 365 | 9.6071 | 9
25844 | 4.59 | 1 | 2019-12-31 | 2020-12-31 | 365 | 5.3678 | 5
25845 | 7.02 | 1 | 2019-12-31 | 2020-12-31 | 365 | 8.2096 | 8
25846 | 5.98 | 1 | 2019-12-31 | 2020-12-31 | 365 | 6.9934 | 6
25847 | 2.86 | 1 | 2019-12-31 | 2020-12-31 | 365 | 3.3447 | 3
24565 | 4.68 | 1 | 2019-12-31 | 2020-12-31 | 365 | 5.4731 | 5
24674 | 3.12 | 1 | 2019-12-31 | 2020-12-31 | 365 | 3.6487 | 3
24668 | 6.5 | 1 | 2019-12-31 | 2020-12-31 | 365 | 7.6015 | 7
24551 | 2.6 | 1 | 2019-12-31 | 2020-12-31 | 365 | 3.0406 | 3
25848 | 4.16 | 1 | 2019-12-31 | 2020-12-31 | 365 | 4.865 | 4
24625 | 8.84 | 1 | 2019-12-31 | 2020-12-31 | 365 | 10.338 | 10
25849 | 3.64 | 1 | 2019-12-31 | 2020-12-31 | 365 | 4.2568 | 4
24681 | 3.9 | 1 | 2019-12-31 | 2020-12-31 | 365 | 4.5609 | 4
25851 | 8.84 | 1 | 2019-12-31 | 2020-12-31 | 365 | 10.338 | 10
24683 | 9.36 | 1 | 2019-12-31 | 2020-12-31 | 365 | 10.9461 | 10
25850 | 10.92 | 1 | 2019-12-31 | 2020-12-31 | 365 | 12.7705 | 12
24684 | 10.4 | 1 | 2019-12-31 | 2020-12-31 | 365 | 12.1624 | 12
24688 | 10.4 | 1 | 2019-12-31 | 2020-12-31 | 365 | 12.1624 | 12
25852 | 5.2 | 1 | 2019-12-31 | 2020-12-31 | 365 | 6.0812 | 6
25853 | 7.8 | 1 | 2019-12-31 | 2020-12-31 | 365 | 9.1218 | 9
25932 | 3.38 | 1 | 2019-12-31 | 2020-12-31 | 365 | 3.9528 | 3
25933 | 8.32 | 1 | 2019-12-31 | 2020-12-31 | 365 | 9.7299 | 9
25934 | 5.98 | 1 | 2019-12-31 | 2020-12-31 | 365 | 6.9934 | 6
25936 | 4.16 | 1 | 2019-12-31 | 2020-12-31 | 365 | 4.865 | 4
25939 | 8.58 | 1 | 2019-12-31 | 2020-12-31 | 365 | 10.034 | 10
25941 | 5.72 | 1 | 2019-12-31 | 2020-12-31 | 365 | 6.6893 | 6
25942 | 3.64 | 1 | 2019-12-31 | 2020-12-31 | 365 | 4.2568 | 4
25943 | 5.2 | 1 | 2019-12-31 | 2020-12-31 | 365 | 6.0812 | 6
25944 | 7.8 | 1 | 2019-12-31 | 2020-12-31 | 365 | 9.1218 | 9
24727 | 4.42 | 1 | 2019-12-31 | 2020-12-31 | 365 | 5.169 | 5
21746 | 8.06 | 1 | 2019-12-31 | 2020-12-31 | 365 | 9.4258 | 9
21667 | 6.24 | 1 | 2019-12-31 | 2020-12-31 | 365 | 7.2974 | 7
21642 | 4.94 | 1 | 2019-12-31 | 2020-12-31 | 365 | 5.7771 | 5
21630 | 8.58 | 1 | 2019-12-31 | 2020-12-31 | 365 | 10.034 | 10
21748 | 7.28 | 1 | 2019-12-31 | 2020-12-31 | 365 | 8.5137 | 8
22157 | 14.04 | 1 | 2019-12-31 | 2020-12-31 | 365 | 16.4192 | 16
24918 | 7.28 | 1 | 2019-12-31 | 2020-12-31 | 365 | 8.5137 | 8
24919 | 4.94 | 1 | 2019-12-31 | 2020-12-31 | 365 | 5.7771 | 5
24921 | 6.63 | 1 | 2019-12-31 | 2020-12-31 | 365 | 7.7535 | 7
24920 | 5.3 | 1 | 2019-12-31 | 2020-12-31 | 365 | 6.1981 | 6
24922 | 4.16 | 1 | 2019-12-31 | 2020-12-31 | 365 | 4.865 | 4
24924 | 4.68 | 1 | 2019-12-31 | 2020-12-31 | 365 | 5.4731 | 5
24926 | 11.7 | 1 | 2019-12-31 | 2020-12-31 | 365 | 13.6827 | 13
24858 | 4.94 | 1 | 2019-12-31 | 2020-12-31 | 365 | 5.7771 | 5
24857 | 13.52 | 1 | 2019-12-31 | 2020-12-31 | 365 | 15.8111 | 15
24925 | 8.58 | 1 | 2019-12-31 | 2020-12-31 | 365 | 10.034 | 10
24928 | 6.375 | 1 | 2019-12-31 | 2020-12-31 | 365 | 7.4553 | 7
24927 | 8.84 | 1 | 2019-12-31 | 2020-12-31 | 365 | 10.338 | 10
24929 | 13 | 1 | 2019-12-31 | 2020-12-31 | 365 | 15.203 | 15
24930 | 12.22 | 1 | 2019-12-31 | 2020-12-31 | 365 | 14.2908 | 14
24934 | 7.28 | 1 | 2019-12-31 | 2020-12-31 | 365 | 8.5137 | 8
24932 | 9.88 | 1 | 2019-12-31 | 2020-12-31 | 365 | 11.5543 | 11
24862 | 2.34 | 1 | 2019-12-31 | 2020-12-31 | 365 | 2.7365 | 2
24933 | 10.14 | 1 | 2019-12-31 | 2020-12-31 | 365 | 11.8583 | 11
24865 | 7.02 | 1 | 2019-12-31 | 2020-12-31 | 365 | 8.2096 | 8
24935 | 8.16 | 1 | 2019-12-31 | 2020-12-31 | 365 | 9.5428 | 9
24863 | 4 | 1 | 2019-12-31 | 2020-12-31 | 365 | 4.6778 | 4
24936 | 6.76 | 1 | 2019-12-31 | 2020-12-31 | 365 | 7.9055 | 7
24954 | 4.42 | 1 | 2019-12-31 | 2020-12-31 | 365 | 5.169 | 5
24956 | 5.61 | 1 | 2019-12-31 | 2020-12-31 | 365 | 6.5607 | 6
24866 | 6.24 | 1 | 2019-12-31 | 2020-12-31 | 365 | 7.2974 | 7
24867 | 8.84 | 1 | 2019-12-31 | 2020-12-31 | 365 | 10.338 | 10
24870 | 5.72 | 1 | 2019-12-31 | 2020-12-31 | 365 | 6.6893 | 6
24869 | 6.76 | 1 | 2019-12-31 | 2020-12-31 | 365 | 7.9055 | 7
24871 | 3.9 | 1 | 2019-12-31 | 2020-12-31 | 365 | 4.5609 | 4
24873 | 6.76 | 1 | 2019-12-31 | 2020-12-31 | 365 | 7.9055 | 7
24876 | 4.94 | 1 | 2019-12-31 | 2020-12-31 | 365 | 5.7771 | 5
24875 | 8.84 | 1 | 2019-12-31 | 2020-12-31 | 365 | 10.338 | 10
24879 | 12.19 | 1 | 2019-12-31 | 2020-12-31 | 365 | 14.2557 | 14
24881 | 5.98 | 1 | 2019-12-31 | 2020-12-31 | 365 | 6.9934 | 6
24883 | 5.72 | 1 | 2019-12-31 | 2020-12-31 | 365 | 6.6893 | 6
24885 | 5.98 | 1 | 2019-12-31 | 2020-12-31 | 365 | 6.9934 | 6
24888 | 3.38 | 1 | 2019-12-31 | 2020-12-31 | 365 | 3.9528 | 3
24894 | 5.2 | 1 | 2019-12-31 | 2020-12-31 | 365 | 6.0812 | 6
24898 | 5.865 | 1 | 2019-12-31 | 2020-12-31 | 365 | 6.8589 | 6
24900 | 3.64 | 1 | 2019-12-31 | 2020-12-31 | 365 | 4.2568 | 4
24903 | 7.54 | 1 | 2019-12-31 | 2020-12-31 | 365 | 8.8177 | 8
24907 | 10.14 | 1 | 2019-12-31 | 2020-12-31 | 365 | 11.8583 | 11
24904 | 7.02 | 1 | 2019-12-31 | 2020-12-31 | 365 | 8.2096 | 8
24910 | 7.02 | 1 | 2019-12-31 | 2020-12-31 | 365 | 8.2096 | 8
24913 | 8.84 | 1 | 2019-12-31 | 2020-12-31 | 365 | 10.338 | 10
24916 | 4.68 | 1 | 2019-12-31 | 2020-12-31 | 365 | 5.4731 | 5
24917 | 3.825 | 1 | 2019-12-31 | 2020-12-31 | 365 | 4.4732 | 4
26011 | 6.5 | 1 | 2019-12-31 | 2020-12-31 | 365 | 7.6015 | 7
26248 | 7.28 | 1 | 2019-12-31 | 2020-12-31 | 365 | 8.5137 | 8
25462 | 7.28 | 1 | 2019-12-31 | 2020-12-31 | 365 | 8.5137 | 8
25440 | 7.155 | 1 | 2019-12-31 | 2020-12-31 | 365 | 8.3675 | 8
25451 | 4.16 | 1 | 2019-12-31 | 2020-12-31 | 365 | 4.865 | 4
25458 | 3.9 | 1 | 2019-12-31 | 2020-12-31 | 365 | 4.5609 | 4
25466 | 2.12 | 1 | 2019-12-31 | 2020-12-31 | 365 | 2.4793 | 2
25469 | 2.34 | 1 | 2019-12-31 | 2020-12-31 | 365 | 2.7365 | 2
25475 | 7.8 | 1 | 2019-12-31 | 2020-12-31 | 365 | 9.1218 | 9
25581 | 12.15 | 1 | 2019-12-31 | 2020-12-31 | 365 | 14.2089 | 14
25244 | 7.65 | 1 | 2019-12-31 | 2020-12-31 | 365 | 8.9464 | 8
24796 | 9.36 | 1 | 2019-12-31 | 2020-12-31 | 365 | 10.9461 | 10
24961 | 13.52 | 1 | 2019-12-31 | 2020-12-31 | 365 | 15.8111 | 15
25116 | 5.46 | 1 | 2019-12-31 | 2020-12-31 | 365 | 6.3853 | 6
25121 | 7.8 | 1 | 2019-12-31 | 2020-12-31 | 365 | 9.1218 | 9
24892 | 10.92 | 1 | 2019-12-31 | 2020-12-31 | 365 | 12.7705 | 12
25124 | 10.14 | 1 | 2019-12-31 | 2020-12-31 | 365 | 11.8583 | 11
25127 | 12.48 | 1 | 2019-12-31 | 2020-12-31 | 365 | 14.5949 | 14
24886 | 11.96 | 1 | 2019-12-31 | 2020-12-31 | 365 | 13.9867 | 13
25354 | 9.88 | 1 | 2019-12-31 | 2020-12-31 | 365 | 11.5543 | 11
24923 | 8.32 | 1 | 2019-12-31 | 2020-12-31 | 365 | 9.7299 | 9
25134 | 9.88 | 1 | 2019-12-31 | 2020-12-31 | 365 | 11.5543 | 11
26070 | 11.96 | 1 | 2019-12-31 | 2020-12-31 | 365 | 13.9867 | 13
26082 | 6.5 | 1 | 2019-12-31 | 2020-12-31 | 365 | 7.6015 | 7
26084 | 4.68 | 1 | 2019-12-31 | 2020-12-31 | 365 | 5.4731 | 5
26096 | 9.88 | 1 | 2019-12-31 | 2020-12-31 | 365 | 11.5543 | 11
26098 | 4.94 | 1 | 2019-12-31 | 2020-12-31 | 365 | 5.7771 | 5
26101 | 8.32 | 1 | 2019-12-31 | 2020-12-31 | 365 | 9.7299 | 9
26103 | 10.4 | 1 | 2019-12-31 | 2020-12-31 | 365 | 12.1624 | 12
26100 | 9.36 | 1 | 2019-12-31 | 2020-12-31 | 365 | 10.9461 | 10
26184 | 6.76 | 1 | 2019-12-31 | 2020-12-31 | 365 | 7.9055 | 7
26192 | 12.22 | 1 | 2019-12-31 | 2020-12-31 | 365 | 14.2908 | 14
26200 | 8.67 | 1 | 2019-12-31 | 2020-12-31 | 365 | 10.1392 | 10
26204 | 5.565 | 1 | 2019-12-31 | 2020-12-31 | 365 | 6.508 | 6
26207 | 5.98 | 1 | 2019-12-31 | 2020-12-31 | 365 | 6.9934 | 6
26206 | 5.2 | 1 | 2019-12-31 | 2020-12-31 | 365 | 6.0812 | 6
26208 | 9.62 | 1 | 2019-12-31 | 2020-12-31 | 365 | 11.2502 | 11
26210 | 5.72 | 1 | 2019-12-31 | 2020-12-31 | 365 | 6.6893 | 6
26212 | 5.2 | 1 | 2019-12-31 | 2020-12-31 | 365 | 6.0812 | 6
26211 | 4.94 | 1 | 2019-12-31 | 2020-12-31 | 365 | 5.7771 | 5
26215 | 7.54 | 1 | 2019-12-31 | 2020-12-31 | 365 | 8.8177 | 8
26220 | 5.46 | 1 | 2019-12-31 | 2020-12-31 | 365 | 6.3853 | 6
26219 | 5.98 | 1 | 2019-12-31 | 2020-12-31 | 365 | 6.9934 | 6
26221 | 2.34 | 1 | 2019-12-31 | 2020-12-31 | 365 | 2.7365 | 2
26226 | 4.42 | 1 | 2019-12-31 | 2020-12-31 | 365 | 5.169 | 5
26227 | 5.72 | 1 | 2019-12-31 | 2020-12-31 | 365 | 6.6893 | 6
26232 | 4.68 | 1 | 2019-12-31 | 2020-12-31 | 365 | 5.4731 | 5
26233 | 3.9 | 1 | 2019-12-31 | 2020-12-31 | 365 | 4.5609 | 4
26240 | 3.38 | 1 | 2019-12-31 | 2020-12-31 | 365 | 3.9528 | 3
26243 | 5.2 | 1 | 2019-12-31 | 2020-12-31 | 365 | 6.0812 | 6
26239 | 5.865 | 1 | 2019-12-31 | 2020-12-31 | 365 | 6.8589 | 6
26246 | 6.24 | 1 | 2019-12-31 | 2020-12-31 | 365 | 7.2974 | 7
26250 | 7.02 | 1 | 2019-12-31 | 2020-12-31 | 365 | 8.2096 | 8
26254 | 10.4 | 1 | 2019-12-31 | 2020-12-31 | 365 | 12.1624 | 12
26257 | 9.275 | 1 | 2019-12-31 | 2020-12-31 | 365 | 10.8467 | 10
26259 | 2.915 | 1 | 2019-12-31 | 2020-12-31 | 365 | 3.409 | 3
26262 | 6.5 | 1 | 2019-12-31 | 2020-12-31 | 365 | 7.6015 | 7
26261 | 7.8 | 1 | 2019-12-31 | 2020-12-31 | 365 | 9.1218 | 9
24958 | 6.63 | 1 | 2019-12-31 | 2020-12-31 | 365 | 7.7535 | 7
24959 | 5.46 | 1 | 2019-12-31 | 2020-12-31 | 365 | 6.3853 | 6
24962 | 5.46 | 1 | 2019-12-31 | 2020-12-31 | 365 | 6.3853 | 6
25031 | 8.58 | 1 | 2019-12-31 | 2020-12-31 | 365 | 10.034 | 10
26627 | 4.42 | 1 | 2019-12-31 | 2020-12-31 | 365 | 5.169 | 5
26629 | 5.46 | 1 | 2019-12-31 | 2020-12-31 | 365 | 6.3853 | 6
26634 | 6.5 | 1 | 2019-12-31 | 2020-12-31 | 365 | 7.6015 | 7
26681 | 3.38 | 1 | 2019-12-31 | 2020-12-31 | 365 | 3.9528 | 3
26689 | 8.32 | 1 | 2019-12-31 | 2020-12-31 | 365 | 9.7299 | 9
26691 | 7.8 | 1 | 2019-12-31 | 2020-12-31 | 365 | 9.1218 | 9
26695 | 8.06 | 1 | 2019-12-31 | 2020-12-31 | 365 | 9.4258 | 9
26702 | 9.275 | 1 | 2019-12-31 | 2020-12-31 | 365 | 10.8467 | 10
26709 | 3.38 | 1 | 2019-12-31 | 2020-12-31 | 365 | 3.9528 | 3
26715 | 11.18 | 1 | 2019-12-31 | 2020-12-31 | 365 | 13.0746 | 13
21661 | 8.32 | 1 | 2019-12-31 | 2020-12-31 | 365 | 9.7299 | 9
24963 | 6.76 | 1 | 2019-12-31 | 2020-12-31 | 365 | 7.9055 | 7
26720 | 11.22 | 1 | 2019-12-31 | 2020-12-31 | 365 | 13.1213 | 13
26719 | 3.9 | 1 | 2019-12-31 | 2020-12-31 | 365 | 4.5609 | 4
26722 | 6.76 | 1 | 2019-12-31 | 2020-12-31 | 365 | 7.9055 | 7
24609 | 6.24 | 1 | 2019-12-31 | 2020-12-31 | 365 | 7.2974 | 7
26731 | 9.88 | 1 | 2019-12-31 | 2020-12-31 | 365 | 11.5543 | 11
24607 | 6.5 | 1 | 2019-12-31 | 2020-12-31 | 365 | 7.6015 | 7
24610 | 2.6 | 1 | 2019-12-31 | 2020-12-31 | 365 | 3.0406 | 3
24612 | 8.32 | 1 | 2019-12-31 | 2020-12-31 | 365 | 9.7299 | 9
24576 | 5.98 | 1 | 2019-12-31 | 2020-12-31 | 365 | 6.9934 | 6
26736 | 8.925 | 1 | 2019-12-31 | 2020-12-31 | 365 | 10.4374 | 10
24623 | 9.88 | 1 | 2019-12-31 | 2020-12-31 | 365 | 11.5543 | 11
26737 | 8.32 | 1 | 2019-12-31 | 2020-12-31 | 365 | 9.7299 | 9
24626 | 3.9 | 1 | 2019-12-31 | 2020-12-31 | 365 | 4.5609 | 4
24628 | 5.46 | 1 | 2019-12-31 | 2020-12-31 | 365 | 6.3853 | 6
26738 | 3.9 | 1 | 2019-12-31 | 2020-12-31 | 365 | 4.5609 | 4
24631 | 5.72 | 1 | 2019-12-31 | 2020-12-31 | 365 | 6.6893 | 6
24639 | 10.4 | 1 | 2019-12-31 | 2020-12-31 | 365 | 12.1624 | 12
24646 | 8.58 | 1 | 2019-12-31 | 2020-12-31 | 365 | 10.034 | 10
26739 | 8.58 | 1 | 2019-12-31 | 2020-12-31 | 365 | 10.034 | 10
24655 | 5.98 | 1 | 2019-12-31 | 2020-12-31 | 365 | 6.9934 | 6
26740 | 4.77 | 1 | 2019-12-31 | 2020-12-31 | 365 | 5.5783 | 5
26741 | 5.2 | 1 | 2019-12-31 | 2020-12-31 | 365 | 6.0812 | 6
25224 | 8.32 | 1 | 2019-12-31 | 2020-12-31 | 365 | 9.7299 | 9
25233 | 4.94 | 1 | 2019-12-31 | 2020-12-31 | 365 | 5.7771 | 5
25235 | 6.76 | 1 | 2019-12-31 | 2020-12-31 | 365 | 7.9055 | 7
25242 | 7.8 | 1 | 2019-12-31 | 2020-12-31 | 365 | 9.1218 | 9
25243 | 3.18 | 1 | 2019-12-31 | 2020-12-31 | 365 | 3.7189 | 3
25245 | 3.12 | 1 | 2019-12-31 | 2020-12-31 | 365 | 3.6487 | 3
25246 | 7.905 | 1 | 2019-12-31 | 2020-12-31 | 365 | 9.2446 | 9
25247 | 3.12 | 1 | 2019-12-31 | 2020-12-31 | 365 | 3.6487 | 3
25248 | 12.455 | 1 | 2019-12-31 | 2020-12-31 | 365 | 14.5656 | 14
25250 | 9.1 | 1 | 2019-12-31 | 2020-12-31 | 365 | 10.6421 | 10
25251 | 5.72 | 1 | 2019-12-31 | 2020-12-31 | 365 | 6.6893 | 6
25252 | 7.02 | 1 | 2019-12-31 | 2020-12-31 | 365 | 8.2096 | 8
25249 | 6.5 | 1 | 2019-12-31 | 2020-12-31 | 365 | 7.6015 | 7
25254 | 9.1 | 1 | 2019-12-31 | 2020-12-31 | 365 | 10.6421 | 10
25256 | 5.46 | 1 | 2019-12-31 | 2020-12-31 | 365 | 6.3853 | 6
25257 | 8.06 | 1 | 2019-12-31 | 2020-12-31 | 365 | 9.4258 | 9
25260 | 5.46 | 1 | 2019-12-31 | 2020-12-31 | 365 | 6.3853 | 6
26762 | 7.28 | 1 | 2019-12-31 | 2020-12-31 | 365 | 8.5137 | 8
26768 | 5.1 | 1 | 2019-12-31 | 2020-12-31 | 365 | 5.9642 | 5
26770 | 12.14 | 1 | 2019-12-31 | 2020-12-31 | 365 | 14.1972 | 14
26773 | 4.42 | 1 | 2019-12-31 | 2020-12-31 | 365 | 5.169 | 5
26776 | 5.98 | 1 | 2019-12-31 | 2020-12-31 | 365 | 6.9934 | 6
26779 | 4.94 | 1 | 2019-12-31 | 2020-12-31 | 365 | 5.7771 | 5
26784 | 7.56 | 1 | 2019-12-31 | 2020-12-31 | 365 | 8.8411 | 8
26790 | 9.62 | 1 | 2019-12-31 | 2020-12-31 | 365 | 11.2502 | 11
26788 | 2.6 | 1 | 2019-12-31 | 2020-12-31 | 365 | 3.0406 | 3
26792 | 10.66 | 1 | 2019-12-31 | 2020-12-31 | 365 | 12.4664 | 12
26794 | 8.32 | 1 | 2019-12-31 | 2020-12-31 | 365 | 9.7299 | 9
26938 | 6.12 | 1 | 2019-12-31 | 2020-12-31 | 365 | 7.1571 | 7
25580 | 6.89 | 1 | 2019-12-31 | 2020-12-31 | 365 | 8.0576 | 8
25582 | 5.3 | 1 | 2019-12-31 | 2020-12-31 | 365 | 6.1981 | 6
25583 | 13.78 | 1 | 2019-12-31 | 2020-12-31 | 365 | 16.1152 | 16
26940 | 6.24 | 1 | 2019-12-31 | 2020-12-31 | 365 | 7.2974 | 7
25585 | 7.83 | 1 | 2019-12-31 | 2020-12-31 | 365 | 9.1569 | 9
26951 | 3.38 | 1 | 2019-12-31 | 2020-12-31 | 365 | 3.9528 | 3
25594 | 3.64 | 1 | 2019-12-31 | 2020-12-31 | 365 | 4.2568 | 4
25596 | 12.48 | 1 | 2019-12-31 | 2020-12-31 | 365 | 14.5949 | 14
26949 | 3.825 | 1 | 2019-12-31 | 2020-12-31 | 365 | 4.4732 | 4
25597 | 5.46 | 1 | 2019-12-31 | 2020-12-31 | 365 | 6.3853 | 6
26953 | 5.46 | 1 | 2019-12-31 | 2020-12-31 | 365 | 6.3853 | 6
25599 | 8.67 | 1 | 2019-12-31 | 2020-12-31 | 365 | 10.1392 | 10
26954 | 6.24 | 1 | 2019-12-31 | 2020-12-31 | 365 | 7.2974 | 7
25602 | 2.34 | 1 | 2019-12-31 | 2020-12-31 | 365 | 2.7365 | 2
26955 | 4.16 | 1 | 2019-12-31 | 2020-12-31 | 365 | 4.865 | 4
26956 | 4.16 | 1 | 2019-12-31 | 2020-12-31 | 365 | 4.865 | 4
25605 | 5.035 | 1 | 2019-12-31 | 2020-12-31 | 365 | 5.8882 | 5
25604 | 3.64 | 1 | 2019-12-31 | 2020-12-31 | 365 | 4.2568 | 4
26957 | 7.02 | 1 | 2019-12-31 | 2020-12-31 | 365 | 8.2096 | 8
25609 | 6.76 | 1 | 2019-12-31 | 2020-12-31 | 365 | 7.9055 | 7
26959 | 8.32 | 1 | 2019-12-31 | 2020-12-31 | 365 | 9.7299 | 9
25612 | 2.34 | 1 | 2019-12-31 | 2020-12-31 | 365 | 2.7365 | 2
25615 | 5.98 | 1 | 2019-12-31 | 2020-12-31 | 365 | 6.9934 | 6
26961 | 4.68 | 1 | 2019-12-31 | 2020-12-31 | 365 | 5.4731 | 5
25620 | 5.72 | 1 | 2019-12-31 | 2020-12-31 | 365 | 6.6893 | 6
25622 | 7.95 | 1 | 2019-12-31 | 2020-12-31 | 365 | 9.2972 | 9
25623 | 16.5 | 1 | 2019-12-31 | 2020-12-31 | 365 | 19.2961 | 19
26964 | 4.94 | 1 | 2019-12-31 | 2020-12-31 | 365 | 5.7771 | 5
25625 | 7.54 | 1 | 2019-12-31 | 2020-12-31 | 365 | 8.8177 | 8
25626 | 5.98 | 1 | 2019-12-31 | 2020-12-31 | 365 | 6.9934 | 6
25628 | 4.08 | 1 | 2019-12-31 | 2020-12-31 | 365 | 4.7714 | 4
26963 | 5.2 | 1 | 2019-12-31 | 2020-12-31 | 365 | 6.0812 | 6
26967 | 7.02 | 1 | 2019-12-31 | 2020-12-31 | 365 | 8.2096 | 8
26968 | 9.01 | 1 | 2019-12-31 | 2020-12-31 | 365 | 10.5368 | 10
26970 | 6.76 | 1 | 2019-12-31 | 2020-12-31 | 365 | 7.9055 | 7
26969 | 9.69 | 1 | 2019-12-31 | 2020-12-31 | 365 | 11.3321 | 11
26986 | 4.05 | 1 | 2019-12-31 | 2020-12-31 | 365 | 4.7363 | 4
26972 | 5.565 | 1 | 2019-12-31 | 2020-12-31 | 365 | 6.508 | 6
26973 | 5.355 | 1 | 2019-12-31 | 2020-12-31 | 365 | 6.2625 | 6
26974 | 6.5 | 1 | 2019-12-31 | 2020-12-31 | 365 | 7.6015 | 7
26975 | 6.5 | 1 | 2019-12-31 | 2020-12-31 | 365 | 7.6015 | 7
26976 | 6.12 | 1 | 2019-12-31 | 2020-12-31 | 365 | 7.1571 | 7
26977 | 5.72 | 1 | 2019-12-31 | 2020-12-31 | 365 | 6.6893 | 6
26983 | 11.7 | 1 | 2019-12-31 | 2020-12-31 | 365 | 13.6827 | 13
26985 | 3.57 | 1 | 2019-12-31 | 2020-12-31 | 365 | 4.175 | 4
26987 | 9.62 | 1 | 2019-12-31 | 2020-12-31 | 365 | 11.2502 | 11
27002 | 3.38 | 1 | 2019-12-31 | 2020-12-31 | 365 | 3.9528 | 3
26988 | 9.62 | 1 | 2019-12-31 | 2020-12-31 | 365 | 11.2502 | 11
26989 | 4.94 | 1 | 2019-12-31 | 2020-12-31 | 365 | 5.7771 | 5
26991 | 6.24 | 1 | 2019-12-31 | 2020-12-31 | 365 | 7.2974 | 7
26994 | 8.84 | 1 | 2019-12-31 | 2020-12-31 | 365 | 10.338 | 10
26995 | 6.5 | 1 | 2019-12-31 | 2020-12-31 | 365 | 7.6015 | 7
26998 | 7.02 | 1 | 2019-12-31 | 2020-12-31 | 365 | 8.2096 | 8
26999 | 10.71 | 1 | 2019-12-31 | 2020-12-31 | 365 | 12.5249 | 12
27048 | 11.18 | 1 | 2019-12-31 | 2020-12-31 | 365 | 13.0746 | 13
27004 | 3.12 | 1 | 2019-12-31 | 2020-12-31 | 365 | 3.6487 | 3
27005 | 9.62 | 1 | 2019-12-31 | 2020-12-31 | 365 | 11.2502 | 11
27006 | 12.75 | 1 | 2019-12-31 | 2020-12-31 | 365 | 14.9106 | 14
27008 | 11.96 | 1 | 2019-12-31 | 2020-12-31 | 365 | 13.9867 | 13
27009 | 7.54 | 1 | 2019-12-31 | 2020-12-31 | 365 | 8.8177 | 8
27011 | 9.18 | 1 | 2019-12-31 | 2020-12-31 | 365 | 10.7356 | 10
27010 | 11.18 | 1 | 2019-12-31 | 2020-12-31 | 365 | 13.0746 | 13
27012 | 9.88 | 1 | 2019-12-31 | 2020-12-31 | 365 | 11.5543 | 11
27013 | 7.8 | 1 | 2019-12-31 | 2020-12-31 | 365 | 9.1218 | 9
27016 | 6.5 | 1 | 2019-12-31 | 2020-12-31 | 365 | 7.6015 | 7
27021 | 10.14 | 1 | 2019-12-31 | 2020-12-31 | 365 | 11.8583 | 11
27024 | 5.72 | 1 | 2019-12-31 | 2020-12-31 | 365 | 6.6893 | 6
27023 | 4.68 | 1 | 2019-12-31 | 2020-12-31 | 365 | 5.4731 | 5
27025 | 5.98 | 1 | 2019-12-31 | 2020-12-31 | 365 | 6.9934 | 6
27026 | 5.98 | 1 | 2019-12-31 | 2020-12-31 | 365 | 6.9934 | 6
27027 | 9.88 | 1 | 2019-12-31 | 2020-12-31 | 365 | 11.5543 | 11
27042 | 6.5 | 1 | 2019-12-31 | 2020-12-31 | 365 | 7.6015 | 7
27043 | 4.94 | 1 | 2019-12-31 | 2020-12-31 | 365 | 5.7771 | 5
27044 | 4.94 | 1 | 2019-12-31 | 2020-12-31 | 365 | 5.7771 | 5
27045 | 7.8 | 1 | 2019-12-31 | 2020-12-31 | 365 | 9.1218 | 9
27047 | 7.02 | 1 | 2019-12-31 | 2020-12-31 | 365 | 8.2096 | 8
27194 | 6.885 | 1 | 2019-12-31 | 2020-12-31 | 365 | 8.0517 | 8
27195 | 5.46 | 1 | 2019-12-31 | 2020-12-31 | 365 | 6.3853 | 6
27196 | 12.48 | 1 | 2019-12-31 | 2020-12-31 | 365 | 14.5949 | 14
27197 | 11.96 | 1 | 2019-12-31 | 2020-12-31 | 365 | 13.9867 | 13
27198 | 8.84 | 1 | 2019-12-31 | 2020-12-31 | 365 | 10.338 | 10
24964 | 11.7 | 1 | 2019-12-31 | 2020-12-31 | 365 | 13.6827 | 13
24965 | 9.1 | 1 | 2019-12-31 | 2020-12-31 | 365 | 10.6421 | 10
24967 | 2.86 | 1 | 2019-12-31 | 2020-12-31 | 365 | 3.3447 | 3
24969 | 3.38 | 1 | 2019-12-31 | 2020-12-31 | 365 | 3.9528 | 3
24970 | 3.9 | 1 | 2019-12-31 | 2020-12-31 | 365 | 4.5609 | 4
24971 | 6.89 | 1 | 2019-12-31 | 2020-12-31 | 365 | 8.0576 | 8
24972 | 7.54 | 1 | 2019-12-31 | 2020-12-31 | 365 | 8.8177 | 8
24973 | 9.36 | 1 | 2019-12-31 | 2020-12-31 | 365 | 10.9461 | 10
24974 | 7.8 | 1 | 2019-12-31 | 2020-12-31 | 365 | 9.1218 | 9
27241 | 3.12 | 1 | 2019-12-31 | 2020-12-31 | 365 | 3.6487 | 3
27245 | 7.54 | 1 | 2019-12-31 | 2020-12-31 | 365 | 8.8177 | 8
27247 | 10.14 | 1 | 2019-12-31 | 2020-12-31 | 365 | 11.8583 | 11
27249 | 12.22 | 1 | 2019-12-31 | 2020-12-31 | 365 | 14.2908 | 14
27251 | 8.32 | 1 | 2019-12-31 | 2020-12-31 | 365 | 9.7299 | 9
27255 | 5.46 | 1 | 2019-12-31 | 2020-12-31 | 365 | 6.3853 | 6
27261 | 9.1 | 1 | 2019-12-31 | 2020-12-31 | 365 | 10.6421 | 10
27272 | 5.2 | 1 | 2019-12-31 | 2020-12-31 | 365 | 6.0812 | 6
27286 | 5.46 | 1 | 2019-12-31 | 2020-12-31 | 365 | 6.3853 | 6
27296 | 3.64 | 1 | 2019-12-31 | 2020-12-31 | 365 | 4.2568 | 4
27293 | 3.9 | 1 | 2019-12-31 | 2020-12-31 | 365 | 4.5609 | 4
27327 | 5.565 | 1 | 2019-12-31 | 2020-12-31 | 365 | 6.508 | 6
27401 | 11.7 | 1 | 2019-12-31 | 2020-12-31 | 365 | 13.6827 | 13
27298 | 14.04 | 1 | 2019-12-31 | 2020-12-31 | 365 | 16.4192 | 16
27303 | 6.76 | 1 | 2019-12-31 | 2020-12-31 | 365 | 7.9055 | 7
27305 | 12.42 | 1 | 2019-12-31 | 2020-12-31 | 365 | 14.5247 | 14
27326 | 5.2 | 1 | 2019-12-31 | 2020-12-31 | 365 | 6.0812 | 6
26774 | 4.94 | 1 | 2019-12-31 | 2020-12-31 | 365 | 5.7771 | 5
27626 | 6.5 | 1 | 2019-12-31 | 2020-12-31 | 365 | 7.6015 | 7
27604 | 10.14 | 1 | 2019-12-31 | 2020-12-31 | 365 | 11.8583 | 11
23669 | 6.76 | 1 | 2019-12-31 | 2020-12-31 | 365 | 7.9055 | 7
27199 | 10.4 | 1 | 2019-12-31 | 2020-12-31 | 365 | 12.1624 | 12
27647 | 3.12 | 1 | 2019-12-31 | 2020-12-31 | 365 | 3.6487 | 3
27129 | 4.68 | 1 | 2019-12-31 | 2020-12-31 | 365 | 5.4731 | 5
26911 | 9.1 | 1 | 2019-12-31 | 2020-12-31 | 365 | 10.6421 | 10
26049 | 9.36 | 1 | 2019-12-31 | 2020-12-31 | 365 | 10.9461 | 10
26712 | 5.46 | 1 | 2019-12-31 | 2020-12-31 | 365 | 6.3853 | 6
26272 | 4.42 | 1 | 2019-12-31 | 2020-12-31 | 365 | 5.169 | 5
26772 | 7.155 | 1 | 2019-12-31 | 2020-12-31 | 365 | 8.3675 | 8
26252 | 13.52 | 1 | 2019-12-31 | 2020-12-31 | 365 | 15.8111 | 15
26723 | 9.36 | 1 | 2019-12-31 | 2020-12-31 | 365 | 10.9461 | 10
27776 | 10.14 | 1 | 2019-12-31 | 2020-12-31 | 365 | 11.8583 | 11
27649 | 9.1 | 1 | 2019-12-31 | 2020-12-31 | 365 | 10.6421 | 10
27934 | 8.925 | 1 | 2019-12-31 | 2020-12-31 | 365 | 10.4374 | 10
27989 | 8.58 | 1 | 2019-12-31 | 2020-12-31 | 365 | 10.034 | 10
28000 | 8.32 | 1 | 2019-12-31 | 2020-12-31 | 365 | 9.7299 | 9
27942 | 13.78 | 1 | 2019-12-31 | 2020-12-31 | 365 | 16.1152 | 16
27950 | 14.045 | 1 | 2019-12-31 | 2020-12-31 | 365 | 16.4251 | 16
27952 | 9.435 | 1 | 2019-12-31 | 2020-12-31 | 365 | 11.0339 | 11
28040 | 4.16 | 1 | 2019-12-31 | 2020-12-31 | 365 | 4.865 | 4
27958 | 3.825 | 1 | 2019-12-31 | 2020-12-31 | 365 | 4.4732 | 4
27957 | 14.04 | 1 | 2019-12-31 | 2020-12-31 | 365 | 16.4192 | 16
27959 | 4.08 | 1 | 2019-12-31 | 2020-12-31 | 365 | 4.7714 | 4
27961 | 5.865 | 1 | 2019-12-31 | 2020-12-31 | 365 | 6.8589 | 6
27971 | 8.58 | 1 | 2019-12-31 | 2020-12-31 | 365 | 10.034 | 10
28020 | 3.38 | 1 | 2019-12-31 | 2020-12-31 | 365 | 3.9528 | 3
27964 | 6.76 | 1 | 2019-12-31 | 2020-12-31 | 365 | 7.9055 | 7
27967 | 6.375 | 1 | 2019-12-31 | 2020-12-31 | 365 | 7.4553 | 7
27974 | 5.2 | 1 | 2019-12-31 | 2020-12-31 | 365 | 6.0812 | 6
27975 | 4.94 | 1 | 2019-12-31 | 2020-12-31 | 365 | 5.7771 | 5
27976 | 4.42 | 1 | 2019-12-31 | 2020-12-31 | 365 | 5.169 | 5
25312 | 6.76 | 1 | 2019-12-31 | 2020-12-31 | 365 | 7.9055 | 7
25313 | 3.445 | 1 | 2019-12-31 | 2020-12-31 | 365 | 4.0288 | 4
25314 | 9.1 | 1 | 2019-12-31 | 2020-12-31 | 365 | 10.6421 | 10
25631 | 7.905 | 1 | 2019-12-31 | 2020-12-31 | 365 | 9.2446 | 9
25633 | 2.97 | 1 | 2019-12-31 | 2020-12-31 | 365 | 3.4733 | 3
25634 | 6.24 | 1 | 2019-12-31 | 2020-12-31 | 365 | 7.2974 | 7
25635 | 6.24 | 1 | 2019-12-31 | 2020-12-31 | 365 | 7.2974 | 7
25636 | 4.42 | 1 | 2019-12-31 | 2020-12-31 | 365 | 5.169 | 5
25638 | 4.08 | 1 | 2019-12-31 | 2020-12-31 | 365 | 4.7714 | 4
25692 | 3.9 | 1 | 2019-12-31 | 2020-12-31 | 365 | 4.5609 | 4
25693 | 7.54 | 1 | 2019-12-31 | 2020-12-31 | 365 | 8.8177 | 8
25145 | 5.46 | 1 | 2019-12-31 | 2020-12-31 | 365 | 6.3853 | 6
25153 | 3.64 | 1 | 2019-12-31 | 2020-12-31 | 365 | 4.2568 | 4
25178 | 4.94 | 1 | 2019-12-31 | 2020-12-31 | 365 | 5.7771 | 5
25176 | 6.375 | 1 | 2019-12-31 | 2020-12-31 | 365 | 7.4553 | 7
25184 | 3.57 | 1 | 2019-12-31 | 2020-12-31 | 365 | 4.175 | 4
25229 | 10.29 | 1 | 2019-12-31 | 2020-12-31 | 365 | 12.0337 | 12
25425 | 3.9 | 1 | 2019-12-31 | 2020-12-31 | 365 | 4.5609 | 4
25428 | 5.98 | 1 | 2019-12-31 | 2020-12-31 | 365 | 6.9934 | 6
25437 | 4.94 | 1 | 2019-12-31 | 2020-12-31 | 365 | 5.7771 | 5
25695 | 10.455 | 1 | 2019-12-31 | 2020-12-31 | 365 | 12.2267 | 12
25697 | 7.28 | 1 | 2019-12-31 | 2020-12-31 | 365 | 8.5137 | 8
25706 | 4.68 | 1 | 2019-12-31 | 2020-12-31 | 365 | 5.4731 | 5
25709 | 8.06 | 1 | 2019-12-31 | 2020-12-31 | 365 | 9.4258 | 9
25711 | 11.66 | 1 | 2019-12-31 | 2020-12-31 | 365 | 13.6359 | 13
25713 | 8 | 1 | 2019-12-31 | 2020-12-31 | 365 | 9.3557 | 9
25715 | 5.355 | 1 | 2019-12-31 | 2020-12-31 | 365 | 6.2625 | 6
24286 | 9.69 | 1 | 2019-12-31 | 2020-12-31 | 365 | 11.3321 | 11
26726 | 8.06 | 1 | 2019-12-31 | 2020-12-31 | 365 | 9.4258 | 9
26701 | 4.08 | 1 | 2019-12-31 | 2020-12-31 | 365 | 4.7714 | 4
26713 | 8.58 | 1 | 2019-12-31 | 2020-12-31 | 365 | 10.034 | 10
26716 | 6.24 | 1 | 2019-12-31 | 2020-12-31 | 365 | 7.2974 | 7
25760 | 5.2 | 1 | 2019-12-31 | 2020-12-31 | 365 | 6.0812 | 6
26006 | 9.36 | 1 | 2019-12-31 | 2020-12-31 | 365 | 10.9461 | 10
26007 | 11.7 | 1 | 2019-12-31 | 2020-12-31 | 365 | 13.6827 | 13
26013 | 8.84 | 1 | 2019-12-31 | 2020-12-31 | 365 | 10.338 | 10
26037 | 4.42 | 1 | 2019-12-31 | 2020-12-31 | 365 | 5.169 | 5
26041 | 8.32 | 1 | 2019-12-31 | 2020-12-31 | 365 | 9.7299 | 9
26051 | 2.34 | 1 | 2019-12-31 | 2020-12-31 | 365 | 2.7365 | 2
26065 | 3.9 | 1 | 2019-12-31 | 2020-12-31 | 365 | 4.5609 | 4
26068 | 3.38 | 1 | 2019-12-31 | 2020-12-31 | 365 | 3.9528 | 3
26067 | 5.2 | 1 | 2019-12-31 | 2020-12-31 | 365 | 6.0812 | 6
27790 | 6.095 | 1 | 2019-12-31 | 2020-12-31 | 365 | 7.1279 | 7
27806 | 3.38 | 1 | 2019-12-31 | 2020-12-31 | 365 | 3.9528 | 3
27796 | 8.32 | 1 | 2019-12-31 | 2020-12-31 | 365 | 9.7299 | 9
27984 | 7.395 | 1 | 2019-12-31 | 2020-12-31 | 365 | 8.6482 | 8
27985 | 5.2 | 1 | 2019-12-31 | 2020-12-31 | 365 | 6.0812 | 6
27986 | 8.06 | 1 | 2019-12-31 | 2020-12-31 | 365 | 9.4258 | 9
26263 | 7.54 | 1 | 2019-12-31 | 2020-12-31 | 365 | 8.8177 | 8
26356 | 5.2 | 1 | 2019-12-31 | 2020-12-31 | 365 | 6.0812 | 6
26370 | 10.4 | 1 | 2019-12-31 | 2020-12-31 | 365 | 12.1624 | 12
26266 | 8.58 | 1 | 2019-12-31 | 2020-12-31 | 365 | 10.034 | 10
26269 | 5.2 | 1 | 2019-12-31 | 2020-12-31 | 365 | 6.0812 | 6
26270 | 5.98 | 1 | 2019-12-31 | 2020-12-31 | 365 | 6.9934 | 6
26276 | 3.38 | 1 | 2019-12-31 | 2020-12-31 | 365 | 3.9528 | 3
26281 | 5.98 | 1 | 2019-12-31 | 2020-12-31 | 365 | 6.9934 | 6
26282 | 6.24 | 1 | 2019-12-31 | 2020-12-31 | 365 | 7.2974 | 7
26285 | 4.42 | 1 | 2019-12-31 | 2020-12-31 | 365 | 5.169 | 5
26289 | 2.34 | 1 | 2019-12-31 | 2020-12-31 | 365 | 2.7365 | 2
26292 | 7.54 | 1 | 2019-12-31 | 2020-12-31 | 365 | 8.8177 | 8
26328 | 6.5 | 1 | 2019-12-31 | 2020-12-31 | 365 | 7.6015 | 7
26345 | 8.58 | 1 | 2019-12-31 | 2020-12-31 | 365 | 10.034 | 10
26348 | 4.94 | 1 | 2019-12-31 | 2020-12-31 | 365 | 5.7771 | 5
26357 | 4.42 | 1 | 2019-12-31 | 2020-12-31 | 365 | 5.169 | 5
26359 | 3.64 | 1 | 2019-12-31 | 2020-12-31 | 365 | 4.2568 | 4
26361 | 3.12 | 1 | 2019-12-31 | 2020-12-31 | 365 | 3.6487 | 3
26364 | 7.28 | 1 | 2019-12-31 | 2020-12-31 | 365 | 8.5137 | 8
26386 | 7.54 | 1 | 2019-12-31 | 2020-12-31 | 365 | 8.8177 | 8
26374 | 4.42 | 1 | 2019-12-31 | 2020-12-31 | 365 | 5.169 | 5
26376 | 11.7 | 1 | 2019-12-31 | 2020-12-31 | 365 | 13.6827 | 13
26379 | 12.74 | 1 | 2019-12-31 | 2020-12-31 | 365 | 14.8989 | 14
26392 | 6.24 | 1 | 2019-12-31 | 2020-12-31 | 365 | 7.2974 | 7
26398 | 9.36 | 1 | 2019-12-31 | 2020-12-31 | 365 | 10.9461 | 10
26461 | 5.98 | 1 | 2019-12-31 | 2020-12-31 | 365 | 6.9934 | 6
26572 | 12.48 | 1 | 2019-12-31 | 2020-12-31 | 365 | 14.5949 | 14
26587 | 2.86 | 1 | 2019-12-31 | 2020-12-31 | 365 | 3.3447 | 3
26592 | 5.46 | 1 | 2019-12-31 | 2020-12-31 | 365 | 6.3853 | 6
26600 | 3.06 | 1 | 2019-12-31 | 2020-12-31 | 365 | 3.5785 | 3
26605 | 6.76 | 1 | 2019-12-31 | 2020-12-31 | 365 | 7.9055 | 7
26609 | 7.28 | 1 | 2019-12-31 | 2020-12-31 | 365 | 8.5137 | 8
26809 | 8.415 | 1 | 2019-12-31 | 2020-12-31 | 365 | 9.841 | 9
26818 | 6.5 | 1 | 2019-12-31 | 2020-12-31 | 365 | 7.6015 | 7
26805 | 5.72 | 1 | 2019-12-31 | 2020-12-31 | 365 | 6.6893 | 6
26808 | 3.64 | 1 | 2019-12-31 | 2020-12-31 | 365 | 4.2568 | 4
26797 | 6.5 | 1 | 2019-12-31 | 2020-12-31 | 365 | 7.6015 | 7
26799 | 10.66 | 1 | 2019-12-31 | 2020-12-31 | 365 | 12.4664 | 12
26801 | 8.58 | 1 | 2019-12-31 | 2020-12-31 | 365 | 10.034 | 10
26802 | 10.07 | 1 | 2019-12-31 | 2020-12-31 | 365 | 11.7765 | 11
26811 | 9.1 | 1 | 2019-12-31 | 2020-12-31 | 365 | 10.6421 | 10
26812 | 6.5 | 1 | 2019-12-31 | 2020-12-31 | 365 | 7.6015 | 7
26813 | 10.14 | 1 | 2019-12-31 | 2020-12-31 | 365 | 11.8583 | 11
26815 | 3.12 | 1 | 2019-12-31 | 2020-12-31 | 365 | 3.6487 | 3
26817 | 9.62 | 1 | 2019-12-31 | 2020-12-31 | 365 | 11.2502 | 11
26820 | 7.02 | 1 | 2019-12-31 | 2020-12-31 | 365 | 8.2096 | 8
26823 | 5.46 | 1 | 2019-12-31 | 2020-12-31 | 365 | 6.3853 | 6
26843 | 2.08 | 1 | 2019-12-31 | 2020-12-31 | 365 | 2.4325 | 2
27990 | 3.64 | 1 | 2019-12-31 | 2020-12-31 | 365 | 4.2568 | 4
27991 | 5.98 | 1 | 2019-12-31 | 2020-12-31 | 365 | 6.9934 | 6
27992 | 4.42 | 1 | 2019-12-31 | 2020-12-31 | 365 | 5.169 | 5
27995 | 11.44 | 1 | 2019-12-31 | 2020-12-31 | 365 | 13.3786 | 13
27994 | 9.435 | 1 | 2019-12-31 | 2020-12-31 | 365 | 11.0339 | 11
27997 | 10.4 | 1 | 2019-12-31 | 2020-12-31 | 365 | 12.1624 | 12
27996 | 10.4 | 1 | 2019-12-31 | 2020-12-31 | 365 | 12.1624 | 12
27998 | 6.24 | 1 | 2019-12-31 | 2020-12-31 | 365 | 7.2974 | 7
27999 | 2.08 | 1 | 2019-12-31 | 2020-12-31 | 365 | 2.4325 | 2
28001 | 7.8 | 1 | 2019-12-31 | 2020-12-31 | 365 | 9.1218 | 9
27052 | 6.76 | 1 | 2019-12-31 | 2020-12-31 | 365 | 7.9055 | 7
27054 | 6.76 | 1 | 2019-12-31 | 2020-12-31 | 365 | 7.9055 | 7
27055 | 4.16 | 1 | 2019-12-31 | 2020-12-31 | 365 | 4.865 | 4
27056 | 3.12 | 1 | 2019-12-31 | 2020-12-31 | 365 | 3.6487 | 3
27059 | 6.5 | 1 | 2019-12-31 | 2020-12-31 | 365 | 7.6015 | 7
27061 | 9.54 | 1 | 2019-12-31 | 2020-12-31 | 365 | 11.1566 | 11
27062 | 6.5 | 1 | 2019-12-31 | 2020-12-31 | 365 | 7.6015 | 7
27066 | 9.435 | 1 | 2019-12-31 | 2020-12-31 | 365 | 11.0339 | 11
27095 | 6.885 | 1 | 2019-12-31 | 2020-12-31 | 365 | 8.0517 | 8
27072 | 14.04 | 1 | 2019-12-31 | 2020-12-31 | 365 | 16.4192 | 16
28036 | 4.59 | 1 | 2019-12-31 | 2020-12-31 | 365 | 5.3678 | 5
27088 | 8.06 | 1 | 2019-12-31 | 2020-12-31 | 365 | 9.4258 | 9
27089 | 7.02 | 1 | 2019-12-31 | 2020-12-31 | 365 | 8.2096 | 8
27098 | 9.1 | 1 | 2019-12-31 | 2020-12-31 | 365 | 10.6421 | 10
27100 | 8.84 | 1 | 2019-12-31 | 2020-12-31 | 365 | 10.338 | 10
27102 | 9.805 | 1 | 2019-12-31 | 2020-12-31 | 365 | 11.4666 | 11
27104 | 5.72 | 1 | 2019-12-31 | 2020-12-31 | 365 | 6.6893 | 6
27115 | 5.72 | 1 | 2019-12-31 | 2020-12-31 | 365 | 6.6893 | 6
24343 | 5.46 | 1 | 2019-12-31 | 2020-12-31 | 365 | 6.3853 | 6
27119 | 10.66 | 1 | 2019-12-31 | 2020-12-31 | 365 | 12.4664 | 12
27775 | 4.16 | 1 | 2019-12-31 | 2020-12-31 | 365 | 4.865 | 4
27780 | 6.24 | 1 | 2019-12-31 | 2020-12-31 | 365 | 7.2974 | 7
27136 | 3.38 | 1 | 2019-12-31 | 2020-12-31 | 365 | 3.9528 | 3
27321 | 6.24 | 1 | 2019-12-31 | 2020-12-31 | 365 | 7.2974 | 7
27782 | 5.2 | 1 | 2019-12-31 | 2020-12-31 | 365 | 6.0812 | 6
27138 | 5.98 | 1 | 2019-12-31 | 2020-12-31 | 365 | 6.9934 | 6
27464 | 5.565 | 1 | 2019-12-31 | 2020-12-31 | 365 | 6.508 | 6
27564 | 8.1 | 1 | 2019-12-31 | 2020-12-31 | 365 | 9.4726 | 9
27554 | 5.2 | 1 | 2019-12-31 | 2020-12-31 | 365 | 6.0812 | 6
27792 | 6.76 | 1 | 2019-12-31 | 2020-12-31 | 365 | 7.9055 | 7
27542 | 8.215 | 1 | 2019-12-31 | 2020-12-31 | 365 | 9.6071 | 9
27528 | 3.06 | 1 | 2019-12-31 | 2020-12-31 | 365 | 3.5785 | 3
27562 | 6.36 | 1 | 2019-12-31 | 2020-12-31 | 365 | 7.4378 | 7
27459 | 6.76 | 1 | 2019-12-31 | 2020-12-31 | 365 | 7.9055 | 7
27143 | 6.76 | 1 | 2019-12-31 | 2020-12-31 | 365 | 7.9055 | 7
27145 | 10.92 | 1 | 2019-12-31 | 2020-12-31 | 365 | 12.7705 | 12
27148 | 2.6 | 1 | 2019-12-31 | 2020-12-31 | 365 | 3.0406 | 3
24822 | 10.66 | 1 | 2019-12-31 | 2020-12-31 | 365 | 12.4664 | 12
25133 | 5.98 | 1 | 2019-12-31 | 2020-12-31 | 365 | 6.9934 | 6
27577 | 2.6 | 1 | 2019-12-31 | 2020-12-31 | 365 | 3.0406 | 3
27585 | 4.77 | 1 | 2019-12-31 | 2020-12-31 | 365 | 5.5783 | 5
27599 | 6.095 | 1 | 2019-12-31 | 2020-12-31 | 365 | 7.1279 | 7
27560 | 6.095 | 1 | 2019-12-31 | 2020-12-31 | 365 | 7.1279 | 7
27574 | 7.83 | 1 | 2019-12-31 | 2020-12-31 | 365 | 9.1569 | 9
27569 | 8.06 | 1 | 2019-12-31 | 2020-12-31 | 365 | 9.4258 | 9
27589 | 2.08 | 1 | 2019-12-31 | 2020-12-31 | 365 | 2.4325 | 2
27597 | 13.26 | 1 | 2019-12-31 | 2020-12-31 | 365 | 15.507 | 15
27576 | 7.02 | 1 | 2019-12-31 | 2020-12-31 | 365 | 8.2096 | 8
27631 | 10.66 | 1 | 2019-12-31 | 2020-12-31 | 365 | 12.4664 | 12
27154 | 4.42 | 1 | 2019-12-31 | 2020-12-31 | 365 | 5.169 | 5
27172 | 4.16 | 1 | 2019-12-31 | 2020-12-31 | 365 | 4.865 | 4
27173 | 5.98 | 1 | 2019-12-31 | 2020-12-31 | 365 | 6.9934 | 6
27174 | 5.98 | 1 | 2019-12-31 | 2020-12-31 | 365 | 6.9934 | 6
27175 | 5.46 | 1 | 2019-12-31 | 2020-12-31 | 365 | 6.3853 | 6
27176 | 13.26 | 1 | 2019-12-31 | 2020-12-31 | 365 | 15.507 | 15
27177 | 12.22 | 1 | 2019-12-31 | 2020-12-31 | 365 | 14.2908 | 14
27181 | 9.88 | 1 | 2019-12-31 | 2020-12-31 | 365 | 11.5543 | 11
27184 | 11.18 | 1 | 2019-12-31 | 2020-12-31 | 365 | 13.0746 | 13
26401 | 6.5 | 1 | 2019-12-31 | 2020-12-31 | 365 | 7.6015 | 7
18729 | 14.3 | 1 | 2019-12-31 | 2020-12-31 | 365 | 16.7233 | 16
27890 | 8.58 | 1 | 2019-12-31 | 2020-12-31 | 365 | 10.034 | 10
26806 | 9.36 | 1 | 2019-12-31 | 2020-12-31 | 365 | 10.9461 | 10
27893 | 5.72 | 1 | 2019-12-31 | 2020-12-31 | 365 | 6.6893 | 6
27891 | 5.46 | 1 | 2019-12-31 | 2020-12-31 | 365 | 6.3853 | 6
27897 | 6.24 | 1 | 2019-12-31 | 2020-12-31 | 365 | 7.2974 | 7
27898 | 6.76 | 1 | 2019-12-31 | 2020-12-31 | 365 | 7.9055 | 7
27903 | 5.72 | 1 | 2019-12-31 | 2020-12-31 | 365 | 6.6893 | 6
27812 | 6.24 | 1 | 2019-12-31 | 2020-12-31 | 365 | 7.2974 | 7
27904 | 10.4 | 1 | 2019-12-31 | 2020-12-31 | 365 | 12.1624 | 12
27902 | 10.4 | 1 | 2019-12-31 | 2020-12-31 | 365 | 12.1624 | 12
26947 | 7.02 | 1 | 2019-12-31 | 2020-12-31 | 365 | 8.2096 | 8
27908 | 7.14 | 1 | 2019-12-31 | 2020-12-31 | 365 | 8.3499 | 8
27041 | 8.32 | 1 | 2019-12-31 | 2020-12-31 | 365 | 9.7299 | 9
27912 | 11.18 | 1 | 2019-12-31 | 2020-12-31 | 365 | 13.0746 | 13
27914 | 5.46 | 1 | 2019-12-31 | 2020-12-31 | 365 | 6.3853 | 6
27085 | 5.565 | 1 | 2019-12-31 | 2020-12-31 | 365 | 6.508 | 6
27720 | 8.67 | 1 | 2019-12-31 | 2020-12-31 | 365 | 10.1392 | 10
26061 | 8.06 | 1 | 2019-12-31 | 2020-12-31 | 365 | 9.4258 | 9
27919 | 8.32 | 1 | 2019-12-31 | 2020-12-31 | 365 | 9.7299 | 9
27921 | 3.9 | 1 | 2019-12-31 | 2020-12-31 | 365 | 4.5609 | 4
27926 | 3.825 | 1 | 2019-12-31 | 2020-12-31 | 365 | 4.4732 | 4
27922 | 8.415 | 1 | 2019-12-31 | 2020-12-31 | 365 | 9.841 | 9
27192 | 3.64 | 1 | 2019-12-31 | 2020-12-31 | 365 | 4.2568 | 4
27929 | 3.38 | 1 | 2019-12-31 | 2020-12-31 | 365 | 3.9528 | 3
27924 | 3.06 | 1 | 2019-12-31 | 2020-12-31 | 365 | 3.5785 | 3
27932 | 2.08 | 1 | 2019-12-31 | 2020-12-31 | 365 | 2.4325 | 2
27824 | 4.42 | 1 | 2019-12-31 | 2020-12-31 | 365 | 5.169 | 5
28044 | 4.42 | 1 | 2019-12-31 | 2020-12-31 | 365 | 5.169 | 5
28109 | 2.08 | 1 | 2019-12-31 | 2020-12-31 | 365 | 2.4325 | 2
28128 | 3.64 | 1 | 2019-12-31 | 2020-12-31 | 365 | 4.2568 | 4
28129 | 3.18 | 1 | 2019-12-31 | 2020-12-31 | 365 | 3.7189 | 3
28131 | 5.72 | 1 | 2019-12-31 | 2020-12-31 | 365 | 6.6893 | 6
28136 | 5.2 | 1 | 2019-12-31 | 2020-12-31 | 365 | 6.0812 | 6
28137 | 3.38 | 1 | 2019-12-31 | 2020-12-31 | 365 | 3.9528 | 3
25051 | 6.24 | 1 | 2019-12-31 | 2020-12-31 | 365 | 7.2974 | 7
28057 | 12.48 | 1 | 2019-12-31 | 2020-12-31 | 365 | 14.5949 | 14
28049 | 7.28 | 1 | 2019-12-31 | 2020-12-31 | 365 | 8.5137 | 8
27441 | 2.08 | 1 | 2019-12-31 | 2020-12-31 | 365 | 2.4325 | 2
27461 | 8.58 | 1 | 2019-12-31 | 2020-12-31 | 365 | 10.034 | 10
27449 | 6.24 | 1 | 2019-12-31 | 2020-12-31 | 365 | 7.2974 | 7
27458 | 3.38 | 1 | 2019-12-31 | 2020-12-31 | 365 | 3.9528 | 3
27453 | 9.88 | 1 | 2019-12-31 | 2020-12-31 | 365 | 11.5543 | 11
28112 | 8.84 | 1 | 2019-12-31 | 2020-12-31 | 365 | 10.338 | 10
28089 | 13.78 | 1 | 2019-12-31 | 2020-12-31 | 365 | 16.1152 | 16
26856 | 2.385 | 1 | 2019-12-31 | 2020-12-31 | 365 | 2.7892 | 2
26869 | 4.42 | 1 | 2019-12-31 | 2020-12-31 | 365 | 5.169 | 5
26875 | 12.48 | 1 | 2019-12-31 | 2020-12-31 | 365 | 14.5949 | 14
26878 | 5.46 | 1 | 2019-12-31 | 2020-12-31 | 365 | 6.3853 | 6
26884 | 5.46 | 1 | 2019-12-31 | 2020-12-31 | 365 | 6.3853 | 6
26887 | 9.1 | 1 | 2019-12-31 | 2020-12-31 | 365 | 10.6421 | 10
26889 | 3.12 | 1 | 2019-12-31 | 2020-12-31 | 365 | 3.6487 | 3
26891 | 11.44 | 1 | 2019-12-31 | 2020-12-31 | 365 | 13.3786 | 13
26909 | 5.46 | 1 | 2019-12-31 | 2020-12-31 | 365 | 6.3853 | 6
26907 | 6.63 | 1 | 2019-12-31 | 2020-12-31 | 365 | 7.7535 | 7
26899 | 5.83 | 1 | 2019-12-31 | 2020-12-31 | 365 | 6.818 | 6
26900 | 7.28 | 1 | 2019-12-31 | 2020-12-31 | 365 | 8.5137 | 8
22015 | 9.88 | 1 | 2019-12-31 | 2020-12-31 | 365 | 11.5543 | 11
22056 | 7.56 | 1 | 2019-12-31 | 2020-12-31 | 365 | 8.8411 | 8
22061 | 4.05 | 1 | 2019-12-31 | 2020-12-31 | 365 | 4.7363 | 4
22203 | 14.56 | 1 | 2019-12-31 | 2020-12-31 | 365 | 17.0273 | 17
22201 | 5.13 | 1 | 2019-12-31 | 2020-12-31 | 365 | 5.9993 | 5
22502 | 14.04 | 1 | 2019-12-31 | 2020-12-31 | 365 | 16.4192 | 16
22493 | 7.28 | 1 | 2019-12-31 | 2020-12-31 | 365 | 8.5137 | 8
22500 | 5.72 | 1 | 2019-12-31 | 2020-12-31 | 365 | 6.6893 | 6
22650 | 3.9 | 1 | 2019-12-31 | 2020-12-31 | 365 | 4.5609 | 4
23977 | 8.37 | 1 | 2019-12-31 | 2020-12-31 | 365 | 9.7884 | 9
22156 | 11.34 | 1 | 2019-12-31 | 2020-12-31 | 365 | 13.2617 | 13
28068 | 12.24 | 1 | 2019-12-31 | 2020-12-31 | 365 | 14.3142 | 14
28073 | 3.64 | 1 | 2019-12-31 | 2020-12-31 | 365 | 4.2568 | 4
21770 | 13.78 | 1 | 2019-12-31 | 2020-12-31 | 365 | 16.1152 | 16
28167 | 9.36 | 1 | 2019-12-31 | 2020-12-31 | 365 | 10.9461 | 10
28179 | 4.68 | 1 | 2019-12-31 | 2020-12-31 | 365 | 5.4731 | 5
28184 | 5.72 | 1 | 2019-12-31 | 2020-12-31 | 365 | 6.6893 | 6
28278 | 9.275 | 1 | 2019-12-31 | 2020-12-31 | 365 | 10.8467 | 10
28280 | 6.5 | 1 | 2019-12-31 | 2020-12-31 | 365 | 7.6015 | 7
28323 | 5.72 | 1 | 2019-12-31 | 2020-12-31 | 365 | 6.6893 | 6
28315 | 8.32 | 1 | 2019-12-31 | 2020-12-31 | 365 | 9.7299 | 9
28312 | 9.1 | 1 | 2019-12-31 | 2020-12-31 | 365 | 10.6421 | 10
28192 | 5.98 | 1 | 2019-12-31 | 2020-12-31 | 365 | 6.9934 | 6
28191 | 5.46 | 1 | 2019-12-31 | 2020-12-31 | 365 | 6.3853 | 6
28185 | 7.02 | 1 | 2019-12-31 | 2020-12-31 | 365 | 8.2096 | 8
20470 | 10.92 | 1 | 2019-12-31 | 2020-12-31 | 365 | 12.7705 | 12
28156 | 5.72 | 1 | 2019-12-31 | 2020-12-31 | 365 | 6.6893 | 6
28198 | 6.5 | 1 | 2019-12-31 | 2020-12-31 | 365 | 7.6015 | 7
28195 | 5.2 | 1 | 2019-12-31 | 2020-12-31 | 365 | 6.0812 | 6
28202 | 8.84 | 1 | 2019-12-31 | 2020-12-31 | 365 | 10.338 | 10
28180 | 4.16 | 1 | 2019-12-31 | 2020-12-31 | 365 | 4.865 | 4
28204 | 6.76 | 1 | 2019-12-31 | 2020-12-31 | 365 | 7.9055 | 7
28203 | 5.2 | 1 | 2019-12-31 | 2020-12-31 | 365 | 6.0812 | 6
28164 | 6.375 | 1 | 2019-12-31 | 2020-12-31 | 365 | 7.4553 | 7
28139 | 9.62 | 1 | 2019-12-31 | 2020-12-31 | 365 | 11.2502 | 11
28140 | 11.44 | 1 | 2019-12-31 | 2020-12-31 | 365 | 13.3786 | 13
28130 | 7.54 | 1 | 2019-12-31 | 2020-12-31 | 365 | 8.8177 | 8
28210 | 2.86 | 1 | 2019-12-31 | 2020-12-31 | 365 | 3.3447 | 3
28169 | 10.4 | 1 | 2019-12-31 | 2020-12-31 | 365 | 12.1624 | 12
28212 | 4.94 | 1 | 2019-12-31 | 2020-12-31 | 365 | 5.7771 | 5
28132 | 4.94 | 1 | 2019-12-31 | 2020-12-31 | 365 | 5.7771 | 5
28124 | 7.28 | 1 | 2019-12-31 | 2020-12-31 | 365 | 8.5137 | 8
28159 | 2.385 | 1 | 2019-12-31 | 2020-12-31 | 365 | 2.7892 | 2
28163 | 4.16 | 1 | 2019-12-31 | 2020-12-31 | 365 | 4.865 | 4
28165 | 5.3 | 1 | 2019-12-31 | 2020-12-31 | 365 | 6.1981 | 6
28173 | 2.6 | 1 | 2019-12-31 | 2020-12-31 | 365 | 3.0406 | 3
28174 | 5.98 | 1 | 2019-12-31 | 2020-12-31 | 365 | 6.9934 | 6
28320 | 11.18 | 1 | 2019-12-31 | 2020-12-31 | 365 | 13.0746 | 13
28328 | 2.86 | 1 | 2019-12-31 | 2020-12-31 | 365 | 3.3447 | 3
28331 | 11.7 | 1 | 2019-12-31 | 2020-12-31 | 365 | 13.6827 | 13
28326 | 5.46 | 1 | 2019-12-31 | 2020-12-31 | 365 | 6.3853 | 6
28334 | 7.8 | 1 | 2019-12-31 | 2020-12-31 | 365 | 9.1218 | 9
28345 | 7.28 | 1 | 2019-12-31 | 2020-12-31 | 365 | 8.5137 | 8
28346 | 11.7 | 1 | 2019-12-31 | 2020-12-31 | 365 | 13.6827 | 13
28350 | 6.76 | 1 | 2019-12-31 | 2020-12-31 | 365 | 7.9055 | 7
28340 | 7.905 | 1 | 2019-12-31 | 2020-12-31 | 365 | 9.2446 | 9
28359 | 5.46 | 1 | 2019-12-31 | 2020-12-31 | 365 | 6.3853 | 6
28361 | 7.8 | 1 | 2019-12-31 | 2020-12-31 | 365 | 9.1218 | 9
28360 | 2.6 | 1 | 2019-12-31 | 2020-12-31 | 365 | 3.0406 | 3
28367 | 4.08 | 1 | 2019-12-31 | 2020-12-31 | 365 | 4.7714 | 4
28432 | 9.945 | 1 | 2019-12-31 | 2020-12-31 | 365 | 11.6303 | 11
28435 | 7.02 | 1 | 2019-12-31 | 2020-12-31 | 365 | 8.2096 | 8
28441 | 8.32 | 1 | 2019-12-31 | 2020-12-31 | 365 | 9.7299 | 9
28400 | 4.16 | 1 | 2019-12-31 | 2020-12-31 | 365 | 4.865 | 4
28452 | 5.72 | 1 | 2019-12-31 | 2020-12-31 | 365 | 6.6893 | 6
28453 | 8.84 | 1 | 2019-12-31 | 2020-12-31 | 365 | 10.338 | 10
28459 | 5.46 | 1 | 2019-12-31 | 2020-12-31 | 365 | 6.3853 | 6
28468 | 10.14 | 1 | 2019-12-31 | 2020-12-31 | 365 | 11.8583 | 11
28467 | 3.64 | 1 | 2019-12-31 | 2020-12-31 | 365 | 4.2568 | 4
28370 | 5.72 | 1 | 2019-12-31 | 2020-12-31 | 365 | 6.6893 | 6
28455 | 5.2 | 1 | 2019-12-31 | 2020-12-31 | 365 | 6.0812 | 6
28476 | 14.04 | 1 | 2019-12-31 | 2020-12-31 | 365 | 16.4192 | 16
28352 | 7.905 | 1 | 2019-12-31 | 2020-12-31 | 365 | 9.2446 | 9
28329 | 17.68 | 1 | 2019-12-31 | 2020-12-31 | 365 | 20.6761 | 20
28478 | 8.84 | 1 | 2019-12-31 | 2020-12-31 | 365 | 10.338 | 10
28348 | 8.58 | 1 | 2019-12-31 | 2020-12-31 | 365 | 10.034 | 10
28378 | 7.8 | 1 | 2019-12-31 | 2020-12-31 | 365 | 9.1218 | 9
28379 | 9.36 | 1 | 2019-12-31 | 2020-12-31 | 365 | 10.9461 | 10
28386 | 5.98 | 1 | 2019-12-31 | 2020-12-31 | 365 | 6.9934 | 6
28220 | 8.58 | 1 | 2019-12-31 | 2020-12-31 | 365 | 10.034 | 10
28391 | 4.42 | 1 | 2019-12-31 | 2020-12-31 | 365 | 5.169 | 5
28372 | 9.1 | 1 | 2019-12-31 | 2020-12-31 | 365 | 10.6421 | 10
28395 | 7.8 | 1 | 2019-12-31 | 2020-12-31 | 365 | 9.1218 | 9
28394 | 5.2 | 1 | 2019-12-31 | 2020-12-31 | 365 | 6.0812 | 6
28401 | 14.04 | 1 | 2019-12-31 | 2020-12-31 | 365 | 16.4192 | 16
28403 | 7.54 | 1 | 2019-12-31 | 2020-12-31 | 365 | 8.8177 | 8
28405 | 12.48 | 1 | 2019-12-31 | 2020-12-31 | 365 | 14.5949 | 14
28227 | 8.84 | 1 | 2019-12-31 | 2020-12-31 | 365 | 10.338 | 10
28229 | 13.78 | 1 | 2019-12-31 | 2020-12-31 | 365 | 16.1152 | 16
28413 | 5.355 | 1 | 2019-12-31 | 2020-12-31 | 365 | 6.2625 | 6
28415 | 12.48 | 1 | 2019-12-31 | 2020-12-31 | 365 | 14.5949 | 14
28223 | 8.32 | 1 | 2019-12-31 | 2020-12-31 | 365 | 9.7299 | 9
28225 | 4.68 | 1 | 2019-12-31 | 2020-12-31 | 365 | 5.4731 | 5
28217 | 12.22 | 1 | 2019-12-31 | 2020-12-31 | 365 | 14.2908 | 14
28233 | 8.925 | 1 | 2019-12-31 | 2020-12-31 | 365 | 10.4374 | 10
28214 | 5.2 | 1 | 2019-12-31 | 2020-12-31 | 365 | 6.0812 | 6
28421 | 6.24 | 1 | 2019-12-31 | 2020-12-31 | 365 | 7.2974 | 7
28423 | 5.2 | 1 | 2019-12-31 | 2020-12-31 | 365 | 6.0812 | 6
28211 | 6.5 | 1 | 2019-12-31 | 2020-12-31 | 365 | 7.6015 | 7
28484 | 3.9 | 1 | 2019-12-31 | 2020-12-31 | 365 | 4.5609 | 4
28473 | 6.625 | 1 | 2019-12-31 | 2020-12-31 | 365 | 7.7477 | 7
28488 | 8.48 | 1 | 2019-12-31 | 2020-12-31 | 365 | 9.917 | 9
28490 | 3.825 | 1 | 2019-12-31 | 2020-12-31 | 365 | 4.4732 | 4
28489 | 5.98 | 1 | 2019-12-31 | 2020-12-31 | 365 | 6.9934 | 6
28498 | 13 | 1 | 2019-12-31 | 2020-12-31 | 365 | 15.203 | 15
28451 | 13.78 | 1 | 2019-12-31 | 2020-12-31 | 365 | 16.1152 | 16
28485 | 4.68 | 1 | 2019-12-31 | 2020-12-31 | 365 | 5.4731 | 5
28457 | 9.88 | 1 | 2019-12-31 | 2020-12-31 | 365 | 11.5543 | 11
28502 | 11.96 | 1 | 2019-12-31 | 2020-12-31 | 365 | 13.9867 | 13
28463 | 6.5 | 1 | 2019-12-31 | 2020-12-31 | 365 | 7.6015 | 7
28471 | 4.94 | 1 | 2019-12-31 | 2020-12-31 | 365 | 5.7771 | 5
28514 | 2.34 | 1 | 2019-12-31 | 2020-12-31 | 365 | 2.7365 | 2
28516 | 6.76 | 1 | 2019-12-31 | 2020-12-31 | 365 | 7.9055 | 7
28520 | 10.66 | 1 | 2019-12-31 | 2020-12-31 | 365 | 12.4664 | 12
28521 | 9.1 | 1 | 2019-12-31 | 2020-12-31 | 365 | 10.6421 | 10
25694 | 10.2 | 1 | 2019-12-31 | 2020-12-31 | 365 | 11.9285 | 11
25696 | 10.4 | 1 | 2019-12-31 | 2020-12-31 | 365 | 12.1624 | 12
25700 | 7.8 | 1 | 2019-12-31 | 2020-12-31 | 365 | 9.1218 | 9
27189 | 7.02 | 1 | 2019-12-31 | 2020-12-31 | 365 | 8.2096 | 8
28021 | 2.04 | 1 | 2019-12-31 | 2020-12-31 | 365 | 2.3857 | 2
28236 | 7.02 | 1 | 2019-12-31 | 2020-12-31 | 365 | 8.2096 | 8
28238 | 7.02 | 1 | 2019-12-31 | 2020-12-31 | 365 | 8.2096 | 8
28241 | 10.4 | 1 | 2019-12-31 | 2020-12-31 | 365 | 12.1624 | 12
28583 | 8.06 | 1 | 2019-12-31 | 2020-12-31 | 365 | 9.4258 | 9
28587 | 12.22 | 1 | 2019-12-31 | 2020-12-31 | 365 | 14.2908 | 14
28585 | 8.06 | 1 | 2019-12-31 | 2020-12-31 | 365 | 9.4258 | 9
28590 | 5.72 | 1 | 2019-12-31 | 2020-12-31 | 365 | 6.6893 | 6
28591 | 10.66 | 1 | 2019-12-31 | 2020-12-31 | 365 | 12.4664 | 12
28593 | 8.84 | 1 | 2019-12-31 | 2020-12-31 | 365 | 10.338 | 10
28597 | 9.36 | 1 | 2019-12-31 | 2020-12-31 | 365 | 10.9461 | 10
28598 | 10.66 | 1 | 2019-12-31 | 2020-12-31 | 365 | 12.4664 | 12
28607 | 8.32 | 1 | 2019-12-31 | 2020-12-31 | 365 | 9.7299 | 9
28613 | 5.98 | 1 | 2019-12-31 | 2020-12-31 | 365 | 6.9934 | 6
28625 | 3.24 | 1 | 2019-12-31 | 2020-12-31 | 365 | 3.7891 | 3
28616 | 14.3 | 1 | 2019-12-31 | 2020-12-31 | 365 | 16.7233 | 16
28621 | 9.62 | 1 | 2019-12-31 | 2020-12-31 | 365 | 11.2502 | 11
28623 | 5.46 | 1 | 2019-12-31 | 2020-12-31 | 365 | 6.3853 | 6
28624 | 5.035 | 1 | 2019-12-31 | 2020-12-31 | 365 | 5.8882 | 5
28589 | 9.88 | 1 | 2019-12-31 | 2020-12-31 | 365 | 11.5543 | 11
28588 | 4.16 | 1 | 2019-12-31 | 2020-12-31 | 365 | 4.865 | 4
28626 | 7.54 | 1 | 2019-12-31 | 2020-12-31 | 365 | 8.8177 | 8
28627 | 4.94 | 1 | 2019-12-31 | 2020-12-31 | 365 | 5.7771 | 5
28603 | 4.68 | 1 | 2019-12-31 | 2020-12-31 | 365 | 5.4731 | 5
28614 | 4.16 | 1 | 2019-12-31 | 2020-12-31 | 365 | 4.865 | 4
28634 | 4.16 | 1 | 2019-12-31 | 2020-12-31 | 365 | 4.865 | 4
28628 | 3.9 | 1 | 2019-12-31 | 2020-12-31 | 365 | 4.5609 | 4
28608 | 13.52 | 1 | 2019-12-31 | 2020-12-31 | 365 | 15.8111 | 15
28605 | 8.06 | 1 | 2019-12-31 | 2020-12-31 | 365 | 9.4258 | 9
28250 | 8.84 | 1 | 2019-12-31 | 2020-12-31 | 365 | 10.338 | 10
28252 | 3.12 | 1 | 2019-12-31 | 2020-12-31 | 365 | 3.6487 | 3
28444 | 3.38 | 1 | 2019-12-31 | 2020-12-31 | 365 | 3.9528 | 3
28556 | 5.46 | 1 | 2019-12-31 | 2020-12-31 | 365 | 6.3853 | 6
28546 | 7.14 | 1 | 2019-12-31 | 2020-12-31 | 365 | 8.3499 | 8
28566 | 3.9 | 1 | 2019-12-31 | 2020-12-31 | 365 | 4.5609 | 4
28563 | 10.14 | 1 | 2019-12-31 | 2020-12-31 | 365 | 11.8583 | 11
28562 | 7.02 | 1 | 2019-12-31 | 2020-12-31 | 365 | 8.2096 | 8
28573 | 3.64 | 1 | 2019-12-31 | 2020-12-31 | 365 | 4.2568 | 4
28582 | 2.805 | 1 | 2019-12-31 | 2020-12-31 | 365 | 3.2803 | 3
28571 | 9.1 | 1 | 2019-12-31 | 2020-12-31 | 365 | 10.6421 | 10
28572 | 10.66 | 1 | 2019-12-31 | 2020-12-31 | 365 | 12.4664 | 12
28640 | 8.84 | 1 | 2019-12-31 | 2020-12-31 | 365 | 10.338 | 10
28575 | 5.98 | 1 | 2019-12-31 | 2020-12-31 | 365 | 6.9934 | 6
28574 | 5.1 | 1 | 2019-12-31 | 2020-12-31 | 365 | 5.9642 | 5
28577 | 5.83 | 1 | 2019-12-31 | 2020-12-31 | 365 | 6.818 | 6
28579 | 10.2 | 1 | 2019-12-31 | 2020-12-31 | 365 | 11.9285 | 11
28580 | 10.4 | 1 | 2019-12-31 | 2020-12-31 | 365 | 12.1624 | 12
28558 | 13.26 | 1 | 2019-12-31 | 2020-12-31 | 365 | 15.507 | 15
28755 | 9.62 | 1 | 2019-12-31 | 2020-12-31 | 365 | 11.2502 | 11
28751 | 9.18 | 1 | 2019-12-31 | 2020-12-31 | 365 | 10.7356 | 10
28752 | 11.18 | 1 | 2019-12-31 | 2020-12-31 | 365 | 13.0746 | 13
28720 | 3.9 | 1 | 2019-12-31 | 2020-12-31 | 365 | 4.5609 | 4
28749 | 8.32 | 1 | 2019-12-31 | 2020-12-31 | 365 | 9.7299 | 9
28737 | 9.36 | 1 | 2019-12-31 | 2020-12-31 | 365 | 10.9461 | 10
29048 | 3.64 | 1 | 2019-12-31 | 2020-12-31 | 365 | 4.2568 | 4
28805 | 5.2 | 1 | 2019-12-31 | 2020-12-31 | 365 | 6.0812 | 6
28803 | 5.46 | 1 | 2019-12-31 | 2020-12-31 | 365 | 6.3853 | 6
28795 | 9.1 | 1 | 2019-12-31 | 2020-12-31 | 365 | 10.6421 | 10
28791 | 3.9 | 1 | 2019-12-31 | 2020-12-31 | 365 | 4.5609 | 4
28787 | 6.24 | 1 | 2019-12-31 | 2020-12-31 | 365 | 7.2974 | 7
28757 | 7.8 | 1 | 2019-12-31 | 2020-12-31 | 365 | 9.1218 | 9
28756 | 2.34 | 1 | 2019-12-31 | 2020-12-31 | 365 | 2.7365 | 2
28767 | 7.54 | 1 | 2019-12-31 | 2020-12-31 | 365 | 8.8177 | 8
28783 | 4.94 | 1 | 2019-12-31 | 2020-12-31 | 365 | 5.7771 | 5
28770 | 6.375 | 1 | 2019-12-31 | 2020-12-31 | 365 | 7.4553 | 7
28748 | 9.36 | 1 | 2019-12-31 | 2020-12-31 | 365 | 10.9461 | 10
28785 | 3.12 | 1 | 2019-12-31 | 2020-12-31 | 365 | 3.6487 | 3
28641 | 9.62 | 1 | 2019-12-31 | 2020-12-31 | 365 | 11.2502 | 11
28728 | 3.12 | 1 | 2019-12-31 | 2020-12-31 | 365 | 3.6487 | 3
28592 | 4.24 | 1 | 2019-12-31 | 2020-12-31 | 365 | 4.9585 | 4
28733 | 4.68 | 1 | 2019-12-31 | 2020-12-31 | 365 | 5.4731 | 5
28742 | 4.94 | 1 | 2019-12-31 | 2020-12-31 | 365 | 5.7771 | 5
28739 | 8.32 | 1 | 2019-12-31 | 2020-12-31 | 365 | 9.7299 | 9
28576 | 12.22 | 1 | 2019-12-31 | 2020-12-31 | 365 | 14.2908 | 14
28642 | 9.88 | 1 | 2019-12-31 | 2020-12-31 | 365 | 11.5543 | 11
28874 | 5.98 | 1 | 2019-12-31 | 2020-12-31 | 365 | 6.9934 | 6
28645 | 4.16 | 1 | 2019-12-31 | 2020-12-31 | 365 | 4.865 | 4
28811 | 4.845 | 1 | 2019-12-31 | 2020-12-31 | 365 | 5.666 | 5
28809 | 9.88 | 1 | 2019-12-31 | 2020-12-31 | 365 | 11.5543 | 11
28649 | 2.86 | 1 | 2019-12-31 | 2020-12-31 | 365 | 3.3447 | 3
28780 | 3.12 | 1 | 2019-12-31 | 2020-12-31 | 365 | 3.6487 | 3
28651 | 5.46 | 1 | 2019-12-31 | 2020-12-31 | 365 | 6.3853 | 6
28794 | 6.76 | 1 | 2019-12-31 | 2020-12-31 | 365 | 7.9055 | 7
28814 | 10.4 | 1 | 2019-12-31 | 2020-12-31 | 365 | 12.1624 | 12
28816 | 2.34 | 1 | 2019-12-31 | 2020-12-31 | 365 | 2.7365 | 2
28822 | 5.72 | 1 | 2019-12-31 | 2020-12-31 | 365 | 6.6893 | 6
28821 | 4.42 | 1 | 2019-12-31 | 2020-12-31 | 365 | 5.169 | 5
28823 | 7.02 | 1 | 2019-12-31 | 2020-12-31 | 365 | 8.2096 | 8
28825 | 3.38 | 1 | 2019-12-31 | 2020-12-31 | 365 | 3.9528 | 3
28826 | 6.5 | 1 | 2019-12-31 | 2020-12-31 | 365 | 7.6015 | 7
28788 | 2.97 | 1 | 2019-12-31 | 2020-12-31 | 365 | 3.4733 | 3
28828 | 9.945 | 1 | 2019-12-31 | 2020-12-31 | 365 | 11.6303 | 11
28834 | 7.8 | 1 | 2019-12-31 | 2020-12-31 | 365 | 9.1218 | 9
28838 | 6.24 | 1 | 2019-12-31 | 2020-12-31 | 365 | 7.2974 | 7
28845 | 7.54 | 1 | 2019-12-31 | 2020-12-31 | 365 | 8.8177 | 8
28854 | 7.8 | 1 | 2019-12-31 | 2020-12-31 | 365 | 9.1218 | 9
28855 | 7.02 | 1 | 2019-12-31 | 2020-12-31 | 365 | 8.2096 | 8
28772 | 6.885 | 1 | 2019-12-31 | 2020-12-31 | 365 | 8.0517 | 8
28858 | 8.84 | 1 | 2019-12-31 | 2020-12-31 | 365 | 10.338 | 10
28819 | 2.6 | 1 | 2019-12-31 | 2020-12-31 | 365 | 3.0406 | 3
28775 | 4.42 | 1 | 2019-12-31 | 2020-12-31 | 365 | 5.169 | 5
28863 | 3.9 | 1 | 2019-12-31 | 2020-12-31 | 365 | 4.5609 | 4
28736 | 6.5 | 1 | 2019-12-31 | 2020-12-31 | 365 | 7.6015 | 7
28848 | 6.24 | 1 | 2019-12-31 | 2020-12-31 | 365 | 7.2974 | 7
28868 | 3.57 | 1 | 2019-12-31 | 2020-12-31 | 365 | 4.175 | 4
28778 | 3.64 | 1 | 2019-12-31 | 2020-12-31 | 365 | 4.2568 | 4
28654 | 7.54 | 1 | 2019-12-31 | 2020-12-31 | 365 | 8.8177 | 8
28650 | 11.44 | 1 | 2019-12-31 | 2020-12-31 | 365 | 13.3786 | 13
28763 | 4.16 | 1 | 2019-12-31 | 2020-12-31 | 365 | 4.865 | 4
28652 | 4.94 | 1 | 2019-12-31 | 2020-12-31 | 365 | 5.7771 | 5
28779 | 3.64 | 1 | 2019-12-31 | 2020-12-31 | 365 | 4.2568 | 4
28782 | 10.66 | 1 | 2019-12-31 | 2020-12-31 | 365 | 12.4664 | 12
28657 | 7.8 | 1 | 2019-12-31 | 2020-12-31 | 365 | 9.1218 | 9
28658 | 8.84 | 1 | 2019-12-31 | 2020-12-31 | 365 | 10.338 | 10
28632 | 5.2 | 1 | 2019-12-31 | 2020-12-31 | 365 | 6.0812 | 6
28660 | 9.88 | 1 | 2019-12-31 | 2020-12-31 | 365 | 11.5543 | 11
28659 | 6.76 | 1 | 2019-12-31 | 2020-12-31 | 365 | 7.9055 | 7
28646 | 5.04 | 1 | 2019-12-31 | 2020-12-31 | 365 | 5.8941 | 5
28637 | 4.16 | 1 | 2019-12-31 | 2020-12-31 | 365 | 4.865 | 4
28661 | 8.32 | 1 | 2019-12-31 | 2020-12-31 | 365 | 9.7299 | 9
28622 | 5.98 | 1 | 2019-12-31 | 2020-12-31 | 365 | 6.9934 | 6
28664 | 11.18 | 1 | 2019-12-31 | 2020-12-31 | 365 | 13.0746 | 13
28663 | 9.36 | 1 | 2019-12-31 | 2020-12-31 | 365 | 10.9461 | 10
28666 | 6.76 | 1 | 2019-12-31 | 2020-12-31 | 365 | 7.9055 | 7
28667 | 9.18 | 1 | 2019-12-31 | 2020-12-31 | 365 | 10.7356 | 10
28668 | 3.9 | 1 | 2019-12-31 | 2020-12-31 | 365 | 4.5609 | 4
28670 | 9.275 | 1 | 2019-12-31 | 2020-12-31 | 365 | 10.8467 | 10
28669 | 4.42 | 1 | 2019-12-31 | 2020-12-31 | 365 | 5.169 | 5
28671 | 5.72 | 1 | 2019-12-31 | 2020-12-31 | 365 | 6.6893 | 6
28682 | 5.98 | 1 | 2019-12-31 | 2020-12-31 | 365 | 6.9934 | 6
28684 | 4.94 | 1 | 2019-12-31 | 2020-12-31 | 365 | 5.7771 | 5
28685 | 11.44 | 1 | 2019-12-31 | 2020-12-31 | 365 | 13.3786 | 13
28686 | 8.32 | 1 | 2019-12-31 | 2020-12-31 | 365 | 9.7299 | 9
28687 | 13 | 1 | 2019-12-31 | 2020-12-31 | 365 | 15.203 | 15
28700 | 7.02 | 1 | 2019-12-31 | 2020-12-31 | 365 | 8.2096 | 8
28702 | 5.72 | 1 | 2019-12-31 | 2020-12-31 | 365 | 6.6893 | 6
28857 | 7.54 | 1 | 2019-12-31 | 2020-12-31 | 365 | 8.8177 | 8
28869 | 8.32 | 1 | 2019-12-31 | 2020-12-31 | 365 | 9.7299 | 9
29132 | 10.14 | 1 | 2019-12-31 | 2020-12-31 | 365 | 11.8583 | 11
29137 | 4.59 | 1 | 2019-12-31 | 2020-12-31 | 365 | 5.3678 | 5
28878 | 5.72 | 1 | 2019-12-31 | 2020-12-31 | 365 | 6.6893 | 6
29139 | 9.36 | 1 | 2019-12-31 | 2020-12-31 | 365 | 10.9461 | 10
29143 | 10.66 | 1 | 2019-12-31 | 2020-12-31 | 365 | 12.4664 | 12
28882 | 7.28 | 1 | 2019-12-31 | 2020-12-31 | 365 | 8.5137 | 8
29149 | 5.355 | 1 | 2019-12-31 | 2020-12-31 | 365 | 6.2625 | 6
29195 | 13 | 1 | 2019-12-31 | 2020-12-31 | 365 | 15.203 | 15
28885 | 4.68 | 1 | 2019-12-31 | 2020-12-31 | 365 | 5.4731 | 5
29206 | 6.24 | 1 | 2019-12-31 | 2020-12-31 | 365 | 7.2974 | 7
28890 | 6.5 | 1 | 2019-12-31 | 2020-12-31 | 365 | 7.6015 | 7
29211 | 6.375 | 1 | 2019-12-31 | 2020-12-31 | 365 | 7.4553 | 7
28892 | 4.42 | 1 | 2019-12-31 | 2020-12-31 | 365 | 5.169 | 5
29216 | 5.98 | 1 | 2019-12-31 | 2020-12-31 | 365 | 6.9934 | 6
28901 | 6.76 | 1 | 2019-12-31 | 2020-12-31 | 365 | 7.9055 | 7
29221 | 10.14 | 1 | 2019-12-31 | 2020-12-31 | 365 | 11.8583 | 11
29226 | 10.66 | 1 | 2019-12-31 | 2020-12-31 | 365 | 12.4664 | 12
28879 | 7.28 | 1 | 2019-12-31 | 2020-12-31 | 365 | 8.5137 | 8
29231 | 8.32 | 1 | 2019-12-31 | 2020-12-31 | 365 | 9.7299 | 9
28937 | 6.24 | 1 | 2019-12-31 | 2020-12-31 | 365 | 7.2974 | 7
28940 | 5.98 | 1 | 2019-12-31 | 2020-12-31 | 365 | 6.9934 | 6
28939 | 2.08 | 1 | 2019-12-31 | 2020-12-31 | 365 | 2.4325 | 2
28941 | 10.4 | 1 | 2019-12-31 | 2020-12-31 | 365 | 12.1624 | 12
28946 | 10.14 | 1 | 2019-12-31 | 2020-12-31 | 365 | 11.8583 | 11
28955 | 4.68 | 1 | 2019-12-31 | 2020-12-31 | 365 | 5.4731 | 5
28957 | 5.98 | 1 | 2019-12-31 | 2020-12-31 | 365 | 6.9934 | 6
28960 | 8.58 | 1 | 2019-12-31 | 2020-12-31 | 365 | 10.034 | 10
29100 | 11.18 | 1 | 2019-12-31 | 2020-12-31 | 365 | 13.0746 | 13
29057 | 3.9 | 1 | 2019-12-31 | 2020-12-31 | 365 | 4.5609 | 4
28981 | 6.12 | 1 | 2019-12-31 | 2020-12-31 | 365 | 7.1571 | 7
28983 | 4.16 | 1 | 2019-12-31 | 2020-12-31 | 365 | 4.865 | 4
28988 | 9.18 | 1 | 2019-12-31 | 2020-12-31 | 365 | 10.7356 | 10
29000 | 7.395 | 1 | 2019-12-31 | 2020-12-31 | 365 | 8.6482 | 8
29001 | 8.32 | 1 | 2019-12-31 | 2020-12-31 | 365 | 9.7299 | 9
29004 | 7.395 | 1 | 2019-12-31 | 2020-12-31 | 365 | 8.6482 | 8
29007 | 11.73 | 1 | 2019-12-31 | 2020-12-31 | 365 | 13.7178 | 13
29012 | 3.38 | 1 | 2019-12-31 | 2020-12-31 | 365 | 3.9528 | 3
29011 | 4.24 | 1 | 2019-12-31 | 2020-12-31 | 365 | 4.9585 | 4
29023 | 9.36 | 1 | 2019-12-31 | 2020-12-31 | 365 | 10.9461 | 10
29031 | 4.94 | 1 | 2019-12-31 | 2020-12-31 | 365 | 5.7771 | 5
29034 | 4.68 | 1 | 2019-12-31 | 2020-12-31 | 365 | 5.4731 | 5
29038 | 9.62 | 1 | 2019-12-31 | 2020-12-31 | 365 | 11.2502 | 11
29040 | 6.24 | 1 | 2019-12-31 | 2020-12-31 | 365 | 7.2974 | 7
29046 | 5.2 | 1 | 2019-12-31 | 2020-12-31 | 365 | 6.0812 | 6
29051 | 2.04 | 1 | 2019-12-31 | 2020-12-31 | 365 | 2.3857 | 2
29063 | 4.42 | 1 | 2019-12-31 | 2020-12-31 | 365 | 5.169 | 5
29070 | 12.48 | 1 | 2019-12-31 | 2020-12-31 | 365 | 14.5949 | 14
29075 | 16.12 | 1 | 2019-12-31 | 2020-12-31 | 365 | 18.8517 | 18
29087 | 6.5 | 1 | 2019-12-31 | 2020-12-31 | 365 | 7.6015 | 7
29088 | 3.9 | 1 | 2019-12-31 | 2020-12-31 | 365 | 4.5609 | 4
29089 | 8.84 | 1 | 2019-12-31 | 2020-12-31 | 365 | 10.338 | 10
29093 | 3.12 | 1 | 2019-12-31 | 2020-12-31 | 365 | 3.6487 | 3
29232 | 3.06 | 1 | 2019-12-31 | 2020-12-31 | 365 | 3.5785 | 3
29237 | 10.66 | 1 | 2019-12-31 | 2020-12-31 | 365 | 12.4664 | 12
29240 | 9.1 | 1 | 2019-12-31 | 2020-12-31 | 365 | 10.6421 | 10
29222 | 2.04 | 1 | 2019-12-31 | 2020-12-31 | 365 | 2.3857 | 2
29252 | 4.32 | 1 | 2019-12-31 | 2020-12-31 | 365 | 5.0521 | 5
29403 | 8.32 | 1 | 2019-12-31 | 2020-12-31 | 365 | 9.7299 | 9
29401 | 3.64 | 1 | 2019-12-31 | 2020-12-31 | 365 | 4.2568 | 4
29390 | 5.98 | 1 | 2019-12-31 | 2020-12-31 | 365 | 6.9934 | 6
29382 | 4.42 | 1 | 2019-12-31 | 2020-12-31 | 365 | 5.169 | 5
29377 | 4.16 | 1 | 2019-12-31 | 2020-12-31 | 365 | 4.865 | 4
29371 | 5.1 | 1 | 2019-12-31 | 2020-12-31 | 365 | 5.9642 | 5
29333 | 7.65 | 1 | 2019-12-31 | 2020-12-31 | 365 | 8.9464 | 8
29331 | 3.12 | 1 | 2019-12-31 | 2020-12-31 | 365 | 3.6487 | 3
29327 | 8.32 | 1 | 2019-12-31 | 2020-12-31 | 365 | 9.7299 | 9
29298 | 5.2 | 1 | 2019-12-31 | 2020-12-31 | 365 | 6.0812 | 6
29299 | 4.94 | 1 | 2019-12-31 | 2020-12-31 | 365 | 5.7771 | 5
29300 | 3.18 | 1 | 2019-12-31 | 2020-12-31 | 365 | 3.7189 | 3
29346 | 4.08 | 1 | 2019-12-31 | 2020-12-31 | 365 | 4.7714 | 4
29302 | 5.98 | 1 | 2019-12-31 | 2020-12-31 | 365 | 6.9934 | 6
29310 | 5.2 | 1 | 2019-12-31 | 2020-12-31 | 365 | 6.0812 | 6
29311 | 4.16 | 1 | 2019-12-31 | 2020-12-31 | 365 | 4.865 | 4
29307 | 8.06 | 1 | 2019-12-31 | 2020-12-31 | 365 | 9.4258 | 9
29314 | 3.38 | 1 | 2019-12-31 | 2020-12-31 | 365 | 3.9528 | 3
29316 | 2.12 | 1 | 2019-12-31 | 2020-12-31 | 365 | 2.4793 | 2
29404 | 4.59 | 1 | 2019-12-31 | 2020-12-31 | 365 | 5.3678 | 5
29412 | 7.95 | 1 | 2019-12-31 | 2020-12-31 | 365 | 9.2972 | 9
29417 | 3.64 | 1 | 2019-12-31 | 2020-12-31 | 365 | 4.2568 | 4
29469 | 11.18 | 1 | 2019-12-31 | 2020-12-31 | 365 | 13.0746 | 13
29291 | 8.16 | 1 | 2019-12-31 | 2020-12-31 | 365 | 9.5428 | 9
29292 | 8.58 | 1 | 2019-12-31 | 2020-12-31 | 365 | 10.034 | 10
29295 | 9.88 | 1 | 2019-12-31 | 2020-12-31 | 365 | 11.5543 | 11
29529 | 11.985 | 1 | 2019-12-31 | 2020-12-31 | 365 | 14.016 | 14
29531 | 9.88 | 1 | 2019-12-31 | 2020-12-31 | 365 | 11.5543 | 11
29274 | 4.42 | 1 | 2019-12-31 | 2020-12-31 | 365 | 5.169 | 5
29363 | 5.46 | 1 | 2019-12-31 | 2020-12-31 | 365 | 6.3853 | 6
29656 | 8.32 | 1 | 2019-12-31 | 2020-12-31 | 365 | 9.7299 | 9
29646 | 2.34 | 1 | 2019-12-31 | 2020-12-31 | 365 | 2.7365 | 2
29648 | 11.18 | 1 | 2019-12-31 | 2020-12-31 | 365 | 13.0746 | 13
29650 | 8.32 | 1 | 2019-12-31 | 2020-12-31 | 365 | 9.7299 | 9
29653 | 5.83 | 1 | 2019-12-31 | 2020-12-31 | 365 | 6.818 | 6
29659 | 3.64 | 1 | 2019-12-31 | 2020-12-31 | 365 | 4.2568 | 4
29473 | 5.1 | 1 | 2019-12-31 | 2020-12-31 | 365 | 5.9642 | 5
29475 | 11 | 1 | 2019-12-31 | 2020-12-31 | 365 | 12.8641 | 12
29490 | 9.1 | 1 | 2019-12-31 | 2020-12-31 | 365 | 10.6421 | 10
29673 | 4.68 | 1 | 2019-12-31 | 2020-12-31 | 365 | 5.4731 | 5
29706 | 5.2 | 1 | 2019-12-31 | 2020-12-31 | 365 | 6.0812 | 6
29708 | 6.63 | 1 | 2019-12-31 | 2020-12-31 | 365 | 7.7535 | 7
29707 | 6.24 | 1 | 2019-12-31 | 2020-12-31 | 365 | 7.2974 | 7
29712 | 7.8 | 1 | 2019-12-31 | 2020-12-31 | 365 | 9.1218 | 9
29728 | 8.925 | 1 | 2019-12-31 | 2020-12-31 | 365 | 10.4374 | 10
29495 | 3.38 | 1 | 2019-12-31 | 2020-12-31 | 365 | 3.9528 | 3
29501 | 6.375 | 1 | 2019-12-31 | 2020-12-31 | 365 | 7.4553 | 7
29504 | 6.76 | 1 | 2019-12-31 | 2020-12-31 | 365 | 7.9055 | 7
29507 | 11.96 | 1 | 2019-12-31 | 2020-12-31 | 365 | 13.9867 | 13
29509 | 10.14 | 1 | 2019-12-31 | 2020-12-31 | 365 | 11.8583 | 11
29512 | 5.98 | 1 | 2019-12-31 | 2020-12-31 | 365 | 6.9934 | 6
29514 | 4.64 | 1 | 2019-12-31 | 2020-12-31 | 365 | 5.4263 | 5
29515 | 7.28 | 1 | 2019-12-31 | 2020-12-31 | 365 | 8.5137 | 8
29734 | 7.28 | 1 | 2019-12-31 | 2020-12-31 | 365 | 8.5137 | 8
29641 | 6.76 | 1 | 2019-12-31 | 2020-12-31 | 365 | 7.9055 | 7
29736 | 14.3 | 1 | 2019-12-31 | 2020-12-31 | 365 | 16.7233 | 16
29740 | 4.94 | 1 | 2019-12-31 | 2020-12-31 | 365 | 5.7771 | 5
29644 | 9.435 | 1 | 2019-12-31 | 2020-12-31 | 365 | 11.0339 | 11
29638 | 7.02 | 1 | 2019-12-31 | 2020-12-31 | 365 | 8.2096 | 8
29584 | 5.72 | 1 | 2019-12-31 | 2020-12-31 | 365 | 6.6893 | 6
29585 | 10.14 | 1 | 2019-12-31 | 2020-12-31 | 365 | 11.8583 | 11
29634 | 2.08 | 1 | 2019-12-31 | 2020-12-31 | 365 | 2.4325 | 2
29588 | 5.2 | 1 | 2019-12-31 | 2020-12-31 | 365 | 6.0812 | 6
29590 | 5.1 | 1 | 2019-12-31 | 2020-12-31 | 365 | 5.9642 | 5
29595 | 7.54 | 1 | 2019-12-31 | 2020-12-31 | 365 | 8.8177 | 8
29614 | 9.36 | 1 | 2019-12-31 | 2020-12-31 | 365 | 10.9461 | 10
29612 | 2.6 | 1 | 2019-12-31 | 2020-12-31 | 365 | 3.0406 | 3
29597 | 7.02 | 1 | 2019-12-31 | 2020-12-31 | 365 | 8.2096 | 8
29602 | 4.16 | 1 | 2019-12-31 | 2020-12-31 | 365 | 4.865 | 4
29744 | 13 | 1 | 2019-12-31 | 2020-12-31 | 365 | 15.203 | 15
29604 | 4.16 | 1 | 2019-12-31 | 2020-12-31 | 365 | 4.865 | 4
29607 | 3.18 | 1 | 2019-12-31 | 2020-12-31 | 365 | 3.7189 | 3
29621 | 6.5 | 1 | 2019-12-31 | 2020-12-31 | 365 | 7.6015 | 7
29626 | 4.68 | 1 | 2019-12-31 | 2020-12-31 | 365 | 5.4731 | 5
29749 | 4.68 | 1 | 2019-12-31 | 2020-12-31 | 365 | 5.4731 | 5
27375 | 4.68 | 1 | 2019-12-31 | 2020-12-31 | 365 | 5.4731 | 5
27777 | 5.46 | 1 | 2019-12-31 | 2020-12-31 | 365 | 6.3853 | 6
30575 | 9.88 | 1 | 2019-12-31 | 2020-12-31 | 365 | 11.5543 | 11
30577 | 6.885 | 1 | 2019-12-31 | 2020-12-31 | 365 | 8.0517 | 8
30583 | 6.76 | 1 | 2019-12-31 | 2020-12-31 | 365 | 7.9055 | 7
30586 | 6.5 | 1 | 2019-12-31 | 2020-12-31 | 365 | 7.6015 | 7
30600 | 9.62 | 1 | 2019-12-31 | 2020-12-31 | 365 | 11.2502 | 11
30598 | 6.24 | 1 | 2019-12-31 | 2020-12-31 | 365 | 7.2974 | 7
30608 | 8.925 | 1 | 2019-12-31 | 2020-12-31 | 365 | 10.4374 | 10
30606 | 6.24 | 1 | 2019-12-31 | 2020-12-31 | 365 | 7.2974 | 7
30610 | 5.98 | 1 | 2019-12-31 | 2020-12-31 | 365 | 6.9934 | 6
30615 | 8.32 | 1 | 2019-12-31 | 2020-12-31 | 365 | 9.7299 | 9
30620 | 8.06 | 1 | 2019-12-31 | 2020-12-31 | 365 | 9.4258 | 9
30618 | 5.72 | 1 | 2019-12-31 | 2020-12-31 | 365 | 6.6893 | 6
30621 | 8.06 | 1 | 2019-12-31 | 2020-12-31 | 365 | 9.4258 | 9
30623 | 5.72 | 1 | 2019-12-31 | 2020-12-31 | 365 | 6.6893 | 6
30648 | 8.06 | 1 | 2019-12-31 | 2020-12-31 | 365 | 9.4258 | 9
30655 | 7.395 | 1 | 2019-12-31 | 2020-12-31 | 365 | 8.6482 | 8
30349 | 5.98 | 1 | 2019-12-31 | 2020-12-31 | 365 | 6.9934 | 6
30446 | 5.46 | 1 | 2019-12-31 | 2020-12-31 | 365 | 6.3853 | 6
30892 | 4.16 | 1 | 2019-12-31 | 2020-12-31 | 365 | 4.865 | 4
30666 | 7.28 | 1 | 2019-12-31 | 2020-12-31 | 365 | 8.5137 | 8
30669 | 7.28 | 1 | 2019-12-31 | 2020-12-31 | 365 | 8.5137 | 8
30679 | 7.28 | 1 | 2019-12-31 | 2020-12-31 | 365 | 8.5137 | 8
30680 | 7.28 | 1 | 2019-12-31 | 2020-12-31 | 365 | 8.5137 | 8
30682 | 7.28 | 1 | 2019-12-31 | 2020-12-31 | 365 | 8.5137 | 8
30686 | 7.28 | 1 | 2019-12-31 | 2020-12-31 | 365 | 8.5137 | 8
30689 | 4.16 | 1 | 2019-12-31 | 2020-12-31 | 365 | 4.865 | 4
30693 | 2.86 | 1 | 2019-12-31 | 2020-12-31 | 365 | 3.3447 | 3
30695 | 2.805 | 1 | 2019-12-31 | 2020-12-31 | 365 | 3.2803 | 3
30699 | 2.08 | 1 | 2019-12-31 | 2020-12-31 | 365 | 2.4325 | 2
30700 | 9.36 | 1 | 2019-12-31 | 2020-12-31 | 365 | 10.9461 | 10
30701 | 4.68 | 1 | 2019-12-31 | 2020-12-31 | 365 | 5.4731 | 5
31216 | 10.14 | 1 | 2019-12-31 | 2020-12-31 | 365 | 11.8583 | 11
30702 | 7.28 | 1 | 2019-12-31 | 2020-12-31 | 365 | 8.5137 | 8
31219 | 9.36 | 1 | 2019-12-31 | 2020-12-31 | 365 | 10.9461 | 10
31224 | 8.32 | 1 | 2019-12-31 | 2020-12-31 | 365 | 9.7299 | 9
29389 | 4.59 | 1 | 2019-12-31 | 2020-12-31 | 365 | 5.3678 | 5
31228 | 7.395 | 1 | 2019-12-31 | 2020-12-31 | 365 | 8.6482 | 8
31237 | 7.02 | 1 | 2019-12-31 | 2020-12-31 | 365 | 8.2096 | 8
31243 | 5.72 | 1 | 2019-12-31 | 2020-12-31 | 365 | 6.6893 | 6
31245 | 4.94 | 1 | 2019-12-31 | 2020-12-31 | 365 | 5.7771 | 5
31246 | 5.72 | 1 | 2019-12-31 | 2020-12-31 | 365 | 6.6893 | 6
31248 | 4.16 | 1 | 2019-12-31 | 2020-12-31 | 365 | 4.865 | 4
28656 | 7.28 | 1 | 2019-12-31 | 2020-12-31 | 365 | 8.5137 | 8
28438 | 3.825 | 1 | 2019-12-31 | 2020-12-31 | 365 | 4.4732 | 4
28776 | 10.4 | 1 | 2019-12-31 | 2020-12-31 | 365 | 12.1624 | 12
30703 | 4.59 | 1 | 2019-12-31 | 2020-12-31 | 365 | 5.3678 | 5
28399 | 2.86 | 1 | 2019-12-31 | 2020-12-31 | 365 | 3.3447 | 3
28977 | 8.37 | 1 | 2019-12-31 | 2020-12-31 | 365 | 9.7884 | 9
28993 | 4.08 | 1 | 2019-12-31 | 2020-12-31 | 365 | 4.7714 | 4
29148 | 9.945 | 1 | 2019-12-31 | 2020-12-31 | 365 | 11.6303 | 11
29347 | 20.91 | 1 | 2019-12-31 | 2020-12-31 | 365 | 24.4534 | 24
29396 | 5.46 | 1 | 2019-12-31 | 2020-12-31 | 365 | 6.3853 | 6
28662 | 5.4 | 1 | 2019-12-31 | 2020-12-31 | 365 | 6.3151 | 6
28618 | 6.76 | 1 | 2019-12-31 | 2020-12-31 | 365 | 7.9055 | 7
28524 | 2.86 | 1 | 2019-12-31 | 2020-12-31 | 365 | 3.3447 | 3
28497 | 9.275 | 1 | 2019-12-31 | 2020-12-31 | 365 | 10.8467 | 10
28138 | 5.2 | 1 | 2019-12-31 | 2020-12-31 | 365 | 6.0812 | 6
28186 | 5.98 | 1 | 2019-12-31 | 2020-12-31 | 365 | 6.9934 | 6
31251 | 2.6 | 1 | 2019-12-31 | 2020-12-31 | 365 | 3.0406 | 3
31255 | 7.8 | 1 | 2019-12-31 | 2020-12-31 | 365 | 9.1218 | 9
30705 | 13.26 | 1 | 2019-12-31 | 2020-12-31 | 365 | 15.507 | 15
20529 | 6.24 | 1 | 2019-12-31 | 2020-12-31 | 365 | 7.2974 | 7
30708 | 12.74 | 1 | 2019-12-31 | 2020-12-31 | 365 | 14.8989 | 14
30711 | 10.92 | 1 | 2019-12-31 | 2020-12-31 | 365 | 12.7705 | 12
30709 | 11.7 | 1 | 2019-12-31 | 2020-12-31 | 365 | 13.6827 | 13
30749 | 10.92 | 1 | 2019-12-31 | 2020-12-31 | 365 | 12.7705 | 12
30755 | 10.6 | 1 | 2019-12-31 | 2020-12-31 | 365 | 12.3963 | 12
30758 | 10.4 | 1 | 2019-12-31 | 2020-12-31 | 365 | 12.1624 | 12
30765 | 9.945 | 1 | 2019-12-31 | 2020-12-31 | 365 | 11.6303 | 11
30769 | 9.62 | 1 | 2019-12-31 | 2020-12-31 | 365 | 11.2502 | 11
30772 | 9.62 | 1 | 2019-12-31 | 2020-12-31 | 365 | 11.2502 | 11
30775 | 9.36 | 1 | 2019-12-31 | 2020-12-31 | 365 | 10.9461 | 10
30777 | 8.415 | 1 | 2019-12-31 | 2020-12-31 | 365 | 9.841 | 9
30780 | 7.8 | 1 | 2019-12-31 | 2020-12-31 | 365 | 9.1218 | 9
30793 | 7.28 | 1 | 2019-12-31 | 2020-12-31 | 365 | 8.5137 | 8
30795 | 7.28 | 1 | 2019-12-31 | 2020-12-31 | 365 | 8.5137 | 8
30897 | 3.9 | 1 | 2019-12-31 | 2020-12-31 | 365 | 4.5609 | 4
30899 | 3.825 | 1 | 2019-12-31 | 2020-12-31 | 365 | 4.4732 | 4
30909 | 3.57 | 1 | 2019-12-31 | 2020-12-31 | 365 | 4.175 | 4
30821 | 7.28 | 1 | 2019-12-31 | 2020-12-31 | 365 | 8.5137 | 8
31257 | 12.22 | 1 | 2019-12-31 | 2020-12-31 | 365 | 14.2908 | 14
31263 | 9.945 | 1 | 2019-12-31 | 2020-12-31 | 365 | 11.6303 | 11
31268 | 7.54 | 1 | 2019-12-31 | 2020-12-31 | 365 | 8.8177 | 8
31299 | 6.5 | 1 | 2019-12-31 | 2020-12-31 | 365 | 7.6015 | 7
31300 | 6.5 | 1 | 2019-12-31 | 2020-12-31 | 365 | 7.6015 | 7
31369 | 4.42 | 1 | 2019-12-31 | 2020-12-31 | 365 | 5.169 | 5
31372 | 4.16 | 1 | 2019-12-31 | 2020-12-31 | 365 | 4.865 | 4
31376 | 3.38 | 1 | 2019-12-31 | 2020-12-31 | 365 | 3.9528 | 3
31382 | 8.06 | 1 | 2019-12-31 | 2020-12-31 | 365 | 9.4258 | 9
31392 | 10.14 | 1 | 2019-12-31 | 2020-12-31 | 365 | 11.8583 | 11
31393 | 9.1 | 1 | 2019-12-31 | 2020-12-31 | 365 | 10.6421 | 10
31394 | 6.12 | 1 | 2019-12-31 | 2020-12-31 | 365 | 7.1571 | 7
31396 | 3.12 | 1 | 2019-12-31 | 2020-12-31 | 365 | 3.6487 | 3
30913 | 2.34 | 1 | 2019-12-31 | 2020-12-31 | 365 | 2.7365 | 2
30928 | 14.3 | 1 | 2019-12-31 | 2020-12-31 | 365 | 16.7233 | 16
30975 | 5.2 | 1 | 2019-12-31 | 2020-12-31 | 365 | 6.0812 | 6
30978 | 6.24 | 1 | 2019-12-31 | 2020-12-31 | 365 | 7.2974 | 7
30881 | 5.72 | 1 | 2019-12-31 | 2020-12-31 | 365 | 6.6893 | 6
30891 | 4.68 | 1 | 2019-12-31 | 2020-12-31 | 365 | 5.4731 | 5
31399 | 2.55 | 1 | 2019-12-31 | 2020-12-31 | 365 | 2.9821 | 2
31665 | 7.8 | 1 | 2019-12-31 | 2020-12-31 | 365 | 9.1218 | 9
31670 | 3.9 | 1 | 2019-12-31 | 2020-12-31 | 365 | 4.5609 | 4
32448 | 7.02 | 1 | 2019-12-31 | 2020-12-31 | 365 | 8.2096 | 8
32454 | 8.32 | 1 | 2019-12-31 | 2020-12-31 | 365 | 9.7299 | 9
32461 | 3.38 | 1 | 2019-12-31 | 2020-12-31 | 365 | 3.9528 | 3
32471 | 6.76 | 1 | 2019-12-31 | 2020-12-31 | 365 | 7.9055 | 7
32473 | 5.98 | 1 | 2019-12-31 | 2020-12-31 | 365 | 6.9934 | 6
32475 | 8.06 | 1 | 2019-12-31 | 2020-12-31 | 365 | 9.4258 | 9
32509 | 8.25 | 1 | 2019-12-31 | 2020-12-31 | 365 | 9.648 | 9
33056 | 9.945 | 1 | 2019-12-31 | 2020-12-31 | 365 | 11.6303 | 11
32561 | 8.32 | 1 | 2019-12-31 | 2020-12-31 | 365 | 9.7299 | 9
32570 | 7.42 | 1 | 2019-12-31 | 2020-12-31 | 365 | 8.6774 | 8
32597 | 8.06 | 1 | 2019-12-31 | 2020-12-31 | 365 | 9.4258 | 9
19755 | 9.88 | 1 | 2019-12-31 | 2020-12-31 | 365 | 11.5543 | 11
32672 | 10.66 | 1 | 2019-12-31 | 2020-12-31 | 365 | 12.4664 | 12
32648 | 9.62 | 1 | 2019-12-31 | 2020-12-31 | 365 | 11.2502 | 11
32686 | 2.86 | 1 | 2019-12-31 | 2020-12-31 | 365 | 3.3447 | 3
33146 | 5.98 | 1 | 2019-12-31 | 2020-12-31 | 365 | 6.9934 | 6
32697 | 8.84 | 1 | 2019-12-31 | 2020-12-31 | 365 | 10.338 | 10
33148 | 5.72 | 1 | 2019-12-31 | 2020-12-31 | 365 | 6.6893 | 6
32774 | 16.575 | 1 | 2019-12-31 | 2020-12-31 | 365 | 19.3838 | 19
32785 | 5.46 | 1 | 2019-12-31 | 2020-12-31 | 365 | 6.3853 | 6
32790 | 5.865 | 1 | 2019-12-31 | 2020-12-31 | 365 | 6.8589 | 6
32791 | 14.535 | 1 | 2019-12-31 | 2020-12-31 | 365 | 16.9981 | 16
32800 | 2.08 | 1 | 2019-12-31 | 2020-12-31 | 365 | 2.4325 | 2
32816 | 9.88 | 1 | 2019-12-31 | 2020-12-31 | 365 | 11.5543 | 11
32818 | 16.32 | 1 | 2019-12-31 | 2020-12-31 | 365 | 19.0856 | 19
32822 | 3.64 | 1 | 2019-12-31 | 2020-12-31 | 365 | 4.2568 | 4
32830 | 7.28 | 1 | 2019-12-31 | 2020-12-31 | 365 | 8.5137 | 8
33144 | 3.64 | 1 | 2019-12-31 | 2020-12-31 | 365 | 4.2568 | 4
32827 | 6.24 | 1 | 2019-12-31 | 2020-12-31 | 365 | 7.2974 | 7
32851 | 9.88 | 1 | 2019-12-31 | 2020-12-31 | 365 | 11.5543 | 11
33169 | 8.16 | 1 | 2019-12-31 | 2020-12-31 | 365 | 9.5428 | 9
33182 | 2.86 | 1 | 2019-12-31 | 2020-12-31 | 365 | 3.3447 | 3
33183 | 11.18 | 1 | 2019-12-31 | 2020-12-31 | 365 | 13.0746 | 13
33185 | 3.9 | 1 | 2019-12-31 | 2020-12-31 | 365 | 4.5609 | 4
32869 | 7.02 | 1 | 2019-12-31 | 2020-12-31 | 365 | 8.2096 | 8
32862 | 7.54 | 1 | 2019-12-31 | 2020-12-31 | 365 | 8.8177 | 8
32879 | 2.08 | 1 | 2019-12-31 | 2020-12-31 | 365 | 2.4325 | 2
32890 | 7.28 | 1 | 2019-12-31 | 2020-12-31 | 365 | 8.5137 | 8
32895 | 10.4 | 1 | 2019-12-31 | 2020-12-31 | 365 | 12.1624 | 12
33224 | 2.86 | 1 | 2019-12-31 | 2020-12-31 | 365 | 3.3447 | 3
33096 | 4.94 | 1 | 2019-12-31 | 2020-12-31 | 365 | 5.7771 | 5
33104 | 8.16 | 1 | 2019-12-31 | 2020-12-31 | 365 | 9.5428 | 9
33115 | 5.1 | 1 | 2019-12-31 | 2020-12-31 | 365 | 5.9642 | 5
27549 | 4.16 | 1 | 2019-12-31 | 2020-12-31 | 365 | 4.865 | 4
33124 | 4.94 | 1 | 2019-12-31 | 2020-12-31 | 365 | 5.7771 | 5
33126 | 3.78 | 1 | 2019-12-31 | 2020-12-31 | 365 | 4.4206 | 4
33138 | 7.28 | 1 | 2019-12-31 | 2020-12-31 | 365 | 8.5137 | 8
33143 | 7.8 | 1 | 2019-12-31 | 2020-12-31 | 365 | 9.1218 | 9
33288 | 12.48 | 1 | 2019-12-31 | 2020-12-31 | 365 | 14.5949 | 14
33284 | 2.97 | 1 | 2019-12-31 | 2020-12-31 | 365 | 3.4733 | 3
33304 | 4.335 | 1 | 2019-12-31 | 2020-12-31 | 365 | 5.0696 | 5
32885 | 3.12 | 1 | 2019-12-31 | 2020-12-31 | 365 | 3.6487 | 3
33306 | 8.84 | 1 | 2019-12-31 | 2020-12-31 | 365 | 10.338 | 10
33367 | 4.16 | 1 | 2019-12-31 | 2020-12-31 | 365 | 4.865 | 4
28691 | 5.3 | 1 | 2019-12-31 | 2020-12-31 | 365 | 6.1981 | 6
34457 | 3.9 | 1 | 2019-12-31 | 2020-12-31 | 365 | 4.5609 | 4
33881 | 8.84 | 1 | 2019-12-31 | 2020-12-31 | 365 | 10.338 | 10
34479 | 3.9 | 1 | 2019-12-31 | 2020-12-31 | 365 | 4.5609 | 4
34579 | 2.34 | 1 | 2019-12-31 | 2020-12-31 | 365 | 2.7365 | 2
34089 | 9.62 | 1 | 2019-12-31 | 2020-12-31 | 365 | 11.2502 | 11
34635 | 6.76 | 1 | 2019-12-31 | 2020-12-31 | 365 | 7.9055 | 7
27580 | 16.065 | 1 | 2019-12-31 | 2020-12-31 | 365 | 18.7874 | 18
34105 | 5.72 | 1 | 2019-12-31 | 2020-12-31 | 365 | 6.6893 | 6
34132 | 11.7 | 1 | 2019-12-31 | 2020-12-31 | 365 | 13.6827 | 13
34136 | 2.86 | 1 | 2019-12-31 | 2020-12-31 | 365 | 3.3447 | 3
34144 | 9.36 | 1 | 2019-12-31 | 2020-12-31 | 365 | 10.9461 | 10
34149 | 5.2 | 1 | 2019-12-31 | 2020-12-31 | 365 | 6.0812 | 6
34158 | 8.32 | 1 | 2019-12-31 | 2020-12-31 | 365 | 9.7299 | 9
34162 | 3.64 | 1 | 2019-12-31 | 2020-12-31 | 365 | 4.2568 | 4
34175 | 3.38 | 1 | 2019-12-31 | 2020-12-31 | 365 | 3.9528 | 3
34182 | 5.83 | 1 | 2019-12-31 | 2020-12-31 | 365 | 6.818 | 6
34191 | 7.02 | 1 | 2019-12-31 | 2020-12-31 | 365 | 8.2096 | 8
34201 | 13.52 | 1 | 2019-12-31 | 2020-12-31 | 365 | 15.8111 | 15
34215 | 4.42 | 1 | 2019-12-31 | 2020-12-31 | 365 | 5.169 | 5
34214 | 10.865 | 1 | 2019-12-31 | 2020-12-31 | 365 | 12.7062 | 12
34220 | 5.2 | 1 | 2019-12-31 | 2020-12-31 | 365 | 6.0812 | 6
34223 | 8.58 | 1 | 2019-12-31 | 2020-12-31 | 365 | 10.034 | 10
34241 | 6.24 | 1 | 2019-12-31 | 2020-12-31 | 365 | 7.2974 | 7
34242 | 3.38 | 1 | 2019-12-31 | 2020-12-31 | 365 | 3.9528 | 3
34291 | 7.8 | 1 | 2019-12-31 | 2020-12-31 | 365 | 9.1218 | 9
34305 | 7.685 | 1 | 2019-12-31 | 2020-12-31 | 365 | 8.9873 | 8
34309 | 7.28 | 1 | 2019-12-31 | 2020-12-31 | 365 | 8.5137 | 8
34311 | 12.19 | 1 | 2019-12-31 | 2020-12-31 | 365 | 14.2557 | 14
34314 | 6.24 | 1 | 2019-12-31 | 2020-12-31 | 365 | 7.2974 | 7
34764 | 4.68 | 1 | 2019-12-31 | 2020-12-31 | 365 | 5.4731 | 5
34828 | 4.94 | 1 | 2019-12-31 | 2020-12-31 | 365 | 5.7771 | 5
32619 | 5.355 | 1 | 2019-12-31 | 2020-12-31 | 365 | 6.2625 | 6
33281 | 6.24 | 1 | 2019-12-31 | 2020-12-31 | 365 | 7.2974 | 7
33184 | 6.12 | 1 | 2019-12-31 | 2020-12-31 | 365 | 7.1571 | 7
30056 | 5.46 | 1 | 2019-12-31 | 2020-12-31 | 365 | 6.3853 | 6
32492 | 4.08 | 1 | 2019-12-31 | 2020-12-31 | 365 | 4.7714 | 4
30341 | 10.4 | 1 | 2019-12-31 | 2020-12-31 | 365 | 12.1624 | 12
31673 | 6.24 | 1 | 2019-12-31 | 2020-12-31 | 365 | 7.2974 | 7
31668 | 4.16 | 1 | 2019-12-31 | 2020-12-31 | 365 | 4.865 | 4
31053 | 9.36 | 1 | 2019-12-31 | 2020-12-31 | 365 | 10.9461 | 10
31544 | 4.94 | 1 | 2019-12-31 | 2020-12-31 | 365 | 5.7771 | 5
31556 | 9.36 | 1 | 2019-12-31 | 2020-12-31 | 365 | 10.9461 | 10
31540 | 2.6 | 1 | 2019-12-31 | 2020-12-31 | 365 | 3.0406 | 3
24890 | 7.54 | 1 | 2019-12-31 | 2020-12-31 | 365 | 8.8177 | 8
30603 | 9.18 | 1 | 2019-12-31 | 2020-12-31 | 365 | 10.7356 | 10
30652 | 7.8 | 1 | 2019-12-31 | 2020-12-31 | 365 | 9.1218 | 9
29721 | 16.12 | 1 | 2019-12-31 | 2020-12-31 | 365 | 18.8517 | 18
29580 | 3.12 | 1 | 2019-12-31 | 2020-12-31 | 365 | 3.6487 | 3
26910 | 7.02 | 1 | 2019-12-31 | 2020-12-31 | 365 | 8.2096 | 8
33472 | 8.06 | 1 | 2019-12-31 | 2020-12-31 | 365 | 9.4258 | 9
33106 | 11.96 | 1 | 2019-12-31 | 2020-12-31 | 365 | 13.9867 | 13
33299 | 7.28 | 1 | 2019-12-31 | 2020-12-31 | 365 | 8.5137 | 8
33072 | 7.8 | 1 | 2019-12-31 | 2020-12-31 | 365 | 9.1218 | 9
25129 | 5.2 | 1 | 2019-12-31 | 2020-12-31 | 365 | 6.0812 | 6
29067 | 15.08 | 1 | 2019-12-31 | 2020-12-31 | 365 | 17.6355 | 17
28961 | 3.825 | 1 | 2019-12-31 | 2020-12-31 | 365 | 4.4732 | 4
25148 | 4.68 | 1 | 2019-12-31 | 2020-12-31 | 365 | 5.4731 | 5
24887 | 7.8 | 1 | 2019-12-31 | 2020-12-31 | 365 | 9.1218 | 9
24214 | 7.28 | 1 | 2019-12-31 | 2020-12-31 | 365 | 8.5137 | 8
28948 | 8.32 | 1 | 2019-12-31 | 2020-12-31 | 365 | 9.7299 | 9
24261 | 9.62 | 1 | 2019-12-31 | 2020-12-31 | 365 | 11.2502 | 11
28611 | 9.1 | 1 | 2019-12-31 | 2020-12-31 | 365 | 10.6421 | 10
28460 | 4.505 | 1 | 2019-12-31 | 2020-12-31 | 365 | 5.2684 | 5
23133 | 4.42 | 1 | 2019-12-31 | 2020-12-31 | 365 | 5.169 | 5
24208 | 9.62 | 1 | 2019-12-31 | 2020-12-31 | 365 | 11.2502 | 11
23113 | 3.06 | 1 | 2019-12-31 | 2020-12-31 | 365 | 3.5785 | 3
28426 | 6.5 | 1 | 2019-12-31 | 2020-12-31 | 365 | 7.6015 | 7
23077 | 14.04 | 1 | 2019-12-31 | 2020-12-31 | 365 | 16.4192 | 16
27972 | 3.9 | 1 | 2019-12-31 | 2020-12-31 | 365 | 4.5609 | 4
25480 | 3.9 | 1 | 2019-12-31 | 2020-12-31 | 365 | 4.5609 | 4
25478 | 4.94 | 1 | 2019-12-31 | 2020-12-31 | 365 | 5.7771 | 5
22438 | 4.05 | 1 | 2019-12-31 | 2020-12-31 | 365 | 4.7363 | 4
29268 | 6.12 | 1 | 2019-12-31 | 2020-12-31 | 365 | 7.1571 | 7
30595 | 9.88 | 1 | 2019-12-31 | 2020-12-31 | 365 | 11.5543 | 11
23905 | 5.3 | 1 | 2019-12-31 | 2020-12-31 | 365 | 6.1981 | 6
23869 | 8.58 | 1 | 2019-12-31 | 2020-12-31 | 365 | 10.034 | 10
23738 | 5.2 | 1 | 2019-12-31 | 2020-12-31 | 365 | 6.0812 | 6
29668 | 9.88 | 1 | 2019-12-31 | 2020-12-31 | 365 | 11.5543 | 11
36907 | 6.76 | 1 | 2019-12-31 | 2020-12-31 | 365 | 7.9055 | 7
27648 | 8.06 | 1 | 2019-12-31 | 2020-12-31 | 365 | 9.4258 | 9
35524 | 9.54 | 1 | 2019-12-31 | 2020-12-31 | 365 | 11.1566 | 11
35537 | 7.28 | 1 | 2019-12-31 | 2020-12-31 | 365 | 8.5137 | 8
35540 | 5.46 | 1 | 2019-12-31 | 2020-12-31 | 365 | 6.3853 | 6
35541 | 4.68 | 1 | 2019-12-31 | 2020-12-31 | 365 | 5.4731 | 5
35586 | 5.1 | 1 | 2019-12-31 | 2020-12-31 | 365 | 5.9642 | 5
35615 | 6.24 | 1 | 2019-12-31 | 2020-12-31 | 365 | 7.2974 | 7
27522 | 9.62 | 1 | 2019-12-31 | 2020-12-31 | 365 | 11.2502 | 11
28570 | 13.77 | 1 | 2019-12-31 | 2020-12-31 | 365 | 16.1035 | 16
35560 | 9.945 | 1 | 2019-12-31 | 2020-12-31 | 365 | 11.6303 | 11
35582 | 4.94 | 1 | 2019-12-31 | 2020-12-31 | 365 | 5.7771 | 5
35590 | 6.76 | 1 | 2019-12-31 | 2020-12-31 | 365 | 7.9055 | 7
35591 | 10.14 | 1 | 2019-12-31 | 2020-12-31 | 365 | 11.8583 | 11
35599 | 10.92 | 1 | 2019-12-31 | 2020-12-31 | 365 | 12.7705 | 12
36061 | 3.12 | 1 | 2019-12-31 | 2020-12-31 | 365 | 3.6487 | 3
36048 | 2.08 | 1 | 2019-12-31 | 2020-12-31 | 365 | 2.4325 | 2
36073 | 3.38 | 1 | 2019-12-31 | 2020-12-31 | 365 | 3.9528 | 3
17004 | 5.355 | 1 | 2019-12-31 | 2020-12-31 | 365 | 6.2625 | 6
36112 | 2.86 | 1 | 2019-12-31 | 2020-12-31 | 365 | 3.3447 | 3
36328 | 11.475 | 1 | 2019-12-31 | 2020-12-31 | 365 | 13.4196 | 13
36925 | 6.5 | 1 | 2019-12-31 | 2020-12-31 | 365 | 7.6015 | 7
32678 | 4.42 | 1 | 2019-12-31 | 2020-12-31 | 365 | 5.169 | 5
37008 | 5.46 | 1 | 2019-12-31 | 2020-12-31 | 365 | 6.3853 | 6
23069 | 12.75 | 1 | 2019-12-31 | 2020-12-31 | 365 | 14.9106 | 14
36107 | 4.32 | 1 | 2019-12-31 | 2020-12-31 | 365 | 5.0521 | 5
17295 | 4.68 | 1 | 2019-12-31 | 2020-12-31 | 365 | 5.4731 | 5
30612 | 8.58 | 1 | 2019-12-31 | 2020-12-31 | 365 | 10.034 | 10
36869 | 4.42 | 1 | 2019-12-31 | 2020-12-31 | 365 | 5.169 | 5
23706 | 5.1 | 1 | 2019-12-31 | 2020-12-31 | 365 | 5.9642 | 5
35565 | 13.26 | 1 | 2019-12-31 | 2020-12-31 | 365 | 15.507 | 15
35558 | 11.18 | 1 | 2019-12-31 | 2020-12-31 | 365 | 13.0746 | 13
28766 | 3.9 | 1 | 2019-12-31 | 2020-12-31 | 365 | 4.5609 | 4
30937 | 6.24 | 1 | 2019-12-31 | 2020-12-31 | 365 | 7.2974 | 7
25575 | 5.46 | 1 | 2019-12-31 | 2020-12-31 | 365 | 6.3853 | 6
18437 | 6.885 | 1 | 2019-12-31 | 2020-12-31 | 365 | 8.0517 | 8
30932 | 8.84 | 1 | 2019-12-31 | 2020-12-31 | 365 | 10.338 | 10
28493 | 4.94 | 1 | 2019-12-31 | 2020-12-31 | 365 | 5.7771 | 5
33291 | 3.64 | 1 | 2019-12-31 | 2020-12-31 | 365 | 4.2568 | 4
35612 | 7.8 | 1 | 2019-12-31 | 2020-12-31 | 365 | 9.1218 | 9
29095 | 11.7 | 1 | 2019-12-31 | 2020-12-31 | 365 | 13.6827 | 13
29098 | 14.04 | 1 | 2019-12-31 | 2020-12-31 | 365 | 16.4192 | 16
29099 | 18.615 | 1 | 2019-12-31 | 2020-12-31 | 365 | 21.7695 | 21
29081 | 7.685 | 1 | 2019-12-31 | 2020-12-31 | 365 | 8.9873 | 8
29160 | 3.9 | 1 | 2019-12-31 | 2020-12-31 | 365 | 4.5609 | 4
29163 | 11.7 | 1 | 2019-12-31 | 2020-12-31 | 365 | 13.6827 | 13
29180 | 4.68 | 1 | 2019-12-31 | 2020-12-31 | 365 | 5.4731 | 5
29185 | 7.28 | 1 | 2019-12-31 | 2020-12-31 | 365 | 8.5137 | 8
29166 | 8.58 | 1 | 2019-12-31 | 2020-12-31 | 365 | 10.034 | 10
29247 | 5.3 | 1 | 2019-12-31 | 2020-12-31 | 365 | 6.1981 | 6
29256 | 13.25 | 1 | 2019-12-31 | 2020-12-31 | 365 | 15.4953 | 15
29260 | 2.34 | 1 | 2019-12-31 | 2020-12-31 | 365 | 2.7365 | 2
29271 | 3.64 | 1 | 2019-12-31 | 2020-12-31 | 365 | 4.2568 | 4
29282 | 3.445 | 1 | 2019-12-31 | 2020-12-31 | 365 | 4.0288 | 4
29285 | 8.32 | 1 | 2019-12-31 | 2020-12-31 | 365 | 9.7299 | 9
29301 | 18.72 | 1 | 2019-12-31 | 2020-12-31 | 365 | 21.8923 | 21
29312 | 3.9 | 1 | 2019-12-31 | 2020-12-31 | 365 | 4.5609 | 4
29313 | 4.77 | 1 | 2019-12-31 | 2020-12-31 | 365 | 5.5783 | 5
29315 | 5.98 | 1 | 2019-12-31 | 2020-12-31 | 365 | 6.9934 | 6
29318 | 10.07 | 1 | 2019-12-31 | 2020-12-31 | 365 | 11.7765 | 11
29321 | 4.94 | 1 | 2019-12-31 | 2020-12-31 | 365 | 5.7771 | 5
29322 | 10.4 | 1 | 2019-12-31 | 2020-12-31 | 365 | 12.1624 | 12
29323 | 11.44 | 1 | 2019-12-31 | 2020-12-31 | 365 | 13.3786 | 13
29325 | 5.72 | 1 | 2019-12-31 | 2020-12-31 | 365 | 6.6893 | 6
29385 | 11.7 | 1 | 2019-12-31 | 2020-12-31 | 365 | 13.6827 | 13
29484 | 8.32 | 1 | 2019-12-31 | 2020-12-31 | 365 | 9.7299 | 9
28730 | 4.94 | 1 | 2019-12-31 | 2020-12-31 | 365 | 5.7771 | 5
29526 | 11.7 | 1 | 2019-12-31 | 2020-12-31 | 365 | 13.6827 | 13
29525 | 3.975 | 1 | 2019-12-31 | 2020-12-31 | 365 | 4.6486 | 4
29527 | 7.02 | 1 | 2019-12-31 | 2020-12-31 | 365 | 8.2096 | 8
29528 | 2.08 | 1 | 2019-12-31 | 2020-12-31 | 365 | 2.4325 | 2
29530 | 10.92 | 1 | 2019-12-31 | 2020-12-31 | 365 | 12.7705 | 12
29532 | 6.24 | 1 | 2019-12-31 | 2020-12-31 | 365 | 7.2974 | 7
29533 | 8.32 | 1 | 2019-12-31 | 2020-12-31 | 365 | 9.7299 | 9
29542 | 11.96 | 1 | 2019-12-31 | 2020-12-31 | 365 | 13.9867 | 13
29543 | 4.505 | 1 | 2019-12-31 | 2020-12-31 | 365 | 5.2684 | 5
29616 | 3.57 | 1 | 2019-12-31 | 2020-12-31 | 365 | 4.175 | 4
29599 | 4.42 | 1 | 2019-12-31 | 2020-12-31 | 365 | 5.169 | 5
29629 | 5.3 | 1 | 2019-12-31 | 2020-12-31 | 365 | 6.1981 | 6
29640 | 14.04 | 1 | 2019-12-31 | 2020-12-31 | 365 | 16.4192 | 16
29645 | 4.845 | 1 | 2019-12-31 | 2020-12-31 | 365 | 5.666 | 5
29657 | 4.68 | 1 | 2019-12-31 | 2020-12-31 | 365 | 5.4731 | 5
29651 | 7.54 | 1 | 2019-12-31 | 2020-12-31 | 365 | 8.8177 | 8
29654 | 5.98 | 1 | 2019-12-31 | 2020-12-31 | 365 | 6.9934 | 6
29649 | 5.2 | 1 | 2019-12-31 | 2020-12-31 | 365 | 6.0812 | 6
29652 | 9.62 | 1 | 2019-12-31 | 2020-12-31 | 365 | 11.2502 | 11
29655 | 3.12 | 1 | 2019-12-31 | 2020-12-31 | 365 | 3.6487 | 3
29658 | 8.84 | 1 | 2019-12-31 | 2020-12-31 | 365 | 10.338 | 10
29660 | 8.06 | 1 | 2019-12-31 | 2020-12-31 | 365 | 9.4258 | 9
29661 | 10.71 | 1 | 2019-12-31 | 2020-12-31 | 365 | 12.5249 | 12
29664 | 3.71 | 1 | 2019-12-31 | 2020-12-31 | 365 | 4.3387 | 4
29666 | 6.24 | 1 | 2019-12-31 | 2020-12-31 | 365 | 7.2974 | 7
29667 | 5.72 | 1 | 2019-12-31 | 2020-12-31 | 365 | 6.6893 | 6
29671 | 9.88 | 1 | 2019-12-31 | 2020-12-31 | 365 | 11.5543 | 11
29674 | 8.925 | 1 | 2019-12-31 | 2020-12-31 | 365 | 10.4374 | 10
29677 | 5.98 | 1 | 2019-12-31 | 2020-12-31 | 365 | 6.9934 | 6
29678 | 4.77 | 1 | 2019-12-31 | 2020-12-31 | 365 | 5.5783 | 5
29702 | 4.16 | 1 | 2019-12-31 | 2020-12-31 | 365 | 4.865 | 4
29701 | 7.02 | 1 | 2019-12-31 | 2020-12-31 | 365 | 8.2096 | 8
29681 | 8.84 | 1 | 2019-12-31 | 2020-12-31 | 365 | 10.338 | 10
29683 | 4.94 | 1 | 2019-12-31 | 2020-12-31 | 365 | 5.7771 | 5
29684 | 4.845 | 1 | 2019-12-31 | 2020-12-31 | 365 | 5.666 | 5
29685 | 9.1 | 1 | 2019-12-31 | 2020-12-31 | 365 | 10.6421 | 10
29687 | 10.14 | 1 | 2019-12-31 | 2020-12-31 | 365 | 11.8583 | 11
29688 | 4.16 | 1 | 2019-12-31 | 2020-12-31 | 365 | 4.865 | 4
29689 | 14.3 | 1 | 2019-12-31 | 2020-12-31 | 365 | 16.7233 | 16
29690 | 7.28 | 1 | 2019-12-31 | 2020-12-31 | 365 | 8.5137 | 8
29691 | 8.06 | 1 | 2019-12-31 | 2020-12-31 | 365 | 9.4258 | 9
29692 | 8.67 | 1 | 2019-12-31 | 2020-12-31 | 365 | 10.1392 | 10
29694 | 6.24 | 1 | 2019-12-31 | 2020-12-31 | 365 | 7.2974 | 7
29693 | 4.94 | 1 | 2019-12-31 | 2020-12-31 | 365 | 5.7771 | 5
29695 | 8.48 | 1 | 2019-12-31 | 2020-12-31 | 365 | 9.917 | 9
29696 | 2.6 | 1 | 2019-12-31 | 2020-12-31 | 365 | 3.0406 | 3
29697 | 12.74 | 1 | 2019-12-31 | 2020-12-31 | 365 | 14.8989 | 14
29698 | 8.085 | 1 | 2019-12-31 | 2020-12-31 | 365 | 9.4551 | 9
29699 | 5.46 | 1 | 2019-12-31 | 2020-12-31 | 365 | 6.3853 | 6
29700 | 5.98 | 1 | 2019-12-31 | 2020-12-31 | 365 | 6.9934 | 6
29709 | 3.38 | 1 | 2019-12-31 | 2020-12-31 | 365 | 3.9528 | 3
29711 | 4.68 | 1 | 2019-12-31 | 2020-12-31 | 365 | 5.4731 | 5
29713 | 2.88 | 1 | 2019-12-31 | 2020-12-31 | 365 | 3.368 | 3
32911 | 14.025 | 1 | 2019-12-31 | 2020-12-31 | 365 | 16.4017 | 16
28862 | 8.58 | 1 | 2019-12-31 | 2020-12-31 | 365 | 10.034 | 10
28725 | 9.36 | 1 | 2019-12-31 | 2020-12-31 | 365 | 10.9461 | 10
28722 | 5.83 | 1 | 2019-12-31 | 2020-12-31 | 365 | 6.818 | 6
28710 | 5.565 | 1 | 2019-12-31 | 2020-12-31 | 365 | 6.508 | 6
28709 | 11.7 | 1 | 2019-12-31 | 2020-12-31 | 365 | 13.6827 | 13
28708 | 7.28 | 1 | 2019-12-31 | 2020-12-31 | 365 | 8.5137 | 8
28707 | 7.54 | 1 | 2019-12-31 | 2020-12-31 | 365 | 8.8177 | 8
28706 | 9.1 | 1 | 2019-12-31 | 2020-12-31 | 365 | 10.6421 | 10
28705 | 7.02 | 1 | 2019-12-31 | 2020-12-31 | 365 | 8.2096 | 8
28703 | 5.2 | 1 | 2019-12-31 | 2020-12-31 | 365 | 6.0812 | 6
28697 | 11.985 | 1 | 2019-12-31 | 2020-12-31 | 365 | 14.016 | 14
28696 | 15.08 | 1 | 2019-12-31 | 2020-12-31 | 365 | 17.6355 | 17
28695 | 9.36 | 1 | 2019-12-31 | 2020-12-31 | 365 | 10.9461 | 10
28693 | 7.28 | 1 | 2019-12-31 | 2020-12-31 | 365 | 8.5137 | 8
28690 | 14.04 | 1 | 2019-12-31 | 2020-12-31 | 365 | 16.4192 | 16
28689 | 9.36 | 1 | 2019-12-31 | 2020-12-31 | 365 | 10.9461 | 10
28692 | 12.74 | 1 | 2019-12-31 | 2020-12-31 | 365 | 14.8989 | 14
28704 | 6.76 | 1 | 2019-12-31 | 2020-12-31 | 365 | 7.9055 | 7
28595 | 9.36 | 1 | 2019-12-31 | 2020-12-31 | 365 | 10.9461 | 10
28596 | 3.38 | 1 | 2019-12-31 | 2020-12-31 | 365 | 3.9528 | 3
28638 | 4.94 | 1 | 2019-12-31 | 2020-12-31 | 365 | 5.7771 | 5
28578 | 6.76 | 1 | 2019-12-31 | 2020-12-31 | 365 | 7.9055 | 7
28674 | 10.4 | 1 | 2019-12-31 | 2020-12-31 | 365 | 12.1624 | 12
28675 | 7.54 | 1 | 2019-12-31 | 2020-12-31 | 365 | 8.8177 | 8
28676 | 8.32 | 1 | 2019-12-31 | 2020-12-31 | 365 | 9.7299 | 9
28679 | 13.26 | 1 | 2019-12-31 | 2020-12-31 | 365 | 15.507 | 15
28701 | 13 | 1 | 2019-12-31 | 2020-12-31 | 365 | 15.203 | 15
28786 | 4.68 | 1 | 2019-12-31 | 2020-12-31 | 365 | 5.4731 | 5
28792 | 5.865 | 1 | 2019-12-31 | 2020-12-31 | 365 | 6.8589 | 6
28789 | 8.58 | 1 | 2019-12-31 | 2020-12-31 | 365 | 10.034 | 10
28797 | 9.945 | 1 | 2019-12-31 | 2020-12-31 | 365 | 11.6303 | 11
29767 | 9.18 | 1 | 2019-12-31 | 2020-12-31 | 365 | 10.7356 | 10
29775 | 11.7 | 1 | 2019-12-31 | 2020-12-31 | 365 | 13.6827 | 13
29777 | 4.16 | 1 | 2019-12-31 | 2020-12-31 | 365 | 4.865 | 4
29779 | 2.6 | 1 | 2019-12-31 | 2020-12-31 | 365 | 3.0406 | 3
29781 | 4.94 | 1 | 2019-12-31 | 2020-12-31 | 365 | 5.7771 | 5
28796 | 9.275 | 1 | 2019-12-31 | 2020-12-31 | 365 | 10.8467 | 10
29785 | 9.275 | 1 | 2019-12-31 | 2020-12-31 | 365 | 10.8467 | 10
29786 | 4.68 | 1 | 2019-12-31 | 2020-12-31 | 365 | 5.4731 | 5
28801 | 10.4 | 1 | 2019-12-31 | 2020-12-31 | 365 | 12.1624 | 12
28806 | 6.76 | 1 | 2019-12-31 | 2020-12-31 | 365 | 7.9055 | 7
29798 | 2.08 | 1 | 2019-12-31 | 2020-12-31 | 365 | 2.4325 | 2
28810 | 8.84 | 1 | 2019-12-31 | 2020-12-31 | 365 | 10.338 | 10
29804 | 5.72 | 1 | 2019-12-31 | 2020-12-31 | 365 | 6.6893 | 6
29810 | 2.6 | 1 | 2019-12-31 | 2020-12-31 | 365 | 3.0406 | 3
28813 | 3.64 | 1 | 2019-12-31 | 2020-12-31 | 365 | 4.2568 | 4
29813 | 10.07 | 1 | 2019-12-31 | 2020-12-31 | 365 | 11.7765 | 11
28818 | 9.18 | 1 | 2019-12-31 | 2020-12-31 | 365 | 10.7356 | 10
28820 | 3.825 | 1 | 2019-12-31 | 2020-12-31 | 365 | 4.4732 | 4
29818 | 13.77 | 1 | 2019-12-31 | 2020-12-31 | 365 | 16.1035 | 16
28829 | 6.48 | 1 | 2019-12-31 | 2020-12-31 | 365 | 7.5781 | 7
29824 | 3.9 | 1 | 2019-12-31 | 2020-12-31 | 365 | 4.5609 | 4
28831 | 11.96 | 1 | 2019-12-31 | 2020-12-31 | 365 | 13.9867 | 13
28833 | 2.6 | 1 | 2019-12-31 | 2020-12-31 | 365 | 3.0406 | 3
29826 | 4.42 | 1 | 2019-12-31 | 2020-12-31 | 365 | 5.169 | 5
28841 | 10.4 | 1 | 2019-12-31 | 2020-12-31 | 365 | 12.1624 | 12
29827 | 5.46 | 1 | 2019-12-31 | 2020-12-31 | 365 | 6.3853 | 6
28839 | 4.16 | 1 | 2019-12-31 | 2020-12-31 | 365 | 4.865 | 4
29873 | 4.94 | 1 | 2019-12-31 | 2020-12-31 | 365 | 5.7771 | 5
28840 | 8.84 | 1 | 2019-12-31 | 2020-12-31 | 365 | 10.338 | 10
29883 | 5.72 | 1 | 2019-12-31 | 2020-12-31 | 365 | 6.6893 | 6
28861 | 8.06 | 1 | 2019-12-31 | 2020-12-31 | 365 | 9.4258 | 9
28859 | 5.72 | 1 | 2019-12-31 | 2020-12-31 | 365 | 6.6893 | 6
29888 | 7.95 | 1 | 2019-12-31 | 2020-12-31 | 365 | 9.2972 | 9
29891 | 6.095 | 1 | 2019-12-31 | 2020-12-31 | 365 | 7.1279 | 7
28930 | 13.52 | 1 | 2019-12-31 | 2020-12-31 | 365 | 15.8111 | 15
28935 | 4.42 | 1 | 2019-12-31 | 2020-12-31 | 365 | 5.169 | 5
29892 | 5.3 | 1 | 2019-12-31 | 2020-12-31 | 365 | 6.1981 | 6
28949 | 7.54 | 1 | 2019-12-31 | 2020-12-31 | 365 | 8.8177 | 8
29896 | 9.88 | 1 | 2019-12-31 | 2020-12-31 | 365 | 11.5543 | 11
29900 | 4.42 | 1 | 2019-12-31 | 2020-12-31 | 365 | 5.169 | 5
29904 | 7.02 | 1 | 2019-12-31 | 2020-12-31 | 365 | 8.2096 | 8
29906 | 5.98 | 1 | 2019-12-31 | 2020-12-31 | 365 | 6.9934 | 6
29907 | 3.38 | 1 | 2019-12-31 | 2020-12-31 | 365 | 3.9528 | 3
28969 | 6.24 | 1 | 2019-12-31 | 2020-12-31 | 365 | 7.2974 | 7
29930 | 7.8 | 1 | 2019-12-31 | 2020-12-31 | 365 | 9.1218 | 9
28990 | 9.88 | 1 | 2019-12-31 | 2020-12-31 | 365 | 11.5543 | 11
29929 | 10.455 | 1 | 2019-12-31 | 2020-12-31 | 365 | 12.2267 | 12
28991 | 7.54 | 1 | 2019-12-31 | 2020-12-31 | 365 | 8.8177 | 8
29932 | 5.98 | 1 | 2019-12-31 | 2020-12-31 | 365 | 6.9934 | 6
29928 | 9.36 | 1 | 2019-12-31 | 2020-12-31 | 365 | 10.9461 | 10
28992 | 8.32 | 1 | 2019-12-31 | 2020-12-31 | 365 | 9.7299 | 9
29927 | 11.7 | 1 | 2019-12-31 | 2020-12-31 | 365 | 13.6827 | 13
28996 | 8.32 | 1 | 2019-12-31 | 2020-12-31 | 365 | 9.7299 | 9
29910 | 4.16 | 1 | 2019-12-31 | 2020-12-31 | 365 | 4.865 | 4
29926 | 10.14 | 1 | 2019-12-31 | 2020-12-31 | 365 | 11.8583 | 11
29003 | 8.745 | 1 | 2019-12-31 | 2020-12-31 | 365 | 10.2269 | 10
29911 | 10.14 | 1 | 2019-12-31 | 2020-12-31 | 365 | 11.8583 | 11
29002 | 17.94 | 1 | 2019-12-31 | 2020-12-31 | 365 | 20.9801 | 20
29913 | 6.36 | 1 | 2019-12-31 | 2020-12-31 | 365 | 7.4378 | 7
29009 | 4.24 | 1 | 2019-12-31 | 2020-12-31 | 365 | 4.9585 | 4
29925 | 8.32 | 1 | 2019-12-31 | 2020-12-31 | 365 | 9.7299 | 9
29008 | 6.095 | 1 | 2019-12-31 | 2020-12-31 | 365 | 7.1279 | 7
29923 | 9.01 | 1 | 2019-12-31 | 2020-12-31 | 365 | 10.5368 | 10
29917 | 6.095 | 1 | 2019-12-31 | 2020-12-31 | 365 | 7.1279 | 7
29014 | 9.1 | 1 | 2019-12-31 | 2020-12-31 | 365 | 10.6421 | 10
29015 | 6.5 | 1 | 2019-12-31 | 2020-12-31 | 365 | 7.6015 | 7
29914 | 8.32 | 1 | 2019-12-31 | 2020-12-31 | 365 | 9.7299 | 9
29915 | 7.385 | 1 | 2019-12-31 | 2020-12-31 | 365 | 8.6365 | 8
29018 | 11.7 | 1 | 2019-12-31 | 2020-12-31 | 365 | 13.6827 | 13
29916 | 5.98 | 1 | 2019-12-31 | 2020-12-31 | 365 | 6.9934 | 6
29020 | 7.155 | 1 | 2019-12-31 | 2020-12-31 | 365 | 8.3675 | 8
29922 | 8.215 | 1 | 2019-12-31 | 2020-12-31 | 365 | 9.6071 | 9
29025 | 9.36 | 1 | 2019-12-31 | 2020-12-31 | 365 | 10.9461 | 10
29934 | 6.24 | 1 | 2019-12-31 | 2020-12-31 | 365 | 7.2974 | 7
29027 | 8.215 | 1 | 2019-12-31 | 2020-12-31 | 365 | 9.6071 | 9
29933 | 4.68 | 1 | 2019-12-31 | 2020-12-31 | 365 | 5.4731 | 5
29919 | 9.275 | 1 | 2019-12-31 | 2020-12-31 | 365 | 10.8467 | 10
29028 | 5.72 | 1 | 2019-12-31 | 2020-12-31 | 365 | 6.6893 | 6
29029 | 8.215 | 1 | 2019-12-31 | 2020-12-31 | 365 | 9.6071 | 9
29032 | 7.02 | 1 | 2019-12-31 | 2020-12-31 | 365 | 8.2096 | 8
29935 | 11.44 | 1 | 2019-12-31 | 2020-12-31 | 365 | 13.3786 | 13
29035 | 8.925 | 1 | 2019-12-31 | 2020-12-31 | 365 | 10.4374 | 10
29941 | 5.94 | 1 | 2019-12-31 | 2020-12-31 | 365 | 6.9466 | 6
29033 | 2.6 | 1 | 2019-12-31 | 2020-12-31 | 365 | 3.0406 | 3
29037 | 6.5 | 1 | 2019-12-31 | 2020-12-31 | 365 | 7.6015 | 7
29036 | 8.84 | 1 | 2019-12-31 | 2020-12-31 | 365 | 10.338 | 10
29944 | 2.08 | 1 | 2019-12-31 | 2020-12-31 | 365 | 2.4325 | 2
29041 | 3.12 | 1 | 2019-12-31 | 2020-12-31 | 365 | 3.6487 | 3
29043 | 4.16 | 1 | 2019-12-31 | 2020-12-31 | 365 | 4.865 | 4
29045 | 5.72 | 1 | 2019-12-31 | 2020-12-31 | 365 | 6.6893 | 6
29945 | 7.28 | 1 | 2019-12-31 | 2020-12-31 | 365 | 8.5137 | 8
29946 | 2.6 | 1 | 2019-12-31 | 2020-12-31 | 365 | 3.0406 | 3
29049 | 13 | 1 | 2019-12-31 | 2020-12-31 | 365 | 15.203 | 15
29947 | 12.74 | 1 | 2019-12-31 | 2020-12-31 | 365 | 14.8989 | 14
29059 | 4.24 | 1 | 2019-12-31 | 2020-12-31 | 365 | 4.9585 | 4
29948 | 8 | 1 | 2019-12-31 | 2020-12-31 | 365 | 9.3557 | 9
29065 | 4.42 | 1 | 2019-12-31 | 2020-12-31 | 365 | 5.169 | 5
29064 | 12.48 | 1 | 2019-12-31 | 2020-12-31 | 365 | 14.5949 | 14
29949 | 4.68 | 1 | 2019-12-31 | 2020-12-31 | 365 | 5.4731 | 5
29950 | 7.8 | 1 | 2019-12-31 | 2020-12-31 | 365 | 9.1218 | 9
29951 | 12.455 | 1 | 2019-12-31 | 2020-12-31 | 365 | 14.5656 | 14
29952 | 4.68 | 1 | 2019-12-31 | 2020-12-31 | 365 | 5.4731 | 5
29953 | 12.22 | 1 | 2019-12-31 | 2020-12-31 | 365 | 14.2908 | 14
29068 | 8.84 | 1 | 2019-12-31 | 2020-12-31 | 365 | 10.338 | 10
29958 | 3.9 | 1 | 2019-12-31 | 2020-12-31 | 365 | 4.5609 | 4
29069 | 7.905 | 1 | 2019-12-31 | 2020-12-31 | 365 | 9.2446 | 9
29959 | 7.02 | 1 | 2019-12-31 | 2020-12-31 | 365 | 8.2096 | 8
29961 | 14.045 | 1 | 2019-12-31 | 2020-12-31 | 365 | 16.4251 | 16
29071 | 5.83 | 1 | 2019-12-31 | 2020-12-31 | 365 | 6.818 | 6
29963 | 4.16 | 1 | 2019-12-31 | 2020-12-31 | 365 | 4.865 | 4
29073 | 11.22 | 1 | 2019-12-31 | 2020-12-31 | 365 | 13.1213 | 13
29966 | 9.18 | 1 | 2019-12-31 | 2020-12-31 | 365 | 10.7356 | 10
29072 | 11.96 | 1 | 2019-12-31 | 2020-12-31 | 365 | 13.9867 | 13
29967 | 13.78 | 1 | 2019-12-31 | 2020-12-31 | 365 | 16.1152 | 16
29074 | 3.12 | 1 | 2019-12-31 | 2020-12-31 | 365 | 3.6487 | 3
29968 | 12.72 | 1 | 2019-12-31 | 2020-12-31 | 365 | 14.8755 | 14
29076 | 9.1 | 1 | 2019-12-31 | 2020-12-31 | 365 | 10.6421 | 10
29079 | 10.14 | 1 | 2019-12-31 | 2020-12-31 | 365 | 11.8583 | 11
29969 | 9.88 | 1 | 2019-12-31 | 2020-12-31 | 365 | 11.5543 | 11
29082 | 7.28 | 1 | 2019-12-31 | 2020-12-31 | 365 | 8.5137 | 8
29083 | 8.215 | 1 | 2019-12-31 | 2020-12-31 | 365 | 9.6071 | 9
29971 | 2.805 | 1 | 2019-12-31 | 2020-12-31 | 365 | 3.2803 | 3
29084 | 8.58 | 1 | 2019-12-31 | 2020-12-31 | 365 | 10.034 | 10
29972 | 4.16 | 1 | 2019-12-31 | 2020-12-31 | 365 | 4.865 | 4
29086 | 8.215 | 1 | 2019-12-31 | 2020-12-31 | 365 | 9.6071 | 9
30006 | 5.2 | 1 | 2019-12-31 | 2020-12-31 | 365 | 6.0812 | 6
29976 | 14.04 | 1 | 2019-12-31 | 2020-12-31 | 365 | 16.4192 | 16
30007 | 6.36 | 1 | 2019-12-31 | 2020-12-31 | 365 | 7.4378 | 7
29977 | 8.06 | 1 | 2019-12-31 | 2020-12-31 | 365 | 9.4258 | 9
30009 | 3.315 | 1 | 2019-12-31 | 2020-12-31 | 365 | 3.8768 | 3
30010 | 7.685 | 1 | 2019-12-31 | 2020-12-31 | 365 | 8.9873 | 8
30011 | 5.035 | 1 | 2019-12-31 | 2020-12-31 | 365 | 5.8882 | 5
30014 | 8.58 | 1 | 2019-12-31 | 2020-12-31 | 365 | 10.034 | 10
30013 | 11.18 | 1 | 2019-12-31 | 2020-12-31 | 365 | 13.0746 | 13
30015 | 10.4 | 1 | 2019-12-31 | 2020-12-31 | 365 | 12.1624 | 12
30016 | 7.8 | 1 | 2019-12-31 | 2020-12-31 | 365 | 9.1218 | 9
30018 | 10.92 | 1 | 2019-12-31 | 2020-12-31 | 365 | 12.7705 | 12
29979 | 12.72 | 1 | 2019-12-31 | 2020-12-31 | 365 | 14.8755 | 14
29980 | 11.7 | 1 | 2019-12-31 | 2020-12-31 | 365 | 13.6827 | 13
29981 | 5.1 | 1 | 2019-12-31 | 2020-12-31 | 365 | 5.9642 | 5
29982 | 6.89 | 1 | 2019-12-31 | 2020-12-31 | 365 | 8.0576 | 8
29983 | 5.2 | 1 | 2019-12-31 | 2020-12-31 | 365 | 6.0812 | 6
30020 | 4.68 | 1 | 2019-12-31 | 2020-12-31 | 365 | 5.4731 | 5
29984 | 13.52 | 1 | 2019-12-31 | 2020-12-31 | 365 | 15.8111 | 15
29985 | 6.12 | 1 | 2019-12-31 | 2020-12-31 | 365 | 7.1571 | 7
29986 | 3.9 | 1 | 2019-12-31 | 2020-12-31 | 365 | 4.5609 | 4
30134 | 10.14 | 1 | 2019-12-31 | 2020-12-31 | 365 | 11.8583 | 11
30024 | 7.02 | 1 | 2019-12-31 | 2020-12-31 | 365 | 8.2096 | 8
30132 | 6.24 | 1 | 2019-12-31 | 2020-12-31 | 365 | 7.2974 | 7
30136 | 4.16 | 1 | 2019-12-31 | 2020-12-31 | 365 | 4.865 | 4
30023 | 10.14 | 1 | 2019-12-31 | 2020-12-31 | 365 | 11.8583 | 11
30135 | 10.2 | 1 | 2019-12-31 | 2020-12-31 | 365 | 11.9285 | 11
30139 | 13.52 | 1 | 2019-12-31 | 2020-12-31 | 365 | 15.8111 | 15
30026 | 11.44 | 1 | 2019-12-31 | 2020-12-31 | 365 | 13.3786 | 13
30140 | 4.16 | 1 | 2019-12-31 | 2020-12-31 | 365 | 4.865 | 4
30141 | 12.22 | 1 | 2019-12-31 | 2020-12-31 | 365 | 14.2908 | 14
30021 | 7.54 | 1 | 2019-12-31 | 2020-12-31 | 365 | 8.8177 | 8
30029 | 4.24 | 1 | 2019-12-31 | 2020-12-31 | 365 | 4.9585 | 4
30137 | 3.9 | 1 | 2019-12-31 | 2020-12-31 | 365 | 4.5609 | 4
29987 | 2.86 | 1 | 2019-12-31 | 2020-12-31 | 365 | 3.3447 | 3
30027 | 2.86 | 1 | 2019-12-31 | 2020-12-31 | 365 | 3.3447 | 3
29988 | 6.5 | 1 | 2019-12-31 | 2020-12-31 | 365 | 7.6015 | 7
30143 | 6.24 | 1 | 2019-12-31 | 2020-12-31 | 365 | 7.2974 | 7
30028 | 12.74 | 1 | 2019-12-31 | 2020-12-31 | 365 | 14.8989 | 14
30144 | 11.18 | 1 | 2019-12-31 | 2020-12-31 | 365 | 13.0746 | 13
30030 | 10.66 | 1 | 2019-12-31 | 2020-12-31 | 365 | 12.4664 | 12
30147 | 9.1 | 1 | 2019-12-31 | 2020-12-31 | 365 | 10.6421 | 10
30149 | 4.42 | 1 | 2019-12-31 | 2020-12-31 | 365 | 5.169 | 5
30151 | 6.24 | 1 | 2019-12-31 | 2020-12-31 | 365 | 7.2974 | 7
30152 | 5.72 | 1 | 2019-12-31 | 2020-12-31 | 365 | 6.6893 | 6
30150 | 7.395 | 1 | 2019-12-31 | 2020-12-31 | 365 | 8.6482 | 8
30153 | 5.98 | 1 | 2019-12-31 | 2020-12-31 | 365 | 6.9934 | 6
30155 | 2.7 | 1 | 2019-12-31 | 2020-12-31 | 365 | 3.1575 | 3
30156 | 6.625 | 1 | 2019-12-31 | 2020-12-31 | 365 | 7.7477 | 7
29989 | 5.72 | 1 | 2019-12-31 | 2020-12-31 | 365 | 6.6893 | 6
29990 | 5.98 | 1 | 2019-12-31 | 2020-12-31 | 365 | 6.9934 | 6
30157 | 7.02 | 1 | 2019-12-31 | 2020-12-31 | 365 | 8.2096 | 8
29991 | 2.08 | 1 | 2019-12-31 | 2020-12-31 | 365 | 2.4325 | 2
30158 | 8.58 | 1 | 2019-12-31 | 2020-12-31 | 365 | 10.034 | 10
29992 | 3.38 | 1 | 2019-12-31 | 2020-12-31 | 365 | 3.9528 | 3
29993 | 9.1 | 1 | 2019-12-31 | 2020-12-31 | 365 | 10.6421 | 10
30159 | 4.94 | 1 | 2019-12-31 | 2020-12-31 | 365 | 5.7771 | 5
30160 | 5.98 | 1 | 2019-12-31 | 2020-12-31 | 365 | 6.9934 | 6
29994 | 5.98 | 1 | 2019-12-31 | 2020-12-31 | 365 | 6.9934 | 6
30161 | 6.24 | 1 | 2019-12-31 | 2020-12-31 | 365 | 7.2974 | 7
30162 | 5.2 | 1 | 2019-12-31 | 2020-12-31 | 365 | 6.0812 | 6
30163 | 5.46 | 1 | 2019-12-31 | 2020-12-31 | 365 | 6.3853 | 6
29995 | 5.72 | 1 | 2019-12-31 | 2020-12-31 | 365 | 6.6893 | 6
30164 | 6.5 | 1 | 2019-12-31 | 2020-12-31 | 365 | 7.6015 | 7
30166 | 9.88 | 1 | 2019-12-31 | 2020-12-31 | 365 | 11.5543 | 11
30167 | 6.24 | 1 | 2019-12-31 | 2020-12-31 | 365 | 7.2974 | 7
30168 | 8.84 | 1 | 2019-12-31 | 2020-12-31 | 365 | 10.338 | 10
30171 | 5.2 | 1 | 2019-12-31 | 2020-12-31 | 365 | 6.0812 | 6
30172 | 8.58 | 1 | 2019-12-31 | 2020-12-31 | 365 | 10.034 | 10
29996 | 14.04 | 1 | 2019-12-31 | 2020-12-31 | 365 | 16.4192 | 16
29997 | 10.92 | 1 | 2019-12-31 | 2020-12-31 | 365 | 12.7705 | 12
29998 | 8.32 | 1 | 2019-12-31 | 2020-12-31 | 365 | 9.7299 | 9
29999 | 8.925 | 1 | 2019-12-31 | 2020-12-31 | 365 | 10.4374 | 10
30000 | 10.14 | 1 | 2019-12-31 | 2020-12-31 | 365 | 11.8583 | 11
30001 | 8.32 | 1 | 2019-12-31 | 2020-12-31 | 365 | 9.7299 | 9
30003 | 10.4 | 1 | 2019-12-31 | 2020-12-31 | 365 | 12.1624 | 12
30196 | 5.61 | 1 | 2019-12-31 | 2020-12-31 | 365 | 6.5607 | 6
30195 | 11.66 | 1 | 2019-12-31 | 2020-12-31 | 365 | 13.6359 | 13
30194 | 7.685 | 1 | 2019-12-31 | 2020-12-31 | 365 | 8.9873 | 8
30198 | 5.2 | 1 | 2019-12-31 | 2020-12-31 | 365 | 6.0812 | 6
30199 | 5.72 | 1 | 2019-12-31 | 2020-12-31 | 365 | 6.6893 | 6
30197 | 6.5 | 1 | 2019-12-31 | 2020-12-31 | 365 | 7.6015 | 7
30200 | 7.02 | 1 | 2019-12-31 | 2020-12-31 | 365 | 8.2096 | 8
30203 | 8.84 | 1 | 2019-12-31 | 2020-12-31 | 365 | 10.338 | 10
30202 | 7.95 | 1 | 2019-12-31 | 2020-12-31 | 365 | 9.2972 | 9
30207 | 5.83 | 1 | 2019-12-31 | 2020-12-31 | 365 | 6.818 | 6
30212 | 8.58 | 1 | 2019-12-31 | 2020-12-31 | 365 | 10.034 | 10
30213 | 6.12 | 1 | 2019-12-31 | 2020-12-31 | 365 | 7.1571 | 7
30206 | 3.12 | 1 | 2019-12-31 | 2020-12-31 | 365 | 3.6487 | 3
30217 | 14.04 | 1 | 2019-12-31 | 2020-12-31 | 365 | 16.4192 | 16
30219 | 8.32 | 1 | 2019-12-31 | 2020-12-31 | 365 | 9.7299 | 9
30221 | 4.24 | 1 | 2019-12-31 | 2020-12-31 | 365 | 4.9585 | 4
30222 | 4.94 | 1 | 2019-12-31 | 2020-12-31 | 365 | 5.7771 | 5
30224 | 3.64 | 1 | 2019-12-31 | 2020-12-31 | 365 | 4.2568 | 4
30228 | 4.16 | 1 | 2019-12-31 | 2020-12-31 | 365 | 4.865 | 4
30233 | 6.76 | 1 | 2019-12-31 | 2020-12-31 | 365 | 7.9055 | 7
30034 | 5.46 | 1 | 2019-12-31 | 2020-12-31 | 365 | 6.3853 | 6
30031 | 4.16 | 1 | 2019-12-31 | 2020-12-31 | 365 | 4.865 | 4
30230 | 7.28 | 1 | 2019-12-31 | 2020-12-31 | 365 | 8.5137 | 8
30033 | 2.08 | 1 | 2019-12-31 | 2020-12-31 | 365 | 2.4325 | 2
30036 | 5.2 | 1 | 2019-12-31 | 2020-12-31 | 365 | 6.0812 | 6
30234 | 4.505 | 1 | 2019-12-31 | 2020-12-31 | 365 | 5.2684 | 5
30035 | 9.36 | 1 | 2019-12-31 | 2020-12-31 | 365 | 10.9461 | 10
30038 | 9.805 | 1 | 2019-12-31 | 2020-12-31 | 365 | 11.4666 | 11
30204 | 9.805 | 1 | 2019-12-31 | 2020-12-31 | 365 | 11.4666 | 11
30040 | 5.72 | 1 | 2019-12-31 | 2020-12-31 | 365 | 6.6893 | 6
30231 | 6.24 | 1 | 2019-12-31 | 2020-12-31 | 365 | 7.2974 | 7
30037 | 5.72 | 1 | 2019-12-31 | 2020-12-31 | 365 | 6.6893 | 6
30235 | 5.72 | 1 | 2019-12-31 | 2020-12-31 | 365 | 6.6893 | 6
30239 | 5.98 | 1 | 2019-12-31 | 2020-12-31 | 365 | 6.9934 | 6
30041 | 14.04 | 1 | 2019-12-31 | 2020-12-31 | 365 | 16.4192 | 16
30039 | 5.46 | 1 | 2019-12-31 | 2020-12-31 | 365 | 6.3853 | 6
30238 | 9.1 | 1 | 2019-12-31 | 2020-12-31 | 365 | 10.6421 | 10
30044 | 9.1 | 1 | 2019-12-31 | 2020-12-31 | 365 | 10.6421 | 10
30243 | 7.8 | 1 | 2019-12-31 | 2020-12-31 | 365 | 9.1218 | 9
30042 | 8.48 | 1 | 2019-12-31 | 2020-12-31 | 365 | 9.917 | 9
30241 | 4.42 | 1 | 2019-12-31 | 2020-12-31 | 365 | 5.169 | 5
30244 | 7.54 | 1 | 2019-12-31 | 2020-12-31 | 365 | 8.8177 | 8
30043 | 2.34 | 1 | 2019-12-31 | 2020-12-31 | 365 | 2.7365 | 2
30045 | 7.02 | 1 | 2019-12-31 | 2020-12-31 | 365 | 8.2096 | 8
30245 | 6.5 | 1 | 2019-12-31 | 2020-12-31 | 365 | 7.6015 | 7
30246 | 5.565 | 1 | 2019-12-31 | 2020-12-31 | 365 | 6.508 | 6
30046 | 6.5 | 1 | 2019-12-31 | 2020-12-31 | 365 | 7.6015 | 7
30047 | 2.6 | 1 | 2019-12-31 | 2020-12-31 | 365 | 3.0406 | 3
30050 | 5.72 | 1 | 2019-12-31 | 2020-12-31 | 365 | 6.6893 | 6
30048 | 6.24 | 1 | 2019-12-31 | 2020-12-31 | 365 | 7.2974 | 7
30049 | 7.02 | 1 | 2019-12-31 | 2020-12-31 | 365 | 8.2096 | 8
30053 | 9.275 | 1 | 2019-12-31 | 2020-12-31 | 365 | 10.8467 | 10
30051 | 7.54 | 1 | 2019-12-31 | 2020-12-31 | 365 | 8.8177 | 8
30054 | 7.28 | 1 | 2019-12-31 | 2020-12-31 | 365 | 8.5137 | 8
30055 | 7.28 | 1 | 2019-12-31 | 2020-12-31 | 365 | 8.5137 | 8
30060 | 6.625 | 1 | 2019-12-31 | 2020-12-31 | 365 | 7.7477 | 7
30058 | 11.44 | 1 | 2019-12-31 | 2020-12-31 | 365 | 13.3786 | 13
30061 | 9.945 | 1 | 2019-12-31 | 2020-12-31 | 365 | 11.6303 | 11
30064 | 5.2 | 1 | 2019-12-31 | 2020-12-31 | 365 | 6.0812 | 6
30066 | 11.96 | 1 | 2019-12-31 | 2020-12-31 | 365 | 13.9867 | 13
30063 | 6.24 | 1 | 2019-12-31 | 2020-12-31 | 365 | 7.2974 | 7
30067 | 5.565 | 1 | 2019-12-31 | 2020-12-31 | 365 | 6.508 | 6
30072 | 6.5 | 1 | 2019-12-31 | 2020-12-31 | 365 | 7.6015 | 7
30069 | 6.76 | 1 | 2019-12-31 | 2020-12-31 | 365 | 7.9055 | 7
30074 | 8.84 | 1 | 2019-12-31 | 2020-12-31 | 365 | 10.338 | 10
30076 | 6.5 | 1 | 2019-12-31 | 2020-12-31 | 365 | 7.6015 | 7
30075 | 2.08 | 1 | 2019-12-31 | 2020-12-31 | 365 | 2.4325 | 2
30079 | 6.625 | 1 | 2019-12-31 | 2020-12-31 | 365 | 7.7477 | 7
30078 | 6.89 | 1 | 2019-12-31 | 2020-12-31 | 365 | 8.0576 | 8
30080 | 9.62 | 1 | 2019-12-31 | 2020-12-31 | 365 | 11.2502 | 11
30083 | 4.24 | 1 | 2019-12-31 | 2020-12-31 | 365 | 4.9585 | 4
30081 | 8.215 | 1 | 2019-12-31 | 2020-12-31 | 365 | 9.6071 | 9
30084 | 3.64 | 1 | 2019-12-31 | 2020-12-31 | 365 | 4.2568 | 4
30082 | 4.68 | 1 | 2019-12-31 | 2020-12-31 | 365 | 5.4731 | 5
30086 | 4.68 | 1 | 2019-12-31 | 2020-12-31 | 365 | 5.4731 | 5
30085 | 7.95 | 1 | 2019-12-31 | 2020-12-31 | 365 | 9.2972 | 9
30087 | 7.8 | 1 | 2019-12-31 | 2020-12-31 | 365 | 9.1218 | 9
30088 | 5.46 | 1 | 2019-12-31 | 2020-12-31 | 365 | 6.3853 | 6
30090 | 3.12 | 1 | 2019-12-31 | 2020-12-31 | 365 | 3.6487 | 3
30093 | 7.54 | 1 | 2019-12-31 | 2020-12-31 | 365 | 8.8177 | 8
30092 | 7.8 | 1 | 2019-12-31 | 2020-12-31 | 365 | 9.1218 | 9
30095 | 2.6 | 1 | 2019-12-31 | 2020-12-31 | 365 | 3.0406 | 3
30094 | 6.24 | 1 | 2019-12-31 | 2020-12-31 | 365 | 7.2974 | 7
30097 | 5.46 | 1 | 2019-12-31 | 2020-12-31 | 365 | 6.3853 | 6
30100 | 10.14 | 1 | 2019-12-31 | 2020-12-31 | 365 | 11.8583 | 11
30096 | 4.68 | 1 | 2019-12-31 | 2020-12-31 | 365 | 5.4731 | 5
30099 | 11.96 | 1 | 2019-12-31 | 2020-12-31 | 365 | 13.9867 | 13
30102 | 6.095 | 1 | 2019-12-31 | 2020-12-31 | 365 | 7.1279 | 7
30104 | 8.32 | 1 | 2019-12-31 | 2020-12-31 | 365 | 9.7299 | 9
30105 | 5.3 | 1 | 2019-12-31 | 2020-12-31 | 365 | 6.1981 | 6
30106 | 9.54 | 1 | 2019-12-31 | 2020-12-31 | 365 | 11.1566 | 11
30250 | 5.98 | 1 | 2019-12-31 | 2020-12-31 | 365 | 6.9934 | 6
30251 | 3.57 | 1 | 2019-12-31 | 2020-12-31 | 365 | 4.175 | 4
30252 | 2.385 | 1 | 2019-12-31 | 2020-12-31 | 365 | 2.7892 | 2
30253 | 3.12 | 1 | 2019-12-31 | 2020-12-31 | 365 | 3.6487 | 3
30254 | 3.9 | 1 | 2019-12-31 | 2020-12-31 | 365 | 4.5609 | 4
30236 | 9.435 | 1 | 2019-12-31 | 2020-12-31 | 365 | 11.0339 | 11
30214 | 7.54 | 1 | 2019-12-31 | 2020-12-31 | 365 | 8.8177 | 8
30107 | 8.84 | 1 | 2019-12-31 | 2020-12-31 | 365 | 10.338 | 10
30108 | 3.71 | 1 | 2019-12-31 | 2020-12-31 | 365 | 4.3387 | 4
30192 | 8.58 | 1 | 2019-12-31 | 2020-12-31 | 365 | 10.034 | 10
30109 | 4.42 | 1 | 2019-12-31 | 2020-12-31 | 365 | 5.169 | 5
30215 | 5.46 | 1 | 2019-12-31 | 2020-12-31 | 365 | 6.3853 | 6
30111 | 7.42 | 1 | 2019-12-31 | 2020-12-31 | 365 | 8.6774 | 8
30112 | 10.92 | 1 | 2019-12-31 | 2020-12-31 | 365 | 12.7705 | 12
30114 | 4.68 | 1 | 2019-12-31 | 2020-12-31 | 365 | 5.4731 | 5
30223 | 9.945 | 1 | 2019-12-31 | 2020-12-31 | 365 | 11.6303 | 11
30117 | 8.84 | 1 | 2019-12-31 | 2020-12-31 | 365 | 10.338 | 10
30185 | 4.42 | 1 | 2019-12-31 | 2020-12-31 | 365 | 5.169 | 5
30118 | 14.04 | 1 | 2019-12-31 | 2020-12-31 | 365 | 16.4192 | 16
30119 | 3.12 | 1 | 2019-12-31 | 2020-12-31 | 365 | 3.6487 | 3
30220 | 4.42 | 1 | 2019-12-31 | 2020-12-31 | 365 | 5.169 | 5
30120 | 12.22 | 1 | 2019-12-31 | 2020-12-31 | 365 | 14.2908 | 14
30232 | 10.335 | 1 | 2019-12-31 | 2020-12-31 | 365 | 12.0864 | 12
30103 | 9.88 | 1 | 2019-12-31 | 2020-12-31 | 365 | 11.5543 | 11
30127 | 3.12 | 1 | 2019-12-31 | 2020-12-31 | 365 | 3.6487 | 3
30242 | 11.66 | 1 | 2019-12-31 | 2020-12-31 | 365 | 13.6359 | 13
30266 | 9.62 | 1 | 2019-12-31 | 2020-12-31 | 365 | 11.2502 | 11
30174 | 7.54 | 1 | 2019-12-31 | 2020-12-31 | 365 | 8.8177 | 8
30262 | 8.06 | 1 | 2019-12-31 | 2020-12-31 | 365 | 9.4258 | 9
30176 | 6.76 | 1 | 2019-12-31 | 2020-12-31 | 365 | 7.9055 | 7
30175 | 7.54 | 1 | 2019-12-31 | 2020-12-31 | 365 | 8.8177 | 8
30265 | 6.24 | 1 | 2019-12-31 | 2020-12-31 | 365 | 7.2974 | 7
30179 | 9.62 | 1 | 2019-12-31 | 2020-12-31 | 365 | 11.2502 | 11
30263 | 4.42 | 1 | 2019-12-31 | 2020-12-31 | 365 | 5.169 | 5
30180 | 8.745 | 1 | 2019-12-31 | 2020-12-31 | 365 | 10.2269 | 10
30255 | 9.1 | 1 | 2019-12-31 | 2020-12-31 | 365 | 10.6421 | 10
30267 | 5.46 | 1 | 2019-12-31 | 2020-12-31 | 365 | 6.3853 | 6
30183 | 5.72 | 1 | 2019-12-31 | 2020-12-31 | 365 | 6.6893 | 6
30270 | 6.89 | 1 | 2019-12-31 | 2020-12-31 | 365 | 8.0576 | 8
30184 | 4.16 | 1 | 2019-12-31 | 2020-12-31 | 365 | 4.865 | 4
30182 | 8.16 | 1 | 2019-12-31 | 2020-12-31 | 365 | 9.5428 | 9
30268 | 5.98 | 1 | 2019-12-31 | 2020-12-31 | 365 | 6.9934 | 6
30186 | 5.46 | 1 | 2019-12-31 | 2020-12-31 | 365 | 6.3853 | 6
30275 | 5.72 | 1 | 2019-12-31 | 2020-12-31 | 365 | 6.6893 | 6
30187 | 4.94 | 1 | 2019-12-31 | 2020-12-31 | 365 | 5.7771 | 5
30279 | 10.14 | 1 | 2019-12-31 | 2020-12-31 | 365 | 11.8583 | 11
30191 | 8.415 | 1 | 2019-12-31 | 2020-12-31 | 365 | 9.841 | 9
30276 | 9.1 | 1 | 2019-12-31 | 2020-12-31 | 365 | 10.6421 | 10
30190 | 8.32 | 1 | 2019-12-31 | 2020-12-31 | 365 | 9.7299 | 9
30272 | 7.02 | 1 | 2019-12-31 | 2020-12-31 | 365 | 8.2096 | 8
30189 | 11.18 | 1 | 2019-12-31 | 2020-12-31 | 365 | 13.0746 | 13
30278 | 5.2 | 1 | 2019-12-31 | 2020-12-31 | 365 | 6.0812 | 6
30282 | 10.4 | 1 | 2019-12-31 | 2020-12-31 | 365 | 12.1624 | 12
30193 | 9.1 | 1 | 2019-12-31 | 2020-12-31 | 365 | 10.6421 | 10
30280 | 6.24 | 1 | 2019-12-31 | 2020-12-31 | 365 | 7.2974 | 7
30281 | 8.32 | 1 | 2019-12-31 | 2020-12-31 | 365 | 9.7299 | 9
30294 | 7.28 | 1 | 2019-12-31 | 2020-12-31 | 365 | 8.5137 | 8
30286 | 2.915 | 1 | 2019-12-31 | 2020-12-31 | 365 | 3.409 | 3
30292 | 9.275 | 1 | 2019-12-31 | 2020-12-31 | 365 | 10.8467 | 10
30297 | 11.395 | 1 | 2019-12-31 | 2020-12-31 | 365 | 13.326 | 13
30304 | 3.9 | 1 | 2019-12-31 | 2020-12-31 | 365 | 4.5609 | 4
30306 | 7.95 | 1 | 2019-12-31 | 2020-12-31 | 365 | 9.2972 | 9
30299 | 5.98 | 1 | 2019-12-31 | 2020-12-31 | 365 | 6.9934 | 6
30308 | 8.48 | 1 | 2019-12-31 | 2020-12-31 | 365 | 9.917 | 9
30316 | 10.92 | 1 | 2019-12-31 | 2020-12-31 | 365 | 12.7705 | 12
30309 | 11.7 | 1 | 2019-12-31 | 2020-12-31 | 365 | 13.6827 | 13
30320 | 14.04 | 1 | 2019-12-31 | 2020-12-31 | 365 | 16.4192 | 16
30319 | 4.68 | 1 | 2019-12-31 | 2020-12-31 | 365 | 5.4731 | 5
30307 | 10.4 | 1 | 2019-12-31 | 2020-12-31 | 365 | 12.1624 | 12
30322 | 2.86 | 1 | 2019-12-31 | 2020-12-31 | 365 | 3.3447 | 3
30311 | 5.46 | 1 | 2019-12-31 | 2020-12-31 | 365 | 6.3853 | 6
30303 | 11.18 | 1 | 2019-12-31 | 2020-12-31 | 365 | 13.0746 | 13
30329 | 5.72 | 1 | 2019-12-31 | 2020-12-31 | 365 | 6.6893 | 6
30313 | 7.8 | 1 | 2019-12-31 | 2020-12-31 | 365 | 9.1218 | 9
30327 | 4.845 | 1 | 2019-12-31 | 2020-12-31 | 365 | 5.666 | 5
30312 | 13.78 | 1 | 2019-12-31 | 2020-12-31 | 365 | 16.1152 | 16
30332 | 11.18 | 1 | 2019-12-31 | 2020-12-31 | 365 | 13.0746 | 13
30323 | 7.02 | 1 | 2019-12-31 | 2020-12-31 | 365 | 8.2096 | 8
30334 | 4.94 | 1 | 2019-12-31 | 2020-12-31 | 365 | 5.7771 | 5
30277 | 3.12 | 1 | 2019-12-31 | 2020-12-31 | 365 | 3.6487 | 3
30340 | 8.58 | 1 | 2019-12-31 | 2020-12-31 | 365 | 10.034 | 10
30345 | 8.32 | 1 | 2019-12-31 | 2020-12-31 | 365 | 9.7299 | 9
30330 | 4.68 | 1 | 2019-12-31 | 2020-12-31 | 365 | 5.4731 | 5
30685 | 5.98 | 1 | 2019-12-31 | 2020-12-31 | 365 | 6.9934 | 6
30690 | 3.445 | 1 | 2019-12-31 | 2020-12-31 | 365 | 4.0288 | 4
30305 | 7.8 | 1 | 2019-12-31 | 2020-12-31 | 365 | 9.1218 | 9
30743 | 3.12 | 1 | 2019-12-31 | 2020-12-31 | 365 | 3.6487 | 3
30358 | 10.07 | 1 | 2019-12-31 | 2020-12-31 | 365 | 11.7765 | 11
30360 | 5.2 | 1 | 2019-12-31 | 2020-12-31 | 365 | 6.0812 | 6
30362 | 10.92 | 1 | 2019-12-31 | 2020-12-31 | 365 | 12.7705 | 12
30747 | 10.4 | 1 | 2019-12-31 | 2020-12-31 | 365 | 12.1624 | 12
30364 | 7.28 | 1 | 2019-12-31 | 2020-12-31 | 365 | 8.5137 | 8
30752 | 5.3 | 1 | 2019-12-31 | 2020-12-31 | 365 | 6.1981 | 6
30759 | 5.46 | 1 | 2019-12-31 | 2020-12-31 | 365 | 6.3853 | 6
30768 | 9.36 | 1 | 2019-12-31 | 2020-12-31 | 365 | 10.9461 | 10
30767 | 4.42 | 1 | 2019-12-31 | 2020-12-31 | 365 | 5.169 | 5
30774 | 11.7 | 1 | 2019-12-31 | 2020-12-31 | 365 | 13.6827 | 13
30367 | 5.565 | 1 | 2019-12-31 | 2020-12-31 | 365 | 6.508 | 6
30368 | 6.76 | 1 | 2019-12-31 | 2020-12-31 | 365 | 7.9055 | 7
30776 | 7.8 | 1 | 2019-12-31 | 2020-12-31 | 365 | 9.1218 | 9
30764 | 4.68 | 1 | 2019-12-31 | 2020-12-31 | 365 | 5.4731 | 5
30377 | 5.46 | 1 | 2019-12-31 | 2020-12-31 | 365 | 6.3853 | 6
30687 | 6.76 | 1 | 2019-12-31 | 2020-12-31 | 365 | 7.9055 | 7
30374 | 5.83 | 1 | 2019-12-31 | 2020-12-31 | 365 | 6.818 | 6
30344 | 10.4 | 1 | 2019-12-31 | 2020-12-31 | 365 | 12.1624 | 12
30786 | 3.12 | 1 | 2019-12-31 | 2020-12-31 | 365 | 3.6487 | 3
30380 | 5.98 | 1 | 2019-12-31 | 2020-12-31 | 365 | 6.9934 | 6
30782 | 7.8 | 1 | 2019-12-31 | 2020-12-31 | 365 | 9.1218 | 9
30790 | 2.805 | 1 | 2019-12-31 | 2020-12-31 | 365 | 3.2803 | 3
30800 | 4.68 | 1 | 2019-12-31 | 2020-12-31 | 365 | 5.4731 | 5
30805 | 4.16 | 1 | 2019-12-31 | 2020-12-31 | 365 | 4.865 | 4
30017 | 4.68 | 1 | 2019-12-31 | 2020-12-31 | 365 | 5.4731 | 5
30815 | 6.24 | 1 | 2019-12-31 | 2020-12-31 | 365 | 7.2974 | 7
28677 | 7.28 | 1 | 2019-12-31 | 2020-12-31 | 365 | 8.5137 | 8
30817 | 7.02 | 1 | 2019-12-31 | 2020-12-31 | 365 | 8.2096 | 8
30819 | 6.12 | 1 | 2019-12-31 | 2020-12-31 | 365 | 7.1571 | 7
30820 | 4.24 | 1 | 2019-12-31 | 2020-12-31 | 365 | 4.9585 | 4
30835 | 7.95 | 1 | 2019-12-31 | 2020-12-31 | 365 | 9.2972 | 9
30921 | 9.275 | 1 | 2019-12-31 | 2020-12-31 | 365 | 10.8467 | 10
30851 | 13.78 | 1 | 2019-12-31 | 2020-12-31 | 365 | 16.1152 | 16
30922 | 4.16 | 1 | 2019-12-31 | 2020-12-31 | 365 | 4.865 | 4
30864 | 5.72 | 1 | 2019-12-31 | 2020-12-31 | 365 | 6.6893 | 6
30924 | 7.8 | 1 | 2019-12-31 | 2020-12-31 | 365 | 9.1218 | 9
30863 | 2.08 | 1 | 2019-12-31 | 2020-12-31 | 365 | 2.4325 | 2
30927 | 7.28 | 1 | 2019-12-31 | 2020-12-31 | 365 | 8.5137 | 8
30929 | 6.5 | 1 | 2019-12-31 | 2020-12-31 | 365 | 7.6015 | 7
30873 | 10.07 | 1 | 2019-12-31 | 2020-12-31 | 365 | 11.7765 | 11
30875 | 5.98 | 1 | 2019-12-31 | 2020-12-31 | 365 | 6.9934 | 6
30879 | 5.98 | 1 | 2019-12-31 | 2020-12-31 | 365 | 6.9934 | 6
30930 | 6.24 | 1 | 2019-12-31 | 2020-12-31 | 365 | 7.2974 | 7
30878 | 8.48 | 1 | 2019-12-31 | 2020-12-31 | 365 | 9.917 | 9
30935 | 3.78 | 1 | 2019-12-31 | 2020-12-31 | 365 | 4.4206 | 4
30884 | 4.16 | 1 | 2019-12-31 | 2020-12-31 | 365 | 4.865 | 4
30936 | 11.44 | 1 | 2019-12-31 | 2020-12-31 | 365 | 13.3786 | 13
30943 | 7.54 | 1 | 2019-12-31 | 2020-12-31 | 365 | 8.8177 | 8
30941 | 6.24 | 1 | 2019-12-31 | 2020-12-31 | 365 | 7.2974 | 7
30888 | 5.2 | 1 | 2019-12-31 | 2020-12-31 | 365 | 6.0812 | 6
30658 | 8.06 | 1 | 2019-12-31 | 2020-12-31 | 365 | 9.4258 | 9
30890 | 4.94 | 1 | 2019-12-31 | 2020-12-31 | 365 | 5.7771 | 5
30893 | 7.42 | 1 | 2019-12-31 | 2020-12-31 | 365 | 8.6774 | 8
30392 | 7.685 | 1 | 2019-12-31 | 2020-12-31 | 365 | 8.9873 | 8
30393 | 3.18 | 1 | 2019-12-31 | 2020-12-31 | 365 | 3.7189 | 3
30398 | 8.84 | 1 | 2019-12-31 | 2020-12-31 | 365 | 10.338 | 10
30896 | 7.54 | 1 | 2019-12-31 | 2020-12-31 | 365 | 8.8177 | 8
30900 | 7.28 | 1 | 2019-12-31 | 2020-12-31 | 365 | 8.5137 | 8
30951 | 10.92 | 1 | 2019-12-31 | 2020-12-31 | 365 | 12.7705 | 12
30944 | 7.8 | 1 | 2019-12-31 | 2020-12-31 | 365 | 9.1218 | 9
30958 | 8.84 | 1 | 2019-12-31 | 2020-12-31 | 365 | 10.338 | 10
30957 | 3.12 | 1 | 2019-12-31 | 2020-12-31 | 365 | 3.6487 | 3
30960 | 6.24 | 1 | 2019-12-31 | 2020-12-31 | 365 | 7.2974 | 7
30974 | 7.54 | 1 | 2019-12-31 | 2020-12-31 | 365 | 8.8177 | 8
31003 | 3.12 | 1 | 2019-12-31 | 2020-12-31 | 365 | 3.6487 | 3
30979 | 5.2 | 1 | 2019-12-31 | 2020-12-31 | 365 | 6.0812 | 6
31012 | 11.7 | 1 | 2019-12-31 | 2020-12-31 | 365 | 13.6827 | 13
31014 | 9.62 | 1 | 2019-12-31 | 2020-12-31 | 365 | 11.2502 | 11
31015 | 5.72 | 1 | 2019-12-31 | 2020-12-31 | 365 | 6.6893 | 6
31018 | 9.805 | 1 | 2019-12-31 | 2020-12-31 | 365 | 11.4666 | 11
31019 | 10.4 | 1 | 2019-12-31 | 2020-12-31 | 365 | 12.1624 | 12
31025 | 9.36 | 1 | 2019-12-31 | 2020-12-31 | 365 | 10.9461 | 10
31028 | 9.36 | 1 | 2019-12-31 | 2020-12-31 | 365 | 10.9461 | 10
31026 | 10.92 | 1 | 2019-12-31 | 2020-12-31 | 365 | 12.7705 | 12
31031 | 8.16 | 1 | 2019-12-31 | 2020-12-31 | 365 | 9.5428 | 9
31030 | 9.36 | 1 | 2019-12-31 | 2020-12-31 | 365 | 10.9461 | 10
31035 | 10.66 | 1 | 2019-12-31 | 2020-12-31 | 365 | 12.4664 | 12
31039 | 6.24 | 1 | 2019-12-31 | 2020-12-31 | 365 | 7.2974 | 7
31043 | 10.92 | 1 | 2019-12-31 | 2020-12-31 | 365 | 12.7705 | 12
31045 | 6.48 | 1 | 2019-12-31 | 2020-12-31 | 365 | 7.5781 | 7
31049 | 3.9 | 1 | 2019-12-31 | 2020-12-31 | 365 | 4.5609 | 4
30397 | 9.62 | 1 | 2019-12-31 | 2020-12-31 | 365 | 11.2502 | 11
31062 | 13.78 | 1 | 2019-12-31 | 2020-12-31 | 365 | 16.1152 | 16
30399 | 5.3 | 1 | 2019-12-31 | 2020-12-31 | 365 | 6.1981 | 6
30400 | 8.48 | 1 | 2019-12-31 | 2020-12-31 | 365 | 9.917 | 9
31065 | 7.8 | 1 | 2019-12-31 | 2020-12-31 | 365 | 9.1218 | 9
30382 | 11.18 | 1 | 2019-12-31 | 2020-12-31 | 365 | 13.0746 | 13
30388 | 6.76 | 1 | 2019-12-31 | 2020-12-31 | 365 | 7.9055 | 7
31064 | 7.28 | 1 | 2019-12-31 | 2020-12-31 | 365 | 8.5137 | 8
31075 | 4.68 | 1 | 2019-12-31 | 2020-12-31 | 365 | 5.4731 | 5
30396 | 6.36 | 1 | 2019-12-31 | 2020-12-31 | 365 | 7.4378 | 7
31082 | 8.84 | 1 | 2019-12-31 | 2020-12-31 | 365 | 10.338 | 10
30403 | 4.42 | 1 | 2019-12-31 | 2020-12-31 | 365 | 5.169 | 5
31071 | 4.68 | 1 | 2019-12-31 | 2020-12-31 | 365 | 5.4731 | 5
31086 | 14.045 | 1 | 2019-12-31 | 2020-12-31 | 365 | 16.4251 | 16
31091 | 2.34 | 1 | 2019-12-31 | 2020-12-31 | 365 | 2.7365 | 2
31095 | 3.9 | 1 | 2019-12-31 | 2020-12-31 | 365 | 4.5609 | 4
30404 | 5.46 | 1 | 2019-12-31 | 2020-12-31 | 365 | 6.3853 | 6
30376 | 3.12 | 1 | 2019-12-31 | 2020-12-31 | 365 | 3.6487 | 3
30407 | 10.6 | 1 | 2019-12-31 | 2020-12-31 | 365 | 12.3963 | 12
30415 | 4.68 | 1 | 2019-12-31 | 2020-12-31 | 365 | 5.4731 | 5
30387 | 3.9 | 1 | 2019-12-31 | 2020-12-31 | 365 | 4.5609 | 4
30421 | 9.1 | 1 | 2019-12-31 | 2020-12-31 | 365 | 10.6421 | 10
30418 | 5.3 | 1 | 2019-12-31 | 2020-12-31 | 365 | 6.1981 | 6
30386 | 6.76 | 1 | 2019-12-31 | 2020-12-31 | 365 | 7.9055 | 7
30381 | 9.62 | 1 | 2019-12-31 | 2020-12-31 | 365 | 11.2502 | 11
30389 | 4.94 | 1 | 2019-12-31 | 2020-12-31 | 365 | 5.7771 | 5
30426 | 3.38 | 1 | 2019-12-31 | 2020-12-31 | 365 | 3.9528 | 3
30427 | 5.72 | 1 | 2019-12-31 | 2020-12-31 | 365 | 6.6893 | 6
30428 | 7.155 | 1 | 2019-12-31 | 2020-12-31 | 365 | 8.3675 | 8
30430 | 7.905 | 1 | 2019-12-31 | 2020-12-31 | 365 | 9.2446 | 9
30435 | 2.08 | 1 | 2019-12-31 | 2020-12-31 | 365 | 2.4325 | 2
30434 | 3.64 | 1 | 2019-12-31 | 2020-12-31 | 365 | 4.2568 | 4
30437 | 6.36 | 1 | 2019-12-31 | 2020-12-31 | 365 | 7.4378 | 7
30443 | 5.46 | 1 | 2019-12-31 | 2020-12-31 | 365 | 6.3853 | 6
30444 | 7.02 | 1 | 2019-12-31 | 2020-12-31 | 365 | 8.2096 | 8
30436 | 7.8 | 1 | 2019-12-31 | 2020-12-31 | 365 | 9.1218 | 9
30447 | 6.48 | 1 | 2019-12-31 | 2020-12-31 | 365 | 7.5781 | 7
30450 | 6.24 | 1 | 2019-12-31 | 2020-12-31 | 365 | 7.2974 | 7
30451 | 7.02 | 1 | 2019-12-31 | 2020-12-31 | 365 | 8.2096 | 8
30453 | 6.5 | 1 | 2019-12-31 | 2020-12-31 | 365 | 7.6015 | 7
30457 | 14.04 | 1 | 2019-12-31 | 2020-12-31 | 365 | 16.4192 | 16
30459 | 13 | 1 | 2019-12-31 | 2020-12-31 | 365 | 15.203 | 15
30462 | 10.4 | 1 | 2019-12-31 | 2020-12-31 | 365 | 12.1624 | 12
30464 | 2.86 | 1 | 2019-12-31 | 2020-12-31 | 365 | 3.3447 | 3
30468 | 7.5 | 1 | 2019-12-31 | 2020-12-31 | 365 | 8.7709 | 8
30474 | 10.335 | 1 | 2019-12-31 | 2020-12-31 | 365 | 12.0864 | 12
30378 | 3.12 | 1 | 2019-12-31 | 2020-12-31 | 365 | 3.6487 | 3
30425 | 3.64 | 1 | 2019-12-31 | 2020-12-31 | 365 | 4.2568 | 4
30536 | 7.28 | 1 | 2019-12-31 | 2020-12-31 | 365 | 8.5137 | 8
30538 | 5.46 | 1 | 2019-12-31 | 2020-12-31 | 365 | 6.3853 | 6
30540 | 5.2 | 1 | 2019-12-31 | 2020-12-31 | 365 | 6.0812 | 6
30542 | 7.28 | 1 | 2019-12-31 | 2020-12-31 | 365 | 8.5137 | 8
30549 | 4.16 | 1 | 2019-12-31 | 2020-12-31 | 365 | 4.865 | 4
30556 | 7.65 | 1 | 2019-12-31 | 2020-12-31 | 365 | 8.9464 | 8
30560 | 11.18 | 1 | 2019-12-31 | 2020-12-31 | 365 | 13.0746 | 13
30449 | 9.62 | 1 | 2019-12-31 | 2020-12-31 | 365 | 11.2502 | 11
30566 | 5.98 | 1 | 2019-12-31 | 2020-12-31 | 365 | 6.9934 | 6
30579 | 7.8 | 1 | 2019-12-31 | 2020-12-31 | 365 | 9.1218 | 9
30584 | 8.32 | 1 | 2019-12-31 | 2020-12-31 | 365 | 9.7299 | 9
30582 | 7.8 | 1 | 2019-12-31 | 2020-12-31 | 365 | 9.1218 | 9
30585 | 3.64 | 1 | 2019-12-31 | 2020-12-31 | 365 | 4.2568 | 4
30589 | 7.8 | 1 | 2019-12-31 | 2020-12-31 | 365 | 9.1218 | 9
30591 | 8.84 | 1 | 2019-12-31 | 2020-12-31 | 365 | 10.338 | 10
30593 | 6.24 | 1 | 2019-12-31 | 2020-12-31 | 365 | 7.2974 | 7
30596 | 8.58 | 1 | 2019-12-31 | 2020-12-31 | 365 | 10.034 | 10
30622 | 12.48 | 1 | 2019-12-31 | 2020-12-31 | 365 | 14.5949 | 14
30624 | 8.06 | 1 | 2019-12-31 | 2020-12-31 | 365 | 9.4258 | 9
30665 | 7.28 | 1 | 2019-12-31 | 2020-12-31 | 365 | 8.5137 | 8
30661 | 5.72 | 1 | 2019-12-31 | 2020-12-31 | 365 | 6.6893 | 6
30671 | 5.2 | 1 | 2019-12-31 | 2020-12-31 | 365 | 6.0812 | 6
30677 | 8.32 | 1 | 2019-12-31 | 2020-12-31 | 365 | 9.7299 | 9
30681 | 10.92 | 1 | 2019-12-31 | 2020-12-31 | 365 | 12.7705 | 12
30683 | 7.28 | 1 | 2019-12-31 | 2020-12-31 | 365 | 8.5137 | 8
31132 | 13.78 | 1 | 2019-12-31 | 2020-12-31 | 365 | 16.1152 | 16
31134 | 8.58 | 1 | 2019-12-31 | 2020-12-31 | 365 | 10.034 | 10
31136 | 7.8 | 1 | 2019-12-31 | 2020-12-31 | 365 | 9.1218 | 9
31137 | 4.16 | 1 | 2019-12-31 | 2020-12-31 | 365 | 4.865 | 4
31139 | 10.4 | 1 | 2019-12-31 | 2020-12-31 | 365 | 12.1624 | 12
31141 | 5.98 | 1 | 2019-12-31 | 2020-12-31 | 365 | 6.9934 | 6
31142 | 6.5 | 1 | 2019-12-31 | 2020-12-31 | 365 | 7.6015 | 7
31343 | 9.36 | 1 | 2019-12-31 | 2020-12-31 | 365 | 10.9461 | 10
31552 | 7.14 | 1 | 2019-12-31 | 2020-12-31 | 365 | 8.3499 | 8
31143 | 4.42 | 1 | 2019-12-31 | 2020-12-31 | 365 | 5.169 | 5
31553 | 3.06 | 1 | 2019-12-31 | 2020-12-31 | 365 | 3.5785 | 3
31347 | 9.1 | 1 | 2019-12-31 | 2020-12-31 | 365 | 10.6421 | 10
29481 | 4.24 | 1 | 2019-12-31 | 2020-12-31 | 365 | 4.9585 | 4
31209 | 5.72 | 1 | 2019-12-31 | 2020-12-31 | 365 | 6.6893 | 6
31212 | 4.24 | 1 | 2019-12-31 | 2020-12-31 | 365 | 4.9585 | 4
31218 | 8.32 | 1 | 2019-12-31 | 2020-12-31 | 365 | 9.7299 | 9
31561 | 5.46 | 1 | 2019-12-31 | 2020-12-31 | 365 | 6.3853 | 6
31220 | 6.5 | 1 | 2019-12-31 | 2020-12-31 | 365 | 7.6015 | 7
31562 | 11.18 | 1 | 2019-12-31 | 2020-12-31 | 365 | 13.0746 | 13
31225 | 2.08 | 1 | 2019-12-31 | 2020-12-31 | 365 | 2.4325 | 2
31563 | 6.24 | 1 | 2019-12-31 | 2020-12-31 | 365 | 7.2974 | 7
31567 | 5.98 | 1 | 2019-12-31 | 2020-12-31 | 365 | 6.9934 | 6
31569 | 9.88 | 1 | 2019-12-31 | 2020-12-31 | 365 | 11.5543 | 11
31233 | 4.68 | 1 | 2019-12-31 | 2020-12-31 | 365 | 5.4731 | 5
31235 | 4.68 | 1 | 2019-12-31 | 2020-12-31 | 365 | 5.4731 | 5
31238 | 11.25 | 1 | 2019-12-31 | 2020-12-31 | 365 | 13.1564 | 13
31244 | 8.58 | 1 | 2019-12-31 | 2020-12-31 | 365 | 10.034 | 10
31247 | 5.98 | 1 | 2019-12-31 | 2020-12-31 | 365 | 6.9934 | 6
29171 | 9.275 | 1 | 2019-12-31 | 2020-12-31 | 365 | 10.8467 | 10
29265 | 13.52 | 1 | 2019-12-31 | 2020-12-31 | 365 | 15.8111 | 15
29349 | 7.29 | 1 | 2019-12-31 | 2020-12-31 | 365 | 8.5254 | 8
31250 | 6.095 | 1 | 2019-12-31 | 2020-12-31 | 365 | 7.1279 | 7
31254 | 4.16 | 1 | 2019-12-31 | 2020-12-31 | 365 | 4.865 | 4
31353 | 3.57 | 1 | 2019-12-31 | 2020-12-31 | 365 | 4.175 | 4
31264 | 4.68 | 1 | 2019-12-31 | 2020-12-31 | 365 | 5.4731 | 5
31274 | 8.32 | 1 | 2019-12-31 | 2020-12-31 | 365 | 9.7299 | 9
31281 | 5.72 | 1 | 2019-12-31 | 2020-12-31 | 365 | 6.6893 | 6
31356 | 10.6 | 1 | 2019-12-31 | 2020-12-31 | 365 | 12.3963 | 12
31641 | 9.88 | 1 | 2019-12-31 | 2020-12-31 | 365 | 11.5543 | 11
31679 | 10.4 | 1 | 2019-12-31 | 2020-12-31 | 365 | 12.1624 | 12
31755 | 13.52 | 1 | 2019-12-31 | 2020-12-31 | 365 | 15.8111 | 15
31762 | 5.2 | 1 | 2019-12-31 | 2020-12-31 | 365 | 6.0812 | 6
31763 | 6.24 | 1 | 2019-12-31 | 2020-12-31 | 365 | 7.2974 | 7
31768 | 5.72 | 1 | 2019-12-31 | 2020-12-31 | 365 | 6.6893 | 6
31769 | 4.68 | 1 | 2019-12-31 | 2020-12-31 | 365 | 5.4731 | 5
31630 | 3.445 | 1 | 2019-12-31 | 2020-12-31 | 365 | 4.0288 | 4
31613 | 6.25 | 1 | 2019-12-31 | 2020-12-31 | 365 | 7.3091 | 7
31781 | 6.5 | 1 | 2019-12-31 | 2020-12-31 | 365 | 7.6015 | 7
31787 | 9.1 | 1 | 2019-12-31 | 2020-12-31 | 365 | 10.6421 | 10
31791 | 5.72 | 1 | 2019-12-31 | 2020-12-31 | 365 | 6.6893 | 6
31796 | 10.66 | 1 | 2019-12-31 | 2020-12-31 | 365 | 12.4664 | 12
31797 | 4.68 | 1 | 2019-12-31 | 2020-12-31 | 365 | 5.4731 | 5
31803 | 6.24 | 1 | 2019-12-31 | 2020-12-31 | 365 | 7.2974 | 7
31403 | 2.86 | 1 | 2019-12-31 | 2020-12-31 | 365 | 3.3447 | 3
31404 | 8.06 | 1 | 2019-12-31 | 2020-12-31 | 365 | 9.4258 | 9
31722 | 8.06 | 1 | 2019-12-31 | 2020-12-31 | 365 | 9.4258 | 9
31731 | 7.28 | 1 | 2019-12-31 | 2020-12-31 | 365 | 8.5137 | 8
31405 | 12.48 | 1 | 2019-12-31 | 2020-12-31 | 365 | 14.5949 | 14
31741 | 8.06 | 1 | 2019-12-31 | 2020-12-31 | 365 | 9.4258 | 9
31406 | 4.505 | 1 | 2019-12-31 | 2020-12-31 | 365 | 5.2684 | 5
31407 | 2.86 | 1 | 2019-12-31 | 2020-12-31 | 365 | 3.3447 | 3
31434 | 14.04 | 1 | 2019-12-31 | 2020-12-31 | 365 | 16.4192 | 16
31443 | 7.28 | 1 | 2019-12-31 | 2020-12-31 | 365 | 8.5137 | 8
31455 | 3.9 | 1 | 2019-12-31 | 2020-12-31 | 365 | 4.5609 | 4
31465 | 10.14 | 1 | 2019-12-31 | 2020-12-31 | 365 | 11.8583 | 11
31463 | 5.2 | 1 | 2019-12-31 | 2020-12-31 | 365 | 6.0812 | 6
31471 | 11.44 | 1 | 2019-12-31 | 2020-12-31 | 365 | 13.3786 | 13
31472 | 7.54 | 1 | 2019-12-31 | 2020-12-31 | 365 | 8.8177 | 8
31474 | 12.455 | 1 | 2019-12-31 | 2020-12-31 | 365 | 14.5656 | 14
31476 | 5.46 | 1 | 2019-12-31 | 2020-12-31 | 365 | 6.3853 | 6
31478 | 5.2 | 1 | 2019-12-31 | 2020-12-31 | 365 | 6.0812 | 6
31482 | 7.155 | 1 | 2019-12-31 | 2020-12-31 | 365 | 8.3675 | 8
31483 | 7 | 1 | 2019-12-31 | 2020-12-31 | 365 | 8.1862 | 8
31488 | 7.8 | 1 | 2019-12-31 | 2020-12-31 | 365 | 9.1218 | 9
31490 | 4.49 | 1 | 2019-12-31 | 2020-12-31 | 365 | 5.2509 | 5
31506 | 7.28 | 1 | 2019-12-31 | 2020-12-31 | 365 | 8.5137 | 8
31512 | 5.46 | 1 | 2019-12-31 | 2020-12-31 | 365 | 6.3853 | 6
31511 | 10.14 | 1 | 2019-12-31 | 2020-12-31 | 365 | 11.8583 | 11
31523 | 5.3 | 1 | 2019-12-31 | 2020-12-31 | 365 | 6.1981 | 6
31528 | 6.24 | 1 | 2019-12-31 | 2020-12-31 | 365 | 7.2974 | 7
31808 | 12.22 | 1 | 2019-12-31 | 2020-12-31 | 365 | 14.2908 | 14
31813 | 6.76 | 1 | 2019-12-31 | 2020-12-31 | 365 | 7.9055 | 7
31815 | 4.68 | 1 | 2019-12-31 | 2020-12-31 | 365 | 5.4731 | 5
31817 | 11.44 | 1 | 2019-12-31 | 2020-12-31 | 365 | 13.3786 | 13
31818 | 10.865 | 1 | 2019-12-31 | 2020-12-31 | 365 | 12.7062 | 12
31850 | 3.9 | 1 | 2019-12-31 | 2020-12-31 | 365 | 4.5609 | 4
31852 | 5.46 | 1 | 2019-12-31 | 2020-12-31 | 365 | 6.3853 | 6
31854 | 4.68 | 1 | 2019-12-31 | 2020-12-31 | 365 | 5.4731 | 5
31858 | 9.62 | 1 | 2019-12-31 | 2020-12-31 | 365 | 11.2502 | 11
31857 | 9.1 | 1 | 2019-12-31 | 2020-12-31 | 365 | 10.6421 | 10
31868 | 8.32 | 1 | 2019-12-31 | 2020-12-31 | 365 | 9.7299 | 9
31873 | 12.985 | 1 | 2019-12-31 | 2020-12-31 | 365 | 15.1854 | 15
31883 | 5.98 | 1 | 2019-12-31 | 2020-12-31 | 365 | 6.9934 | 6
31894 | 8.32 | 1 | 2019-12-31 | 2020-12-31 | 365 | 9.7299 | 9
31901 | 2.86 | 1 | 2019-12-31 | 2020-12-31 | 365 | 3.3447 | 3
31903 | 8.32 | 1 | 2019-12-31 | 2020-12-31 | 365 | 9.7299 | 9
31906 | 9.88 | 1 | 2019-12-31 | 2020-12-31 | 365 | 11.5543 | 11
31911 | 6.76 | 1 | 2019-12-31 | 2020-12-31 | 365 | 7.9055 | 7
31915 | 8.58 | 1 | 2019-12-31 | 2020-12-31 | 365 | 10.034 | 10
31917 | 12.48 | 1 | 2019-12-31 | 2020-12-31 | 365 | 14.5949 | 14
31928 | 9.36 | 1 | 2019-12-31 | 2020-12-31 | 365 | 10.9461 | 10
31929 | 8.84 | 1 | 2019-12-31 | 2020-12-31 | 365 | 10.338 | 10
31931 | 2.86 | 1 | 2019-12-31 | 2020-12-31 | 365 | 3.3447 | 3
31933 | 5.3 | 1 | 2019-12-31 | 2020-12-31 | 365 | 6.1981 | 6
31935 | 9.36 | 1 | 2019-12-31 | 2020-12-31 | 365 | 10.9461 | 10
31946 | 7.02 | 1 | 2019-12-31 | 2020-12-31 | 365 | 8.2096 | 8
31955 | 9.88 | 1 | 2019-12-31 | 2020-12-31 | 365 | 11.5543 | 11
31957 | 7.02 | 1 | 2019-12-31 | 2020-12-31 | 365 | 8.2096 | 8
31961 | 11.18 | 1 | 2019-12-31 | 2020-12-31 | 365 | 13.0746 | 13
31972 | 7.28 | 1 | 2019-12-31 | 2020-12-31 | 365 | 8.5137 | 8
31975 | 9.36 | 1 | 2019-12-31 | 2020-12-31 | 365 | 10.9461 | 10
31985 | 4.94 | 1 | 2019-12-31 | 2020-12-31 | 365 | 5.7771 | 5
31983 | 7.8 | 1 | 2019-12-31 | 2020-12-31 | 365 | 9.1218 | 9
31990 | 7.8 | 1 | 2019-12-31 | 2020-12-31 | 365 | 9.1218 | 9
31995 | 3.38 | 1 | 2019-12-31 | 2020-12-31 | 365 | 3.9528 | 3
31999 | 9.1 | 1 | 2019-12-31 | 2020-12-31 | 365 | 10.6421 | 10
32002 | 4.24 | 1 | 2019-12-31 | 2020-12-31 | 365 | 4.9585 | 4
31998 | 8.06 | 1 | 2019-12-31 | 2020-12-31 | 365 | 9.4258 | 9
32004 | 5.2 | 1 | 2019-12-31 | 2020-12-31 | 365 | 6.0812 | 6
31531 | 7.42 | 1 | 2019-12-31 | 2020-12-31 | 365 | 8.6774 | 8
31535 | 8.84 | 1 | 2019-12-31 | 2020-12-31 | 365 | 10.338 | 10
31543 | 3.64 | 1 | 2019-12-31 | 2020-12-31 | 365 | 4.2568 | 4
31545 | 7.28 | 1 | 2019-12-31 | 2020-12-31 | 365 | 8.5137 | 8
31546 | 4.94 | 1 | 2019-12-31 | 2020-12-31 | 365 | 5.7771 | 5
32327 | 6.76 | 1 | 2019-12-31 | 2020-12-31 | 365 | 7.9055 | 7
32328 | 7.28 | 1 | 2019-12-31 | 2020-12-31 | 365 | 8.5137 | 8
32329 | 5.98 | 1 | 2019-12-31 | 2020-12-31 | 365 | 6.9934 | 6
32336 | 8.32 | 1 | 2019-12-31 | 2020-12-31 | 365 | 9.7299 | 9
32344 | 2.08 | 1 | 2019-12-31 | 2020-12-31 | 365 | 2.4325 | 2
32366 | 4.42 | 1 | 2019-12-31 | 2020-12-31 | 365 | 5.169 | 5
32362 | 7.95 | 1 | 2019-12-31 | 2020-12-31 | 365 | 9.2972 | 9
32364 | 5.72 | 1 | 2019-12-31 | 2020-12-31 | 365 | 6.6893 | 6
32375 | 11.66 | 1 | 2019-12-31 | 2020-12-31 | 365 | 13.6359 | 13
32354 | 6.36 | 1 | 2019-12-31 | 2020-12-31 | 365 | 7.4378 | 7
32374 | 7.54 | 1 | 2019-12-31 | 2020-12-31 | 365 | 8.8177 | 8
32378 | 4.42 | 1 | 2019-12-31 | 2020-12-31 | 365 | 5.169 | 5
32391 | 9.435 | 1 | 2019-12-31 | 2020-12-31 | 365 | 11.0339 | 11
32389 | 7.8 | 1 | 2019-12-31 | 2020-12-31 | 365 | 9.1218 | 9
32393 | 10.335 | 1 | 2019-12-31 | 2020-12-31 | 365 | 12.0864 | 12
32403 | 3.9 | 1 | 2019-12-31 | 2020-12-31 | 365 | 4.5609 | 4
32405 | 11.22 | 1 | 2019-12-31 | 2020-12-31 | 365 | 13.1213 | 13
32419 | 6.5 | 1 | 2019-12-31 | 2020-12-31 | 365 | 7.6015 | 7
32268 | 5.2 | 1 | 2019-12-31 | 2020-12-31 | 365 | 6.0812 | 6
32279 | 6.5 | 1 | 2019-12-31 | 2020-12-31 | 365 | 7.6015 | 7
32288 | 7.42 | 1 | 2019-12-31 | 2020-12-31 | 365 | 8.6774 | 8
32291 | 13.52 | 1 | 2019-12-31 | 2020-12-31 | 365 | 15.8111 | 15
32297 | 8.06 | 1 | 2019-12-31 | 2020-12-31 | 365 | 9.4258 | 9
32303 | 7.8 | 1 | 2019-12-31 | 2020-12-31 | 365 | 9.1218 | 9
32307 | 2.6 | 1 | 2019-12-31 | 2020-12-31 | 365 | 3.0406 | 3
32315 | 11.96 | 1 | 2019-12-31 | 2020-12-31 | 365 | 13.9867 | 13
32321 | 4 | 1 | 2019-12-31 | 2020-12-31 | 365 | 4.6778 | 4
32423 | 7.28 | 1 | 2019-12-31 | 2020-12-31 | 365 | 8.5137 | 8
32425 | 4.68 | 1 | 2019-12-31 | 2020-12-31 | 365 | 5.4731 | 5
32427 | 8.84 | 1 | 2019-12-31 | 2020-12-31 | 365 | 10.338 | 10
32429 | 7.14 | 1 | 2019-12-31 | 2020-12-31 | 365 | 8.3499 | 8
32431 | 3.38 | 1 | 2019-12-31 | 2020-12-31 | 365 | 3.9528 | 3
32440 | 10.4 | 1 | 2019-12-31 | 2020-12-31 | 365 | 12.1624 | 12
32435 | 11.13 | 1 | 2019-12-31 | 2020-12-31 | 365 | 13.0161 | 13
32442 | 11.44 | 1 | 2019-12-31 | 2020-12-31 | 365 | 13.3786 | 13
32444 | 11.44 | 1 | 2019-12-31 | 2020-12-31 | 365 | 13.3786 | 13
32445 | 9.88 | 1 | 2019-12-31 | 2020-12-31 | 365 | 11.5543 | 11
32439 | 10.66 | 1 | 2019-12-31 | 2020-12-31 | 365 | 12.4664 | 12
32453 | 5.72 | 1 | 2019-12-31 | 2020-12-31 | 365 | 6.6893 | 6
32450 | 8.415 | 1 | 2019-12-31 | 2020-12-31 | 365 | 9.841 | 9
32456 | 7.95 | 1 | 2019-12-31 | 2020-12-31 | 365 | 9.2972 | 9
32460 | 9.36 | 1 | 2019-12-31 | 2020-12-31 | 365 | 10.9461 | 10
32463 | 4.42 | 1 | 2019-12-31 | 2020-12-31 | 365 | 5.169 | 5
32464 | 7.02 | 1 | 2019-12-31 | 2020-12-31 | 365 | 8.2096 | 8
32467 | 5.72 | 1 | 2019-12-31 | 2020-12-31 | 365 | 6.6893 | 6
32468 | 9.1 | 1 | 2019-12-31 | 2020-12-31 | 365 | 10.6421 | 10
32472 | 4.59 | 1 | 2019-12-31 | 2020-12-31 | 365 | 5.3678 | 5
32474 | 7.54 | 1 | 2019-12-31 | 2020-12-31 | 365 | 8.8177 | 8
32512 | 5.565 | 1 | 2019-12-31 | 2020-12-31 | 365 | 6.508 | 6
32689 | 4.94 | 1 | 2019-12-31 | 2020-12-31 | 365 | 5.7771 | 5
32694 | 6.24 | 1 | 2019-12-31 | 2020-12-31 | 365 | 7.2974 | 7
32752 | 13.52 | 1 | 2019-12-31 | 2020-12-31 | 365 | 15.8111 | 15
32764 | 3.38 | 1 | 2019-12-31 | 2020-12-31 | 365 | 3.9528 | 3
33011 | 8.215 | 1 | 2019-12-31 | 2020-12-31 | 365 | 9.6071 | 9
33012 | 10.14 | 1 | 2019-12-31 | 2020-12-31 | 365 | 11.8583 | 11
33014 | 4.42 | 1 | 2019-12-31 | 2020-12-31 | 365 | 5.169 | 5
33017 | 8.84 | 1 | 2019-12-31 | 2020-12-31 | 365 | 10.338 | 10
33019 | 9.805 | 1 | 2019-12-31 | 2020-12-31 | 365 | 11.4666 | 11
33021 | 6.24 | 1 | 2019-12-31 | 2020-12-31 | 365 | 7.2974 | 7
32765 | 11.7 | 1 | 2019-12-31 | 2020-12-31 | 365 | 13.6827 | 13
32522 | 3.38 | 1 | 2019-12-31 | 2020-12-31 | 365 | 3.9528 | 3
32516 | 5.46 | 1 | 2019-12-31 | 2020-12-31 | 365 | 6.3853 | 6
32773 | 2.34 | 1 | 2019-12-31 | 2020-12-31 | 365 | 2.7365 | 2
32526 | 4.16 | 1 | 2019-12-31 | 2020-12-31 | 365 | 4.865 | 4
32769 | 11.7 | 1 | 2019-12-31 | 2020-12-31 | 365 | 13.6827 | 13
32778 | 3.9 | 1 | 2019-12-31 | 2020-12-31 | 365 | 4.5609 | 4
32781 | 8.32 | 1 | 2019-12-31 | 2020-12-31 | 365 | 9.7299 | 9
32555 | 6.24 | 1 | 2019-12-31 | 2020-12-31 | 365 | 7.2974 | 7
32589 | 9.36 | 1 | 2019-12-31 | 2020-12-31 | 365 | 10.9461 | 10
32599 | 8.06 | 1 | 2019-12-31 | 2020-12-31 | 365 | 9.4258 | 9
32783 | 3.12 | 1 | 2019-12-31 | 2020-12-31 | 365 | 3.6487 | 3
32623 | 9.1 | 1 | 2019-12-31 | 2020-12-31 | 365 | 10.6421 | 10
32634 | 9.88 | 1 | 2019-12-31 | 2020-12-31 | 365 | 11.5543 | 11
32641 | 7.28 | 1 | 2019-12-31 | 2020-12-31 | 365 | 8.5137 | 8
32632 | 13 | 1 | 2019-12-31 | 2020-12-31 | 365 | 15.203 | 15
32788 | 4.42 | 1 | 2019-12-31 | 2020-12-31 | 365 | 5.169 | 5
32643 | 6.76 | 1 | 2019-12-31 | 2020-12-31 | 365 | 7.9055 | 7
32645 | 9.36 | 1 | 2019-12-31 | 2020-12-31 | 365 | 10.9461 | 10
32657 | 11.75 | 1 | 2019-12-31 | 2020-12-31 | 365 | 13.7412 | 13
32661 | 3.12 | 1 | 2019-12-31 | 2020-12-31 | 365 | 3.6487 | 3
32772 | 5.98 | 1 | 2019-12-31 | 2020-12-31 | 365 | 6.9934 | 6
32793 | 9.36 | 1 | 2019-12-31 | 2020-12-31 | 365 | 10.9461 | 10
32809 | 8.32 | 1 | 2019-12-31 | 2020-12-31 | 365 | 9.7299 | 9
32797 | 6.76 | 1 | 2019-12-31 | 2020-12-31 | 365 | 7.9055 | 7
32799 | 7.02 | 1 | 2019-12-31 | 2020-12-31 | 365 | 8.2096 | 8
32795 | 7.8 | 1 | 2019-12-31 | 2020-12-31 | 365 | 9.1218 | 9
32806 | 9.36 | 1 | 2019-12-31 | 2020-12-31 | 365 | 10.9461 | 10
32808 | 4.16 | 1 | 2019-12-31 | 2020-12-31 | 365 | 4.865 | 4
32823 | 6.5 | 1 | 2019-12-31 | 2020-12-31 | 365 | 7.6015 | 7
32826 | 3.9 | 1 | 2019-12-31 | 2020-12-31 | 365 | 4.5609 | 4
32829 | 5.46 | 1 | 2019-12-31 | 2020-12-31 | 365 | 6.3853 | 6
32831 | 4.68 | 1 | 2019-12-31 | 2020-12-31 | 365 | 5.4731 | 5
32834 | 11.44 | 1 | 2019-12-31 | 2020-12-31 | 365 | 13.3786 | 13
33065 | 3.12 | 1 | 2019-12-31 | 2020-12-31 | 365 | 3.6487 | 3
33054 | 4.68 | 1 | 2019-12-31 | 2020-12-31 | 365 | 5.4731 | 5
33069 | 13.26 | 1 | 2019-12-31 | 2020-12-31 | 365 | 15.507 | 15
33085 | 7.28 | 1 | 2019-12-31 | 2020-12-31 | 365 | 8.5137 | 8
33091 | 2.86 | 1 | 2019-12-31 | 2020-12-31 | 365 | 3.3447 | 3
33093 | 14.04 | 1 | 2019-12-31 | 2020-12-31 | 365 | 16.4192 | 16
33099 | 3.12 | 1 | 2019-12-31 | 2020-12-31 | 365 | 3.6487 | 3
33102 | 6.5 | 1 | 2019-12-31 | 2020-12-31 | 365 | 7.6015 | 7
33105 | 9 | 1 | 2019-12-31 | 2020-12-31 | 365 | 10.5251 | 10
33107 | 5.565 | 1 | 2019-12-31 | 2020-12-31 | 365 | 6.508 | 6
33108 | 5.98 | 1 | 2019-12-31 | 2020-12-31 | 365 | 6.9934 | 6
33111 | 8.48 | 1 | 2019-12-31 | 2020-12-31 | 365 | 9.917 | 9
33110 | 3.9 | 1 | 2019-12-31 | 2020-12-31 | 365 | 4.5609 | 4
33113 | 7.35 | 1 | 2019-12-31 | 2020-12-31 | 365 | 8.5955 | 8
33119 | 8.884 | 1 | 2019-12-31 | 2020-12-31 | 365 | 10.3895 | 10
33123 | 9.88 | 1 | 2019-12-31 | 2020-12-31 | 365 | 11.5543 | 11
33130 | 6.12 | 1 | 2019-12-31 | 2020-12-31 | 365 | 7.1571 | 7
33131 | 5.2 | 1 | 2019-12-31 | 2020-12-31 | 365 | 6.0812 | 6
33127 | 2.08 | 1 | 2019-12-31 | 2020-12-31 | 365 | 2.4325 | 2
33133 | 3.445 | 1 | 2019-12-31 | 2020-12-31 | 365 | 4.0288 | 4
33142 | 5.1 | 1 | 2019-12-31 | 2020-12-31 | 365 | 5.9642 | 5
33147 | 5.46 | 1 | 2019-12-31 | 2020-12-31 | 365 | 6.3853 | 6
32824 | 4.16 | 1 | 2019-12-31 | 2020-12-31 | 365 | 4.865 | 4
32845 | 3.64 | 1 | 2019-12-31 | 2020-12-31 | 365 | 4.2568 | 4
32850 | 5.61 | 1 | 2019-12-31 | 2020-12-31 | 365 | 6.5607 | 6
32846 | 4.77 | 1 | 2019-12-31 | 2020-12-31 | 365 | 5.5783 | 5
32855 | 4.75 | 1 | 2019-12-31 | 2020-12-31 | 365 | 5.5549 | 5
32861 | 7.8 | 1 | 2019-12-31 | 2020-12-31 | 365 | 9.1218 | 9
32859 | 10.66 | 1 | 2019-12-31 | 2020-12-31 | 365 | 12.4664 | 12
32860 | 5.98 | 1 | 2019-12-31 | 2020-12-31 | 365 | 6.9934 | 6
33150 | 8.06 | 1 | 2019-12-31 | 2020-12-31 | 365 | 9.4258 | 9
32867 | 6.5 | 1 | 2019-12-31 | 2020-12-31 | 365 | 7.6015 | 7
32872 | 5.98 | 1 | 2019-12-31 | 2020-12-31 | 365 | 6.9934 | 6
33153 | 5.46 | 1 | 2019-12-31 | 2020-12-31 | 365 | 6.3853 | 6
32878 | 7.28 | 1 | 2019-12-31 | 2020-12-31 | 365 | 8.5137 | 8
33154 | 7.54 | 1 | 2019-12-31 | 2020-12-31 | 365 | 8.8177 | 8
33156 | 4.68 | 1 | 2019-12-31 | 2020-12-31 | 365 | 5.4731 | 5
33162 | 4.94 | 1 | 2019-12-31 | 2020-12-31 | 365 | 5.7771 | 5
33168 | 11.7 | 1 | 2019-12-31 | 2020-12-31 | 365 | 13.6827 | 13
33171 | 8.84 | 1 | 2019-12-31 | 2020-12-31 | 365 | 10.338 | 10
33175 | 3.9 | 1 | 2019-12-31 | 2020-12-31 | 365 | 4.5609 | 4
33178 | 10.07 | 1 | 2019-12-31 | 2020-12-31 | 365 | 11.7765 | 11
33181 | 3.64 | 1 | 2019-12-31 | 2020-12-31 | 365 | 4.2568 | 4
33212 | 9.945 | 1 | 2019-12-31 | 2020-12-31 | 365 | 11.6303 | 11
33218 | 11.7 | 1 | 2019-12-31 | 2020-12-31 | 365 | 13.6827 | 13
33223 | 8.58 | 1 | 2019-12-31 | 2020-12-31 | 365 | 10.034 | 10
33222 | 3.18 | 1 | 2019-12-31 | 2020-12-31 | 365 | 3.7189 | 3
33233 | 3.64 | 1 | 2019-12-31 | 2020-12-31 | 365 | 4.2568 | 4
33240 | 8.84 | 1 | 2019-12-31 | 2020-12-31 | 365 | 10.338 | 10
33235 | 9.88 | 1 | 2019-12-31 | 2020-12-31 | 365 | 11.5543 | 11
33234 | 4.42 | 1 | 2019-12-31 | 2020-12-31 | 365 | 5.169 | 5
33226 | 2.34 | 1 | 2019-12-31 | 2020-12-31 | 365 | 2.7365 | 2
33245 | 3.9 | 1 | 2019-12-31 | 2020-12-31 | 365 | 4.5609 | 4
33272 | 10.66 | 1 | 2019-12-31 | 2020-12-31 | 365 | 12.4664 | 12
33250 | 7.8 | 1 | 2019-12-31 | 2020-12-31 | 365 | 9.1218 | 9
33293 | 11.18 | 1 | 2019-12-31 | 2020-12-31 | 365 | 13.0746 | 13
33294 | 3.12 | 1 | 2019-12-31 | 2020-12-31 | 365 | 3.6487 | 3
33254 | 5.2 | 1 | 2019-12-31 | 2020-12-31 | 365 | 6.0812 | 6
33297 | 7.8 | 1 | 2019-12-31 | 2020-12-31 | 365 | 9.1218 | 9
33302 | 7.02 | 1 | 2019-12-31 | 2020-12-31 | 365 | 8.2096 | 8
33298 | 5.98 | 1 | 2019-12-31 | 2020-12-31 | 365 | 6.9934 | 6
33308 | 4.68 | 1 | 2019-12-31 | 2020-12-31 | 365 | 5.4731 | 5
33280 | 4.94 | 1 | 2019-12-31 | 2020-12-31 | 365 | 5.7771 | 5
33312 | 4.94 | 1 | 2019-12-31 | 2020-12-31 | 365 | 5.7771 | 5
33259 | 8.58 | 1 | 2019-12-31 | 2020-12-31 | 365 | 10.034 | 10
33314 | 8.58 | 1 | 2019-12-31 | 2020-12-31 | 365 | 10.034 | 10
33251 | 6.5 | 1 | 2019-12-31 | 2020-12-31 | 365 | 7.6015 | 7
33316 | 6.36 | 1 | 2019-12-31 | 2020-12-31 | 365 | 7.4378 | 7
33246 | 3.12 | 1 | 2019-12-31 | 2020-12-31 | 365 | 3.6487 | 3
33318 | 7.54 | 1 | 2019-12-31 | 2020-12-31 | 365 | 8.8177 | 8
33264 | 3.12 | 1 | 2019-12-31 | 2020-12-31 | 365 | 3.6487 | 3
33263 | 3.9 | 1 | 2019-12-31 | 2020-12-31 | 365 | 4.5609 | 4
33313 | 6.76 | 1 | 2019-12-31 | 2020-12-31 | 365 | 7.9055 | 7
33221 | 6.5 | 1 | 2019-12-31 | 2020-12-31 | 365 | 7.6015 | 7
33320 | 5.46 | 1 | 2019-12-31 | 2020-12-31 | 365 | 6.3853 | 6
33257 | 10.92 | 1 | 2019-12-31 | 2020-12-31 | 365 | 12.7705 | 12
32884 | 8.06 | 1 | 2019-12-31 | 2020-12-31 | 365 | 9.4258 | 9
32888 | 4.335 | 1 | 2019-12-31 | 2020-12-31 | 365 | 5.0696 | 5
32889 | 7.28 | 1 | 2019-12-31 | 2020-12-31 | 365 | 8.5137 | 8
32893 | 4.42 | 1 | 2019-12-31 | 2020-12-31 | 365 | 5.169 | 5
32896 | 4.94 | 1 | 2019-12-31 | 2020-12-31 | 365 | 5.7771 | 5
33321 | 8.745 | 1 | 2019-12-31 | 2020-12-31 | 365 | 10.2269 | 10
33325 | 7.28 | 1 | 2019-12-31 | 2020-12-31 | 365 | 8.5137 | 8
33323 | 8.32 | 1 | 2019-12-31 | 2020-12-31 | 365 | 9.7299 | 9
33327 | 10.66 | 1 | 2019-12-31 | 2020-12-31 | 365 | 12.4664 | 12
33332 | 13.26 | 1 | 2019-12-31 | 2020-12-31 | 365 | 15.507 | 15
33336 | 8.06 | 1 | 2019-12-31 | 2020-12-31 | 365 | 9.4258 | 9
33455 | 7.54 | 1 | 2019-12-31 | 2020-12-31 | 365 | 8.8177 | 8
33338 | 4.77 | 1 | 2019-12-31 | 2020-12-31 | 365 | 5.5783 | 5
33333 | 6.76 | 1 | 2019-12-31 | 2020-12-31 | 365 | 7.9055 | 7
33456 | 6.12 | 1 | 2019-12-31 | 2020-12-31 | 365 | 7.1571 | 7
33466 | 8.06 | 1 | 2019-12-31 | 2020-12-31 | 365 | 9.4258 | 9
33471 | 2.08 | 1 | 2019-12-31 | 2020-12-31 | 365 | 2.4325 | 2
33470 | 9.62 | 1 | 2019-12-31 | 2020-12-31 | 365 | 11.2502 | 11
33399 | 10.335 | 1 | 2019-12-31 | 2020-12-31 | 365 | 12.0864 | 12
33475 | 6.24 | 1 | 2019-12-31 | 2020-12-31 | 365 | 7.2974 | 7
33385 | 4.24 | 1 | 2019-12-31 | 2020-12-31 | 365 | 4.9585 | 4
33343 | 7.8 | 1 | 2019-12-31 | 2020-12-31 | 365 | 9.1218 | 9
31098 | 8.58 | 1 | 2019-12-31 | 2020-12-31 | 365 | 10.034 | 10
31100 | 11.96 | 1 | 2019-12-31 | 2020-12-31 | 365 | 13.9867 | 13
31107 | 7.8 | 1 | 2019-12-31 | 2020-12-31 | 365 | 9.1218 | 9
31108 | 2.08 | 1 | 2019-12-31 | 2020-12-31 | 365 | 2.4325 | 2
33417 | 6.095 | 1 | 2019-12-31 | 2020-12-31 | 365 | 7.1279 | 7
33478 | 3.9 | 1 | 2019-12-31 | 2020-12-31 | 365 | 4.5609 | 4
31111 | 7.8 | 1 | 2019-12-31 | 2020-12-31 | 365 | 9.1218 | 9
33480 | 9.88 | 1 | 2019-12-31 | 2020-12-31 | 365 | 11.5543 | 11
31120 | 8.06 | 1 | 2019-12-31 | 2020-12-31 | 365 | 9.4258 | 9
33341 | 7.54 | 1 | 2019-12-31 | 2020-12-31 | 365 | 8.8177 | 8
31131 | 7.8 | 1 | 2019-12-31 | 2020-12-31 | 365 | 9.1218 | 9
33481 | 9.1 | 1 | 2019-12-31 | 2020-12-31 | 365 | 10.6421 | 10
33482 | 2.6 | 1 | 2019-12-31 | 2020-12-31 | 365 | 3.0406 | 3
33483 | 2.34 | 1 | 2019-12-31 | 2020-12-31 | 365 | 2.7365 | 2
33465 | 9.36 | 1 | 2019-12-31 | 2020-12-31 | 365 | 10.9461 | 10
33436 | 7.02 | 1 | 2019-12-31 | 2020-12-31 | 365 | 8.2096 | 8
33337 | 7.28 | 1 | 2019-12-31 | 2020-12-31 | 365 | 8.5137 | 8
33344 | 5.98 | 1 | 2019-12-31 | 2020-12-31 | 365 | 6.9934 | 6
30181 | 8.745 | 1 | 2019-12-31 | 2020-12-31 | 365 | 10.2269 | 10
30656 | 8.06 | 1 | 2019-12-31 | 2020-12-31 | 365 | 9.4258 | 9
33513 | 5.2 | 1 | 2019-12-31 | 2020-12-31 | 365 | 6.0812 | 6
33514 | 7.02 | 1 | 2019-12-31 | 2020-12-31 | 365 | 8.2096 | 8
30650 | 5.72 | 1 | 2019-12-31 | 2020-12-31 | 365 | 6.6893 | 6
32502 | 5.98 | 1 | 2019-12-31 | 2020-12-31 | 365 | 6.9934 | 6
33516 | 8.58 | 1 | 2019-12-31 | 2020-12-31 | 365 | 10.034 | 10
33518 | 9.36 | 1 | 2019-12-31 | 2020-12-31 | 365 | 10.9461 | 10
33521 | 6.24 | 1 | 2019-12-31 | 2020-12-31 | 365 | 7.2974 | 7
32880 | 5.46 | 1 | 2019-12-31 | 2020-12-31 | 365 | 6.3853 | 6
33525 | 9.62 | 1 | 2019-12-31 | 2020-12-31 | 365 | 11.2502 | 11
33509 | 15.045 | 1 | 2019-12-31 | 2020-12-31 | 365 | 17.5945 | 17
33141 | 6.24 | 1 | 2019-12-31 | 2020-12-31 | 365 | 7.2974 | 7
33265 | 9.36 | 1 | 2019-12-31 | 2020-12-31 | 365 | 10.9461 | 10
33522 | 10.66 | 1 | 2019-12-31 | 2020-12-31 | 365 | 12.4664 | 12
33339 | 9.1 | 1 | 2019-12-31 | 2020-12-31 | 365 | 10.6421 | 10
33350 | 13 | 1 | 2019-12-31 | 2020-12-31 | 365 | 15.203 | 15
33347 | 2.6 | 1 | 2019-12-31 | 2020-12-31 | 365 | 3.0406 | 3
33334 | 3.12 | 1 | 2019-12-31 | 2020-12-31 | 365 | 3.6487 | 3
33342 | 11.18 | 1 | 2019-12-31 | 2020-12-31 | 365 | 13.0746 | 13
33357 | 4.42 | 1 | 2019-12-31 | 2020-12-31 | 365 | 5.169 | 5
33352 | 10.71 | 1 | 2019-12-31 | 2020-12-31 | 365 | 12.5249 | 12
33354 | 9.36 | 1 | 2019-12-31 | 2020-12-31 | 365 | 10.9461 | 10
33362 | 4.42 | 1 | 2019-12-31 | 2020-12-31 | 365 | 5.169 | 5
33358 | 7.02 | 1 | 2019-12-31 | 2020-12-31 | 365 | 8.2096 | 8
33431 | 8.58 | 1 | 2019-12-31 | 2020-12-31 | 365 | 10.034 | 10
33461 | 13.52 | 1 | 2019-12-31 | 2020-12-31 | 365 | 15.8111 | 15
33353 | 5.98 | 1 | 2019-12-31 | 2020-12-31 | 365 | 6.9934 | 6
33372 | 3.64 | 1 | 2019-12-31 | 2020-12-31 | 365 | 4.2568 | 4
33371 | 9.1 | 1 | 2019-12-31 | 2020-12-31 | 365 | 10.6421 | 10
33349 | 3.12 | 1 | 2019-12-31 | 2020-12-31 | 365 | 3.6487 | 3
33378 | 15.105 | 1 | 2019-12-31 | 2020-12-31 | 365 | 17.6647 | 17
33379 | 8.84 | 1 | 2019-12-31 | 2020-12-31 | 365 | 10.338 | 10
33386 | 7.155 | 1 | 2019-12-31 | 2020-12-31 | 365 | 8.3675 | 8
33381 | 7.685 | 1 | 2019-12-31 | 2020-12-31 | 365 | 8.9873 | 8
33368 | 4.42 | 1 | 2019-12-31 | 2020-12-31 | 365 | 5.169 | 5
33529 | 4.16 | 1 | 2019-12-31 | 2020-12-31 | 365 | 4.865 | 4
33388 | 7.54 | 1 | 2019-12-31 | 2020-12-31 | 365 | 8.8177 | 8
33392 | 8.06 | 1 | 2019-12-31 | 2020-12-31 | 365 | 9.4258 | 9
33389 | 10.66 | 1 | 2019-12-31 | 2020-12-31 | 365 | 12.4664 | 12
33406 | 7.02 | 1 | 2019-12-31 | 2020-12-31 | 365 | 8.2096 | 8
33405 | 4.68 | 1 | 2019-12-31 | 2020-12-31 | 365 | 5.4731 | 5
33397 | 9.36 | 1 | 2019-12-31 | 2020-12-31 | 365 | 10.9461 | 10
33408 | 2.805 | 1 | 2019-12-31 | 2020-12-31 | 365 | 3.2803 | 3
33414 | 5.72 | 1 | 2019-12-31 | 2020-12-31 | 365 | 6.6893 | 6
33415 | 4.16 | 1 | 2019-12-31 | 2020-12-31 | 365 | 4.865 | 4
33412 | 12.74 | 1 | 2019-12-31 | 2020-12-31 | 365 | 14.8989 | 14
33419 | 2.08 | 1 | 2019-12-31 | 2020-12-31 | 365 | 2.4325 | 2
33422 | 7.8 | 1 | 2019-12-31 | 2020-12-31 | 365 | 9.1218 | 9
33310 | 3.64 | 1 | 2019-12-31 | 2020-12-31 | 365 | 4.2568 | 4
33428 | 4.42 | 1 | 2019-12-31 | 2020-12-31 | 365 | 5.169 | 5
33427 | 10.4 | 1 | 2019-12-31 | 2020-12-31 | 365 | 12.1624 | 12
33429 | 3.38 | 1 | 2019-12-31 | 2020-12-31 | 365 | 3.9528 | 3
33463 | 7.54 | 1 | 2019-12-31 | 2020-12-31 | 365 | 8.8177 | 8
33433 | 3.9 | 1 | 2019-12-31 | 2020-12-31 | 365 | 4.5609 | 4
33537 | 5.46 | 1 | 2019-12-31 | 2020-12-31 | 365 | 6.3853 | 6
33237 | 4.68 | 1 | 2019-12-31 | 2020-12-31 | 365 | 5.4731 | 5
33536 | 12.72 | 1 | 2019-12-31 | 2020-12-31 | 365 | 14.8755 | 14
33426 | 6.24 | 1 | 2019-12-31 | 2020-12-31 | 365 | 7.2974 | 7
33544 | 6.24 | 1 | 2019-12-31 | 2020-12-31 | 365 | 7.2974 | 7
33587 | 6.24 | 1 | 2019-12-31 | 2020-12-31 | 365 | 7.2974 | 7
33550 | 6.24 | 1 | 2019-12-31 | 2020-12-31 | 365 | 7.2974 | 7
33555 | 11.66 | 1 | 2019-12-31 | 2020-12-31 | 365 | 13.6359 | 13
33560 | 6.5 | 1 | 2019-12-31 | 2020-12-31 | 365 | 7.6015 | 7
33561 | 5.035 | 1 | 2019-12-31 | 2020-12-31 | 365 | 5.8882 | 5
33571 | 9.62 | 1 | 2019-12-31 | 2020-12-31 | 365 | 11.2502 | 11
33568 | 7.65 | 1 | 2019-12-31 | 2020-12-31 | 365 | 8.9464 | 8
33585 | 11.44 | 1 | 2019-12-31 | 2020-12-31 | 365 | 13.3786 | 13
33573 | 3.64 | 1 | 2019-12-31 | 2020-12-31 | 365 | 4.2568 | 4
33589 | 4.16 | 1 | 2019-12-31 | 2020-12-31 | 365 | 4.865 | 4
33580 | 4.16 | 1 | 2019-12-31 | 2020-12-31 | 365 | 4.865 | 4
33592 | 5.565 | 1 | 2019-12-31 | 2020-12-31 | 365 | 6.508 | 6
33581 | 3.12 | 1 | 2019-12-31 | 2020-12-31 | 365 | 3.6487 | 3
33595 | 5.72 | 1 | 2019-12-31 | 2020-12-31 | 365 | 6.6893 | 6
33596 | 8.32 | 1 | 2019-12-31 | 2020-12-31 | 365 | 9.7299 | 9
33598 | 5.98 | 1 | 2019-12-31 | 2020-12-31 | 365 | 6.9934 | 6
33591 | 7.54 | 1 | 2019-12-31 | 2020-12-31 | 365 | 8.8177 | 8
33577 | 5.83 | 1 | 2019-12-31 | 2020-12-31 | 365 | 6.818 | 6
33600 | 4.77 | 1 | 2019-12-31 | 2020-12-31 | 365 | 5.5783 | 5
33572 | 9.88 | 1 | 2019-12-31 | 2020-12-31 | 365 | 11.5543 | 11
33606 | 8.925 | 1 | 2019-12-31 | 2020-12-31 | 365 | 10.4374 | 10
33583 | 12.74 | 1 | 2019-12-31 | 2020-12-31 | 365 | 14.8989 | 14
33604 | 10.4 | 1 | 2019-12-31 | 2020-12-31 | 365 | 12.1624 | 12
33612 | 5.2 | 1 | 2019-12-31 | 2020-12-31 | 365 | 6.0812 | 6
33614 | 9.1 | 1 | 2019-12-31 | 2020-12-31 | 365 | 10.6421 | 10
33615 | 5.72 | 1 | 2019-12-31 | 2020-12-31 | 365 | 6.6893 | 6
33608 | 6.24 | 1 | 2019-12-31 | 2020-12-31 | 365 | 7.2974 | 7
33620 | 8.48 | 1 | 2019-12-31 | 2020-12-31 | 365 | 9.917 | 9
33621 | 4.24 | 1 | 2019-12-31 | 2020-12-31 | 365 | 4.9585 | 4
33724 | 4.16 | 1 | 2019-12-31 | 2020-12-31 | 365 | 4.865 | 4
33622 | 9.36 | 1 | 2019-12-31 | 2020-12-31 | 365 | 10.9461 | 10
33627 | 5.72 | 1 | 2019-12-31 | 2020-12-31 | 365 | 6.6893 | 6
33726 | 4.94 | 1 | 2019-12-31 | 2020-12-31 | 365 | 5.7771 | 5
33617 | 3.18 | 1 | 2019-12-31 | 2020-12-31 | 365 | 3.7189 | 3
33723 | 10.53 | 1 | 2019-12-31 | 2020-12-31 | 365 | 12.3144 | 12
33624 | 11.44 | 1 | 2019-12-31 | 2020-12-31 | 365 | 13.3786 | 13
33728 | 4.16 | 1 | 2019-12-31 | 2020-12-31 | 365 | 4.865 | 4
33628 | 2.6 | 1 | 2019-12-31 | 2020-12-31 | 365 | 3.0406 | 3
33625 | 8.32 | 1 | 2019-12-31 | 2020-12-31 | 365 | 9.7299 | 9
33626 | 10.07 | 1 | 2019-12-31 | 2020-12-31 | 365 | 11.7765 | 11
33632 | 13.26 | 1 | 2019-12-31 | 2020-12-31 | 365 | 15.507 | 15
33730 | 7.95 | 1 | 2019-12-31 | 2020-12-31 | 365 | 9.2972 | 9
33634 | 10.66 | 1 | 2019-12-31 | 2020-12-31 | 365 | 12.4664 | 12
33732 | 4.24 | 1 | 2019-12-31 | 2020-12-31 | 365 | 4.9585 | 4
33642 | 11.22 | 1 | 2019-12-31 | 2020-12-31 | 365 | 13.1213 | 13
33633 | 9.62 | 1 | 2019-12-31 | 2020-12-31 | 365 | 11.2502 | 11
33735 | 9.62 | 1 | 2019-12-31 | 2020-12-31 | 365 | 11.2502 | 11
33636 | 2.34 | 1 | 2019-12-31 | 2020-12-31 | 365 | 2.7365 | 2
33736 | 5.2 | 1 | 2019-12-31 | 2020-12-31 | 365 | 6.0812 | 6
33739 | 4.42 | 1 | 2019-12-31 | 2020-12-31 | 365 | 5.169 | 5
33761 | 3.12 | 1 | 2019-12-31 | 2020-12-31 | 365 | 3.6487 | 3
33765 | 6.5 | 1 | 2019-12-31 | 2020-12-31 | 365 | 7.6015 | 7
33767 | 9.36 | 1 | 2019-12-31 | 2020-12-31 | 365 | 10.9461 | 10
33772 | 7.54 | 1 | 2019-12-31 | 2020-12-31 | 365 | 8.8177 | 8
30365 | 11.44 | 1 | 2019-12-31 | 2020-12-31 | 365 | 13.3786 | 13
33648 | 7.02 | 1 | 2019-12-31 | 2020-12-31 | 365 | 8.2096 | 8
33651 | 9.945 | 1 | 2019-12-31 | 2020-12-31 | 365 | 11.6303 | 11
33654 | 8.06 | 1 | 2019-12-31 | 2020-12-31 | 365 | 9.4258 | 9
33657 | 8.58 | 1 | 2019-12-31 | 2020-12-31 | 365 | 10.034 | 10
33659 | 9.435 | 1 | 2019-12-31 | 2020-12-31 | 365 | 11.0339 | 11
33660 | 11.925 | 1 | 2019-12-31 | 2020-12-31 | 365 | 13.9458 | 13
33665 | 3.64 | 1 | 2019-12-31 | 2020-12-31 | 365 | 4.2568 | 4
33661 | 6.24 | 1 | 2019-12-31 | 2020-12-31 | 365 | 7.2974 | 7
33668 | 12.74 | 1 | 2019-12-31 | 2020-12-31 | 365 | 14.8989 | 14
33674 | 9.88 | 1 | 2019-12-31 | 2020-12-31 | 365 | 11.5543 | 11
33685 | 5.46 | 1 | 2019-12-31 | 2020-12-31 | 365 | 6.3853 | 6
33684 | 8.32 | 1 | 2019-12-31 | 2020-12-31 | 365 | 9.7299 | 9
33694 | 7.56 | 1 | 2019-12-31 | 2020-12-31 | 365 | 8.8411 | 8
33686 | 9.1 | 1 | 2019-12-31 | 2020-12-31 | 365 | 10.6421 | 10
33687 | 9.1 | 1 | 2019-12-31 | 2020-12-31 | 365 | 10.6421 | 10
33691 | 2.915 | 1 | 2019-12-31 | 2020-12-31 | 365 | 3.409 | 3
33698 | 4.16 | 1 | 2019-12-31 | 2020-12-31 | 365 | 4.865 | 4
33709 | 7.54 | 1 | 2019-12-31 | 2020-12-31 | 365 | 8.8177 | 8
33705 | 8.745 | 1 | 2019-12-31 | 2020-12-31 | 365 | 10.2269 | 10
33704 | 8.58 | 1 | 2019-12-31 | 2020-12-31 | 365 | 10.034 | 10
33703 | 6.89 | 1 | 2019-12-31 | 2020-12-31 | 365 | 8.0576 | 8
33706 | 8.32 | 1 | 2019-12-31 | 2020-12-31 | 365 | 9.7299 | 9
33708 | 8.215 | 1 | 2019-12-31 | 2020-12-31 | 365 | 9.6071 | 9
33711 | 11.44 | 1 | 2019-12-31 | 2020-12-31 | 365 | 13.3786 | 13
33713 | 4.505 | 1 | 2019-12-31 | 2020-12-31 | 365 | 5.2684 | 5
33714 | 10.4 | 1 | 2019-12-31 | 2020-12-31 | 365 | 12.1624 | 12
33701 | 8.84 | 1 | 2019-12-31 | 2020-12-31 | 365 | 10.338 | 10
33712 | 12.48 | 1 | 2019-12-31 | 2020-12-31 | 365 | 14.5949 | 14
33715 | 9.88 | 1 | 2019-12-31 | 2020-12-31 | 365 | 11.5543 | 11
33716 | 11.7 | 1 | 2019-12-31 | 2020-12-31 | 365 | 13.6827 | 13
33719 | 10.66 | 1 | 2019-12-31 | 2020-12-31 | 365 | 12.4664 | 12
33717 | 7.54 | 1 | 2019-12-31 | 2020-12-31 | 365 | 8.8177 | 8
33722 | 10.92 | 1 | 2019-12-31 | 2020-12-31 | 365 | 12.7705 | 12
34084 | 6.24 | 1 | 2019-12-31 | 2020-12-31 | 365 | 7.2974 | 7
34093 | 5.565 | 1 | 2019-12-31 | 2020-12-31 | 365 | 6.508 | 6
34092 | 2.6 | 1 | 2019-12-31 | 2020-12-31 | 365 | 3.0406 | 3
33962 | 9.45 | 1 | 2019-12-31 | 2020-12-31 | 365 | 11.0514 | 11
34094 | 9.36 | 1 | 2019-12-31 | 2020-12-31 | 365 | 10.9461 | 10
34098 | 11.7 | 1 | 2019-12-31 | 2020-12-31 | 365 | 13.6827 | 13
34097 | 4.68 | 1 | 2019-12-31 | 2020-12-31 | 365 | 5.4731 | 5
31125 | 7.02 | 1 | 2019-12-31 | 2020-12-31 | 365 | 8.2096 | 8
34107 | 4.16 | 1 | 2019-12-31 | 2020-12-31 | 365 | 4.865 | 4
34124 | 5.2 | 1 | 2019-12-31 | 2020-12-31 | 365 | 6.0812 | 6
34127 | 9.1 | 1 | 2019-12-31 | 2020-12-31 | 365 | 10.6421 | 10
34120 | 4.42 | 1 | 2019-12-31 | 2020-12-31 | 365 | 5.169 | 5
34126 | 5.46 | 1 | 2019-12-31 | 2020-12-31 | 365 | 6.3853 | 6
34138 | 4.94 | 1 | 2019-12-31 | 2020-12-31 | 365 | 5.7771 | 5
34137 | 8.06 | 1 | 2019-12-31 | 2020-12-31 | 365 | 9.4258 | 9
34131 | 6 | 1 | 2019-12-31 | 2020-12-31 | 365 | 7.0168 | 7
34134 | 7.8 | 1 | 2019-12-31 | 2020-12-31 | 365 | 9.1218 | 9
34143 | 5.45 | 1 | 2019-12-31 | 2020-12-31 | 365 | 6.3736 | 6
34150 | 4.05 | 1 | 2019-12-31 | 2020-12-31 | 365 | 4.7363 | 4
34152 | 7.54 | 1 | 2019-12-31 | 2020-12-31 | 365 | 8.8177 | 8
34151 | 5.98 | 1 | 2019-12-31 | 2020-12-31 | 365 | 6.9934 | 6
34159 | 11.7 | 1 | 2019-12-31 | 2020-12-31 | 365 | 13.6827 | 13
34161 | 6.24 | 1 | 2019-12-31 | 2020-12-31 | 365 | 7.2974 | 7
34147 | 9.36 | 1 | 2019-12-31 | 2020-12-31 | 365 | 10.9461 | 10
34165 | 4.94 | 1 | 2019-12-31 | 2020-12-31 | 365 | 5.7771 | 5
34164 | 5.72 | 1 | 2019-12-31 | 2020-12-31 | 365 | 6.6893 | 6
30240 | 2.6 | 1 | 2019-12-31 | 2020-12-31 | 365 | 3.0406 | 3
34171 | 6.5 | 1 | 2019-12-31 | 2020-12-31 | 365 | 7.6015 | 7
33618 | 6.24 | 1 | 2019-12-31 | 2020-12-31 | 365 | 7.2974 | 7
30688 | 3.12 | 1 | 2019-12-31 | 2020-12-31 | 365 | 3.6487 | 3
33597 | 8.32 | 1 | 2019-12-31 | 2020-12-31 | 365 | 9.7299 | 9
34179 | 2.86 | 1 | 2019-12-31 | 2020-12-31 | 365 | 3.3447 | 3
30375 | 10.335 | 1 | 2019-12-31 | 2020-12-31 | 365 | 12.0864 | 12
34180 | 3.975 | 1 | 2019-12-31 | 2020-12-31 | 365 | 4.6486 | 4
34185 | 6.24 | 1 | 2019-12-31 | 2020-12-31 | 365 | 7.2974 | 7
30849 | 9.01 | 1 | 2019-12-31 | 2020-12-31 | 365 | 10.5368 | 10
34186 | 3.38 | 1 | 2019-12-31 | 2020-12-31 | 365 | 3.9528 | 3
34194 | 10.4 | 1 | 2019-12-31 | 2020-12-31 | 365 | 12.1624 | 12
33776 | 6.24 | 1 | 2019-12-31 | 2020-12-31 | 365 | 7.2974 | 7
33785 | 5.565 | 1 | 2019-12-31 | 2020-12-31 | 365 | 6.508 | 6
33793 | 7.28 | 1 | 2019-12-31 | 2020-12-31 | 365 | 8.5137 | 8
33797 | 14.025 | 1 | 2019-12-31 | 2020-12-31 | 365 | 16.4017 | 16
33803 | 2.08 | 1 | 2019-12-31 | 2020-12-31 | 365 | 2.4325 | 2
33806 | 12.495 | 1 | 2019-12-31 | 2020-12-31 | 365 | 14.6124 | 14
33814 | 8.84 | 1 | 2019-12-31 | 2020-12-31 | 365 | 10.338 | 10
33811 | 8.58 | 1 | 2019-12-31 | 2020-12-31 | 365 | 10.034 | 10
33819 | 2.6 | 1 | 2019-12-31 | 2020-12-31 | 365 | 3.0406 | 3
33826 | 8.84 | 1 | 2019-12-31 | 2020-12-31 | 365 | 10.338 | 10
33827 | 7.8 | 1 | 2019-12-31 | 2020-12-31 | 365 | 9.1218 | 9
33828 | 14.04 | 1 | 2019-12-31 | 2020-12-31 | 365 | 16.4192 | 16
33832 | 7.65 | 1 | 2019-12-31 | 2020-12-31 | 365 | 8.9464 | 8
33837 | 4.68 | 1 | 2019-12-31 | 2020-12-31 | 365 | 5.4731 | 5
34198 | 7.28 | 1 | 2019-12-31 | 2020-12-31 | 365 | 8.5137 | 8
33846 | 5.2 | 1 | 2019-12-31 | 2020-12-31 | 365 | 6.0812 | 6
33851 | 9.1 | 1 | 2019-12-31 | 2020-12-31 | 365 | 10.6421 | 10
34196 | 5.98 | 1 | 2019-12-31 | 2020-12-31 | 365 | 6.9934 | 6
33848 | 3.64 | 1 | 2019-12-31 | 2020-12-31 | 365 | 4.2568 | 4
34204 | 4.68 | 1 | 2019-12-31 | 2020-12-31 | 365 | 5.4731 | 5
33855 | 6.5 | 1 | 2019-12-31 | 2020-12-31 | 365 | 7.6015 | 7
33858 | 5.83 | 1 | 2019-12-31 | 2020-12-31 | 365 | 6.818 | 6
33856 | 9.36 | 1 | 2019-12-31 | 2020-12-31 | 365 | 10.9461 | 10
34190 | 9.45 | 1 | 2019-12-31 | 2020-12-31 | 365 | 11.0514 | 11
33861 | 3.64 | 1 | 2019-12-31 | 2020-12-31 | 365 | 4.2568 | 4
34203 | 9.88 | 1 | 2019-12-31 | 2020-12-31 | 365 | 11.5543 | 11
33862 | 8.58 | 1 | 2019-12-31 | 2020-12-31 | 365 | 10.034 | 10
33859 | 7.02 | 1 | 2019-12-31 | 2020-12-31 | 365 | 8.2096 | 8
34199 | 10.92 | 1 | 2019-12-31 | 2020-12-31 | 365 | 12.7705 | 12
33865 | 6.24 | 1 | 2019-12-31 | 2020-12-31 | 365 | 7.2974 | 7
33867 | 8.58 | 1 | 2019-12-31 | 2020-12-31 | 365 | 10.034 | 10
34207 | 10.14 | 1 | 2019-12-31 | 2020-12-31 | 365 | 11.8583 | 11
33870 | 2.86 | 1 | 2019-12-31 | 2020-12-31 | 365 | 3.3447 | 3
33888 | 2.915 | 1 | 2019-12-31 | 2020-12-31 | 365 | 3.409 | 3
34208 | 7.905 | 1 | 2019-12-31 | 2020-12-31 | 365 | 9.2446 | 9
34209 | 8.32 | 1 | 2019-12-31 | 2020-12-31 | 365 | 9.7299 | 9
34210 | 11.96 | 1 | 2019-12-31 | 2020-12-31 | 365 | 13.9867 | 13
34213 | 10.335 | 1 | 2019-12-31 | 2020-12-31 | 365 | 12.0864 | 12
34217 | 5.72 | 1 | 2019-12-31 | 2020-12-31 | 365 | 6.6893 | 6
34225 | 4.49 | 1 | 2019-12-31 | 2020-12-31 | 365 | 5.2509 | 5
34224 | 4.68 | 1 | 2019-12-31 | 2020-12-31 | 365 | 5.4731 | 5
34222 | 10.14 | 1 | 2019-12-31 | 2020-12-31 | 365 | 11.8583 | 11
34232 | 3.38 | 1 | 2019-12-31 | 2020-12-31 | 365 | 3.9528 | 3
34212 | 5.98 | 1 | 2019-12-31 | 2020-12-31 | 365 | 6.9934 | 6
34234 | 7.28 | 1 | 2019-12-31 | 2020-12-31 | 365 | 8.5137 | 8
34236 | 2.86 | 1 | 2019-12-31 | 2020-12-31 | 365 | 3.3447 | 3
34240 | 4.68 | 1 | 2019-12-31 | 2020-12-31 | 365 | 5.4731 | 5
34233 | 7.14 | 1 | 2019-12-31 | 2020-12-31 | 365 | 8.3499 | 8
34244 | 10.14 | 1 | 2019-12-31 | 2020-12-31 | 365 | 11.8583 | 11
34245 | 8.84 | 1 | 2019-12-31 | 2020-12-31 | 365 | 10.338 | 10
34247 | 10.14 | 1 | 2019-12-31 | 2020-12-31 | 365 | 11.8583 | 11
34248 | 6.12 | 1 | 2019-12-31 | 2020-12-31 | 365 | 7.1571 | 7
34251 | 5.98 | 1 | 2019-12-31 | 2020-12-31 | 365 | 6.9934 | 6
34286 | 4.16 | 1 | 2019-12-31 | 2020-12-31 | 365 | 4.865 | 4
34293 | 8.32 | 1 | 2019-12-31 | 2020-12-31 | 365 | 9.7299 | 9
34287 | 10.4 | 1 | 2019-12-31 | 2020-12-31 | 365 | 12.1624 | 12
34296 | 6.5 | 1 | 2019-12-31 | 2020-12-31 | 365 | 7.6015 | 7
34300 | 6.24 | 1 | 2019-12-31 | 2020-12-31 | 365 | 7.2974 | 7
34298 | 4.42 | 1 | 2019-12-31 | 2020-12-31 | 365 | 5.169 | 5
34301 | 4.24 | 1 | 2019-12-31 | 2020-12-31 | 365 | 4.9585 | 4
34308 | 4.68 | 1 | 2019-12-31 | 2020-12-31 | 365 | 5.4731 | 5
34306 | 7.02 | 1 | 2019-12-31 | 2020-12-31 | 365 | 8.2096 | 8
34313 | 5.2 | 1 | 2019-12-31 | 2020-12-31 | 365 | 6.0812 | 6
34333 | 8.32 | 1 | 2019-12-31 | 2020-12-31 | 365 | 9.7299 | 9
34336 | 7.65 | 1 | 2019-12-31 | 2020-12-31 | 365 | 8.9464 | 8
34238 | 5.2 | 1 | 2019-12-31 | 2020-12-31 | 365 | 6.0812 | 6
34339 | 8.32 | 1 | 2019-12-31 | 2020-12-31 | 365 | 9.7299 | 9
34290 | 3.9 | 1 | 2019-12-31 | 2020-12-31 | 365 | 4.5609 | 4
34231 | 10.14 | 1 | 2019-12-31 | 2020-12-31 | 365 | 11.8583 | 11
34345 | 9.62 | 1 | 2019-12-31 | 2020-12-31 | 365 | 11.2502 | 11
34357 | 4.16 | 1 | 2019-12-31 | 2020-12-31 | 365 | 4.865 | 4
34346 | 3.06 | 1 | 2019-12-31 | 2020-12-31 | 365 | 3.5785 | 3
34359 | 5.98 | 1 | 2019-12-31 | 2020-12-31 | 365 | 6.9934 | 6
34349 | 5.98 | 1 | 2019-12-31 | 2020-12-31 | 365 | 6.9934 | 6
34366 | 8.32 | 1 | 2019-12-31 | 2020-12-31 | 365 | 9.7299 | 9
34363 | 11.18 | 1 | 2019-12-31 | 2020-12-31 | 365 | 13.0746 | 13
34360 | 11.395 | 1 | 2019-12-31 | 2020-12-31 | 365 | 13.326 | 13
34326 | 9.36 | 1 | 2019-12-31 | 2020-12-31 | 365 | 10.9461 | 10
34374 | 13.52 | 1 | 2019-12-31 | 2020-12-31 | 365 | 15.8111 | 15
34378 | 6.24 | 1 | 2019-12-31 | 2020-12-31 | 365 | 7.2974 | 7
34372 | 5.3 | 1 | 2019-12-31 | 2020-12-31 | 365 | 6.1981 | 6
34385 | 9.36 | 1 | 2019-12-31 | 2020-12-31 | 365 | 10.9461 | 10
34390 | 11.66 | 1 | 2019-12-31 | 2020-12-31 | 365 | 13.6359 | 13
34398 | 5.035 | 1 | 2019-12-31 | 2020-12-31 | 365 | 5.8882 | 5
34401 | 2.915 | 1 | 2019-12-31 | 2020-12-31 | 365 | 3.409 | 3
34407 | 2.34 | 1 | 2019-12-31 | 2020-12-31 | 365 | 2.7365 | 2
31089 | 4.68 | 1 | 2019-12-31 | 2020-12-31 | 365 | 5.4731 | 5
34411 | 5.61 | 1 | 2019-12-31 | 2020-12-31 | 365 | 6.5607 | 6
34458 | 4.335 | 1 | 2019-12-31 | 2020-12-31 | 365 | 5.0696 | 5
34455 | 5.98 | 1 | 2019-12-31 | 2020-12-31 | 365 | 6.9934 | 6
30209 | 3.12 | 1 | 2019-12-31 | 2020-12-31 | 365 | 3.6487 | 3
34452 | 4.94 | 1 | 2019-12-31 | 2020-12-31 | 365 | 5.7771 | 5
34462 | 9.62 | 1 | 2019-12-31 | 2020-12-31 | 365 | 11.2502 | 11
34464 | 7.02 | 1 | 2019-12-31 | 2020-12-31 | 365 | 8.2096 | 8
34466 | 8.84 | 1 | 2019-12-31 | 2020-12-31 | 365 | 10.338 | 10
34469 | 7.8 | 1 | 2019-12-31 | 2020-12-31 | 365 | 9.1218 | 9
34470 | 10.14 | 1 | 2019-12-31 | 2020-12-31 | 365 | 11.8583 | 11
34477 | 6.76 | 1 | 2019-12-31 | 2020-12-31 | 365 | 7.9055 | 7
34471 | 4.16 | 1 | 2019-12-31 | 2020-12-31 | 365 | 4.865 | 4
34480 | 7.54 | 1 | 2019-12-31 | 2020-12-31 | 365 | 8.8177 | 8
30845 | 2.34 | 1 | 2019-12-31 | 2020-12-31 | 365 | 2.7365 | 2
34485 | 7.54 | 1 | 2019-12-31 | 2020-12-31 | 365 | 8.8177 | 8
34516 | 4.94 | 1 | 2019-12-31 | 2020-12-31 | 365 | 5.7771 | 5
34483 | 6.5 | 1 | 2019-12-31 | 2020-12-31 | 365 | 7.6015 | 7
34528 | 9.36 | 1 | 2019-12-31 | 2020-12-31 | 365 | 10.9461 | 10
34530 | 3.12 | 1 | 2019-12-31 | 2020-12-31 | 365 | 3.6487 | 3
34531 | 14.04 | 1 | 2019-12-31 | 2020-12-31 | 365 | 16.4192 | 16
34532 | 5.46 | 1 | 2019-12-31 | 2020-12-31 | 365 | 6.3853 | 6
34533 | 8.06 | 1 | 2019-12-31 | 2020-12-31 | 365 | 9.4258 | 9
34535 | 4.16 | 1 | 2019-12-31 | 2020-12-31 | 365 | 4.865 | 4
34536 | 5.2 | 1 | 2019-12-31 | 2020-12-31 | 365 | 6.0812 | 6
34538 | 12.495 | 1 | 2019-12-31 | 2020-12-31 | 365 | 14.6124 | 14
34381 | 11.96 | 1 | 2019-12-31 | 2020-12-31 | 365 | 13.9867 | 13
34563 | 14.04 | 1 | 2019-12-31 | 2020-12-31 | 365 | 16.4192 | 16
34565 | 6.76 | 1 | 2019-12-31 | 2020-12-31 | 365 | 7.9055 | 7
34567 | 9.62 | 1 | 2019-12-31 | 2020-12-31 | 365 | 11.2502 | 11
34573 | 7.42 | 1 | 2019-12-31 | 2020-12-31 | 365 | 8.6774 | 8
34572 | 7.54 | 1 | 2019-12-31 | 2020-12-31 | 365 | 8.8177 | 8
34560 | 5.2 | 1 | 2019-12-31 | 2020-12-31 | 365 | 6.0812 | 6
34419 | 6.76 | 1 | 2019-12-31 | 2020-12-31 | 365 | 7.9055 | 7
34417 | 4.77 | 1 | 2019-12-31 | 2020-12-31 | 365 | 5.5783 | 5
34410 | 7.28 | 1 | 2019-12-31 | 2020-12-31 | 365 | 8.5137 | 8
34427 | 9.18 | 1 | 2019-12-31 | 2020-12-31 | 365 | 10.7356 | 10
34424 | 9.36 | 1 | 2019-12-31 | 2020-12-31 | 365 | 10.9461 | 10
34387 | 3.9 | 1 | 2019-12-31 | 2020-12-31 | 365 | 4.5609 | 4
34435 | 9.88 | 1 | 2019-12-31 | 2020-12-31 | 365 | 11.5543 | 11
34446 | 7.28 | 1 | 2019-12-31 | 2020-12-31 | 365 | 8.5137 | 8
34450 | 6.76 | 1 | 2019-12-31 | 2020-12-31 | 365 | 7.9055 | 7
34445 | 8.06 | 1 | 2019-12-31 | 2020-12-31 | 365 | 9.4258 | 9
34454 | 9.36 | 1 | 2019-12-31 | 2020-12-31 | 365 | 10.9461 | 10
34449 | 3.38 | 1 | 2019-12-31 | 2020-12-31 | 365 | 3.9528 | 3
34482 | 11.96 | 1 | 2019-12-31 | 2020-12-31 | 365 | 13.9867 | 13
34490 | 6.5 | 1 | 2019-12-31 | 2020-12-31 | 365 | 7.6015 | 7
34489 | 13.26 | 1 | 2019-12-31 | 2020-12-31 | 365 | 15.507 | 15
34502 | 6.24 | 1 | 2019-12-31 | 2020-12-31 | 365 | 7.2974 | 7
34496 | 11.22 | 1 | 2019-12-31 | 2020-12-31 | 365 | 13.1213 | 13
34503 | 7.155 | 1 | 2019-12-31 | 2020-12-31 | 365 | 8.3675 | 8
34505 | 14.04 | 1 | 2019-12-31 | 2020-12-31 | 365 | 16.4192 | 16
34509 | 14.3 | 1 | 2019-12-31 | 2020-12-31 | 365 | 16.7233 | 16
34619 | 10.14 | 1 | 2019-12-31 | 2020-12-31 | 365 | 11.8583 | 11
34576 | 5.46 | 1 | 2019-12-31 | 2020-12-31 | 365 | 6.3853 | 6
34580 | 3.38 | 1 | 2019-12-31 | 2020-12-31 | 365 | 3.9528 | 3
34584 | 8.32 | 1 | 2019-12-31 | 2020-12-31 | 365 | 9.7299 | 9
34585 | 10.4 | 1 | 2019-12-31 | 2020-12-31 | 365 | 12.1624 | 12
34588 | 5.72 | 1 | 2019-12-31 | 2020-12-31 | 365 | 6.6893 | 6
34592 | 2.34 | 1 | 2019-12-31 | 2020-12-31 | 365 | 2.7365 | 2
34599 | 5.1 | 1 | 2019-12-31 | 2020-12-31 | 365 | 5.9642 | 5
34595 | 7.8 | 1 | 2019-12-31 | 2020-12-31 | 365 | 9.1218 | 9
34594 | 3.12 | 1 | 2019-12-31 | 2020-12-31 | 365 | 3.6487 | 3
34602 | 10.92 | 1 | 2019-12-31 | 2020-12-31 | 365 | 12.7705 | 12
34601 | 2.86 | 1 | 2019-12-31 | 2020-12-31 | 365 | 3.3447 | 3
34609 | 4.77 | 1 | 2019-12-31 | 2020-12-31 | 365 | 5.5783 | 5
34608 | 4.42 | 1 | 2019-12-31 | 2020-12-31 | 365 | 5.169 | 5
34604 | 8.06 | 1 | 2019-12-31 | 2020-12-31 | 365 | 9.4258 | 9
34612 | 5.72 | 1 | 2019-12-31 | 2020-12-31 | 365 | 6.6893 | 6
34611 | 9.62 | 1 | 2019-12-31 | 2020-12-31 | 365 | 11.2502 | 11
34632 | 13 | 1 | 2019-12-31 | 2020-12-31 | 365 | 15.203 | 15
33667 | 4.94 | 1 | 2019-12-31 | 2020-12-31 | 365 | 5.7771 | 5
33893 | 3.12 | 1 | 2019-12-31 | 2020-12-31 | 365 | 3.6487 | 3
33898 | 3.57 | 1 | 2019-12-31 | 2020-12-31 | 365 | 4.175 | 4
33901 | 3.06 | 1 | 2019-12-31 | 2020-12-31 | 365 | 3.5785 | 3
33907 | 3.64 | 1 | 2019-12-31 | 2020-12-31 | 365 | 4.2568 | 4
33914 | 4.16 | 1 | 2019-12-31 | 2020-12-31 | 365 | 4.865 | 4
33876 | 5.98 | 1 | 2019-12-31 | 2020-12-31 | 365 | 6.9934 | 6
33948 | 8.48 | 1 | 2019-12-31 | 2020-12-31 | 365 | 9.917 | 9
33955 | 5.98 | 1 | 2019-12-31 | 2020-12-31 | 365 | 6.9934 | 6
33959 | 12.74 | 1 | 2019-12-31 | 2020-12-31 | 365 | 14.8989 | 14
28724 | 3.64 | 1 | 2019-12-31 | 2020-12-31 | 365 | 4.2568 | 4
34087 | 9.36 | 1 | 2019-12-31 | 2020-12-31 | 365 | 10.9461 | 10
34621 | 8.06 | 1 | 2019-12-31 | 2020-12-31 | 365 | 9.4258 | 9
32003 | 3.38 | 1 | 2019-12-31 | 2020-12-31 | 365 | 3.9528 | 3
34637 | 6.76 | 1 | 2019-12-31 | 2020-12-31 | 365 | 7.9055 | 7
34638 | 4.94 | 1 | 2019-12-31 | 2020-12-31 | 365 | 5.7771 | 5
34641 | 2.295 | 1 | 2019-12-31 | 2020-12-31 | 365 | 2.6839 | 2
34645 | 10.4 | 1 | 2019-12-31 | 2020-12-31 | 365 | 12.1624 | 12
34647 | 7.02 | 1 | 2019-12-31 | 2020-12-31 | 365 | 8.2096 | 8
34654 | 6.76 | 1 | 2019-12-31 | 2020-12-31 | 365 | 7.9055 | 7
34661 | 7.02 | 1 | 2019-12-31 | 2020-12-31 | 365 | 8.2096 | 8
34670 | 14.04 | 1 | 2019-12-31 | 2020-12-31 | 365 | 16.4192 | 16
34648 | 7.28 | 1 | 2019-12-31 | 2020-12-31 | 365 | 8.5137 | 8
34651 | 5.61 | 1 | 2019-12-31 | 2020-12-31 | 365 | 6.5607 | 6
34677 | 5.2 | 1 | 2019-12-31 | 2020-12-31 | 365 | 6.0812 | 6
34678 | 5.46 | 1 | 2019-12-31 | 2020-12-31 | 365 | 6.3853 | 6
34686 | 3.78 | 1 | 2019-12-31 | 2020-12-31 | 365 | 4.4206 | 4
34695 | 6.5 | 1 | 2019-12-31 | 2020-12-31 | 365 | 7.6015 | 7
34692 | 9.88 | 1 | 2019-12-31 | 2020-12-31 | 365 | 11.5543 | 11
34707 | 11.7 | 1 | 2019-12-31 | 2020-12-31 | 365 | 13.6827 | 13
34720 | 7.8 | 1 | 2019-12-31 | 2020-12-31 | 365 | 9.1218 | 9
34724 | 10.66 | 1 | 2019-12-31 | 2020-12-31 | 365 | 12.4664 | 12
34729 | 9.36 | 1 | 2019-12-31 | 2020-12-31 | 365 | 10.9461 | 10
34727 | 4.68 | 1 | 2019-12-31 | 2020-12-31 | 365 | 5.4731 | 5
34730 | 5.1 | 1 | 2019-12-31 | 2020-12-31 | 365 | 5.9642 | 5
34732 | 7.28 | 1 | 2019-12-31 | 2020-12-31 | 365 | 8.5137 | 8
34734 | 6.12 | 1 | 2019-12-31 | 2020-12-31 | 365 | 7.1571 | 7
34760 | 7.42 | 1 | 2019-12-31 | 2020-12-31 | 365 | 8.6774 | 8
34771 | 7.8 | 1 | 2019-12-31 | 2020-12-31 | 365 | 9.1218 | 9
34832 | 5.2 | 1 | 2019-12-31 | 2020-12-31 | 365 | 6.0812 | 6
34772 | 13.78 | 1 | 2019-12-31 | 2020-12-31 | 365 | 16.1152 | 16
34787 | 3.38 | 1 | 2019-12-31 | 2020-12-31 | 365 | 3.9528 | 3
34789 | 10.2 | 1 | 2019-12-31 | 2020-12-31 | 365 | 11.9285 | 11
34837 | 8.84 | 1 | 2019-12-31 | 2020-12-31 | 365 | 10.338 | 10
34800 | 3.18 | 1 | 2019-12-31 | 2020-12-31 | 365 | 3.7189 | 3
34845 | 12.74 | 1 | 2019-12-31 | 2020-12-31 | 365 | 14.8989 | 14
34849 | 8.32 | 1 | 2019-12-31 | 2020-12-31 | 365 | 9.7299 | 9
33140 | 25.48 | 0.9 | 2019-12-31 | 2020-12-31 | 365 | 26.8181 | 26
34810 | 5.2 | 1 | 2019-12-31 | 2020-12-31 | 365 | 6.0812 | 6
34910 | 8.32 | 1 | 2019-12-31 | 2020-12-31 | 365 | 9.7299 | 9
34813 | 14.04 | 1 | 2019-12-31 | 2020-12-31 | 365 | 16.4192 | 16
34911 | 7.02 | 1 | 2019-12-31 | 2020-12-31 | 365 | 8.2096 | 8
34811 | 7.28 | 1 | 2019-12-31 | 2020-12-31 | 365 | 8.5137 | 8
34912 | 5.1 | 1 | 2019-12-31 | 2020-12-31 | 365 | 5.9642 | 5
34827 | 3.9 | 1 | 2019-12-31 | 2020-12-31 | 365 | 4.5609 | 4
34835 | 8.32 | 1 | 2019-12-31 | 2020-12-31 | 365 | 9.7299 | 9
33262 | 2.86 | 1 | 2019-12-31 | 2020-12-31 | 365 | 3.3447 | 3
33170 | 10.335 | 1 | 2019-12-31 | 2020-12-31 | 365 | 12.0864 | 12
33275 | 7.8 | 1 | 2019-12-31 | 2020-12-31 | 365 | 9.1218 | 9
32742 | 12.24 | 1 | 2019-12-31 | 2020-12-31 | 365 | 14.3142 | 14
32920 | 8.06 | 1 | 2019-12-31 | 2020-12-31 | 365 | 9.4258 | 9
34933 | 9.36 | 1 | 2019-12-31 | 2020-12-31 | 365 | 10.9461 | 10
34920 | 11.44 | 1 | 2019-12-31 | 2020-12-31 | 365 | 13.3786 | 13
32638 | 5.98 | 1 | 2019-12-31 | 2020-12-31 | 365 | 6.9934 | 6
34918 | 2.86 | 1 | 2019-12-31 | 2020-12-31 | 365 | 3.3447 | 3
32470 | 4.42 | 1 | 2019-12-31 | 2020-12-31 | 365 | 5.169 | 5
32807 | 11.475 | 1 | 2019-12-31 | 2020-12-31 | 365 | 13.4196 | 13
32458 | 7.54 | 1 | 2019-12-31 | 2020-12-31 | 365 | 8.8177 | 8
34925 | 7.02 | 1 | 2019-12-31 | 2020-12-31 | 365 | 8.2096 | 8
34927 | 2.86 | 1 | 2019-12-31 | 2020-12-31 | 365 | 3.3447 | 3
34928 | 7.02 | 1 | 2019-12-31 | 2020-12-31 | 365 | 8.2096 | 8
34938 | 2.6 | 1 | 2019-12-31 | 2020-12-31 | 365 | 3.0406 | 3
32853 | 8.745 | 1 | 2019-12-31 | 2020-12-31 | 365 | 10.2269 | 10
34940 | 6.5 | 1 | 2019-12-31 | 2020-12-31 | 365 | 7.6015 | 7
34931 | 9.62 | 1 | 2019-12-31 | 2020-12-31 | 365 | 11.2502 | 11
32417 | 4.68 | 1 | 2019-12-31 | 2020-12-31 | 365 | 5.4731 | 5
32814 | 2.6 | 1 | 2019-12-31 | 2020-12-31 | 365 | 3.0406 | 3
32385 | 10.66 | 1 | 2019-12-31 | 2020-12-31 | 365 | 12.4664 | 12
32642 | 7.685 | 1 | 2019-12-31 | 2020-12-31 | 365 | 8.9873 | 8
33331 | 2.86 | 1 | 2019-12-31 | 2020-12-31 | 365 | 3.3447 | 3
32359 | 6.76 | 1 | 2019-12-31 | 2020-12-31 | 365 | 7.9055 | 7
32346 | 10.92 | 1 | 2019-12-31 | 2020-12-31 | 365 | 12.7705 | 12
32469 | 4.94 | 1 | 2019-12-31 | 2020-12-31 | 365 | 5.7771 | 5
32340 | 11.18 | 1 | 2019-12-31 | 2020-12-31 | 365 | 13.0746 | 13
32583 | 11.18 | 1 | 2019-12-31 | 2020-12-31 | 365 | 13.0746 | 13
33213 | 10.4 | 1 | 2019-12-31 | 2020-12-31 | 365 | 12.1624 | 12
32337 | 8.58 | 1 | 2019-12-31 | 2020-12-31 | 365 | 10.034 | 10
32001 | 6.89 | 1 | 2019-12-31 | 2020-12-31 | 365 | 8.0576 | 8
32734 | 10.4 | 1 | 2019-12-31 | 2020-12-31 | 365 | 12.1624 | 12
32577 | 4.68 | 1 | 2019-12-31 | 2020-12-31 | 365 | 5.4731 | 5
31996 | 8.06 | 1 | 2019-12-31 | 2020-12-31 | 365 | 9.4258 | 9
32628 | 4.68 | 1 | 2019-12-31 | 2020-12-31 | 365 | 5.4731 | 5
32330 | 4.42 | 1 | 2019-12-31 | 2020-12-31 | 365 | 5.169 | 5
33210 | 10 | 1 | 2019-12-31 | 2020-12-31 | 365 | 11.6946 | 11
32615 | 4.94 | 1 | 2019-12-31 | 2020-12-31 | 365 | 5.7771 | 5
32309 | 8.75 | 1 | 2019-12-31 | 2020-12-31 | 365 | 10.2328 | 10
31994 | 9.1 | 1 | 2019-12-31 | 2020-12-31 | 365 | 10.6421 | 10
32849 | 8.67 | 1 | 2019-12-31 | 2020-12-31 | 365 | 10.1392 | 10
32664 | 9.01 | 1 | 2019-12-31 | 2020-12-31 | 365 | 10.5368 | 10
31825 | 3.38 | 1 | 2019-12-31 | 2020-12-31 | 365 | 3.9528 | 3
31991 | 5.355 | 1 | 2019-12-31 | 2020-12-31 | 365 | 6.2625 | 6
31989 | 2.6 | 1 | 2019-12-31 | 2020-12-31 | 365 | 3.0406 | 3
31968 | 8.84 | 1 | 2019-12-31 | 2020-12-31 | 365 | 10.338 | 10
31954 | 6.375 | 1 | 2019-12-31 | 2020-12-31 | 365 | 7.4553 | 7
31827 | 9.88 | 1 | 2019-12-31 | 2020-12-31 | 365 | 11.5543 | 11
31805 | 9.54 | 1 | 2019-12-31 | 2020-12-31 | 365 | 11.1566 | 11
31774 | 14.04 | 1 | 2019-12-31 | 2020-12-31 | 365 | 16.4192 | 16
31735 | 2.6 | 1 | 2019-12-31 | 2020-12-31 | 365 | 3.0406 | 3
31706 | 23.4 | 1 | 2019-12-31 | 2020-12-31 | 365 | 27.3654 | 27
31677 | 4.94 | 1 | 2019-12-31 | 2020-12-31 | 365 | 5.7771 | 5
30674 | 8.84 | 1 | 2019-12-31 | 2020-12-31 | 365 | 10.338 | 10
31110 | 9.1 | 1 | 2019-12-31 | 2020-12-31 | 365 | 10.6421 | 10
31222 | 2.08 | 1 | 2019-12-31 | 2020-12-31 | 365 | 2.4325 | 2
31056 | 5.46 | 1 | 2019-12-31 | 2020-12-31 | 365 | 6.3853 | 6
31213 | 7.54 | 1 | 2019-12-31 | 2020-12-31 | 365 | 8.8177 | 8
31664 | 13 | 1 | 2019-12-31 | 2020-12-31 | 365 | 15.203 | 15
31560 | 6.12 | 1 | 2019-12-31 | 2020-12-31 | 365 | 7.1571 | 7
31129 | 7.02 | 1 | 2019-12-31 | 2020-12-31 | 365 | 8.2096 | 8
31123 | 3.12 | 1 | 2019-12-31 | 2020-12-31 | 365 | 3.6487 | 3
31008 | 6.5 | 1 | 2019-12-31 | 2020-12-31 | 365 | 7.6015 | 7
31117 | 13.52 | 1 | 2019-12-31 | 2020-12-31 | 365 | 15.8111 | 15
31555 | 2.86 | 1 | 2019-12-31 | 2020-12-31 | 365 | 3.3447 | 3
31242 | 4.42 | 1 | 2019-12-31 | 2020-12-31 | 365 | 5.169 | 5
30971 | 8.32 | 1 | 2019-12-31 | 2020-12-31 | 365 | 9.7299 | 9
31239 | 5.72 | 1 | 2019-12-31 | 2020-12-31 | 365 | 6.6893 | 6
31549 | 4.16 | 1 | 2019-12-31 | 2020-12-31 | 365 | 4.865 | 4
31952 | 5.2 | 1 | 2019-12-31 | 2020-12-31 | 365 | 6.0812 | 6
31710 | 2.6 | 1 | 2019-12-31 | 2020-12-31 | 365 | 3.0406 | 3
32537 | 13.26 | 1 | 2019-12-31 | 2020-12-31 | 365 | 15.507 | 15
31823 | 4.42 | 1 | 2019-12-31 | 2020-12-31 | 365 | 5.169 | 5
31705 | 7.54 | 1 | 2019-12-31 | 2020-12-31 | 365 | 8.8177 | 8
31951 | 9.88 | 1 | 2019-12-31 | 2020-12-31 | 365 | 11.5543 | 11
31942 | 8.32 | 1 | 2019-12-31 | 2020-12-31 | 365 | 9.7299 | 9
31702 | 7.54 | 1 | 2019-12-31 | 2020-12-31 | 365 | 8.8177 | 8
31937 | 6.63 | 1 | 2019-12-31 | 2020-12-31 | 365 | 7.7535 | 7
31964 | 11.7 | 1 | 2019-12-31 | 2020-12-31 | 365 | 13.6827 | 13
31820 | 7.685 | 1 | 2019-12-31 | 2020-12-31 | 365 | 8.9873 | 8
33678 | 5.035 | 1 | 2019-12-31 | 2020-12-31 | 365 | 5.8882 | 5
31869 | 6.76 | 1 | 2019-12-31 | 2020-12-31 | 365 | 7.9055 | 7
31548 | 9.01 | 1 | 2019-12-31 | 2020-12-31 | 365 | 10.5368 | 10
31692 | 4.16 | 1 | 2019-12-31 | 2020-12-31 | 365 | 4.865 | 4
30794 | 2.08 | 1 | 2019-12-31 | 2020-12-31 | 365 | 2.4325 | 2
31814 | 12.22 | 1 | 2019-12-31 | 2020-12-31 | 365 | 14.2908 | 14
30448 | 9.62 | 1 | 2019-12-31 | 2020-12-31 | 365 | 11.2502 | 11
31533 | 8.32 | 1 | 2019-12-31 | 2020-12-31 | 365 | 9.7299 | 9
30401 | 5.98 | 1 | 2019-12-31 | 2020-12-31 | 365 | 6.9934 | 6
30410 | 4.42 | 1 | 2019-12-31 | 2020-12-31 | 365 | 5.169 | 5
30551 | 8.58 | 1 | 2019-12-31 | 2020-12-31 | 365 | 10.034 | 10
30571 | 13.25 | 1 | 2019-12-31 | 2020-12-31 | 365 | 15.4953 | 15
30408 | 10.4 | 1 | 2019-12-31 | 2020-12-31 | 365 | 12.1624 | 12
30413 | 2.86 | 1 | 2019-12-31 | 2020-12-31 | 365 | 3.3447 | 3
30321 | 6.76 | 1 | 2019-12-31 | 2020-12-31 | 365 | 7.9055 | 7
31103 | 3.71 | 1 | 2019-12-31 | 2020-12-31 | 365 | 4.3387 | 4
31051 | 12.48 | 1 | 2019-12-31 | 2020-12-31 | 365 | 14.5949 | 14
31105 | 11.96 | 1 | 2019-12-31 | 2020-12-31 | 365 | 13.9867 | 13
30257 | 6.5 | 1 | 2019-12-31 | 2020-12-31 | 365 | 7.6015 | 7
31115 | 3.64 | 1 | 2019-12-31 | 2020-12-31 | 365 | 4.2568 | 4
30165 | 5.2 | 1 | 2019-12-31 | 2020-12-31 | 365 | 6.0812 | 6
30417 | 8.84 | 1 | 2019-12-31 | 2020-12-31 | 365 | 10.338 | 10
30366 | 4.42 | 1 | 2019-12-31 | 2020-12-31 | 365 | 5.169 | 5
29672 | 8.58 | 1 | 2019-12-31 | 2020-12-31 | 365 | 10.034 | 10
31084 | 7.395 | 1 | 2019-12-31 | 2020-12-31 | 365 | 8.6482 | 8
30355 | 5.2 | 1 | 2019-12-31 | 2020-12-31 | 365 | 6.0812 | 6
30089 | 3.12 | 1 | 2019-12-31 | 2020-12-31 | 365 | 3.6487 | 3
30422 | 10.92 | 1 | 2019-12-31 | 2020-12-31 | 365 | 12.7705 | 12
30432 | 7.02 | 1 | 2019-12-31 | 2020-12-31 | 365 | 8.2096 | 8
30363 | 3.64 | 1 | 2019-12-31 | 2020-12-31 | 365 | 4.2568 | 4
29704 | 3.64 | 1 | 2019-12-31 | 2020-12-31 | 365 | 4.2568 | 4
31087 | 7.02 | 1 | 2019-12-31 | 2020-12-31 | 365 | 8.2096 | 8
30173 | 7.8 | 1 | 2019-12-31 | 2020-12-31 | 365 | 9.1218 | 9
30653 | 4.94 | 1 | 2019-12-31 | 2020-12-31 | 365 | 5.7771 | 5
30002 | 2.915 | 1 | 2019-12-31 | 2020-12-31 | 365 | 3.409 | 3
30696 | 3.71 | 1 | 2019-12-31 | 2020-12-31 | 365 | 4.3387 | 4
35004 | 5.46 | 1 | 2019-12-31 | 2020-12-31 | 365 | 6.3853 | 6
30269 | 3.38 | 1 | 2019-12-31 | 2020-12-31 | 365 | 3.9528 | 3
35006 | 3.9 | 1 | 2019-12-31 | 2020-12-31 | 365 | 4.5609 | 4
34954 | 5.46 | 1 | 2019-12-31 | 2020-12-31 | 365 | 6.3853 | 6
35014 | 8.67 | 1 | 2019-12-31 | 2020-12-31 | 365 | 10.1392 | 10
35016 | 9.1 | 1 | 2019-12-31 | 2020-12-31 | 365 | 10.6421 | 10
33737 | 6.76 | 1 | 2019-12-31 | 2020-12-31 | 365 | 7.9055 | 7
35017 | 7 | 1 | 2019-12-31 | 2020-12-31 | 365 | 8.1862 | 8
33679 | 5.565 | 1 | 2019-12-31 | 2020-12-31 | 365 | 6.508 | 6
35027 | 6.24 | 1 | 2019-12-31 | 2020-12-31 | 365 | 7.2974 | 7
35025 | 9.1 | 1 | 2019-12-31 | 2020-12-31 | 365 | 10.6421 | 10
35037 | 7.02 | 1 | 2019-12-31 | 2020-12-31 | 365 | 8.2096 | 8
30274 | 3.12 | 1 | 2019-12-31 | 2020-12-31 | 365 | 3.6487 | 3
35043 | 4.94 | 1 | 2019-12-31 | 2020-12-31 | 365 | 5.7771 | 5
35052 | 8.32 | 1 | 2019-12-31 | 2020-12-31 | 365 | 9.7299 | 9
33777 | 10.14 | 1 | 2019-12-31 | 2020-12-31 | 365 | 11.8583 | 11
30285 | 3.12 | 1 | 2019-12-31 | 2020-12-31 | 365 | 3.6487 | 3
33682 | 11.44 | 1 | 2019-12-31 | 2020-12-31 | 365 | 13.3786 | 13
33602 | 7.02 | 1 | 2019-12-31 | 2020-12-31 | 365 | 8.2096 | 8
33690 | 6.24 | 1 | 2019-12-31 | 2020-12-31 | 365 | 7.2974 | 7
30298 | 12.72 | 1 | 2019-12-31 | 2020-12-31 | 365 | 14.8755 | 14
33695 | 2.34 | 1 | 2019-12-31 | 2020-12-31 | 365 | 2.7365 | 2
30314 | 7.28 | 1 | 2019-12-31 | 2020-12-31 | 365 | 8.5137 | 8
33700 | 3.38 | 1 | 2019-12-31 | 2020-12-31 | 365 | 3.9528 | 3
33643 | 4.05 | 1 | 2019-12-31 | 2020-12-31 | 365 | 4.7363 | 4
33650 | 4.16 | 1 | 2019-12-31 | 2020-12-31 | 365 | 4.865 | 4
34942 | 3.9 | 1 | 2019-12-31 | 2020-12-31 | 365 | 4.5609 | 4
33440 | 7.28 | 1 | 2019-12-31 | 2020-12-31 | 365 | 8.5137 | 8
33356 | 9.36 | 1 | 2019-12-31 | 2020-12-31 | 365 | 10.9461 | 10
33329 | 6.5 | 1 | 2019-12-31 | 2020-12-31 | 365 | 7.6015 | 7
33355 | 4.24 | 1 | 2019-12-31 | 2020-12-31 | 365 | 4.9585 | 4
33404 | 7.14 | 1 | 2019-12-31 | 2020-12-31 | 365 | 8.3499 | 8
33370 | 8.32 | 1 | 2019-12-31 | 2020-12-31 | 365 | 9.7299 | 9
33365 | 14.045 | 1 | 2019-12-31 | 2020-12-31 | 365 | 16.4251 | 16
33523 | 7.02 | 1 | 2019-12-31 | 2020-12-31 | 365 | 8.2096 | 8
33383 | 11.44 | 1 | 2019-12-31 | 2020-12-31 | 365 | 13.3786 | 13
33533 | 8.16 | 1 | 2019-12-31 | 2020-12-31 | 365 | 9.5428 | 9
33410 | 7.395 | 1 | 2019-12-31 | 2020-12-31 | 365 | 8.6482 | 8
33552 | 3.64 | 1 | 2019-12-31 | 2020-12-31 | 365 | 4.2568 | 4
33590 | 10.14 | 1 | 2019-12-31 | 2020-12-31 | 365 | 11.8583 | 11
35044 | 3.12 | 1 | 2019-12-31 | 2020-12-31 | 365 | 3.6487 | 3
35054 | 10.14 | 1 | 2019-12-31 | 2020-12-31 | 365 | 11.8583 | 11
33462 | 15.08 | 1 | 2019-12-31 | 2020-12-31 | 365 | 17.6355 | 17
35064 | 3.38 | 1 | 2019-12-31 | 2020-12-31 | 365 | 3.9528 | 3
33469 | 5.98 | 1 | 2019-12-31 | 2020-12-31 | 365 | 6.9934 | 6
35067 | 14.045 | 1 | 2019-12-31 | 2020-12-31 | 365 | 16.4251 | 16
34226 | 4.505 | 1 | 2019-12-31 | 2020-12-31 | 365 | 5.2684 | 5
35078 | 9.36 | 1 | 2019-12-31 | 2020-12-31 | 365 | 10.9461 | 10
35089 | 9.88 | 1 | 2019-12-31 | 2020-12-31 | 365 | 11.5543 | 11
35087 | 6.76 | 1 | 2019-12-31 | 2020-12-31 | 365 | 7.9055 | 7
33423 | 9.1 | 1 | 2019-12-31 | 2020-12-31 | 365 | 10.6421 | 10
35095 | 9.88 | 1 | 2019-12-31 | 2020-12-31 | 365 | 11.5543 | 11
35099 | 6.095 | 1 | 2019-12-31 | 2020-12-31 | 365 | 7.1279 | 7
35084 | 8.32 | 1 | 2019-12-31 | 2020-12-31 | 365 | 9.7299 | 9
35102 | 10.14 | 1 | 2019-12-31 | 2020-12-31 | 365 | 11.8583 | 11
35105 | 8.32 | 1 | 2019-12-31 | 2020-12-31 | 365 | 9.7299 | 9
35101 | 7.02 | 1 | 2019-12-31 | 2020-12-31 | 365 | 8.2096 | 8
34168 | 5.46 | 1 | 2019-12-31 | 2020-12-31 | 365 | 6.3853 | 6
35108 | 8.32 | 1 | 2019-12-31 | 2020-12-31 | 365 | 9.7299 | 9
34587 | 5.72 | 1 | 2019-12-31 | 2020-12-31 | 365 | 6.6893 | 6
35110 | 7.02 | 1 | 2019-12-31 | 2020-12-31 | 365 | 8.2096 | 8
34575 | 13 | 1 | 2019-12-31 | 2020-12-31 | 365 | 15.203 | 15
35109 | 10.4 | 1 | 2019-12-31 | 2020-12-31 | 365 | 12.1624 | 12
34361 | 10.4 | 1 | 2019-12-31 | 2020-12-31 | 365 | 12.1624 | 12
35113 | 10.07 | 1 | 2019-12-31 | 2020-12-31 | 365 | 11.7765 | 11
32568 | 9.36 | 1 | 2019-12-31 | 2020-12-31 | 365 | 10.9461 | 10
35119 | 4.68 | 1 | 2019-12-31 | 2020-12-31 | 365 | 5.4731 | 5
33248 | 6.5 | 1 | 2019-12-31 | 2020-12-31 | 365 | 7.6015 | 7
35115 | 2.34 | 1 | 2019-12-31 | 2020-12-31 | 365 | 2.7365 | 2
34935 | 13 | 1 | 2019-12-31 | 2020-12-31 | 365 | 15.203 | 15
35117 | 3.9 | 1 | 2019-12-31 | 2020-12-31 | 365 | 4.5609 | 4
34914 | 5.83 | 1 | 2019-12-31 | 2020-12-31 | 365 | 6.818 | 6
32342 | 10.92 | 1 | 2019-12-31 | 2020-12-31 | 365 | 12.7705 | 12
33309 | 3.9 | 1 | 2019-12-31 | 2020-12-31 | 365 | 4.5609 | 4
33225 | 7.28 | 1 | 2019-12-31 | 2020-12-31 | 365 | 8.5137 | 8
33160 | 3.12 | 1 | 2019-12-31 | 2020-12-31 | 365 | 3.6487 | 3
33151 | 6.63 | 1 | 2019-12-31 | 2020-12-31 | 365 | 7.7535 | 7
30920 | 8.32 | 1 | 2019-12-31 | 2020-12-31 | 365 | 9.7299 | 9
32876 | 5.2 | 1 | 2019-12-31 | 2020-12-31 | 365 | 6.0812 | 6
32331 | 5.98 | 1 | 2019-12-31 | 2020-12-31 | 365 | 6.9934 | 6
31812 | 12.22 | 1 | 2019-12-31 | 2020-12-31 | 365 | 14.2908 | 14
29266 | 2.34 | 1 | 2019-12-31 | 2020-12-31 | 365 | 2.7365 | 2
31099 | 3.64 | 1 | 2019-12-31 | 2020-12-31 | 365 | 4.2568 | 4
31096 | 7.8 | 1 | 2019-12-31 | 2020-12-31 | 365 | 9.1218 | 9
28817 | 6.76 | 1 | 2019-12-31 | 2020-12-31 | 365 | 7.9055 | 7
33872 | 3.9 | 1 | 2019-12-31 | 2020-12-31 | 365 | 4.5609 | 4
34501 | 4.94 | 1 | 2019-12-31 | 2020-12-31 | 365 | 5.7771 | 5
29960 | 10.4 | 1 | 2019-12-31 | 2020-12-31 | 365 | 12.1624 | 12
35139 | 4.94 | 1 | 2019-12-31 | 2020-12-31 | 365 | 5.7771 | 5
35147 | 8.745 | 1 | 2019-12-31 | 2020-12-31 | 365 | 10.2269 | 10
35153 | 10.14 | 1 | 2019-12-31 | 2020-12-31 | 365 | 11.8583 | 11
34802 | 6.36 | 1 | 2019-12-31 | 2020-12-31 | 365 | 7.4378 | 7
35169 | 4.94 | 1 | 2019-12-31 | 2020-12-31 | 365 | 5.7771 | 5
35170 | 8.84 | 1 | 2019-12-31 | 2020-12-31 | 365 | 10.338 | 10
35175 | 11.7 | 1 | 2019-12-31 | 2020-12-31 | 365 | 13.6827 | 13
35185 | 4.845 | 1 | 2019-12-31 | 2020-12-31 | 365 | 5.666 | 5
35184 | 6.76 | 1 | 2019-12-31 | 2020-12-31 | 365 | 7.9055 | 7
35201 | 9.69 | 1 | 2019-12-31 | 2020-12-31 | 365 | 11.3321 | 11
35198 | 9.18 | 1 | 2019-12-31 | 2020-12-31 | 365 | 10.7356 | 10
35205 | 5.98 | 1 | 2019-12-31 | 2020-12-31 | 365 | 6.9934 | 6
35207 | 2.295 | 1 | 2019-12-31 | 2020-12-31 | 365 | 2.6839 | 2
35214 | 10.92 | 1 | 2019-12-31 | 2020-12-31 | 365 | 12.7705 | 12
35217 | 3.64 | 1 | 2019-12-31 | 2020-12-31 | 365 | 4.2568 | 4
35221 | 7.28 | 1 | 2019-12-31 | 2020-12-31 | 365 | 8.5137 | 8
35222 | 9.62 | 1 | 2019-12-31 | 2020-12-31 | 365 | 11.2502 | 11
35226 | 6.24 | 1 | 2019-12-31 | 2020-12-31 | 365 | 7.2974 | 7
35233 | 4.42 | 1 | 2019-12-31 | 2020-12-31 | 365 | 5.169 | 5
35246 | 6.76 | 1 | 2019-12-31 | 2020-12-31 | 365 | 7.9055 | 7
34943 | 5.2 | 1 | 2019-12-31 | 2020-12-31 | 365 | 6.0812 | 6
34944 | 11.395 | 1 | 2019-12-31 | 2020-12-31 | 365 | 13.326 | 13
34947 | 11.96 | 1 | 2019-12-31 | 2020-12-31 | 365 | 13.9867 | 13
34961 | 13.77 | 1 | 2019-12-31 | 2020-12-31 | 365 | 16.1035 | 16
34962 | 3.9 | 1 | 2019-12-31 | 2020-12-31 | 365 | 4.5609 | 4
34966 | 4.42 | 1 | 2019-12-31 | 2020-12-31 | 365 | 5.169 | 5
34980 | 4.16 | 1 | 2019-12-31 | 2020-12-31 | 365 | 4.865 | 4
34981 | 9.36 | 1 | 2019-12-31 | 2020-12-31 | 365 | 10.9461 | 10
34957 | 3.12 | 1 | 2019-12-31 | 2020-12-31 | 365 | 3.6487 | 3
34986 | 15.6 | 1 | 2019-12-31 | 2020-12-31 | 365 | 18.2436 | 18
34996 | 5.46 | 1 | 2019-12-31 | 2020-12-31 | 365 | 6.3853 | 6
34997 | 4.16 | 1 | 2019-12-31 | 2020-12-31 | 365 | 4.865 | 4
34999 | 3.38 | 1 | 2019-12-31 | 2020-12-31 | 365 | 3.9528 | 3
35127 | 5.2 | 1 | 2019-12-31 | 2020-12-31 | 365 | 6.0812 | 6
35208 | 4.94 | 1 | 2019-12-31 | 2020-12-31 | 365 | 5.7771 | 5
35191 | 9.36 | 1 | 2019-12-31 | 2020-12-31 | 365 | 10.9461 | 10
35178 | 5.46 | 1 | 2019-12-31 | 2020-12-31 | 365 | 6.3853 | 6
33725 | 4.68 | 1 | 2019-12-31 | 2020-12-31 | 365 | 5.4731 | 5
35362 | 3.71 | 1 | 2019-12-31 | 2020-12-31 | 365 | 4.3387 | 4
35364 | 2.65 | 1 | 2019-12-31 | 2020-12-31 | 365 | 3.0991 | 3
35365 | 5.72 | 1 | 2019-12-31 | 2020-12-31 | 365 | 6.6893 | 6
35368 | 8.32 | 1 | 2019-12-31 | 2020-12-31 | 365 | 9.7299 | 9
35373 | 4.68 | 1 | 2019-12-31 | 2020-12-31 | 365 | 5.4731 | 5
35369 | 18.98 | 1 | 2019-12-31 | 2020-12-31 | 365 | 22.1964 | 22
35372 | 3.71 | 1 | 2019-12-31 | 2020-12-31 | 365 | 4.3387 | 4
30934 | 5.565 | 1 | 2019-12-31 | 2020-12-31 | 365 | 6.508 | 6
35381 | 9.36 | 1 | 2019-12-31 | 2020-12-31 | 365 | 10.9461 | 10
35380 | 5.035 | 1 | 2019-12-31 | 2020-12-31 | 365 | 5.8882 | 5
35386 | 9.36 | 1 | 2019-12-31 | 2020-12-31 | 365 | 10.9461 | 10
35437 | 7.54 | 1 | 2019-12-31 | 2020-12-31 | 365 | 8.8177 | 8
35390 | 7.8 | 1 | 2019-12-31 | 2020-12-31 | 365 | 9.1218 | 9
35443 | 2.86 | 1 | 2019-12-31 | 2020-12-31 | 365 | 3.3447 | 3
35388 | 6.76 | 1 | 2019-12-31 | 2020-12-31 | 365 | 7.9055 | 7
35377 | 12.72 | 1 | 2019-12-31 | 2020-12-31 | 365 | 14.8755 | 14
35442 | 3.12 | 1 | 2019-12-31 | 2020-12-31 | 365 | 3.6487 | 3
35391 | 9.62 | 1 | 2019-12-31 | 2020-12-31 | 365 | 11.2502 | 11
35441 | 9.1 | 1 | 2019-12-31 | 2020-12-31 | 365 | 10.6421 | 10
33558 | 10.14 | 1 | 2019-12-31 | 2020-12-31 | 365 | 11.8583 | 11
35428 | 5.98 | 1 | 2019-12-31 | 2020-12-31 | 365 | 6.9934 | 6
35444 | 3.9 | 1 | 2019-12-31 | 2020-12-31 | 365 | 4.5609 | 4
35446 | 5.98 | 1 | 2019-12-31 | 2020-12-31 | 365 | 6.9934 | 6
35453 | 8.32 | 1 | 2019-12-31 | 2020-12-31 | 365 | 9.7299 | 9
35454 | 6.76 | 1 | 2019-12-31 | 2020-12-31 | 365 | 7.9055 | 7
35456 | 8.84 | 1 | 2019-12-31 | 2020-12-31 | 365 | 10.338 | 10
35460 | 7.02 | 1 | 2019-12-31 | 2020-12-31 | 365 | 8.2096 | 8
35459 | 7.8 | 1 | 2019-12-31 | 2020-12-31 | 365 | 9.1218 | 9
35465 | 4.68 | 1 | 2019-12-31 | 2020-12-31 | 365 | 5.4731 | 5
35466 | 3.9 | 1 | 2019-12-31 | 2020-12-31 | 365 | 4.5609 | 4
35464 | 9.275 | 1 | 2019-12-31 | 2020-12-31 | 365 | 10.8467 | 10
35470 | 4.68 | 1 | 2019-12-31 | 2020-12-31 | 365 | 5.4731 | 5
35468 | 7.155 | 1 | 2019-12-31 | 2020-12-31 | 365 | 8.3675 | 8
35479 | 7.54 | 1 | 2019-12-31 | 2020-12-31 | 365 | 8.8177 | 8
35481 | 7.95 | 1 | 2019-12-31 | 2020-12-31 | 365 | 9.2972 | 9
35482 | 3.12 | 1 | 2019-12-31 | 2020-12-31 | 365 | 3.6487 | 3
35475 | 8.58 | 1 | 2019-12-31 | 2020-12-31 | 365 | 10.034 | 10
35493 | 12.455 | 1 | 2019-12-31 | 2020-12-31 | 365 | 14.5656 | 14
35491 | 12.48 | 1 | 2019-12-31 | 2020-12-31 | 365 | 14.5949 | 14
35488 | 6.24 | 1 | 2019-12-31 | 2020-12-31 | 365 | 7.2974 | 7
35502 | 11.44 | 1 | 2019-12-31 | 2020-12-31 | 365 | 13.3786 | 13
35516 | 4.42 | 1 | 2019-12-31 | 2020-12-31 | 365 | 5.169 | 5
35512 | 4.68 | 1 | 2019-12-31 | 2020-12-31 | 365 | 5.4731 | 5
35522 | 7.8 | 1 | 2019-12-31 | 2020-12-31 | 365 | 9.1218 | 9
35523 | 3.38 | 1 | 2019-12-31 | 2020-12-31 | 365 | 3.9528 | 3
35521 | 5.46 | 1 | 2019-12-31 | 2020-12-31 | 365 | 6.3853 | 6
35501 | 6.24 | 1 | 2019-12-31 | 2020-12-31 | 365 | 7.2974 | 7
35392 | 5.72 | 1 | 2019-12-31 | 2020-12-31 | 365 | 6.6893 | 6
35398 | 5.46 | 1 | 2019-12-31 | 2020-12-31 | 365 | 6.3853 | 6
35402 | 3.975 | 1 | 2019-12-31 | 2020-12-31 | 365 | 4.6486 | 4
35395 | 9.88 | 1 | 2019-12-31 | 2020-12-31 | 365 | 11.5543 | 11
35404 | 4.94 | 1 | 2019-12-31 | 2020-12-31 | 365 | 5.7771 | 5
35406 | 7.28 | 1 | 2019-12-31 | 2020-12-31 | 365 | 8.5137 | 8
35401 | 10.66 | 1 | 2019-12-31 | 2020-12-31 | 365 | 12.4664 | 12
35407 | 4.68 | 1 | 2019-12-31 | 2020-12-31 | 365 | 5.4731 | 5
35399 | 5.72 | 1 | 2019-12-31 | 2020-12-31 | 365 | 6.6893 | 6
35408 | 3.38 | 1 | 2019-12-31 | 2020-12-31 | 365 | 3.9528 | 3
35405 | 8.06 | 1 | 2019-12-31 | 2020-12-31 | 365 | 9.4258 | 9
35409 | 14.04 | 1 | 2019-12-31 | 2020-12-31 | 365 | 16.4192 | 16
35412 | 6.24 | 1 | 2019-12-31 | 2020-12-31 | 365 | 7.2974 | 7
35414 | 6.76 | 1 | 2019-12-31 | 2020-12-31 | 365 | 7.9055 | 7
35410 | 8.32 | 1 | 2019-12-31 | 2020-12-31 | 365 | 9.7299 | 9
35416 | 5.98 | 1 | 2019-12-31 | 2020-12-31 | 365 | 6.9934 | 6
35418 | 7.28 | 1 | 2019-12-31 | 2020-12-31 | 365 | 8.5137 | 8
35413 | 9.88 | 1 | 2019-12-31 | 2020-12-31 | 365 | 11.5543 | 11
35420 | 4.68 | 1 | 2019-12-31 | 2020-12-31 | 365 | 5.4731 | 5
35417 | 4.94 | 1 | 2019-12-31 | 2020-12-31 | 365 | 5.7771 | 5
30808 | 7.28 | 1 | 2019-12-31 | 2020-12-31 | 365 | 8.5137 | 8
35422 | 5.98 | 1 | 2019-12-31 | 2020-12-31 | 365 | 6.9934 | 6
35430 | 4.42 | 1 | 2019-12-31 | 2020-12-31 | 365 | 5.169 | 5
35426 | 3.445 | 1 | 2019-12-31 | 2020-12-31 | 365 | 4.0288 | 4
35435 | 8.84 | 1 | 2019-12-31 | 2020-12-31 | 365 | 10.338 | 10
35424 | 6.5 | 1 | 2019-12-31 | 2020-12-31 | 365 | 7.6015 | 7
35429 | 12.985 | 1 | 2019-12-31 | 2020-12-31 | 365 | 15.1854 | 15
35438 | 5.3 | 1 | 2019-12-31 | 2020-12-31 | 365 | 6.1981 | 6
35531 | 9.18 | 1 | 2019-12-31 | 2020-12-31 | 365 | 10.7356 | 10
35543 | 4.68 | 1 | 2019-12-31 | 2020-12-31 | 365 | 5.4731 | 5
35862 | 10.4 | 1 | 2019-12-31 | 2020-12-31 | 365 | 12.1624 | 12
35544 | 11.44 | 1 | 2019-12-31 | 2020-12-31 | 365 | 13.3786 | 13
35871 | 3.64 | 1 | 2019-12-31 | 2020-12-31 | 365 | 4.2568 | 4
35552 | 4.94 | 1 | 2019-12-31 | 2020-12-31 | 365 | 5.7771 | 5
35869 | 7.54 | 1 | 2019-12-31 | 2020-12-31 | 365 | 8.8177 | 8
35555 | 3.57 | 1 | 2019-12-31 | 2020-12-31 | 365 | 4.175 | 4
35872 | 8.84 | 1 | 2019-12-31 | 2020-12-31 | 365 | 10.338 | 10
35554 | 5.46 | 1 | 2019-12-31 | 2020-12-31 | 365 | 6.3853 | 6
35876 | 6.5 | 1 | 2019-12-31 | 2020-12-31 | 365 | 7.6015 | 7
31747 | 7.65 | 1 | 2019-12-31 | 2020-12-31 | 365 | 8.9464 | 8
35564 | 10.92 | 1 | 2019-12-31 | 2020-12-31 | 365 | 12.7705 | 12
35877 | 7.54 | 1 | 2019-12-31 | 2020-12-31 | 365 | 8.8177 | 8
35885 | 12.74 | 1 | 2019-12-31 | 2020-12-31 | 365 | 14.8989 | 14
35573 | 14.04 | 1 | 2019-12-31 | 2020-12-31 | 365 | 16.4192 | 16
35570 | 10.4 | 1 | 2019-12-31 | 2020-12-31 | 365 | 12.1624 | 12
35562 | 2.34 | 1 | 2019-12-31 | 2020-12-31 | 365 | 2.7365 | 2
35578 | 11.7 | 1 | 2019-12-31 | 2020-12-31 | 365 | 13.6827 | 13
35551 | 10.14 | 1 | 2019-12-31 | 2020-12-31 | 365 | 11.8583 | 11
35589 | 5.72 | 1 | 2019-12-31 | 2020-12-31 | 365 | 6.6893 | 6
35596 | 5.98 | 1 | 2019-12-31 | 2020-12-31 | 365 | 6.9934 | 6
35581 | 6.76 | 1 | 2019-12-31 | 2020-12-31 | 365 | 7.9055 | 7
35594 | 11.44 | 1 | 2019-12-31 | 2020-12-31 | 365 | 13.3786 | 13
35600 | 6.76 | 1 | 2019-12-31 | 2020-12-31 | 365 | 7.9055 | 7
35608 | 5.5 | 1 | 2019-12-31 | 2020-12-31 | 365 | 6.432 | 6
35602 | 3.38 | 1 | 2019-12-31 | 2020-12-31 | 365 | 3.9528 | 3
35611 | 8.58 | 1 | 2019-12-31 | 2020-12-31 | 365 | 10.034 | 10
35603 | 7.8 | 1 | 2019-12-31 | 2020-12-31 | 365 | 9.1218 | 9
34956 | 3.9 | 1 | 2019-12-31 | 2020-12-31 | 365 | 4.5609 | 4
35621 | 12.48 | 1 | 2019-12-31 | 2020-12-31 | 365 | 14.5949 | 14
35625 | 2.97 | 1 | 2019-12-31 | 2020-12-31 | 365 | 3.4733 | 3
35628 | 4.24 | 1 | 2019-12-31 | 2020-12-31 | 365 | 4.9585 | 4
35890 | 6.12 | 1 | 2019-12-31 | 2020-12-31 | 365 | 7.1571 | 7
35896 | 13.52 | 1 | 2019-12-31 | 2020-12-31 | 365 | 15.8111 | 15
35907 | 16.12 | 1 | 2019-12-31 | 2020-12-31 | 365 | 18.8517 | 18
33605 | 11.44 | 1 | 2019-12-31 | 2020-12-31 | 365 | 13.3786 | 13
32465 | 5.72 | 1 | 2019-12-31 | 2020-12-31 | 365 | 6.6893 | 6
35921 | 8.58 | 1 | 2019-12-31 | 2020-12-31 | 365 | 10.034 | 10
35935 | 3.57 | 1 | 2019-12-31 | 2020-12-31 | 365 | 4.175 | 4
35944 | 14.04 | 1 | 2019-12-31 | 2020-12-31 | 365 | 16.4192 | 16
35629 | 5.46 | 1 | 2019-12-31 | 2020-12-31 | 365 | 6.3853 | 6
30205 | 2.08 | 1 | 2019-12-31 | 2020-12-31 | 365 | 2.4325 | 2
30248 | 11.395 | 1 | 2019-12-31 | 2020-12-31 | 365 | 13.326 | 13
35992 | 4.42 | 1 | 2019-12-31 | 2020-12-31 | 365 | 5.169 | 5
35635 | 10.4 | 1 | 2019-12-31 | 2020-12-31 | 365 | 12.1624 | 12
35996 | 7.95 | 1 | 2019-12-31 | 2020-12-31 | 365 | 9.2972 | 9
34689 | 4.59 | 1 | 2019-12-31 | 2020-12-31 | 365 | 5.3678 | 5
35993 | 11.18 | 1 | 2019-12-31 | 2020-12-31 | 365 | 13.0746 | 13
35638 | 8.84 | 1 | 2019-12-31 | 2020-12-31 | 365 | 10.338 | 10
35999 | 4.16 | 1 | 2019-12-31 | 2020-12-31 | 365 | 4.865 | 4
30409 | 2.86 | 1 | 2019-12-31 | 2020-12-31 | 365 | 3.3447 | 3
36001 | 8.58 | 1 | 2019-12-31 | 2020-12-31 | 365 | 10.034 | 10
35997 | 5.2 | 1 | 2019-12-31 | 2020-12-31 | 365 | 6.0812 | 6
18444 | 7.905 | 1 | 2019-12-31 | 2020-12-31 | 365 | 9.2446 | 9
36010 | 11.925 | 1 | 2019-12-31 | 2020-12-31 | 365 | 13.9458 | 13
35641 | 10.4 | 1 | 2019-12-31 | 2020-12-31 | 365 | 12.1624 | 12
36008 | 7.28 | 1 | 2019-12-31 | 2020-12-31 | 365 | 8.5137 | 8
31785 | 5.98 | 1 | 2019-12-31 | 2020-12-31 | 365 | 6.9934 | 6
32856 | 7.02 | 1 | 2019-12-31 | 2020-12-31 | 365 | 8.2096 | 8
35646 | 9.36 | 1 | 2019-12-31 | 2020-12-31 | 365 | 10.9461 | 10
35649 | 2.43 | 1 | 2019-12-31 | 2020-12-31 | 365 | 2.8418 | 2
35654 | 9.69 | 1 | 2019-12-31 | 2020-12-31 | 365 | 11.3321 | 11
35653 | 6.5 | 1 | 2019-12-31 | 2020-12-31 | 365 | 7.6015 | 7
30837 | 6.76 | 1 | 2019-12-31 | 2020-12-31 | 365 | 7.9055 | 7
35656 | 7.8 | 1 | 2019-12-31 | 2020-12-31 | 365 | 9.1218 | 9
36003 | 4.24 | 1 | 2019-12-31 | 2020-12-31 | 365 | 4.9585 | 4
36017 | 2.86 | 1 | 2019-12-31 | 2020-12-31 | 365 | 3.3447 | 3
36016 | 13.52 | 1 | 2019-12-31 | 2020-12-31 | 365 | 15.8111 | 15
36020 | 12.72 | 1 | 2019-12-31 | 2020-12-31 | 365 | 14.8755 | 14
36019 | 8.84 | 1 | 2019-12-31 | 2020-12-31 | 365 | 10.338 | 10
36024 | 2.34 | 1 | 2019-12-31 | 2020-12-31 | 365 | 2.7365 | 2
36021 | 10.2 | 1 | 2019-12-31 | 2020-12-31 | 365 | 11.9285 | 11
36031 | 7.28 | 1 | 2019-12-31 | 2020-12-31 | 365 | 8.5137 | 8
36032 | 11.13 | 1 | 2019-12-31 | 2020-12-31 | 365 | 13.0161 | 13
36034 | 5.2 | 1 | 2019-12-31 | 2020-12-31 | 365 | 6.0812 | 6
30385 | 10.14 | 1 | 2019-12-31 | 2020-12-31 | 365 | 11.8583 | 11
36036 | 11.44 | 1 | 2019-12-31 | 2020-12-31 | 365 | 13.3786 | 13
36037 | 4.42 | 1 | 2019-12-31 | 2020-12-31 | 365 | 5.169 | 5
36041 | 6.24 | 1 | 2019-12-31 | 2020-12-31 | 365 | 7.2974 | 7
36043 | 4.42 | 1 | 2019-12-31 | 2020-12-31 | 365 | 5.169 | 5
36044 | 3.975 | 1 | 2019-12-31 | 2020-12-31 | 365 | 4.6486 | 4
36050 | 2.08 | 1 | 2019-12-31 | 2020-12-31 | 365 | 2.4325 | 2
36049 | 12.22 | 1 | 2019-12-31 | 2020-12-31 | 365 | 14.2908 | 14
36051 | 2.08 | 1 | 2019-12-31 | 2020-12-31 | 365 | 2.4325 | 2
36059 | 7.14 | 1 | 2019-12-31 | 2020-12-31 | 365 | 8.3499 | 8
36064 | 5.72 | 1 | 2019-12-31 | 2020-12-31 | 365 | 6.6893 | 6
36047 | 8.58 | 1 | 2019-12-31 | 2020-12-31 | 365 | 10.034 | 10
36062 | 6.76 | 1 | 2019-12-31 | 2020-12-31 | 365 | 7.9055 | 7
36058 | 4.42 | 1 | 2019-12-31 | 2020-12-31 | 365 | 5.169 | 5
36072 | 6.24 | 1 | 2019-12-31 | 2020-12-31 | 365 | 7.2974 | 7
36074 | 3.18 | 1 | 2019-12-31 | 2020-12-31 | 365 | 3.7189 | 3
36075 | 5.72 | 1 | 2019-12-31 | 2020-12-31 | 365 | 6.6893 | 6
36067 | 7.54 | 1 | 2019-12-31 | 2020-12-31 | 365 | 8.8177 | 8
36079 | 14.04 | 1 | 2019-12-31 | 2020-12-31 | 365 | 16.4192 | 16
36027 | 8.745 | 1 | 2019-12-31 | 2020-12-31 | 365 | 10.2269 | 10
36045 | 5.61 | 1 | 2019-12-31 | 2020-12-31 | 365 | 6.5607 | 6
36065 | 2.08 | 1 | 2019-12-31 | 2020-12-31 | 365 | 2.4325 | 2
36077 | 5.035 | 1 | 2019-12-31 | 2020-12-31 | 365 | 5.8882 | 5
36085 | 6.89 | 1 | 2019-12-31 | 2020-12-31 | 365 | 8.0576 | 8
36082 | 6.76 | 1 | 2019-12-31 | 2020-12-31 | 365 | 7.9055 | 7
35975 | 14.82 | 1 | 2019-12-31 | 2020-12-31 | 365 | 17.3314 | 17
35984 | 8.16 | 1 | 2019-12-31 | 2020-12-31 | 365 | 9.5428 | 9
36002 | 8.84 | 1 | 2019-12-31 | 2020-12-31 | 365 | 10.338 | 10
36087 | 6.24 | 1 | 2019-12-31 | 2020-12-31 | 365 | 7.2974 | 7
36089 | 2.34 | 1 | 2019-12-31 | 2020-12-31 | 365 | 2.7365 | 2
36090 | 10.4 | 1 | 2019-12-31 | 2020-12-31 | 365 | 12.1624 | 12
33669 | 4.16 | 1 | 2019-12-31 | 2020-12-31 | 365 | 4.865 | 4
36088 | 5.72 | 1 | 2019-12-31 | 2020-12-31 | 365 | 6.6893 | 6
36094 | 5.2 | 1 | 2019-12-31 | 2020-12-31 | 365 | 6.0812 | 6
36092 | 7.02 | 1 | 2019-12-31 | 2020-12-31 | 365 | 8.2096 | 8
36096 | 6.375 | 1 | 2019-12-31 | 2020-12-31 | 365 | 7.4553 | 7
36095 | 5.46 | 1 | 2019-12-31 | 2020-12-31 | 365 | 6.3853 | 6
36084 | 7.155 | 1 | 2019-12-31 | 2020-12-31 | 365 | 8.3675 | 8
36093 | 7.02 | 1 | 2019-12-31 | 2020-12-31 | 365 | 8.2096 | 8
36099 | 6.89 | 1 | 2019-12-31 | 2020-12-31 | 365 | 8.0576 | 8
36102 | 5.72 | 1 | 2019-12-31 | 2020-12-31 | 365 | 6.6893 | 6
36104 | 5.2 | 1 | 2019-12-31 | 2020-12-31 | 365 | 6.0812 | 6
34634 | 5.72 | 1 | 2019-12-31 | 2020-12-31 | 365 | 6.6893 | 6
36103 | 9.62 | 1 | 2019-12-31 | 2020-12-31 | 365 | 11.2502 | 11
36106 | 8.06 | 1 | 2019-12-31 | 2020-12-31 | 365 | 9.4258 | 9
36105 | 9.88 | 1 | 2019-12-31 | 2020-12-31 | 365 | 11.5543 | 11
36129 | 8.58 | 1 | 2019-12-31 | 2020-12-31 | 365 | 10.034 | 10
36130 | 6.75 | 1 | 2019-12-31 | 2020-12-31 | 365 | 7.8939 | 7
36134 | 14.025 | 1 | 2019-12-31 | 2020-12-31 | 365 | 16.4017 | 16
36137 | 2.805 | 1 | 2019-12-31 | 2020-12-31 | 365 | 3.2803 | 3
36139 | 4.68 | 1 | 2019-12-31 | 2020-12-31 | 365 | 5.4731 | 5
36141 | 8.06 | 1 | 2019-12-31 | 2020-12-31 | 365 | 9.4258 | 9
36145 | 4.16 | 1 | 2019-12-31 | 2020-12-31 | 365 | 4.865 | 4
36146 | 6.21 | 1 | 2019-12-31 | 2020-12-31 | 365 | 7.2623 | 7
36149 | 2.34 | 1 | 2019-12-31 | 2020-12-31 | 365 | 2.7365 | 2
36150 | 4.94 | 1 | 2019-12-31 | 2020-12-31 | 365 | 5.7771 | 5
36153 | 7.02 | 1 | 2019-12-31 | 2020-12-31 | 365 | 8.2096 | 8
36154 | 6.5 | 1 | 2019-12-31 | 2020-12-31 | 365 | 7.6015 | 7
36156 | 3.9 | 1 | 2019-12-31 | 2020-12-31 | 365 | 4.5609 | 4
36164 | 5.98 | 1 | 2019-12-31 | 2020-12-31 | 365 | 6.9934 | 6
36165 | 13.26 | 1 | 2019-12-31 | 2020-12-31 | 365 | 15.507 | 15
36167 | 5.2 | 1 | 2019-12-31 | 2020-12-31 | 365 | 6.0812 | 6
36169 | 11.96 | 1 | 2019-12-31 | 2020-12-31 | 365 | 13.9867 | 13
36168 | 9.435 | 1 | 2019-12-31 | 2020-12-31 | 365 | 11.0339 | 11
36231 | 8.32 | 1 | 2019-12-31 | 2020-12-31 | 365 | 9.7299 | 9
36234 | 10.14 | 1 | 2019-12-31 | 2020-12-31 | 365 | 11.8583 | 11
36290 | 5.2 | 1 | 2019-12-31 | 2020-12-31 | 365 | 6.0812 | 6
36235 | 7.8 | 1 | 2019-12-31 | 2020-12-31 | 365 | 9.1218 | 9
36243 | 6.76 | 1 | 2019-12-31 | 2020-12-31 | 365 | 7.9055 | 7
35902 | 9.88 | 1 | 2019-12-31 | 2020-12-31 | 365 | 11.5543 | 11
35870 | 10.6 | 1 | 2019-12-31 | 2020-12-31 | 365 | 12.3963 | 12
35928 | 6.24 | 1 | 2019-12-31 | 2020-12-31 | 365 | 7.2974 | 7
35932 | 3.06 | 1 | 2019-12-31 | 2020-12-31 | 365 | 3.5785 | 3
37005 | 6 | 1 | 2019-12-31 | 2020-12-31 | 365 | 7.0168 | 7
35433 | 5.46 | 1 | 2019-12-31 | 2020-12-31 | 365 | 6.3853 | 6
36297 | 8.58 | 1 | 2019-12-31 | 2020-12-31 | 365 | 10.034 | 10
36306 | 9.36 | 1 | 2019-12-31 | 2020-12-31 | 365 | 10.9461 | 10
36309 | 8.84 | 1 | 2019-12-31 | 2020-12-31 | 365 | 10.338 | 10
36316 | 5.2 | 1 | 2019-12-31 | 2020-12-31 | 365 | 6.0812 | 6
36310 | 8.06 | 1 | 2019-12-31 | 2020-12-31 | 365 | 9.4258 | 9
36881 | 6.24 | 1 | 2019-12-31 | 2020-12-31 | 365 | 7.2974 | 7
36929 | 4.16 | 1 | 2019-12-31 | 2020-12-31 | 365 | 4.865 | 4
36946 | 3.9 | 1 | 2019-12-31 | 2020-12-31 | 365 | 4.5609 | 4
36951 | 4.16 | 1 | 2019-12-31 | 2020-12-31 | 365 | 4.865 | 4
36998 | 4.16 | 1 | 2019-12-31 | 2020-12-31 | 365 | 4.865 | 4
37024 | 11 | 1 | 2019-12-31 | 2020-12-31 | 365 | 12.8641 | 12
32819 | 10.66 | 1 | 2019-12-31 | 2020-12-31 | 365 | 12.4664 | 12
34669 | 7.02 | 1 | 2019-12-31 | 2020-12-31 | 365 | 8.2096 | 8
33512 | 5.67 | 1 | 2019-12-31 | 2020-12-31 | 365 | 6.6308 | 6
30770 | 9.1 | 1 | 2019-12-31 | 2020-12-31 | 365 | 10.6421 | 10
37092 | 14.04 | 1 | 2019-12-31 | 2020-12-31 | 365 | 16.4192 | 16
37082 | 4.08 | 1 | 2019-12-31 | 2020-12-31 | 365 | 4.7714 | 4
37099 | 5.2 | 1 | 2019-12-31 | 2020-12-31 | 365 | 6.0812 | 6
37094 | 3.38 | 1 | 2019-12-31 | 2020-12-31 | 365 | 3.9528 | 3
37105 | 10.4 | 1 | 2019-12-31 | 2020-12-31 | 365 | 12.1624 | 12
36599 | 6.24 | 1 | 2019-12-31 | 2020-12-31 | 365 | 7.2974 | 7
36603 | 6.89 | 1 | 2019-12-31 | 2020-12-31 | 365 | 8.0576 | 8
36622 | 11.44 | 1 | 2019-12-31 | 2020-12-31 | 365 | 13.3786 | 13
36618 | 6.375 | 1 | 2019-12-31 | 2020-12-31 | 365 | 7.4553 | 7
36636 | 3.18 | 1 | 2019-12-31 | 2020-12-31 | 365 | 3.7189 | 3
36510 | 6.76 | 1 | 2019-12-31 | 2020-12-31 | 365 | 7.9055 | 7
36046 | 7.28 | 1 | 2019-12-31 | 2020-12-31 | 365 | 8.5137 | 8
36602 | 6.76 | 1 | 2019-12-31 | 2020-12-31 | 365 | 7.9055 | 7
36927 | 6.76 | 1 | 2019-12-31 | 2020-12-31 | 365 | 7.9055 | 7
36648 | 4.68 | 1 | 2019-12-31 | 2020-12-31 | 365 | 5.4731 | 5
36913 | 9.88 | 1 | 2019-12-31 | 2020-12-31 | 365 | 11.5543 | 11
36843 | 12.74 | 1 | 2019-12-31 | 2020-12-31 | 365 | 14.8989 | 14
36662 | 3.9 | 1 | 2019-12-31 | 2020-12-31 | 365 | 4.5609 | 4
36860 | 10.14 | 1 | 2019-12-31 | 2020-12-31 | 365 | 11.8583 | 11
36840 | 8.58 | 1 | 2019-12-31 | 2020-12-31 | 365 | 10.034 | 10
35396 | 7.155 | 1 | 2019-12-31 | 2020-12-31 | 365 | 8.3675 | 8
36769 | 7.54 | 1 | 2019-12-31 | 2020-12-31 | 365 | 8.8177 | 8
36712 | 5.98 | 1 | 2019-12-31 | 2020-12-31 | 365 | 6.9934 | 6
36606 | 5.2 | 1 | 2019-12-31 | 2020-12-31 | 365 | 6.0812 | 6
36589 | 7.54 | 1 | 2019-12-31 | 2020-12-31 | 365 | 8.8177 | 8
36559 | 8.58 | 1 | 2019-12-31 | 2020-12-31 | 365 | 10.034 | 10
36630 | 4.68 | 1 | 2019-12-31 | 2020-12-31 | 365 | 5.4731 | 5
30431 | 9.1 | 1 | 2019-12-31 | 2020-12-31 | 365 | 10.6421 | 10
30335 | 7.54 | 1 | 2019-12-31 | 2020-12-31 | 365 | 8.8177 | 8
37213 | 7.28 | 1 | 2019-12-31 | 2020-12-31 | 365 | 8.5137 | 8
37225 | 11.18 | 1 | 2019-12-31 | 2020-12-31 | 365 | 13.0746 | 13
36830 | 7.95 | 1 | 2019-12-31 | 2020-12-31 | 365 | 9.2972 | 9
36704 | 8.32 | 1 | 2019-12-31 | 2020-12-31 | 365 | 9.7299 | 9
36721 | 7.8 | 1 | 2019-12-31 | 2020-12-31 | 365 | 9.1218 | 9
36752 | 4.16 | 1 | 2019-12-31 | 2020-12-31 | 365 | 4.865 | 4
36773 | 5.72 | 1 | 2019-12-31 | 2020-12-31 | 365 | 6.6893 | 6
36878 | 11.44 | 1 | 2019-12-31 | 2020-12-31 | 365 | 13.3786 | 13
36889 | 6.76 | 1 | 2019-12-31 | 2020-12-31 | 365 | 7.9055 | 7
37238 | 3.9 | 1 | 2019-12-31 | 2020-12-31 | 365 | 4.5609 | 4
36508 | 5.72 | 1 | 2019-12-31 | 2020-12-31 | 365 | 6.6893 | 6
34664 | 8.32 | 1 | 2019-12-31 | 2020-12-31 | 365 | 9.7299 | 9
36554 | 8.58 | 1 | 2019-12-31 | 2020-12-31 | 365 | 10.034 | 10
36555 | 2.86 | 1 | 2019-12-31 | 2020-12-31 | 365 | 3.3447 | 3
36585 | 3.64 | 1 | 2019-12-31 | 2020-12-31 | 365 | 4.2568 | 4
36590 | 4.77 | 1 | 2019-12-31 | 2020-12-31 | 365 | 5.5783 | 5
36591 | 5.98 | 1 | 2019-12-31 | 2020-12-31 | 365 | 6.9934 | 6
36592 | 2.65 | 1 | 2019-12-31 | 2020-12-31 | 365 | 3.0991 | 3
36593 | 5.2 | 1 | 2019-12-31 | 2020-12-31 | 365 | 6.0812 | 6
37255 | 5.035 | 1 | 2019-12-31 | 2020-12-31 | 365 | 5.8882 | 5
37287 | 7.8 | 1 | 2019-12-31 | 2020-12-31 | 365 | 9.1218 | 9
37276 | 8.925 | 1 | 2019-12-31 | 2020-12-31 | 365 | 10.4374 | 10
37285 | 5.46 | 1 | 2019-12-31 | 2020-12-31 | 365 | 6.3853 | 6
37290 | 2.55 | 1 | 2019-12-31 | 2020-12-31 | 365 | 2.9821 | 2
37296 | 6.48 | 1 | 2019-12-31 | 2020-12-31 | 365 | 7.5781 | 7
37300 | 7.95 | 1 | 2019-12-31 | 2020-12-31 | 365 | 9.2972 | 9
37304 | 3.9 | 1 | 2019-12-31 | 2020-12-31 | 365 | 4.5609 | 4
37305 | 3.38 | 1 | 2019-12-31 | 2020-12-31 | 365 | 3.9528 | 3
36323 | 6.89 | 1 | 2019-12-31 | 2020-12-31 | 365 | 8.0576 | 8
37311 | 6.5 | 1 | 2019-12-31 | 2020-12-31 | 365 | 7.6015 | 7
37323 | 5.72 | 1 | 2019-12-31 | 2020-12-31 | 365 | 6.6893 | 6
36308 | 4.59 | 1 | 2019-12-31 | 2020-12-31 | 365 | 5.3678 | 5
37331 | 10.4 | 1 | 2019-12-31 | 2020-12-31 | 365 | 12.1624 | 12
36474 | 11.13 | 1 | 2019-12-31 | 2020-12-31 | 365 | 13.0161 | 13
37340 | 5.565 | 1 | 2019-12-31 | 2020-12-31 | 365 | 6.508 | 6
36480 | 10.4 | 1 | 2019-12-31 | 2020-12-31 | 365 | 12.1624 | 12
36324 | 5.46 | 1 | 2019-12-31 | 2020-12-31 | 365 | 6.3853 | 6
36326 | 11.96 | 1 | 2019-12-31 | 2020-12-31 | 365 | 13.9867 | 13
36329 | 8.58 | 1 | 2019-12-31 | 2020-12-31 | 365 | 10.034 | 10
36334 | 8.67 | 1 | 2019-12-31 | 2020-12-31 | 365 | 10.1392 | 10
36330 | 9.36 | 1 | 2019-12-31 | 2020-12-31 | 365 | 10.9461 | 10
36338 | 10.14 | 1 | 2019-12-31 | 2020-12-31 | 365 | 11.8583 | 11
37376 | 7.54 | 1 | 2019-12-31 | 2020-12-31 | 365 | 8.8177 | 8
36339 | 7.8 | 1 | 2019-12-31 | 2020-12-31 | 365 | 9.1218 | 9
36341 | 8.67 | 1 | 2019-12-31 | 2020-12-31 | 365 | 10.1392 | 10
35010 | 4.94 | 1 | 2019-12-31 | 2020-12-31 | 365 | 5.7771 | 5
36347 | 3.12 | 1 | 2019-12-31 | 2020-12-31 | 365 | 3.6487 | 3
36361 | 11.13 | 1 | 2019-12-31 | 2020-12-31 | 365 | 13.0161 | 13
36357 | 9.805 | 1 | 2019-12-31 | 2020-12-31 | 365 | 11.4666 | 11
36354 | 5.72 | 1 | 2019-12-31 | 2020-12-31 | 365 | 6.6893 | 6
36352 | 2.6 | 1 | 2019-12-31 | 2020-12-31 | 365 | 3.0406 | 3
35367 | 5.72 | 1 | 2019-12-31 | 2020-12-31 | 365 | 6.6893 | 6
36350 | 5.72 | 1 | 2019-12-31 | 2020-12-31 | 365 | 6.6893 | 6
36366 | 7.8 | 1 | 2019-12-31 | 2020-12-31 | 365 | 9.1218 | 9
36371 | 5.98 | 1 | 2019-12-31 | 2020-12-31 | 365 | 6.9934 | 6
36376 | 8.06 | 1 | 2019-12-31 | 2020-12-31 | 365 | 9.4258 | 9
36373 | 4.68 | 1 | 2019-12-31 | 2020-12-31 | 365 | 5.4731 | 5
36379 | 3.12 | 1 | 2019-12-31 | 2020-12-31 | 365 | 3.6487 | 3
36377 | 6.89 | 1 | 2019-12-31 | 2020-12-31 | 365 | 8.0576 | 8
37448 | 5.565 | 1 | 2019-12-31 | 2020-12-31 | 365 | 6.508 | 6
36384 | 5.98 | 1 | 2019-12-31 | 2020-12-31 | 365 | 6.9934 | 6
37449 | 7.8 | 1 | 2019-12-31 | 2020-12-31 | 365 | 9.1218 | 9
37450 | 3.12 | 1 | 2019-12-31 | 2020-12-31 | 365 | 3.6487 | 3
36390 | 9.36 | 1 | 2019-12-31 | 2020-12-31 | 365 | 10.9461 | 10
37452 | 14.04 | 1 | 2019-12-31 | 2020-12-31 | 365 | 16.4192 | 16
36388 | 7.8 | 1 | 2019-12-31 | 2020-12-31 | 365 | 9.1218 | 9
37455 | 3.38 | 1 | 2019-12-31 | 2020-12-31 | 365 | 3.9528 | 3
36398 | 6.24 | 1 | 2019-12-31 | 2020-12-31 | 365 | 7.2974 | 7
37456 | 6.375 | 1 | 2019-12-31 | 2020-12-31 | 365 | 7.4553 | 7
36402 | 5.46 | 1 | 2019-12-31 | 2020-12-31 | 365 | 6.3853 | 6
37472 | 2.08 | 1 | 2019-12-31 | 2020-12-31 | 365 | 2.4325 | 2
36410 | 5.46 | 1 | 2019-12-31 | 2020-12-31 | 365 | 6.3853 | 6
36409 | 5.61 | 1 | 2019-12-31 | 2020-12-31 | 365 | 6.5607 | 6
36427 | 9.36 | 1 | 2019-12-31 | 2020-12-31 | 365 | 10.9461 | 10
36442 | 13.26 | 1 | 2019-12-31 | 2020-12-31 | 365 | 15.507 | 15
36449 | 11.985 | 1 | 2019-12-31 | 2020-12-31 | 365 | 14.016 | 14
37640 | 11.395 | 1 | 2019-12-31 | 2020-12-31 | 365 | 13.326 | 13
37081 | 5.46 | 1 | 2019-12-31 | 2020-12-31 | 365 | 6.3853 | 6
37641 | 4.68 | 1 | 2019-12-31 | 2020-12-31 | 365 | 5.4731 | 5
37473 | 6.24 | 1 | 2019-12-31 | 2020-12-31 | 365 | 7.2974 | 7
37474 | 8.06 | 1 | 2019-12-31 | 2020-12-31 | 365 | 9.4258 | 9
37475 | 5.46 | 1 | 2019-12-31 | 2020-12-31 | 365 | 6.3853 | 6
37644 | 9.88 | 1 | 2019-12-31 | 2020-12-31 | 365 | 11.5543 | 11
37476 | 12.22 | 1 | 2019-12-31 | 2020-12-31 | 365 | 14.2908 | 14
37645 | 11.44 | 1 | 2019-12-31 | 2020-12-31 | 365 | 13.3786 | 13
37477 | 2.34 | 1 | 2019-12-31 | 2020-12-31 | 365 | 2.7365 | 2
37646 | 7.28 | 1 | 2019-12-31 | 2020-12-31 | 365 | 8.5137 | 8
37647 | 8.06 | 1 | 2019-12-31 | 2020-12-31 | 365 | 9.4258 | 9
37478 | 8.84 | 1 | 2019-12-31 | 2020-12-31 | 365 | 10.338 | 10
36425 | 4.68 | 1 | 2019-12-31 | 2020-12-31 | 365 | 5.4731 | 5
36452 | 7.8 | 1 | 2019-12-31 | 2020-12-31 | 365 | 9.1218 | 9
37480 | 15.08 | 1 | 2019-12-31 | 2020-12-31 | 365 | 17.6355 | 17
37479 | 11.44 | 1 | 2019-12-31 | 2020-12-31 | 365 | 13.3786 | 13
36457 | 5.2 | 1 | 2019-12-31 | 2020-12-31 | 365 | 6.0812 | 6
37481 | 2.34 | 1 | 2019-12-31 | 2020-12-31 | 365 | 2.7365 | 2
37482 | 7.54 | 1 | 2019-12-31 | 2020-12-31 | 365 | 8.8177 | 8
37483 | 6.5 | 1 | 2019-12-31 | 2020-12-31 | 365 | 7.6015 | 7
37484 | 2.08 | 1 | 2019-12-31 | 2020-12-31 | 365 | 2.4325 | 2
37485 | 8.58 | 1 | 2019-12-31 | 2020-12-31 | 365 | 10.034 | 10
37486 | 12.74 | 1 | 2019-12-31 | 2020-12-31 | 365 | 14.8989 | 14
37487 | 7.02 | 1 | 2019-12-31 | 2020-12-31 | 365 | 8.2096 | 8
37488 | 5.46 | 1 | 2019-12-31 | 2020-12-31 | 365 | 6.3853 | 6
37932 | 8.58 | 1 | 2019-12-31 | 2020-12-31 | 365 | 10.034 | 10
37489 | 14.3 | 1 | 2019-12-31 | 2020-12-31 | 365 | 16.7233 | 16
37948 | 13.52 | 1 | 2019-12-31 | 2020-12-31 | 365 | 15.8111 | 15
37490 | 12.22 | 1 | 2019-12-31 | 2020-12-31 | 365 | 14.2908 | 14
37944 | 10.335 | 1 | 2019-12-31 | 2020-12-31 | 365 | 12.0864 | 12
37962 | 6.24 | 1 | 2019-12-31 | 2020-12-31 | 365 | 7.2974 | 7
37491 | 6.76 | 1 | 2019-12-31 | 2020-12-31 | 365 | 7.9055 | 7
37493 | 7.54 | 1 | 2019-12-31 | 2020-12-31 | 365 | 8.8177 | 8
37494 | 5.98 | 1 | 2019-12-31 | 2020-12-31 | 365 | 6.9934 | 6
37966 | 6.625 | 1 | 2019-12-31 | 2020-12-31 | 365 | 7.7477 | 7
36552 | 5.2 | 1 | 2019-12-31 | 2020-12-31 | 365 | 6.0812 | 6
37492 | 7.8 | 1 | 2019-12-31 | 2020-12-31 | 365 | 9.1218 | 9
37495 | 9.36 | 1 | 2019-12-31 | 2020-12-31 | 365 | 10.9461 | 10
37496 | 11.7 | 1 | 2019-12-31 | 2020-12-31 | 365 | 13.6827 | 13
37498 | 4.335 | 1 | 2019-12-31 | 2020-12-31 | 365 | 5.0696 | 5
37497 | 9.62 | 1 | 2019-12-31 | 2020-12-31 | 365 | 11.2502 | 11
37499 | 11.13 | 1 | 2019-12-31 | 2020-12-31 | 365 | 13.0161 | 13
37500 | 8.16 | 1 | 2019-12-31 | 2020-12-31 | 365 | 9.5428 | 9
37501 | 3.64 | 1 | 2019-12-31 | 2020-12-31 | 365 | 4.2568 | 4
37502 | 3.9 | 1 | 2019-12-31 | 2020-12-31 | 365 | 4.5609 | 4
37503 | 6.885 | 1 | 2019-12-31 | 2020-12-31 | 365 | 8.0517 | 8
38106 | 15.34 | 1 | 2019-12-31 | 2020-12-31 | 365 | 17.9395 | 17
35609 | 2.86 | 1 | 2019-12-31 | 2020-12-31 | 365 | 3.3447 | 3
38381 | 4.94 | 1 | 2019-12-31 | 2020-12-31 | 365 | 5.7771 | 5
38402 | 10.66 | 1 | 2019-12-31 | 2020-12-31 | 365 | 12.4664 | 12
38434 | 4.94 | 1 | 2019-12-31 | 2020-12-31 | 365 | 5.7771 | 5
38456 | 9.62 | 1 | 2019-12-31 | 2020-12-31 | 365 | 11.2502 | 11
38497 | 10.14 | 1 | 2019-12-31 | 2020-12-31 | 365 | 11.8583 | 11
38506 | 4.68 | 1 | 2019-12-31 | 2020-12-31 | 365 | 5.4731 | 5
40155 | 5.98 | 1 | 2019-12-31 | 2020-12-31 | 365 | 6.9934 | 6
36847 | 9.54 | 1 | 2019-12-31 | 2020-12-31 | 365 | 11.1566 | 11
36916 | 5.2 | 1 | 2019-12-31 | 2020-12-31 | 365 | 6.0812 | 6
40201 | 7.83 | 1 | 2019-12-31 | 2020-12-31 | 365 | 9.1569 | 9
40334 | 13.26 | 1 | 2019-12-31 | 2020-12-31 | 365 | 15.507 | 15
40358 | 5.46 | 1 | 2019-12-31 | 2020-12-31 | 365 | 6.3853 | 6
40379 | 12.24 | 1 | 2019-12-31 | 2020-12-31 | 365 | 14.3142 | 14
39478 | 2.86 | 1 | 2019-12-31 | 2020-12-31 | 365 | 3.3447 | 3
39526 | 2.04 | 1 | 2019-12-31 | 2020-12-31 | 365 | 2.3857 | 2
39611 | 3.64 | 1 | 2019-12-31 | 2020-12-31 | 365 | 4.2568 | 4
39744 | 2.6 | 1 | 2019-12-31 | 2020-12-31 | 365 | 3.0406 | 3
39746 | 7.65 | 1 | 2019-12-31 | 2020-12-31 | 365 | 8.9464 | 8
39749 | 7.14 | 1 | 2019-12-31 | 2020-12-31 | 365 | 8.3499 | 8
39755 | 4.42 | 1 | 2019-12-31 | 2020-12-31 | 365 | 5.169 | 5
39762 | 2.65 | 1 | 2019-12-31 | 2020-12-31 | 365 | 3.0991 | 3
39764 | 3.445 | 1 | 2019-12-31 | 2020-12-31 | 365 | 4.0288 | 4
39768 | 4.68 | 1 | 2019-12-31 | 2020-12-31 | 365 | 5.4731 | 5
39774 | 11.925 | 1 | 2019-12-31 | 2020-12-31 | 365 | 13.9458 | 13
39776 | 5.2 | 1 | 2019-12-31 | 2020-12-31 | 365 | 6.0812 | 6
39779 | 7.65 | 1 | 2019-12-31 | 2020-12-31 | 365 | 8.9464 | 8
39783 | 9.945 | 1 | 2019-12-31 | 2020-12-31 | 365 | 11.6303 | 11
39786 | 7.28 | 1 | 2019-12-31 | 2020-12-31 | 365 | 8.5137 | 8
39790 | 4.68 | 1 | 2019-12-31 | 2020-12-31 | 365 | 5.4731 | 5
39798 | 6.24 | 1 | 2019-12-31 | 2020-12-31 | 365 | 7.2974 | 7
39804 | 6.5 | 1 | 2019-12-31 | 2020-12-31 | 365 | 7.6015 | 7
39811 | 5.98 | 1 | 2019-12-31 | 2020-12-31 | 365 | 6.9934 | 6
39814 | 6.24 | 1 | 2019-12-31 | 2020-12-31 | 365 | 7.2974 | 7
39821 | 10.92 | 1 | 2019-12-31 | 2020-12-31 | 365 | 12.7705 | 12
39836 | 5.46 | 1 | 2019-12-31 | 2020-12-31 | 365 | 6.3853 | 6
39842 | 9.36 | 1 | 2019-12-31 | 2020-12-31 | 365 | 10.9461 | 10
39863 | 8.58 | 1 | 2019-12-31 | 2020-12-31 | 365 | 10.034 | 10
39873 | 4.42 | 1 | 2019-12-31 | 2020-12-31 | 365 | 5.169 | 5
39876 | 5.865 | 1 | 2019-12-31 | 2020-12-31 | 365 | 6.8589 | 6
39889 | 4.42 | 1 | 2019-12-31 | 2020-12-31 | 365 | 5.169 | 5
39887 | 8.06 | 1 | 2019-12-31 | 2020-12-31 | 365 | 9.4258 | 9
39890 | 11.7 | 1 | 2019-12-31 | 2020-12-31 | 365 | 13.6827 | 13
39901 | 7.28 | 1 | 2019-12-31 | 2020-12-31 | 365 | 8.5137 | 8
39950 | 4.94 | 1 | 2019-12-31 | 2020-12-31 | 365 | 5.7771 | 5
37325 | 4.16 | 1 | 2019-12-31 | 2020-12-31 | 365 | 4.865 | 4
39924 | 5.72 | 1 | 2019-12-31 | 2020-12-31 | 365 | 6.6893 | 6
39976 | 6.76 | 1 | 2019-12-31 | 2020-12-31 | 365 | 7.9055 | 7
39978 | 8.06 | 1 | 2019-12-31 | 2020-12-31 | 365 | 9.4258 | 9
40042 | 5.72 | 1 | 2019-12-31 | 2020-12-31 | 365 | 6.6893 | 6
40063 | 11.7 | 1 | 2019-12-31 | 2020-12-31 | 365 | 13.6827 | 13
40115 | 5.2 | 1 | 2019-12-31 | 2020-12-31 | 365 | 6.0812 | 6
36855 | 8.32 | 1 | 2019-12-31 | 2020-12-31 | 365 | 9.7299 | 9
40505 | 6.5 | 1 | 2019-12-31 | 2020-12-31 | 365 | 7.6015 | 7
40567 | 4.68 | 1 | 2019-12-31 | 2020-12-31 | 365 | 5.4731 | 5
40639 | 14.04 | 1 | 2019-12-31 | 2020-12-31 | 365 | 16.4192 | 16
40496 | 12.74 | 1 | 2019-12-31 | 2020-12-31 | 365 | 14.8989 | 14
40773 | 10.2 | 1 | 2019-12-31 | 2020-12-31 | 365 | 11.9285 | 11
40940 | 8.32 | 1 | 2019-12-31 | 2020-12-31 | 365 | 9.7299 | 9
40953 | 9.88 | 1 | 2019-12-31 | 2020-12-31 | 365 | 11.5543 | 11
40963 | 8.06 | 1 | 2019-12-31 | 2020-12-31 | 365 | 9.4258 | 9
40774 | 10.66 | 1 | 2019-12-31 | 2020-12-31 | 365 | 12.4664 | 12
40778 | 7.02 | 1 | 2019-12-31 | 2020-12-31 | 365 | 8.2096 | 8
40784 | 8.32 | 1 | 2019-12-31 | 2020-12-31 | 365 | 9.7299 | 9
40788 | 9.36 | 1 | 2019-12-31 | 2020-12-31 | 365 | 10.9461 | 10
40789 | 8.58 | 1 | 2019-12-31 | 2020-12-31 | 365 | 10.034 | 10
40790 | 7.54 | 1 | 2019-12-31 | 2020-12-31 | 365 | 8.8177 | 8
40791 | 7.54 | 1 | 2019-12-31 | 2020-12-31 | 365 | 8.8177 | 8
40792 | 5.2 | 1 | 2019-12-31 | 2020-12-31 | 365 | 6.0812 | 6
40793 | 11.7 | 1 | 2019-12-31 | 2020-12-31 | 365 | 13.6827 | 13
40794 | 13.52 | 1 | 2019-12-31 | 2020-12-31 | 365 | 15.8111 | 15
40795 | 11.96 | 1 | 2019-12-31 | 2020-12-31 | 365 | 13.9867 | 13
40798 | 5.98 | 1 | 2019-12-31 | 2020-12-31 | 365 | 6.9934 | 6
40800 | 12.48 | 1 | 2019-12-31 | 2020-12-31 | 365 | 14.5949 | 14
40357 | 6.12 | 1 | 2019-12-31 | 2020-12-31 | 365 | 7.1571 | 7
40320 | 6.76 | 1 | 2019-12-31 | 2020-12-31 | 365 | 7.9055 | 7
39931 | 8.84 | 1 | 2019-12-31 | 2020-12-31 | 365 | 10.338 | 10
35156 | 122.2 | 0.9 | 2019-12-31 | 2020-12-31 | 365 | 128.6172 | 128
35270 | 561.2 | 0.9 | 2019-12-31 | 2020-12-31 | 365 | 590.6709 | 590
38553 | 6.885 | 1 | 2019-12-31 | 2020-12-31 | 365 | 8.0517 | 8
35267 | 417.24 | 0.9 | 2019-12-31 | 2020-12-31 | 365 | 439.1509 | 439
36623 | 4.68 | 1 | 2019-12-31 | 2020-12-31 | 365 | 5.4731 | 5
40654 | 4.59 | 1 | 2019-12-31 | 2020-12-31 | 365 | 5.3678 | 5
39556 | 7.02 | 1 | 2019-12-31 | 2020-12-31 | 365 | 8.2096 | 8
39789 | 3.9 | 1 | 2019-12-31 | 2020-12-31 | 365 | 4.5609 | 4
39844 | 8.58 | 1 | 2019-12-31 | 2020-12-31 | 365 | 10.034 | 10
39823 | 8.06 | 1 | 2019-12-31 | 2020-12-31 | 365 | 9.4258 | 9
39854 | 7.8 | 1 | 2019-12-31 | 2020-12-31 | 365 | 9.1218 | 9
40299 | 7.28 | 1 | 2019-12-31 | 2020-12-31 | 365 | 8.5137 | 8
40611 | 11.7 | 1 | 2019-12-31 | 2020-12-31 | 365 | 13.6827 | 13
40582 | 7.54 | 1 | 2019-12-31 | 2020-12-31 | 365 | 8.8177 | 8
40549 | 5.355 | 1 | 2019-12-31 | 2020-12-31 | 365 | 6.2625 | 6
40453 | 9.1 | 1 | 2019-12-31 | 2020-12-31 | 365 | 10.6421 | 10
40508 | 8.415 | 1 | 2019-12-31 | 2020-12-31 | 365 | 9.841 | 9
40420 | 5.98 | 1 | 2019-12-31 | 2020-12-31 | 365 | 6.9934 | 6
40397 | 14.04 | 1 | 2019-12-31 | 2020-12-31 | 365 | 16.4192 | 16
31076 | 7.02 | 1 | 2019-12-31 | 2020-12-31 | 365 | 8.2096 | 8
41698 | 14.04 | 1 | 2019-12-31 | 2020-12-31 | 365 | 16.4192 | 16
41716 | 6.375 | 1 | 2019-12-31 | 2020-12-31 | 365 | 7.4553 | 7
41664 | 6.24 | 1 | 2019-12-31 | 2020-12-31 | 365 | 7.2974 | 7
41681 | 3.9 | 1 | 2019-12-31 | 2020-12-31 | 365 | 4.5609 | 4
41739 | 2.34 | 1 | 2019-12-31 | 2020-12-31 | 365 | 2.7365 | 2
42349 | 7.02 | 1 | 2019-12-31 | 2020-12-31 | 365 | 8.2096 | 8
42361 | 3.38 | 1 | 2019-12-31 | 2020-12-31 | 365 | 3.9528 | 3
42366 | 5.72 | 1 | 2019-12-31 | 2020-12-31 | 365 | 6.6893 | 6
42378 | 10.4 | 1 | 2019-12-31 | 2020-12-31 | 365 | 12.1624 | 12
42373 | 7.54 | 1 | 2019-12-31 | 2020-12-31 | 365 | 8.8177 | 8
41783 | 8.415 | 1 | 2019-12-31 | 2020-12-31 | 365 | 9.841 | 9
41802 | 3.9 | 1 | 2019-12-31 | 2020-12-31 | 365 | 4.5609 | 4
41881 | 11.475 | 1 | 2019-12-31 | 2020-12-31 | 365 | 13.4196 | 13
41913 | 2.08 | 1 | 2019-12-31 | 2020-12-31 | 365 | 2.4325 | 2
42397 | 7.02 | 1 | 2019-12-31 | 2020-12-31 | 365 | 8.2096 | 8
43040 | 6.885 | 1 | 2019-12-31 | 2020-12-31 | 365 | 8.0517 | 8
42418 | 7.14 | 1 | 2019-12-31 | 2020-12-31 | 365 | 8.3499 | 8
42417 | 8.06 | 1 | 2019-12-31 | 2020-12-31 | 365 | 9.4258 | 9
42450 | 5.98 | 1 | 2019-12-31 | 2020-12-31 | 365 | 6.9934 | 6
42483 | 8.32 | 1 | 2019-12-31 | 2020-12-31 | 365 | 9.7299 | 9
39635 | 7.8 | 1 | 2019-12-31 | 2020-12-31 | 365 | 9.1218 | 9
40601 | 3.64 | 1 | 2019-12-31 | 2020-12-31 | 365 | 4.2568 | 4
42584 | 7.83 | 1 | 2019-12-31 | 2020-12-31 | 365 | 9.1569 | 9
42648 | 7.02 | 1 | 2019-12-31 | 2020-12-31 | 365 | 8.2096 | 8
42655 | 2.86 | 1 | 2019-12-31 | 2020-12-31 | 365 | 3.3447 | 3
42668 | 3.12 | 1 | 2019-12-31 | 2020-12-31 | 365 | 3.6487 | 3
42702 | 5.61 | 1 | 2019-12-31 | 2020-12-31 | 365 | 6.5607 | 6
42711 | 9.435 | 1 | 2019-12-31 | 2020-12-31 | 365 | 11.0339 | 11
42708 | 4.68 | 1 | 2019-12-31 | 2020-12-31 | 365 | 5.4731 | 5
43259 | 5.355 | 1 | 2019-12-31 | 2020-12-31 | 365 | 6.2625 | 6
43260 | 8.84 | 1 | 2019-12-31 | 2020-12-31 | 365 | 10.338 | 10
42720 | 7.8 | 1 | 2019-12-31 | 2020-12-31 | 365 | 9.1218 | 9
43265 | 3.12 | 1 | 2019-12-31 | 2020-12-31 | 365 | 3.6487 | 3
43262 | 8.67 | 1 | 2019-12-31 | 2020-12-31 | 365 | 10.1392 | 10
43267 | 6.375 | 1 | 2019-12-31 | 2020-12-31 | 365 | 7.4553 | 7
43270 | 11.7 | 1 | 2019-12-31 | 2020-12-31 | 365 | 13.6827 | 13
43301 | 5.46 | 1 | 2019-12-31 | 2020-12-31 | 365 | 6.3853 | 6
43302 | 3.64 | 1 | 2019-12-31 | 2020-12-31 | 365 | 4.2568 | 4
43304 | 12.48 | 1 | 2019-12-31 | 2020-12-31 | 365 | 14.5949 | 14
43298 | 7.54 | 1 | 2019-12-31 | 2020-12-31 | 365 | 8.8177 | 8
43309 | 5.46 | 1 | 2019-12-31 | 2020-12-31 | 365 | 6.3853 | 6
42686 | 11.44 | 1 | 2019-12-31 | 2020-12-31 | 365 | 13.3786 | 13
43313 | 4.42 | 1 | 2019-12-31 | 2020-12-31 | 365 | 5.169 | 5
42729 | 9.36 | 1 | 2019-12-31 | 2020-12-31 | 365 | 10.9461 | 10
43307 | 8.84 | 1 | 2019-12-31 | 2020-12-31 | 365 | 10.338 | 10
43314 | 2.86 | 1 | 2019-12-31 | 2020-12-31 | 365 | 3.3447 | 3
42741 | 5.355 | 1 | 2019-12-31 | 2020-12-31 | 365 | 6.2625 | 6
43317 | 4.68 | 1 | 2019-12-31 | 2020-12-31 | 365 | 5.4731 | 5
42775 | 7.65 | 1 | 2019-12-31 | 2020-12-31 | 365 | 8.9464 | 8
43320 | 4.68 | 1 | 2019-12-31 | 2020-12-31 | 365 | 5.4731 | 5
42759 | 6.5 | 1 | 2019-12-31 | 2020-12-31 | 365 | 7.6015 | 7
43319 | 10.92 | 1 | 2019-12-31 | 2020-12-31 | 365 | 12.7705 | 12
43327 | 3.9 | 1 | 2019-12-31 | 2020-12-31 | 365 | 4.5609 | 4
42834 | 4.335 | 1 | 2019-12-31 | 2020-12-31 | 365 | 5.0696 | 5
43326 | 3.64 | 1 | 2019-12-31 | 2020-12-31 | 365 | 4.2568 | 4
42838 | 9.1 | 1 | 2019-12-31 | 2020-12-31 | 365 | 10.6421 | 10
43332 | 3.9 | 1 | 2019-12-31 | 2020-12-31 | 365 | 4.5609 | 4
43330 | 3.9 | 1 | 2019-12-31 | 2020-12-31 | 365 | 4.5609 | 4
43336 | 11.44 | 1 | 2019-12-31 | 2020-12-31 | 365 | 13.3786 | 13
43329 | 10.66 | 1 | 2019-12-31 | 2020-12-31 | 365 | 12.4664 | 12
43343 | 8.32 | 1 | 2019-12-31 | 2020-12-31 | 365 | 9.7299 | 9
43337 | 8.215 | 1 | 2019-12-31 | 2020-12-31 | 365 | 9.6071 | 9
43344 | 3.12 | 1 | 2019-12-31 | 2020-12-31 | 365 | 3.6487 | 3
43342 | 6.12 | 1 | 2019-12-31 | 2020-12-31 | 365 | 7.1571 | 7
42675 | 10.4 | 1 | 2019-12-31 | 2020-12-31 | 365 | 12.1624 | 12
42683 | 12.48 | 1 | 2019-12-31 | 2020-12-31 | 365 | 14.5949 | 14
42840 | 4.16 | 1 | 2019-12-31 | 2020-12-31 | 365 | 4.865 | 4
42843 | 8.84 | 1 | 2019-12-31 | 2020-12-31 | 365 | 10.338 | 10
42849 | 12.74 | 1 | 2019-12-31 | 2020-12-31 | 365 | 14.8989 | 14
42850 | 7.65 | 1 | 2019-12-31 | 2020-12-31 | 365 | 8.9464 | 8
42851 | 7.42 | 1 | 2019-12-31 | 2020-12-31 | 365 | 8.6774 | 8
42854 | 8.84 | 1 | 2019-12-31 | 2020-12-31 | 365 | 10.338 | 10
42859 | 10.92 | 1 | 2019-12-31 | 2020-12-31 | 365 | 12.7705 | 12
42866 | 5.98 | 1 | 2019-12-31 | 2020-12-31 | 365 | 6.9934 | 6
42861 | 8.06 | 1 | 2019-12-31 | 2020-12-31 | 365 | 9.4258 | 9
42876 | 8.32 | 1 | 2019-12-31 | 2020-12-31 | 365 | 9.7299 | 9
42874 | 9.1 | 1 | 2019-12-31 | 2020-12-31 | 365 | 10.6421 | 10
42879 | 6.76 | 1 | 2019-12-31 | 2020-12-31 | 365 | 7.9055 | 7
42882 | 3.64 | 1 | 2019-12-31 | 2020-12-31 | 365 | 4.2568 | 4
42881 | 9.18 | 1 | 2019-12-31 | 2020-12-31 | 365 | 10.7356 | 10
42889 | 3.9 | 1 | 2019-12-31 | 2020-12-31 | 365 | 4.5609 | 4
43324 | 5.72 | 1 | 2019-12-31 | 2020-12-31 | 365 | 6.6893 | 6
43352 | 7.28 | 1 | 2019-12-31 | 2020-12-31 | 365 | 8.5137 | 8
43347 | 8.84 | 1 | 2019-12-31 | 2020-12-31 | 365 | 10.338 | 10
43363 | 11.44 | 1 | 2019-12-31 | 2020-12-31 | 365 | 13.3786 | 13
43354 | 10.14 | 1 | 2019-12-31 | 2020-12-31 | 365 | 11.8583 | 11
43360 | 8.925 | 1 | 2019-12-31 | 2020-12-31 | 365 | 10.4374 | 10
43364 | 6.24 | 1 | 2019-12-31 | 2020-12-31 | 365 | 7.2974 | 7
43381 | 6.5 | 1 | 2019-12-31 | 2020-12-31 | 365 | 7.6015 | 7
43380 | 8.415 | 1 | 2019-12-31 | 2020-12-31 | 365 | 9.841 | 9
43394 | 2.08 | 1 | 2019-12-31 | 2020-12-31 | 365 | 2.4325 | 2
43392 | 8.84 | 1 | 2019-12-31 | 2020-12-31 | 365 | 10.338 | 10
43395 | 10.4 | 1 | 2019-12-31 | 2020-12-31 | 365 | 12.1624 | 12
43400 | 4.59 | 1 | 2019-12-31 | 2020-12-31 | 365 | 5.3678 | 5
43436 | 7.54 | 1 | 2019-12-31 | 2020-12-31 | 365 | 8.8177 | 8
43439 | 11.7 | 1 | 2019-12-31 | 2020-12-31 | 365 | 13.6827 | 13
43450 | 4.94 | 1 | 2019-12-31 | 2020-12-31 | 365 | 5.7771 | 5
43483 | 4.42 | 1 | 2019-12-31 | 2020-12-31 | 365 | 5.169 | 5
43492 | 10.4 | 1 | 2019-12-31 | 2020-12-31 | 365 | 12.1624 | 12
43497 | 7.54 | 1 | 2019-12-31 | 2020-12-31 | 365 | 8.8177 | 8
43502 | 9.88 | 1 | 2019-12-31 | 2020-12-31 | 365 | 11.5543 | 11
43504 | 10.66 | 1 | 2019-12-31 | 2020-12-31 | 365 | 12.4664 | 12
43511 | 3.9 | 1 | 2019-12-31 | 2020-12-31 | 365 | 4.5609 | 4
43508 | 15.9 | 1 | 2019-12-31 | 2020-12-31 | 365 | 18.5944 | 18
43538 | 7.54 | 1 | 2019-12-31 | 2020-12-31 | 365 | 8.8177 | 8
43560 | 12.48 | 1 | 2019-12-31 | 2020-12-31 | 365 | 14.5949 | 14
43570 | 5.2 | 1 | 2019-12-31 | 2020-12-31 | 365 | 6.0812 | 6
44407 | 6.24 | 1 | 2019-12-31 | 2020-12-31 | 365 | 7.2974 | 7
44454 | 4.16 | 1 | 2019-12-31 | 2020-12-31 | 365 | 4.865 | 4
35274 | 58.31 | 0.9 | 2019-12-31 | 2020-12-31 | 365 | 61.3721 | 61
44461 | 7.685 | 1 | 2019-12-31 | 2020-12-31 | 365 | 8.9873 | 8
44436 | 12.74 | 1 | 2019-12-31 | 2020-12-31 | 365 | 14.8989 | 14
44426 | 3.06 | 1 | 2019-12-31 | 2020-12-31 | 365 | 3.5785 | 3
43809 | 13.26 | 1 | 2019-12-31 | 2020-12-31 | 365 | 15.507 | 15
43812 | 4.16 | 1 | 2019-12-31 | 2020-12-31 | 365 | 4.865 | 4
43823 | 7.8 | 1 | 2019-12-31 | 2020-12-31 | 365 | 9.1218 | 9
44464 | 5.98 | 1 | 2019-12-31 | 2020-12-31 | 365 | 6.9934 | 6
44467 | 5.2 | 1 | 2019-12-31 | 2020-12-31 | 365 | 6.0812 | 6
44813 | 5.72 | 1 | 2019-12-31 | 2020-12-31 | 365 | 6.6893 | 6
44798 | 4.68 | 1 | 2019-12-31 | 2020-12-31 | 365 | 5.4731 | 5
44596 | 12.22 | 1 | 2019-12-31 | 2020-12-31 | 365 | 14.2908 | 14
44597 | 5.72 | 1 | 2019-12-31 | 2020-12-31 | 365 | 6.6893 | 6
44608 | 5.72 | 1 | 2019-12-31 | 2020-12-31 | 365 | 6.6893 | 6
44603 | 6.5 | 1 | 2019-12-31 | 2020-12-31 | 365 | 7.6015 | 7
44626 | 4.94 | 1 | 2019-12-31 | 2020-12-31 | 365 | 5.7771 | 5
44643 | 2.86 | 1 | 2019-12-31 | 2020-12-31 | 365 | 3.3447 | 3
44676 | 8.925 | 1 | 2019-12-31 | 2020-12-31 | 365 | 10.4374 | 10
44650 | 9.36 | 1 | 2019-12-31 | 2020-12-31 | 365 | 10.9461 | 10
44645 | 12.22 | 1 | 2019-12-31 | 2020-12-31 | 365 | 14.2908 | 14
44690 | 8.32 | 1 | 2019-12-31 | 2020-12-31 | 365 | 9.7299 | 9
44692 | 8.06 | 1 | 2019-12-31 | 2020-12-31 | 365 | 9.4258 | 9
44696 | 7.54 | 1 | 2019-12-31 | 2020-12-31 | 365 | 8.8177 | 8
44695 | 11.7 | 1 | 2019-12-31 | 2020-12-31 | 365 | 13.6827 | 13
44719 | 6.24 | 1 | 2019-12-31 | 2020-12-31 | 365 | 7.2974 | 7
44722 | 7.8 | 1 | 2019-12-31 | 2020-12-31 | 365 | 9.1218 | 9
44691 | 12.495 | 1 | 2019-12-31 | 2020-12-31 | 365 | 14.6124 | 14
44742 | 11.96 | 1 | 2019-12-31 | 2020-12-31 | 365 | 13.9867 | 13
44728 | 9.62 | 1 | 2019-12-31 | 2020-12-31 | 365 | 11.2502 | 11
44811 | 4.68 | 1 | 2019-12-31 | 2020-12-31 | 365 | 5.4731 | 5
44815 | 8.925 | 1 | 2019-12-31 | 2020-12-31 | 365 | 10.4374 | 10
44773 | 4.94 | 1 | 2019-12-31 | 2020-12-31 | 365 | 5.7771 | 5
44816 | 7.02 | 1 | 2019-12-31 | 2020-12-31 | 365 | 8.2096 | 8
44820 | 6.76 | 1 | 2019-12-31 | 2020-12-31 | 365 | 7.9055 | 7
44828 | 9.1 | 1 | 2019-12-31 | 2020-12-31 | 365 | 10.6421 | 10
44840 | 7.54 | 1 | 2019-12-31 | 2020-12-31 | 365 | 8.8177 | 8
44842 | 3.64 | 1 | 2019-12-31 | 2020-12-31 | 365 | 4.2568 | 4
44846 | 2.86 | 1 | 2019-12-31 | 2020-12-31 | 365 | 3.3447 | 3
44843 | 11.475 | 1 | 2019-12-31 | 2020-12-31 | 365 | 13.4196 | 13
44832 | 7.02 | 1 | 2019-12-31 | 2020-12-31 | 365 | 8.2096 | 8
44844 | 7.28 | 1 | 2019-12-31 | 2020-12-31 | 365 | 8.5137 | 8
44849 | 4.16 | 1 | 2019-12-31 | 2020-12-31 | 365 | 4.865 | 4
44847 | 11.44 | 1 | 2019-12-31 | 2020-12-31 | 365 | 13.3786 | 13
44848 | 9.62 | 1 | 2019-12-31 | 2020-12-31 | 365 | 11.2502 | 11
44851 | 4.68 | 1 | 2019-12-31 | 2020-12-31 | 365 | 5.4731 | 5
44859 | 4.16 | 1 | 2019-12-31 | 2020-12-31 | 365 | 4.865 | 4
44876 | 10.14 | 1 | 2019-12-31 | 2020-12-31 | 365 | 11.8583 | 11
44882 | 4.42 | 1 | 2019-12-31 | 2020-12-31 | 365 | 5.169 | 5
44893 | 3.64 | 1 | 2019-12-31 | 2020-12-31 | 365 | 4.2568 | 4
44899 | 6.24 | 1 | 2019-12-31 | 2020-12-31 | 365 | 7.2974 | 7
44897 | 6.76 | 1 | 2019-12-31 | 2020-12-31 | 365 | 7.9055 | 7
44910 | 5.72 | 1 | 2019-12-31 | 2020-12-31 | 365 | 6.6893 | 6
43836 | 6.76 | 1 | 2019-12-31 | 2020-12-31 | 365 | 7.9055 | 7
44767 | 5.46 | 1 | 2019-12-31 | 2020-12-31 | 365 | 6.3853 | 6
44769 | 4.16 | 1 | 2019-12-31 | 2020-12-31 | 365 | 4.865 | 4
44761 | 6.24 | 1 | 2019-12-31 | 2020-12-31 | 365 | 7.2974 | 7
44803 | 7.95 | 1 | 2019-12-31 | 2020-12-31 | 365 | 9.2972 | 9
44937 | 7.8 | 1 | 2019-12-31 | 2020-12-31 | 365 | 9.1218 | 9
44011 | 5.46 | 1 | 2019-12-31 | 2020-12-31 | 365 | 6.3853 | 6
44045 | 5.72 | 1 | 2019-12-31 | 2020-12-31 | 365 | 6.6893 | 6
44111 | 3.825 | 1 | 2019-12-31 | 2020-12-31 | 365 | 4.4732 | 4
44829 | 5.46 | 1 | 2019-12-31 | 2020-12-31 | 365 | 6.3853 | 6
44998 | 9.88 | 1 | 2019-12-31 | 2020-12-31 | 365 | 11.5543 | 11
44946 | 7.395 | 1 | 2019-12-31 | 2020-12-31 | 365 | 8.6482 | 8
44943 | 2.6 | 1 | 2019-12-31 | 2020-12-31 | 365 | 3.0406 | 3
44945 | 7.42 | 1 | 2019-12-31 | 2020-12-31 | 365 | 8.6774 | 8
44962 | 2.295 | 1 | 2019-12-31 | 2020-12-31 | 365 | 2.6839 | 2
45004 | 4.335 | 1 | 2019-12-31 | 2020-12-31 | 365 | 5.0696 | 5
44970 | 9.1 | 1 | 2019-12-31 | 2020-12-31 | 365 | 10.6421 | 10
45026 | 7.54 | 1 | 2019-12-31 | 2020-12-31 | 365 | 8.8177 | 8
45015 | 5.46 | 1 | 2019-12-31 | 2020-12-31 | 365 | 6.3853 | 6
45019 | 10.455 | 1 | 2019-12-31 | 2020-12-31 | 365 | 12.2267 | 12
45046 | 5.2 | 1 | 2019-12-31 | 2020-12-31 | 365 | 6.0812 | 6
45058 | 5.98 | 1 | 2019-12-31 | 2020-12-31 | 365 | 6.9934 | 6
45060 | 7.65 | 1 | 2019-12-31 | 2020-12-31 | 365 | 8.9464 | 8
45059 | 6.375 | 1 | 2019-12-31 | 2020-12-31 | 365 | 7.4553 | 7
45054 | 9.1 | 1 | 2019-12-31 | 2020-12-31 | 365 | 10.6421 | 10
45083 | 3.445 | 1 | 2019-12-31 | 2020-12-31 | 365 | 4.0288 | 4
45076 | 3.315 | 1 | 2019-12-31 | 2020-12-31 | 365 | 3.8768 | 3
45087 | 9.01 | 1 | 2019-12-31 | 2020-12-31 | 365 | 10.5368 | 10
45073 | 4.94 | 1 | 2019-12-31 | 2020-12-31 | 365 | 5.7771 | 5
45092 | 5.61 | 1 | 2019-12-31 | 2020-12-31 | 365 | 6.5607 | 6
45097 | 5.46 | 1 | 2019-12-31 | 2020-12-31 | 365 | 6.3853 | 6
45109 | 10.14 | 1 | 2019-12-31 | 2020-12-31 | 365 | 11.8583 | 11
45102 | 4.68 | 1 | 2019-12-31 | 2020-12-31 | 365 | 5.4731 | 5
45112 | 3.64 | 1 | 2019-12-31 | 2020-12-31 | 365 | 4.2568 | 4
45115 | 14.3 | 1 | 2019-12-31 | 2020-12-31 | 365 | 16.7233 | 16
45114 | 13.25 | 1 | 2019-12-31 | 2020-12-31 | 365 | 15.4953 | 15
45124 | 3.9 | 1 | 2019-12-31 | 2020-12-31 | 365 | 4.5609 | 4
45133 | 8.06 | 1 | 2019-12-31 | 2020-12-31 | 365 | 9.4258 | 9
45134 | 5.83 | 1 | 2019-12-31 | 2020-12-31 | 365 | 6.818 | 6
45123 | 9.36 | 1 | 2019-12-31 | 2020-12-31 | 365 | 10.9461 | 10
45135 | 11.96 | 1 | 2019-12-31 | 2020-12-31 | 365 | 13.9867 | 13
45504 | 13.515 | 1 | 2019-12-31 | 2020-12-31 | 365 | 15.8053 | 15
45149 | 4.335 | 1 | 2019-12-31 | 2020-12-31 | 365 | 5.0696 | 5
45144 | 7.65 | 1 | 2019-12-31 | 2020-12-31 | 365 | 8.9464 | 8
45524 | 9.36 | 1 | 2019-12-31 | 2020-12-31 | 365 | 10.9461 | 10
45154 | 4.335 | 1 | 2019-12-31 | 2020-12-31 | 365 | 5.0696 | 5
42892 | 4.94 | 1 | 2019-12-31 | 2020-12-31 | 365 | 5.7771 | 5
45165 | 4.16 | 1 | 2019-12-31 | 2020-12-31 | 365 | 4.865 | 4
42870 | 5.2 | 1 | 2019-12-31 | 2020-12-31 | 365 | 6.0812 | 6
45155 | 6.095 | 1 | 2019-12-31 | 2020-12-31 | 365 | 7.1279 | 7
45179 | 9.1 | 1 | 2019-12-31 | 2020-12-31 | 365 | 10.6421 | 10
45182 | 17.16 | 1 | 2019-12-31 | 2020-12-31 | 365 | 20.0679 | 20
45202 | 11.7 | 1 | 2019-12-31 | 2020-12-31 | 365 | 13.6827 | 13
45212 | 8.84 | 1 | 2019-12-31 | 2020-12-31 | 365 | 10.338 | 10
45214 | 4.42 | 1 | 2019-12-31 | 2020-12-31 | 365 | 5.169 | 5
45288 | 3.975 | 1 | 2019-12-31 | 2020-12-31 | 365 | 4.6486 | 4
45283 | 11.44 | 1 | 2019-12-31 | 2020-12-31 | 365 | 13.3786 | 13
45294 | 6.24 | 1 | 2019-12-31 | 2020-12-31 | 365 | 7.2974 | 7
45291 | 15.08 | 1 | 2019-12-31 | 2020-12-31 | 365 | 17.6355 | 17
45298 | 11.395 | 1 | 2019-12-31 | 2020-12-31 | 365 | 13.326 | 13
45302 | 12.455 | 1 | 2019-12-31 | 2020-12-31 | 365 | 14.5656 | 14
45328 | 9.1 | 1 | 2019-12-31 | 2020-12-31 | 365 | 10.6421 | 10
45345 | 13.52 | 1 | 2019-12-31 | 2020-12-31 | 365 | 15.8111 | 15
45454 | 10.07 | 1 | 2019-12-31 | 2020-12-31 | 365 | 11.7765 | 11
45414 | 6.89 | 1 | 2019-12-31 | 2020-12-31 | 365 | 8.0576 | 8
45450 | 9.1 | 1 | 2019-12-31 | 2020-12-31 | 365 | 10.6421 | 10
45464 | 4.94 | 1 | 2019-12-31 | 2020-12-31 | 365 | 5.7771 | 5
45456 | 9.1 | 1 | 2019-12-31 | 2020-12-31 | 365 | 10.6421 | 10
45473 | 2.6 | 1 | 2019-12-31 | 2020-12-31 | 365 | 3.0406 | 3
45477 | 4.32 | 1 | 2019-12-31 | 2020-12-31 | 365 | 5.0521 | 5
45487 | 6.24 | 1 | 2019-12-31 | 2020-12-31 | 365 | 7.2974 | 7
49651 | 3.975 | 1 | 2019-12-31 | 2020-12-31 | 365 | 4.6486 | 4
49656 | 4.94 | 1 | 2019-12-31 | 2020-12-31 | 365 | 5.7771 | 5
49646 | 6.48 | 1 | 2019-12-31 | 2020-12-31 | 365 | 7.5781 | 7
49659 | 7.42 | 1 | 2019-12-31 | 2020-12-31 | 365 | 8.6774 | 8
49658 | 2.86 | 1 | 2019-12-31 | 2020-12-31 | 365 | 3.3447 | 3
49667 | 6.76 | 1 | 2019-12-31 | 2020-12-31 | 365 | 7.9055 | 7
49654 | 5.72 | 1 | 2019-12-31 | 2020-12-31 | 365 | 6.6893 | 6
49652 | 4.94 | 1 | 2019-12-31 | 2020-12-31 | 365 | 5.7771 | 5
49671 | 11.96 | 1 | 2019-12-31 | 2020-12-31 | 365 | 13.9867 | 13
49672 | 6.24 | 1 | 2019-12-31 | 2020-12-31 | 365 | 7.2974 | 7
49645 | 3.12 | 1 | 2019-12-31 | 2020-12-31 | 365 | 3.6487 | 3
49679 | 5.72 | 1 | 2019-12-31 | 2020-12-31 | 365 | 6.6893 | 6
49696 | 5.13 | 1 | 2019-12-31 | 2020-12-31 | 365 | 5.9993 | 5
49634 | 11.96 | 1 | 2019-12-31 | 2020-12-31 | 365 | 13.9867 | 13
43514 | 7.54 | 1 | 2019-12-31 | 2020-12-31 | 365 | 8.8177 | 8
47152 | 4.42 | 1 | 2019-12-31 | 2020-12-31 | 365 | 5.169 | 5
47159 | 2.6 | 1 | 2019-12-31 | 2020-12-31 | 365 | 3.0406 | 3
47166 | 10.66 | 1 | 2019-12-31 | 2020-12-31 | 365 | 12.4664 | 12
47167 | 4.42 | 1 | 2019-12-31 | 2020-12-31 | 365 | 5.169 | 5
47168 | 6.76 | 1 | 2019-12-31 | 2020-12-31 | 365 | 7.9055 | 7
47173 | 9.88 | 1 | 2019-12-31 | 2020-12-31 | 365 | 11.5543 | 11
47190 | 9.88 | 1 | 2019-12-31 | 2020-12-31 | 365 | 11.5543 | 11
47194 | 7.8 | 1 | 2019-12-31 | 2020-12-31 | 365 | 9.1218 | 9
47195 | 5.355 | 1 | 2019-12-31 | 2020-12-31 | 365 | 6.2625 | 6
47191 | 7.8 | 1 | 2019-12-31 | 2020-12-31 | 365 | 9.1218 | 9
47196 | 13.78 | 1 | 2019-12-31 | 2020-12-31 | 365 | 16.1152 | 16
47205 | 8.215 | 1 | 2019-12-31 | 2020-12-31 | 365 | 9.6071 | 9
47207 | 6.24 | 1 | 2019-12-31 | 2020-12-31 | 365 | 7.2974 | 7
47292 | 5.98 | 1 | 2019-12-31 | 2020-12-31 | 365 | 6.9934 | 6
47329 | 4.16 | 1 | 2019-12-31 | 2020-12-31 | 365 | 4.865 | 4
48937 | 3.825 | 1 | 2019-12-31 | 2020-12-31 | 365 | 4.4732 | 4
43841 | 4.24 | 1 | 2019-12-31 | 2020-12-31 | 365 | 4.9585 | 4
49247 | 4.42 | 1 | 2019-12-31 | 2020-12-31 | 365 | 5.169 | 5
49263 | 7.8 | 1 | 2019-12-31 | 2020-12-31 | 365 | 9.1218 | 9
49711 | 6.76 | 1 | 2019-12-31 | 2020-12-31 | 365 | 7.9055 | 7
49262 | 6.63 | 1 | 2019-12-31 | 2020-12-31 | 365 | 7.7535 | 7
49551 | 3.64 | 1 | 2019-12-31 | 2020-12-31 | 365 | 4.2568 | 4
49572 | 10.4 | 1 | 2019-12-31 | 2020-12-31 | 365 | 12.1624 | 12
49590 | 9.36 | 1 | 2019-12-31 | 2020-12-31 | 365 | 10.9461 | 10
49619 | 3.64 | 1 | 2019-12-31 | 2020-12-31 | 365 | 4.2568 | 4
49718 | 10.14 | 1 | 2019-12-31 | 2020-12-31 | 365 | 11.8583 | 11
49623 | 4.08 | 1 | 2019-12-31 | 2020-12-31 | 365 | 4.7714 | 4
49628 | 4.16 | 1 | 2019-12-31 | 2020-12-31 | 365 | 4.865 | 4
49732 | 6.5 | 1 | 2019-12-31 | 2020-12-31 | 365 | 7.6015 | 7
49629 | 2.12 | 1 | 2019-12-31 | 2020-12-31 | 365 | 2.4793 | 2
49724 | 7.54 | 1 | 2019-12-31 | 2020-12-31 | 365 | 8.8177 | 8
49632 | 7.8 | 1 | 2019-12-31 | 2020-12-31 | 365 | 9.1218 | 9
49738 | 2.34 | 1 | 2019-12-31 | 2020-12-31 | 365 | 2.7365 | 2
49751 | 3.64 | 1 | 2019-12-31 | 2020-12-31 | 365 | 4.2568 | 4
49785 | 5.46 | 1 | 2019-12-31 | 2020-12-31 | 365 | 6.3853 | 6
49787 | 17.595 | 1 | 2019-12-31 | 2020-12-31 | 365 | 20.5766 | 20
49789 | 7.14 | 1 | 2019-12-31 | 2020-12-31 | 365 | 8.3499 | 8
49788 | 7.54 | 1 | 2019-12-31 | 2020-12-31 | 365 | 8.8177 | 8
49790 | 6.24 | 1 | 2019-12-31 | 2020-12-31 | 365 | 7.2974 | 7
49793 | 5.2 | 1 | 2019-12-31 | 2020-12-31 | 365 | 6.0812 | 6
49792 | 3.38 | 1 | 2019-12-31 | 2020-12-31 | 365 | 3.9528 | 3
49799 | 7.8 | 1 | 2019-12-31 | 2020-12-31 | 365 | 9.1218 | 9
49801 | 9.36 | 1 | 2019-12-31 | 2020-12-31 | 365 | 10.9461 | 10
49807 | 8.32 | 1 | 2019-12-31 | 2020-12-31 | 365 | 9.7299 | 9
49809 | 7.16 | 1 | 2019-12-31 | 2020-12-31 | 365 | 8.3733 | 8
49811 | 3.12 | 1 | 2019-12-31 | 2020-12-31 | 365 | 3.6487 | 3
49815 | 3.38 | 1 | 2019-12-31 | 2020-12-31 | 365 | 3.9528 | 3
51068 | 4.94 | 1 | 2019-12-31 | 2020-12-31 | 365 | 5.7771 | 5
49818 | 6.5 | 1 | 2019-12-31 | 2020-12-31 | 365 | 7.6015 | 7
51014 | 4.16 | 1 | 2019-12-31 | 2020-12-31 | 365 | 4.865 | 4
50995 | 4.945 | 1 | 2019-12-31 | 2020-12-31 | 365 | 5.783 | 5
51103 | 12.74 | 1 | 2019-12-31 | 2020-12-31 | 365 | 14.8989 | 14
49750 | 7.28 | 1 | 2019-12-31 | 2020-12-31 | 365 | 8.5137 | 8
51108 | 6.24 | 1 | 2019-12-31 | 2020-12-31 | 365 | 7.2974 | 7
49827 | 4.24 | 1 | 2019-12-31 | 2020-12-31 | 365 | 4.9585 | 4
49830 | 5.98 | 1 | 2019-12-31 | 2020-12-31 | 365 | 6.9934 | 6
49829 | 3.18 | 1 | 2019-12-31 | 2020-12-31 | 365 | 3.7189 | 3
49834 | 13.78 | 1 | 2019-12-31 | 2020-12-31 | 365 | 16.1152 | 16
49835 | 8.58 | 1 | 2019-12-31 | 2020-12-31 | 365 | 10.034 | 10
49837 | 4.68 | 1 | 2019-12-31 | 2020-12-31 | 365 | 5.4731 | 5
49841 | 7.02 | 1 | 2019-12-31 | 2020-12-31 | 365 | 8.2096 | 8
49843 | 4.16 | 1 | 2019-12-31 | 2020-12-31 | 365 | 4.865 | 4
49846 | 10 | 1 | 2019-12-31 | 2020-12-31 | 365 | 11.6946 | 11
51107 | 5.72 | 1 | 2019-12-31 | 2020-12-31 | 365 | 6.6893 | 6
49847 | 10.4 | 1 | 2019-12-31 | 2020-12-31 | 365 | 12.1624 | 12
51087 | 6.76 | 1 | 2019-12-31 | 2020-12-31 | 365 | 7.9055 | 7
49852 | 11.44 | 1 | 2019-12-31 | 2020-12-31 | 365 | 13.3786 | 13
38520 | 4.335 | 1 | 2019-12-31 | 2020-12-31 | 365 | 5.0696 | 5
49853 | 9.36 | 1 | 2019-12-31 | 2020-12-31 | 365 | 10.9461 | 10
51096 | 5.2 | 1 | 2019-12-31 | 2020-12-31 | 365 | 6.0812 | 6
51110 | 7.8 | 1 | 2019-12-31 | 2020-12-31 | 365 | 9.1218 | 9
49854 | 4.94 | 1 | 2019-12-31 | 2020-12-31 | 365 | 5.7771 | 5
51083 | 5.98 | 1 | 2019-12-31 | 2020-12-31 | 365 | 6.9934 | 6
51218 | 6.76 | 1 | 2019-12-31 | 2020-12-31 | 365 | 7.9055 | 7
51078 | 4.16 | 1 | 2019-12-31 | 2020-12-31 | 365 | 4.865 | 4
49856 | 4.16 | 1 | 2019-12-31 | 2020-12-31 | 365 | 4.865 | 4
51016 | 3.9 | 1 | 2019-12-31 | 2020-12-31 | 365 | 4.5609 | 4
51076 | 9.62 | 1 | 2019-12-31 | 2020-12-31 | 365 | 11.2502 | 11
42853 | 8.48 | 1 | 2019-12-31 | 2020-12-31 | 365 | 9.917 | 9
51092 | 3.12 | 1 | 2019-12-31 | 2020-12-31 | 365 | 3.6487 | 3
51634 | 11.18 | 1 | 2019-12-31 | 2020-12-31 | 365 | 13.0746 | 13
51811 | 5.46 | 1 | 2019-12-31 | 2020-12-31 | 365 | 6.3853 | 6
45493 | 8.32 | 1 | 2019-12-31 | 2020-12-31 | 365 | 9.7299 | 9
45482 | 13.78 | 1 | 2019-12-31 | 2020-12-31 | 365 | 16.1152 | 16
49860 | 5.98 | 1 | 2019-12-31 | 2020-12-31 | 365 | 6.9934 | 6
49863 | 5.98 | 1 | 2019-12-31 | 2020-12-31 | 365 | 6.9934 | 6
49859 | 9.88 | 1 | 2019-12-31 | 2020-12-31 | 365 | 11.5543 | 11
49867 | 8.84 | 1 | 2019-12-31 | 2020-12-31 | 365 | 10.338 | 10
49930 | 4.08 | 1 | 2019-12-31 | 2020-12-31 | 365 | 4.7714 | 4
49865 | 5.2 | 1 | 2019-12-31 | 2020-12-31 | 365 | 6.0812 | 6
51637 | 3.12 | 1 | 2019-12-31 | 2020-12-31 | 365 | 3.6487 | 3
51586 | 4.68 | 1 | 2019-12-31 | 2020-12-31 | 365 | 5.4731 | 5
49932 | 2.08 | 1 | 2019-12-31 | 2020-12-31 | 365 | 2.4325 | 2
51597 | 13.52 | 1 | 2019-12-31 | 2020-12-31 | 365 | 15.8111 | 15
51534 | 5.2 | 1 | 2019-12-31 | 2020-12-31 | 365 | 6.0812 | 6
49945 | 3.64 | 1 | 2019-12-31 | 2020-12-31 | 365 | 4.2568 | 4
51380 | 2.86 | 1 | 2019-12-31 | 2020-12-31 | 365 | 3.3447 | 3
51545 | 5.13 | 1 | 2019-12-31 | 2020-12-31 | 365 | 5.9993 | 5
49944 | 8.58 | 1 | 2019-12-31 | 2020-12-31 | 365 | 10.034 | 10
51530 | 6.76 | 1 | 2019-12-31 | 2020-12-31 | 365 | 7.9055 | 7
51814 | 5.2 | 1 | 2019-12-31 | 2020-12-31 | 365 | 6.0812 | 6
38973 | 9.1 | 1 | 2019-12-31 | 2020-12-31 | 365 | 10.6421 | 10
49951 | 8.32 | 1 | 2019-12-31 | 2020-12-31 | 365 | 9.7299 | 9
49956 | 7.42 | 1 | 2019-12-31 | 2020-12-31 | 365 | 8.6774 | 8
52071 | 3.38 | 1 | 2019-12-31 | 2020-12-31 | 365 | 3.9528 | 3
52082 | 3.64 | 1 | 2019-12-31 | 2020-12-31 | 365 | 4.2568 | 4
49965 | 7.395 | 1 | 2019-12-31 | 2020-12-31 | 365 | 8.6482 | 8
52072 | 8.215 | 1 | 2019-12-31 | 2020-12-31 | 365 | 9.6071 | 9
49967 | 4.16 | 1 | 2019-12-31 | 2020-12-31 | 365 | 4.865 | 4
49972 | 10.4 | 1 | 2019-12-31 | 2020-12-31 | 365 | 12.1624 | 12
50088 | 5.46 | 1 | 2019-12-31 | 2020-12-31 | 365 | 6.3853 | 6
52084 | 8.06 | 1 | 2019-12-31 | 2020-12-31 | 365 | 9.4258 | 9
50081 | 9.1 | 1 | 2019-12-31 | 2020-12-31 | 365 | 10.6421 | 10
50089 | 5.72 | 1 | 2019-12-31 | 2020-12-31 | 365 | 6.6893 | 6
50097 | 2.34 | 1 | 2019-12-31 | 2020-12-31 | 365 | 2.7365 | 2
50005 | 6 | 1 | 2019-12-31 | 2020-12-31 | 365 | 7.0168 | 7
52083 | 7.54 | 1 | 2019-12-31 | 2020-12-31 | 365 | 8.8177 | 8
50087 | 12 | 1 | 2019-12-31 | 2020-12-31 | 365 | 14.0335 | 14
49980 | 3.64 | 1 | 2019-12-31 | 2020-12-31 | 365 | 4.2568 | 4
52086 | 6.76 | 1 | 2019-12-31 | 2020-12-31 | 365 | 7.9055 | 7
52447 | 11.7 | 1 | 2019-12-31 | 2020-12-31 | 365 | 13.6827 | 13
52442 | 8.58 | 1 | 2019-12-31 | 2020-12-31 | 365 | 10.034 | 10
52386 | 3.9 | 1 | 2019-12-31 | 2020-12-31 | 365 | 4.5609 | 4
50078 | 3.64 | 1 | 2019-12-31 | 2020-12-31 | 365 | 4.2568 | 4
49984 | 4.16 | 1 | 2019-12-31 | 2020-12-31 | 365 | 4.865 | 4
52378 | 3.38 | 1 | 2019-12-31 | 2020-12-31 | 365 | 3.9528 | 3
49987 | 8.58 | 1 | 2019-12-31 | 2020-12-31 | 365 | 10.034 | 10
49991 | 3.24 | 1 | 2019-12-31 | 2020-12-31 | 365 | 3.7891 | 3
52298 | 6.625 | 1 | 2019-12-31 | 2020-12-31 | 365 | 7.7477 | 7
52188 | 9.36 | 1 | 2019-12-31 | 2020-12-31 | 365 | 10.9461 | 10
49996 | 9.36 | 1 | 2019-12-31 | 2020-12-31 | 365 | 10.9461 | 10
50754 | 9.62 | 1 | 2019-12-31 | 2020-12-31 | 365 | 11.2502 | 11
51630 | 3.57 | 1 | 2019-12-31 | 2020-12-31 | 365 | 4.175 | 4
50090 | 5.2 | 1 | 2019-12-31 | 2020-12-31 | 365 | 6.0812 | 6
51473 | 11.7 | 1 | 2019-12-31 | 2020-12-31 | 365 | 13.6827 | 13
52649 | 3.12 | 1 | 2019-12-31 | 2020-12-31 | 365 | 3.6487 | 3
50093 | 5.83 | 1 | 2019-12-31 | 2020-12-31 | 365 | 6.818 | 6
50500 | 11.44 | 1 | 2019-12-31 | 2020-12-31 | 365 | 13.3786 | 13
50508 | 6.24 | 1 | 2019-12-31 | 2020-12-31 | 365 | 7.2974 | 7
40927 | 12.22 | 1 | 2019-12-31 | 2020-12-31 | 365 | 14.2908 | 14
38750 | 5.45 | 1 | 2019-12-31 | 2020-12-31 | 365 | 6.3736 | 6
40919 | 10.66 | 1 | 2019-12-31 | 2020-12-31 | 365 | 12.4664 | 12
39351 | 8.58 | 1 | 2019-12-31 | 2020-12-31 | 365 | 10.034 | 10
42350 | 5.1 | 1 | 2019-12-31 | 2020-12-31 | 365 | 5.9642 | 5
50723 | 4.16 | 1 | 2019-12-31 | 2020-12-31 | 365 | 4.865 | 4
50749 | 7.02 | 1 | 2019-12-31 | 2020-12-31 | 365 | 8.2096 | 8
50732 | 6.76 | 1 | 2019-12-31 | 2020-12-31 | 365 | 7.9055 | 7
50720 | 7.8 | 1 | 2019-12-31 | 2020-12-31 | 365 | 9.1218 | 9
52903 | 6.5 | 1 | 2019-12-31 | 2020-12-31 | 365 | 7.6015 | 7
52870 | 5.46 | 1 | 2019-12-31 | 2020-12-31 | 365 | 6.3853 | 6
50701 | 4.94 | 1 | 2019-12-31 | 2020-12-31 | 365 | 5.7771 | 5
40942 | 7.28 | 1 | 2019-12-31 | 2020-12-31 | 365 | 8.5137 | 8
50521 | 7.02 | 1 | 2019-12-31 | 2020-12-31 | 365 | 8.2096 | 8
38974 | 11.18 | 1 | 2019-12-31 | 2020-12-31 | 365 | 13.0746 | 13
40930 | 12.72 | 1 | 2019-12-31 | 2020-12-31 | 365 | 14.8755 | 14
50526 | 4.68 | 1 | 2019-12-31 | 2020-12-31 | 365 | 5.4731 | 5
41874 | 7.02 | 1 | 2019-12-31 | 2020-12-31 | 365 | 8.2096 | 8
50706 | 13 | 1 | 2019-12-31 | 2020-12-31 | 365 | 15.203 | 15
38069 | 10.14 | 1 | 2019-12-31 | 2020-12-31 | 365 | 11.8583 | 11
39474 | 6.24 | 1 | 2019-12-31 | 2020-12-31 | 365 | 7.2974 | 7
39172 | 10.26 | 1 | 2019-12-31 | 2020-12-31 | 365 | 11.9987 | 11
50887 | 4.94 | 1 | 2019-12-31 | 2020-12-31 | 365 | 5.7771 | 5
50889 | 3.12 | 1 | 2019-12-31 | 2020-12-31 | 365 | 3.6487 | 3
40912 | 12.22 | 1 | 2019-12-31 | 2020-12-31 | 365 | 14.2908 | 14
50896 | 7.8 | 1 | 2019-12-31 | 2020-12-31 | 365 | 9.1218 | 9
50880 | 4.16 | 1 | 2019-12-31 | 2020-12-31 | 365 | 4.865 | 4
40810 | 12.455 | 1 | 2019-12-31 | 2020-12-31 | 365 | 14.5656 | 14
50763 | 9.805 | 1 | 2019-12-31 | 2020-12-31 | 365 | 11.4666 | 11
40822 | 4.68 | 1 | 2019-12-31 | 2020-12-31 | 365 | 5.4731 | 5
38273 | 4.94 | 1 | 2019-12-31 | 2020-12-31 | 365 | 5.7771 | 5
38712 | 7.02 | 1 | 2019-12-31 | 2020-12-31 | 365 | 8.2096 | 8
39624 | 7.28 | 1 | 2019-12-31 | 2020-12-31 | 365 | 8.5137 | 8
40808 | 5.3 | 1 | 2019-12-31 | 2020-12-31 | 365 | 6.1981 | 6
40725 | 5.98 | 1 | 2019-12-31 | 2020-12-31 | 365 | 6.9934 | 6
50780 | 3.12 | 1 | 2019-12-31 | 2020-12-31 | 365 | 3.6487 | 3
39345 | 10.66 | 1 | 2019-12-31 | 2020-12-31 | 365 | 12.4664 | 12
50744 | 9.54 | 1 | 2019-12-31 | 2020-12-31 | 365 | 11.1566 | 11
40921 | 7.28 | 1 | 2019-12-31 | 2020-12-31 | 365 | 8.5137 | 8
52866 | 6.24 | 1 | 2019-12-31 | 2020-12-31 | 365 | 7.2974 | 7
45321 | 3.64 | 1 | 2019-12-31 | 2020-12-31 | 365 | 4.2568 | 4
50955 | 5.72 | 1 | 2019-12-31 | 2020-12-31 | 365 | 6.6893 | 6
40283 | 3.12 | 1 | 2019-12-31 | 2020-12-31 | 365 | 3.6487 | 3
50784 | 11.66 | 1 | 2019-12-31 | 2020-12-31 | 365 | 13.6359 | 13
50758 | 5.72 | 1 | 2019-12-31 | 2020-12-31 | 365 | 6.6893 | 6
39081 | 5.72 | 1 | 2019-12-31 | 2020-12-31 | 365 | 6.6893 | 6
39001 | 8.06 | 1 | 2019-12-31 | 2020-12-31 | 365 | 9.4258 | 9
50952 | 5.72 | 1 | 2019-12-31 | 2020-12-31 | 365 | 6.6893 | 6
39622 | 10.2 | 1 | 2019-12-31 | 2020-12-31 | 365 | 11.9285 | 11
51018 | 4.16 | 1 | 2019-12-31 | 2020-12-31 | 365 | 4.865 | 4
51015 | 12.22 | 1 | 2019-12-31 | 2020-12-31 | 365 | 14.2908 | 14
43707 | 13.78 | 1 | 2019-12-31 | 2020-12-31 | 365 | 16.1152 | 16
40339 | 14.04 | 1 | 2019-12-31 | 2020-12-31 | 365 | 16.4192 | 16
51006 | 4.68 | 1 | 2019-12-31 | 2020-12-31 | 365 | 5.4731 | 5
40819 | 12.74 | 1 | 2019-12-31 | 2020-12-31 | 365 | 14.8989 | 14
39582 | 8.925 | 1 | 2019-12-31 | 2020-12-31 | 365 | 10.4374 | 10
38231 | 7.4 | 1 | 2019-12-31 | 2020-12-31 | 365 | 8.654 | 8
38978 | 5.2 | 1 | 2019-12-31 | 2020-12-31 | 365 | 6.0812 | 6
40576 | 6.76 | 1 | 2019-12-31 | 2020-12-31 | 365 | 7.9055 | 7
38420 | 5.46 | 1 | 2019-12-31 | 2020-12-31 | 365 | 6.3853 | 6
41169 | 5.355 | 1 | 2019-12-31 | 2020-12-31 | 365 | 6.2625 | 6
40922 | 7.28 | 1 | 2019-12-31 | 2020-12-31 | 365 | 8.5137 | 8
41396 | 3.9 | 1 | 2019-12-31 | 2020-12-31 | 365 | 4.5609 | 4
39296 | 9.36 | 1 | 2019-12-31 | 2020-12-31 | 365 | 10.9461 | 10
39405 | 5.1 | 1 | 2019-12-31 | 2020-12-31 | 365 | 5.9642 | 5
38505 | 10.335 | 1 | 2019-12-31 | 2020-12-31 | 365 | 12.0864 | 12
40241 | 6.24 | 1 | 2019-12-31 | 2020-12-31 | 365 | 7.2974 | 7
39898 | 11.7 | 1 | 2019-12-31 | 2020-12-31 | 365 | 13.6827 | 13
40805 | 9.62 | 1 | 2019-12-31 | 2020-12-31 | 365 | 11.2502 | 11
40855 | 4.24 | 1 | 2019-12-31 | 2020-12-31 | 365 | 4.9585 | 4
37920 | 11.44 | 1 | 2019-12-31 | 2020-12-31 | 365 | 13.3786 | 13
37949 | 4.94 | 1 | 2019-12-31 | 2020-12-31 | 365 | 5.7771 | 5
38042 | 3.9 | 1 | 2019-12-31 | 2020-12-31 | 365 | 4.5609 | 4
43008 | 2.34 | 1 | 2019-12-31 | 2020-12-31 | 365 | 2.7365 | 2
41482 | 3.445 | 1 | 2019-12-31 | 2020-12-31 | 365 | 4.0288 | 4
41180 | 4.845 | 1 | 2019-12-31 | 2020-12-31 | 365 | 5.666 | 5
41050 | 6.885 | 1 | 2019-12-31 | 2020-12-31 | 365 | 8.0517 | 8
43011 | 8.84 | 1 | 2019-12-31 | 2020-12-31 | 365 | 10.338 | 10
38932 | 2.7 | 1 | 2019-12-31 | 2020-12-31 | 365 | 3.1575 | 3
51019 | 11.73 | 1 | 2019-12-31 | 2020-12-31 | 365 | 13.7178 | 13
50996 | 9.88 | 1 | 2019-12-31 | 2020-12-31 | 365 | 11.5543 | 11
36768 | 8.84 | 1 | 2019-12-31 | 2020-12-31 | 365 | 10.338 | 10
51010 | 6.5 | 1 | 2019-12-31 | 2020-12-31 | 365 | 7.6015 | 7
50974 | 19.76 | 1 | 2019-12-31 | 2020-12-31 | 365 | 23.1085 | 23
51000 | 9.36 | 1 | 2019-12-31 | 2020-12-31 | 365 | 10.9461 | 10
50975 | 9.88 | 1 | 2019-12-31 | 2020-12-31 | 365 | 11.5543 | 11
51027 | 12.75 | 1 | 2019-12-31 | 2020-12-31 | 365 | 14.9106 | 14
51026 | 11.985 | 1 | 2019-12-31 | 2020-12-31 | 365 | 14.016 | 14
39458 | 8.06 | 1 | 2019-12-31 | 2020-12-31 | 365 | 9.4258 | 9
40040 | 4.94 | 1 | 2019-12-31 | 2020-12-31 | 365 | 5.7771 | 5
40869 | 9.945 | 1 | 2019-12-31 | 2020-12-31 | 365 | 11.6303 | 11
41777 | 4.08 | 1 | 2019-12-31 | 2020-12-31 | 365 | 4.7714 | 4
37859 | 6.5 | 1 | 2019-12-31 | 2020-12-31 | 365 | 7.6015 | 7
39224 | 4.59 | 1 | 2019-12-31 | 2020-12-31 | 365 | 5.3678 | 5
40961 | 4.94 | 1 | 2019-12-31 | 2020-12-31 | 365 | 5.7771 | 5
41936 | 4.42 | 1 | 2019-12-31 | 2020-12-31 | 365 | 5.169 | 5
43002 | 10.455 | 1 | 2019-12-31 | 2020-12-31 | 365 | 12.2267 | 12
40911 | 4.94 | 1 | 2019-12-31 | 2020-12-31 | 365 | 5.7771 | 5
38502 | 5.46 | 1 | 2019-12-31 | 2020-12-31 | 365 | 6.3853 | 6
38878 | 7.8 | 1 | 2019-12-31 | 2020-12-31 | 365 | 9.1218 | 9
39722 | 8.06 | 1 | 2019-12-31 | 2020-12-31 | 365 | 9.4258 | 9
39500 | 9.945 | 1 | 2019-12-31 | 2020-12-31 | 365 | 11.6303 | 11
39649 | 7.395 | 1 | 2019-12-31 | 2020-12-31 | 365 | 8.6482 | 8
52872 | 3.9 | 1 | 2019-12-31 | 2020-12-31 | 365 | 4.5609 | 4
39986 | 8.58 | 1 | 2019-12-31 | 2020-12-31 | 365 | 10.034 | 10
38268 | 12.22 | 1 | 2019-12-31 | 2020-12-31 | 365 | 14.2908 | 14
37884 | 13.26 | 1 | 2019-12-31 | 2020-12-31 | 365 | 15.507 | 15
39720 | 14.04 | 1 | 2019-12-31 | 2020-12-31 | 365 | 16.4192 | 16
42416 | 9.99 | 1 | 2019-12-31 | 2020-12-31 | 365 | 11.6829 | 11
39126 | 6.76 | 1 | 2019-12-31 | 2020-12-31 | 365 | 7.9055 | 7
39074 | 11.18 | 1 | 2019-12-31 | 2020-12-31 | 365 | 13.0746 | 13
41377 | 13.005 | 1 | 2019-12-31 | 2020-12-31 | 365 | 15.2088 | 15
40134 | 9.1 | 1 | 2019-12-31 | 2020-12-31 | 365 | 10.6421 | 10
41006 | 7.395 | 1 | 2019-12-31 | 2020-12-31 | 365 | 8.6482 | 8
39171 | 3 | 1 | 2019-12-31 | 2020-12-31 | 365 | 3.5084 | 3
39677 | 10.92 | 1 | 2019-12-31 | 2020-12-31 | 365 | 12.7705 | 12
40878 | 6.76 | 1 | 2019-12-31 | 2020-12-31 | 365 | 7.9055 | 7
39974 | 5.13 | 1 | 2019-12-31 | 2020-12-31 | 365 | 5.9993 | 5
41650 | 9.62 | 1 | 2019-12-31 | 2020-12-31 | 365 | 11.2502 | 11
39279 | 11.96 | 1 | 2019-12-31 | 2020-12-31 | 365 | 13.9867 | 13
50506 | 2.86 | 1 | 2019-12-31 | 2020-12-31 | 365 | 3.3447 | 3
38072 | 5.98 | 1 | 2019-12-31 | 2020-12-31 | 365 | 6.9934 | 6
40081 | 4.94 | 1 | 2019-12-31 | 2020-12-31 | 365 | 5.7771 | 5
42566 | 3.38 | 1 | 2019-12-31 | 2020-12-31 | 365 | 3.9528 | 3
38255 | 10.4 | 1 | 2019-12-31 | 2020-12-31 | 365 | 12.1624 | 12
38078 | 8.84 | 1 | 2019-12-31 | 2020-12-31 | 365 | 10.338 | 10
41963 | 4.16 | 1 | 2019-12-31 | 2020-12-31 | 365 | 4.865 | 4
42692 | 6.76 | 1 | 2019-12-31 | 2020-12-31 | 365 | 7.9055 | 7
42616 | 9.88 | 1 | 2019-12-31 | 2020-12-31 | 365 | 11.5543 | 11
36698 | 7.02 | 1 | 2019-12-31 | 2020-12-31 | 365 | 8.2096 | 8
40068 | 2.6 | 1 | 2019-12-31 | 2020-12-31 | 365 | 3.0406 | 3
45139 | 11.96 | 1 | 2019-12-31 | 2020-12-31 | 365 | 13.9867 | 13
45282 | 5.46 | 1 | 2019-12-31 | 2020-12-31 | 365 | 6.3853 | 6
45235 | 11.7 | 1 | 2019-12-31 | 2020-12-31 | 365 | 13.6827 | 13
49643 | 5.72 | 1 | 2019-12-31 | 2020-12-31 | 365 | 6.6893 | 6
50890 | 12.22 | 1 | 2019-12-31 | 2020-12-31 | 365 | 14.2908 | 14
52073 | 8.32 | 1 | 2019-12-31 | 2020-12-31 | 365 | 9.7299 | 9
38208 | 9.36 | 1 | 2019-12-31 | 2020-12-31 | 365 | 10.9461 | 10
42887 | 3.12 | 1 | 2019-12-31 | 2020-12-31 | 365 | 3.6487 | 3
41072 | 10 | 1 | 2019-12-31 | 2020-12-31 | 365 | 11.6946 | 11
40806 | 12.19 | 1 | 2019-12-31 | 2020-12-31 | 365 | 14.2557 | 14
38368 | 5.98 | 1 | 2019-12-31 | 2020-12-31 | 365 | 6.9934 | 6
41858 | 9.88 | 1 | 2019-12-31 | 2020-12-31 | 365 | 11.5543 | 11
41724 | 6.76 | 1 | 2019-12-31 | 2020-12-31 | 365 | 7.9055 | 7
42592 | 3.38 | 1 | 2019-12-31 | 2020-12-31 | 365 | 3.9528 | 3
40767 | 3.71 | 1 | 2019-12-31 | 2020-12-31 | 365 | 4.3387 | 4
40195 | 9.1 | 1 | 2019-12-31 | 2020-12-31 | 365 | 10.6421 | 10
39314 | 7.02 | 1 | 2019-12-31 | 2020-12-31 | 365 | 8.2096 | 8
41941 | 5.355 | 1 | 2019-12-31 | 2020-12-31 | 365 | 6.2625 | 6
40876 | 4.77 | 1 | 2019-12-31 | 2020-12-31 | 365 | 5.5783 | 5
42952 | 5.2 | 1 | 2019-12-31 | 2020-12-31 | 365 | 6.0812 | 6
37840 | 7.28 | 1 | 2019-12-31 | 2020-12-31 | 365 | 8.5137 | 8
38071 | 5.2 | 1 | 2019-12-31 | 2020-12-31 | 365 | 6.0812 | 6
39625 | 6.24 | 1 | 2019-12-31 | 2020-12-31 | 365 | 7.2974 | 7
39338 | 9.69 | 1 | 2019-12-31 | 2020-12-31 | 365 | 11.3321 | 11
43740 | 4.68 | 1 | 2019-12-31 | 2020-12-31 | 365 | 5.4731 | 5
38924 | 3.64 | 1 | 2019-12-31 | 2020-12-31 | 365 | 4.2568 | 4
43821 | 3.06 | 1 | 2019-12-31 | 2020-12-31 | 365 | 3.5785 | 3
44680 | 5.72 | 1 | 2019-12-31 | 2020-12-31 | 365 | 6.6893 | 6
44757 | 14.04 | 1 | 2019-12-31 | 2020-12-31 | 365 | 16.4192 | 16
44858 | 9.88 | 1 | 2019-12-31 | 2020-12-31 | 365 | 11.5543 | 11
47255 | 5.565 | 1 | 2019-12-31 | 2020-12-31 | 365 | 6.508 | 6
47346 | 5.2 | 1 | 2019-12-31 | 2020-12-31 | 365 | 6.0812 | 6
39347 | 7.28 | 1 | 2019-12-31 | 2020-12-31 | 365 | 8.5137 | 8
44732 | 4.42 | 1 | 2019-12-31 | 2020-12-31 | 365 | 5.169 | 5
45131 | 4.16 | 1 | 2019-12-31 | 2020-12-31 | 365 | 4.865 | 4
45127 | 4.77 | 1 | 2019-12-31 | 2020-12-31 | 365 | 5.5783 | 5
45228 | 5.1 | 1 | 2019-12-31 | 2020-12-31 | 365 | 5.9642 | 5
45223 | 6.76 | 1 | 2019-12-31 | 2020-12-31 | 365 | 7.9055 | 7
45186 | 10.4 | 1 | 2019-12-31 | 2020-12-31 | 365 | 12.1624 | 12
45152 | 15.6 | 1 | 2019-12-31 | 2020-12-31 | 365 | 18.2436 | 18
45501 | 3.57 | 1 | 2019-12-31 | 2020-12-31 | 365 | 4.175 | 4
45310 | 2.6 | 1 | 2019-12-31 | 2020-12-31 | 365 | 3.0406 | 3
39062 | 3.8 | 1 | 2019-12-31 | 2020-12-31 | 365 | 4.4439 | 4
47121 | 8.58 | 1 | 2019-12-31 | 2020-12-31 | 365 | 10.034 | 10
47175 | 4.16 | 1 | 2019-12-31 | 2020-12-31 | 365 | 4.865 | 4
44939 | 7.28 | 1 | 2019-12-31 | 2020-12-31 | 365 | 8.5137 | 8
45021 | 5.2 | 1 | 2019-12-31 | 2020-12-31 | 365 | 6.0812 | 6
45460 | 11.44 | 1 | 2019-12-31 | 2020-12-31 | 365 | 13.3786 | 13
45466 | 4.94 | 1 | 2019-12-31 | 2020-12-31 | 365 | 5.7771 | 5
44868 | 4.16 | 1 | 2019-12-31 | 2020-12-31 | 365 | 4.865 | 4
44705 | 7.54 | 1 | 2019-12-31 | 2020-12-31 | 365 | 8.8177 | 8
49636 | 8.58 | 1 | 2019-12-31 | 2020-12-31 | 365 | 10.034 | 10
44642 | 12.74 | 1 | 2019-12-31 | 2020-12-31 | 365 | 14.8989 | 14
44637 | 6.375 | 1 | 2019-12-31 | 2020-12-31 | 365 | 7.4553 | 7
49641 | 3.8 | 1 | 2019-12-31 | 2020-12-31 | 365 | 4.4439 | 4
49647 | 3.64 | 1 | 2019-12-31 | 2020-12-31 | 365 | 4.2568 | 4
49682 | 7.395 | 1 | 2019-12-31 | 2020-12-31 | 365 | 8.6482 | 8
40941 | 3.9 | 1 | 2019-12-31 | 2020-12-31 | 365 | 4.5609 | 4
40130 | 8.58 | 1 | 2019-12-31 | 2020-12-31 | 365 | 10.034 | 10
33180 | 10.4 | 1 | 2019-12-31 | 2020-12-31 | 365 | 12.1624 | 12
50709 | 3.12 | 1 | 2019-12-31 | 2020-12-31 | 365 | 3.6487 | 3
52048 | 14.04 | 1 | 2019-12-31 | 2020-12-31 | 365 | 16.4192 | 16
30032 | 9.1 | 1 | 2019-12-31 | 2020-12-31 | 365 | 10.6421 | 10
40786 | 7.8 | 1 | 2019-12-31 | 2020-12-31 | 365 | 9.1218 | 9
44878 | 9.1 | 1 | 2019-12-31 | 2020-12-31 | 365 | 10.6421 | 10
52313 | 15.12 | 1 | 2019-12-31 | 2020-12-31 | 365 | 17.6822 | 17
49783 | 5.865 | 1 | 2019-12-31 | 2020-12-31 | 365 | 6.8589 | 6
49849 | 4.16 | 1 | 2019-12-31 | 2020-12-31 | 365 | 4.865 | 4
47185 | 2.34 | 1 | 2019-12-31 | 2020-12-31 | 365 | 2.7365 | 2
47254 | 7.8 | 1 | 2019-12-31 | 2020-12-31 | 365 | 9.1218 | 9
38151 | 7.28 | 1 | 2019-12-31 | 2020-12-31 | 365 | 8.5137 | 8
38165 | 5.72 | 1 | 2019-12-31 | 2020-12-31 | 365 | 6.6893 | 6
49968 | 6.12 | 1 | 2019-12-31 | 2020-12-31 | 365 | 7.1571 | 7
50699 | 10.4 | 1 | 2019-12-31 | 2020-12-31 | 365 | 12.1624 | 12
38211 | 6.76 | 1 | 2019-12-31 | 2020-12-31 | 365 | 7.9055 | 7
33887 | 12.24 | 1 | 2019-12-31 | 2020-12-31 | 365 | 14.3142 | 14
49367 | 3.825 | 1 | 2019-12-31 | 2020-12-31 | 365 | 4.4732 | 4
40574 | 7.28 | 1 | 2019-12-31 | 2020-12-31 | 365 | 8.5137 | 8
49719 | 3.06 | 1 | 2019-12-31 | 2020-12-31 | 365 | 3.5785 | 3
49778 | 2.86 | 1 | 2019-12-31 | 2020-12-31 | 365 | 3.3447 | 3
50757 | 5.98 | 1 | 2019-12-31 | 2020-12-31 | 365 | 6.9934 | 6
49774 | 9.62 | 1 | 2019-12-31 | 2020-12-31 | 365 | 11.2502 | 11
51080 | 12.22 | 1 | 2019-12-31 | 2020-12-31 | 365 | 14.2908 | 14
51373 | 11.925 | 1 | 2019-12-31 | 2020-12-31 | 365 | 13.9458 | 13
50954 | 6.12 | 1 | 2019-12-31 | 2020-12-31 | 365 | 7.1571 | 7
52869 | 6.24 | 1 | 2019-12-31 | 2020-12-31 | 365 | 7.2974 | 7
49938 | 9.36 | 1 | 2019-12-31 | 2020-12-31 | 365 | 10.9461 | 10
49946 | 10.14 | 1 | 2019-12-31 | 2020-12-31 | 365 | 11.8583 | 11
49961 | 5.46 | 1 | 2019-12-31 | 2020-12-31 | 365 | 6.3853 | 6
49833 | 9.36 | 1 | 2019-12-31 | 2020-12-31 | 365 | 10.9461 | 10
39042 | 5.61 | 1 | 2019-12-31 | 2020-12-31 | 365 | 6.5607 | 6
41412 | 9.1 | 1 | 2019-12-31 | 2020-12-31 | 365 | 10.6421 | 10
39269 | 4.16 | 1 | 2019-12-31 | 2020-12-31 | 365 | 4.865 | 4
49803 | 6.5 | 1 | 2019-12-31 | 2020-12-31 | 365 | 7.6015 | 7
49836 | 5.72 | 1 | 2019-12-31 | 2020-12-31 | 365 | 6.6893 | 6
35060 | 3592.9 | 0.8 | 2019-12-31 | 2020-12-31 | 365 | 3361.4023 | 3361
49954 | 5.61 | 1 | 2019-12-31 | 2020-12-31 | 365 | 6.5607 | 6
40493 | 9.88 | 1 | 2019-12-31 | 2020-12-31 | 365 | 11.5543 | 11
40387 | 6.76 | 1 | 2019-12-31 | 2020-12-31 | 365 | 7.9055 | 7
40853 | 3.445 | 1 | 2019-12-31 | 2020-12-31 | 365 | 4.0288 | 4
49934 | 5.61 | 1 | 2019-12-31 | 2020-12-31 | 365 | 6.5607 | 6
53226 | 3.64 | 1 | 2019-12-31 | 2020-12-31 | 365 | 4.2568 | 4
53455 | 3.64 | 1 | 2019-12-31 | 2020-12-31 | 365 | 4.2568 | 4
43378 | 4.16 | 1 | 2019-12-31 | 2020-12-31 | 365 | 4.865 | 4
44374 | 4.845 | 1 | 2019-12-31 | 2020-12-31 | 365 | 5.666 | 5
43142 | 4.94 | 1 | 2019-12-31 | 2020-12-31 | 365 | 5.7771 | 5
42885 | 11.7 | 1 | 2019-12-31 | 2020-12-31 | 365 | 13.6827 | 13
43386 | 8.67 | 1 | 2019-12-31 | 2020-12-31 | 365 | 10.1392 | 10
38838 | 10.865 | 1 | 2019-12-31 | 2020-12-31 | 365 | 12.7062 | 12
43374 | 4.16 | 1 | 2019-12-31 | 2020-12-31 | 365 | 4.865 | 4
42871 | 5.46 | 1 | 2019-12-31 | 2020-12-31 | 365 | 6.3853 | 6
39807 | 4.59 | 1 | 2019-12-31 | 2020-12-31 | 365 | 5.3678 | 5
43369 | 5.61 | 1 | 2019-12-31 | 2020-12-31 | 365 | 6.5607 | 6
30350 | 6.095 | 1 | 2019-12-31 | 2020-12-31 | 365 | 7.1279 | 7
33328 | 5.98 | 1 | 2019-12-31 | 2020-12-31 | 365 | 6.9934 | 6
33637 | 14.04 | 1 | 2019-12-31 | 2020-12-31 | 365 | 16.4192 | 16
33880 | 2.6 | 1 | 2019-12-31 | 2020-12-31 | 365 | 3.0406 | 3
34080 | 5.46 | 1 | 2019-12-31 | 2020-12-31 | 365 | 6.3853 | 6
36116 | 13.77 | 1 | 2019-12-31 | 2020-12-31 | 365 | 16.1035 | 16
33149 | 7.28 | 1 | 2019-12-31 | 2020-12-31 | 365 | 8.5137 | 8
50752 | 7.54 | 1 | 2019-12-31 | 2020-12-31 | 365 | 8.8177 | 8
52330 | 9.01 | 1 | 2019-12-31 | 2020-12-31 | 365 | 10.5368 | 10
35445 | 5.72 | 1 | 2019-12-31 | 2020-12-31 | 365 | 6.6893 | 6
36420 | 5.98 | 1 | 2019-12-31 | 2020-12-31 | 365 | 6.9934 | 6
33375 | 2.6 | 1 | 2019-12-31 | 2020-12-31 | 365 | 3.0406 | 3
39185 | 8.925 | 1 | 2019-12-31 | 2020-12-31 | 365 | 10.4374 | 10
40391 | 14.04 | 1 | 2019-12-31 | 2020-12-31 | 365 | 16.4192 | 16
42186 | 3.9 | 1 | 2019-12-31 | 2020-12-31 | 365 | 4.5609 | 4
35254 | 151.2 | 0.9 | 2019-12-31 | 2020-12-31 | 365 | 159.1401 | 159
47113 | 16.64 | 1 | 2019-12-31 | 2020-12-31 | 365 | 19.4598 | 19
47094 | 8.32 | 1 | 2019-12-31 | 2020-12-31 | 365 | 9.7299 | 9
47204 | 7.28 | 1 | 2019-12-31 | 2020-12-31 | 365 | 8.5137 | 8
47337 | 7.54 | 1 | 2019-12-31 | 2020-12-31 | 365 | 8.8177 | 8
47365 | 7.905 | 1 | 2019-12-31 | 2020-12-31 | 365 | 9.2446 | 9
47460 | 4.94 | 1 | 2019-12-31 | 2020-12-31 | 365 | 5.7771 | 5
47282 | 6.24 | 1 | 2019-12-31 | 2020-12-31 | 365 | 7.2974 | 7
49256 | 4.68 | 1 | 2019-12-31 | 2020-12-31 | 365 | 5.4731 | 5
49363 | 4.59 | 1 | 2019-12-31 | 2020-12-31 | 365 | 5.3678 | 5
49370 | 8.32 | 1 | 2019-12-31 | 2020-12-31 | 365 | 9.7299 | 9
49383 | 13.78 | 1 | 2019-12-31 | 2020-12-31 | 365 | 16.1152 | 16
49394 | 9.88 | 1 | 2019-12-31 | 2020-12-31 | 365 | 11.5543 | 11
49401 | 5.72 | 1 | 2019-12-31 | 2020-12-31 | 365 | 6.6893 | 6
49404 | 4.94 | 1 | 2019-12-31 | 2020-12-31 | 365 | 5.7771 | 5
49420 | 14.04 | 1 | 2019-12-31 | 2020-12-31 | 365 | 16.4192 | 16
49421 | 15.6 | 1 | 2019-12-31 | 2020-12-31 | 365 | 18.2436 | 18
49426 | 7.54 | 1 | 2019-12-31 | 2020-12-31 | 365 | 8.8177 | 8
49433 | 4.335 | 1 | 2019-12-31 | 2020-12-31 | 365 | 5.0696 | 5
49448 | 13.26 | 1 | 2019-12-31 | 2020-12-31 | 365 | 15.507 | 15
49459 | 9.36 | 1 | 2019-12-31 | 2020-12-31 | 365 | 10.9461 | 10
49471 | 4.16 | 1 | 2019-12-31 | 2020-12-31 | 365 | 4.865 | 4
49481 | 2.08 | 1 | 2019-12-31 | 2020-12-31 | 365 | 2.4325 | 2
49468 | 7.28 | 1 | 2019-12-31 | 2020-12-31 | 365 | 8.5137 | 8
49490 | 5.98 | 1 | 2019-12-31 | 2020-12-31 | 365 | 6.9934 | 6
49515 | 7.8 | 1 | 2019-12-31 | 2020-12-31 | 365 | 9.1218 | 9
49979 | 11.925 | 1 | 2019-12-31 | 2020-12-31 | 365 | 13.9458 | 13
49532 | 7.54 | 1 | 2019-12-31 | 2020-12-31 | 365 | 8.8177 | 8
49556 | 5.98 | 1 | 2019-12-31 | 2020-12-31 | 365 | 6.9934 | 6
50480 | 8.32 | 1 | 2019-12-31 | 2020-12-31 | 365 | 9.7299 | 9
49553 | 10.14 | 1 | 2019-12-31 | 2020-12-31 | 365 | 11.8583 | 11
49588 | 2.34 | 1 | 2019-12-31 | 2020-12-31 | 365 | 2.7365 | 2
49606 | 12.74 | 1 | 2019-12-31 | 2020-12-31 | 365 | 14.8989 | 14
49614 | 3.975 | 1 | 2019-12-31 | 2020-12-31 | 365 | 4.6486 | 4
49620 | 4.16 | 1 | 2019-12-31 | 2020-12-31 | 365 | 4.865 | 4
49633 | 7.42 | 1 | 2019-12-31 | 2020-12-31 | 365 | 8.6774 | 8
49637 | 5.83 | 1 | 2019-12-31 | 2020-12-31 | 365 | 6.818 | 6
49648 | 12.74 | 1 | 2019-12-31 | 2020-12-31 | 365 | 14.8989 | 14
49775 | 9.805 | 1 | 2019-12-31 | 2020-12-31 | 365 | 11.4666 | 11
49660 | 6.24 | 1 | 2019-12-31 | 2020-12-31 | 365 | 7.2974 | 7
50492 | 6.5 | 1 | 2019-12-31 | 2020-12-31 | 365 | 7.6015 | 7
49665 | 9.88 | 1 | 2019-12-31 | 2020-12-31 | 365 | 11.5543 | 11
49680 | 7.54 | 1 | 2019-12-31 | 2020-12-31 | 365 | 8.8177 | 8
50514 | 11.96 | 1 | 2019-12-31 | 2020-12-31 | 365 | 13.9867 | 13
49784 | 9.88 | 1 | 2019-12-31 | 2020-12-31 | 365 | 11.5543 | 11
50528 | 7.54 | 1 | 2019-12-31 | 2020-12-31 | 365 | 8.8177 | 8
49786 | 5.46 | 1 | 2019-12-31 | 2020-12-31 | 365 | 6.3853 | 6
50724 | 3.38 | 1 | 2019-12-31 | 2020-12-31 | 365 | 3.9528 | 3
49806 | 8.06 | 1 | 2019-12-31 | 2020-12-31 | 365 | 9.4258 | 9
50747 | 10.14 | 1 | 2019-12-31 | 2020-12-31 | 365 | 11.8583 | 11
50733 | 3.9 | 1 | 2019-12-31 | 2020-12-31 | 365 | 4.5609 | 4
49817 | 4.16 | 1 | 2019-12-31 | 2020-12-31 | 365 | 4.865 | 4
49831 | 8.32 | 1 | 2019-12-31 | 2020-12-31 | 365 | 9.7299 | 9
50823 | 9.88 | 1 | 2019-12-31 | 2020-12-31 | 365 | 11.5543 | 11
49832 | 2.6 | 1 | 2019-12-31 | 2020-12-31 | 365 | 3.0406 | 3
50762 | 4.505 | 1 | 2019-12-31 | 2020-12-31 | 365 | 5.2684 | 5
50821 | 4.68 | 1 | 2019-12-31 | 2020-12-31 | 365 | 5.4731 | 5
50775 | 6.5 | 1 | 2019-12-31 | 2020-12-31 | 365 | 7.6015 | 7
50761 | 3.12 | 1 | 2019-12-31 | 2020-12-31 | 365 | 3.6487 | 3
50728 | 3.12 | 1 | 2019-12-31 | 2020-12-31 | 365 | 3.6487 | 3
51017 | 8.84 | 1 | 2019-12-31 | 2020-12-31 | 365 | 10.338 | 10
50989 | 5.2 | 1 | 2019-12-31 | 2020-12-31 | 365 | 6.0812 | 6
50999 | 12.74 | 1 | 2019-12-31 | 2020-12-31 | 365 | 14.8989 | 14
50981 | 2.08 | 1 | 2019-12-31 | 2020-12-31 | 365 | 2.4325 | 2
51024 | 5.46 | 1 | 2019-12-31 | 2020-12-31 | 365 | 6.3853 | 6
51097 | 3.9 | 1 | 2019-12-31 | 2020-12-31 | 365 | 4.5609 | 4
51098 | 7.28 | 1 | 2019-12-31 | 2020-12-31 | 365 | 8.5137 | 8
50968 | 8.25 | 1 | 2019-12-31 | 2020-12-31 | 365 | 9.648 | 9
51094 | 7.54 | 1 | 2019-12-31 | 2020-12-31 | 365 | 8.8177 | 8
51792 | 13.52 | 1 | 2019-12-31 | 2020-12-31 | 365 | 15.8111 | 15
49848 | 5.98 | 1 | 2019-12-31 | 2020-12-31 | 365 | 6.9934 | 6
49857 | 6.885 | 1 | 2019-12-31 | 2020-12-31 | 365 | 8.0517 | 8
51775 | 3.24 | 1 | 2019-12-31 | 2020-12-31 | 365 | 3.7891 | 3
49866 | 2.08 | 1 | 2019-12-31 | 2020-12-31 | 365 | 2.4325 | 2
49929 | 13.26 | 1 | 2019-12-31 | 2020-12-31 | 365 | 15.507 | 15
49931 | 7.28 | 1 | 2019-12-31 | 2020-12-31 | 365 | 8.5137 | 8
49943 | 3.06 | 1 | 2019-12-31 | 2020-12-31 | 365 | 3.5785 | 3
49941 | 8.58 | 1 | 2019-12-31 | 2020-12-31 | 365 | 10.034 | 10
49936 | 10.66 | 1 | 2019-12-31 | 2020-12-31 | 365 | 12.4664 | 12
49949 | 10.14 | 1 | 2019-12-31 | 2020-12-31 | 365 | 11.8583 | 11
49952 | 3.64 | 1 | 2019-12-31 | 2020-12-31 | 365 | 4.2568 | 4
49955 | 6.375 | 1 | 2019-12-31 | 2020-12-31 | 365 | 7.4553 | 7
49960 | 4.94 | 1 | 2019-12-31 | 2020-12-31 | 365 | 5.7771 | 5
49966 | 4.77 | 1 | 2019-12-31 | 2020-12-31 | 365 | 5.5783 | 5
49969 | 4.24 | 1 | 2019-12-31 | 2020-12-31 | 365 | 4.9585 | 4
49974 | 7.8 | 1 | 2019-12-31 | 2020-12-31 | 365 | 9.1218 | 9
49976 | 6.76 | 1 | 2019-12-31 | 2020-12-31 | 365 | 7.9055 | 7
49977 | 7.02 | 1 | 2019-12-31 | 2020-12-31 | 365 | 8.2096 | 8
39120 | 4.94 | 1 | 2019-12-31 | 2020-12-31 | 365 | 5.7771 | 5
40753 | 4.42 | 1 | 2019-12-31 | 2020-12-31 | 365 | 5.169 | 5
41825 | 10.92 | 1 | 2019-12-31 | 2020-12-31 | 365 | 12.7705 | 12
38602 | 8.32 | 1 | 2019-12-31 | 2020-12-31 | 365 | 9.7299 | 9
42676 | 7.8 | 1 | 2019-12-31 | 2020-12-31 | 365 | 9.1218 | 9
40693 | 7.54 | 1 | 2019-12-31 | 2020-12-31 | 365 | 8.8177 | 8
52923 | 9.62 | 1 | 2019-12-31 | 2020-12-31 | 365 | 11.2502 | 11
47378 | 2.34 | 1 | 2019-12-31 | 2020-12-31 | 365 | 2.7365 | 2
42212 | 7.83 | 1 | 2019-12-31 | 2020-12-31 | 365 | 9.1569 | 9
40579 | 2.86 | 1 | 2019-12-31 | 2020-12-31 | 365 | 3.3447 | 3
41392 | 6.24 | 1 | 2019-12-31 | 2020-12-31 | 365 | 7.2974 | 7
39545 | 3.64 | 1 | 2019-12-31 | 2020-12-31 | 365 | 4.2568 | 4
39061 | 8.58 | 1 | 2019-12-31 | 2020-12-31 | 365 | 10.034 | 10
52643 | 4.42 | 1 | 2019-12-31 | 2020-12-31 | 365 | 5.169 | 5
52638 | 9.69 | 1 | 2019-12-31 | 2020-12-31 | 365 | 11.3321 | 11
38065 | 6.24 | 1 | 2019-12-31 | 2020-12-31 | 365 | 7.2974 | 7
41382 | 9.36 | 1 | 2019-12-31 | 2020-12-31 | 365 | 10.9461 | 10
38730 | 5.72 | 1 | 2019-12-31 | 2020-12-31 | 365 | 6.6893 | 6
45936 | 2.86 | 1 | 2019-12-31 | 2020-12-31 | 365 | 3.3447 | 3
38178 | 11.96 | 1 | 2019-12-31 | 2020-12-31 | 365 | 13.9867 | 13
41918 | 7.28 | 1 | 2019-12-31 | 2020-12-31 | 365 | 8.5137 | 8
38055 | 4.68 | 1 | 2019-12-31 | 2020-12-31 | 365 | 5.4731 | 5
42945 | 5.355 | 1 | 2019-12-31 | 2020-12-31 | 365 | 6.2625 | 6
40697 | 9.54 | 1 | 2019-12-31 | 2020-12-31 | 365 | 11.1566 | 11
40007 | 3.12 | 1 | 2019-12-31 | 2020-12-31 | 365 | 3.6487 | 3
38216 | 7.28 | 1 | 2019-12-31 | 2020-12-31 | 365 | 8.5137 | 8
37631 | 8.84 | 1 | 2019-12-31 | 2020-12-31 | 365 | 10.338 | 10
38826 | 2.86 | 1 | 2019-12-31 | 2020-12-31 | 365 | 3.3447 | 3
43607 | 11.96 | 1 | 2019-12-31 | 2020-12-31 | 365 | 13.9867 | 13
38898 | 6.63 | 1 | 2019-12-31 | 2020-12-31 | 365 | 7.7535 | 7
40171 | 12.48 | 1 | 2019-12-31 | 2020-12-31 | 365 | 14.5949 | 14
43784 | 5.1 | 1 | 2019-12-31 | 2020-12-31 | 365 | 5.9642 | 5
39189 | 7.8 | 1 | 2019-12-31 | 2020-12-31 | 365 | 9.1218 | 9
51091 | 9.62 | 1 | 2019-12-31 | 2020-12-31 | 365 | 11.2502 | 11
51548 | 9.36 | 1 | 2019-12-31 | 2020-12-31 | 365 | 10.9461 | 10
51817 | 4.335 | 1 | 2019-12-31 | 2020-12-31 | 365 | 5.0696 | 5
51783 | 9.1 | 1 | 2019-12-31 | 2020-12-31 | 365 | 10.6421 | 10
52075 | 14.82 | 1 | 2019-12-31 | 2020-12-31 | 365 | 17.3314 | 17
52059 | 8.84 | 1 | 2019-12-31 | 2020-12-31 | 365 | 10.338 | 10
52051 | 4.42 | 1 | 2019-12-31 | 2020-12-31 | 365 | 5.169 | 5
52069 | 9.62 | 1 | 2019-12-31 | 2020-12-31 | 365 | 11.2502 | 11
52055 | 2.295 | 1 | 2019-12-31 | 2020-12-31 | 365 | 2.6839 | 2
52052 | 7.905 | 1 | 2019-12-31 | 2020-12-31 | 365 | 9.2446 | 9
52085 | 4.16 | 1 | 2019-12-31 | 2020-12-31 | 365 | 4.865 | 4
52010 | 9.1 | 1 | 2019-12-31 | 2020-12-31 | 365 | 10.6421 | 10
52006 | 12.22 | 1 | 2019-12-31 | 2020-12-31 | 365 | 14.2908 | 14
51953 | 3.9 | 1 | 2019-12-31 | 2020-12-31 | 365 | 4.5609 | 4
52374 | 5.61 | 1 | 2019-12-31 | 2020-12-31 | 365 | 6.5607 | 6
52429 | 6.63 | 1 | 2019-12-31 | 2020-12-31 | 365 | 7.7535 | 7
52435 | 4.08 | 1 | 2019-12-31 | 2020-12-31 | 365 | 4.7714 | 4
52450 | 11.7 | 1 | 2019-12-31 | 2020-12-31 | 365 | 13.6827 | 13
52449 | 4.16 | 1 | 2019-12-31 | 2020-12-31 | 365 | 4.865 | 4
52686 | 5.1 | 1 | 2019-12-31 | 2020-12-31 | 365 | 5.9642 | 5
52656 | 4.845 | 1 | 2019-12-31 | 2020-12-31 | 365 | 5.666 | 5
40219 | 10.4 | 1 | 2019-12-31 | 2020-12-31 | 365 | 12.1624 | 12
38284 | 6.36 | 1 | 2019-12-31 | 2020-12-31 | 365 | 7.4378 | 7
52653 | 6.36 | 1 | 2019-12-31 | 2020-12-31 | 365 | 7.4378 | 7
52654 | 4.08 | 1 | 2019-12-31 | 2020-12-31 | 365 | 4.7714 | 4
52655 | 4.845 | 1 | 2019-12-31 | 2020-12-31 | 365 | 5.666 | 5
40324 | 6.36 | 1 | 2019-12-31 | 2020-12-31 | 365 | 7.4378 | 7
52379 | 4.59 | 1 | 2019-12-31 | 2020-12-31 | 365 | 5.3678 | 5
52339 | 8.415 | 1 | 2019-12-31 | 2020-12-31 | 365 | 9.841 | 9
52306 | 4.94 | 1 | 2019-12-31 | 2020-12-31 | 365 | 5.7771 | 5
52483 | 14.04 | 1 | 2019-12-31 | 2020-12-31 | 365 | 16.4192 | 16
52303 | 6.76 | 1 | 2019-12-31 | 2020-12-31 | 365 | 7.9055 | 7
52300 | 7.8 | 1 | 2019-12-31 | 2020-12-31 | 365 | 9.1218 | 9
41754 | 5.2 | 1 | 2019-12-31 | 2020-12-31 | 365 | 6.0812 | 6
37916 | 7.54 | 1 | 2019-12-31 | 2020-12-31 | 365 | 8.8177 | 8
40761 | 18.615 | 1 | 2019-12-31 | 2020-12-31 | 365 | 21.7695 | 21
42068 | 7.02 | 1 | 2019-12-31 | 2020-12-31 | 365 | 8.2096 | 8
51954 | 4.247 | 1 | 2019-12-31 | 2020-12-31 | 365 | 4.9667 | 4
43710 | 9.945 | 1 | 2019-12-31 | 2020-12-31 | 365 | 11.6303 | 11
51957 | 10.14 | 1 | 2019-12-31 | 2020-12-31 | 365 | 11.8583 | 11
38833 | 8.32 | 1 | 2019-12-31 | 2020-12-31 | 365 | 9.7299 | 9
52487 | 7.65 | 1 | 2019-12-31 | 2020-12-31 | 365 | 8.9464 | 8
41290 | 8.84 | 1 | 2019-12-31 | 2020-12-31 | 365 | 10.338 | 10
51911 | 2.04 | 1 | 2019-12-31 | 2020-12-31 | 365 | 2.3857 | 2
40897 | 9.36 | 1 | 2019-12-31 | 2020-12-31 | 365 | 10.9461 | 10
39330 | 6.12 | 1 | 2019-12-31 | 2020-12-31 | 365 | 7.1571 | 7
51826 | 4.845 | 1 | 2019-12-31 | 2020-12-31 | 365 | 5.666 | 5
38521 | 10.66 | 1 | 2019-12-31 | 2020-12-31 | 365 | 12.4664 | 12
39308 | 7.8 | 1 | 2019-12-31 | 2020-12-31 | 365 | 9.1218 | 9
52639 | 6.885 | 1 | 2019-12-31 | 2020-12-31 | 365 | 8.0517 | 8
43186 | 5.2 | 1 | 2019-12-31 | 2020-12-31 | 365 | 6.0812 | 6
39054 | 6.24 | 1 | 2019-12-31 | 2020-12-31 | 365 | 7.2974 | 7
52635 | 10.455 | 1 | 2019-12-31 | 2020-12-31 | 365 | 12.2267 | 12
52637 | 8.16 | 1 | 2019-12-31 | 2020-12-31 | 365 | 9.5428 | 9
52910 | 2.55 | 1 | 2019-12-31 | 2020-12-31 | 365 | 2.9821 | 2
52871 | 3.8 | 1 | 2019-12-31 | 2020-12-31 | 365 | 4.4439 | 4
52652 | 8.415 | 1 | 2019-12-31 | 2020-12-31 | 365 | 9.841 | 9
52744 | 5.1 | 1 | 2019-12-31 | 2020-12-31 | 365 | 5.9642 | 5
52610 | 2.86 | 1 | 2019-12-31 | 2020-12-31 | 365 | 3.3447 | 3
52865 | 10.2 | 1 | 2019-12-31 | 2020-12-31 | 365 | 11.9285 | 11
52646 | 8.58 | 1 | 2019-12-31 | 2020-12-31 | 365 | 10.034 | 10
30694 | 5.98 | 1 | 2019-12-31 | 2020-12-31 | 365 | 6.9934 | 6
52651 | 7.02 | 1 | 2019-12-31 | 2020-12-31 | 365 | 8.2096 | 8
52689 | 4.42 | 1 | 2019-12-31 | 2020-12-31 | 365 | 5.169 | 5
52692 | 3.57 | 1 | 2019-12-31 | 2020-12-31 | 365 | 4.175 | 4
52740 | 4.42 | 1 | 2019-12-31 | 2020-12-31 | 365 | 5.169 | 5
40575 | 4.42 | 1 | 2019-12-31 | 2020-12-31 | 365 | 5.169 | 5
40315 | 7.02 | 1 | 2019-12-31 | 2020-12-31 | 365 | 8.2096 | 8
40198 | 16.12 | 1 | 2019-12-31 | 2020-12-31 | 365 | 18.8517 | 18
42126 | 7.8 | 1 | 2019-12-31 | 2020-12-31 | 365 | 9.1218 | 9
42215 | 4.05 | 1 | 2019-12-31 | 2020-12-31 | 365 | 4.7363 | 4
40597 | 14.3 | 1 | 2019-12-31 | 2020-12-31 | 365 | 16.7233 | 16
45779 | 10.14 | 1 | 2019-12-31 | 2020-12-31 | 365 | 11.8583 | 11
39723 | 5.2 | 1 | 2019-12-31 | 2020-12-31 | 365 | 6.0812 | 6
41884 | 11.22 | 1 | 2019-12-31 | 2020-12-31 | 365 | 13.1213 | 13
40206 | 7.905 | 1 | 2019-12-31 | 2020-12-31 | 365 | 9.2446 | 9
48082 | 6.24 | 1 | 2019-12-31 | 2020-12-31 | 365 | 7.2974 | 7
40661 | 18.2 | 1 | 2019-12-31 | 2020-12-31 | 365 | 21.2842 | 21
41552 | 3.38 | 1 | 2019-12-31 | 2020-12-31 | 365 | 3.9528 | 3
43082 | 4.59 | 1 | 2019-12-31 | 2020-12-31 | 365 | 5.3678 | 5
37898 | 3.9 | 1 | 2019-12-31 | 2020-12-31 | 365 | 4.5609 | 4
41759 | 5.72 | 1 | 2019-12-31 | 2020-12-31 | 365 | 6.6893 | 6
40517 | 10.455 | 1 | 2019-12-31 | 2020-12-31 | 365 | 12.2267 | 12
41272 | 7.8 | 1 | 2019-12-31 | 2020-12-31 | 365 | 9.1218 | 9
42681 | 8.84 | 1 | 2019-12-31 | 2020-12-31 | 365 | 10.338 | 10
40403 | 10.66 | 1 | 2019-12-31 | 2020-12-31 | 365 | 12.4664 | 12
40483 | 12.48 | 1 | 2019-12-31 | 2020-12-31 | 365 | 14.5949 | 14
40204 | 7.8 | 1 | 2019-12-31 | 2020-12-31 | 365 | 9.1218 | 9
41060 | 10.66 | 1 | 2019-12-31 | 2020-12-31 | 365 | 12.4664 | 12
38737 | 8.67 | 1 | 2019-12-31 | 2020-12-31 | 365 | 10.1392 | 10
52632 | 3.825 | 1 | 2019-12-31 | 2020-12-31 | 365 | 4.4732 | 4
52798 | 8.32 | 1 | 2019-12-31 | 2020-12-31 | 365 | 9.7299 | 9
40811 | 19.08 | 1 | 2019-12-31 | 2020-12-31 | 365 | 22.3133 | 22
37794 | 7.8 | 1 | 2019-12-31 | 2020-12-31 | 365 | 9.1218 | 9
40472 | 5.72 | 1 | 2019-12-31 | 2020-12-31 | 365 | 6.6893 | 6
53000 | 7.02 | 1 | 2019-12-31 | 2020-12-31 | 365 | 8.2096 | 8
52868 | 11.22 | 1 | 2019-12-31 | 2020-12-31 | 365 | 13.1213 | 13
52512 | 6.885 | 1 | 2019-12-31 | 2020-12-31 | 365 | 8.0517 | 8
40343 | 5.46 | 1 | 2019-12-31 | 2020-12-31 | 365 | 6.3853 | 6
52496 | 12.24 | 1 | 2019-12-31 | 2020-12-31 | 365 | 14.3142 | 14
51434 | 3.12 | 1 | 2019-12-31 | 2020-12-31 | 365 | 3.6487 | 3
41538 | 6.76 | 1 | 2019-12-31 | 2020-12-31 | 365 | 7.9055 | 7
40918 | 8.58 | 1 | 2019-12-31 | 2020-12-31 | 365 | 10.034 | 10
38265 | 9.54 | 1 | 2019-12-31 | 2020-12-31 | 365 | 11.1566 | 11
38315 | 2.86 | 1 | 2019-12-31 | 2020-12-31 | 365 | 3.3447 | 3
52980 | 3.38 | 1 | 2019-12-31 | 2020-12-31 | 365 | 3.9528 | 3
52976 | 9.945 | 1 | 2019-12-31 | 2020-12-31 | 365 | 11.6303 | 11
52978 | 9.435 | 1 | 2019-12-31 | 2020-12-31 | 365 | 11.0339 | 11
52918 | 2.805 | 1 | 2019-12-31 | 2020-12-31 | 365 | 3.2803 | 3
52981 | 4.68 | 1 | 2019-12-31 | 2020-12-31 | 365 | 5.4731 | 5
52936 | 4.335 | 1 | 2019-12-31 | 2020-12-31 | 365 | 5.0696 | 5
52972 | 3.8 | 1 | 2019-12-31 | 2020-12-31 | 365 | 4.4439 | 4
38967 | 5.72 | 1 | 2019-12-31 | 2020-12-31 | 365 | 6.6893 | 6
46031 | 7.54 | 1 | 2019-12-31 | 2020-12-31 | 365 | 8.8177 | 8
38064 | 6.63 | 1 | 2019-12-31 | 2020-12-31 | 365 | 7.7535 | 7
38200 | 9.1 | 1 | 2019-12-31 | 2020-12-31 | 365 | 10.6421 | 10
39531 | 8.32 | 1 | 2019-12-31 | 2020-12-31 | 365 | 9.7299 | 9
41893 | 8.58 | 1 | 2019-12-31 | 2020-12-31 | 365 | 10.034 | 10
52924 | 4.59 | 1 | 2019-12-31 | 2020-12-31 | 365 | 5.3678 | 5
40931 | 6.76 | 1 | 2019-12-31 | 2020-12-31 | 365 | 7.9055 | 7
42427 | 3.64 | 1 | 2019-12-31 | 2020-12-31 | 365 | 4.2568 | 4
37843 | 5.46 | 1 | 2019-12-31 | 2020-12-31 | 365 | 6.3853 | 6
50625 | 11.96 | 1 | 2019-12-31 | 2020-12-31 | 365 | 13.9867 | 13
42342 | 4.68 | 1 | 2019-12-31 | 2020-12-31 | 365 | 5.4731 | 5
52896 | 4.86 | 1 | 2019-12-31 | 2020-12-31 | 365 | 5.6836 | 5
38754 | 8.67 | 1 | 2019-12-31 | 2020-12-31 | 365 | 10.1392 | 10
40332 | 7.54 | 1 | 2019-12-31 | 2020-12-31 | 365 | 8.8177 | 8
52899 | 9.18 | 1 | 2019-12-31 | 2020-12-31 | 365 | 10.7356 | 10
40577 | 16.64 | 1 | 2019-12-31 | 2020-12-31 | 365 | 19.4598 | 19
40679 | 7.28 | 1 | 2019-12-31 | 2020-12-31 | 365 | 8.5137 | 8
52867 | 12.24 | 1 | 2019-12-31 | 2020-12-31 | 365 | 14.3142 | 14
52888 | 3.825 | 1 | 2019-12-31 | 2020-12-31 | 365 | 4.4732 | 4
40069 | 7.14 | 1 | 2019-12-31 | 2020-12-31 | 365 | 8.3499 | 8
52891 | 3.38 | 1 | 2019-12-31 | 2020-12-31 | 365 | 3.9528 | 3
52861 | 5.1 | 1 | 2019-12-31 | 2020-12-31 | 365 | 5.9642 | 5
41327 | 9.62 | 1 | 2019-12-31 | 2020-12-31 | 365 | 11.2502 | 11
38753 | 4.42 | 1 | 2019-12-31 | 2020-12-31 | 365 | 5.169 | 5
52864 | 6.5 | 1 | 2019-12-31 | 2020-12-31 | 365 | 7.6015 | 7
41702 | 7.395 | 1 | 2019-12-31 | 2020-12-31 | 365 | 8.6482 | 8
52860 | 3.57 | 1 | 2019-12-31 | 2020-12-31 | 365 | 4.175 | 4
52862 | 6.12 | 1 | 2019-12-31 | 2020-12-31 | 365 | 7.1571 | 7
38070 | 7.8 | 1 | 2019-12-31 | 2020-12-31 | 365 | 9.1218 | 9
52741 | 5.46 | 1 | 2019-12-31 | 2020-12-31 | 365 | 6.3853 | 6
39324 | 3.12 | 1 | 2019-12-31 | 2020-12-31 | 365 | 3.6487 | 3
39448 | 3.825 | 1 | 2019-12-31 | 2020-12-31 | 365 | 4.4732 | 4
43081 | 4.59 | 1 | 2019-12-31 | 2020-12-31 | 365 | 5.3678 | 5
39268 | 6.12 | 1 | 2019-12-31 | 2020-12-31 | 365 | 7.1571 | 7
41659 | 2.55 | 1 | 2019-12-31 | 2020-12-31 | 365 | 2.9821 | 2
41559 | 2.915 | 1 | 2019-12-31 | 2020-12-31 | 365 | 3.409 | 3
40540 | 10.4 | 1 | 2019-12-31 | 2020-12-31 | 365 | 12.1624 | 12
39184 | 3.9 | 1 | 2019-12-31 | 2020-12-31 | 365 | 4.5609 | 4
40862 | 6.24 | 1 | 2019-12-31 | 2020-12-31 | 365 | 7.2974 | 7
40647 | 5.2 | 1 | 2019-12-31 | 2020-12-31 | 365 | 6.0812 | 6
39036 | 6.12 | 1 | 2019-12-31 | 2020-12-31 | 365 | 7.1571 | 7
40737 | 8.84 | 1 | 2019-12-31 | 2020-12-31 | 365 | 10.338 | 10
39999 | 11.18 | 1 | 2019-12-31 | 2020-12-31 | 365 | 13.0746 | 13
40573 | 8.58 | 1 | 2019-12-31 | 2020-12-31 | 365 | 10.034 | 10
37989 | 2.805 | 1 | 2019-12-31 | 2020-12-31 | 365 | 3.2803 | 3
40374 | 7.02 | 1 | 2019-12-31 | 2020-12-31 | 365 | 8.2096 | 8
40905 | 5.46 | 1 | 2019-12-31 | 2020-12-31 | 365 | 6.3853 | 6
43407 | 3.12 | 1 | 2019-12-31 | 2020-12-31 | 365 | 3.6487 | 3
40898 | 13.78 | 1 | 2019-12-31 | 2020-12-31 | 365 | 16.1152 | 16
38798 | 11.985 | 1 | 2019-12-31 | 2020-12-31 | 365 | 14.016 | 14
41464 | 4.77 | 1 | 2019-12-31 | 2020-12-31 | 365 | 5.5783 | 5
38955 | 5.2 | 1 | 2019-12-31 | 2020-12-31 | 365 | 6.0812 | 6
40923 | 7.95 | 1 | 2019-12-31 | 2020-12-31 | 365 | 9.2972 | 9
39025 | 5.98 | 1 | 2019-12-31 | 2020-12-31 | 365 | 6.9934 | 6
41549 | 8.925 | 1 | 2019-12-31 | 2020-12-31 | 365 | 10.4374 | 10
38396 | 6.63 | 1 | 2019-12-31 | 2020-12-31 | 365 | 7.7535 | 7
43681 | 9.69 | 1 | 2019-12-31 | 2020-12-31 | 365 | 11.3321 | 11
42608 | 11.7 | 1 | 2019-12-31 | 2020-12-31 | 365 | 13.6827 | 13
41291 | 6.375 | 1 | 2019-12-31 | 2020-12-31 | 365 | 7.4553 | 7
38043 | 2.55 | 1 | 2019-12-31 | 2020-12-31 | 365 | 2.9821 | 2
38788 | 11.18 | 1 | 2019-12-31 | 2020-12-31 | 365 | 13.0746 | 13
41357 | 7.8 | 1 | 2019-12-31 | 2020-12-31 | 365 | 9.1218 | 9
45000 | 2.08 | 1 | 2019-12-31 | 2020-12-31 | 365 | 2.4325 | 2
38709 | 9.62 | 1 | 2019-12-31 | 2020-12-31 | 365 | 11.2502 | 11
41145 | 5.72 | 1 | 2019-12-31 | 2020-12-31 | 365 | 6.6893 | 6
39223 | 6.24 | 1 | 2019-12-31 | 2020-12-31 | 365 | 7.2974 | 7
43608 | 6.24 | 1 | 2019-12-31 | 2020-12-31 | 365 | 7.2974 | 7
45942 | 5.46 | 1 | 2019-12-31 | 2020-12-31 | 365 | 6.3853 | 6
42002 | 7.65 | 1 | 2019-12-31 | 2020-12-31 | 365 | 8.9464 | 8
39071 | 8.58 | 1 | 2019-12-31 | 2020-12-31 | 365 | 10.034 | 10
39117 | 2.08 | 1 | 2019-12-31 | 2020-12-31 | 365 | 2.4325 | 2
39502 | 9.62 | 1 | 2019-12-31 | 2020-12-31 | 365 | 11.2502 | 11
41331 | 9.54 | 1 | 2019-12-31 | 2020-12-31 | 365 | 11.1566 | 11
41415 | 10.4 | 1 | 2019-12-31 | 2020-12-31 | 365 | 12.1624 | 12
39350 | 14.04 | 1 | 2019-12-31 | 2020-12-31 | 365 | 16.4192 | 16
40526 | 5.98 | 1 | 2019-12-31 | 2020-12-31 | 365 | 6.9934 | 6
40477 | 5.46 | 1 | 2019-12-31 | 2020-12-31 | 365 | 6.3853 | 6
40207 | 4.845 | 1 | 2019-12-31 | 2020-12-31 | 365 | 5.666 | 5
38855 | 13.26 | 1 | 2019-12-31 | 2020-12-31 | 365 | 15.507 | 15
38917 | 7.54 | 1 | 2019-12-31 | 2020-12-31 | 365 | 8.8177 | 8
39598 | 5.865 | 1 | 2019-12-31 | 2020-12-31 | 365 | 6.8589 | 6
39498 | 6.24 | 1 | 2019-12-31 | 2020-12-31 | 365 | 7.2974 | 7
38060 | 11.44 | 1 | 2019-12-31 | 2020-12-31 | 365 | 13.3786 | 13
39227 | 3.38 | 1 | 2019-12-31 | 2020-12-31 | 365 | 3.9528 | 3
41267 | 4.845 | 1 | 2019-12-31 | 2020-12-31 | 365 | 5.666 | 5
39719 | 7.54 | 1 | 2019-12-31 | 2020-12-31 | 365 | 8.8177 | 8
39573 | 3.64 | 1 | 2019-12-31 | 2020-12-31 | 365 | 4.2568 | 4
39168 | 9.62 | 1 | 2019-12-31 | 2020-12-31 | 365 | 11.2502 | 11
39587 | 6.5 | 1 | 2019-12-31 | 2020-12-31 | 365 | 7.6015 | 7
39420 | 3.64 | 1 | 2019-12-31 | 2020-12-31 | 365 | 4.2568 | 4
39425 | 2.86 | 1 | 2019-12-31 | 2020-12-31 | 365 | 3.3447 | 3
41588 | 13.52 | 1 | 2019-12-31 | 2020-12-31 | 365 | 15.8111 | 15
40504 | 6.76 | 1 | 2019-12-31 | 2020-12-31 | 365 | 7.9055 | 7
41208 | 12.48 | 1 | 2019-12-31 | 2020-12-31 | 365 | 14.5949 | 14
38436 | 4.94 | 1 | 2019-12-31 | 2020-12-31 | 365 | 5.7771 | 5
39955 | 4.16 | 1 | 2019-12-31 | 2020-12-31 | 365 | 4.865 | 4
41334 | 3.9 | 1 | 2019-12-31 | 2020-12-31 | 365 | 4.5609 | 4
40497 | 2.08 | 1 | 2019-12-31 | 2020-12-31 | 365 | 2.4325 | 2
41486 | 9.88 | 1 | 2019-12-31 | 2020-12-31 | 365 | 11.5543 | 11
41765 | 10.92 | 1 | 2019-12-31 | 2020-12-31 | 365 | 12.7705 | 12
40908 | 6.76 | 1 | 2019-12-31 | 2020-12-31 | 365 | 7.9055 | 7
40680 | 12.48 | 1 | 2019-12-31 | 2020-12-31 | 365 | 14.5949 | 14
38695 | 11.18 | 1 | 2019-12-31 | 2020-12-31 | 365 | 13.0746 | 13
38068 | 9.88 | 1 | 2019-12-31 | 2020-12-31 | 365 | 11.5543 | 11
37822 | 11.18 | 1 | 2019-12-31 | 2020-12-31 | 365 | 13.0746 | 13
41172 | 6.76 | 1 | 2019-12-31 | 2020-12-31 | 365 | 7.9055 | 7
40739 | 6.24 | 1 | 2019-12-31 | 2020-12-31 | 365 | 7.2974 | 7
38927 | 10.66 | 1 | 2019-12-31 | 2020-12-31 | 365 | 12.4664 | 12
41496 | 8.215 | 1 | 2019-12-31 | 2020-12-31 | 365 | 9.6071 | 9
38976 | 5.46 | 1 | 2019-12-31 | 2020-12-31 | 365 | 6.3853 | 6
45442 | 4.335 | 1 | 2019-12-31 | 2020-12-31 | 365 | 5.0696 | 5
46002 | 5.46 | 1 | 2019-12-31 | 2020-12-31 | 365 | 6.3853 | 6
39249 | 8.06 | 1 | 2019-12-31 | 2020-12-31 | 365 | 9.4258 | 9
38074 | 7.905 | 1 | 2019-12-31 | 2020-12-31 | 365 | 9.2446 | 9
45978 | 7.65 | 1 | 2019-12-31 | 2020-12-31 | 365 | 8.9464 | 8
40754 | 7.02 | 1 | 2019-12-31 | 2020-12-31 | 365 | 8.2096 | 8
39095 | 12.22 | 1 | 2019-12-31 | 2020-12-31 | 365 | 14.2908 | 14
42034 | 10.92 | 1 | 2019-12-31 | 2020-12-31 | 365 | 12.7705 | 12
39965 | 4.94 | 1 | 2019-12-31 | 2020-12-31 | 365 | 5.7771 | 5
43044 | 5.98 | 1 | 2019-12-31 | 2020-12-31 | 365 | 6.9934 | 6
40700 | 6.24 | 1 | 2019-12-31 | 2020-12-31 | 365 | 7.2974 | 7
42059 | 13.52 | 1 | 2019-12-31 | 2020-12-31 | 365 | 15.8111 | 15
37965 | 6.76 | 1 | 2019-12-31 | 2020-12-31 | 365 | 7.9055 | 7
40452 | 7.02 | 1 | 2019-12-31 | 2020-12-31 | 365 | 8.2096 | 8
41301 | 6.5 | 1 | 2019-12-31 | 2020-12-31 | 365 | 7.6015 | 7
42197 | 5.2 | 1 | 2019-12-31 | 2020-12-31 | 365 | 6.0812 | 6
39243 | 4.16 | 1 | 2019-12-31 | 2020-12-31 | 365 | 4.865 | 4
41360 | 6.89 | 1 | 2019-12-31 | 2020-12-31 | 365 | 8.0576 | 8
43079 | 6.12 | 1 | 2019-12-31 | 2020-12-31 | 365 | 7.1571 | 7
41915 | 15.86 | 1 | 2019-12-31 | 2020-12-31 | 365 | 18.5476 | 18
37581 | 8.32 | 1 | 2019-12-31 | 2020-12-31 | 365 | 9.7299 | 9
40536 | 12.22 | 1 | 2019-12-31 | 2020-12-31 | 365 | 14.2908 | 14
48053 | 5.2 | 1 | 2019-12-31 | 2020-12-31 | 365 | 6.0812 | 6
41791 | 6.5 | 1 | 2019-12-31 | 2020-12-31 | 365 | 7.6015 | 7
39247 | 6.63 | 1 | 2019-12-31 | 2020-12-31 | 365 | 7.7535 | 7
40719 | 4.16 | 1 | 2019-12-31 | 2020-12-31 | 365 | 4.865 | 4
38699 | 9.1 | 1 | 2019-12-31 | 2020-12-31 | 365 | 10.6421 | 10
43705 | 5.3 | 1 | 2019-12-31 | 2020-12-31 | 365 | 6.1981 | 6
39943 | 5.3 | 1 | 2019-12-31 | 2020-12-31 | 365 | 6.1981 | 6
41440 | 9.275 | 1 | 2019-12-31 | 2020-12-31 | 365 | 10.8467 | 10
41902 | 6.24 | 1 | 2019-12-31 | 2020-12-31 | 365 | 7.2974 | 7
40637 | 8.32 | 1 | 2019-12-31 | 2020-12-31 | 365 | 9.7299 | 9
39447 | 9.36 | 1 | 2019-12-31 | 2020-12-31 | 365 | 10.9461 | 10
39564 | 5.98 | 1 | 2019-12-31 | 2020-12-31 | 365 | 6.9934 | 6
39295 | 7.28 | 1 | 2019-12-31 | 2020-12-31 | 365 | 8.5137 | 8
40429 | 11.7 | 1 | 2019-12-31 | 2020-12-31 | 365 | 13.6827 | 13
41580 | 8.48 | 1 | 2019-12-31 | 2020-12-31 | 365 | 9.917 | 9
41687 | 6.76 | 1 | 2019-12-31 | 2020-12-31 | 365 | 7.9055 | 7
39683 | 9.88 | 1 | 2019-12-31 | 2020-12-31 | 365 | 11.5543 | 11
43687 | 2.08 | 1 | 2019-12-31 | 2020-12-31 | 365 | 2.4325 | 2
37980 | 2.55 | 1 | 2019-12-31 | 2020-12-31 | 365 | 2.9821 | 2
44736 | 7.28 | 1 | 2019-12-31 | 2020-12-31 | 365 | 8.5137 | 8
37622 | 6.24 | 1 | 2019-12-31 | 2020-12-31 | 365 | 7.2974 | 7
42039 | 5.035 | 1 | 2019-12-31 | 2020-12-31 | 365 | 5.8882 | 5
40626 | 5.2 | 1 | 2019-12-31 | 2020-12-31 | 365 | 6.0812 | 6
47882 | 9.1 | 1 | 2019-12-31 | 2020-12-31 | 365 | 10.6421 | 10
40011 | 5.98 | 1 | 2019-12-31 | 2020-12-31 | 365 | 6.9934 | 6
39642 | 6.24 | 1 | 2019-12-31 | 2020-12-31 | 365 | 7.2974 | 7
43576 | 2.6 | 1 | 2019-12-31 | 2020-12-31 | 365 | 3.0406 | 3
40825 | 15.6 | 1 | 2019-12-31 | 2020-12-31 | 365 | 18.2436 | 18
40944 | 13.78 | 1 | 2019-12-31 | 2020-12-31 | 365 | 16.1152 | 16
42409 | 9.18 | 1 | 2019-12-31 | 2020-12-31 | 365 | 10.7356 | 10
40292 | 10.14 | 1 | 2019-12-31 | 2020-12-31 | 365 | 11.8583 | 11
42006 | 2.34 | 1 | 2019-12-31 | 2020-12-31 | 365 | 2.7365 | 2
40644 | 6.375 | 1 | 2019-12-31 | 2020-12-31 | 365 | 7.4553 | 7
40943 | 6.76 | 1 | 2019-12-31 | 2020-12-31 | 365 | 7.9055 | 7
39195 | 10.14 | 1 | 2019-12-31 | 2020-12-31 | 365 | 11.8583 | 11
38857 | 6.5 | 1 | 2019-12-31 | 2020-12-31 | 365 | 7.6015 | 7
40451 | 7.8 | 1 | 2019-12-31 | 2020-12-31 | 365 | 9.1218 | 9
46607 | 5.1 | 1 | 2019-12-31 | 2020-12-31 | 365 | 5.9642 | 5
47993 | 7.65 | 1 | 2019-12-31 | 2020-12-31 | 365 | 8.9464 | 8
46157 | 8.48 | 1 | 2019-12-31 | 2020-12-31 | 365 | 9.917 | 9
40962 | 14.04 | 1 | 2019-12-31 | 2020-12-31 | 365 | 16.4192 | 16
39380 | 5.565 | 1 | 2019-12-31 | 2020-12-31 | 365 | 6.508 | 6
40377 | 8.32 | 1 | 2019-12-31 | 2020-12-31 | 365 | 9.7299 | 9
39435 | 3.12 | 1 | 2019-12-31 | 2020-12-31 | 365 | 3.6487 | 3
40468 | 5.46 | 1 | 2019-12-31 | 2020-12-31 | 365 | 6.3853 | 6
42364 | 2.65 | 1 | 2019-12-31 | 2020-12-31 | 365 | 3.0991 | 3
38076 | 6.24 | 1 | 2019-12-31 | 2020-12-31 | 365 | 7.2974 | 7
43693 | 12.48 | 1 | 2019-12-31 | 2020-12-31 | 365 | 14.5949 | 14
40000 | 8.84 | 1 | 2019-12-31 | 2020-12-31 | 365 | 10.338 | 10
40215 | 10.14 | 1 | 2019-12-31 | 2020-12-31 | 365 | 11.8583 | 11
42383 | 6.76 | 1 | 2019-12-31 | 2020-12-31 | 365 | 7.9055 | 7
38034 | 8.06 | 1 | 2019-12-31 | 2020-12-31 | 365 | 9.4258 | 9
39607 | 5.98 | 1 | 2019-12-31 | 2020-12-31 | 365 | 6.9934 | 6
40652 | 7.54 | 1 | 2019-12-31 | 2020-12-31 | 365 | 8.8177 | 8
40378 | 5.61 | 1 | 2019-12-31 | 2020-12-31 | 365 | 6.5607 | 6
40010 | 13.515 | 1 | 2019-12-31 | 2020-12-31 | 365 | 15.8053 | 15
41653 | 3.825 | 1 | 2019-12-31 | 2020-12-31 | 365 | 4.4732 | 4
38169 | 3.18 | 1 | 2019-12-31 | 2020-12-31 | 365 | 3.7189 | 3
41058 | 7.02 | 1 | 2019-12-31 | 2020-12-31 | 365 | 8.2096 | 8
43071 | 4.59 | 1 | 2019-12-31 | 2020-12-31 | 365 | 5.3678 | 5
40564 | 15.08 | 1 | 2019-12-31 | 2020-12-31 | 365 | 17.6355 | 17
37626 | 7.54 | 1 | 2019-12-31 | 2020-12-31 | 365 | 8.8177 | 8
38592 | 4.335 | 1 | 2019-12-31 | 2020-12-31 | 365 | 5.0696 | 5
38087 | 7.02 | 1 | 2019-12-31 | 2020-12-31 | 365 | 8.2096 | 8
41302 | 4.94 | 1 | 2019-12-31 | 2020-12-31 | 365 | 5.7771 | 5
40928 | 4.94 | 1 | 2019-12-31 | 2020-12-31 | 365 | 5.7771 | 5
41497 | 5.46 | 1 | 2019-12-31 | 2020-12-31 | 365 | 6.3853 | 6
38157 | 9.1 | 1 | 2019-12-31 | 2020-12-31 | 365 | 10.6421 | 10
40818 | 3.12 | 1 | 2019-12-31 | 2020-12-31 | 365 | 3.6487 | 3
39198 | 3.445 | 1 | 2019-12-31 | 2020-12-31 | 365 | 4.0288 | 4
53020 | 6.63 | 1 | 2019-12-31 | 2020-12-31 | 365 | 7.7535 | 7
38940 | 5.98 | 1 | 2019-12-31 | 2020-12-31 | 365 | 6.9934 | 6
40932 | 8.58 | 1 | 2019-12-31 | 2020-12-31 | 365 | 10.034 | 10
47445 | 7.8 | 1 | 2019-12-31 | 2020-12-31 | 365 | 9.1218 | 9
41695 | 9.36 | 1 | 2019-12-31 | 2020-12-31 | 365 | 10.9461 | 10
45907 | 4.16 | 1 | 2019-12-31 | 2020-12-31 | 365 | 4.865 | 4
38961 | 5.46 | 1 | 2019-12-31 | 2020-12-31 | 365 | 6.3853 | 6
38199 | 4.68 | 1 | 2019-12-31 | 2020-12-31 | 365 | 5.4731 | 5
42414 | 11.66 | 1 | 2019-12-31 | 2020-12-31 | 365 | 13.6359 | 13
46044 | 3.64 | 1 | 2019-12-31 | 2020-12-31 | 365 | 4.2568 | 4
40871 | 4.845 | 1 | 2019-12-31 | 2020-12-31 | 365 | 5.666 | 5
38873 | 6.76 | 1 | 2019-12-31 | 2020-12-31 | 365 | 7.9055 | 7
40906 | 4.16 | 1 | 2019-12-31 | 2020-12-31 | 365 | 4.865 | 4
37960 | 4.42 | 1 | 2019-12-31 | 2020-12-31 | 365 | 5.169 | 5
38893 | 6.5 | 1 | 2019-12-31 | 2020-12-31 | 365 | 7.6015 | 7
40276 | 4.08 | 1 | 2019-12-31 | 2020-12-31 | 365 | 4.7714 | 4
40683 | 4.68 | 1 | 2019-12-31 | 2020-12-31 | 365 | 5.4731 | 5
49757 | 2.86 | 1 | 2019-12-31 | 2020-12-31 | 365 | 3.3447 | 3
40622 | 4.42 | 1 | 2019-12-31 | 2020-12-31 | 365 | 5.169 | 5
42394 | 4.16 | 1 | 2019-12-31 | 2020-12-31 | 365 | 4.865 | 4
40146 | 4.16 | 1 | 2019-12-31 | 2020-12-31 | 365 | 4.865 | 4
41715 | 6.375 | 1 | 2019-12-31 | 2020-12-31 | 365 | 7.4553 | 7
40499 | 4.42 | 1 | 2019-12-31 | 2020-12-31 | 365 | 5.169 | 5
50231 | 11.96 | 1 | 2019-12-31 | 2020-12-31 | 365 | 13.9867 | 13
39083 | 5.98 | 1 | 2019-12-31 | 2020-12-31 | 365 | 6.9934 | 6
39334 | 7.8 | 1 | 2019-12-31 | 2020-12-31 | 365 | 9.1218 | 9
41797 | 10.4 | 1 | 2019-12-31 | 2020-12-31 | 365 | 12.1624 | 12
40256 | 14.04 | 1 | 2019-12-31 | 2020-12-31 | 365 | 16.4192 | 16
41040 | 8.84 | 1 | 2019-12-31 | 2020-12-31 | 365 | 10.338 | 10
41965 | 3.825 | 1 | 2019-12-31 | 2020-12-31 | 365 | 4.4732 | 4
38302 | 10.14 | 1 | 2019-12-31 | 2020-12-31 | 365 | 11.8583 | 11
40319 | 7.28 | 1 | 2019-12-31 | 2020-12-31 | 365 | 8.5137 | 8
40199 | 4.845 | 1 | 2019-12-31 | 2020-12-31 | 365 | 5.666 | 5
50427 | 8.32 | 1 | 2019-12-31 | 2020-12-31 | 365 | 9.7299 | 9
41679 | 4.94 | 1 | 2019-12-31 | 2020-12-31 | 365 | 5.7771 | 5
41005 | 4.42 | 1 | 2019-12-31 | 2020-12-31 | 365 | 5.169 | 5
39696 | 3.64 | 1 | 2019-12-31 | 2020-12-31 | 365 | 4.2568 | 4
39970 | 9.1 | 1 | 2019-12-31 | 2020-12-31 | 365 | 10.6421 | 10
42044 | 9.275 | 1 | 2019-12-31 | 2020-12-31 | 365 | 10.8467 | 10
41038 | 4.16 | 1 | 2019-12-31 | 2020-12-31 | 365 | 4.865 | 4
39356 | 11.96 | 1 | 2019-12-31 | 2020-12-31 | 365 | 13.9867 | 13
41217 | 8.415 | 1 | 2019-12-31 | 2020-12-31 | 365 | 9.841 | 9
41055 | 11.44 | 1 | 2019-12-31 | 2020-12-31 | 365 | 13.3786 | 13
39669 | 9.88 | 1 | 2019-12-31 | 2020-12-31 | 365 | 11.5543 | 11
39577 | 6.5 | 1 | 2019-12-31 | 2020-12-31 | 365 | 7.6015 | 7
38147 | 2.6 | 1 | 2019-12-31 | 2020-12-31 | 365 | 3.0406 | 3
41062 | 10.335 | 1 | 2019-12-31 | 2020-12-31 | 365 | 12.0864 | 12
40445 | 4.94 | 1 | 2019-12-31 | 2020-12-31 | 365 | 5.7771 | 5
40418 | 14.04 | 1 | 2019-12-31 | 2020-12-31 | 365 | 16.4192 | 16
42194 | 13.52 | 1 | 2019-12-31 | 2020-12-31 | 365 | 15.8111 | 15
38024 | 6.625 | 1 | 2019-12-31 | 2020-12-31 | 365 | 7.7477 | 7
39971 | 9.01 | 1 | 2019-12-31 | 2020-12-31 | 365 | 10.5368 | 10
40744 | 8.48 | 1 | 2019-12-31 | 2020-12-31 | 365 | 9.917 | 9
38595 | 7.28 | 1 | 2019-12-31 | 2020-12-31 | 365 | 8.5137 | 8
38210 | 10.92 | 1 | 2019-12-31 | 2020-12-31 | 365 | 12.7705 | 12
42937 | 5.2 | 1 | 2019-12-31 | 2020-12-31 | 365 | 6.0812 | 6
50504 | 3.38 | 1 | 2019-12-31 | 2020-12-31 | 365 | 3.9528 | 3
42381 | 5.98 | 1 | 2019-12-31 | 2020-12-31 | 365 | 6.9934 | 6
42600 | 11.44 | 1 | 2019-12-31 | 2020-12-31 | 365 | 13.3786 | 13
42012 | 9.1 | 1 | 2019-12-31 | 2020-12-31 | 365 | 10.6421 | 10
42371 | 6.885 | 1 | 2019-12-31 | 2020-12-31 | 365 | 8.0517 | 8
42995 | 13.78 | 1 | 2019-12-31 | 2020-12-31 | 365 | 16.1152 | 16
40300 | 2.6 | 1 | 2019-12-31 | 2020-12-31 | 365 | 3.0406 | 3
40673 | 5.2 | 1 | 2019-12-31 | 2020-12-31 | 365 | 6.0812 | 6
39724 | 10.92 | 1 | 2019-12-31 | 2020-12-31 | 365 | 12.7705 | 12
41196 | 8.32 | 1 | 2019-12-31 | 2020-12-31 | 365 | 9.7299 | 9
40643 | 6.375 | 1 | 2019-12-31 | 2020-12-31 | 365 | 7.4553 | 7
38295 | 5.2 | 1 | 2019-12-31 | 2020-12-31 | 365 | 6.0812 | 6
41458 | 4.16 | 1 | 2019-12-31 | 2020-12-31 | 365 | 4.865 | 4
39563 | 5.61 | 1 | 2019-12-31 | 2020-12-31 | 365 | 6.5607 | 6
43711 | 4.94 | 1 | 2019-12-31 | 2020-12-31 | 365 | 5.7771 | 5
39583 | 5.46 | 1 | 2019-12-31 | 2020-12-31 | 365 | 6.3853 | 6
40530 | 2.86 | 1 | 2019-12-31 | 2020-12-31 | 365 | 3.3447 | 3
41846 | 10.14 | 1 | 2019-12-31 | 2020-12-31 | 365 | 11.8583 | 11
38160 | 9.1 | 1 | 2019-12-31 | 2020-12-31 | 365 | 10.6421 | 10
40533 | 14.04 | 1 | 2019-12-31 | 2020-12-31 | 365 | 16.4192 | 16
38975 | 10.92 | 1 | 2019-12-31 | 2020-12-31 | 365 | 12.7705 | 12
47416 | 10.455 | 1 | 2019-12-31 | 2020-12-31 | 365 | 12.2267 | 12
41202 | 12.22 | 1 | 2019-12-31 | 2020-12-31 | 365 | 14.2908 | 14
48474 | 4.16 | 1 | 2019-12-31 | 2020-12-31 | 365 | 4.865 | 4
37881 | 7.8 | 1 | 2019-12-31 | 2020-12-31 | 365 | 9.1218 | 9
41224 | 2.86 | 1 | 2019-12-31 | 2020-12-31 | 365 | 3.3447 | 3
39266 | 5.98 | 1 | 2019-12-31 | 2020-12-31 | 365 | 6.9934 | 6
39214 | 4.16 | 1 | 2019-12-31 | 2020-12-31 | 365 | 4.865 | 4
45048 | 3.12 | 1 | 2019-12-31 | 2020-12-31 | 365 | 3.6487 | 3
40872 | 5.46 | 1 | 2019-12-31 | 2020-12-31 | 365 | 6.3853 | 6
39995 | 7.02 | 1 | 2019-12-31 | 2020-12-31 | 365 | 8.2096 | 8
38749 | 11.18 | 1 | 2019-12-31 | 2020-12-31 | 365 | 13.0746 | 13
40221 | 7.54 | 1 | 2019-12-31 | 2020-12-31 | 365 | 8.8177 | 8
38185 | 9.805 | 1 | 2019-12-31 | 2020-12-31 | 365 | 11.4666 | 11
41887 | 4.08 | 1 | 2019-12-31 | 2020-12-31 | 365 | 4.7714 | 4
38323 | 6.375 | 1 | 2019-12-31 | 2020-12-31 | 365 | 7.4553 | 7
41575 | 2.86 | 1 | 2019-12-31 | 2020-12-31 | 365 | 3.3447 | 3
39218 | 8.84 | 1 | 2019-12-31 | 2020-12-31 | 365 | 10.338 | 10
39127 | 5.98 | 1 | 2019-12-31 | 2020-12-31 | 365 | 6.9934 | 6
39956 | 13.26 | 1 | 2019-12-31 | 2020-12-31 | 365 | 15.507 | 15
40143 | 5.72 | 1 | 2019-12-31 | 2020-12-31 | 365 | 6.6893 | 6
40036 | 3.12 | 1 | 2019-12-31 | 2020-12-31 | 365 | 3.6487 | 3
42386 | 3.9 | 1 | 2019-12-31 | 2020-12-31 | 365 | 4.5609 | 4
43031 | 3.9 | 1 | 2019-12-31 | 2020-12-31 | 365 | 4.5609 | 4
39967 | 11.44 | 1 | 2019-12-31 | 2020-12-31 | 365 | 13.3786 | 13
39731 | 10.92 | 1 | 2019-12-31 | 2020-12-31 | 365 | 12.7705 | 12
39712 | 8.06 | 1 | 2019-12-31 | 2020-12-31 | 365 | 9.4258 | 9
40552 | 10.4 | 1 | 2019-12-31 | 2020-12-31 | 365 | 12.1624 | 12
39014 | 2.04 | 1 | 2019-12-31 | 2020-12-31 | 365 | 2.3857 | 2
40917 | 10.07 | 1 | 2019-12-31 | 2020-12-31 | 365 | 11.7765 | 11
42322 | 3.825 | 1 | 2019-12-31 | 2020-12-31 | 365 | 4.4732 | 4
41895 | 5.46 | 1 | 2019-12-31 | 2020-12-31 | 365 | 6.3853 | 6
42404 | 5.035 | 1 | 2019-12-31 | 2020-12-31 | 365 | 5.8882 | 5
40520 | 12.22 | 1 | 2019-12-31 | 2020-12-31 | 365 | 14.2908 | 14
38739 | 7.02 | 1 | 2019-12-31 | 2020-12-31 | 365 | 8.2096 | 8
40293 | 4.335 | 1 | 2019-12-31 | 2020-12-31 | 365 | 5.0696 | 5
40465 | 6.625 | 1 | 2019-12-31 | 2020-12-31 | 365 | 7.7477 | 7
42599 | 3.64 | 1 | 2019-12-31 | 2020-12-31 | 365 | 4.2568 | 4
38080 | 6.5 | 1 | 2019-12-31 | 2020-12-31 | 365 | 7.6015 | 7
39199 | 9.62 | 1 | 2019-12-31 | 2020-12-31 | 365 | 11.2502 | 11
39496 | 4.59 | 1 | 2019-12-31 | 2020-12-31 | 365 | 5.3678 | 5
39992 | 6.76 | 1 | 2019-12-31 | 2020-12-31 | 365 | 7.9055 | 7
40311 | 10.4 | 1 | 2019-12-31 | 2020-12-31 | 365 | 12.1624 | 12
41949 | 2.86 | 1 | 2019-12-31 | 2020-12-31 | 365 | 3.3447 | 3
47904 | 13.26 | 1 | 2019-12-31 | 2020-12-31 | 365 | 15.507 | 15
43726 | 9.69 | 1 | 2019-12-31 | 2020-12-31 | 365 | 11.3321 | 11
38703 | 6.76 | 1 | 2019-12-31 | 2020-12-31 | 365 | 7.9055 | 7
38495 | 4.68 | 1 | 2019-12-31 | 2020-12-31 | 365 | 5.4731 | 5
40768 | 6.76 | 1 | 2019-12-31 | 2020-12-31 | 365 | 7.9055 | 7
42549 | 6.095 | 1 | 2019-12-31 | 2020-12-31 | 365 | 7.1279 | 7
41189 | 7.685 | 1 | 2019-12-31 | 2020-12-31 | 365 | 8.9873 | 8
42659 | 13.25 | 1 | 2019-12-31 | 2020-12-31 | 365 | 15.4953 | 15
39065 | 14.04 | 1 | 2019-12-31 | 2020-12-31 | 365 | 16.4192 | 16
38547 | 5.2 | 1 | 2019-12-31 | 2020-12-31 | 365 | 6.0812 | 6
38742 | 6.76 | 1 | 2019-12-31 | 2020-12-31 | 365 | 7.9055 | 7
41511 | 3.38 | 1 | 2019-12-31 | 2020-12-31 | 365 | 3.9528 | 3
40746 | 8.415 | 1 | 2019-12-31 | 2020-12-31 | 365 | 9.841 | 9
38803 | 15.555 | 1 | 2019-12-31 | 2020-12-31 | 365 | 18.191 | 18
38113 | 4.77 | 1 | 2019-12-31 | 2020-12-31 | 365 | 5.5783 | 5
41953 | 6.24 | 1 | 2019-12-31 | 2020-12-31 | 365 | 7.2974 | 7
39354 | 7.28 | 1 | 2019-12-31 | 2020-12-31 | 365 | 8.5137 | 8
40345 | 7.54 | 1 | 2019-12-31 | 2020-12-31 | 365 | 8.8177 | 8
41784 | 2.34 | 1 | 2019-12-31 | 2020-12-31 | 365 | 2.7365 | 2
41346 | 6.12 | 1 | 2019-12-31 | 2020-12-31 | 365 | 7.1571 | 7
38267 | 10.6 | 1 | 2019-12-31 | 2020-12-31 | 365 | 12.3963 | 12
37620 | 10.66 | 1 | 2019-12-31 | 2020-12-31 | 365 | 12.4664 | 12
39384 | 10.4 | 1 | 2019-12-31 | 2020-12-31 | 365 | 12.1624 | 12
40064 | 7.02 | 1 | 2019-12-31 | 2020-12-31 | 365 | 8.2096 | 8
39590 | 3.12 | 1 | 2019-12-31 | 2020-12-31 | 365 | 3.6487 | 3
41910 | 9.1 | 1 | 2019-12-31 | 2020-12-31 | 365 | 10.6421 | 10
38453 | 4.42 | 1 | 2019-12-31 | 2020-12-31 | 365 | 5.169 | 5
42075 | 4.68 | 1 | 2019-12-31 | 2020-12-31 | 365 | 5.4731 | 5
39530 | 6.5 | 1 | 2019-12-31 | 2020-12-31 | 365 | 7.6015 | 7
40735 | 9.88 | 1 | 2019-12-31 | 2020-12-31 | 365 | 11.5543 | 11
39681 | 2.34 | 1 | 2019-12-31 | 2020-12-31 | 365 | 2.7365 | 2
38056 | 6.5 | 1 | 2019-12-31 | 2020-12-31 | 365 | 7.6015 | 7
38727 | 5.2 | 1 | 2019-12-31 | 2020-12-31 | 365 | 6.0812 | 6
39439 | 6.76 | 1 | 2019-12-31 | 2020-12-31 | 365 | 7.9055 | 7
38236 | 11.13 | 1 | 2019-12-31 | 2020-12-31 | 365 | 13.0161 | 13
37736 | 3.64 | 1 | 2019-12-31 | 2020-12-31 | 365 | 4.2568 | 4
40176 | 5.98 | 1 | 2019-12-31 | 2020-12-31 | 365 | 6.9934 | 6
40866 | 9.36 | 1 | 2019-12-31 | 2020-12-31 | 365 | 10.9461 | 10
41470 | 4.68 | 1 | 2019-12-31 | 2020-12-31 | 365 | 5.4731 | 5
40029 | 11.7 | 1 | 2019-12-31 | 2020-12-31 | 365 | 13.6827 | 13
38581 | 8.84 | 1 | 2019-12-31 | 2020-12-31 | 365 | 10.338 | 10
40364 | 9.36 | 1 | 2019-12-31 | 2020-12-31 | 365 | 10.9461 | 10
43033 | 5.98 | 1 | 2019-12-31 | 2020-12-31 | 365 | 6.9934 | 6
40024 | 14.04 | 1 | 2019-12-31 | 2020-12-31 | 365 | 16.4192 | 16
43684 | 7.28 | 1 | 2019-12-31 | 2020-12-31 | 365 | 8.5137 | 8
39409 | 4.16 | 1 | 2019-12-31 | 2020-12-31 | 365 | 4.865 | 4
40981 | 8.84 | 1 | 2019-12-31 | 2020-12-31 | 365 | 10.338 | 10
40821 | 3.12 | 1 | 2019-12-31 | 2020-12-31 | 365 | 3.6487 | 3
39640 | 8.32 | 1 | 2019-12-31 | 2020-12-31 | 365 | 9.7299 | 9
40538 | 9.88 | 1 | 2019-12-31 | 2020-12-31 | 365 | 11.5543 | 11
79 | 3001.2 | 0.7 | 2019-12-31 | 2020-12-31 | 365 | 2456.8483 | 2456
40714 | 5.3 | 1 | 2019-12-31 | 2020-12-31 | 365 | 6.1981 | 6
42923 | 5.2 | 1 | 2019-12-31 | 2020-12-31 | 365 | 6.0812 | 6
50712 | 12.22 | 1 | 2019-12-31 | 2020-12-31 | 365 | 14.2908 | 14
39084 | 6.095 | 1 | 2019-12-31 | 2020-12-31 | 365 | 7.1279 | 7
52919 | 14.025 | 1 | 2019-12-31 | 2020-12-31 | 365 | 16.4017 | 16
40933 | 8.745 | 1 | 2019-12-31 | 2020-12-31 | 365 | 10.2269 | 10
41725 | 4.16 | 1 | 2019-12-31 | 2020-12-31 | 365 | 4.865 | 4
39158 | 2.86 | 1 | 2019-12-31 | 2020-12-31 | 365 | 3.3447 | 3
39125 | 3.12 | 1 | 2019-12-31 | 2020-12-31 | 365 | 3.6487 | 3
40945 | 4.68 | 1 | 2019-12-31 | 2020-12-31 | 365 | 5.4731 | 5
40602 | 5.98 | 1 | 2019-12-31 | 2020-12-31 | 365 | 6.9934 | 6
50306 | 8.925 | 1 | 2019-12-31 | 2020-12-31 | 365 | 10.4374 | 10
42365 | 6.5 | 1 | 2019-12-31 | 2020-12-31 | 365 | 7.6015 | 7
40764 | 3.06 | 1 | 2019-12-31 | 2020-12-31 | 365 | 3.5785 | 3
35116 | 301.34 | 0.9 | 2019-12-31 | 2020-12-31 | 365 | 317.1646 | 317
38987 | 3.12 | 1 | 2019-12-31 | 2020-12-31 | 365 | 3.6487 | 3
41460 | 8.06 | 1 | 2019-12-31 | 2020-12-31 | 365 | 9.4258 | 9
41632 | 3.12 | 1 | 2019-12-31 | 2020-12-31 | 365 | 3.6487 | 3
50471 | 6.375 | 1 | 2019-12-31 | 2020-12-31 | 365 | 7.4553 | 7
39244 | 6.76 | 1 | 2019-12-31 | 2020-12-31 | 365 | 7.9055 | 7
39139 | 6.63 | 1 | 2019-12-31 | 2020-12-31 | 365 | 7.7535 | 7
38457 | 4.08 | 1 | 2019-12-31 | 2020-12-31 | 365 | 4.7714 | 4
41980 | 5.98 | 1 | 2019-12-31 | 2020-12-31 | 365 | 6.9934 | 6
40830 | 8.06 | 1 | 2019-12-31 | 2020-12-31 | 365 | 9.4258 | 9
41680 | 10.4 | 1 | 2019-12-31 | 2020-12-31 | 365 | 12.1624 | 12
38215 | 10.4 | 1 | 2019-12-31 | 2020-12-31 | 365 | 12.1624 | 12
38519 | 7.42 | 1 | 2019-12-31 | 2020-12-31 | 365 | 8.6774 | 8
40338 | 9.69 | 1 | 2019-12-31 | 2020-12-31 | 365 | 11.3321 | 11
41463 | 6.24 | 1 | 2019-12-31 | 2020-12-31 | 365 | 7.2974 | 7
39659 | 7.395 | 1 | 2019-12-31 | 2020-12-31 | 365 | 8.6482 | 8
41834 | 10.965 | 1 | 2019-12-31 | 2020-12-31 | 365 | 12.8231 | 12
41071 | 6.76 | 1 | 2019-12-31 | 2020-12-31 | 365 | 7.9055 | 7
41010 | 4.68 | 1 | 2019-12-31 | 2020-12-31 | 365 | 5.4731 | 5
45920 | 7.02 | 1 | 2019-12-31 | 2020-12-31 | 365 | 8.2096 | 8
41164 | 7.14 | 1 | 2019-12-31 | 2020-12-31 | 365 | 8.3499 | 8
42918 | 7.28 | 1 | 2019-12-31 | 2020-12-31 | 365 | 8.5137 | 8
39423 | 3.06 | 1 | 2019-12-31 | 2020-12-31 | 365 | 3.5785 | 3
40218 | 5.46 | 1 | 2019-12-31 | 2020-12-31 | 365 | 6.3853 | 6
39169 | 11.7 | 1 | 2019-12-31 | 2020-12-31 | 365 | 13.6827 | 13
41029 | 7.28 | 1 | 2019-12-31 | 2020-12-31 | 365 | 8.5137 | 8
38444 | 10.455 | 1 | 2019-12-31 | 2020-12-31 | 365 | 12.2267 | 12
37993 | 13.52 | 1 | 2019-12-31 | 2020-12-31 | 365 | 15.8111 | 15
39452 | 9.54 | 1 | 2019-12-31 | 2020-12-31 | 365 | 11.1566 | 11
41779 | 6.885 | 1 | 2019-12-31 | 2020-12-31 | 365 | 8.0517 | 8
39516 | 9.88 | 1 | 2019-12-31 | 2020-12-31 | 365 | 11.5543 | 11
50532 | 7.8 | 1 | 2019-12-31 | 2020-12-31 | 365 | 9.1218 | 9
42015 | 9.88 | 1 | 2019-12-31 | 2020-12-31 | 365 | 11.5543 | 11
38462 | 10.4 | 1 | 2019-12-31 | 2020-12-31 | 365 | 12.1624 | 12
41471 | 9.36 | 1 | 2019-12-31 | 2020-12-31 | 365 | 10.9461 | 10
39250 | 8.06 | 1 | 2019-12-31 | 2020-12-31 | 365 | 9.4258 | 9
39492 | 6.095 | 1 | 2019-12-31 | 2020-12-31 | 365 | 7.1279 | 7
41086 | 7.54 | 1 | 2019-12-31 | 2020-12-31 | 365 | 8.8177 | 8
39077 | 6.63 | 1 | 2019-12-31 | 2020-12-31 | 365 | 7.7535 | 7
42085 | 5.46 | 1 | 2019-12-31 | 2020-12-31 | 365 | 6.3853 | 6
38221 | 5.1 | 1 | 2019-12-31 | 2020-12-31 | 365 | 5.9642 | 5
41770 | 5.61 | 1 | 2019-12-31 | 2020-12-31 | 365 | 6.5607 | 6
39729 | 5.2 | 1 | 2019-12-31 | 2020-12-31 | 365 | 6.0812 | 6
40325 | 6.76 | 1 | 2019-12-31 | 2020-12-31 | 365 | 7.9055 | 7
40166 | 3.64 | 1 | 2019-12-31 | 2020-12-31 | 365 | 4.2568 | 4
43084 | 3.975 | 1 | 2019-12-31 | 2020-12-31 | 365 | 4.6486 | 4
40572 | 7.28 | 1 | 2019-12-31 | 2020-12-31 | 365 | 8.5137 | 8
42276 | 5.2 | 1 | 2019-12-31 | 2020-12-31 | 365 | 6.0812 | 6
42433 | 2.86 | 1 | 2019-12-31 | 2020-12-31 | 365 | 3.3447 | 3
38308 | 7.28 | 1 | 2019-12-31 | 2020-12-31 | 365 | 8.5137 | 8
40301 | 7.395 | 1 | 2019-12-31 | 2020-12-31 | 365 | 8.6482 | 8
50343 | 9.62 | 1 | 2019-12-31 | 2020-12-31 | 365 | 11.2502 | 11
41996 | 9.88 | 1 | 2019-12-31 | 2020-12-31 | 365 | 11.5543 | 11
45913 | 6.375 | 1 | 2019-12-31 | 2020-12-31 | 365 | 7.4553 | 7
40118 | 5.46 | 1 | 2019-12-31 | 2020-12-31 | 365 | 6.3853 | 6
41510 | 14.025 | 1 | 2019-12-31 | 2020-12-31 | 365 | 16.4017 | 16
39013 | 8.06 | 1 | 2019-12-31 | 2020-12-31 | 365 | 9.4258 | 9
41216 | 5.61 | 1 | 2019-12-31 | 2020-12-31 | 365 | 6.5607 | 6
38509 | 11.66 | 1 | 2019-12-31 | 2020-12-31 | 365 | 13.6359 | 13
41473 | 7.02 | 1 | 2019-12-31 | 2020-12-31 | 365 | 8.2096 | 8
41733 | 7.28 | 1 | 2019-12-31 | 2020-12-31 | 365 | 8.5137 | 8
40307 | 3.64 | 1 | 2019-12-31 | 2020-12-31 | 365 | 4.2568 | 4
38194 | 7.8 | 1 | 2019-12-31 | 2020-12-31 | 365 | 9.1218 | 9
41648 | 7.14 | 1 | 2019-12-31 | 2020-12-31 | 365 | 8.3499 | 8
41214 | 6.12 | 1 | 2019-12-31 | 2020-12-31 | 365 | 7.1571 | 7
38344 | 7.28 | 1 | 2019-12-31 | 2020-12-31 | 365 | 8.5137 | 8
41851 | 4.94 | 1 | 2019-12-31 | 2020-12-31 | 365 | 5.7771 | 5
40044 | 12.22 | 1 | 2019-12-31 | 2020-12-31 | 365 | 14.2908 | 14
42399 | 12.24 | 1 | 2019-12-31 | 2020-12-31 | 365 | 14.3142 | 14
42398 | 5.98 | 1 | 2019-12-31 | 2020-12-31 | 365 | 6.9934 | 6
42134 | 5.61 | 1 | 2019-12-31 | 2020-12-31 | 365 | 6.5607 | 6
41581 | 2.295 | 1 | 2019-12-31 | 2020-12-31 | 365 | 2.6839 | 2
41728 | 8.06 | 1 | 2019-12-31 | 2020-12-31 | 365 | 9.4258 | 9
39128 | 2.08 | 1 | 2019-12-31 | 2020-12-31 | 365 | 2.4325 | 2
39116 | 6.5 | 1 | 2019-12-31 | 2020-12-31 | 365 | 7.6015 | 7
41434 | 7.14 | 1 | 2019-12-31 | 2020-12-31 | 365 | 8.3499 | 8
39921 | 7.28 | 1 | 2019-12-31 | 2020-12-31 | 365 | 8.5137 | 8
37864 | 5.355 | 1 | 2019-12-31 | 2020-12-31 | 365 | 6.2625 | 6
53151 | 5.865 | 1 | 2019-12-31 | 2020-12-31 | 365 | 6.8589 | 6
41424 | 7.54 | 1 | 2019-12-31 | 2020-12-31 | 365 | 8.8177 | 8
42213 | 3.38 | 1 | 2019-12-31 | 2020-12-31 | 365 | 3.9528 | 3
41213 | 6.375 | 1 | 2019-12-31 | 2020-12-31 | 365 | 7.4553 | 7
53159 | 8.32 | 1 | 2019-12-31 | 2020-12-31 | 365 | 9.7299 | 9
53161 | 3.06 | 1 | 2019-12-31 | 2020-12-31 | 365 | 3.5785 | 3
53169 | 10.53 | 1 | 2019-12-31 | 2020-12-31 | 365 | 12.3144 | 12
41794 | 9.62 | 1 | 2019-12-31 | 2020-12-31 | 365 | 11.2502 | 11
42603 | 9.945 | 1 | 2019-12-31 | 2020-12-31 | 365 | 11.6303 | 11
53170 | 8.84 | 1 | 2019-12-31 | 2020-12-31 | 365 | 10.338 | 10
39455 | 6.48 | 1 | 2019-12-31 | 2020-12-31 | 365 | 7.5781 | 7
41562 | 6.5 | 1 | 2019-12-31 | 2020-12-31 | 365 | 7.6015 | 7
53171 | 6.885 | 1 | 2019-12-31 | 2020-12-31 | 365 | 8.0517 | 8
37921 | 3.64 | 1 | 2019-12-31 | 2020-12-31 | 365 | 4.2568 | 4
40027 | 9.62 | 1 | 2019-12-31 | 2020-12-31 | 365 | 11.2502 | 11
41900 | 11.395 | 1 | 2019-12-31 | 2020-12-31 | 365 | 13.326 | 13
37779 | 7.8 | 1 | 2019-12-31 | 2020-12-31 | 365 | 9.1218 | 9
39615 | 3.9 | 1 | 2019-12-31 | 2020-12-31 | 365 | 4.5609 | 4
38195 | 7.54 | 1 | 2019-12-31 | 2020-12-31 | 365 | 8.8177 | 8
41841 | 5.2 | 1 | 2019-12-31 | 2020-12-31 | 365 | 6.0812 | 6
38319 | 9.1 | 1 | 2019-12-31 | 2020-12-31 | 365 | 10.6421 | 10
40255 | 6.76 | 1 | 2019-12-31 | 2020-12-31 | 365 | 7.9055 | 7
38493 | 10.14 | 1 | 2019-12-31 | 2020-12-31 | 365 | 11.8583 | 11
38902 | 5.46 | 1 | 2019-12-31 | 2020-12-31 | 365 | 6.3853 | 6
39718 | 13.26 | 1 | 2019-12-31 | 2020-12-31 | 365 | 15.507 | 15
50631 | 6.75 | 1 | 2019-12-31 | 2020-12-31 | 365 | 7.8939 | 7
40484 | 9.62 | 1 | 2019-12-31 | 2020-12-31 | 365 | 11.2502 | 11
42907 | 4.42 | 1 | 2019-12-31 | 2020-12-31 | 365 | 5.169 | 5
38868 | 2.86 | 1 | 2019-12-31 | 2020-12-31 | 365 | 3.3447 | 3
45897 | 2.86 | 1 | 2019-12-31 | 2020-12-31 | 365 | 3.3447 | 3
42461 | 5.035 | 1 | 2019-12-31 | 2020-12-31 | 365 | 5.8882 | 5
40668 | 7.155 | 1 | 2019-12-31 | 2020-12-31 | 365 | 8.3675 | 8
37816 | 4.68 | 1 | 2019-12-31 | 2020-12-31 | 365 | 5.4731 | 5
41853 | 7.65 | 1 | 2019-12-31 | 2020-12-31 | 365 | 8.9464 | 8
37974 | 11.96 | 1 | 2019-12-31 | 2020-12-31 | 365 | 13.9867 | 13
41457 | 7.28 | 1 | 2019-12-31 | 2020-12-31 | 365 | 8.5137 | 8
41094 | 8.32 | 1 | 2019-12-31 | 2020-12-31 | 365 | 9.7299 | 9
45346 | 2.86 | 1 | 2019-12-31 | 2020-12-31 | 365 | 3.3447 | 3
53174 | 7.14 | 1 | 2019-12-31 | 2020-12-31 | 365 | 8.3499 | 8
39362 | 7.65 | 1 | 2019-12-31 | 2020-12-31 | 365 | 8.9464 | 8
41455 | 4.42 | 1 | 2019-12-31 | 2020-12-31 | 365 | 5.169 | 5
39860 | 4.59 | 1 | 2019-12-31 | 2020-12-31 | 365 | 5.3678 | 5
43116 | 3.12 | 1 | 2019-12-31 | 2020-12-31 | 365 | 3.6487 | 3
42362 | 7.42 | 1 | 2019-12-31 | 2020-12-31 | 365 | 8.6774 | 8
41309 | 3.12 | 1 | 2019-12-31 | 2020-12-31 | 365 | 3.6487 | 3
45362 | 4.335 | 1 | 2019-12-31 | 2020-12-31 | 365 | 5.0696 | 5
42972 | 7.65 | 1 | 2019-12-31 | 2020-12-31 | 365 | 8.9464 | 8
41578 | 7.8 | 1 | 2019-12-31 | 2020-12-31 | 365 | 9.1218 | 9
41292 | 4.59 | 1 | 2019-12-31 | 2020-12-31 | 365 | 5.3678 | 5
40859 | 4.16 | 1 | 2019-12-31 | 2020-12-31 | 365 | 4.865 | 4
38939 | 14.04 | 1 | 2019-12-31 | 2020-12-31 | 365 | 16.4192 | 16
45668 | 9.18 | 1 | 2019-12-31 | 2020-12-31 | 365 | 10.7356 | 10
41129 | 5.1 | 1 | 2019-12-31 | 2020-12-31 | 365 | 5.9642 | 5
40762 | 9.36 | 1 | 2019-12-31 | 2020-12-31 | 365 | 10.9461 | 10
45666 | 6.12 | 1 | 2019-12-31 | 2020-12-31 | 365 | 7.1571 | 7
40229 | 5.98 | 1 | 2019-12-31 | 2020-12-31 | 365 | 6.9934 | 6
39336 | 3.12 | 1 | 2019-12-31 | 2020-12-31 | 365 | 3.6487 | 3
43303 | 5.035 | 1 | 2019-12-31 | 2020-12-31 | 365 | 5.8882 | 5
39517 | 4.845 | 1 | 2019-12-31 | 2020-12-31 | 365 | 5.666 | 5
39660 | 4.94 | 1 | 2019-12-31 | 2020-12-31 | 365 | 5.7771 | 5
40295 | 4.68 | 1 | 2019-12-31 | 2020-12-31 | 365 | 5.4731 | 5
53165 | 6.24 | 1 | 2019-12-31 | 2020-12-31 | 365 | 7.2974 | 7
53172 | 4.59 | 1 | 2019-12-31 | 2020-12-31 | 365 | 5.3678 | 5
45941 | 9.1 | 1 | 2019-12-31 | 2020-12-31 | 365 | 10.6421 | 10
53177 | 12.48 | 1 | 2019-12-31 | 2020-12-31 | 365 | 14.5949 | 14
53175 | 7.395 | 1 | 2019-12-31 | 2020-12-31 | 365 | 8.6482 | 8
39951 | 7.02 | 1 | 2019-12-31 | 2020-12-31 | 365 | 8.2096 | 8
53183 | 3.38 | 1 | 2019-12-31 | 2020-12-31 | 365 | 3.9528 | 3
38512 | 6.24 | 1 | 2019-12-31 | 2020-12-31 | 365 | 7.2974 | 7
39399 | 7.02 | 1 | 2019-12-31 | 2020-12-31 | 365 | 8.2096 | 8
38908 | 10.14 | 1 | 2019-12-31 | 2020-12-31 | 365 | 11.8583 | 11
39993 | 6.625 | 1 | 2019-12-31 | 2020-12-31 | 365 | 7.7477 | 7
40537 | 4.68 | 1 | 2019-12-31 | 2020-12-31 | 365 | 5.4731 | 5
40156 | 4.94 | 1 | 2019-12-31 | 2020-12-31 | 365 | 5.7771 | 5
39253 | 3.9 | 1 | 2019-12-31 | 2020-12-31 | 365 | 4.5609 | 4
39440 | 5.035 | 1 | 2019-12-31 | 2020-12-31 | 365 | 5.8882 | 5
38028 | 5.72 | 1 | 2019-12-31 | 2020-12-31 | 365 | 6.6893 | 6
38888 | 12.22 | 1 | 2019-12-31 | 2020-12-31 | 365 | 14.2908 | 14
40881 | 8.58 | 1 | 2019-12-31 | 2020-12-31 | 365 | 10.034 | 10
40938 | 4.94 | 1 | 2019-12-31 | 2020-12-31 | 365 | 5.7771 | 5
40827 | 6.095 | 1 | 2019-12-31 | 2020-12-31 | 365 | 7.1279 | 7
42393 | 4.42 | 1 | 2019-12-31 | 2020-12-31 | 365 | 5.169 | 5
38204 | 5.2 | 1 | 2019-12-31 | 2020-12-31 | 365 | 6.0812 | 6
41386 | 7.14 | 1 | 2019-12-31 | 2020-12-31 | 365 | 8.3499 | 8
39092 | 11.96 | 1 | 2019-12-31 | 2020-12-31 | 365 | 13.9867 | 13
53255 | 3.315 | 1 | 2019-12-31 | 2020-12-31 | 365 | 3.8768 | 3
53315 | 4.42 | 1 | 2019-12-31 | 2020-12-31 | 365 | 5.169 | 5
41469 | 7.02 | 1 | 2019-12-31 | 2020-12-31 | 365 | 8.2096 | 8
53362 | 5.2 | 1 | 2019-12-31 | 2020-12-31 | 365 | 6.0812 | 6
53393 | 7.65 | 1 | 2019-12-31 | 2020-12-31 | 365 | 8.9464 | 8
53395 | 5.355 | 1 | 2019-12-31 | 2020-12-31 | 365 | 6.2625 | 6
53398 | 11.18 | 1 | 2019-12-31 | 2020-12-31 | 365 | 13.0746 | 13
53411 | 7.395 | 1 | 2019-12-31 | 2020-12-31 | 365 | 8.6482 | 8
53417 | 5.355 | 1 | 2019-12-31 | 2020-12-31 | 365 | 6.2625 | 6
53422 | 5.61 | 1 | 2019-12-31 | 2020-12-31 | 365 | 6.5607 | 6
53426 | 5.46 | 1 | 2019-12-31 | 2020-12-31 | 365 | 6.3853 | 6
53188 | 2.805 | 1 | 2019-12-31 | 2020-12-31 | 365 | 3.2803 | 3
53432 | 5.1 | 1 | 2019-12-31 | 2020-12-31 | 365 | 5.9642 | 5
53435 | 8.16 | 1 | 2019-12-31 | 2020-12-31 | 365 | 9.5428 | 9
53433 | 8.16 | 1 | 2019-12-31 | 2020-12-31 | 365 | 9.5428 | 9
53436 | 6.63 | 1 | 2019-12-31 | 2020-12-31 | 365 | 7.7535 | 7
53438 | 9.69 | 1 | 2019-12-31 | 2020-12-31 | 365 | 11.3321 | 11
53201 | 6.12 | 1 | 2019-12-31 | 2020-12-31 | 365 | 7.1571 | 7
53439 | 5.565 | 1 | 2019-12-31 | 2020-12-31 | 365 | 6.508 | 6
53440 | 10.66 | 1 | 2019-12-31 | 2020-12-31 | 365 | 12.4664 | 12
53442 | 7.28 | 1 | 2019-12-31 | 2020-12-31 | 365 | 8.5137 | 8
35273 | 105.28 | 0.9 | 2019-12-31 | 2020-12-31 | 365 | 110.8087 | 110
53447 | 5.1 | 1 | 2019-12-31 | 2020-12-31 | 365 | 5.9642 | 5
53213 | 7.395 | 1 | 2019-12-31 | 2020-12-31 | 365 | 8.6482 | 8
53456 | 8.32 | 1 | 2019-12-31 | 2020-12-31 | 365 | 9.7299 | 9
53458 | 4.94 | 1 | 2019-12-31 | 2020-12-31 | 365 | 5.7771 | 5
53222 | 8.415 | 1 | 2019-12-31 | 2020-12-31 | 365 | 9.841 | 9
53223 | 9.69 | 1 | 2019-12-31 | 2020-12-31 | 365 | 11.3321 | 11
53224 | 7.42 | 1 | 2019-12-31 | 2020-12-31 | 365 | 8.6774 | 8
53228 | 9.69 | 1 | 2019-12-31 | 2020-12-31 | 365 | 11.3321 | 11
53227 | 8.415 | 1 | 2019-12-31 | 2020-12-31 | 365 | 9.841 | 9
53230 | 9.62 | 1 | 2019-12-31 | 2020-12-31 | 365 | 11.2502 | 11
53249 | 9.69 | 1 | 2019-12-31 | 2020-12-31 | 365 | 11.3321 | 11
53253 | 2.805 | 1 | 2019-12-31 | 2020-12-31 | 365 | 3.2803 | 3
53256 | 2.04 | 1 | 2019-12-31 | 2020-12-31 | 365 | 2.3857 | 2
53257 | 9.435 | 1 | 2019-12-31 | 2020-12-31 | 365 | 11.0339 | 11
40476 | 6.24 | 1 | 2019-12-31 | 2020-12-31 | 365 | 7.2974 | 7
53260 | 10.92 | 1 | 2019-12-31 | 2020-12-31 | 365 | 12.7705 | 12
53265 | 6.5 | 1 | 2019-12-31 | 2020-12-31 | 365 | 7.6015 | 7
43750 | 7.395 | 1 | 2019-12-31 | 2020-12-31 | 365 | 8.6482 | 8
52906 | 8.84 | 1 | 2019-12-31 | 2020-12-31 | 365 | 10.338 | 10
41365 | 16.32 | 1 | 2019-12-31 | 2020-12-31 | 365 | 19.0856 | 19
40569 | 4.16 | 1 | 2019-12-31 | 2020-12-31 | 365 | 4.865 | 4
53267 | 8.84 | 1 | 2019-12-31 | 2020-12-31 | 365 | 10.338 | 10
41813 | 5.565 | 1 | 2019-12-31 | 2020-12-31 | 365 | 6.508 | 6
53268 | 3.825 | 1 | 2019-12-31 | 2020-12-31 | 365 | 4.4732 | 4
53270 | 7.905 | 1 | 2019-12-31 | 2020-12-31 | 365 | 9.2446 | 9
53273 | 5.355 | 1 | 2019-12-31 | 2020-12-31 | 365 | 6.2625 | 6
53279 | 10.2 | 1 | 2019-12-31 | 2020-12-31 | 365 | 11.9285 | 11
40934 | 5.3 | 1 | 2019-12-31 | 2020-12-31 | 365 | 6.1981 | 6
53276 | 3.9 | 1 | 2019-12-31 | 2020-12-31 | 365 | 4.5609 | 4
53284 | 4.16 | 1 | 2019-12-31 | 2020-12-31 | 365 | 4.865 | 4
53180 | 5.61 | 1 | 2019-12-31 | 2020-12-31 | 365 | 6.5607 | 6
53486 | 3.9 | 1 | 2019-12-31 | 2020-12-31 | 365 | 4.5609 | 4
53609 | 11.73 | 1 | 2019-12-31 | 2020-12-31 | 365 | 13.7178 | 13
53559 | 6.885 | 1 | 2019-12-31 | 2020-12-31 | 365 | 8.0517 | 8
53619 | 3.825 | 1 | 2019-12-31 | 2020-12-31 | 365 | 4.4732 | 4
53614 | 4.59 | 1 | 2019-12-31 | 2020-12-31 | 365 | 5.3678 | 5
53620 | 10.66 | 1 | 2019-12-31 | 2020-12-31 | 365 | 12.4664 | 12
53631 | 8.67 | 1 | 2019-12-31 | 2020-12-31 | 365 | 10.1392 | 10
53622 | 7.02 | 1 | 2019-12-31 | 2020-12-31 | 365 | 8.2096 | 8
53627 | 14.04 | 1 | 2019-12-31 | 2020-12-31 | 365 | 16.4192 | 16
53633 | 2.805 | 1 | 2019-12-31 | 2020-12-31 | 365 | 3.2803 | 3
53637 | 9.36 | 1 | 2019-12-31 | 2020-12-31 | 365 | 10.9461 | 10
53636 | 9.18 | 1 | 2019-12-31 | 2020-12-31 | 365 | 10.7356 | 10
53630 | 3.12 | 1 | 2019-12-31 | 2020-12-31 | 365 | 3.6487 | 3
53638 | 7.54 | 1 | 2019-12-31 | 2020-12-31 | 365 | 8.8177 | 8
53661 | 4.94 | 1 | 2019-12-31 | 2020-12-31 | 365 | 5.7771 | 5
53642 | 4.08 | 1 | 2019-12-31 | 2020-12-31 | 365 | 4.7714 | 4
53664 | 8.06 | 1 | 2019-12-31 | 2020-12-31 | 365 | 9.4258 | 9
53667 | 10.455 | 1 | 2019-12-31 | 2020-12-31 | 365 | 12.2267 | 12
53669 | 11.73 | 1 | 2019-12-31 | 2020-12-31 | 365 | 13.7178 | 13
39411 | 6.24 | 1 | 2019-12-31 | 2020-12-31 | 365 | 7.2974 | 7
39045 | 7.8 | 1 | 2019-12-31 | 2020-12-31 | 365 | 9.1218 | 9
41263 | 8.58 | 1 | 2019-12-31 | 2020-12-31 | 365 | 10.034 | 10
42123 | 4.845 | 1 | 2019-12-31 | 2020-12-31 | 365 | 5.666 | 5
39287 | 2.08 | 1 | 2019-12-31 | 2020-12-31 | 365 | 2.4325 | 2
42903 | 13.26 | 1 | 2019-12-31 | 2020-12-31 | 365 | 15.507 | 15
41898 | 5.2 | 1 | 2019-12-31 | 2020-12-31 | 365 | 6.0812 | 6
40851 | 8.32 | 1 | 2019-12-31 | 2020-12-31 | 365 | 9.7299 | 9
41906 | 5.2 | 1 | 2019-12-31 | 2020-12-31 | 365 | 6.0812 | 6
40413 | 9.1 | 1 | 2019-12-31 | 2020-12-31 | 365 | 10.6421 | 10
42274 | 6.5 | 1 | 2019-12-31 | 2020-12-31 | 365 | 7.6015 | 7
39726 | 8.32 | 1 | 2019-12-31 | 2020-12-31 | 365 | 9.7299 | 9
39343 | 8.32 | 1 | 2019-12-31 | 2020-12-31 | 365 | 9.7299 | 9
40019 | 4.42 | 1 | 2019-12-31 | 2020-12-31 | 365 | 5.169 | 5
45042 | 5.3 | 1 | 2019-12-31 | 2020-12-31 | 365 | 6.1981 | 6
40234 | 4.94 | 1 | 2019-12-31 | 2020-12-31 | 365 | 5.7771 | 5
37608 | 11.18 | 1 | 2019-12-31 | 2020-12-31 | 365 | 13.0746 | 13
45646 | 2.6 | 1 | 2019-12-31 | 2020-12-31 | 365 | 3.0406 | 3
39998 | 2.16 | 1 | 2019-12-31 | 2020-12-31 | 365 | 2.526 | 2
40730 | 8.32 | 1 | 2019-12-31 | 2020-12-31 | 365 | 9.7299 | 9
46234 | 9.36 | 1 | 2019-12-31 | 2020-12-31 | 365 | 10.9461 | 10
33067 | 9.88 | 1 | 2019-12-31 | 2020-12-31 | 365 | 11.5543 | 11
45462 | 4.68 | 1 | 2019-12-31 | 2020-12-31 | 365 | 5.4731 | 5
41423 | 3.64 | 1 | 2019-12-31 | 2020-12-31 | 365 | 4.2568 | 4
38700 | 6.63 | 1 | 2019-12-31 | 2020-12-31 | 365 | 7.7535 | 7
39237 | 4.94 | 1 | 2019-12-31 | 2020-12-31 | 365 | 5.7771 | 5
45737 | 2.86 | 1 | 2019-12-31 | 2020-12-31 | 365 | 3.3447 | 3
41796 | 7.02 | 1 | 2019-12-31 | 2020-12-31 | 365 | 8.2096 | 8
41750 | 9.36 | 1 | 2019-12-31 | 2020-12-31 | 365 | 10.9461 | 10
40635 | 5.46 | 1 | 2019-12-31 | 2020-12-31 | 365 | 6.3853 | 6
41711 | 8.58 | 1 | 2019-12-31 | 2020-12-31 | 365 | 10.034 | 10
40079 | 14.04 | 1 | 2019-12-31 | 2020-12-31 | 365 | 16.4192 | 16
39576 | 10.4 | 1 | 2019-12-31 | 2020-12-31 | 365 | 12.1624 | 12
40025 | 5.46 | 1 | 2019-12-31 | 2020-12-31 | 365 | 6.3853 | 6
39647 | 5.865 | 1 | 2019-12-31 | 2020-12-31 | 365 | 6.8589 | 6
38883 | 14.04 | 1 | 2019-12-31 | 2020-12-31 | 365 | 16.4192 | 16
42270 | 5.355 | 1 | 2019-12-31 | 2020-12-31 | 365 | 6.2625 | 6
40461 | 10.4 | 1 | 2019-12-31 | 2020-12-31 | 365 | 12.1624 | 12
39628 | 13.26 | 1 | 2019-12-31 | 2020-12-31 | 365 | 15.507 | 15
47768 | 9.435 | 1 | 2019-12-31 | 2020-12-31 | 365 | 11.0339 | 11
41545 | 4.42 | 1 | 2019-12-31 | 2020-12-31 | 365 | 5.169 | 5
50308 | 8.06 | 1 | 2019-12-31 | 2020-12-31 | 365 | 9.4258 | 9
40002 | 10.92 | 1 | 2019-12-31 | 2020-12-31 | 365 | 12.7705 | 12
38601 | 7.905 | 1 | 2019-12-31 | 2020-12-31 | 365 | 9.2446 | 9
50624 | 5.3 | 1 | 2019-12-31 | 2020-12-31 | 365 | 6.1981 | 6
40077 | 11.44 | 1 | 2019-12-31 | 2020-12-31 | 365 | 13.3786 | 13
43698 | 7.95 | 1 | 2019-12-31 | 2020-12-31 | 365 | 9.2972 | 9
38757 | 2.65 | 1 | 2019-12-31 | 2020-12-31 | 365 | 3.0991 | 3
40194 | 6.5 | 1 | 2019-12-31 | 2020-12-31 | 365 | 7.6015 | 7
42973 | 5.2 | 1 | 2019-12-31 | 2020-12-31 | 365 | 6.0812 | 6
42091 | 7.02 | 1 | 2019-12-31 | 2020-12-31 | 365 | 8.2096 | 8
41839 | 7.54 | 1 | 2019-12-31 | 2020-12-31 | 365 | 8.8177 | 8
50391 | 8.215 | 1 | 2019-12-31 | 2020-12-31 | 365 | 9.6071 | 9
42339 | 7.02 | 1 | 2019-12-31 | 2020-12-31 | 365 | 8.2096 | 8
38242 | 5.2 | 1 | 2019-12-31 | 2020-12-31 | 365 | 6.0812 | 6
40571 | 15.86 | 1 | 2019-12-31 | 2020-12-31 | 365 | 18.5476 | 18
39023 | 4.59 | 1 | 2019-12-31 | 2020-12-31 | 365 | 5.3678 | 5
39235 | 2.86 | 1 | 2019-12-31 | 2020-12-31 | 365 | 3.3447 | 3
41506 | 3.06 | 1 | 2019-12-31 | 2020-12-31 | 365 | 3.5785 | 3
40150 | 8.67 | 1 | 2019-12-31 | 2020-12-31 | 365 | 10.1392 | 10
41948 | 9.275 | 1 | 2019-12-31 | 2020-12-31 | 365 | 10.8467 | 10
41852 | 3.975 | 1 | 2019-12-31 | 2020-12-31 | 365 | 4.6486 | 4
39511 | 6.76 | 1 | 2019-12-31 | 2020-12-31 | 365 | 7.9055 | 7
43019 | 7.905 | 1 | 2019-12-31 | 2020-12-31 | 365 | 9.2446 | 9
43131 | 19.38 | 1 | 2019-12-31 | 2020-12-31 | 365 | 22.6641 | 22
50519 | 10.71 | 1 | 2019-12-31 | 2020-12-31 | 365 | 12.5249 | 12
39238 | 11.96 | 1 | 2019-12-31 | 2020-12-31 | 365 | 13.9867 | 13
37985 | 9.1 | 1 | 2019-12-31 | 2020-12-31 | 365 | 10.6421 | 10
53203 | 6.375 | 1 | 2019-12-31 | 2020-12-31 | 365 | 7.4553 | 7
53208 | 2.805 | 1 | 2019-12-31 | 2020-12-31 | 365 | 3.2803 | 3
53248 | 4.59 | 1 | 2019-12-31 | 2020-12-31 | 365 | 5.3678 | 5
53182 | 5.2 | 1 | 2019-12-31 | 2020-12-31 | 365 | 6.0812 | 6
41741 | 3.445 | 1 | 2019-12-31 | 2020-12-31 | 365 | 4.0288 | 4
53271 | 7.14 | 1 | 2019-12-31 | 2020-12-31 | 365 | 8.3499 | 8
40995 | 3.64 | 1 | 2019-12-31 | 2020-12-31 | 365 | 4.2568 | 4
39035 | 14.04 | 1 | 2019-12-31 | 2020-12-31 | 365 | 16.4192 | 16
41339 | 13.52 | 1 | 2019-12-31 | 2020-12-31 | 365 | 15.8111 | 15
40458 | 2.08 | 1 | 2019-12-31 | 2020-12-31 | 365 | 2.4325 | 2
45311 | 4.68 | 1 | 2019-12-31 | 2020-12-31 | 365 | 5.4731 | 5
41617 | 4.16 | 1 | 2019-12-31 | 2020-12-31 | 365 | 4.865 | 4
42478 | 14.025 | 1 | 2019-12-31 | 2020-12-31 | 365 | 16.4017 | 16
40724 | 10.4 | 1 | 2019-12-31 | 2020-12-31 | 365 | 12.1624 | 12
38173 | 8.32 | 1 | 2019-12-31 | 2020-12-31 | 365 | 9.7299 | 9
38931 | 7.8 | 1 | 2019-12-31 | 2020-12-31 | 365 | 9.1218 | 9
42944 | 6.63 | 1 | 2019-12-31 | 2020-12-31 | 365 | 7.7535 | 7
41655 | 9.1 | 1 | 2019-12-31 | 2020-12-31 | 365 | 10.6421 | 10
43300 | 10.4 | 1 | 2019-12-31 | 2020-12-31 | 365 | 12.1624 | 12
40144 | 10.66 | 1 | 2019-12-31 | 2020-12-31 | 365 | 12.4664 | 12
41564 | 3.825 | 1 | 2019-12-31 | 2020-12-31 | 365 | 4.4732 | 4
38741 | 10.66 | 1 | 2019-12-31 | 2020-12-31 | 365 | 12.4664 | 12
43288 | 4.32 | 1 | 2019-12-31 | 2020-12-31 | 365 | 5.0521 | 5
40177 | 8.84 | 1 | 2019-12-31 | 2020-12-31 | 365 | 10.338 | 10
39434 | 5.72 | 1 | 2019-12-31 | 2020-12-31 | 365 | 6.6893 | 6
38554 | 8.37 | 1 | 2019-12-31 | 2020-12-31 | 365 | 9.7884 | 9
43323 | 7.14 | 1 | 2019-12-31 | 2020-12-31 | 365 | 8.3499 | 8
41761 | 2.86 | 1 | 2019-12-31 | 2020-12-31 | 365 | 3.3447 | 3
41644 | 6.5 | 1 | 2019-12-31 | 2020-12-31 | 365 | 7.6015 | 7
37785 | 2.97 | 1 | 2019-12-31 | 2020-12-31 | 365 | 3.4733 | 3
42116 | 6.76 | 1 | 2019-12-31 | 2020-12-31 | 365 | 7.9055 | 7
38316 | 6.76 | 1 | 2019-12-31 | 2020-12-31 | 365 | 7.9055 | 7
41326 | 5.355 | 1 | 2019-12-31 | 2020-12-31 | 365 | 6.2625 | 6
38320 | 11.18 | 1 | 2019-12-31 | 2020-12-31 | 365 | 13.0746 | 13
41170 | 4.59 | 1 | 2019-12-31 | 2020-12-31 | 365 | 5.3678 | 5
45120 | 2.86 | 1 | 2019-12-31 | 2020-12-31 | 365 | 3.3447 | 3
39017 | 5.355 | 1 | 2019-12-31 | 2020-12-31 | 365 | 6.2625 | 6
38832 | 11.96 | 1 | 2019-12-31 | 2020-12-31 | 365 | 13.9867 | 13
41628 | 7.8 | 1 | 2019-12-31 | 2020-12-31 | 365 | 9.1218 | 9
41013 | 12.22 | 1 | 2019-12-31 | 2020-12-31 | 365 | 14.2908 | 14
41868 | 3.825 | 1 | 2019-12-31 | 2020-12-31 | 365 | 4.4732 | 4
50458 | 7.28 | 1 | 2019-12-31 | 2020-12-31 | 365 | 8.5137 | 8
42032 | 7.54 | 1 | 2019-12-31 | 2020-12-31 | 365 | 8.8177 | 8
37578 | 8.06 | 1 | 2019-12-31 | 2020-12-31 | 365 | 9.4258 | 9
42601 | 7.685 | 1 | 2019-12-31 | 2020-12-31 | 365 | 8.9873 | 8
38166 | 3.38 | 1 | 2019-12-31 | 2020-12-31 | 365 | 3.9528 | 3
40694 | 11.18 | 1 | 2019-12-31 | 2020-12-31 | 365 | 13.0746 | 13
47381 | 3.64 | 1 | 2019-12-31 | 2020-12-31 | 365 | 4.2568 | 4
46601 | 5.98 | 1 | 2019-12-31 | 2020-12-31 | 365 | 6.9934 | 6
39178 | 6.24 | 1 | 2019-12-31 | 2020-12-31 | 365 | 7.2974 | 7
38912 | 8.58 | 1 | 2019-12-31 | 2020-12-31 | 365 | 10.034 | 10
39708 | 9.88 | 1 | 2019-12-31 | 2020-12-31 | 365 | 11.5543 | 11
38914 | 5.98 | 1 | 2019-12-31 | 2020-12-31 | 365 | 6.9934 | 6
38371 | 6.24 | 1 | 2019-12-31 | 2020-12-31 | 365 | 7.2974 | 7
42357 | 5.98 | 1 | 2019-12-31 | 2020-12-31 | 365 | 6.9934 | 6
39565 | 5.2 | 1 | 2019-12-31 | 2020-12-31 | 365 | 6.0812 | 6
41046 | 7.8 | 1 | 2019-12-31 | 2020-12-31 | 365 | 9.1218 | 9
39118 | 5.46 | 1 | 2019-12-31 | 2020-12-31 | 365 | 6.3853 | 6
41521 | 7.8 | 1 | 2019-12-31 | 2020-12-31 | 365 | 9.1218 | 9
41373 | 8.37 | 1 | 2019-12-31 | 2020-12-31 | 365 | 9.7884 | 9
37861 | 5.035 | 1 | 2019-12-31 | 2020-12-31 | 365 | 5.8882 | 5
41798 | 3.9 | 1 | 2019-12-31 | 2020-12-31 | 365 | 4.5609 | 4
40946 | 10.66 | 1 | 2019-12-31 | 2020-12-31 | 365 | 12.4664 | 12
40707 | 8.84 | 1 | 2019-12-31 | 2020-12-31 | 365 | 10.338 | 10
47446 | 12.19 | 1 | 2019-12-31 | 2020-12-31 | 365 | 14.2557 | 14
41951 | 9.88 | 1 | 2019-12-31 | 2020-12-31 | 365 | 11.5543 | 11
41789 | 3.57 | 1 | 2019-12-31 | 2020-12-31 | 365 | 4.175 | 4
41269 | 5.2 | 1 | 2019-12-31 | 2020-12-31 | 365 | 6.0812 | 6
43820 | 11.395 | 1 | 2019-12-31 | 2020-12-31 | 365 | 13.326 | 13
38907 | 6.63 | 1 | 2019-12-31 | 2020-12-31 | 365 | 7.7535 | 7
42363 | 4.845 | 1 | 2019-12-31 | 2020-12-31 | 365 | 5.666 | 5
38314 | 9.36 | 1 | 2019-12-31 | 2020-12-31 | 365 | 10.9461 | 10
41544 | 5.3 | 1 | 2019-12-31 | 2020-12-31 | 365 | 6.1981 | 6
43746 | 13.26 | 1 | 2019-12-31 | 2020-12-31 | 365 | 15.507 | 15
46019 | 14.82 | 1 | 2019-12-31 | 2020-12-31 | 365 | 17.3314 | 17
50292 | 10.6 | 1 | 2019-12-31 | 2020-12-31 | 365 | 12.3963 | 12
47501 | 3.315 | 1 | 2019-12-31 | 2020-12-31 | 365 | 3.8768 | 3
42487 | 3.64 | 1 | 2019-12-31 | 2020-12-31 | 365 | 4.2568 | 4
41686 | 3.9 | 1 | 2019-12-31 | 2020-12-31 | 365 | 4.5609 | 4
37877 | 13.78 | 1 | 2019-12-31 | 2020-12-31 | 365 | 16.1152 | 16
41732 | 9.62 | 1 | 2019-12-31 | 2020-12-31 | 365 | 11.2502 | 11
38724 | 6.76 | 1 | 2019-12-31 | 2020-12-31 | 365 | 7.9055 | 7
39586 | 9.36 | 1 | 2019-12-31 | 2020-12-31 | 365 | 10.9461 | 10
40863 | 5.865 | 1 | 2019-12-31 | 2020-12-31 | 365 | 6.8589 | 6
50213 | 4.335 | 1 | 2019-12-31 | 2020-12-31 | 365 | 5.0696 | 5
41025 | 12.455 | 1 | 2019-12-31 | 2020-12-31 | 365 | 14.5656 | 14
50310 | 8.84 | 1 | 2019-12-31 | 2020-12-31 | 365 | 10.338 | 10
43709 | 2.08 | 1 | 2019-12-31 | 2020-12-31 | 365 | 2.4325 | 2
39709 | 2.295 | 1 | 2019-12-31 | 2020-12-31 | 365 | 2.6839 | 2
45359 | 7.8 | 1 | 2019-12-31 | 2020-12-31 | 365 | 9.1218 | 9
39520 | 5.72 | 1 | 2019-12-31 | 2020-12-31 | 365 | 6.6893 | 6
42984 | 8.84 | 1 | 2019-12-31 | 2020-12-31 | 365 | 10.338 | 10
46003 | 4.42 | 1 | 2019-12-31 | 2020-12-31 | 365 | 5.169 | 5
41551 | 13.5 | 1 | 2019-12-31 | 2020-12-31 | 365 | 15.7877 | 15
38003 | 2.6 | 1 | 2019-12-31 | 2020-12-31 | 365 | 3.0406 | 3
40752 | 5.46 | 1 | 2019-12-31 | 2020-12-31 | 365 | 6.3853 | 6
41831 | 11.7 | 1 | 2019-12-31 | 2020-12-31 | 365 | 13.6827 | 13
43295 | 4.68 | 1 | 2019-12-31 | 2020-12-31 | 365 | 5.4731 | 5
41385 | 4.08 | 1 | 2019-12-31 | 2020-12-31 | 365 | 4.7714 | 4
39957 | 2.805 | 1 | 2019-12-31 | 2020-12-31 | 365 | 3.2803 | 3
40411 | 3.12 | 1 | 2019-12-31 | 2020-12-31 | 365 | 3.6487 | 3
39424 | 12.19 | 1 | 2019-12-31 | 2020-12-31 | 365 | 14.2557 | 14
42054 | 3.64 | 1 | 2019-12-31 | 2020-12-31 | 365 | 4.2568 | 4
40261 | 7.8 | 1 | 2019-12-31 | 2020-12-31 | 365 | 9.1218 | 9
41872 | 4.16 | 1 | 2019-12-31 | 2020-12-31 | 365 | 4.865 | 4
39053 | 12.48 | 1 | 2019-12-31 | 2020-12-31 | 365 | 14.5949 | 14
40197 | 4.94 | 1 | 2019-12-31 | 2020-12-31 | 365 | 5.7771 | 5
37591 | 8.32 | 1 | 2019-12-31 | 2020-12-31 | 365 | 9.7299 | 9
40021 | 3.9 | 1 | 2019-12-31 | 2020-12-31 | 365 | 4.5609 | 4
39572 | 2.08 | 1 | 2019-12-31 | 2020-12-31 | 365 | 2.4325 | 2
42407 | 4.42 | 1 | 2019-12-31 | 2020-12-31 | 365 | 5.169 | 5
40169 | 10.2 | 1 | 2019-12-31 | 2020-12-31 | 365 | 11.9285 | 11
45725 | 3.315 | 1 | 2019-12-31 | 2020-12-31 | 365 | 3.8768 | 3
41150 | 11.7 | 1 | 2019-12-31 | 2020-12-31 | 365 | 13.6827 | 13
45732 | 3.06 | 1 | 2019-12-31 | 2020-12-31 | 365 | 3.5785 | 3
42124 | 9.88 | 1 | 2019-12-31 | 2020-12-31 | 365 | 11.5543 | 11
41561 | 8.06 | 1 | 2019-12-31 | 2020-12-31 | 365 | 9.4258 | 9
45395 | 9.36 | 1 | 2019-12-31 | 2020-12-31 | 365 | 10.9461 | 10
39187 | 3.9 | 1 | 2019-12-31 | 2020-12-31 | 365 | 4.5609 | 4
39591 | 2.34 | 1 | 2019-12-31 | 2020-12-31 | 365 | 2.7365 | 2
38049 | 10.455 | 1 | 2019-12-31 | 2020-12-31 | 365 | 12.2267 | 12
40748 | 8.48 | 1 | 2019-12-31 | 2020-12-31 | 365 | 9.917 | 9
38066 | 7.54 | 1 | 2019-12-31 | 2020-12-31 | 365 | 8.8177 | 8
39427 | 9.18 | 1 | 2019-12-31 | 2020-12-31 | 365 | 10.7356 | 10
43183 | 14.535 | 1 | 2019-12-31 | 2020-12-31 | 365 | 16.9981 | 16
42043 | 7.02 | 1 | 2019-12-31 | 2020-12-31 | 365 | 8.2096 | 8
39494 | 6.5 | 1 | 2019-12-31 | 2020-12-31 | 365 | 7.6015 | 7
37730 | 7.395 | 1 | 2019-12-31 | 2020-12-31 | 365 | 8.6482 | 8
37595 | 9.62 | 1 | 2019-12-31 | 2020-12-31 | 365 | 11.2502 | 11
41445 | 7.54 | 1 | 2019-12-31 | 2020-12-31 | 365 | 8.8177 | 8
40145 | 6.24 | 1 | 2019-12-31 | 2020-12-31 | 365 | 7.2974 | 7
39319 | 7.905 | 1 | 2019-12-31 | 2020-12-31 | 365 | 9.2446 | 9
50722 | 12.74 | 1 | 2019-12-31 | 2020-12-31 | 365 | 14.8989 | 14
45036 | 5.335 | 1 | 2019-12-31 | 2020-12-31 | 365 | 6.2391 | 6
43757 | 5.72 | 1 | 2019-12-31 | 2020-12-31 | 365 | 6.6893 | 6
43271 | 5.67 | 1 | 2019-12-31 | 2020-12-31 | 365 | 6.6308 | 6
39725 | 11.18 | 1 | 2019-12-31 | 2020-12-31 | 365 | 13.0746 | 13
39150 | 10.455 | 1 | 2019-12-31 | 2020-12-31 | 365 | 12.2267 | 12
40090 | 7.02 | 1 | 2019-12-31 | 2020-12-31 | 365 | 8.2096 | 8
40630 | 5.1 | 1 | 2019-12-31 | 2020-12-31 | 365 | 5.9642 | 5
40162 | 2.6 | 1 | 2019-12-31 | 2020-12-31 | 365 | 3.0406 | 3
40849 | 4.42 | 1 | 2019-12-31 | 2020-12-31 | 365 | 5.169 | 5
37908 | 12.22 | 1 | 2019-12-31 | 2020-12-31 | 365 | 14.2908 | 14
39600 | 6.095 | 1 | 2019-12-31 | 2020-12-31 | 365 | 7.1279 | 7
40624 | 13.52 | 1 | 2019-12-31 | 2020-12-31 | 365 | 15.8111 | 15
39638 | 6.76 | 1 | 2019-12-31 | 2020-12-31 | 365 | 7.9055 | 7
45902 | 7.54 | 1 | 2019-12-31 | 2020-12-31 | 365 | 8.8177 | 8
41364 | 4.68 | 1 | 2019-12-31 | 2020-12-31 | 365 | 5.4731 | 5
42991 | 3.64 | 1 | 2019-12-31 | 2020-12-31 | 365 | 4.2568 | 4
39655 | 4.94 | 1 | 2019-12-31 | 2020-12-31 | 365 | 5.7771 | 5
39599 | 10.4 | 1 | 2019-12-31 | 2020-12-31 | 365 | 12.1624 | 12
39685 | 10.92 | 1 | 2019-12-31 | 2020-12-31 | 365 | 12.7705 | 12
39646 | 10.4 | 1 | 2019-12-31 | 2020-12-31 | 365 | 12.1624 | 12
45180 | 10.66 | 1 | 2019-12-31 | 2020-12-31 | 365 | 12.4664 | 12
45056 | 10.2 | 1 | 2019-12-31 | 2020-12-31 | 365 | 11.9285 | 11
38372 | 8.06 | 1 | 2019-12-31 | 2020-12-31 | 365 | 9.4258 | 9
39693 | 7.54 | 1 | 2019-12-31 | 2020-12-31 | 365 | 8.8177 | 8
39948 | 13.26 | 1 | 2019-12-31 | 2020-12-31 | 365 | 15.507 | 15
40399 | 14.82 | 1 | 2019-12-31 | 2020-12-31 | 365 | 17.3314 | 17
45507 | 3.64 | 1 | 2019-12-31 | 2020-12-31 | 365 | 4.2568 | 4
38095 | 4.68 | 1 | 2019-12-31 | 2020-12-31 | 365 | 5.4731 | 5
40640 | 9.69 | 1 | 2019-12-31 | 2020-12-31 | 365 | 11.3321 | 11
39489 | 11.96 | 1 | 2019-12-31 | 2020-12-31 | 365 | 13.9867 | 13
39368 | 3.9 | 1 | 2019-12-31 | 2020-12-31 | 365 | 4.5609 | 4
48070 | 3.18 | 1 | 2019-12-31 | 2020-12-31 | 365 | 3.7189 | 3
39394 | 4.94 | 1 | 2019-12-31 | 2020-12-31 | 365 | 5.7771 | 5
41927 | 5.46 | 1 | 2019-12-31 | 2020-12-31 | 365 | 6.3853 | 6
40857 | 4.505 | 1 | 2019-12-31 | 2020-12-31 | 365 | 5.2684 | 5
40248 | 7.905 | 1 | 2019-12-31 | 2020-12-31 | 365 | 9.2446 | 9
38294 | 4.68 | 1 | 2019-12-31 | 2020-12-31 | 365 | 5.4731 | 5
38823 | 8.32 | 1 | 2019-12-31 | 2020-12-31 | 365 | 9.7299 | 9
40425 | 13.26 | 1 | 2019-12-31 | 2020-12-31 | 365 | 15.507 | 15
38416 | 5.67 | 1 | 2019-12-31 | 2020-12-31 | 365 | 6.6308 | 6
38363 | 5.94 | 1 | 2019-12-31 | 2020-12-31 | 365 | 6.9466 | 6
38270 | 6.76 | 1 | 2019-12-31 | 2020-12-31 | 365 | 7.9055 | 7
45799 | 7.685 | 1 | 2019-12-31 | 2020-12-31 | 365 | 8.9873 | 8
38335 | 4.42 | 1 | 2019-12-31 | 2020-12-31 | 365 | 5.169 | 5
52693 | 7.02 | 1 | 2019-12-31 | 2020-12-31 | 365 | 8.2096 | 8
40045 | 5.2 | 1 | 2019-12-31 | 2020-12-31 | 365 | 6.0812 | 6
40629 | 14.04 | 1 | 2019-12-31 | 2020-12-31 | 365 | 16.4192 | 16
40370 | 4.16 | 1 | 2019-12-31 | 2020-12-31 | 365 | 4.865 | 4
38611 | 7.54 | 1 | 2019-12-31 | 2020-12-31 | 365 | 8.8177 | 8
38952 | 4.94 | 1 | 2019-12-31 | 2020-12-31 | 365 | 5.7771 | 5
46562 | 6.76 | 1 | 2019-12-31 | 2020-12-31 | 365 | 7.9055 | 7
39381 | 12.48 | 1 | 2019-12-31 | 2020-12-31 | 365 | 14.5949 | 14
52602 | 4.59 | 1 | 2019-12-31 | 2020-12-31 | 365 | 5.3678 | 5
41534 | 14.045 | 1 | 2019-12-31 | 2020-12-31 | 365 | 16.4251 | 16
40100 | 7.28 | 1 | 2019-12-31 | 2020-12-31 | 365 | 8.5137 | 8
40829 | 11.7 | 1 | 2019-12-31 | 2020-12-31 | 365 | 13.6827 | 13
39654 | 14.04 | 1 | 2019-12-31 | 2020-12-31 | 365 | 16.4192 | 16
45616 | 4.94 | 1 | 2019-12-31 | 2020-12-31 | 365 | 5.7771 | 5
40763 | 2.34 | 1 | 2019-12-31 | 2020-12-31 | 365 | 2.7365 | 2
48079 | 11.73 | 1 | 2019-12-31 | 2020-12-31 | 365 | 13.7178 | 13
43597 | 8.32 | 1 | 2019-12-31 | 2020-12-31 | 365 | 9.7299 | 9
41935 | 8.84 | 1 | 2019-12-31 | 2020-12-31 | 365 | 10.338 | 10
39959 | 12.74 | 1 | 2019-12-31 | 2020-12-31 | 365 | 14.8989 | 14
43603 | 10.92 | 1 | 2019-12-31 | 2020-12-31 | 365 | 12.7705 | 12
37714 | 8.84 | 1 | 2019-12-31 | 2020-12-31 | 365 | 10.338 | 10
42279 | 17.94 | 1 | 2019-12-31 | 2020-12-31 | 365 | 20.9801 | 20
45940 | 6.63 | 1 | 2019-12-31 | 2020-12-31 | 365 | 7.7535 | 7
42421 | 12.74 | 1 | 2019-12-31 | 2020-12-31 | 365 | 14.8989 | 14
45496 | 4.335 | 1 | 2019-12-31 | 2020-12-31 | 365 | 5.0696 | 5
39953 | 3.315 | 1 | 2019-12-31 | 2020-12-31 | 365 | 3.8768 | 3
41124 | 8.16 | 1 | 2019-12-31 | 2020-12-31 | 365 | 9.5428 | 9
41448 | 3.9 | 1 | 2019-12-31 | 2020-12-31 | 365 | 4.5609 | 4
40609 | 11.18 | 1 | 2019-12-31 | 2020-12-31 | 365 | 13.0746 | 13
39052 | 6.375 | 1 | 2019-12-31 | 2020-12-31 | 365 | 7.4553 | 7
45521 | 9.1 | 1 | 2019-12-31 | 2020-12-31 | 365 | 10.6421 | 10
43679 | 4.94 | 1 | 2019-12-31 | 2020-12-31 | 365 | 5.7771 | 5
41771 | 9.18 | 1 | 2019-12-31 | 2020-12-31 | 365 | 10.7356 | 10
43128 | 7.8 | 1 | 2019-12-31 | 2020-12-31 | 365 | 9.1218 | 9
38944 | 6.24 | 1 | 2019-12-31 | 2020-12-31 | 365 | 7.2974 | 7
45747 | 13.78 | 1 | 2019-12-31 | 2020-12-31 | 365 | 16.1152 | 16
39560 | 7.65 | 1 | 2019-12-31 | 2020-12-31 | 365 | 8.9464 | 8
46154 | 8.32 | 1 | 2019-12-31 | 2020-12-31 | 365 | 9.7299 | 9
50594 | 7.65 | 1 | 2019-12-31 | 2020-12-31 | 365 | 8.9464 | 8
50466 | 9.62 | 1 | 2019-12-31 | 2020-12-31 | 365 | 11.2502 | 11
41390 | 8.67 | 1 | 2019-12-31 | 2020-12-31 | 365 | 10.1392 | 10
45075 | 6.63 | 1 | 2019-12-31 | 2020-12-31 | 365 | 7.7535 | 7
41721 | 6.24 | 1 | 2019-12-31 | 2020-12-31 | 365 | 7.2974 | 7
39398 | 4.42 | 1 | 2019-12-31 | 2020-12-31 | 365 | 5.169 | 5
47937 | 3.315 | 1 | 2019-12-31 | 2020-12-31 | 365 | 3.8768 | 3
48431 | 14.045 | 1 | 2019-12-31 | 2020-12-31 | 365 | 16.4251 | 16
41270 | 11.13 | 1 | 2019-12-31 | 2020-12-31 | 365 | 13.0161 | 13
43181 | 4.08 | 1 | 2019-12-31 | 2020-12-31 | 365 | 4.7714 | 4
40956 | 10.92 | 1 | 2019-12-31 | 2020-12-31 | 365 | 12.7705 | 12
41228 | 3.06 | 1 | 2019-12-31 | 2020-12-31 | 365 | 3.5785 | 3
48368 | 9.62 | 1 | 2019-12-31 | 2020-12-31 | 365 | 11.2502 | 11
40080 | 8.32 | 1 | 2019-12-31 | 2020-12-31 | 365 | 9.7299 | 9
43678 | 7.02 | 1 | 2019-12-31 | 2020-12-31 | 365 | 8.2096 | 8
40813 | 12.19 | 1 | 2019-12-31 | 2020-12-31 | 365 | 14.2557 | 14
39567 | 8.84 | 1 | 2019-12-31 | 2020-12-31 | 365 | 10.338 | 10
42118 | 5.72 | 1 | 2019-12-31 | 2020-12-31 | 365 | 6.6893 | 6
50524 | 13.78 | 1 | 2019-12-31 | 2020-12-31 | 365 | 16.1152 | 16
39596 | 6.24 | 1 | 2019-12-31 | 2020-12-31 | 365 | 7.2974 | 7
39340 | 6.24 | 1 | 2019-12-31 | 2020-12-31 | 365 | 7.2974 | 7
39493 | 12.48 | 1 | 2019-12-31 | 2020-12-31 | 365 | 14.5949 | 14
39680 | 3.12 | 1 | 2019-12-31 | 2020-12-31 | 365 | 3.6487 | 3
40978 | 11.73 | 1 | 2019-12-31 | 2020-12-31 | 365 | 13.7178 | 13
41571 | 6.76 | 1 | 2019-12-31 | 2020-12-31 | 365 | 7.9055 | 7
38352 | 3.9 | 1 | 2019-12-31 | 2020-12-31 | 365 | 4.5609 | 4
40270 | 15.86 | 1 | 2019-12-31 | 2020-12-31 | 365 | 18.5476 | 18
42206 | 9.1 | 1 | 2019-12-31 | 2020-12-31 | 365 | 10.6421 | 10
40804 | 19.875 | 1 | 2019-12-31 | 2020-12-31 | 365 | 23.243 | 23
43760 | 8.06 | 1 | 2019-12-31 | 2020-12-31 | 365 | 9.4258 | 9
40108 | 6.76 | 1 | 2019-12-31 | 2020-12-31 | 365 | 7.9055 | 7
50628 | 18.46 | 1 | 2019-12-31 | 2020-12-31 | 365 | 21.5882 | 21
38895 | 8.06 | 1 | 2019-12-31 | 2020-12-31 | 365 | 9.4258 | 9
43767 | 3.57 | 1 | 2019-12-31 | 2020-12-31 | 365 | 4.175 | 4
40101 | 7.8 | 1 | 2019-12-31 | 2020-12-31 | 365 | 9.1218 | 9
39359 | 12.74 | 1 | 2019-12-31 | 2020-12-31 | 365 | 14.8989 | 14
47912 | 10.965 | 1 | 2019-12-31 | 2020-12-31 | 365 | 12.8231 | 12
39015 | 2.34 | 1 | 2019-12-31 | 2020-12-31 | 365 | 2.7365 | 2
50315 | 4.59 | 1 | 2019-12-31 | 2020-12-31 | 365 | 5.3678 | 5
38822 | 8.58 | 1 | 2019-12-31 | 2020-12-31 | 365 | 10.034 | 10
37800 | 3.38 | 1 | 2019-12-31 | 2020-12-31 | 365 | 3.9528 | 3
39366 | 3.06 | 1 | 2019-12-31 | 2020-12-31 | 365 | 3.5785 | 3
40527 | 3.12 | 1 | 2019-12-31 | 2020-12-31 | 365 | 3.6487 | 3
41787 | 12.75 | 1 | 2019-12-31 | 2020-12-31 | 365 | 14.9106 | 14
40907 | 5.2 | 1 | 2019-12-31 | 2020-12-31 | 365 | 6.0812 | 6
41215 | 8.32 | 1 | 2019-12-31 | 2020-12-31 | 365 | 9.7299 | 9
40641 | 4.16 | 1 | 2019-12-31 | 2020-12-31 | 365 | 4.865 | 4
40633 | 9.1 | 1 | 2019-12-31 | 2020-12-31 | 365 | 10.6421 | 10
38968 | 9.88 | 1 | 2019-12-31 | 2020-12-31 | 365 | 11.5543 | 11
39063 | 7.8 | 1 | 2019-12-31 | 2020-12-31 | 365 | 9.1218 | 9
39495 | 5.72 | 1 | 2019-12-31 | 2020-12-31 | 365 | 6.6893 | 6
39248 | 9.36 | 1 | 2019-12-31 | 2020-12-31 | 365 | 10.9461 | 10
41275 | 5.2 | 1 | 2019-12-31 | 2020-12-31 | 365 | 6.0812 | 6
40192 | 5.98 | 1 | 2019-12-31 | 2020-12-31 | 365 | 6.9934 | 6
40138 | 5.2 | 1 | 2019-12-31 | 2020-12-31 | 365 | 6.0812 | 6
38531 | 4.94 | 1 | 2019-12-31 | 2020-12-31 | 365 | 5.7771 | 5
42583 | 16.38 | 1 | 2019-12-31 | 2020-12-31 | 365 | 19.1558 | 19
38921 | 5.98 | 1 | 2019-12-31 | 2020-12-31 | 365 | 6.9934 | 6
38390 | 3.9 | 1 | 2019-12-31 | 2020-12-31 | 365 | 4.5609 | 4
39180 | 4.16 | 1 | 2019-12-31 | 2020-12-31 | 365 | 4.865 | 4
43153 | 4.59 | 1 | 2019-12-31 | 2020-12-31 | 365 | 5.3678 | 5
45775 | 6.885 | 1 | 2019-12-31 | 2020-12-31 | 365 | 8.0517 | 8
40015 | 9.36 | 1 | 2019-12-31 | 2020-12-31 | 365 | 10.9461 | 10
39090 | 6.76 | 1 | 2019-12-31 | 2020-12-31 | 365 | 7.9055 | 7
41515 | 3.12 | 1 | 2019-12-31 | 2020-12-31 | 365 | 3.6487 | 3
45072 | 4.845 | 1 | 2019-12-31 | 2020-12-31 | 365 | 5.666 | 5
41054 | 2.86 | 1 | 2019-12-31 | 2020-12-31 | 365 | 3.3447 | 3
42359 | 5.2 | 1 | 2019-12-31 | 2020-12-31 | 365 | 6.0812 | 6
39402 | 10.66 | 1 | 2019-12-31 | 2020-12-31 | 365 | 12.4664 | 12
40147 | 8.84 | 1 | 2019-12-31 | 2020-12-31 | 365 | 10.338 | 10
45655 | 4.68 | 1 | 2019-12-31 | 2020-12-31 | 365 | 5.4731 | 5
41130 | 8.32 | 1 | 2019-12-31 | 2020-12-31 | 365 | 9.7299 | 9
45151 | 5.83 | 1 | 2019-12-31 | 2020-12-31 | 365 | 6.818 | 6
41015 | 6.24 | 1 | 2019-12-31 | 2020-12-31 | 365 | 7.2974 | 7
43801 | 3.06 | 1 | 2019-12-31 | 2020-12-31 | 365 | 3.5785 | 3
41157 | 14.04 | 1 | 2019-12-31 | 2020-12-31 | 365 | 16.4192 | 16
40877 | 5.67 | 1 | 2019-12-31 | 2020-12-31 | 365 | 6.6308 | 6
46164 | 10.71 | 1 | 2019-12-31 | 2020-12-31 | 365 | 12.5249 | 12
40760 | 14.56 | 1 | 2019-12-31 | 2020-12-31 | 365 | 17.0273 | 17
43747 | 11.18 | 1 | 2019-12-31 | 2020-12-31 | 365 | 13.0746 | 13
50626 | 3.64 | 1 | 2019-12-31 | 2020-12-31 | 365 | 4.2568 | 4
40057 | 13 | 1 | 2019-12-31 | 2020-12-31 | 365 | 15.203 | 15
41697 | 12.48 | 1 | 2019-12-31 | 2020-12-31 | 365 | 14.5949 | 14
39385 | 10.14 | 1 | 2019-12-31 | 2020-12-31 | 365 | 11.8583 | 11
47906 | 12.72 | 1 | 2019-12-31 | 2020-12-31 | 365 | 14.8755 | 14
50538 | 9.88 | 1 | 2019-12-31 | 2020-12-31 | 365 | 11.5543 | 11
41548 | 4.59 | 1 | 2019-12-31 | 2020-12-31 | 365 | 5.3678 | 5
39246 | 6.24 | 1 | 2019-12-31 | 2020-12-31 | 365 | 7.2974 | 7
45722 | 4.68 | 1 | 2019-12-31 | 2020-12-31 | 365 | 5.4731 | 5
45455 | 6.885 | 1 | 2019-12-31 | 2020-12-31 | 365 | 8.0517 | 8
40632 | 12.495 | 1 | 2019-12-31 | 2020-12-31 | 365 | 14.6124 | 14
50321 | 7.02 | 1 | 2019-12-31 | 2020-12-31 | 365 | 8.2096 | 8
50342 | 4.335 | 1 | 2019-12-31 | 2020-12-31 | 365 | 5.0696 | 5
39432 | 5.2 | 1 | 2019-12-31 | 2020-12-31 | 365 | 6.0812 | 6
41762 | 4.59 | 1 | 2019-12-31 | 2020-12-31 | 365 | 5.3678 | 5
39557 | 11.7 | 1 | 2019-12-31 | 2020-12-31 | 365 | 13.6827 | 13
41720 | 6.12 | 1 | 2019-12-31 | 2020-12-31 | 365 | 7.1571 | 7
42007 | 7.65 | 1 | 2019-12-31 | 2020-12-31 | 365 | 8.9464 | 8
42065 | 8.06 | 1 | 2019-12-31 | 2020-12-31 | 365 | 9.4258 | 9
41297 | 4.68 | 1 | 2019-12-31 | 2020-12-31 | 365 | 5.4731 | 5
41986 | 5.2 | 1 | 2019-12-31 | 2020-12-31 | 365 | 6.0812 | 6
47477 | 5.72 | 1 | 2019-12-31 | 2020-12-31 | 365 | 6.6893 | 6
38217 | 10.14 | 1 | 2019-12-31 | 2020-12-31 | 365 | 11.8583 | 11
40131 | 3.38 | 1 | 2019-12-31 | 2020-12-31 | 365 | 3.9528 | 3
39138 | 13.78 | 1 | 2019-12-31 | 2020-12-31 | 365 | 16.1152 | 16
39055 | 10.71 | 1 | 2019-12-31 | 2020-12-31 | 365 | 12.5249 | 12
45382 | 7.28 | 1 | 2019-12-31 | 2020-12-31 | 365 | 8.5137 | 8
38716 | 2.6 | 1 | 2019-12-31 | 2020-12-31 | 365 | 3.0406 | 3
39233 | 10.14 | 1 | 2019-12-31 | 2020-12-31 | 365 | 11.8583 | 11
39451 | 13.52 | 1 | 2019-12-31 | 2020-12-31 | 365 | 15.8111 | 15
45658 | 21 | 1 | 2019-12-31 | 2020-12-31 | 365 | 24.5587 | 24
39267 | 12.19 | 1 | 2019-12-31 | 2020-12-31 | 365 | 14.2557 | 14
39390 | 7.02 | 1 | 2019-12-31 | 2020-12-31 | 365 | 8.2096 | 8
45342 | 6.12 | 1 | 2019-12-31 | 2020-12-31 | 365 | 7.1571 | 7
41873 | 4.68 | 1 | 2019-12-31 | 2020-12-31 | 365 | 5.4731 | 5
43348 | 5.61 | 1 | 2019-12-31 | 2020-12-31 | 365 | 6.5607 | 6
39529 | 4.94 | 1 | 2019-12-31 | 2020-12-31 | 365 | 5.7771 | 5
45360 | 4.335 | 1 | 2019-12-31 | 2020-12-31 | 365 | 5.0696 | 5
45891 | 7.395 | 1 | 2019-12-31 | 2020-12-31 | 365 | 8.6482 | 8
37832 | 5.2 | 1 | 2019-12-31 | 2020-12-31 | 365 | 6.0812 | 6
39113 | 3.9 | 1 | 2019-12-31 | 2020-12-31 | 365 | 4.5609 | 4
42234 | 10.965 | 1 | 2019-12-31 | 2020-12-31 | 365 | 12.8231 | 12
39291 | 9.1 | 1 | 2019-12-31 | 2020-12-31 | 365 | 10.6421 | 10
42053 | 8.58 | 1 | 2019-12-31 | 2020-12-31 | 365 | 10.034 | 10
41979 | 6.5 | 1 | 2019-12-31 | 2020-12-31 | 365 | 7.6015 | 7
41399 | 7.28 | 1 | 2019-12-31 | 2020-12-31 | 365 | 8.5137 | 8
40971 | 3.38 | 1 | 2019-12-31 | 2020-12-31 | 365 | 3.9528 | 3
45695 | 8.16 | 1 | 2019-12-31 | 2020-12-31 | 365 | 9.5428 | 9
40167 | 8.06 | 1 | 2019-12-31 | 2020-12-31 | 365 | 9.4258 | 9
40352 | 8.84 | 1 | 2019-12-31 | 2020-12-31 | 365 | 10.338 | 10
50694 | 5.2 | 1 | 2019-12-31 | 2020-12-31 | 365 | 6.0812 | 6
50486 | 4.335 | 1 | 2019-12-31 | 2020-12-31 | 365 | 5.0696 | 5
39331 | 4.505 | 1 | 2019-12-31 | 2020-12-31 | 365 | 5.2684 | 5
39507 | 5.46 | 1 | 2019-12-31 | 2020-12-31 | 365 | 6.3853 | 6
41557 | 9.88 | 1 | 2019-12-31 | 2020-12-31 | 365 | 11.5543 | 11
40072 | 6.76 | 1 | 2019-12-31 | 2020-12-31 | 365 | 7.9055 | 7
37891 | 5.98 | 1 | 2019-12-31 | 2020-12-31 | 365 | 6.9934 | 6
50244 | 2.65 | 1 | 2019-12-31 | 2020-12-31 | 365 | 3.0991 | 3
42419 | 7.8 | 1 | 2019-12-31 | 2020-12-31 | 365 | 9.1218 | 9
40820 | 9.36 | 1 | 2019-12-31 | 2020-12-31 | 365 | 10.9461 | 10
45376 | 5.72 | 1 | 2019-12-31 | 2020-12-31 | 365 | 6.6893 | 6
39727 | 9.62 | 1 | 2019-12-31 | 2020-12-31 | 365 | 11.2502 | 11
40628 | 3.12 | 1 | 2019-12-31 | 2020-12-31 | 365 | 3.6487 | 3
41319 | 9.88 | 1 | 2019-12-31 | 2020-12-31 | 365 | 11.5543 | 11
40096 | 9.72 | 1 | 2019-12-31 | 2020-12-31 | 365 | 11.3672 | 11
40657 | 8.06 | 1 | 2019-12-31 | 2020-12-31 | 365 | 9.4258 | 9
39021 | 13.78 | 1 | 2019-12-31 | 2020-12-31 | 365 | 16.1152 | 16
50253 | 6.625 | 1 | 2019-12-31 | 2020-12-31 | 365 | 7.7477 | 7
41477 | 2.86 | 1 | 2019-12-31 | 2020-12-31 | 365 | 3.3447 | 3
45483 | 7.54 | 1 | 2019-12-31 | 2020-12-31 | 365 | 8.8177 | 8
39241 | 8.84 | 1 | 2019-12-31 | 2020-12-31 | 365 | 10.338 | 10
40716 | 4.505 | 1 | 2019-12-31 | 2020-12-31 | 365 | 5.2684 | 5
43022 | 5.1 | 1 | 2019-12-31 | 2020-12-31 | 365 | 5.9642 | 5
50330 | 6.63 | 1 | 2019-12-31 | 2020-12-31 | 365 | 7.7535 | 7
42356 | 9.43 | 1 | 2019-12-31 | 2020-12-31 | 365 | 11.028 | 11
39686 | 6.76 | 1 | 2019-12-31 | 2020-12-31 | 365 | 7.9055 | 7
37722 | 7.54 | 1 | 2019-12-31 | 2020-12-31 | 365 | 8.8177 | 8
43752 | 10.66 | 1 | 2019-12-31 | 2020-12-31 | 365 | 12.4664 | 12
40046 | 6.76 | 1 | 2019-12-31 | 2020-12-31 | 365 | 7.9055 | 7
48497 | 5.72 | 1 | 2019-12-31 | 2020-12-31 | 365 | 6.6893 | 6
45705 | 4.42 | 1 | 2019-12-31 | 2020-12-31 | 365 | 5.169 | 5
38884 | 4.68 | 1 | 2019-12-31 | 2020-12-31 | 365 | 5.4731 | 5
50445 | 8.16 | 1 | 2019-12-31 | 2020-12-31 | 365 | 9.5428 | 9
40474 | 12.74 | 1 | 2019-12-31 | 2020-12-31 | 365 | 14.8989 | 14
40051 | 2.6 | 1 | 2019-12-31 | 2020-12-31 | 365 | 3.0406 | 3
48384 | 9.945 | 1 | 2019-12-31 | 2020-12-31 | 365 | 11.6303 | 11
42028 | 4.16 | 1 | 2019-12-31 | 2020-12-31 | 365 | 4.865 | 4
40588 | 10.92 | 1 | 2019-12-31 | 2020-12-31 | 365 | 12.7705 | 12
42256 | 11.18 | 1 | 2019-12-31 | 2020-12-31 | 365 | 13.0746 | 13
40216 | 3.57 | 1 | 2019-12-31 | 2020-12-31 | 365 | 4.175 | 4
46219 | 4.335 | 1 | 2019-12-31 | 2020-12-31 | 365 | 5.0696 | 5
38661 | 7.28 | 1 | 2019-12-31 | 2020-12-31 | 365 | 8.5137 | 8
45391 | 3.9 | 1 | 2019-12-31 | 2020-12-31 | 365 | 4.5609 | 4
39508 | 3.825 | 1 | 2019-12-31 | 2020-12-31 | 365 | 4.4732 | 4
41740 | 6.24 | 1 | 2019-12-31 | 2020-12-31 | 365 | 7.2974 | 7
50632 | 2.7 | 1 | 2019-12-31 | 2020-12-31 | 365 | 3.1575 | 3
39460 | 5.46 | 1 | 2019-12-31 | 2020-12-31 | 365 | 6.3853 | 6
40677 | 6.625 | 1 | 2019-12-31 | 2020-12-31 | 365 | 7.7477 | 7
41997 | 3.445 | 1 | 2019-12-31 | 2020-12-31 | 365 | 4.0288 | 4
40729 | 15.9 | 1 | 2019-12-31 | 2020-12-31 | 365 | 18.5944 | 18
39612 | 6.24 | 1 | 2019-12-31 | 2020-12-31 | 365 | 7.2974 | 7
40585 | 5.865 | 1 | 2019-12-31 | 2020-12-31 | 365 | 6.8589 | 6
40322 | 7.02 | 1 | 2019-12-31 | 2020-12-31 | 365 | 8.2096 | 8
41916 | 6.375 | 1 | 2019-12-31 | 2020-12-31 | 365 | 7.4553 | 7
45365 | 8.415 | 1 | 2019-12-31 | 2020-12-31 | 365 | 9.841 | 9
38810 | 9.88 | 1 | 2019-12-31 | 2020-12-31 | 365 | 11.5543 | 11
48012 | 11.475 | 1 | 2019-12-31 | 2020-12-31 | 365 | 13.4196 | 13
47560 | 9.1 | 1 | 2019-12-31 | 2020-12-31 | 365 | 10.6421 | 10
38802 | 7.42 | 1 | 2019-12-31 | 2020-12-31 | 365 | 8.6774 | 8
45611 | 5.61 | 1 | 2019-12-31 | 2020-12-31 | 365 | 6.5607 | 6
38179 | 7.02 | 1 | 2019-12-31 | 2020-12-31 | 365 | 8.2096 | 8
48062 | 11.985 | 1 | 2019-12-31 | 2020-12-31 | 365 | 14.016 | 14
48393 | 3.825 | 1 | 2019-12-31 | 2020-12-31 | 365 | 4.4732 | 4
45299 | 3.38 | 1 | 2019-12-31 | 2020-12-31 | 365 | 3.9528 | 3
41573 | 8.32 | 1 | 2019-12-31 | 2020-12-31 | 365 | 9.7299 | 9
45651 | 6.24 | 1 | 2019-12-31 | 2020-12-31 | 365 | 7.2974 | 7
41569 | 7.02 | 1 | 2019-12-31 | 2020-12-31 | 365 | 8.2096 | 8
41491 | 10.4 | 1 | 2019-12-31 | 2020-12-31 | 365 | 12.1624 | 12
40049 | 4.59 | 1 | 2019-12-31 | 2020-12-31 | 365 | 5.3678 | 5
39540 | 7.8 | 1 | 2019-12-31 | 2020-12-31 | 365 | 9.1218 | 9
41656 | 7.14 | 1 | 2019-12-31 | 2020-12-31 | 365 | 8.3499 | 8
39634 | 5.2 | 1 | 2019-12-31 | 2020-12-31 | 365 | 6.0812 | 6
38177 | 6.24 | 1 | 2019-12-31 | 2020-12-31 | 365 | 7.2974 | 7
39404 | 12.48 | 1 | 2019-12-31 | 2020-12-31 | 365 | 14.5949 | 14
39159 | 2.04 | 1 | 2019-12-31 | 2020-12-31 | 365 | 2.3857 | 2
43748 | 4.16 | 1 | 2019-12-31 | 2020-12-31 | 365 | 4.865 | 4
45468 | 3.38 | 1 | 2019-12-31 | 2020-12-31 | 365 | 3.9528 | 3
39149 | 7.28 | 1 | 2019-12-31 | 2020-12-31 | 365 | 8.5137 | 8
39100 | 7.8 | 1 | 2019-12-31 | 2020-12-31 | 365 | 9.1218 | 9
43700 | 8.32 | 1 | 2019-12-31 | 2020-12-31 | 365 | 9.7299 | 9
39386 | 8.64 | 1 | 2019-12-31 | 2020-12-31 | 365 | 10.1041 | 10
41883 | 14.04 | 1 | 2019-12-31 | 2020-12-31 | 365 | 16.4192 | 16
41880 | 2.805 | 1 | 2019-12-31 | 2020-12-31 | 365 | 3.2803 | 3
53800 | 7.395 | 1 | 2019-12-31 | 2020-12-31 | 365 | 8.6482 | 8
40553 | 4.08 | 1 | 2019-12-31 | 2020-12-31 | 365 | 4.7714 | 4
53753 | 8.58 | 1 | 2019-12-31 | 2020-12-31 | 365 | 10.034 | 10
53875 | 4.08 | 1 | 2019-12-31 | 2020-12-31 | 365 | 4.7714 | 4
40314 | 9.1 | 1 | 2019-12-31 | 2020-12-31 | 365 | 10.6421 | 10
53879 | 4.08 | 1 | 2019-12-31 | 2020-12-31 | 365 | 4.7714 | 4
45003 | 7.155 | 1 | 2019-12-31 | 2020-12-31 | 365 | 8.3675 | 8
53883 | 9.435 | 1 | 2019-12-31 | 2020-12-31 | 365 | 11.0339 | 11
48376 | 6.63 | 1 | 2019-12-31 | 2020-12-31 | 365 | 7.7535 | 7
42042 | 5.72 | 1 | 2019-12-31 | 2020-12-31 | 365 | 6.6893 | 6
50475 | 4.08 | 1 | 2019-12-31 | 2020-12-31 | 365 | 4.7714 | 4
47570 | 11.18 | 1 | 2019-12-31 | 2020-12-31 | 365 | 13.0746 | 13
40341 | 4.94 | 1 | 2019-12-31 | 2020-12-31 | 365 | 5.7771 | 5
50611 | 5.72 | 1 | 2019-12-31 | 2020-12-31 | 365 | 6.6893 | 6
40653 | 4.68 | 1 | 2019-12-31 | 2020-12-31 | 365 | 5.4731 | 5
53164 | 7.54 | 1 | 2019-12-31 | 2020-12-31 | 365 | 8.8177 | 8
42103 | 14.04 | 1 | 2019-12-31 | 2020-12-31 | 365 | 16.4192 | 16
46041 | 2.04 | 1 | 2019-12-31 | 2020-12-31 | 365 | 2.3857 | 2
47449 | 5.1 | 1 | 2019-12-31 | 2020-12-31 | 365 | 5.9642 | 5
41257 | 14.04 | 1 | 2019-12-31 | 2020-12-31 | 365 | 16.4192 | 16
50361 | 3.57 | 1 | 2019-12-31 | 2020-12-31 | 365 | 4.175 | 4
41205 | 7.8 | 1 | 2019-12-31 | 2020-12-31 | 365 | 9.1218 | 9
41032 | 7.54 | 1 | 2019-12-31 | 2020-12-31 | 365 | 8.8177 | 8
39057 | 12.495 | 1 | 2019-12-31 | 2020-12-31 | 365 | 14.6124 | 14
45146 | 4.16 | 1 | 2019-12-31 | 2020-12-31 | 365 | 4.865 | 4
45104 | 6.24 | 1 | 2019-12-31 | 2020-12-31 | 365 | 7.2974 | 7
43742 | 7.8 | 1 | 2019-12-31 | 2020-12-31 | 365 | 9.1218 | 9
43782 | 4.42 | 1 | 2019-12-31 | 2020-12-31 | 365 | 5.169 | 5
38148 | 5.2 | 1 | 2019-12-31 | 2020-12-31 | 365 | 6.0812 | 6
39618 | 13.52 | 1 | 2019-12-31 | 2020-12-31 | 365 | 15.8111 | 15
42379 | 9.36 | 1 | 2019-12-31 | 2020-12-31 | 365 | 10.9461 | 10
39454 | 3.12 | 1 | 2019-12-31 | 2020-12-31 | 365 | 3.6487 | 3
39984 | 6.5 | 1 | 2019-12-31 | 2020-12-31 | 365 | 7.6015 | 7
45476 | 3.12 | 1 | 2019-12-31 | 2020-12-31 | 365 | 3.6487 | 3
39926 | 8.06 | 1 | 2019-12-31 | 2020-12-31 | 365 | 9.4258 | 9
40599 | 5.72 | 1 | 2019-12-31 | 2020-12-31 | 365 | 6.6893 | 6
41408 | 13.52 | 1 | 2019-12-31 | 2020-12-31 | 365 | 15.8111 | 15
39636 | 7.02 | 1 | 2019-12-31 | 2020-12-31 | 365 | 8.2096 | 8
40163 | 4.86 | 1 | 2019-12-31 | 2020-12-31 | 365 | 5.6836 | 5
50302 | 5.2 | 1 | 2019-12-31 | 2020-12-31 | 365 | 6.0812 | 6
45297 | 11.44 | 1 | 2019-12-31 | 2020-12-31 | 365 | 13.3786 | 13
40532 | 11.475 | 1 | 2019-12-31 | 2020-12-31 | 365 | 13.4196 | 13
41999 | 4.94 | 1 | 2019-12-31 | 2020-12-31 | 365 | 5.7771 | 5
41295 | 13.52 | 1 | 2019-12-31 | 2020-12-31 | 365 | 15.8111 | 15
42858 | 5.3 | 1 | 2019-12-31 | 2020-12-31 | 365 | 6.1981 | 6
50501 | 3.64 | 1 | 2019-12-31 | 2020-12-31 | 365 | 4.2568 | 4
43041 | 10.14 | 1 | 2019-12-31 | 2020-12-31 | 365 | 11.8583 | 11
39437 | 11.96 | 1 | 2019-12-31 | 2020-12-31 | 365 | 13.9867 | 13
39182 | 5.72 | 1 | 2019-12-31 | 2020-12-31 | 365 | 6.6893 | 6
45993 | 8.67 | 1 | 2019-12-31 | 2020-12-31 | 365 | 10.1392 | 10
39207 | 4.16 | 1 | 2019-12-31 | 2020-12-31 | 365 | 4.865 | 4
41226 | 4.42 | 1 | 2019-12-31 | 2020-12-31 | 365 | 5.169 | 5
37818 | 3.51 | 1 | 2019-12-31 | 2020-12-31 | 365 | 4.1048 | 4
40065 | 2.34 | 1 | 2019-12-31 | 2020-12-31 | 365 | 2.7365 | 2
40560 | 13 | 1 | 2019-12-31 | 2020-12-31 | 365 | 15.203 | 15
42259 | 7.6 | 1 | 2019-12-31 | 2020-12-31 | 365 | 8.8879 | 8
45717 | 5.35 | 1 | 2019-12-31 | 2020-12-31 | 365 | 6.2566 | 6
41822 | 8.06 | 1 | 2019-12-31 | 2020-12-31 | 365 | 9.4258 | 9
39691 | 2.6 | 1 | 2019-12-31 | 2020-12-31 | 365 | 3.0406 | 3
39257 | 12.48 | 1 | 2019-12-31 | 2020-12-31 | 365 | 14.5949 | 14
49840 | 9.1 | 1 | 2019-12-31 | 2020-12-31 | 365 | 10.6421 | 10
47351 | 3.9 | 1 | 2019-12-31 | 2020-12-31 | 365 | 4.5609 | 4
40615 | 5.2 | 1 | 2019-12-31 | 2020-12-31 | 365 | 6.0812 | 6
41814 | 9.36 | 1 | 2019-12-31 | 2020-12-31 | 365 | 10.9461 | 10
45641 | 9.18 | 1 | 2019-12-31 | 2020-12-31 | 365 | 10.7356 | 10
53185 | 8.215 | 1 | 2019-12-31 | 2020-12-31 | 365 | 9.6071 | 9
45650 | 8.16 | 1 | 2019-12-31 | 2020-12-31 | 365 | 9.5428 | 9
53198 | 2.385 | 1 | 2019-12-31 | 2020-12-31 | 365 | 2.7892 | 2
53250 | 5.83 | 1 | 2019-12-31 | 2020-12-31 | 365 | 6.818 | 6
53269 | 3.71 | 1 | 2019-12-31 | 2020-12-31 | 365 | 4.3387 | 4
53288 | 4.505 | 1 | 2019-12-31 | 2020-12-31 | 365 | 5.2684 | 5
53178 | 5.3 | 1 | 2019-12-31 | 2020-12-31 | 365 | 6.1981 | 6
53610 | 5.565 | 1 | 2019-12-31 | 2020-12-31 | 365 | 6.508 | 6
40459 | 6.36 | 1 | 2019-12-31 | 2020-12-31 | 365 | 7.4378 | 7
53639 | 7.95 | 1 | 2019-12-31 | 2020-12-31 | 365 | 9.2972 | 9
47438 | 10.66 | 1 | 2019-12-31 | 2020-12-31 | 365 | 12.4664 | 12
50340 | 6.12 | 1 | 2019-12-31 | 2020-12-31 | 365 | 7.1571 | 7
45303 | 9.36 | 1 | 2019-12-31 | 2020-12-31 | 365 | 10.9461 | 10
49506 | 3.9 | 1 | 2019-12-31 | 2020-12-31 | 365 | 4.5609 | 4
39673 | 8.32 | 1 | 2019-12-31 | 2020-12-31 | 365 | 9.7299 | 9
50218 | 6.24 | 1 | 2019-12-31 | 2020-12-31 | 365 | 7.2974 | 7
39416 | 5.98 | 1 | 2019-12-31 | 2020-12-31 | 365 | 6.9934 | 6
40614 | 5.72 | 1 | 2019-12-31 | 2020-12-31 | 365 | 6.6893 | 6
41829 | 4.68 | 1 | 2019-12-31 | 2020-12-31 | 365 | 5.4731 | 5
40086 | 6.5 | 1 | 2019-12-31 | 2020-12-31 | 365 | 7.6015 | 7
43315 | 5.46 | 1 | 2019-12-31 | 2020-12-31 | 365 | 6.3853 | 6
48435 | 7.8 | 1 | 2019-12-31 | 2020-12-31 | 365 | 9.1218 | 9
41693 | 7.02 | 1 | 2019-12-31 | 2020-12-31 | 365 | 8.2096 | 8
50803 | 4.08 | 1 | 2019-12-31 | 2020-12-31 | 365 | 4.7714 | 4
39657 | 4.68 | 1 | 2019-12-31 | 2020-12-31 | 365 | 5.4731 | 5
43269 | 4.68 | 1 | 2019-12-31 | 2020-12-31 | 365 | 5.4731 | 5
39370 | 2.55 | 1 | 2019-12-31 | 2020-12-31 | 365 | 2.9821 | 2
49497 | 5.2 | 1 | 2019-12-31 | 2020-12-31 | 365 | 6.0812 | 6
47781 | 8.415 | 1 | 2019-12-31 | 2020-12-31 | 365 | 9.841 | 9
50402 | 6.885 | 1 | 2019-12-31 | 2020-12-31 | 365 | 8.0517 | 8
40550 | 12.48 | 1 | 2019-12-31 | 2020-12-31 | 365 | 14.5949 | 14
39954 | 8.84 | 1 | 2019-12-31 | 2020-12-31 | 365 | 10.338 | 10
37792 | 7.54 | 1 | 2019-12-31 | 2020-12-31 | 365 | 8.8177 | 8
43848 | 4.05 | 1 | 2019-12-31 | 2020-12-31 | 365 | 4.7363 | 4
45887 | 2.86 | 1 | 2019-12-31 | 2020-12-31 | 365 | 3.3447 | 3
47469 | 7.14 | 1 | 2019-12-31 | 2020-12-31 | 365 | 8.3499 | 8
50314 | 5.1 | 1 | 2019-12-31 | 2020-12-31 | 365 | 5.9642 | 5
48458 | 10.07 | 1 | 2019-12-31 | 2020-12-31 | 365 | 11.7765 | 11
39589 | 4.845 | 1 | 2019-12-31 | 2020-12-31 | 365 | 5.666 | 5
45629 | 13.77 | 1 | 2019-12-31 | 2020-12-31 | 365 | 16.1035 | 16
50490 | 8.32 | 1 | 2019-12-31 | 2020-12-31 | 365 | 9.7299 | 9
42589 | 4.05 | 1 | 2019-12-31 | 2020-12-31 | 365 | 4.7363 | 4
47444 | 2.43 | 1 | 2019-12-31 | 2020-12-31 | 365 | 2.8418 | 2
38047 | 5.72 | 1 | 2019-12-31 | 2020-12-31 | 365 | 6.6893 | 6
50583 | 5.46 | 1 | 2019-12-31 | 2020-12-31 | 365 | 6.3853 | 6
43601 | 5.2 | 1 | 2019-12-31 | 2020-12-31 | 365 | 6.0812 | 6
46036 | 8.58 | 1 | 2019-12-31 | 2020-12-31 | 365 | 10.034 | 10
50249 | 8.06 | 1 | 2019-12-31 | 2020-12-31 | 365 | 9.4258 | 9
39942 | 8.415 | 1 | 2019-12-31 | 2020-12-31 | 365 | 9.841 | 9
45693 | 9.435 | 1 | 2019-12-31 | 2020-12-31 | 365 | 11.0339 | 11
40984 | 4.16 | 1 | 2019-12-31 | 2020-12-31 | 365 | 4.865 | 4
40503 | 2.6 | 1 | 2019-12-31 | 2020-12-31 | 365 | 3.0406 | 3
45763 | 6.89 | 1 | 2019-12-31 | 2020-12-31 | 365 | 8.0576 | 8
43720 | 4.335 | 1 | 2019-12-31 | 2020-12-31 | 365 | 5.0696 | 5
50210 | 8.06 | 1 | 2019-12-31 | 2020-12-31 | 365 | 9.4258 | 9
42179 | 6.5 | 1 | 2019-12-31 | 2020-12-31 | 365 | 7.6015 | 7
39339 | 5.565 | 1 | 2019-12-31 | 2020-12-31 | 365 | 6.508 | 6
50270 | 7.65 | 1 | 2019-12-31 | 2020-12-31 | 365 | 8.9464 | 8
47850 | 4.59 | 1 | 2019-12-31 | 2020-12-31 | 365 | 5.3678 | 5
45331 | 3.975 | 1 | 2019-12-31 | 2020-12-31 | 365 | 4.6486 | 4
38983 | 4.16 | 1 | 2019-12-31 | 2020-12-31 | 365 | 4.865 | 4
43600 | 3.12 | 1 | 2019-12-31 | 2020-12-31 | 365 | 3.6487 | 3
39627 | 11.985 | 1 | 2019-12-31 | 2020-12-31 | 365 | 14.016 | 14
39344 | 8.84 | 1 | 2019-12-31 | 2020-12-31 | 365 | 10.338 | 10
41454 | 5.98 | 1 | 2019-12-31 | 2020-12-31 | 365 | 6.9934 | 6
40605 | 7.02 | 1 | 2019-12-31 | 2020-12-31 | 365 | 8.2096 | 8
40059 | 4.94 | 1 | 2019-12-31 | 2020-12-31 | 365 | 5.7771 | 5
46671 | 4.68 | 1 | 2019-12-31 | 2020-12-31 | 365 | 5.4731 | 5
43053 | 8.58 | 1 | 2019-12-31 | 2020-12-31 | 365 | 10.034 | 10
41084 | 8.06 | 1 | 2019-12-31 | 2020-12-31 | 365 | 9.4258 | 9
39581 | 12.74 | 1 | 2019-12-31 | 2020-12-31 | 365 | 14.8989 | 14
43590 | 6.095 | 1 | 2019-12-31 | 2020-12-31 | 365 | 7.1279 | 7
39990 | 2.6 | 1 | 2019-12-31 | 2020-12-31 | 365 | 3.0406 | 3
39549 | 8.58 | 1 | 2019-12-31 | 2020-12-31 | 365 | 10.034 | 10
40566 | 5.72 | 1 | 2019-12-31 | 2020-12-31 | 365 | 6.6893 | 6
41401 | 12.985 | 1 | 2019-12-31 | 2020-12-31 | 365 | 15.1854 | 15
39468 | 2.97 | 1 | 2019-12-31 | 2020-12-31 | 365 | 3.4733 | 3
45867 | 10.14 | 1 | 2019-12-31 | 2020-12-31 | 365 | 11.8583 | 11
40422 | 2.08 | 1 | 2019-12-31 | 2020-12-31 | 365 | 2.4325 | 2
44993 | 6.5 | 1 | 2019-12-31 | 2020-12-31 | 365 | 7.6015 | 7
38573 | 9.435 | 1 | 2019-12-31 | 2020-12-31 | 365 | 11.0339 | 11
45293 | 13.005 | 1 | 2019-12-31 | 2020-12-31 | 365 | 15.2088 | 15
43276 | 11.985 | 1 | 2019-12-31 | 2020-12-31 | 365 | 14.016 | 14
45600 | 5.1 | 1 | 2019-12-31 | 2020-12-31 | 365 | 5.9642 | 5
42229 | 6.625 | 1 | 2019-12-31 | 2020-12-31 | 365 | 7.7477 | 7
48362 | 5.2 | 1 | 2019-12-31 | 2020-12-31 | 365 | 6.0812 | 6
48511 | 10.92 | 1 | 2019-12-31 | 2020-12-31 | 365 | 12.7705 | 12
37895 | 2.65 | 1 | 2019-12-31 | 2020-12-31 | 365 | 3.0991 | 3
50215 | 5.61 | 1 | 2019-12-31 | 2020-12-31 | 365 | 6.5607 | 6
50325 | 4.845 | 1 | 2019-12-31 | 2020-12-31 | 365 | 5.666 | 5
45329 | 5.61 | 1 | 2019-12-31 | 2020-12-31 | 365 | 6.5607 | 6
48388 | 7.28 | 1 | 2019-12-31 | 2020-12-31 | 365 | 8.5137 | 8
50419 | 9.18 | 1 | 2019-12-31 | 2020-12-31 | 365 | 10.7356 | 10
45671 | 5.98 | 1 | 2019-12-31 | 2020-12-31 | 365 | 6.9934 | 6
50489 | 8.67 | 1 | 2019-12-31 | 2020-12-31 | 365 | 10.1392 | 10
40485 | 6.76 | 1 | 2019-12-31 | 2020-12-31 | 365 | 7.9055 | 7
47364 | 3.38 | 1 | 2019-12-31 | 2020-12-31 | 365 | 3.9528 | 3
47512 | 2.385 | 1 | 2019-12-31 | 2020-12-31 | 365 | 2.7892 | 2
47953 | 14.04 | 1 | 2019-12-31 | 2020-12-31 | 365 | 16.4192 | 16
50387 | 9.69 | 1 | 2019-12-31 | 2020-12-31 | 365 | 11.3321 | 11
38790 | 4.16 | 1 | 2019-12-31 | 2020-12-31 | 365 | 4.865 | 4
50324 | 8.67 | 1 | 2019-12-31 | 2020-12-31 | 365 | 10.1392 | 10
40105 | 10.66 | 1 | 2019-12-31 | 2020-12-31 | 365 | 12.4664 | 12
40094 | 12.24 | 1 | 2019-12-31 | 2020-12-31 | 365 | 14.3142 | 14
39650 | 2.34 | 1 | 2019-12-31 | 2020-12-31 | 365 | 2.7365 | 2
43701 | 8.84 | 1 | 2019-12-31 | 2020-12-31 | 365 | 10.338 | 10
41835 | 13 | 1 | 2019-12-31 | 2020-12-31 | 365 | 15.203 | 15
45950 | 6.375 | 1 | 2019-12-31 | 2020-12-31 | 365 | 7.4553 | 7
41254 | 3.38 | 1 | 2019-12-31 | 2020-12-31 | 365 | 3.9528 | 3
45761 | 6.24 | 1 | 2019-12-31 | 2020-12-31 | 365 | 7.2974 | 7
43743 | 13.78 | 1 | 2019-12-31 | 2020-12-31 | 365 | 16.1152 | 16
37911 | 7.02 | 1 | 2019-12-31 | 2020-12-31 | 365 | 8.2096 | 8
39648 | 8.925 | 1 | 2019-12-31 | 2020-12-31 | 365 | 10.4374 | 10
43831 | 4.335 | 1 | 2019-12-31 | 2020-12-31 | 365 | 5.0696 | 5
41826 | 5.98 | 1 | 2019-12-31 | 2020-12-31 | 365 | 6.9934 | 6
41115 | 6.63 | 1 | 2019-12-31 | 2020-12-31 | 365 | 7.7535 | 7
40506 | 12.48 | 1 | 2019-12-31 | 2020-12-31 | 365 | 14.5949 | 14
47824 | 7.8 | 1 | 2019-12-31 | 2020-12-31 | 365 | 9.1218 | 9
47515 | 9.01 | 1 | 2019-12-31 | 2020-12-31 | 365 | 10.5368 | 10
47389 | 6.24 | 1 | 2019-12-31 | 2020-12-31 | 365 | 7.2974 | 7
48494 | 13.26 | 1 | 2019-12-31 | 2020-12-31 | 365 | 15.507 | 15
42106 | 3.12 | 1 | 2019-12-31 | 2020-12-31 | 365 | 3.6487 | 3
40623 | 5.335 | 1 | 2019-12-31 | 2020-12-31 | 365 | 6.2391 | 6
45959 | 3.975 | 1 | 2019-12-31 | 2020-12-31 | 365 | 4.6486 | 4
41718 | 11.18 | 1 | 2019-12-31 | 2020-12-31 | 365 | 13.0746 | 13
42141 | 7.395 | 1 | 2019-12-31 | 2020-12-31 | 365 | 8.6482 | 8
45150 | 6.5 | 1 | 2019-12-31 | 2020-12-31 | 365 | 7.6015 | 7
39428 | 8.58 | 1 | 2019-12-31 | 2020-12-31 | 365 | 10.034 | 10
50274 | 13.515 | 1 | 2019-12-31 | 2020-12-31 | 365 | 15.8053 | 15
40479 | 10.92 | 1 | 2019-12-31 | 2020-12-31 | 365 | 12.7705 | 12
37922 | 12.455 | 1 | 2019-12-31 | 2020-12-31 | 365 | 14.5656 | 14
44985 | 6.21 | 1 | 2019-12-31 | 2020-12-31 | 365 | 7.2623 | 7
39927 | 5.565 | 1 | 2019-12-31 | 2020-12-31 | 365 | 6.508 | 6
39535 | 8.06 | 1 | 2019-12-31 | 2020-12-31 | 365 | 9.4258 | 9
50587 | 14.025 | 1 | 2019-12-31 | 2020-12-31 | 365 | 16.4017 | 16
28824 | 4.505 | 1 | 2019-12-31 | 2020-12-31 | 365 | 5.2684 | 5
38985 | 9.36 | 1 | 2019-12-31 | 2020-12-31 | 365 | 10.9461 | 10
28871 | 10.4 | 1 | 2019-12-31 | 2020-12-31 | 365 | 12.1624 | 12
45053 | 3.9 | 1 | 2019-12-31 | 2020-12-31 | 365 | 4.5609 | 4
40304 | 10.71 | 1 | 2019-12-31 | 2020-12-31 | 365 | 12.5249 | 12
45544 | 4.08 | 1 | 2019-12-31 | 2020-12-31 | 365 | 4.7714 | 4
38684 | 4.68 | 1 | 2019-12-31 | 2020-12-31 | 365 | 5.4731 | 5
40224 | 5.46 | 1 | 2019-12-31 | 2020-12-31 | 365 | 6.3853 | 6
46191 | 6.5 | 1 | 2019-12-31 | 2020-12-31 | 365 | 7.6015 | 7
41696 | 7.02 | 1 | 2019-12-31 | 2020-12-31 | 365 | 8.2096 | 8
37787 | 9.1 | 1 | 2019-12-31 | 2020-12-31 | 365 | 10.6421 | 10
40336 | 5.865 | 1 | 2019-12-31 | 2020-12-31 | 365 | 6.8589 | 6
42565 | 9.435 | 1 | 2019-12-31 | 2020-12-31 | 365 | 11.0339 | 11
45363 | 3.9 | 1 | 2019-12-31 | 2020-12-31 | 365 | 4.5609 | 4
40562 | 2.86 | 1 | 2019-12-31 | 2020-12-31 | 365 | 3.3447 | 3
46260 | 7.95 | 1 | 2019-12-31 | 2020-12-31 | 365 | 9.2972 | 9
41888 | 4.94 | 1 | 2019-12-31 | 2020-12-31 | 365 | 5.7771 | 5
40720 | 3.98 | 1 | 2019-12-31 | 2020-12-31 | 365 | 4.6545 | 4
42108 | 2.6 | 1 | 2019-12-31 | 2020-12-31 | 365 | 3.0406 | 3
40202 | 4.16 | 1 | 2019-12-31 | 2020-12-31 | 365 | 4.865 | 4
46037 | 2.55 | 1 | 2019-12-31 | 2020-12-31 | 365 | 2.9821 | 2
44749 | 5.46 | 1 | 2019-12-31 | 2020-12-31 | 365 | 6.3853 | 6
38253 | 2.915 | 1 | 2019-12-31 | 2020-12-31 | 365 | 3.409 | 3
43813 | 14.04 | 1 | 2019-12-31 | 2020-12-31 | 365 | 16.4192 | 16
50344 | 7.14 | 1 | 2019-12-31 | 2020-12-31 | 365 | 8.3499 | 8
50276 | 5.565 | 1 | 2019-12-31 | 2020-12-31 | 365 | 6.508 | 6
50211 | 6.37 | 1 | 2019-12-31 | 2020-12-31 | 365 | 7.4495 | 7
45968 | 4.16 | 1 | 2019-12-31 | 2020-12-31 | 365 | 4.865 | 4
50462 | 8.48 | 1 | 2019-12-31 | 2020-12-31 | 365 | 9.917 | 9
50359 | 6.24 | 1 | 2019-12-31 | 2020-12-31 | 365 | 7.2974 | 7
50234 | 11.985 | 1 | 2019-12-31 | 2020-12-31 | 365 | 14.016 | 14
45096 | 6.76 | 1 | 2019-12-31 | 2020-12-31 | 365 | 7.9055 | 7
40348 | 8.41 | 1 | 2019-12-31 | 2020-12-31 | 365 | 9.8352 | 9
39597 | 9.54 | 1 | 2019-12-31 | 2020-12-31 | 365 | 11.1566 | 11
39210 | 4.16 | 1 | 2019-12-31 | 2020-12-31 | 365 | 4.865 | 4
38777 | 5.72 | 1 | 2019-12-31 | 2020-12-31 | 365 | 6.6893 | 6
41043 | 9.54 | 1 | 2019-12-31 | 2020-12-31 | 365 | 11.1566 | 11
38959 | 6.24 | 1 | 2019-12-31 | 2020-12-31 | 365 | 7.2974 | 7
40395 | 10.66 | 1 | 2019-12-31 | 2020-12-31 | 365 | 12.4664 | 12
46155 | 5.1 | 1 | 2019-12-31 | 2020-12-31 | 365 | 5.9642 | 5
45755 | 4.94 | 1 | 2019-12-31 | 2020-12-31 | 365 | 5.7771 | 5
33161 | 4.68 | 1 | 2019-12-31 | 2020-12-31 | 365 | 5.4731 | 5
38666 | 8.415 | 1 | 2019-12-31 | 2020-12-31 | 365 | 9.841 | 9
39450 | 3.9 | 1 | 2019-12-31 | 2020-12-31 | 365 | 4.5609 | 4
39323 | 6.625 | 1 | 2019-12-31 | 2020-12-31 | 365 | 7.7477 | 7
32750 | 4.94 | 1 | 2019-12-31 | 2020-12-31 | 365 | 5.7771 | 5
45665 | 5.83 | 1 | 2019-12-31 | 2020-12-31 | 365 | 6.818 | 6
39867 | 6.63 | 1 | 2019-12-31 | 2020-12-31 | 365 | 7.7535 | 7
41033 | 5.2 | 1 | 2019-12-31 | 2020-12-31 | 365 | 6.0812 | 6
40976 | 6.24 | 1 | 2019-12-31 | 2020-12-31 | 365 | 7.2974 | 7
45785 | 5.72 | 1 | 2019-12-31 | 2020-12-31 | 365 | 6.6893 | 6
47516 | 4.16 | 1 | 2019-12-31 | 2020-12-31 | 365 | 4.865 | 4
30466 | 10.92 | 1 | 2019-12-31 | 2020-12-31 | 365 | 12.7705 | 12
39325 | 3.38 | 1 | 2019-12-31 | 2020-12-31 | 365 | 3.9528 | 3
33519 | 8.06 | 1 | 2019-12-31 | 2020-12-31 | 365 | 9.4258 | 9
50768 | 7.54 | 1 | 2019-12-31 | 2020-12-31 | 365 | 8.8177 | 8
38286 | 4.42 | 1 | 2019-12-31 | 2020-12-31 | 365 | 5.169 | 5
30455 | 7.02 | 1 | 2019-12-31 | 2020-12-31 | 365 | 8.2096 | 8
39273 | 4.16 | 1 | 2019-12-31 | 2020-12-31 | 365 | 4.865 | 4
33322 | 3.9 | 1 | 2019-12-31 | 2020-12-31 | 365 | 4.5609 | 4
39231 | 5.1 | 1 | 2019-12-31 | 2020-12-31 | 365 | 5.9642 | 5
41419 | 10.66 | 1 | 2019-12-31 | 2020-12-31 | 365 | 12.4664 | 12
39610 | 14.56 | 1 | 2019-12-31 | 2020-12-31 | 365 | 17.0273 | 17
44148 | 13 | 1 | 2019-12-31 | 2020-12-31 | 365 | 15.203 | 15
50467 | 5.1 | 1 | 2019-12-31 | 2020-12-31 | 365 | 5.9642 | 5
45970 | 17.085 | 1 | 2019-12-31 | 2020-12-31 | 365 | 19.9802 | 19
42656 | 8.06 | 1 | 2019-12-31 | 2020-12-31 | 365 | 9.4258 | 9
39242 | 5.98 | 1 | 2019-12-31 | 2020-12-31 | 365 | 6.9934 | 6
47905 | 10.71 | 1 | 2019-12-31 | 2020-12-31 | 365 | 12.5249 | 12
39463 | 14.04 | 1 | 2019-12-31 | 2020-12-31 | 365 | 16.4192 | 16
32835 | 5.1 | 1 | 2019-12-31 | 2020-12-31 | 365 | 5.9642 | 5
50220 | 5.865 | 1 | 2019-12-31 | 2020-12-31 | 365 | 6.8589 | 6
47965 | 6.36 | 1 | 2019-12-31 | 2020-12-31 | 365 | 7.4378 | 7
39527 | 3.12 | 1 | 2019-12-31 | 2020-12-31 | 365 | 3.6487 | 3
47529 | 4.845 | 1 | 2019-12-31 | 2020-12-31 | 365 | 5.666 | 5
45121 | 4.59 | 1 | 2019-12-31 | 2020-12-31 | 365 | 5.3678 | 5
50227 | 13.26 | 1 | 2019-12-31 | 2020-12-31 | 365 | 15.507 | 15
50281 | 12.24 | 1 | 2019-12-31 | 2020-12-31 | 365 | 14.3142 | 14
45906 | 3.51 | 1 | 2019-12-31 | 2020-12-31 | 365 | 4.1048 | 4
39320 | 4.42 | 1 | 2019-12-31 | 2020-12-31 | 365 | 5.169 | 5
40043 | 3.315 | 1 | 2019-12-31 | 2020-12-31 | 365 | 3.8768 | 3
50473 | 5.355 | 1 | 2019-12-31 | 2020-12-31 | 365 | 6.2625 | 6
39585 | 4.68 | 1 | 2019-12-31 | 2020-12-31 | 365 | 5.4731 | 5
41929 | 6.24 | 1 | 2019-12-31 | 2020-12-31 | 365 | 7.2974 | 7
44948 | 4.68 | 1 | 2019-12-31 | 2020-12-31 | 365 | 5.4731 | 5
40584 | 9.1 | 1 | 2019-12-31 | 2020-12-31 | 365 | 10.6421 | 10
31811 | 9.1 | 1 | 2019-12-31 | 2020-12-31 | 365 | 10.6421 | 10
31227 | 4.68 | 1 | 2019-12-31 | 2020-12-31 | 365 | 5.4731 | 5
39644 | 5.72 | 1 | 2019-12-31 | 2020-12-31 | 365 | 6.6893 | 6
28954 | 3.64 | 1 | 2019-12-31 | 2020-12-31 | 365 | 4.2568 | 4
43318 | 6.24 | 1 | 2019-12-31 | 2020-12-31 | 365 | 7.2974 | 7
37577 | 9.88 | 1 | 2019-12-31 | 2020-12-31 | 365 | 11.5543 | 11
39467 | 10.965 | 1 | 2019-12-31 | 2020-12-31 | 365 | 12.8231 | 12
39421 | 7.02 | 1 | 2019-12-31 | 2020-12-31 | 365 | 8.2096 | 8
40509 | 5.2 | 1 | 2019-12-31 | 2020-12-31 | 365 | 6.0812 | 6
43846 | 14.79 | 1 | 2019-12-31 | 2020-12-31 | 365 | 17.2963 | 17
41812 | 3.315 | 1 | 2019-12-31 | 2020-12-31 | 365 | 3.8768 | 3
50578 | 2.34 | 1 | 2019-12-31 | 2020-12-31 | 365 | 2.7365 | 2
42069 | 5.2 | 1 | 2019-12-31 | 2020-12-31 | 365 | 6.0812 | 6
39483 | 10.53 | 1 | 2019-12-31 | 2020-12-31 | 365 | 12.3144 | 12
37930 | 8.67 | 1 | 2019-12-31 | 2020-12-31 | 365 | 10.1392 | 10
39446 | 6.24 | 1 | 2019-12-31 | 2020-12-31 | 365 | 7.2974 | 7
40510 | 5.72 | 1 | 2019-12-31 | 2020-12-31 | 365 | 6.6893 | 6
47545 | 6.375 | 1 | 2019-12-31 | 2020-12-31 | 365 | 7.4553 | 7
50328 | 10.92 | 1 | 2019-12-31 | 2020-12-31 | 365 | 12.7705 | 12
33584 | 4.42 | 1 | 2019-12-31 | 2020-12-31 | 365 | 5.169 | 5
40356 | 3.64 | 1 | 2019-12-31 | 2020-12-31 | 365 | 4.2568 | 4
33664 | 8.84 | 1 | 2019-12-31 | 2020-12-31 | 365 | 10.338 | 10
40386 | 7.02 | 1 | 2019-12-31 | 2020-12-31 | 365 | 8.2096 | 8
33101 | 8.32 | 1 | 2019-12-31 | 2020-12-31 | 365 | 9.7299 | 9
40193 | 3.12 | 1 | 2019-12-31 | 2020-12-31 | 365 | 3.6487 | 3
40909 | 9.805 | 1 | 2019-12-31 | 2020-12-31 | 365 | 11.4666 | 11
38229 | 4.845 | 1 | 2019-12-31 | 2020-12-31 | 365 | 5.666 | 5
40528 | 8.06 | 1 | 2019-12-31 | 2020-12-31 | 365 | 9.4258 | 9
41847 | 4.16 | 1 | 2019-12-31 | 2020-12-31 | 365 | 4.865 | 4
41688 | 6.24 | 1 | 2019-12-31 | 2020-12-31 | 365 | 7.2974 | 7
49662 | 4.68 | 1 | 2019-12-31 | 2020-12-31 | 365 | 5.4731 | 5
39328 | 10.4 | 1 | 2019-12-31 | 2020-12-31 | 365 | 12.1624 | 12
42380 | 5.46 | 1 | 2019-12-31 | 2020-12-31 | 365 | 6.3853 | 6
41381 | 6.885 | 1 | 2019-12-31 | 2020-12-31 | 365 | 8.0517 | 8
43339 | 5.61 | 1 | 2019-12-31 | 2020-12-31 | 365 | 6.5607 | 6
41808 | 7.685 | 1 | 2019-12-31 | 2020-12-31 | 365 | 8.9873 | 8
38062 | 7.14 | 1 | 2019-12-31 | 2020-12-31 | 365 | 8.3499 | 8
43609 | 10.92 | 1 | 2019-12-31 | 2020-12-31 | 365 | 12.7705 | 12
42978 | 13 | 1 | 2019-12-31 | 2020-12-31 | 365 | 15.203 | 15
43335 | 3.64 | 1 | 2019-12-31 | 2020-12-31 | 365 | 4.2568 | 4
38488 | 13.52 | 1 | 2019-12-31 | 2020-12-31 | 365 | 15.8111 | 15
41403 | 6.24 | 1 | 2019-12-31 | 2020-12-31 | 365 | 7.2974 | 7
39407 | 7.02 | 1 | 2019-12-31 | 2020-12-31 | 365 | 8.2096 | 8
35457 | 9.36 | 1 | 2019-12-31 | 2020-12-31 | 365 | 10.9461 | 10
41828 | 8.32 | 1 | 2019-12-31 | 2020-12-31 | 365 | 9.7299 | 9
45380 | 6.76 | 1 | 2019-12-31 | 2020-12-31 | 365 | 7.9055 | 7
43690 | 7.95 | 1 | 2019-12-31 | 2020-12-31 | 365 | 9.2972 | 9
50476 | 6.63 | 1 | 2019-12-31 | 2020-12-31 | 365 | 7.7535 | 7
41083 | 11.18 | 1 | 2019-12-31 | 2020-12-31 | 365 | 13.0746 | 13
38334 | 5.865 | 1 | 2019-12-31 | 2020-12-31 | 365 | 6.8589 | 6
45619 | 7.65 | 1 | 2019-12-31 | 2020-12-31 | 365 | 8.9464 | 8
47476 | 4.42 | 1 | 2019-12-31 | 2020-12-31 | 365 | 5.169 | 5
48008 | 13.26 | 1 | 2019-12-31 | 2020-12-31 | 365 | 15.507 | 15
43341 | 8.32 | 1 | 2019-12-31 | 2020-12-31 | 365 | 9.7299 | 9
48091 | 13.77 | 1 | 2019-12-31 | 2020-12-31 | 365 | 16.1035 | 16
48518 | 10.2 | 1 | 2019-12-31 | 2020-12-31 | 365 | 11.9285 | 11
39349 | 12.48 | 1 | 2019-12-31 | 2020-12-31 | 365 | 14.5949 | 14
48170 | 12.74 | 1 | 2019-12-31 | 2020-12-31 | 365 | 14.8989 | 14
47511 | 6.375 | 1 | 2019-12-31 | 2020-12-31 | 365 | 7.4553 | 7
50250 | 8.16 | 1 | 2019-12-31 | 2020-12-31 | 365 | 9.5428 | 9
48403 | 4.68 | 1 | 2019-12-31 | 2020-12-31 | 365 | 5.4731 | 5
40228 | 14.04 | 1 | 2019-12-31 | 2020-12-31 | 365 | 16.4192 | 16
40087 | 12.24 | 1 | 2019-12-31 | 2020-12-31 | 365 | 14.3142 | 14
39136 | 6.5 | 1 | 2019-12-31 | 2020-12-31 | 365 | 7.6015 | 7
39480 | 14.56 | 1 | 2019-12-31 | 2020-12-31 | 365 | 17.0273 | 17
39106 | 4.16 | 1 | 2019-12-31 | 2020-12-31 | 365 | 4.865 | 4
48147 | 4.335 | 1 | 2019-12-31 | 2020-12-31 | 365 | 5.0696 | 5
50336 | 10.2 | 1 | 2019-12-31 | 2020-12-31 | 365 | 11.9285 | 11
45739 | 5.2 | 1 | 2019-12-31 | 2020-12-31 | 365 | 6.0812 | 6
40512 | 7.02 | 1 | 2019-12-31 | 2020-12-31 | 365 | 8.2096 | 8
43911 | 10.53 | 1 | 2019-12-31 | 2020-12-31 | 365 | 12.3144 | 12
39438 | 8.925 | 1 | 2019-12-31 | 2020-12-31 | 365 | 10.4374 | 10
50282 | 9.88 | 1 | 2019-12-31 | 2020-12-31 | 365 | 11.5543 | 11
39327 | 4.16 | 1 | 2019-12-31 | 2020-12-31 | 365 | 4.865 | 4
39552 | 15.34 | 1 | 2019-12-31 | 2020-12-31 | 365 | 17.9395 | 17
45451 | 12.75 | 1 | 2019-12-31 | 2020-12-31 | 365 | 14.9106 | 14
39160 | 9.945 | 1 | 2019-12-31 | 2020-12-31 | 365 | 11.6303 | 11
39389 | 4.68 | 1 | 2019-12-31 | 2020-12-31 | 365 | 5.4731 | 5
42468 | 2.34 | 1 | 2019-12-31 | 2020-12-31 | 365 | 2.7365 | 2
39546 | 6.76 | 1 | 2019-12-31 | 2020-12-31 | 365 | 7.9055 | 7
41705 | 8.84 | 1 | 2019-12-31 | 2020-12-31 | 365 | 10.338 | 10
43708 | 13.52 | 1 | 2019-12-31 | 2020-12-31 | 365 | 15.8111 | 15
39689 | 5.2 | 1 | 2019-12-31 | 2020-12-31 | 365 | 6.0812 | 6
39333 | 6.885 | 1 | 2019-12-31 | 2020-12-31 | 365 | 8.0517 | 8
39000 | 3.12 | 1 | 2019-12-31 | 2020-12-31 | 365 | 3.6487 | 3
50326 | 7.02 | 1 | 2019-12-31 | 2020-12-31 | 365 | 8.2096 | 8
45776 | 14.04 | 1 | 2019-12-31 | 2020-12-31 | 365 | 16.4192 | 16
45884 | 4.08 | 1 | 2019-12-31 | 2020-12-31 | 365 | 4.7714 | 4
39239 | 8.67 | 1 | 2019-12-31 | 2020-12-31 | 365 | 10.1392 | 10
42225 | 12.22 | 1 | 2019-12-31 | 2020-12-31 | 365 | 14.2908 | 14
40298 | 11.22 | 1 | 2019-12-31 | 2020-12-31 | 365 | 13.1213 | 13
41749 | 4.16 | 1 | 2019-12-31 | 2020-12-31 | 365 | 4.865 | 4
41818 | 8.06 | 1 | 2019-12-31 | 2020-12-31 | 365 | 9.4258 | 9
45295 | 10.965 | 1 | 2019-12-31 | 2020-12-31 | 365 | 12.8231 | 12
38784 | 13 | 1 | 2019-12-31 | 2020-12-31 | 365 | 15.203 | 15
43278 | 7.28 | 1 | 2019-12-31 | 2020-12-31 | 365 | 8.5137 | 8
41066 | 11.96 | 1 | 2019-12-31 | 2020-12-31 | 365 | 13.9867 | 13
38014 | 8.67 | 1 | 2019-12-31 | 2020-12-31 | 365 | 10.1392 | 10
39289 | 8.16 | 1 | 2019-12-31 | 2020-12-31 | 365 | 9.5428 | 9
45189 | 3.975 | 1 | 2019-12-31 | 2020-12-31 | 365 | 4.6486 | 4
39973 | 9.69 | 1 | 2019-12-31 | 2020-12-31 | 365 | 11.3321 | 11
37887 | 2.86 | 1 | 2019-12-31 | 2020-12-31 | 365 | 3.3447 | 3
39629 | 8.06 | 1 | 2019-12-31 | 2020-12-31 | 365 | 9.4258 | 9
40098 | 15.86 | 1 | 2019-12-31 | 2020-12-31 | 365 | 18.5476 | 18
39562 | 9.1 | 1 | 2019-12-31 | 2020-12-31 | 365 | 10.6421 | 10
42955 | 5.2 | 1 | 2019-12-31 | 2020-12-31 | 365 | 6.0812 | 6
48123 | 4.59 | 1 | 2019-12-31 | 2020-12-31 | 365 | 5.3678 | 5
43762 | 9.945 | 1 | 2019-12-31 | 2020-12-31 | 365 | 11.6303 | 11
40947 | 5.1 | 1 | 2019-12-31 | 2020-12-31 | 365 | 5.9642 | 5
39216 | 5.46 | 1 | 2019-12-31 | 2020-12-31 | 365 | 6.3853 | 6
40128 | 9.1 | 1 | 2019-12-31 | 2020-12-31 | 365 | 10.6421 | 10
45715 | 7.685 | 1 | 2019-12-31 | 2020-12-31 | 365 | 8.9873 | 8
43170 | 12.48 | 1 | 2019-12-31 | 2020-12-31 | 365 | 14.5949 | 14
41723 | 7.42 | 1 | 2019-12-31 | 2020-12-31 | 365 | 8.6774 | 8
40904 | 5.46 | 1 | 2019-12-31 | 2020-12-31 | 365 | 6.3853 | 6
38029 | 6.5 | 1 | 2019-12-31 | 2020-12-31 | 365 | 7.6015 | 7
40035 | 8.06 | 1 | 2019-12-31 | 2020-12-31 | 365 | 9.4258 | 9
39107 | 12.48 | 1 | 2019-12-31 | 2020-12-31 | 365 | 14.5949 | 14
50666 | 6.885 | 1 | 2019-12-31 | 2020-12-31 | 365 | 8.0517 | 8
47491 | 7.65 | 1 | 2019-12-31 | 2020-12-31 | 365 | 8.9464 | 8
42249 | 4.68 | 1 | 2019-12-31 | 2020-12-31 | 365 | 5.4731 | 5
39484 | 11.07 | 1 | 2019-12-31 | 2020-12-31 | 365 | 12.9459 | 12
42001 | 12.72 | 1 | 2019-12-31 | 2020-12-31 | 365 | 14.8755 | 14
41277 | 5.61 | 1 | 2019-12-31 | 2020-12-31 | 365 | 6.5607 | 6
50209 | 3.57 | 1 | 2019-12-31 | 2020-12-31 | 365 | 4.175 | 4
45158 | 3.64 | 1 | 2019-12-31 | 2020-12-31 | 365 | 4.2568 | 4
41173 | 4.59 | 1 | 2019-12-31 | 2020-12-31 | 365 | 5.3678 | 5
43840 | 8.06 | 1 | 2019-12-31 | 2020-12-31 | 365 | 9.4258 | 9
41861 | 5.46 | 1 | 2019-12-31 | 2020-12-31 | 365 | 6.3853 | 6
50679 | 11.96 | 1 | 2019-12-31 | 2020-12-31 | 365 | 13.9867 | 13
39578 | 7.4 | 1 | 2019-12-31 | 2020-12-31 | 365 | 8.654 | 8
39461 | 3.825 | 1 | 2019-12-31 | 2020-12-31 | 365 | 4.4732 | 4
41631 | 13.26 | 1 | 2019-12-31 | 2020-12-31 | 365 | 15.507 | 15
39963 | 2.6 | 1 | 2019-12-31 | 2020-12-31 | 365 | 3.0406 | 3
40058 | 8.1 | 1 | 2019-12-31 | 2020-12-31 | 365 | 9.4726 | 9
47558 | 2.805 | 1 | 2019-12-31 | 2020-12-31 | 365 | 3.2803 | 3
45546 | 3.64 | 1 | 2019-12-31 | 2020-12-31 | 365 | 4.2568 | 4
43152 | 4.08 | 1 | 2019-12-31 | 2020-12-31 | 365 | 4.7714 | 4
39579 | 5.72 | 1 | 2019-12-31 | 2020-12-31 | 365 | 6.6893 | 6
39080 | 8.84 | 1 | 2019-12-31 | 2020-12-31 | 365 | 10.338 | 10
40861 | 4.16 | 1 | 2019-12-31 | 2020-12-31 | 365 | 4.865 | 4
41397 | 11.18 | 1 | 2019-12-31 | 2020-12-31 | 365 | 13.0746 | 13
41472 | 4.68 | 1 | 2019-12-31 | 2020-12-31 | 365 | 5.4731 | 5
41255 | 4.68 | 1 | 2019-12-31 | 2020-12-31 | 365 | 5.4731 | 5
41074 | 7.155 | 1 | 2019-12-31 | 2020-12-31 | 365 | 8.3675 | 8
45673 | 8.06 | 1 | 2019-12-31 | 2020-12-31 | 365 | 9.4258 | 9
45074 | 4.32 | 1 | 2019-12-31 | 2020-12-31 | 365 | 5.0521 | 5
50586 | 3.825 | 1 | 2019-12-31 | 2020-12-31 | 365 | 4.4732 | 4
42335 | 8.32 | 1 | 2019-12-31 | 2020-12-31 | 365 | 9.7299 | 9
38378 | 8.06 | 1 | 2019-12-31 | 2020-12-31 | 365 | 9.4258 | 9
41992 | 9.88 | 1 | 2019-12-31 | 2020-12-31 | 365 | 11.5543 | 11
39393 | 10.14 | 1 | 2019-12-31 | 2020-12-31 | 365 | 11.8583 | 11
42097 | 7.02 | 1 | 2019-12-31 | 2020-12-31 | 365 | 8.2096 | 8
43308 | 5.67 | 1 | 2019-12-31 | 2020-12-31 | 365 | 6.6308 | 6
39449 | 7.54 | 1 | 2019-12-31 | 2020-12-31 | 365 | 8.8177 | 8
40073 | 6.12 | 1 | 2019-12-31 | 2020-12-31 | 365 | 7.1571 | 7
45485 | 6.1 | 1 | 2019-12-31 | 2020-12-31 | 365 | 7.1337 | 7
43605 | 10.92 | 1 | 2019-12-31 | 2020-12-31 | 365 | 12.7705 | 12
38020 | 6.89 | 1 | 2019-12-31 | 2020-12-31 | 365 | 8.0576 | 8
45980 | 9.36 | 1 | 2019-12-31 | 2020-12-31 | 365 | 10.9461 | 10
47142 | 7.02 | 1 | 2019-12-31 | 2020-12-31 | 365 | 8.2096 | 8
45153 | 10.92 | 1 | 2019-12-31 | 2020-12-31 | 365 | 12.7705 | 12
40106 | 6.76 | 1 | 2019-12-31 | 2020-12-31 | 365 | 7.9055 | 7
42883 | 4.42 | 1 | 2019-12-31 | 2020-12-31 | 365 | 5.169 | 5
40970 | 5.2 | 1 | 2019-12-31 | 2020-12-31 | 365 | 6.0812 | 6
47796 | 10.965 | 1 | 2019-12-31 | 2020-12-31 | 365 | 12.8231 | 12
43016 | 6.24 | 1 | 2019-12-31 | 2020-12-31 | 365 | 7.2974 | 7
50495 | 10.14 | 1 | 2019-12-31 | 2020-12-31 | 365 | 11.8583 | 11
42033 | 2.34 | 1 | 2019-12-31 | 2020-12-31 | 365 | 2.7365 | 2
50355 | 5.865 | 1 | 2019-12-31 | 2020-12-31 | 365 | 6.8589 | 6
42550 | 3.9 | 1 | 2019-12-31 | 2020-12-31 | 365 | 4.5609 | 4
40174 | 6.12 | 1 | 2019-12-31 | 2020-12-31 | 365 | 7.1571 | 7
46150 | 5.355 | 1 | 2019-12-31 | 2020-12-31 | 365 | 6.2625 | 6
42610 | 7.42 | 1 | 2019-12-31 | 2020-12-31 | 365 | 8.6774 | 8
42211 | 8.16 | 1 | 2019-12-31 | 2020-12-31 | 365 | 9.5428 | 9
50527 | 11.475 | 1 | 2019-12-31 | 2020-12-31 | 365 | 13.4196 | 13
39613 | 14.04 | 1 | 2019-12-31 | 2020-12-31 | 365 | 16.4192 | 16
45339 | 11.66 | 1 | 2019-12-31 | 2020-12-31 | 365 | 13.6359 | 13
38765 | 4.42 | 1 | 2019-12-31 | 2020-12-31 | 365 | 5.169 | 5
39574 | 5.98 | 1 | 2019-12-31 | 2020-12-31 | 365 | 6.9934 | 6
41785 | 7.8 | 1 | 2019-12-31 | 2020-12-31 | 365 | 9.1218 | 9
39024 | 5.72 | 1 | 2019-12-31 | 2020-12-31 | 365 | 6.6893 | 6
43818 | 6.76 | 1 | 2019-12-31 | 2020-12-31 | 365 | 7.9055 | 7
42146 | 5.46 | 1 | 2019-12-31 | 2020-12-31 | 365 | 6.3853 | 6
38203 | 9.1 | 1 | 2019-12-31 | 2020-12-31 | 365 | 10.6421 | 10
38404 | 6.24 | 1 | 2019-12-31 | 2020-12-31 | 365 | 7.2974 | 7
40920 | 6.5 | 1 | 2019-12-31 | 2020-12-31 | 365 | 7.6015 | 7
42263 | 4.42 | 1 | 2019-12-31 | 2020-12-31 | 365 | 5.169 | 5
41903 | 11.925 | 1 | 2019-12-31 | 2020-12-31 | 365 | 13.9458 | 13
39254 | 3.975 | 1 | 2019-12-31 | 2020-12-31 | 365 | 4.6486 | 4
39418 | 10.66 | 1 | 2019-12-31 | 2020-12-31 | 365 | 12.4664 | 12
38340 | 3.71 | 1 | 2019-12-31 | 2020-12-31 | 365 | 4.3387 | 4
43018 | 13.52 | 1 | 2019-12-31 | 2020-12-31 | 365 | 15.8111 | 15
38275 | 5.565 | 1 | 2019-12-31 | 2020-12-31 | 365 | 6.508 | 6
43594 | 8.48 | 1 | 2019-12-31 | 2020-12-31 | 365 | 9.917 | 9
38705 | 9 | 1 | 2019-12-31 | 2020-12-31 | 365 | 10.5251 | 10
39510 | 5.46 | 1 | 2019-12-31 | 2020-12-31 | 365 | 6.3853 | 6
42265 | 4.42 | 1 | 2019-12-31 | 2020-12-31 | 365 | 5.169 | 5
39703 | 3.9 | 1 | 2019-12-31 | 2020-12-31 | 365 | 4.5609 | 4
45743 | 8.06 | 1 | 2019-12-31 | 2020-12-31 | 365 | 9.4258 | 9
38228 | 9.62 | 1 | 2019-12-31 | 2020-12-31 | 365 | 11.2502 | 11
42171 | 10.14 | 1 | 2019-12-31 | 2020-12-31 | 365 | 11.8583 | 11
41160 | 5.1 | 1 | 2019-12-31 | 2020-12-31 | 365 | 5.9642 | 5
50228 | 2.385 | 1 | 2019-12-31 | 2020-12-31 | 365 | 2.7892 | 2
41689 | 4.68 | 1 | 2019-12-31 | 2020-12-31 | 365 | 5.4731 | 5
45954 | 2.34 | 1 | 2019-12-31 | 2020-12-31 | 365 | 2.7365 | 2
42257 | 10.965 | 1 | 2019-12-31 | 2020-12-31 | 365 | 12.8231 | 12
38582 | 2.04 | 1 | 2019-12-31 | 2020-12-31 | 365 | 2.3857 | 2
41690 | 6.885 | 1 | 2019-12-31 | 2020-12-31 | 365 | 8.0517 | 8
39505 | 2.34 | 1 | 2019-12-31 | 2020-12-31 | 365 | 2.7365 | 2
46289 | 4.24 | 1 | 2019-12-31 | 2020-12-31 | 365 | 4.9585 | 4
38590 | 6.24 | 1 | 2019-12-31 | 2020-12-31 | 365 | 7.2974 | 7
38278 | 6.095 | 1 | 2019-12-31 | 2020-12-31 | 365 | 7.1279 | 7
47922 | 8.32 | 1 | 2019-12-31 | 2020-12-31 | 365 | 9.7299 | 9
44992 | 7.65 | 1 | 2019-12-31 | 2020-12-31 | 365 | 8.9464 | 8
39490 | 5.1 | 1 | 2019-12-31 | 2020-12-31 | 365 | 5.9642 | 5
50259 | 7.65 | 1 | 2019-12-31 | 2020-12-31 | 365 | 8.9464 | 8
45754 | 5.1 | 1 | 2019-12-31 | 2020-12-31 | 365 | 5.9642 | 5
50629 | 11.985 | 1 | 2019-12-31 | 2020-12-31 | 365 | 14.016 | 14
50518 | 2.86 | 1 | 2019-12-31 | 2020-12-31 | 365 | 3.3447 | 3
39616 | 6.24 | 1 | 2019-12-31 | 2020-12-31 | 365 | 7.2974 | 7
40438 | 12.22 | 1 | 2019-12-31 | 2020-12-31 | 365 | 14.2908 | 14
50630 | 11.44 | 1 | 2019-12-31 | 2020-12-31 | 365 | 13.3786 | 13
45681 | 5.2 | 1 | 2019-12-31 | 2020-12-31 | 365 | 6.0812 | 6
42030 | 12.69 | 1 | 2019-12-31 | 2020-12-31 | 365 | 14.8404 | 14
43738 | 6.76 | 1 | 2019-12-31 | 2020-12-31 | 365 | 7.9055 | 7
51799 | 2.295 | 1 | 2019-12-31 | 2020-12-31 | 365 | 2.6839 | 2
41660 | 9.36 | 1 | 2019-12-31 | 2020-12-31 | 365 | 10.9461 | 10
49391 | 14.3 | 1 | 2019-12-31 | 2020-12-31 | 365 | 16.7233 | 16
40704 | 11.96 | 1 | 2019-12-31 | 2020-12-31 | 365 | 13.9867 | 13
50240 | 5.61 | 1 | 2019-12-31 | 2020-12-31 | 365 | 6.5607 | 6
40666 | 2.34 | 1 | 2019-12-31 | 2020-12-31 | 365 | 2.7365 | 2
40518 | 8.06 | 1 | 2019-12-31 | 2020-12-31 | 365 | 9.4258 | 9
42081 | 9.945 | 1 | 2019-12-31 | 2020-12-31 | 365 | 11.6303 | 11
39652 | 12.22 | 1 | 2019-12-31 | 2020-12-31 | 365 | 14.2908 | 14
41443 | 6.5 | 1 | 2019-12-31 | 2020-12-31 | 365 | 7.6015 | 7
41426 | 9.36 | 1 | 2019-12-31 | 2020-12-31 | 365 | 10.9461 | 10
42232 | 3.64 | 1 | 2019-12-31 | 2020-12-31 | 365 | 4.2568 | 4
45997 | 23.92 | 1 | 2019-12-31 | 2020-12-31 | 365 | 27.9735 | 27
41193 | 8.58 | 1 | 2019-12-31 | 2020-12-31 | 365 | 10.034 | 10
39306 | 8.84 | 1 | 2019-12-31 | 2020-12-31 | 365 | 10.338 | 10
39376 | 3.64 | 1 | 2019-12-31 | 2020-12-31 | 365 | 4.2568 | 4
38281 | 3.9 | 1 | 2019-12-31 | 2020-12-31 | 365 | 4.5609 | 4
37856 | 6.36 | 1 | 2019-12-31 | 2020-12-31 | 365 | 7.4378 | 7
42974 | 6.5 | 1 | 2019-12-31 | 2020-12-31 | 365 | 7.6015 | 7
41429 | 9.62 | 1 | 2019-12-31 | 2020-12-31 | 365 | 11.2502 | 11
48577 | 11.985 | 1 | 2019-12-31 | 2020-12-31 | 365 | 14.016 | 14
41372 | 6.095 | 1 | 2019-12-31 | 2020-12-31 | 365 | 7.1279 | 7
50642 | 7.02 | 1 | 2019-12-31 | 2020-12-31 | 365 | 8.2096 | 8
43596 | 3.64 | 1 | 2019-12-31 | 2020-12-31 | 365 | 4.2568 | 4
39966 | 8.16 | 1 | 2019-12-31 | 2020-12-31 | 365 | 9.5428 | 9
39426 | 11.96 | 1 | 2019-12-31 | 2020-12-31 | 365 | 13.9867 | 13
44994 | 11.7 | 1 | 2019-12-31 | 2020-12-31 | 365 | 13.6827 | 13
45086 | 10.66 | 1 | 2019-12-31 | 2020-12-31 | 365 | 12.4664 | 12
41743 | 8.06 | 1 | 2019-12-31 | 2020-12-31 | 365 | 9.4258 | 9
41760 | 2.65 | 1 | 2019-12-31 | 2020-12-31 | 365 | 3.0991 | 3
39944 | 6.76 | 1 | 2019-12-31 | 2020-12-31 | 365 | 7.9055 | 7
39936 | 12.48 | 1 | 2019-12-31 | 2020-12-31 | 365 | 14.5949 | 14
41541 | 3.18 | 1 | 2019-12-31 | 2020-12-31 | 365 | 3.7189 | 3
40050 | 8.415 | 1 | 2019-12-31 | 2020-12-31 | 365 | 9.841 | 9
40546 | 6.24 | 1 | 2019-12-31 | 2020-12-31 | 365 | 7.2974 | 7
39604 | 4.16 | 1 | 2019-12-31 | 2020-12-31 | 365 | 4.865 | 4
40173 | 9.1 | 1 | 2019-12-31 | 2020-12-31 | 365 | 10.6421 | 10
39606 | 7.02 | 1 | 2019-12-31 | 2020-12-31 | 365 | 8.2096 | 8
41188 | 11.44 | 1 | 2019-12-31 | 2020-12-31 | 365 | 13.3786 | 13
39509 | 5.46 | 1 | 2019-12-31 | 2020-12-31 | 365 | 6.3853 | 6
47359 | 4.16 | 1 | 2019-12-31 | 2020-12-31 | 365 | 4.865 | 4
37913 | 8.84 | 1 | 2019-12-31 | 2020-12-31 | 365 | 10.338 | 10
39674 | 4.16 | 1 | 2019-12-31 | 2020-12-31 | 365 | 4.865 | 4
37889 | 2.915 | 1 | 2019-12-31 | 2020-12-31 | 365 | 3.409 | 3
39949 | 3.975 | 1 | 2019-12-31 | 2020-12-31 | 365 | 4.6486 | 4
41857 | 8.48 | 1 | 2019-12-31 | 2020-12-31 | 365 | 9.917 | 9
37979 | 9.88 | 1 | 2019-12-31 | 2020-12-31 | 365 | 11.5543 | 11
39952 | 7.905 | 1 | 2019-12-31 | 2020-12-31 | 365 | 9.2446 | 9
39379 | 11.18 | 1 | 2019-12-31 | 2020-12-31 | 365 | 13.0746 | 13
39938 | 5.46 | 1 | 2019-12-31 | 2020-12-31 | 365 | 6.3853 | 6
50267 | 3.12 | 1 | 2019-12-31 | 2020-12-31 | 365 | 3.6487 | 3
43838 | 4.68 | 1 | 2019-12-31 | 2020-12-31 | 365 | 5.4731 | 5
43807 | 5.1 | 1 | 2019-12-31 | 2020-12-31 | 365 | 5.9642 | 5
40392 | 12.74 | 1 | 2019-12-31 | 2020-12-31 | 365 | 14.8989 | 14
41159 | 12.22 | 1 | 2019-12-31 | 2020-12-31 | 365 | 14.2908 | 14
50285 | 5.2 | 1 | 2019-12-31 | 2020-12-31 | 365 | 6.0812 | 6
37825 | 2.08 | 1 | 2019-12-31 | 2020-12-31 | 365 | 2.4325 | 2
40240 | 7.65 | 1 | 2019-12-31 | 2020-12-31 | 365 | 8.9464 | 8
38762 | 16.64 | 1 | 2019-12-31 | 2020-12-31 | 365 | 19.4598 | 19
50591 | 20.02 | 1 | 2019-12-31 | 2020-12-31 | 365 | 23.4126 | 23
39706 | 6.24 | 1 | 2019-12-31 | 2020-12-31 | 365 | 7.2974 | 7
40860 | 5.565 | 1 | 2019-12-31 | 2020-12-31 | 365 | 6.508 | 6
42056 | 5.46 | 1 | 2019-12-31 | 2020-12-31 | 365 | 6.3853 | 6
40759 | 10.14 | 1 | 2019-12-31 | 2020-12-31 | 365 | 11.8583 | 11
40037 | 5.98 | 1 | 2019-12-31 | 2020-12-31 | 365 | 6.9934 | 6
47357 | 16.96 | 1 | 2019-12-31 | 2020-12-31 | 365 | 19.834 | 19
47911 | 4.77 | 1 | 2019-12-31 | 2020-12-31 | 365 | 5.5783 | 5
45948 | 3.825 | 1 | 2019-12-31 | 2020-12-31 | 365 | 4.4732 | 4
37773 | 2.6 | 1 | 2019-12-31 | 2020-12-31 | 365 | 3.0406 | 3
40114 | 8.06 | 1 | 2019-12-31 | 2020-12-31 | 365 | 9.4258 | 9
43900 | 4.42 | 1 | 2019-12-31 | 2020-12-31 | 365 | 5.169 | 5
43606 | 5.98 | 1 | 2019-12-31 | 2020-12-31 | 365 | 6.9934 | 6
39298 | 5.46 | 1 | 2019-12-31 | 2020-12-31 | 365 | 6.3853 | 6
39933 | 6.885 | 1 | 2019-12-31 | 2020-12-31 | 365 | 8.0517 | 8
50446 | 5.46 | 1 | 2019-12-31 | 2020-12-31 | 365 | 6.3853 | 6
42066 | 9.69 | 1 | 2019-12-31 | 2020-12-31 | 365 | 11.3321 | 11
38736 | 15.6 | 1 | 2019-12-31 | 2020-12-31 | 365 | 18.2436 | 18
45469 | 4.68 | 1 | 2019-12-31 | 2020-12-31 | 365 | 5.4731 | 5
46292 | 2.6 | 1 | 2019-12-31 | 2020-12-31 | 365 | 3.0406 | 3
41540 | 6.5 | 1 | 2019-12-31 | 2020-12-31 | 365 | 7.6015 | 7
41003 | 7.54 | 1 | 2019-12-31 | 2020-12-31 | 365 | 8.8177 | 8
41972 | 8.48 | 1 | 2019-12-31 | 2020-12-31 | 365 | 9.917 | 9
37990 | 7.8 | 1 | 2019-12-31 | 2020-12-31 | 365 | 9.1218 | 9
37803 | 4.42 | 1 | 2019-12-31 | 2020-12-31 | 365 | 5.169 | 5
40296 | 13.78 | 1 | 2019-12-31 | 2020-12-31 | 365 | 16.1152 | 16
41823 | 2.6 | 1 | 2019-12-31 | 2020-12-31 | 365 | 3.0406 | 3
41488 | 2.915 | 1 | 2019-12-31 | 2020-12-31 | 365 | 3.409 | 3
47532 | 7.28 | 1 | 2019-12-31 | 2020-12-31 | 365 | 8.5137 | 8
45740 | 3.9 | 1 | 2019-12-31 | 2020-12-31 | 365 | 4.5609 | 4
39285 | 14.04 | 1 | 2019-12-31 | 2020-12-31 | 365 | 16.4192 | 16
50348 | 14.025 | 1 | 2019-12-31 | 2020-12-31 | 365 | 16.4017 | 16
41704 | 14.04 | 1 | 2019-12-31 | 2020-12-31 | 365 | 16.4192 | 16
47521 | 3.9 | 1 | 2019-12-31 | 2020-12-31 | 365 | 4.5609 | 4
41502 | 5.3 | 1 | 2019-12-31 | 2020-12-31 | 365 | 6.1981 | 6
43781 | 3.06 | 1 | 2019-12-31 | 2020-12-31 | 365 | 3.5785 | 3
38252 | 14.04 | 1 | 2019-12-31 | 2020-12-31 | 365 | 16.4192 | 16
50510 | 5.1 | 1 | 2019-12-31 | 2020-12-31 | 365 | 5.9642 | 5
50618 | 10.2 | 1 | 2019-12-31 | 2020-12-31 | 365 | 11.9285 | 11
50363 | 3.12 | 1 | 2019-12-31 | 2020-12-31 | 365 | 3.6487 | 3
47390 | 7.8 | 1 | 2019-12-31 | 2020-12-31 | 365 | 9.1218 | 9
45017 | 3.9 | 1 | 2019-12-31 | 2020-12-31 | 365 | 4.5609 | 4
48573 | 8.16 | 1 | 2019-12-31 | 2020-12-31 | 365 | 9.5428 | 9
50360 | 6.76 | 1 | 2019-12-31 | 2020-12-31 | 365 | 7.9055 | 7
50478 | 3.12 | 1 | 2019-12-31 | 2020-12-31 | 365 | 3.6487 | 3
40104 | 5.355 | 1 | 2019-12-31 | 2020-12-31 | 365 | 6.2625 | 6
42449 | 7.54 | 1 | 2019-12-31 | 2020-12-31 | 365 | 8.8177 | 8
40279 | 9.01 | 1 | 2019-12-31 | 2020-12-31 | 365 | 10.5368 | 10
36054 | 4.42 | 1 | 2019-12-31 | 2020-12-31 | 365 | 5.169 | 5
39097 | 10.92 | 1 | 2019-12-31 | 2020-12-31 | 365 | 12.7705 | 12
41233 | 12.42 | 1 | 2019-12-31 | 2020-12-31 | 365 | 14.5247 | 14
48540 | 4.68 | 1 | 2019-12-31 | 2020-12-31 | 365 | 5.4731 | 5
37971 | 7.8 | 1 | 2019-12-31 | 2020-12-31 | 365 | 9.1218 | 9
50266 | 4.42 | 1 | 2019-12-31 | 2020-12-31 | 365 | 5.169 | 5
40120 | 10.4 | 1 | 2019-12-31 | 2020-12-31 | 365 | 12.1624 | 12
38353 | 5.46 | 1 | 2019-12-31 | 2020-12-31 | 365 | 6.3853 | 6
48550 | 6.5 | 1 | 2019-12-31 | 2020-12-31 | 365 | 7.6015 | 7
39282 | 6.63 | 1 | 2019-12-31 | 2020-12-31 | 365 | 7.7535 | 7
34620 | 2.86 | 1 | 2019-12-31 | 2020-12-31 | 365 | 3.3447 | 3
39608 | 7.28 | 1 | 2019-12-31 | 2020-12-31 | 365 | 8.5137 | 8
33459 | 9.805 | 1 | 2019-12-31 | 2020-12-31 | 365 | 11.4666 | 11
39499 | 4.32 | 1 | 2019-12-31 | 2020-12-31 | 365 | 5.0521 | 5
39415 | 9.36 | 1 | 2019-12-31 | 2020-12-31 | 365 | 10.9461 | 10
32865 | 7.28 | 1 | 2019-12-31 | 2020-12-31 | 365 | 8.5137 | 8
41442 | 10.71 | 1 | 2019-12-31 | 2020-12-31 | 365 | 12.5249 | 12
42057 | 15.9 | 1 | 2019-12-31 | 2020-12-31 | 365 | 18.5944 | 18
38473 | 8.06 | 1 | 2019-12-31 | 2020-12-31 | 365 | 9.4258 | 9
39357 | 5.1 | 1 | 2019-12-31 | 2020-12-31 | 365 | 5.9642 | 5
40463 | 5.46 | 1 | 2019-12-31 | 2020-12-31 | 365 | 6.3853 | 6
41362 | 5.46 | 1 | 2019-12-31 | 2020-12-31 | 365 | 6.3853 | 6
50620 | 10.66 | 1 | 2019-12-31 | 2020-12-31 | 365 | 12.4664 | 12
41480 | 10.965 | 1 | 2019-12-31 | 2020-12-31 | 365 | 12.8231 | 12
52657 | 6.375 | 1 | 2019-12-31 | 2020-12-31 | 365 | 7.4553 | 7
45751 | 8.58 | 1 | 2019-12-31 | 2020-12-31 | 365 | 10.034 | 10
40185 | 7.54 | 1 | 2019-12-31 | 2020-12-31 | 365 | 8.8177 | 8
40555 | 3.9 | 1 | 2019-12-31 | 2020-12-31 | 365 | 4.5609 | 4
40414 | 4.16 | 1 | 2019-12-31 | 2020-12-31 | 365 | 4.865 | 4
39212 | 6.24 | 1 | 2019-12-31 | 2020-12-31 | 365 | 7.2974 | 7
42367 | 6.24 | 1 | 2019-12-31 | 2020-12-31 | 365 | 7.2974 | 7
39217 | 6.24 | 1 | 2019-12-31 | 2020-12-31 | 365 | 7.2974 | 7
48591 | 5.1 | 1 | 2019-12-31 | 2020-12-31 | 365 | 5.9642 | 5
45706 | 3.12 | 1 | 2019-12-31 | 2020-12-31 | 365 | 3.6487 | 3
50317 | 6.63 | 1 | 2019-12-31 | 2020-12-31 | 365 | 7.7535 | 7
43683 | 7.155 | 1 | 2019-12-31 | 2020-12-31 | 365 | 8.3675 | 8
45399 | 3.9 | 1 | 2019-12-31 | 2020-12-31 | 365 | 4.5609 | 4
38815 | 4.59 | 1 | 2019-12-31 | 2020-12-31 | 365 | 5.3678 | 5
45630 | 12.985 | 1 | 2019-12-31 | 2020-12-31 | 365 | 15.1854 | 15
47883 | 11.22 | 1 | 2019-12-31 | 2020-12-31 | 365 | 13.1213 | 13
46222 | 8.58 | 1 | 2019-12-31 | 2020-12-31 | 365 | 10.034 | 10
50622 | 7.14 | 1 | 2019-12-31 | 2020-12-31 | 365 | 8.3499 | 8
50464 | 6.12 | 1 | 2019-12-31 | 2020-12-31 | 365 | 7.1571 | 7
39678 | 4.05 | 1 | 2019-12-31 | 2020-12-31 | 365 | 4.7363 | 4
50602 | 3.825 | 1 | 2019-12-31 | 2020-12-31 | 365 | 4.4732 | 4
50580 | 6.375 | 1 | 2019-12-31 | 2020-12-31 | 365 | 7.4553 | 7
39714 | 8.415 | 1 | 2019-12-31 | 2020-12-31 | 365 | 9.841 | 9
41098 | 5.035 | 1 | 2019-12-31 | 2020-12-31 | 365 | 5.8882 | 5
43808 | 6.75 | 1 | 2019-12-31 | 2020-12-31 | 365 | 7.8939 | 7
39663 | 11.44 | 1 | 2019-12-31 | 2020-12-31 | 365 | 13.3786 | 13
41146 | 9.88 | 1 | 2019-12-31 | 2020-12-31 | 365 | 11.5543 | 11
40968 | 7.8 | 1 | 2019-12-31 | 2020-12-31 | 365 | 9.1218 | 9
39653 | 11.18 | 1 | 2019-12-31 | 2020-12-31 | 365 | 13.0746 | 13
50356 | 8.415 | 1 | 2019-12-31 | 2020-12-31 | 365 | 9.841 | 9
45994 | 13.26 | 1 | 2019-12-31 | 2020-12-31 | 365 | 15.507 | 15
40190 | 8.16 | 1 | 2019-12-31 | 2020-12-31 | 365 | 9.5428 | 9
43755 | 7.14 | 1 | 2019-12-31 | 2020-12-31 | 365 | 8.3499 | 8
50736 | 7.905 | 1 | 2019-12-31 | 2020-12-31 | 365 | 9.2446 | 9
31232 | 11.96 | 1 | 2019-12-31 | 2020-12-31 | 365 | 13.9867 | 13
40008 | 5.865 | 1 | 2019-12-31 | 2020-12-31 | 365 | 6.8589 | 6
50636 | 15.08 | 1 | 2019-12-31 | 2020-12-31 | 365 | 17.6355 | 17
37854 | 3.38 | 1 | 2019-12-31 | 2020-12-31 | 365 | 3.9528 | 3
39617 | 7.28 | 1 | 2019-12-31 | 2020-12-31 | 365 | 8.5137 | 8
37705 | 6.5 | 1 | 2019-12-31 | 2020-12-31 | 365 | 7.6015 | 7
42019 | 5.72 | 1 | 2019-12-31 | 2020-12-31 | 365 | 6.6893 | 6
50409 | 8.415 | 1 | 2019-12-31 | 2020-12-31 | 365 | 9.841 | 9
50224 | 10.965 | 1 | 2019-12-31 | 2020-12-31 | 365 | 12.8231 | 12
50616 | 6.63 | 1 | 2019-12-31 | 2020-12-31 | 365 | 7.7535 | 7
43825 | 9.36 | 1 | 2019-12-31 | 2020-12-31 | 365 | 10.9461 | 10
50386 | 10.965 | 1 | 2019-12-31 | 2020-12-31 | 365 | 12.8231 | 12
38138 | 6.5 | 1 | 2019-12-31 | 2020-12-31 | 365 | 7.6015 | 7
39996 | 5.46 | 1 | 2019-12-31 | 2020-12-31 | 365 | 6.3853 | 6
39925 | 3.06 | 1 | 2019-12-31 | 2020-12-31 | 365 | 3.5785 | 3
39513 | 4.94 | 1 | 2019-12-31 | 2020-12-31 | 365 | 5.7771 | 5
40959 | 7.54 | 1 | 2019-12-31 | 2020-12-31 | 365 | 8.8177 | 8
37298 | 3.9 | 1 | 2019-12-31 | 2020-12-31 | 365 | 4.5609 | 4
49407 | 4.505 | 1 | 2019-12-31 | 2020-12-31 | 365 | 5.2684 | 5
39154 | 5.46 | 1 | 2019-12-31 | 2020-12-31 | 365 | 6.3853 | 6
41788 | 8.06 | 1 | 2019-12-31 | 2020-12-31 | 365 | 9.4258 | 9
42863 | 6.24 | 1 | 2019-12-31 | 2020-12-31 | 365 | 7.2974 | 7
39732 | 7.54 | 1 | 2019-12-31 | 2020-12-31 | 365 | 8.8177 | 8
40916 | 3.64 | 1 | 2019-12-31 | 2020-12-31 | 365 | 4.2568 | 4
45758 | 4.08 | 1 | 2019-12-31 | 2020-12-31 | 365 | 4.7714 | 4
47553 | 12.72 | 1 | 2019-12-31 | 2020-12-31 | 365 | 14.8755 | 14
41793 | 14.045 | 1 | 2019-12-31 | 2020-12-31 | 365 | 16.4251 | 16
50615 | 5.1 | 1 | 2019-12-31 | 2020-12-31 | 365 | 5.9642 | 5
42424 | 14.535 | 1 | 2019-12-31 | 2020-12-31 | 365 | 16.9981 | 16
40551 | 5.46 | 1 | 2019-12-31 | 2020-12-31 | 365 | 6.3853 | 6
39197 | 13.77 | 1 | 2019-12-31 | 2020-12-31 | 365 | 16.1035 | 16
45101 | 9.18 | 1 | 2019-12-31 | 2020-12-31 | 365 | 10.7356 | 10
45873 | 10.4 | 1 | 2019-12-31 | 2020-12-31 | 365 | 12.1624 | 12
47509 | 8.925 | 1 | 2019-12-31 | 2020-12-31 | 365 | 10.4374 | 10
40233 | 9.62 | 1 | 2019-12-31 | 2020-12-31 | 365 | 11.2502 | 11
39365 | 6.76 | 1 | 2019-12-31 | 2020-12-31 | 365 | 7.9055 | 7
38767 | 7.8 | 1 | 2019-12-31 | 2020-12-31 | 365 | 9.1218 | 9
45324 | 20.8 | 1 | 2019-12-31 | 2020-12-31 | 365 | 24.3248 | 24
38219 | 10.865 | 1 | 2019-12-31 | 2020-12-31 | 365 | 12.7062 | 12
39594 | 6.24 | 1 | 2019-12-31 | 2020-12-31 | 365 | 7.2974 | 7
41149 | 5.46 | 1 | 2019-12-31 | 2020-12-31 | 365 | 6.3853 | 6
38162 | 7.8 | 1 | 2019-12-31 | 2020-12-31 | 365 | 9.1218 | 9
39276 | 8.32 | 1 | 2019-12-31 | 2020-12-31 | 365 | 9.7299 | 9
42078 | 12.74 | 1 | 2019-12-31 | 2020-12-31 | 365 | 14.8989 | 14
38025 | 9.1 | 1 | 2019-12-31 | 2020-12-31 | 365 | 10.6421 | 10
39322 | 10.14 | 1 | 2019-12-31 | 2020-12-31 | 365 | 11.8583 | 11
50406 | 3.78 | 1 | 2019-12-31 | 2020-12-31 | 365 | 4.4206 | 4
41416 | 11.44 | 1 | 2019-12-31 | 2020-12-31 | 365 | 13.3786 | 13
50562 | 8.06 | 1 | 2019-12-31 | 2020-12-31 | 365 | 9.4258 | 9
39614 | 8.32 | 1 | 2019-12-31 | 2020-12-31 | 365 | 9.7299 | 9
48107 | 3.12 | 1 | 2019-12-31 | 2020-12-31 | 365 | 3.6487 | 3
41229 | 8.58 | 1 | 2019-12-31 | 2020-12-31 | 365 | 10.034 | 10
42017 | 8.215 | 1 | 2019-12-31 | 2020-12-31 | 365 | 9.6071 | 9
50233 | 5.355 | 1 | 2019-12-31 | 2020-12-31 | 365 | 6.2625 | 6
42452 | 6.5 | 1 | 2019-12-31 | 2020-12-31 | 365 | 7.6015 | 7
50368 | 5.865 | 1 | 2019-12-31 | 2020-12-31 | 365 | 6.8589 | 6
39932 | 4.42 | 1 | 2019-12-31 | 2020-12-31 | 365 | 5.169 | 5
45969 | 6.12 | 1 | 2019-12-31 | 2020-12-31 | 365 | 7.1571 | 7
40757 | 5.61 | 1 | 2019-12-31 | 2020-12-31 | 365 | 6.5607 | 6
37804 | 5.46 | 1 | 2019-12-31 | 2020-12-31 | 365 | 6.3853 | 6
47555 | 4.68 | 1 | 2019-12-31 | 2020-12-31 | 365 | 5.4731 | 5
42415 | 9.36 | 1 | 2019-12-31 | 2020-12-31 | 365 | 10.9461 | 10
43816 | 14.28 | 1 | 2019-12-31 | 2020-12-31 | 365 | 16.6999 | 16
40987 | 4.16 | 1 | 2019-12-31 | 2020-12-31 | 365 | 4.865 | 4
45502 | 6.375 | 1 | 2019-12-31 | 2020-12-31 | 365 | 7.4553 | 7
50627 | 9.435 | 1 | 2019-12-31 | 2020-12-31 | 365 | 11.0339 | 11
42369 | 9.62 | 1 | 2019-12-31 | 2020-12-31 | 365 | 11.2502 | 11
38019 | 2.6 | 1 | 2019-12-31 | 2020-12-31 | 365 | 3.0406 | 3
38529 | 5.98 | 1 | 2019-12-31 | 2020-12-31 | 365 | 6.9934 | 6
40710 | 2.12 | 1 | 2019-12-31 | 2020-12-31 | 365 | 2.4793 | 2
44952 | 4.68 | 1 | 2019-12-31 | 2020-12-31 | 365 | 5.4731 | 5
38101 | 8.32 | 1 | 2019-12-31 | 2020-12-31 | 365 | 9.7299 | 9
39609 | 12.22 | 1 | 2019-12-31 | 2020-12-31 | 365 | 14.2908 | 14
39290 | 4.68 | 1 | 2019-12-31 | 2020-12-31 | 365 | 5.4731 | 5
41422 | 9.88 | 1 | 2019-12-31 | 2020-12-31 | 365 | 11.5543 | 11
39580 | 8.84 | 1 | 2019-12-31 | 2020-12-31 | 365 | 10.338 | 10
42024 | 5.565 | 1 | 2019-12-31 | 2020-12-31 | 365 | 6.508 | 6
45769 | 4.845 | 1 | 2019-12-31 | 2020-12-31 | 365 | 5.666 | 5
47901 | 4.08 | 1 | 2019-12-31 | 2020-12-31 | 365 | 4.7714 | 4
39236 | 3.975 | 1 | 2019-12-31 | 2020-12-31 | 365 | 4.6486 | 4
42345 | 8.16 | 1 | 2019-12-31 | 2020-12-31 | 365 | 9.5428 | 9
50238 | 4.08 | 1 | 2019-12-31 | 2020-12-31 | 365 | 4.7714 | 4
48088 | 11.7 | 1 | 2019-12-31 | 2020-12-31 | 365 | 13.6827 | 13
45494 | 2.805 | 1 | 2019-12-31 | 2020-12-31 | 365 | 3.2803 | 3
50424 | 8.37 | 1 | 2019-12-31 | 2020-12-31 | 365 | 9.7884 | 9
47865 | 7.14 | 1 | 2019-12-31 | 2020-12-31 | 365 | 8.3499 | 8
39975 | 9.275 | 1 | 2019-12-31 | 2020-12-31 | 365 | 10.8467 | 10
43815 | 9.36 | 1 | 2019-12-31 | 2020-12-31 | 365 | 10.9461 | 10
45609 | 8.84 | 1 | 2019-12-31 | 2020-12-31 | 365 | 10.338 | 10
45660 | 4.08 | 1 | 2019-12-31 | 2020-12-31 | 365 | 4.7714 | 4
42374 | 4.68 | 1 | 2019-12-31 | 2020-12-31 | 365 | 5.4731 | 5
50364 | 5.1 | 1 | 2019-12-31 | 2020-12-31 | 365 | 5.9642 | 5
47463 | 5.72 | 1 | 2019-12-31 | 2020-12-31 | 365 | 6.6893 | 6
41670 | 2.295 | 1 | 2019-12-31 | 2020-12-31 | 365 | 2.6839 | 2
48036 | 2.6 | 1 | 2019-12-31 | 2020-12-31 | 365 | 3.0406 | 3
40048 | 9.1 | 1 | 2019-12-31 | 2020-12-31 | 365 | 10.6421 | 10
44758 | 7.02 | 1 | 2019-12-31 | 2020-12-31 | 365 | 8.2096 | 8
41452 | 4.68 | 1 | 2019-12-31 | 2020-12-31 | 365 | 5.4731 | 5
45765 | 10.4 | 1 | 2019-12-31 | 2020-12-31 | 365 | 12.1624 | 12
47776 | 11.475 | 1 | 2019-12-31 | 2020-12-31 | 365 | 13.4196 | 13
40175 | 11.7 | 1 | 2019-12-31 | 2020-12-31 | 365 | 13.6827 | 13
54741 | 10.6 | 1 | 2019-12-31 | 2020-12-31 | 365 | 12.3963 | 12
45663 | 11.73 | 1 | 2019-12-31 | 2020-12-31 | 365 | 13.7178 | 13
46356 | 9.945 | 1 | 2019-12-31 | 2020-12-31 | 365 | 11.6303 | 11
43066 | 8.48 | 1 | 2019-12-31 | 2020-12-31 | 365 | 9.917 | 9
43741 | 10.335 | 1 | 2019-12-31 | 2020-12-31 | 365 | 12.0864 | 12
41212 | 10.92 | 1 | 2019-12-31 | 2020-12-31 | 365 | 12.7705 | 12
42208 | 6.12 | 1 | 2019-12-31 | 2020-12-31 | 365 | 7.1571 | 7
41391 | 12.48 | 1 | 2019-12-31 | 2020-12-31 | 365 | 14.5949 | 14
45767 | 4.95 | 1 | 2019-12-31 | 2020-12-31 | 365 | 5.7888 | 5
54699 | 7.28 | 1 | 2019-12-31 | 2020-12-31 | 365 | 8.5137 | 8
47502 | 12.22 | 1 | 2019-12-31 | 2020-12-31 | 365 | 14.2908 | 14
54702 | 4.59 | 1 | 2019-12-31 | 2020-12-31 | 365 | 5.3678 | 5
48585 | 5.61 | 1 | 2019-12-31 | 2020-12-31 | 365 | 6.5607 | 6
46279 | 10.965 | 1 | 2019-12-31 | 2020-12-31 | 365 | 12.8231 | 12
47563 | 3.825 | 1 | 2019-12-31 | 2020-12-31 | 365 | 4.4732 | 4
42189 | 4.68 | 1 | 2019-12-31 | 2020-12-31 | 365 | 5.4731 | 5
42346 | 9.62 | 1 | 2019-12-31 | 2020-12-31 | 365 | 11.2502 | 11
50271 | 6.12 | 1 | 2019-12-31 | 2020-12-31 | 365 | 7.1571 | 7
41134 | 8.84 | 1 | 2019-12-31 | 2020-12-31 | 365 | 10.338 | 10
40142 | 7.28 | 1 | 2019-12-31 | 2020-12-31 | 365 | 8.5137 | 8
45174 | 2.295 | 1 | 2019-12-31 | 2020-12-31 | 365 | 2.6839 | 2
43003 | 5.46 | 1 | 2019-12-31 | 2020-12-31 | 365 | 6.3853 | 6
45916 | 9.435 | 1 | 2019-12-31 | 2020-12-31 | 365 | 11.0339 | 11
39476 | 12.74 | 1 | 2019-12-31 | 2020-12-31 | 365 | 14.8989 | 14
46237 | 14.04 | 1 | 2019-12-31 | 2020-12-31 | 365 | 16.4192 | 16
50322 | 3.06 | 1 | 2019-12-31 | 2020-12-31 | 365 | 3.5785 | 3
45475 | 4.59 | 1 | 2019-12-31 | 2020-12-31 | 365 | 5.3678 | 5
54692 | 7.14 | 1 | 2019-12-31 | 2020-12-31 | 365 | 8.3499 | 8
54690 | 9.435 | 1 | 2019-12-31 | 2020-12-31 | 365 | 11.0339 | 11
54838 | 14.04 | 1 | 2019-12-31 | 2020-12-31 | 365 | 16.4192 | 16
54729 | 13.78 | 1 | 2019-12-31 | 2020-12-31 | 365 | 16.1152 | 16
54685 | 4.08 | 1 | 2019-12-31 | 2020-12-31 | 365 | 4.7714 | 4
54385 | 9.435 | 1 | 2019-12-31 | 2020-12-31 | 365 | 11.0339 | 11
40152 | 7.8 | 1 | 2019-12-31 | 2020-12-31 | 365 | 9.1218 | 9
54392 | 7.28 | 1 | 2019-12-31 | 2020-12-31 | 365 | 8.5137 | 8
39544 | 4.68 | 1 | 2019-12-31 | 2020-12-31 | 365 | 5.4731 | 5
54365 | 10.455 | 1 | 2019-12-31 | 2020-12-31 | 365 | 12.2267 | 12
45730 | 6.76 | 1 | 2019-12-31 | 2020-12-31 | 365 | 7.9055 | 7
54358 | 7.65 | 1 | 2019-12-31 | 2020-12-31 | 365 | 8.9464 | 8
40062 | 7.02 | 1 | 2019-12-31 | 2020-12-31 | 365 | 8.2096 | 8
48112 | 7.02 | 1 | 2019-12-31 | 2020-12-31 | 365 | 8.2096 | 8
54400 | 6.24 | 1 | 2019-12-31 | 2020-12-31 | 365 | 7.2974 | 7
38881 | 7.14 | 1 | 2019-12-31 | 2020-12-31 | 365 | 8.3499 | 8
40075 | 8.925 | 1 | 2019-12-31 | 2020-12-31 | 365 | 10.4374 | 10
45893 | 8.84 | 1 | 2019-12-31 | 2020-12-31 | 365 | 10.338 | 10
40165 | 4.94 | 1 | 2019-12-31 | 2020-12-31 | 365 | 5.7771 | 5
46665 | 9.62 | 1 | 2019-12-31 | 2020-12-31 | 365 | 11.2502 | 11
50312 | 3.9 | 1 | 2019-12-31 | 2020-12-31 | 365 | 4.5609 | 4
46609 | 8.06 | 1 | 2019-12-31 | 2020-12-31 | 365 | 9.4258 | 9
50337 | 5.98 | 1 | 2019-12-31 | 2020-12-31 | 365 | 6.9934 | 6
40434 | 4.42 | 1 | 2019-12-31 | 2020-12-31 | 365 | 5.169 | 5
50319 | 5.98 | 1 | 2019-12-31 | 2020-12-31 | 365 | 6.9934 | 6
50652 | 17.34 | 1 | 2019-12-31 | 2020-12-31 | 365 | 20.2784 | 20
50335 | 10.4 | 1 | 2019-12-31 | 2020-12-31 | 365 | 12.1624 | 12
45308 | 5.72 | 1 | 2019-12-31 | 2020-12-31 | 365 | 6.6893 | 6
41634 | 4.335 | 1 | 2019-12-31 | 2020-12-31 | 365 | 5.0696 | 5
54386 | 6.885 | 1 | 2019-12-31 | 2020-12-31 | 365 | 8.0517 | 8
45682 | 5.035 | 1 | 2019-12-31 | 2020-12-31 | 365 | 5.8882 | 5
45741 | 9.435 | 1 | 2019-12-31 | 2020-12-31 | 365 | 11.0339 | 11
48414 | 6.24 | 1 | 2019-12-31 | 2020-12-31 | 365 | 7.2974 | 7
54520 | 2.12 | 1 | 2019-12-31 | 2020-12-31 | 365 | 2.4793 | 2
45659 | 9.69 | 1 | 2019-12-31 | 2020-12-31 | 365 | 11.3321 | 11
54370 | 2.55 | 1 | 2019-12-31 | 2020-12-31 | 365 | 2.9821 | 2
48139 | 12.24 | 1 | 2019-12-31 | 2020-12-31 | 365 | 14.3142 | 14
46364 | 5.355 | 1 | 2019-12-31 | 2020-12-31 | 365 | 6.2625 | 6
54389 | 11.985 | 1 | 2019-12-31 | 2020-12-31 | 365 | 14.016 | 14
46159 | 10.455 | 1 | 2019-12-31 | 2020-12-31 | 365 | 12.2267 | 12
50633 | 6.12 | 1 | 2019-12-31 | 2020-12-31 | 365 | 7.1571 | 7
54347 | 9.69 | 1 | 2019-12-31 | 2020-12-31 | 365 | 11.3321 | 11
54447 | 7.8 | 1 | 2019-12-31 | 2020-12-31 | 365 | 9.1218 | 9
54471 | 6.12 | 1 | 2019-12-31 | 2020-12-31 | 365 | 7.1571 | 7
54458 | 11.73 | 1 | 2019-12-31 | 2020-12-31 | 365 | 13.7178 | 13
48101 | 4.59 | 1 | 2019-12-31 | 2020-12-31 | 365 | 5.3678 | 5
45364 | 9.01 | 1 | 2019-12-31 | 2020-12-31 | 365 | 10.5368 | 10
54460 | 7.395 | 1 | 2019-12-31 | 2020-12-31 | 365 | 8.6482 | 8
45680 | 8.16 | 1 | 2019-12-31 | 2020-12-31 | 365 | 9.5428 | 9
53684 | 8.84 | 1 | 2019-12-31 | 2020-12-31 | 365 | 10.338 | 10
47845 | 9.62 | 1 | 2019-12-31 | 2020-12-31 | 365 | 11.2502 | 11
39923 | 5.2 | 1 | 2019-12-31 | 2020-12-31 | 365 | 6.0812 | 6
53729 | 4.335 | 1 | 2019-12-31 | 2020-12-31 | 365 | 5.0696 | 5
47741 | 10.71 | 1 | 2019-12-31 | 2020-12-31 | 365 | 12.5249 | 12
53889 | 11.18 | 1 | 2019-12-31 | 2020-12-31 | 365 | 13.0746 | 13
53928 | 5.83 | 1 | 2019-12-31 | 2020-12-31 | 365 | 6.818 | 6
53934 | 14.535 | 1 | 2019-12-31 | 2020-12-31 | 365 | 16.9981 | 16
50496 | 3.38 | 1 | 2019-12-31 | 2020-12-31 | 365 | 3.9528 | 3
53939 | 8.16 | 1 | 2019-12-31 | 2020-12-31 | 365 | 9.5428 | 9
53940 | 6.375 | 1 | 2019-12-31 | 2020-12-31 | 365 | 7.4553 | 7
53941 | 4.59 | 1 | 2019-12-31 | 2020-12-31 | 365 | 5.3678 | 5
50455 | 9.69 | 1 | 2019-12-31 | 2020-12-31 | 365 | 11.3321 | 11
53942 | 4.59 | 1 | 2019-12-31 | 2020-12-31 | 365 | 5.3678 | 5
53955 | 9.18 | 1 | 2019-12-31 | 2020-12-31 | 365 | 10.7356 | 10
52191 | 8.925 | 1 | 2019-12-31 | 2020-12-31 | 365 | 10.4374 | 10
54050 | 3.12 | 1 | 2019-12-31 | 2020-12-31 | 365 | 3.6487 | 3
53150 | 6.75 | 1 | 2019-12-31 | 2020-12-31 | 365 | 7.8939 | 7
40664 | 5.865 | 1 | 2019-12-31 | 2020-12-31 | 365 | 6.8589 | 6
50377 | 4.59 | 1 | 2019-12-31 | 2020-12-31 | 365 | 5.3678 | 5
54096 | 8.925 | 1 | 2019-12-31 | 2020-12-31 | 365 | 10.4374 | 10
53242 | 9.435 | 1 | 2019-12-31 | 2020-12-31 | 365 | 11.0339 | 11
41485 | 5.865 | 1 | 2019-12-31 | 2020-12-31 | 365 | 6.8589 | 6
47535 | 9.945 | 1 | 2019-12-31 | 2020-12-31 | 365 | 11.6303 | 11
54327 | 4.16 | 1 | 2019-12-31 | 2020-12-31 | 365 | 4.865 | 4
54329 | 3.38 | 1 | 2019-12-31 | 2020-12-31 | 365 | 3.9528 | 3
53184 | 4.59 | 1 | 2019-12-31 | 2020-12-31 | 365 | 5.3678 | 5
54330 | 13.78 | 1 | 2019-12-31 | 2020-12-31 | 365 | 16.1152 | 16
54336 | 14.04 | 1 | 2019-12-31 | 2020-12-31 | 365 | 16.4192 | 16
41942 | 6.76 | 1 | 2019-12-31 | 2020-12-31 | 365 | 7.9055 | 7
54338 | 3.12 | 1 | 2019-12-31 | 2020-12-31 | 365 | 3.6487 | 3
53244 | 5.1 | 1 | 2019-12-31 | 2020-12-31 | 365 | 5.9642 | 5
47566 | 2.04 | 1 | 2019-12-31 | 2020-12-31 | 365 | 2.3857 | 2
47554 | 5.61 | 1 | 2019-12-31 | 2020-12-31 | 365 | 6.5607 | 6
50640 | 5.2 | 1 | 2019-12-31 | 2020-12-31 | 365 | 6.0812 | 6
44954 | 3.9 | 1 | 2019-12-31 | 2020-12-31 | 365 | 4.5609 | 4
40951 | 7.02 | 1 | 2019-12-31 | 2020-12-31 | 365 | 8.2096 | 8
40515 | 4.68 | 1 | 2019-12-31 | 2020-12-31 | 365 | 5.4731 | 5
54453 | 5.1 | 1 | 2019-12-31 | 2020-12-31 | 365 | 5.9642 | 5
54450 | 8.32 | 1 | 2019-12-31 | 2020-12-31 | 365 | 9.7299 | 9
54445 | 10.4 | 1 | 2019-12-31 | 2020-12-31 | 365 | 12.1624 | 12
54439 | 10.92 | 1 | 2019-12-31 | 2020-12-31 | 365 | 12.7705 | 12
54438 | 6.375 | 1 | 2019-12-31 | 2020-12-31 | 365 | 7.4553 | 7
54433 | 6.63 | 1 | 2019-12-31 | 2020-12-31 | 365 | 7.7535 | 7
54434 | 5.1 | 1 | 2019-12-31 | 2020-12-31 | 365 | 5.9642 | 5
54431 | 7.8 | 1 | 2019-12-31 | 2020-12-31 | 365 | 9.1218 | 9
54416 | 4.335 | 1 | 2019-12-31 | 2020-12-31 | 365 | 5.0696 | 5
54516 | 9.69 | 1 | 2019-12-31 | 2020-12-31 | 365 | 11.3321 | 11
54506 | 7.65 | 1 | 2019-12-31 | 2020-12-31 | 365 | 8.9464 | 8
54507 | 10.2 | 1 | 2019-12-31 | 2020-12-31 | 365 | 11.9285 | 11
54505 | 5.565 | 1 | 2019-12-31 | 2020-12-31 | 365 | 6.508 | 6
54544 | 6.885 | 1 | 2019-12-31 | 2020-12-31 | 365 | 8.0517 | 8
54427 | 4.08 | 1 | 2019-12-31 | 2020-12-31 | 365 | 4.7714 | 4
54554 | 2.295 | 1 | 2019-12-31 | 2020-12-31 | 365 | 2.6839 | 2
54413 | 10.965 | 1 | 2019-12-31 | 2020-12-31 | 365 | 12.8231 | 12
37805 | 2.86 | 1 | 2019-12-31 | 2020-12-31 | 365 | 3.3447 | 3
41991 | 3.32 | 1 | 2019-12-31 | 2020-12-31 | 365 | 3.8826 | 3
45869 | 9.945 | 1 | 2019-12-31 | 2020-12-31 | 365 | 11.6303 | 11
47562 | 8.06 | 1 | 2019-12-31 | 2020-12-31 | 365 | 9.4258 | 9
45979 | 7.28 | 1 | 2019-12-31 | 2020-12-31 | 365 | 8.5137 | 8
50570 | 7.29 | 1 | 2019-12-31 | 2020-12-31 | 365 | 8.5254 | 8
39264 | 8.84 | 1 | 2019-12-31 | 2020-12-31 | 365 | 10.338 | 10
39664 | 5.2 | 1 | 2019-12-31 | 2020-12-31 | 365 | 6.0812 | 6
40124 | 4.68 | 1 | 2019-12-31 | 2020-12-31 | 365 | 5.4731 | 5
54343 | 4.77 | 1 | 2019-12-31 | 2020-12-31 | 365 | 5.5783 | 5
39542 | 13.52 | 1 | 2019-12-31 | 2020-12-31 | 365 | 15.8111 | 15
54346 | 4.845 | 1 | 2019-12-31 | 2020-12-31 | 365 | 5.666 | 5
45141 | 5.98 | 1 | 2019-12-31 | 2020-12-31 | 365 | 6.9934 | 6
45694 | 6.625 | 1 | 2019-12-31 | 2020-12-31 | 365 | 7.7477 | 7
54529 | 4.335 | 1 | 2019-12-31 | 2020-12-31 | 365 | 5.0696 | 5
39543 | 10.965 | 1 | 2019-12-31 | 2020-12-31 | 365 | 12.8231 | 12
38170 | 6.5 | 1 | 2019-12-31 | 2020-12-31 | 365 | 7.6015 | 7
45752 | 3.315 | 1 | 2019-12-31 | 2020-12-31 | 365 | 3.8768 | 3
53886 | 7.28 | 1 | 2019-12-31 | 2020-12-31 | 365 | 8.5137 | 8
48562 | 6.24 | 1 | 2019-12-31 | 2020-12-31 | 365 | 7.2974 | 7
40017 | 8.32 | 1 | 2019-12-31 | 2020-12-31 | 365 | 9.7299 | 9
55676 | 4.59 | 1 | 2019-12-31 | 2020-12-31 | 365 | 5.3678 | 5
55712 | 6.12 | 1 | 2019-12-31 | 2020-12-31 | 365 | 7.1571 | 7
55705 | 10.455 | 1 | 2019-12-31 | 2020-12-31 | 365 | 12.2267 | 12
41567 | 8.32 | 1 | 2019-12-31 | 2020-12-31 | 365 | 9.7299 | 9
39414 | 8.415 | 1 | 2019-12-31 | 2020-12-31 | 365 | 9.841 | 9
47479 | 9.18 | 1 | 2019-12-31 | 2020-12-31 | 365 | 10.7356 | 10
41106 | 7.42 | 1 | 2019-12-31 | 2020-12-31 | 365 | 8.6774 | 8
40828 | 4.68 | 1 | 2019-12-31 | 2020-12-31 | 365 | 5.4731 | 5
54351 | 11.22 | 1 | 2019-12-31 | 2020-12-31 | 365 | 13.1213 | 13
54354 | 5.865 | 1 | 2019-12-31 | 2020-12-31 | 365 | 6.8589 | 6
54422 | 4.08 | 1 | 2019-12-31 | 2020-12-31 | 365 | 4.7714 | 4
54429 | 3.9 | 1 | 2019-12-31 | 2020-12-31 | 365 | 4.5609 | 4
54488 | 6.63 | 1 | 2019-12-31 | 2020-12-31 | 365 | 7.7535 | 7
54498 | 3.38 | 1 | 2019-12-31 | 2020-12-31 | 365 | 3.9528 | 3
39406 | 11.7 | 1 | 2019-12-31 | 2020-12-31 | 365 | 13.6827 | 13
54464 | 5.2 | 1 | 2019-12-31 | 2020-12-31 | 365 | 6.0812 | 6
50436 | 5.61 | 1 | 2019-12-31 | 2020-12-31 | 365 | 6.5607 | 6
54519 | 4.68 | 1 | 2019-12-31 | 2020-12-31 | 365 | 5.4731 | 5
39730 | 7.8 | 1 | 2019-12-31 | 2020-12-31 | 365 | 9.1218 | 9
46042 | 8.84 | 1 | 2019-12-31 | 2020-12-31 | 365 | 10.338 | 10
54549 | 3.825 | 1 | 2019-12-31 | 2020-12-31 | 365 | 4.4732 | 4
54608 | 8.925 | 1 | 2019-12-31 | 2020-12-31 | 365 | 10.4374 | 10
42556 | 5.72 | 1 | 2019-12-31 | 2020-12-31 | 365 | 6.6893 | 6
54610 | 9.435 | 1 | 2019-12-31 | 2020-12-31 | 365 | 11.0339 | 11
54611 | 11.22 | 1 | 2019-12-31 | 2020-12-31 | 365 | 13.1213 | 13
54609 | 9.435 | 1 | 2019-12-31 | 2020-12-31 | 365 | 11.0339 | 11
54615 | 9.88 | 1 | 2019-12-31 | 2020-12-31 | 365 | 11.5543 | 11
54616 | 8.415 | 1 | 2019-12-31 | 2020-12-31 | 365 | 9.841 | 9
50581 | 7.14 | 1 | 2019-12-31 | 2020-12-31 | 365 | 8.3499 | 8
54622 | 3.06 | 1 | 2019-12-31 | 2020-12-31 | 365 | 3.5785 | 3
54624 | 6.89 | 1 | 2019-12-31 | 2020-12-31 | 365 | 8.0576 | 8
54621 | 3.315 | 1 | 2019-12-31 | 2020-12-31 | 365 | 3.8768 | 3
54627 | 3.06 | 1 | 2019-12-31 | 2020-12-31 | 365 | 3.5785 | 3
54648 | 7.28 | 1 | 2019-12-31 | 2020-12-31 | 365 | 8.5137 | 8
54654 | 10.14 | 1 | 2019-12-31 | 2020-12-31 | 365 | 11.8583 | 11
49456 | 6.5 | 1 | 2019-12-31 | 2020-12-31 | 365 | 7.6015 | 7
54656 | 10.455 | 1 | 2019-12-31 | 2020-12-31 | 365 | 12.2267 | 12
54658 | 4.94 | 1 | 2019-12-31 | 2020-12-31 | 365 | 5.7771 | 5
54660 | 3.38 | 1 | 2019-12-31 | 2020-12-31 | 365 | 3.9528 | 3
37747 | 4.05 | 1 | 2019-12-31 | 2020-12-31 | 365 | 4.7363 | 4
41256 | 3.9 | 1 | 2019-12-31 | 2020-12-31 | 365 | 4.5609 | 4
39482 | 10.335 | 1 | 2019-12-31 | 2020-12-31 | 365 | 12.0864 | 12
39069 | 12.22 | 1 | 2019-12-31 | 2020-12-31 | 365 | 14.2908 | 14
37882 | 11.44 | 1 | 2019-12-31 | 2020-12-31 | 365 | 13.3786 | 13
39431 | 5.98 | 1 | 2019-12-31 | 2020-12-31 | 365 | 6.9934 | 6
50303 | 6.12 | 1 | 2019-12-31 | 2020-12-31 | 365 | 7.1571 | 7
54457 | 6.63 | 1 | 2019-12-31 | 2020-12-31 | 365 | 7.7535 | 7
54409 | 7.395 | 1 | 2019-12-31 | 2020-12-31 | 365 | 8.6482 | 8
50346 | 12.22 | 1 | 2019-12-31 | 2020-12-31 | 365 | 14.2908 | 14
47361 | 6.21 | 1 | 2019-12-31 | 2020-12-31 | 365 | 7.2623 | 7
39667 | 9.18 | 1 | 2019-12-31 | 2020-12-31 | 365 | 10.7356 | 10
45937 | 6.12 | 1 | 2019-12-31 | 2020-12-31 | 365 | 7.1571 | 7
50414 | 2.08 | 1 | 2019-12-31 | 2020-12-31 | 365 | 2.4325 | 2
37868 | 5.72 | 1 | 2019-12-31 | 2020-12-31 | 365 | 6.6893 | 6
39473 | 5.2 | 1 | 2019-12-31 | 2020-12-31 | 365 | 6.0812 | 6
39145 | 3.12 | 1 | 2019-12-31 | 2020-12-31 | 365 | 3.6487 | 3
39355 | 14.04 | 1 | 2019-12-31 | 2020-12-31 | 365 | 16.4192 | 16
56302 | 8.925 | 1 | 2019-12-31 | 2020-12-31 | 365 | 10.4374 | 10
38050 | 3.975 | 1 | 2019-12-31 | 2020-12-31 | 365 | 4.6486 | 4
40495 | 10.4 | 1 | 2019-12-31 | 2020-12-31 | 365 | 12.1624 | 12
54440 | 3.12 | 1 | 2019-12-31 | 2020-12-31 | 365 | 3.6487 | 3
39271 | 5.46 | 1 | 2019-12-31 | 2020-12-31 | 365 | 6.3853 | 6
47557 | 10.455 | 1 | 2019-12-31 | 2020-12-31 | 365 | 12.2267 | 12
46298 | 7.14 | 1 | 2019-12-31 | 2020-12-31 | 365 | 8.3499 | 8
50428 | 9.69 | 1 | 2019-12-31 | 2020-12-31 | 365 | 11.3321 | 11
48558 | 7.95 | 1 | 2019-12-31 | 2020-12-31 | 365 | 9.2972 | 9
45918 | 7.54 | 1 | 2019-12-31 | 2020-12-31 | 365 | 8.8177 | 8
55225 | 8.925 | 1 | 2019-12-31 | 2020-12-31 | 365 | 10.4374 | 10
39916 | 6.24 | 1 | 2019-12-31 | 2020-12-31 | 365 | 7.2974 | 7
55269 | 5.61 | 1 | 2019-12-31 | 2020-12-31 | 365 | 6.5607 | 6
55376 | 3.06 | 1 | 2019-12-31 | 2020-12-31 | 365 | 3.5785 | 3
55381 | 10.455 | 1 | 2019-12-31 | 2020-12-31 | 365 | 12.2267 | 12
55384 | 5.1 | 1 | 2019-12-31 | 2020-12-31 | 365 | 5.9642 | 5
55386 | 6.12 | 1 | 2019-12-31 | 2020-12-31 | 365 | 7.1571 | 7
55402 | 5.61 | 1 | 2019-12-31 | 2020-12-31 | 365 | 6.5607 | 6
56130 | 5.46 | 1 | 2019-12-31 | 2020-12-31 | 365 | 6.3853 | 6
49781 | 4.16 | 1 | 2019-12-31 | 2020-12-31 | 365 | 4.865 | 4
55056 | 6.12 | 1 | 2019-12-31 | 2020-12-31 | 365 | 7.1571 | 7
55088 | 5.865 | 1 | 2019-12-31 | 2020-12-31 | 365 | 6.8589 | 6
55089 | 12.75 | 1 | 2019-12-31 | 2020-12-31 | 365 | 14.9106 | 14
55099 | 2.34 | 1 | 2019-12-31 | 2020-12-31 | 365 | 2.7365 | 2
55101 | 6.095 | 1 | 2019-12-31 | 2020-12-31 | 365 | 7.1279 | 7
55157 | 6.24 | 1 | 2019-12-31 | 2020-12-31 | 365 | 7.2974 | 7
55167 | 8.06 | 1 | 2019-12-31 | 2020-12-31 | 365 | 9.4258 | 9
55173 | 2.08 | 1 | 2019-12-31 | 2020-12-31 | 365 | 2.4325 | 2
55174 | 4.845 | 1 | 2019-12-31 | 2020-12-31 | 365 | 5.666 | 5
55175 | 7.54 | 1 | 2019-12-31 | 2020-12-31 | 365 | 8.8177 | 8
55200 | 5.035 | 1 | 2019-12-31 | 2020-12-31 | 365 | 5.8882 | 5
55213 | 5.865 | 1 | 2019-12-31 | 2020-12-31 | 365 | 6.8589 | 6
55217 | 4.59 | 1 | 2019-12-31 | 2020-12-31 | 365 | 5.3678 | 5
55220 | 6.89 | 1 | 2019-12-31 | 2020-12-31 | 365 | 8.0576 | 8
55223 | 10.92 | 1 | 2019-12-31 | 2020-12-31 | 365 | 12.7705 | 12
55229 | 3.12 | 1 | 2019-12-31 | 2020-12-31 | 365 | 3.6487 | 3
55232 | 3.64 | 1 | 2019-12-31 | 2020-12-31 | 365 | 4.2568 | 4
55261 | 10.455 | 1 | 2019-12-31 | 2020-12-31 | 365 | 12.2267 | 12
39288 | 5.72 | 1 | 2019-12-31 | 2020-12-31 | 365 | 6.6893 | 6
39312 | 3.38 | 1 | 2019-12-31 | 2020-12-31 | 365 | 3.9528 | 3
41273 | 6.625 | 1 | 2019-12-31 | 2020-12-31 | 365 | 7.7477 | 7
53623 | 8.16 | 1 | 2019-12-31 | 2020-12-31 | 365 | 9.5428 | 9
42144 | 5.2 | 1 | 2019-12-31 | 2020-12-31 | 365 | 6.0812 | 6
50407 | 5.72 | 1 | 2019-12-31 | 2020-12-31 | 365 | 6.6893 | 6
45889 | 8.06 | 1 | 2019-12-31 | 2020-12-31 | 365 | 9.4258 | 9
40706 | 8.84 | 1 | 2019-12-31 | 2020-12-31 | 365 | 10.338 | 10
40743 | 4.77 | 1 | 2019-12-31 | 2020-12-31 | 365 | 5.5783 | 5
38918 | 13.77 | 1 | 2019-12-31 | 2020-12-31 | 365 | 16.1035 | 16
37923 | 12.22 | 1 | 2019-12-31 | 2020-12-31 | 365 | 14.2908 | 14
41854 | 7.02 | 1 | 2019-12-31 | 2020-12-31 | 365 | 8.2096 | 8
42336 | 6.5 | 1 | 2019-12-31 | 2020-12-31 | 365 | 7.6015 | 7
39666 | 14.04 | 1 | 2019-12-31 | 2020-12-31 | 365 | 16.4192 | 16
40252 | 3.57 | 1 | 2019-12-31 | 2020-12-31 | 365 | 4.175 | 4
41706 | 16.12 | 1 | 2019-12-31 | 2020-12-31 | 365 | 18.8517 | 18
45704 | 6.76 | 1 | 2019-12-31 | 2020-12-31 | 365 | 7.9055 | 7
38351 | 5.61 | 1 | 2019-12-31 | 2020-12-31 | 365 | 6.5607 | 6
40712 | 4.335 | 1 | 2019-12-31 | 2020-12-31 | 365 | 5.0696 | 5
42273 | 19.76 | 1 | 2019-12-31 | 2020-12-31 | 365 | 23.1085 | 23
47453 | 6.75 | 1 | 2019-12-31 | 2020-12-31 | 365 | 7.8939 | 7
42094 | 14.025 | 1 | 2019-12-31 | 2020-12-31 | 365 | 16.4017 | 16
37618 | 9.1 | 1 | 2019-12-31 | 2020-12-31 | 365 | 10.6421 | 10
48158 | 6.5 | 1 | 2019-12-31 | 2020-12-31 | 365 | 7.6015 | 7
47503 | 8.58 | 1 | 2019-12-31 | 2020-12-31 | 365 | 10.034 | 10
50365 | 6.12 | 1 | 2019-12-31 | 2020-12-31 | 365 | 7.1571 | 7
45746 | 4.42 | 1 | 2019-12-31 | 2020-12-31 | 365 | 5.169 | 5
39692 | 9.1 | 1 | 2019-12-31 | 2020-12-31 | 365 | 10.6421 | 10
43591 | 5.61 | 1 | 2019-12-31 | 2020-12-31 | 365 | 6.5607 | 6
41265 | 8.58 | 1 | 2019-12-31 | 2020-12-31 | 365 | 10.034 | 10
50601 | 8.58 | 1 | 2019-12-31 | 2020-12-31 | 365 | 10.034 | 10
47611 | 9.18 | 1 | 2019-12-31 | 2020-12-31 | 365 | 10.7356 | 10
45529 | 5.46 | 1 | 2019-12-31 | 2020-12-31 | 365 | 6.3853 | 6
39630 | 13.52 | 1 | 2019-12-31 | 2020-12-31 | 365 | 15.8111 | 15
50451 | 9.945 | 1 | 2019-12-31 | 2020-12-31 | 365 | 11.6303 | 11
39403 | 3.18 | 1 | 2019-12-31 | 2020-12-31 | 365 | 3.7189 | 3
45733 | 3.18 | 1 | 2019-12-31 | 2020-12-31 | 365 | 3.7189 | 3
39299 | 5.72 | 1 | 2019-12-31 | 2020-12-31 | 365 | 6.6893 | 6
45692 | 6.5 | 1 | 2019-12-31 | 2020-12-31 | 365 | 7.6015 | 7
40366 | 5.46 | 1 | 2019-12-31 | 2020-12-31 | 365 | 6.3853 | 6
45762 | 3.64 | 1 | 2019-12-31 | 2020-12-31 | 365 | 4.2568 | 4
39980 | 3.64 | 1 | 2019-12-31 | 2020-12-31 | 365 | 4.2568 | 4
50320 | 14.04 | 1 | 2019-12-31 | 2020-12-31 | 365 | 16.4192 | 16
39621 | 5.72 | 1 | 2019-12-31 | 2020-12-31 | 365 | 6.6893 | 6
41492 | 7.54 | 1 | 2019-12-31 | 2020-12-31 | 365 | 8.8177 | 8
40070 | 6.12 | 1 | 2019-12-31 | 2020-12-31 | 365 | 7.1571 | 7
39945 | 8.84 | 1 | 2019-12-31 | 2020-12-31 | 365 | 10.338 | 10
40490 | 4.59 | 1 | 2019-12-31 | 2020-12-31 | 365 | 5.3678 | 5
42035 | 12.74 | 1 | 2019-12-31 | 2020-12-31 | 365 | 14.8989 | 14
46280 | 10.455 | 1 | 2019-12-31 | 2020-12-31 | 365 | 12.2267 | 12
38331 | 8.16 | 1 | 2019-12-31 | 2020-12-31 | 365 | 9.5428 | 9
40482 | 15.6 | 1 | 2019-12-31 | 2020-12-31 | 365 | 18.2436 | 18
45961 | 7.8 | 1 | 2019-12-31 | 2020-12-31 | 365 | 9.1218 | 9
40547 | 10.66 | 1 | 2019-12-31 | 2020-12-31 | 365 | 12.4664 | 12
43737 | 8.415 | 1 | 2019-12-31 | 2020-12-31 | 365 | 9.841 | 9
50700 | 15.86 | 1 | 2019-12-31 | 2020-12-31 | 365 | 18.5476 | 18
45935 | 5.98 | 1 | 2019-12-31 | 2020-12-31 | 365 | 6.9934 | 6
46050 | 3.825 | 1 | 2019-12-31 | 2020-12-31 | 365 | 4.4732 | 4
42222 | 5.98 | 1 | 2019-12-31 | 2020-12-31 | 365 | 6.9934 | 6
50498 | 12.75 | 1 | 2019-12-31 | 2020-12-31 | 365 | 14.9106 | 14
50598 | 8.215 | 1 | 2019-12-31 | 2020-12-31 | 365 | 9.6071 | 9
40272 | 11.22 | 1 | 2019-12-31 | 2020-12-31 | 365 | 13.1213 | 13
50444 | 5.72 | 1 | 2019-12-31 | 2020-12-31 | 365 | 6.6893 | 6
43333 | 4.505 | 1 | 2019-12-31 | 2020-12-31 | 365 | 5.2684 | 5
39270 | 5.865 | 1 | 2019-12-31 | 2020-12-31 | 365 | 6.8589 | 6
39675 | 4.59 | 1 | 2019-12-31 | 2020-12-31 | 365 | 5.3678 | 5
50488 | 4.94 | 1 | 2019-12-31 | 2020-12-31 | 365 | 5.7771 | 5
47360 | 2.805 | 1 | 2019-12-31 | 2020-12-31 | 365 | 3.2803 | 3
50483 | 7.02 | 1 | 2019-12-31 | 2020-12-31 | 365 | 8.2096 | 8
50287 | 11.7 | 1 | 2019-12-31 | 2020-12-31 | 365 | 13.6827 | 13
50592 | 10.965 | 1 | 2019-12-31 | 2020-12-31 | 365 | 12.8231 | 12
53254 | 2.295 | 1 | 2019-12-31 | 2020-12-31 | 365 | 2.6839 | 2
54090 | 5.46 | 1 | 2019-12-31 | 2020-12-31 | 365 | 6.3853 | 6
54143 | 6.885 | 1 | 2019-12-31 | 2020-12-31 | 365 | 8.0517 | 8
54200 | 3.825 | 1 | 2019-12-31 | 2020-12-31 | 365 | 4.4732 | 4
54203 | 5.865 | 1 | 2019-12-31 | 2020-12-31 | 365 | 6.8589 | 6
54222 | 6.24 | 1 | 2019-12-31 | 2020-12-31 | 365 | 7.2974 | 7
54317 | 2.86 | 1 | 2019-12-31 | 2020-12-31 | 365 | 3.3447 | 3
54318 | 7.8 | 1 | 2019-12-31 | 2020-12-31 | 365 | 9.1218 | 9
54331 | 7.8 | 1 | 2019-12-31 | 2020-12-31 | 365 | 9.1218 | 9
54342 | 8.58 | 1 | 2019-12-31 | 2020-12-31 | 365 | 10.034 | 10
50380 | 12.24 | 1 | 2019-12-31 | 2020-12-31 | 365 | 14.3142 | 14
50374 | 13.515 | 1 | 2019-12-31 | 2020-12-31 | 365 | 15.8053 | 15
50435 | 4.68 | 1 | 2019-12-31 | 2020-12-31 | 365 | 5.4731 | 5
50511 | 5.83 | 1 | 2019-12-31 | 2020-12-31 | 365 | 6.818 | 6
39532 | 4.42 | 1 | 2019-12-31 | 2020-12-31 | 365 | 5.169 | 5
50350 | 8.16 | 1 | 2019-12-31 | 2020-12-31 | 365 | 9.5428 | 9
39176 | 5.565 | 1 | 2019-12-31 | 2020-12-31 | 365 | 6.508 | 6
41117 | 5.2 | 1 | 2019-12-31 | 2020-12-31 | 365 | 6.0812 | 6
48072 | 4.08 | 1 | 2019-12-31 | 2020-12-31 | 365 | 4.7714 | 4
39413 | 8.1 | 1 | 2019-12-31 | 2020-12-31 | 365 | 9.4726 | 9
50606 | 9.805 | 1 | 2019-12-31 | 2020-12-31 | 365 | 11.4666 | 11
47350 | 9.18 | 1 | 2019-12-31 | 2020-12-31 | 365 | 10.7356 | 10
50399 | 3.315 | 1 | 2019-12-31 | 2020-12-31 | 365 | 3.8768 | 3
50589 | 10.71 | 1 | 2019-12-31 | 2020-12-31 | 365 | 12.5249 | 12
50529 | 8.16 | 1 | 2019-12-31 | 2020-12-31 | 365 | 9.5428 | 9
47540 | 6.625 | 1 | 2019-12-31 | 2020-12-31 | 365 | 7.7477 | 7
43886 | 11.7 | 1 | 2019-12-31 | 2020-12-31 | 365 | 13.6827 | 13
50469 | 14.3 | 1 | 2019-12-31 | 2020-12-31 | 365 | 16.7233 | 16
41111 | 13 | 1 | 2019-12-31 | 2020-12-31 | 365 | 15.203 | 15
50316 | 14.025 | 1 | 2019-12-31 | 2020-12-31 | 365 | 16.4017 | 16
50381 | 7.905 | 1 | 2019-12-31 | 2020-12-31 | 365 | 9.2446 | 9
45378 | 4.42 | 1 | 2019-12-31 | 2020-12-31 | 365 | 5.169 | 5
40078 | 7.8 | 1 | 2019-12-31 | 2020-12-31 | 365 | 9.1218 | 9
43282 | 9.36 | 1 | 2019-12-31 | 2020-12-31 | 365 | 10.9461 | 10
40102 | 3.78 | 1 | 2019-12-31 | 2020-12-31 | 365 | 4.4206 | 4
45325 | 9.1 | 1 | 2019-12-31 | 2020-12-31 | 365 | 10.6421 | 10
40999 | 14.04 | 1 | 2019-12-31 | 2020-12-31 | 365 | 16.4192 | 16
50434 | 3.64 | 1 | 2019-12-31 | 2020-12-31 | 365 | 4.2568 | 4
50262 | 3.18 | 1 | 2019-12-31 | 2020-12-31 | 365 | 3.7189 | 3
54895 | 5.2 | 1 | 2019-12-31 | 2020-12-31 | 365 | 6.0812 | 6
54803 | 8.215 | 1 | 2019-12-31 | 2020-12-31 | 365 | 9.6071 | 9
54786 | 3.12 | 1 | 2019-12-31 | 2020-12-31 | 365 | 3.6487 | 3
54869 | 8.32 | 1 | 2019-12-31 | 2020-12-31 | 365 | 9.7299 | 9
54798 | 8.84 | 1 | 2019-12-31 | 2020-12-31 | 365 | 10.338 | 10
54704 | 6.24 | 1 | 2019-12-31 | 2020-12-31 | 365 | 7.2974 | 7
54752 | 6.24 | 1 | 2019-12-31 | 2020-12-31 | 365 | 7.2974 | 7
54701 | 7.395 | 1 | 2019-12-31 | 2020-12-31 | 365 | 8.6482 | 8
54730 | 7.28 | 1 | 2019-12-31 | 2020-12-31 | 365 | 8.5137 | 8
39658 | 7.8 | 1 | 2019-12-31 | 2020-12-31 | 365 | 9.1218 | 9
39534 | 8.06 | 1 | 2019-12-31 | 2020-12-31 | 365 | 9.4258 | 9
50354 | 4.94 | 1 | 2019-12-31 | 2020-12-31 | 365 | 5.7771 | 5
41932 | 5.98 | 1 | 2019-12-31 | 2020-12-31 | 365 | 6.9934 | 6
45687 | 2.55 | 1 | 2019-12-31 | 2020-12-31 | 365 | 2.9821 | 2
39245 | 11.44 | 1 | 2019-12-31 | 2020-12-31 | 365 | 13.3786 | 13
50608 | 21.84 | 1 | 2019-12-31 | 2020-12-31 | 365 | 25.541 | 25
45865 | 5.94 | 1 | 2019-12-31 | 2020-12-31 | 365 | 6.9466 | 6
40545 | 14.3 | 1 | 2019-12-31 | 2020-12-31 | 365 | 16.7233 | 16
47473 | 7.28 | 1 | 2019-12-31 | 2020-12-31 | 365 | 8.5137 | 8
50410 | 10.335 | 1 | 2019-12-31 | 2020-12-31 | 365 | 12.0864 | 12
39417 | 5.83 | 1 | 2019-12-31 | 2020-12-31 | 365 | 6.818 | 6
54871 | 4.505 | 1 | 2019-12-31 | 2020-12-31 | 365 | 5.2684 | 5
54742 | 8.415 | 1 | 2019-12-31 | 2020-12-31 | 365 | 9.841 | 9
54795 | 6.885 | 1 | 2019-12-31 | 2020-12-31 | 365 | 8.0517 | 8
54827 | 6.625 | 1 | 2019-12-31 | 2020-12-31 | 365 | 7.7477 | 7
54695 | 7.14 | 1 | 2019-12-31 | 2020-12-31 | 365 | 8.3499 | 8
54812 | 8.84 | 1 | 2019-12-31 | 2020-12-31 | 365 | 10.338 | 10
54884 | 5.1 | 1 | 2019-12-31 | 2020-12-31 | 365 | 5.9642 | 5
54691 | 4.08 | 1 | 2019-12-31 | 2020-12-31 | 365 | 4.7714 | 4
54935 | 8.84 | 1 | 2019-12-31 | 2020-12-31 | 365 | 10.338 | 10
54953 | 5.98 | 1 | 2019-12-31 | 2020-12-31 | 365 | 6.9934 | 6
54678 | 2.34 | 1 | 2019-12-31 | 2020-12-31 | 365 | 2.7365 | 2
54683 | 2.805 | 1 | 2019-12-31 | 2020-12-31 | 365 | 3.2803 | 3
54668 | 11.475 | 1 | 2019-12-31 | 2020-12-31 | 365 | 13.4196 | 13
54671 | 10.965 | 1 | 2019-12-31 | 2020-12-31 | 365 | 12.8231 | 12
54675 | 7.14 | 1 | 2019-12-31 | 2020-12-31 | 365 | 8.3499 | 8
54669 | 7.54 | 1 | 2019-12-31 | 2020-12-31 | 365 | 8.8177 | 8
54674 | 9.54 | 1 | 2019-12-31 | 2020-12-31 | 365 | 11.1566 | 11
54662 | 8.415 | 1 | 2019-12-31 | 2020-12-31 | 365 | 9.841 | 9
54651 | 8.745 | 1 | 2019-12-31 | 2020-12-31 | 365 | 10.2269 | 10
54876 | 8.84 | 1 | 2019-12-31 | 2020-12-31 | 365 | 10.338 | 10
54401 | 4.335 | 1 | 2019-12-31 | 2020-12-31 | 365 | 5.0696 | 5
54387 | 9.88 | 1 | 2019-12-31 | 2020-12-31 | 365 | 11.5543 | 11
54369 | 3.445 | 1 | 2019-12-31 | 2020-12-31 | 365 | 4.0288 | 4
54368 | 7.65 | 1 | 2019-12-31 | 2020-12-31 | 365 | 8.9464 | 8
54375 | 11.66 | 1 | 2019-12-31 | 2020-12-31 | 365 | 13.6359 | 13
54381 | 2.295 | 1 | 2019-12-31 | 2020-12-31 | 365 | 2.6839 | 2
54456 | 4.16 | 1 | 2019-12-31 | 2020-12-31 | 365 | 4.865 | 4
54483 | 7.95 | 1 | 2019-12-31 | 2020-12-31 | 365 | 9.2972 | 9
54466 | 6.5 | 1 | 2019-12-31 | 2020-12-31 | 365 | 7.6015 | 7
54455 | 10.71 | 1 | 2019-12-31 | 2020-12-31 | 365 | 12.5249 | 12
54454 | 5.1 | 1 | 2019-12-31 | 2020-12-31 | 365 | 5.9642 | 5
54452 | 10.2 | 1 | 2019-12-31 | 2020-12-31 | 365 | 11.9285 | 11
54451 | 11.73 | 1 | 2019-12-31 | 2020-12-31 | 365 | 13.7178 | 13
54448 | 6.5 | 1 | 2019-12-31 | 2020-12-31 | 365 | 7.6015 | 7
54443 | 4.845 | 1 | 2019-12-31 | 2020-12-31 | 365 | 5.666 | 5
54446 | 7.65 | 1 | 2019-12-31 | 2020-12-31 | 365 | 8.9464 | 8
54442 | 8.06 | 1 | 2019-12-31 | 2020-12-31 | 365 | 9.4258 | 9
54490 | 7.14 | 1 | 2019-12-31 | 2020-12-31 | 365 | 8.3499 | 8
54437 | 4.16 | 1 | 2019-12-31 | 2020-12-31 | 365 | 4.865 | 4
54576 | 14.045 | 1 | 2019-12-31 | 2020-12-31 | 365 | 16.4251 | 16
54605 | 4.08 | 1 | 2019-12-31 | 2020-12-31 | 365 | 4.7714 | 4
54606 | 5.61 | 1 | 2019-12-31 | 2020-12-31 | 365 | 6.5607 | 6
54584 | 5.865 | 1 | 2019-12-31 | 2020-12-31 | 365 | 6.8589 | 6
54601 | 7.54 | 1 | 2019-12-31 | 2020-12-31 | 365 | 8.8177 | 8
54589 | 5.865 | 1 | 2019-12-31 | 2020-12-31 | 365 | 6.8589 | 6
54513 | 4.845 | 1 | 2019-12-31 | 2020-12-31 | 365 | 5.666 | 5
54575 | 10.4 | 1 | 2019-12-31 | 2020-12-31 | 365 | 12.1624 | 12
54504 | 8.415 | 1 | 2019-12-31 | 2020-12-31 | 365 | 9.841 | 9
54607 | 8.37 | 1 | 2019-12-31 | 2020-12-31 | 365 | 9.7884 | 9
54573 | 6.625 | 1 | 2019-12-31 | 2020-12-31 | 365 | 7.7477 | 7
54535 | 8.415 | 1 | 2019-12-31 | 2020-12-31 | 365 | 9.841 | 9
54491 | 4.59 | 1 | 2019-12-31 | 2020-12-31 | 365 | 5.3678 | 5
54500 | 5.2 | 1 | 2019-12-31 | 2020-12-31 | 365 | 6.0812 | 6
54586 | 8.32 | 1 | 2019-12-31 | 2020-12-31 | 365 | 9.7299 | 9
54501 | 10.66 | 1 | 2019-12-31 | 2020-12-31 | 365 | 12.4664 | 12
54581 | 10.66 | 1 | 2019-12-31 | 2020-12-31 | 365 | 12.4664 | 12
54578 | 5.865 | 1 | 2019-12-31 | 2020-12-31 | 365 | 6.8589 | 6
54572 | 3.315 | 1 | 2019-12-31 | 2020-12-31 | 365 | 3.8768 | 3
54555 | 6.12 | 1 | 2019-12-31 | 2020-12-31 | 365 | 7.1571 | 7
54361 | 5.865 | 1 | 2019-12-31 | 2020-12-31 | 365 | 6.8589 | 6
54404 | 14.025 | 1 | 2019-12-31 | 2020-12-31 | 365 | 16.4017 | 16
54553 | 5.1 | 1 | 2019-12-31 | 2020-12-31 | 365 | 5.9642 | 5
54625 | 5.1 | 1 | 2019-12-31 | 2020-12-31 | 365 | 5.9642 | 5
54633 | 7.65 | 1 | 2019-12-31 | 2020-12-31 | 365 | 8.9464 | 8
50288 | 8.925 | 1 | 2019-12-31 | 2020-12-31 | 365 | 10.4374 | 10
50366 | 8.32 | 1 | 2019-12-31 | 2020-12-31 | 365 | 9.7299 | 9
40902 | 8.32 | 1 | 2019-12-31 | 2020-12-31 | 365 | 9.7299 | 9
38564 | 10.4 | 1 | 2019-12-31 | 2020-12-31 | 365 | 12.1624 | 12
54355 | 7.14 | 1 | 2019-12-31 | 2020-12-31 | 365 | 8.3499 | 8
54363 | 7.14 | 1 | 2019-12-31 | 2020-12-31 | 365 | 8.3499 | 8
54398 | 5.61 | 1 | 2019-12-31 | 2020-12-31 | 365 | 6.5607 | 6
54406 | 6.885 | 1 | 2019-12-31 | 2020-12-31 | 365 | 8.0517 | 8
54418 | 5.83 | 1 | 2019-12-31 | 2020-12-31 | 365 | 6.818 | 6
54428 | 14.025 | 1 | 2019-12-31 | 2020-12-31 | 365 | 16.4017 | 16
54613 | 9.275 | 1 | 2019-12-31 | 2020-12-31 | 365 | 10.8467 | 10
54612 | 9.36 | 1 | 2019-12-31 | 2020-12-31 | 365 | 10.9461 | 10
54620 | 5.61 | 1 | 2019-12-31 | 2020-12-31 | 365 | 6.5607 | 6
54623 | 3.12 | 1 | 2019-12-31 | 2020-12-31 | 365 | 3.6487 | 3
54626 | 9.18 | 1 | 2019-12-31 | 2020-12-31 | 365 | 10.7356 | 10
54628 | 4.42 | 1 | 2019-12-31 | 2020-12-31 | 365 | 5.169 | 5
54632 | 14.025 | 1 | 2019-12-31 | 2020-12-31 | 365 | 16.4017 | 16
54642 | 7.155 | 1 | 2019-12-31 | 2020-12-31 | 365 | 8.3675 | 8
54647 | 3.18 | 1 | 2019-12-31 | 2020-12-31 | 365 | 3.7189 | 3
54655 | 4.59 | 1 | 2019-12-31 | 2020-12-31 | 365 | 5.3678 | 5
54661 | 4.24 | 1 | 2019-12-31 | 2020-12-31 | 365 | 4.9585 | 4
54663 | 8.415 | 1 | 2019-12-31 | 2020-12-31 | 365 | 9.841 | 9
54887 | 10.865 | 1 | 2019-12-31 | 2020-12-31 | 365 | 12.7062 | 12
54949 | 5.2 | 1 | 2019-12-31 | 2020-12-31 | 365 | 6.0812 | 6
50577 | 3.9 | 1 | 2019-12-31 | 2020-12-31 | 365 | 4.5609 | 4
55059 | 7.905 | 1 | 2019-12-31 | 2020-12-31 | 365 | 9.2446 | 9
55063 | 6.375 | 1 | 2019-12-31 | 2020-12-31 | 365 | 7.4553 | 7
55065 | 4.59 | 1 | 2019-12-31 | 2020-12-31 | 365 | 5.3678 | 5
55080 | 8.925 | 1 | 2019-12-31 | 2020-12-31 | 365 | 10.4374 | 10
55103 | 10.92 | 1 | 2019-12-31 | 2020-12-31 | 365 | 12.7705 | 12
55118 | 7.28 | 1 | 2019-12-31 | 2020-12-31 | 365 | 8.5137 | 8
55119 | 4.16 | 1 | 2019-12-31 | 2020-12-31 | 365 | 4.865 | 4
55120 | 5.46 | 1 | 2019-12-31 | 2020-12-31 | 365 | 6.3853 | 6
55126 | 4.16 | 1 | 2019-12-31 | 2020-12-31 | 365 | 4.865 | 4
55131 | 4.08 | 1 | 2019-12-31 | 2020-12-31 | 365 | 4.7714 | 4
55146 | 6.24 | 1 | 2019-12-31 | 2020-12-31 | 365 | 7.2974 | 7
55149 | 5.2 | 1 | 2019-12-31 | 2020-12-31 | 365 | 6.0812 | 6
55171 | 8.32 | 1 | 2019-12-31 | 2020-12-31 | 365 | 9.7299 | 9
55189 | 9.18 | 1 | 2019-12-31 | 2020-12-31 | 365 | 10.7356 | 10
55214 | 8.415 | 1 | 2019-12-31 | 2020-12-31 | 365 | 9.841 | 9
55218 | 2.805 | 1 | 2019-12-31 | 2020-12-31 | 365 | 3.2803 | 3
55228 | 10.14 | 1 | 2019-12-31 | 2020-12-31 | 365 | 11.8583 | 11
55230 | 2.04 | 1 | 2019-12-31 | 2020-12-31 | 365 | 2.3857 | 2
55234 | 4.59 | 1 | 2019-12-31 | 2020-12-31 | 365 | 5.3678 | 5
55250 | 9.69 | 1 | 2019-12-31 | 2020-12-31 | 365 | 11.3321 | 11
55362 | 12.495 | 1 | 2019-12-31 | 2020-12-31 | 365 | 14.6124 | 14
55366 | 6.76 | 1 | 2019-12-31 | 2020-12-31 | 365 | 7.9055 | 7
55371 | 2.12 | 1 | 2019-12-31 | 2020-12-31 | 365 | 2.4793 | 2
55377 | 4.335 | 1 | 2019-12-31 | 2020-12-31 | 365 | 5.0696 | 5
55382 | 4.335 | 1 | 2019-12-31 | 2020-12-31 | 365 | 5.0696 | 5
55383 | 5.61 | 1 | 2019-12-31 | 2020-12-31 | 365 | 6.5607 | 6
55387 | 3.06 | 1 | 2019-12-31 | 2020-12-31 | 365 | 3.5785 | 3
55389 | 3.64 | 1 | 2019-12-31 | 2020-12-31 | 365 | 4.2568 | 4
55394 | 7.28 | 1 | 2019-12-31 | 2020-12-31 | 365 | 8.5137 | 8
50388 | 6.375 | 1 | 2019-12-31 | 2020-12-31 | 365 | 7.4553 | 7
55592 | 4.08 | 1 | 2019-12-31 | 2020-12-31 | 365 | 4.7714 | 4
55593 | 10.92 | 1 | 2019-12-31 | 2020-12-31 | 365 | 12.7705 | 12
55594 | 5.1 | 1 | 2019-12-31 | 2020-12-31 | 365 | 5.9642 | 5
55595 | 6.76 | 1 | 2019-12-31 | 2020-12-31 | 365 | 7.9055 | 7
55404 | 4.68 | 1 | 2019-12-31 | 2020-12-31 | 365 | 5.4731 | 5
55601 | 4.42 | 1 | 2019-12-31 | 2020-12-31 | 365 | 5.169 | 5
55406 | 10.2 | 1 | 2019-12-31 | 2020-12-31 | 365 | 11.9285 | 11
55407 | 6.375 | 1 | 2019-12-31 | 2020-12-31 | 365 | 7.4553 | 7
55606 | 2.04 | 1 | 2019-12-31 | 2020-12-31 | 365 | 2.3857 | 2
55420 | 7.65 | 1 | 2019-12-31 | 2020-12-31 | 365 | 8.9464 | 8
55614 | 6.5 | 1 | 2019-12-31 | 2020-12-31 | 365 | 7.6015 | 7
55428 | 3.38 | 1 | 2019-12-31 | 2020-12-31 | 365 | 3.9528 | 3
55616 | 4.68 | 1 | 2019-12-31 | 2020-12-31 | 365 | 5.4731 | 5
55429 | 10.14 | 1 | 2019-12-31 | 2020-12-31 | 365 | 11.8583 | 11
55430 | 7.54 | 1 | 2019-12-31 | 2020-12-31 | 365 | 8.8177 | 8
55431 | 8.925 | 1 | 2019-12-31 | 2020-12-31 | 365 | 10.4374 | 10
55617 | 3.06 | 1 | 2019-12-31 | 2020-12-31 | 365 | 3.5785 | 3
55432 | 6.24 | 1 | 2019-12-31 | 2020-12-31 | 365 | 7.2974 | 7
55618 | 4.24 | 1 | 2019-12-31 | 2020-12-31 | 365 | 4.9585 | 4
55434 | 3.57 | 1 | 2019-12-31 | 2020-12-31 | 365 | 4.175 | 4
55437 | 11.18 | 1 | 2019-12-31 | 2020-12-31 | 365 | 13.0746 | 13
55619 | 4.335 | 1 | 2019-12-31 | 2020-12-31 | 365 | 5.0696 | 5
55442 | 4.42 | 1 | 2019-12-31 | 2020-12-31 | 365 | 5.169 | 5
55446 | 4.16 | 1 | 2019-12-31 | 2020-12-31 | 365 | 4.865 | 4
55472 | 2.04 | 1 | 2019-12-31 | 2020-12-31 | 365 | 2.3857 | 2
55400 | 6.63 | 1 | 2019-12-31 | 2020-12-31 | 365 | 7.7535 | 7
55476 | 11.73 | 1 | 2019-12-31 | 2020-12-31 | 365 | 13.7178 | 13
55475 | 7.8 | 1 | 2019-12-31 | 2020-12-31 | 365 | 9.1218 | 9
55478 | 8.06 | 1 | 2019-12-31 | 2020-12-31 | 365 | 9.4258 | 9
55620 | 4.77 | 1 | 2019-12-31 | 2020-12-31 | 365 | 5.5783 | 5
55621 | 8.67 | 1 | 2019-12-31 | 2020-12-31 | 365 | 10.1392 | 10
55626 | 6.375 | 1 | 2019-12-31 | 2020-12-31 | 365 | 7.4553 | 7
55625 | 5.1 | 1 | 2019-12-31 | 2020-12-31 | 365 | 5.9642 | 5
55624 | 10.965 | 1 | 2019-12-31 | 2020-12-31 | 365 | 12.8231 | 12
55629 | 5.565 | 1 | 2019-12-31 | 2020-12-31 | 365 | 6.508 | 6
55630 | 3.64 | 1 | 2019-12-31 | 2020-12-31 | 365 | 4.2568 | 4
55631 | 5.98 | 1 | 2019-12-31 | 2020-12-31 | 365 | 6.9934 | 6
55633 | 5.035 | 1 | 2019-12-31 | 2020-12-31 | 365 | 5.8882 | 5
55635 | 8.58 | 1 | 2019-12-31 | 2020-12-31 | 365 | 10.034 | 10
55634 | 3.315 | 1 | 2019-12-31 | 2020-12-31 | 365 | 3.8768 | 3
55637 | 8.84 | 1 | 2019-12-31 | 2020-12-31 | 365 | 10.338 | 10
55638 | 10.14 | 1 | 2019-12-31 | 2020-12-31 | 365 | 11.8583 | 11
55639 | 9.945 | 1 | 2019-12-31 | 2020-12-31 | 365 | 11.6303 | 11
55643 | 7.54 | 1 | 2019-12-31 | 2020-12-31 | 365 | 8.8177 | 8
55484 | 8.16 | 1 | 2019-12-31 | 2020-12-31 | 365 | 9.5428 | 9
55487 | 3.64 | 1 | 2019-12-31 | 2020-12-31 | 365 | 4.2568 | 4
55488 | 11.22 | 1 | 2019-12-31 | 2020-12-31 | 365 | 13.1213 | 13
55490 | 11.66 | 1 | 2019-12-31 | 2020-12-31 | 365 | 13.6359 | 13
55495 | 13.77 | 1 | 2019-12-31 | 2020-12-31 | 365 | 16.1035 | 16
55496 | 8.16 | 1 | 2019-12-31 | 2020-12-31 | 365 | 9.5428 | 9
55502 | 8.67 | 1 | 2019-12-31 | 2020-12-31 | 365 | 10.1392 | 10
55505 | 6.375 | 1 | 2019-12-31 | 2020-12-31 | 365 | 7.4553 | 7
55507 | 8.06 | 1 | 2019-12-31 | 2020-12-31 | 365 | 9.4258 | 9
55636 | 13.515 | 1 | 2019-12-31 | 2020-12-31 | 365 | 15.8053 | 15
55508 | 4.335 | 1 | 2019-12-31 | 2020-12-31 | 365 | 5.0696 | 5
55583 | 7.02 | 1 | 2019-12-31 | 2020-12-31 | 365 | 8.2096 | 8
55644 | 5.3 | 1 | 2019-12-31 | 2020-12-31 | 365 | 6.1981 | 6
55585 | 5.355 | 1 | 2019-12-31 | 2020-12-31 | 365 | 6.2625 | 6
55589 | 5.565 | 1 | 2019-12-31 | 2020-12-31 | 365 | 6.508 | 6
55647 | 4.24 | 1 | 2019-12-31 | 2020-12-31 | 365 | 4.9585 | 4
55651 | 9.1 | 1 | 2019-12-31 | 2020-12-31 | 365 | 10.6421 | 10
55757 | 8.415 | 1 | 2019-12-31 | 2020-12-31 | 365 | 9.841 | 9
55650 | 6.76 | 1 | 2019-12-31 | 2020-12-31 | 365 | 7.9055 | 7
55653 | 14.04 | 1 | 2019-12-31 | 2020-12-31 | 365 | 16.4192 | 16
55654 | 3.825 | 1 | 2019-12-31 | 2020-12-31 | 365 | 4.4732 | 4
54435 | 4.34 | 1 | 2019-12-31 | 2020-12-31 | 365 | 5.0755 | 5
55656 | 10.4 | 1 | 2019-12-31 | 2020-12-31 | 365 | 12.1624 | 12
55759 | 14.025 | 1 | 2019-12-31 | 2020-12-31 | 365 | 16.4017 | 16
55658 | 10.92 | 1 | 2019-12-31 | 2020-12-31 | 365 | 12.7705 | 12
55762 | 8.415 | 1 | 2019-12-31 | 2020-12-31 | 365 | 9.841 | 9
55765 | 7.02 | 1 | 2019-12-31 | 2020-12-31 | 365 | 8.2096 | 8
55657 | 7.28 | 1 | 2019-12-31 | 2020-12-31 | 365 | 8.5137 | 8
55767 | 3.315 | 1 | 2019-12-31 | 2020-12-31 | 365 | 3.8768 | 3
55776 | 7.54 | 1 | 2019-12-31 | 2020-12-31 | 365 | 8.8177 | 8
55660 | 5.355 | 1 | 2019-12-31 | 2020-12-31 | 365 | 6.2625 | 6
39555 | 7.02 | 1 | 2019-12-31 | 2020-12-31 | 365 | 8.2096 | 8
55648 | 5.46 | 1 | 2019-12-31 | 2020-12-31 | 365 | 6.3853 | 6
50612 | 4.68 | 1 | 2019-12-31 | 2020-12-31 | 365 | 5.4731 | 5
39228 | 6.24 | 1 | 2019-12-31 | 2020-12-31 | 365 | 7.2974 | 7
55781 | 7.8 | 1 | 2019-12-31 | 2020-12-31 | 365 | 9.1218 | 9
54141 | 4.335 | 1 | 2019-12-31 | 2020-12-31 | 365 | 5.0696 | 5
55786 | 5.98 | 1 | 2019-12-31 | 2020-12-31 | 365 | 6.9934 | 6
54142 | 7.905 | 1 | 2019-12-31 | 2020-12-31 | 365 | 9.2446 | 9
55788 | 9.62 | 1 | 2019-12-31 | 2020-12-31 | 365 | 11.2502 | 11
45170 | 9.805 | 1 | 2019-12-31 | 2020-12-31 | 365 | 11.4666 | 11
37737 | 5.035 | 1 | 2019-12-31 | 2020-12-31 | 365 | 5.8882 | 5
45760 | 4.68 | 1 | 2019-12-31 | 2020-12-31 | 365 | 5.4731 | 5
55839 | 6.5 | 1 | 2019-12-31 | 2020-12-31 | 365 | 7.6015 | 7
54697 | 4.86 | 1 | 2019-12-31 | 2020-12-31 | 365 | 5.6836 | 5
55844 | 6.63 | 1 | 2019-12-31 | 2020-12-31 | 365 | 7.7535 | 7
54694 | 9.1 | 1 | 2019-12-31 | 2020-12-31 | 365 | 10.6421 | 10
55718 | 4.94 | 1 | 2019-12-31 | 2020-12-31 | 365 | 5.7771 | 5
54659 | 8.48 | 1 | 2019-12-31 | 2020-12-31 | 365 | 9.917 | 9
54485 | 9.99 | 1 | 2019-12-31 | 2020-12-31 | 365 | 11.6829 | 11
54593 | 5.865 | 1 | 2019-12-31 | 2020-12-31 | 365 | 6.8589 | 6
54590 | 5.035 | 1 | 2019-12-31 | 2020-12-31 | 365 | 5.8882 | 5
55719 | 2.34 | 1 | 2019-12-31 | 2020-12-31 | 365 | 2.7365 | 2
54588 | 9.01 | 1 | 2019-12-31 | 2020-12-31 | 365 | 10.5368 | 10
55848 | 4.94 | 1 | 2019-12-31 | 2020-12-31 | 365 | 5.7771 | 5
55645 | 6.24 | 1 | 2019-12-31 | 2020-12-31 | 365 | 7.2974 | 7
54509 | 8.925 | 1 | 2019-12-31 | 2020-12-31 | 365 | 10.4374 | 10
55703 | 4.32 | 1 | 2019-12-31 | 2020-12-31 | 365 | 5.0521 | 5
55663 | 6.885 | 1 | 2019-12-31 | 2020-12-31 | 365 | 8.0517 | 8
54530 | 14.025 | 1 | 2019-12-31 | 2020-12-31 | 365 | 16.4017 | 16
55669 | 7.65 | 1 | 2019-12-31 | 2020-12-31 | 365 | 8.9464 | 8
54571 | 3.78 | 1 | 2019-12-31 | 2020-12-31 | 365 | 4.4206 | 4
55664 | 12.22 | 1 | 2019-12-31 | 2020-12-31 | 365 | 14.2908 | 14
54534 | 2.805 | 1 | 2019-12-31 | 2020-12-31 | 365 | 3.2803 | 3
55642 | 4.08 | 1 | 2019-12-31 | 2020-12-31 | 365 | 4.7714 | 4
55132 | 7.14 | 1 | 2019-12-31 | 2020-12-31 | 365 | 8.3499 | 8
55438 | 7.28 | 1 | 2019-12-31 | 2020-12-31 | 365 | 8.5137 | 8
55666 | 2.16 | 1 | 2019-12-31 | 2020-12-31 | 365 | 2.526 | 2
55358 | 9.945 | 1 | 2019-12-31 | 2020-12-31 | 365 | 11.6303 | 11
55665 | 7.395 | 1 | 2019-12-31 | 2020-12-31 | 365 | 8.6482 | 8
40373 | 3.64 | 1 | 2019-12-31 | 2020-12-31 | 365 | 4.2568 | 4
55667 | 7.42 | 1 | 2019-12-31 | 2020-12-31 | 365 | 8.6774 | 8
55668 | 15.08 | 1 | 2019-12-31 | 2020-12-31 | 365 | 17.6355 | 17
38562 | 8.84 | 1 | 2019-12-31 | 2020-12-31 | 365 | 10.338 | 10
55671 | 12.495 | 1 | 2019-12-31 | 2020-12-31 | 365 | 14.6124 | 14
55628 | 5.61 | 1 | 2019-12-31 | 2020-12-31 | 365 | 6.5607 | 6
55670 | 7.905 | 1 | 2019-12-31 | 2020-12-31 | 365 | 9.2446 | 9
55673 | 5.67 | 1 | 2019-12-31 | 2020-12-31 | 365 | 6.6308 | 6
50394 | 3.57 | 1 | 2019-12-31 | 2020-12-31 | 365 | 4.175 | 4
50610 | 5.61 | 1 | 2019-12-31 | 2020-12-31 | 365 | 6.5607 | 6
50345 | 8.925 | 1 | 2019-12-31 | 2020-12-31 | 365 | 10.4374 | 10
55764 | 8.925 | 1 | 2019-12-31 | 2020-12-31 | 365 | 10.4374 | 10
50375 | 6.375 | 1 | 2019-12-31 | 2020-12-31 | 365 | 7.4553 | 7
47524 | 5.3 | 1 | 2019-12-31 | 2020-12-31 | 365 | 6.1981 | 6
55741 | 3.06 | 1 | 2019-12-31 | 2020-12-31 | 365 | 3.5785 | 3
55745 | 11.22 | 1 | 2019-12-31 | 2020-12-31 | 365 | 13.1213 | 13
50260 | 7.8 | 1 | 2019-12-31 | 2020-12-31 | 365 | 9.1218 | 9
40541 | 3.38 | 1 | 2019-12-31 | 2020-12-31 | 365 | 3.9528 | 3
50661 | 18.02 | 1 | 2019-12-31 | 2020-12-31 | 365 | 21.0737 | 21
43292 | 8.58 | 1 | 2019-12-31 | 2020-12-31 | 365 | 10.034 | 10
48442 | 7.02 | 1 | 2019-12-31 | 2020-12-31 | 365 | 8.2096 | 8
40709 | 9.805 | 1 | 2019-12-31 | 2020-12-31 | 365 | 11.4666 | 11
41087 | 12.75 | 1 | 2019-12-31 | 2020-12-31 | 365 | 14.9106 | 14
38052 | 3.12 | 1 | 2019-12-31 | 2020-12-31 | 365 | 3.6487 | 3
47573 | 6.885 | 1 | 2019-12-31 | 2020-12-31 | 365 | 8.0517 | 8
55380 | 7.395 | 1 | 2019-12-31 | 2020-12-31 | 365 | 8.6482 | 8
39360 | 10.66 | 1 | 2019-12-31 | 2020-12-31 | 365 | 12.4664 | 12
48568 | 14.04 | 1 | 2019-12-31 | 2020-12-31 | 365 | 16.4192 | 16
45664 | 5.46 | 1 | 2019-12-31 | 2020-12-31 | 365 | 6.3853 | 6
38093 | 8.745 | 1 | 2019-12-31 | 2020-12-31 | 365 | 10.2269 | 10
41287 | 6.24 | 1 | 2019-12-31 | 2020-12-31 | 365 | 7.2974 | 7
55857 | 5.72 | 1 | 2019-12-31 | 2020-12-31 | 365 | 6.6893 | 6
55868 | 4.16 | 1 | 2019-12-31 | 2020-12-31 | 365 | 4.865 | 4
50561 | 10.4 | 1 | 2019-12-31 | 2020-12-31 | 365 | 12.1624 | 12
55864 | 6.5 | 1 | 2019-12-31 | 2020-12-31 | 365 | 7.6015 | 7
55102 | 2.34 | 1 | 2019-12-31 | 2020-12-31 | 365 | 2.7365 | 2
55869 | 4.77 | 1 | 2019-12-31 | 2020-12-31 | 365 | 5.5783 | 5
55235 | 7.28 | 1 | 2019-12-31 | 2020-12-31 | 365 | 8.5137 | 8
55867 | 9.435 | 1 | 2019-12-31 | 2020-12-31 | 365 | 11.0339 | 11
55907 | 3.12 | 1 | 2019-12-31 | 2020-12-31 | 365 | 3.6487 | 3
55906 | 6.5 | 1 | 2019-12-31 | 2020-12-31 | 365 | 7.6015 | 7
55896 | 9.69 | 1 | 2019-12-31 | 2020-12-31 | 365 | 11.3321 | 11
55892 | 6.885 | 1 | 2019-12-31 | 2020-12-31 | 365 | 8.0517 | 8
55672 | 8.215 | 1 | 2019-12-31 | 2020-12-31 | 365 | 9.6071 | 9
45490 | 5.72 | 1 | 2019-12-31 | 2020-12-31 | 365 | 6.6893 | 6
55893 | 4.845 | 1 | 2019-12-31 | 2020-12-31 | 365 | 5.666 | 5
55880 | 4.505 | 1 | 2019-12-31 | 2020-12-31 | 365 | 5.2684 | 5
50452 | 9.69 | 1 | 2019-12-31 | 2020-12-31 | 365 | 11.3321 | 11
55674 | 7.14 | 1 | 2019-12-31 | 2020-12-31 | 365 | 8.3499 | 8
55887 | 11.475 | 1 | 2019-12-31 | 2020-12-31 | 365 | 13.4196 | 13
55675 | 5.83 | 1 | 2019-12-31 | 2020-12-31 | 365 | 6.818 | 6
55870 | 12.19 | 1 | 2019-12-31 | 2020-12-31 | 365 | 14.2557 | 14
55685 | 2.12 | 1 | 2019-12-31 | 2020-12-31 | 365 | 2.4793 | 2
55686 | 5.98 | 1 | 2019-12-31 | 2020-12-31 | 365 | 6.9934 | 6
54698 | 2.16 | 1 | 2019-12-31 | 2020-12-31 | 365 | 2.526 | 2
55876 | 9.18 | 1 | 2019-12-31 | 2020-12-31 | 365 | 10.7356 | 10
55874 | 7.28 | 1 | 2019-12-31 | 2020-12-31 | 365 | 8.5137 | 8
55687 | 7.685 | 1 | 2019-12-31 | 2020-12-31 | 365 | 8.9873 | 8
55688 | 5.61 | 1 | 2019-12-31 | 2020-12-31 | 365 | 6.5607 | 6
54604 | 5.61 | 1 | 2019-12-31 | 2020-12-31 | 365 | 6.5607 | 6
55689 | 8.925 | 1 | 2019-12-31 | 2020-12-31 | 365 | 10.4374 | 10
41801 | 4.94 | 1 | 2019-12-31 | 2020-12-31 | 365 | 5.7771 | 5
55872 | 7.54 | 1 | 2019-12-31 | 2020-12-31 | 365 | 8.8177 | 8
55960 | 8.32 | 1 | 2019-12-31 | 2020-12-31 | 365 | 9.7299 | 9
55959 | 7.14 | 1 | 2019-12-31 | 2020-12-31 | 365 | 8.3499 | 8
55690 | 9.69 | 1 | 2019-12-31 | 2020-12-31 | 365 | 11.3321 | 11
55691 | 7.155 | 1 | 2019-12-31 | 2020-12-31 | 365 | 8.3675 | 8
55692 | 3.825 | 1 | 2019-12-31 | 2020-12-31 | 365 | 4.4732 | 4
55693 | 13.26 | 1 | 2019-12-31 | 2020-12-31 | 365 | 15.507 | 15
55865 | 7.905 | 1 | 2019-12-31 | 2020-12-31 | 365 | 9.2446 | 9
55694 | 13 | 1 | 2019-12-31 | 2020-12-31 | 365 | 15.203 | 15
55954 | 4.42 | 1 | 2019-12-31 | 2020-12-31 | 365 | 5.169 | 5
55929 | 5.46 | 1 | 2019-12-31 | 2020-12-31 | 365 | 6.3853 | 6
55921 | 7.02 | 1 | 2019-12-31 | 2020-12-31 | 365 | 8.2096 | 8
55695 | 3.18 | 1 | 2019-12-31 | 2020-12-31 | 365 | 3.7189 | 3
55696 | 10.2 | 1 | 2019-12-31 | 2020-12-31 | 365 | 11.9285 | 11
55697 | 3.78 | 1 | 2019-12-31 | 2020-12-31 | 365 | 4.4206 | 4
55699 | 8.67 | 1 | 2019-12-31 | 2020-12-31 | 365 | 10.1392 | 10
55700 | 4.845 | 1 | 2019-12-31 | 2020-12-31 | 365 | 5.666 | 5
55996 | 2.12 | 1 | 2019-12-31 | 2020-12-31 | 365 | 2.4793 | 2
55983 | 7.54 | 1 | 2019-12-31 | 2020-12-31 | 365 | 8.8177 | 8
55995 | 11.44 | 1 | 2019-12-31 | 2020-12-31 | 365 | 13.3786 | 13
55982 | 2.55 | 1 | 2019-12-31 | 2020-12-31 | 365 | 2.9821 | 2
55980 | 4.08 | 1 | 2019-12-31 | 2020-12-31 | 365 | 4.7714 | 4
55972 | 4.845 | 1 | 2019-12-31 | 2020-12-31 | 365 | 5.666 | 5
55958 | 3.825 | 1 | 2019-12-31 | 2020-12-31 | 365 | 4.4732 | 4
56145 | 2.295 | 1 | 2019-12-31 | 2020-12-31 | 365 | 2.6839 | 2
55917 | 7.02 | 1 | 2019-12-31 | 2020-12-31 | 365 | 8.2096 | 8
55908 | 2.34 | 1 | 2019-12-31 | 2020-12-31 | 365 | 2.7365 | 2
55881 | 3.38 | 1 | 2019-12-31 | 2020-12-31 | 365 | 3.9528 | 3
55877 | 6.12 | 1 | 2019-12-31 | 2020-12-31 | 365 | 7.1571 | 7
55998 | 2.65 | 1 | 2019-12-31 | 2020-12-31 | 365 | 3.0991 | 3
56142 | 3.57 | 1 | 2019-12-31 | 2020-12-31 | 365 | 4.175 | 4
56144 | 5.865 | 1 | 2019-12-31 | 2020-12-31 | 365 | 6.8589 | 6
56139 | 9.435 | 1 | 2019-12-31 | 2020-12-31 | 365 | 11.0339 | 11
56140 | 3.12 | 1 | 2019-12-31 | 2020-12-31 | 365 | 3.6487 | 3
55878 | 4.68 | 1 | 2019-12-31 | 2020-12-31 | 365 | 5.4731 | 5
55999 | 3.64 | 1 | 2019-12-31 | 2020-12-31 | 365 | 4.2568 | 4
55873 | 11.985 | 1 | 2019-12-31 | 2020-12-31 | 365 | 14.016 | 14
55875 | 4.335 | 1 | 2019-12-31 | 2020-12-31 | 365 | 5.0696 | 5
56083 | 5.2 | 1 | 2019-12-31 | 2020-12-31 | 365 | 6.0812 | 6
56081 | 6.12 | 1 | 2019-12-31 | 2020-12-31 | 365 | 7.1571 | 7
56076 | 2.55 | 1 | 2019-12-31 | 2020-12-31 | 365 | 2.9821 | 2
54619 | 6.24 | 1 | 2019-12-31 | 2020-12-31 | 365 | 7.2974 | 7
56094 | 3.315 | 1 | 2019-12-31 | 2020-12-31 | 365 | 3.8768 | 3
56077 | 14.025 | 1 | 2019-12-31 | 2020-12-31 | 365 | 16.4017 | 16
56092 | 9.945 | 1 | 2019-12-31 | 2020-12-31 | 365 | 11.6303 | 11
56074 | 7.395 | 1 | 2019-12-31 | 2020-12-31 | 365 | 8.6482 | 8
56073 | 17.595 | 1 | 2019-12-31 | 2020-12-31 | 365 | 20.5766 | 20
56072 | 5.98 | 1 | 2019-12-31 | 2020-12-31 | 365 | 6.9934 | 6
56069 | 8.32 | 1 | 2019-12-31 | 2020-12-31 | 365 | 9.7299 | 9
56037 | 4.845 | 1 | 2019-12-31 | 2020-12-31 | 365 | 5.666 | 5
56091 | 6.24 | 1 | 2019-12-31 | 2020-12-31 | 365 | 7.2974 | 7
56026 | 13.515 | 1 | 2019-12-31 | 2020-12-31 | 365 | 15.8053 | 15
56090 | 3.38 | 1 | 2019-12-31 | 2020-12-31 | 365 | 3.9528 | 3
56016 | 7.65 | 1 | 2019-12-31 | 2020-12-31 | 365 | 8.9464 | 8
56097 | 5.98 | 1 | 2019-12-31 | 2020-12-31 | 365 | 6.9934 | 6
56237 | 3.38 | 1 | 2019-12-31 | 2020-12-31 | 365 | 3.9528 | 3
55903 | 4.94 | 1 | 2019-12-31 | 2020-12-31 | 365 | 5.7771 | 5
56007 | 6.75 | 1 | 2019-12-31 | 2020-12-31 | 365 | 7.8939 | 7
56011 | 11.18 | 1 | 2019-12-31 | 2020-12-31 | 365 | 13.0746 | 13
56005 | 13.515 | 1 | 2019-12-31 | 2020-12-31 | 365 | 15.8053 | 15
56003 | 4.16 | 1 | 2019-12-31 | 2020-12-31 | 365 | 4.865 | 4
56254 | 14.025 | 1 | 2019-12-31 | 2020-12-31 | 365 | 16.4017 | 16
56253 | 9.945 | 1 | 2019-12-31 | 2020-12-31 | 365 | 11.6303 | 11
56245 | 11.96 | 1 | 2019-12-31 | 2020-12-31 | 365 | 13.9867 | 13
56229 | 4.68 | 1 | 2019-12-31 | 2020-12-31 | 365 | 5.4731 | 5
56227 | 4.42 | 1 | 2019-12-31 | 2020-12-31 | 365 | 5.169 | 5
56222 | 4.16 | 1 | 2019-12-31 | 2020-12-31 | 365 | 4.865 | 4
56215 | 2.805 | 1 | 2019-12-31 | 2020-12-31 | 365 | 3.2803 | 3
56286 | 10.965 | 1 | 2019-12-31 | 2020-12-31 | 365 | 12.8231 | 12
54705 | 6.5 | 1 | 2019-12-31 | 2020-12-31 | 365 | 7.6015 | 7
50599 | 5.2 | 1 | 2019-12-31 | 2020-12-31 | 365 | 6.0812 | 6
55191 | 5.46 | 1 | 2019-12-31 | 2020-12-31 | 365 | 6.3853 | 6
47564 | 5.46 | 1 | 2019-12-31 | 2020-12-31 | 365 | 6.3853 | 6
43062 | 4.94 | 1 | 2019-12-31 | 2020-12-31 | 365 | 5.7771 | 5
53292 | 5.2 | 1 | 2019-12-31 | 2020-12-31 | 365 | 6.0812 | 6
56489 | 6.76 | 1 | 2019-12-31 | 2020-12-31 | 365 | 7.9055 | 7
56484 | 5.3 | 1 | 2019-12-31 | 2020-12-31 | 365 | 6.1981 | 6
56485 | 3.9 | 1 | 2019-12-31 | 2020-12-31 | 365 | 4.5609 | 4
40039 | 8.58 | 1 | 2019-12-31 | 2020-12-31 | 365 | 10.034 | 10
41920 | 5.98 | 1 | 2019-12-31 | 2020-12-31 | 365 | 6.9934 | 6
37846 | 5.72 | 1 | 2019-12-31 | 2020-12-31 | 365 | 6.6893 | 6
50572 | 4.94 | 1 | 2019-12-31 | 2020-12-31 | 365 | 5.7771 | 5
50347 | 5.1 | 1 | 2019-12-31 | 2020-12-31 | 365 | 5.9642 | 5
41757 | 9.36 | 1 | 2019-12-31 | 2020-12-31 | 365 | 10.9461 | 10
42329 | 5.61 | 1 | 2019-12-31 | 2020-12-31 | 365 | 6.5607 | 6
45703 | 9.36 | 1 | 2019-12-31 | 2020-12-31 | 365 | 10.9461 | 10
45933 | 13 | 1 | 2019-12-31 | 2020-12-31 | 365 | 15.203 | 15
54202 | 5.865 | 1 | 2019-12-31 | 2020-12-31 | 365 | 6.8589 | 6
54467 | 10.71 | 1 | 2019-12-31 | 2020-12-31 | 365 | 12.5249 | 12
54469 | 14.045 | 1 | 2019-12-31 | 2020-12-31 | 365 | 16.4251 | 16
54672 | 7.65 | 1 | 2019-12-31 | 2020-12-31 | 365 | 8.9464 | 8
55591 | 7.395 | 1 | 2019-12-31 | 2020-12-31 | 365 | 8.6482 | 8
55841 | 3.9 | 1 | 2019-12-31 | 2020-12-31 | 365 | 4.5609 | 4
55924 | 3.9 | 1 | 2019-12-31 | 2020-12-31 | 365 | 4.5609 | 4
55984 | 3.64 | 1 | 2019-12-31 | 2020-12-31 | 365 | 4.2568 | 4
56205 | 6.375 | 1 | 2019-12-31 | 2020-12-31 | 365 | 7.4553 | 7
56414 | 2.04 | 1 | 2019-12-31 | 2020-12-31 | 365 | 2.3857 | 2
56733 | 7.28 | 1 | 2019-12-31 | 2020-12-31 | 365 | 8.5137 | 8
57728 | 7.14 | 1 | 2019-12-31 | 2020-12-31 | 365 | 8.3499 | 8
57930 | 6.89 | 1 | 2019-12-31 | 2020-12-31 | 365 | 8.0576 | 8
48027 | 8.32 | 1 | 2019-12-31 | 2020-12-31 | 365 | 9.7299 | 9
54882 | 5.72 | 1 | 2019-12-31 | 2020-12-31 | 365 | 6.6893 | 6
39661 | 13.26 | 1 | 2019-12-31 | 2020-12-31 | 365 | 15.507 | 15
40160 | 4.94 | 1 | 2019-12-31 | 2020-12-31 | 365 | 5.7771 | 5
43485 | 8.415 | 1 | 2019-12-31 | 2020-12-31 | 365 | 9.841 | 9
50479 | 13 | 1 | 2019-12-31 | 2020-12-31 | 365 | 15.203 | 15
38656 | 4.845 | 1 | 2019-12-31 | 2020-12-31 | 365 | 5.666 | 5
47517 | 11.985 | 1 | 2019-12-31 | 2020-12-31 | 365 | 14.016 | 14
47807 | 13 | 1 | 2019-12-31 | 2020-12-31 | 365 | 15.203 | 15
39554 | 7.02 | 1 | 2019-12-31 | 2020-12-31 | 365 | 8.2096 | 8
40992 | 10.4 | 1 | 2019-12-31 | 2020-12-31 | 365 | 12.1624 | 12
50447 | 10.2 | 1 | 2019-12-31 | 2020-12-31 | 365 | 11.9285 | 11
48159 | 6.48 | 1 | 2019-12-31 | 2020-12-31 | 365 | 7.5781 | 7
40119 | 9.1 | 1 | 2019-12-31 | 2020-12-31 | 365 | 10.6421 | 10
47366 | 5.98 | 1 | 2019-12-31 | 2020-12-31 | 365 | 6.9934 | 6
38061 | 3.315 | 1 | 2019-12-31 | 2020-12-31 | 365 | 3.8768 | 3
46613 | 6.76 | 1 | 2019-12-31 | 2020-12-31 | 365 | 7.9055 | 7
38643 | 13.78 | 1 | 2019-12-31 | 2020-12-31 | 365 | 16.1152 | 16
50295 | 5.72 | 1 | 2019-12-31 | 2020-12-31 | 365 | 6.6893 | 6
39316 | 7.02 | 1 | 2019-12-31 | 2020-12-31 | 365 | 8.2096 | 8
45729 | 3.975 | 1 | 2019-12-31 | 2020-12-31 | 365 | 4.6486 | 4
38227 | 7.28 | 1 | 2019-12-31 | 2020-12-31 | 365 | 8.5137 | 8
45162 | 5.46 | 1 | 2019-12-31 | 2020-12-31 | 365 | 6.3853 | 6
47571 | 3.9 | 1 | 2019-12-31 | 2020-12-31 | 365 | 4.5609 | 4
47498 | 9.18 | 1 | 2019-12-31 | 2020-12-31 | 365 | 10.7356 | 10
40257 | 4.68 | 1 | 2019-12-31 | 2020-12-31 | 365 | 5.4731 | 5
39211 | 3.12 | 1 | 2019-12-31 | 2020-12-31 | 365 | 3.6487 | 3
50242 | 7.54 | 1 | 2019-12-31 | 2020-12-31 | 365 | 8.8177 | 8
54376 | 2.55 | 1 | 2019-12-31 | 2020-12-31 | 365 | 2.9821 | 2
55770 | 4.42 | 1 | 2019-12-31 | 2020-12-31 | 365 | 5.169 | 5
54209 | 8.06 | 1 | 2019-12-31 | 2020-12-31 | 365 | 9.4258 | 9
50588 | 4.16 | 1 | 2019-12-31 | 2020-12-31 | 365 | 4.865 | 4
55758 | 11.44 | 1 | 2019-12-31 | 2020-12-31 | 365 | 13.3786 | 13
55853 | 6.24 | 1 | 2019-12-31 | 2020-12-31 | 365 | 7.2974 | 7
41958 | 12.22 | 1 | 2019-12-31 | 2020-12-31 | 365 | 14.2908 | 14
40158 | 5.98 | 1 | 2019-12-31 | 2020-12-31 | 365 | 6.9934 | 6
50481 | 8.415 | 1 | 2019-12-31 | 2020-12-31 | 365 | 9.841 | 9
50416 | 2.55 | 1 | 2019-12-31 | 2020-12-31 | 365 | 2.9821 | 2
39987 | 3.18 | 1 | 2019-12-31 | 2020-12-31 | 365 | 3.7189 | 3
50352 | 6.885 | 1 | 2019-12-31 | 2020-12-31 | 365 | 8.0517 | 8
40621 | 5.98 | 1 | 2019-12-31 | 2020-12-31 | 365 | 6.9934 | 6
45669 | 3.825 | 1 | 2019-12-31 | 2020-12-31 | 365 | 4.4732 | 4
40122 | 7.905 | 1 | 2019-12-31 | 2020-12-31 | 365 | 9.2446 | 9
37849 | 4.68 | 1 | 2019-12-31 | 2020-12-31 | 365 | 5.4731 | 5
50613 | 7.395 | 1 | 2019-12-31 | 2020-12-31 | 365 | 8.6482 | 8
50358 | 7.14 | 1 | 2019-12-31 | 2020-12-31 | 365 | 8.3499 | 8
48052 | 6.095 | 1 | 2019-12-31 | 2020-12-31 | 365 | 7.1279 | 7
41896 | 15.08 | 1 | 2019-12-31 | 2020-12-31 | 365 | 17.6355 | 17
40168 | 10.92 | 1 | 2019-12-31 | 2020-12-31 | 365 | 12.7705 | 12
38033 | 12.74 | 1 | 2019-12-31 | 2020-12-31 | 365 | 14.8989 | 14
50294 | 10.4 | 1 | 2019-12-31 | 2020-12-31 | 365 | 12.1624 | 12
42193 | 4.08 | 1 | 2019-12-31 | 2020-12-31 | 365 | 4.7714 | 4
40656 | 5.2 | 1 | 2019-12-31 | 2020-12-31 | 365 | 6.0812 | 6
50576 | 8.415 | 1 | 2019-12-31 | 2020-12-31 | 365 | 9.841 | 9
40522 | 15.08 | 1 | 2019-12-31 | 2020-12-31 | 365 | 17.6355 | 17
39588 | 3.12 | 1 | 2019-12-31 | 2020-12-31 | 365 | 3.6487 | 3
50585 | 3.06 | 1 | 2019-12-31 | 2020-12-31 | 365 | 3.5785 | 3
37739 | 2.34 | 1 | 2019-12-31 | 2020-12-31 | 365 | 2.7365 | 2
50579 | 6.76 | 1 | 2019-12-31 | 2020-12-31 | 365 | 7.9055 | 7
39997 | 5.3 | 1 | 2019-12-31 | 2020-12-31 | 365 | 6.1981 | 6
50370 | 5.355 | 1 | 2019-12-31 | 2020-12-31 | 365 | 6.2625 | 6
42327 | 11.475 | 1 | 2019-12-31 | 2020-12-31 | 365 | 13.4196 | 13
45366 | 7.65 | 1 | 2019-12-31 | 2020-12-31 | 365 | 8.9464 | 8
45789 | 6.885 | 1 | 2019-12-31 | 2020-12-31 | 365 | 8.0517 | 8
40559 | 3.64 | 1 | 2019-12-31 | 2020-12-31 | 365 | 4.2568 | 4
41222 | 4.77 | 1 | 2019-12-31 | 2020-12-31 | 365 | 5.5783 | 5
47987 | 11.34 | 1 | 2019-12-31 | 2020-12-31 | 365 | 13.2617 | 13
42334 | 4.16 | 1 | 2019-12-31 | 2020-12-31 | 365 | 4.865 | 4
45147 | 9.36 | 1 | 2019-12-31 | 2020-12-31 | 365 | 10.9461 | 10
47514 | 7.83 | 1 | 2019-12-31 | 2020-12-31 | 365 | 9.1569 | 9
42444 | 18.46 | 1 | 2019-12-31 | 2020-12-31 | 365 | 21.5882 | 21
45679 | 9.805 | 1 | 2019-12-31 | 2020-12-31 | 365 | 11.4666 | 11
39575 | 7.28 | 1 | 2019-12-31 | 2020-12-31 | 365 | 8.5137 | 8
48584 | 6.885 | 1 | 2019-12-31 | 2020-12-31 | 365 | 8.0517 | 8
50646 | 13.515 | 1 | 2019-12-31 | 2020-12-31 | 365 | 15.8053 | 15
41305 | 15.34 | 1 | 2019-12-31 | 2020-12-31 | 365 | 17.9395 | 17
38053 | 6.5 | 1 | 2019-12-31 | 2020-12-31 | 365 | 7.6015 | 7
55398 | 7.14 | 1 | 2019-12-31 | 2020-12-31 | 365 | 8.3499 | 8
55378 | 7.02 | 1 | 2019-12-31 | 2020-12-31 | 365 | 8.2096 | 8
55855 | 7.42 | 1 | 2019-12-31 | 2020-12-31 | 365 | 8.6774 | 8
55856 | 13.26 | 1 | 2019-12-31 | 2020-12-31 | 365 | 15.507 | 15
55858 | 4.335 | 1 | 2019-12-31 | 2020-12-31 | 365 | 5.0696 | 5
55871 | 9.99 | 1 | 2019-12-31 | 2020-12-31 | 365 | 11.6829 | 11
56004 | 10.965 | 1 | 2019-12-31 | 2020-12-31 | 365 | 12.8231 | 12
56082 | 2.65 | 1 | 2019-12-31 | 2020-12-31 | 365 | 3.0991 | 3
56101 | 6.76 | 1 | 2019-12-31 | 2020-12-31 | 365 | 7.9055 | 7
56109 | 9.36 | 1 | 2019-12-31 | 2020-12-31 | 365 | 10.9461 | 10
56119 | 11.18 | 1 | 2019-12-31 | 2020-12-31 | 365 | 13.0746 | 13
56117 | 3.57 | 1 | 2019-12-31 | 2020-12-31 | 365 | 4.175 | 4
56121 | 10.8 | 1 | 2019-12-31 | 2020-12-31 | 365 | 12.6302 | 12
56123 | 3.12 | 1 | 2019-12-31 | 2020-12-31 | 365 | 3.6487 | 3
56133 | 8.16 | 1 | 2019-12-31 | 2020-12-31 | 365 | 9.5428 | 9
56146 | 5.865 | 1 | 2019-12-31 | 2020-12-31 | 365 | 6.8589 | 6
56148 | 7.905 | 1 | 2019-12-31 | 2020-12-31 | 365 | 9.2446 | 9
56149 | 11.7 | 1 | 2019-12-31 | 2020-12-31 | 365 | 13.6827 | 13
56150 | 7.14 | 1 | 2019-12-31 | 2020-12-31 | 365 | 8.3499 | 8
56153 | 3.315 | 1 | 2019-12-31 | 2020-12-31 | 365 | 3.8768 | 3
56156 | 8.67 | 1 | 2019-12-31 | 2020-12-31 | 365 | 10.1392 | 10
56151 | 3.51 | 1 | 2019-12-31 | 2020-12-31 | 365 | 4.1048 | 4
56164 | 13.515 | 1 | 2019-12-31 | 2020-12-31 | 365 | 15.8053 | 15
55859 | 4.94 | 1 | 2019-12-31 | 2020-12-31 | 365 | 5.7771 | 5
56173 | 3.9 | 1 | 2019-12-31 | 2020-12-31 | 365 | 4.5609 | 4
55655 | 12.48 | 1 | 2019-12-31 | 2020-12-31 | 365 | 14.5949 | 14
56175 | 7.02 | 1 | 2019-12-31 | 2020-12-31 | 365 | 8.2096 | 8
56182 | 6.5 | 1 | 2019-12-31 | 2020-12-31 | 365 | 7.6015 | 7
56183 | 7.02 | 1 | 2019-12-31 | 2020-12-31 | 365 | 8.2096 | 8
56184 | 5.865 | 1 | 2019-12-31 | 2020-12-31 | 365 | 6.8589 | 6
56186 | 5.1 | 1 | 2019-12-31 | 2020-12-31 | 365 | 5.9642 | 5
56189 | 6.12 | 1 | 2019-12-31 | 2020-12-31 | 365 | 7.1571 | 7
56193 | 2.86 | 1 | 2019-12-31 | 2020-12-31 | 365 | 3.3447 | 3
56194 | 8.32 | 1 | 2019-12-31 | 2020-12-31 | 365 | 9.7299 | 9
56196 | 6.24 | 1 | 2019-12-31 | 2020-12-31 | 365 | 7.2974 | 7
56197 | 7.8 | 1 | 2019-12-31 | 2020-12-31 | 365 | 9.1218 | 9
56201 | 5.2 | 1 | 2019-12-31 | 2020-12-31 | 365 | 6.0812 | 6
56208 | 5.61 | 1 | 2019-12-31 | 2020-12-31 | 365 | 6.5607 | 6
56207 | 4.59 | 1 | 2019-12-31 | 2020-12-31 | 365 | 5.3678 | 5
56210 | 4.94 | 1 | 2019-12-31 | 2020-12-31 | 365 | 5.7771 | 5
56218 | 5.1 | 1 | 2019-12-31 | 2020-12-31 | 365 | 5.9642 | 5
56236 | 5.46 | 1 | 2019-12-31 | 2020-12-31 | 365 | 6.3853 | 6
56240 | 7.14 | 1 | 2019-12-31 | 2020-12-31 | 365 | 8.3499 | 8
56264 | 4.59 | 1 | 2019-12-31 | 2020-12-31 | 365 | 5.3678 | 5
56415 | 5.3 | 1 | 2019-12-31 | 2020-12-31 | 365 | 6.1981 | 6
56416 | 9.01 | 1 | 2019-12-31 | 2020-12-31 | 365 | 10.5368 | 10
56417 | 4.16 | 1 | 2019-12-31 | 2020-12-31 | 365 | 4.865 | 4
56419 | 11.475 | 1 | 2019-12-31 | 2020-12-31 | 365 | 13.4196 | 13
56420 | 7.8 | 1 | 2019-12-31 | 2020-12-31 | 365 | 9.1218 | 9
56423 | 10.4 | 1 | 2019-12-31 | 2020-12-31 | 365 | 12.1624 | 12
56426 | 5.035 | 1 | 2019-12-31 | 2020-12-31 | 365 | 5.8882 | 5
56427 | 7.02 | 1 | 2019-12-31 | 2020-12-31 | 365 | 8.2096 | 8
56429 | 2.86 | 1 | 2019-12-31 | 2020-12-31 | 365 | 3.3447 | 3
56466 | 3.38 | 1 | 2019-12-31 | 2020-12-31 | 365 | 3.9528 | 3
56437 | 2.6 | 1 | 2019-12-31 | 2020-12-31 | 365 | 3.0406 | 3
56467 | 5.035 | 1 | 2019-12-31 | 2020-12-31 | 365 | 5.8882 | 5
56469 | 3.9 | 1 | 2019-12-31 | 2020-12-31 | 365 | 4.5609 | 4
56440 | 4.24 | 1 | 2019-12-31 | 2020-12-31 | 365 | 4.9585 | 4
56468 | 10.71 | 1 | 2019-12-31 | 2020-12-31 | 365 | 12.5249 | 12
56446 | 3.51 | 1 | 2019-12-31 | 2020-12-31 | 365 | 4.1048 | 4
56471 | 9.88 | 1 | 2019-12-31 | 2020-12-31 | 365 | 11.5543 | 11
56470 | 7.155 | 1 | 2019-12-31 | 2020-12-31 | 365 | 8.3675 | 8
56474 | 5.83 | 1 | 2019-12-31 | 2020-12-31 | 365 | 6.818 | 6
56447 | 5.565 | 1 | 2019-12-31 | 2020-12-31 | 365 | 6.508 | 6
56475 | 12.48 | 1 | 2019-12-31 | 2020-12-31 | 365 | 14.5949 | 14
56448 | 9.69 | 1 | 2019-12-31 | 2020-12-31 | 365 | 11.3321 | 11
56476 | 4.94 | 1 | 2019-12-31 | 2020-12-31 | 365 | 5.7771 | 5
56449 | 5.98 | 1 | 2019-12-31 | 2020-12-31 | 365 | 6.9934 | 6
56477 | 9.435 | 1 | 2019-12-31 | 2020-12-31 | 365 | 11.0339 | 11
56451 | 13.26 | 1 | 2019-12-31 | 2020-12-31 | 365 | 15.507 | 15
56478 | 6.5 | 1 | 2019-12-31 | 2020-12-31 | 365 | 7.6015 | 7
56479 | 10.2 | 1 | 2019-12-31 | 2020-12-31 | 365 | 11.9285 | 11
56480 | 6.89 | 1 | 2019-12-31 | 2020-12-31 | 365 | 8.0576 | 8
56482 | 7.54 | 1 | 2019-12-31 | 2020-12-31 | 365 | 8.8177 | 8
56453 | 7.395 | 1 | 2019-12-31 | 2020-12-31 | 365 | 8.6482 | 8
56481 | 6.12 | 1 | 2019-12-31 | 2020-12-31 | 365 | 7.1571 | 7
56284 | 6.36 | 1 | 2019-12-31 | 2020-12-31 | 365 | 7.4378 | 7
56483 | 2.08 | 1 | 2019-12-31 | 2020-12-31 | 365 | 2.4325 | 2
56490 | 3.9 | 1 | 2019-12-31 | 2020-12-31 | 365 | 4.5609 | 4
56491 | 7.02 | 1 | 2019-12-31 | 2020-12-31 | 365 | 8.2096 | 8
56492 | 6.625 | 1 | 2019-12-31 | 2020-12-31 | 365 | 7.7477 | 7
56493 | 7.905 | 1 | 2019-12-31 | 2020-12-31 | 365 | 9.2446 | 9
56444 | 3.18 | 1 | 2019-12-31 | 2020-12-31 | 365 | 3.7189 | 3
56455 | 11.18 | 1 | 2019-12-31 | 2020-12-31 | 365 | 13.0746 | 13
56456 | 9.435 | 1 | 2019-12-31 | 2020-12-31 | 365 | 11.0339 | 11
56458 | 5.83 | 1 | 2019-12-31 | 2020-12-31 | 365 | 6.818 | 6
56460 | 14.04 | 1 | 2019-12-31 | 2020-12-31 | 365 | 16.4192 | 16
56462 | 4.94 | 1 | 2019-12-31 | 2020-12-31 | 365 | 5.7771 | 5
56461 | 8.32 | 1 | 2019-12-31 | 2020-12-31 | 365 | 9.7299 | 9
56452 | 6.375 | 1 | 2019-12-31 | 2020-12-31 | 365 | 7.4553 | 7
56465 | 9.1 | 1 | 2019-12-31 | 2020-12-31 | 365 | 10.6421 | 10
56464 | 2.55 | 1 | 2019-12-31 | 2020-12-31 | 365 | 2.9821 | 2
56497 | 5.865 | 1 | 2019-12-31 | 2020-12-31 | 365 | 6.8589 | 6
56506 | 7.685 | 1 | 2019-12-31 | 2020-12-31 | 365 | 8.9873 | 8
56503 | 4.94 | 1 | 2019-12-31 | 2020-12-31 | 365 | 5.7771 | 5
56507 | 6.12 | 1 | 2019-12-31 | 2020-12-31 | 365 | 7.1571 | 7
56510 | 4.335 | 1 | 2019-12-31 | 2020-12-31 | 365 | 5.0696 | 5
56512 | 4.68 | 1 | 2019-12-31 | 2020-12-31 | 365 | 5.4731 | 5
56513 | 4.16 | 1 | 2019-12-31 | 2020-12-31 | 365 | 4.865 | 4
56509 | 10.965 | 1 | 2019-12-31 | 2020-12-31 | 365 | 12.8231 | 12
56514 | 14.79 | 1 | 2019-12-31 | 2020-12-31 | 365 | 17.2963 | 17
56517 | 3.975 | 1 | 2019-12-31 | 2020-12-31 | 365 | 4.6486 | 4
56520 | 2.805 | 1 | 2019-12-31 | 2020-12-31 | 365 | 3.2803 | 3
56522 | 5.67 | 1 | 2019-12-31 | 2020-12-31 | 365 | 6.6308 | 6
56861 | 7.14 | 1 | 2019-12-31 | 2020-12-31 | 365 | 8.3499 | 8
56524 | 13.005 | 1 | 2019-12-31 | 2020-12-31 | 365 | 15.2088 | 15
56865 | 2.12 | 1 | 2019-12-31 | 2020-12-31 | 365 | 2.4793 | 2
56532 | 4.845 | 1 | 2019-12-31 | 2020-12-31 | 365 | 5.666 | 5
56535 | 5.2 | 1 | 2019-12-31 | 2020-12-31 | 365 | 6.0812 | 6
56534 | 2.295 | 1 | 2019-12-31 | 2020-12-31 | 365 | 2.6839 | 2
56537 | 11.985 | 1 | 2019-12-31 | 2020-12-31 | 365 | 14.016 | 14
56539 | 9.01 | 1 | 2019-12-31 | 2020-12-31 | 365 | 10.5368 | 10
56543 | 5.1 | 1 | 2019-12-31 | 2020-12-31 | 365 | 5.9642 | 5
56546 | 16.32 | 1 | 2019-12-31 | 2020-12-31 | 365 | 19.0856 | 19
56547 | 14.04 | 1 | 2019-12-31 | 2020-12-31 | 365 | 16.4192 | 16
56552 | 5.83 | 1 | 2019-12-31 | 2020-12-31 | 365 | 6.818 | 6
56553 | 5.3 | 1 | 2019-12-31 | 2020-12-31 | 365 | 6.1981 | 6
56863 | 7.42 | 1 | 2019-12-31 | 2020-12-31 | 365 | 8.6774 | 8
56549 | 11.73 | 1 | 2019-12-31 | 2020-12-31 | 365 | 13.7178 | 13
56556 | 4.505 | 1 | 2019-12-31 | 2020-12-31 | 365 | 5.2684 | 5
56869 | 6.095 | 1 | 2019-12-31 | 2020-12-31 | 365 | 7.1279 | 7
56557 | 7.65 | 1 | 2019-12-31 | 2020-12-31 | 365 | 8.9464 | 8
56866 | 8.58 | 1 | 2019-12-31 | 2020-12-31 | 365 | 10.034 | 10
56560 | 2.86 | 1 | 2019-12-31 | 2020-12-31 | 365 | 3.3447 | 3
56871 | 6.63 | 1 | 2019-12-31 | 2020-12-31 | 365 | 7.7535 | 7
56562 | 7.95 | 1 | 2019-12-31 | 2020-12-31 | 365 | 9.2972 | 9
56564 | 4.42 | 1 | 2019-12-31 | 2020-12-31 | 365 | 5.169 | 5
56870 | 14.025 | 1 | 2019-12-31 | 2020-12-31 | 365 | 16.4017 | 16
56563 | 11.96 | 1 | 2019-12-31 | 2020-12-31 | 365 | 13.9867 | 13
56873 | 2.65 | 1 | 2019-12-31 | 2020-12-31 | 365 | 3.0991 | 3
56558 | 4.335 | 1 | 2019-12-31 | 2020-12-31 | 365 | 5.0696 | 5
56872 | 11.475 | 1 | 2019-12-31 | 2020-12-31 | 365 | 13.4196 | 13
56568 | 11.96 | 1 | 2019-12-31 | 2020-12-31 | 365 | 13.9867 | 13
56875 | 14.04 | 1 | 2019-12-31 | 2020-12-31 | 365 | 16.4192 | 16
56570 | 13.77 | 1 | 2019-12-31 | 2020-12-31 | 365 | 16.1035 | 16
56874 | 3.975 | 1 | 2019-12-31 | 2020-12-31 | 365 | 4.6486 | 4
56607 | 9.69 | 1 | 2019-12-31 | 2020-12-31 | 365 | 11.3321 | 11
56877 | 7.95 | 1 | 2019-12-31 | 2020-12-31 | 365 | 9.2972 | 9
56876 | 4.94 | 1 | 2019-12-31 | 2020-12-31 | 365 | 5.7771 | 5
56878 | 5.2 | 1 | 2019-12-31 | 2020-12-31 | 365 | 6.0812 | 6
56880 | 6.5 | 1 | 2019-12-31 | 2020-12-31 | 365 | 7.6015 | 7
56618 | 7.42 | 1 | 2019-12-31 | 2020-12-31 | 365 | 8.6774 | 8
56621 | 3.64 | 1 | 2019-12-31 | 2020-12-31 | 365 | 4.2568 | 4
56622 | 3.57 | 1 | 2019-12-31 | 2020-12-31 | 365 | 4.175 | 4
56892 | 12.495 | 1 | 2019-12-31 | 2020-12-31 | 365 | 14.6124 | 14
56624 | 10.66 | 1 | 2019-12-31 | 2020-12-31 | 365 | 12.4664 | 12
56627 | 7.42 | 1 | 2019-12-31 | 2020-12-31 | 365 | 8.6774 | 8
56623 | 9.88 | 1 | 2019-12-31 | 2020-12-31 | 365 | 11.5543 | 11
56626 | 4.59 | 1 | 2019-12-31 | 2020-12-31 | 365 | 5.3678 | 5
56631 | 6.885 | 1 | 2019-12-31 | 2020-12-31 | 365 | 8.0517 | 8
56630 | 11.18 | 1 | 2019-12-31 | 2020-12-31 | 365 | 13.0746 | 13
56185 | 9.36 | 1 | 2019-12-31 | 2020-12-31 | 365 | 10.9461 | 10
56646 | 4.59 | 1 | 2019-12-31 | 2020-12-31 | 365 | 5.3678 | 5
56643 | 14.04 | 1 | 2019-12-31 | 2020-12-31 | 365 | 16.4192 | 16
56516 | 8.84 | 1 | 2019-12-31 | 2020-12-31 | 365 | 10.338 | 10
56657 | 5.72 | 1 | 2019-12-31 | 2020-12-31 | 365 | 6.6893 | 6
56665 | 5.3 | 1 | 2019-12-31 | 2020-12-31 | 365 | 6.1981 | 6
56669 | 7.54 | 1 | 2019-12-31 | 2020-12-31 | 365 | 8.8177 | 8
56659 | 5.2 | 1 | 2019-12-31 | 2020-12-31 | 365 | 6.0812 | 6
56634 | 6.24 | 1 | 2019-12-31 | 2020-12-31 | 365 | 7.2974 | 7
56674 | 5.2 | 1 | 2019-12-31 | 2020-12-31 | 365 | 6.0812 | 6
56675 | 15.6 | 1 | 2019-12-31 | 2020-12-31 | 365 | 18.2436 | 18
56734 | 6.48 | 1 | 2019-12-31 | 2020-12-31 | 365 | 7.5781 | 7
56736 | 4.42 | 1 | 2019-12-31 | 2020-12-31 | 365 | 5.169 | 5
56738 | 7.8 | 1 | 2019-12-31 | 2020-12-31 | 365 | 9.1218 | 9
56742 | 14.28 | 1 | 2019-12-31 | 2020-12-31 | 365 | 16.6999 | 16
56746 | 7.02 | 1 | 2019-12-31 | 2020-12-31 | 365 | 8.2096 | 8
56772 | 4.77 | 1 | 2019-12-31 | 2020-12-31 | 365 | 5.5783 | 5
56773 | 11.475 | 1 | 2019-12-31 | 2020-12-31 | 365 | 13.4196 | 13
56776 | 7.14 | 1 | 2019-12-31 | 2020-12-31 | 365 | 8.3499 | 8
56258 | 3.06 | 1 | 2019-12-31 | 2020-12-31 | 365 | 3.5785 | 3
56778 | 11.18 | 1 | 2019-12-31 | 2020-12-31 | 365 | 13.0746 | 13
56267 | 7.905 | 1 | 2019-12-31 | 2020-12-31 | 365 | 9.2446 | 9
56775 | 6.24 | 1 | 2019-12-31 | 2020-12-31 | 365 | 7.2974 | 7
56270 | 5.355 | 1 | 2019-12-31 | 2020-12-31 | 365 | 6.2625 | 6
56780 | 4.68 | 1 | 2019-12-31 | 2020-12-31 | 365 | 5.4731 | 5
56802 | 7.395 | 1 | 2019-12-31 | 2020-12-31 | 365 | 8.6482 | 8
56803 | 7.14 | 1 | 2019-12-31 | 2020-12-31 | 365 | 8.3499 | 8
56804 | 2.915 | 1 | 2019-12-31 | 2020-12-31 | 365 | 3.409 | 3
56269 | 7.54 | 1 | 2019-12-31 | 2020-12-31 | 365 | 8.8177 | 8
56815 | 3.38 | 1 | 2019-12-31 | 2020-12-31 | 365 | 3.9528 | 3
56272 | 2.55 | 1 | 2019-12-31 | 2020-12-31 | 365 | 2.9821 | 2
56274 | 3.57 | 1 | 2019-12-31 | 2020-12-31 | 365 | 4.175 | 4
56816 | 5.1 | 1 | 2019-12-31 | 2020-12-31 | 365 | 5.9642 | 5
56275 | 4.68 | 1 | 2019-12-31 | 2020-12-31 | 365 | 5.4731 | 5
56817 | 5.98 | 1 | 2019-12-31 | 2020-12-31 | 365 | 6.9934 | 6
56281 | 4.16 | 1 | 2019-12-31 | 2020-12-31 | 365 | 4.865 | 4
56819 | 7.28 | 1 | 2019-12-31 | 2020-12-31 | 365 | 8.5137 | 8
56282 | 11.18 | 1 | 2019-12-31 | 2020-12-31 | 365 | 13.0746 | 13
56821 | 5.72 | 1 | 2019-12-31 | 2020-12-31 | 365 | 6.6893 | 6
56301 | 6.12 | 1 | 2019-12-31 | 2020-12-31 | 365 | 7.1571 | 7
56303 | 10.66 | 1 | 2019-12-31 | 2020-12-31 | 365 | 12.4664 | 12
56822 | 9.1 | 1 | 2019-12-31 | 2020-12-31 | 365 | 10.6421 | 10
56342 | 7.685 | 1 | 2019-12-31 | 2020-12-31 | 365 | 8.9873 | 8
56823 | 4.24 | 1 | 2019-12-31 | 2020-12-31 | 365 | 4.9585 | 4
56332 | 6.12 | 1 | 2019-12-31 | 2020-12-31 | 365 | 7.1571 | 7
56825 | 14.04 | 1 | 2019-12-31 | 2020-12-31 | 365 | 16.4192 | 16
56343 | 7.28 | 1 | 2019-12-31 | 2020-12-31 | 365 | 8.5137 | 8
56345 | 4.42 | 1 | 2019-12-31 | 2020-12-31 | 365 | 5.169 | 5
56347 | 13.78 | 1 | 2019-12-31 | 2020-12-31 | 365 | 16.1152 | 16
56826 | 3.38 | 1 | 2019-12-31 | 2020-12-31 | 365 | 3.9528 | 3
56348 | 5.565 | 1 | 2019-12-31 | 2020-12-31 | 365 | 6.508 | 6
56372 | 9.88 | 1 | 2019-12-31 | 2020-12-31 | 365 | 11.5543 | 11
56827 | 6.375 | 1 | 2019-12-31 | 2020-12-31 | 365 | 7.4553 | 7
56828 | 9.01 | 1 | 2019-12-31 | 2020-12-31 | 365 | 10.5368 | 10
56377 | 10.965 | 1 | 2019-12-31 | 2020-12-31 | 365 | 12.8231 | 12
56830 | 14.04 | 1 | 2019-12-31 | 2020-12-31 | 365 | 16.4192 | 16
56382 | 4.42 | 1 | 2019-12-31 | 2020-12-31 | 365 | 5.169 | 5
56832 | 10.92 | 1 | 2019-12-31 | 2020-12-31 | 365 | 12.7705 | 12
56381 | 8.32 | 1 | 2019-12-31 | 2020-12-31 | 365 | 9.7299 | 9
56383 | 9.69 | 1 | 2019-12-31 | 2020-12-31 | 365 | 11.3321 | 11
56836 | 11.44 | 1 | 2019-12-31 | 2020-12-31 | 365 | 13.3786 | 13
56387 | 5.83 | 1 | 2019-12-31 | 2020-12-31 | 365 | 6.818 | 6
56837 | 10.4 | 1 | 2019-12-31 | 2020-12-31 | 365 | 12.1624 | 12
56391 | 11.475 | 1 | 2019-12-31 | 2020-12-31 | 365 | 13.4196 | 13
56848 | 7.395 | 1 | 2019-12-31 | 2020-12-31 | 365 | 8.6482 | 8
56401 | 2.04 | 1 | 2019-12-31 | 2020-12-31 | 365 | 2.3857 | 2
56840 | 6.625 | 1 | 2019-12-31 | 2020-12-31 | 365 | 7.7477 | 7
47860 | 26.52 | 0.9 | 2019-12-31 | 2020-12-31 | 365 | 27.9127 | 27
56846 | 2.86 | 1 | 2019-12-31 | 2020-12-31 | 365 | 3.3447 | 3
56403 | 3.06 | 1 | 2019-12-31 | 2020-12-31 | 365 | 3.5785 | 3
56851 | 7.28 | 1 | 2019-12-31 | 2020-12-31 | 365 | 8.5137 | 8
56407 | 5.61 | 1 | 2019-12-31 | 2020-12-31 | 365 | 6.5607 | 6
56408 | 4.505 | 1 | 2019-12-31 | 2020-12-31 | 365 | 5.2684 | 5
56853 | 4.59 | 1 | 2019-12-31 | 2020-12-31 | 365 | 5.3678 | 5
56405 | 3.06 | 1 | 2019-12-31 | 2020-12-31 | 365 | 3.5785 | 3
56413 | 4.845 | 1 | 2019-12-31 | 2020-12-31 | 365 | 5.666 | 5
56857 | 16.96 | 1 | 2019-12-31 | 2020-12-31 | 365 | 19.834 | 19
56859 | 4.16 | 1 | 2019-12-31 | 2020-12-31 | 365 | 4.865 | 4
56858 | 6.5 | 1 | 2019-12-31 | 2020-12-31 | 365 | 7.6015 | 7
56894 | 3.57 | 1 | 2019-12-31 | 2020-12-31 | 365 | 4.175 | 4
56896 | 14.04 | 1 | 2019-12-31 | 2020-12-31 | 365 | 16.4192 | 16
56903 | 5.355 | 1 | 2019-12-31 | 2020-12-31 | 365 | 6.2625 | 6
56906 | 2.295 | 1 | 2019-12-31 | 2020-12-31 | 365 | 2.6839 | 2
56907 | 8.32 | 1 | 2019-12-31 | 2020-12-31 | 365 | 9.7299 | 9
56910 | 2.385 | 1 | 2019-12-31 | 2020-12-31 | 365 | 2.7892 | 2
56912 | 7.54 | 1 | 2019-12-31 | 2020-12-31 | 365 | 8.8177 | 8
56913 | 2.55 | 1 | 2019-12-31 | 2020-12-31 | 365 | 2.9821 | 2
56914 | 4.42 | 1 | 2019-12-31 | 2020-12-31 | 365 | 5.169 | 5
56915 | 5.1 | 1 | 2019-12-31 | 2020-12-31 | 365 | 5.9642 | 5
56919 | 4.68 | 1 | 2019-12-31 | 2020-12-31 | 365 | 5.4731 | 5
56924 | 3.57 | 1 | 2019-12-31 | 2020-12-31 | 365 | 4.175 | 4
56927 | 2.34 | 1 | 2019-12-31 | 2020-12-31 | 365 | 2.7365 | 2
56925 | 6.36 | 1 | 2019-12-31 | 2020-12-31 | 365 | 7.4378 | 7
56931 | 6.375 | 1 | 2019-12-31 | 2020-12-31 | 365 | 7.4553 | 7
56933 | 6.24 | 1 | 2019-12-31 | 2020-12-31 | 365 | 7.2974 | 7
56934 | 5.1 | 1 | 2019-12-31 | 2020-12-31 | 365 | 5.9642 | 5
56936 | 7.28 | 1 | 2019-12-31 | 2020-12-31 | 365 | 8.5137 | 8
56970 | 10.92 | 1 | 2019-12-31 | 2020-12-31 | 365 | 12.7705 | 12
56974 | 6.24 | 1 | 2019-12-31 | 2020-12-31 | 365 | 7.2974 | 7
57009 | 9.18 | 1 | 2019-12-31 | 2020-12-31 | 365 | 10.7356 | 10
57011 | 7.54 | 1 | 2019-12-31 | 2020-12-31 | 365 | 8.8177 | 8
57015 | 8.215 | 1 | 2019-12-31 | 2020-12-31 | 365 | 9.6071 | 9
57016 | 3.38 | 1 | 2019-12-31 | 2020-12-31 | 365 | 3.9528 | 3
57019 | 3.9 | 1 | 2019-12-31 | 2020-12-31 | 365 | 4.5609 | 4
57018 | 7.02 | 1 | 2019-12-31 | 2020-12-31 | 365 | 8.2096 | 8
57020 | 11.44 | 1 | 2019-12-31 | 2020-12-31 | 365 | 13.3786 | 13
57022 | 12.48 | 1 | 2019-12-31 | 2020-12-31 | 365 | 14.5949 | 14
57023 | 8.48 | 1 | 2019-12-31 | 2020-12-31 | 365 | 9.917 | 9
57065 | 3.64 | 1 | 2019-12-31 | 2020-12-31 | 365 | 4.2568 | 4
57068 | 8.67 | 1 | 2019-12-31 | 2020-12-31 | 365 | 10.1392 | 10
57074 | 4.42 | 1 | 2019-12-31 | 2020-12-31 | 365 | 5.169 | 5
57095 | 8.84 | 1 | 2019-12-31 | 2020-12-31 | 365 | 10.338 | 10
57150 | 7.02 | 1 | 2019-12-31 | 2020-12-31 | 365 | 8.2096 | 8
57151 | 3.12 | 1 | 2019-12-31 | 2020-12-31 | 365 | 3.6487 | 3
57153 | 4.94 | 1 | 2019-12-31 | 2020-12-31 | 365 | 5.7771 | 5
57198 | 3.12 | 1 | 2019-12-31 | 2020-12-31 | 365 | 3.6487 | 3
57201 | 13.52 | 1 | 2019-12-31 | 2020-12-31 | 365 | 15.8111 | 15
57208 | 6.5 | 1 | 2019-12-31 | 2020-12-31 | 365 | 7.6015 | 7
57215 | 3.51 | 1 | 2019-12-31 | 2020-12-31 | 365 | 4.1048 | 4
57219 | 3.64 | 1 | 2019-12-31 | 2020-12-31 | 365 | 4.2568 | 4
57290 | 13.005 | 1 | 2019-12-31 | 2020-12-31 | 365 | 15.2088 | 15
57221 | 8.32 | 1 | 2019-12-31 | 2020-12-31 | 365 | 9.7299 | 9
57220 | 4.59 | 1 | 2019-12-31 | 2020-12-31 | 365 | 5.3678 | 5
57296 | 6.24 | 1 | 2019-12-31 | 2020-12-31 | 365 | 7.2974 | 7
57224 | 13.78 | 1 | 2019-12-31 | 2020-12-31 | 365 | 16.1152 | 16
57301 | 3.38 | 1 | 2019-12-31 | 2020-12-31 | 365 | 3.9528 | 3
57223 | 8.32 | 1 | 2019-12-31 | 2020-12-31 | 365 | 9.7299 | 9
57229 | 8.58 | 1 | 2019-12-31 | 2020-12-31 | 365 | 10.034 | 10
57305 | 4.59 | 1 | 2019-12-31 | 2020-12-31 | 365 | 5.3678 | 5
57228 | 9.1 | 1 | 2019-12-31 | 2020-12-31 | 365 | 10.6421 | 10
57308 | 5.1 | 1 | 2019-12-31 | 2020-12-31 | 365 | 5.9642 | 5
57240 | 6.885 | 1 | 2019-12-31 | 2020-12-31 | 365 | 8.0517 | 8
57316 | 5.46 | 1 | 2019-12-31 | 2020-12-31 | 365 | 6.3853 | 6
57243 | 7.395 | 1 | 2019-12-31 | 2020-12-31 | 365 | 8.6482 | 8
57322 | 5.1 | 1 | 2019-12-31 | 2020-12-31 | 365 | 5.9642 | 5
57247 | 3.825 | 1 | 2019-12-31 | 2020-12-31 | 365 | 4.4732 | 4
57328 | 8.415 | 1 | 2019-12-31 | 2020-12-31 | 365 | 9.841 | 9
57334 | 13.26 | 1 | 2019-12-31 | 2020-12-31 | 365 | 15.507 | 15
57251 | 11.44 | 1 | 2019-12-31 | 2020-12-31 | 365 | 13.3786 | 13
57321 | 5.46 | 1 | 2019-12-31 | 2020-12-31 | 365 | 6.3853 | 6
57244 | 2.08 | 1 | 2019-12-31 | 2020-12-31 | 365 | 2.4325 | 2
57261 | 4.505 | 1 | 2019-12-31 | 2020-12-31 | 365 | 5.2684 | 5
57337 | 6.24 | 1 | 2019-12-31 | 2020-12-31 | 365 | 7.2974 | 7
57286 | 12.74 | 1 | 2019-12-31 | 2020-12-31 | 365 | 14.8989 | 14
57289 | 6.24 | 1 | 2019-12-31 | 2020-12-31 | 365 | 7.2974 | 7
57343 | 5.865 | 1 | 2019-12-31 | 2020-12-31 | 365 | 6.8589 | 6
57344 | 9.36 | 1 | 2019-12-31 | 2020-12-31 | 365 | 10.9461 | 10
57677 | 8.16 | 1 | 2019-12-31 | 2020-12-31 | 365 | 9.5428 | 9
57350 | 5.565 | 1 | 2019-12-31 | 2020-12-31 | 365 | 6.508 | 6
57352 | 5.2 | 1 | 2019-12-31 | 2020-12-31 | 365 | 6.0812 | 6
57355 | 10.14 | 1 | 2019-12-31 | 2020-12-31 | 365 | 11.8583 | 11
57681 | 3.9 | 1 | 2019-12-31 | 2020-12-31 | 365 | 4.5609 | 4
57684 | 7.28 | 1 | 2019-12-31 | 2020-12-31 | 365 | 8.5137 | 8
57356 | 13.26 | 1 | 2019-12-31 | 2020-12-31 | 365 | 15.507 | 15
57688 | 6.24 | 1 | 2019-12-31 | 2020-12-31 | 365 | 7.2974 | 7
57690 | 17.16 | 1 | 2019-12-31 | 2020-12-31 | 365 | 20.0679 | 20
57692 | 4.335 | 1 | 2019-12-31 | 2020-12-31 | 365 | 5.0696 | 5
57695 | 9.18 | 1 | 2019-12-31 | 2020-12-31 | 365 | 10.7356 | 10
54441 | 4.42 | 1 | 2019-12-31 | 2020-12-31 | 365 | 5.169 | 5
40013 | 3.64 | 1 | 2019-12-31 | 2020-12-31 | 365 | 4.2568 | 4
57696 | 8.745 | 1 | 2019-12-31 | 2020-12-31 | 365 | 10.2269 | 10
57700 | 3.38 | 1 | 2019-12-31 | 2020-12-31 | 365 | 3.9528 | 3
57723 | 4.94 | 1 | 2019-12-31 | 2020-12-31 | 365 | 5.7771 | 5
56202 | 5.1 | 1 | 2019-12-31 | 2020-12-31 | 365 | 5.9642 | 5
57729 | 8.415 | 1 | 2019-12-31 | 2020-12-31 | 365 | 9.841 | 9
57731 | 9.18 | 1 | 2019-12-31 | 2020-12-31 | 365 | 10.7356 | 10
57763 | 6.24 | 1 | 2019-12-31 | 2020-12-31 | 365 | 7.2974 | 7
57774 | 8.32 | 1 | 2019-12-31 | 2020-12-31 | 365 | 9.7299 | 9
57785 | 10.4 | 1 | 2019-12-31 | 2020-12-31 | 365 | 12.1624 | 12
57797 | 2.86 | 1 | 2019-12-31 | 2020-12-31 | 365 | 3.3447 | 3
57807 | 12.24 | 1 | 2019-12-31 | 2020-12-31 | 365 | 14.3142 | 14
57808 | 5.1 | 1 | 2019-12-31 | 2020-12-31 | 365 | 5.9642 | 5
57809 | 5.3 | 1 | 2019-12-31 | 2020-12-31 | 365 | 6.1981 | 6
57810 | 9.36 | 1 | 2019-12-31 | 2020-12-31 | 365 | 10.9461 | 10
57358 | 5.46 | 1 | 2019-12-31 | 2020-12-31 | 365 | 6.3853 | 6
57361 | 6.76 | 1 | 2019-12-31 | 2020-12-31 | 365 | 7.9055 | 7
57812 | 5.2 | 1 | 2019-12-31 | 2020-12-31 | 365 | 6.0812 | 6
57365 | 3.38 | 1 | 2019-12-31 | 2020-12-31 | 365 | 3.9528 | 3
57369 | 4.24 | 1 | 2019-12-31 | 2020-12-31 | 365 | 4.9585 | 4
57811 | 9.1 | 1 | 2019-12-31 | 2020-12-31 | 365 | 10.6421 | 10
57373 | 4.94 | 1 | 2019-12-31 | 2020-12-31 | 365 | 5.7771 | 5
57374 | 8.32 | 1 | 2019-12-31 | 2020-12-31 | 365 | 9.7299 | 9
57386 | 8.32 | 1 | 2019-12-31 | 2020-12-31 | 365 | 9.7299 | 9
57470 | 10.92 | 1 | 2019-12-31 | 2020-12-31 | 365 | 12.7705 | 12
57475 | 3.825 | 1 | 2019-12-31 | 2020-12-31 | 365 | 4.4732 | 4
57476 | 2.6 | 1 | 2019-12-31 | 2020-12-31 | 365 | 3.0406 | 3
57507 | 6.12 | 1 | 2019-12-31 | 2020-12-31 | 365 | 7.1571 | 7
57508 | 5.72 | 1 | 2019-12-31 | 2020-12-31 | 365 | 6.6893 | 6
57515 | 16.9 | 1 | 2019-12-31 | 2020-12-31 | 365 | 19.7639 | 19
57569 | 7.95 | 1 | 2019-12-31 | 2020-12-31 | 365 | 9.2972 | 9
57555 | 5.1 | 1 | 2019-12-31 | 2020-12-31 | 365 | 5.9642 | 5
57513 | 3.12 | 1 | 2019-12-31 | 2020-12-31 | 365 | 3.6487 | 3
57814 | 5.355 | 1 | 2019-12-31 | 2020-12-31 | 365 | 6.2625 | 6
57815 | 6.12 | 1 | 2019-12-31 | 2020-12-31 | 365 | 7.1571 | 7
57574 | 3.975 | 1 | 2019-12-31 | 2020-12-31 | 365 | 4.6486 | 4
57579 | 4.94 | 1 | 2019-12-31 | 2020-12-31 | 365 | 5.7771 | 5
57578 | 7.28 | 1 | 2019-12-31 | 2020-12-31 | 365 | 8.5137 | 8
57580 | 2.86 | 1 | 2019-12-31 | 2020-12-31 | 365 | 3.3447 | 3
57598 | 4.77 | 1 | 2019-12-31 | 2020-12-31 | 365 | 5.5783 | 5
57604 | 8.745 | 1 | 2019-12-31 | 2020-12-31 | 365 | 10.2269 | 10
57816 | 3.06 | 1 | 2019-12-31 | 2020-12-31 | 365 | 3.5785 | 3
57607 | 10.14 | 1 | 2019-12-31 | 2020-12-31 | 365 | 11.8583 | 11
57609 | 3.57 | 1 | 2019-12-31 | 2020-12-31 | 365 | 4.175 | 4
57656 | 6.76 | 1 | 2019-12-31 | 2020-12-31 | 365 | 7.9055 | 7
57817 | 7.28 | 1 | 2019-12-31 | 2020-12-31 | 365 | 8.5137 | 8
57840 | 9.88 | 1 | 2019-12-31 | 2020-12-31 | 365 | 11.5543 | 11
57821 | 10.66 | 1 | 2019-12-31 | 2020-12-31 | 365 | 12.4664 | 12
57823 | 11.7 | 1 | 2019-12-31 | 2020-12-31 | 365 | 13.6827 | 13
57841 | 9.1 | 1 | 2019-12-31 | 2020-12-31 | 365 | 10.6421 | 10
57843 | 8.06 | 1 | 2019-12-31 | 2020-12-31 | 365 | 9.4258 | 9
57851 | 12.74 | 1 | 2019-12-31 | 2020-12-31 | 365 | 14.8989 | 14
57863 | 6.76 | 1 | 2019-12-31 | 2020-12-31 | 365 | 7.9055 | 7
57825 | 10.66 | 1 | 2019-12-31 | 2020-12-31 | 365 | 12.4664 | 12
57868 | 16.32 | 1 | 2019-12-31 | 2020-12-31 | 365 | 19.0856 | 19
57828 | 4.77 | 1 | 2019-12-31 | 2020-12-31 | 365 | 5.5783 | 5
57833 | 7.28 | 1 | 2019-12-31 | 2020-12-31 | 365 | 8.5137 | 8
57871 | 14.04 | 1 | 2019-12-31 | 2020-12-31 | 365 | 16.4192 | 16
57913 | 6.095 | 1 | 2019-12-31 | 2020-12-31 | 365 | 7.1279 | 7
57914 | 8.925 | 1 | 2019-12-31 | 2020-12-31 | 365 | 10.4374 | 10
57873 | 3.64 | 1 | 2019-12-31 | 2020-12-31 | 365 | 4.2568 | 4
57920 | 9.36 | 1 | 2019-12-31 | 2020-12-31 | 365 | 10.9461 | 10
57927 | 11.985 | 1 | 2019-12-31 | 2020-12-31 | 365 | 14.016 | 14
57928 | 7.8 | 1 | 2019-12-31 | 2020-12-31 | 365 | 9.1218 | 9
57875 | 5.2 | 1 | 2019-12-31 | 2020-12-31 | 365 | 6.0812 | 6
57929 | 12.48 | 1 | 2019-12-31 | 2020-12-31 | 365 | 14.5949 | 14
57931 | 2.6 | 1 | 2019-12-31 | 2020-12-31 | 365 | 3.0406 | 3
57932 | 5.865 | 1 | 2019-12-31 | 2020-12-31 | 365 | 6.8589 | 6
57933 | 10.14 | 1 | 2019-12-31 | 2020-12-31 | 365 | 11.8583 | 11
57878 | 2.12 | 1 | 2019-12-31 | 2020-12-31 | 365 | 2.4793 | 2
57888 | 4.59 | 1 | 2019-12-31 | 2020-12-31 | 365 | 5.3678 | 5
57934 | 3.12 | 1 | 2019-12-31 | 2020-12-31 | 365 | 3.6487 | 3
57936 | 5.46 | 1 | 2019-12-31 | 2020-12-31 | 365 | 6.3853 | 6
57892 | 8.32 | 1 | 2019-12-31 | 2020-12-31 | 365 | 9.7299 | 9
57943 | 10.4 | 1 | 2019-12-31 | 2020-12-31 | 365 | 12.1624 | 12
57942 | 3.64 | 1 | 2019-12-31 | 2020-12-31 | 365 | 4.2568 | 4
57896 | 8.415 | 1 | 2019-12-31 | 2020-12-31 | 365 | 9.841 | 9
57900 | 7.14 | 1 | 2019-12-31 | 2020-12-31 | 365 | 8.3499 | 8
57902 | 8.32 | 1 | 2019-12-31 | 2020-12-31 | 365 | 9.7299 | 9
57903 | 8.84 | 1 | 2019-12-31 | 2020-12-31 | 365 | 10.338 | 10
57905 | 5.46 | 1 | 2019-12-31 | 2020-12-31 | 365 | 6.3853 | 6
57908 | 11.96 | 1 | 2019-12-31 | 2020-12-31 | 365 | 13.9867 | 13
57910 | 3.9 | 1 | 2019-12-31 | 2020-12-31 | 365 | 4.5609 | 4
41187 | 2.6 | 1 | 2019-12-31 | 2020-12-31 | 365 | 3.0406 | 3
55433 | 3.06 | 1 | 2019-12-31 | 2020-12-31 | 365 | 3.5785 | 3
55790 | 4.42 | 1 | 2019-12-31 | 2020-12-31 | 365 | 5.169 | 5
41840 | 8.58 | 1 | 2019-12-31 | 2020-12-31 | 365 | 10.034 | 10
50298 | 9.69 | 1 | 2019-12-31 | 2020-12-31 | 365 | 11.3321 | 11
57945 | 5.2 | 1 | 2019-12-31 | 2020-12-31 | 365 | 6.0812 | 6
57947 | 5.2 | 1 | 2019-12-31 | 2020-12-31 | 365 | 6.0812 | 6
57951 | 5.46 | 1 | 2019-12-31 | 2020-12-31 | 365 | 6.3853 | 6
57954 | 3.9 | 1 | 2019-12-31 | 2020-12-31 | 365 | 4.5609 | 4
57960 | 13.52 | 1 | 2019-12-31 | 2020-12-31 | 365 | 15.8111 | 15
57985 | 11.22 | 1 | 2019-12-31 | 2020-12-31 | 365 | 13.1213 | 13
57988 | 6.76 | 1 | 2019-12-31 | 2020-12-31 | 365 | 7.9055 | 7
57991 | 8.84 | 1 | 2019-12-31 | 2020-12-31 | 365 | 10.338 | 10
57993 | 13.78 | 1 | 2019-12-31 | 2020-12-31 | 365 | 16.1152 | 16
57999 | 13.26 | 1 | 2019-12-31 | 2020-12-31 | 365 | 15.507 | 15
58004 | 12.74 | 1 | 2019-12-31 | 2020-12-31 | 365 | 14.8989 | 14
58008 | 13.26 | 1 | 2019-12-31 | 2020-12-31 | 365 | 15.507 | 15
58011 | 7.8 | 1 | 2019-12-31 | 2020-12-31 | 365 | 9.1218 | 9
58017 | 10.14 | 1 | 2019-12-31 | 2020-12-31 | 365 | 11.8583 | 11
58022 | 4.335 | 1 | 2019-12-31 | 2020-12-31 | 365 | 5.0696 | 5
58045 | 13 | 1 | 2019-12-31 | 2020-12-31 | 365 | 15.203 | 15
58047 | 9.36 | 1 | 2019-12-31 | 2020-12-31 | 365 | 10.9461 | 10
57154 | 4.05 | 1 | 2019-12-31 | 2020-12-31 | 365 | 4.7363 | 4
57155 | 9.62 | 1 | 2019-12-31 | 2020-12-31 | 365 | 11.2502 | 11
57156 | 9.435 | 1 | 2019-12-31 | 2020-12-31 | 365 | 11.0339 | 11
58054 | 8.91 | 1 | 2019-12-31 | 2020-12-31 | 365 | 10.4199 | 10
58055 | 2.97 | 1 | 2019-12-31 | 2020-12-31 | 365 | 3.4733 | 3
58057 | 3.12 | 1 | 2019-12-31 | 2020-12-31 | 365 | 3.6487 | 3
58060 | 3.78 | 1 | 2019-12-31 | 2020-12-31 | 365 | 4.4206 | 4
58063 | 4.16 | 1 | 2019-12-31 | 2020-12-31 | 365 | 4.865 | 4
58070 | 6.36 | 1 | 2019-12-31 | 2020-12-31 | 365 | 7.4378 | 7
58073 | 4.68 | 1 | 2019-12-31 | 2020-12-31 | 365 | 5.4731 | 5
57263 | 10.14 | 1 | 2019-12-31 | 2020-12-31 | 365 | 11.8583 | 11
57265 | 6.76 | 1 | 2019-12-31 | 2020-12-31 | 365 | 7.9055 | 7
58074 | 8.16 | 1 | 2019-12-31 | 2020-12-31 | 365 | 9.5428 | 9
58078 | 2.6 | 1 | 2019-12-31 | 2020-12-31 | 365 | 3.0406 | 3
58083 | 5.2 | 1 | 2019-12-31 | 2020-12-31 | 365 | 6.0812 | 6
58086 | 12.48 | 1 | 2019-12-31 | 2020-12-31 | 365 | 14.5949 | 14
58085 | 3.9 | 1 | 2019-12-31 | 2020-12-31 | 365 | 4.5609 | 4
58087 | 9.88 | 1 | 2019-12-31 | 2020-12-31 | 365 | 11.5543 | 11
58088 | 7.02 | 1 | 2019-12-31 | 2020-12-31 | 365 | 8.2096 | 8
58089 | 9.62 | 1 | 2019-12-31 | 2020-12-31 | 365 | 11.2502 | 11
58090 | 2.12 | 1 | 2019-12-31 | 2020-12-31 | 365 | 2.4793 | 2
58100 | 10.965 | 1 | 2019-12-31 | 2020-12-31 | 365 | 12.8231 | 12
58101 | 2.34 | 1 | 2019-12-31 | 2020-12-31 | 365 | 2.7365 | 2
58103 | 2.86 | 1 | 2019-12-31 | 2020-12-31 | 365 | 3.3447 | 3
58105 | 7.02 | 1 | 2019-12-31 | 2020-12-31 | 365 | 8.2096 | 8
58107 | 14.79 | 1 | 2019-12-31 | 2020-12-31 | 365 | 17.2963 | 17
58113 | 8.32 | 1 | 2019-12-31 | 2020-12-31 | 365 | 9.7299 | 9
58116 | 3.57 | 1 | 2019-12-31 | 2020-12-31 | 365 | 4.175 | 4
58118 | 4.68 | 1 | 2019-12-31 | 2020-12-31 | 365 | 5.4731 | 5
58119 | 2.6 | 1 | 2019-12-31 | 2020-12-31 | 365 | 3.0406 | 3
58121 | 6.5 | 1 | 2019-12-31 | 2020-12-31 | 365 | 7.6015 | 7
58124 | 3.38 | 1 | 2019-12-31 | 2020-12-31 | 365 | 3.9528 | 3
58130 | 6.24 | 1 | 2019-12-31 | 2020-12-31 | 365 | 7.2974 | 7
58132 | 5.3 | 1 | 2019-12-31 | 2020-12-31 | 365 | 6.1981 | 6
58136 | 4.16 | 1 | 2019-12-31 | 2020-12-31 | 365 | 4.865 | 4
58145 | 6.5 | 1 | 2019-12-31 | 2020-12-31 | 365 | 7.6015 | 7
58156 | 2.805 | 1 | 2019-12-31 | 2020-12-31 | 365 | 3.2803 | 3
58155 | 4.59 | 1 | 2019-12-31 | 2020-12-31 | 365 | 5.3678 | 5
58159 | 9.36 | 1 | 2019-12-31 | 2020-12-31 | 365 | 10.9461 | 10
58164 | 5.1 | 1 | 2019-12-31 | 2020-12-31 | 365 | 5.9642 | 5
58169 | 13.78 | 1 | 2019-12-31 | 2020-12-31 | 365 | 16.1152 | 16
58209 | 8.84 | 1 | 2019-12-31 | 2020-12-31 | 365 | 10.338 | 10
58253 | 10.14 | 1 | 2019-12-31 | 2020-12-31 | 365 | 11.8583 | 11
58255 | 5.2 | 1 | 2019-12-31 | 2020-12-31 | 365 | 6.0812 | 6
58257 | 11.395 | 1 | 2019-12-31 | 2020-12-31 | 365 | 13.326 | 13
58263 | 14.04 | 1 | 2019-12-31 | 2020-12-31 | 365 | 16.4192 | 16
58266 | 4.845 | 1 | 2019-12-31 | 2020-12-31 | 365 | 5.666 | 5
58269 | 10.965 | 1 | 2019-12-31 | 2020-12-31 | 365 | 12.8231 | 12
58271 | 12.48 | 1 | 2019-12-31 | 2020-12-31 | 365 | 14.5949 | 14
58272 | 3.9 | 1 | 2019-12-31 | 2020-12-31 | 365 | 4.5609 | 4
58273 | 5.13 | 1 | 2019-12-31 | 2020-12-31 | 365 | 5.9993 | 5
58324 | 6.76 | 1 | 2019-12-31 | 2020-12-31 | 365 | 7.9055 | 7
58325 | 7.395 | 1 | 2019-12-31 | 2020-12-31 | 365 | 8.6482 | 8
58338 | 9.69 | 1 | 2019-12-31 | 2020-12-31 | 365 | 11.3321 | 11
58343 | 4.42 | 1 | 2019-12-31 | 2020-12-31 | 365 | 5.169 | 5
58346 | 8.48 | 1 | 2019-12-31 | 2020-12-31 | 365 | 9.917 | 9
58348 | 7.28 | 1 | 2019-12-31 | 2020-12-31 | 365 | 8.5137 | 8
58350 | 6.885 | 1 | 2019-12-31 | 2020-12-31 | 365 | 8.0517 | 8
58354 | 11.22 | 1 | 2019-12-31 | 2020-12-31 | 365 | 13.1213 | 13
58360 | 3.315 | 1 | 2019-12-31 | 2020-12-31 | 365 | 3.8768 | 3
58367 | 5.98 | 1 | 2019-12-31 | 2020-12-31 | 365 | 6.9934 | 6
58373 | 9.62 | 1 | 2019-12-31 | 2020-12-31 | 365 | 11.2502 | 11
58387 | 13.77 | 1 | 2019-12-31 | 2020-12-31 | 365 | 16.1035 | 16
58399 | 9.1 | 1 | 2019-12-31 | 2020-12-31 | 365 | 10.6421 | 10
58439 | 8.58 | 1 | 2019-12-31 | 2020-12-31 | 365 | 10.034 | 10
58440 | 3.9 | 1 | 2019-12-31 | 2020-12-31 | 365 | 4.5609 | 4
58480 | 13.25 | 1 | 2019-12-31 | 2020-12-31 | 365 | 15.4953 | 15
58483 | 4.68 | 1 | 2019-12-31 | 2020-12-31 | 365 | 5.4731 | 5
58487 | 5.98 | 1 | 2019-12-31 | 2020-12-31 | 365 | 6.9934 | 6
58499 | 2.385 | 1 | 2019-12-31 | 2020-12-31 | 365 | 2.7892 | 2
58523 | 2.6 | 1 | 2019-12-31 | 2020-12-31 | 365 | 3.0406 | 3
58526 | 5.865 | 1 | 2019-12-31 | 2020-12-31 | 365 | 6.8589 | 6
58530 | 12.48 | 1 | 2019-12-31 | 2020-12-31 | 365 | 14.5949 | 14
58537 | 9.805 | 1 | 2019-12-31 | 2020-12-31 | 365 | 11.4666 | 11
58538 | 7.28 | 1 | 2019-12-31 | 2020-12-31 | 365 | 8.5137 | 8
58564 | 13.005 | 1 | 2019-12-31 | 2020-12-31 | 365 | 15.2088 | 15
58540 | 3.71 | 1 | 2019-12-31 | 2020-12-31 | 365 | 4.3387 | 4
58589 | 3.975 | 1 | 2019-12-31 | 2020-12-31 | 365 | 4.6486 | 4
58610 | 13 | 1 | 2019-12-31 | 2020-12-31 | 365 | 15.203 | 15
58613 | 4.845 | 1 | 2019-12-31 | 2020-12-31 | 365 | 5.666 | 5
58623 | 11.475 | 1 | 2019-12-31 | 2020-12-31 | 365 | 13.4196 | 13
58627 | 7.02 | 1 | 2019-12-31 | 2020-12-31 | 365 | 8.2096 | 8
58674 | 6.24 | 1 | 2019-12-31 | 2020-12-31 | 365 | 7.2974 | 7
58680 | 10.2 | 1 | 2019-12-31 | 2020-12-31 | 365 | 11.9285 | 11
58683 | 5.46 | 1 | 2019-12-31 | 2020-12-31 | 365 | 6.3853 | 6
58685 | 5.61 | 1 | 2019-12-31 | 2020-12-31 | 365 | 6.5607 | 6
58745 | 8.16 | 1 | 2019-12-31 | 2020-12-31 | 365 | 9.5428 | 9
58750 | 8.32 | 1 | 2019-12-31 | 2020-12-31 | 365 | 9.7299 | 9
58752 | 7.28 | 1 | 2019-12-31 | 2020-12-31 | 365 | 8.5137 | 8
58754 | 6.375 | 1 | 2019-12-31 | 2020-12-31 | 365 | 7.4553 | 7
58755 | 11.7 | 1 | 2019-12-31 | 2020-12-31 | 365 | 13.6827 | 13
58757 | 9.62 | 1 | 2019-12-31 | 2020-12-31 | 365 | 11.2502 | 11
58769 | 14.04 | 1 | 2019-12-31 | 2020-12-31 | 365 | 16.4192 | 16
58774 | 12.72 | 1 | 2019-12-31 | 2020-12-31 | 365 | 14.8755 | 14
58781 | 7.395 | 1 | 2019-12-31 | 2020-12-31 | 365 | 8.6482 | 8
58794 | 10.4 | 1 | 2019-12-31 | 2020-12-31 | 365 | 12.1624 | 12
58795 | 9.88 | 1 | 2019-12-31 | 2020-12-31 | 365 | 11.5543 | 11
58797 | 9.62 | 1 | 2019-12-31 | 2020-12-31 | 365 | 11.2502 | 11
58800 | 3.9 | 1 | 2019-12-31 | 2020-12-31 | 365 | 4.5609 | 4
50415 | 4.845 | 1 | 2019-12-31 | 2020-12-31 | 365 | 5.666 | 5
45700 | 3.12 | 1 | 2019-12-31 | 2020-12-31 | 365 | 3.6487 | 3
45753 | 6.24 | 1 | 2019-12-31 | 2020-12-31 | 365 | 7.2974 | 7
41359 | 8.06 | 1 | 2019-12-31 | 2020-12-31 | 365 | 9.4258 | 9
58827 | 7.29 | 1 | 2019-12-31 | 2020-12-31 | 365 | 8.5254 | 8
50418 | 6.63 | 1 | 2019-12-31 | 2020-12-31 | 365 | 7.7535 | 7
58829 | 12.495 | 1 | 2019-12-31 | 2020-12-31 | 365 | 14.6124 | 14
50575 | 7.395 | 1 | 2019-12-31 | 2020-12-31 | 365 | 8.6482 | 8
39058 | 5.98 | 1 | 2019-12-31 | 2020-12-31 | 365 | 6.9934 | 6
39396 | 7.28 | 1 | 2019-12-31 | 2020-12-31 | 365 | 8.5137 | 8
48164 | 5.61 | 1 | 2019-12-31 | 2020-12-31 | 365 | 6.5607 | 6
42910 | 5.72 | 1 | 2019-12-31 | 2020-12-31 | 365 | 6.6893 | 6
39329 | 5.72 | 1 | 2019-12-31 | 2020-12-31 | 365 | 6.6893 | 6
45771 | 6.375 | 1 | 2019-12-31 | 2020-12-31 | 365 | 7.4553 | 7
50305 | 2.805 | 1 | 2019-12-31 | 2020-12-31 | 365 | 3.2803 | 3
44982 | 5.46 | 1 | 2019-12-31 | 2020-12-31 | 365 | 6.3853 | 6
41456 | 2.86 | 1 | 2019-12-31 | 2020-12-31 | 365 | 3.3447 | 3
47542 | 8.32 | 1 | 2019-12-31 | 2020-12-31 | 365 | 9.7299 | 9
58832 | 9.18 | 1 | 2019-12-31 | 2020-12-31 | 365 | 10.7356 | 10
43766 | 6.76 | 1 | 2019-12-31 | 2020-12-31 | 365 | 7.9055 | 7
41023 | 11.73 | 1 | 2019-12-31 | 2020-12-31 | 365 | 13.7178 | 13
42982 | 5.46 | 1 | 2019-12-31 | 2020-12-31 | 365 | 6.3853 | 6
42358 | 13.78 | 1 | 2019-12-31 | 2020-12-31 | 365 | 16.1152 | 16
50507 | 6.76 | 1 | 2019-12-31 | 2020-12-31 | 365 | 7.9055 | 7
50597 | 5.61 | 1 | 2019-12-31 | 2020-12-31 | 365 | 6.5607 | 6
43692 | 7.54 | 1 | 2019-12-31 | 2020-12-31 | 365 | 8.8177 | 8
50373 | 7.28 | 1 | 2019-12-31 | 2020-12-31 | 365 | 8.5137 | 8
39342 | 4.94 | 1 | 2019-12-31 | 2020-12-31 | 365 | 5.7771 | 5
41753 | 4.94 | 1 | 2019-12-31 | 2020-12-31 | 365 | 5.7771 | 5
50442 | 4.59 | 1 | 2019-12-31 | 2020-12-31 | 365 | 5.3678 | 5
50584 | 6.12 | 1 | 2019-12-31 | 2020-12-31 | 365 | 7.1571 | 7
50397 | 11.985 | 1 | 2019-12-31 | 2020-12-31 | 365 | 14.016 | 14
37874 | 10.4 | 1 | 2019-12-31 | 2020-12-31 | 365 | 12.1624 | 12
48095 | 3.315 | 1 | 2019-12-31 | 2020-12-31 | 365 | 3.8768 | 3
45952 | 7.8 | 1 | 2019-12-31 | 2020-12-31 | 365 | 9.1218 | 9
40699 | 11.475 | 1 | 2019-12-31 | 2020-12-31 | 365 | 13.4196 | 13
50413 | 12.24 | 1 | 2019-12-31 | 2020-12-31 | 365 | 14.3142 | 14
40603 | 11.18 | 1 | 2019-12-31 | 2020-12-31 | 365 | 13.0746 | 13
43771 | 10.07 | 1 | 2019-12-31 | 2020-12-31 | 365 | 11.7765 | 11
50437 | 8.16 | 1 | 2019-12-31 | 2020-12-31 | 365 | 9.5428 | 9
40703 | 3.64 | 1 | 2019-12-31 | 2020-12-31 | 365 | 4.2568 | 4
45963 | 10.455 | 1 | 2019-12-31 | 2020-12-31 | 365 | 12.2267 | 12
37797 | 9.88 | 1 | 2019-12-31 | 2020-12-31 | 365 | 11.5543 | 11
40443 | 2.86 | 1 | 2019-12-31 | 2020-12-31 | 365 | 3.3447 | 3
50351 | 10.965 | 1 | 2019-12-31 | 2020-12-31 | 365 | 12.8231 | 12
45551 | 2.7 | 1 | 2019-12-31 | 2020-12-31 | 365 | 3.1575 | 3
44772 | 9.36 | 1 | 2019-12-31 | 2020-12-31 | 365 | 10.9461 | 10
39620 | 12.495 | 1 | 2019-12-31 | 2020-12-31 | 365 | 14.6124 | 14
39374 | 5.98 | 1 | 2019-12-31 | 2020-12-31 | 365 | 6.9934 | 6
50395 | 3.315 | 1 | 2019-12-31 | 2020-12-31 | 365 | 3.8768 | 3
50431 | 4.68 | 1 | 2019-12-31 | 2020-12-31 | 365 | 5.4731 | 5
57509 | 7.395 | 1 | 2019-12-31 | 2020-12-31 | 365 | 8.6482 | 8
38690 | 7.395 | 1 | 2019-12-31 | 2020-12-31 | 365 | 8.6482 | 8
47372 | 5.355 | 1 | 2019-12-31 | 2020-12-31 | 365 | 6.2625 | 6
45312 | 8.16 | 1 | 2019-12-31 | 2020-12-31 | 365 | 9.5428 | 9
39470 | 5.72 | 1 | 2019-12-31 | 2020-12-31 | 365 | 6.6893 | 6
39539 | 21.58 | 1 | 2019-12-31 | 2020-12-31 | 365 | 25.2369 | 25
50439 | 2.86 | 1 | 2019-12-31 | 2020-12-31 | 365 | 3.3447 | 3
41661 | 2.295 | 1 | 2019-12-31 | 2020-12-31 | 365 | 2.6839 | 2
45900 | 8.58 | 1 | 2019-12-31 | 2020-12-31 | 365 | 10.034 | 10
45443 | 3.38 | 1 | 2019-12-31 | 2020-12-31 | 365 | 3.9528 | 3
50590 | 5.61 | 1 | 2019-12-31 | 2020-12-31 | 365 | 6.5607 | 6
45537 | 12.19 | 1 | 2019-12-31 | 2020-12-31 | 365 | 14.2557 | 14
47917 | 4.59 | 1 | 2019-12-31 | 2020-12-31 | 365 | 5.3678 | 5
50430 | 3.57 | 1 | 2019-12-31 | 2020-12-31 | 365 | 4.175 | 4
50247 | 6.24 | 1 | 2019-12-31 | 2020-12-31 | 365 | 7.2974 | 7
50596 | 9.36 | 1 | 2019-12-31 | 2020-12-31 | 365 | 10.9461 | 10
40230 | 5.1 | 1 | 2019-12-31 | 2020-12-31 | 365 | 5.9642 | 5
37890 | 12.48 | 1 | 2019-12-31 | 2020-12-31 | 365 | 14.5949 | 14
47454 | 8.06 | 1 | 2019-12-31 | 2020-12-31 | 365 | 9.4258 | 9
40960 | 8.06 | 1 | 2019-12-31 | 2020-12-31 | 365 | 9.4258 | 9
48044 | 4.32 | 1 | 2019-12-31 | 2020-12-31 | 365 | 5.0521 | 5
47962 | 9.36 | 1 | 2019-12-31 | 2020-12-31 | 365 | 10.9461 | 10
50379 | 7.65 | 1 | 2019-12-31 | 2020-12-31 | 365 | 8.9464 | 8
47622 | 6.375 | 1 | 2019-12-31 | 2020-12-31 | 365 | 7.4553 | 7
41185 | 2.6 | 1 | 2019-12-31 | 2020-12-31 | 365 | 3.0406 | 3
42577 | 2.08 | 1 | 2019-12-31 | 2020-12-31 | 365 | 2.4325 | 2
40227 | 3.64 | 1 | 2019-12-31 | 2020-12-31 | 365 | 4.2568 | 4
38035 | 11.44 | 1 | 2019-12-31 | 2020-12-31 | 365 | 13.3786 | 13
41404 | 6.5 | 1 | 2019-12-31 | 2020-12-31 | 365 | 7.6015 | 7
39335 | 9.62 | 1 | 2019-12-31 | 2020-12-31 | 365 | 11.2502 | 11
57950 | 8.84 | 1 | 2019-12-31 | 2020-12-31 | 365 | 10.338 | 10
57952 | 3.12 | 1 | 2019-12-31 | 2020-12-31 | 365 | 3.6487 | 3
57953 | 9.1 | 1 | 2019-12-31 | 2020-12-31 | 365 | 10.6421 | 10
57956 | 4.16 | 1 | 2019-12-31 | 2020-12-31 | 365 | 4.865 | 4
57957 | 4.68 | 1 | 2019-12-31 | 2020-12-31 | 365 | 5.4731 | 5
57958 | 8.06 | 1 | 2019-12-31 | 2020-12-31 | 365 | 9.4258 | 9
57977 | 5.61 | 1 | 2019-12-31 | 2020-12-31 | 365 | 6.5607 | 6
57980 | 4.77 | 1 | 2019-12-31 | 2020-12-31 | 365 | 5.5783 | 5
40580 | 3.64 | 1 | 2019-12-31 | 2020-12-31 | 365 | 4.2568 | 4
47887 | 3.57 | 1 | 2019-12-31 | 2020-12-31 | 365 | 4.175 | 4
38731 | 5.2 | 1 | 2019-12-31 | 2020-12-31 | 365 | 6.0812 | 6
45648 | 10.92 | 1 | 2019-12-31 | 2020-12-31 | 365 | 12.7705 | 12
41752 | 7.02 | 1 | 2019-12-31 | 2020-12-31 | 365 | 8.2096 | 8
54430 | 11.22 | 1 | 2019-12-31 | 2020-12-31 | 365 | 13.1213 | 13
55395 | 9.945 | 1 | 2019-12-31 | 2020-12-31 | 365 | 11.6303 | 11
55727 | 5.2 | 1 | 2019-12-31 | 2020-12-31 | 365 | 6.0812 | 6
55735 | 4.335 | 1 | 2019-12-31 | 2020-12-31 | 365 | 5.0696 | 5
50440 | 7.28 | 1 | 2019-12-31 | 2020-12-31 | 365 | 8.5137 | 8
55955 | 11.475 | 1 | 2019-12-31 | 2020-12-31 | 365 | 13.4196 | 13
56030 | 6.12 | 1 | 2019-12-31 | 2020-12-31 | 365 | 7.1571 | 7
37879 | 4.16 | 1 | 2019-12-31 | 2020-12-31 | 365 | 4.865 | 4
39464 | 5.13 | 1 | 2019-12-31 | 2020-12-31 | 365 | 5.9993 | 5
48046 | 12.22 | 1 | 2019-12-31 | 2020-12-31 | 365 | 14.2908 | 14
50338 | 13.26 | 1 | 2019-12-31 | 2020-12-31 | 365 | 15.507 | 15
50372 | 7.56 | 1 | 2019-12-31 | 2020-12-31 | 365 | 8.8411 | 8
56494 | 6.48 | 1 | 2019-12-31 | 2020-12-31 | 365 | 7.5781 | 7
56531 | 3.64 | 1 | 2019-12-31 | 2020-12-31 | 365 | 4.2568 | 4
56551 | 4.845 | 1 | 2019-12-31 | 2020-12-31 | 365 | 5.666 | 5
55889 | 6.12 | 1 | 2019-12-31 | 2020-12-31 | 365 | 7.1571 | 7
57983 | 5.46 | 1 | 2019-12-31 | 2020-12-31 | 365 | 6.3853 | 6
57986 | 4.16 | 1 | 2019-12-31 | 2020-12-31 | 365 | 4.865 | 4
57987 | 9.945 | 1 | 2019-12-31 | 2020-12-31 | 365 | 11.6303 | 11
57994 | 4.42 | 1 | 2019-12-31 | 2020-12-31 | 365 | 5.169 | 5
58003 | 4.16 | 1 | 2019-12-31 | 2020-12-31 | 365 | 4.865 | 4
58013 | 10.14 | 1 | 2019-12-31 | 2020-12-31 | 365 | 11.8583 | 11
58019 | 3.825 | 1 | 2019-12-31 | 2020-12-31 | 365 | 4.4732 | 4
58023 | 4.59 | 1 | 2019-12-31 | 2020-12-31 | 365 | 5.3678 | 5
58026 | 5.2 | 1 | 2019-12-31 | 2020-12-31 | 365 | 6.0812 | 6
58030 | 4.42 | 1 | 2019-12-31 | 2020-12-31 | 365 | 5.169 | 5
58037 | 5.83 | 1 | 2019-12-31 | 2020-12-31 | 365 | 6.818 | 6
58041 | 7.54 | 1 | 2019-12-31 | 2020-12-31 | 365 | 8.8177 | 8
58048 | 7.54 | 1 | 2019-12-31 | 2020-12-31 | 365 | 8.8177 | 8
58076 | 5.46 | 1 | 2019-12-31 | 2020-12-31 | 365 | 6.3853 | 6
58080 | 11.96 | 1 | 2019-12-31 | 2020-12-31 | 365 | 13.9867 | 13
58082 | 4.68 | 1 | 2019-12-31 | 2020-12-31 | 365 | 5.4731 | 5
58127 | 9.36 | 1 | 2019-12-31 | 2020-12-31 | 365 | 10.9461 | 10
58131 | 2.12 | 1 | 2019-12-31 | 2020-12-31 | 365 | 2.4793 | 2
56488 | 2.86 | 1 | 2019-12-31 | 2020-12-31 | 365 | 3.3447 | 3
58135 | 8.67 | 1 | 2019-12-31 | 2020-12-31 | 365 | 10.1392 | 10
58158 | 4.68 | 1 | 2019-12-31 | 2020-12-31 | 365 | 5.4731 | 5
58228 | 4.94 | 1 | 2019-12-31 | 2020-12-31 | 365 | 5.7771 | 5
58270 | 5.865 | 1 | 2019-12-31 | 2020-12-31 | 365 | 6.8589 | 6
58296 | 6.5 | 1 | 2019-12-31 | 2020-12-31 | 365 | 7.6015 | 7
58297 | 8.06 | 1 | 2019-12-31 | 2020-12-31 | 365 | 9.4258 | 9
58299 | 14.04 | 1 | 2019-12-31 | 2020-12-31 | 365 | 16.4192 | 16
58405 | 11.475 | 1 | 2019-12-31 | 2020-12-31 | 365 | 13.4196 | 13
58444 | 10.66 | 1 | 2019-12-31 | 2020-12-31 | 365 | 12.4664 | 12
58445 | 5.1 | 1 | 2019-12-31 | 2020-12-31 | 365 | 5.9642 | 5
58461 | 3.9 | 1 | 2019-12-31 | 2020-12-31 | 365 | 4.5609 | 4
58489 | 11.985 | 1 | 2019-12-31 | 2020-12-31 | 365 | 14.016 | 14
58479 | 3.12 | 1 | 2019-12-31 | 2020-12-31 | 365 | 3.6487 | 3
58498 | 3.18 | 1 | 2019-12-31 | 2020-12-31 | 365 | 3.7189 | 3
58506 | 7.54 | 1 | 2019-12-31 | 2020-12-31 | 365 | 8.8177 | 8
58513 | 3.315 | 1 | 2019-12-31 | 2020-12-31 | 365 | 3.8768 | 3
58519 | 6.24 | 1 | 2019-12-31 | 2020-12-31 | 365 | 7.2974 | 7
58521 | 9.1 | 1 | 2019-12-31 | 2020-12-31 | 365 | 10.6421 | 10
55272 | 3.975 | 1 | 2019-12-31 | 2020-12-31 | 365 | 4.6486 | 4
39983 | 8.32 | 1 | 2019-12-31 | 2020-12-31 | 365 | 9.7299 | 9
45811 | 7.65 | 1 | 2019-12-31 | 2020-12-31 | 365 | 8.9464 | 8
39442 | 11.395 | 1 | 2019-12-31 | 2020-12-31 | 365 | 13.326 | 13
40583 | 7.02 | 1 | 2019-12-31 | 2020-12-31 | 365 | 8.2096 | 8
39521 | 10.4 | 1 | 2019-12-31 | 2020-12-31 | 365 | 12.1624 | 12
39559 | 8.32 | 1 | 2019-12-31 | 2020-12-31 | 365 | 9.7299 | 9
50353 | 3.315 | 1 | 2019-12-31 | 2020-12-31 | 365 | 3.8768 | 3
37907 | 7.14 | 1 | 2019-12-31 | 2020-12-31 | 365 | 8.3499 | 8
41178 | 5.72 | 1 | 2019-12-31 | 2020-12-31 | 365 | 6.6893 | 6
55095 | 6.63 | 1 | 2019-12-31 | 2020-12-31 | 365 | 7.7535 | 7
55845 | 10.965 | 1 | 2019-12-31 | 2020-12-31 | 365 | 12.8231 | 12
37813 | 10.865 | 1 | 2019-12-31 | 2020-12-31 | 365 | 12.7062 | 12
55698 | 7.395 | 1 | 2019-12-31 | 2020-12-31 | 365 | 8.6482 | 8
54681 | 4.08 | 1 | 2019-12-31 | 2020-12-31 | 365 | 4.7714 | 4
45635 | 4.16 | 1 | 2019-12-31 | 2020-12-31 | 365 | 4.865 | 4
42238 | 3.64 | 1 | 2019-12-31 | 2020-12-31 | 365 | 4.2568 | 4
50300 | 12.48 | 1 | 2019-12-31 | 2020-12-31 | 365 | 14.5949 | 14
50341 | 12.24 | 1 | 2019-12-31 | 2020-12-31 | 365 | 14.3142 | 14
55098 | 2.805 | 1 | 2019-12-31 | 2020-12-31 | 365 | 3.2803 | 3
45985 | 4.42 | 1 | 2019-12-31 | 2020-12-31 | 365 | 5.169 | 5
59606 | 14.04 | 1 | 2019-12-31 | 2020-12-31 | 365 | 16.4192 | 16
59610 | 5.2 | 1 | 2019-12-31 | 2020-12-31 | 365 | 6.0812 | 6
45696 | 3.38 | 1 | 2019-12-31 | 2020-12-31 | 365 | 3.9528 | 3
59185 | 7.02 | 1 | 2019-12-31 | 2020-12-31 | 365 | 8.2096 | 8
59348 | 4.42 | 1 | 2019-12-31 | 2020-12-31 | 365 | 5.169 | 5
59108 | 11.44 | 1 | 2019-12-31 | 2020-12-31 | 365 | 13.3786 | 13
43122 | 12.48 | 1 | 2019-12-31 | 2020-12-31 | 365 | 14.5949 | 14
49663 | 4.68 | 1 | 2019-12-31 | 2020-12-31 | 365 | 5.4731 | 5
37954 | 11.7 | 1 | 2019-12-31 | 2020-12-31 | 365 | 13.6827 | 13
40817 | 8.06 | 1 | 2019-12-31 | 2020-12-31 | 365 | 9.4258 | 9
47507 | 7.42 | 1 | 2019-12-31 | 2020-12-31 | 365 | 8.6774 | 8
42254 | 2.65 | 1 | 2019-12-31 | 2020-12-31 | 365 | 3.0991 | 3
40519 | 7.02 | 1 | 2019-12-31 | 2020-12-31 | 365 | 8.2096 | 8
38719 | 10.6 | 1 | 2019-12-31 | 2020-12-31 | 365 | 12.3963 | 12
38834 | 3.51 | 1 | 2019-12-31 | 2020-12-31 | 365 | 4.1048 | 4
40097 | 13 | 1 | 2019-12-31 | 2020-12-31 | 365 | 15.203 | 15
42046 | 6.375 | 1 | 2019-12-31 | 2020-12-31 | 365 | 7.4553 | 7
38180 | 8.32 | 1 | 2019-12-31 | 2020-12-31 | 365 | 9.7299 | 9
53154 | 4.59 | 1 | 2019-12-31 | 2020-12-31 | 365 | 5.3678 | 5
53176 | 7.905 | 1 | 2019-12-31 | 2020-12-31 | 365 | 9.2446 | 9
53186 | 6.12 | 1 | 2019-12-31 | 2020-12-31 | 365 | 7.1571 | 7
53189 | 3.825 | 1 | 2019-12-31 | 2020-12-31 | 365 | 4.4732 | 4
53229 | 13.78 | 1 | 2019-12-31 | 2020-12-31 | 365 | 16.1152 | 16
53204 | 6.5 | 1 | 2019-12-31 | 2020-12-31 | 365 | 7.6015 | 7
52938 | 2.04 | 1 | 2019-12-31 | 2020-12-31 | 365 | 2.3857 | 2
50457 | 10.4 | 1 | 2019-12-31 | 2020-12-31 | 365 | 12.1624 | 12
38783 | 7.02 | 1 | 2019-12-31 | 2020-12-31 | 365 | 8.2096 | 8
41700 | 6.5 | 1 | 2019-12-31 | 2020-12-31 | 365 | 7.6015 | 7
56860 | 9.18 | 1 | 2019-12-31 | 2020-12-31 | 365 | 10.7356 | 10
57285 | 4.59 | 1 | 2019-12-31 | 2020-12-31 | 365 | 5.3678 | 5
57339 | 4.16 | 1 | 2019-12-31 | 2020-12-31 | 365 | 4.865 | 4
57662 | 7.54 | 1 | 2019-12-31 | 2020-12-31 | 365 | 8.8177 | 8
57730 | 4.59 | 1 | 2019-12-31 | 2020-12-31 | 365 | 5.3678 | 5
57772 | 9.275 | 1 | 2019-12-31 | 2020-12-31 | 365 | 10.8467 | 10
57819 | 2.34 | 1 | 2019-12-31 | 2020-12-31 | 365 | 2.7365 | 2
53252 | 9.18 | 1 | 2019-12-31 | 2020-12-31 | 365 | 10.7356 | 10
58123 | 6.5 | 1 | 2019-12-31 | 2020-12-31 | 365 | 7.6015 | 7
58146 | 4.59 | 1 | 2019-12-31 | 2020-12-31 | 365 | 5.3678 | 5
40140 | 15.08 | 1 | 2019-12-31 | 2020-12-31 | 365 | 17.6355 | 17
54577 | 2.6 | 1 | 2019-12-31 | 2020-12-31 | 365 | 3.0406 | 3
41478 | 6.63 | 1 | 2019-12-31 | 2020-12-31 | 365 | 7.7535 | 7
46619 | 10.4 | 1 | 2019-12-31 | 2020-12-31 | 365 | 12.1624 | 12
50641 | 6.24 | 1 | 2019-12-31 | 2020-12-31 | 365 | 7.2974 | 7
39373 | 7.155 | 1 | 2019-12-31 | 2020-12-31 | 365 | 8.3675 | 8
48090 | 4.59 | 1 | 2019-12-31 | 2020-12-31 | 365 | 5.3678 | 5
40531 | 6.24 | 1 | 2019-12-31 | 2020-12-31 | 365 | 7.2974 | 7
42240 | 11.18 | 1 | 2019-12-31 | 2020-12-31 | 365 | 13.0746 | 13
40033 | 6.24 | 1 | 2019-12-31 | 2020-12-31 | 365 | 7.2974 | 7
40022 | 7.54 | 1 | 2019-12-31 | 2020-12-31 | 365 | 8.8177 | 8
50252 | 10.66 | 1 | 2019-12-31 | 2020-12-31 | 365 | 12.4664 | 12
50277 | 3.9 | 1 | 2019-12-31 | 2020-12-31 | 365 | 4.5609 | 4
50567 | 2.04 | 1 | 2019-12-31 | 2020-12-31 | 365 | 2.3857 | 2
39293 | 5.1 | 1 | 2019-12-31 | 2020-12-31 | 365 | 5.9642 | 5
50284 | 12.75 | 1 | 2019-12-31 | 2020-12-31 | 365 | 14.9106 | 14
39940 | 2.86 | 1 | 2019-12-31 | 2020-12-31 | 365 | 3.3447 | 3
39479 | 14.82 | 1 | 2019-12-31 | 2020-12-31 | 365 | 17.3314 | 17
40092 | 12.22 | 1 | 2019-12-31 | 2020-12-31 | 365 | 14.2908 | 14
50332 | 3.71 | 1 | 2019-12-31 | 2020-12-31 | 365 | 4.3387 | 4
43448 | 11.25 | 1 | 2019-12-31 | 2020-12-31 | 365 | 13.1564 | 13
39173 | 3.64 | 1 | 2019-12-31 | 2020-12-31 | 365 | 4.2568 | 4
47371 | 6.5 | 1 | 2019-12-31 | 2020-12-31 | 365 | 7.6015 | 7
39481 | 13.78 | 1 | 2019-12-31 | 2020-12-31 | 365 | 16.1152 | 16
50376 | 3.315 | 1 | 2019-12-31 | 2020-12-31 | 365 | 3.8768 | 3
45079 | 7.905 | 1 | 2019-12-31 | 2020-12-31 | 365 | 9.2446 | 9
42353 | 3.06 | 1 | 2019-12-31 | 2020-12-31 | 365 | 3.5785 | 3
42434 | 5.72 | 1 | 2019-12-31 | 2020-12-31 | 365 | 6.6893 | 6
46249 | 10.14 | 1 | 2019-12-31 | 2020-12-31 | 365 | 11.8583 | 11
39523 | 14.04 | 1 | 2019-12-31 | 2020-12-31 | 365 | 16.4192 | 16
39205 | 3.12 | 1 | 2019-12-31 | 2020-12-31 | 365 | 3.6487 | 3
45372 | 6.375 | 1 | 2019-12-31 | 2020-12-31 | 365 | 7.4553 | 7
37830 | 4.68 | 1 | 2019-12-31 | 2020-12-31 | 365 | 5.4731 | 5
45782 | 6.89 | 1 | 2019-12-31 | 2020-12-31 | 365 | 8.0576 | 8
42975 | 7.54 | 1 | 2019-12-31 | 2020-12-31 | 365 | 8.8177 | 8
45727 | 3.38 | 1 | 2019-12-31 | 2020-12-31 | 365 | 3.9528 | 3
50245 | 7.395 | 1 | 2019-12-31 | 2020-12-31 | 365 | 8.6482 | 8
53259 | 11.925 | 1 | 2019-12-31 | 2020-12-31 | 365 | 13.9458 | 13
53012 | 6.24 | 1 | 2019-12-31 | 2020-12-31 | 365 | 7.2974 | 7
41096 | 9.62 | 1 | 2019-12-31 | 2020-12-31 | 365 | 11.2502 | 11
40939 | 10.455 | 1 | 2019-12-31 | 2020-12-31 | 365 | 12.2267 | 12
38567 | 3.57 | 1 | 2019-12-31 | 2020-12-31 | 365 | 4.175 | 4
52391 | 4.68 | 1 | 2019-12-31 | 2020-12-31 | 365 | 5.4731 | 5
55863 | 5.355 | 1 | 2019-12-31 | 2020-12-31 | 365 | 6.2625 | 6
40561 | 9.69 | 1 | 2019-12-31 | 2020-12-31 | 365 | 11.3321 | 11
41940 | 9.18 | 1 | 2019-12-31 | 2020-12-31 | 365 | 10.7356 | 10
39156 | 3.975 | 1 | 2019-12-31 | 2020-12-31 | 365 | 4.6486 | 4
50651 | 15.6 | 1 | 2019-12-31 | 2020-12-31 | 365 | 18.2436 | 18
50382 | 7.14 | 1 | 2019-12-31 | 2020-12-31 | 365 | 8.3499 | 8
45928 | 3.64 | 1 | 2019-12-31 | 2020-12-31 | 365 | 4.2568 | 4
52873 | 4.16 | 1 | 2019-12-31 | 2020-12-31 | 365 | 4.865 | 4
52907 | 6.12 | 1 | 2019-12-31 | 2020-12-31 | 365 | 7.1571 | 7
47552 | 9.88 | 1 | 2019-12-31 | 2020-12-31 | 365 | 11.5543 | 11
40498 | 3.64 | 1 | 2019-12-31 | 2020-12-31 | 365 | 4.2568 | 4
50237 | 10.71 | 1 | 2019-12-31 | 2020-12-31 | 365 | 12.5249 | 12
52963 | 8.16 | 1 | 2019-12-31 | 2020-12-31 | 365 | 9.5428 | 9
52987 | 7.395 | 1 | 2019-12-31 | 2020-12-31 | 365 | 8.6482 | 8
53006 | 6.5 | 1 | 2019-12-31 | 2020-12-31 | 365 | 7.6015 | 7
38871 | 11.88 | 1 | 2019-12-31 | 2020-12-31 | 365 | 13.8932 | 13
50408 | 2.08 | 1 | 2019-12-31 | 2020-12-31 | 365 | 2.4325 | 2
45545 | 3.825 | 1 | 2019-12-31 | 2020-12-31 | 365 | 4.4732 | 4
39684 | 4.16 | 1 | 2019-12-31 | 2020-12-31 | 365 | 4.865 | 4
37878 | 14.04 | 1 | 2019-12-31 | 2020-12-31 | 365 | 16.4192 | 16
39018 | 5.46 | 1 | 2019-12-31 | 2020-12-31 | 365 | 6.3853 | 6
50392 | 5.1 | 1 | 2019-12-31 | 2020-12-31 | 365 | 5.9642 | 5
40380 | 5.035 | 1 | 2019-12-31 | 2020-12-31 | 365 | 5.8882 | 5
58847 | 5.72 | 1 | 2019-12-31 | 2020-12-31 | 365 | 6.6893 | 6
38966 | 8.06 | 1 | 2019-12-31 | 2020-12-31 | 365 | 9.4258 | 9
57976 | 10.07 | 1 | 2019-12-31 | 2020-12-31 | 365 | 11.7765 | 11
58007 | 7.685 | 1 | 2019-12-31 | 2020-12-31 | 365 | 8.9873 | 8
58027 | 2.385 | 1 | 2019-12-31 | 2020-12-31 | 365 | 2.7892 | 2
58098 | 5.83 | 1 | 2019-12-31 | 2020-12-31 | 365 | 6.818 | 6
58106 | 3.18 | 1 | 2019-12-31 | 2020-12-31 | 365 | 3.7189 | 3
58141 | 6.89 | 1 | 2019-12-31 | 2020-12-31 | 365 | 8.0576 | 8
58151 | 9.54 | 1 | 2019-12-31 | 2020-12-31 | 365 | 11.1566 | 11
58492 | 4.68 | 1 | 2019-12-31 | 2020-12-31 | 365 | 5.4731 | 5
58500 | 3.71 | 1 | 2019-12-31 | 2020-12-31 | 365 | 4.3387 | 4
50517 | 5.3 | 1 | 2019-12-31 | 2020-12-31 | 365 | 6.1981 | 6
57891 | 8.745 | 1 | 2019-12-31 | 2020-12-31 | 365 | 10.2269 | 10
59071 | 6.36 | 1 | 2019-12-31 | 2020-12-31 | 365 | 7.4378 | 7
47577 | 8.06 | 1 | 2019-12-31 | 2020-12-31 | 365 | 9.4258 | 9
40189 | 4.16 | 1 | 2019-12-31 | 2020-12-31 | 365 | 4.865 | 4
45990 | 10.4 | 1 | 2019-12-31 | 2020-12-31 | 365 | 12.1624 | 12
43811 | 7.28 | 1 | 2019-12-31 | 2020-12-31 | 365 | 8.5137 | 8
58862 | 7.65 | 1 | 2019-12-31 | 2020-12-31 | 365 | 8.9464 | 8
46146 | 6.12 | 1 | 2019-12-31 | 2020-12-31 | 365 | 7.1571 | 7
48038 | 6.5 | 1 | 2019-12-31 | 2020-12-31 | 365 | 7.6015 | 7
37576 | 4.16 | 1 | 2019-12-31 | 2020-12-31 | 365 | 4.865 | 4
40265 | 6.12 | 1 | 2019-12-31 | 2020-12-31 | 365 | 7.1571 | 7
43043 | 9.69 | 1 | 2019-12-31 | 2020-12-31 | 365 | 11.3321 | 11
45448 | 9.945 | 1 | 2019-12-31 | 2020-12-31 | 365 | 11.6303 | 11
58857 | 3.38 | 1 | 2019-12-31 | 2020-12-31 | 365 | 3.9528 | 3
38307 | 7.28 | 1 | 2019-12-31 | 2020-12-31 | 365 | 8.5137 | 8
45105 | 6.5 | 1 | 2019-12-31 | 2020-12-31 | 365 | 7.6015 | 7
40180 | 9.1 | 1 | 2019-12-31 | 2020-12-31 | 365 | 10.6421 | 10
45992 | 4.845 | 1 | 2019-12-31 | 2020-12-31 | 365 | 5.666 | 5
41027 | 13 | 1 | 2019-12-31 | 2020-12-31 | 365 | 15.203 | 15
38713 | 8.58 | 1 | 2019-12-31 | 2020-12-31 | 365 | 10.034 | 10
38155 | 8.32 | 1 | 2019-12-31 | 2020-12-31 | 365 | 9.7299 | 9
42389 | 6.76 | 1 | 2019-12-31 | 2020-12-31 | 365 | 7.9055 | 7
40026 | 9.1 | 1 | 2019-12-31 | 2020-12-31 | 365 | 10.6421 | 10
45517 | 9.1 | 1 | 2019-12-31 | 2020-12-31 | 365 | 10.6421 | 10
41516 | 4.94 | 1 | 2019-12-31 | 2020-12-31 | 365 | 5.7771 | 5
48588 | 4.42 | 1 | 2019-12-31 | 2020-12-31 | 365 | 5.169 | 5
40865 | 8.06 | 1 | 2019-12-31 | 2020-12-31 | 365 | 9.4258 | 9
41707 | 3.9 | 1 | 2019-12-31 | 2020-12-31 | 365 | 4.5609 | 4
58868 | 7.685 | 1 | 2019-12-31 | 2020-12-31 | 365 | 8.9873 | 8
42088 | 4.335 | 1 | 2019-12-31 | 2020-12-31 | 365 | 5.0696 | 5
53157 | 7.28 | 1 | 2019-12-31 | 2020-12-31 | 365 | 8.5137 | 8
39672 | 4.16 | 1 | 2019-12-31 | 2020-12-31 | 365 | 4.865 | 4
41100 | 8.745 | 1 | 2019-12-31 | 2020-12-31 | 365 | 10.2269 | 10
39240 | 9.36 | 1 | 2019-12-31 | 2020-12-31 | 365 | 10.9461 | 10
58916 | 2.915 | 1 | 2019-12-31 | 2020-12-31 | 365 | 3.409 | 3
39631 | 2.805 | 1 | 2019-12-31 | 2020-12-31 | 365 | 3.2803 | 3
59179 | 1.56 | 1 | 2019-12-31 | 2020-12-31 | 365 | 1.8244 | 1
60078 | 8.84 | 1 | 2019-12-31 | 2020-12-31 | 365 | 10.338 | 10
38031 | 5.72 | 1 | 2019-12-31 | 2020-12-31 | 365 | 6.6893 | 6
58798 | 4.42 | 1 | 2019-12-31 | 2020-12-31 | 365 | 5.169 | 5
50650 | 10.4 | 1 | 2019-12-31 | 2020-12-31 | 365 | 12.1624 | 12
59131 | 2.34 | 1 | 2019-12-31 | 2020-12-31 | 365 | 2.7365 | 2
58941 | 2.08 | 1 | 2019-12-31 | 2020-12-31 | 365 | 2.4325 | 2
58943 | 14.04 | 1 | 2019-12-31 | 2020-12-31 | 365 | 16.4192 | 16
58945 | 10.66 | 1 | 2019-12-31 | 2020-12-31 | 365 | 12.4664 | 12
58946 | 4.68 | 1 | 2019-12-31 | 2020-12-31 | 365 | 5.4731 | 5
58948 | 8.06 | 1 | 2019-12-31 | 2020-12-31 | 365 | 9.4258 | 9
58950 | 8.06 | 1 | 2019-12-31 | 2020-12-31 | 365 | 9.4258 | 9
58952 | 8.215 | 1 | 2019-12-31 | 2020-12-31 | 365 | 9.6071 | 9
59028 | 7.02 | 1 | 2019-12-31 | 2020-12-31 | 365 | 8.2096 | 8
59037 | 4.42 | 1 | 2019-12-31 | 2020-12-31 | 365 | 5.169 | 5
59042 | 3.18 | 1 | 2019-12-31 | 2020-12-31 | 365 | 3.7189 | 3
59043 | 8.32 | 1 | 2019-12-31 | 2020-12-31 | 365 | 9.7299 | 9
59047 | 13.26 | 1 | 2019-12-31 | 2020-12-31 | 365 | 15.507 | 15
59205 | 4.16 | 1 | 2019-12-31 | 2020-12-31 | 365 | 4.865 | 4
59059 | 8.32 | 1 | 2019-12-31 | 2020-12-31 | 365 | 9.7299 | 9
59062 | 4.335 | 1 | 2019-12-31 | 2020-12-31 | 365 | 5.0696 | 5
59064 | 5.98 | 1 | 2019-12-31 | 2020-12-31 | 365 | 6.9934 | 6
59067 | 3.64 | 1 | 2019-12-31 | 2020-12-31 | 365 | 4.2568 | 4
59068 | 8.32 | 1 | 2019-12-31 | 2020-12-31 | 365 | 9.7299 | 9
59215 | 9.88 | 1 | 2019-12-31 | 2020-12-31 | 365 | 11.5543 | 11
59072 | 3.12 | 1 | 2019-12-31 | 2020-12-31 | 365 | 3.6487 | 3
59220 | 4.68 | 1 | 2019-12-31 | 2020-12-31 | 365 | 5.4731 | 5
59073 | 9.62 | 1 | 2019-12-31 | 2020-12-31 | 365 | 11.2502 | 11
59097 | 8.32 | 1 | 2019-12-31 | 2020-12-31 | 365 | 9.7299 | 9
59099 | 3.9 | 1 | 2019-12-31 | 2020-12-31 | 365 | 4.5609 | 4
59101 | 10.4 | 1 | 2019-12-31 | 2020-12-31 | 365 | 12.1624 | 12
59102 | 5.46 | 1 | 2019-12-31 | 2020-12-31 | 365 | 6.3853 | 6
59103 | 4.68 | 1 | 2019-12-31 | 2020-12-31 | 365 | 5.4731 | 5
59104 | 6.5 | 1 | 2019-12-31 | 2020-12-31 | 365 | 7.6015 | 7
59107 | 7.14 | 1 | 2019-12-31 | 2020-12-31 | 365 | 8.3499 | 8
59222 | 4.845 | 1 | 2019-12-31 | 2020-12-31 | 365 | 5.666 | 5
59112 | 3.9 | 1 | 2019-12-31 | 2020-12-31 | 365 | 4.5609 | 4
59280 | 5.865 | 1 | 2019-12-31 | 2020-12-31 | 365 | 6.8589 | 6
59283 | 3.9 | 1 | 2019-12-31 | 2020-12-31 | 365 | 4.5609 | 4
59340 | 7.54 | 1 | 2019-12-31 | 2020-12-31 | 365 | 8.8177 | 8
59343 | 4.68 | 1 | 2019-12-31 | 2020-12-31 | 365 | 5.4731 | 5
59345 | 3.9 | 1 | 2019-12-31 | 2020-12-31 | 365 | 4.5609 | 4
59114 | 5.1 | 1 | 2019-12-31 | 2020-12-31 | 365 | 5.9642 | 5
59351 | 12.74 | 1 | 2019-12-31 | 2020-12-31 | 365 | 14.8989 | 14
59354 | 7.28 | 1 | 2019-12-31 | 2020-12-31 | 365 | 8.5137 | 8
59356 | 3.9 | 1 | 2019-12-31 | 2020-12-31 | 365 | 4.5609 | 4
59359 | 9.62 | 1 | 2019-12-31 | 2020-12-31 | 365 | 11.2502 | 11
59361 | 3.445 | 1 | 2019-12-31 | 2020-12-31 | 365 | 4.0288 | 4
59362 | 4.335 | 1 | 2019-12-31 | 2020-12-31 | 365 | 5.0696 | 5
59365 | 7.14 | 1 | 2019-12-31 | 2020-12-31 | 365 | 8.3499 | 8
59372 | 6.89 | 1 | 2019-12-31 | 2020-12-31 | 365 | 8.0576 | 8
59377 | 13 | 1 | 2019-12-31 | 2020-12-31 | 365 | 15.203 | 15
59384 | 7.8 | 1 | 2019-12-31 | 2020-12-31 | 365 | 9.1218 | 9
59388 | 7.155 | 1 | 2019-12-31 | 2020-12-31 | 365 | 8.3675 | 8
59413 | 2.12 | 1 | 2019-12-31 | 2020-12-31 | 365 | 2.4793 | 2
59115 | 3.12 | 1 | 2019-12-31 | 2020-12-31 | 365 | 3.6487 | 3
59419 | 5.2 | 1 | 2019-12-31 | 2020-12-31 | 365 | 6.0812 | 6
59415 | 6.5 | 1 | 2019-12-31 | 2020-12-31 | 365 | 7.6015 | 7
59420 | 8.16 | 1 | 2019-12-31 | 2020-12-31 | 365 | 9.5428 | 9
59431 | 10.92 | 1 | 2019-12-31 | 2020-12-31 | 365 | 12.7705 | 12
59446 | 5.355 | 1 | 2019-12-31 | 2020-12-31 | 365 | 6.2625 | 6
59453 | 5.355 | 1 | 2019-12-31 | 2020-12-31 | 365 | 6.2625 | 6
59119 | 5.72 | 1 | 2019-12-31 | 2020-12-31 | 365 | 6.6893 | 6
59456 | 13.26 | 1 | 2019-12-31 | 2020-12-31 | 365 | 15.507 | 15
59458 | 6.5 | 1 | 2019-12-31 | 2020-12-31 | 365 | 7.6015 | 7
59486 | 8.32 | 1 | 2019-12-31 | 2020-12-31 | 365 | 9.7299 | 9
59487 | 8.415 | 1 | 2019-12-31 | 2020-12-31 | 365 | 9.841 | 9
59488 | 3.64 | 1 | 2019-12-31 | 2020-12-31 | 365 | 4.2568 | 4
59490 | 5.565 | 1 | 2019-12-31 | 2020-12-31 | 365 | 6.508 | 6
59573 | 7.395 | 1 | 2019-12-31 | 2020-12-31 | 365 | 8.6482 | 8
59571 | 2.04 | 1 | 2019-12-31 | 2020-12-31 | 365 | 2.3857 | 2
59585 | 8.415 | 1 | 2019-12-31 | 2020-12-31 | 365 | 9.841 | 9
59584 | 4.68 | 1 | 2019-12-31 | 2020-12-31 | 365 | 5.4731 | 5
59588 | 5.61 | 1 | 2019-12-31 | 2020-12-31 | 365 | 6.5607 | 6
59590 | 4.16 | 1 | 2019-12-31 | 2020-12-31 | 365 | 4.865 | 4
59580 | 11.22 | 1 | 2019-12-31 | 2020-12-31 | 365 | 13.1213 | 13
59593 | 10.4 | 1 | 2019-12-31 | 2020-12-31 | 365 | 12.1624 | 12
59597 | 7.28 | 1 | 2019-12-31 | 2020-12-31 | 365 | 8.5137 | 8
59599 | 10.455 | 1 | 2019-12-31 | 2020-12-31 | 365 | 12.2267 | 12
59601 | 2.55 | 1 | 2019-12-31 | 2020-12-31 | 365 | 2.9821 | 2
59605 | 11.7 | 1 | 2019-12-31 | 2020-12-31 | 365 | 13.6827 | 13
59615 | 10.14 | 1 | 2019-12-31 | 2020-12-31 | 365 | 11.8583 | 11
59624 | 6.885 | 1 | 2019-12-31 | 2020-12-31 | 365 | 8.0517 | 8
59705 | 5.2 | 1 | 2019-12-31 | 2020-12-31 | 365 | 6.0812 | 6
59708 | 14.04 | 1 | 2019-12-31 | 2020-12-31 | 365 | 16.4192 | 16
59712 | 10.66 | 1 | 2019-12-31 | 2020-12-31 | 365 | 12.4664 | 12
59715 | 5.98 | 1 | 2019-12-31 | 2020-12-31 | 365 | 6.9934 | 6
59716 | 8.84 | 1 | 2019-12-31 | 2020-12-31 | 365 | 10.338 | 10
59718 | 12.96 | 1 | 2019-12-31 | 2020-12-31 | 365 | 15.1562 | 15
59725 | 2.6 | 1 | 2019-12-31 | 2020-12-31 | 365 | 3.0406 | 3
59735 | 2.915 | 1 | 2019-12-31 | 2020-12-31 | 365 | 3.409 | 3
59871 | 6.63 | 1 | 2019-12-31 | 2020-12-31 | 365 | 7.7535 | 7
59875 | 3.975 | 1 | 2019-12-31 | 2020-12-31 | 365 | 4.6486 | 4
59884 | 6.76 | 1 | 2019-12-31 | 2020-12-31 | 365 | 7.9055 | 7
59934 | 3.18 | 1 | 2019-12-31 | 2020-12-31 | 365 | 3.7189 | 3
59994 | 4.59 | 1 | 2019-12-31 | 2020-12-31 | 365 | 5.3678 | 5
59997 | 9.36 | 1 | 2019-12-31 | 2020-12-31 | 365 | 10.9461 | 10
60072 | 8.84 | 1 | 2019-12-31 | 2020-12-31 | 365 | 10.338 | 10
41908 | 13.52 | 1 | 2019-12-31 | 2020-12-31 | 365 | 15.8111 | 15
60186 | 8.84 | 1 | 2019-12-31 | 2020-12-31 | 365 | 10.338 | 10
60189 | 3.9 | 1 | 2019-12-31 | 2020-12-31 | 365 | 4.5609 | 4
60192 | 9.01 | 1 | 2019-12-31 | 2020-12-31 | 365 | 10.5368 | 10
45640 | 3.315 | 1 | 2019-12-31 | 2020-12-31 | 365 | 3.8768 | 3
37735 | 4.24 | 1 | 2019-12-31 | 2020-12-31 | 365 | 4.9585 | 4
39016 | 8.06 | 1 | 2019-12-31 | 2020-12-31 | 365 | 9.4258 | 9
59121 | 6.76 | 1 | 2019-12-31 | 2020-12-31 | 365 | 7.9055 | 7
50362 | 6.24 | 1 | 2019-12-31 | 2020-12-31 | 365 | 7.2974 | 7
59124 | 2.86 | 1 | 2019-12-31 | 2020-12-31 | 365 | 3.3447 | 3
40009 | 9.72 | 1 | 2019-12-31 | 2020-12-31 | 365 | 11.3672 | 11
60262 | 8.06 | 1 | 2019-12-31 | 2020-12-31 | 365 | 9.4258 | 9
59120 | 6.24 | 1 | 2019-12-31 | 2020-12-31 | 365 | 7.2974 | 7
60340 | 2.915 | 1 | 2019-12-31 | 2020-12-31 | 365 | 3.409 | 3
60342 | 5.46 | 1 | 2019-12-31 | 2020-12-31 | 365 | 6.3853 | 6
59126 | 7.155 | 1 | 2019-12-31 | 2020-12-31 | 365 | 8.3675 | 8
59118 | 9.62 | 1 | 2019-12-31 | 2020-12-31 | 365 | 11.2502 | 11
59135 | 5.46 | 1 | 2019-12-31 | 2020-12-31 | 365 | 6.3853 | 6
59143 | 8.32 | 1 | 2019-12-31 | 2020-12-31 | 365 | 9.7299 | 9
59147 | 6.24 | 1 | 2019-12-31 | 2020-12-31 | 365 | 7.2974 | 7
59149 | 5.98 | 1 | 2019-12-31 | 2020-12-31 | 365 | 6.9934 | 6
59152 | 6.24 | 1 | 2019-12-31 | 2020-12-31 | 365 | 7.2974 | 7
59158 | 5.2 | 1 | 2019-12-31 | 2020-12-31 | 365 | 6.0812 | 6
59162 | 9.54 | 1 | 2019-12-31 | 2020-12-31 | 365 | 11.1566 | 11
59160 | 5.83 | 1 | 2019-12-31 | 2020-12-31 | 365 | 6.818 | 6
59167 | 6.625 | 1 | 2019-12-31 | 2020-12-31 | 365 | 7.7477 | 7
59136 | 3.64 | 1 | 2019-12-31 | 2020-12-31 | 365 | 4.2568 | 4
59172 | 11.96 | 1 | 2019-12-31 | 2020-12-31 | 365 | 13.9867 | 13
59173 | 7.8 | 1 | 2019-12-31 | 2020-12-31 | 365 | 9.1218 | 9
59174 | 8.32 | 1 | 2019-12-31 | 2020-12-31 | 365 | 9.7299 | 9
59177 | 3.12 | 1 | 2019-12-31 | 2020-12-31 | 365 | 3.6487 | 3
59178 | 5.72 | 1 | 2019-12-31 | 2020-12-31 | 365 | 6.6893 | 6
50389 | 4.77 | 1 | 2019-12-31 | 2020-12-31 | 365 | 5.5783 | 5
48374 | 4.94 | 1 | 2019-12-31 | 2020-12-31 | 365 | 5.7771 | 5
57262 | 6.76 | 1 | 2019-12-31 | 2020-12-31 | 365 | 7.9055 | 7
37606 | 4.94 | 1 | 2019-12-31 | 2020-12-31 | 365 | 5.7771 | 5
57310 | 3.9 | 1 | 2019-12-31 | 2020-12-31 | 365 | 4.5609 | 4
52380 | 5.98 | 1 | 2019-12-31 | 2020-12-31 | 365 | 6.9934 | 6
42128 | 10.4 | 1 | 2019-12-31 | 2020-12-31 | 365 | 12.1624 | 12
40353 | 3.64 | 1 | 2019-12-31 | 2020-12-31 | 365 | 4.2568 | 4
56106 | 8.32 | 1 | 2019-12-31 | 2020-12-31 | 365 | 9.7299 | 9
56162 | 2.55 | 1 | 2019-12-31 | 2020-12-31 | 365 | 2.9821 | 2
56199 | 8.415 | 1 | 2019-12-31 | 2020-12-31 | 365 | 9.841 | 9
60728 | 8.32 | 1 | 2019-12-31 | 2020-12-31 | 365 | 9.7299 | 9
61021 | 11.18 | 1 | 2019-12-31 | 2020-12-31 | 365 | 13.0746 | 13
61099 | 9.88 | 1 | 2019-12-31 | 2020-12-31 | 365 | 11.5543 | 11
61105 | 5.3 | 1 | 2019-12-31 | 2020-12-31 | 365 | 6.1981 | 6
56373 | 7.905 | 1 | 2019-12-31 | 2020-12-31 | 365 | 9.2446 | 9
56428 | 6.625 | 1 | 2019-12-31 | 2020-12-31 | 365 | 7.7477 | 7
56868 | 8.16 | 1 | 2019-12-31 | 2020-12-31 | 365 | 9.5428 | 9
56937 | 7.65 | 1 | 2019-12-31 | 2020-12-31 | 365 | 8.9464 | 8
57061 | 4.59 | 1 | 2019-12-31 | 2020-12-31 | 365 | 5.3678 | 5
57481 | 14.025 | 1 | 2019-12-31 | 2020-12-31 | 365 | 16.4017 | 16
57577 | 5.61 | 1 | 2019-12-31 | 2020-12-31 | 365 | 6.5607 | 6
57584 | 4.845 | 1 | 2019-12-31 | 2020-12-31 | 365 | 5.666 | 5
57597 | 7.54 | 1 | 2019-12-31 | 2020-12-31 | 365 | 8.8177 | 8
57603 | 4.16 | 1 | 2019-12-31 | 2020-12-31 | 365 | 4.865 | 4
57724 | 7.905 | 1 | 2019-12-31 | 2020-12-31 | 365 | 9.2446 | 9
58102 | 5.565 | 1 | 2019-12-31 | 2020-12-31 | 365 | 6.508 | 6
57834 | 2.6 | 1 | 2019-12-31 | 2020-12-31 | 365 | 3.0406 | 3
57867 | 2.6 | 1 | 2019-12-31 | 2020-12-31 | 365 | 3.0406 | 3
57911 | 10.8 | 1 | 2019-12-31 | 2020-12-31 | 365 | 12.6302 | 12
58495 | 6.76 | 1 | 2019-12-31 | 2020-12-31 | 365 | 7.9055 | 7
57918 | 3.64 | 1 | 2019-12-31 | 2020-12-31 | 365 | 4.2568 | 4
48559 | 8.67 | 1 | 2019-12-31 | 2020-12-31 | 365 | 10.1392 | 10
58618 | 3.06 | 1 | 2019-12-31 | 2020-12-31 | 365 | 3.5785 | 3
58651 | 9.62 | 1 | 2019-12-31 | 2020-12-31 | 365 | 11.2502 | 11
58723 | 3.64 | 1 | 2019-12-31 | 2020-12-31 | 365 | 4.2568 | 4
38867 | 3.9 | 1 | 2019-12-31 | 2020-12-31 | 365 | 4.5609 | 4
37847 | 3.12 | 1 | 2019-12-31 | 2020-12-31 | 365 | 3.6487 | 3
50398 | 12.75 | 1 | 2019-12-31 | 2020-12-31 | 365 | 14.9106 | 14
39570 | 2.86 | 1 | 2019-12-31 | 2020-12-31 | 365 | 3.3447 | 3
39506 | 5.94 | 1 | 2019-12-31 | 2020-12-31 | 365 | 6.9466 | 6
39311 | 7.8 | 1 | 2019-12-31 | 2020-12-31 | 365 | 9.1218 | 9
40488 | 2.55 | 1 | 2019-12-31 | 2020-12-31 | 365 | 2.9821 | 2
42095 | 11.985 | 1 | 2019-12-31 | 2020-12-31 | 365 | 14.016 | 14
41672 | 9.36 | 1 | 2019-12-31 | 2020-12-31 | 365 | 10.9461 | 10
46637 | 4.42 | 1 | 2019-12-31 | 2020-12-31 | 365 | 5.169 | 5
43177 | 9.88 | 1 | 2019-12-31 | 2020-12-31 | 365 | 11.5543 | 11
39929 | 4.16 | 1 | 2019-12-31 | 2020-12-31 | 365 | 4.865 | 4
50582 | 4.68 | 1 | 2019-12-31 | 2020-12-31 | 365 | 5.4731 | 5
56888 | 6.24 | 1 | 2019-12-31 | 2020-12-31 | 365 | 7.2974 | 7
56529 | 6.76 | 1 | 2019-12-31 | 2020-12-31 | 365 | 7.9055 | 7
39906 | 3.12 | 1 | 2019-12-31 | 2020-12-31 | 365 | 3.6487 | 3
40333 | 4.68 | 1 | 2019-12-31 | 2020-12-31 | 365 | 5.4731 | 5
38905 | 9.88 | 1 | 2019-12-31 | 2020-12-31 | 365 | 11.5543 | 11
38780 | 9.88 | 1 | 2019-12-31 | 2020-12-31 | 365 | 11.5543 | 11
41816 | 4.68 | 1 | 2019-12-31 | 2020-12-31 | 365 | 5.4731 | 5
45688 | 10.14 | 1 | 2019-12-31 | 2020-12-31 | 365 | 11.8583 | 11
59738 | 6.5 | 1 | 2019-12-31 | 2020-12-31 | 365 | 7.6015 | 7
59729 | 2.12 | 1 | 2019-12-31 | 2020-12-31 | 365 | 2.4793 | 2
58787 | 4.335 | 1 | 2019-12-31 | 2020-12-31 | 365 | 5.0696 | 5
45974 | 10.14 | 1 | 2019-12-31 | 2020-12-31 | 365 | 11.8583 | 11
47485 | 7.8 | 1 | 2019-12-31 | 2020-12-31 | 365 | 9.1218 | 9
50563 | 9.88 | 1 | 2019-12-31 | 2020-12-31 | 365 | 11.5543 | 11
41799 | 8.06 | 1 | 2019-12-31 | 2020-12-31 | 365 | 9.4258 | 9
59577 | 9.805 | 1 | 2019-12-31 | 2020-12-31 | 365 | 11.4666 | 11
60270 | 6.89 | 1 | 2019-12-31 | 2020-12-31 | 365 | 8.0576 | 8
59617 | 3.825 | 1 | 2019-12-31 | 2020-12-31 | 365 | 4.4732 | 4
39209 | 4.16 | 1 | 2019-12-31 | 2020-12-31 | 365 | 4.865 | 4
60726 | 3.71 | 1 | 2019-12-31 | 2020-12-31 | 365 | 4.3387 | 4
61205 | 10.4 | 1 | 2019-12-31 | 2020-12-31 | 365 | 12.1624 | 12
57217 | 8.48 | 1 | 2019-12-31 | 2020-12-31 | 365 | 9.917 | 9
57347 | 4.77 | 1 | 2019-12-31 | 2020-12-31 | 365 | 5.5783 | 5
57587 | 6.5 | 1 | 2019-12-31 | 2020-12-31 | 365 | 7.6015 | 7
57152 | 9.1 | 1 | 2019-12-31 | 2020-12-31 | 365 | 10.6421 | 10
58150 | 3.9 | 1 | 2019-12-31 | 2020-12-31 | 365 | 4.5609 | 4
57014 | 4.68 | 1 | 2019-12-31 | 2020-12-31 | 365 | 5.4731 | 5
36304 | 4.94 | 1 | 2019-12-31 | 2020-12-31 | 365 | 5.7771 | 5
59713 | 10.455 | 1 | 2019-12-31 | 2020-12-31 | 365 | 12.2267 | 12
40084 | 5.46 | 1 | 2019-12-31 | 2020-12-31 | 365 | 6.3853 | 6
50214 | 2.295 | 1 | 2019-12-31 | 2020-12-31 | 365 | 2.6839 | 2
48031 | 11.44 | 1 | 2019-12-31 | 2020-12-31 | 365 | 13.3786 | 13
61879 | 2.34 | 1 | 2019-12-31 | 2020-12-31 | 365 | 2.7365 | 2
62005 | 6.36 | 1 | 2019-12-31 | 2020-12-31 | 365 | 7.4378 | 7
62076 | 2.6 | 1 | 2019-12-31 | 2020-12-31 | 365 | 3.0406 | 3
47435 | 3.24 | 1 | 2019-12-31 | 2020-12-31 | 365 | 3.7891 | 3
45082 | 7.28 | 1 | 2019-12-31 | 2020-12-31 | 365 | 8.5137 | 8
61574 | 9.435 | 1 | 2019-12-31 | 2020-12-31 | 365 | 11.0339 | 11
57959 | 4.24 | 1 | 2019-12-31 | 2020-12-31 | 365 | 4.9585 | 4
58032 | 6.76 | 1 | 2019-12-31 | 2020-12-31 | 365 | 7.9055 | 7
58043 | 4.16 | 1 | 2019-12-31 | 2020-12-31 | 365 | 4.865 | 4
40589 | 9.1 | 1 | 2019-12-31 | 2020-12-31 | 365 | 10.6421 | 10
57826 | 6.24 | 1 | 2019-12-31 | 2020-12-31 | 365 | 7.2974 | 7
57835 | 3.9 | 1 | 2019-12-31 | 2020-12-31 | 365 | 4.5609 | 4
58104 | 4.59 | 1 | 2019-12-31 | 2020-12-31 | 365 | 5.3678 | 5
37775 | 7.905 | 1 | 2019-12-31 | 2020-12-31 | 365 | 9.2446 | 9
52942 | 3.38 | 1 | 2019-12-31 | 2020-12-31 | 365 | 3.9528 | 3
59079 | 7.95 | 1 | 2019-12-31 | 2020-12-31 | 365 | 9.2972 | 9
59123 | 4.24 | 1 | 2019-12-31 | 2020-12-31 | 365 | 4.9585 | 4
59161 | 7.42 | 1 | 2019-12-31 | 2020-12-31 | 365 | 8.6774 | 8
59166 | 11.925 | 1 | 2019-12-31 | 2020-12-31 | 365 | 13.9458 | 13
59176 | 12.19 | 1 | 2019-12-31 | 2020-12-31 | 365 | 14.2557 | 14
59181 | 3.18 | 1 | 2019-12-31 | 2020-12-31 | 365 | 3.7189 | 3
59295 | 8.84 | 1 | 2019-12-31 | 2020-12-31 | 365 | 10.338 | 10
59285 | 4.59 | 1 | 2019-12-31 | 2020-12-31 | 365 | 5.3678 | 5
59321 | 3.315 | 1 | 2019-12-31 | 2020-12-31 | 365 | 3.8768 | 3
59320 | 2.08 | 1 | 2019-12-31 | 2020-12-31 | 365 | 2.4325 | 2
59322 | 5.2 | 1 | 2019-12-31 | 2020-12-31 | 365 | 6.0812 | 6
59323 | 7.02 | 1 | 2019-12-31 | 2020-12-31 | 365 | 8.2096 | 8
59355 | 13.25 | 1 | 2019-12-31 | 2020-12-31 | 365 | 15.4953 | 15
59360 | 4.505 | 1 | 2019-12-31 | 2020-12-31 | 365 | 5.2684 | 5
59363 | 8.58 | 1 | 2019-12-31 | 2020-12-31 | 365 | 10.034 | 10
59368 | 8.58 | 1 | 2019-12-31 | 2020-12-31 | 365 | 10.034 | 10
59370 | 7.28 | 1 | 2019-12-31 | 2020-12-31 | 365 | 8.5137 | 8
59375 | 5.46 | 1 | 2019-12-31 | 2020-12-31 | 365 | 6.3853 | 6
59392 | 3.38 | 1 | 2019-12-31 | 2020-12-31 | 365 | 3.9528 | 3
59395 | 9.36 | 1 | 2019-12-31 | 2020-12-31 | 365 | 10.9461 | 10
59399 | 6.63 | 1 | 2019-12-31 | 2020-12-31 | 365 | 7.7535 | 7
59400 | 7.905 | 1 | 2019-12-31 | 2020-12-31 | 365 | 9.2446 | 9
59401 | 10.92 | 1 | 2019-12-31 | 2020-12-31 | 365 | 12.7705 | 12
59403 | 15.6 | 1 | 2019-12-31 | 2020-12-31 | 365 | 18.2436 | 18
59404 | 5.83 | 1 | 2019-12-31 | 2020-12-31 | 365 | 6.818 | 6
59405 | 3.9 | 1 | 2019-12-31 | 2020-12-31 | 365 | 4.5609 | 4
59406 | 4.08 | 1 | 2019-12-31 | 2020-12-31 | 365 | 4.7714 | 4
59407 | 5.98 | 1 | 2019-12-31 | 2020-12-31 | 365 | 6.9934 | 6
59408 | 4.24 | 1 | 2019-12-31 | 2020-12-31 | 365 | 4.9585 | 4
59423 | 2.34 | 1 | 2019-12-31 | 2020-12-31 | 365 | 2.7365 | 2
59427 | 8.745 | 1 | 2019-12-31 | 2020-12-31 | 365 | 10.2269 | 10
59436 | 7.685 | 1 | 2019-12-31 | 2020-12-31 | 365 | 8.9873 | 8
59440 | 4.42 | 1 | 2019-12-31 | 2020-12-31 | 365 | 5.169 | 5
60754 | 2.08 | 1 | 2019-12-31 | 2020-12-31 | 365 | 2.4325 | 2
59445 | 5.2 | 1 | 2019-12-31 | 2020-12-31 | 365 | 6.0812 | 6
59444 | 4.77 | 1 | 2019-12-31 | 2020-12-31 | 365 | 5.5783 | 5
59448 | 5.72 | 1 | 2019-12-31 | 2020-12-31 | 365 | 6.6893 | 6
59450 | 4.77 | 1 | 2019-12-31 | 2020-12-31 | 365 | 5.5783 | 5
59462 | 4.24 | 1 | 2019-12-31 | 2020-12-31 | 365 | 4.9585 | 4
59463 | 7.685 | 1 | 2019-12-31 | 2020-12-31 | 365 | 8.9873 | 8
59465 | 6.76 | 1 | 2019-12-31 | 2020-12-31 | 365 | 7.9055 | 7
59466 | 8.32 | 1 | 2019-12-31 | 2020-12-31 | 365 | 9.7299 | 9
59467 | 7.54 | 1 | 2019-12-31 | 2020-12-31 | 365 | 8.8177 | 8
59470 | 5.83 | 1 | 2019-12-31 | 2020-12-31 | 365 | 6.818 | 6
59492 | 6.36 | 1 | 2019-12-31 | 2020-12-31 | 365 | 7.4378 | 7
59496 | 6.63 | 1 | 2019-12-31 | 2020-12-31 | 365 | 7.7535 | 7
59493 | 9.805 | 1 | 2019-12-31 | 2020-12-31 | 365 | 11.4666 | 11
59545 | 5.3 | 1 | 2019-12-31 | 2020-12-31 | 365 | 6.1981 | 6
59495 | 13.52 | 1 | 2019-12-31 | 2020-12-31 | 365 | 15.8111 | 15
59546 | 12.74 | 1 | 2019-12-31 | 2020-12-31 | 365 | 14.8989 | 14
59499 | 12.48 | 1 | 2019-12-31 | 2020-12-31 | 365 | 14.5949 | 14
59548 | 9.88 | 1 | 2019-12-31 | 2020-12-31 | 365 | 11.5543 | 11
59500 | 6.5 | 1 | 2019-12-31 | 2020-12-31 | 365 | 7.6015 | 7
59504 | 12.48 | 1 | 2019-12-31 | 2020-12-31 | 365 | 14.5949 | 14
59549 | 10.335 | 1 | 2019-12-31 | 2020-12-31 | 365 | 12.0864 | 12
59503 | 12.48 | 1 | 2019-12-31 | 2020-12-31 | 365 | 14.5949 | 14
59506 | 6.76 | 1 | 2019-12-31 | 2020-12-31 | 365 | 7.9055 | 7
59507 | 5.2 | 1 | 2019-12-31 | 2020-12-31 | 365 | 6.0812 | 6
59614 | 3.18 | 1 | 2019-12-31 | 2020-12-31 | 365 | 3.7189 | 3
59516 | 8.215 | 1 | 2019-12-31 | 2020-12-31 | 365 | 9.6071 | 9
59620 | 9.1 | 1 | 2019-12-31 | 2020-12-31 | 365 | 10.6421 | 10
59517 | 11.96 | 1 | 2019-12-31 | 2020-12-31 | 365 | 13.9867 | 13
59619 | 4.505 | 1 | 2019-12-31 | 2020-12-31 | 365 | 5.2684 | 5
59519 | 4.335 | 1 | 2019-12-31 | 2020-12-31 | 365 | 5.0696 | 5
59623 | 13.78 | 1 | 2019-12-31 | 2020-12-31 | 365 | 16.1152 | 16
59521 | 4.77 | 1 | 2019-12-31 | 2020-12-31 | 365 | 5.5783 | 5
59520 | 7.28 | 1 | 2019-12-31 | 2020-12-31 | 365 | 8.5137 | 8
59630 | 5.035 | 1 | 2019-12-31 | 2020-12-31 | 365 | 5.8882 | 5
59522 | 6.12 | 1 | 2019-12-31 | 2020-12-31 | 365 | 7.1571 | 7
59633 | 11.73 | 1 | 2019-12-31 | 2020-12-31 | 365 | 13.7178 | 13
59523 | 7.8 | 1 | 2019-12-31 | 2020-12-31 | 365 | 9.1218 | 9
59524 | 10.335 | 1 | 2019-12-31 | 2020-12-31 | 365 | 12.0864 | 12
59525 | 10.335 | 1 | 2019-12-31 | 2020-12-31 | 365 | 12.0864 | 12
59527 | 4.59 | 1 | 2019-12-31 | 2020-12-31 | 365 | 5.3678 | 5
59526 | 4.24 | 1 | 2019-12-31 | 2020-12-31 | 365 | 4.9585 | 4
59529 | 4.68 | 1 | 2019-12-31 | 2020-12-31 | 365 | 5.4731 | 5
59530 | 7.42 | 1 | 2019-12-31 | 2020-12-31 | 365 | 8.6774 | 8
59534 | 10.66 | 1 | 2019-12-31 | 2020-12-31 | 365 | 12.4664 | 12
59531 | 3.975 | 1 | 2019-12-31 | 2020-12-31 | 365 | 4.6486 | 4
59537 | 4.77 | 1 | 2019-12-31 | 2020-12-31 | 365 | 5.5783 | 5
59539 | 7.65 | 1 | 2019-12-31 | 2020-12-31 | 365 | 8.9464 | 8
59540 | 5.46 | 1 | 2019-12-31 | 2020-12-31 | 365 | 6.3853 | 6
59541 | 6.24 | 1 | 2019-12-31 | 2020-12-31 | 365 | 7.2974 | 7
59825 | 5.035 | 1 | 2019-12-31 | 2020-12-31 | 365 | 5.8882 | 5
59828 | 3.38 | 1 | 2019-12-31 | 2020-12-31 | 365 | 3.9528 | 3
59829 | 7.395 | 1 | 2019-12-31 | 2020-12-31 | 365 | 8.6482 | 8
59831 | 10.6 | 1 | 2019-12-31 | 2020-12-31 | 365 | 12.3963 | 12
59838 | 6.24 | 1 | 2019-12-31 | 2020-12-31 | 365 | 7.2974 | 7
59840 | 9.36 | 1 | 2019-12-31 | 2020-12-31 | 365 | 10.9461 | 10
59842 | 10.2 | 1 | 2019-12-31 | 2020-12-31 | 365 | 11.9285 | 11
59843 | 2.16 | 1 | 2019-12-31 | 2020-12-31 | 365 | 2.526 | 2
59844 | 3.78 | 1 | 2019-12-31 | 2020-12-31 | 365 | 4.4206 | 4
59862 | 10.66 | 1 | 2019-12-31 | 2020-12-31 | 365 | 12.4664 | 12
59860 | 11.925 | 1 | 2019-12-31 | 2020-12-31 | 365 | 13.9458 | 13
59869 | 5.61 | 1 | 2019-12-31 | 2020-12-31 | 365 | 6.5607 | 6
59868 | 4.94 | 1 | 2019-12-31 | 2020-12-31 | 365 | 5.7771 | 5
59879 | 12.72 | 1 | 2019-12-31 | 2020-12-31 | 365 | 14.8755 | 14
59886 | 2.86 | 1 | 2019-12-31 | 2020-12-31 | 365 | 3.3447 | 3
59889 | 8.32 | 1 | 2019-12-31 | 2020-12-31 | 365 | 9.7299 | 9
59893 | 6.36 | 1 | 2019-12-31 | 2020-12-31 | 365 | 7.4378 | 7
59894 | 6.5 | 1 | 2019-12-31 | 2020-12-31 | 365 | 7.6015 | 7
59895 | 7.54 | 1 | 2019-12-31 | 2020-12-31 | 365 | 8.8177 | 8
59904 | 9.1 | 1 | 2019-12-31 | 2020-12-31 | 365 | 10.6421 | 10
59892 | 3.18 | 1 | 2019-12-31 | 2020-12-31 | 365 | 3.7189 | 3
59916 | 7.54 | 1 | 2019-12-31 | 2020-12-31 | 365 | 8.8177 | 8
59919 | 2.86 | 1 | 2019-12-31 | 2020-12-31 | 365 | 3.3447 | 3
59917 | 13.78 | 1 | 2019-12-31 | 2020-12-31 | 365 | 16.1152 | 16
59922 | 5.2 | 1 | 2019-12-31 | 2020-12-31 | 365 | 6.0812 | 6
59924 | 9.36 | 1 | 2019-12-31 | 2020-12-31 | 365 | 10.9461 | 10
59926 | 8.32 | 1 | 2019-12-31 | 2020-12-31 | 365 | 9.7299 | 9
59929 | 4.68 | 1 | 2019-12-31 | 2020-12-31 | 365 | 5.4731 | 5
59932 | 5.3 | 1 | 2019-12-31 | 2020-12-31 | 365 | 6.1981 | 6
59931 | 3.64 | 1 | 2019-12-31 | 2020-12-31 | 365 | 4.2568 | 4
59930 | 6.63 | 1 | 2019-12-31 | 2020-12-31 | 365 | 7.7535 | 7
59933 | 4.505 | 1 | 2019-12-31 | 2020-12-31 | 365 | 5.2684 | 5
59937 | 8.48 | 1 | 2019-12-31 | 2020-12-31 | 365 | 9.917 | 9
59936 | 8.58 | 1 | 2019-12-31 | 2020-12-31 | 365 | 10.034 | 10
59945 | 9.62 | 1 | 2019-12-31 | 2020-12-31 | 365 | 11.2502 | 11
59947 | 12.48 | 1 | 2019-12-31 | 2020-12-31 | 365 | 14.5949 | 14
59949 | 5.46 | 1 | 2019-12-31 | 2020-12-31 | 365 | 6.3853 | 6
59952 | 2.6 | 1 | 2019-12-31 | 2020-12-31 | 365 | 3.0406 | 3
59953 | 4.68 | 1 | 2019-12-31 | 2020-12-31 | 365 | 5.4731 | 5
59954 | 6.5 | 1 | 2019-12-31 | 2020-12-31 | 365 | 7.6015 | 7
59955 | 9.18 | 1 | 2019-12-31 | 2020-12-31 | 365 | 10.7356 | 10
59956 | 13.52 | 1 | 2019-12-31 | 2020-12-31 | 365 | 15.8111 | 15
59975 | 11.18 | 1 | 2019-12-31 | 2020-12-31 | 365 | 13.0746 | 13
59977 | 12.22 | 1 | 2019-12-31 | 2020-12-31 | 365 | 14.2908 | 14
59981 | 5.98 | 1 | 2019-12-31 | 2020-12-31 | 365 | 6.9934 | 6
59988 | 4.24 | 1 | 2019-12-31 | 2020-12-31 | 365 | 4.9585 | 4
59990 | 12.48 | 1 | 2019-12-31 | 2020-12-31 | 365 | 14.5949 | 14
59991 | 9.36 | 1 | 2019-12-31 | 2020-12-31 | 365 | 10.9461 | 10
59992 | 9.88 | 1 | 2019-12-31 | 2020-12-31 | 365 | 11.5543 | 11
59995 | 14.31 | 1 | 2019-12-31 | 2020-12-31 | 365 | 16.735 | 16
59998 | 7.685 | 1 | 2019-12-31 | 2020-12-31 | 365 | 8.9873 | 8
59996 | 4.68 | 1 | 2019-12-31 | 2020-12-31 | 365 | 5.4731 | 5
60002 | 9.62 | 1 | 2019-12-31 | 2020-12-31 | 365 | 11.2502 | 11
60003 | 13.52 | 1 | 2019-12-31 | 2020-12-31 | 365 | 15.8111 | 15
60004 | 5.2 | 1 | 2019-12-31 | 2020-12-31 | 365 | 6.0812 | 6
60018 | 7.54 | 1 | 2019-12-31 | 2020-12-31 | 365 | 8.8177 | 8
60019 | 7.54 | 1 | 2019-12-31 | 2020-12-31 | 365 | 8.8177 | 8
60026 | 12.22 | 1 | 2019-12-31 | 2020-12-31 | 365 | 14.2908 | 14
60024 | 3.38 | 1 | 2019-12-31 | 2020-12-31 | 365 | 3.9528 | 3
60030 | 7.8 | 1 | 2019-12-31 | 2020-12-31 | 365 | 9.1218 | 9
60032 | 4.505 | 1 | 2019-12-31 | 2020-12-31 | 365 | 5.2684 | 5
60040 | 10.14 | 1 | 2019-12-31 | 2020-12-31 | 365 | 11.8583 | 11
59636 | 2.08 | 1 | 2019-12-31 | 2020-12-31 | 365 | 2.4325 | 2
59638 | 5.61 | 1 | 2019-12-31 | 2020-12-31 | 365 | 6.5607 | 6
59686 | 10.66 | 1 | 2019-12-31 | 2020-12-31 | 365 | 12.4664 | 12
59697 | 6.76 | 1 | 2019-12-31 | 2020-12-31 | 365 | 7.9055 | 7
59702 | 4.42 | 1 | 2019-12-31 | 2020-12-31 | 365 | 5.169 | 5
59706 | 7.155 | 1 | 2019-12-31 | 2020-12-31 | 365 | 8.3675 | 8
59737 | 11.73 | 1 | 2019-12-31 | 2020-12-31 | 365 | 13.7178 | 13
59740 | 6.625 | 1 | 2019-12-31 | 2020-12-31 | 365 | 7.7477 | 7
59746 | 8.48 | 1 | 2019-12-31 | 2020-12-31 | 365 | 9.917 | 9
59748 | 3.38 | 1 | 2019-12-31 | 2020-12-31 | 365 | 3.9528 | 3
59749 | 7.685 | 1 | 2019-12-31 | 2020-12-31 | 365 | 8.9873 | 8
59750 | 8.84 | 1 | 2019-12-31 | 2020-12-31 | 365 | 10.338 | 10
59751 | 7.685 | 1 | 2019-12-31 | 2020-12-31 | 365 | 8.9873 | 8
59752 | 8.84 | 1 | 2019-12-31 | 2020-12-31 | 365 | 10.338 | 10
59754 | 3.71 | 1 | 2019-12-31 | 2020-12-31 | 365 | 4.3387 | 4
59755 | 6.12 | 1 | 2019-12-31 | 2020-12-31 | 365 | 7.1571 | 7
59766 | 5.83 | 1 | 2019-12-31 | 2020-12-31 | 365 | 6.818 | 6
59769 | 5.98 | 1 | 2019-12-31 | 2020-12-31 | 365 | 6.9934 | 6
59770 | 7.54 | 1 | 2019-12-31 | 2020-12-31 | 365 | 8.8177 | 8
59772 | 4.16 | 1 | 2019-12-31 | 2020-12-31 | 365 | 4.865 | 4
59774 | 12.48 | 1 | 2019-12-31 | 2020-12-31 | 365 | 14.5949 | 14
59775 | 10.07 | 1 | 2019-12-31 | 2020-12-31 | 365 | 11.7765 | 11
59776 | 9.36 | 1 | 2019-12-31 | 2020-12-31 | 365 | 10.9461 | 10
59778 | 10.865 | 1 | 2019-12-31 | 2020-12-31 | 365 | 12.7062 | 12
59779 | 7.8 | 1 | 2019-12-31 | 2020-12-31 | 365 | 9.1218 | 9
59777 | 3.71 | 1 | 2019-12-31 | 2020-12-31 | 365 | 4.3387 | 4
59781 | 9.36 | 1 | 2019-12-31 | 2020-12-31 | 365 | 10.9461 | 10
59786 | 9.88 | 1 | 2019-12-31 | 2020-12-31 | 365 | 11.5543 | 11
60042 | 9.36 | 1 | 2019-12-31 | 2020-12-31 | 365 | 10.9461 | 10
60045 | 5.72 | 1 | 2019-12-31 | 2020-12-31 | 365 | 6.6893 | 6
60046 | 7.8 | 1 | 2019-12-31 | 2020-12-31 | 365 | 9.1218 | 9
60047 | 8.84 | 1 | 2019-12-31 | 2020-12-31 | 365 | 10.338 | 10
60052 | 8.32 | 1 | 2019-12-31 | 2020-12-31 | 365 | 9.7299 | 9
60053 | 8.84 | 1 | 2019-12-31 | 2020-12-31 | 365 | 10.338 | 10
60054 | 7.28 | 1 | 2019-12-31 | 2020-12-31 | 365 | 8.5137 | 8
60055 | 8.58 | 1 | 2019-12-31 | 2020-12-31 | 365 | 10.034 | 10
60075 | 6.63 | 1 | 2019-12-31 | 2020-12-31 | 365 | 7.7535 | 7
60081 | 13.52 | 1 | 2019-12-31 | 2020-12-31 | 365 | 15.8111 | 15
60079 | 8.215 | 1 | 2019-12-31 | 2020-12-31 | 365 | 9.6071 | 9
60083 | 7.8 | 1 | 2019-12-31 | 2020-12-31 | 365 | 9.1218 | 9
60084 | 13.52 | 1 | 2019-12-31 | 2020-12-31 | 365 | 15.8111 | 15
60088 | 4.24 | 1 | 2019-12-31 | 2020-12-31 | 365 | 4.9585 | 4
59787 | 11.44 | 1 | 2019-12-31 | 2020-12-31 | 365 | 13.3786 | 13
60091 | 9.36 | 1 | 2019-12-31 | 2020-12-31 | 365 | 10.9461 | 10
60101 | 5.72 | 1 | 2019-12-31 | 2020-12-31 | 365 | 6.6893 | 6
60103 | 5.98 | 1 | 2019-12-31 | 2020-12-31 | 365 | 6.9934 | 6
59788 | 14.04 | 1 | 2019-12-31 | 2020-12-31 | 365 | 16.4192 | 16
59790 | 4.42 | 1 | 2019-12-31 | 2020-12-31 | 365 | 5.169 | 5
59796 | 7.65 | 1 | 2019-12-31 | 2020-12-31 | 365 | 8.9464 | 8
59800 | 4.42 | 1 | 2019-12-31 | 2020-12-31 | 365 | 5.169 | 5
59808 | 5.61 | 1 | 2019-12-31 | 2020-12-31 | 365 | 6.5607 | 6
59810 | 6.24 | 1 | 2019-12-31 | 2020-12-31 | 365 | 7.2974 | 7
59789 | 5.98 | 1 | 2019-12-31 | 2020-12-31 | 365 | 6.9934 | 6
59812 | 5.565 | 1 | 2019-12-31 | 2020-12-31 | 365 | 6.508 | 6
59813 | 6.36 | 1 | 2019-12-31 | 2020-12-31 | 365 | 7.4378 | 7
59816 | 7.28 | 1 | 2019-12-31 | 2020-12-31 | 365 | 8.5137 | 8
59814 | 7.95 | 1 | 2019-12-31 | 2020-12-31 | 365 | 9.2972 | 9
59817 | 9.945 | 1 | 2019-12-31 | 2020-12-31 | 365 | 11.6303 | 11
59818 | 9.69 | 1 | 2019-12-31 | 2020-12-31 | 365 | 11.3321 | 11
59821 | 3.12 | 1 | 2019-12-31 | 2020-12-31 | 365 | 3.6487 | 3
59824 | 3.12 | 1 | 2019-12-31 | 2020-12-31 | 365 | 3.6487 | 3
60357 | 8.16 | 1 | 2019-12-31 | 2020-12-31 | 365 | 9.5428 | 9
60367 | 5.035 | 1 | 2019-12-31 | 2020-12-31 | 365 | 5.8882 | 5
60369 | 7.8 | 1 | 2019-12-31 | 2020-12-31 | 365 | 9.1218 | 9
60397 | 7.155 | 1 | 2019-12-31 | 2020-12-31 | 365 | 8.3675 | 8
60402 | 5.1 | 1 | 2019-12-31 | 2020-12-31 | 365 | 5.9642 | 5
60403 | 7.02 | 1 | 2019-12-31 | 2020-12-31 | 365 | 8.2096 | 8
60410 | 8.32 | 1 | 2019-12-31 | 2020-12-31 | 365 | 9.7299 | 9
60415 | 12.455 | 1 | 2019-12-31 | 2020-12-31 | 365 | 14.5656 | 14
60418 | 11.44 | 1 | 2019-12-31 | 2020-12-31 | 365 | 13.3786 | 13
60425 | 11.13 | 1 | 2019-12-31 | 2020-12-31 | 365 | 13.0161 | 13
60426 | 4.42 | 1 | 2019-12-31 | 2020-12-31 | 365 | 5.169 | 5
60434 | 7.54 | 1 | 2019-12-31 | 2020-12-31 | 365 | 8.8177 | 8
60438 | 12.72 | 1 | 2019-12-31 | 2020-12-31 | 365 | 14.8755 | 14
60440 | 10.66 | 1 | 2019-12-31 | 2020-12-31 | 365 | 12.4664 | 12
60441 | 7.54 | 1 | 2019-12-31 | 2020-12-31 | 365 | 8.8177 | 8
60444 | 7.28 | 1 | 2019-12-31 | 2020-12-31 | 365 | 8.5137 | 8
60446 | 9.88 | 1 | 2019-12-31 | 2020-12-31 | 365 | 11.5543 | 11
60449 | 2.86 | 1 | 2019-12-31 | 2020-12-31 | 365 | 3.3447 | 3
60453 | 8.215 | 1 | 2019-12-31 | 2020-12-31 | 365 | 9.6071 | 9
60458 | 5.2 | 1 | 2019-12-31 | 2020-12-31 | 365 | 6.0812 | 6
60459 | 7.42 | 1 | 2019-12-31 | 2020-12-31 | 365 | 8.6774 | 8
60465 | 7.395 | 1 | 2019-12-31 | 2020-12-31 | 365 | 8.6482 | 8
60467 | 11.44 | 1 | 2019-12-31 | 2020-12-31 | 365 | 13.3786 | 13
60470 | 9.36 | 1 | 2019-12-31 | 2020-12-31 | 365 | 10.9461 | 10
60480 | 8.745 | 1 | 2019-12-31 | 2020-12-31 | 365 | 10.2269 | 10
60482 | 10.4 | 1 | 2019-12-31 | 2020-12-31 | 365 | 12.1624 | 12
60483 | 4.68 | 1 | 2019-12-31 | 2020-12-31 | 365 | 5.4731 | 5
60484 | 9.88 | 1 | 2019-12-31 | 2020-12-31 | 365 | 11.5543 | 11
60485 | 4.59 | 1 | 2019-12-31 | 2020-12-31 | 365 | 5.3678 | 5
60487 | 7.155 | 1 | 2019-12-31 | 2020-12-31 | 365 | 8.3675 | 8
60486 | 4.94 | 1 | 2019-12-31 | 2020-12-31 | 365 | 5.7771 | 5
60489 | 6.76 | 1 | 2019-12-31 | 2020-12-31 | 365 | 7.9055 | 7
60491 | 2.6 | 1 | 2019-12-31 | 2020-12-31 | 365 | 3.0406 | 3
60492 | 10.92 | 1 | 2019-12-31 | 2020-12-31 | 365 | 12.7705 | 12
60494 | 5.2 | 1 | 2019-12-31 | 2020-12-31 | 365 | 6.0812 | 6
60493 | 3.9 | 1 | 2019-12-31 | 2020-12-31 | 365 | 4.5609 | 4
60112 | 5.94 | 1 | 2019-12-31 | 2020-12-31 | 365 | 6.9466 | 6
60498 | 2.385 | 1 | 2019-12-31 | 2020-12-31 | 365 | 2.7892 | 2
60500 | 7.28 | 1 | 2019-12-31 | 2020-12-31 | 365 | 8.5137 | 8
60499 | 6.24 | 1 | 2019-12-31 | 2020-12-31 | 365 | 7.2974 | 7
60501 | 11.44 | 1 | 2019-12-31 | 2020-12-31 | 365 | 13.3786 | 13
60502 | 4.68 | 1 | 2019-12-31 | 2020-12-31 | 365 | 5.4731 | 5
60505 | 10.865 | 1 | 2019-12-31 | 2020-12-31 | 365 | 12.7062 | 12
60504 | 14.045 | 1 | 2019-12-31 | 2020-12-31 | 365 | 16.4251 | 16
60508 | 6.24 | 1 | 2019-12-31 | 2020-12-31 | 365 | 7.2974 | 7
57651 | 6.76 | 1 | 2019-12-31 | 2020-12-31 | 365 | 7.9055 | 7
60115 | 8.84 | 1 | 2019-12-31 | 2020-12-31 | 365 | 10.338 | 10
60105 | 3.18 | 1 | 2019-12-31 | 2020-12-31 | 365 | 3.7189 | 3
60130 | 5.83 | 1 | 2019-12-31 | 2020-12-31 | 365 | 6.818 | 6
60132 | 2.7 | 1 | 2019-12-31 | 2020-12-31 | 365 | 3.1575 | 3
60136 | 3.9 | 1 | 2019-12-31 | 2020-12-31 | 365 | 4.5609 | 4
60190 | 4.94 | 1 | 2019-12-31 | 2020-12-31 | 365 | 5.7771 | 5
60196 | 5.565 | 1 | 2019-12-31 | 2020-12-31 | 365 | 6.508 | 6
60201 | 6.5 | 1 | 2019-12-31 | 2020-12-31 | 365 | 7.6015 | 7
60202 | 6.625 | 1 | 2019-12-31 | 2020-12-31 | 365 | 7.7477 | 7
60205 | 3.38 | 1 | 2019-12-31 | 2020-12-31 | 365 | 3.9528 | 3
60217 | 4.94 | 1 | 2019-12-31 | 2020-12-31 | 365 | 5.7771 | 5
60219 | 6.5 | 1 | 2019-12-31 | 2020-12-31 | 365 | 7.6015 | 7
60220 | 6.89 | 1 | 2019-12-31 | 2020-12-31 | 365 | 8.0576 | 8
60208 | 7.54 | 1 | 2019-12-31 | 2020-12-31 | 365 | 8.8177 | 8
60225 | 2.805 | 1 | 2019-12-31 | 2020-12-31 | 365 | 3.2803 | 3
60224 | 8.32 | 1 | 2019-12-31 | 2020-12-31 | 365 | 9.7299 | 9
60230 | 4.24 | 1 | 2019-12-31 | 2020-12-31 | 365 | 4.9585 | 4
60263 | 2.08 | 1 | 2019-12-31 | 2020-12-31 | 365 | 2.4325 | 2
60264 | 14.04 | 1 | 2019-12-31 | 2020-12-31 | 365 | 16.4192 | 16
60266 | 5.98 | 1 | 2019-12-31 | 2020-12-31 | 365 | 6.9934 | 6
60268 | 13 | 1 | 2019-12-31 | 2020-12-31 | 365 | 15.203 | 15
60269 | 10.6 | 1 | 2019-12-31 | 2020-12-31 | 365 | 12.3963 | 12
60283 | 4.335 | 1 | 2019-12-31 | 2020-12-31 | 365 | 5.0696 | 5
60271 | 10.455 | 1 | 2019-12-31 | 2020-12-31 | 365 | 12.2267 | 12
60301 | 3.12 | 1 | 2019-12-31 | 2020-12-31 | 365 | 3.6487 | 3
60303 | 2.08 | 1 | 2019-12-31 | 2020-12-31 | 365 | 2.4325 | 2
60305 | 4.16 | 1 | 2019-12-31 | 2020-12-31 | 365 | 4.865 | 4
60307 | 5.46 | 1 | 2019-12-31 | 2020-12-31 | 365 | 6.3853 | 6
60313 | 5.61 | 1 | 2019-12-31 | 2020-12-31 | 365 | 6.5607 | 6
60318 | 7.02 | 1 | 2019-12-31 | 2020-12-31 | 365 | 8.2096 | 8
60319 | 5.1 | 1 | 2019-12-31 | 2020-12-31 | 365 | 5.9642 | 5
60332 | 2.6 | 1 | 2019-12-31 | 2020-12-31 | 365 | 3.0406 | 3
60347 | 6.76 | 1 | 2019-12-31 | 2020-12-31 | 365 | 7.9055 | 7
60345 | 9.62 | 1 | 2019-12-31 | 2020-12-31 | 365 | 11.2502 | 11
60346 | 8.48 | 1 | 2019-12-31 | 2020-12-31 | 365 | 9.917 | 9
60348 | 9.1 | 1 | 2019-12-31 | 2020-12-31 | 365 | 10.6421 | 10
60350 | 8.58 | 1 | 2019-12-31 | 2020-12-31 | 365 | 10.034 | 10
60576 | 3.64 | 1 | 2019-12-31 | 2020-12-31 | 365 | 4.2568 | 4
60512 | 12.455 | 1 | 2019-12-31 | 2020-12-31 | 365 | 14.5656 | 14
60510 | 10.14 | 1 | 2019-12-31 | 2020-12-31 | 365 | 11.8583 | 11
60579 | 7.28 | 1 | 2019-12-31 | 2020-12-31 | 365 | 8.5137 | 8
60517 | 12.72 | 1 | 2019-12-31 | 2020-12-31 | 365 | 14.8755 | 14
60578 | 8.745 | 1 | 2019-12-31 | 2020-12-31 | 365 | 10.2269 | 10
60509 | 4.59 | 1 | 2019-12-31 | 2020-12-31 | 365 | 5.3678 | 5
60588 | 10.92 | 1 | 2019-12-31 | 2020-12-31 | 365 | 12.7705 | 12
60589 | 8.215 | 1 | 2019-12-31 | 2020-12-31 | 365 | 9.6071 | 9
60519 | 3.71 | 1 | 2019-12-31 | 2020-12-31 | 365 | 4.3387 | 4
60514 | 7.8 | 1 | 2019-12-31 | 2020-12-31 | 365 | 9.1218 | 9
60591 | 9.945 | 1 | 2019-12-31 | 2020-12-31 | 365 | 11.6303 | 11
60520 | 3.9 | 1 | 2019-12-31 | 2020-12-31 | 365 | 4.5609 | 4
60594 | 6.5 | 1 | 2019-12-31 | 2020-12-31 | 365 | 7.6015 | 7
60524 | 11.7 | 1 | 2019-12-31 | 2020-12-31 | 365 | 13.6827 | 13
60606 | 4.42 | 1 | 2019-12-31 | 2020-12-31 | 365 | 5.169 | 5
60523 | 8.58 | 1 | 2019-12-31 | 2020-12-31 | 365 | 10.034 | 10
60605 | 11.96 | 1 | 2019-12-31 | 2020-12-31 | 365 | 13.9867 | 13
60522 | 8.58 | 1 | 2019-12-31 | 2020-12-31 | 365 | 10.034 | 10
60604 | 8.215 | 1 | 2019-12-31 | 2020-12-31 | 365 | 9.6071 | 9
60535 | 6.24 | 1 | 2019-12-31 | 2020-12-31 | 365 | 7.2974 | 7
60607 | 7.14 | 1 | 2019-12-31 | 2020-12-31 | 365 | 8.3499 | 8
60610 | 11.73 | 1 | 2019-12-31 | 2020-12-31 | 365 | 13.7178 | 13
60611 | 11.18 | 1 | 2019-12-31 | 2020-12-31 | 365 | 13.0746 | 13
60612 | 3.64 | 1 | 2019-12-31 | 2020-12-31 | 365 | 4.2568 | 4
60613 | 13.78 | 1 | 2019-12-31 | 2020-12-31 | 365 | 16.1152 | 16
60537 | 5.3 | 1 | 2019-12-31 | 2020-12-31 | 365 | 6.1981 | 6
57830 | 17.34 | 1 | 2019-12-31 | 2020-12-31 | 365 | 20.2784 | 20
60536 | 5.98 | 1 | 2019-12-31 | 2020-12-31 | 365 | 6.9934 | 6
50248 | 10.865 | 1 | 2019-12-31 | 2020-12-31 | 365 | 12.7062 | 12
45647 | 3.06 | 1 | 2019-12-31 | 2020-12-31 | 365 | 3.5785 | 3
42117 | 9.36 | 1 | 2019-12-31 | 2020-12-31 | 365 | 10.9461 | 10
40117 | 13.52 | 1 | 2019-12-31 | 2020-12-31 | 365 | 15.8111 | 15
45016 | 5.72 | 1 | 2019-12-31 | 2020-12-31 | 365 | 6.6893 | 6
43905 | 4.845 | 1 | 2019-12-31 | 2020-12-31 | 365 | 5.666 | 5
47547 | 6.5 | 1 | 2019-12-31 | 2020-12-31 | 365 | 7.6015 | 7
39219 | 7.28 | 1 | 2019-12-31 | 2020-12-31 | 365 | 8.5137 | 8
38942 | 5.2 | 1 | 2019-12-31 | 2020-12-31 | 365 | 6.0812 | 6
38343 | 12.74 | 1 | 2019-12-31 | 2020-12-31 | 365 | 14.8989 | 14
50623 | 7.42 | 1 | 2019-12-31 | 2020-12-31 | 365 | 8.6774 | 8
46375 | 6.76 | 1 | 2019-12-31 | 2020-12-31 | 365 | 7.9055 | 7
59798 | 4.68 | 1 | 2019-12-31 | 2020-12-31 | 365 | 5.4731 | 5
41298 | 3.9 | 1 | 2019-12-31 | 2020-12-31 | 365 | 4.5609 | 4
43756 | 3.57 | 1 | 2019-12-31 | 2020-12-31 | 365 | 4.175 | 4
39690 | 8.925 | 1 | 2019-12-31 | 2020-12-31 | 365 | 10.4374 | 10
50609 | 8.58 | 1 | 2019-12-31 | 2020-12-31 | 365 | 10.034 | 10
60616 | 3.64 | 1 | 2019-12-31 | 2020-12-31 | 365 | 4.2568 | 4
60618 | 13.78 | 1 | 2019-12-31 | 2020-12-31 | 365 | 16.1152 | 16
60619 | 2.65 | 1 | 2019-12-31 | 2020-12-31 | 365 | 3.0991 | 3
60629 | 7.54 | 1 | 2019-12-31 | 2020-12-31 | 365 | 8.8177 | 8
60622 | 7.54 | 1 | 2019-12-31 | 2020-12-31 | 365 | 8.8177 | 8
60636 | 13.77 | 1 | 2019-12-31 | 2020-12-31 | 365 | 16.1035 | 16
60662 | 2.86 | 1 | 2019-12-31 | 2020-12-31 | 365 | 3.3447 | 3
60665 | 11.18 | 1 | 2019-12-31 | 2020-12-31 | 365 | 13.0746 | 13
60667 | 10.14 | 1 | 2019-12-31 | 2020-12-31 | 365 | 11.8583 | 11
60668 | 15.045 | 1 | 2019-12-31 | 2020-12-31 | 365 | 17.5945 | 17
60670 | 14.025 | 1 | 2019-12-31 | 2020-12-31 | 365 | 16.4017 | 16
60671 | 4.42 | 1 | 2019-12-31 | 2020-12-31 | 365 | 5.169 | 5
60674 | 6.36 | 1 | 2019-12-31 | 2020-12-31 | 365 | 7.4378 | 7
60672 | 4.42 | 1 | 2019-12-31 | 2020-12-31 | 365 | 5.169 | 5
60675 | 6.24 | 1 | 2019-12-31 | 2020-12-31 | 365 | 7.2974 | 7
60676 | 6.5 | 1 | 2019-12-31 | 2020-12-31 | 365 | 7.6015 | 7
60677 | 3.9 | 1 | 2019-12-31 | 2020-12-31 | 365 | 4.5609 | 4
60678 | 5.72 | 1 | 2019-12-31 | 2020-12-31 | 365 | 6.6893 | 6
60693 | 6.12 | 1 | 2019-12-31 | 2020-12-31 | 365 | 7.1571 | 7
60697 | 5.83 | 1 | 2019-12-31 | 2020-12-31 | 365 | 6.818 | 6
60703 | 7.395 | 1 | 2019-12-31 | 2020-12-31 | 365 | 8.6482 | 8
60715 | 6.36 | 1 | 2019-12-31 | 2020-12-31 | 365 | 7.4378 | 7
60731 | 4.335 | 1 | 2019-12-31 | 2020-12-31 | 365 | 5.0696 | 5
60736 | 9.88 | 1 | 2019-12-31 | 2020-12-31 | 365 | 11.5543 | 11
60737 | 6.5 | 1 | 2019-12-31 | 2020-12-31 | 365 | 7.6015 | 7
60669 | 3.38 | 1 | 2019-12-31 | 2020-12-31 | 365 | 3.9528 | 3
60743 | 6.36 | 1 | 2019-12-31 | 2020-12-31 | 365 | 7.4378 | 7
60745 | 11.18 | 1 | 2019-12-31 | 2020-12-31 | 365 | 13.0746 | 13
60747 | 5.3 | 1 | 2019-12-31 | 2020-12-31 | 365 | 6.1981 | 6
60750 | 2.86 | 1 | 2019-12-31 | 2020-12-31 | 365 | 3.3447 | 3
60755 | 6.095 | 1 | 2019-12-31 | 2020-12-31 | 365 | 7.1279 | 7
60756 | 3.71 | 1 | 2019-12-31 | 2020-12-31 | 365 | 4.3387 | 4
60759 | 2.65 | 1 | 2019-12-31 | 2020-12-31 | 365 | 3.0991 | 3
60767 | 3.71 | 1 | 2019-12-31 | 2020-12-31 | 365 | 4.3387 | 4
60769 | 9.1 | 1 | 2019-12-31 | 2020-12-31 | 365 | 10.6421 | 10
60770 | 8.48 | 1 | 2019-12-31 | 2020-12-31 | 365 | 9.917 | 9
60210 | 7.95 | 1 | 2019-12-31 | 2020-12-31 | 365 | 9.2972 | 9
60741 | 8.06 | 1 | 2019-12-31 | 2020-12-31 | 365 | 9.4258 | 9
60779 | 9.88 | 1 | 2019-12-31 | 2020-12-31 | 365 | 11.5543 | 11
60773 | 2.65 | 1 | 2019-12-31 | 2020-12-31 | 365 | 3.0991 | 3
60781 | 10.335 | 1 | 2019-12-31 | 2020-12-31 | 365 | 12.0864 | 12
60782 | 5.98 | 1 | 2019-12-31 | 2020-12-31 | 365 | 6.9934 | 6
60792 | 10.6 | 1 | 2019-12-31 | 2020-12-31 | 365 | 12.3963 | 12
60794 | 3.38 | 1 | 2019-12-31 | 2020-12-31 | 365 | 3.9528 | 3
60798 | 11.13 | 1 | 2019-12-31 | 2020-12-31 | 365 | 13.0161 | 13
60799 | 10.335 | 1 | 2019-12-31 | 2020-12-31 | 365 | 12.0864 | 12
60802 | 10.4 | 1 | 2019-12-31 | 2020-12-31 | 365 | 12.1624 | 12
60801 | 7.42 | 1 | 2019-12-31 | 2020-12-31 | 365 | 8.6774 | 8
60803 | 7.28 | 1 | 2019-12-31 | 2020-12-31 | 365 | 8.5137 | 8
60804 | 5.035 | 1 | 2019-12-31 | 2020-12-31 | 365 | 5.8882 | 5
60812 | 5.2 | 1 | 2019-12-31 | 2020-12-31 | 365 | 6.0812 | 6
60829 | 5.565 | 1 | 2019-12-31 | 2020-12-31 | 365 | 6.508 | 6
60828 | 2.915 | 1 | 2019-12-31 | 2020-12-31 | 365 | 3.409 | 3
60844 | 13.52 | 1 | 2019-12-31 | 2020-12-31 | 365 | 15.8111 | 15
60846 | 4.94 | 1 | 2019-12-31 | 2020-12-31 | 365 | 5.7771 | 5
60851 | 7.685 | 1 | 2019-12-31 | 2020-12-31 | 365 | 8.9873 | 8
60858 | 3.975 | 1 | 2019-12-31 | 2020-12-31 | 365 | 4.6486 | 4
60833 | 3.38 | 1 | 2019-12-31 | 2020-12-31 | 365 | 3.9528 | 3
60861 | 5.035 | 1 | 2019-12-31 | 2020-12-31 | 365 | 5.8882 | 5
60870 | 4.16 | 1 | 2019-12-31 | 2020-12-31 | 365 | 4.865 | 4
60867 | 6.36 | 1 | 2019-12-31 | 2020-12-31 | 365 | 7.4378 | 7
60889 | 5.46 | 1 | 2019-12-31 | 2020-12-31 | 365 | 6.3853 | 6
60892 | 10.92 | 1 | 2019-12-31 | 2020-12-31 | 365 | 12.7705 | 12
60891 | 9.54 | 1 | 2019-12-31 | 2020-12-31 | 365 | 11.1566 | 11
60897 | 9.945 | 1 | 2019-12-31 | 2020-12-31 | 365 | 11.6303 | 11
60902 | 4.68 | 1 | 2019-12-31 | 2020-12-31 | 365 | 5.4731 | 5
60912 | 13.26 | 1 | 2019-12-31 | 2020-12-31 | 365 | 15.507 | 15
60911 | 3.71 | 1 | 2019-12-31 | 2020-12-31 | 365 | 4.3387 | 4
60898 | 7.685 | 1 | 2019-12-31 | 2020-12-31 | 365 | 8.9873 | 8
60922 | 6.095 | 1 | 2019-12-31 | 2020-12-31 | 365 | 7.1279 | 7
60926 | 7.95 | 1 | 2019-12-31 | 2020-12-31 | 365 | 9.2972 | 9
60927 | 7.02 | 1 | 2019-12-31 | 2020-12-31 | 365 | 8.2096 | 8
60931 | 9.275 | 1 | 2019-12-31 | 2020-12-31 | 365 | 10.8467 | 10
60939 | 6.36 | 1 | 2019-12-31 | 2020-12-31 | 365 | 7.4378 | 7
60944 | 5.565 | 1 | 2019-12-31 | 2020-12-31 | 365 | 6.508 | 6
60947 | 3.18 | 1 | 2019-12-31 | 2020-12-31 | 365 | 3.7189 | 3
60949 | 3.71 | 1 | 2019-12-31 | 2020-12-31 | 365 | 4.3387 | 4
60663 | 9.88 | 1 | 2019-12-31 | 2020-12-31 | 365 | 11.5543 | 11
60953 | 9.01 | 1 | 2019-12-31 | 2020-12-31 | 365 | 10.5368 | 10
60955 | 5.2 | 1 | 2019-12-31 | 2020-12-31 | 365 | 6.0812 | 6
60957 | 3.12 | 1 | 2019-12-31 | 2020-12-31 | 365 | 3.6487 | 3
60959 | 4.77 | 1 | 2019-12-31 | 2020-12-31 | 365 | 5.5783 | 5
60963 | 4.16 | 1 | 2019-12-31 | 2020-12-31 | 365 | 4.865 | 4
60964 | 3.975 | 1 | 2019-12-31 | 2020-12-31 | 365 | 4.6486 | 4
60965 | 3.9 | 1 | 2019-12-31 | 2020-12-31 | 365 | 4.5609 | 4
60972 | 3.18 | 1 | 2019-12-31 | 2020-12-31 | 365 | 3.7189 | 3
60976 | 12.48 | 1 | 2019-12-31 | 2020-12-31 | 365 | 14.5949 | 14
60980 | 3.975 | 1 | 2019-12-31 | 2020-12-31 | 365 | 4.6486 | 4
60982 | 7.02 | 1 | 2019-12-31 | 2020-12-31 | 365 | 8.2096 | 8
62735 | 9.88 | 1 | 2019-12-31 | 2020-12-31 | 365 | 11.5543 | 11
60987 | 7.14 | 1 | 2019-12-31 | 2020-12-31 | 365 | 8.3499 | 8
63017 | 5.035 | 1 | 2019-12-31 | 2020-12-31 | 365 | 5.8882 | 5
61016 | 5.98 | 1 | 2019-12-31 | 2020-12-31 | 365 | 6.9934 | 6
61017 | 5.98 | 1 | 2019-12-31 | 2020-12-31 | 365 | 6.9934 | 6
61019 | 2.6 | 1 | 2019-12-31 | 2020-12-31 | 365 | 3.0406 | 3
61029 | 7.28 | 1 | 2019-12-31 | 2020-12-31 | 365 | 8.5137 | 8
61040 | 9.01 | 1 | 2019-12-31 | 2020-12-31 | 365 | 10.5368 | 10
61041 | 9.275 | 1 | 2019-12-31 | 2020-12-31 | 365 | 10.8467 | 10
61042 | 5.3 | 1 | 2019-12-31 | 2020-12-31 | 365 | 6.1981 | 6
61043 | 5.035 | 1 | 2019-12-31 | 2020-12-31 | 365 | 5.8882 | 5
61044 | 4.24 | 1 | 2019-12-31 | 2020-12-31 | 365 | 4.9585 | 4
61054 | 13.515 | 1 | 2019-12-31 | 2020-12-31 | 365 | 15.8053 | 15
61055 | 6.89 | 1 | 2019-12-31 | 2020-12-31 | 365 | 8.0576 | 8
61056 | 9.36 | 1 | 2019-12-31 | 2020-12-31 | 365 | 10.9461 | 10
60797 | 5.67 | 1 | 2019-12-31 | 2020-12-31 | 365 | 6.6308 | 6
61074 | 6.5 | 1 | 2019-12-31 | 2020-12-31 | 365 | 7.6015 | 7
61075 | 5.355 | 1 | 2019-12-31 | 2020-12-31 | 365 | 6.2625 | 6
61083 | 5.94 | 1 | 2019-12-31 | 2020-12-31 | 365 | 6.9466 | 6
61085 | 10.2 | 1 | 2019-12-31 | 2020-12-31 | 365 | 11.9285 | 11
61089 | 6.76 | 1 | 2019-12-31 | 2020-12-31 | 365 | 7.9055 | 7
61096 | 6.375 | 1 | 2019-12-31 | 2020-12-31 | 365 | 7.4553 | 7
61104 | 3.06 | 1 | 2019-12-31 | 2020-12-31 | 365 | 3.5785 | 3
61109 | 10.71 | 1 | 2019-12-31 | 2020-12-31 | 365 | 12.5249 | 12
61103 | 14.04 | 1 | 2019-12-31 | 2020-12-31 | 365 | 16.4192 | 16
61107 | 9.36 | 1 | 2019-12-31 | 2020-12-31 | 365 | 10.9461 | 10
61112 | 9.36 | 1 | 2019-12-31 | 2020-12-31 | 365 | 10.9461 | 10
61111 | 3.71 | 1 | 2019-12-31 | 2020-12-31 | 365 | 4.3387 | 4
61113 | 7.14 | 1 | 2019-12-31 | 2020-12-31 | 365 | 8.3499 | 8
61114 | 2.6 | 1 | 2019-12-31 | 2020-12-31 | 365 | 3.0406 | 3
61122 | 6.5 | 1 | 2019-12-31 | 2020-12-31 | 365 | 7.6015 | 7
61125 | 13 | 1 | 2019-12-31 | 2020-12-31 | 365 | 15.203 | 15
61129 | 5.46 | 1 | 2019-12-31 | 2020-12-31 | 365 | 6.3853 | 6
61131 | 4.16 | 1 | 2019-12-31 | 2020-12-31 | 365 | 4.865 | 4
61132 | 5.3 | 1 | 2019-12-31 | 2020-12-31 | 365 | 6.1981 | 6
61134 | 6.5 | 1 | 2019-12-31 | 2020-12-31 | 365 | 7.6015 | 7
61138 | 5.565 | 1 | 2019-12-31 | 2020-12-31 | 365 | 6.508 | 6
60940 | 5.565 | 1 | 2019-12-31 | 2020-12-31 | 365 | 6.508 | 6
61141 | 7.95 | 1 | 2019-12-31 | 2020-12-31 | 365 | 9.2972 | 9
61139 | 6.36 | 1 | 2019-12-31 | 2020-12-31 | 365 | 7.4378 | 7
61143 | 8.745 | 1 | 2019-12-31 | 2020-12-31 | 365 | 10.2269 | 10
61144 | 12.19 | 1 | 2019-12-31 | 2020-12-31 | 365 | 14.2557 | 14
61146 | 13.78 | 1 | 2019-12-31 | 2020-12-31 | 365 | 16.1152 | 16
61175 | 2.08 | 1 | 2019-12-31 | 2020-12-31 | 365 | 2.4325 | 2
61174 | 7.02 | 1 | 2019-12-31 | 2020-12-31 | 365 | 8.2096 | 8
61178 | 13.23 | 1 | 2019-12-31 | 2020-12-31 | 365 | 15.472 | 15
61177 | 13.77 | 1 | 2019-12-31 | 2020-12-31 | 365 | 16.1035 | 16
61185 | 12.985 | 1 | 2019-12-31 | 2020-12-31 | 365 | 15.1854 | 15
61182 | 6.625 | 1 | 2019-12-31 | 2020-12-31 | 365 | 7.7477 | 7
61201 | 5.98 | 1 | 2019-12-31 | 2020-12-31 | 365 | 6.9934 | 6
61188 | 10.14 | 1 | 2019-12-31 | 2020-12-31 | 365 | 11.8583 | 11
61187 | 6.76 | 1 | 2019-12-31 | 2020-12-31 | 365 | 7.9055 | 7
61204 | 8.84 | 1 | 2019-12-31 | 2020-12-31 | 365 | 10.338 | 10
61209 | 14.04 | 1 | 2019-12-31 | 2020-12-31 | 365 | 16.4192 | 16
61218 | 9.54 | 1 | 2019-12-31 | 2020-12-31 | 365 | 11.1566 | 11
61220 | 4.24 | 1 | 2019-12-31 | 2020-12-31 | 365 | 4.9585 | 4
61223 | 8.48 | 1 | 2019-12-31 | 2020-12-31 | 365 | 9.917 | 9
61224 | 7.155 | 1 | 2019-12-31 | 2020-12-31 | 365 | 8.3675 | 8
61231 | 10.865 | 1 | 2019-12-31 | 2020-12-31 | 365 | 12.7062 | 12
61235 | 14.04 | 1 | 2019-12-31 | 2020-12-31 | 365 | 16.4192 | 16
61238 | 6.5 | 1 | 2019-12-31 | 2020-12-31 | 365 | 7.6015 | 7
61279 | 9.1 | 1 | 2019-12-31 | 2020-12-31 | 365 | 10.6421 | 10
61281 | 3.825 | 1 | 2019-12-31 | 2020-12-31 | 365 | 4.4732 | 4
61284 | 2.34 | 1 | 2019-12-31 | 2020-12-31 | 365 | 2.7365 | 2
61289 | 2.915 | 1 | 2019-12-31 | 2020-12-31 | 365 | 3.409 | 3
61294 | 7.155 | 1 | 2019-12-31 | 2020-12-31 | 365 | 8.3675 | 8
61292 | 4.505 | 1 | 2019-12-31 | 2020-12-31 | 365 | 5.2684 | 5
61298 | 4.505 | 1 | 2019-12-31 | 2020-12-31 | 365 | 5.2684 | 5
61300 | 6.89 | 1 | 2019-12-31 | 2020-12-31 | 365 | 8.0576 | 8
61297 | 13 | 1 | 2019-12-31 | 2020-12-31 | 365 | 15.203 | 15
61301 | 5.83 | 1 | 2019-12-31 | 2020-12-31 | 365 | 6.818 | 6
61335 | 3.38 | 1 | 2019-12-31 | 2020-12-31 | 365 | 3.9528 | 3
61336 | 6.89 | 1 | 2019-12-31 | 2020-12-31 | 365 | 8.0576 | 8
61337 | 7.685 | 1 | 2019-12-31 | 2020-12-31 | 365 | 8.9873 | 8
61339 | 7.905 | 1 | 2019-12-31 | 2020-12-31 | 365 | 9.2446 | 9
61338 | 4.42 | 1 | 2019-12-31 | 2020-12-31 | 365 | 5.169 | 5
61340 | 7.28 | 1 | 2019-12-31 | 2020-12-31 | 365 | 8.5137 | 8
61342 | 4.68 | 1 | 2019-12-31 | 2020-12-31 | 365 | 5.4731 | 5
61343 | 15.08 | 1 | 2019-12-31 | 2020-12-31 | 365 | 17.6355 | 17
61344 | 5.46 | 1 | 2019-12-31 | 2020-12-31 | 365 | 6.3853 | 6
61345 | 9.36 | 1 | 2019-12-31 | 2020-12-31 | 365 | 10.9461 | 10
61346 | 6.24 | 1 | 2019-12-31 | 2020-12-31 | 365 | 7.2974 | 7
61349 | 6.76 | 1 | 2019-12-31 | 2020-12-31 | 365 | 7.9055 | 7
61348 | 7.28 | 1 | 2019-12-31 | 2020-12-31 | 365 | 8.5137 | 8
61351 | 3.9 | 1 | 2019-12-31 | 2020-12-31 | 365 | 4.5609 | 4
61352 | 13.78 | 1 | 2019-12-31 | 2020-12-31 | 365 | 16.1152 | 16
61354 | 9.275 | 1 | 2019-12-31 | 2020-12-31 | 365 | 10.8467 | 10
61355 | 13.78 | 1 | 2019-12-31 | 2020-12-31 | 365 | 16.1152 | 16
61359 | 2.915 | 1 | 2019-12-31 | 2020-12-31 | 365 | 3.409 | 3
61361 | 8.32 | 1 | 2019-12-31 | 2020-12-31 | 365 | 9.7299 | 9
37780 | 5.2 | 1 | 2019-12-31 | 2020-12-31 | 365 | 6.0812 | 6
46253 | 2.12 | 1 | 2019-12-31 | 2020-12-31 | 365 | 2.4793 | 2
45488 | 8.58 | 1 | 2019-12-31 | 2020-12-31 | 365 | 10.034 | 10
41330 | 7.65 | 1 | 2019-12-31 | 2020-12-31 | 365 | 8.9464 | 8
39514 | 3.825 | 1 | 2019-12-31 | 2020-12-31 | 365 | 4.4732 | 4
54197 | 4.42 | 1 | 2019-12-31 | 2020-12-31 | 365 | 5.169 | 5
42352 | 13.78 | 1 | 2019-12-31 | 2020-12-31 | 365 | 16.1152 | 16
38258 | 7.28 | 1 | 2019-12-31 | 2020-12-31 | 365 | 8.5137 | 8
60481 | 10.2 | 1 | 2019-12-31 | 2020-12-31 | 365 | 11.9285 | 11
41666 | 9.1 | 1 | 2019-12-31 | 2020-12-31 | 365 | 10.6421 | 10
60777 | 12.72 | 1 | 2019-12-31 | 2020-12-31 | 365 | 14.8755 | 14
50474 | 7.8 | 1 | 2019-12-31 | 2020-12-31 | 365 | 9.1218 | 9
61383 | 10.865 | 1 | 2019-12-31 | 2020-12-31 | 365 | 12.7062 | 12
55957 | 6.375 | 1 | 2019-12-31 | 2020-12-31 | 365 | 7.4553 | 7
41211 | 5.98 | 1 | 2019-12-31 | 2020-12-31 | 365 | 6.9934 | 6
56569 | 3.12 | 1 | 2019-12-31 | 2020-12-31 | 365 | 3.6487 | 3
60034 | 2.295 | 1 | 2019-12-31 | 2020-12-31 | 365 | 2.6839 | 2
43728 | 7.8 | 1 | 2019-12-31 | 2020-12-31 | 365 | 9.1218 | 9
62336 | 2.6 | 1 | 2019-12-31 | 2020-12-31 | 365 | 3.0406 | 3
59464 | 14.04 | 1 | 2019-12-31 | 2020-12-31 | 365 | 16.4192 | 16
59469 | 5.3 | 1 | 2019-12-31 | 2020-12-31 | 365 | 6.1981 | 6
59542 | 5.98 | 1 | 2019-12-31 | 2020-12-31 | 365 | 6.9934 | 6
59899 | 6.5 | 1 | 2019-12-31 | 2020-12-31 | 365 | 7.6015 | 7
60089 | 8.06 | 1 | 2019-12-31 | 2020-12-31 | 365 | 9.4258 | 9
60455 | 4.94 | 1 | 2019-12-31 | 2020-12-31 | 365 | 5.7771 | 5
40170 | 6.24 | 1 | 2019-12-31 | 2020-12-31 | 365 | 7.2974 | 7
59253 | 2.86 | 1 | 2019-12-31 | 2020-12-31 | 365 | 3.3447 | 3
50401 | 12.22 | 1 | 2019-12-31 | 2020-12-31 | 365 | 14.2908 | 14
58378 | 6.095 | 1 | 2019-12-31 | 2020-12-31 | 365 | 7.1279 | 7
61407 | 14.04 | 1 | 2019-12-31 | 2020-12-31 | 365 | 16.4192 | 16
61410 | 9.36 | 1 | 2019-12-31 | 2020-12-31 | 365 | 10.9461 | 10
61419 | 10.71 | 1 | 2019-12-31 | 2020-12-31 | 365 | 12.5249 | 12
61420 | 4.94 | 1 | 2019-12-31 | 2020-12-31 | 365 | 5.7771 | 5
61421 | 5.98 | 1 | 2019-12-31 | 2020-12-31 | 365 | 6.9934 | 6
61423 | 5.46 | 1 | 2019-12-31 | 2020-12-31 | 365 | 6.3853 | 6
61422 | 5.72 | 1 | 2019-12-31 | 2020-12-31 | 365 | 6.6893 | 6
61424 | 2.08 | 1 | 2019-12-31 | 2020-12-31 | 365 | 2.4325 | 2
61425 | 13.78 | 1 | 2019-12-31 | 2020-12-31 | 365 | 16.1152 | 16
61428 | 13.25 | 1 | 2019-12-31 | 2020-12-31 | 365 | 15.4953 | 15
61434 | 9.275 | 1 | 2019-12-31 | 2020-12-31 | 365 | 10.8467 | 10
61454 | 8.745 | 1 | 2019-12-31 | 2020-12-31 | 365 | 10.2269 | 10
61456 | 8.745 | 1 | 2019-12-31 | 2020-12-31 | 365 | 10.2269 | 10
61457 | 3.825 | 1 | 2019-12-31 | 2020-12-31 | 365 | 4.4732 | 4
61460 | 8.84 | 1 | 2019-12-31 | 2020-12-31 | 365 | 10.338 | 10
61468 | 12.72 | 1 | 2019-12-31 | 2020-12-31 | 365 | 14.8755 | 14
61470 | 5.3 | 1 | 2019-12-31 | 2020-12-31 | 365 | 6.1981 | 6
61474 | 3.71 | 1 | 2019-12-31 | 2020-12-31 | 365 | 4.3387 | 4
61475 | 10.335 | 1 | 2019-12-31 | 2020-12-31 | 365 | 12.0864 | 12
61478 | 4.77 | 1 | 2019-12-31 | 2020-12-31 | 365 | 5.5783 | 5
61482 | 4.94 | 1 | 2019-12-31 | 2020-12-31 | 365 | 5.7771 | 5
61484 | 9.62 | 1 | 2019-12-31 | 2020-12-31 | 365 | 11.2502 | 11
61486 | 5.2 | 1 | 2019-12-31 | 2020-12-31 | 365 | 6.0812 | 6
61489 | 3.315 | 1 | 2019-12-31 | 2020-12-31 | 365 | 3.8768 | 3
61487 | 4.77 | 1 | 2019-12-31 | 2020-12-31 | 365 | 5.5783 | 5
61493 | 7.8 | 1 | 2019-12-31 | 2020-12-31 | 365 | 9.1218 | 9
61494 | 4.24 | 1 | 2019-12-31 | 2020-12-31 | 365 | 4.9585 | 4
61505 | 11.96 | 1 | 2019-12-31 | 2020-12-31 | 365 | 13.9867 | 13
61532 | 4.68 | 1 | 2019-12-31 | 2020-12-31 | 365 | 5.4731 | 5
61540 | 3.9 | 1 | 2019-12-31 | 2020-12-31 | 365 | 4.5609 | 4
61573 | 6.625 | 1 | 2019-12-31 | 2020-12-31 | 365 | 7.7477 | 7
61577 | 4.42 | 1 | 2019-12-31 | 2020-12-31 | 365 | 5.169 | 5
61578 | 5.2 | 1 | 2019-12-31 | 2020-12-31 | 365 | 6.0812 | 6
61580 | 7.685 | 1 | 2019-12-31 | 2020-12-31 | 365 | 8.9873 | 8
61581 | 8.84 | 1 | 2019-12-31 | 2020-12-31 | 365 | 10.338 | 10
61584 | 6.89 | 1 | 2019-12-31 | 2020-12-31 | 365 | 8.0576 | 8
61637 | 7.155 | 1 | 2019-12-31 | 2020-12-31 | 365 | 8.3675 | 8
61587 | 7.42 | 1 | 2019-12-31 | 2020-12-31 | 365 | 8.6774 | 8
61639 | 11.66 | 1 | 2019-12-31 | 2020-12-31 | 365 | 13.6359 | 13
61641 | 5.61 | 1 | 2019-12-31 | 2020-12-31 | 365 | 6.5607 | 6
59885 | 3.38 | 1 | 2019-12-31 | 2020-12-31 | 365 | 3.9528 | 3
61642 | 6.76 | 1 | 2019-12-31 | 2020-12-31 | 365 | 7.9055 | 7
61664 | 8.215 | 1 | 2019-12-31 | 2020-12-31 | 365 | 9.6071 | 9
61662 | 7.8 | 1 | 2019-12-31 | 2020-12-31 | 365 | 9.1218 | 9
61726 | 5.72 | 1 | 2019-12-31 | 2020-12-31 | 365 | 6.6893 | 6
61730 | 7.8 | 1 | 2019-12-31 | 2020-12-31 | 365 | 9.1218 | 9
61080 | 5.1 | 1 | 2019-12-31 | 2020-12-31 | 365 | 5.9642 | 5
61732 | 10.14 | 1 | 2019-12-31 | 2020-12-31 | 365 | 11.8583 | 11
61739 | 5.72 | 1 | 2019-12-31 | 2020-12-31 | 365 | 6.6893 | 6
61744 | 3.975 | 1 | 2019-12-31 | 2020-12-31 | 365 | 4.6486 | 4
61743 | 8.58 | 1 | 2019-12-31 | 2020-12-31 | 365 | 10.034 | 10
61748 | 2.6 | 1 | 2019-12-31 | 2020-12-31 | 365 | 3.0406 | 3
61753 | 4.505 | 1 | 2019-12-31 | 2020-12-31 | 365 | 5.2684 | 5
61751 | 8.84 | 1 | 2019-12-31 | 2020-12-31 | 365 | 10.338 | 10
61756 | 5.98 | 1 | 2019-12-31 | 2020-12-31 | 365 | 6.9934 | 6
61758 | 3.64 | 1 | 2019-12-31 | 2020-12-31 | 365 | 4.2568 | 4
61757 | 10.07 | 1 | 2019-12-31 | 2020-12-31 | 365 | 11.7765 | 11
61759 | 5.2 | 1 | 2019-12-31 | 2020-12-31 | 365 | 6.0812 | 6
61764 | 3.9 | 1 | 2019-12-31 | 2020-12-31 | 365 | 4.5609 | 4
61763 | 6.095 | 1 | 2019-12-31 | 2020-12-31 | 365 | 7.1279 | 7
61767 | 8.745 | 1 | 2019-12-31 | 2020-12-31 | 365 | 10.2269 | 10
61773 | 8.48 | 1 | 2019-12-31 | 2020-12-31 | 365 | 9.917 | 9
61772 | 4.24 | 1 | 2019-12-31 | 2020-12-31 | 365 | 4.9585 | 4
61776 | 8.745 | 1 | 2019-12-31 | 2020-12-31 | 365 | 10.2269 | 10
61788 | 6.76 | 1 | 2019-12-31 | 2020-12-31 | 365 | 7.9055 | 7
61803 | 3.12 | 1 | 2019-12-31 | 2020-12-31 | 365 | 3.6487 | 3
61856 | 2.915 | 1 | 2019-12-31 | 2020-12-31 | 365 | 3.409 | 3
61853 | 6.24 | 1 | 2019-12-31 | 2020-12-31 | 365 | 7.2974 | 7
61858 | 8.06 | 1 | 2019-12-31 | 2020-12-31 | 365 | 9.4258 | 9
61877 | 9.88 | 1 | 2019-12-31 | 2020-12-31 | 365 | 11.5543 | 11
61885 | 3.975 | 1 | 2019-12-31 | 2020-12-31 | 365 | 4.6486 | 4
61890 | 11.475 | 1 | 2019-12-31 | 2020-12-31 | 365 | 13.4196 | 13
61893 | 13.77 | 1 | 2019-12-31 | 2020-12-31 | 365 | 16.1035 | 16
61896 | 4.68 | 1 | 2019-12-31 | 2020-12-31 | 365 | 5.4731 | 5
61892 | 2.34 | 1 | 2019-12-31 | 2020-12-31 | 365 | 2.7365 | 2
61897 | 6.89 | 1 | 2019-12-31 | 2020-12-31 | 365 | 8.0576 | 8
61899 | 6.095 | 1 | 2019-12-31 | 2020-12-31 | 365 | 7.1279 | 7
61898 | 7.155 | 1 | 2019-12-31 | 2020-12-31 | 365 | 8.3675 | 8
61907 | 7.685 | 1 | 2019-12-31 | 2020-12-31 | 365 | 8.9873 | 8
61919 | 10.335 | 1 | 2019-12-31 | 2020-12-31 | 365 | 12.0864 | 12
61924 | 7.685 | 1 | 2019-12-31 | 2020-12-31 | 365 | 8.9873 | 8
61983 | 3.12 | 1 | 2019-12-31 | 2020-12-31 | 365 | 3.6487 | 3
61984 | 6.63 | 1 | 2019-12-31 | 2020-12-31 | 365 | 7.7535 | 7
61985 | 13.52 | 1 | 2019-12-31 | 2020-12-31 | 365 | 15.8111 | 15
61997 | 10.865 | 1 | 2019-12-31 | 2020-12-31 | 365 | 12.7062 | 12
62001 | 7.155 | 1 | 2019-12-31 | 2020-12-31 | 365 | 8.3675 | 8
62000 | 12.19 | 1 | 2019-12-31 | 2020-12-31 | 365 | 14.2557 | 14
62003 | 10.07 | 1 | 2019-12-31 | 2020-12-31 | 365 | 11.7765 | 11
62004 | 2.6 | 1 | 2019-12-31 | 2020-12-31 | 365 | 3.0406 | 3
62008 | 7.155 | 1 | 2019-12-31 | 2020-12-31 | 365 | 8.3675 | 8
62010 | 4.16 | 1 | 2019-12-31 | 2020-12-31 | 365 | 4.865 | 4
62012 | 4.94 | 1 | 2019-12-31 | 2020-12-31 | 365 | 5.7771 | 5
62015 | 15.86 | 1 | 2019-12-31 | 2020-12-31 | 365 | 18.5476 | 18
62017 | 12.75 | 1 | 2019-12-31 | 2020-12-31 | 365 | 14.9106 | 14
62051 | 6.63 | 1 | 2019-12-31 | 2020-12-31 | 365 | 7.7535 | 7
62054 | 13.52 | 1 | 2019-12-31 | 2020-12-31 | 365 | 15.8111 | 15
62055 | 6.5 | 1 | 2019-12-31 | 2020-12-31 | 365 | 7.6015 | 7
62061 | 6.36 | 1 | 2019-12-31 | 2020-12-31 | 365 | 7.4378 | 7
62060 | 14.04 | 1 | 2019-12-31 | 2020-12-31 | 365 | 16.4192 | 16
62066 | 6.76 | 1 | 2019-12-31 | 2020-12-31 | 365 | 7.9055 | 7
62067 | 8.415 | 1 | 2019-12-31 | 2020-12-31 | 365 | 9.841 | 9
47377 | 4.68 | 1 | 2019-12-31 | 2020-12-31 | 365 | 5.4731 | 5
62070 | 11.96 | 1 | 2019-12-31 | 2020-12-31 | 365 | 13.9867 | 13
62073 | 8.84 | 1 | 2019-12-31 | 2020-12-31 | 365 | 10.338 | 10
62074 | 2.65 | 1 | 2019-12-31 | 2020-12-31 | 365 | 3.0991 | 3
62078 | 8.06 | 1 | 2019-12-31 | 2020-12-31 | 365 | 9.4258 | 9
62075 | 7.395 | 1 | 2019-12-31 | 2020-12-31 | 365 | 8.6482 | 8
59437 | 5.25 | 1 | 2019-12-31 | 2020-12-31 | 365 | 6.1397 | 6
37758 | 12.22 | 1 | 2019-12-31 | 2020-12-31 | 365 | 14.2908 | 14
59141 | 6.76 | 1 | 2019-12-31 | 2020-12-31 | 365 | 7.9055 | 7
60299 | 8.32 | 1 | 2019-12-31 | 2020-12-31 | 365 | 9.7299 | 9
39566 | 12.96 | 1 | 2019-12-31 | 2020-12-31 | 365 | 15.1562 | 15
60339 | 6.89 | 1 | 2019-12-31 | 2020-12-31 | 365 | 8.0576 | 8
60049 | 4.94 | 1 | 2019-12-31 | 2020-12-31 | 365 | 5.7771 | 5
50710 | 14.85 | 1 | 2019-12-31 | 2020-12-31 | 365 | 17.3665 | 17
59710 | 7.02 | 1 | 2019-12-31 | 2020-12-31 | 365 | 8.2096 | 8
59536 | 5.83 | 1 | 2019-12-31 | 2020-12-31 | 365 | 6.818 | 6
61497 | 3.18 | 1 | 2019-12-31 | 2020-12-31 | 365 | 3.7189 | 3
61435 | 5.565 | 1 | 2019-12-31 | 2020-12-31 | 365 | 6.508 | 6
60979 | 11 | 1 | 2019-12-31 | 2020-12-31 | 365 | 12.8641 | 12
52485 | 5.865 | 1 | 2019-12-31 | 2020-12-31 | 365 | 6.8589 | 6
39698 | 3.64 | 1 | 2019-12-31 | 2020-12-31 | 365 | 4.2568 | 4
41198 | 23.66 | 1 | 2019-12-31 | 2020-12-31 | 365 | 27.6694 | 27
61495 | 4.77 | 1 | 2019-12-31 | 2020-12-31 | 365 | 5.5783 | 5
40390 | 5.72 | 1 | 2019-12-31 | 2020-12-31 | 365 | 6.6893 | 6
61035 | 6.095 | 1 | 2019-12-31 | 2020-12-31 | 365 | 7.1279 | 7
48054 | 3.825 | 1 | 2019-12-31 | 2020-12-31 | 365 | 4.4732 | 4
41462 | 2.04 | 1 | 2019-12-31 | 2020-12-31 | 365 | 2.3857 | 2
62297 | 2.805 | 1 | 2019-12-31 | 2020-12-31 | 365 | 3.2803 | 3
50371 | 9.18 | 1 | 2019-12-31 | 2020-12-31 | 365 | 10.7356 | 10
47633 | 8.925 | 1 | 2019-12-31 | 2020-12-31 | 365 | 10.4374 | 10
62404 | 6.885 | 1 | 2019-12-31 | 2020-12-31 | 365 | 8.0517 | 8
62293 | 11.13 | 1 | 2019-12-31 | 2020-12-31 | 365 | 13.0161 | 13
62309 | 8.215 | 1 | 2019-12-31 | 2020-12-31 | 365 | 9.6071 | 9
62330 | 6.36 | 1 | 2019-12-31 | 2020-12-31 | 365 | 7.4378 | 7
62339 | 2.6 | 1 | 2019-12-31 | 2020-12-31 | 365 | 3.0406 | 3
62344 | 6.36 | 1 | 2019-12-31 | 2020-12-31 | 365 | 7.4378 | 7
62351 | 5.46 | 1 | 2019-12-31 | 2020-12-31 | 365 | 6.3853 | 6
62354 | 6.89 | 1 | 2019-12-31 | 2020-12-31 | 365 | 8.0576 | 8
62358 | 3.18 | 1 | 2019-12-31 | 2020-12-31 | 365 | 3.7189 | 3
62360 | 9.36 | 1 | 2019-12-31 | 2020-12-31 | 365 | 10.9461 | 10
62361 | 7.28 | 1 | 2019-12-31 | 2020-12-31 | 365 | 8.5137 | 8
62365 | 7.65 | 1 | 2019-12-31 | 2020-12-31 | 365 | 8.9464 | 8
62371 | 12.24 | 1 | 2019-12-31 | 2020-12-31 | 365 | 14.3142 | 14
62368 | 3.12 | 1 | 2019-12-31 | 2020-12-31 | 365 | 3.6487 | 3
62376 | 13.78 | 1 | 2019-12-31 | 2020-12-31 | 365 | 16.1152 | 16
62377 | 3.975 | 1 | 2019-12-31 | 2020-12-31 | 365 | 4.6486 | 4
62369 | 2.805 | 1 | 2019-12-31 | 2020-12-31 | 365 | 3.2803 | 3
62375 | 7.65 | 1 | 2019-12-31 | 2020-12-31 | 365 | 8.9464 | 8
62378 | 5.3 | 1 | 2019-12-31 | 2020-12-31 | 365 | 6.1981 | 6
62382 | 7.8 | 1 | 2019-12-31 | 2020-12-31 | 365 | 9.1218 | 9
62381 | 8.84 | 1 | 2019-12-31 | 2020-12-31 | 365 | 10.338 | 10
62388 | 7.02 | 1 | 2019-12-31 | 2020-12-31 | 365 | 8.2096 | 8
62392 | 10.335 | 1 | 2019-12-31 | 2020-12-31 | 365 | 12.0864 | 12
62390 | 7.02 | 1 | 2019-12-31 | 2020-12-31 | 365 | 8.2096 | 8
62394 | 6.24 | 1 | 2019-12-31 | 2020-12-31 | 365 | 7.2974 | 7
62395 | 7.28 | 1 | 2019-12-31 | 2020-12-31 | 365 | 8.5137 | 8
62401 | 2.6 | 1 | 2019-12-31 | 2020-12-31 | 365 | 3.0406 | 3
62400 | 4.845 | 1 | 2019-12-31 | 2020-12-31 | 365 | 5.666 | 5
62402 | 2.08 | 1 | 2019-12-31 | 2020-12-31 | 365 | 2.4325 | 2
62406 | 5.98 | 1 | 2019-12-31 | 2020-12-31 | 365 | 6.9934 | 6
62407 | 4.68 | 1 | 2019-12-31 | 2020-12-31 | 365 | 5.4731 | 5
62409 | 8.215 | 1 | 2019-12-31 | 2020-12-31 | 365 | 9.6071 | 9
62379 | 4.505 | 1 | 2019-12-31 | 2020-12-31 | 365 | 5.2684 | 5
62417 | 4.505 | 1 | 2019-12-31 | 2020-12-31 | 365 | 5.2684 | 5
62420 | 2.12 | 1 | 2019-12-31 | 2020-12-31 | 365 | 2.4793 | 2
62418 | 5.2 | 1 | 2019-12-31 | 2020-12-31 | 365 | 6.0812 | 6
39641 | 3.445 | 1 | 2019-12-31 | 2020-12-31 | 365 | 4.0288 | 4
62415 | 7.95 | 1 | 2019-12-31 | 2020-12-31 | 365 | 9.2972 | 9
42264 | 9.945 | 1 | 2019-12-31 | 2020-12-31 | 365 | 11.6303 | 11
62433 | 9.01 | 1 | 2019-12-31 | 2020-12-31 | 365 | 10.5368 | 10
62428 | 8.58 | 1 | 2019-12-31 | 2020-12-31 | 365 | 10.034 | 10
62435 | 11.395 | 1 | 2019-12-31 | 2020-12-31 | 365 | 13.326 | 13
62090 | 4.68 | 1 | 2019-12-31 | 2020-12-31 | 365 | 5.4731 | 5
62436 | 6.89 | 1 | 2019-12-31 | 2020-12-31 | 365 | 8.0576 | 8
62438 | 8.84 | 1 | 2019-12-31 | 2020-12-31 | 365 | 10.338 | 10
62443 | 11.66 | 1 | 2019-12-31 | 2020-12-31 | 365 | 13.6359 | 13
62439 | 5.565 | 1 | 2019-12-31 | 2020-12-31 | 365 | 6.508 | 6
62447 | 2.12 | 1 | 2019-12-31 | 2020-12-31 | 365 | 2.4793 | 2
62454 | 4.42 | 1 | 2019-12-31 | 2020-12-31 | 365 | 5.169 | 5
62137 | 12.985 | 1 | 2019-12-31 | 2020-12-31 | 365 | 15.1854 | 15
62453 | 7.685 | 1 | 2019-12-31 | 2020-12-31 | 365 | 8.9873 | 8
62134 | 5.72 | 1 | 2019-12-31 | 2020-12-31 | 365 | 6.6893 | 6
62457 | 6.885 | 1 | 2019-12-31 | 2020-12-31 | 365 | 8.0517 | 8
62460 | 8.84 | 1 | 2019-12-31 | 2020-12-31 | 365 | 10.338 | 10
62141 | 10.6 | 1 | 2019-12-31 | 2020-12-31 | 365 | 12.3963 | 12
62462 | 5.72 | 1 | 2019-12-31 | 2020-12-31 | 365 | 6.6893 | 6
62469 | 2.86 | 1 | 2019-12-31 | 2020-12-31 | 365 | 3.3447 | 3
62478 | 6.625 | 1 | 2019-12-31 | 2020-12-31 | 365 | 7.7477 | 7
62143 | 10.455 | 1 | 2019-12-31 | 2020-12-31 | 365 | 12.2267 | 12
62481 | 3.64 | 1 | 2019-12-31 | 2020-12-31 | 365 | 4.2568 | 4
62480 | 9.01 | 1 | 2019-12-31 | 2020-12-31 | 365 | 10.5368 | 10
62482 | 2.86 | 1 | 2019-12-31 | 2020-12-31 | 365 | 3.3447 | 3
62144 | 5.3 | 1 | 2019-12-31 | 2020-12-31 | 365 | 6.1981 | 6
62486 | 7.54 | 1 | 2019-12-31 | 2020-12-31 | 365 | 8.8177 | 8
62491 | 6.24 | 1 | 2019-12-31 | 2020-12-31 | 365 | 7.2974 | 7
62146 | 10.92 | 1 | 2019-12-31 | 2020-12-31 | 365 | 12.7705 | 12
62148 | 6.625 | 1 | 2019-12-31 | 2020-12-31 | 365 | 7.7477 | 7
62145 | 9.36 | 1 | 2019-12-31 | 2020-12-31 | 365 | 10.9461 | 10
62153 | 9.805 | 1 | 2019-12-31 | 2020-12-31 | 365 | 11.4666 | 11
62176 | 2.04 | 1 | 2019-12-31 | 2020-12-31 | 365 | 2.3857 | 2
62223 | 13.78 | 1 | 2019-12-31 | 2020-12-31 | 365 | 16.1152 | 16
62220 | 4.77 | 1 | 2019-12-31 | 2020-12-31 | 365 | 5.5783 | 5
62301 | 8.16 | 1 | 2019-12-31 | 2020-12-31 | 365 | 9.5428 | 9
62305 | 7.14 | 1 | 2019-12-31 | 2020-12-31 | 365 | 8.3499 | 8
62307 | 8.925 | 1 | 2019-12-31 | 2020-12-31 | 365 | 10.4374 | 10
62311 | 6.76 | 1 | 2019-12-31 | 2020-12-31 | 365 | 7.9055 | 7
62310 | 5.3 | 1 | 2019-12-31 | 2020-12-31 | 365 | 6.1981 | 6
62312 | 3.9 | 1 | 2019-12-31 | 2020-12-31 | 365 | 4.5609 | 4
62313 | 3.9 | 1 | 2019-12-31 | 2020-12-31 | 365 | 4.5609 | 4
62320 | 8.84 | 1 | 2019-12-31 | 2020-12-31 | 365 | 10.338 | 10
62321 | 6.36 | 1 | 2019-12-31 | 2020-12-31 | 365 | 7.4378 | 7
62322 | 7.28 | 1 | 2019-12-31 | 2020-12-31 | 365 | 8.5137 | 8
62323 | 5.83 | 1 | 2019-12-31 | 2020-12-31 | 365 | 6.818 | 6
62328 | 4.77 | 1 | 2019-12-31 | 2020-12-31 | 365 | 5.5783 | 5
62325 | 10.71 | 1 | 2019-12-31 | 2020-12-31 | 365 | 12.5249 | 12
56126 | 14.025 | 1 | 2019-12-31 | 2020-12-31 | 365 | 16.4017 | 16
58785 | 9.275 | 1 | 2019-12-31 | 2020-12-31 | 365 | 10.8467 | 10
48127 | 9.01 | 1 | 2019-12-31 | 2020-12-31 | 365 | 10.5368 | 10
42282 | 15.08 | 1 | 2019-12-31 | 2020-12-31 | 365 | 17.6355 | 17
62846 | 17.595 | 1 | 2019-12-31 | 2020-12-31 | 365 | 20.5766 | 20
62503 | 7.685 | 1 | 2019-12-31 | 2020-12-31 | 365 | 8.9873 | 8
62502 | 11.96 | 1 | 2019-12-31 | 2020-12-31 | 365 | 13.9867 | 13
62505 | 4.845 | 1 | 2019-12-31 | 2020-12-31 | 365 | 5.666 | 5
62507 | 13 | 1 | 2019-12-31 | 2020-12-31 | 365 | 15.203 | 15
62533 | 7.28 | 1 | 2019-12-31 | 2020-12-31 | 365 | 8.5137 | 8
62535 | 4.77 | 1 | 2019-12-31 | 2020-12-31 | 365 | 5.5783 | 5
62537 | 5.035 | 1 | 2019-12-31 | 2020-12-31 | 365 | 5.8882 | 5
62541 | 5.46 | 1 | 2019-12-31 | 2020-12-31 | 365 | 6.3853 | 6
62543 | 5.565 | 1 | 2019-12-31 | 2020-12-31 | 365 | 6.508 | 6
62548 | 9.88 | 1 | 2019-12-31 | 2020-12-31 | 365 | 11.5543 | 11
62557 | 7.54 | 1 | 2019-12-31 | 2020-12-31 | 365 | 8.8177 | 8
62559 | 9.1 | 1 | 2019-12-31 | 2020-12-31 | 365 | 10.6421 | 10
62562 | 9.54 | 1 | 2019-12-31 | 2020-12-31 | 365 | 11.1566 | 11
62569 | 7.42 | 1 | 2019-12-31 | 2020-12-31 | 365 | 8.6774 | 8
62572 | 7.95 | 1 | 2019-12-31 | 2020-12-31 | 365 | 9.2972 | 9
62578 | 4.77 | 1 | 2019-12-31 | 2020-12-31 | 365 | 5.5783 | 5
62580 | 7.155 | 1 | 2019-12-31 | 2020-12-31 | 365 | 8.3675 | 8
62583 | 14.04 | 1 | 2019-12-31 | 2020-12-31 | 365 | 16.4192 | 16
62597 | 14.04 | 1 | 2019-12-31 | 2020-12-31 | 365 | 16.4192 | 16
62599 | 4.68 | 1 | 2019-12-31 | 2020-12-31 | 365 | 5.4731 | 5
62601 | 8.215 | 1 | 2019-12-31 | 2020-12-31 | 365 | 9.6071 | 9
62617 | 13.78 | 1 | 2019-12-31 | 2020-12-31 | 365 | 16.1152 | 16
62660 | 6.5 | 1 | 2019-12-31 | 2020-12-31 | 365 | 7.6015 | 7
62663 | 3.38 | 1 | 2019-12-31 | 2020-12-31 | 365 | 3.9528 | 3
62666 | 4.505 | 1 | 2019-12-31 | 2020-12-31 | 365 | 5.2684 | 5
62668 | 5.83 | 1 | 2019-12-31 | 2020-12-31 | 365 | 6.818 | 6
62667 | 6.89 | 1 | 2019-12-31 | 2020-12-31 | 365 | 8.0576 | 8
62672 | 2.86 | 1 | 2019-12-31 | 2020-12-31 | 365 | 3.3447 | 3
62670 | 3.18 | 1 | 2019-12-31 | 2020-12-31 | 365 | 3.7189 | 3
62674 | 7.685 | 1 | 2019-12-31 | 2020-12-31 | 365 | 8.9873 | 8
62676 | 5.3 | 1 | 2019-12-31 | 2020-12-31 | 365 | 6.1981 | 6
62678 | 2.6 | 1 | 2019-12-31 | 2020-12-31 | 365 | 3.0406 | 3
62677 | 8.06 | 1 | 2019-12-31 | 2020-12-31 | 365 | 9.4258 | 9
62682 | 5.2 | 1 | 2019-12-31 | 2020-12-31 | 365 | 6.0812 | 6
62683 | 8.32 | 1 | 2019-12-31 | 2020-12-31 | 365 | 9.7299 | 9
62684 | 8.32 | 1 | 2019-12-31 | 2020-12-31 | 365 | 9.7299 | 9
62694 | 7.8 | 1 | 2019-12-31 | 2020-12-31 | 365 | 9.1218 | 9
62698 | 4.77 | 1 | 2019-12-31 | 2020-12-31 | 365 | 5.5783 | 5
62697 | 6.24 | 1 | 2019-12-31 | 2020-12-31 | 365 | 7.2974 | 7
62701 | 5.2 | 1 | 2019-12-31 | 2020-12-31 | 365 | 6.0812 | 6
62704 | 9.275 | 1 | 2019-12-31 | 2020-12-31 | 365 | 10.8467 | 10
62693 | 5.98 | 1 | 2019-12-31 | 2020-12-31 | 365 | 6.9934 | 6
62706 | 4.77 | 1 | 2019-12-31 | 2020-12-31 | 365 | 5.5783 | 5
62722 | 4.08 | 1 | 2019-12-31 | 2020-12-31 | 365 | 4.7714 | 4
62728 | 6.24 | 1 | 2019-12-31 | 2020-12-31 | 365 | 7.2974 | 7
62723 | 5.72 | 1 | 2019-12-31 | 2020-12-31 | 365 | 6.6893 | 6
62726 | 6.24 | 1 | 2019-12-31 | 2020-12-31 | 365 | 7.2974 | 7
62731 | 5.3 | 1 | 2019-12-31 | 2020-12-31 | 365 | 6.1981 | 6
62733 | 2.65 | 1 | 2019-12-31 | 2020-12-31 | 365 | 3.0991 | 3
62739 | 3.71 | 1 | 2019-12-31 | 2020-12-31 | 365 | 4.3387 | 4
59987 | 6.5 | 1 | 2019-12-31 | 2020-12-31 | 365 | 7.6015 | 7
60035 | 3.975 | 1 | 2019-12-31 | 2020-12-31 | 365 | 4.6486 | 4
59950 | 4.68 | 1 | 2019-12-31 | 2020-12-31 | 365 | 5.4731 | 5
61073 | 3.12 | 1 | 2019-12-31 | 2020-12-31 | 365 | 3.6487 | 3
62760 | 9.01 | 1 | 2019-12-31 | 2020-12-31 | 365 | 10.5368 | 10
63061 | 7.02 | 1 | 2019-12-31 | 2020-12-31 | 365 | 8.2096 | 8
62062 | 7.28 | 1 | 2019-12-31 | 2020-12-31 | 365 | 8.5137 | 8
62778 | 4.68 | 1 | 2019-12-31 | 2020-12-31 | 365 | 5.4731 | 5
62784 | 5.565 | 1 | 2019-12-31 | 2020-12-31 | 365 | 6.508 | 6
62787 | 3.975 | 1 | 2019-12-31 | 2020-12-31 | 365 | 4.6486 | 4
62791 | 5.035 | 1 | 2019-12-31 | 2020-12-31 | 365 | 5.8882 | 5
62789 | 9.01 | 1 | 2019-12-31 | 2020-12-31 | 365 | 10.5368 | 10
62792 | 6.36 | 1 | 2019-12-31 | 2020-12-31 | 365 | 7.4378 | 7
62793 | 11.66 | 1 | 2019-12-31 | 2020-12-31 | 365 | 13.6359 | 13
62796 | 6.89 | 1 | 2019-12-31 | 2020-12-31 | 365 | 8.0576 | 8
62801 | 5.3 | 1 | 2019-12-31 | 2020-12-31 | 365 | 6.1981 | 6
41657 | 10.14 | 1 | 2019-12-31 | 2020-12-31 | 365 | 11.8583 | 11
62808 | 7.8 | 1 | 2019-12-31 | 2020-12-31 | 365 | 9.1218 | 9
62832 | 5.83 | 1 | 2019-12-31 | 2020-12-31 | 365 | 6.818 | 6
62833 | 10.6 | 1 | 2019-12-31 | 2020-12-31 | 365 | 12.3963 | 12
62848 | 6.76 | 1 | 2019-12-31 | 2020-12-31 | 365 | 7.9055 | 7
62853 | 19.635 | 1 | 2019-12-31 | 2020-12-31 | 365 | 22.9623 | 22
62854 | 8.67 | 1 | 2019-12-31 | 2020-12-31 | 365 | 10.1392 | 10
62855 | 3.64 | 1 | 2019-12-31 | 2020-12-31 | 365 | 4.2568 | 4
62857 | 7.28 | 1 | 2019-12-31 | 2020-12-31 | 365 | 8.5137 | 8
59532 | 6.36 | 1 | 2019-12-31 | 2020-12-31 | 365 | 7.4378 | 7
62860 | 9.36 | 1 | 2019-12-31 | 2020-12-31 | 365 | 10.9461 | 10
62862 | 7.42 | 1 | 2019-12-31 | 2020-12-31 | 365 | 8.6774 | 8
62859 | 4.24 | 1 | 2019-12-31 | 2020-12-31 | 365 | 4.9585 | 4
62874 | 6.36 | 1 | 2019-12-31 | 2020-12-31 | 365 | 7.4378 | 7
62877 | 9.88 | 1 | 2019-12-31 | 2020-12-31 | 365 | 11.5543 | 11
62888 | 7.8 | 1 | 2019-12-31 | 2020-12-31 | 365 | 9.1218 | 9
62894 | 12.22 | 1 | 2019-12-31 | 2020-12-31 | 365 | 14.2908 | 14
62902 | 15.08 | 1 | 2019-12-31 | 2020-12-31 | 365 | 17.6355 | 17
62905 | 11.985 | 1 | 2019-12-31 | 2020-12-31 | 365 | 14.016 | 14
62907 | 9.88 | 1 | 2019-12-31 | 2020-12-31 | 365 | 11.5543 | 11
62935 | 4.16 | 1 | 2019-12-31 | 2020-12-31 | 365 | 4.865 | 4
62940 | 11.18 | 1 | 2019-12-31 | 2020-12-31 | 365 | 13.0746 | 13
62942 | 5.355 | 1 | 2019-12-31 | 2020-12-31 | 365 | 6.2625 | 6
62945 | 11.96 | 1 | 2019-12-31 | 2020-12-31 | 365 | 13.9867 | 13
62947 | 14.04 | 1 | 2019-12-31 | 2020-12-31 | 365 | 16.4192 | 16
62950 | 8.06 | 1 | 2019-12-31 | 2020-12-31 | 365 | 9.4258 | 9
62962 | 18.72 | 1 | 2019-12-31 | 2020-12-31 | 365 | 21.8923 | 21
62973 | 7.95 | 1 | 2019-12-31 | 2020-12-31 | 365 | 9.2972 | 9
62976 | 3.12 | 1 | 2019-12-31 | 2020-12-31 | 365 | 3.6487 | 3
62978 | 7.28 | 1 | 2019-12-31 | 2020-12-31 | 365 | 8.5137 | 8
62979 | 4.42 | 1 | 2019-12-31 | 2020-12-31 | 365 | 5.169 | 5
62981 | 12.19 | 1 | 2019-12-31 | 2020-12-31 | 365 | 14.2557 | 14
62983 | 5.46 | 1 | 2019-12-31 | 2020-12-31 | 365 | 6.3853 | 6
62986 | 11.7 | 1 | 2019-12-31 | 2020-12-31 | 365 | 13.6827 | 13
62987 | 5.2 | 1 | 2019-12-31 | 2020-12-31 | 365 | 6.0812 | 6
62988 | 14.82 | 1 | 2019-12-31 | 2020-12-31 | 365 | 17.3314 | 17
62989 | 3.445 | 1 | 2019-12-31 | 2020-12-31 | 365 | 4.0288 | 4
62990 | 5.98 | 1 | 2019-12-31 | 2020-12-31 | 365 | 6.9934 | 6
62993 | 3.12 | 1 | 2019-12-31 | 2020-12-31 | 365 | 3.6487 | 3
62994 | 8.84 | 1 | 2019-12-31 | 2020-12-31 | 365 | 10.338 | 10
63006 | 2.86 | 1 | 2019-12-31 | 2020-12-31 | 365 | 3.3447 | 3
63007 | 6.095 | 1 | 2019-12-31 | 2020-12-31 | 365 | 7.1279 | 7
63010 | 5.72 | 1 | 2019-12-31 | 2020-12-31 | 365 | 6.6893 | 6
63012 | 6.12 | 1 | 2019-12-31 | 2020-12-31 | 365 | 7.1571 | 7
63016 | 4.335 | 1 | 2019-12-31 | 2020-12-31 | 365 | 5.0696 | 5
63028 | 7.02 | 1 | 2019-12-31 | 2020-12-31 | 365 | 8.2096 | 8
63030 | 5.46 | 1 | 2019-12-31 | 2020-12-31 | 365 | 6.3853 | 6
63031 | 6.5 | 1 | 2019-12-31 | 2020-12-31 | 365 | 7.6015 | 7
63033 | 6.5 | 1 | 2019-12-31 | 2020-12-31 | 365 | 7.6015 | 7
63034 | 12.74 | 1 | 2019-12-31 | 2020-12-31 | 365 | 14.8989 | 14
63037 | 8.215 | 1 | 2019-12-31 | 2020-12-31 | 365 | 9.6071 | 9
63038 | 5.565 | 1 | 2019-12-31 | 2020-12-31 | 365 | 6.508 | 6
63039 | 7.42 | 1 | 2019-12-31 | 2020-12-31 | 365 | 8.6774 | 8
59909 | 4.24 | 1 | 2019-12-31 | 2020-12-31 | 365 | 4.9585 | 4
63053 | 10.865 | 1 | 2019-12-31 | 2020-12-31 | 365 | 12.7062 | 12
63040 | 5.83 | 1 | 2019-12-31 | 2020-12-31 | 365 | 6.818 | 6
61461 | 5.98 | 1 | 2019-12-31 | 2020-12-31 | 365 | 6.9934 | 6
62464 | 10.14 | 1 | 2019-12-31 | 2020-12-31 | 365 | 11.8583 | 11
62421 | 7.02 | 1 | 2019-12-31 | 2020-12-31 | 365 | 8.2096 | 8
59918 | 7.28 | 1 | 2019-12-31 | 2020-12-31 | 365 | 8.5137 | 8
59986 | 9.88 | 1 | 2019-12-31 | 2020-12-31 | 365 | 11.5543 | 11
42324 | 9.88 | 1 | 2019-12-31 | 2020-12-31 | 365 | 11.5543 | 11
60951 | 5.98 | 1 | 2019-12-31 | 2020-12-31 | 365 | 6.9934 | 6
39710 | 6.885 | 1 | 2019-12-31 | 2020-12-31 | 365 | 8.0517 | 8
59398 | 8.32 | 1 | 2019-12-31 | 2020-12-31 | 365 | 9.7299 | 9
60488 | 9.805 | 1 | 2019-12-31 | 2020-12-31 | 365 | 11.4666 | 11
60096 | 7.83 | 1 | 2019-12-31 | 2020-12-31 | 365 | 9.1569 | 9
60355 | 9.1 | 1 | 2019-12-31 | 2020-12-31 | 365 | 10.6421 | 10
39603 | 2.34 | 1 | 2019-12-31 | 2020-12-31 | 365 | 2.7365 | 2
40222 | 5.2 | 1 | 2019-12-31 | 2020-12-31 | 365 | 6.0812 | 6
45457 | 10.92 | 1 | 2019-12-31 | 2020-12-31 | 365 | 12.7705 | 12
47864 | 7.8 | 1 | 2019-12-31 | 2020-12-31 | 365 | 9.1218 | 9
37963 | 5.1 | 1 | 2019-12-31 | 2020-12-31 | 365 | 5.9642 | 5
39445 | 8.06 | 1 | 2019-12-31 | 2020-12-31 | 365 | 9.4258 | 9
42226 | 12.48 | 1 | 2019-12-31 | 2020-12-31 | 365 | 14.5949 | 14
43892 | 14.045 | 1 | 2019-12-31 | 2020-12-31 | 365 | 16.4251 | 16
54682 | 6.76 | 1 | 2019-12-31 | 2020-12-31 | 365 | 7.9055 | 7
55403 | 6.095 | 1 | 2019-12-31 | 2020-12-31 | 365 | 7.1279 | 7
62991 | 4.42 | 1 | 2019-12-31 | 2020-12-31 | 365 | 5.169 | 5
63439 | 6.76 | 1 | 2019-12-31 | 2020-12-31 | 365 | 7.9055 | 7
63600 | 10.07 | 1 | 2019-12-31 | 2020-12-31 | 365 | 11.7765 | 11
63625 | 7.54 | 1 | 2019-12-31 | 2020-12-31 | 365 | 8.8177 | 8
63630 | 6.5 | 1 | 2019-12-31 | 2020-12-31 | 365 | 7.6015 | 7
63635 | 9.54 | 1 | 2019-12-31 | 2020-12-31 | 365 | 11.1566 | 11
63637 | 6.24 | 1 | 2019-12-31 | 2020-12-31 | 365 | 7.2974 | 7
63655 | 11.44 | 1 | 2019-12-31 | 2020-12-31 | 365 | 13.3786 | 13
63678 | 4.505 | 1 | 2019-12-31 | 2020-12-31 | 365 | 5.2684 | 5
63682 | 9.275 | 1 | 2019-12-31 | 2020-12-31 | 365 | 10.8467 | 10
63690 | 9.01 | 1 | 2019-12-31 | 2020-12-31 | 365 | 10.5368 | 10
63692 | 3.64 | 1 | 2019-12-31 | 2020-12-31 | 365 | 4.2568 | 4
63701 | 4.77 | 1 | 2019-12-31 | 2020-12-31 | 365 | 5.5783 | 5
63768 | 8.32 | 1 | 2019-12-31 | 2020-12-31 | 365 | 9.7299 | 9
63803 | 5.865 | 1 | 2019-12-31 | 2020-12-31 | 365 | 6.8589 | 6
63846 | 8.84 | 1 | 2019-12-31 | 2020-12-31 | 365 | 10.338 | 10
63847 | 5.035 | 1 | 2019-12-31 | 2020-12-31 | 365 | 5.8882 | 5
63855 | 5.72 | 1 | 2019-12-31 | 2020-12-31 | 365 | 6.6893 | 6
63878 | 4.68 | 1 | 2019-12-31 | 2020-12-31 | 365 | 5.4731 | 5
63880 | 7.8 | 1 | 2019-12-31 | 2020-12-31 | 365 | 9.1218 | 9
63884 | 13 | 1 | 2019-12-31 | 2020-12-31 | 365 | 15.203 | 15
63887 | 9.1 | 1 | 2019-12-31 | 2020-12-31 | 365 | 10.6421 | 10
63888 | 3.64 | 1 | 2019-12-31 | 2020-12-31 | 365 | 4.2568 | 4
63890 | 2.65 | 1 | 2019-12-31 | 2020-12-31 | 365 | 3.0991 | 3
63905 | 6.5 | 1 | 2019-12-31 | 2020-12-31 | 365 | 7.6015 | 7
63932 | 9.54 | 1 | 2019-12-31 | 2020-12-31 | 365 | 11.1566 | 11
63951 | 8.84 | 1 | 2019-12-31 | 2020-12-31 | 365 | 10.338 | 10
63959 | 11.96 | 1 | 2019-12-31 | 2020-12-31 | 365 | 13.9867 | 13
63963 | 4.94 | 1 | 2019-12-31 | 2020-12-31 | 365 | 5.7771 | 5
63964 | 13.78 | 1 | 2019-12-31 | 2020-12-31 | 365 | 16.1152 | 16
63974 | 6.24 | 1 | 2019-12-31 | 2020-12-31 | 365 | 7.2974 | 7
63984 | 2.34 | 1 | 2019-12-31 | 2020-12-31 | 365 | 2.7365 | 2
63998 | 6.095 | 1 | 2019-12-31 | 2020-12-31 | 365 | 7.1279 | 7
64049 | 5.46 | 1 | 2019-12-31 | 2020-12-31 | 365 | 6.3853 | 6
64063 | 4.42 | 1 | 2019-12-31 | 2020-12-31 | 365 | 5.169 | 5
64070 | 4.42 | 1 | 2019-12-31 | 2020-12-31 | 365 | 5.169 | 5
64167 | 8.215 | 1 | 2019-12-31 | 2020-12-31 | 365 | 9.6071 | 9
64347 | 5.83 | 1 | 2019-12-31 | 2020-12-31 | 365 | 6.818 | 6
64349 | 5.3 | 1 | 2019-12-31 | 2020-12-31 | 365 | 6.1981 | 6
64390 | 12.455 | 1 | 2019-12-31 | 2020-12-31 | 365 | 14.5656 | 14
64398 | 8.58 | 1 | 2019-12-31 | 2020-12-31 | 365 | 10.034 | 10
64399 | 6.76 | 1 | 2019-12-31 | 2020-12-31 | 365 | 7.9055 | 7
64402 | 4.725 | 1 | 2019-12-31 | 2020-12-31 | 365 | 5.5257 | 5
64411 | 3.18 | 1 | 2019-12-31 | 2020-12-31 | 365 | 3.7189 | 3
64439 | 5.3 | 1 | 2019-12-31 | 2020-12-31 | 365 | 6.1981 | 6
64461 | 5.2 | 1 | 2019-12-31 | 2020-12-31 | 365 | 6.0812 | 6
64516 | 9.805 | 1 | 2019-12-31 | 2020-12-31 | 365 | 11.4666 | 11
64522 | 4.68 | 1 | 2019-12-31 | 2020-12-31 | 365 | 5.4731 | 5
64525 | 3.18 | 1 | 2019-12-31 | 2020-12-31 | 365 | 3.7189 | 3
64526 | 3.64 | 1 | 2019-12-31 | 2020-12-31 | 365 | 4.2568 | 4
64527 | 3.64 | 1 | 2019-12-31 | 2020-12-31 | 365 | 4.2568 | 4
64563 | 5.72 | 1 | 2019-12-31 | 2020-12-31 | 365 | 6.6893 | 6
64572 | 10.66 | 1 | 2019-12-31 | 2020-12-31 | 365 | 12.4664 | 12
64575 | 5.98 | 1 | 2019-12-31 | 2020-12-31 | 365 | 6.9934 | 6
64583 | 9.88 | 1 | 2019-12-31 | 2020-12-31 | 365 | 11.5543 | 11
64585 | 4.68 | 1 | 2019-12-31 | 2020-12-31 | 365 | 5.4731 | 5
64586 | 5.46 | 1 | 2019-12-31 | 2020-12-31 | 365 | 6.3853 | 6
59719 | 4.24 | 1 | 2019-12-31 | 2020-12-31 | 365 | 4.9585 | 4
64666 | 5.98 | 1 | 2019-12-31 | 2020-12-31 | 365 | 6.9934 | 6
40446 | 7.28 | 1 | 2019-12-31 | 2020-12-31 | 365 | 8.5137 | 8
64672 | 3.38 | 1 | 2019-12-31 | 2020-12-31 | 365 | 3.9528 | 3
64676 | 8.32 | 1 | 2019-12-31 | 2020-12-31 | 365 | 9.7299 | 9
64682 | 2.6 | 1 | 2019-12-31 | 2020-12-31 | 365 | 3.0406 | 3
64684 | 8.32 | 1 | 2019-12-31 | 2020-12-31 | 365 | 9.7299 | 9
64685 | 10.4 | 1 | 2019-12-31 | 2020-12-31 | 365 | 12.1624 | 12
64686 | 11.66 | 1 | 2019-12-31 | 2020-12-31 | 365 | 13.6359 | 13
64739 | 15.6 | 1 | 2019-12-31 | 2020-12-31 | 365 | 18.2436 | 18
64749 | 3.64 | 1 | 2019-12-31 | 2020-12-31 | 365 | 4.2568 | 4
64841 | 4.16 | 1 | 2019-12-31 | 2020-12-31 | 365 | 4.865 | 4
64842 | 5.72 | 1 | 2019-12-31 | 2020-12-31 | 365 | 6.6893 | 6
64847 | 3.38 | 1 | 2019-12-31 | 2020-12-31 | 365 | 3.9528 | 3
64851 | 3.64 | 1 | 2019-12-31 | 2020-12-31 | 365 | 4.2568 | 4
64857 | 14.79 | 1 | 2019-12-31 | 2020-12-31 | 365 | 17.2963 | 17
64860 | 6.12 | 1 | 2019-12-31 | 2020-12-31 | 365 | 7.1571 | 7
64915 | 13.25 | 1 | 2019-12-31 | 2020-12-31 | 365 | 15.4953 | 15
59822 | 13.77 | 1 | 2019-12-31 | 2020-12-31 | 365 | 16.1035 | 16
59985 | 9.62 | 1 | 2019-12-31 | 2020-12-31 | 365 | 11.2502 | 11
63141 | 6.76 | 1 | 2019-12-31 | 2020-12-31 | 365 | 7.9055 | 7
63155 | 7.95 | 1 | 2019-12-31 | 2020-12-31 | 365 | 9.2972 | 9
63166 | 5.4 | 1 | 2019-12-31 | 2020-12-31 | 365 | 6.3151 | 6
63167 | 9.01 | 1 | 2019-12-31 | 2020-12-31 | 365 | 10.5368 | 10
63153 | 3.9 | 1 | 2019-12-31 | 2020-12-31 | 365 | 4.5609 | 4
63151 | 9.54 | 1 | 2019-12-31 | 2020-12-31 | 365 | 11.1566 | 11
63145 | 5.72 | 1 | 2019-12-31 | 2020-12-31 | 365 | 6.6893 | 6
63143 | 3.38 | 1 | 2019-12-31 | 2020-12-31 | 365 | 3.9528 | 3
63147 | 4.77 | 1 | 2019-12-31 | 2020-12-31 | 365 | 5.5783 | 5
63149 | 6.095 | 1 | 2019-12-31 | 2020-12-31 | 365 | 7.1279 | 7
63169 | 4.24 | 1 | 2019-12-31 | 2020-12-31 | 365 | 4.9585 | 4
63170 | 4.68 | 1 | 2019-12-31 | 2020-12-31 | 365 | 5.4731 | 5
63171 | 9.88 | 1 | 2019-12-31 | 2020-12-31 | 365 | 11.5543 | 11
63173 | 7.8 | 1 | 2019-12-31 | 2020-12-31 | 365 | 9.1218 | 9
63174 | 9.01 | 1 | 2019-12-31 | 2020-12-31 | 365 | 10.5368 | 10
63175 | 5.72 | 1 | 2019-12-31 | 2020-12-31 | 365 | 6.6893 | 6
63180 | 7.685 | 1 | 2019-12-31 | 2020-12-31 | 365 | 8.9873 | 8
63183 | 4.24 | 1 | 2019-12-31 | 2020-12-31 | 365 | 4.9585 | 4
63185 | 9.54 | 1 | 2019-12-31 | 2020-12-31 | 365 | 11.1566 | 11
63187 | 4.94 | 1 | 2019-12-31 | 2020-12-31 | 365 | 5.7771 | 5
63192 | 9.62 | 1 | 2019-12-31 | 2020-12-31 | 365 | 11.2502 | 11
63246 | 11.22 | 1 | 2019-12-31 | 2020-12-31 | 365 | 13.1213 | 13
63245 | 7.42 | 1 | 2019-12-31 | 2020-12-31 | 365 | 8.6774 | 8
63288 | 4.16 | 1 | 2019-12-31 | 2020-12-31 | 365 | 4.865 | 4
63302 | 7.8 | 1 | 2019-12-31 | 2020-12-31 | 365 | 9.1218 | 9
63304 | 7.02 | 1 | 2019-12-31 | 2020-12-31 | 365 | 8.2096 | 8
63305 | 13.52 | 1 | 2019-12-31 | 2020-12-31 | 365 | 15.8111 | 15
63291 | 3.315 | 1 | 2019-12-31 | 2020-12-31 | 365 | 3.8768 | 3
63306 | 2.915 | 1 | 2019-12-31 | 2020-12-31 | 365 | 3.409 | 3
63307 | 5.3 | 1 | 2019-12-31 | 2020-12-31 | 365 | 6.1981 | 6
63308 | 13.25 | 1 | 2019-12-31 | 2020-12-31 | 365 | 15.4953 | 15
63325 | 4.77 | 1 | 2019-12-31 | 2020-12-31 | 365 | 5.5783 | 5
63331 | 13.78 | 1 | 2019-12-31 | 2020-12-31 | 365 | 16.1152 | 16
63335 | 14.04 | 1 | 2019-12-31 | 2020-12-31 | 365 | 16.4192 | 16
63363 | 11.475 | 1 | 2019-12-31 | 2020-12-31 | 365 | 13.4196 | 13
63368 | 3.64 | 1 | 2019-12-31 | 2020-12-31 | 365 | 4.2568 | 4
63370 | 4.08 | 1 | 2019-12-31 | 2020-12-31 | 365 | 4.7714 | 4
63372 | 9.69 | 1 | 2019-12-31 | 2020-12-31 | 365 | 11.3321 | 11
63373 | 4.68 | 1 | 2019-12-31 | 2020-12-31 | 365 | 5.4731 | 5
63375 | 12.455 | 1 | 2019-12-31 | 2020-12-31 | 365 | 14.5656 | 14
63376 | 14.31 | 1 | 2019-12-31 | 2020-12-31 | 365 | 16.735 | 16
63378 | 2.65 | 1 | 2019-12-31 | 2020-12-31 | 365 | 3.0991 | 3
63379 | 8.48 | 1 | 2019-12-31 | 2020-12-31 | 365 | 9.917 | 9
63380 | 6.095 | 1 | 2019-12-31 | 2020-12-31 | 365 | 7.1279 | 7
63382 | 9.01 | 1 | 2019-12-31 | 2020-12-31 | 365 | 10.5368 | 10
63387 | 11.96 | 1 | 2019-12-31 | 2020-12-31 | 365 | 13.9867 | 13
63388 | 7.42 | 1 | 2019-12-31 | 2020-12-31 | 365 | 8.6774 | 8
63405 | 7.8 | 1 | 2019-12-31 | 2020-12-31 | 365 | 9.1218 | 9
63409 | 3.06 | 1 | 2019-12-31 | 2020-12-31 | 365 | 3.5785 | 3
63410 | 9.36 | 1 | 2019-12-31 | 2020-12-31 | 365 | 10.9461 | 10
45965 | 3.57 | 1 | 2019-12-31 | 2020-12-31 | 365 | 4.175 | 4
63474 | 9.36 | 1 | 2019-12-31 | 2020-12-31 | 365 | 10.9461 | 10
63476 | 13.545 | 1 | 2019-12-31 | 2020-12-31 | 365 | 15.8403 | 15
63478 | 4.68 | 1 | 2019-12-31 | 2020-12-31 | 365 | 5.4731 | 5
63491 | 14.04 | 1 | 2019-12-31 | 2020-12-31 | 365 | 16.4192 | 16
63492 | 5.04 | 1 | 2019-12-31 | 2020-12-31 | 365 | 5.8941 | 5
63493 | 13.26 | 1 | 2019-12-31 | 2020-12-31 | 365 | 15.507 | 15
63494 | 11.96 | 1 | 2019-12-31 | 2020-12-31 | 365 | 13.9867 | 13
63495 | 5.2 | 1 | 2019-12-31 | 2020-12-31 | 365 | 6.0812 | 6
63497 | 3.64 | 1 | 2019-12-31 | 2020-12-31 | 365 | 4.2568 | 4
63536 | 2.65 | 1 | 2019-12-31 | 2020-12-31 | 365 | 3.0991 | 3
63540 | 4.16 | 1 | 2019-12-31 | 2020-12-31 | 365 | 4.865 | 4
63556 | 9.54 | 1 | 2019-12-31 | 2020-12-31 | 365 | 11.1566 | 11
63560 | 5.565 | 1 | 2019-12-31 | 2020-12-31 | 365 | 6.508 | 6
63561 | 7.28 | 1 | 2019-12-31 | 2020-12-31 | 365 | 8.5137 | 8
63563 | 7.685 | 1 | 2019-12-31 | 2020-12-31 | 365 | 8.9873 | 8
63566 | 7.395 | 1 | 2019-12-31 | 2020-12-31 | 365 | 8.6482 | 8
63626 | 12.74 | 1 | 2019-12-31 | 2020-12-31 | 365 | 14.8989 | 14
63628 | 3.71 | 1 | 2019-12-31 | 2020-12-31 | 365 | 4.3387 | 4
63629 | 2.295 | 1 | 2019-12-31 | 2020-12-31 | 365 | 2.6839 | 2
63632 | 9.36 | 1 | 2019-12-31 | 2020-12-31 | 365 | 10.9461 | 10
63633 | 3.38 | 1 | 2019-12-31 | 2020-12-31 | 365 | 3.9528 | 3
63634 | 3.12 | 1 | 2019-12-31 | 2020-12-31 | 365 | 3.6487 | 3
63636 | 6.76 | 1 | 2019-12-31 | 2020-12-31 | 365 | 7.9055 | 7
63639 | 2.6 | 1 | 2019-12-31 | 2020-12-31 | 365 | 3.0406 | 3
63641 | 4.68 | 1 | 2019-12-31 | 2020-12-31 | 365 | 5.4731 | 5
63648 | 4.77 | 1 | 2019-12-31 | 2020-12-31 | 365 | 5.5783 | 5
63651 | 9.54 | 1 | 2019-12-31 | 2020-12-31 | 365 | 11.1566 | 11
63654 | 2.65 | 1 | 2019-12-31 | 2020-12-31 | 365 | 3.0991 | 3
63658 | 7.95 | 1 | 2019-12-31 | 2020-12-31 | 365 | 9.2972 | 9
63662 | 9.01 | 1 | 2019-12-31 | 2020-12-31 | 365 | 10.5368 | 10
63666 | 7.8 | 1 | 2019-12-31 | 2020-12-31 | 365 | 9.1218 | 9
63675 | 9.88 | 1 | 2019-12-31 | 2020-12-31 | 365 | 11.5543 | 11
47896 | 5.98 | 1 | 2019-12-31 | 2020-12-31 | 365 | 6.9934 | 6
63681 | 4.94 | 1 | 2019-12-31 | 2020-12-31 | 365 | 5.7771 | 5
63684 | 7.8 | 1 | 2019-12-31 | 2020-12-31 | 365 | 9.1218 | 9
63685 | 5.72 | 1 | 2019-12-31 | 2020-12-31 | 365 | 6.6893 | 6
63688 | 7.02 | 1 | 2019-12-31 | 2020-12-31 | 365 | 8.2096 | 8
63689 | 6.5 | 1 | 2019-12-31 | 2020-12-31 | 365 | 7.6015 | 7
63693 | 4.68 | 1 | 2019-12-31 | 2020-12-31 | 365 | 5.4731 | 5
63695 | 13.26 | 1 | 2019-12-31 | 2020-12-31 | 365 | 15.507 | 15
63698 | 8.67 | 1 | 2019-12-31 | 2020-12-31 | 365 | 10.1392 | 10
63700 | 5.1 | 1 | 2019-12-31 | 2020-12-31 | 365 | 5.9642 | 5
63703 | 8.32 | 1 | 2019-12-31 | 2020-12-31 | 365 | 9.7299 | 9
63708 | 3.64 | 1 | 2019-12-31 | 2020-12-31 | 365 | 4.2568 | 4
63713 | 3.825 | 1 | 2019-12-31 | 2020-12-31 | 365 | 4.4732 | 4
63714 | 4.59 | 1 | 2019-12-31 | 2020-12-31 | 365 | 5.3678 | 5
63745 | 4.42 | 1 | 2019-12-31 | 2020-12-31 | 365 | 5.169 | 5
63748 | 3.18 | 1 | 2019-12-31 | 2020-12-31 | 365 | 3.7189 | 3
63752 | 7.685 | 1 | 2019-12-31 | 2020-12-31 | 365 | 8.9873 | 8
63754 | 3.825 | 1 | 2019-12-31 | 2020-12-31 | 365 | 4.4732 | 4
63757 | 11.18 | 1 | 2019-12-31 | 2020-12-31 | 365 | 13.0746 | 13
63759 | 11.7 | 1 | 2019-12-31 | 2020-12-31 | 365 | 13.6827 | 13
63761 | 17.68 | 1 | 2019-12-31 | 2020-12-31 | 365 | 20.6761 | 20
63763 | 15.6 | 1 | 2019-12-31 | 2020-12-31 | 365 | 18.2436 | 18
63852 | 6.3 | 1 | 2019-12-31 | 2020-12-31 | 365 | 7.3676 | 7
63853 | 9.1 | 1 | 2019-12-31 | 2020-12-31 | 365 | 10.6421 | 10
63875 | 12.22 | 1 | 2019-12-31 | 2020-12-31 | 365 | 14.2908 | 14
63877 | 4.24 | 1 | 2019-12-31 | 2020-12-31 | 365 | 4.9585 | 4
63883 | 3.38 | 1 | 2019-12-31 | 2020-12-31 | 365 | 3.9528 | 3
63885 | 4.68 | 1 | 2019-12-31 | 2020-12-31 | 365 | 5.4731 | 5
63915 | 3.12 | 1 | 2019-12-31 | 2020-12-31 | 365 | 3.6487 | 3
63916 | 3.38 | 1 | 2019-12-31 | 2020-12-31 | 365 | 3.9528 | 3
63918 | 7.42 | 1 | 2019-12-31 | 2020-12-31 | 365 | 8.6774 | 8
63919 | 3.38 | 1 | 2019-12-31 | 2020-12-31 | 365 | 3.9528 | 3
63929 | 5.72 | 1 | 2019-12-31 | 2020-12-31 | 365 | 6.6893 | 6
63947 | 6.76 | 1 | 2019-12-31 | 2020-12-31 | 365 | 7.9055 | 7
63949 | 8.84 | 1 | 2019-12-31 | 2020-12-31 | 365 | 10.338 | 10
63970 | 4.725 | 1 | 2019-12-31 | 2020-12-31 | 365 | 5.5257 | 5
64001 | 10.865 | 1 | 2019-12-31 | 2020-12-31 | 365 | 12.7062 | 12
64012 | 7.95 | 1 | 2019-12-31 | 2020-12-31 | 365 | 9.2972 | 9
64014 | 3.71 | 1 | 2019-12-31 | 2020-12-31 | 365 | 4.3387 | 4
64016 | 11.96 | 1 | 2019-12-31 | 2020-12-31 | 365 | 13.9867 | 13
64056 | 10.66 | 1 | 2019-12-31 | 2020-12-31 | 365 | 12.4664 | 12
64057 | 7.28 | 1 | 2019-12-31 | 2020-12-31 | 365 | 8.5137 | 8
64052 | 7.395 | 1 | 2019-12-31 | 2020-12-31 | 365 | 8.6482 | 8
64162 | 8.06 | 1 | 2019-12-31 | 2020-12-31 | 365 | 9.4258 | 9
64064 | 5.1 | 1 | 2019-12-31 | 2020-12-31 | 365 | 5.9642 | 5
64065 | 8.32 | 1 | 2019-12-31 | 2020-12-31 | 365 | 9.7299 | 9
64081 | 12.455 | 1 | 2019-12-31 | 2020-12-31 | 365 | 14.5656 | 14
64085 | 14.84 | 1 | 2019-12-31 | 2020-12-31 | 365 | 17.3548 | 17
64123 | 6.12 | 1 | 2019-12-31 | 2020-12-31 | 365 | 7.1571 | 7
64131 | 5.035 | 1 | 2019-12-31 | 2020-12-31 | 365 | 5.8882 | 5
64133 | 7.28 | 1 | 2019-12-31 | 2020-12-31 | 365 | 8.5137 | 8
64134 | 6.625 | 1 | 2019-12-31 | 2020-12-31 | 365 | 7.7477 | 7
64135 | 9.805 | 1 | 2019-12-31 | 2020-12-31 | 365 | 11.4666 | 11
64156 | 4.77 | 1 | 2019-12-31 | 2020-12-31 | 365 | 5.5783 | 5
64157 | 5.355 | 1 | 2019-12-31 | 2020-12-31 | 365 | 6.2625 | 6
60292 | 5.865 | 1 | 2019-12-31 | 2020-12-31 | 365 | 6.8589 | 6
64160 | 3.445 | 1 | 2019-12-31 | 2020-12-31 | 365 | 4.0288 | 4
64166 | 3.975 | 1 | 2019-12-31 | 2020-12-31 | 365 | 4.6486 | 4
64169 | 10.14 | 1 | 2019-12-31 | 2020-12-31 | 365 | 11.8583 | 11
64170 | 6.93 | 1 | 2019-12-31 | 2020-12-31 | 365 | 8.1044 | 8
64173 | 8.58 | 1 | 2019-12-31 | 2020-12-31 | 365 | 10.034 | 10
64174 | 4.77 | 1 | 2019-12-31 | 2020-12-31 | 365 | 5.5783 | 5
64175 | 7.95 | 1 | 2019-12-31 | 2020-12-31 | 365 | 9.2972 | 9
64179 | 8.06 | 1 | 2019-12-31 | 2020-12-31 | 365 | 9.4258 | 9
64180 | 14.045 | 1 | 2019-12-31 | 2020-12-31 | 365 | 16.4251 | 16
64178 | 5.46 | 1 | 2019-12-31 | 2020-12-31 | 365 | 6.3853 | 6
64185 | 5.3 | 1 | 2019-12-31 | 2020-12-31 | 365 | 6.1981 | 6
64188 | 6.5 | 1 | 2019-12-31 | 2020-12-31 | 365 | 7.6015 | 7
64191 | 10.92 | 1 | 2019-12-31 | 2020-12-31 | 365 | 12.7705 | 12
64195 | 9.36 | 1 | 2019-12-31 | 2020-12-31 | 365 | 10.9461 | 10
64194 | 8.06 | 1 | 2019-12-31 | 2020-12-31 | 365 | 9.4258 | 9
64198 | 3.465 | 1 | 2019-12-31 | 2020-12-31 | 365 | 4.0522 | 4
60490 | 6.095 | 1 | 2019-12-31 | 2020-12-31 | 365 | 7.1279 | 7
64206 | 13.515 | 1 | 2019-12-31 | 2020-12-31 | 365 | 15.8053 | 15
64208 | 7.95 | 1 | 2019-12-31 | 2020-12-31 | 365 | 9.2972 | 9
60200 | 2.12 | 1 | 2019-12-31 | 2020-12-31 | 365 | 2.4793 | 2
64213 | 8.32 | 1 | 2019-12-31 | 2020-12-31 | 365 | 9.7299 | 9
64227 | 5.61 | 1 | 2019-12-31 | 2020-12-31 | 365 | 6.5607 | 6
60341 | 2.08 | 1 | 2019-12-31 | 2020-12-31 | 365 | 2.4325 | 2
64232 | 5.565 | 1 | 2019-12-31 | 2020-12-31 | 365 | 6.508 | 6
64234 | 10.14 | 1 | 2019-12-31 | 2020-12-31 | 365 | 11.8583 | 11
64239 | 8.215 | 1 | 2019-12-31 | 2020-12-31 | 365 | 9.6071 | 9
64242 | 9.88 | 1 | 2019-12-31 | 2020-12-31 | 365 | 11.5543 | 11
64244 | 2.6 | 1 | 2019-12-31 | 2020-12-31 | 365 | 3.0406 | 3
64247 | 5.2 | 1 | 2019-12-31 | 2020-12-31 | 365 | 6.0812 | 6
64249 | 3.71 | 1 | 2019-12-31 | 2020-12-31 | 365 | 4.3387 | 4
64333 | 5.46 | 1 | 2019-12-31 | 2020-12-31 | 365 | 6.3853 | 6
64407 | 9.69 | 1 | 2019-12-31 | 2020-12-31 | 365 | 11.3321 | 11
37964 | 4.42 | 1 | 2019-12-31 | 2020-12-31 | 365 | 5.169 | 5
64414 | 3.71 | 1 | 2019-12-31 | 2020-12-31 | 365 | 4.3387 | 4
64425 | 2.385 | 1 | 2019-12-31 | 2020-12-31 | 365 | 2.7892 | 2
64518 | 8.84 | 1 | 2019-12-31 | 2020-12-31 | 365 | 10.338 | 10
64524 | 6.5 | 1 | 2019-12-31 | 2020-12-31 | 365 | 7.6015 | 7
64523 | 11.34 | 1 | 2019-12-31 | 2020-12-31 | 365 | 13.2617 | 13
64528 | 7.42 | 1 | 2019-12-31 | 2020-12-31 | 365 | 8.6774 | 8
64537 | 6.36 | 1 | 2019-12-31 | 2020-12-31 | 365 | 7.4378 | 7
64550 | 8.58 | 1 | 2019-12-31 | 2020-12-31 | 365 | 10.034 | 10
64554 | 7.54 | 1 | 2019-12-31 | 2020-12-31 | 365 | 8.8177 | 8
64566 | 9.54 | 1 | 2019-12-31 | 2020-12-31 | 365 | 11.1566 | 11
64569 | 4.68 | 1 | 2019-12-31 | 2020-12-31 | 365 | 5.4731 | 5
64578 | 7.875 | 1 | 2019-12-31 | 2020-12-31 | 365 | 9.2095 | 9
38030 | 7.54 | 1 | 2019-12-31 | 2020-12-31 | 365 | 8.8177 | 8
64582 | 6.76 | 1 | 2019-12-31 | 2020-12-31 | 365 | 7.9055 | 7
64587 | 7.155 | 1 | 2019-12-31 | 2020-12-31 | 365 | 8.3675 | 8
64589 | 2.65 | 1 | 2019-12-31 | 2020-12-31 | 365 | 3.0991 | 3
64592 | 8.84 | 1 | 2019-12-31 | 2020-12-31 | 365 | 10.338 | 10
64591 | 4.41 | 1 | 2019-12-31 | 2020-12-31 | 365 | 5.1573 | 5
60188 | 4.16 | 1 | 2019-12-31 | 2020-12-31 | 365 | 4.865 | 4
64601 | 9.88 | 1 | 2019-12-31 | 2020-12-31 | 365 | 11.5543 | 11
64603 | 5.83 | 1 | 2019-12-31 | 2020-12-31 | 365 | 6.818 | 6
64605 | 4.59 | 1 | 2019-12-31 | 2020-12-31 | 365 | 5.3678 | 5
64617 | 3.15 | 1 | 2019-12-31 | 2020-12-31 | 365 | 3.6838 | 3
64618 | 8.58 | 1 | 2019-12-31 | 2020-12-31 | 365 | 10.034 | 10
64680 | 6.625 | 1 | 2019-12-31 | 2020-12-31 | 365 | 7.7477 | 7
64753 | 7.685 | 1 | 2019-12-31 | 2020-12-31 | 365 | 8.9873 | 8
64775 | 6.93 | 1 | 2019-12-31 | 2020-12-31 | 365 | 8.1044 | 8
64776 | 3.15 | 1 | 2019-12-31 | 2020-12-31 | 365 | 3.6838 | 3
64827 | 7.28 | 1 | 2019-12-31 | 2020-12-31 | 365 | 8.5137 | 8
64829 | 4.59 | 1 | 2019-12-31 | 2020-12-31 | 365 | 5.3678 | 5
64849 | 4.77 | 1 | 2019-12-31 | 2020-12-31 | 365 | 5.5783 | 5
64923 | 6.24 | 1 | 2019-12-31 | 2020-12-31 | 365 | 7.2974 | 7
65073 | 4.16 | 1 | 2019-12-31 | 2020-12-31 | 365 | 4.865 | 4
65083 | 9.62 | 1 | 2019-12-31 | 2020-12-31 | 365 | 11.2502 | 11
65089 | 6.36 | 1 | 2019-12-31 | 2020-12-31 | 365 | 7.4378 | 7
65098 | 5.72 | 1 | 2019-12-31 | 2020-12-31 | 365 | 6.6893 | 6
65103 | 8.67 | 1 | 2019-12-31 | 2020-12-31 | 365 | 10.1392 | 10
65113 | 10.4 | 1 | 2019-12-31 | 2020-12-31 | 365 | 12.1624 | 12
65135 | 2.86 | 1 | 2019-12-31 | 2020-12-31 | 365 | 3.3447 | 3
65140 | 8.58 | 1 | 2019-12-31 | 2020-12-31 | 365 | 10.034 | 10
65202 | 2.55 | 1 | 2019-12-31 | 2020-12-31 | 365 | 2.9821 | 2
65203 | 4.08 | 1 | 2019-12-31 | 2020-12-31 | 365 | 4.7714 | 4
65214 | 8.84 | 1 | 2019-12-31 | 2020-12-31 | 365 | 10.338 | 10
65394 | 4.77 | 1 | 2019-12-31 | 2020-12-31 | 365 | 5.5783 | 5
63060 | 7.95 | 1 | 2019-12-31 | 2020-12-31 | 365 | 9.2972 | 9
63062 | 10.92 | 1 | 2019-12-31 | 2020-12-31 | 365 | 12.7705 | 12
63066 | 4.42 | 1 | 2019-12-31 | 2020-12-31 | 365 | 5.169 | 5
63067 | 5.2 | 1 | 2019-12-31 | 2020-12-31 | 365 | 6.0812 | 6
63076 | 14.025 | 1 | 2019-12-31 | 2020-12-31 | 365 | 16.4017 | 16
63082 | 5.1 | 1 | 2019-12-31 | 2020-12-31 | 365 | 5.9642 | 5
63085 | 8.58 | 1 | 2019-12-31 | 2020-12-31 | 365 | 10.034 | 10
63113 | 11.925 | 1 | 2019-12-31 | 2020-12-31 | 365 | 13.9458 | 13
63442 | 8.32 | 1 | 2019-12-31 | 2020-12-31 | 365 | 9.7299 | 9
63532 | 6.095 | 1 | 2019-12-31 | 2020-12-31 | 365 | 7.1279 | 7
63667 | 12.19 | 1 | 2019-12-31 | 2020-12-31 | 365 | 14.2557 | 14
63545 | 7.8 | 1 | 2019-12-31 | 2020-12-31 | 365 | 9.1218 | 9
63537 | 9.01 | 1 | 2019-12-31 | 2020-12-31 | 365 | 10.5368 | 10
63541 | 4.16 | 1 | 2019-12-31 | 2020-12-31 | 365 | 4.865 | 4
63555 | 10.395 | 1 | 2019-12-31 | 2020-12-31 | 365 | 12.1565 | 12
63574 | 7.95 | 1 | 2019-12-31 | 2020-12-31 | 365 | 9.2972 | 9
63663 | 3.975 | 1 | 2019-12-31 | 2020-12-31 | 365 | 4.6486 | 4
63766 | 6.36 | 1 | 2019-12-31 | 2020-12-31 | 365 | 7.4378 | 7
64541 | 10.66 | 1 | 2019-12-31 | 2020-12-31 | 365 | 12.4664 | 12
64546 | 6.76 | 1 | 2019-12-31 | 2020-12-31 | 365 | 7.9055 | 7
64552 | 8.32 | 1 | 2019-12-31 | 2020-12-31 | 365 | 9.7299 | 9
64553 | 6.76 | 1 | 2019-12-31 | 2020-12-31 | 365 | 7.9055 | 7
63300 | 7.54 | 1 | 2019-12-31 | 2020-12-31 | 365 | 8.8177 | 8
64850 | 5.83 | 1 | 2019-12-31 | 2020-12-31 | 365 | 6.818 | 6
59191 | 7.155 | 1 | 2019-12-31 | 2020-12-31 | 365 | 8.3675 | 8
60960 | 7.155 | 1 | 2019-12-31 | 2020-12-31 | 365 | 8.3675 | 8
61207 | 4.94 | 1 | 2019-12-31 | 2020-12-31 | 365 | 5.7771 | 5
61214 | 2.08 | 1 | 2019-12-31 | 2020-12-31 | 365 | 2.4325 | 2
63156 | 11.7 | 1 | 2019-12-31 | 2020-12-31 | 365 | 13.6827 | 13
63769 | 5.035 | 1 | 2019-12-31 | 2020-12-31 | 365 | 5.8882 | 5
64410 | 13.52 | 1 | 2019-12-31 | 2020-12-31 | 365 | 15.8111 | 15
61227 | 4.335 | 1 | 2019-12-31 | 2020-12-31 | 365 | 5.0696 | 5
64844 | 6.24 | 1 | 2019-12-31 | 2020-12-31 | 365 | 7.2974 | 7
64570 | 11.66 | 1 | 2019-12-31 | 2020-12-31 | 365 | 13.6359 | 13
64405 | 10.4 | 1 | 2019-12-31 | 2020-12-31 | 365 | 12.1624 | 12
65078 | 8.67 | 1 | 2019-12-31 | 2020-12-31 | 365 | 10.1392 | 10
64013 | 7.95 | 1 | 2019-12-31 | 2020-12-31 | 365 | 9.2972 | 9
64838 | 2.86 | 1 | 2019-12-31 | 2020-12-31 | 365 | 3.3447 | 3
50571 | 8.16 | 1 | 2019-12-31 | 2020-12-31 | 365 | 9.5428 | 9
61660 | 3.71 | 1 | 2019-12-31 | 2020-12-31 | 365 | 4.3387 | 4
63533 | 5.83 | 1 | 2019-12-31 | 2020-12-31 | 365 | 6.818 | 6
61217 | 9.54 | 1 | 2019-12-31 | 2020-12-31 | 365 | 11.1566 | 11
62366 | 3.12 | 1 | 2019-12-31 | 2020-12-31 | 365 | 3.6487 | 3
65222 | 7.875 | 1 | 2019-12-31 | 2020-12-31 | 365 | 9.2095 | 9
35617 | 37.485 | 0.9 | 2019-12-31 | 2020-12-31 | 365 | 39.4535 | 39
65758 | 4.68 | 1 | 2019-12-31 | 2020-12-31 | 365 | 5.4731 | 5
65952 | 2.12 | 1 | 2019-12-31 | 2020-12-31 | 365 | 2.4793 | 2
65955 | 3.71 | 1 | 2019-12-31 | 2020-12-31 | 365 | 4.3387 | 4
65975 | 9.36 | 1 | 2019-12-31 | 2020-12-31 | 365 | 10.9461 | 10
65976 | 9.54 | 1 | 2019-12-31 | 2020-12-31 | 365 | 11.1566 | 11
66024 | 7.8 | 1 | 2019-12-31 | 2020-12-31 | 365 | 9.1218 | 9
66182 | 6.095 | 1 | 2019-12-31 | 2020-12-31 | 365 | 7.1279 | 7
66188 | 3.12 | 1 | 2019-12-31 | 2020-12-31 | 365 | 3.6487 | 3
66247 | 5.2 | 1 | 2019-12-31 | 2020-12-31 | 365 | 6.0812 | 6
66297 | 8.215 | 1 | 2019-12-31 | 2020-12-31 | 365 | 9.6071 | 9
60563 | 6.76 | 1 | 2019-12-31 | 2020-12-31 | 365 | 7.9055 | 7
60735 | 8.32 | 1 | 2019-12-31 | 2020-12-31 | 365 | 9.7299 | 9
60881 | 10.66 | 1 | 2019-12-31 | 2020-12-31 | 365 | 12.4664 | 12
60932 | 5.83 | 1 | 2019-12-31 | 2020-12-31 | 365 | 6.818 | 6
61479 | 3.315 | 1 | 2019-12-31 | 2020-12-31 | 365 | 3.8768 | 3
63973 | 13.78 | 1 | 2019-12-31 | 2020-12-31 | 365 | 16.1152 | 16
64521 | 2.52 | 1 | 2019-12-31 | 2020-12-31 | 365 | 2.947 | 2
60795 | 2.04 | 1 | 2019-12-31 | 2020-12-31 | 365 | 2.3857 | 2
66111 | 2.6 | 1 | 2019-12-31 | 2020-12-31 | 365 | 3.0406 | 3
65926 | 6.5 | 1 | 2019-12-31 | 2020-12-31 | 365 | 7.6015 | 7
61769 | 9.805 | 1 | 2019-12-31 | 2020-12-31 | 365 | 11.4666 | 11
61883 | 7.02 | 1 | 2019-12-31 | 2020-12-31 | 365 | 8.2096 | 8
62302 | 10.66 | 1 | 2019-12-31 | 2020-12-31 | 365 | 12.4664 | 12
62315 | 8.84 | 1 | 2019-12-31 | 2020-12-31 | 365 | 10.338 | 10
62341 | 7.8 | 1 | 2019-12-31 | 2020-12-31 | 365 | 9.1218 | 9
62347 | 4.42 | 1 | 2019-12-31 | 2020-12-31 | 365 | 5.169 | 5
62359 | 16.12 | 1 | 2019-12-31 | 2020-12-31 | 365 | 18.8517 | 18
62396 | 4.335 | 1 | 2019-12-31 | 2020-12-31 | 365 | 5.0696 | 5
62405 | 5.2 | 1 | 2019-12-31 | 2020-12-31 | 365 | 6.0812 | 6
62429 | 4.16 | 1 | 2019-12-31 | 2020-12-31 | 365 | 4.865 | 4
62452 | 9.36 | 1 | 2019-12-31 | 2020-12-31 | 365 | 10.9461 | 10
64831 | 10.965 | 1 | 2019-12-31 | 2020-12-31 | 365 | 12.8231 | 12
64833 | 5.2 | 1 | 2019-12-31 | 2020-12-31 | 365 | 6.0812 | 6
64947 | 7.685 | 1 | 2019-12-31 | 2020-12-31 | 365 | 8.9873 | 8
64980 | 8.745 | 1 | 2019-12-31 | 2020-12-31 | 365 | 10.2269 | 10
64988 | 4.725 | 1 | 2019-12-31 | 2020-12-31 | 365 | 5.5257 | 5
65143 | 5.72 | 1 | 2019-12-31 | 2020-12-31 | 365 | 6.6893 | 6
65147 | 4.68 | 1 | 2019-12-31 | 2020-12-31 | 365 | 5.4731 | 5
65158 | 5.565 | 1 | 2019-12-31 | 2020-12-31 | 365 | 6.508 | 6
65165 | 9.62 | 1 | 2019-12-31 | 2020-12-31 | 365 | 11.2502 | 11
65915 | 3.12 | 0.8 | 2019-12-31 | 2020-12-31 | 365 | 2.919 | 2
65934 | 9.62 | 0.8 | 2019-12-31 | 2020-12-31 | 365 | 9.0002 | 9
65941 | 6.76 | 0.8 | 2019-12-31 | 2020-12-31 | 365 | 6.3244 | 6
65945 | 2.34 | 1 | 2019-12-31 | 2020-12-31 | 365 | 2.7365 | 2
65949 | 11.22 | 1 | 2019-12-31 | 2020-12-31 | 365 | 13.1213 | 13
65951 | 9.88 | 1 | 2019-12-31 | 2020-12-31 | 365 | 11.5543 | 11
65953 | 5.83 | 1 | 2019-12-31 | 2020-12-31 | 365 | 6.818 | 6
65954 | 8.58 | 1 | 2019-12-31 | 2020-12-31 | 365 | 10.034 | 10
65956 | 4.77 | 1 | 2019-12-31 | 2020-12-31 | 365 | 5.5783 | 5
65970 | 5.1 | 0.8 | 2019-12-31 | 2020-12-31 | 365 | 4.7714 | 4
65971 | 5.61 | 0.8 | 2019-12-31 | 2020-12-31 | 365 | 5.2485 | 5
66051 | 8.84 | 0.8 | 2019-12-31 | 2020-12-31 | 365 | 8.2704 | 8
66291 | 2.65 | 1 | 2019-12-31 | 2020-12-31 | 365 | 3.0991 | 3
66069 | 10.07 | 0.8 | 2019-12-31 | 2020-12-31 | 365 | 9.4212 | 9
66189 | 11.985 | 0.8 | 2019-12-31 | 2020-12-31 | 365 | 11.2128 | 11
66241 | 5.98 | 0.8 | 2019-12-31 | 2020-12-31 | 365 | 5.5947 | 5
62306 | 14.04 | 1 | 2019-12-31 | 2020-12-31 | 365 | 16.4192 | 16
65969 | 13.52 | 1 | 2019-12-31 | 2020-12-31 | 365 | 15.8111 | 15
62687 | 4.24 | 1 | 2019-12-31 | 2020-12-31 | 365 | 4.9585 | 4
62692 | 5.565 | 1 | 2019-12-31 | 2020-12-31 | 365 | 6.508 | 6
62961 | 3.9 | 1 | 2019-12-31 | 2020-12-31 | 365 | 4.5609 | 4
63575 | 9.765 | 1 | 2019-12-31 | 2020-12-31 | 365 | 11.4198 | 11
63961 | 13.545 | 1 | 2019-12-31 | 2020-12-31 | 365 | 15.8403 | 15
64824 | 4.42 | 1 | 2019-12-31 | 2020-12-31 | 365 | 5.169 | 5
64830 | 5.355 | 1 | 2019-12-31 | 2020-12-31 | 365 | 6.2625 | 6
64832 | 3.12 | 1 | 2019-12-31 | 2020-12-31 | 365 | 3.6487 | 3
64834 | 3.64 | 1 | 2019-12-31 | 2020-12-31 | 365 | 4.2568 | 4
64835 | 2.08 | 1 | 2019-12-31 | 2020-12-31 | 365 | 2.4325 | 2
64837 | 7.02 | 1 | 2019-12-31 | 2020-12-31 | 365 | 8.2096 | 8
64839 | 8.745 | 1 | 2019-12-31 | 2020-12-31 | 365 | 10.2269 | 10
64840 | 9.62 | 1 | 2019-12-31 | 2020-12-31 | 365 | 11.2502 | 11
64843 | 7.8 | 1 | 2019-12-31 | 2020-12-31 | 365 | 9.1218 | 9
64845 | 5.035 | 1 | 2019-12-31 | 2020-12-31 | 365 | 5.8882 | 5
64864 | 7.28 | 1 | 2019-12-31 | 2020-12-31 | 365 | 8.5137 | 8
64865 | 5.035 | 1 | 2019-12-31 | 2020-12-31 | 365 | 5.8882 | 5
64937 | 5.2 | 1 | 2019-12-31 | 2020-12-31 | 365 | 6.0812 | 6
64942 | 18.72 | 1 | 2019-12-31 | 2020-12-31 | 365 | 21.8923 | 21
64949 | 8.84 | 1 | 2019-12-31 | 2020-12-31 | 365 | 10.338 | 10
64989 | 6.625 | 1 | 2019-12-31 | 2020-12-31 | 365 | 7.7477 | 7
64992 | 8.06 | 1 | 2019-12-31 | 2020-12-31 | 365 | 9.4258 | 9
65225 | 4.94 | 1 | 2019-12-31 | 2020-12-31 | 365 | 5.7771 | 5
65237 | 4.94 | 1 | 2019-12-31 | 2020-12-31 | 365 | 5.7771 | 5
65253 | 5.98 | 1 | 2019-12-31 | 2020-12-31 | 365 | 6.9934 | 6
65412 | 7.685 | 1 | 2019-12-31 | 2020-12-31 | 365 | 8.9873 | 8
65418 | 3.71 | 1 | 2019-12-31 | 2020-12-31 | 365 | 4.3387 | 4
65419 | 3.78 | 1 | 2019-12-31 | 2020-12-31 | 365 | 4.4206 | 4
65416 | 9.945 | 1 | 2019-12-31 | 2020-12-31 | 365 | 11.6303 | 11
65476 | 5.035 | 1 | 2019-12-31 | 2020-12-31 | 365 | 5.8882 | 5
65546 | 9.36 | 1 | 2019-12-31 | 2020-12-31 | 365 | 10.9461 | 10
65568 | 5.3 | 1 | 2019-12-31 | 2020-12-31 | 365 | 6.1981 | 6
65574 | 7.155 | 1 | 2019-12-31 | 2020-12-31 | 365 | 8.3675 | 8
65578 | 10.92 | 1 | 2019-12-31 | 2020-12-31 | 365 | 12.7705 | 12
65586 | 3.64 | 1 | 2019-12-31 | 2020-12-31 | 365 | 4.2568 | 4
65589 | 4.24 | 1 | 2019-12-31 | 2020-12-31 | 365 | 4.9585 | 4
65595 | 5.985 | 1 | 2019-12-31 | 2020-12-31 | 365 | 6.9992 | 6
65599 | 10.07 | 1 | 2019-12-31 | 2020-12-31 | 365 | 11.7765 | 11
65603 | 3.06 | 0.8 | 2019-12-31 | 2020-12-31 | 365 | 2.8628 | 2
65634 | 6.89 | 0.8 | 2019-12-31 | 2020-12-31 | 365 | 6.4461 | 6
37612 | 13.52 | 1 | 2019-12-31 | 2020-12-31 | 365 | 15.8111 | 15
65641 | 2.915 | 1 | 2019-12-31 | 2020-12-31 | 365 | 3.409 | 3
65642 | 7.875 | 1 | 2019-12-31 | 2020-12-31 | 365 | 9.2095 | 9
65644 | 4.68 | 1 | 2019-12-31 | 2020-12-31 | 365 | 5.4731 | 5
65646 | 7.685 | 0.8 | 2019-12-31 | 2020-12-31 | 365 | 7.1898 | 7
65648 | 4.24 | 1 | 2019-12-31 | 2020-12-31 | 365 | 4.9585 | 4
65649 | 8.745 | 1 | 2019-12-31 | 2020-12-31 | 365 | 10.2269 | 10
65650 | 5.83 | 1 | 2019-12-31 | 2020-12-31 | 365 | 6.818 | 6
65653 | 4.59 | 0.8 | 2019-12-31 | 2020-12-31 | 365 | 4.2943 | 4
65665 | 7.54 | 0.8 | 2019-12-31 | 2020-12-31 | 365 | 7.0542 | 7
65667 | 6.36 | 0.8 | 2019-12-31 | 2020-12-31 | 365 | 5.9502 | 5
65692 | 4.16 | 1 | 2019-12-31 | 2020-12-31 | 365 | 4.865 | 4
65695 | 4.68 | 1 | 2019-12-31 | 2020-12-31 | 365 | 5.4731 | 5
65696 | 3.38 | 1 | 2019-12-31 | 2020-12-31 | 365 | 3.9528 | 3
65762 | 13.26 | 0.8 | 2019-12-31 | 2020-12-31 | 365 | 12.4056 | 12
65928 | 6.5 | 1 | 2019-12-31 | 2020-12-31 | 365 | 7.6015 | 7
65930 | 13.78 | 1 | 2019-12-31 | 2020-12-31 | 365 | 16.1152 | 16
65932 | 3.71 | 1 | 2019-12-31 | 2020-12-31 | 365 | 4.3387 | 4
65933 | 8.58 | 1 | 2019-12-31 | 2020-12-31 | 365 | 10.034 | 10
65935 | 2.86 | 1 | 2019-12-31 | 2020-12-31 | 365 | 3.3447 | 3
65938 | 3.64 | 0.8 | 2019-12-31 | 2020-12-31 | 365 | 3.4055 | 3
65939 | 3.78 | 1 | 2019-12-31 | 2020-12-31 | 365 | 4.4206 | 4
65940 | 7.875 | 1 | 2019-12-31 | 2020-12-31 | 365 | 9.2095 | 9
65942 | 5.985 | 0.8 | 2019-12-31 | 2020-12-31 | 365 | 5.5994 | 5
65944 | 4.725 | 0.8 | 2019-12-31 | 2020-12-31 | 365 | 4.4206 | 4
65946 | 2.6 | 1 | 2019-12-31 | 2020-12-31 | 365 | 3.0406 | 3
65947 | 9.88 | 0.8 | 2019-12-31 | 2020-12-31 | 365 | 9.2434 | 9
62484 | 3.12 | 1 | 2019-12-31 | 2020-12-31 | 365 | 3.6487 | 3
62783 | 5.83 | 1 | 2019-12-31 | 2020-12-31 | 365 | 6.818 | 6
63029 | 3.38 | 1 | 2019-12-31 | 2020-12-31 | 365 | 3.9528 | 3
63980 | 9.1 | 1 | 2019-12-31 | 2020-12-31 | 365 | 10.6421 | 10
64132 | 3.12 | 1 | 2019-12-31 | 2020-12-31 | 365 | 3.6487 | 3
65948 | 8.06 | 0.8 | 2019-12-31 | 2020-12-31 | 365 | 7.5407 | 7
65950 | 7.54 | 0.8 | 2019-12-31 | 2020-12-31 | 365 | 7.0542 | 7
66006 | 13.52 | 0.8 | 2019-12-31 | 2020-12-31 | 365 | 12.6489 | 12
66017 | 4.16 | 1 | 2019-12-31 | 2020-12-31 | 365 | 4.865 | 4
66018 | 5.2 | 1 | 2019-12-31 | 2020-12-31 | 365 | 6.0812 | 6
66019 | 4.77 | 1 | 2019-12-31 | 2020-12-31 | 365 | 5.5783 | 5
66020 | 6.095 | 0.8 | 2019-12-31 | 2020-12-31 | 365 | 5.7023 | 5
66021 | 7.685 | 0.8 | 2019-12-31 | 2020-12-31 | 365 | 7.1898 | 7
66023 | 4.42 | 1 | 2019-12-31 | 2020-12-31 | 365 | 5.169 | 5
66087 | 7.14 | 0.8 | 2019-12-31 | 2020-12-31 | 365 | 6.68 | 6
66096 | 13.26 | 0.8 | 2019-12-31 | 2020-12-31 | 365 | 12.4056 | 12
66177 | 9.01 | 1 | 2019-12-31 | 2020-12-31 | 365 | 10.5368 | 10
66178 | 5.46 | 1 | 2019-12-31 | 2020-12-31 | 365 | 6.3853 | 6
66181 | 6.5 | 1 | 2019-12-31 | 2020-12-31 | 365 | 7.6015 | 7
66183 | 2.6 | 1 | 2019-12-31 | 2020-12-31 | 365 | 3.0406 | 3
66208 | 6.76 | 0.8 | 2019-12-31 | 2020-12-31 | 365 | 6.3244 | 6
66210 | 6.5 | 0.8 | 2019-12-31 | 2020-12-31 | 365 | 6.0812 | 6
66239 | 6.625 | 0.8 | 2019-12-31 | 2020-12-31 | 365 | 6.1981 | 6
66253 | 3.38 | 0.8 | 2019-12-31 | 2020-12-31 | 365 | 3.1622 | 3
66268 | 11.66 | 0.8 | 2019-12-31 | 2020-12-31 | 365 | 10.9087 | 10
66269 | 2.86 | 0.8 | 2019-12-31 | 2020-12-31 | 365 | 2.6757 | 2
66289 | 14.04 | 1 | 2019-12-31 | 2020-12-31 | 365 | 16.4192 | 16
66287 | 11.44 | 1 | 2019-12-31 | 2020-12-31 | 365 | 13.3786 | 13
27446 | 12.455 | 1 | 2019-12-31 | 2020-12-31 | 365 | 14.5656 | 14
30972 | 11.96 | 1 | 2019-12-31 | 2020-12-31 | 365 | 13.9867 | 13
66299 | 2.6 | 1 | 2019-12-31 | 2020-12-31 | 365 | 3.0406 | 3
66296 | 6.76 | 1 | 2019-12-31 | 2020-12-31 | 365 | 7.9055 | 7
50560 | 2.34 | 1 | 2019-12-31 | 2020-12-31 | 365 | 2.7365 | 2
66309 | 8.58 | 1 | 2019-12-31 | 2020-12-31 | 365 | 10.034 | 10
66314 | 5.46 | 1 | 2019-12-31 | 2020-12-31 | 365 | 6.3853 | 6
66316 | 6.24 | 1 | 2019-12-31 | 2020-12-31 | 365 | 7.2974 | 7
66317 | 5.46 | 1 | 2019-12-31 | 2020-12-31 | 365 | 6.3853 | 6
66303 | 7.02 | 1 | 2019-12-31 | 2020-12-31 | 365 | 8.2096 | 8
66321 | 9.945 | 1 | 2019-12-31 | 2020-12-31 | 365 | 11.6303 | 11
66320 | 7.14 | 1 | 2019-12-31 | 2020-12-31 | 365 | 8.3499 | 8
39697 | 4.68 | 1 | 2019-12-31 | 2020-12-31 | 365 | 5.4731 | 5
66323 | 6.24 | 1 | 2019-12-31 | 2020-12-31 | 365 | 7.2974 | 7
66326 | 6.5 | 1 | 2019-12-31 | 2020-12-31 | 365 | 7.6015 | 7
66327 | 9.945 | 1 | 2019-12-31 | 2020-12-31 | 365 | 11.6303 | 11
65714 | 8.415 | 0.8 | 2019-12-31 | 2020-12-31 | 365 | 7.8728 | 7
66206 | 2.34 | 1 | 2019-12-31 | 2020-12-31 | 365 | 2.7365 | 2
66305 | 11.44 | 1 | 2019-12-31 | 2020-12-31 | 365 | 13.3786 | 13
66324 | 2.08 | 1 | 2019-12-31 | 2020-12-31 | 365 | 2.4325 | 2
66329 | 6.24 | 1 | 2019-12-31 | 2020-12-31 | 365 | 7.2974 | 7
66330 | 6.375 | 1 | 2019-12-31 | 2020-12-31 | 365 | 7.4553 | 7
66334 | 8.32 | 1 | 2019-12-31 | 2020-12-31 | 365 | 9.7299 | 9
50619 | 20.4 | 1 | 2019-12-31 | 2020-12-31 | 365 | 23.857 | 23
66337 | 6.885 | 1 | 2019-12-31 | 2020-12-31 | 365 | 8.0517 | 8
66338 | 6.5 | 1 | 2019-12-31 | 2020-12-31 | 365 | 7.6015 | 7
66340 | 5.72 | 1 | 2019-12-31 | 2020-12-31 | 365 | 6.6893 | 6
66349 | 11.7 | 1 | 2019-12-31 | 2020-12-31 | 365 | 13.6827 | 13
40232 | 8.06 | 1 | 2019-12-31 | 2020-12-31 | 365 | 9.4258 | 9
66368 | 5.565 | 1 | 2019-12-31 | 2020-12-31 | 365 | 6.508 | 6
66366 | 4.845 | 1 | 2019-12-31 | 2020-12-31 | 365 | 5.666 | 5
66364 | 5.865 | 0.8 | 2019-12-31 | 2020-12-31 | 365 | 5.4871 | 5
66371 | 6.24 | 1 | 2019-12-31 | 2020-12-31 | 365 | 7.2974 | 7
66369 | 5.46 | 1 | 2019-12-31 | 2020-12-31 | 365 | 6.3853 | 6
66376 | 4.16 | 1 | 2019-12-31 | 2020-12-31 | 365 | 4.865 | 4
66374 | 5.61 | 1 | 2019-12-31 | 2020-12-31 | 365 | 6.5607 | 6
66380 | 8.84 | 1 | 2019-12-31 | 2020-12-31 | 365 | 10.338 | 10
66383 | 8.06 | 1 | 2019-12-31 | 2020-12-31 | 365 | 9.4258 | 9
66382 | 9.36 | 1 | 2019-12-31 | 2020-12-31 | 365 | 10.9461 | 10
66386 | 2.86 | 1 | 2019-12-31 | 2020-12-31 | 365 | 3.3447 | 3
66384 | 4.24 | 1 | 2019-12-31 | 2020-12-31 | 365 | 4.9585 | 4
66387 | 5.83 | 1 | 2019-12-31 | 2020-12-31 | 365 | 6.818 | 6
66389 | 6.24 | 1 | 2019-12-31 | 2020-12-31 | 365 | 7.2974 | 7
66393 | 4.94 | 1 | 2019-12-31 | 2020-12-31 | 365 | 5.7771 | 5
66397 | 6.36 | 1 | 2019-12-31 | 2020-12-31 | 365 | 7.4378 | 7
66395 | 8.215 | 1 | 2019-12-31 | 2020-12-31 | 365 | 9.6071 | 9
66400 | 7.95 | 1 | 2019-12-31 | 2020-12-31 | 365 | 9.2972 | 9
66402 | 2.6 | 1 | 2019-12-31 | 2020-12-31 | 365 | 3.0406 | 3
66407 | 5.72 | 1 | 2019-12-31 | 2020-12-31 | 365 | 6.6893 | 6
66408 | 4.94 | 1 | 2019-12-31 | 2020-12-31 | 365 | 5.7771 | 5
66412 | 7.28 | 1 | 2019-12-31 | 2020-12-31 | 365 | 8.5137 | 8
66414 | 3.975 | 1 | 2019-12-31 | 2020-12-31 | 365 | 4.6486 | 4
66417 | 9.36 | 0.8 | 2019-12-31 | 2020-12-31 | 365 | 8.7569 | 8
66418 | 6.36 | 1 | 2019-12-31 | 2020-12-31 | 365 | 7.4378 | 7
66421 | 4.94 | 1 | 2019-12-31 | 2020-12-31 | 365 | 5.7771 | 5
66424 | 7.42 | 0.8 | 2019-12-31 | 2020-12-31 | 365 | 6.9419 | 6
66426 | 6.36 | 1 | 2019-12-31 | 2020-12-31 | 365 | 7.4378 | 7
66427 | 4.77 | 1 | 2019-12-31 | 2020-12-31 | 365 | 5.5783 | 5
66429 | 5.035 | 0.8 | 2019-12-31 | 2020-12-31 | 365 | 4.7106 | 4
66428 | 5.565 | 1 | 2019-12-31 | 2020-12-31 | 365 | 6.508 | 6
66431 | 5.3 | 1 | 2019-12-31 | 2020-12-31 | 365 | 6.1981 | 6
66432 | 6.89 | 1 | 2019-12-31 | 2020-12-31 | 365 | 8.0576 | 8
66434 | 3.975 | 1 | 2019-12-31 | 2020-12-31 | 365 | 4.6486 | 4
66435 | 4.505 | 1 | 2019-12-31 | 2020-12-31 | 365 | 5.2684 | 5
66436 | 3.64 | 1 | 2019-12-31 | 2020-12-31 | 365 | 4.2568 | 4
66438 | 7.42 | 1 | 2019-12-31 | 2020-12-31 | 365 | 8.6774 | 8
66439 | 6.095 | 1 | 2019-12-31 | 2020-12-31 | 365 | 7.1279 | 7
66440 | 6.095 | 1 | 2019-12-31 | 2020-12-31 | 365 | 7.1279 | 7
66445 | 6.5 | 1 | 2019-12-31 | 2020-12-31 | 365 | 7.6015 | 7
66449 | 4.68 | 0.8 | 2019-12-31 | 2020-12-31 | 365 | 4.3785 | 4
66451 | 6.76 | 0.8 | 2019-12-31 | 2020-12-31 | 365 | 6.3244 | 6
66447 | 9.805 | 1 | 2019-12-31 | 2020-12-31 | 365 | 11.4666 | 11
66454 | 6.5 | 1 | 2019-12-31 | 2020-12-31 | 365 | 7.6015 | 7
66450 | 5.2 | 0.8 | 2019-12-31 | 2020-12-31 | 365 | 4.865 | 4
66456 | 5.2 | 1 | 2019-12-31 | 2020-12-31 | 365 | 6.0812 | 6
66457 | 3.975 | 1 | 2019-12-31 | 2020-12-31 | 365 | 4.6486 | 4
66461 | 6.615 | 0.8 | 2019-12-31 | 2020-12-31 | 365 | 6.1888 | 6
66448 | 4.24 | 1 | 2019-12-31 | 2020-12-31 | 365 | 4.9585 | 4
66464 | 7.28 | 1 | 2019-12-31 | 2020-12-31 | 365 | 8.5137 | 8
66463 | 6.76 | 1 | 2019-12-31 | 2020-12-31 | 365 | 7.9055 | 7
66466 | 9.1 | 0.8 | 2019-12-31 | 2020-12-31 | 365 | 8.5137 | 8
66467 | 3.18 | 0.8 | 2019-12-31 | 2020-12-31 | 365 | 2.9751 | 2
66470 | 4.41 | 1 | 2019-12-31 | 2020-12-31 | 365 | 5.1573 | 5
66472 | 9.36 | 0.8 | 2019-12-31 | 2020-12-31 | 365 | 8.7569 | 8
66471 | 9.45 | 1 | 2019-12-31 | 2020-12-31 | 365 | 11.0514 | 11
66473 | 5.46 | 1 | 2019-12-31 | 2020-12-31 | 365 | 6.3853 | 6
66475 | 6.24 | 1 | 2019-12-31 | 2020-12-31 | 365 | 7.2974 | 7
66477 | 8.06 | 0.8 | 2019-12-31 | 2020-12-31 | 365 | 7.5407 | 7
66482 | 6.24 | 0.8 | 2019-12-31 | 2020-12-31 | 365 | 5.8379 | 5
66486 | 6.93 | 1 | 2019-12-31 | 2020-12-31 | 365 | 8.1044 | 8
66489 | 9.135 | 0.8 | 2019-12-31 | 2020-12-31 | 365 | 8.5464 | 8
66491 | 6.625 | 0.8 | 2019-12-31 | 2020-12-31 | 365 | 6.1981 | 6
66507 | 8.215 | 1 | 2019-12-31 | 2020-12-31 | 365 | 9.6071 | 9
66518 | 2.34 | 1 | 2019-12-31 | 2020-12-31 | 365 | 2.7365 | 2
66517 | 5.46 | 1 | 2019-12-31 | 2020-12-31 | 365 | 6.3853 | 6
66521 | 5.04 | 1 | 2019-12-31 | 2020-12-31 | 365 | 5.8941 | 5
66522 | 6.5 | 1 | 2019-12-31 | 2020-12-31 | 365 | 7.6015 | 7
66523 | 4.24 | 0.8 | 2019-12-31 | 2020-12-31 | 365 | 3.9668 | 3
66525 | 8.58 | 1 | 2019-12-31 | 2020-12-31 | 365 | 10.034 | 10
66527 | 22.95 | 0.8 | 2019-12-31 | 2020-12-31 | 365 | 21.4713 | 21
66538 | 4.77 | 0.8 | 2019-12-31 | 2020-12-31 | 365 | 4.4627 | 4
66548 | 13 | 0.8 | 2019-12-31 | 2020-12-31 | 365 | 12.1624 | 12
66550 | 6.375 | 0.8 | 2019-12-31 | 2020-12-31 | 365 | 5.9642 | 5
66556 | 6.3 | 0.8 | 2019-12-31 | 2020-12-31 | 365 | 5.8941 | 5
61575 | 4.16 | 1 | 2019-12-31 | 2020-12-31 | 365 | 4.865 | 4
66612 | 5.355 | 0.8 | 2019-12-31 | 2020-12-31 | 365 | 5.01 | 5
66616 | 5.72 | 0.8 | 2019-12-31 | 2020-12-31 | 365 | 5.3514 | 5
66618 | 6.36 | 0.8 | 2019-12-31 | 2020-12-31 | 365 | 5.9502 | 5
66619 | 9.01 | 0.8 | 2019-12-31 | 2020-12-31 | 365 | 8.4295 | 8
66623 | 4.94 | 0.8 | 2019-12-31 | 2020-12-31 | 365 | 4.6217 | 4
66622 | 9.62 | 0.8 | 2019-12-31 | 2020-12-31 | 365 | 9.0002 | 9
66625 | 5.46 | 0.8 | 2019-12-31 | 2020-12-31 | 365 | 5.1082 | 5
66627 | 13.545 | 0.8 | 2019-12-31 | 2020-12-31 | 365 | 12.6723 | 12
65632 | 4.505 | 1 | 2019-12-31 | 2020-12-31 | 365 | 5.2684 | 5
66628 | 4.16 | 0.8 | 2019-12-31 | 2020-12-31 | 365 | 3.892 | 3
66626 | 9.805 | 0.8 | 2019-12-31 | 2020-12-31 | 365 | 9.1732 | 9
66630 | 10.66 | 0.8 | 2019-12-31 | 2020-12-31 | 365 | 9.9732 | 9
66632 | 8.16 | 0.8 | 2019-12-31 | 2020-12-31 | 365 | 7.6342 | 7
66631 | 2.6 | 0.8 | 2019-12-31 | 2020-12-31 | 365 | 2.4325 | 2
66634 | 6.76 | 0.8 | 2019-12-31 | 2020-12-31 | 365 | 6.3244 | 6
66637 | 4.68 | 0.8 | 2019-12-31 | 2020-12-31 | 365 | 4.3785 | 4
66651 | 8.58 | 0.8 | 2019-12-31 | 2020-12-31 | 365 | 8.0272 | 8
66655 | 7.28 | 0.8 | 2019-12-31 | 2020-12-31 | 365 | 6.8109 | 6
66658 | 7.28 | 0.8 | 2019-12-31 | 2020-12-31 | 365 | 6.8109 | 6
66660 | 5.72 | 0.8 | 2019-12-31 | 2020-12-31 | 365 | 5.3514 | 5
66662 | 4.68 | 0.8 | 2019-12-31 | 2020-12-31 | 365 | 4.3785 | 4
66683 | 3.9 | 0.8 | 2019-12-31 | 2020-12-31 | 365 | 3.6487 | 3
66684 | 9.36 | 0.8 | 2019-12-31 | 2020-12-31 | 365 | 8.7569 | 8
66685 | 8.82 | 0.8 | 2019-12-31 | 2020-12-31 | 365 | 8.2517 | 8
66686 | 10.14 | 0.8 | 2019-12-31 | 2020-12-31 | 365 | 9.4867 | 9
66709 | 8.58 | 0.8 | 2019-12-31 | 2020-12-31 | 365 | 8.0272 | 8
66711 | 5.565 | 0.8 | 2019-12-31 | 2020-12-31 | 365 | 5.2064 | 5
66714 | 5.98 | 0.8 | 2019-12-31 | 2020-12-31 | 365 | 5.5947 | 5
66715 | 4.68 | 0.8 | 2019-12-31 | 2020-12-31 | 365 | 4.3785 | 4
66725 | 6.36 | 0.8 | 2019-12-31 | 2020-12-31 | 365 | 5.9502 | 5
66728 | 4.42 | 0.8 | 2019-12-31 | 2020-12-31 | 365 | 4.1352 | 4
66726 | 13.23 | 0.8 | 2019-12-31 | 2020-12-31 | 365 | 12.3776 | 12
66730 | 8.32 | 0.8 | 2019-12-31 | 2020-12-31 | 365 | 7.7839 | 7
66734 | 3.38 | 0.8 | 2019-12-31 | 2020-12-31 | 365 | 3.1622 | 3
66752 | 13.545 | 0.8 | 2019-12-31 | 2020-12-31 | 365 | 12.6723 | 12
66753 | 3.38 | 1 | 2019-12-31 | 2020-12-31 | 365 | 3.9528 | 3
66754 | 6.24 | 0.8 | 2019-12-31 | 2020-12-31 | 365 | 5.8379 | 5
66755 | 4.68 | 0.8 | 2019-12-31 | 2020-12-31 | 365 | 4.3785 | 4
66757 | 8.505 | 0.8 | 2019-12-31 | 2020-12-31 | 365 | 7.957 | 7
66759 | 10.14 | 0.8 | 2019-12-31 | 2020-12-31 | 365 | 9.4867 | 9
66761 | 11.96 | 0.8 | 2019-12-31 | 2020-12-31 | 365 | 11.1894 | 11
66763 | 7.56 | 0.8 | 2019-12-31 | 2020-12-31 | 365 | 7.0729 | 7
66764 | 6.24 | 0.8 | 2019-12-31 | 2020-12-31 | 365 | 5.8379 | 5
66765 | 12.6 | 0.8 | 2019-12-31 | 2020-12-31 | 365 | 11.7882 | 11
66766 | 9.52 | 0.8 | 2019-12-31 | 2020-12-31 | 365 | 8.9066 | 8
66767 | 4.24 | 0.8 | 2019-12-31 | 2020-12-31 | 365 | 3.9668 | 3
66788 | 3.38 | 0.8 | 2019-12-31 | 2020-12-31 | 365 | 3.1622 | 3
66789 | 10.6 | 0.8 | 2019-12-31 | 2020-12-31 | 365 | 9.917 | 9
66790 | 5.72 | 0.8 | 2019-12-31 | 2020-12-31 | 365 | 5.3514 | 5
66792 | 7.02 | 0.8 | 2019-12-31 | 2020-12-31 | 365 | 6.5677 | 6
66795 | 6.5 | 0.8 | 2019-12-31 | 2020-12-31 | 365 | 6.0812 | 6
66796 | 5.355 | 0.8 | 2019-12-31 | 2020-12-31 | 365 | 5.01 | 5
66798 | 8.32 | 0.8 | 2019-12-31 | 2020-12-31 | 365 | 7.7839 | 7
66799 | 11.7 | 0.8 | 2019-12-31 | 2020-12-31 | 365 | 10.9461 | 10
66800 | 6.625 | 0.8 | 2019-12-31 | 2020-12-31 | 365 | 6.1981 | 6
66802 | 9.275 | 0.8 | 2019-12-31 | 2020-12-31 | 365 | 8.6774 | 8
66822 | 6.76 | 0.8 | 2019-12-31 | 2020-12-31 | 365 | 6.3244 | 6
66823 | 3.9 | 0.8 | 2019-12-31 | 2020-12-31 | 365 | 3.6487 | 3
66842 | 4.24 | 0.8 | 2019-12-31 | 2020-12-31 | 365 | 3.9668 | 3
66846 | 5.67 | 0.8 | 2019-12-31 | 2020-12-31 | 365 | 5.3047 | 5
66848 | 7.28 | 0.8 | 2019-12-31 | 2020-12-31 | 365 | 6.8109 | 6
66866 | 4.94 | 0.8 | 2019-12-31 | 2020-12-31 | 365 | 4.6217 | 4
66886 | 3.975 | 0.8 | 2019-12-31 | 2020-12-31 | 365 | 3.7189 | 3
66888 | 11.18 | 0.8 | 2019-12-31 | 2020-12-31 | 365 | 10.4597 | 10
67086 | 5.2 | 0.8 | 2019-12-31 | 2020-12-31 | 365 | 4.865 | 4
45582 | 9.62 | 1 | 2019-12-31 | 2020-12-31 | 365 | 11.2502 | 11
63687 | 5.3 | 1 | 2019-12-31 | 2020-12-31 | 365 | 6.1981 | 6
63650 | 7.54 | 1 | 2019-12-31 | 2020-12-31 | 365 | 8.8177 | 8
39043 | 6.375 | 1 | 2019-12-31 | 2020-12-31 | 365 | 7.4553 | 7
63177 | 3.975 | 1 | 2019-12-31 | 2020-12-31 | 365 | 4.6486 | 4
63163 | 2.6 | 1 | 2019-12-31 | 2020-12-31 | 365 | 3.0406 | 3
63377 | 4.24 | 1 | 2019-12-31 | 2020-12-31 | 365 | 4.9585 | 4
63069 | 8.32 | 1 | 2019-12-31 | 2020-12-31 | 365 | 9.7299 | 9
62884 | 5.83 | 1 | 2019-12-31 | 2020-12-31 | 365 | 6.818 | 6
62807 | 5.46 | 1 | 2019-12-31 | 2020-12-31 | 365 | 6.3853 | 6
62691 | 3.975 | 1 | 2019-12-31 | 2020-12-31 | 365 | 4.6486 | 4
62685 | 7.14 | 1 | 2019-12-31 | 2020-12-31 | 365 | 8.3499 | 8
62702 | 7.155 | 1 | 2019-12-31 | 2020-12-31 | 365 | 8.3675 | 8
59575 | 9.435 | 1 | 2019-12-31 | 2020-12-31 | 365 | 11.0339 | 11
59535 | 2.34 | 1 | 2019-12-31 | 2020-12-31 | 365 | 2.7365 | 2
66939 | 4.16 | 0.8 | 2019-12-31 | 2020-12-31 | 365 | 3.892 | 3
66941 | 9.275 | 0.8 | 2019-12-31 | 2020-12-31 | 365 | 8.6774 | 8
66943 | 8.06 | 0.8 | 2019-12-31 | 2020-12-31 | 365 | 7.5407 | 7
66946 | 5.565 | 0.8 | 2019-12-31 | 2020-12-31 | 365 | 5.2064 | 5
66960 | 6.36 | 0.8 | 2019-12-31 | 2020-12-31 | 365 | 5.9502 | 5
66961 | 6.12 | 0.8 | 2019-12-31 | 2020-12-31 | 365 | 5.7257 | 5
66962 | 2.915 | 0.8 | 2019-12-31 | 2020-12-31 | 365 | 2.7272 | 2
66964 | 3.9 | 0.8 | 2019-12-31 | 2020-12-31 | 365 | 3.6487 | 3
66971 | 13 | 0.8 | 2019-12-31 | 2020-12-31 | 365 | 12.1624 | 12
66978 | 4.16 | 0.8 | 2019-12-31 | 2020-12-31 | 365 | 3.892 | 3
66989 | 5.46 | 0.8 | 2019-12-31 | 2020-12-31 | 365 | 5.1082 | 5
66991 | 3.18 | 0.8 | 2019-12-31 | 2020-12-31 | 365 | 2.9751 | 2
66994 | 6.89 | 0.8 | 2019-12-31 | 2020-12-31 | 365 | 6.4461 | 6
66995 | 5.46 | 0.8 | 2019-12-31 | 2020-12-31 | 365 | 5.1082 | 5
66997 | 5.72 | 0.8 | 2019-12-31 | 2020-12-31 | 365 | 5.3514 | 5
66999 | 5.04 | 0.8 | 2019-12-31 | 2020-12-31 | 365 | 4.7153 | 4
67005 | 7.02 | 0.8 | 2019-12-31 | 2020-12-31 | 365 | 6.5677 | 6
67035 | 6.24 | 0.8 | 2019-12-31 | 2020-12-31 | 365 | 5.8379 | 5
67037 | 9.62 | 0.8 | 2019-12-31 | 2020-12-31 | 365 | 9.0002 | 9
67038 | 4.48 | 0.8 | 2019-12-31 | 2020-12-31 | 365 | 4.1913 | 4
67067 | 11.44 | 0.8 | 2019-12-31 | 2020-12-31 | 365 | 10.7029 | 10
67070 | 6.3 | 0.8 | 2019-12-31 | 2020-12-31 | 365 | 5.8941 | 5
67073 | 8.505 | 0.8 | 2019-12-31 | 2020-12-31 | 365 | 7.957 | 7
67075 | 8.4 | 0.8 | 2019-12-31 | 2020-12-31 | 365 | 7.8588 | 7
67076 | 13.545 | 0.8 | 2019-12-31 | 2020-12-31 | 365 | 12.6723 | 12
67078 | 6.93 | 0.8 | 2019-12-31 | 2020-12-31 | 365 | 6.4835 | 6
67079 | 8.84 | 0.8 | 2019-12-31 | 2020-12-31 | 365 | 8.2704 | 8
67080 | 9.765 | 1 | 2019-12-31 | 2020-12-31 | 365 | 11.4198 | 11
67081 | 6.76 | 0.8 | 2019-12-31 | 2020-12-31 | 365 | 6.3244 | 6
67082 | 7.54 | 0.8 | 2019-12-31 | 2020-12-31 | 365 | 7.0542 | 7
67083 | 9.45 | 0.8 | 2019-12-31 | 2020-12-31 | 365 | 8.8411 | 8
67084 | 6.76 | 0.8 | 2019-12-31 | 2020-12-31 | 365 | 6.3244 | 6
67085 | 12.74 | 0.8 | 2019-12-31 | 2020-12-31 | 365 | 11.9191 | 11
67087 | 5.98 | 0.8 | 2019-12-31 | 2020-12-31 | 365 | 5.5947 | 5
67088 | 12.285 | 0.8 | 2019-12-31 | 2020-12-31 | 365 | 11.4935 | 11
67094 | 3.975 | 0.8 | 2019-12-31 | 2020-12-31 | 365 | 3.7189 | 3
67095 | 8.48 | 0.8 | 2019-12-31 | 2020-12-31 | 365 | 7.9336 | 7
67096 | 4.68 | 0.8 | 2019-12-31 | 2020-12-31 | 365 | 4.3785 | 4
67097 | 11.44 | 0.8 | 2019-12-31 | 2020-12-31 | 365 | 10.7029 | 10
67098 | 9.62 | 0.8 | 2019-12-31 | 2020-12-31 | 365 | 9.0002 | 9
67099 | 6.76 | 0.8 | 2019-12-31 | 2020-12-31 | 365 | 6.3244 | 6
67100 | 5.72 | 1 | 2019-12-31 | 2020-12-31 | 365 | 6.6893 | 6
67111 | 6.615 | 0.8 | 2019-12-31 | 2020-12-31 | 365 | 6.1888 | 6
67113 | 5.2 | 0.8 | 2019-12-31 | 2020-12-31 | 365 | 4.865 | 4
67114 | 8.505 | 0.8 | 2019-12-31 | 2020-12-31 | 365 | 7.957 | 7
67116 | 2.6 | 0.8 | 2019-12-31 | 2020-12-31 | 365 | 2.4325 | 2
67117 | 5.46 | 0.8 | 2019-12-31 | 2020-12-31 | 365 | 5.1082 | 5
67121 | 7.54 | 0.8 | 2019-12-31 | 2020-12-31 | 365 | 7.0542 | 7
67119 | 7.28 | 0.8 | 2019-12-31 | 2020-12-31 | 365 | 6.8109 | 6
67122 | 9.45 | 0.8 | 2019-12-31 | 2020-12-31 | 365 | 8.8411 | 8
67126 | 8.19 | 0.8 | 2019-12-31 | 2020-12-31 | 365 | 7.6623 | 7
67124 | 5.72 | 0.8 | 2019-12-31 | 2020-12-31 | 365 | 5.3514 | 5
67130 | 8.32 | 1 | 2019-12-31 | 2020-12-31 | 365 | 9.7299 | 9
67138 | 8.32 | 1 | 2019-12-31 | 2020-12-31 | 365 | 9.7299 | 9
67144 | 8.58 | 1 | 2019-12-31 | 2020-12-31 | 365 | 10.034 | 10
67147 | 6.625 | 1 | 2019-12-31 | 2020-12-31 | 365 | 7.7477 | 7
67151 | 5.565 | 0.8 | 2019-12-31 | 2020-12-31 | 365 | 5.2064 | 5
67154 | 4.24 | 0.8 | 2019-12-31 | 2020-12-31 | 365 | 3.9668 | 3
67170 | 8.48 | 1 | 2019-12-31 | 2020-12-31 | 365 | 9.917 | 9
67180 | 7.42 | 0.8 | 2019-12-31 | 2020-12-31 | 365 | 6.9419 | 6
67181 | 5.2 | 0.8 | 2019-12-31 | 2020-12-31 | 365 | 4.865 | 4
67183 | 4.24 | 0.8 | 2019-12-31 | 2020-12-31 | 365 | 3.9668 | 3
67184 | 8.06 | 0.8 | 2019-12-31 | 2020-12-31 | 365 | 7.5407 | 7
67246 | 5.355 | 0.8 | 2019-12-31 | 2020-12-31 | 365 | 5.01 | 5
66969 | 6.24 | 0.8 | 2019-12-31 | 2020-12-31 | 365 | 5.8379 | 5
66506 | 7.875 | 0.8 | 2019-12-31 | 2020-12-31 | 365 | 7.3676 | 7
66793 | 7.875 | 0.8 | 2019-12-31 | 2020-12-31 | 365 | 7.3676 | 7
63710 | 5.2 | 1 | 2019-12-31 | 2020-12-31 | 365 | 6.0812 | 6
63009 | 7.02 | 1 | 2019-12-31 | 2020-12-31 | 365 | 8.2096 | 8
66617 | 3.38 | 0.8 | 2019-12-31 | 2020-12-31 | 365 | 3.1622 | 3
67739 | 12.19 | 0.8 | 2019-12-31 | 2020-12-31 | 365 | 11.4046 | 11
66420 | 7.8 | 0.8 | 2019-12-31 | 2020-12-31 | 365 | 7.2974 | 7
67136 | 7.42 | 0.8 | 2019-12-31 | 2020-12-31 | 365 | 6.9419 | 6
67227 | 4.16 | 0.8 | 2019-12-31 | 2020-12-31 | 365 | 3.892 | 3
66336 | 3.825 | 1 | 2019-12-31 | 2020-12-31 | 365 | 4.4732 | 4
67240 | 5.67 | 0.8 | 2019-12-31 | 2020-12-31 | 365 | 5.3047 | 5
67242 | 13.78 | 0.8 | 2019-12-31 | 2020-12-31 | 365 | 12.8921 | 12
67839 | 3.445 | 0.8 | 2019-12-31 | 2020-12-31 | 365 | 3.223 | 3
67243 | 5.98 | 0.8 | 2019-12-31 | 2020-12-31 | 365 | 5.5947 | 5
67245 | 3.64 | 0.8 | 2019-12-31 | 2020-12-31 | 365 | 3.4055 | 3
66401 | 3.12 | 1 | 2019-12-31 | 2020-12-31 | 365 | 3.6487 | 3
67249 | 3.78 | 0.8 | 2019-12-31 | 2020-12-31 | 365 | 3.5364 | 3
67251 | 14.04 | 0.8 | 2019-12-31 | 2020-12-31 | 365 | 13.1354 | 13
67261 | 13.78 | 0.8 | 2019-12-31 | 2020-12-31 | 365 | 12.8921 | 12
67263 | 2.65 | 0.8 | 2019-12-31 | 2020-12-31 | 365 | 2.4793 | 2
67266 | 5.46 | 0.8 | 2019-12-31 | 2020-12-31 | 365 | 5.1082 | 5
64836 | 9.135 | 1 | 2019-12-31 | 2020-12-31 | 365 | 10.683 | 10
64853 | 11.7 | 1 | 2019-12-31 | 2020-12-31 | 365 | 13.6827 | 13
64848 | 3.38 | 1 | 2019-12-31 | 2020-12-31 | 365 | 3.9528 | 3
64571 | 5.67 | 1 | 2019-12-31 | 2020-12-31 | 365 | 6.6308 | 6
64520 | 5.72 | 1 | 2019-12-31 | 2020-12-31 | 365 | 6.6893 | 6
64531 | 9.18 | 1 | 2019-12-31 | 2020-12-31 | 365 | 10.7356 | 10
64400 | 14.04 | 1 | 2019-12-31 | 2020-12-31 | 365 | 16.4192 | 16
62449 | 3.57 | 1 | 2019-12-31 | 2020-12-31 | 365 | 4.175 | 4
64164 | 5.565 | 1 | 2019-12-31 | 2020-12-31 | 365 | 6.508 | 6
63694 | 5.72 | 1 | 2019-12-31 | 2020-12-31 | 365 | 6.6893 | 6
63042 | 3.71 | 1 | 2019-12-31 | 2020-12-31 | 365 | 4.3387 | 4
63990 | 7.02 | 1 | 2019-12-31 | 2020-12-31 | 365 | 8.2096 | 8
63943 | 6.24 | 1 | 2019-12-31 | 2020-12-31 | 365 | 7.2974 | 7
63913 | 5.035 | 1 | 2019-12-31 | 2020-12-31 | 365 | 5.8882 | 5
63796 | 4.725 | 1 | 2019-12-31 | 2020-12-31 | 365 | 5.5257 | 5
67275 | 5.72 | 0.8 | 2019-12-31 | 2020-12-31 | 365 | 5.3514 | 5
63790 | 14.04 | 1 | 2019-12-31 | 2020-12-31 | 365 | 16.4192 | 16
67268 | 5.72 | 0.8 | 2019-12-31 | 2020-12-31 | 365 | 5.3514 | 5
67280 | 4.42 | 0.8 | 2019-12-31 | 2020-12-31 | 365 | 4.1352 | 4
67271 | 7.8 | 0.8 | 2019-12-31 | 2020-12-31 | 365 | 7.2974 | 7
67283 | 7.8 | 0.8 | 2019-12-31 | 2020-12-31 | 365 | 7.2974 | 7
67273 | 5.83 | 0.8 | 2019-12-31 | 2020-12-31 | 365 | 5.4544 | 5
67295 | 6.625 | 0.8 | 2019-12-31 | 2020-12-31 | 365 | 6.1981 | 6
67302 | 12.6 | 0.8 | 2019-12-31 | 2020-12-31 | 365 | 11.7882 | 11
67303 | 11.34 | 0.8 | 2019-12-31 | 2020-12-31 | 365 | 10.6093 | 10
67350 | 8.19 | 0.8 | 2019-12-31 | 2020-12-31 | 365 | 7.6623 | 7
67354 | 12.72 | 0.8 | 2019-12-31 | 2020-12-31 | 365 | 11.9004 | 11
67466 | 4.41 | 0.8 | 2019-12-31 | 2020-12-31 | 365 | 4.1259 | 4
67541 | 5.83 | 0.8 | 2019-12-31 | 2020-12-31 | 365 | 5.4544 | 5
67544 | 6.615 | 0.8 | 2019-12-31 | 2020-12-31 | 365 | 6.1888 | 6
67500 | 10.14 | 0.8 | 2019-12-31 | 2020-12-31 | 365 | 9.4867 | 9
67600 | 4.68 | 0.8 | 2019-12-31 | 2020-12-31 | 365 | 4.3785 | 4
67601 | 5.98 | 0.8 | 2019-12-31 | 2020-12-31 | 365 | 5.5947 | 5
67604 | 9.88 | 0.8 | 2019-12-31 | 2020-12-31 | 365 | 9.2434 | 9
67659 | 9.275 | 0.8 | 2019-12-31 | 2020-12-31 | 365 | 8.6774 | 8
67669 | 7.02 | 0.8 | 2019-12-31 | 2020-12-31 | 365 | 6.5677 | 6
64935 | 4.68 | 1 | 2019-12-31 | 2020-12-31 | 365 | 5.4731 | 5
62383 | 7.28 | 1 | 2019-12-31 | 2020-12-31 | 365 | 8.5137 | 8
63975 | 7.02 | 1 | 2019-12-31 | 2020-12-31 | 365 | 8.2096 | 8
45375 | 9.88 | 1 | 2019-12-31 | 2020-12-31 | 365 | 11.5543 | 11
50453 | 9.69 | 0.8 | 2019-12-31 | 2020-12-31 | 365 | 9.0657 | 9
67687 | 5.355 | 0.8 | 2019-12-31 | 2020-12-31 | 365 | 5.01 | 5
67690 | 8.215 | 0.8 | 2019-12-31 | 2020-12-31 | 365 | 7.6857 | 7
67691 | 5.98 | 0.8 | 2019-12-31 | 2020-12-31 | 365 | 5.5947 | 5
67695 | 5.035 | 0.8 | 2019-12-31 | 2020-12-31 | 365 | 4.7106 | 4
67696 | 3.975 | 0.8 | 2019-12-31 | 2020-12-31 | 365 | 3.7189 | 3
67697 | 5.2 | 0.8 | 2019-12-31 | 2020-12-31 | 365 | 4.865 | 4
67698 | 3.38 | 0.8 | 2019-12-31 | 2020-12-31 | 365 | 3.1622 | 3
67699 | 7.8 | 0.8 | 2019-12-31 | 2020-12-31 | 365 | 7.2974 | 7
67708 | 12.22 | 0.8 | 2019-12-31 | 2020-12-31 | 365 | 11.4326 | 11
67709 | 7.56 | 0.8 | 2019-12-31 | 2020-12-31 | 365 | 7.0729 | 7
67710 | 5.67 | 0.8 | 2019-12-31 | 2020-12-31 | 365 | 5.3047 | 5
67714 | 5.565 | 0.8 | 2019-12-31 | 2020-12-31 | 365 | 5.2064 | 5
67718 | 7.54 | 0.8 | 2019-12-31 | 2020-12-31 | 365 | 7.0542 | 7
67720 | 7.54 | 0.8 | 2019-12-31 | 2020-12-31 | 365 | 7.0542 | 7
67721 | 3.445 | 1 | 2019-12-31 | 2020-12-31 | 365 | 4.0288 | 4
39066 | 15.86 | 0.8 | 2019-12-31 | 2020-12-31 | 365 | 14.8381 | 14
67741 | 8.215 | 0.8 | 2019-12-31 | 2020-12-31 | 365 | 7.6857 | 7
67743 | 4.68 | 0.8 | 2019-12-31 | 2020-12-31 | 365 | 4.3785 | 4
67744 | 9.62 | 0.8 | 2019-12-31 | 2020-12-31 | 365 | 9.0002 | 9
67745 | 9.135 | 0.8 | 2019-12-31 | 2020-12-31 | 365 | 8.5464 | 8
67746 | 6.24 | 0.8 | 2019-12-31 | 2020-12-31 | 365 | 5.8379 | 5
67844 | 3.445 | 0.8 | 2019-12-31 | 2020-12-31 | 365 | 3.223 | 3
67853 | 2.6 | 0.8 | 2019-12-31 | 2020-12-31 | 365 | 2.4325 | 2
67874 | 3.18 | 0.8 | 2019-12-31 | 2020-12-31 | 365 | 2.9751 | 2
67878 | 5.565 | 0.8 | 2019-12-31 | 2020-12-31 | 365 | 5.2064 | 5
67883 | 7.56 | 0.8 | 2019-12-31 | 2020-12-31 | 365 | 7.0729 | 7
67906 | 5.83 | 0.8 | 2019-12-31 | 2020-12-31 | 365 | 5.4544 | 5
67909 | 4.68 | 0.8 | 2019-12-31 | 2020-12-31 | 365 | 4.3785 | 4
67931 | 8.67 | 0.8 | 2019-12-31 | 2020-12-31 | 365 | 8.1114 | 8
67939 | 6.375 | 0.8 | 2019-12-31 | 2020-12-31 | 365 | 5.9642 | 5
67941 | 11.97 | 0.8 | 2019-12-31 | 2020-12-31 | 365 | 11.1987 | 11
67943 | 9.135 | 0.8 | 2019-12-31 | 2020-12-31 | 365 | 8.5464 | 8
67944 | 5.2 | 0.8 | 2019-12-31 | 2020-12-31 | 365 | 4.865 | 4
67947 | 10.66 | 0.8 | 2019-12-31 | 2020-12-31 | 365 | 9.9732 | 9
67960 | 4.16 | 0.8 | 2019-12-31 | 2020-12-31 | 365 | 3.892 | 3
67962 | 13 | 0.8 | 2019-12-31 | 2020-12-31 | 365 | 12.1624 | 12
67964 | 11.395 | 0.8 | 2019-12-31 | 2020-12-31 | 365 | 10.6608 | 10
67969 | 13.545 | 0.8 | 2019-12-31 | 2020-12-31 | 365 | 12.6723 | 12
67970 | 13.78 | 0.8 | 2019-12-31 | 2020-12-31 | 365 | 12.8921 | 12
67971 | 2.835 | 0.8 | 2019-12-31 | 2020-12-31 | 365 | 2.6523 | 2
67972 | 9.36 | 0.8 | 2019-12-31 | 2020-12-31 | 365 | 8.7569 | 8
67994 | 8.12 | 0.8 | 2019-12-31 | 2020-12-31 | 365 | 7.5968 | 7
67993 | 12.22 | 0.8 | 2019-12-31 | 2020-12-31 | 365 | 11.4326 | 11
67997 | 2.6 | 1 | 2019-12-31 | 2020-12-31 | 365 | 3.0406 | 3
67999 | 7.155 | 0.8 | 2019-12-31 | 2020-12-31 | 365 | 6.694 | 6
68001 | 7.28 | 0.8 | 2019-12-31 | 2020-12-31 | 365 | 6.8109 | 6
68002 | 6.93 | 0.8 | 2019-12-31 | 2020-12-31 | 365 | 6.4835 | 6
68004 | 4.095 | 0.8 | 2019-12-31 | 2020-12-31 | 365 | 3.8312 | 3
68008 | 7.42 | 0.8 | 2019-12-31 | 2020-12-31 | 365 | 6.9419 | 6
68010 | 4.68 | 0.8 | 2019-12-31 | 2020-12-31 | 365 | 4.3785 | 4
68012 | 5.98 | 0.8 | 2019-12-31 | 2020-12-31 | 365 | 5.5947 | 5
68011 | 9.36 | 0.8 | 2019-12-31 | 2020-12-31 | 365 | 8.7569 | 8
68013 | 4.24 | 0.8 | 2019-12-31 | 2020-12-31 | 365 | 3.9668 | 3
68014 | 8.12 | 0.8 | 2019-12-31 | 2020-12-31 | 365 | 7.5968 | 7
68015 | 7.84 | 0.8 | 2019-12-31 | 2020-12-31 | 365 | 7.3349 | 7
68018 | 7.155 | 0.8 | 2019-12-31 | 2020-12-31 | 365 | 6.694 | 6
68020 | 11.18 | 0.8 | 2019-12-31 | 2020-12-31 | 365 | 10.4597 | 10
66391 | 2.43 | 1 | 2019-12-31 | 2020-12-31 | 365 | 2.8418 | 2
66394 | 1.82 | 1 | 2019-12-31 | 2020-12-31 | 365 | 2.1284 | 2
66392 | 10.14 | 1 | 2019-12-31 | 2020-12-31 | 365 | 11.8583 | 11
66410 | 2.08 | 1 | 2019-12-31 | 2020-12-31 | 365 | 2.4325 | 2
66441 | 1.82 | 1 | 2019-12-31 | 2020-12-31 | 365 | 2.1284 | 2
66608 | 2.34 | 0.8 | 2019-12-31 | 2020-12-31 | 365 | 2.1892 | 2
66621 | 2.08 | 0.8 | 2019-12-31 | 2020-12-31 | 365 | 1.946 | 1
66712 | 2.12 | 0.8 | 2019-12-31 | 2020-12-31 | 365 | 1.9834 | 1
66825 | 2.34 | 0.8 | 2019-12-31 | 2020-12-31 | 365 | 2.1892 | 2
62675 | 2.08 | 1 | 2019-12-31 | 2020-12-31 | 365 | 2.4325 | 2
62427 | 1.59 | 1 | 2019-12-31 | 2020-12-31 | 365 | 1.8594 | 1
62326 | 2.385 | 1 | 2019-12-31 | 2020-12-31 | 365 | 2.7892 | 2
62488 | 4.68 | 1 | 2019-12-31 | 2020-12-31 | 365 | 5.4731 | 5
59951 | 2.385 | 1 | 2019-12-31 | 2020-12-31 | 365 | 2.7892 | 2
60894 | 1.59 | 1 | 2019-12-31 | 2020-12-31 | 365 | 1.8594 | 1
66992 | 2.12 | 0.8 | 2019-12-31 | 2020-12-31 | 365 | 1.9834 | 1
67001 | 1.56 | 0.8 | 2019-12-31 | 2020-12-31 | 365 | 1.4595 | 1
67109 | 3.12 | 0.8 | 2019-12-31 | 2020-12-31 | 365 | 2.919 | 2
67182 | 2.08 | 0.8 | 2019-12-31 | 2020-12-31 | 365 | 1.946 | 1
67223 | 4.94 | 0.8 | 2019-12-31 | 2020-12-31 | 365 | 4.6217 | 4
66379 | 3.06 | 1 | 2019-12-31 | 2020-12-31 | 365 | 3.5785 | 3
62992 | 3.9 | 1 | 2019-12-31 | 2020-12-31 | 365 | 4.5609 | 4
64573 | 2.6 | 1 | 2019-12-31 | 2020-12-31 | 365 | 3.0406 | 3
64404 | 2.34 | 1 | 2019-12-31 | 2020-12-31 | 365 | 2.7365 | 2
64517 | 4.94 | 1 | 2019-12-31 | 2020-12-31 | 365 | 5.7771 | 5
64367 | 1.855 | 1 | 2019-12-31 | 2020-12-31 | 365 | 2.1693 | 2
64209 | 4.94 | 1 | 2019-12-31 | 2020-12-31 | 365 | 5.7771 | 5
64223 | 2.08 | 1 | 2019-12-31 | 2020-12-31 | 365 | 2.4325 | 2
63496 | 2.08 | 1 | 2019-12-31 | 2020-12-31 | 365 | 2.4325 | 2
63977 | 2.08 | 1 | 2019-12-31 | 2020-12-31 | 365 | 2.4325 | 2
63891 | 2.08 | 1 | 2019-12-31 | 2020-12-31 | 365 | 2.4325 | 2
63849 | 2.34 | 1 | 2019-12-31 | 2020-12-31 | 365 | 2.7365 | 2
65425 | 7.8 | 1 | 2019-12-31 | 2020-12-31 | 365 | 9.1218 | 9
65542 | 5.565 | 1 | 2019-12-31 | 2020-12-31 | 365 | 6.508 | 6
65210 | 1.855 | 1 | 2019-12-31 | 2020-12-31 | 365 | 2.1693 | 2
65232 | 14.04 | 1 | 2019-12-31 | 2020-12-31 | 365 | 16.4192 | 16
67694 | 1.82 | 0.8 | 2019-12-31 | 2020-12-31 | 365 | 1.7027 | 1
67851 | 3.825 | 0.8 | 2019-12-31 | 2020-12-31 | 365 | 3.5785 | 3
67992 | 4.16 | 0.8 | 2019-12-31 | 2020-12-31 | 365 | 3.892 | 3
68007 | 1.855 | 0.8 | 2019-12-31 | 2020-12-31 | 365 | 1.7355 | 1
68016 | 2.34 | 0.8 | 2019-12-31 | 2020-12-31 | 365 | 2.1892 | 2
63697 | 2.08 | 1 | 2019-12-31 | 2020-12-31 | 365 | 2.4325 | 2
63659 | 2.385 | 1 | 2019-12-31 | 2020-12-31 | 365 | 2.7892 | 2
67998 | 9.1 | 1 | 2019-12-31 | 2020-12-31 | 365 | 10.6421 | 10
63716 | 3.9 | 1 | 2019-12-31 | 2020-12-31 | 365 | 4.5609 | 4
55399 | 13.005 | 1 | 2019-12-31 | 2020-12-31 | 365 | 15.2088 | 15
63854 | 7.65 | 1 | 2019-12-31 | 2020-12-31 | 365 | 8.9464 | 8
59793 | 11.13 | 1 | 2019-12-31 | 2020-12-31 | 365 | 13.0161 | 13
60569 | 11.13 | 1 | 2019-12-31 | 2020-12-31 | 365 | 13.0161 | 13
59744 | 10.4 | 1 | 2019-12-31 | 2020-12-31 | 365 | 12.1624 | 12
59881 | 10.865 | 1 | 2019-12-31 | 2020-12-31 | 365 | 12.7062 | 12
60044 | 11.66 | 1 | 2019-12-31 | 2020-12-31 | 365 | 13.6359 | 13
60212 | 10.4 | 1 | 2019-12-31 | 2020-12-31 | 365 | 12.1624 | 12
60311 | 10.07 | 1 | 2019-12-31 | 2020-12-31 | 365 | 11.7765 | 11
60574 | 10.4 | 1 | 2019-12-31 | 2020-12-31 | 365 | 12.1624 | 12
60739 | 10.4 | 1 | 2019-12-31 | 2020-12-31 | 365 | 12.1624 | 12
60749 | 10.335 | 1 | 2019-12-31 | 2020-12-31 | 365 | 12.0864 | 12
60934 | 10.07 | 1 | 2019-12-31 | 2020-12-31 | 365 | 11.7765 | 11
61023 | 11.7 | 1 | 2019-12-31 | 2020-12-31 | 365 | 13.6827 | 13
61062 | 10.335 | 1 | 2019-12-31 | 2020-12-31 | 365 | 12.0864 | 12
61121 | 11.18 | 1 | 2019-12-31 | 2020-12-31 | 365 | 13.0746 | 13
61221 | 11.395 | 1 | 2019-12-31 | 2020-12-31 | 365 | 13.326 | 13
61229 | 12.985 | 1 | 2019-12-31 | 2020-12-31 | 365 | 15.1854 | 15
61363 | 10.335 | 1 | 2019-12-31 | 2020-12-31 | 365 | 12.0864 | 12
61485 | 10.07 | 1 | 2019-12-31 | 2020-12-31 | 365 | 11.7765 | 11
61760 | 11.44 | 1 | 2019-12-31 | 2020-12-31 | 365 | 13.3786 | 13
61888 | 12.22 | 1 | 2019-12-31 | 2020-12-31 | 365 | 14.2908 | 14
62011 | 10.6 | 1 | 2019-12-31 | 2020-12-31 | 365 | 12.3963 | 12
62236 | 14.82 | 1 | 2019-12-31 | 2020-12-31 | 365 | 17.3314 | 17
62329 | 11.925 | 1 | 2019-12-31 | 2020-12-31 | 365 | 13.9458 | 13
62414 | 11.44 | 1 | 2019-12-31 | 2020-12-31 | 365 | 13.3786 | 13
62465 | 12.19 | 1 | 2019-12-31 | 2020-12-31 | 365 | 14.2557 | 14
62461 | 10.6 | 1 | 2019-12-31 | 2020-12-31 | 365 | 12.3963 | 12
62664 | 12.455 | 1 | 2019-12-31 | 2020-12-31 | 365 | 14.5656 | 14
62681 | 11.13 | 1 | 2019-12-31 | 2020-12-31 | 365 | 13.0161 | 13
62680 | 11.66 | 1 | 2019-12-31 | 2020-12-31 | 365 | 13.6359 | 13
62779 | 15.6 | 1 | 2019-12-31 | 2020-12-31 | 365 | 18.2436 | 18
62858 | 10.14 | 1 | 2019-12-31 | 2020-12-31 | 365 | 11.8583 | 11
62951 | 10.92 | 1 | 2019-12-31 | 2020-12-31 | 365 | 12.7705 | 12
62952 | 11.44 | 1 | 2019-12-31 | 2020-12-31 | 365 | 13.3786 | 13
62956 | 11.96 | 1 | 2019-12-31 | 2020-12-31 | 365 | 13.9867 | 13
63057 | 11.96 | 1 | 2019-12-31 | 2020-12-31 | 365 | 13.9867 | 13
63090 | 11.44 | 1 | 2019-12-31 | 2020-12-31 | 365 | 13.3786 | 13
63168 | 11.925 | 1 | 2019-12-31 | 2020-12-31 | 365 | 13.9458 | 13
63234 | 10.14 | 1 | 2019-12-31 | 2020-12-31 | 365 | 11.8583 | 11
63670 | 11.475 | 1 | 2019-12-31 | 2020-12-31 | 365 | 13.4196 | 13
63705 | 11.96 | 1 | 2019-12-31 | 2020-12-31 | 365 | 13.9867 | 13
63709 | 10.6 | 1 | 2019-12-31 | 2020-12-31 | 365 | 12.3963 | 12
63712 | 10.14 | 1 | 2019-12-31 | 2020-12-31 | 365 | 11.8583 | 11
63729 | 11.18 | 1 | 2019-12-31 | 2020-12-31 | 365 | 13.0746 | 13
63760 | 12.48 | 1 | 2019-12-31 | 2020-12-31 | 365 | 14.5949 | 14
63773 | 10.4 | 1 | 2019-12-31 | 2020-12-31 | 365 | 12.1624 | 12
63850 | 10.92 | 1 | 2019-12-31 | 2020-12-31 | 365 | 12.7705 | 12
63889 | 11.7 | 1 | 2019-12-31 | 2020-12-31 | 365 | 13.6827 | 13
63945 | 10.4 | 1 | 2019-12-31 | 2020-12-31 | 365 | 12.1624 | 12
63965 | 10.4 | 1 | 2019-12-31 | 2020-12-31 | 365 | 12.1624 | 12
63996 | 10.92 | 1 | 2019-12-31 | 2020-12-31 | 365 | 12.7705 | 12
64026 | 10.335 | 1 | 2019-12-31 | 2020-12-31 | 365 | 12.0864 | 12
64018 | 11.44 | 1 | 2019-12-31 | 2020-12-31 | 365 | 13.3786 | 13
64183 | 11.395 | 1 | 2019-12-31 | 2020-12-31 | 365 | 13.326 | 13
64196 | 10.08 | 1 | 2019-12-31 | 2020-12-31 | 365 | 11.7882 | 11
64532 | 10.07 | 1 | 2019-12-31 | 2020-12-31 | 365 | 11.7765 | 11
64568 | 11.13 | 1 | 2019-12-31 | 2020-12-31 | 365 | 13.0161 | 13
64579 | 10.07 | 1 | 2019-12-31 | 2020-12-31 | 365 | 11.7765 | 11
64584 | 11.13 | 1 | 2019-12-31 | 2020-12-31 | 365 | 13.0161 | 13
64742 | 10.4 | 1 | 2019-12-31 | 2020-12-31 | 365 | 12.1624 | 12
64929 | 10.14 | 1 | 2019-12-31 | 2020-12-31 | 365 | 11.8583 | 11
65137 | 10.07 | 1 | 2019-12-31 | 2020-12-31 | 365 | 11.7765 | 11
62455 | 10.07 | 1 | 2019-12-31 | 2020-12-31 | 365 | 11.7765 | 11
66180 | 14.56 | 1 | 2019-12-31 | 2020-12-31 | 365 | 17.0273 | 17
65922 | 6.63 | 1 | 2019-12-31 | 2020-12-31 | 365 | 7.7535 | 7
65983 | 13.78 | 0.8 | 2019-12-31 | 2020-12-31 | 365 | 12.8921 | 12
65924 | 10.92 | 0.8 | 2019-12-31 | 2020-12-31 | 365 | 10.2164 | 10
64866 | 13 | 1 | 2019-12-31 | 2020-12-31 | 365 | 15.203 | 15
65929 | 10.4 | 1 | 2019-12-31 | 2020-12-31 | 365 | 12.1624 | 12
65943 | 10.4 | 0.8 | 2019-12-31 | 2020-12-31 | 365 | 9.7299 | 9
66026 | 10.4 | 1 | 2019-12-31 | 2020-12-31 | 365 | 12.1624 | 12
66027 | 10.07 | 0.8 | 2019-12-31 | 2020-12-31 | 365 | 9.4212 | 9
66186 | 10.14 | 0.8 | 2019-12-31 | 2020-12-31 | 365 | 9.4867 | 9
66372 | 11.22 | 1 | 2019-12-31 | 2020-12-31 | 365 | 13.1213 | 13
66405 | 11.18 | 1 | 2019-12-31 | 2020-12-31 | 365 | 13.0746 | 13
66469 | 12.48 | 0.8 | 2019-12-31 | 2020-12-31 | 365 | 11.6759 | 11
66493 | 10.08 | 0.8 | 2019-12-31 | 2020-12-31 | 365 | 9.4305 | 9
66733 | 10.08 | 0.8 | 2019-12-31 | 2020-12-31 | 365 | 9.4305 | 9
63981 | 12.22 | 1 | 2019-12-31 | 2020-12-31 | 365 | 14.2908 | 14
67356 | 10.865 | 0.8 | 2019-12-31 | 2020-12-31 | 365 | 10.1649 | 10
67662 | 11.66 | 0.8 | 2019-12-31 | 2020-12-31 | 365 | 10.9087 | 10
67838 | 11.18 | 0.8 | 2019-12-31 | 2020-12-31 | 365 | 10.4597 | 10
66089 | 12.22 | 1 | 2019-12-31 | 2020-12-31 | 365 | 14.2908 | 14
66098 | 11.13 | 1 | 2019-12-31 | 2020-12-31 | 365 | 13.0161 | 13
66184 | 9.36 | 0.8 | 2019-12-31 | 2020-12-31 | 365 | 8.7569 | 8
66255 | 9.805 | 0.8 | 2019-12-31 | 2020-12-31 | 365 | 9.1732 | 9
39717 | 14.535 | 1 | 2019-12-31 | 2020-12-31 | 365 | 16.9981 | 16
66325 | 17.34 | 1 | 2019-12-31 | 2020-12-31 | 365 | 20.2784 | 20
42200 | 6.5 | 1 | 2019-12-31 | 2020-12-31 | 365 | 7.6015 | 7
66300 | 13 | 1 | 2019-12-31 | 2020-12-31 | 365 | 15.203 | 15
66485 | 7.155 | 1 | 2019-12-31 | 2020-12-31 | 365 | 8.3675 | 8
66516 | 10.6 | 1 | 2019-12-31 | 2020-12-31 | 365 | 12.3963 | 12
46713 | 12.22 | 1 | 2019-12-31 | 2020-12-31 | 365 | 14.2908 | 14
66385 | 4.59 | 1 | 2019-12-31 | 2020-12-31 | 365 | 5.3678 | 5
68370 | 9.69 | 0.8 | 2019-12-31 | 2020-12-31 | 365 | 9.0657 | 9
68371 | 5.98 | 0.8 | 2019-12-31 | 2020-12-31 | 365 | 5.5947 | 5
68373 | 11.655 | 0.8 | 2019-12-31 | 2020-12-31 | 365 | 10.904 | 10
68374 | 9.435 | 0.8 | 2019-12-31 | 2020-12-31 | 365 | 8.8271 | 8
68377 | 5.88 | 0.8 | 2019-12-31 | 2020-12-31 | 365 | 5.5011 | 5
68378 | 3.78 | 0.8 | 2019-12-31 | 2020-12-31 | 365 | 3.5364 | 3
68391 | 4.42 | 0.8 | 2019-12-31 | 2020-12-31 | 365 | 4.1352 | 4
68393 | 5.72 | 0.8 | 2019-12-31 | 2020-12-31 | 365 | 5.3514 | 5
65911 | 3.9 | 1 | 2019-12-31 | 2020-12-31 | 365 | 4.5609 | 4
65411 | 5.3 | 1 | 2019-12-31 | 2020-12-31 | 365 | 6.1981 | 6
64927 | 13 | 1 | 2019-12-31 | 2020-12-31 | 365 | 15.203 | 15
63924 | 5.1 | 1 | 2019-12-31 | 2020-12-31 | 365 | 5.9642 | 5
65972 | 3.12 | 1 | 2019-12-31 | 2020-12-31 | 365 | 3.6487 | 3
65925 | 5.2 | 1 | 2019-12-31 | 2020-12-31 | 365 | 6.0812 | 6
66113 | 12.455 | 0.8 | 2019-12-31 | 2020-12-31 | 365 | 11.6525 | 11
65973 | 13.26 | 0.8 | 2019-12-31 | 2020-12-31 | 365 | 12.4056 | 12
66528 | 2.08 | 0.8 | 2019-12-31 | 2020-12-31 | 365 | 1.946 | 1
66094 | 2.6 | 0.8 | 2019-12-31 | 2020-12-31 | 365 | 2.4325 | 2
39721 | 2.6 | 1 | 2019-12-31 | 2020-12-31 | 365 | 3.0406 | 3
66611 | 12.285 | 0.8 | 2019-12-31 | 2020-12-31 | 365 | 11.4935 | 11
66339 | 11.44 | 1 | 2019-12-31 | 2020-12-31 | 365 | 13.3786 | 13
68436 | 12.6 | 0.8 | 2019-12-31 | 2020-12-31 | 365 | 11.7882 | 11
68439 | 4.725 | 0.8 | 2019-12-31 | 2020-12-31 | 365 | 4.4206 | 4
66614 | 12.22 | 0.8 | 2019-12-31 | 2020-12-31 | 365 | 11.4326 | 11
67139 | 8.505 | 0.8 | 2019-12-31 | 2020-12-31 | 365 | 7.957 | 7
68442 | 8.4 | 0.8 | 2019-12-31 | 2020-12-31 | 365 | 7.8588 | 7
67284 | 6.89 | 0.8 | 2019-12-31 | 2020-12-31 | 365 | 6.4461 | 6
67543 | 8.32 | 0.8 | 2019-12-31 | 2020-12-31 | 365 | 7.7839 | 7
68466 | 4.41 | 0.8 | 2019-12-31 | 2020-12-31 | 365 | 4.1259 | 4
68475 | 4.68 | 0.8 | 2019-12-31 | 2020-12-31 | 365 | 4.3785 | 4
68476 | 10.965 | 0.8 | 2019-12-31 | 2020-12-31 | 365 | 10.2585 | 10
68481 | 4.08 | 0.8 | 2019-12-31 | 2020-12-31 | 365 | 3.8171 | 3
68485 | 7.8 | 0.8 | 2019-12-31 | 2020-12-31 | 365 | 7.2974 | 7
68486 | 2.08 | 0.8 | 2019-12-31 | 2020-12-31 | 365 | 1.946 | 1
68487 | 8.58 | 0.8 | 2019-12-31 | 2020-12-31 | 365 | 8.0272 | 8
68490 | 16.64 | 0.8 | 2019-12-31 | 2020-12-31 | 365 | 15.5679 | 15
68491 | 5.035 | 0.8 | 2019-12-31 | 2020-12-31 | 365 | 4.7106 | 4
68493 | 7.28 | 0.8 | 2019-12-31 | 2020-12-31 | 365 | 6.8109 | 6
68494 | 7.42 | 0.8 | 2019-12-31 | 2020-12-31 | 365 | 6.9419 | 6
68495 | 7.8 | 0.8 | 2019-12-31 | 2020-12-31 | 365 | 7.2974 | 7
68497 | 7.8 | 0.8 | 2019-12-31 | 2020-12-31 | 365 | 7.2974 | 7
68499 | 11.44 | 0.8 | 2019-12-31 | 2020-12-31 | 365 | 10.7029 | 10
68509 | 13.23 | 0.8 | 2019-12-31 | 2020-12-31 | 365 | 12.3776 | 12
68510 | 11.025 | 0.8 | 2019-12-31 | 2020-12-31 | 365 | 10.3146 | 10
68511 | 7.54 | 0.8 | 2019-12-31 | 2020-12-31 | 365 | 7.0542 | 7
68516 | 5.355 | 0.8 | 2019-12-31 | 2020-12-31 | 365 | 5.01 | 5
68522 | 9.88 | 0.8 | 2019-12-31 | 2020-12-31 | 365 | 9.2434 | 9
68526 | 3.78 | 0.8 | 2019-12-31 | 2020-12-31 | 365 | 3.5364 | 3
68532 | 5.2 | 0.8 | 2019-12-31 | 2020-12-31 | 365 | 4.865 | 4
68531 | 10.08 | 0.8 | 2019-12-31 | 2020-12-31 | 365 | 9.4305 | 9
68538 | 6.095 | 0.8 | 2019-12-31 | 2020-12-31 | 365 | 5.7023 | 5
68539 | 6.5 | 0.8 | 2019-12-31 | 2020-12-31 | 365 | 6.0812 | 6
68540 | 8.06 | 0.8 | 2019-12-31 | 2020-12-31 | 365 | 7.5407 | 7
68542 | 9.765 | 0.8 | 2019-12-31 | 2020-12-31 | 365 | 9.1358 | 9
68544 | 8.505 | 0.8 | 2019-12-31 | 2020-12-31 | 365 | 7.957 | 7
68545 | 3.9 | 0.8 | 2019-12-31 | 2020-12-31 | 365 | 3.6487 | 3
68546 | 3.38 | 0.8 | 2019-12-31 | 2020-12-31 | 365 | 3.1622 | 3
68570 | 11.2 | 0.8 | 2019-12-31 | 2020-12-31 | 365 | 10.4784 | 10
68574 | 3.36 | 0.8 | 2019-12-31 | 2020-12-31 | 365 | 3.1435 | 3
68577 | 5.04 | 0.8 | 2019-12-31 | 2020-12-31 | 365 | 4.7153 | 4
68580 | 5.46 | 0.8 | 2019-12-31 | 2020-12-31 | 365 | 5.1082 | 5
68583 | 5.88 | 0.8 | 2019-12-31 | 2020-12-31 | 365 | 5.5011 | 5
68586 | 4.94 | 0.8 | 2019-12-31 | 2020-12-31 | 365 | 4.6217 | 4
68589 | 4.68 | 0.8 | 2019-12-31 | 2020-12-31 | 365 | 4.3785 | 4
68592 | 14 | 0.8 | 2019-12-31 | 2020-12-31 | 365 | 13.098 | 13
68598 | 11.76 | 0.8 | 2019-12-31 | 2020-12-31 | 365 | 11.0023 | 11
68601 | 10.08 | 0.8 | 2019-12-31 | 2020-12-31 | 365 | 9.4305 | 9
68602 | 5.04 | 0.8 | 2019-12-31 | 2020-12-31 | 365 | 4.7153 | 4
68603 | 6.72 | 0.8 | 2019-12-31 | 2020-12-31 | 365 | 6.287 | 6
68604 | 7.84 | 0.8 | 2019-12-31 | 2020-12-31 | 365 | 7.3349 | 7
68605 | 7.56 | 0.8 | 2019-12-31 | 2020-12-31 | 365 | 7.0729 | 7
68606 | 9.45 | 0.8 | 2019-12-31 | 2020-12-31 | 365 | 8.8411 | 8
68607 | 7.84 | 0.8 | 2019-12-31 | 2020-12-31 | 365 | 7.3349 | 7
68608 | 6.447 | 0.8 | 2019-12-31 | 2020-12-31 | 365 | 6.0316 | 6
68609 | 6.76 | 0.8 | 2019-12-31 | 2020-12-31 | 365 | 6.3244 | 6
68610 | 7.65 | 0.8 | 2019-12-31 | 2020-12-31 | 365 | 7.1571 | 7
68611 | 13.26 | 0.8 | 2019-12-31 | 2020-12-31 | 365 | 12.4056 | 12
68612 | 5.98 | 0.8 | 2019-12-31 | 2020-12-31 | 365 | 5.5947 | 5
68613 | 10.92 | 0.8 | 2019-12-31 | 2020-12-31 | 365 | 10.2164 | 10
68614 | 7.54 | 0.8 | 2019-12-31 | 2020-12-31 | 365 | 7.0542 | 7
68616 | 13.25 | 0.8 | 2019-12-31 | 2020-12-31 | 365 | 12.3963 | 12
68625 | 9.52 | 0.8 | 2019-12-31 | 2020-12-31 | 365 | 8.9066 | 8
68626 | 8.4 | 0.8 | 2019-12-31 | 2020-12-31 | 365 | 7.8588 | 7
68627 | 2.24 | 0.8 | 2019-12-31 | 2020-12-31 | 365 | 2.0957 | 2
68628 | 5.67 | 0.8 | 2019-12-31 | 2020-12-31 | 365 | 5.3047 | 5
68630 | 2.86 | 0.8 | 2019-12-31 | 2020-12-31 | 365 | 2.6757 | 2
68631 | 5.2 | 0.8 | 2019-12-31 | 2020-12-31 | 365 | 4.865 | 4
68632 | 7 | 0.8 | 2019-12-31 | 2020-12-31 | 365 | 6.549 | 6
68635 | 7.56 | 0.8 | 2019-12-31 | 2020-12-31 | 365 | 7.0729 | 7
68637 | 2.08 | 0.8 | 2019-12-31 | 2020-12-31 | 365 | 1.946 | 1
68638 | 9.135 | 0.8 | 2019-12-31 | 2020-12-31 | 365 | 8.5464 | 8
68641 | 5.88 | 0.8 | 2019-12-31 | 2020-12-31 | 365 | 5.5011 | 5
68643 | 10.64 | 0.8 | 2019-12-31 | 2020-12-31 | 365 | 9.9544 | 9
68644 | 5.72 | 0.8 | 2019-12-31 | 2020-12-31 | 365 | 5.3514 | 5
68646 | 3.36 | 0.8 | 2019-12-31 | 2020-12-31 | 365 | 3.1435 | 3
68679 | 2.205 | 0.8 | 2019-12-31 | 2020-12-31 | 365 | 2.0629 | 2
68681 | 4.16 | 0.8 | 2019-12-31 | 2020-12-31 | 365 | 3.892 | 3
68687 | 7.245 | 0.8 | 2019-12-31 | 2020-12-31 | 365 | 6.7782 | 6
68688 | 7.02 | 0.8 | 2019-12-31 | 2020-12-31 | 365 | 6.5677 | 6
68690 | 5.72 | 0.8 | 2019-12-31 | 2020-12-31 | 365 | 5.3514 | 5
68696 | 14.04 | 0.8 | 2019-12-31 | 2020-12-31 | 365 | 13.1354 | 13
68697 | 4.42 | 0.8 | 2019-12-31 | 2020-12-31 | 365 | 4.1352 | 4
68698 | 14 | 0.8 | 2019-12-31 | 2020-12-31 | 365 | 13.098 | 13
68699 | 1.96 | 0.8 | 2019-12-31 | 2020-12-31 | 365 | 1.8337 | 1
68700 | 7.28 | 0.8 | 2019-12-31 | 2020-12-31 | 365 | 6.8109 | 6
68701 | 9.36 | 0.8 | 2019-12-31 | 2020-12-31 | 365 | 8.7569 | 8
68702 | 5.67 | 0.8 | 2019-12-31 | 2020-12-31 | 365 | 5.3047 | 5
68703 | 8.505 | 0.8 | 2019-12-31 | 2020-12-31 | 365 | 7.957 | 7
68704 | 7.56 | 0.8 | 2019-12-31 | 2020-12-31 | 365 | 7.0729 | 7
68705 | 6.76 | 0.8 | 2019-12-31 | 2020-12-31 | 365 | 6.3244 | 6
68706 | 4.48 | 0.8 | 2019-12-31 | 2020-12-31 | 365 | 4.1913 | 4
68708 | 3.64 | 0.8 | 2019-12-31 | 2020-12-31 | 365 | 3.4055 | 3
68709 | 13.78 | 0.8 | 2019-12-31 | 2020-12-31 | 365 | 12.8921 | 12
68710 | 8.32 | 0.8 | 2019-12-31 | 2020-12-31 | 365 | 7.7839 | 7
68711 | 8.82 | 0.8 | 2019-12-31 | 2020-12-31 | 365 | 8.2517 | 8
68712 | 6.5 | 0.8 | 2019-12-31 | 2020-12-31 | 365 | 6.0812 | 6
68713 | 13.44 | 0.8 | 2019-12-31 | 2020-12-31 | 365 | 12.574 | 12
68714 | 8.82 | 0.8 | 2019-12-31 | 2020-12-31 | 365 | 8.2517 | 8
68716 | 6.615 | 0.8 | 2019-12-31 | 2020-12-31 | 365 | 6.1888 | 6
66290 | 7.95 | 1 | 2019-12-31 | 2020-12-31 | 365 | 9.2972 | 9
66352 | 5.72 | 1 | 2019-12-31 | 2020-12-31 | 365 | 6.6893 | 6
66399 | 7.54 | 1 | 2019-12-31 | 2020-12-31 | 365 | 8.8177 | 8
66430 | 9.01 | 1 | 2019-12-31 | 2020-12-31 | 365 | 10.5368 | 10
68707 | 12.74 | 0.8 | 2019-12-31 | 2020-12-31 | 365 | 11.9191 | 11
66378 | 6.24 | 1 | 2019-12-31 | 2020-12-31 | 365 | 7.2974 | 7
39503 | 7.54 | 1 | 2019-12-31 | 2020-12-31 | 365 | 8.8177 | 8
68488 | 5.565 | 0.8 | 2019-12-31 | 2020-12-31 | 365 | 5.2064 | 5
68615 | 11.96 | 0.8 | 2019-12-31 | 2020-12-31 | 365 | 11.1894 | 11
68740 | 3.975 | 0.8 | 2019-12-31 | 2020-12-31 | 365 | 3.7189 | 3
68743 | 13.52 | 0.8 | 2019-12-31 | 2020-12-31 | 365 | 12.6489 | 12
68747 | 3.315 | 0.8 | 2019-12-31 | 2020-12-31 | 365 | 3.1014 | 3
68748 | 11.2 | 0.8 | 2019-12-31 | 2020-12-31 | 365 | 10.4784 | 10
68750 | 9.52 | 0.8 | 2019-12-31 | 2020-12-31 | 365 | 8.9066 | 8
68752 | 2.34 | 0.8 | 2019-12-31 | 2020-12-31 | 365 | 2.1892 | 2
68753 | 9.45 | 0.8 | 2019-12-31 | 2020-12-31 | 365 | 8.8411 | 8
68754 | 9.36 | 0.8 | 2019-12-31 | 2020-12-31 | 365 | 8.7569 | 8
68758 | 6.16 | 0.8 | 2019-12-31 | 2020-12-31 | 365 | 5.7631 | 5
68760 | 7.56 | 0.8 | 2019-12-31 | 2020-12-31 | 365 | 7.0729 | 7
68763 | 3.975 | 0.8 | 2019-12-31 | 2020-12-31 | 365 | 3.7189 | 3
68772 | 6.36 | 0.8 | 2019-12-31 | 2020-12-31 | 365 | 5.9502 | 5
68773 | 3.36 | 0.8 | 2019-12-31 | 2020-12-31 | 365 | 3.1435 | 3
68775 | 12.04 | 0.8 | 2019-12-31 | 2020-12-31 | 365 | 11.2642 | 11
68776 | 5.565 | 0.8 | 2019-12-31 | 2020-12-31 | 365 | 5.2064 | 5
68777 | 6.16 | 0.8 | 2019-12-31 | 2020-12-31 | 365 | 5.7631 | 5
68778 | 12.915 | 0.8 | 2019-12-31 | 2020-12-31 | 365 | 12.0829 | 12
68780 | 2.915 | 0.8 | 2019-12-31 | 2020-12-31 | 365 | 2.7272 | 2
68808 | 8.75 | 0.8 | 2019-12-31 | 2020-12-31 | 365 | 8.1862 | 8
68811 | 8.82 | 0.8 | 2019-12-31 | 2020-12-31 | 365 | 8.2517 | 8
68814 | 3.12 | 0.8 | 2019-12-31 | 2020-12-31 | 365 | 2.919 | 2
68815 | 9.765 | 0.8 | 2019-12-31 | 2020-12-31 | 365 | 9.1358 | 9
68817 | 7.84 | 0.8 | 2019-12-31 | 2020-12-31 | 365 | 7.3349 | 7
68857 | 4.68 | 0.8 | 2019-12-31 | 2020-12-31 | 365 | 4.3785 | 4
68859 | 2.86 | 0.8 | 2019-12-31 | 2020-12-31 | 365 | 2.6757 | 2
68863 | 6.72 | 0.8 | 2019-12-31 | 2020-12-31 | 365 | 6.287 | 6
68866 | 11.34 | 0.8 | 2019-12-31 | 2020-12-31 | 365 | 10.6093 | 10
68867 | 4.76 | 0.8 | 2019-12-31 | 2020-12-31 | 365 | 4.4533 | 4
68877 | 10.14 | 0.8 | 2019-12-31 | 2020-12-31 | 365 | 9.4867 | 9
68881 | 9.765 | 0.8 | 2019-12-31 | 2020-12-31 | 365 | 9.1358 | 9
68883 | 6.93 | 0.8 | 2019-12-31 | 2020-12-31 | 365 | 6.4835 | 6
68889 | 4.41 | 0.8 | 2019-12-31 | 2020-12-31 | 365 | 4.1259 | 4
68893 | 4.68 | 0.8 | 2019-12-31 | 2020-12-31 | 365 | 4.3785 | 4
68894 | 7.875 | 0.8 | 2019-12-31 | 2020-12-31 | 365 | 7.3676 | 7
68895 | 8.96 | 0.8 | 2019-12-31 | 2020-12-31 | 365 | 8.3827 | 8
68896 | 3.12 | 0.8 | 2019-12-31 | 2020-12-31 | 365 | 2.919 | 2
68897 | 5.2 | 0.8 | 2019-12-31 | 2020-12-31 | 365 | 4.865 | 4
68899 | 9.88 | 0.8 | 2019-12-31 | 2020-12-31 | 365 | 9.2434 | 9
68900 | 6.76 | 0.8 | 2019-12-31 | 2020-12-31 | 365 | 6.3244 | 6
68901 | 4.48 | 0.8 | 2019-12-31 | 2020-12-31 | 365 | 4.1913 | 4
68902 | 12.455 | 0.8 | 2019-12-31 | 2020-12-31 | 365 | 11.6525 | 11
68904 | 10.4 | 0.8 | 2019-12-31 | 2020-12-31 | 365 | 9.7299 | 9
68906 | 7.02 | 0.8 | 2019-12-31 | 2020-12-31 | 365 | 6.5677 | 6
68911 | 13.8 | 0.8 | 2019-12-31 | 2020-12-31 | 365 | 12.9108 | 12
68936 | 5.04 | 0.8 | 2019-12-31 | 2020-12-31 | 365 | 4.7153 | 4
68940 | 3.78 | 0.8 | 2019-12-31 | 2020-12-31 | 365 | 3.5364 | 3
68942 | 2.34 | 0.8 | 2019-12-31 | 2020-12-31 | 365 | 2.1892 | 2
68943 | 10.4 | 0.8 | 2019-12-31 | 2020-12-31 | 365 | 9.7299 | 9
68945 | 6.76 | 0.8 | 2019-12-31 | 2020-12-31 | 365 | 6.3244 | 6
68947 | 5.72 | 0.8 | 2019-12-31 | 2020-12-31 | 365 | 5.3514 | 5
68948 | 4.48 | 0.8 | 2019-12-31 | 2020-12-31 | 365 | 4.1913 | 4
68950 | 4.48 | 0.8 | 2019-12-31 | 2020-12-31 | 365 | 4.1913 | 4
68951 | 1.68 | 0.8 | 2019-12-31 | 2020-12-31 | 365 | 1.5718 | 1
68952 | 14.3 | 0.8 | 2019-12-31 | 2020-12-31 | 365 | 13.3786 | 13
68975 | 14.04 | 0.8 | 2019-12-31 | 2020-12-31 | 365 | 13.1354 | 13
68979 | 2.52 | 0.8 | 2019-12-31 | 2020-12-31 | 365 | 2.3576 | 2
68980 | 11.18 | 0.8 | 2019-12-31 | 2020-12-31 | 365 | 10.4597 | 10
68981 | 11.655 | 0.8 | 2019-12-31 | 2020-12-31 | 365 | 10.904 | 10
68982 | 5.88 | 0.8 | 2019-12-31 | 2020-12-31 | 365 | 5.5011 | 5
68983 | 8.58 | 0.8 | 2019-12-31 | 2020-12-31 | 365 | 8.0272 | 8
68984 | 5.2 | 0.8 | 2019-12-31 | 2020-12-31 | 365 | 4.865 | 4
68985 | 3.12 | 0.8 | 2019-12-31 | 2020-12-31 | 365 | 2.919 | 2
68986 | 10.92 | 0.8 | 2019-12-31 | 2020-12-31 | 365 | 10.2164 | 10
68989 | 5.6 | 0.8 | 2019-12-31 | 2020-12-31 | 365 | 5.2392 | 5
69014 | 14.04 | 0.8 | 2019-12-31 | 2020-12-31 | 365 | 13.1354 | 13
69023 | 6.12 | 0.8 | 2019-12-31 | 2020-12-31 | 365 | 5.7257 | 5
69024 | 11.96 | 0.8 | 2019-12-31 | 2020-12-31 | 365 | 11.1894 | 11
69025 | 7.245 | 0.8 | 2019-12-31 | 2020-12-31 | 365 | 6.7782 | 6
69026 | 10.66 | 0.8 | 2019-12-31 | 2020-12-31 | 365 | 9.9732 | 9
69058 | 6.76 | 0.8 | 2019-12-31 | 2020-12-31 | 365 | 6.3244 | 6
69060 | 5.355 | 0.8 | 2019-12-31 | 2020-12-31 | 365 | 5.01 | 5
69066 | 8.84 | 0.8 | 2019-12-31 | 2020-12-31 | 365 | 8.2704 | 8
69063 | 8.32 | 0.8 | 2019-12-31 | 2020-12-31 | 365 | 7.7839 | 7
69069 | 7.28 | 0.8 | 2019-12-31 | 2020-12-31 | 365 | 6.8109 | 6
69071 | 5.2 | 0.8 | 2019-12-31 | 2020-12-31 | 365 | 4.865 | 4
69073 | 2.86 | 0.8 | 2019-12-31 | 2020-12-31 | 365 | 2.6757 | 2
69074 | 7.28 | 0.8 | 2019-12-31 | 2020-12-31 | 365 | 6.8109 | 6
69076 | 10.07 | 0.8 | 2019-12-31 | 2020-12-31 | 365 | 9.4212 | 9
69078 | 3.64 | 0.8 | 2019-12-31 | 2020-12-31 | 365 | 3.4055 | 3
69113 | 2.08 | 0.8 | 2019-12-31 | 2020-12-31 | 365 | 1.946 | 1
69112 | 5.04 | 0.8 | 2019-12-31 | 2020-12-31 | 365 | 4.7153 | 4
69120 | 4.68 | 0.8 | 2019-12-31 | 2020-12-31 | 365 | 4.3785 | 4
69122 | 3.92 | 0.8 | 2019-12-31 | 2020-12-31 | 365 | 3.6674 | 3
69126 | 5.46 | 0.8 | 2019-12-31 | 2020-12-31 | 365 | 5.1082 | 5
69130 | 13.545 | 0.8 | 2019-12-31 | 2020-12-31 | 365 | 12.6723 | 12
69132 | 4.41 | 0.8 | 2019-12-31 | 2020-12-31 | 365 | 4.1259 | 4
66245 | 30.16 | 0.9 | 2019-12-31 | 2020-12-31 | 365 | 31.7438 | 31
67857 | 3.71 | 0.8 | 2019-12-31 | 2020-12-31 | 365 | 3.471 | 3
67664 | 12.74 | 0.8 | 2019-12-31 | 2020-12-31 | 365 | 11.9191 | 11
67692 | 5.67 | 0.8 | 2019-12-31 | 2020-12-31 | 365 | 5.3047 | 5
67608 | 8.58 | 0.8 | 2019-12-31 | 2020-12-31 | 365 | 8.0272 | 8
69027 | 10.92 | 0.8 | 2019-12-31 | 2020-12-31 | 365 | 10.2164 | 10
69147 | 8.68 | 0.8 | 2019-12-31 | 2020-12-31 | 365 | 8.1207 | 8
69168 | 10.965 | 1 | 2019-12-31 | 2020-12-31 | 365 | 12.8231 | 12
69175 | 11.76 | 0.8 | 2019-12-31 | 2020-12-31 | 365 | 11.0023 | 11
69185 | 6.89 | 0.8 | 2019-12-31 | 2020-12-31 | 365 | 6.4461 | 6
69189 | 10.08 | 0.8 | 2019-12-31 | 2020-12-31 | 365 | 9.4305 | 9
69186 | 6.24 | 0.8 | 2019-12-31 | 2020-12-31 | 365 | 5.8379 | 5
69191 | 6.36 | 0.8 | 2019-12-31 | 2020-12-31 | 365 | 5.9502 | 5
69195 | 6.72 | 0.8 | 2019-12-31 | 2020-12-31 | 365 | 6.287 | 6
69210 | 5.035 | 0.8 | 2019-12-31 | 2020-12-31 | 365 | 4.7106 | 4
69212 | 7.875 | 0.8 | 2019-12-31 | 2020-12-31 | 365 | 7.3676 | 7
69215 | 6.095 | 0.8 | 2019-12-31 | 2020-12-31 | 365 | 5.7023 | 5
69216 | 5.04 | 0.8 | 2019-12-31 | 2020-12-31 | 365 | 4.7153 | 4
69217 | 3.38 | 0.8 | 2019-12-31 | 2020-12-31 | 365 | 3.1622 | 3
69254 | 6.44 | 0.8 | 2019-12-31 | 2020-12-31 | 365 | 6.0251 | 6
69259 | 5.04 | 0.8 | 2019-12-31 | 2020-12-31 | 365 | 4.7153 | 4
69264 | 9.6 | 0.8 | 2019-12-31 | 2020-12-31 | 365 | 8.9815 | 8
50718 | 7.54 | 1 | 2019-12-31 | 2020-12-31 | 365 | 8.8177 | 8
64567 | 12.22 | 1 | 2019-12-31 | 2020-12-31 | 365 | 14.2908 | 14
66022 | 9.88 | 1 | 2019-12-31 | 2020-12-31 | 365 | 11.5543 | 11
69298 | 3.15 | 0.8 | 2019-12-31 | 2020-12-31 | 365 | 2.947 | 2
69300 | 6.16 | 0.8 | 2019-12-31 | 2020-12-31 | 365 | 5.7631 | 5
69302 | 5.1 | 0.8 | 2019-12-31 | 2020-12-31 | 365 | 4.7714 | 4
69303 | 10.6 | 0.8 | 2019-12-31 | 2020-12-31 | 365 | 9.917 | 9
69305 | 3.36 | 0.8 | 2019-12-31 | 2020-12-31 | 365 | 3.1435 | 3
66390 | 2.08 | 1 | 2019-12-31 | 2020-12-31 | 365 | 2.4325 | 2
66542 | 11.44 | 0.8 | 2019-12-31 | 2020-12-31 | 365 | 10.7029 | 10
66536 | 10.4 | 0.8 | 2019-12-31 | 2020-12-31 | 365 | 9.7299 | 9
66605 | 14.04 | 0.8 | 2019-12-31 | 2020-12-31 | 365 | 13.1354 | 13
66635 | 12.22 | 0.8 | 2019-12-31 | 2020-12-31 | 365 | 11.4326 | 11
66731 | 11.44 | 0.8 | 2019-12-31 | 2020-12-31 | 365 | 10.7029 | 10
69340 | 9.1 | 0.8 | 2019-12-31 | 2020-12-31 | 365 | 8.5137 | 8
69349 | 2.52 | 0.8 | 2019-12-31 | 2020-12-31 | 365 | 2.3576 | 2
69352 | 10.36 | 0.8 | 2019-12-31 | 2020-12-31 | 365 | 9.6925 | 9
69350 | 3.78 | 1 | 2019-12-31 | 2020-12-31 | 365 | 4.4206 | 4
69354 | 7 | 0.8 | 2019-12-31 | 2020-12-31 | 365 | 6.549 | 6
67281 | 3.18 | 0.8 | 2019-12-31 | 2020-12-31 | 365 | 2.9751 | 2
67241 | 2.44 | 0.8 | 2019-12-31 | 2020-12-31 | 365 | 2.2828 | 2
67464 | 7.8 | 0.8 | 2019-12-31 | 2020-12-31 | 365 | 7.2974 | 7
67545 | 7.42 | 0.8 | 2019-12-31 | 2020-12-31 | 365 | 6.9419 | 6
67607 | 14.04 | 0.8 | 2019-12-31 | 2020-12-31 | 365 | 13.1354 | 13
66179 | 4.08 | 0.8 | 2019-12-31 | 2020-12-31 | 365 | 3.8171 | 3
66244 | 10.66 | 1 | 2019-12-31 | 2020-12-31 | 365 | 12.4664 | 12
69468 | 5.035 | 0.8 | 2019-12-31 | 2020-12-31 | 365 | 4.7106 | 4
69470 | 2.08 | 0.8 | 2019-12-31 | 2020-12-31 | 365 | 1.946 | 1
69472 | 7.8 | 0.8 | 2019-12-31 | 2020-12-31 | 365 | 7.2974 | 7
69475 | 6.3 | 0.8 | 2019-12-31 | 2020-12-31 | 365 | 5.8941 | 5
69481 | 11.2 | 0.8 | 2019-12-31 | 2020-12-31 | 365 | 10.4784 | 10
69523 | 6.24 | 0.8 | 2019-12-31 | 2020-12-31 | 365 | 5.8379 | 5
69527 | 6.89 | 0.8 | 2019-12-31 | 2020-12-31 | 365 | 6.4461 | 6
69528 | 2.1 | 0.8 | 2019-12-31 | 2020-12-31 | 365 | 1.9647 | 1
69262 | 6.6 | 0.8 | 2019-12-31 | 2020-12-31 | 365 | 6.1747 | 6
69545 | 3.6 | 0.8 | 2019-12-31 | 2020-12-31 | 365 | 3.368 | 3
69351 | 3.12 | 0.8 | 2019-12-31 | 2020-12-31 | 365 | 2.919 | 2
69547 | 3.92 | 0.8 | 2019-12-31 | 2020-12-31 | 365 | 3.6674 | 3
69558 | 6.615 | 0.8 | 2019-12-31 | 2020-12-31 | 365 | 6.1888 | 6
69559 | 8.4 | 0.8 | 2019-12-31 | 2020-12-31 | 365 | 7.8588 | 7
69560 | 9.88 | 0.8 | 2019-12-31 | 2020-12-31 | 365 | 9.2434 | 9
69561 | 4.68 | 0.8 | 2019-12-31 | 2020-12-31 | 365 | 4.3785 | 4
69563 | 1.96 | 0.8 | 2019-12-31 | 2020-12-31 | 365 | 1.8337 | 1
69569 | 1.89 | 0.8 | 2019-12-31 | 2020-12-31 | 365 | 1.7682 | 1
69571 | 8.68 | 0.8 | 2019-12-31 | 2020-12-31 | 365 | 8.1207 | 8
69572 | 12.04 | 0.8 | 2019-12-31 | 2020-12-31 | 365 | 11.2642 | 11
69575 | 2.6 | 0.8 | 2019-12-31 | 2020-12-31 | 365 | 2.4325 | 2
69194 | 4.94 | 0.8 | 2019-12-31 | 2020-12-31 | 365 | 4.6217 | 4
69581 | 20.54 | 0.8 | 2019-12-31 | 2020-12-31 | 365 | 19.2166 | 19
69190 | 5.67 | 0.8 | 2019-12-31 | 2020-12-31 | 365 | 5.3047 | 5
69193 | 12.285 | 0.8 | 2019-12-31 | 2020-12-31 | 365 | 11.4935 | 11
69585 | 9.275 | 0.8 | 2019-12-31 | 2020-12-31 | 365 | 8.6774 | 8
69597 | 2.6 | 0.8 | 2019-12-31 | 2020-12-31 | 365 | 2.4325 | 2
69598 | 2.52 | 0.8 | 2019-12-31 | 2020-12-31 | 365 | 2.3576 | 2
69601 | 6.16 | 0.8 | 2019-12-31 | 2020-12-31 | 365 | 5.7631 | 5
69602 | 14 | 0.8 | 2019-12-31 | 2020-12-31 | 365 | 13.098 | 13
69603 | 2.4 | 0.8 | 2019-12-31 | 2020-12-31 | 365 | 2.2454 | 2
69605 | 13.52 | 0.8 | 2019-12-31 | 2020-12-31 | 365 | 12.6489 | 12
69606 | 9.24 | 0.8 | 2019-12-31 | 2020-12-31 | 365 | 8.6446 | 8
69608 | 8.16 | 0.8 | 2019-12-31 | 2020-12-31 | 365 | 7.6342 | 7
69610 | 3.92 | 0.8 | 2019-12-31 | 2020-12-31 | 365 | 3.6674 | 3
69613 | 14 | 0.8 | 2019-12-31 | 2020-12-31 | 365 | 13.098 | 13
69604 | 6.9 | 0.8 | 2019-12-31 | 2020-12-31 | 365 | 6.4554 | 6
69616 | 11.7 | 0.8 | 2019-12-31 | 2020-12-31 | 365 | 10.9461 | 10
69617 | 3.64 | 0.8 | 2019-12-31 | 2020-12-31 | 365 | 3.4055 | 3
69619 | 6.72 | 0.8 | 2019-12-31 | 2020-12-31 | 365 | 6.287 | 6
69622 | 4.76 | 0.8 | 2019-12-31 | 2020-12-31 | 365 | 4.4533 | 4
69626 | 6.44 | 0.8 | 2019-12-31 | 2020-12-31 | 365 | 6.0251 | 6
69627 | 5.7 | 0.8 | 2019-12-31 | 2020-12-31 | 365 | 5.3327 | 5
69628 | 10.8 | 0.8 | 2019-12-31 | 2020-12-31 | 365 | 10.1041 | 10
69629 | 8.82 | 0.8 | 2019-12-31 | 2020-12-31 | 365 | 8.2517 | 8
69631 | 7.8 | 0.8 | 2019-12-31 | 2020-12-31 | 365 | 7.2974 | 7
69632 | 14.04 | 0.8 | 2019-12-31 | 2020-12-31 | 365 | 13.1354 | 13
69633 | 5.6 | 0.8 | 2019-12-31 | 2020-12-31 | 365 | 5.2392 | 5
69634 | 8.68 | 0.8 | 2019-12-31 | 2020-12-31 | 365 | 8.1207 | 8
69635 | 2.4 | 0.8 | 2019-12-31 | 2020-12-31 | 365 | 2.2454 | 2
69636 | 6.72 | 0.8 | 2019-12-31 | 2020-12-31 | 365 | 6.287 | 6
69637 | 8.12 | 0.8 | 2019-12-31 | 2020-12-31 | 365 | 7.5968 | 7
69638 | 9.62 | 0.8 | 2019-12-31 | 2020-12-31 | 365 | 9.0002 | 9
69639 | 8.82 | 0.8 | 2019-12-31 | 2020-12-31 | 365 | 8.2517 | 8
69640 | 6.3 | 0.8 | 2019-12-31 | 2020-12-31 | 365 | 5.8941 | 5
69641 | 6.615 | 0.8 | 2019-12-31 | 2020-12-31 | 365 | 6.1888 | 6
69642 | 4.5 | 0.8 | 2019-12-31 | 2020-12-31 | 365 | 4.2101 | 4
69643 | 4.94 | 0.8 | 2019-12-31 | 2020-12-31 | 365 | 4.6217 | 4
69644 | 7.02 | 0.8 | 2019-12-31 | 2020-12-31 | 365 | 6.5677 | 6
69645 | 12.04 | 0.8 | 2019-12-31 | 2020-12-31 | 365 | 11.2642 | 11
69661 | 6.16 | 0.8 | 2019-12-31 | 2020-12-31 | 365 | 5.7631 | 5
69663 | 13.16 | 0.8 | 2019-12-31 | 2020-12-31 | 365 | 12.3121 | 12
69666 | 7.8 | 0.8 | 2019-12-31 | 2020-12-31 | 365 | 7.2974 | 7
69667 | 2.4 | 0.8 | 2019-12-31 | 2020-12-31 | 365 | 2.2454 | 2
69674 | 13.2 | 0.8 | 2019-12-31 | 2020-12-31 | 365 | 12.3495 | 12
69676 | 6.6 | 0.8 | 2019-12-31 | 2020-12-31 | 365 | 6.1747 | 6
69678 | 3.18 | 0.8 | 2019-12-31 | 2020-12-31 | 365 | 2.9751 | 2
69680 | 2.12 | 0.8 | 2019-12-31 | 2020-12-31 | 365 | 1.9834 | 1
69692 | 8.505 | 0.8 | 2019-12-31 | 2020-12-31 | 365 | 7.957 | 7
69700 | 6.76 | 0.8 | 2019-12-31 | 2020-12-31 | 365 | 6.3244 | 6
69701 | 6.36 | 0.8 | 2019-12-31 | 2020-12-31 | 365 | 5.9502 | 5
69702 | 2.34 | 0.8 | 2019-12-31 | 2020-12-31 | 365 | 2.1892 | 2
69721 | 8.4 | 0.8 | 2019-12-31 | 2020-12-31 | 365 | 7.8588 | 7
69727 | 3 | 0.8 | 2019-12-31 | 2020-12-31 | 365 | 2.8067 | 2
69733 | 4.725 | 0.8 | 2019-12-31 | 2020-12-31 | 365 | 4.4206 | 4
69737 | 7.28 | 0.8 | 2019-12-31 | 2020-12-31 | 365 | 6.8109 | 6
69739 | 4.42 | 0.8 | 2019-12-31 | 2020-12-31 | 365 | 4.1352 | 4
69740 | 3.6 | 0.8 | 2019-12-31 | 2020-12-31 | 365 | 3.368 | 3
69766 | 3.78 | 0.8 | 2019-12-31 | 2020-12-31 | 365 | 3.5364 | 3
69767 | 1.96 | 0.8 | 2019-12-31 | 2020-12-31 | 365 | 1.8337 | 1
69770 | 14.04 | 0.8 | 2019-12-31 | 2020-12-31 | 365 | 13.1354 | 13
69772 | 6.615 | 0.8 | 2019-12-31 | 2020-12-31 | 365 | 6.1888 | 6
69776 | 6.76 | 0.8 | 2019-12-31 | 2020-12-31 | 365 | 6.3244 | 6
69778 | 7.28 | 0.8 | 2019-12-31 | 2020-12-31 | 365 | 6.8109 | 6
69779 | 5.72 | 0.8 | 2019-12-31 | 2020-12-31 | 365 | 5.3514 | 5
69780 | 3.6 | 0.8 | 2019-12-31 | 2020-12-31 | 365 | 3.368 | 3
69781 | 7.8 | 0.8 | 2019-12-31 | 2020-12-31 | 365 | 7.2974 | 7
69782 | 6.3 | 0.8 | 2019-12-31 | 2020-12-31 | 365 | 5.8941 | 5
69784 | 7.02 | 0.8 | 2019-12-31 | 2020-12-31 | 365 | 6.5677 | 6
69786 | 8.1 | 0.8 | 2019-12-31 | 2020-12-31 | 365 | 7.5781 | 7
69817 | 9.3 | 0.8 | 2019-12-31 | 2020-12-31 | 365 | 8.7008 | 8
69818 | 3.18 | 0.8 | 2019-12-31 | 2020-12-31 | 365 | 2.9751 | 2
69820 | 9.135 | 0.8 | 2019-12-31 | 2020-12-31 | 365 | 8.5464 | 8
69821 | 6.36 | 0.8 | 2019-12-31 | 2020-12-31 | 365 | 5.9502 | 5
69823 | 12 | 0.8 | 2019-12-31 | 2020-12-31 | 365 | 11.2268 | 11
69825 | 11.4 | 0.8 | 2019-12-31 | 2020-12-31 | 365 | 10.6655 | 10
69835 | 3.12 | 0.8 | 2019-12-31 | 2020-12-31 | 365 | 2.919 | 2
69861 | 5.98 | 0.8 | 2019-12-31 | 2020-12-31 | 365 | 5.5947 | 5
69905 | 5.6 | 0.8 | 2019-12-31 | 2020-12-31 | 365 | 5.2392 | 5
66345 | 5.3 | 1 | 2019-12-31 | 2020-12-31 | 365 | 6.1981 | 6
66348 | 3.12 | 1 | 2019-12-31 | 2020-12-31 | 365 | 3.6487 | 3
66356 | 3.64 | 1 | 2019-12-31 | 2020-12-31 | 365 | 4.2568 | 4
66365 | 2.34 | 1 | 2019-12-31 | 2020-12-31 | 365 | 2.7365 | 2
66373 | 2.295 | 1 | 2019-12-31 | 2020-12-31 | 365 | 2.6839 | 2
69830 | 2.86 | 0.8 | 2019-12-31 | 2020-12-31 | 365 | 2.6757 | 2
70052 | 3.64 | 0.8 | 2019-12-31 | 2020-12-31 | 365 | 3.4055 | 3
70063 | 8.7 | 0.8 | 2019-12-31 | 2020-12-31 | 365 | 8.1394 | 8
70062 | 8.4 | 0.8 | 2019-12-31 | 2020-12-31 | 365 | 7.8588 | 7
70076 | 5.6 | 0.8 | 2019-12-31 | 2020-12-31 | 365 | 5.2392 | 5
70069 | 7.2 | 0.8 | 2019-12-31 | 2020-12-31 | 365 | 6.7361 | 6
70059 | 9.45 | 0.8 | 2019-12-31 | 2020-12-31 | 365 | 8.8411 | 8
70060 | 3.38 | 0.8 | 2019-12-31 | 2020-12-31 | 365 | 3.1622 | 3
70084 | 11.96 | 0.8 | 2019-12-31 | 2020-12-31 | 365 | 11.1894 | 11
70049 | 6.76 | 0.8 | 2019-12-31 | 2020-12-31 | 365 | 6.3244 | 6
70077 | 6.9 | 0.8 | 2019-12-31 | 2020-12-31 | 365 | 6.4554 | 6
70085 | 7.56 | 0.8 | 2019-12-31 | 2020-12-31 | 365 | 7.0729 | 7
70090 | 11.655 | 0.8 | 2019-12-31 | 2020-12-31 | 365 | 10.904 | 10
70086 | 9.6 | 0.8 | 2019-12-31 | 2020-12-31 | 365 | 8.9815 | 8
70061 | 4.48 | 0.8 | 2019-12-31 | 2020-12-31 | 365 | 4.1913 | 4
70094 | 3.465 | 0.8 | 2019-12-31 | 2020-12-31 | 365 | 3.2417 | 3
70091 | 4.2 | 0.8 | 2019-12-31 | 2020-12-31 | 365 | 3.9294 | 3
70101 | 3.36 | 0.8 | 2019-12-31 | 2020-12-31 | 365 | 3.1435 | 3
70099 | 9.1 | 1 | 2019-12-31 | 2020-12-31 | 365 | 10.6421 | 10
70103 | 3.12 | 0.8 | 2019-12-31 | 2020-12-31 | 365 | 2.919 | 2
70098 | 5.7 | 0.8 | 2019-12-31 | 2020-12-31 | 365 | 5.3327 | 5
70065 | 9.1 | 0.8 | 2019-12-31 | 2020-12-31 | 365 | 8.5137 | 8
70108 | 5.7 | 0.8 | 2019-12-31 | 2020-12-31 | 365 | 5.3327 | 5
70104 | 7.14 | 0.8 | 2019-12-31 | 2020-12-31 | 365 | 6.68 | 6
70124 | 9 | 0.8 | 2019-12-31 | 2020-12-31 | 365 | 8.4201 | 8
70100 | 13.72 | 0.8 | 2019-12-31 | 2020-12-31 | 365 | 12.836 | 12
70111 | 8.12 | 0.8 | 2019-12-31 | 2020-12-31 | 365 | 7.5968 | 7
70121 | 3.38 | 0.8 | 2019-12-31 | 2020-12-31 | 365 | 3.1622 | 3
70128 | 6.625 | 0.8 | 2019-12-31 | 2020-12-31 | 365 | 6.1981 | 6
70117 | 10.8 | 0.8 | 2019-12-31 | 2020-12-31 | 365 | 10.1041 | 10
70129 | 3.36 | 0.8 | 2019-12-31 | 2020-12-31 | 365 | 3.1435 | 3
70133 | 5.2 | 0.8 | 2019-12-31 | 2020-12-31 | 365 | 4.865 | 4
70132 | 12.22 | 0.8 | 2019-12-31 | 2020-12-31 | 365 | 11.4326 | 11
70138 | 7.28 | 0.8 | 2019-12-31 | 2020-12-31 | 365 | 6.8109 | 6
70142 | 8.12 | 0.8 | 2019-12-31 | 2020-12-31 | 365 | 7.5968 | 7
70147 | 10.8 | 0.8 | 2019-12-31 | 2020-12-31 | 365 | 10.1041 | 10
70149 | 4.16 | 0.8 | 2019-12-31 | 2020-12-31 | 365 | 3.892 | 3
70151 | 3.975 | 0.8 | 2019-12-31 | 2020-12-31 | 365 | 3.7189 | 3
70152 | 9.45 | 0.8 | 2019-12-31 | 2020-12-31 | 365 | 8.8411 | 8
70183 | 8.4 | 0.8 | 2019-12-31 | 2020-12-31 | 365 | 7.8588 | 7
70185 | 5.1 | 0.8 | 2019-12-31 | 2020-12-31 | 365 | 4.7714 | 4
70190 | 8.7 | 0.8 | 2019-12-31 | 2020-12-31 | 365 | 8.1394 | 8
70192 | 5.04 | 0.8 | 2019-12-31 | 2020-12-31 | 365 | 4.7153 | 4
70196 | 9.52 | 0.8 | 2019-12-31 | 2020-12-31 | 365 | 8.9066 | 8
70199 | 13.78 | 0.8 | 2019-12-31 | 2020-12-31 | 365 | 12.8921 | 12
70202 | 10.08 | 0.8 | 2019-12-31 | 2020-12-31 | 365 | 9.4305 | 9
70203 | 7.56 | 0.8 | 2019-12-31 | 2020-12-31 | 365 | 7.0729 | 7
70204 | 8.7 | 0.8 | 2019-12-31 | 2020-12-31 | 365 | 8.1394 | 8
70205 | 4.725 | 0.8 | 2019-12-31 | 2020-12-31 | 365 | 4.4206 | 4
70206 | 9.135 | 0.8 | 2019-12-31 | 2020-12-31 | 365 | 8.5464 | 8
70211 | 6.93 | 0.8 | 2019-12-31 | 2020-12-31 | 365 | 6.4835 | 6
70213 | 6.16 | 0.8 | 2019-12-31 | 2020-12-31 | 365 | 5.7631 | 5
70217 | 6.24 | 0.8 | 2019-12-31 | 2020-12-31 | 365 | 5.8379 | 5
70214 | 5.46 | 0.8 | 2019-12-31 | 2020-12-31 | 365 | 5.1082 | 5
70218 | 3.6 | 0.8 | 2019-12-31 | 2020-12-31 | 365 | 3.368 | 3
70220 | 14.04 | 0.8 | 2019-12-31 | 2020-12-31 | 365 | 13.1354 | 13
70207 | 10.5 | 0.8 | 2019-12-31 | 2020-12-31 | 365 | 9.8235 | 9
70224 | 11.655 | 0.8 | 2019-12-31 | 2020-12-31 | 365 | 10.904 | 10
70228 | 8.4 | 0.8 | 2019-12-31 | 2020-12-31 | 365 | 7.8588 | 7
70208 | 5.72 | 0.8 | 2019-12-31 | 2020-12-31 | 365 | 5.3514 | 5
70222 | 5.32 | 0.8 | 2019-12-31 | 2020-12-31 | 365 | 4.9772 | 4
70109 | 7.8 | 0.8 | 2019-12-31 | 2020-12-31 | 365 | 7.2974 | 7
70092 | 13.5 | 0.8 | 2019-12-31 | 2020-12-31 | 365 | 12.6302 | 12
70233 | 4.94 | 0.8 | 2019-12-31 | 2020-12-31 | 365 | 4.6217 | 4
70234 | 3.9 | 0.8 | 2019-12-31 | 2020-12-31 | 365 | 3.6487 | 3
70236 | 4.76 | 0.8 | 2019-12-31 | 2020-12-31 | 365 | 4.4533 | 4
70239 | 14.04 | 0.8 | 2019-12-31 | 2020-12-31 | 365 | 13.1354 | 13
70240 | 7.5 | 0.8 | 2019-12-31 | 2020-12-31 | 365 | 7.0168 | 7
70226 | 5.4 | 0.8 | 2019-12-31 | 2020-12-31 | 365 | 5.0521 | 5
70244 | 3.64 | 0.8 | 2019-12-31 | 2020-12-31 | 365 | 3.4055 | 3
70235 | 5.72 | 0.8 | 2019-12-31 | 2020-12-31 | 365 | 5.3514 | 5
70230 | 9.54 | 0.8 | 2019-12-31 | 2020-12-31 | 365 | 8.9253 | 8
70245 | 3.9 | 0.8 | 2019-12-31 | 2020-12-31 | 365 | 3.6487 | 3
70247 | 9 | 0.8 | 2019-12-31 | 2020-12-31 | 365 | 8.4201 | 8
70248 | 3.6 | 0.8 | 2019-12-31 | 2020-12-31 | 365 | 3.368 | 3
70249 | 5.46 | 0.8 | 2019-12-31 | 2020-12-31 | 365 | 5.1082 | 5
70252 | 11.44 | 0.8 | 2019-12-31 | 2020-12-31 | 365 | 10.7029 | 10
70251 | 7.56 | 0.8 | 2019-12-31 | 2020-12-31 | 365 | 7.0729 | 7
70254 | 9.8 | 0.8 | 2019-12-31 | 2020-12-31 | 365 | 9.1686 | 9
70259 | 5.72 | 0.8 | 2019-12-31 | 2020-12-31 | 365 | 5.3514 | 5
66359 | 6.375 | 1 | 2019-12-31 | 2020-12-31 | 365 | 7.4553 | 7
66381 | 5.98 | 1 | 2019-12-31 | 2020-12-31 | 365 | 6.9934 | 6
66478 | 6.24 | 0.8 | 2019-12-31 | 2020-12-31 | 365 | 5.8379 | 5
67661 | 1.59 | 0.8 | 2019-12-31 | 2020-12-31 | 365 | 1.4876 | 1
67668 | 14.04 | 0.8 | 2019-12-31 | 2020-12-31 | 365 | 13.1354 | 13
67670 | 5.2 | 0.8 | 2019-12-31 | 2020-12-31 | 365 | 4.865 | 4
67774 | 12.74 | 0.8 | 2019-12-31 | 2020-12-31 | 365 | 11.9191 | 11
67996 | 7.155 | 0.8 | 2019-12-31 | 2020-12-31 | 365 | 6.694 | 6
68003 | 2.6 | 0.8 | 2019-12-31 | 2020-12-31 | 365 | 2.4325 | 2
70334 | 2.4 | 0.8 | 2019-12-31 | 2020-12-31 | 365 | 2.2454 | 2
70339 | 8.4 | 0.8 | 2019-12-31 | 2020-12-31 | 365 | 7.8588 | 7
70342 | 13.8 | 0.8 | 2019-12-31 | 2020-12-31 | 365 | 12.9108 | 12
70344 | 11.4 | 0.8 | 2019-12-31 | 2020-12-31 | 365 | 10.6655 | 10
70346 | 10.08 | 0.8 | 2019-12-31 | 2020-12-31 | 365 | 9.4305 | 9
70250 | 7.28 | 0.8 | 2019-12-31 | 2020-12-31 | 365 | 6.8109 | 6
70405 | 11.1 | 0.8 | 2019-12-31 | 2020-12-31 | 365 | 10.3848 | 10
70409 | 5.72 | 0.8 | 2019-12-31 | 2020-12-31 | 365 | 5.3514 | 5
70412 | 9.275 | 0.8 | 2019-12-31 | 2020-12-31 | 365 | 8.6774 | 8
70413 | 7.8 | 0.8 | 2019-12-31 | 2020-12-31 | 365 | 7.2974 | 7
70414 | 6 | 0.8 | 2019-12-31 | 2020-12-31 | 365 | 5.6134 | 5
70415 | 11.7 | 0.8 | 2019-12-31 | 2020-12-31 | 365 | 10.9461 | 10
70418 | 4.5 | 0.8 | 2019-12-31 | 2020-12-31 | 365 | 4.2101 | 4
70419 | 9.01 | 0.8 | 2019-12-31 | 2020-12-31 | 365 | 8.4295 | 8
70422 | 6.16 | 0.8 | 2019-12-31 | 2020-12-31 | 365 | 5.7631 | 5
70429 | 9.6 | 0.8 | 2019-12-31 | 2020-12-31 | 365 | 8.9815 | 8
70417 | 13.8 | 0.8 | 2019-12-31 | 2020-12-31 | 365 | 12.9108 | 12
64777 | 4.77 | 1 | 2019-12-31 | 2020-12-31 | 365 | 5.5783 | 5
66443 | 5.2 | 1 | 2019-12-31 | 2020-12-31 | 365 | 6.0812 | 6
66388 | 4.94 | 1 | 2019-12-31 | 2020-12-31 | 365 | 5.7771 | 5
50936 | 24.48 | 1 | 2019-12-31 | 2020-12-31 | 365 | 28.6284 | 28
67881 | 3.9 | 0.8 | 2019-12-31 | 2020-12-31 | 365 | 3.6487 | 3
68376 | 2.52 | 0.8 | 2019-12-31 | 2020-12-31 | 365 | 2.3576 | 2
68600 | 7 | 0.8 | 2019-12-31 | 2020-12-31 | 365 | 6.549 | 6
68692 | 5.04 | 0.8 | 2019-12-31 | 2020-12-31 | 365 | 4.7153 | 4
68695 | 11.76 | 0.8 | 2019-12-31 | 2020-12-31 | 365 | 11.0023 | 11
68821 | 5.88 | 0.8 | 2019-12-31 | 2020-12-31 | 365 | 5.5011 | 5
68873 | 9.01 | 0.8 | 2019-12-31 | 2020-12-31 | 365 | 8.4295 | 8
68909 | 5.6 | 0.8 | 2019-12-31 | 2020-12-31 | 365 | 5.2392 | 5
68987 | 6.72 | 0.8 | 2019-12-31 | 2020-12-31 | 365 | 6.287 | 6
69125 | 7.02 | 0.8 | 2019-12-31 | 2020-12-31 | 365 | 6.5677 | 6
69192 | 4.94 | 0.8 | 2019-12-31 | 2020-12-31 | 365 | 4.6217 | 4
69599 | 2.52 | 0.8 | 2019-12-31 | 2020-12-31 | 365 | 2.3576 | 2
70458 | 3 | 0.8 | 2019-12-31 | 2020-12-31 | 365 | 2.8067 | 2
70461 | 4.68 | 0.8 | 2019-12-31 | 2020-12-31 | 365 | 4.3785 | 4
70467 | 5.46 | 0.8 | 2019-12-31 | 2020-12-31 | 365 | 5.1082 | 5
70471 | 6.89 | 1 | 2019-12-31 | 2020-12-31 | 365 | 8.0576 | 8
70474 | 6.93 | 0.8 | 2019-12-31 | 2020-12-31 | 365 | 6.4835 | 6
70475 | 7.42 | 1 | 2019-12-31 | 2020-12-31 | 365 | 8.6774 | 8
70476 | 4.68 | 0.8 | 2019-12-31 | 2020-12-31 | 365 | 4.3785 | 4
70477 | 6.3 | 0.8 | 2019-12-31 | 2020-12-31 | 365 | 5.8941 | 5
69173 | 5.355 | 0.8 | 2019-12-31 | 2020-12-31 | 365 | 5.01 | 5
69664 | 3 | 0.8 | 2019-12-31 | 2020-12-31 | 365 | 2.8067 | 2
70424 | 13.545 | 0.8 | 2019-12-31 | 2020-12-31 | 365 | 12.6723 | 12
68444 | 5.67 | 0.8 | 2019-12-31 | 2020-12-31 | 365 | 5.3047 | 5
68903 | 8.32 | 0.8 | 2019-12-31 | 2020-12-31 | 365 | 7.7839 | 7
67689 | 3.38 | 0.8 | 2019-12-31 | 2020-12-31 | 365 | 3.1622 | 3
67665 | 2.34 | 0.8 | 2019-12-31 | 2020-12-31 | 365 | 2.1892 | 2
67715 | 4.94 | 0.8 | 2019-12-31 | 2020-12-31 | 365 | 4.6217 | 4
67725 | 6.615 | 0.8 | 2019-12-31 | 2020-12-31 | 365 | 6.1888 | 6
68500 | 5.565 | 0.8 | 2019-12-31 | 2020-12-31 | 365 | 5.2064 | 5
68508 | 6.5 | 0.8 | 2019-12-31 | 2020-12-31 | 365 | 6.0812 | 6
68005 | 7.155 | 0.8 | 2019-12-31 | 2020-12-31 | 365 | 6.694 | 6
68543 | 11.76 | 0.8 | 2019-12-31 | 2020-12-31 | 365 | 11.0023 | 11
68017 | 11.655 | 0.8 | 2019-12-31 | 2020-12-31 | 365 | 10.904 | 10
70610 | 9.135 | 1 | 2019-12-31 | 2020-12-31 | 365 | 10.683 | 10
70619 | 14 | 0.8 | 2019-12-31 | 2020-12-31 | 365 | 13.098 | 13
70629 | 4.725 | 0.8 | 2019-12-31 | 2020-12-31 | 365 | 4.4206 | 4
42993 | 16.9 | 1 | 2019-12-31 | 2020-12-31 | 365 | 19.7639 | 19
68528 | 10.395 | 0.8 | 2019-12-31 | 2020-12-31 | 365 | 9.7252 | 9
70689 | 12.285 | 0.8 | 2019-12-31 | 2020-12-31 | 365 | 11.4935 | 11
70691 | 16.9 | 0.8 | 2019-12-31 | 2020-12-31 | 365 | 15.8111 | 15
70693 | 9.1 | 0.8 | 2019-12-31 | 2020-12-31 | 365 | 8.5137 | 8
70707 | 6.625 | 0.8 | 2019-12-31 | 2020-12-31 | 365 | 6.1981 | 6
70717 | 6.3 | 0.8 | 2019-12-31 | 2020-12-31 | 365 | 5.8941 | 5
70720 | 4.94 | 0.8 | 2019-12-31 | 2020-12-31 | 365 | 4.6217 | 4
70741 | 4.2 | 0.8 | 2019-12-31 | 2020-12-31 | 365 | 3.9294 | 3
70742 | 7.56 | 0.8 | 2019-12-31 | 2020-12-31 | 365 | 7.0729 | 7
70743 | 5.6 | 0.8 | 2019-12-31 | 2020-12-31 | 365 | 5.2392 | 5
70753 | 10.5 | 0.8 | 2019-12-31 | 2020-12-31 | 365 | 9.8235 | 9
70776 | 8.58 | 0.8 | 2019-12-31 | 2020-12-31 | 365 | 8.0272 | 8
70777 | 4.41 | 0.8 | 2019-12-31 | 2020-12-31 | 365 | 4.1259 | 4
70775 | 8.505 | 0.8 | 2019-12-31 | 2020-12-31 | 365 | 7.957 | 7
70782 | 6 | 0.8 | 2019-12-31 | 2020-12-31 | 365 | 5.6134 | 5
70786 | 3.445 | 1 | 2019-12-31 | 2020-12-31 | 365 | 4.0288 | 4
70789 | 6.44 | 0.8 | 2019-12-31 | 2020-12-31 | 365 | 6.0251 | 6
68541 | 13.545 | 0.8 | 2019-12-31 | 2020-12-31 | 365 | 12.6723 | 12
70837 | 4.76 | 0.8 | 2019-12-31 | 2020-12-31 | 365 | 4.4533 | 4
70838 | 4.68 | 0.8 | 2019-12-31 | 2020-12-31 | 365 | 4.3785 | 4
70842 | 3 | 0.8 | 2019-12-31 | 2020-12-31 | 365 | 2.8067 | 2
70844 | 4.24 | 0.8 | 2019-12-31 | 2020-12-31 | 365 | 3.9668 | 3
70860 | 10.08 | 0.8 | 2019-12-31 | 2020-12-31 | 365 | 9.4305 | 9
68009 | 6.93 | 0.8 | 2019-12-31 | 2020-12-31 | 365 | 6.4835 | 6
70902 | 13.8 | 0.8 | 2019-12-31 | 2020-12-31 | 365 | 12.9108 | 12
70984 | 4.41 | 0.8 | 2019-12-31 | 2020-12-31 | 365 | 4.1259 | 4
70990 | 4.48 | 0.8 | 2019-12-31 | 2020-12-31 | 365 | 4.1913 | 4
70992 | 13.72 | 0.8 | 2019-12-31 | 2020-12-31 | 365 | 12.836 | 12
71020 | 3 | 0.8 | 2019-12-31 | 2020-12-31 | 365 | 2.8067 | 2
71026 | 7.2 | 0.8 | 2019-12-31 | 2020-12-31 | 365 | 6.7361 | 6
71027 | 8.4 | 0.8 | 2019-12-31 | 2020-12-31 | 365 | 7.8588 | 7
70890 | 10.5 | 0.8 | 2019-12-31 | 2020-12-31 | 365 | 9.8235 | 9
70989 | 6.6 | 0.8 | 2019-12-31 | 2020-12-31 | 365 | 6.1747 | 6
71041 | 12 | 0.8 | 2019-12-31 | 2020-12-31 | 365 | 11.2268 | 11
71044 | 8.1 | 0.8 | 2019-12-31 | 2020-12-31 | 365 | 7.5781 | 7
71048 | 5.1 | 0.8 | 2019-12-31 | 2020-12-31 | 365 | 4.7714 | 4
71054 | 5.1 | 0.8 | 2019-12-31 | 2020-12-31 | 365 | 4.7714 | 4
71055 | 3 | 0.8 | 2019-12-31 | 2020-12-31 | 365 | 2.8067 | 2
71056 | 4.68 | 0.8 | 2019-12-31 | 2020-12-31 | 365 | 4.3785 | 4
71057 | 6.3 | 0.8 | 2019-12-31 | 2020-12-31 | 365 | 5.8941 | 5
71059 | 7.5 | 0.8 | 2019-12-31 | 2020-12-31 | 365 | 7.0168 | 7
71076 | 7 | 0.8 | 2019-12-31 | 2020-12-31 | 365 | 6.549 | 6
71080 | 10.8 | 0.8 | 2019-12-31 | 2020-12-31 | 365 | 10.1041 | 10
71081 | 7.2 | 0.8 | 2019-12-31 | 2020-12-31 | 365 | 6.7361 | 6
71083 | 4.8 | 0.8 | 2019-12-31 | 2020-12-31 | 365 | 4.4907 | 4
71086 | 7.5 | 0.8 | 2019-12-31 | 2020-12-31 | 365 | 7.0168 | 7
71089 | 6.6 | 0.8 | 2019-12-31 | 2020-12-31 | 365 | 6.1747 | 6
71091 | 2.6 | 0.8 | 2019-12-31 | 2020-12-31 | 365 | 2.4325 | 2
40688 | 5.2 | 0.8 | 2019-12-31 | 2020-12-31 | 365 | 4.865 | 4
71094 | 7.8 | 0.8 | 2019-12-31 | 2020-12-31 | 365 | 7.2974 | 7
71095 | 3.6 | 0.8 | 2019-12-31 | 2020-12-31 | 365 | 3.368 | 3
71098 | 10.08 | 0.8 | 2019-12-31 | 2020-12-31 | 365 | 9.4305 | 9
71099 | 4.5 | 0.8 | 2019-12-31 | 2020-12-31 | 365 | 4.2101 | 4
71100 | 4.68 | 0.8 | 2019-12-31 | 2020-12-31 | 365 | 4.3785 | 4
71104 | 10.2 | 0.8 | 2019-12-31 | 2020-12-31 | 365 | 9.5428 | 9
71106 | 4.68 | 0.8 | 2019-12-31 | 2020-12-31 | 365 | 4.3785 | 4
71126 | 5.88 | 0.8 | 2019-12-31 | 2020-12-31 | 365 | 5.5011 | 5
71128 | 7.8 | 0.8 | 2019-12-31 | 2020-12-31 | 365 | 7.2974 | 7
71158 | 12.285 | 0.8 | 2019-12-31 | 2020-12-31 | 365 | 11.4935 | 11
71171 | 4.48 | 0.8 | 2019-12-31 | 2020-12-31 | 365 | 4.1913 | 4
71172 | 10.08 | 0.8 | 2019-12-31 | 2020-12-31 | 365 | 9.4305 | 9
71174 | 8.68 | 0.8 | 2019-12-31 | 2020-12-31 | 365 | 8.1207 | 8
71175 | 6.9 | 0.8 | 2019-12-31 | 2020-12-31 | 365 | 6.4554 | 6
71176 | 6.6 | 0.8 | 2019-12-31 | 2020-12-31 | 365 | 6.1747 | 6
71211 | 7.905 | 0.8 | 2019-12-31 | 2020-12-31 | 365 | 7.3957 | 7
71213 | 10.2 | 0.8 | 2019-12-31 | 2020-12-31 | 365 | 9.5428 | 9
71318 | 7.5 | 0.8 | 2019-12-31 | 2020-12-31 | 365 | 7.0168 | 7
71320 | 2.24 | 0.8 | 2019-12-31 | 2020-12-31 | 365 | 2.0957 | 2
71329 | 7.65 | 0.8 | 2019-12-31 | 2020-12-31 | 365 | 7.1571 | 7
71341 | 10.8 | 0.8 | 2019-12-31 | 2020-12-31 | 365 | 10.1041 | 10
71342 | 3.38 | 0.8 | 2019-12-31 | 2020-12-31 | 365 | 3.1622 | 3
71344 | 7.5 | 0.8 | 2019-12-31 | 2020-12-31 | 365 | 7.0168 | 7
71345 | 4.8 | 0.8 | 2019-12-31 | 2020-12-31 | 365 | 4.4907 | 4
71348 | 8.16 | 0.8 | 2019-12-31 | 2020-12-31 | 365 | 7.6342 | 7
71349 | 8.4 | 0.8 | 2019-12-31 | 2020-12-31 | 365 | 7.8588 | 7
71352 | 8.58 | 0.8 | 2019-12-31 | 2020-12-31 | 365 | 8.0272 | 8
71356 | 7.5 | 0.8 | 2019-12-31 | 2020-12-31 | 365 | 7.0168 | 7
71357 | 5.72 | 0.8 | 2019-12-31 | 2020-12-31 | 365 | 5.3514 | 5
71360 | 3 | 0.8 | 2019-12-31 | 2020-12-31 | 365 | 2.8067 | 2
71362 | 13.8 | 0.8 | 2019-12-31 | 2020-12-31 | 365 | 12.9108 | 12
71364 | 6.9 | 0.8 | 2019-12-31 | 2020-12-31 | 365 | 6.4554 | 6
71366 | 3.64 | 0.8 | 2019-12-31 | 2020-12-31 | 365 | 3.4055 | 3
71367 | 11.7 | 0.8 | 2019-12-31 | 2020-12-31 | 365 | 10.9461 | 10
71368 | 8.48 | 0.8 | 2019-12-31 | 2020-12-31 | 365 | 7.9336 | 7
71369 | 3.315 | 0.8 | 2019-12-31 | 2020-12-31 | 365 | 3.1014 | 3
71370 | 5.355 | 0.8 | 2019-12-31 | 2020-12-31 | 365 | 5.01 | 5
71371 | 4.5 | 0.8 | 2019-12-31 | 2020-12-31 | 365 | 4.2101 | 4
71372 | 3.6 | 0.8 | 2019-12-31 | 2020-12-31 | 365 | 3.368 | 3
71208 | 2.6 | 0.8 | 2019-12-31 | 2020-12-31 | 365 | 2.4325 | 2
71412 | 9.9 | 0.8 | 2019-12-31 | 2020-12-31 | 365 | 9.2621 | 9
71413 | 5.4 | 0.8 | 2019-12-31 | 2020-12-31 | 365 | 5.0521 | 5
71414 | 6.6 | 0.8 | 2019-12-31 | 2020-12-31 | 365 | 6.1747 | 6
71417 | 4.16 | 0.8 | 2019-12-31 | 2020-12-31 | 365 | 3.892 | 3
71424 | 3.3 | 0.8 | 2019-12-31 | 2020-12-31 | 365 | 3.0874 | 3
71472 | 9 | 0.8 | 2019-12-31 | 2020-12-31 | 365 | 8.4201 | 8
71481 | 8.68 | 0.8 | 2019-12-31 | 2020-12-31 | 365 | 8.1207 | 8
71500 | 14.7 | 0.8 | 2019-12-31 | 2020-12-31 | 365 | 13.7528 | 13
71532 | 9.88 | 0.8 | 2019-12-31 | 2020-12-31 | 365 | 9.2434 | 9
71536 | 11.48 | 0.8 | 2019-12-31 | 2020-12-31 | 365 | 10.7403 | 10
71539 | 6.3 | 0.8 | 2019-12-31 | 2020-12-31 | 365 | 5.8941 | 5
71541 | 8.505 | 0.8 | 2019-12-31 | 2020-12-31 | 365 | 7.957 | 7
71543 | 12.6 | 0.8 | 2019-12-31 | 2020-12-31 | 365 | 11.7882 | 11
71544 | 2.4 | 0.8 | 2019-12-31 | 2020-12-31 | 365 | 2.2454 | 2
71546 | 5.355 | 0.8 | 2019-12-31 | 2020-12-31 | 365 | 5.01 | 5
71547 | 2.385 | 0.8 | 2019-12-31 | 2020-12-31 | 365 | 2.2313 | 2
71549 | 6 | 0.8 | 2019-12-31 | 2020-12-31 | 365 | 5.6134 | 5
71550 | 11.48 | 0.8 | 2019-12-31 | 2020-12-31 | 365 | 10.7403 | 10
71552 | 3.3 | 0.8 | 2019-12-31 | 2020-12-31 | 365 | 3.0874 | 3
71554 | 3 | 0.8 | 2019-12-31 | 2020-12-31 | 365 | 2.8067 | 2
71555 | 5.98 | 0.8 | 2019-12-31 | 2020-12-31 | 365 | 5.5947 | 5
71553 | 10.2 | 0.8 | 2019-12-31 | 2020-12-31 | 365 | 9.5428 | 9
71562 | 4.2 | 0.8 | 2019-12-31 | 2020-12-31 | 365 | 3.9294 | 3
71587 | 10.8 | 0.8 | 2019-12-31 | 2020-12-31 | 365 | 10.1041 | 10
71590 | 10.5 | 0.8 | 2019-12-31 | 2020-12-31 | 365 | 9.8235 | 9
71600 | 10.065 | 0.8 | 2019-12-31 | 2020-12-31 | 365 | 9.4165 | 9
71602 | 3.08 | 0.8 | 2019-12-31 | 2020-12-31 | 365 | 2.8815 | 2
71605 | 5.7 | 0.8 | 2019-12-31 | 2020-12-31 | 365 | 5.3327 | 5
71606 | 5.4 | 0.8 | 2019-12-31 | 2020-12-31 | 365 | 5.0521 | 5
71608 | 8.7 | 0.8 | 2019-12-31 | 2020-12-31 | 365 | 8.1394 | 8
71620 | 3.3 | 0.8 | 2019-12-31 | 2020-12-31 | 365 | 3.0874 | 3
71628 | 3.64 | 0.8 | 2019-12-31 | 2020-12-31 | 365 | 3.4055 | 3
71635 | 9 | 0.8 | 2019-12-31 | 2020-12-31 | 365 | 8.4201 | 8
71643 | 13.8 | 0.8 | 2019-12-31 | 2020-12-31 | 365 | 12.9108 | 12
71657 | 7.8 | 0.8 | 2019-12-31 | 2020-12-31 | 365 | 7.2974 | 7
71660 | 6 | 0.8 | 2019-12-31 | 2020-12-31 | 365 | 5.6134 | 5
71652 | 10.2 | 0.8 | 2019-12-31 | 2020-12-31 | 365 | 9.5428 | 9
71663 | 10.92 | 0.8 | 2019-12-31 | 2020-12-31 | 365 | 10.2164 | 10
71666 | 6.6 | 0.8 | 2019-12-31 | 2020-12-31 | 365 | 6.1747 | 6
71709 | 12.6 | 0.8 | 2019-12-31 | 2020-12-31 | 365 | 11.7882 | 11
71715 | 9.3 | 0.8 | 2019-12-31 | 2020-12-31 | 365 | 8.7008 | 8
71718 | 4.59 | 0.8 | 2019-12-31 | 2020-12-31 | 365 | 4.2943 | 4
71723 | 7.8 | 0.8 | 2019-12-31 | 2020-12-31 | 365 | 7.2974 | 7
71732 | 9.945 | 0.8 | 2019-12-31 | 2020-12-31 | 365 | 9.3042 | 9
71749 | 8.68 | 0.8 | 2019-12-31 | 2020-12-31 | 365 | 8.1207 | 8
67693 | 2.08 | 0.8 | 2019-12-31 | 2020-12-31 | 365 | 1.946 | 1
67735 | 5.46 | 0.8 | 2019-12-31 | 2020-12-31 | 365 | 5.1082 | 5
68822 | 9.8 | 0.8 | 2019-12-31 | 2020-12-31 | 365 | 9.1686 | 9
68898 | 8.7 | 0.8 | 2019-12-31 | 2020-12-31 | 365 | 8.1394 | 8
69474 | 3 | 0.8 | 2019-12-31 | 2020-12-31 | 365 | 2.8067 | 2
69630 | 5.4 | 0.8 | 2019-12-31 | 2020-12-31 | 365 | 5.0521 | 5
70237 | 13.25 | 0.8 | 2019-12-31 | 2020-12-31 | 365 | 12.3963 | 12
70242 | 7 | 0.8 | 2019-12-31 | 2020-12-31 | 365 | 6.549 | 6
70256 | 2.4 | 0.8 | 2019-12-31 | 2020-12-31 | 365 | 2.2454 | 2
70189 | 8.67 | 0.8 | 2019-12-31 | 2020-12-31 | 365 | 8.1114 | 8
70181 | 7.875 | 0.8 | 2019-12-31 | 2020-12-31 | 365 | 7.3676 | 7
70197 | 10.08 | 0.8 | 2019-12-31 | 2020-12-31 | 365 | 9.4305 | 9
70216 | 4.2 | 0.8 | 2019-12-31 | 2020-12-31 | 365 | 3.9294 | 3
70176 | 9.3 | 0.8 | 2019-12-31 | 2020-12-31 | 365 | 8.7008 | 8
70193 | 7.54 | 0.8 | 2019-12-31 | 2020-12-31 | 365 | 7.0542 | 7
70188 | 3.9 | 0.8 | 2019-12-31 | 2020-12-31 | 365 | 3.6487 | 3
70187 | 6.3 | 0.8 | 2019-12-31 | 2020-12-31 | 365 | 5.8941 | 5
71766 | 8.68 | 0.8 | 2019-12-31 | 2020-12-31 | 365 | 8.1207 | 8
71767 | 8.4 | 0.8 | 2019-12-31 | 2020-12-31 | 365 | 7.8588 | 7
71768 | 9.9 | 0.8 | 2019-12-31 | 2020-12-31 | 365 | 9.2621 | 9
71769 | 5.98 | 0.8 | 2019-12-31 | 2020-12-31 | 365 | 5.5947 | 5
39541 | 3.9 | 0.8 | 2019-12-31 | 2020-12-31 | 365 | 3.6487 | 3
69624 | 4.2 | 0.8 | 2019-12-31 | 2020-12-31 | 365 | 3.9294 | 3
70102 | 13.8 | 0.8 | 2019-12-31 | 2020-12-31 | 365 | 12.9108 | 12
70423 | 8.7 | 0.8 | 2019-12-31 | 2020-12-31 | 365 | 8.1394 | 8
70427 | 6.6 | 0.8 | 2019-12-31 | 2020-12-31 | 365 | 6.1747 | 6
70718 | 5.035 | 1 | 2019-12-31 | 2020-12-31 | 365 | 5.8882 | 5
70719 | 12.285 | 0.8 | 2019-12-31 | 2020-12-31 | 365 | 11.4935 | 11
70750 | 5.1 | 0.8 | 2019-12-31 | 2020-12-31 | 365 | 4.7714 | 4
70751 | 5.7 | 0.8 | 2019-12-31 | 2020-12-31 | 365 | 5.3327 | 5
70752 | 9 | 0.8 | 2019-12-31 | 2020-12-31 | 365 | 8.4201 | 8
70887 | 14.04 | 0.8 | 2019-12-31 | 2020-12-31 | 365 | 13.1354 | 13
71049 | 3.3 | 0.8 | 2019-12-31 | 2020-12-31 | 365 | 3.0874 | 3
71354 | 3.6 | 0.8 | 2019-12-31 | 2020-12-31 | 365 | 3.368 | 3
71358 | 6.6 | 0.8 | 2019-12-31 | 2020-12-31 | 365 | 6.1747 | 6
71359 | 11.96 | 0.8 | 2019-12-31 | 2020-12-31 | 365 | 11.1894 | 11
71361 | 1.89 | 0.8 | 2019-12-31 | 2020-12-31 | 365 | 1.7682 | 1
71640 | 9.6 | 0.8 | 2019-12-31 | 2020-12-31 | 365 | 8.9815 | 8
71646 | 5.67 | 0.8 | 2019-12-31 | 2020-12-31 | 365 | 5.3047 | 5
71650 | 6 | 0.8 | 2019-12-31 | 2020-12-31 | 365 | 5.6134 | 5
71665 | 7.875 | 0.8 | 2019-12-31 | 2020-12-31 | 365 | 7.3676 | 7
71779 | 2.34 | 0.8 | 2019-12-31 | 2020-12-31 | 365 | 2.1892 | 2
71820 | 5.04 | 0.8 | 2019-12-31 | 2020-12-31 | 365 | 4.7153 | 4
71834 | 2.12 | 0.8 | 2019-12-31 | 2020-12-31 | 365 | 1.9834 | 1
71837 | 3.9 | 0.8 | 2019-12-31 | 2020-12-31 | 365 | 3.6487 | 3
71855 | 8.06 | 0.8 | 2019-12-31 | 2020-12-31 | 365 | 7.5407 | 7
71860 | 6.9 | 0.8 | 2019-12-31 | 2020-12-31 | 365 | 6.4554 | 6
71862 | 10.08 | 0.8 | 2019-12-31 | 2020-12-31 | 365 | 9.4305 | 9
71890 | 5.98 | 0.8 | 2019-12-31 | 2020-12-31 | 365 | 5.5947 | 5
71900 | 6.16 | 0.8 | 2019-12-31 | 2020-12-31 | 365 | 5.7631 | 5
71901 | 13.23 | 0.8 | 2019-12-31 | 2020-12-31 | 365 | 12.3776 | 12
71905 | 3.6 | 0.8 | 2019-12-31 | 2020-12-31 | 365 | 3.368 | 3
71908 | 8.7 | 0.8 | 2019-12-31 | 2020-12-31 | 365 | 8.1394 | 8
71981 | 7.5 | 0.8 | 2019-12-31 | 2020-12-31 | 365 | 7.0168 | 7
71984 | 5.4 | 0.8 | 2019-12-31 | 2020-12-31 | 365 | 5.0521 | 5
71986 | 6 | 0.8 | 2019-12-31 | 2020-12-31 | 365 | 5.6134 | 5
71987 | 2.4 | 0.8 | 2019-12-31 | 2020-12-31 | 365 | 2.2454 | 2
71989 | 12.9 | 0.8 | 2019-12-31 | 2020-12-31 | 365 | 12.0688 | 12
71992 | 13.8 | 0.8 | 2019-12-31 | 2020-12-31 | 365 | 12.9108 | 12
71994 | 13.2 | 0.8 | 2019-12-31 | 2020-12-31 | 365 | 12.3495 | 12
70113 | 2.925 | 0.8 | 2019-12-31 | 2020-12-31 | 365 | 2.7365 | 2
70404 | 4.55 | 0.8 | 2019-12-31 | 2020-12-31 | 365 | 4.2568 | 4
70721 | 11.7 | 0.8 | 2019-12-31 | 2020-12-31 | 365 | 10.9461 | 10
70903 | 8.45 | 0.8 | 2019-12-31 | 2020-12-31 | 365 | 7.9055 | 7
70980 | 7.475 | 0.8 | 2019-12-31 | 2020-12-31 | 365 | 6.9934 | 6
71023 | 6.5 | 0.8 | 2019-12-31 | 2020-12-31 | 365 | 6.0812 | 6
71747 | 9.1 | 0.8 | 2019-12-31 | 2020-12-31 | 365 | 8.5137 | 8
71988 | 11.05 | 0.8 | 2019-12-31 | 2020-12-31 | 365 | 10.338 | 10
71339 | 2.925 | 0.8 | 2019-12-31 | 2020-12-31 | 365 | 2.7365 | 2
71343 | 7.8 | 0.8 | 2019-12-31 | 2020-12-31 | 365 | 7.2974 | 7
71351 | 13.16 | 0.8 | 2019-12-31 | 2020-12-31 | 365 | 12.3121 | 12
71461 | 14 | 0.8 | 2019-12-31 | 2020-12-31 | 365 | 13.098 | 13
71467 | 3.12 | 0.8 | 2019-12-31 | 2020-12-31 | 365 | 2.919 | 2
71479 | 4.5 | 0.8 | 2019-12-31 | 2020-12-31 | 365 | 4.2101 | 4
71482 | 8.4 | 0.8 | 2019-12-31 | 2020-12-31 | 365 | 7.8588 | 7
71484 | 9.75 | 0.8 | 2019-12-31 | 2020-12-31 | 365 | 9.1218 | 9
71830 | 8.4 | 0.8 | 2019-12-31 | 2020-12-31 | 365 | 7.8588 | 7
71781 | 9.3 | 0.8 | 2019-12-31 | 2020-12-31 | 365 | 8.7008 | 8
71739 | 6.5 | 0.8 | 2019-12-31 | 2020-12-31 | 365 | 6.0812 | 6
71733 | 5.46 | 0.8 | 2019-12-31 | 2020-12-31 | 365 | 5.1082 | 5
71721 | 6.5 | 0.8 | 2019-12-31 | 2020-12-31 | 365 | 6.0812 | 6
71363 | 4.2 | 0.8 | 2019-12-31 | 2020-12-31 | 365 | 3.9294 | 3
71355 | 13.5 | 0.8 | 2019-12-31 | 2020-12-31 | 365 | 12.6302 | 12
71333 | 3.92 | 0.8 | 2019-12-31 | 2020-12-31 | 365 | 3.6674 | 3
71210 | 5.85 | 0.8 | 2019-12-31 | 2020-12-31 | 365 | 5.4731 | 5
71350 | 4.5 | 0.8 | 2019-12-31 | 2020-12-31 | 365 | 4.2101 | 4
72032 | 5.85 | 0.8 | 2019-12-31 | 2020-12-31 | 365 | 5.4731 | 5
72033 | 4.2 | 0.8 | 2019-12-31 | 2020-12-31 | 365 | 3.9294 | 3
67286 | 9.275 | 1 | 2019-12-31 | 2020-12-31 | 365 | 10.8467 | 10
71564 | 6.5 | 0.8 | 2019-12-31 | 2020-12-31 | 365 | 6.0812 | 6
71970 | 5.04 | 0.8 | 2019-12-31 | 2020-12-31 | 365 | 4.7153 | 4
72370 | 6 | 0.8 | 2019-12-31 | 2020-12-31 | 365 | 5.6134 | 5
72366 | 7.8 | 0.8 | 2019-12-31 | 2020-12-31 | 365 | 7.2974 | 7
72360 | 6.3 | 0.8 | 2019-12-31 | 2020-12-31 | 365 | 5.8941 | 5
72355 | 9.6 | 0.8 | 2019-12-31 | 2020-12-31 | 365 | 8.9815 | 8
72354 | 5.67 | 0.8 | 2019-12-31 | 2020-12-31 | 365 | 5.3047 | 5
72347 | 7.28 | 0.8 | 2019-12-31 | 2020-12-31 | 365 | 6.8109 | 6
72344 | 6.16 | 0.8 | 2019-12-31 | 2020-12-31 | 365 | 5.7631 | 5
72072 | 3.12 | 0.8 | 2019-12-31 | 2020-12-31 | 365 | 2.919 | 2
72075 | 4.5 | 0.8 | 2019-12-31 | 2020-12-31 | 365 | 4.2101 | 4
71780 | 10.2 | 0.8 | 2019-12-31 | 2020-12-31 | 365 | 9.5428 | 9
71415 | 6.6 | 0.8 | 2019-12-31 | 2020-12-31 | 365 | 6.1747 | 6
72078 | 3.9 | 0.8 | 2019-12-31 | 2020-12-31 | 365 | 3.6487 | 3
72079 | 6.825 | 0.8 | 2019-12-31 | 2020-12-31 | 365 | 6.3853 | 6
72080 | 3.18 | 0.8 | 2019-12-31 | 2020-12-31 | 365 | 2.9751 | 2
72082 | 9.6 | 0.8 | 2019-12-31 | 2020-12-31 | 365 | 8.9815 | 8
72085 | 4.59 | 0.8 | 2019-12-31 | 2020-12-31 | 365 | 4.2943 | 4
72090 | 5.7 | 0.8 | 2019-12-31 | 2020-12-31 | 365 | 5.3327 | 5
35463 | 2257.2 | 0.9 | 2019-12-31 | 2020-12-31 | 365 | 2375.7346 | 2375
72113 | 6.72 | 0.8 | 2019-12-31 | 2020-12-31 | 365 | 6.287 | 6
72119 | 4.55 | 0.8 | 2019-12-31 | 2020-12-31 | 365 | 4.2568 | 4
72122 | 11.44 | 0.8 | 2019-12-31 | 2020-12-31 | 365 | 10.7029 | 10
72132 | 4.8 | 0.8 | 2019-12-31 | 2020-12-31 | 365 | 4.4907 | 4
72126 | 11.1 | 0.8 | 2019-12-31 | 2020-12-31 | 365 | 10.3848 | 10
72129 | 3.18 | 0.8 | 2019-12-31 | 2020-12-31 | 365 | 2.9751 | 2
72137 | 6.9 | 0.8 | 2019-12-31 | 2020-12-31 | 365 | 6.4554 | 6
72146 | 3.6 | 0.8 | 2019-12-31 | 2020-12-31 | 365 | 3.368 | 3
71916 | 4.5 | 0.8 | 2019-12-31 | 2020-12-31 | 365 | 4.2101 | 4
71859 | 5.88 | 0.8 | 2019-12-31 | 2020-12-31 | 365 | 5.5011 | 5
72331 | 3 | 0.8 | 2019-12-31 | 2020-12-31 | 365 | 2.8067 | 2
72328 | 12.6 | 0.8 | 2019-12-31 | 2020-12-31 | 365 | 11.7882 | 11
72327 | 3 | 0.8 | 2019-12-31 | 2020-12-31 | 365 | 2.8067 | 2
72326 | 4.5 | 0.8 | 2019-12-31 | 2020-12-31 | 365 | 4.2101 | 4
72280 | 4.8 | 0.8 | 2019-12-31 | 2020-12-31 | 365 | 4.4907 | 4
72278 | 10.2 | 0.8 | 2019-12-31 | 2020-12-31 | 365 | 9.5428 | 9
72276 | 11.76 | 0.8 | 2019-12-31 | 2020-12-31 | 365 | 11.0023 | 11
72270 | 5.7 | 0.8 | 2019-12-31 | 2020-12-31 | 365 | 5.3327 | 5
72265 | 3.3 | 0.8 | 2019-12-31 | 2020-12-31 | 365 | 3.0874 | 3
72257 | 6.24 | 0.8 | 2019-12-31 | 2020-12-31 | 365 | 5.8379 | 5
72076 | 6.9 | 0.8 | 2019-12-31 | 2020-12-31 | 365 | 6.4554 | 6
72084 | 4.76 | 0.8 | 2019-12-31 | 2020-12-31 | 365 | 4.4533 | 4
72182 | 3.36 | 0.8 | 2019-12-31 | 2020-12-31 | 365 | 3.1435 | 3
69819 | 2.4 | 0.8 | 2019-12-31 | 2020-12-31 | 365 | 2.2454 | 2
70904 | 2.7 | 0.8 | 2019-12-31 | 2020-12-31 | 365 | 2.526 | 2
70884 | 2.8 | 0.8 | 2019-12-31 | 2020-12-31 | 365 | 2.6196 | 2
72237 | 5.2 | 0.8 | 2019-12-31 | 2020-12-31 | 365 | 4.865 | 4
72238 | 8.68 | 0.8 | 2019-12-31 | 2020-12-31 | 365 | 8.1207 | 8
72240 | 5.4 | 0.8 | 2019-12-31 | 2020-12-31 | 365 | 5.0521 | 5
71548 | 10.395 | 0.8 | 2019-12-31 | 2020-12-31 | 365 | 9.7252 | 9
72421 | 14 | 0.8 | 2019-12-31 | 2020-12-31 | 365 | 13.098 | 13
72422 | 6.5 | 0.8 | 2019-12-31 | 2020-12-31 | 365 | 6.0812 | 6
72427 | 4.5 | 0.8 | 2019-12-31 | 2020-12-31 | 365 | 4.2101 | 4
72429 | 13.8 | 0.8 | 2019-12-31 | 2020-12-31 | 365 | 12.9108 | 12
72564 | 13.8 | 0.8 | 2019-12-31 | 2020-12-31 | 365 | 12.9108 | 12
72558 | 12 | 0.8 | 2019-12-31 | 2020-12-31 | 365 | 11.2268 | 11
71485 | 8.415 | 0.8 | 2019-12-31 | 2020-12-31 | 365 | 7.8728 | 7
71499 | 5.4 | 0.8 | 2019-12-31 | 2020-12-31 | 365 | 5.0521 | 5
71565 | 7.8 | 0.8 | 2019-12-31 | 2020-12-31 | 365 | 7.2974 | 7
71551 | 6.3 | 0.8 | 2019-12-31 | 2020-12-31 | 365 | 5.8941 | 5
71609 | 7.93 | 0.8 | 2019-12-31 | 2020-12-31 | 365 | 7.4191 | 7
71604 | 5.7 | 0.8 | 2019-12-31 | 2020-12-31 | 365 | 5.3327 | 5
70403 | 6.76 | 1 | 2019-12-31 | 2020-12-31 | 365 | 7.9055 | 7
72450 | 10.08 | 0.8 | 2019-12-31 | 2020-12-31 | 365 | 9.4305 | 9
72457 | 9 | 0.8 | 2019-12-31 | 2020-12-31 | 365 | 8.4201 | 8
72552 | 6.3 | 0.8 | 2019-12-31 | 2020-12-31 | 365 | 5.8941 | 5
72563 | 8.12 | 0.8 | 2019-12-31 | 2020-12-31 | 365 | 7.5968 | 7
72567 | 6.9 | 0.8 | 2019-12-31 | 2020-12-31 | 365 | 6.4554 | 6
72569 | 1.8 | 0.8 | 2019-12-31 | 2020-12-31 | 365 | 1.684 | 1
72572 | 6.9 | 0.8 | 2019-12-31 | 2020-12-31 | 365 | 6.4554 | 6
72576 | 9.88 | 0.8 | 2019-12-31 | 2020-12-31 | 365 | 9.2434 | 9
72585 | 5.1 | 0.8 | 2019-12-31 | 2020-12-31 | 365 | 4.7714 | 4
72590 | 3.6 | 0.8 | 2019-12-31 | 2020-12-31 | 365 | 3.368 | 3
72593 | 3.36 | 0.8 | 2019-12-31 | 2020-12-31 | 365 | 3.1435 | 3
72645 | 5.2 | 0.8 | 2019-12-31 | 2020-12-31 | 365 | 4.865 | 4
72649 | 5.72 | 0.8 | 2019-12-31 | 2020-12-31 | 365 | 5.3514 | 5
72654 | 9.1 | 0.8 | 2019-12-31 | 2020-12-31 | 365 | 8.5137 | 8
72657 | 7.8 | 0.8 | 2019-12-31 | 2020-12-31 | 365 | 7.2974 | 7
72708 | 3 | 0.8 | 2019-12-31 | 2020-12-31 | 365 | 2.8067 | 2
72712 | 7.8 | 0.8 | 2019-12-31 | 2020-12-31 | 365 | 7.2974 | 7
72716 | 4.095 | 0.8 | 2019-12-31 | 2020-12-31 | 365 | 3.8312 | 3
72718 | 6.76 | 0.8 | 2019-12-31 | 2020-12-31 | 365 | 6.3244 | 6
72719 | 8.7 | 0.8 | 2019-12-31 | 2020-12-31 | 365 | 8.1394 | 8
72720 | 4.2 | 0.8 | 2019-12-31 | 2020-12-31 | 365 | 3.9294 | 3
72721 | 6 | 0.8 | 2019-12-31 | 2020-12-31 | 365 | 5.6134 | 5
72733 | 4.94 | 0.8 | 2019-12-31 | 2020-12-31 | 365 | 4.6217 | 4
72734 | 9.6 | 0.8 | 2019-12-31 | 2020-12-31 | 365 | 8.9815 | 8
72768 | 9 | 0.8 | 2019-12-31 | 2020-12-31 | 365 | 8.4201 | 8
72772 | 10.8 | 0.8 | 2019-12-31 | 2020-12-31 | 365 | 10.1041 | 10
72577 | 13.8 | 0.8 | 2019-12-31 | 2020-12-31 | 365 | 12.9108 | 12
72804 | 7.8 | 0.8 | 2019-12-31 | 2020-12-31 | 365 | 7.2974 | 7
72808 | 10.71 | 0.8 | 2019-12-31 | 2020-12-31 | 365 | 10.0199 | 10
72811 | 5.04 | 0.8 | 2019-12-31 | 2020-12-31 | 365 | 4.7153 | 4
72831 | 10.66 | 0.8 | 2019-12-31 | 2020-12-31 | 365 | 9.9732 | 9
72833 | 10.2 | 0.8 | 2019-12-31 | 2020-12-31 | 365 | 9.5428 | 9
72856 | 5.865 | 0.8 | 2019-12-31 | 2020-12-31 | 365 | 5.4871 | 5
72859 | 5.4 | 0.8 | 2019-12-31 | 2020-12-31 | 365 | 5.0521 | 5
72028 | 4.94 | 0.8 | 2019-12-31 | 2020-12-31 | 365 | 4.6217 | 4
72475 | 7.2 | 0.8 | 2019-12-31 | 2020-12-31 | 365 | 6.7361 | 6
72362 | 3.3 | 0.8 | 2019-12-31 | 2020-12-31 | 365 | 3.0874 | 3
72883 | 3 | 0.8 | 2019-12-31 | 2020-12-31 | 365 | 2.8067 | 2
72892 | 2.4 | 0.8 | 2019-12-31 | 2020-12-31 | 365 | 2.2454 | 2
72893 | 9.6 | 0.8 | 2019-12-31 | 2020-12-31 | 365 | 8.9815 | 8
72894 | 3.6 | 0.8 | 2019-12-31 | 2020-12-31 | 365 | 3.368 | 3
72895 | 2.34 | 0.8 | 2019-12-31 | 2020-12-31 | 365 | 2.1892 | 2
72896 | 13.545 | 0.8 | 2019-12-31 | 2020-12-31 | 365 | 12.6723 | 12
72911 | 14.04 | 0.8 | 2019-12-31 | 2020-12-31 | 365 | 13.1354 | 13
72912 | 4.8 | 0.8 | 2019-12-31 | 2020-12-31 | 365 | 4.4907 | 4
72913 | 6 | 0.8 | 2019-12-31 | 2020-12-31 | 365 | 5.6134 | 5
72915 | 13.77 | 0.8 | 2019-12-31 | 2020-12-31 | 365 | 12.8828 | 12
72916 | 4.5 | 0.8 | 2019-12-31 | 2020-12-31 | 365 | 4.2101 | 4
72917 | 2.7 | 0.8 | 2019-12-31 | 2020-12-31 | 365 | 2.526 | 2
72573 | 3 | 0.8 | 2019-12-31 | 2020-12-31 | 365 | 2.8067 | 2
72588 | 3.12 | 0.8 | 2019-12-31 | 2020-12-31 | 365 | 2.919 | 2
72571 | 6.3 | 0.8 | 2019-12-31 | 2020-12-31 | 365 | 5.8941 | 5
72589 | 6.3 | 0.8 | 2019-12-31 | 2020-12-31 | 365 | 5.8941 | 5
72594 | 6 | 0.8 | 2019-12-31 | 2020-12-31 | 365 | 5.6134 | 5
72584 | 7.32 | 0.8 | 2019-12-31 | 2020-12-31 | 365 | 6.8484 | 6
72587 | 3.6 | 0.8 | 2019-12-31 | 2020-12-31 | 365 | 3.368 | 3
72579 | 5.1 | 0.8 | 2019-12-31 | 2020-12-31 | 365 | 4.7714 | 4
72591 | 4.5 | 0.8 | 2019-12-31 | 2020-12-31 | 365 | 4.2101 | 4
72927 | 12 | 0.8 | 2019-12-31 | 2020-12-31 | 365 | 11.2268 | 11
72929 | 2.24 | 0.8 | 2019-12-31 | 2020-12-31 | 365 | 2.0957 | 2
72934 | 4.8 | 0.8 | 2019-12-31 | 2020-12-31 | 365 | 4.4907 | 4
72935 | 5.4 | 0.8 | 2019-12-31 | 2020-12-31 | 365 | 5.0521 | 5
72936 | 13.8 | 0.8 | 2019-12-31 | 2020-12-31 | 365 | 12.9108 | 12
72937 | 11.1 | 0.8 | 2019-12-31 | 2020-12-31 | 365 | 10.3848 | 10
72763 | 3.38 | 0.8 | 2019-12-31 | 2020-12-31 | 365 | 3.1622 | 3
73022 | 4.5 | 0.8 | 2019-12-31 | 2020-12-31 | 365 | 4.2101 | 4
73028 | 13.2 | 0.8 | 2019-12-31 | 2020-12-31 | 365 | 12.3495 | 12
72914 | 13.8 | 0.8 | 2019-12-31 | 2020-12-31 | 365 | 12.9108 | 12
72910 | 13.8 | 0.8 | 2019-12-31 | 2020-12-31 | 365 | 12.9108 | 12
73076 | 14.04 | 0.8 | 2019-12-31 | 2020-12-31 | 365 | 13.1354 | 13
73077 | 5.4 | 0.8 | 2019-12-31 | 2020-12-31 | 365 | 5.0521 | 5
73080 | 5.4 | 0.8 | 2019-12-31 | 2020-12-31 | 365 | 5.0521 | 5
73082 | 11.96 | 0.8 | 2019-12-31 | 2020-12-31 | 365 | 11.1894 | 11
73085 | 8.32 | 0.8 | 2019-12-31 | 2020-12-31 | 365 | 7.7839 | 7
73129 | 13.23 | 0.8 | 2019-12-31 | 2020-12-31 | 365 | 12.3776 | 12
73133 | 6.9 | 0.8 | 2019-12-31 | 2020-12-31 | 365 | 6.4554 | 6
73134 | 5.7 | 0.8 | 2019-12-31 | 2020-12-31 | 365 | 5.3327 | 5
73157 | 6.3 | 0.8 | 2019-12-31 | 2020-12-31 | 365 | 5.8941 | 5
73204 | 7.8 | 0.8 | 2019-12-31 | 2020-12-31 | 365 | 7.2974 | 7
73208 | 11.97 | 0.8 | 2019-12-31 | 2020-12-31 | 365 | 11.1987 | 11
73210 | 3 | 0.8 | 2019-12-31 | 2020-12-31 | 365 | 2.8067 | 2
73232 | 3 | 0.8 | 2019-12-31 | 2020-12-31 | 365 | 2.8067 | 2
73238 | 9.6 | 0.8 | 2019-12-31 | 2020-12-31 | 365 | 8.9815 | 8
73294 | 12.48 | 0.8 | 2019-12-31 | 2020-12-31 | 365 | 11.6759 | 11
73299 | 7.475 | 0.8 | 2019-12-31 | 2020-12-31 | 365 | 6.9934 | 6
73329 | 9 | 0.8 | 2019-12-31 | 2020-12-31 | 365 | 8.4201 | 8
68797 | 8.84 | 0.8 | 2019-12-31 | 2020-12-31 | 365 | 8.2704 | 8
71018 | 5.2 | 0.8 | 2019-12-31 | 2020-12-31 | 365 | 4.865 | 4
73350 | 13.325 | 0.8 | 2019-12-31 | 2020-12-31 | 365 | 12.4664 | 12
73351 | 7.8 | 0.8 | 2019-12-31 | 2020-12-31 | 365 | 7.2974 | 7
73354 | 4.55 | 0.8 | 2019-12-31 | 2020-12-31 | 365 | 4.2568 | 4
73357 | 6.825 | 0.8 | 2019-12-31 | 2020-12-31 | 365 | 6.3853 | 6
73382 | 3.9 | 0.8 | 2019-12-31 | 2020-12-31 | 365 | 3.6487 | 3
73384 | 8.125 | 0.8 | 2019-12-31 | 2020-12-31 | 365 | 7.6015 | 7
73387 | 3.9 | 0.8 | 2019-12-31 | 2020-12-31 | 365 | 3.6487 | 3
73389 | 8.45 | 0.8 | 2019-12-31 | 2020-12-31 | 365 | 7.9055 | 7
73392 | 6.3 | 0.8 | 2019-12-31 | 2020-12-31 | 365 | 5.8941 | 5
73393 | 11.1 | 0.8 | 2019-12-31 | 2020-12-31 | 365 | 10.3848 | 10
73394 | 10.075 | 0.8 | 2019-12-31 | 2020-12-31 | 365 | 9.4258 | 9
73395 | 8.125 | 0.8 | 2019-12-31 | 2020-12-31 | 365 | 7.6015 | 7
73401 | 13.325 | 0.8 | 2019-12-31 | 2020-12-31 | 365 | 12.4664 | 12
73402 | 13.325 | 0.8 | 2019-12-31 | 2020-12-31 | 365 | 12.4664 | 12
73405 | 5.525 | 0.8 | 2019-12-31 | 2020-12-31 | 365 | 5.169 | 5
73411 | 3 | 0.8 | 2019-12-31 | 2020-12-31 | 365 | 2.8067 | 2
73415 | 6.5 | 0.8 | 2019-12-31 | 2020-12-31 | 365 | 6.0812 | 6
73416 | 5.85 | 0.8 | 2019-12-31 | 2020-12-31 | 365 | 5.4731 | 5
73418 | 6.5 | 0.8 | 2019-12-31 | 2020-12-31 | 365 | 6.0812 | 6
73419 | 11.375 | 0.8 | 2019-12-31 | 2020-12-31 | 365 | 10.6421 | 10
73421 | 4.55 | 0.8 | 2019-12-31 | 2020-12-31 | 365 | 4.2568 | 4
73422 | 6.5 | 0.8 | 2019-12-31 | 2020-12-31 | 365 | 6.0812 | 6
73446 | 8.45 | 0.8 | 2019-12-31 | 2020-12-31 | 365 | 7.9055 | 7
73452 | 10.2 | 0.8 | 2019-12-31 | 2020-12-31 | 365 | 9.5428 | 9
73458 | 4.5 | 0.8 | 2019-12-31 | 2020-12-31 | 365 | 4.2101 | 4
72933 | 6.6 | 0.8 | 2019-12-31 | 2020-12-31 | 365 | 6.1747 | 6
73459 | 6.9 | 0.8 | 2019-12-31 | 2020-12-31 | 365 | 6.4554 | 6
73494 | 4.42 | 0.8 | 2019-12-31 | 2020-12-31 | 365 | 4.1352 | 4
73496 | 2.08 | 0.8 | 2019-12-31 | 2020-12-31 | 365 | 1.946 | 1
73501 | 6.825 | 0.8 | 2019-12-31 | 2020-12-31 | 365 | 6.3853 | 6
73379 | 10.4 | 0.8 | 2019-12-31 | 2020-12-31 | 365 | 9.7299 | 9
73507 | 3.64 | 0.8 | 2019-12-31 | 2020-12-31 | 365 | 3.4055 | 3
73510 | 3.6 | 0.8 | 2019-12-31 | 2020-12-31 | 365 | 3.368 | 3
73513 | 6.93 | 0.8 | 2019-12-31 | 2020-12-31 | 365 | 6.4835 | 6
73517 | 1.8 | 0.8 | 2019-12-31 | 2020-12-31 | 365 | 1.684 | 1
73563 | 10.965 | 0.8 | 2019-12-31 | 2020-12-31 | 365 | 10.2585 | 10
73566 | 9.1 | 0.8 | 2019-12-31 | 2020-12-31 | 365 | 8.5137 | 8
73572 | 4.88 | 0.8 | 2019-12-31 | 2020-12-31 | 365 | 4.5656 | 4
73613 | 5.4 | 0.8 | 2019-12-31 | 2020-12-31 | 365 | 5.0521 | 5
73618 | 5.85 | 0.8 | 2019-12-31 | 2020-12-31 | 365 | 5.4731 | 5
72802 | 3.25 | 0.8 | 2019-12-31 | 2020-12-31 | 365 | 3.0406 | 3
73404 | 6.5 | 0.8 | 2019-12-31 | 2020-12-31 | 365 | 6.0812 | 6
73620 | 9.18 | 0.8 | 2019-12-31 | 2020-12-31 | 365 | 8.5885 | 8
73621 | 3.3 | 0.8 | 2019-12-31 | 2020-12-31 | 365 | 3.0874 | 3
73704 | 8.4 | 0.8 | 2019-12-31 | 2020-12-31 | 365 | 7.8588 | 7
73716 | 11.4 | 0.8 | 2019-12-31 | 2020-12-31 | 365 | 10.6655 | 10
73717 | 4.8 | 0.8 | 2019-12-31 | 2020-12-31 | 365 | 4.4907 | 4
71060 | 10.075 | 0.8 | 2019-12-31 | 2020-12-31 | 365 | 9.4258 | 9
71096 | 6.825 | 0.8 | 2019-12-31 | 2020-12-31 | 365 | 6.3853 | 6
71084 | 5.2 | 0.8 | 2019-12-31 | 2020-12-31 | 365 | 4.865 | 4
73713 | 5.4 | 0.8 | 2019-12-31 | 2020-12-31 | 365 | 5.0521 | 5
71141 | 8.775 | 0.8 | 2019-12-31 | 2020-12-31 | 365 | 8.2096 | 8
71159 | 13.325 | 0.8 | 2019-12-31 | 2020-12-31 | 365 | 12.4664 | 12
73915 | 6.9 | 0.8 | 2019-12-31 | 2020-12-31 | 365 | 6.4554 | 6
73916 | 9.75 | 0.8 | 2019-12-31 | 2020-12-31 | 365 | 9.1218 | 9
71610 | 12.675 | 0.8 | 2019-12-31 | 2020-12-31 | 365 | 11.8583 | 11
71748 | 11.375 | 0.8 | 2019-12-31 | 2020-12-31 | 365 | 10.6421 | 10
71728 | 5.2 | 0.8 | 2019-12-31 | 2020-12-31 | 365 | 4.865 | 4
71603 | 4.2 | 0.8 | 2019-12-31 | 2020-12-31 | 365 | 3.9294 | 3
71607 | 4.5 | 0.8 | 2019-12-31 | 2020-12-31 | 365 | 4.2101 | 4
71558 | 5.1 | 0.8 | 2019-12-31 | 2020-12-31 | 365 | 4.7714 | 4
71559 | 6.175 | 0.8 | 2019-12-31 | 2020-12-31 | 365 | 5.7771 | 5
71537 | 6.5 | 0.8 | 2019-12-31 | 2020-12-31 | 365 | 6.0812 | 6
71411 | 5.525 | 0.8 | 2019-12-31 | 2020-12-31 | 365 | 5.169 | 5
73882 | 5.7 | 0.8 | 2019-12-31 | 2020-12-31 | 365 | 5.3327 | 5
73407 | 13.5 | 0.8 | 2019-12-31 | 2020-12-31 | 365 | 12.6302 | 12
71025 | 10.725 | 0.8 | 2019-12-31 | 2020-12-31 | 365 | 10.034 | 10
72358 | 9.1 | 0.8 | 2019-12-31 | 2020-12-31 | 365 | 8.5137 | 8
71321 | 3.9 | 0.8 | 2019-12-31 | 2020-12-31 | 365 | 3.6487 | 3
74027 | 3 | 0.8 | 2019-12-31 | 2020-12-31 | 365 | 2.8067 | 2
74034 | 3.25 | 0.8 | 2019-12-31 | 2020-12-31 | 365 | 3.0406 | 3
74036 | 12 | 0.8 | 2019-12-31 | 2020-12-31 | 365 | 11.2268 | 11
74037 | 4.2 | 0.8 | 2019-12-31 | 2020-12-31 | 365 | 3.9294 | 3
74046 | 5.7 | 0.8 | 2019-12-31 | 2020-12-31 | 365 | 5.3327 | 5
74052 | 4.5 | 0.8 | 2019-12-31 | 2020-12-31 | 365 | 4.2101 | 4
74056 | 11.4 | 0.8 | 2019-12-31 | 2020-12-31 | 365 | 10.6655 | 10
74057 | 7.475 | 0.8 | 2019-12-31 | 2020-12-31 | 365 | 6.9934 | 6
74058 | 8.45 | 0.8 | 2019-12-31 | 2020-12-31 | 365 | 7.9055 | 7
74060 | 12.6 | 0.8 | 2019-12-31 | 2020-12-31 | 365 | 11.7882 | 11
74061 | 4.5 | 0.8 | 2019-12-31 | 2020-12-31 | 365 | 4.2101 | 4
71897 | 10.075 | 0.8 | 2019-12-31 | 2020-12-31 | 365 | 9.4258 | 9
74110 | 8.1 | 0.8 | 2019-12-31 | 2020-12-31 | 365 | 7.5781 | 7
74112 | 6.6 | 0.8 | 2019-12-31 | 2020-12-31 | 365 | 6.1747 | 6
74113 | 5.2 | 0.8 | 2019-12-31 | 2020-12-31 | 365 | 4.865 | 4
74115 | 5.7 | 0.8 | 2019-12-31 | 2020-12-31 | 365 | 5.3327 | 5
74116 | 6.5 | 0.8 | 2019-12-31 | 2020-12-31 | 365 | 6.0812 | 6
74121 | 5.7 | 0.8 | 2019-12-31 | 2020-12-31 | 365 | 5.3327 | 5
74122 | 2.4 | 0.8 | 2019-12-31 | 2020-12-31 | 365 | 2.2454 | 2
74124 | 7.8 | 0.8 | 2019-12-31 | 2020-12-31 | 365 | 7.2974 | 7
74125 | 10.4 | 0.8 | 2019-12-31 | 2020-12-31 | 365 | 9.7299 | 9
74130 | 6.175 | 0.8 | 2019-12-31 | 2020-12-31 | 365 | 5.7771 | 5
74131 | 11.1 | 0.8 | 2019-12-31 | 2020-12-31 | 365 | 10.3848 | 10
74132 | 8.7 | 0.8 | 2019-12-31 | 2020-12-31 | 365 | 8.1394 | 8
74138 | 10.4 | 0.8 | 2019-12-31 | 2020-12-31 | 365 | 9.7299 | 9
74147 | 3.9 | 0.8 | 2019-12-31 | 2020-12-31 | 365 | 3.6487 | 3
74148 | 13 | 0.8 | 2019-12-31 | 2020-12-31 | 365 | 12.1624 | 12
74149 | 6 | 0.8 | 2019-12-31 | 2020-12-31 | 365 | 5.6134 | 5
74153 | 8.4 | 0.8 | 2019-12-31 | 2020-12-31 | 365 | 7.8588 | 7
74146 | 10.2 | 0.8 | 2019-12-31 | 2020-12-31 | 365 | 9.5428 | 9
74157 | 11.4 | 0.8 | 2019-12-31 | 2020-12-31 | 365 | 10.6655 | 10
74160 | 4.16 | 0.8 | 2019-12-31 | 2020-12-31 | 365 | 3.892 | 3
74161 | 5.4 | 0.8 | 2019-12-31 | 2020-12-31 | 365 | 5.0521 | 5
74163 | 11.7 | 0.8 | 2019-12-31 | 2020-12-31 | 365 | 10.9461 | 10
74164 | 7.2 | 0.8 | 2019-12-31 | 2020-12-31 | 365 | 6.7361 | 6
74162 | 11.1 | 0.8 | 2019-12-31 | 2020-12-31 | 365 | 10.3848 | 10
74165 | 7.5 | 0.8 | 2019-12-31 | 2020-12-31 | 365 | 7.0168 | 7
74185 | 3.3 | 0.8 | 2019-12-31 | 2020-12-31 | 365 | 3.0874 | 3
74187 | 7.8 | 0.8 | 2019-12-31 | 2020-12-31 | 365 | 7.2974 | 7
74193 | 7.15 | 0.8 | 2019-12-31 | 2020-12-31 | 365 | 6.6893 | 6
74210 | 13.2 | 0.8 | 2019-12-31 | 2020-12-31 | 365 | 12.3495 | 12
74212 | 7.8 | 0.8 | 2019-12-31 | 2020-12-31 | 365 | 7.2974 | 7
74219 | 3.9 | 0.8 | 2019-12-31 | 2020-12-31 | 365 | 3.6487 | 3
74205 | 5.85 | 0.8 | 2019-12-31 | 2020-12-31 | 365 | 5.4731 | 5
74177 | 13.8 | 0.8 | 2019-12-31 | 2020-12-31 | 365 | 12.9108 | 12
73408 | 10.725 | 0.8 | 2019-12-31 | 2020-12-31 | 365 | 10.034 | 10
73403 | 13.325 | 0.8 | 2019-12-31 | 2020-12-31 | 365 | 12.4664 | 12
73456 | 6.24 | 0.8 | 2019-12-31 | 2020-12-31 | 365 | 5.8379 | 5
73504 | 10.92 | 0.8 | 2019-12-31 | 2020-12-31 | 365 | 10.2164 | 10
74242 | 11.05 | 0.8 | 2019-12-31 | 2020-12-31 | 365 | 10.338 | 10
74246 | 10.4 | 0.8 | 2019-12-31 | 2020-12-31 | 365 | 9.7299 | 9
74252 | 4.5 | 0.8 | 2019-12-31 | 2020-12-31 | 365 | 4.2101 | 4
74256 | 3.575 | 0.8 | 2019-12-31 | 2020-12-31 | 365 | 3.3447 | 3
74278 | 6.6 | 0.8 | 2019-12-31 | 2020-12-31 | 365 | 6.1747 | 6
74282 | 9.9 | 0.8 | 2019-12-31 | 2020-12-31 | 365 | 9.2621 | 9
74284 | 8.58 | 0.8 | 2019-12-31 | 2020-12-31 | 365 | 8.0272 | 8
74123 | 11.4 | 0.8 | 2019-12-31 | 2020-12-31 | 365 | 10.6655 | 10
74288 | 10.4 | 0.8 | 2019-12-31 | 2020-12-31 | 365 | 9.7299 | 9
74319 | 10.2 | 0.8 | 2019-12-31 | 2020-12-31 | 365 | 9.5428 | 9
74323 | 4.8 | 0.8 | 2019-12-31 | 2020-12-31 | 365 | 4.4907 | 4
74324 | 5.525 | 0.8 | 2019-12-31 | 2020-12-31 | 365 | 5.169 | 5
74151 | 3.6 | 0.8 | 2019-12-31 | 2020-12-31 | 365 | 3.368 | 3
35624 | 1254 | 0.9 | 2019-12-31 | 2020-12-31 | 365 | 1319.8526 | 1319
74353 | 5.98 | 0.8 | 2019-12-31 | 2020-12-31 | 365 | 5.5947 | 5
74356 | 6.5 | 0.8 | 2019-12-31 | 2020-12-31 | 365 | 6.0812 | 6
74387 | 9.75 | 0.8 | 2019-12-31 | 2020-12-31 | 365 | 9.1218 | 9
74399 | 4.225 | 0.8 | 2019-12-31 | 2020-12-31 | 365 | 3.9528 | 3
74406 | 5.2 | 0.8 | 2019-12-31 | 2020-12-31 | 365 | 4.865 | 4
74415 | 12.3 | 0.8 | 2019-12-31 | 2020-12-31 | 365 | 11.5075 | 11
74417 | 10.075 | 0.8 | 2019-12-31 | 2020-12-31 | 365 | 9.4258 | 9
74421 | 11.7 | 0.8 | 2019-12-31 | 2020-12-31 | 365 | 10.9461 | 10
74422 | 9.6 | 0.8 | 2019-12-31 | 2020-12-31 | 365 | 8.9815 | 8
74426 | 5.4 | 0.8 | 2019-12-31 | 2020-12-31 | 365 | 5.0521 | 5
74429 | 7.15 | 0.8 | 2019-12-31 | 2020-12-31 | 365 | 6.6893 | 6
74431 | 10.725 | 0.8 | 2019-12-31 | 2020-12-31 | 365 | 10.034 | 10
74432 | 5.85 | 0.8 | 2019-12-31 | 2020-12-31 | 365 | 5.4731 | 5
74435 | 10.66 | 1 | 2019-12-31 | 2020-12-31 | 365 | 12.4664 | 12
74437 | 6.825 | 0.8 | 2019-12-31 | 2020-12-31 | 365 | 6.3853 | 6
74451 | 7.2 | 0.8 | 2019-12-31 | 2020-12-31 | 365 | 6.7361 | 6
74453 | 10.2 | 0.8 | 2019-12-31 | 2020-12-31 | 365 | 9.5428 | 9
74461 | 6.9 | 0.8 | 2019-12-31 | 2020-12-31 | 365 | 6.4554 | 6
74463 | 13.325 | 0.8 | 2019-12-31 | 2020-12-31 | 365 | 12.4664 | 12
74466 | 14 | 0.8 | 2019-12-31 | 2020-12-31 | 365 | 13.098 | 13
74467 | 10.5 | 0.8 | 2019-12-31 | 2020-12-31 | 365 | 9.8235 | 9
74510 | 8.45 | 0.8 | 2019-12-31 | 2020-12-31 | 365 | 7.9055 | 7
74511 | 4.225 | 0.8 | 2019-12-31 | 2020-12-31 | 365 | 3.9528 | 3
74513 | 8.45 | 0.8 | 2019-12-31 | 2020-12-31 | 365 | 7.9055 | 7
45625 | 4.94 | 1 | 2019-12-31 | 2020-12-31 | 365 | 5.7771 | 5
74063 | 7.5 | 0.8 | 2019-12-31 | 2020-12-31 | 365 | 7.0168 | 7
74045 | 9.9 | 0.8 | 2019-12-31 | 2020-12-31 | 365 | 9.2621 | 9
74516 | 6 | 0.8 | 2019-12-31 | 2020-12-31 | 365 | 5.6134 | 5
74527 | 8.45 | 0.8 | 2019-12-31 | 2020-12-31 | 365 | 7.9055 | 7
74558 | 13.8 | 0.8 | 2019-12-31 | 2020-12-31 | 365 | 12.9108 | 12
74629 | 4.55 | 0.8 | 2019-12-31 | 2020-12-31 | 365 | 4.2568 | 4
74355 | 3.975 | 0.8 | 2019-12-31 | 2020-12-31 | 365 | 3.7189 | 3
74364 | 10.5 | 0.8 | 2019-12-31 | 2020-12-31 | 365 | 9.8235 | 9
74648 | 13 | 0.8 | 2019-12-31 | 2020-12-31 | 365 | 12.1624 | 12
74652 | 6 | 0.8 | 2019-12-31 | 2020-12-31 | 365 | 5.6134 | 5
74653 | 10.4 | 0.8 | 2019-12-31 | 2020-12-31 | 365 | 9.7299 | 9
74654 | 5.67 | 0.8 | 2019-12-31 | 2020-12-31 | 365 | 5.3047 | 5
74657 | 3.6 | 0.8 | 2019-12-31 | 2020-12-31 | 365 | 3.368 | 3
74659 | 8.7 | 0.8 | 2019-12-31 | 2020-12-31 | 365 | 8.1394 | 8
74663 | 13.325 | 0.8 | 2019-12-31 | 2020-12-31 | 365 | 12.4664 | 12
74682 | 8.4 | 0.8 | 2019-12-31 | 2020-12-31 | 365 | 7.8588 | 7
70073 | 7.2 | 0.8 | 2019-12-31 | 2020-12-31 | 365 | 6.7361 | 6
73347 | 5.46 | 0.8 | 2019-12-31 | 2020-12-31 | 365 | 5.1082 | 5
71078 | 7.8 | 0.8 | 2019-12-31 | 2020-12-31 | 365 | 7.2974 | 7
73345 | 5.46 | 0.8 | 2019-12-31 | 2020-12-31 | 365 | 5.1082 | 5
74327 | 4.16 | 0.8 | 2019-12-31 | 2020-12-31 | 365 | 3.892 | 3
74514 | 3.9 | 0.8 | 2019-12-31 | 2020-12-31 | 365 | 3.6487 | 3
74701 | 12.9 | 0.8 | 2019-12-31 | 2020-12-31 | 365 | 12.0688 | 12
74747 | 5.4 | 0.8 | 2019-12-31 | 2020-12-31 | 365 | 5.0521 | 5
74753 | 11.1 | 0.8 | 2019-12-31 | 2020-12-31 | 365 | 10.3848 | 10
74722 | 12.9 | 0.8 | 2019-12-31 | 2020-12-31 | 365 | 12.0688 | 12
74765 | 14.04 | 0.8 | 2019-12-31 | 2020-12-31 | 365 | 13.1354 | 13
74768 | 3.9 | 0.8 | 2019-12-31 | 2020-12-31 | 365 | 3.6487 | 3
74769 | 8.125 | 0.8 | 2019-12-31 | 2020-12-31 | 365 | 7.6015 | 7
74802 | 13.325 | 0.8 | 2019-12-31 | 2020-12-31 | 365 | 12.4664 | 12
34206 | 2321.28 | 0.9 | 2019-12-31 | 2020-12-31 | 365 | 2443.1797 | 2443
74633 | 3.9 | 0.8 | 2019-12-31 | 2020-12-31 | 365 | 3.6487 | 3
74833 | 4.55 | 0.8 | 2019-12-31 | 2020-12-31 | 365 | 4.2568 | 4
74835 | 13.325 | 0.8 | 2019-12-31 | 2020-12-31 | 365 | 12.4664 | 12
74859 | 9 | 0.8 | 2019-12-31 | 2020-12-31 | 365 | 8.4201 | 8
74876 | 9.75 | 0.8 | 2019-12-31 | 2020-12-31 | 365 | 9.1218 | 9
74877 | 3.6 | 0.8 | 2019-12-31 | 2020-12-31 | 365 | 3.368 | 3
74879 | 7.8 | 0.8 | 2019-12-31 | 2020-12-31 | 365 | 7.2974 | 7
74883 | 4.5 | 0.8 | 2019-12-31 | 2020-12-31 | 365 | 4.2101 | 4
74884 | 6.5 | 0.8 | 2019-12-31 | 2020-12-31 | 365 | 6.0812 | 6
74886 | 8.45 | 0.8 | 2019-12-31 | 2020-12-31 | 365 | 7.9055 | 7
74887 | 6 | 0.8 | 2019-12-31 | 2020-12-31 | 365 | 5.6134 | 5
74890 | 7.8 | 0.8 | 2019-12-31 | 2020-12-31 | 365 | 7.2974 | 7
74896 | 7.8 | 0.8 | 2019-12-31 | 2020-12-31 | 365 | 7.2974 | 7
74898 | 5.1 | 0.8 | 2019-12-31 | 2020-12-31 | 365 | 4.7714 | 4
74917 | 9.3 | 0.8 | 2019-12-31 | 2020-12-31 | 365 | 8.7008 | 8
74919 | 7.8 | 0.8 | 2019-12-31 | 2020-12-31 | 365 | 7.2974 | 7
74662 | 3.92 | 0.8 | 2019-12-31 | 2020-12-31 | 365 | 3.6674 | 3
74920 | 4.8 | 0.8 | 2019-12-31 | 2020-12-31 | 365 | 4.4907 | 4
74926 | 4.2 | 0.8 | 2019-12-31 | 2020-12-31 | 365 | 3.9294 | 3
74930 | 7.5 | 0.8 | 2019-12-31 | 2020-12-31 | 365 | 7.0168 | 7
74938 | 9.3 | 0.8 | 2019-12-31 | 2020-12-31 | 365 | 8.7008 | 8
74941 | 9.425 | 0.8 | 2019-12-31 | 2020-12-31 | 365 | 8.8177 | 8
74945 | 13.77 | 0.8 | 2019-12-31 | 2020-12-31 | 365 | 12.8828 | 12
74948 | 7.2 | 0.8 | 2019-12-31 | 2020-12-31 | 365 | 6.7361 | 6
74950 | 9.75 | 0.8 | 2019-12-31 | 2020-12-31 | 365 | 9.1218 | 9
74951 | 5.525 | 0.8 | 2019-12-31 | 2020-12-31 | 365 | 5.169 | 5
74961 | 9.1 | 0.8 | 2019-12-31 | 2020-12-31 | 365 | 8.5137 | 8
72089 | 6.5 | 0.8 | 2019-12-31 | 2020-12-31 | 365 | 6.0812 | 6
74971 | 3 | 0.8 | 2019-12-31 | 2020-12-31 | 365 | 2.8067 | 2
74992 | 3.9 | 0.8 | 2019-12-31 | 2020-12-31 | 365 | 3.6487 | 3
74994 | 7.8 | 0.8 | 2019-12-31 | 2020-12-31 | 365 | 7.2974 | 7
75092 | 7.5 | 0.8 | 2019-12-31 | 2020-12-31 | 365 | 7.0168 | 7
75172 | 5.2 | 0.8 | 2019-12-31 | 2020-12-31 | 365 | 4.865 | 4
75184 | 11.05 | 0.8 | 2019-12-31 | 2020-12-31 | 365 | 10.338 | 10
75233 | 2.4 | 0.8 | 2019-12-31 | 2020-12-31 | 365 | 2.2454 | 2
75237 | 8.7 | 0.8 | 2019-12-31 | 2020-12-31 | 365 | 8.1394 | 8
75253 | 6.175 | 0.8 | 2019-12-31 | 2020-12-31 | 365 | 5.7771 | 5
75257 | 5.04 | 0.8 | 2019-12-31 | 2020-12-31 | 365 | 4.7153 | 4
75163 | 13.325 | 0.8 | 2019-12-31 | 2020-12-31 | 365 | 12.4664 | 12
75284 | 9.945 | 1 | 2019-12-31 | 2020-12-31 | 365 | 11.6303 | 11
75330 | 6.6 | 0.8 | 2019-12-31 | 2020-12-31 | 365 | 6.1747 | 6
75291 | 8.45 | 0.8 | 2019-12-31 | 2020-12-31 | 365 | 7.9055 | 7
75364 | 8.45 | 0.8 | 2019-12-31 | 2020-12-31 | 365 | 7.9055 | 7
75367 | 7.155 | 0.8 | 2019-12-31 | 2020-12-31 | 365 | 6.694 | 6
75373 | 2.65 | 0.8 | 2019-12-31 | 2020-12-31 | 365 | 2.4793 | 2
75376 | 6.9 | 0.8 | 2019-12-31 | 2020-12-31 | 365 | 6.4554 | 6
75377 | 4.8 | 0.8 | 2019-12-31 | 2020-12-31 | 365 | 4.4907 | 4
75380 | 13.8 | 0.8 | 2019-12-31 | 2020-12-31 | 365 | 12.9108 | 12
75465 | 11.7 | 0.8 | 2019-12-31 | 2020-12-31 | 365 | 10.9461 | 10
75479 | 5.7 | 0.8 | 2019-12-31 | 2020-12-31 | 365 | 5.3327 | 5
75497 | 10.2 | 0.8 | 2019-12-31 | 2020-12-31 | 365 | 9.5428 | 9
75498 | 3.6 | 0.8 | 2019-12-31 | 2020-12-31 | 365 | 3.368 | 3
66025 | 10.395 | 0.8 | 2019-12-31 | 2020-12-31 | 365 | 9.7252 | 9
75527 | 9.9 | 0.8 | 2019-12-31 | 2020-12-31 | 365 | 9.2621 | 9
75533 | 9.1 | 0.8 | 2019-12-31 | 2020-12-31 | 365 | 8.5137 | 8
75537 | 4.55 | 0.8 | 2019-12-31 | 2020-12-31 | 365 | 4.2568 | 4
75546 | 6.9 | 0.8 | 2019-12-31 | 2020-12-31 | 365 | 6.4554 | 6
75579 | 4.55 | 0.8 | 2019-12-31 | 2020-12-31 | 365 | 4.2568 | 4
75580 | 8.4 | 0.8 | 2019-12-31 | 2020-12-31 | 365 | 7.8588 | 7
75581 | 3.6 | 0.8 | 2019-12-31 | 2020-12-31 | 365 | 3.368 | 3
75588 | 7.8 | 0.8 | 2019-12-31 | 2020-12-31 | 365 | 7.2974 | 7
75596 | 1.95 | 0.8 | 2019-12-31 | 2020-12-31 | 365 | 1.8244 | 1
75600 | 13.2 | 0.8 | 2019-12-31 | 2020-12-31 | 365 | 12.3495 | 12
75601 | 2.4 | 0.8 | 2019-12-31 | 2020-12-31 | 365 | 2.2454 | 2
75664 | 2.1 | 0.8 | 2019-12-31 | 2020-12-31 | 365 | 1.9647 | 1
75667 | 10.4 | 0.8 | 2019-12-31 | 2020-12-31 | 365 | 9.7299 | 9
75670 | 7.8 | 0.8 | 2019-12-31 | 2020-12-31 | 365 | 7.2974 | 7
75676 | 12.6 | 0.8 | 2019-12-31 | 2020-12-31 | 365 | 11.7882 | 11
75688 | 9.6 | 0.8 | 2019-12-31 | 2020-12-31 | 365 | 8.9815 | 8
75689 | 3.9 | 0.8 | 2019-12-31 | 2020-12-31 | 365 | 3.6487 | 3
75734 | 4.225 | 0.8 | 2019-12-31 | 2020-12-31 | 365 | 3.9528 | 3
75737 | 6.9 | 0.8 | 2019-12-31 | 2020-12-31 | 365 | 6.4554 | 6
75495 | 4.8 | 0.8 | 2019-12-31 | 2020-12-31 | 365 | 4.4907 | 4
75783 | 13.8 | 0.8 | 2019-12-31 | 2020-12-31 | 365 | 12.9108 | 12
75791 | 9.1 | 0.8 | 2019-12-31 | 2020-12-31 | 365 | 8.5137 | 8
75792 | 13.725 | 0.8 | 2019-12-31 | 2020-12-31 | 365 | 12.8407 | 12
75793 | 11.375 | 0.8 | 2019-12-31 | 2020-12-31 | 365 | 10.6421 | 10
75799 | 4.225 | 0.8 | 2019-12-31 | 2020-12-31 | 365 | 3.9528 | 3
75843 | 13 | 0.8 | 2019-12-31 | 2020-12-31 | 365 | 12.1624 | 12
75789 | 2.925 | 0.8 | 2019-12-31 | 2020-12-31 | 365 | 2.7365 | 2
75802 | 10.725 | 0.8 | 2019-12-31 | 2020-12-31 | 365 | 10.034 | 10
75905 | 7.8 | 0.8 | 2019-12-31 | 2020-12-31 | 365 | 7.2974 | 7
75907 | 8.4 | 0.8 | 2019-12-31 | 2020-12-31 | 365 | 7.8588 | 7
75920 | 14.3 | 0.8 | 2019-12-31 | 2020-12-31 | 365 | 13.3786 | 13
75921 | 2.1 | 0.8 | 2019-12-31 | 2020-12-31 | 365 | 1.9647 | 1
75914 | 7.2 | 0.8 | 2019-12-31 | 2020-12-31 | 365 | 6.7361 | 6
76258 | 6.6 | 0.8 | 2019-12-31 | 2020-12-31 | 365 | 6.1747 | 6
76259 | 6.175 | 0.8 | 2019-12-31 | 2020-12-31 | 365 | 5.7771 | 5
76272 | 5.525 | 0.8 | 2019-12-31 | 2020-12-31 | 365 | 5.169 | 5
76281 | 4.875 | 0.8 | 2019-12-31 | 2020-12-31 | 365 | 4.5609 | 4
76314 | 5.1 | 0.8 | 2019-12-31 | 2020-12-31 | 365 | 4.7714 | 4
76277 | 12.3 | 0.8 | 2019-12-31 | 2020-12-31 | 365 | 11.5075 | 11
76312 | 5.83 | 0.8 | 2019-12-31 | 2020-12-31 | 365 | 5.4544 | 5
76407 | 7.2 | 0.8 | 2019-12-31 | 2020-12-31 | 365 | 6.7361 | 6
76403 | 11.7 | 0.8 | 2019-12-31 | 2020-12-31 | 365 | 10.9461 | 10
76253 | 3.6 | 0.8 | 2019-12-31 | 2020-12-31 | 365 | 3.368 | 3
76257 | 8.4 | 0.8 | 2019-12-31 | 2020-12-31 | 365 | 7.8588 | 7
75988 | 7.5 | 0.8 | 2019-12-31 | 2020-12-31 | 365 | 7.0168 | 7
76520 | 2.4 | 0.8 | 2019-12-31 | 2020-12-31 | 365 | 2.2454 | 2
76579 | 5.4 | 0.8 | 2019-12-31 | 2020-12-31 | 365 | 5.0521 | 5
76566 | 5.7 | 0.8 | 2019-12-31 | 2020-12-31 | 365 | 5.3327 | 5
76822 | 4.2 | 0.8 | 2019-12-31 | 2020-12-31 | 365 | 3.9294 | 3
76790 | 13 | 0.8 | 2019-12-31 | 2020-12-31 | 365 | 12.1624 | 12
76815 | 6.5 | 0.8 | 2019-12-31 | 2020-12-31 | 365 | 6.0812 | 6
76808 | 5.1 | 0.8 | 2019-12-31 | 2020-12-31 | 365 | 4.7714 | 4
76650 | 12.3 | 0.8 | 2019-12-31 | 2020-12-31 | 365 | 11.5075 | 11
76491 | 5.4 | 0.8 | 2019-12-31 | 2020-12-31 | 365 | 5.0521 | 5
76645 | 5.1 | 0.8 | 2019-12-31 | 2020-12-31 | 365 | 4.7714 | 4
76659 | 6.5 | 0.8 | 2019-12-31 | 2020-12-31 | 365 | 6.0812 | 6
76669 | 3.9 | 0.8 | 2019-12-31 | 2020-12-31 | 365 | 3.6487 | 3
76633 | 10.4 | 0.8 | 2019-12-31 | 2020-12-31 | 365 | 9.7299 | 9
76486 | 5.85 | 0.8 | 2019-12-31 | 2020-12-31 | 365 | 5.4731 | 5
76487 | 10.8 | 0.8 | 2019-12-31 | 2020-12-31 | 365 | 10.1041 | 10
76470 | 1.8 | 0.8 | 2019-12-31 | 2020-12-31 | 365 | 1.684 | 1
76279 | 6.5 | 0.8 | 2019-12-31 | 2020-12-31 | 365 | 6.0812 | 6
76880 | 13 | 0.8 | 2019-12-31 | 2020-12-31 | 365 | 12.1624 | 12
76882 | 6.405 | 0.8 | 2019-12-31 | 2020-12-31 | 365 | 5.9923 | 5
76883 | 5.7 | 0.8 | 2019-12-31 | 2020-12-31 | 365 | 5.3327 | 5
76413 | 10.2 | 0.8 | 2019-12-31 | 2020-12-31 | 365 | 9.5428 | 9
76360 | 6 | 0.8 | 2019-12-31 | 2020-12-31 | 365 | 5.6134 | 5
76348 | 6.5 | 0.8 | 2019-12-31 | 2020-12-31 | 365 | 6.0812 | 6
76542 | 13.5 | 0.8 | 2019-12-31 | 2020-12-31 | 365 | 12.6302 | 12
76776 | 6.6 | 0.8 | 2019-12-31 | 2020-12-31 | 365 | 6.1747 | 6
77024 | 9.9 | 0.8 | 2019-12-31 | 2020-12-31 | 365 | 9.2621 | 9
77027 | 7.5 | 0.8 | 2019-12-31 | 2020-12-31 | 365 | 7.0168 | 7
77030 | 4.5 | 0.8 | 2019-12-31 | 2020-12-31 | 365 | 4.2101 | 4
76219 | 12.6 | 0.8 | 2019-12-31 | 2020-12-31 | 365 | 11.7882 | 11
77032 | 9.3 | 0.8 | 2019-12-31 | 2020-12-31 | 365 | 8.7008 | 8
77041 | 6.5 | 0.8 | 2019-12-31 | 2020-12-31 | 365 | 6.0812 | 6
77039 | 3 | 0.8 | 2019-12-31 | 2020-12-31 | 365 | 2.8067 | 2
77043 | 3.9 | 0.8 | 2019-12-31 | 2020-12-31 | 365 | 3.6487 | 3
77044 | 11.4 | 0.8 | 2019-12-31 | 2020-12-31 | 365 | 10.6655 | 10
76717 | 6.9 | 0.8 | 2019-12-31 | 2020-12-31 | 365 | 6.4554 | 6
77064 | 4.225 | 0.8 | 2019-12-31 | 2020-12-31 | 365 | 3.9528 | 3
77084 | 13.515 | 0.8 | 2019-12-31 | 2020-12-31 | 365 | 12.6442 | 12
77085 | 7.8 | 0.8 | 2019-12-31 | 2020-12-31 | 365 | 7.2974 | 7
77086 | 7.28 | 0.8 | 2019-12-31 | 2020-12-31 | 365 | 6.8109 | 6
77089 | 4.5 | 0.8 | 2019-12-31 | 2020-12-31 | 365 | 4.2101 | 4
77158 | 4.55 | 0.8 | 2019-12-31 | 2020-12-31 | 365 | 4.2568 | 4
77160 | 6 | 0.8 | 2019-12-31 | 2020-12-31 | 365 | 5.6134 | 5
77169 | 3.6 | 0.8 | 2019-12-31 | 2020-12-31 | 365 | 3.368 | 3
77171 | 6.3 | 0.8 | 2019-12-31 | 2020-12-31 | 365 | 5.8941 | 5
77177 | 11.4 | 0.8 | 2019-12-31 | 2020-12-31 | 365 | 10.6655 | 10
77011 | 2.925 | 0.8 | 2019-12-31 | 2020-12-31 | 365 | 2.7365 | 2
77119 | 4.8 | 0.8 | 2019-12-31 | 2020-12-31 | 365 | 4.4907 | 4
77137 | 5.2 | 0.8 | 2019-12-31 | 2020-12-31 | 365 | 4.865 | 4
77162 | 8.54 | 0.8 | 2019-12-31 | 2020-12-31 | 365 | 7.9898 | 7
77201 | 5.4 | 0.8 | 2019-12-31 | 2020-12-31 | 365 | 5.0521 | 5
76677 | 10.725 | 0.8 | 2019-12-31 | 2020-12-31 | 365 | 10.034 | 10
76734 | 6 | 0.8 | 2019-12-31 | 2020-12-31 | 365 | 5.6134 | 5
77018 | 6 | 0.8 | 2019-12-31 | 2020-12-31 | 365 | 5.6134 | 5
77081 | 7.8 | 0.8 | 2019-12-31 | 2020-12-31 | 365 | 7.2974 | 7
77083 | 4.875 | 0.8 | 2019-12-31 | 2020-12-31 | 365 | 4.5609 | 4
77164 | 5.7 | 0.8 | 2019-12-31 | 2020-12-31 | 365 | 5.3327 | 5
77001 | 9.3 | 0.8 | 2019-12-31 | 2020-12-31 | 365 | 8.7008 | 8
76989 | 4.875 | 0.8 | 2019-12-31 | 2020-12-31 | 365 | 4.5609 | 4
76461 | 5.525 | 0.8 | 2019-12-31 | 2020-12-31 | 365 | 5.169 | 5
77138 | 13.545 | 0.8 | 2019-12-31 | 2020-12-31 | 365 | 12.6723 | 12
77339 | 6.6 | 0.8 | 2019-12-31 | 2020-12-31 | 365 | 6.1747 | 6
76233 | 9.425 | 0.8 | 2019-12-31 | 2020-12-31 | 365 | 8.8177 | 8
77134 | 3 | 0.8 | 2019-12-31 | 2020-12-31 | 365 | 2.8067 | 2
77381 | 8.775 | 0.8 | 2019-12-31 | 2020-12-31 | 365 | 8.2096 | 8
77460 | 5.4 | 0.8 | 2019-12-31 | 2020-12-31 | 365 | 5.0521 | 5
77464 | 11.7 | 0.8 | 2019-12-31 | 2020-12-31 | 365 | 10.9461 | 10
77455 | 3.9 | 0.8 | 2019-12-31 | 2020-12-31 | 365 | 3.6487 | 3
77513 | 10.14 | 0.8 | 2019-12-31 | 2020-12-31 | 365 | 9.4867 | 9
77515 | 6.175 | 0.8 | 2019-12-31 | 2020-12-31 | 365 | 5.7771 | 5
77535 | 6.5 | 0.8 | 2019-12-31 | 2020-12-31 | 365 | 6.0812 | 6
77538 | 13.8 | 0.8 | 2019-12-31 | 2020-12-31 | 365 | 12.9108 | 12
77542 | 6.9 | 0.8 | 2019-12-31 | 2020-12-31 | 365 | 6.4554 | 6
77549 | 7.8 | 0.8 | 2019-12-31 | 2020-12-31 | 365 | 7.2974 | 7
77015 | 6.6 | 0.8 | 2019-12-31 | 2020-12-31 | 365 | 6.1747 | 6
77640 | 5.1 | 0.8 | 2019-12-31 | 2020-12-31 | 365 | 4.7714 | 4
77643 | 4.5 | 0.8 | 2019-12-31 | 2020-12-31 | 365 | 4.2101 | 4
77658 | 3.975 | 0.8 | 2019-12-31 | 2020-12-31 | 365 | 3.7189 | 3
77706 | 5.2 | 0.8 | 2019-12-31 | 2020-12-31 | 365 | 4.865 | 4
77707 | 12.025 | 0.8 | 2019-12-31 | 2020-12-31 | 365 | 11.2502 | 11
76532 | 11.7 | 0.8 | 2019-12-31 | 2020-12-31 | 365 | 10.9461 | 10
77763 | 9.6 | 0.8 | 2019-12-31 | 2020-12-31 | 365 | 8.9815 | 8
77766 | 7.475 | 0.8 | 2019-12-31 | 2020-12-31 | 365 | 6.9934 | 6
77778 | 13 | 0.8 | 2019-12-31 | 2020-12-31 | 365 | 12.1624 | 12
77628 | 3.12 | 0.8 | 2019-12-31 | 2020-12-31 | 365 | 2.919 | 2
77630 | 3.6 | 0.8 | 2019-12-31 | 2020-12-31 | 365 | 3.368 | 3
77829 | 6.9 | 0.8 | 2019-12-31 | 2020-12-31 | 365 | 6.4554 | 6
77833 | 3.38 | 0.8 | 2019-12-31 | 2020-12-31 | 365 | 3.1622 | 3
77834 | 2.1 | 0.8 | 2019-12-31 | 2020-12-31 | 365 | 1.9647 | 1
77836 | 11.7 | 0.8 | 2019-12-31 | 2020-12-31 | 365 | 10.9461 | 10
77856 | 9 | 0.8 | 2019-12-31 | 2020-12-31 | 365 | 8.4201 | 8
77859 | 3.975 | 0.8 | 2019-12-31 | 2020-12-31 | 365 | 3.7189 | 3
77785 | 3.06 | 1 | 2019-12-31 | 2020-12-31 | 365 | 3.5785 | 3
77872 | 6 | 0.8 | 2019-12-31 | 2020-12-31 | 365 | 5.6134 | 5
77750 | 11.05 | 0.8 | 2019-12-31 | 2020-12-31 | 365 | 10.338 | 10
77736 | 7.5 | 0.8 | 2019-12-31 | 2020-12-31 | 365 | 7.0168 | 7
77883 | 13.515 | 1 | 2019-12-31 | 2020-12-31 | 365 | 15.8053 | 15
77516 | 6.9 | 0.8 | 2019-12-31 | 2020-12-31 | 365 | 6.4554 | 6
77523 | 5.4 | 0.8 | 2019-12-31 | 2020-12-31 | 365 | 5.0521 | 5
77830 | 6 | 0.8 | 2019-12-31 | 2020-12-31 | 365 | 5.6134 | 5
77518 | 4.55 | 0.8 | 2019-12-31 | 2020-12-31 | 365 | 4.2568 | 4
77544 | 13.5 | 0.8 | 2019-12-31 | 2020-12-31 | 365 | 12.6302 | 12
77965 | 11.375 | 0.8 | 2019-12-31 | 2020-12-31 | 365 | 10.6421 | 10
77967 | 11.1 | 0.8 | 2019-12-31 | 2020-12-31 | 365 | 10.3848 | 10
78004 | 13.5 | 0.8 | 2019-12-31 | 2020-12-31 | 365 | 12.6302 | 12
78018 | 3.575 | 0.8 | 2019-12-31 | 2020-12-31 | 365 | 3.3447 | 3
78020 | 6.3 | 0.8 | 2019-12-31 | 2020-12-31 | 365 | 5.8941 | 5
78023 | 6.6 | 0.8 | 2019-12-31 | 2020-12-31 | 365 | 6.1747 | 6
78026 | 3.9 | 0.8 | 2019-12-31 | 2020-12-31 | 365 | 3.6487 | 3
78029 | 8.45 | 0.8 | 2019-12-31 | 2020-12-31 | 365 | 7.9055 | 7
78030 | 5.4 | 0.8 | 2019-12-31 | 2020-12-31 | 365 | 5.0521 | 5
78046 | 6 | 0.8 | 2019-12-31 | 2020-12-31 | 365 | 5.6134 | 5
77649 | 7.475 | 0.8 | 2019-12-31 | 2020-12-31 | 365 | 6.9934 | 6
78062 | 8.1 | 0.8 | 2019-12-31 | 2020-12-31 | 365 | 7.5781 | 7
78013 | 2.6 | 0.8 | 2019-12-31 | 2020-12-31 | 365 | 2.4325 | 2
78066 | 5.4 | 0.8 | 2019-12-31 | 2020-12-31 | 365 | 5.0521 | 5
78069 | 9.9 | 0.8 | 2019-12-31 | 2020-12-31 | 365 | 9.2621 | 9
78103 | 7.2 | 0.8 | 2019-12-31 | 2020-12-31 | 365 | 6.7361 | 6
77876 | 4.16 | 1 | 2019-12-31 | 2020-12-31 | 365 | 4.865 | 4
78114 | 5.2 | 0.8 | 2019-12-31 | 2020-12-31 | 365 | 4.865 | 4
77898 | 4.875 | 0.8 | 2019-12-31 | 2020-12-31 | 365 | 4.5609 | 4
78113 | 12 | 0.8 | 2019-12-31 | 2020-12-31 | 365 | 11.2268 | 11
78143 | 5.7 | 0.8 | 2019-12-31 | 2020-12-31 | 365 | 5.3327 | 5
77758 | 3.9 | 0.8 | 2019-12-31 | 2020-12-31 | 365 | 3.6487 | 3
78235 | 3.9 | 0.8 | 2019-12-31 | 2020-12-31 | 365 | 3.6487 | 3
78240 | 4.5 | 0.8 | 2019-12-31 | 2020-12-31 | 365 | 4.2101 | 4
78282 | 4.2 | 0.8 | 2019-12-31 | 2020-12-31 | 365 | 3.9294 | 3
78284 | 3.9 | 0.8 | 2019-12-31 | 2020-12-31 | 365 | 3.6487 | 3
78311 | 3.3 | 0.8 | 2019-12-31 | 2020-12-31 | 365 | 3.0874 | 3
78410 | 9.425 | 0.8 | 2019-12-31 | 2020-12-31 | 365 | 8.8177 | 8
78312 | 6 | 0.8 | 2019-12-31 | 2020-12-31 | 365 | 5.6134 | 5
78379 | 13.325 | 0.8 | 2019-12-31 | 2020-12-31 | 365 | 12.4664 | 12
78378 | 13 | 0.8 | 2019-12-31 | 2020-12-31 | 365 | 12.1624 | 12
78416 | 6 | 0.8 | 2019-12-31 | 2020-12-31 | 365 | 5.6134 | 5
77934 | 6 | 0.8 | 2019-12-31 | 2020-12-31 | 365 | 5.6134 | 5
78419 | 3.9 | 0.8 | 2019-12-31 | 2020-12-31 | 365 | 3.6487 | 3
78016 | 3.9 | 0.8 | 2019-12-31 | 2020-12-31 | 365 | 3.6487 | 3
78106 | 4.5 | 0.8 | 2019-12-31 | 2020-12-31 | 365 | 4.2101 | 4
78063 | 5.1 | 0.8 | 2019-12-31 | 2020-12-31 | 365 | 4.7714 | 4
78420 | 5.7 | 0.8 | 2019-12-31 | 2020-12-31 | 365 | 5.3327 | 5
78472 | 7.15 | 0.8 | 2019-12-31 | 2020-12-31 | 365 | 6.6893 | 6
78498 | 4.5 | 0.8 | 2019-12-31 | 2020-12-31 | 365 | 4.2101 | 4
78286 | 9.1 | 0.8 | 2019-12-31 | 2020-12-31 | 365 | 8.5137 | 8
78550 | 13.2 | 0.8 | 2019-12-31 | 2020-12-31 | 365 | 12.3495 | 12
78652 | 2.925 | 0.8 | 2019-12-31 | 2020-12-31 | 365 | 2.7365 | 2
78679 | 8.7 | 0.8 | 2019-12-31 | 2020-12-31 | 365 | 8.1394 | 8
78661 | 11.7 | 0.8 | 2019-12-31 | 2020-12-31 | 365 | 10.9461 | 10
78695 | 7.15 | 0.8 | 2019-12-31 | 2020-12-31 | 365 | 6.6893 | 6
78700 | 11.7 | 0.8 | 2019-12-31 | 2020-12-31 | 365 | 10.9461 | 10
78808 | 6 | 0.8 | 2019-12-31 | 2020-12-31 | 365 | 5.6134 | 5
78812 | 7.8 | 0.8 | 2019-12-31 | 2020-12-31 | 365 | 7.2974 | 7
78843 | 6 | 0.8 | 2019-12-31 | 2020-12-31 | 365 | 5.6134 | 5
78915 | 6.6 | 0.8 | 2019-12-31 | 2020-12-31 | 365 | 6.1747 | 6
78924 | 4.8 | 0.8 | 2019-12-31 | 2020-12-31 | 365 | 4.4907 | 4
78926 | 2.4 | 0.8 | 2019-12-31 | 2020-12-31 | 365 | 2.2454 | 2
78626 | 5.85 | 0.8 | 2019-12-31 | 2020-12-31 | 365 | 5.4731 | 5
78938 | 9.1 | 0.8 | 2019-12-31 | 2020-12-31 | 365 | 8.5137 | 8
78949 | 3.3 | 0.8 | 2019-12-31 | 2020-12-31 | 365 | 3.0874 | 3
78966 | 7.8 | 0.8 | 2019-12-31 | 2020-12-31 | 365 | 7.2974 | 7
79099 | 3.6 | 0.8 | 2019-12-31 | 2020-12-31 | 365 | 3.368 | 3
79116 | 8.4 | 0.8 | 2019-12-31 | 2020-12-31 | 365 | 7.8588 | 7
79127 | 3.9 | 0.8 | 2019-12-31 | 2020-12-31 | 365 | 3.6487 | 3
79134 | 5.525 | 0.8 | 2019-12-31 | 2020-12-31 | 365 | 5.169 | 5
78788 | 2.6 | 1 | 2019-12-31 | 2020-12-31 | 365 | 3.0406 | 3
79197 | 11.375 | 0.8 | 2019-12-31 | 2020-12-31 | 365 | 10.6421 | 10
79236 | 8.1 | 0.8 | 2019-12-31 | 2020-12-31 | 365 | 7.5781 | 7
79240 | 7.2 | 0.8 | 2019-12-31 | 2020-12-31 | 365 | 6.7361 | 6
79246 | 3.6 | 0.8 | 2019-12-31 | 2020-12-31 | 365 | 3.368 | 3
79265 | 6.6 | 0.8 | 2019-12-31 | 2020-12-31 | 365 | 6.1747 | 6
79344 | 13.8 | 0.8 | 2019-12-31 | 2020-12-31 | 365 | 12.9108 | 12
79349 | 11.1 | 0.8 | 2019-12-31 | 2020-12-31 | 365 | 10.3848 | 10
79366 | 5.4 | 0.8 | 2019-12-31 | 2020-12-31 | 365 | 5.0521 | 5
79408 | 2.4 | 0.8 | 2019-12-31 | 2020-12-31 | 365 | 2.2454 | 2
79427 | 8.45 | 0.8 | 2019-12-31 | 2020-12-31 | 365 | 7.9055 | 7
79428 | 10.8 | 0.8 | 2019-12-31 | 2020-12-31 | 365 | 10.1041 | 10
79264 | 11.1 | 0.8 | 2019-12-31 | 2020-12-31 | 365 | 10.3848 | 10
79137 | 7.8 | 0.8 | 2019-12-31 | 2020-12-31 | 365 | 7.2974 | 7
79584 | 5.85 | 0.8 | 2019-12-31 | 2020-12-31 | 365 | 5.4731 | 5
79554 | 10.725 | 0.8 | 2019-12-31 | 2020-12-31 | 365 | 10.034 | 10
79546 | 3.25 | 0.8 | 2019-12-31 | 2020-12-31 | 365 | 3.0406 | 3
79496 | 11.7 | 0.8 | 2019-12-31 | 2020-12-31 | 365 | 10.9461 | 10
79617 | 3 | 0.8 | 2019-12-31 | 2020-12-31 | 365 | 2.8067 | 2
79424 | 4.2 | 0.8 | 2019-12-31 | 2020-12-31 | 365 | 3.9294 | 3
79429 | 9.9 | 0.8 | 2019-12-31 | 2020-12-31 | 365 | 9.2621 | 9
79586 | 2.925 | 0.8 | 2019-12-31 | 2020-12-31 | 365 | 2.7365 | 2
79710 | 11.7 | 0.8 | 2019-12-31 | 2020-12-31 | 365 | 10.9461 | 10
79718 | 7.8 | 0.8 | 2019-12-31 | 2020-12-31 | 365 | 7.2974 | 7
77514 | 4.875 | 0.8 | 2019-12-31 | 2020-12-31 | 365 | 4.5609 | 4
77668 | 6.9 | 0.8 | 2019-12-31 | 2020-12-31 | 365 | 6.4554 | 6
78377 | 8.775 | 0.8 | 2019-12-31 | 2020-12-31 | 365 | 8.2096 | 8
79280 | 6.3 | 0.8 | 2019-12-31 | 2020-12-31 | 365 | 5.8941 | 5
79286 | 6 | 0.8 | 2019-12-31 | 2020-12-31 | 365 | 5.6134 | 5
79824 | 11.44 | 0.8 | 2019-12-31 | 2020-12-31 | 365 | 10.7029 | 10
79844 | 6.5 | 0.8 | 2019-12-31 | 2020-12-31 | 365 | 6.0812 | 6
79848 | 5.85 | 0.8 | 2019-12-31 | 2020-12-31 | 365 | 5.4731 | 5
79953 | 6.6 | 0.8 | 2019-12-31 | 2020-12-31 | 365 | 6.1747 | 6
79964 | 3.9 | 0.8 | 2019-12-31 | 2020-12-31 | 365 | 3.6487 | 3
79978 | 3.9 | 0.8 | 2019-12-31 | 2020-12-31 | 365 | 3.6487 | 3
80031 | 6.6 | 0.8 | 2019-12-31 | 2020-12-31 | 365 | 6.1747 | 6
79887 | 13 | 0.8 | 2019-12-31 | 2020-12-31 | 365 | 12.1624 | 12
78809 | 7.67 | 0.8 | 2019-12-31 | 2020-12-31 | 365 | 7.1758 | 7
79194 | 6.3 | 0.8 | 2019-12-31 | 2020-12-31 | 365 | 5.8941 | 5
79436 | 6.6 | 0.8 | 2019-12-31 | 2020-12-31 | 365 | 6.1747 | 6
76541 | 8.125 | 0.8 | 2019-12-31 | 2020-12-31 | 365 | 7.6015 | 7
80205 | 5.1 | 0.8 | 2019-12-31 | 2020-12-31 | 365 | 4.7714 | 4
80218 | 9.9 | 0.8 | 2019-12-31 | 2020-12-31 | 365 | 9.2621 | 9
80223 | 4.8 | 0.8 | 2019-12-31 | 2020-12-31 | 365 | 4.4907 | 4
79841 | 7.8 | 0.8 | 2019-12-31 | 2020-12-31 | 365 | 7.2974 | 7
80258 | 6.63 | 0.8 | 2019-12-31 | 2020-12-31 | 365 | 6.2028 | 6
80263 | 4.8 | 0.8 | 2019-12-31 | 2020-12-31 | 365 | 4.4907 | 4
80296 | 4.5 | 0.8 | 2019-12-31 | 2020-12-31 | 365 | 4.2101 | 4
76981 | 4.5 | 0.8 | 2019-12-31 | 2020-12-31 | 365 | 4.2101 | 4
79275 | 9.69 | 0.8 | 2019-12-31 | 2020-12-31 | 365 | 9.0657 | 9
80499 | 10.2 | 0.8 | 2019-12-31 | 2020-12-31 | 365 | 9.5428 | 9
80661 | 13 | 0.8 | 2019-12-31 | 2020-12-31 | 365 | 12.1624 | 12
80381 | 11.7 | 0.8 | 2019-12-31 | 2020-12-31 | 365 | 10.9461 | 10
79434 | 2.1 | 0.8 | 2019-12-31 | 2020-12-31 | 365 | 1.9647 | 1
80899 | 4.55 | 0.8 | 2019-12-31 | 2020-12-31 | 365 | 4.2568 | 4
80688 | 4.875 | 0.8 | 2019-12-31 | 2020-12-31 | 365 | 4.5609 | 4
81032 | 10.8 | 0.8 | 2019-12-31 | 2020-12-31 | 365 | 10.1041 | 10
81085 | 6.6 | 0.8 | 2019-12-31 | 2020-12-31 | 365 | 6.1747 | 6
81100 | 6.9 | 0.8 | 2019-12-31 | 2020-12-31 | 365 | 6.4554 | 6
81116 | 5.4 | 0.8 | 2019-12-31 | 2020-12-31 | 365 | 5.0521 | 5
81127 | 6.6 | 0.8 | 2019-12-31 | 2020-12-31 | 365 | 6.1747 | 6
81152 | 9.3 | 0.8 | 2019-12-31 | 2020-12-31 | 365 | 8.7008 | 8
81163 | 13.325 | 0.8 | 2019-12-31 | 2020-12-31 | 365 | 12.4664 | 12
81164 | 6.9 | 0.8 | 2019-12-31 | 2020-12-31 | 365 | 6.4554 | 6
81165 | 4.8 | 0.8 | 2019-12-31 | 2020-12-31 | 365 | 4.4907 | 4
81208 | 5.1 | 0.8 | 2019-12-31 | 2020-12-31 | 365 | 4.7714 | 4
81108 | 3.6 | 0.8 | 2019-12-31 | 2020-12-31 | 365 | 3.368 | 3
81112 | 4.55 | 0.8 | 2019-12-31 | 2020-12-31 | 365 | 4.2568 | 4
81253 | 11.375 | 0.8 | 2019-12-31 | 2020-12-31 | 365 | 10.6421 | 10
81286 | 9.3 | 0.8 | 2019-12-31 | 2020-12-31 | 365 | 8.7008 | 8
81294 | 6.825 | 0.8 | 2019-12-31 | 2020-12-31 | 365 | 6.3853 | 6
81295 | 7.15 | 0.8 | 2019-12-31 | 2020-12-31 | 365 | 6.6893 | 6
81313 | 7.15 | 0.8 | 2019-12-31 | 2020-12-31 | 365 | 6.6893 | 6
81315 | 10.5 | 0.8 | 2019-12-31 | 2020-12-31 | 365 | 9.8235 | 9
81343 | 8.7 | 0.8 | 2019-12-31 | 2020-12-31 | 365 | 8.1394 | 8
81376 | 9.9 | 0.8 | 2019-12-31 | 2020-12-31 | 365 | 9.2621 | 9
81377 | 4.725 | 0.8 | 2019-12-31 | 2020-12-31 | 365 | 4.4206 | 4
80579 | 6.6 | 0.8 | 2019-12-31 | 2020-12-31 | 365 | 6.1747 | 6
81156 | 9.6 | 0.8 | 2019-12-31 | 2020-12-31 | 365 | 8.9815 | 8
81422 | 3.3 | 0.8 | 2019-12-31 | 2020-12-31 | 365 | 3.0874 | 3
81435 | 5.4 | 0.8 | 2019-12-31 | 2020-12-31 | 365 | 5.0521 | 5
81439 | 4.875 | 0.8 | 2019-12-31 | 2020-12-31 | 365 | 4.5609 | 4
81448 | 7.15 | 0.8 | 2019-12-31 | 2020-12-31 | 365 | 6.6893 | 6
81450 | 7.8 | 0.8 | 2019-12-31 | 2020-12-31 | 365 | 7.2974 | 7
81479 | 5.85 | 0.8 | 2019-12-31 | 2020-12-31 | 365 | 5.4731 | 5
81088 | 8.45 | 0.8 | 2019-12-31 | 2020-12-31 | 365 | 7.9055 | 7
80903 | 2.1 | 0.8 | 2019-12-31 | 2020-12-31 | 365 | 1.9647 | 1
81550 | 10.4 | 0.8 | 2019-12-31 | 2020-12-31 | 365 | 9.7299 | 9
80789 | 3.6 | 0.8 | 2019-12-31 | 2020-12-31 | 365 | 3.368 | 3
81080 | 12.3 | 0.8 | 2019-12-31 | 2020-12-31 | 365 | 11.5075 | 11
81083 | 6.6 | 0.8 | 2019-12-31 | 2020-12-31 | 365 | 6.1747 | 6
76729 | 4.16 | 0.8 | 2019-12-31 | 2020-12-31 | 365 | 3.892 | 3
81160 | 6.3 | 0.8 | 2019-12-31 | 2020-12-31 | 365 | 5.8941 | 5
81577 | 8.45 | 0.8 | 2019-12-31 | 2020-12-31 | 365 | 7.9055 | 7
81600 | 7.2 | 0.8 | 2019-12-31 | 2020-12-31 | 365 | 6.7361 | 6
81602 | 7.475 | 0.8 | 2019-12-31 | 2020-12-31 | 365 | 6.9934 | 6
81087 | 8.1 | 0.8 | 2019-12-31 | 2020-12-31 | 365 | 7.5781 | 7
81607 | 9.6 | 0.8 | 2019-12-31 | 2020-12-31 | 365 | 8.9815 | 8
81689 | 6.9 | 0.8 | 2019-12-31 | 2020-12-31 | 365 | 6.4554 | 6
81851 | 7.15 | 0.8 | 2019-12-31 | 2020-12-31 | 365 | 6.6893 | 6
81877 | 4.8 | 0.8 | 2019-12-31 | 2020-12-31 | 365 | 4.4907 | 4
81743 | 2.925 | 0.8 | 2019-12-31 | 2020-12-31 | 365 | 2.7365 | 2
81885 | 6.5 | 0.8 | 2019-12-31 | 2020-12-31 | 365 | 6.0812 | 6
81886 | 8.48 | 0.8 | 2019-12-31 | 2020-12-31 | 365 | 7.9336 | 7
81148 | 4.2 | 0.8 | 2019-12-31 | 2020-12-31 | 365 | 3.9294 | 3
81101 | 5.1 | 0.8 | 2019-12-31 | 2020-12-31 | 365 | 4.7714 | 4
81893 | 11.7 | 0.8 | 2019-12-31 | 2020-12-31 | 365 | 10.9461 | 10
81894 | 10.2 | 0.8 | 2019-12-31 | 2020-12-31 | 365 | 9.5428 | 9
81895 | 6.175 | 0.8 | 2019-12-31 | 2020-12-31 | 365 | 5.7771 | 5
81147 | 10.2 | 0.8 | 2019-12-31 | 2020-12-31 | 365 | 9.5428 | 9
81972 | 5.85 | 0.8 | 2019-12-31 | 2020-12-31 | 365 | 5.4731 | 5
82019 | 13.8 | 0.8 | 2019-12-31 | 2020-12-31 | 365 | 12.9108 | 12
81882 | 7.8 | 0.8 | 2019-12-31 | 2020-12-31 | 365 | 7.2974 | 7
81434 | 2.925 | 0.8 | 2019-12-31 | 2020-12-31 | 365 | 2.7365 | 2
82002 | 6.825 | 0.8 | 2019-12-31 | 2020-12-31 | 365 | 6.3853 | 6
82043 | 13.8 | 0.8 | 2019-12-31 | 2020-12-31 | 365 | 12.9108 | 12
82104 | 7.8 | 0.8 | 2019-12-31 | 2020-12-31 | 365 | 7.2974 | 7
82020 | 11.7 | 0.8 | 2019-12-31 | 2020-12-31 | 365 | 10.9461 | 10
82111 | 8.45 | 0.8 | 2019-12-31 | 2020-12-31 | 365 | 7.9055 | 7
82114 | 8.4 | 0.8 | 2019-12-31 | 2020-12-31 | 365 | 7.8588 | 7
82142 | 11.375 | 0.8 | 2019-12-31 | 2020-12-31 | 365 | 10.6421 | 10
82152 | 10.075 | 0.8 | 2019-12-31 | 2020-12-31 | 365 | 9.4258 | 9
82227 | 6.5 | 0.8 | 2019-12-31 | 2020-12-31 | 365 | 6.0812 | 6
82021 | 11.34 | 0.8 | 2019-12-31 | 2020-12-31 | 365 | 10.6093 | 10
82246 | 8.58 | 0.8 | 2019-12-31 | 2020-12-31 | 365 | 8.0272 | 8
82315 | 9 | 0.8 | 2019-12-31 | 2020-12-31 | 365 | 8.4201 | 8
82508 | 8.1 | 0.8 | 2019-12-31 | 2020-12-31 | 365 | 7.5781 | 7
82511 | 12.9 | 0.8 | 2019-12-31 | 2020-12-31 | 365 | 12.0688 | 12
82513 | 9.75 | 0.8 | 2019-12-31 | 2020-12-31 | 365 | 9.1218 | 9
82529 | 9.1 | 0.8 | 2019-12-31 | 2020-12-31 | 365 | 8.5137 | 8
80868 | 1.89 | 0.8 | 2019-12-31 | 2020-12-31 | 365 | 1.7682 | 1
82339 | 12.025 | 0.8 | 2019-12-31 | 2020-12-31 | 365 | 11.2502 | 11
82340 | 13 | 0.8 | 2019-12-31 | 2020-12-31 | 365 | 12.1624 | 12
82649 | 3.9 | 0.8 | 2019-12-31 | 2020-12-31 | 365 | 3.6487 | 3
34239 | 2310.12 | 0.9 | 2019-12-31 | 2020-12-31 | 365 | 2431.4336 | 2431
82728 | 7.8 | 0.8 | 2019-12-31 | 2020-12-31 | 365 | 7.2974 | 7
82782 | 4.875 | 0.8 | 2019-12-31 | 2020-12-31 | 365 | 4.5609 | 4
82801 | 13.325 | 0.8 | 2019-12-31 | 2020-12-31 | 365 | 12.4664 | 12
82874 | 6.825 | 0.8 | 2019-12-31 | 2020-12-31 | 365 | 6.3853 | 6
82879 | 11.375 | 0.8 | 2019-12-31 | 2020-12-31 | 365 | 10.6421 | 10
82918 | 5.85 | 0.8 | 2019-12-31 | 2020-12-31 | 365 | 5.4731 | 5
82919 | 6.405 | 0.8 | 2019-12-31 | 2020-12-31 | 365 | 5.9923 | 5
82967 | 9.425 | 0.8 | 2019-12-31 | 2020-12-31 | 365 | 8.8177 | 8
82538 | 12.675 | 0.8 | 2019-12-31 | 2020-12-31 | 365 | 11.8583 | 11
82648 | 12.35 | 0.8 | 2019-12-31 | 2020-12-31 | 365 | 11.5543 | 11
83014 | 2.6 | 0.8 | 2019-12-31 | 2020-12-31 | 365 | 2.4325 | 2
83058 | 13.325 | 0.8 | 2019-12-31 | 2020-12-31 | 365 | 12.4664 | 12
83059 | 11.7 | 0.8 | 2019-12-31 | 2020-12-31 | 365 | 10.9461 | 10
83099 | 6.825 | 0.8 | 2019-12-31 | 2020-12-31 | 365 | 6.3853 | 6
83243 | 6.5 | 0.8 | 2019-12-31 | 2020-12-31 | 365 | 6.0812 | 6
83276 | 4.55 | 0.8 | 2019-12-31 | 2020-12-31 | 365 | 4.2568 | 4
83278 | 4.5 | 0.8 | 2019-12-31 | 2020-12-31 | 365 | 4.2101 | 4
83321 | 5.1 | 0.8 | 2019-12-31 | 2020-12-31 | 365 | 4.7714 | 4
82871 | 12.6 | 0.8 | 2019-12-31 | 2020-12-31 | 365 | 11.7882 | 11
82791 | 6.9 | 0.8 | 2019-12-31 | 2020-12-31 | 365 | 6.4554 | 6
83326 | 4.55 | 0.8 | 2019-12-31 | 2020-12-31 | 365 | 4.2568 | 4
83409 | 4.5 | 0.8 | 2019-12-31 | 2020-12-31 | 365 | 4.2101 | 4
83412 | 9.425 | 0.8 | 2019-12-31 | 2020-12-31 | 365 | 8.8177 | 8
83413 | 6.3 | 0.8 | 2019-12-31 | 2020-12-31 | 365 | 5.8941 | 5
83484 | 12.025 | 0.8 | 2019-12-31 | 2020-12-31 | 365 | 11.2502 | 11
83268 | 11.05 | 0.8 | 2019-12-31 | 2020-12-31 | 365 | 10.338 | 10
83681 | 6.825 | 0.8 | 2019-12-31 | 2020-12-31 | 365 | 6.3853 | 6
83576 | 4.725 | 0.8 | 2019-12-31 | 2020-12-31 | 365 | 4.4206 | 4
83838 | 10.075 | 0.8 | 2019-12-31 | 2020-12-31 | 365 | 9.4258 | 9
83561 | 2.4 | 0.8 | 2019-12-31 | 2020-12-31 | 365 | 2.2454 | 2
83416 | 5.525 | 0.8 | 2019-12-31 | 2020-12-31 | 365 | 5.169 | 5
84173 | 4.875 | 0.8 | 2019-12-31 | 2020-12-31 | 365 | 4.5609 | 4
83942 | 9.3 | 0.8 | 2019-12-31 | 2020-12-31 | 365 | 8.7008 | 8
84032 | 5.525 | 0.8 | 2019-12-31 | 2020-12-31 | 365 | 5.169 | 5
84105 | 3.78 | 0.8 | 2019-12-31 | 2020-12-31 | 365 | 3.5364 | 3
84232 | 5.7 | 0.8 | 2019-12-31 | 2020-12-31 | 365 | 5.3327 | 5
84271 | 9.75 | 0.8 | 2019-12-31 | 2020-12-31 | 365 | 9.1218 | 9
84170 | 7.2 | 0.8 | 2019-12-31 | 2020-12-31 | 365 | 6.7361 | 6
84594 | 4.5 | 0.8 | 2019-12-31 | 2020-12-31 | 365 | 4.2101 | 4
84596 | 13.8 | 0.8 | 2019-12-31 | 2020-12-31 | 365 | 12.9108 | 12
84601 | 7.625 | 0.8 | 2019-12-31 | 2020-12-31 | 365 | 7.1337 | 7
84673 | 4.27 | 0.8 | 2019-12-31 | 2020-12-31 | 365 | 3.9949 | 3
84880 | 8.4 | 0.8 | 2019-12-31 | 2020-12-31 | 365 | 7.8588 | 7
84893 | 13.8 | 0.8 | 2019-12-31 | 2020-12-31 | 365 | 12.9108 | 12
84272 | 7.625 | 0.8 | 2019-12-31 | 2020-12-31 | 365 | 7.1337 | 7
84656 | 7.2 | 0.8 | 2019-12-31 | 2020-12-31 | 365 | 6.7361 | 6
84172 | 7.5 | 0.8 | 2019-12-31 | 2020-12-31 | 365 | 7.0168 | 7
83937 | 9.455 | 0.8 | 2019-12-31 | 2020-12-31 | 365 | 8.8458 | 8
84104 | 3.25 | 0.8 | 2019-12-31 | 2020-12-31 | 365 | 3.0406 | 3
84270 | 13.325 | 0.8 | 2019-12-31 | 2020-12-31 | 365 | 12.4664 | 12
84329 | 8.1 | 0.8 | 2019-12-31 | 2020-12-31 | 365 | 7.5781 | 7
84826 | 11.05 | 0.8 | 2019-12-31 | 2020-12-31 | 365 | 10.338 | 10
83929 | 3.3 | 0.8 | 2019-12-31 | 2020-12-31 | 365 | 3.0874 | 3
83969 | 6.5 | 0.8 | 2019-12-31 | 2020-12-31 | 365 | 6.0812 | 6
84268 | 7.93 | 0.8 | 2019-12-31 | 2020-12-31 | 365 | 7.4191 | 7
85024 | 9.75 | 0.8 | 2019-12-31 | 2020-12-31 | 365 | 9.1218 | 9
85142 | 5.4 | 0.8 | 2019-12-31 | 2020-12-31 | 365 | 5.0521 | 5
85242 | 11.1 | 0.8 | 2019-12-31 | 2020-12-31 | 365 | 10.3848 | 10
85249 | 3.9 | 0.8 | 2019-12-31 | 2020-12-31 | 365 | 3.6487 | 3
84269 | 5.525 | 0.8 | 2019-12-31 | 2020-12-31 | 365 | 5.169 | 5
84885 | 3 | 0.8 | 2019-12-31 | 2020-12-31 | 365 | 2.8067 | 2
86752 | 9.425 | 0.8 | 2019-12-31 | 2020-12-31 | 365 | 8.8177 | 8
86831 | 5.85 | 0.8 | 2019-12-31 | 2020-12-31 | 365 | 5.4731 | 5
86968 | 10.4 | 0.8 | 2019-12-31 | 2020-12-31 | 365 | 9.7299 | 9
87247 | 9.15 | 0.8 | 2019-12-31 | 2020-12-31 | 365 | 8.5604 | 8
86757 | 8.4 | 0.8 | 2019-12-31 | 2020-12-31 | 365 | 7.8588 | 7
87291 | 5.9 | 0.8 | 2019-12-31 | 2020-12-31 | 365 | 5.5199 | 5
87516 | 9.135 | 0.8 | 2019-12-31 | 2020-12-31 | 365 | 8.5464 | 8
86799 | 13 | 0.8 | 2019-12-31 | 2020-12-31 | 365 | 12.1624 | 12
87503 | 3.6 | 0.8 | 2019-12-31 | 2020-12-31 | 365 | 3.368 | 3
86701 | 4.5 | 0.8 | 2019-12-31 | 2020-12-31 | 365 | 4.2101 | 4
87481 | 6.5 | 0.8 | 2019-12-31 | 2020-12-31 | 365 | 6.0812 | 6
87926 | 5.985 | 0.8 | 2019-12-31 | 2020-12-31 | 365 | 5.5994 | 5
87746 | 3.9 | 0.8 | 2019-12-31 | 2020-12-31 | 365 | 3.6487 | 3
87810 | 6 | 0.8 | 2019-12-31 | 2020-12-31 | 365 | 5.6134 | 5
86725 | 13.325 | 0.8 | 2019-12-31 | 2020-12-31 | 365 | 12.4664 | 12
86748 | 1.8 | 0.8 | 2019-12-31 | 2020-12-31 | 365 | 1.684 | 1
86553 | 3.575 | 0.8 | 2019-12-31 | 2020-12-31 | 365 | 3.3447 | 3
86677 | 9.1 | 0.8 | 2019-12-31 | 2020-12-31 | 365 | 8.5137 | 8
87825 | 11.7 | 0.8 | 2019-12-31 | 2020-12-31 | 365 | 10.9461 | 10
88583 | 11.375 | 0.8 | 2019-12-31 | 2020-12-31 | 365 | 10.6421 | 10
88522 | 4.55 | 0.8 | 2019-12-31 | 2020-12-31 | 365 | 4.2568 | 4
85975 | 5.19 | 0.8 | 2019-12-31 | 2020-12-31 | 365 | 4.8556 | 4
88396 | 5.1 | 0.8 | 2019-12-31 | 2020-12-31 | 365 | 4.7714 | 4
88397 | 3.575 | 0.8 | 2019-12-31 | 2020-12-31 | 365 | 3.3447 | 3
88463 | 13.325 | 0.8 | 2019-12-31 | 2020-12-31 | 365 | 12.4664 | 12
88557 | 7.2 | 0.8 | 2019-12-31 | 2020-12-31 | 365 | 6.7361 | 6
88582 | 3.9 | 0.8 | 2019-12-31 | 2020-12-31 | 365 | 3.6487 | 3
88723 | 7.875 | 0.8 | 2019-12-31 | 2020-12-31 | 365 | 7.3676 | 7
88743 | 10.725 | 0.8 | 2019-12-31 | 2020-12-31 | 365 | 10.034 | 10
88803 | 3.05 | 0.8 | 2019-12-31 | 2020-12-31 | 365 | 2.8535 | 2
88912 | 13.8 | 0.8 | 2019-12-31 | 2020-12-31 | 365 | 12.9108 | 12
88925 | 6.3 | 0.8 | 2019-12-31 | 2020-12-31 | 365 | 5.8941 | 5
89251 | 6.71 | 0.8 | 2019-12-31 | 2020-12-31 | 365 | 6.2777 | 6
88699 | 11.375 | 0.8 | 2019-12-31 | 2020-12-31 | 365 | 10.6421 | 10
88829 | 13.44 | 0.8 | 2019-12-31 | 2020-12-31 | 365 | 12.574 | 12
90374 | 11.1 | 0.8 | 2019-12-31 | 2020-12-31 | 365 | 10.3848 | 10
88313 | 7.245 | 0.8 | 2019-12-31 | 2020-12-31 | 365 | 6.7782 | 6
88798 | 3.3 | 0.8 | 2019-12-31 | 2020-12-31 | 365 | 3.0874 | 3
90219 | 5.185 | 0.8 | 2019-12-31 | 2020-12-31 | 365 | 4.8509 | 4
90465 | 2.44 | 0.8 | 2019-12-31 | 2020-12-31 | 365 | 2.2828 | 2
90720 | 8.45 | 0.8 | 2019-12-31 | 2020-12-31 | 365 | 7.9055 | 7
90727 | 5.185 | 0.8 | 2019-12-31 | 2020-12-31 | 365 | 4.8509 | 4
88801 | 5.7 | 0.8 | 2019-12-31 | 2020-12-31 | 365 | 5.3327 | 5
91363 | 6 | 0.8 | 2019-12-31 | 2020-12-31 | 365 | 5.6134 | 5
91373 | 8.45 | 0.8 | 2019-12-31 | 2020-12-31 | 365 | 7.9055 | 7
91372 | 13 | 0.8 | 2019-12-31 | 2020-12-31 | 365 | 12.1624 | 12
91371 | 7.8 | 0.8 | 2019-12-31 | 2020-12-31 | 365 | 7.2974 | 7
91393 | 2.4 | 0.8 | 2019-12-31 | 2020-12-31 | 365 | 2.2454 | 2
91457 | 3 | 0.8 | 2019-12-31 | 2020-12-31 | 365 | 2.8067 | 2
88383 | 5.85 | 0.8 | 2019-12-31 | 2020-12-31 | 365 | 5.4731 | 5
92174 | 12.455 | 1 | 2019-12-31 | 2020-12-31 | 365 | 14.5656 | 14
92164 | 4.5 | 0.8 | 2019-12-31 | 2020-12-31 | 365 | 4.2101 | 4
92163 | 15.105 | 0.8 | 2019-12-31 | 2020-12-31 | 365 | 14.1318 | 14
35633 | 641.7 | 0.8 | 2019-12-31 | 2020-12-31 | 365 | 600.354 | 600
13202 | 2.94 | 1 | 2019-12-31 | 2020-12-31 | 365 | 3.4382 | 3
1715 | 4.68 | 1 | 2019-12-31 | 2020-12-31 | 365 | 5.4731 | 5
155 | 2.75 | 1 | 2019-12-31 | 2020-12-31 | 365 | 3.216 | 3
12147 | 8.4 | 1 | 2019-12-31 | 2020-12-31 | 365 | 9.8235 | 9
64149 | 4 | 1 | 2019-12-31 | 2020-12-31 | 365 | 4.6778 | 4
3504 | 4.655 | 1 | 2019-12-31 | 2020-12-31 | 365 | 5.4438 | 5
573 | 7.035 | 1 | 2019-12-31 | 2020-12-31 | 365 | 8.2272 | 8
3054 | 5 | 1 | 2019-12-31 | 2020-12-31 | 365 | 5.8473 | 5
560 | 7.035 | 1 | 2019-12-31 | 2020-12-31 | 365 | 8.2272 | 8
845 | 9.25 | 1 | 2019-12-31 | 2020-12-31 | 365 | 10.8175 | 10
1592 | 3 | 1 | 2019-12-31 | 2020-12-31 | 365 | 3.5084 | 3
1060 | 4.165 | 1 | 2019-12-31 | 2020-12-31 | 365 | 4.8708 | 4
13898 | 4.9 | 1 | 2019-12-31 | 2020-12-31 | 365 | 5.7304 | 5
6407 | 5.025 | 1 | 2019-12-31 | 2020-12-31 | 365 | 5.8765 | 5
7875 | 2.7 | 1 | 2019-12-31 | 2020-12-31 | 365 | 3.1575 | 3
895 | 5 | 1 | 2019-12-31 | 2020-12-31 | 365 | 5.8473 | 5
3174 | 6.03 | 1 | 2019-12-31 | 2020-12-31 | 365 | 7.0518 | 7
526 | 13.5 | 1 | 2019-12-31 | 2020-12-31 | 365 | 15.7877 | 15
1143 | 4.355 | 1 | 2019-12-31 | 2020-12-31 | 365 | 5.093 | 5
92 | 5.52 | 1 | 2019-12-31 | 2020-12-31 | 365 | 6.4554 | 6
498 | 6.75 | 1 | 2019-12-31 | 2020-12-31 | 365 | 7.8939 | 7
8870 | 5.5 | 1 | 2019-12-31 | 2020-12-31 | 365 | 6.432 | 6
1736 | 3.92 | 1 | 2019-12-31 | 2020-12-31 | 365 | 4.5843 | 4
386 | 5.175 | 1 | 2019-12-31 | 2020-12-31 | 365 | 6.052 | 6
995 | 4.5 | 1 | 2019-12-31 | 2020-12-31 | 365 | 5.2626 | 5
579 | 7.5 | 1 | 2019-12-31 | 2020-12-31 | 365 | 8.7709 | 8
532 | 4 | 1 | 2019-12-31 | 2020-12-31 | 365 | 4.6778 | 4
1770 | 7.5 | 1 | 2019-12-31 | 2020-12-31 | 365 | 8.7709 | 8
31166 | 7.37 | 1 | 2019-12-31 | 2020-12-31 | 365 | 8.6189 | 8
519 | 4.08 | 1 | 2019-12-31 | 2020-12-31 | 365 | 4.7714 | 4
875 | 3 | 1 | 2019-12-31 | 2020-12-31 | 365 | 3.5084 | 3
1479 | 6.75 | 1 | 2019-12-31 | 2020-12-31 | 365 | 7.8939 | 7
564 | 9 | 1 | 2019-12-31 | 2020-12-31 | 365 | 10.5251 | 10
1499 | 4 | 1 | 2019-12-31 | 2020-12-31 | 365 | 4.6778 | 4
388 | 6 | 1 | 2019-12-31 | 2020-12-31 | 365 | 7.0168 | 7
61263 | 5.5 | 1 | 2019-12-31 | 2020-12-31 | 365 | 6.432 | 6
11729 | 5.025 | 1 | 2019-12-31 | 2020-12-31 | 365 | 5.8765 | 5
12600 | 3.43 | 1 | 2019-12-31 | 2020-12-31 | 365 | 4.0112 | 4
1061 | 7.848 | 1 | 2019-12-31 | 2020-12-31 | 365 | 9.1779 | 9
6365 | 8.04 | 1 | 2019-12-31 | 2020-12-31 | 365 | 9.4025 | 9
6458 | 12.06 | 1 | 2019-12-31 | 2020-12-31 | 365 | 14.1037 | 14
69882 | 3.92 | 1 | 2019-12-31 | 2020-12-31 | 365 | 4.5843 | 4
1167 | 8.04 | 1 | 2019-12-31 | 2020-12-31 | 365 | 9.4025 | 9
1164 | 4.355 | 1 | 2019-12-31 | 2020-12-31 | 365 | 5.093 | 5
1442 | 5.2 | 1 | 2019-12-31 | 2020-12-31 | 365 | 6.0812 | 6
1042 | 5.695 | 1 | 2019-12-31 | 2020-12-31 | 365 | 6.6601 | 6
13284 | 9.38 | 1 | 2019-12-31 | 2020-12-31 | 365 | 10.9695 | 10
11374 | 5.775 | 1 | 2019-12-31 | 2020-12-31 | 365 | 6.7536 | 6
896 | 3.75 | 1 | 2019-12-31 | 2020-12-31 | 365 | 4.3855 | 4
1987 | 4.05 | 1 | 2019-12-31 | 2020-12-31 | 365 | 4.7363 | 4
1787 | 3.675 | 1 | 2019-12-31 | 2020-12-31 | 365 | 4.2978 | 4
10195 | 4.77 | 1 | 2019-12-31 | 2020-12-31 | 365 | 5.5783 | 5
1394 | 3.924 | 1 | 2019-12-31 | 2020-12-31 | 365 | 4.589 | 4
25083 | 7.59 | 1 | 2019-12-31 | 2020-12-31 | 365 | 8.8762 | 8
5127 | 8.745 | 1 | 2019-12-31 | 2020-12-31 | 365 | 10.2269 | 10
2624 | 2.5 | 1 | 2019-12-31 | 2020-12-31 | 365 | 2.9236 | 2
392 | 7.848 | 1 | 2019-12-31 | 2020-12-31 | 365 | 9.1779 | 9
1451 | 5.695 | 1 | 2019-12-31 | 2020-12-31 | 365 | 6.6601 | 6
285 | 6.25 | 1 | 2019-12-31 | 2020-12-31 | 365 | 7.3091 | 7
2862 | 5.36 | 1 | 2019-12-31 | 2020-12-31 | 365 | 6.2683 | 6
1012 | 6.7 | 1 | 2019-12-31 | 2020-12-31 | 365 | 7.8354 | 7
1179 | 7.37 | 1 | 2019-12-31 | 2020-12-31 | 365 | 8.6189 | 8
1208 | 4.02 | 1 | 2019-12-31 | 2020-12-31 | 365 | 4.7012 | 4
1449 | 7.035 | 1 | 2019-12-31 | 2020-12-31 | 365 | 8.2272 | 8
1009 | 3.35 | 1 | 2019-12-31 | 2020-12-31 | 365 | 3.9177 | 3
1113 | 7.14 | 1 | 2019-12-31 | 2020-12-31 | 365 | 8.3499 | 8
5280 | 4.905 | 1 | 2019-12-31 | 2020-12-31 | 365 | 5.7362 | 5
1006 | 4.75 | 1 | 2019-12-31 | 2020-12-31 | 365 | 5.5549 | 5
13355 | 9.765 | 1 | 2019-12-31 | 2020-12-31 | 365 | 11.4198 | 11
16316 | 5.1 | 1 | 2019-12-31 | 2020-12-31 | 365 | 5.9642 | 5
410 | 3.43 | 1 | 2019-12-31 | 2020-12-31 | 365 | 4.0112 | 4
2348 | 7 | 1 | 2019-12-31 | 2020-12-31 | 365 | 8.1862 | 8
1565 | 4.25 | 1 | 2019-12-31 | 2020-12-31 | 365 | 4.9702 | 4
1590 | 5.886 | 1 | 2019-12-31 | 2020-12-31 | 365 | 6.8834 | 6
15677 | 9.81 | 1 | 2019-12-31 | 2020-12-31 | 365 | 11.4724 | 11
1485 | 9.5 | 1 | 2019-12-31 | 2020-12-31 | 365 | 11.1099 | 11
82 | 4.75 | 1 | 2019-12-31 | 2020-12-31 | 365 | 5.5549 | 5
1177 | 3.35 | 1 | 2019-12-31 | 2020-12-31 | 365 | 3.9177 | 3
18252 | 4.86 | 1 | 2019-12-31 | 2020-12-31 | 365 | 5.6836 | 5
3840 | 3.45 | 1 | 2019-12-31 | 2020-12-31 | 365 | 4.0346 | 4
402 | 8.04 | 1 | 2019-12-31 | 2020-12-31 | 365 | 9.4025 | 9
1944 | 3.35 | 1 | 2019-12-31 | 2020-12-31 | 365 | 3.9177 | 3
56351 | 5.5 | 1 | 2019-12-31 | 2020-12-31 | 365 | 6.432 | 6
566 | 4.69 | 1 | 2019-12-31 | 2020-12-31 | 365 | 5.4848 | 5
15197 | 3.675 | 1 | 2019-12-31 | 2020-12-31 | 365 | 4.2978 | 4
3377 | 5.25 | 1 | 2019-12-31 | 2020-12-31 | 365 | 6.1397 | 6
51177 | 5.4 | 1 | 2019-12-31 | 2020-12-31 | 365 | 6.3151 | 6
804 | 6.25 | 1 | 2019-12-31 | 2020-12-31 | 365 | 7.3091 | 7
15196 | 4.355 | 1 | 2019-12-31 | 2020-12-31 | 365 | 5.093 | 5
4811 | 6.54 | 1 | 2019-12-31 | 2020-12-31 | 365 | 7.6483 | 7
2350 | 4.5 | 1 | 2019-12-31 | 2020-12-31 | 365 | 5.2626 | 5
577 | 5 | 1 | 2019-12-31 | 2020-12-31 | 365 | 5.8473 | 5
1486 | 5.5 | 1 | 2019-12-31 | 2020-12-31 | 365 | 6.432 | 6
1204 | 5.36 | 1 | 2019-12-31 | 2020-12-31 | 365 | 6.2683 | 6
1883 | 4.02 | 1 | 2019-12-31 | 2020-12-31 | 365 | 4.7012 | 4
42575 | 3.43 | 1 | 2019-12-31 | 2020-12-31 | 365 | 4.0112 | 4
563 | 11.55 | 1 | 2019-12-31 | 2020-12-31 | 365 | 13.5073 | 13
1839 | 6.7 | 1 | 2019-12-31 | 2020-12-31 | 365 | 7.8354 | 7
1059 | 8.04 | 1 | 2019-12-31 | 2020-12-31 | 365 | 9.4025 | 9
1032 | 7.37 | 1 | 2019-12-31 | 2020-12-31 | 365 | 8.6189 | 8
1056 | 4.355 | 1 | 2019-12-31 | 2020-12-31 | 365 | 5.093 | 5
64708 | 11.75 | 1 | 2019-12-31 | 2020-12-31 | 365 | 13.7412 | 13
1236 | 4.83 | 1 | 2019-12-31 | 2020-12-31 | 365 | 5.6485 | 5
10410 | 1.56 | 1 | 2019-12-31 | 2020-12-31 | 365 | 1.8244 | 1
84150 | 4.02 | 1 | 2019-12-31 | 2020-12-31 | 365 | 4.7012 | 4
5691 | 11.055 | 1 | 2019-12-31 | 2020-12-31 | 365 | 12.9284 | 12
49981 | 7.035 | 1 | 2019-12-31 | 2020-12-31 | 365 | 8.2272 | 8
3335 | 4.69 | 1 | 2019-12-31 | 2020-12-31 | 365 | 5.4848 | 5
1210 | 9.045 | 1 | 2019-12-31 | 2020-12-31 | 365 | 10.5778 | 10
30521 | 5.1 | 1 | 2019-12-31 | 2020-12-31 | 365 | 5.9642 | 5
3807 | 6.5 | 1 | 2019-12-31 | 2020-12-31 | 365 | 7.6015 | 7
1448 | 7.035 | 1 | 2019-12-31 | 2020-12-31 | 365 | 8.2272 | 8
1788 | 4.69 | 1 | 2019-12-31 | 2020-12-31 | 365 | 5.4848 | 5
3191 | 5.75 | 1 | 2019-12-31 | 2020-12-31 | 365 | 6.7244 | 6
7980 | 6.25 | 1 | 2019-12-31 | 2020-12-31 | 365 | 7.3091 | 7
11857 | 4.86 | 1 | 2019-12-31 | 2020-12-31 | 365 | 5.6836 | 5
1380 | 5.36 | 1 | 2019-12-31 | 2020-12-31 | 365 | 6.2683 | 6
1041 | 4.02 | 1 | 2019-12-31 | 2020-12-31 | 365 | 4.7012 | 4
1034 | 4.02 | 1 | 2019-12-31 | 2020-12-31 | 365 | 4.7012 | 4
2848 | 15 | 1 | 2019-12-31 | 2020-12-31 | 365 | 17.5419 | 17
1872 | 11.055 | 1 | 2019-12-31 | 2020-12-31 | 365 | 12.9284 | 12
1996 | 2.616 | 1 | 2019-12-31 | 2020-12-31 | 365 | 3.0593 | 3
1881 | 4.165 | 1 | 2019-12-31 | 2020-12-31 | 365 | 4.8708 | 4
28967 | 3.685 | 1 | 2019-12-31 | 2020-12-31 | 365 | 4.3095 | 4
1414 | 8.28 | 1 | 2019-12-31 | 2020-12-31 | 365 | 9.6831 | 9
3548 | 3.35 | 1 | 2019-12-31 | 2020-12-31 | 365 | 3.9177 | 3
1024 | 7.37 | 1 | 2019-12-31 | 2020-12-31 | 365 | 8.6189 | 8
1180 | 5.025 | 1 | 2019-12-31 | 2020-12-31 | 365 | 5.8765 | 5
1779 | 7.035 | 1 | 2019-12-31 | 2020-12-31 | 365 | 8.2272 | 8
1742 | 9.54 | 1 | 2019-12-31 | 2020-12-31 | 365 | 11.1566 | 11
1142 | 6.54 | 1 | 2019-12-31 | 2020-12-31 | 365 | 7.6483 | 7
86 | 7.75 | 1 | 2019-12-31 | 2020-12-31 | 365 | 9.0633 | 9
1416 | 4.355 | 1 | 2019-12-31 | 2020-12-31 | 365 | 5.093 | 5
2258 | 5.886 | 1 | 2019-12-31 | 2020-12-31 | 365 | 6.8834 | 6
11302 | 4.59 | 1 | 2019-12-31 | 2020-12-31 | 365 | 5.3678 | 5
11545 | 4.59 | 1 | 2019-12-31 | 2020-12-31 | 365 | 5.3678 | 5
4807 | 8.502 | 1 | 2019-12-31 | 2020-12-31 | 365 | 9.9427 | 9
496 | 4.75 | 1 | 2019-12-31 | 2020-12-31 | 365 | 5.5549 | 5
1917 | 5.865 | 1 | 2019-12-31 | 2020-12-31 | 365 | 6.8589 | 6
2687 | 5 | 1 | 2019-12-31 | 2020-12-31 | 365 | 5.8473 | 5
12918 | 3.57 | 1 | 2019-12-31 | 2020-12-31 | 365 | 4.175 | 4
2266 | 8 | 1 | 2019-12-31 | 2020-12-31 | 365 | 9.3557 | 9
12152 | 4.335 | 1 | 2019-12-31 | 2020-12-31 | 365 | 5.0696 | 5
1918 | 6 | 1 | 2019-12-31 | 2020-12-31 | 365 | 7.0168 | 7
2260 | 4.5 | 1 | 2019-12-31 | 2020-12-31 | 365 | 5.2626 | 5
554 | 8 | 1 | 2019-12-31 | 2020-12-31 | 365 | 9.3557 | 9
12136 | 7.56 | 1 | 2019-12-31 | 2020-12-31 | 365 | 8.8411 | 8
12919 | 6.75 | 1 | 2019-12-31 | 2020-12-31 | 365 | 7.8939 | 7
2349 | 4 | 1 | 2019-12-31 | 2020-12-31 | 365 | 4.6778 | 4
1057 | 4.02 | 1 | 2019-12-31 | 2020-12-31 | 365 | 4.7012 | 4
1826 | 3.685 | 1 | 2019-12-31 | 2020-12-31 | 365 | 4.3095 | 4
1390 | 3.35 | 1 | 2019-12-31 | 2020-12-31 | 365 | 3.9177 | 3
6459 | 4.69 | 1 | 2019-12-31 | 2020-12-31 | 365 | 5.4848 | 5
12022 | 6.375 | 1 | 2019-12-31 | 2020-12-31 | 365 | 7.4553 | 7
1219 | 8.82 | 1 | 2019-12-31 | 2020-12-31 | 365 | 10.3146 | 10
559 | 6 | 1 | 2019-12-31 | 2020-12-31 | 365 | 7.0168 | 7
13954 | 2.805 | 1 | 2019-12-31 | 2020-12-31 | 365 | 3.2803 | 3
1005 | 3 | 1 | 2019-12-31 | 2020-12-31 | 365 | 3.5084 | 3
522 | 9.156 | 1 | 2019-12-31 | 2020-12-31 | 365 | 10.7076 | 10
523 | 5.25 | 1 | 2019-12-31 | 2020-12-31 | 365 | 6.1397 | 6
2351 | 2.25 | 1 | 2019-12-31 | 2020-12-31 | 365 | 2.6313 | 2
2477 | 6.75 | 1 | 2019-12-31 | 2020-12-31 | 365 | 7.8939 | 7
13955 | 2.805 | 1 | 2019-12-31 | 2020-12-31 | 365 | 3.2803 | 3
385 | 5.25 | 1 | 2019-12-31 | 2020-12-31 | 365 | 6.1397 | 6
16561 | 5.886 | 1 | 2019-12-31 | 2020-12-31 | 365 | 6.8834 | 6
874 | 5 | 1 | 2019-12-31 | 2020-12-31 | 365 | 5.8473 | 5
390 | 4.5 | 1 | 2019-12-31 | 2020-12-31 | 365 | 5.2626 | 5
1481 | 4 | 1 | 2019-12-31 | 2020-12-31 | 365 | 4.6778 | 4
6550 | 7.28 | 1 | 2019-12-31 | 2020-12-31 | 365 | 8.5137 | 8
2099 | 5.5 | 1 | 2019-12-31 | 2020-12-31 | 365 | 6.432 | 6
555 | 6 | 1 | 2019-12-31 | 2020-12-31 | 365 | 7.0168 | 7
810 | 6 | 1 | 2019-12-31 | 2020-12-31 | 365 | 7.0168 | 7
4446 | 6 | 1 | 2019-12-31 | 2020-12-31 | 365 | 7.0168 | 7
1035 | 3.35 | 1 | 2019-12-31 | 2020-12-31 | 365 | 3.9177 | 3
21685 | 3.78 | 1 | 2019-12-31 | 2020-12-31 | 365 | 4.4206 | 4
1478 | 5.5 | 1 | 2019-12-31 | 2020-12-31 | 365 | 6.432 | 6
1508 | 6 | 1 | 2019-12-31 | 2020-12-31 | 365 | 7.0168 | 7
2081 | 7 | 1 | 2019-12-31 | 2020-12-31 | 365 | 8.1862 | 8
6548 | 6.48 | 1 | 2019-12-31 | 2020-12-31 | 365 | 7.5781 | 7
1786 | 4 | 1 | 2019-12-31 | 2020-12-31 | 365 | 4.6778 | 4
14791 | 4.59 | 1 | 2019-12-31 | 2020-12-31 | 365 | 5.3678 | 5
3805 | 5.83 | 1 | 2019-12-31 | 2020-12-31 | 365 | 6.818 | 6
6610 | 6.89 | 1 | 2019-12-31 | 2020-12-31 | 365 | 8.0576 | 8
2727 | 3.5 | 1 | 2019-12-31 | 2020-12-31 | 365 | 4.0931 | 4
552 | 5 | 1 | 2019-12-31 | 2020-12-31 | 365 | 5.8473 | 5
2102 | 4 | 1 | 2019-12-31 | 2020-12-31 | 365 | 4.6778 | 4
22256 | 6.12 | 1 | 2019-12-31 | 2020-12-31 | 365 | 7.1571 | 7
1594 | 4.77 | 1 | 2019-12-31 | 2020-12-31 | 365 | 5.5783 | 5
1601 | 6.095 | 1 | 2019-12-31 | 2020-12-31 | 365 | 7.1279 | 7
37146 | 6.63 | 1 | 2019-12-31 | 2020-12-31 | 365 | 7.7535 | 7
2686 | 7.25 | 1 | 2019-12-31 | 2020-12-31 | 365 | 8.4786 | 8
16453 | 18.63 | 1 | 2019-12-31 | 2020-12-31 | 365 | 21.787 | 21
4384 | 5.75 | 1 | 2019-12-31 | 2020-12-31 | 365 | 6.7244 | 6
37145 | 4.08 | 1 | 2019-12-31 | 2020-12-31 | 365 | 4.7714 | 4
4875 | 3.924 | 1 | 2019-12-31 | 2020-12-31 | 365 | 4.589 | 4
1003 | 4.75 | 1 | 2019-12-31 | 2020-12-31 | 365 | 5.5549 | 5
1500 | 5.559 | 1 | 2019-12-31 | 2020-12-31 | 365 | 6.501 | 6
389 | 5.886 | 1 | 2019-12-31 | 2020-12-31 | 365 | 6.8834 | 6
598 | 8 | 1 | 2019-12-31 | 2020-12-31 | 365 | 9.3557 | 9
2355 | 3 | 1 | 2019-12-31 | 2020-12-31 | 365 | 3.5084 | 3
7230 | 3.825 | 1 | 2019-12-31 | 2020-12-31 | 365 | 4.4732 | 4
3189 | 1 | 1 | 2019-12-31 | 2020-12-31 | 365 | 1.1695 | 1
1450 | 6.7 | 1 | 2019-12-31 | 2020-12-31 | 365 | 7.8354 | 7
10394 | 11.772 | 1 | 2019-12-31 | 2020-12-31 | 365 | 13.7669 | 13
1955 | 8.71 | 1 | 2019-12-31 | 2020-12-31 | 365 | 10.186 | 10
1739 | 4 | 1 | 2019-12-31 | 2020-12-31 | 365 | 4.6778 | 4
529 | 2.616 | 1 | 2019-12-31 | 2020-12-31 | 365 | 3.0593 | 3
2089 | 6.36 | 1 | 2019-12-31 | 2020-12-31 | 365 | 7.4378 | 7
382 | 5 | 1 | 2019-12-31 | 2020-12-31 | 365 | 5.8473 | 5
521 | 5 | 1 | 2019-12-31 | 2020-12-31 | 365 | 5.8473 | 5
387 | 4.5 | 1 | 2019-12-31 | 2020-12-31 | 365 | 5.2626 | 5
1007 | 2.75 | 1 | 2019-12-31 | 2020-12-31 | 365 | 3.216 | 3
391 | 7.848 | 1 | 2019-12-31 | 2020-12-31 | 365 | 9.1779 | 9
890 | 6.25 | 1 | 2019-12-31 | 2020-12-31 | 365 | 7.3091 | 7
4020 | 14.31 | 1 | 2019-12-31 | 2020-12-31 | 365 | 16.735 | 16
1527 | 14.388 | 1 | 2019-12-31 | 2020-12-31 | 365 | 16.8262 | 16
1039 | 5.36 | 1 | 2019-12-31 | 2020-12-31 | 365 | 6.2683 | 6
1367 | 9.38 | 1 | 2019-12-31 | 2020-12-31 | 365 | 10.9695 | 10
393 | 5.5 | 1 | 2019-12-31 | 2020-12-31 | 365 | 6.432 | 6
3637 | 4.578 | 1 | 2019-12-31 | 2020-12-31 | 365 | 5.3538 | 5
1810 | 6.03 | 1 | 2019-12-31 | 2020-12-31 | 365 | 7.0518 | 7
1202 | 5.36 | 1 | 2019-12-31 | 2020-12-31 | 365 | 6.2683 | 6
4289 | 4.02 | 1 | 2019-12-31 | 2020-12-31 | 365 | 4.7012 | 4
89 | 8.48 | 1 | 2019-12-31 | 2020-12-31 | 365 | 9.917 | 9
4168 | 8.04 | 1 | 2019-12-31 | 2020-12-31 | 365 | 9.4025 | 9
3497 | 3.685 | 1 | 2019-12-31 | 2020-12-31 | 365 | 4.3095 | 4
6556 | 2.289 | 1 | 2019-12-31 | 2020-12-31 | 365 | 2.6769 | 2
4510 | 5.886 | 1 | 2019-12-31 | 2020-12-31 | 365 | 6.8834 | 6
1818 | 5.025 | 1 | 2019-12-31 | 2020-12-31 | 365 | 5.8765 | 5
1530 | 4.02 | 1 | 2019-12-31 | 2020-12-31 | 365 | 4.7012 | 4
3105 | 4.69 | 1 | 2019-12-31 | 2020-12-31 | 365 | 5.4848 | 5
1767 | 4.905 | 1 | 2019-12-31 | 2020-12-31 | 365 | 5.7362 | 5
1147 | 6.7 | 1 | 2019-12-31 | 2020-12-31 | 365 | 7.8354 | 7
4019 | 5.025 | 1 | 2019-12-31 | 2020-12-31 | 365 | 5.8765 | 5
1768 | 4.69 | 1 | 2019-12-31 | 2020-12-31 | 365 | 5.4848 | 5
1431 | 7.705 | 1 | 2019-12-31 | 2020-12-31 | 365 | 9.0107 | 9
5070 | 12.73 | 1 | 2019-12-31 | 2020-12-31 | 365 | 14.8872 | 14
1887 | 6.365 | 1 | 2019-12-31 | 2020-12-31 | 365 | 7.4436 | 7
575 | 8.925 | 1 | 2019-12-31 | 2020-12-31 | 365 | 10.4374 | 10
580 | 14.388 | 1 | 2019-12-31 | 2020-12-31 | 365 | 16.8262 | 16
550 | 5.46 | 1 | 2019-12-31 | 2020-12-31 | 365 | 6.3853 | 6
1866 | 3.35 | 1 | 2019-12-31 | 2020-12-31 | 365 | 3.9177 | 3
833 | 10.35 | 1 | 2019-12-31 | 2020-12-31 | 365 | 12.1039 | 12
2963 | 4.355 | 1 | 2019-12-31 | 2020-12-31 | 365 | 5.093 | 5
1128 | 3.92 | 1 | 2019-12-31 | 2020-12-31 | 365 | 4.5843 | 4
999 | 6.03 | 1 | 2019-12-31 | 2020-12-31 | 365 | 7.0518 | 7
1166 | 3.27 | 1 | 2019-12-31 | 2020-12-31 | 365 | 3.8241 | 3
90 | 9.81 | 1 | 2019-12-31 | 2020-12-31 | 365 | 11.4724 | 11
1229 | 4.69 | 1 | 2019-12-31 | 2020-12-31 | 365 | 5.4848 | 5
1885 | 5.695 | 1 | 2019-12-31 | 2020-12-31 | 365 | 6.6601 | 6
1108 | 4.69 | 1 | 2019-12-31 | 2020-12-31 | 365 | 5.4848 | 5
1062 | 4.69 | 1 | 2019-12-31 | 2020-12-31 | 365 | 5.4848 | 5
815 | 9.54 | 1 | 2019-12-31 | 2020-12-31 | 365 | 11.1566 | 11
1127 | 10.05 | 1 | 2019-12-31 | 2020-12-31 | 365 | 11.7531 | 11
1040 | 5.36 | 1 | 2019-12-31 | 2020-12-31 | 365 | 6.2683 | 6
24605 | 9.31 | 1 | 2019-12-31 | 2020-12-31 | 365 | 10.8877 | 10
25523 | 2.616 | 1 | 2019-12-31 | 2020-12-31 | 365 | 3.0593 | 3
1037 | 7.37 | 1 | 2019-12-31 | 2020-12-31 | 365 | 8.6189 | 8
5124 | 4.69 | 1 | 2019-12-31 | 2020-12-31 | 365 | 5.4848 | 5
4509 | 4.69 | 1 | 2019-12-31 | 2020-12-31 | 365 | 5.4848 | 5
12240 | 3.78 | 1 | 2019-12-31 | 2020-12-31 | 365 | 4.4206 | 4
11283 | 6.867 | 1 | 2019-12-31 | 2020-12-31 | 365 | 8.0307 | 8
1805 | 6.03 | 1 | 2019-12-31 | 2020-12-31 | 365 | 7.0518 | 7
1388 | 4.02 | 1 | 2019-12-31 | 2020-12-31 | 365 | 4.7012 | 4
17927 | 4.9 | 1 | 2019-12-31 | 2020-12-31 | 365 | 5.7304 | 5
1209 | 3.685 | 1 | 2019-12-31 | 2020-12-31 | 365 | 4.3095 | 4
1906 | 4.69 | 1 | 2019-12-31 | 2020-12-31 | 365 | 5.4848 | 5
3428 | 6.03 | 1 | 2019-12-31 | 2020-12-31 | 365 | 7.0518 | 7
558 | 4 | 1 | 2019-12-31 | 2020-12-31 | 365 | 4.6778 | 4
1595 | 6.75 | 1 | 2019-12-31 | 2020-12-31 | 365 | 7.8939 | 7
1943 | 7.848 | 1 | 2019-12-31 | 2020-12-31 | 365 | 9.1779 | 9
13067 | 6.12 | 1 | 2019-12-31 | 2020-12-31 | 365 | 7.1571 | 7
21793 | 2.805 | 1 | 2019-12-31 | 2020-12-31 | 365 | 3.2803 | 3
1591 | 9.5 | 1 | 2019-12-31 | 2020-12-31 | 365 | 11.1099 | 11
889 | 4 | 1 | 2019-12-31 | 2020-12-31 | 365 | 4.6778 | 4
2090 | 2.5 | 1 | 2019-12-31 | 2020-12-31 | 365 | 2.9236 | 2
1001 | 4 | 1 | 2019-12-31 | 2020-12-31 | 365 | 4.6778 | 4
1598 | 5.25 | 1 | 2019-12-31 | 2020-12-31 | 365 | 6.1397 | 6
832 | 2.25 | 1 | 2019-12-31 | 2020-12-31 | 365 | 2.6313 | 2
1589 | 3.75 | 1 | 2019-12-31 | 2020-12-31 | 365 | 4.3855 | 4
2301 | 2.75 | 1 | 2019-12-31 | 2020-12-31 | 365 | 3.216 | 3
565 | 5 | 1 | 2019-12-31 | 2020-12-31 | 365 | 5.8473 | 5
557 | 3.75 | 1 | 2019-12-31 | 2020-12-31 | 365 | 4.3855 | 4
1522 | 2.943 | 1 | 2019-12-31 | 2020-12-31 | 365 | 3.4417 | 3
1002 | 5.88 | 1 | 2019-12-31 | 2020-12-31 | 365 | 6.8764 | 6
1221 | 6 | 1 | 2019-12-31 | 2020-12-31 | 365 | 7.0168 | 7
9519 | 2.7 | 1 | 2019-12-31 | 2020-12-31 | 365 | 3.1575 | 3
600 | 5.886 | 1 | 2019-12-31 | 2020-12-31 | 365 | 6.8834 | 6
1518 | 5.232 | 1 | 2019-12-31 | 2020-12-31 | 365 | 6.1186 | 6
3315 | 2 | 1 | 2019-12-31 | 2020-12-31 | 365 | 2.3389 | 2
1510 | 5.5 | 1 | 2019-12-31 | 2020-12-31 | 365 | 6.432 | 6
1817 | 5.025 | 1 | 2019-12-31 | 2020-12-31 | 365 | 5.8765 | 5
1812 | 6.03 | 1 | 2019-12-31 | 2020-12-31 | 365 | 7.0518 | 7
1372 | 8.04 | 1 | 2019-12-31 | 2020-12-31 | 365 | 9.4025 | 9
489 | 4.68 | 1 | 2019-12-31 | 2020-12-31 | 365 | 5.4731 | 5
1126 | 4.251 | 1 | 2019-12-31 | 2020-12-31 | 365 | 4.9714 | 4
1537 | 6.375 | 1 | 2019-12-31 | 2020-12-31 | 365 | 7.4553 | 7
96 | 5.17 | 1 | 2019-12-31 | 2020-12-31 | 365 | 6.0461 | 6
998 | 14.84 | 1 | 2019-12-31 | 2020-12-31 | 365 | 17.3548 | 17
3380 | 5.605 | 1 | 2019-12-31 | 2020-12-31 | 365 | 6.5548 | 6
1775 | 5.83 | 1 | 2019-12-31 | 2020-12-31 | 365 | 6.818 | 6
14234 | 5.695 | 1 | 2019-12-31 | 2020-12-31 | 365 | 6.6601 | 6
1773 | 5.3 | 1 | 2019-12-31 | 2020-12-31 | 365 | 6.1981 | 6
4663 | 9 | 1 | 2019-12-31 | 2020-12-31 | 365 | 10.5251 | 10
1813 | 3.35 | 1 | 2019-12-31 | 2020-12-31 | 365 | 3.9177 | 3
1181 | 7.705 | 1 | 2019-12-31 | 2020-12-31 | 365 | 9.0107 | 9
3795 | 4.355 | 1 | 2019-12-31 | 2020-12-31 | 365 | 5.093 | 5
401 | 4.42 | 1 | 2019-12-31 | 2020-12-31 | 365 | 5.169 | 5
4085 | 14.4 | 1 | 2019-12-31 | 2020-12-31 | 365 | 16.8402 | 16
1054 | 5.36 | 1 | 2019-12-31 | 2020-12-31 | 365 | 6.2683 | 6
1588 | 6.03 | 1 | 2019-12-31 | 2020-12-31 | 365 | 7.0518 | 7
1816 | 6.03 | 1 | 2019-12-31 | 2020-12-31 | 365 | 7.0518 | 7
383 | 12.255 | 1 | 2019-12-31 | 2020-12-31 | 365 | 14.3317 | 14
1596 | 4.24 | 1 | 2019-12-31 | 2020-12-31 | 365 | 4.9585 | 4
3072 | 5.559 | 1 | 2019-12-31 | 2020-12-31 | 365 | 6.501 | 6
1130 | 6.7 | 1 | 2019-12-31 | 2020-12-31 | 365 | 7.8354 | 7
1512 | 5.36 | 1 | 2019-12-31 | 2020-12-31 | 365 | 6.2683 | 6
3058 | 5.36 | 1 | 2019-12-31 | 2020-12-31 | 365 | 6.2683 | 6
1815 | 4.69 | 1 | 2019-12-31 | 2020-12-31 | 365 | 5.4848 | 5
1880 | 6.03 | 1 | 2019-12-31 | 2020-12-31 | 365 | 7.0518 | 7
11285 | 6.365 | 1 | 2019-12-31 | 2020-12-31 | 365 | 7.4436 | 7
14924 | 4.76 | 1 | 2019-12-31 | 2020-12-31 | 365 | 5.5666 | 5
578 | 3.42 | 1 | 2019-12-31 | 2020-12-31 | 365 | 3.9996 | 3
1602 | 6 | 1 | 2019-12-31 | 2020-12-31 | 365 | 7.0168 | 7
1828 | 7.705 | 1 | 2019-12-31 | 2020-12-31 | 365 | 9.0107 | 9
1144 | 6.63 | 1 | 2019-12-31 | 2020-12-31 | 365 | 7.7535 | 7
1234 | 6.3 | 1 | 2019-12-31 | 2020-12-31 | 365 | 7.3676 | 7
13951 | 3.78 | 1 | 2019-12-31 | 2020-12-31 | 365 | 4.4206 | 4
797 | 7.848 | 1 | 2019-12-31 | 2020-12-31 | 365 | 9.1779 | 9
1211 | 3.35 | 1 | 2019-12-31 | 2020-12-31 | 365 | 3.9177 | 3
1000 | 7.848 | 1 | 2019-12-31 | 2020-12-31 | 365 | 9.1779 | 9
996 | 3.18 | 1 | 2019-12-31 | 2020-12-31 | 365 | 3.7189 | 3
1392 | 5.025 | 1 | 2019-12-31 | 2020-12-31 | 365 | 5.8765 | 5
1055 | 3.35 | 1 | 2019-12-31 | 2020-12-31 | 365 | 3.9177 | 3
3644 | 3.924 | 1 | 2019-12-31 | 2020-12-31 | 365 | 4.589 | 4
1052 | 6.03 | 1 | 2019-12-31 | 2020-12-31 | 365 | 7.0518 | 7
7591 | 6 | 1 | 2019-12-31 | 2020-12-31 | 365 | 7.0168 | 7
1564 | 10.72 | 1 | 2019-12-31 | 2020-12-31 | 365 | 12.5366 | 12
2086 | 4.485 | 1 | 2019-12-31 | 2020-12-31 | 365 | 5.245 | 5
891 | 4.905 | 1 | 2019-12-31 | 2020-12-31 | 365 | 5.7362 | 5
1124 | 4.02 | 1 | 2019-12-31 | 2020-12-31 | 365 | 4.7012 | 4
1391 | 3.35 | 1 | 2019-12-31 | 2020-12-31 | 365 | 3.9177 | 3
2887 | 4.355 | 1 | 2019-12-31 | 2020-12-31 | 365 | 5.093 | 5
3415 | 14.74 | 1 | 2019-12-31 | 2020-12-31 | 365 | 17.2378 | 17
551 | 5.75 | 1 | 2019-12-31 | 2020-12-31 | 365 | 6.7244 | 6
3177 | 9.045 | 1 | 2019-12-31 | 2020-12-31 | 365 | 10.5778 | 10
2303 | 5.5 | 1 | 2019-12-31 | 2020-12-31 | 365 | 6.432 | 6
1393 | 7.035 | 1 | 2019-12-31 | 2020-12-31 | 365 | 8.2272 | 8
3411 | 4.69 | 1 | 2019-12-31 | 2020-12-31 | 365 | 5.4848 | 5
1225 | 5.39 | 1 | 2019-12-31 | 2020-12-31 | 365 | 6.3034 | 6
847 | 7.705 | 1 | 2019-12-31 | 2020-12-31 | 365 | 9.0107 | 9
28304 | 9.045 | 1 | 2019-12-31 | 2020-12-31 | 365 | 10.5778 | 10
3503 | 10.464 | 1 | 2019-12-31 | 2020-12-31 | 365 | 12.2372 | 12
1685 | 9.12 | 1 | 2019-12-31 | 2020-12-31 | 365 | 10.6655 | 10
1205 | 6.7 | 1 | 2019-12-31 | 2020-12-31 | 365 | 7.8354 | 7
1371 | 3.92 | 1 | 2019-12-31 | 2020-12-31 | 365 | 4.5843 | 4
54634 | 8.375 | 1 | 2019-12-31 | 2020-12-31 | 365 | 9.7942 | 9
1762 | 3.35 | 1 | 2019-12-31 | 2020-12-31 | 365 | 3.9177 | 3
846 | 4.355 | 1 | 2019-12-31 | 2020-12-31 | 365 | 5.093 | 5
893 | 7.035 | 1 | 2019-12-31 | 2020-12-31 | 365 | 8.2272 | 8
1838 | 3.685 | 1 | 2019-12-31 | 2020-12-31 | 365 | 4.3095 | 4
520 | 8.1 | 1 | 2019-12-31 | 2020-12-31 | 365 | 9.4726 | 9
1148 | 2.94 | 1 | 2019-12-31 | 2020-12-31 | 365 | 3.4382 | 3
1886 | 4.9 | 1 | 2019-12-31 | 2020-12-31 | 365 | 5.7304 | 5
4106 | 4.9 | 1 | 2019-12-31 | 2020-12-31 | 365 | 5.7304 | 5
1875 | 4.41 | 1 | 2019-12-31 | 2020-12-31 | 365 | 5.1573 | 5
3184 | 11.772 | 1 | 2019-12-31 | 2020-12-31 | 365 | 13.7669 | 13
3376 | 5 | 1 | 2019-12-31 | 2020-12-31 | 365 | 5.8473 | 5
1233 | 4.02 | 1 | 2019-12-31 | 2020-12-31 | 365 | 4.7012 | 4
1212 | 3.675 | 1 | 2019-12-31 | 2020-12-31 | 365 | 4.2978 | 4
2950 | 6.7 | 1 | 2019-12-31 | 2020-12-31 | 365 | 7.8354 | 7
1150 | 4.69 | 1 | 2019-12-31 | 2020-12-31 | 365 | 5.4848 | 5
2859 | 5.36 | 1 | 2019-12-31 | 2020-12-31 | 365 | 6.2683 | 6
4304 | 6.9 | 1 | 2019-12-31 | 2020-12-31 | 365 | 8.0693 | 8
1593 | 3.924 | 1 | 2019-12-31 | 2020-12-31 | 365 | 4.589 | 4
1433 | 5 | 1 | 2019-12-31 | 2020-12-31 | 365 | 5.8473 | 5
1058 | 7.705 | 1 | 2019-12-31 | 2020-12-31 | 365 | 9.0107 | 9
3101 | 3.35 | 1 | 2019-12-31 | 2020-12-31 | 365 | 3.9177 | 3
3316 | 7.848 | 1 | 2019-12-31 | 2020-12-31 | 365 | 9.1779 | 9
556 | 8.91 | 1 | 2019-12-31 | 2020-12-31 | 365 | 10.4199 | 10
3312 | 6.89 | 1 | 2019-12-31 | 2020-12-31 | 365 | 8.0576 | 8
1840 | 1.92 | 1 | 2019-12-31 | 2020-12-31 | 365 | 2.2454 | 2
2483 | 9.275 | 1 | 2019-12-31 | 2020-12-31 | 365 | 10.8467 | 10
7877 | 5.36 | 1 | 2019-12-31 | 2020-12-31 | 365 | 6.2683 | 6
2740 | 13.08 | 1 | 2019-12-31 | 2020-12-31 | 365 | 15.2965 | 15
1958 | 4.14 | 1 | 2019-12-31 | 2020-12-31 | 365 | 4.8416 | 4
1876 | 5.025 | 1 | 2019-12-31 | 2020-12-31 | 365 | 5.8765 | 5
2957 | 4.69 | 1 | 2019-12-31 | 2020-12-31 | 365 | 5.4848 | 5
576 | 7.37 | 1 | 2019-12-31 | 2020-12-31 | 365 | 8.6189 | 8
1176 | 8.04 | 1 | 2019-12-31 | 2020-12-31 | 365 | 9.4025 | 9
4199 | 4.02 | 1 | 2019-12-31 | 2020-12-31 | 365 | 4.7012 | 4
2741 | 8.28 | 1 | 2019-12-31 | 2020-12-31 | 365 | 9.6831 | 9
1146 | 6.03 | 1 | 2019-12-31 | 2020-12-31 | 365 | 7.0518 | 7
54026 | 4.578 | 1 | 2019-12-31 | 2020-12-31 | 365 | 5.3538 | 5
1789 | 3.35 | 1 | 2019-12-31 | 2020-12-31 | 365 | 3.9177 | 3
3334 | 7.28 | 1 | 2019-12-31 | 2020-12-31 | 365 | 8.5137 | 8
1168 | 3.924 | 1 | 2019-12-31 | 2020-12-31 | 365 | 4.589 | 4
1952 | 5.775 | 1 | 2019-12-31 | 2020-12-31 | 365 | 6.7536 | 6
13205 | 7.848 | 1 | 2019-12-31 | 2020-12-31 | 365 | 9.1779 | 9
2442 | 6.7 | 1 | 2019-12-31 | 2020-12-31 | 365 | 7.8354 | 7
601 | 4 | 1 | 2019-12-31 | 2020-12-31 | 365 | 4.6778 | 4
16286 | 5.61 | 1 | 2019-12-31 | 2020-12-31 | 365 | 6.5607 | 6
2087 | 8.04 | 1 | 2019-12-31 | 2020-12-31 | 365 | 9.4025 | 9
1769 | 6.37 | 1 | 2019-12-31 | 2020-12-31 | 365 | 7.4495 | 7
3556 | 5.36 | 1 | 2019-12-31 | 2020-12-31 | 365 | 6.2683 | 6
4136 | 6.03 | 1 | 2019-12-31 | 2020-12-31 | 365 | 7.0518 | 7
6567 | 3.43 | 1 | 2019-12-31 | 2020-12-31 | 365 | 4.0112 | 4
1785 | 7.84 | 1 | 2019-12-31 | 2020-12-31 | 365 | 9.1686 | 9
1765 | 5.695 | 1 | 2019-12-31 | 2020-12-31 | 365 | 6.6601 | 6
1165 | 6.03 | 1 | 2019-12-31 | 2020-12-31 | 365 | 7.0518 | 7
1869 | 7.37 | 1 | 2019-12-31 | 2020-12-31 | 365 | 8.6189 | 8
27805 | 11.4 | 1 | 2019-12-31 | 2020-12-31 | 365 | 13.3318 | 13
2852 | 3.35 | 1 | 2019-12-31 | 2020-12-31 | 365 | 3.9177 | 3
1781 | 7.035 | 1 | 2019-12-31 | 2020-12-31 | 365 | 8.2272 | 8
2961 | 7.035 | 1 | 2019-12-31 | 2020-12-31 | 365 | 8.2272 | 8
404 | 5.886 | 1 | 2019-12-31 | 2020-12-31 | 365 | 6.8834 | 6
1364 | 7.194 | 1 | 2019-12-31 | 2020-12-31 | 365 | 8.4131 | 8
1792 | 4.02 | 1 | 2019-12-31 | 2020-12-31 | 365 | 4.7012 | 4
4179 | 8.04 | 1 | 2019-12-31 | 2020-12-31 | 365 | 9.4025 | 9
1217 | 8.04 | 1 | 2019-12-31 | 2020-12-31 | 365 | 9.4025 | 9
2860 | 3.35 | 1 | 2019-12-31 | 2020-12-31 | 365 | 3.9177 | 3
1424 | 6.03 | 1 | 2019-12-31 | 2020-12-31 | 365 | 7.0518 | 7
1597 | 14.25 | 1 | 2019-12-31 | 2020-12-31 | 365 | 16.6648 | 16
1435 | 5.025 | 1 | 2019-12-31 | 2020-12-31 | 365 | 5.8765 | 5
1737 | 6.54 | 1 | 2019-12-31 | 2020-12-31 | 365 | 7.6483 | 7
7880 | 6.05 | 1 | 2019-12-31 | 2020-12-31 | 365 | 7.0752 | 7
3170 | 3.35 | 1 | 2019-12-31 | 2020-12-31 | 365 | 3.9177 | 3
1206 | 4.69 | 1 | 2019-12-31 | 2020-12-31 | 365 | 5.4848 | 5
3528 | 6.9 | 1 | 2019-12-31 | 2020-12-31 | 365 | 8.0693 | 8
1477 | 9.075 | 1 | 2019-12-31 | 2020-12-31 | 365 | 10.6128 | 10
4284 | 4.56 | 1 | 2019-12-31 | 2020-12-31 | 365 | 5.3327 | 5
1145 | 4.9 | 1 | 2019-12-31 | 2020-12-31 | 365 | 5.7304 | 5
1182 | 6.7 | 1 | 2019-12-31 | 2020-12-31 | 365 | 7.8354 | 7
1870 | 3.35 | 1 | 2019-12-31 | 2020-12-31 | 365 | 3.9177 | 3
1149 | 4.02 | 1 | 2019-12-31 | 2020-12-31 | 365 | 4.7012 | 4
848 | 6.213 | 1 | 2019-12-31 | 2020-12-31 | 365 | 7.2659 | 7
4712 | 5 | 1 | 2019-12-31 | 2020-12-31 | 365 | 5.8473 | 5
1957 | 12.65 | 1 | 2019-12-31 | 2020-12-31 | 365 | 14.7937 | 14
3876 | 3.71 | 1 | 2019-12-31 | 2020-12-31 | 365 | 4.3387 | 4
1480 | 3.597 | 1 | 2019-12-31 | 2020-12-31 | 365 | 4.2065 | 4
2512 | 7.65 | 1 | 2019-12-31 | 2020-12-31 | 365 | 8.9464 | 8
2890 | 12.075 | 1 | 2019-12-31 | 2020-12-31 | 365 | 14.1212 | 14
2076 | 14.75 | 1 | 2019-12-31 | 2020-12-31 | 365 | 17.2495 | 17
4567 | 3.78 | 1 | 2019-12-31 | 2020-12-31 | 365 | 4.4206 | 4
2694 | 3.27 | 1 | 2019-12-31 | 2020-12-31 | 365 | 3.8241 | 3
10543 | 4.8 | 1 | 2019-12-31 | 2020-12-31 | 365 | 5.6134 | 5
19739 | 10.2 | 1 | 2019-12-31 | 2020-12-31 | 365 | 11.9285 | 11
1178 | 5.695 | 1 | 2019-12-31 | 2020-12-31 | 365 | 6.6601 | 6
2100 | 7.395 | 1 | 2019-12-31 | 2020-12-31 | 365 | 8.6482 | 8
2594 | 9.805 | 1 | 2019-12-31 | 2020-12-31 | 365 | 11.4666 | 11
1453 | 7.035 | 1 | 2019-12-31 | 2020-12-31 | 365 | 8.2272 | 8
2737 | 3.597 | 1 | 2019-12-31 | 2020-12-31 | 365 | 4.2065 | 4
2229 | 3.43 | 1 | 2019-12-31 | 2020-12-31 | 365 | 4.0112 | 4
1888 | 5.88 | 1 | 2019-12-31 | 2020-12-31 | 365 | 6.8764 | 6
1004 | 10.26 | 1 | 2019-12-31 | 2020-12-31 | 365 | 11.9987 | 11
1877 | 6.03 | 1 | 2019-12-31 | 2020-12-31 | 365 | 7.0518 | 7
3336 | 7.035 | 1 | 2019-12-31 | 2020-12-31 | 365 | 8.2272 | 8
1227 | 6.37 | 1 | 2019-12-31 | 2020-12-31 | 365 | 7.4495 | 7
2959 | 4.165 | 1 | 2019-12-31 | 2020-12-31 | 365 | 4.8708 | 4
24679 | 8.04 | 1 | 2019-12-31 | 2020-12-31 | 365 | 9.4025 | 9
1763 | 7.595 | 1 | 2019-12-31 | 2020-12-31 | 365 | 8.882 | 8
10148 | 7.7 | 1 | 2019-12-31 | 2020-12-31 | 365 | 9.0048 | 9
2482 | 4.24 | 1 | 2019-12-31 | 2020-12-31 | 365 | 4.9585 | 4
1782 | 3.685 | 1 | 2019-12-31 | 2020-12-31 | 365 | 4.3095 | 4
803 | 7.848 | 1 | 2019-12-31 | 2020-12-31 | 365 | 9.1779 | 9
3183 | 4.69 | 1 | 2019-12-31 | 2020-12-31 | 365 | 5.4848 | 5
2953 | 4.655 | 1 | 2019-12-31 | 2020-12-31 | 365 | 5.4438 | 5
1213 | 3.685 | 1 | 2019-12-31 | 2020-12-31 | 365 | 4.3095 | 4
1809 | 3.35 | 1 | 2019-12-31 | 2020-12-31 | 365 | 3.9177 | 3
7124 | 4.69 | 1 | 2019-12-31 | 2020-12-31 | 365 | 5.4848 | 5
6476 | 6.615 | 1 | 2019-12-31 | 2020-12-31 | 365 | 7.736 | 7
1802 | 6.37 | 1 | 2019-12-31 | 2020-12-31 | 365 | 7.4495 | 7
3401 | 6.37 | 1 | 2019-12-31 | 2020-12-31 | 365 | 7.4495 | 7
2734 | 9.18 | 1 | 2019-12-31 | 2020-12-31 | 365 | 10.7356 | 10
2691 | 4.56 | 1 | 2019-12-31 | 2020-12-31 | 365 | 5.3327 | 5
3551 | 7.84 | 1 | 2019-12-31 | 2020-12-31 | 365 | 9.1686 | 9
6004 | 6.7 | 1 | 2019-12-31 | 2020-12-31 | 365 | 7.8354 | 7
2085 | 7.28 | 1 | 2019-12-31 | 2020-12-31 | 365 | 8.5137 | 8
4281 | 4.56 | 1 | 2019-12-31 | 2020-12-31 | 365 | 5.3327 | 5
1921 | 5 | 1 | 2019-12-31 | 2020-12-31 | 365 | 5.8473 | 5
2730 | 10.72 | 1 | 2019-12-31 | 2020-12-31 | 365 | 12.5366 | 12
6473 | 12.426 | 1 | 2019-12-31 | 2020-12-31 | 365 | 14.5317 | 14
1965 | 10.8 | 1 | 2019-12-31 | 2020-12-31 | 365 | 12.6302 | 12
1506 | 8.64 | 1 | 2019-12-31 | 2020-12-31 | 365 | 10.1041 | 10
3197 | 6.48 | 1 | 2019-12-31 | 2020-12-31 | 365 | 7.5781 | 7
1807 | 7.035 | 1 | 2019-12-31 | 2020-12-31 | 365 | 8.2272 | 8
1772 | 3.43 | 1 | 2019-12-31 | 2020-12-31 | 365 | 4.0112 | 4
1476 | 7.7 | 1 | 2019-12-31 | 2020-12-31 | 365 | 9.0048 | 9
2485 | 4.02 | 1 | 2019-12-31 | 2020-12-31 | 365 | 4.7012 | 4
1871 | 3.35 | 1 | 2019-12-31 | 2020-12-31 | 365 | 3.9177 | 3
2958 | 6.37 | 1 | 2019-12-31 | 2020-12-31 | 365 | 7.4495 | 7
4105 | 3 | 1 | 2019-12-31 | 2020-12-31 | 365 | 3.5084 | 3
3109 | 6.37 | 1 | 2019-12-31 | 2020-12-31 | 365 | 7.4495 | 7
3917 | 5.36 | 1 | 2019-12-31 | 2020-12-31 | 365 | 6.2683 | 6
3310 | 6.03 | 1 | 2019-12-31 | 2020-12-31 | 365 | 7.0518 | 7
3555 | 5.25 | 1 | 2019-12-31 | 2020-12-31 | 365 | 6.1397 | 6
3554 | 7.37 | 1 | 2019-12-31 | 2020-12-31 | 365 | 8.6189 | 8
3323 | 11.505 | 1 | 2019-12-31 | 2020-12-31 | 365 | 13.4546 | 13
5440 | 6.12 | 1 | 2019-12-31 | 2020-12-31 | 365 | 7.1571 | 7
3427 | 3 | 1 | 2019-12-31 | 2020-12-31 | 365 | 3.5084 | 3
11782 | 6.48 | 1 | 2019-12-31 | 2020-12-31 | 365 | 7.5781 | 7
2690 | 3.5 | 1 | 2019-12-31 | 2020-12-31 | 365 | 4.0931 | 4
1488 | 6 | 1 | 2019-12-31 | 2020-12-31 | 365 | 7.0168 | 7
3442 | 6.03 | 1 | 2019-12-31 | 2020-12-31 | 365 | 7.0518 | 7
6566 | 7.035 | 1 | 2019-12-31 | 2020-12-31 | 365 | 8.2272 | 8
1892 | 4.165 | 1 | 2019-12-31 | 2020-12-31 | 365 | 4.8708 | 4
3172 | 3.35 | 1 | 2019-12-31 | 2020-12-31 | 365 | 3.9177 | 3
2697 | 6.867 | 1 | 2019-12-31 | 2020-12-31 | 365 | 8.0307 | 8
1864 | 3.685 | 1 | 2019-12-31 | 2020-12-31 | 365 | 4.3095 | 4
3203 | 4.02 | 1 | 2019-12-31 | 2020-12-31 | 365 | 4.7012 | 4
1867 | 5.695 | 1 | 2019-12-31 | 2020-12-31 | 365 | 6.6601 | 6
1764 | 5.88 | 1 | 2019-12-31 | 2020-12-31 | 365 | 6.8764 | 6
1378 | 7.35 | 1 | 2019-12-31 | 2020-12-31 | 365 | 8.5955 | 8
1432 | 9.945 | 1 | 2019-12-31 | 2020-12-31 | 365 | 11.6303 | 11
1946 | 8.96 | 1 | 2019-12-31 | 2020-12-31 | 365 | 10.4784 | 10
3246 | 8.04 | 1 | 2019-12-31 | 2020-12-31 | 365 | 9.4025 | 9
1790 | 3.685 | 1 | 2019-12-31 | 2020-12-31 | 365 | 4.3095 | 4
6103 | 3.35 | 1 | 2019-12-31 | 2020-12-31 | 365 | 3.9177 | 3
2886 | 9.12 | 1 | 2019-12-31 | 2020-12-31 | 365 | 10.6655 | 10
16551 | 4.75 | 1 | 2019-12-31 | 2020-12-31 | 365 | 5.5549 | 5
1837 | 5.36 | 1 | 2019-12-31 | 2020-12-31 | 365 | 6.2683 | 6
3919 | 4.02 | 1 | 2019-12-31 | 2020-12-31 | 365 | 4.7012 | 4
2884 | 3 | 1 | 2019-12-31 | 2020-12-31 | 365 | 3.5084 | 3
4180 | 4.95 | 1 | 2019-12-31 | 2020-12-31 | 365 | 5.7888 | 5
4018 | 5.7 | 1 | 2019-12-31 | 2020-12-31 | 365 | 6.6659 | 6
4107 | 5.4 | 1 | 2019-12-31 | 2020-12-31 | 365 | 6.3151 | 6
2447 | 6.6 | 1 | 2019-12-31 | 2020-12-31 | 365 | 7.7184 | 7
1519 | 4.77 | 1 | 2019-12-31 | 2020-12-31 | 365 | 5.5783 | 5
2078 | 7.194 | 1 | 2019-12-31 | 2020-12-31 | 365 | 8.4131 | 8
5689 | 5.1 | 1 | 2019-12-31 | 2020-12-31 | 365 | 5.9642 | 5
2069 | 3.924 | 1 | 2019-12-31 | 2020-12-31 | 365 | 4.589 | 4
1109 | 7.67 | 1 | 2019-12-31 | 2020-12-31 | 365 | 8.9698 | 8
3926 | 12.15 | 1 | 2019-12-31 | 2020-12-31 | 365 | 14.2089 | 14
16563 | 5.83 | 1 | 2019-12-31 | 2020-12-31 | 365 | 6.818 | 6
4636 | 4.2 | 1 | 2019-12-31 | 2020-12-31 | 365 | 4.9117 | 4
2623 | 8.8 | 1 | 2019-12-31 | 2020-12-31 | 365 | 10.2912 | 10
358 | 8.04 | 1 | 2019-12-31 | 2020-12-31 | 365 | 9.4025 | 9
332 | 4.905 | 1 | 2019-12-31 | 2020-12-31 | 365 | 5.7362 | 5
561 | 7.95 | 1 | 2019-12-31 | 2020-12-31 | 365 | 9.2972 | 9
307 | 325 | 0.9 | 2019-12-31 | 2020-12-31 | 365 | 342.067 | 342
2786 | 10.2 | 1 | 2019-12-31 | 2020-12-31 | 365 | 11.9285 | 11
1776 | 6.86 | 1 | 2019-12-31 | 2020-12-31 | 365 | 8.0225 | 8
1587 | 4.77 | 1 | 2019-12-31 | 2020-12-31 | 365 | 5.5783 | 5
10088 | 5.025 | 1 | 2019-12-31 | 2020-12-31 | 365 | 5.8765 | 5
3099 | 8.71 | 1 | 2019-12-31 | 2020-12-31 | 365 | 10.186 | 10
1536 | 5.52 | 1 | 2019-12-31 | 2020-12-31 | 365 | 6.4554 | 6
3846 | 5.145 | 1 | 2019-12-31 | 2020-12-31 | 365 | 6.0169 | 6
1599 | 5.232 | 1 | 2019-12-31 | 2020-12-31 | 365 | 6.1186 | 6
4187 | 5.415 | 1 | 2019-12-31 | 2020-12-31 | 365 | 6.3326 | 6
4390 | 7.035 | 1 | 2019-12-31 | 2020-12-31 | 365 | 8.2272 | 8
1895 | 5.6 | 1 | 2019-12-31 | 2020-12-31 | 365 | 6.549 | 6
2824 | 6.03 | 1 | 2019-12-31 | 2020-12-31 | 365 | 7.0518 | 7
1774 | 4.02 | 1 | 2019-12-31 | 2020-12-31 | 365 | 4.7012 | 4
3642 | 11 | 1 | 2019-12-31 | 2020-12-31 | 365 | 12.8641 | 12
4402 | 4.675 | 1 | 2019-12-31 | 2020-12-31 | 365 | 5.4672 | 5
3169 | 3.685 | 1 | 2019-12-31 | 2020-12-31 | 365 | 4.3095 | 4
6713 | 4.69 | 1 | 2019-12-31 | 2020-12-31 | 365 | 5.4848 | 5
5041 | 4.02 | 1 | 2019-12-31 | 2020-12-31 | 365 | 4.7012 | 4
4876 | 3.5 | 1 | 2019-12-31 | 2020-12-31 | 365 | 4.0931 | 4
5046 | 2.94 | 1 | 2019-12-31 | 2020-12-31 | 365 | 3.4382 | 3
3444 | 7.105 | 1 | 2019-12-31 | 2020-12-31 | 365 | 8.309 | 8
6463 | 5 | 1 | 2019-12-31 | 2020-12-31 | 365 | 5.8473 | 5
3538 | 4.41 | 1 | 2019-12-31 | 2020-12-31 | 365 | 5.1573 | 5
2787 | 8.829 | 1 | 2019-12-31 | 2020-12-31 | 365 | 10.3252 | 10
4665 | 6.03 | 1 | 2019-12-31 | 2020-12-31 | 365 | 7.0518 | 7
1836 | 4.83 | 1 | 2019-12-31 | 2020-12-31 | 365 | 5.6485 | 5
3429 | 3.35 | 1 | 2019-12-31 | 2020-12-31 | 365 | 3.9177 | 3
2592 | 9 | 1 | 2019-12-31 | 2020-12-31 | 365 | 10.5251 | 10
3113 | 4.2 | 1 | 2019-12-31 | 2020-12-31 | 365 | 4.9117 | 4
16666 | 4.08 | 1 | 2019-12-31 | 2020-12-31 | 365 | 4.7714 | 4
3537 | 3.3 | 1 | 2019-12-31 | 2020-12-31 | 365 | 3.8592 | 3
1800 | 4.02 | 1 | 2019-12-31 | 2020-12-31 | 365 | 4.7012 | 4
13711 | 10.71 | 1 | 2019-12-31 | 2020-12-31 | 365 | 12.5249 | 12
10391 | 5.4 | 1 | 2019-12-31 | 2020-12-31 | 365 | 6.3151 | 6
12262 | 5.1 | 1 | 2019-12-31 | 2020-12-31 | 365 | 5.9642 | 5
6552 | 7.42 | 1 | 2019-12-31 | 2020-12-31 | 365 | 8.6774 | 8
4013 | 10.25 | 1 | 2019-12-31 | 2020-12-31 | 365 | 11.987 | 11
2036 | 8.525 | 1 | 2019-12-31 | 2020-12-31 | 365 | 9.9696 | 9
4461 | 7.5 | 1 | 2019-12-31 | 2020-12-31 | 365 | 8.7709 | 8
2298 | 7.5 | 1 | 2019-12-31 | 2020-12-31 | 365 | 8.7709 | 8
22077 | 4.32 | 1 | 2019-12-31 | 2020-12-31 | 365 | 5.0521 | 5
6322 | 3.685 | 1 | 2019-12-31 | 2020-12-31 | 365 | 4.3095 | 4
3451 | 4.165 | 1 | 2019-12-31 | 2020-12-31 | 365 | 4.8708 | 4
3544 | 5.1 | 1 | 2019-12-31 | 2020-12-31 | 365 | 5.9642 | 5
4139 | 4.9 | 1 | 2019-12-31 | 2020-12-31 | 365 | 5.7304 | 5
4090 | 2.94 | 1 | 2019-12-31 | 2020-12-31 | 365 | 3.4382 | 3
6750 | 6 | 1 | 2019-12-31 | 2020-12-31 | 365 | 7.0168 | 7
3179 | 5.025 | 1 | 2019-12-31 | 2020-12-31 | 365 | 5.8765 | 5
3922 | 5.36 | 1 | 2019-12-31 | 2020-12-31 | 365 | 6.2683 | 6
4181 | 6.6 | 1 | 2019-12-31 | 2020-12-31 | 365 | 7.7184 | 7
4703 | 3.35 | 1 | 2019-12-31 | 2020-12-31 | 365 | 3.9177 | 3
4388 | 4.41 | 1 | 2019-12-31 | 2020-12-31 | 365 | 5.1573 | 5
2853 | 9.8 | 1 | 2019-12-31 | 2020-12-31 | 365 | 11.4607 | 11
2851 | 9.805 | 1 | 2019-12-31 | 2020-12-31 | 365 | 11.4666 | 11
3387 | 4.02 | 1 | 2019-12-31 | 2020-12-31 | 365 | 4.7012 | 4
3111 | 5.695 | 1 | 2019-12-31 | 2020-12-31 | 365 | 6.6601 | 6
2962 | 8.04 | 1 | 2019-12-31 | 2020-12-31 | 365 | 9.4025 | 9
3100 | 4.02 | 1 | 2019-12-31 | 2020-12-31 | 365 | 4.7012 | 4
3426 | 8.575 | 1 | 2019-12-31 | 2020-12-31 | 365 | 10.0281 | 10
1793 | 6.5 | 1 | 2019-12-31 | 2020-12-31 | 365 | 7.6015 | 7
1891 | 6.03 | 1 | 2019-12-31 | 2020-12-31 | 365 | 7.0518 | 7
2858 | 5.36 | 1 | 2019-12-31 | 2020-12-31 | 365 | 6.2683 | 6
1961 | 13.734 | 1 | 2019-12-31 | 2020-12-31 | 365 | 16.0614 | 16
2856 | 4.8 | 1 | 2019-12-31 | 2020-12-31 | 365 | 5.6134 | 5
4791 | 4.14 | 1 | 2019-12-31 | 2020-12-31 | 365 | 4.8416 | 4
10145 | 5.025 | 1 | 2019-12-31 | 2020-12-31 | 365 | 5.8765 | 5
2263 | 6.89 | 1 | 2019-12-31 | 2020-12-31 | 365 | 8.0576 | 8
2627 | 7.975 | 1 | 2019-12-31 | 2020-12-31 | 365 | 9.3264 | 9
3107 | 6.125 | 1 | 2019-12-31 | 2020-12-31 | 365 | 7.1629 | 7
3311 | 4.355 | 1 | 2019-12-31 | 2020-12-31 | 365 | 5.093 | 5
1889 | 4.9 | 1 | 2019-12-31 | 2020-12-31 | 365 | 5.7304 | 5
3410 | 11.76 | 1 | 2019-12-31 | 2020-12-31 | 365 | 13.7528 | 13
6746 | 4.41 | 1 | 2019-12-31 | 2020-12-31 | 365 | 5.1573 | 5
1446 | 5.1 | 1 | 2019-12-31 | 2020-12-31 | 365 | 5.9642 | 5
1743 | 5 | 1 | 2019-12-31 | 2020-12-31 | 365 | 5.8473 | 5
3648 | 3.45 | 1 | 2019-12-31 | 2020-12-31 | 365 | 4.0346 | 4
3923 | 6.7 | 1 | 2019-12-31 | 2020-12-31 | 365 | 7.8354 | 7
1783 | 5.88 | 1 | 2019-12-31 | 2020-12-31 | 365 | 6.8764 | 6
1778 | 9.555 | 1 | 2019-12-31 | 2020-12-31 | 365 | 11.1742 | 11
3329 | 4.5 | 1 | 2019-12-31 | 2020-12-31 | 365 | 5.2626 | 5
2820 | 6.5 | 1 | 2019-12-31 | 2020-12-31 | 365 | 7.6015 | 7
4014 | 5.025 | 1 | 2019-12-31 | 2020-12-31 | 365 | 5.8765 | 5
1827 | 2.45 | 1 | 2019-12-31 | 2020-12-31 | 365 | 2.8652 | 2
5069 | 5.886 | 1 | 2019-12-31 | 2020-12-31 | 365 | 6.8834 | 6
2849 | 8 | 1 | 2019-12-31 | 2020-12-31 | 365 | 9.3557 | 9
1434 | 6.12 | 1 | 2019-12-31 | 2020-12-31 | 365 | 7.1571 | 7
3918 | 6.21 | 1 | 2019-12-31 | 2020-12-31 | 365 | 7.2623 | 7
4302 | 6.49 | 1 | 2019-12-31 | 2020-12-31 | 365 | 7.5898 | 7
3332 | 12.9 | 1 | 2019-12-31 | 2020-12-31 | 365 | 15.086 | 15
3056 | 9.555 | 1 | 2019-12-31 | 2020-12-31 | 365 | 11.1742 | 11
2629 | 12.42 | 1 | 2019-12-31 | 2020-12-31 | 365 | 14.5247 | 14
2264 | 4.5 | 1 | 2019-12-31 | 2020-12-31 | 365 | 5.2626 | 5
2889 | 5.145 | 1 | 2019-12-31 | 2020-12-31 | 365 | 6.0169 | 6
2082 | 5.25 | 1 | 2019-12-31 | 2020-12-31 | 365 | 6.1397 | 6
1603 | 4.578 | 1 | 2019-12-31 | 2020-12-31 | 365 | 5.3538 | 5
2299 | 7.15 | 1 | 2019-12-31 | 2020-12-31 | 365 | 8.3616 | 8
9667 | 3.35 | 1 | 2019-12-31 | 2020-12-31 | 365 | 3.9177 | 3
1425 | 7.5 | 1 | 2019-12-31 | 2020-12-31 | 365 | 8.7709 | 8
3379 | 6.5 | 1 | 2019-12-31 | 2020-12-31 | 365 | 7.6015 | 7
1771 | 6.7 | 1 | 2019-12-31 | 2020-12-31 | 365 | 7.8354 | 7
37556 | 5.025 | 1 | 2019-12-31 | 2020-12-31 | 365 | 5.8765 | 5
5997 | 6.21 | 1 | 2019-12-31 | 2020-12-31 | 365 | 7.2623 | 7
2304 | 6.36 | 1 | 2019-12-31 | 2020-12-31 | 365 | 7.4378 | 7
3646 | 6.72 | 1 | 2019-12-31 | 2020-12-31 | 365 | 7.8588 | 7
2101 | 5.32 | 1 | 2019-12-31 | 2020-12-31 | 365 | 6.2215 | 6
1735 | 7.2 | 1 | 2019-12-31 | 2020-12-31 | 365 | 8.4201 | 8
1443 | 9.045 | 1 | 2019-12-31 | 2020-12-31 | 365 | 10.5778 | 10
1444 | 5 | 1 | 2019-12-31 | 2020-12-31 | 365 | 5.8473 | 5
1780 | 5.695 | 1 | 2019-12-31 | 2020-12-31 | 365 | 6.6601 | 6
2823 | 4.02 | 1 | 2019-12-31 | 2020-12-31 | 365 | 4.7012 | 4
1604 | 2.55 | 1 | 2019-12-31 | 2020-12-31 | 365 | 2.9821 | 2
1600 | 6.36 | 1 | 2019-12-31 | 2020-12-31 | 365 | 7.4378 | 7
2854 | 14.74 | 1 | 2019-12-31 | 2020-12-31 | 365 | 17.2378 | 17
3453 | 5.88 | 1 | 2019-12-31 | 2020-12-31 | 365 | 6.8764 | 6
2595 | 7.59 | 1 | 2019-12-31 | 2020-12-31 | 365 | 8.8762 | 8
2626 | 7.98 | 1 | 2019-12-31 | 2020-12-31 | 365 | 9.3323 | 9
4177 | 5.5 | 1 | 2019-12-31 | 2020-12-31 | 365 | 6.432 | 6
2784 | 3 | 1 | 2019-12-31 | 2020-12-31 | 365 | 3.5084 | 3
2261 | 6.6 | 1 | 2019-12-31 | 2020-12-31 | 365 | 7.7184 | 7
3317 | 2.04 | 1 | 2019-12-31 | 2020-12-31 | 365 | 2.3857 | 2
4290 | 7.035 | 1 | 2019-12-31 | 2020-12-31 | 365 | 8.2272 | 8
2286 | 7.7 | 1 | 2019-12-31 | 2020-12-31 | 365 | 9.0048 | 9
3553 | 6.37 | 1 | 2019-12-31 | 2020-12-31 | 365 | 7.4495 | 7
6381 | 8.829 | 1 | 2019-12-31 | 2020-12-31 | 365 | 10.3252 | 10
3383 | 3.35 | 1 | 2019-12-31 | 2020-12-31 | 365 | 3.9177 | 3
5125 | 7.84 | 1 | 2019-12-31 | 2020-12-31 | 365 | 9.1686 | 9
3176 | 8.04 | 1 | 2019-12-31 | 2020-12-31 | 365 | 9.4025 | 9
6564 | 8.16 | 1 | 2019-12-31 | 2020-12-31 | 365 | 9.5428 | 9
3390 | 6.03 | 1 | 2019-12-31 | 2020-12-31 | 365 | 7.0518 | 7
3496 | 3 | 1 | 2019-12-31 | 2020-12-31 | 365 | 3.5084 | 3
11713 | 4.2 | 1 | 2019-12-31 | 2020-12-31 | 365 | 4.9117 | 4
10676 | 3.924 | 1 | 2019-12-31 | 2020-12-31 | 365 | 4.589 | 4
3921 | 4.69 | 1 | 2019-12-31 | 2020-12-31 | 365 | 5.4848 | 5
5383 | 11.118 | 1 | 2019-12-31 | 2020-12-31 | 365 | 13.0021 | 13
2305 | 8.5 | 1 | 2019-12-31 | 2020-12-31 | 365 | 9.9404 | 9
4792 | 5.39 | 1 | 2019-12-31 | 2020-12-31 | 365 | 6.3034 | 6
3452 | 5.1 | 1 | 2019-12-31 | 2020-12-31 | 365 | 5.9642 | 5
4376 | 11.055 | 1 | 2019-12-31 | 2020-12-31 | 365 | 12.9284 | 12
3430 | 6.7 | 1 | 2019-12-31 | 2020-12-31 | 365 | 7.8354 | 7
3384 | 4.69 | 1 | 2019-12-31 | 2020-12-31 | 365 | 5.4848 | 5
3849 | 6.03 | 1 | 2019-12-31 | 2020-12-31 | 365 | 7.0518 | 7
3102 | 3.5 | 1 | 2019-12-31 | 2020-12-31 | 365 | 4.0931 | 4
6624 | 7.29 | 1 | 2019-12-31 | 2020-12-31 | 365 | 8.5254 | 8
3525 | 4.355 | 1 | 2019-12-31 | 2020-12-31 | 365 | 5.093 | 5
3801 | 5.36 | 1 | 2019-12-31 | 2020-12-31 | 365 | 6.2683 | 6
6585 | 7.705 | 1 | 2019-12-31 | 2020-12-31 | 365 | 9.0107 | 9
4460 | 6 | 1 | 2019-12-31 | 2020-12-31 | 365 | 7.0168 | 7
3437 | 6.365 | 1 | 2019-12-31 | 2020-12-31 | 365 | 7.4436 | 7
6126 | 5.36 | 1 | 2019-12-31 | 2020-12-31 | 365 | 6.2683 | 6
2357 | 6.6 | 1 | 2019-12-31 | 2020-12-31 | 365 | 7.7184 | 7
12421 | 5.1 | 1 | 2019-12-31 | 2020-12-31 | 365 | 5.9642 | 5
4153 | 14.07 | 1 | 2019-12-31 | 2020-12-31 | 365 | 16.4543 | 16
3308 | 7 | 1 | 2019-12-31 | 2020-12-31 | 365 | 8.1862 | 8
2964 | 7.5 | 1 | 2019-12-31 | 2020-12-31 | 365 | 8.7709 | 8
3186 | 5.886 | 1 | 2019-12-31 | 2020-12-31 | 365 | 6.8834 | 6
3793 | 4.9 | 1 | 2019-12-31 | 2020-12-31 | 365 | 5.7304 | 5
3850 | 3.35 | 1 | 2019-12-31 | 2020-12-31 | 365 | 3.9177 | 3
6373 | 13.44 | 1 | 2019-12-31 | 2020-12-31 | 365 | 15.7175 | 15
2949 | 3.35 | 1 | 2019-12-31 | 2020-12-31 | 365 | 3.9177 | 3
3103 | 6.7 | 1 | 2019-12-31 | 2020-12-31 | 365 | 7.8354 | 7
3057 | 4.02 | 1 | 2019-12-31 | 2020-12-31 | 365 | 4.7012 | 4
6386 | 6.03 | 1 | 2019-12-31 | 2020-12-31 | 365 | 7.0518 | 7
5441 | 3.92 | 1 | 2019-12-31 | 2020-12-31 | 365 | 4.5843 | 4
3104 | 5.695 | 1 | 2019-12-31 | 2020-12-31 | 365 | 6.6601 | 6
4391 | 6.86 | 1 | 2019-12-31 | 2020-12-31 | 365 | 8.0225 | 8
3837 | 4.69 | 1 | 2019-12-31 | 2020-12-31 | 365 | 5.4848 | 5
5118 | 5.695 | 1 | 2019-12-31 | 2020-12-31 | 365 | 6.6601 | 6
4639 | 4.02 | 1 | 2019-12-31 | 2020-12-31 | 365 | 4.7012 | 4
3407 | 3.43 | 1 | 2019-12-31 | 2020-12-31 | 365 | 4.0112 | 4
1430 | 3.35 | 1 | 2019-12-31 | 2020-12-31 | 365 | 3.9177 | 3
3106 | 4.69 | 1 | 2019-12-31 | 2020-12-31 | 365 | 5.4848 | 5
3181 | 5.88 | 1 | 2019-12-31 | 2020-12-31 | 365 | 6.8764 | 6
3178 | 4.9 | 1 | 2019-12-31 | 2020-12-31 | 365 | 5.7304 | 5
2945 | 6.03 | 1 | 2019-12-31 | 2020-12-31 | 365 | 7.0518 | 7
3405 | 3.35 | 1 | 2019-12-31 | 2020-12-31 | 365 | 3.9177 | 3
5278 | 4.95 | 1 | 2019-12-31 | 2020-12-31 | 365 | 5.7888 | 5
3433 | 3 | 1 | 2019-12-31 | 2020-12-31 | 365 | 3.5084 | 3
10874 | 6.7 | 1 | 2019-12-31 | 2020-12-31 | 365 | 7.8354 | 7
3806 | 3 | 1 | 2019-12-31 | 2020-12-31 | 365 | 3.5084 | 3
24049 | 5.7 | 1 | 2019-12-31 | 2020-12-31 | 365 | 6.6659 | 6
2593 | 12.925 | 1 | 2019-12-31 | 2020-12-31 | 365 | 15.1153 | 15
2625 | 5.232 | 1 | 2019-12-31 | 2020-12-31 | 365 | 6.1186 | 6
2960 | 5.695 | 1 | 2019-12-31 | 2020-12-31 | 365 | 6.6601 | 6
4287 | 4.9 | 1 | 2019-12-31 | 2020-12-31 | 365 | 5.7304 | 5
2055 | 4.251 | 1 | 2019-12-31 | 2020-12-31 | 365 | 4.9714 | 4
2822 | 4.77 | 1 | 2019-12-31 | 2020-12-31 | 365 | 5.5783 | 5
1874 | 5.025 | 1 | 2019-12-31 | 2020-12-31 | 365 | 5.8765 | 5
4016 | 3.35 | 1 | 2019-12-31 | 2020-12-31 | 365 | 3.9177 | 3
3414 | 6.125 | 1 | 2019-12-31 | 2020-12-31 | 365 | 7.1629 | 7
2870 | 3.35 | 1 | 2019-12-31 | 2020-12-31 | 365 | 3.9177 | 3
6134 | 9.715 | 1 | 2019-12-31 | 2020-12-31 | 365 | 11.3613 | 11
2826 | 5.39 | 1 | 2019-12-31 | 2020-12-31 | 365 | 6.3034 | 6
2621 | 5.865 | 1 | 2019-12-31 | 2020-12-31 | 365 | 6.8589 | 6
4570 | 2.94 | 1 | 2019-12-31 | 2020-12-31 | 365 | 3.4382 | 3
3550 | 5.5 | 1 | 2019-12-31 | 2020-12-31 | 365 | 6.432 | 6
2088 | 8.829 | 1 | 2019-12-31 | 2020-12-31 | 365 | 10.3252 | 10
2262 | 8.28 | 1 | 2019-12-31 | 2020-12-31 | 365 | 9.6831 | 9
4789 | 6.24 | 1 | 2019-12-31 | 2020-12-31 | 365 | 7.2974 | 7
1835 | 3.75 | 1 | 2019-12-31 | 2020-12-31 | 365 | 4.3855 | 4
2591 | 9.9 | 1 | 2019-12-31 | 2020-12-31 | 365 | 11.5777 | 11
3422 | 4.165 | 1 | 2019-12-31 | 2020-12-31 | 365 | 4.8708 | 4
19276 | 8.1 | 1 | 2019-12-31 | 2020-12-31 | 365 | 9.4726 | 9
1533 | 7.8 | 1 | 2019-12-31 | 2020-12-31 | 365 | 9.1218 | 9
1808 | 5.695 | 1 | 2019-12-31 | 2020-12-31 | 365 | 6.6601 | 6
3547 | 5.695 | 1 | 2019-12-31 | 2020-12-31 | 365 | 6.6601 | 6
2265 | 4.4 | 1 | 2019-12-31 | 2020-12-31 | 365 | 5.1456 | 5
2071 | 9 | 1 | 2019-12-31 | 2020-12-31 | 365 | 10.5251 | 10
2735 | 5 | 1 | 2019-12-31 | 2020-12-31 | 365 | 5.8473 | 5
4484 | 3.35 | 1 | 2019-12-31 | 2020-12-31 | 365 | 3.9177 | 3
2164 | 4.32 | 1 | 2019-12-31 | 2020-12-31 | 365 | 5.0521 | 5
2692 | 5.94 | 1 | 2019-12-31 | 2020-12-31 | 365 | 6.9466 | 6
1777 | 6.7 | 1 | 2019-12-31 | 2020-12-31 | 365 | 7.8354 | 7
3420 | 5.025 | 1 | 2019-12-31 | 2020-12-31 | 365 | 5.8765 | 5
1426 | 4.69 | 1 | 2019-12-31 | 2020-12-31 | 365 | 5.4848 | 5
3375 | 5.865 | 1 | 2019-12-31 | 2020-12-31 | 365 | 6.8589 | 6
2688 | 9.35 | 1 | 2019-12-31 | 2020-12-31 | 365 | 10.9345 | 10
2335 | 6.71 | 1 | 2019-12-31 | 2020-12-31 | 365 | 7.8471 | 7
2827 | 7.15 | 1 | 2019-12-31 | 2020-12-31 | 365 | 8.3616 | 8
12821 | 6.9 | 1 | 2019-12-31 | 2020-12-31 | 365 | 8.0693 | 8
4394 | 4.68 | 1 | 2019-12-31 | 2020-12-31 | 365 | 5.4731 | 5
2070 | 6.325 | 1 | 2019-12-31 | 2020-12-31 | 365 | 7.3968 | 7
2707 | 6.05 | 1 | 2019-12-31 | 2020-12-31 | 365 | 7.0752 | 7
4174 | 4.8 | 1 | 2019-12-31 | 2020-12-31 | 365 | 5.6134 | 5
1047 | 5.13 | 1 | 2019-12-31 | 2020-12-31 | 365 | 5.9993 | 5
129 | 141.12 | 0.9 | 2019-12-31 | 2020-12-31 | 365 | 148.5308 | 148
334 | 5.94 | 1 | 2019-12-31 | 2020-12-31 | 365 | 6.9466 | 6
4660 | 3.924 | 1 | 2019-12-31 | 2020-12-31 | 365 | 4.589 | 4
2861 | 6.05 | 1 | 2019-12-31 | 2020-12-31 | 365 | 7.0752 | 7
2079 | 7 | 1 | 2019-12-31 | 2020-12-31 | 365 | 8.1862 | 8
4860 | 6.7 | 1 | 2019-12-31 | 2020-12-31 | 365 | 7.8354 | 7
3458 | 12.753 | 1 | 2019-12-31 | 2020-12-31 | 365 | 14.9141 | 14
5289 | 4.25 | 1 | 2019-12-31 | 2020-12-31 | 365 | 4.9702 | 4
32121 | 5.355 | 1 | 2019-12-31 | 2020-12-31 | 365 | 6.2625 | 6
3425 | 5.36 | 1 | 2019-12-31 | 2020-12-31 | 365 | 6.2683 | 6
3424 | 5.39 | 1 | 2019-12-31 | 2020-12-31 | 365 | 6.3034 | 6
6341 | 10.72 | 1 | 2019-12-31 | 2020-12-31 | 365 | 12.5366 | 12
4017 | 5.36 | 1 | 2019-12-31 | 2020-12-31 | 365 | 6.2683 | 6
5128 | 4.8 | 1 | 2019-12-31 | 2020-12-31 | 365 | 5.6134 | 5
6335 | 6.365 | 1 | 2019-12-31 | 2020-12-31 | 365 | 7.4436 | 7
3536 | 6.03 | 1 | 2019-12-31 | 2020-12-31 | 365 | 7.0518 | 7
6433 | 4.59 | 1 | 2019-12-31 | 2020-12-31 | 365 | 5.3678 | 5
6324 | 5.145 | 1 | 2019-12-31 | 2020-12-31 | 365 | 6.0169 | 6
3368 | 5.25 | 1 | 2019-12-31 | 2020-12-31 | 365 | 6.1397 | 6
5403 | 8.04 | 1 | 2019-12-31 | 2020-12-31 | 365 | 9.4025 | 9
4305 | 7.84 | 1 | 2019-12-31 | 2020-12-31 | 365 | 9.1686 | 9
4508 | 8.71 | 1 | 2019-12-31 | 2020-12-31 | 365 | 10.186 | 10
22070 | 6 | 1 | 2019-12-31 | 2020-12-31 | 365 | 7.0168 | 7
3864 | 4.5 | 1 | 2019-12-31 | 2020-12-31 | 365 | 5.2626 | 5
2354 | 5 | 1 | 2019-12-31 | 2020-12-31 | 365 | 5.8473 | 5
3340 | 4.8 | 1 | 2019-12-31 | 2020-12-31 | 365 | 5.6134 | 5
5010 | 5.88 | 1 | 2019-12-31 | 2020-12-31 | 365 | 6.8764 | 6
5439 | 5.695 | 1 | 2019-12-31 | 2020-12-31 | 365 | 6.6601 | 6
9802 | 4.41 | 1 | 2019-12-31 | 2020-12-31 | 365 | 5.1573 | 5
4450 | 8.04 | 1 | 2019-12-31 | 2020-12-31 | 365 | 9.4025 | 9
5040 | 6.867 | 1 | 2019-12-31 | 2020-12-31 | 365 | 8.0307 | 8
3456 | 6.03 | 1 | 2019-12-31 | 2020-12-31 | 365 | 7.0518 | 7
4714 | 9.38 | 1 | 2019-12-31 | 2020-12-31 | 365 | 10.9695 | 10
7238 | 5.88 | 1 | 2019-12-31 | 2020-12-31 | 365 | 6.8764 | 6
4864 | 5.025 | 1 | 2019-12-31 | 2020-12-31 | 365 | 5.8765 | 5
6625 | 12.75 | 1 | 2019-12-31 | 2020-12-31 | 365 | 14.9106 | 14
4102 | 9.075 | 1 | 2019-12-31 | 2020-12-31 | 365 | 10.6128 | 10
12153 | 5.4 | 1 | 2019-12-31 | 2020-12-31 | 365 | 6.3151 | 6
7981 | 4.4 | 1 | 2019-12-31 | 2020-12-31 | 365 | 5.1456 | 5
2940 | 9.54 | 1 | 2019-12-31 | 2020-12-31 | 365 | 11.1566 | 11
16348 | 6 | 1 | 2019-12-31 | 2020-12-31 | 365 | 7.0168 | 7
6113 | 5.232 | 1 | 2019-12-31 | 2020-12-31 | 365 | 6.1186 | 6
11063 | 5.025 | 1 | 2019-12-31 | 2020-12-31 | 365 | 5.8765 | 5
6353 | 6.86 | 1 | 2019-12-31 | 2020-12-31 | 365 | 8.0225 | 8
3402 | 5.025 | 1 | 2019-12-31 | 2020-12-31 | 365 | 5.8765 | 5
897 | 98.28 | 0.9 | 2019-12-31 | 2020-12-31 | 365 | 103.4411 | 103
335 | 5.865 | 1 | 2019-12-31 | 2020-12-31 | 365 | 6.8589 | 6
4637 | 3.78 | 1 | 2019-12-31 | 2020-12-31 | 365 | 4.4206 | 4
3884 | 7.245 | 1 | 2019-12-31 | 2020-12-31 | 365 | 8.4727 | 8
3539 | 3.597 | 1 | 2019-12-31 | 2020-12-31 | 365 | 4.2065 | 4
3423 | 8.375 | 1 | 2019-12-31 | 2020-12-31 | 365 | 9.7942 | 9
7243 | 3.27 | 1 | 2019-12-31 | 2020-12-31 | 365 | 3.8241 | 3
5474 | 6.05 | 1 | 2019-12-31 | 2020-12-31 | 365 | 7.0752 | 7
3643 | 3.6 | 1 | 2019-12-31 | 2020-12-31 | 365 | 4.2101 | 4
3381 | 6 | 1 | 2019-12-31 | 2020-12-31 | 365 | 7.0168 | 7
3457 | 5.75 | 1 | 2019-12-31 | 2020-12-31 | 365 | 6.7244 | 6
6856 | 4.69 | 1 | 2019-12-31 | 2020-12-31 | 365 | 5.4848 | 5
4381 | 7.15 | 1 | 2019-12-31 | 2020-12-31 | 365 | 8.3616 | 8
3318 | 3.27 | 1 | 2019-12-31 | 2020-12-31 | 365 | 3.8241 | 3
2670 | 4.77 | 1 | 2019-12-31 | 2020-12-31 | 365 | 5.5783 | 5
2358 | 9.35 | 1 | 2019-12-31 | 2020-12-31 | 365 | 10.9345 | 10
3331 | 5.6 | 1 | 2019-12-31 | 2020-12-31 | 365 | 6.549 | 6
12241 | 7.02 | 1 | 2019-12-31 | 2020-12-31 | 365 | 8.2096 | 8
6628 | 4.578 | 1 | 2019-12-31 | 2020-12-31 | 365 | 5.3538 | 5
4291 | 7.15 | 1 | 2019-12-31 | 2020-12-31 | 365 | 8.3616 | 8
2821 | 3.77 | 1 | 2019-12-31 | 2020-12-31 | 365 | 4.4089 | 4
4189 | 8.1 | 1 | 2019-12-31 | 2020-12-31 | 365 | 9.4726 | 9
16287 | 5.1 | 1 | 2019-12-31 | 2020-12-31 | 365 | 5.9642 | 5
5279 | 5.88 | 1 | 2019-12-31 | 2020-12-31 | 365 | 6.8764 | 6
4822 | 6.615 | 1 | 2019-12-31 | 2020-12-31 | 365 | 7.736 | 7
11001 | 4.69 | 1 | 2019-12-31 | 2020-12-31 | 365 | 5.4848 | 5
3546 | 5.886 | 1 | 2019-12-31 | 2020-12-31 | 365 | 6.8834 | 6
7874 | 7.5 | 1 | 2019-12-31 | 2020-12-31 | 365 | 8.7709 | 8
3545 | 6.3 | 1 | 2019-12-31 | 2020-12-31 | 365 | 7.3676 | 7
3432 | 4.02 | 1 | 2019-12-31 | 2020-12-31 | 365 | 4.7012 | 4
3558 | 5.88 | 1 | 2019-12-31 | 2020-12-31 | 365 | 6.8764 | 6
17470 | 2.2 | 1 | 2019-12-31 | 2020-12-31 | 365 | 2.5728 | 2
1959 | 9.75 | 1 | 2019-12-31 | 2020-12-31 | 365 | 11.4022 | 11
12163 | 3.57 | 1 | 2019-12-31 | 2020-12-31 | 365 | 4.175 | 4
3811 | 7.521 | 1 | 2019-12-31 | 2020-12-31 | 365 | 8.7955 | 8
7132 | 6.03 | 1 | 2019-12-31 | 2020-12-31 | 365 | 7.0518 | 7
3400 | 4.9 | 1 | 2019-12-31 | 2020-12-31 | 365 | 5.7304 | 5
4178 | 4.4 | 1 | 2019-12-31 | 2020-12-31 | 365 | 5.1456 | 5
4918 | 3.35 | 1 | 2019-12-31 | 2020-12-31 | 365 | 3.9177 | 3
5281 | 8.829 | 1 | 2019-12-31 | 2020-12-31 | 365 | 10.3252 | 10
2256 | 9 | 1 | 2019-12-31 | 2020-12-31 | 365 | 10.5251 | 10
4871 | 9.72 | 1 | 2019-12-31 | 2020-12-31 | 365 | 11.3672 | 11
2850 | 9.01 | 1 | 2019-12-31 | 2020-12-31 | 365 | 10.5368 | 10
86021 | 9.135 | 1 | 2019-12-31 | 2020-12-31 | 365 | 10.683 | 10
7979 | 5.232 | 1 | 2019-12-31 | 2020-12-31 | 365 | 6.1186 | 6
4635 | 4.76 | 1 | 2019-12-31 | 2020-12-31 | 365 | 5.5666 | 5
26635 | 12.985 | 1 | 2019-12-31 | 2020-12-31 | 365 | 15.1854 | 15
3455 | 3.35 | 1 | 2019-12-31 | 2020-12-31 | 365 | 3.9177 | 3
2956 | 5.36 | 1 | 2019-12-31 | 2020-12-31 | 365 | 6.2683 | 6
6857 | 12.88 | 1 | 2019-12-31 | 2020-12-31 | 365 | 15.0626 | 15
3559 | 4.655 | 1 | 2019-12-31 | 2020-12-31 | 365 | 5.4438 | 5
7723 | 3.36 | 1 | 2019-12-31 | 2020-12-31 | 365 | 3.9294 | 3
6131 | 5.775 | 1 | 2019-12-31 | 2020-12-31 | 365 | 6.7536 | 6
4396 | 5.865 | 1 | 2019-12-31 | 2020-12-31 | 365 | 6.8589 | 6
4872 | 3 | 1 | 2019-12-31 | 2020-12-31 | 365 | 3.5084 | 3
3408 | 8.04 | 1 | 2019-12-31 | 2020-12-31 | 365 | 9.4025 | 9
3059 | 6.03 | 1 | 2019-12-31 | 2020-12-31 | 365 | 7.0518 | 7
3434 | 5.88 | 1 | 2019-12-31 | 2020-12-31 | 365 | 6.8764 | 6
6349 | 3 | 1 | 2019-12-31 | 2020-12-31 | 365 | 3.5084 | 3
8947 | 4.08 | 1 | 2019-12-31 | 2020-12-31 | 365 | 4.7714 | 4
3809 | 5.39 | 1 | 2019-12-31 | 2020-12-31 | 365 | 6.3034 | 6
10198 | 5.88 | 1 | 2019-12-31 | 2020-12-31 | 365 | 6.8764 | 6
3445 | 4.9 | 1 | 2019-12-31 | 2020-12-31 | 365 | 5.7304 | 5
4452 | 8.04 | 1 | 2019-12-31 | 2020-12-31 | 365 | 9.4025 | 9
3853 | 4.41 | 1 | 2019-12-31 | 2020-12-31 | 365 | 5.1573 | 5
4188 | 7.08 | 1 | 2019-12-31 | 2020-12-31 | 365 | 8.2798 | 8
3802 | 5.88 | 1 | 2019-12-31 | 2020-12-31 | 365 | 6.8764 | 6
16675 | 8.4 | 1 | 2019-12-31 | 2020-12-31 | 365 | 9.8235 | 9
3890 | 5.232 | 1 | 2019-12-31 | 2020-12-31 | 365 | 6.1186 | 6
6359 | 5.559 | 1 | 2019-12-31 | 2020-12-31 | 365 | 6.501 | 6
11386 | 2.805 | 1 | 2019-12-31 | 2020-12-31 | 365 | 3.2803 | 3
4573 | 6.03 | 1 | 2019-12-31 | 2020-12-31 | 365 | 7.0518 | 7
4303 | 6.37 | 1 | 2019-12-31 | 2020-12-31 | 365 | 7.4495 | 7
5044 | 5.88 | 1 | 2019-12-31 | 2020-12-31 | 365 | 6.8764 | 6
6941 | 10.791 | 1 | 2019-12-31 | 2020-12-31 | 365 | 12.6196 | 12
5519 | 4.14 | 1 | 2019-12-31 | 2020-12-31 | 365 | 4.8416 | 4
3309 | 8.82 | 1 | 2019-12-31 | 2020-12-31 | 365 | 10.3146 | 10
3808 | 6.213 | 1 | 2019-12-31 | 2020-12-31 | 365 | 7.2659 | 7
3073 | 8.28 | 1 | 2019-12-31 | 2020-12-31 | 365 | 9.6831 | 9
3527 | 4.165 | 1 | 2019-12-31 | 2020-12-31 | 365 | 4.8708 | 4
3925 | 6.54 | 1 | 2019-12-31 | 2020-12-31 | 365 | 7.6483 | 7
9932 | 6.54 | 1 | 2019-12-31 | 2020-12-31 | 365 | 7.6483 | 7
3327 | 11.118 | 1 | 2019-12-31 | 2020-12-31 | 365 | 13.0021 | 13
3810 | 13.25 | 1 | 2019-12-31 | 2020-12-31 | 365 | 15.4953 | 15
3188 | 3.27 | 1 | 2019-12-31 | 2020-12-31 | 365 | 3.8241 | 3
3847 | 3.27 | 1 | 2019-12-31 | 2020-12-31 | 365 | 3.8241 | 3
3190 | 8.04 | 1 | 2019-12-31 | 2020-12-31 | 365 | 9.4025 | 9
2733 | 9.9 | 1 | 2019-12-31 | 2020-12-31 | 365 | 11.5777 | 11
5131 | 5.7 | 1 | 2019-12-31 | 2020-12-31 | 365 | 6.6659 | 6
7593 | 5.865 | 1 | 2019-12-31 | 2020-12-31 | 365 | 6.8589 | 6
4021 | 4.4 | 1 | 2019-12-31 | 2020-12-31 | 365 | 5.1456 | 5
3382 | 5.39 | 1 | 2019-12-31 | 2020-12-31 | 365 | 6.3034 | 6
13338 | 15 | 1 | 2019-12-31 | 2020-12-31 | 365 | 17.5419 | 17
4176 | 5.232 | 1 | 2019-12-31 | 2020-12-31 | 365 | 6.1186 | 6
4182 | 7.425 | 1 | 2019-12-31 | 2020-12-31 | 365 | 8.6832 | 8
4280 | 4.76 | 1 | 2019-12-31 | 2020-12-31 | 365 | 5.5666 | 5
3892 | 7.25 | 1 | 2019-12-31 | 2020-12-31 | 365 | 8.4786 | 8
4462 | 5.36 | 1 | 2019-12-31 | 2020-12-31 | 365 | 6.2683 | 6
9426 | 4.5 | 1 | 2019-12-31 | 2020-12-31 | 365 | 5.2626 | 5
3613 | 2.94 | 1 | 2019-12-31 | 2020-12-31 | 365 | 3.4382 | 3
2966 | 3.924 | 1 | 2019-12-31 | 2020-12-31 | 365 | 4.589 | 4
16288 | 5.1 | 1 | 2019-12-31 | 2020-12-31 | 365 | 5.9642 | 5
6104 | 6.7 | 1 | 2019-12-31 | 2020-12-31 | 365 | 7.8354 | 7
1008 | 4.02 | 1 | 2019-12-31 | 2020-12-31 | 365 | 4.7012 | 4
1013 | 4.9 | 1 | 2019-12-31 | 2020-12-31 | 365 | 5.7304 | 5
1011 | 7.035 | 1 | 2019-12-31 | 2020-12-31 | 365 | 8.2272 | 8
1027 | 4.24 | 1 | 2019-12-31 | 2020-12-31 | 365 | 4.9585 | 4
1129 | 5.36 | 1 | 2019-12-31 | 2020-12-31 | 365 | 6.2683 | 6
1092 | 162.24 | 0.9 | 2019-12-31 | 2020-12-31 | 365 | 170.7599 | 170
1200 | 4.41 | 1 | 2019-12-31 | 2020-12-31 | 365 | 5.1573 | 5
1207 | 3.35 | 1 | 2019-12-31 | 2020-12-31 | 365 | 3.9177 | 3
1285 | 5.635 | 1 | 2019-12-31 | 2020-12-31 | 365 | 6.5899 | 6
1361 | 4.69 | 1 | 2019-12-31 | 2020-12-31 | 365 | 5.4848 | 5
1362 | 3.675 | 1 | 2019-12-31 | 2020-12-31 | 365 | 4.2978 | 4
1374 | 9.18 | 1 | 2019-12-31 | 2020-12-31 | 365 | 10.7356 | 10
1447 | 13.08 | 1 | 2019-12-31 | 2020-12-31 | 365 | 15.2965 | 15
1445 | 3.43 | 1 | 2019-12-31 | 2020-12-31 | 365 | 4.0112 | 4
1452 | 5.025 | 1 | 2019-12-31 | 2020-12-31 | 365 | 5.8765 | 5
1286 | 6.03 | 1 | 2019-12-31 | 2020-12-31 | 365 | 7.0518 | 7
1511 | 3.75 | 1 | 2019-12-31 | 2020-12-31 | 365 | 4.3855 | 4
1539 | 99.905 | 0.9 | 2019-12-31 | 2020-12-31 | 365 | 105.1514 | 105
1686 | 3.924 | 1 | 2019-12-31 | 2020-12-31 | 365 | 4.589 | 4
1509 | 6.48 | 1 | 2019-12-31 | 2020-12-31 | 365 | 7.5781 | 7
1741 | 4.9 | 1 | 2019-12-31 | 2020-12-31 | 365 | 5.7304 | 5
1766 | 5.025 | 1 | 2019-12-31 | 2020-12-31 | 365 | 5.8765 | 5
1317 | 373.15 | 0.9 | 2019-12-31 | 2020-12-31 | 365 | 392.7456 | 392
1897 | 223.44 | 1 | 2019-12-31 | 2020-12-31 | 365 | 261.3041 | 261
1799 | 5.36 | 1 | 2019-12-31 | 2020-12-31 | 365 | 6.2683 | 6
1804 | 3.92 | 1 | 2019-12-31 | 2020-12-31 | 365 | 4.5843 | 4
1825 | 5.695 | 1 | 2019-12-31 | 2020-12-31 | 365 | 6.6601 | 6
1829 | 8.71 | 1 | 2019-12-31 | 2020-12-31 | 365 | 10.186 | 10
1865 | 6.7 | 1 | 2019-12-31 | 2020-12-31 | 365 | 7.8354 | 7
1890 | 7.194 | 1 | 2019-12-31 | 2020-12-31 | 365 | 8.4131 | 8
1894 | 25 | 1 | 2019-12-31 | 2020-12-31 | 365 | 29.2365 | 29
1896 | 9.54 | 1 | 2019-12-31 | 2020-12-31 | 365 | 11.1566 | 11
1912 | 9.315 | 1 | 2019-12-31 | 2020-12-31 | 365 | 10.8935 | 10
1956 | 4.69 | 1 | 2019-12-31 | 2020-12-31 | 365 | 5.4848 | 5
1761 | 5.36 | 1 | 2019-12-31 | 2020-12-31 | 365 | 6.2683 | 6
4705 | 4.86 | 1 | 2019-12-31 | 2020-12-31 | 365 | 5.6836 | 5
4201 | 3.924 | 1 | 2019-12-31 | 2020-12-31 | 365 | 4.589 | 4
3378 | 7.15 | 1 | 2019-12-31 | 2020-12-31 | 365 | 8.3616 | 8
3842 | 5.175 | 1 | 2019-12-31 | 2020-12-31 | 365 | 6.052 | 6
4093 | 11.772 | 1 | 2019-12-31 | 2020-12-31 | 365 | 13.7669 | 13
15540 | 6.9 | 1 | 2019-12-31 | 2020-12-31 | 365 | 8.0693 | 8
6549 | 6.37 | 1 | 2019-12-31 | 2020-12-31 | 365 | 7.4495 | 7
2965 | 9.36 | 1 | 2019-12-31 | 2020-12-31 | 365 | 10.9461 | 10
5066 | 10.335 | 1 | 2019-12-31 | 2020-12-31 | 365 | 12.0864 | 12
4282 | 6.213 | 1 | 2019-12-31 | 2020-12-31 | 365 | 7.2659 | 7
16564 | 9.9 | 1 | 2019-12-31 | 2020-12-31 | 365 | 11.5777 | 11
2847 | 1.5 | 1 | 2019-12-31 | 2020-12-31 | 365 | 1.7542 | 1
4015 | 5.025 | 1 | 2019-12-31 | 2020-12-31 | 365 | 5.8765 | 5
2825 | 7 | 1 | 2019-12-31 | 2020-12-31 | 365 | 8.1862 | 8
4034 | 7.975 | 1 | 2019-12-31 | 2020-12-31 | 365 | 9.3264 | 9
12327 | 9.81 | 1 | 2019-12-31 | 2020-12-31 | 365 | 11.4724 | 11
12131 | 3.27 | 1 | 2019-12-31 | 2020-12-31 | 365 | 3.8241 | 3
11614 | 14.715 | 1 | 2019-12-31 | 2020-12-31 | 365 | 17.2086 | 17
3313 | 4.905 | 1 | 2019-12-31 | 2020-12-31 | 365 | 5.7362 | 5
13712 | 5.695 | 1 | 2019-12-31 | 2020-12-31 | 365 | 6.6601 | 6
3431 | 3.685 | 1 | 2019-12-31 | 2020-12-31 | 365 | 4.3095 | 4
3549 | 4.578 | 1 | 2019-12-31 | 2020-12-31 | 365 | 5.3538 | 5
11000 | 1.962 | 1 | 2019-12-31 | 2020-12-31 | 365 | 2.2945 | 2
18025 | 5.232 | 1 | 2019-12-31 | 2020-12-31 | 365 | 6.1186 | 6
12144 | 5.94 | 1 | 2019-12-31 | 2020-12-31 | 365 | 6.9466 | 6
4137 | 9.156 | 1 | 2019-12-31 | 2020-12-31 | 365 | 10.7076 | 10
3885 | 6.37 | 1 | 2019-12-31 | 2020-12-31 | 365 | 7.4495 | 7
4459 | 2.75 | 1 | 2019-12-31 | 2020-12-31 | 365 | 3.216 | 3
4185 | 7.521 | 1 | 2019-12-31 | 2020-12-31 | 365 | 8.7955 | 8
4710 | 3.185 | 1 | 2019-12-31 | 2020-12-31 | 365 | 3.7247 | 3
5073 | 9.66 | 1 | 2019-12-31 | 2020-12-31 | 365 | 11.297 | 11
18235 | 10.05 | 1 | 2019-12-31 | 2020-12-31 | 365 | 11.7531 | 11
3069 | 5.232 | 1 | 2019-12-31 | 2020-12-31 | 365 | 6.1186 | 6
3330 | 12.1 | 1 | 2019-12-31 | 2020-12-31 | 365 | 14.1505 | 14
7240 | 2.55 | 1 | 2019-12-31 | 2020-12-31 | 365 | 2.9821 | 2
5117 | 4.655 | 1 | 2019-12-31 | 2020-12-31 | 365 | 5.4438 | 5
3071 | 5.5 | 1 | 2019-12-31 | 2020-12-31 | 365 | 6.432 | 6
4380 | 5.865 | 1 | 2019-12-31 | 2020-12-31 | 365 | 6.8589 | 6
3647 | 9.81 | 1 | 2019-12-31 | 2020-12-31 | 365 | 11.4724 | 11
3618 | 5.36 | 1 | 2019-12-31 | 2020-12-31 | 365 | 6.2683 | 6
14241 | 7.194 | 1 | 2019-12-31 | 2020-12-31 | 365 | 8.4131 | 8
10397 | 6.867 | 1 | 2019-12-31 | 2020-12-31 | 365 | 8.0307 | 8
11623 | 3.27 | 1 | 2019-12-31 | 2020-12-31 | 365 | 3.8241 | 3
3914 | 6.03 | 1 | 2019-12-31 | 2020-12-31 | 365 | 7.0518 | 7
3622 | 4.75 | 1 | 2019-12-31 | 2020-12-31 | 365 | 5.5549 | 5
3610 | 4.355 | 1 | 2019-12-31 | 2020-12-31 | 365 | 5.093 | 5
15191 | 3.71 | 1 | 2019-12-31 | 2020-12-31 | 365 | 4.3387 | 4
5373 | 5.3 | 1 | 2019-12-31 | 2020-12-31 | 365 | 6.1981 | 6
6118 | 4.355 | 1 | 2019-12-31 | 2020-12-31 | 365 | 5.093 | 5
3838 | 5.145 | 1 | 2019-12-31 | 2020-12-31 | 365 | 6.0169 | 6
3835 | 5.025 | 1 | 2019-12-31 | 2020-12-31 | 365 | 5.8765 | 5
7608 | 6.213 | 1 | 2019-12-31 | 2020-12-31 | 365 | 7.2659 | 7
10761 | 4.41 | 1 | 2019-12-31 | 2020-12-31 | 365 | 5.1573 | 5
3856 | 7.15 | 1 | 2019-12-31 | 2020-12-31 | 365 | 8.3616 | 8
10941 | 5.145 | 1 | 2019-12-31 | 2020-12-31 | 365 | 6.0169 | 6
5072 | 6.6 | 1 | 2019-12-31 | 2020-12-31 | 365 | 7.7184 | 7
22700 | 8.25 | 1 | 2019-12-31 | 2020-12-31 | 365 | 9.648 | 9
4152 | 9.483 | 1 | 2019-12-31 | 2020-12-31 | 365 | 11.09 | 11
5288 | 6.54 | 1 | 2019-12-31 | 2020-12-31 | 365 | 7.6483 | 7
3857 | 8.575 | 1 | 2019-12-31 | 2020-12-31 | 365 | 10.0281 | 10
6581 | 6.16 | 1 | 2019-12-31 | 2020-12-31 | 365 | 7.2039 | 7
4087 | 8.25 | 1 | 2019-12-31 | 2020-12-31 | 365 | 9.648 | 9
4183 | 5.232 | 1 | 2019-12-31 | 2020-12-31 | 365 | 6.1186 | 6
3418 | 8.82 | 1 | 2019-12-31 | 2020-12-31 | 365 | 10.3146 | 10
3339 | 6.7 | 1 | 2019-12-31 | 2020-12-31 | 365 | 7.8354 | 7
14080 | 4.69 | 1 | 2019-12-31 | 2020-12-31 | 365 | 5.4848 | 5
3875 | 6 | 1 | 2019-12-31 | 2020-12-31 | 365 | 7.0168 | 7
5077 | 8.4 | 1 | 2019-12-31 | 2020-12-31 | 365 | 9.8235 | 9
3060 | 6.16 | 1 | 2019-12-31 | 2020-12-31 | 365 | 7.2039 | 7
4786 | 2.94 | 1 | 2019-12-31 | 2020-12-31 | 365 | 3.4382 | 3
8927 | 5.025 | 1 | 2019-12-31 | 2020-12-31 | 365 | 5.8765 | 5
4377 | 5.39 | 1 | 2019-12-31 | 2020-12-31 | 365 | 6.3034 | 6
5286 | 12.1 | 1 | 2019-12-31 | 2020-12-31 | 365 | 14.1505 | 14
4463 | 8.4 | 1 | 2019-12-31 | 2020-12-31 | 365 | 9.8235 | 9
24979 | 9.18 | 1 | 2019-12-31 | 2020-12-31 | 365 | 10.7356 | 10
6557 | 9.54 | 1 | 2019-12-31 | 2020-12-31 | 365 | 11.1566 | 11
3389 | 8.04 | 1 | 2019-12-31 | 2020-12-31 | 365 | 9.4025 | 9
11201 | 14.4 | 1 | 2019-12-31 | 2020-12-31 | 365 | 16.8402 | 16
3070 | 7.95 | 1 | 2019-12-31 | 2020-12-31 | 365 | 9.2972 | 9
5493 | 6.867 | 1 | 2019-12-31 | 2020-12-31 | 365 | 8.0307 | 8
5490 | 9.52 | 1 | 2019-12-31 | 2020-12-31 | 365 | 11.1333 | 11
13714 | 3.43 | 1 | 2019-12-31 | 2020-12-31 | 365 | 4.0112 | 4
21254 | 5.232 | 1 | 2019-12-31 | 2020-12-31 | 365 | 6.1186 | 6
3803 | 6.36 | 1 | 2019-12-31 | 2020-12-31 | 365 | 7.4378 | 7
3916 | 6.37 | 1 | 2019-12-31 | 2020-12-31 | 365 | 7.4495 | 7
3320 | 2.75 | 1 | 2019-12-31 | 2020-12-31 | 365 | 3.216 | 3
59 | 523.545 | 0.9 | 2019-12-31 | 2020-12-31 | 365 | 551.0384 | 551
1879 | 4.02 | 1 | 2019-12-31 | 2020-12-31 | 365 | 4.7012 | 4
1986 | 31.8 | 0.9 | 2019-12-31 | 2020-12-31 | 365 | 33.4699 | 33
12468 | 7.02 | 1 | 2019-12-31 | 2020-12-31 | 365 | 8.2096 | 8
5707 | 8.48 | 1 | 2019-12-31 | 2020-12-31 | 365 | 9.917 | 9
3645 | 4.2 | 1 | 2019-12-31 | 2020-12-31 | 365 | 4.9117 | 4
2742 | 6.21 | 1 | 2019-12-31 | 2020-12-31 | 365 | 7.2623 | 7
6321 | 4.125 | 1 | 2019-12-31 | 2020-12-31 | 365 | 4.824 | 4
2857 | 5.5 | 1 | 2019-12-31 | 2020-12-31 | 365 | 6.432 | 6
3796 | 6.82 | 1 | 2019-12-31 | 2020-12-31 | 365 | 7.9757 | 7
2729 | 12.1 | 1 | 2019-12-31 | 2020-12-31 | 365 | 14.1505 | 14
3385 | 6.095 | 1 | 2019-12-31 | 2020-12-31 | 365 | 7.1279 | 7
6690 | 12.72 | 1 | 2019-12-31 | 2020-12-31 | 365 | 14.8755 | 14
3909 | 4.69 | 1 | 2019-12-31 | 2020-12-31 | 365 | 5.4848 | 5
6744 | 4.75 | 1 | 2019-12-31 | 2020-12-31 | 365 | 5.5549 | 5
4395 | 7.56 | 1 | 2019-12-31 | 2020-12-31 | 365 | 8.8411 | 8
3848 | 5.6 | 1 | 2019-12-31 | 2020-12-31 | 365 | 6.549 | 6
10848 | 7.29 | 1 | 2019-12-31 | 2020-12-31 | 365 | 8.5254 | 8
5535 | 7.8 | 1 | 2019-12-31 | 2020-12-31 | 365 | 9.1218 | 9
3333 | 5.232 | 1 | 2019-12-31 | 2020-12-31 | 365 | 6.1186 | 6
10546 | 5.565 | 1 | 2019-12-31 | 2020-12-31 | 365 | 6.508 | 6
4810 | 5.886 | 1 | 2019-12-31 | 2020-12-31 | 365 | 6.8834 | 6
18021 | 6.54 | 1 | 2019-12-31 | 2020-12-31 | 365 | 7.6483 | 7
10949 | 3.27 | 1 | 2019-12-31 | 2020-12-31 | 365 | 3.8241 | 3
13615 | 9.156 | 1 | 2019-12-31 | 2020-12-31 | 365 | 10.7076 | 10
11450 | 3.924 | 1 | 2019-12-31 | 2020-12-31 | 365 | 4.589 | 4
4135 | 7.02 | 1 | 2019-12-31 | 2020-12-31 | 365 | 8.2096 | 8
4288 | 6.6 | 1 | 2019-12-31 | 2020-12-31 | 365 | 7.7184 | 7
4466 | 8.4 | 1 | 2019-12-31 | 2020-12-31 | 365 | 9.8235 | 9
3541 | 7.15 | 1 | 2019-12-31 | 2020-12-31 | 365 | 8.3616 | 8
3836 | 8.97 | 1 | 2019-12-31 | 2020-12-31 | 365 | 10.4901 | 10
4160 | 9.81 | 1 | 2019-12-31 | 2020-12-31 | 365 | 11.4724 | 11
15948 | 6.5 | 1 | 2019-12-31 | 2020-12-31 | 365 | 7.6015 | 7
10879 | 9.45 | 1 | 2019-12-31 | 2020-12-31 | 365 | 11.0514 | 11
6357 | 8.16 | 1 | 2019-12-31 | 2020-12-31 | 365 | 9.5428 | 9
4186 | 8.175 | 1 | 2019-12-31 | 2020-12-31 | 365 | 9.5603 | 9
3804 | 3.924 | 1 | 2019-12-31 | 2020-12-31 | 365 | 4.589 | 4
12456 | 13.4 | 1 | 2019-12-31 | 2020-12-31 | 365 | 15.6708 | 15
4400 | 2.943 | 1 | 2019-12-31 | 2020-12-31 | 365 | 3.4417 | 3
3557 | 8.4 | 1 | 2019-12-31 | 2020-12-31 | 365 | 9.8235 | 9
3529 | 8.5 | 1 | 2019-12-31 | 2020-12-31 | 365 | 9.9404 | 9
3703 | 5.5 | 1 | 2019-12-31 | 2020-12-31 | 365 | 6.432 | 6
6116 | 6.12 | 1 | 2019-12-31 | 2020-12-31 | 365 | 7.1571 | 7
6684 | 7.56 | 1 | 2019-12-31 | 2020-12-31 | 365 | 8.8411 | 8
6562 | 6.36 | 1 | 2019-12-31 | 2020-12-31 | 365 | 7.4378 | 7
4169 | 6.25 | 1 | 2019-12-31 | 2020-12-31 | 365 | 7.3091 | 7
4387 | 6 | 1 | 2019-12-31 | 2020-12-31 | 365 | 7.0168 | 7
3314 | 6.6 | 1 | 2019-12-31 | 2020-12-31 | 365 | 7.7184 | 7
3880 | 8.25 | 1 | 2019-12-31 | 2020-12-31 | 365 | 9.648 | 9
4171 | 8.25 | 1 | 2019-12-31 | 2020-12-31 | 365 | 9.648 | 9
5702 | 3.18 | 1 | 2019-12-31 | 2020-12-31 | 365 | 3.7189 | 3
14894 | 2.289 | 1 | 2019-12-31 | 2020-12-31 | 365 | 2.6769 | 2
4813 | 4.32 | 1 | 2019-12-31 | 2020-12-31 | 365 | 5.0521 | 5
3540 | 2.915 | 1 | 2019-12-31 | 2020-12-31 | 365 | 3.409 | 3
12326 | 3.27 | 1 | 2019-12-31 | 2020-12-31 | 365 | 3.8241 | 3
6863 | 3.5 | 1 | 2019-12-31 | 2020-12-31 | 365 | 4.0931 | 4
14240 | 5.559 | 1 | 2019-12-31 | 2020-12-31 | 365 | 6.501 | 6
6102 | 4.578 | 1 | 2019-12-31 | 2020-12-31 | 365 | 5.3538 | 5
22426 | 3.36 | 1 | 2019-12-31 | 2020-12-31 | 365 | 3.9294 | 3
4138 | 3.75 | 1 | 2019-12-31 | 2020-12-31 | 365 | 4.3855 | 4
1138 | 188.5 | 0.9 | 2019-12-31 | 2020-12-31 | 365 | 198.3989 | 198
2728 | 2.943 | 1 | 2019-12-31 | 2020-12-31 | 365 | 3.4417 | 3
10192 | 4.5 | 1 | 2019-12-31 | 2020-12-31 | 365 | 5.2626 | 5
7223 | 4.335 | 1 | 2019-12-31 | 2020-12-31 | 365 | 5.0696 | 5
4661 | 3.06 | 1 | 2019-12-31 | 2020-12-31 | 365 | 3.5785 | 3
14068 | 3 | 1 | 2019-12-31 | 2020-12-31 | 365 | 3.5084 | 3
7229 | 3.6 | 1 | 2019-12-31 | 2020-12-31 | 365 | 4.2101 | 4
5548 | 9.3 | 1 | 2019-12-31 | 2020-12-31 | 365 | 10.876 | 10
5369 | 5.4 | 1 | 2019-12-31 | 2020-12-31 | 365 | 6.3151 | 6
4874 | 7.705 | 1 | 2019-12-31 | 2020-12-31 | 365 | 9.0107 | 9
20428 | 9.45 | 1 | 2019-12-31 | 2020-12-31 | 365 | 11.0514 | 11
4091 | 7.035 | 1 | 2019-12-31 | 2020-12-31 | 365 | 8.2272 | 8
4386 | 7.2 | 1 | 2019-12-31 | 2020-12-31 | 365 | 8.4201 | 8
3526 | 6.9 | 1 | 2019-12-31 | 2020-12-31 | 365 | 8.0693 | 8
5014 | 5.88 | 1 | 2019-12-31 | 2020-12-31 | 365 | 6.8764 | 6
7629 | 9.72 | 1 | 2019-12-31 | 2020-12-31 | 365 | 11.3672 | 11
4392 | 7.848 | 1 | 2019-12-31 | 2020-12-31 | 365 | 9.1779 | 9
4022 | 5.1 | 1 | 2019-12-31 | 2020-12-31 | 365 | 5.9642 | 5
11003 | 3.924 | 1 | 2019-12-31 | 2020-12-31 | 365 | 4.589 | 4
3542 | 9.9 | 1 | 2019-12-31 | 2020-12-31 | 365 | 11.5777 | 11
4841 | 4.9 | 1 | 2019-12-31 | 2020-12-31 | 365 | 5.7304 | 5
4449 | 4.9 | 1 | 2019-12-31 | 2020-12-31 | 365 | 5.7304 | 5
4458 | 6.86 | 1 | 2019-12-31 | 2020-12-31 | 365 | 8.0225 | 8
6965 | 7.2 | 1 | 2019-12-31 | 2020-12-31 | 365 | 8.4201 | 8
5547 | 12.395 | 1 | 2019-12-31 | 2020-12-31 | 365 | 14.4955 | 14
3924 | 4.41 | 1 | 2019-12-31 | 2020-12-31 | 365 | 5.1573 | 5
4794 | 4.8 | 1 | 2019-12-31 | 2020-12-31 | 365 | 5.6134 | 5
4382 | 4.02 | 1 | 2019-12-31 | 2020-12-31 | 365 | 4.7012 | 4
4863 | 4.02 | 1 | 2019-12-31 | 2020-12-31 | 365 | 4.7012 | 4
3704 | 5.4 | 1 | 2019-12-31 | 2020-12-31 | 365 | 6.3151 | 6
3882 | 4.9 | 1 | 2019-12-31 | 2020-12-31 | 365 | 5.7304 | 5
4039 | 4.655 | 1 | 2019-12-31 | 2020-12-31 | 365 | 5.4438 | 5
7228 | 4.69 | 1 | 2019-12-31 | 2020-12-31 | 365 | 5.4848 | 5
12168 | 5.886 | 1 | 2019-12-31 | 2020-12-31 | 365 | 6.8834 | 6
18010 | 6.867 | 1 | 2019-12-31 | 2020-12-31 | 365 | 8.0307 | 8
5282 | 3.27 | 1 | 2019-12-31 | 2020-12-31 | 365 | 3.8241 | 3
8939 | 12.32 | 1 | 2019-12-31 | 2020-12-31 | 365 | 14.4077 | 14
6989 | 3.08 | 1 | 2019-12-31 | 2020-12-31 | 365 | 3.6019 | 3
29468 | 3.5 | 1 | 2019-12-31 | 2020-12-31 | 365 | 4.0931 | 4
19696 | 3.27 | 1 | 2019-12-31 | 2020-12-31 | 365 | 3.8241 | 3
4785 | 2.289 | 1 | 2019-12-31 | 2020-12-31 | 365 | 2.6769 | 2
6388 | 11.772 | 1 | 2019-12-31 | 2020-12-31 | 365 | 13.7669 | 13
4973 | 4.578 | 1 | 2019-12-31 | 2020-12-31 | 365 | 5.3538 | 5
24117 | 4.8 | 1 | 2019-12-31 | 2020-12-31 | 365 | 5.6134 | 5
18221 | 5.232 | 1 | 2019-12-31 | 2020-12-31 | 365 | 6.1186 | 6
1487 | 5.88 | 1 | 2019-12-31 | 2020-12-31 | 365 | 6.8764 | 6
1523 | 6.095 | 1 | 2019-12-31 | 2020-12-31 | 365 | 7.1279 | 7
1586 | 39.75 | 0.9 | 2019-12-31 | 2020-12-31 | 365 | 41.8374 | 41
1528 | 5 | 1 | 2019-12-31 | 2020-12-31 | 365 | 5.8473 | 5
1740 | 99 | 0.9 | 2019-12-31 | 2020-12-31 | 365 | 104.1989 | 104
1738 | 9.84 | 1 | 2019-12-31 | 2020-12-31 | 365 | 11.5075 | 11
1784 | 6.03 | 1 | 2019-12-31 | 2020-12-31 | 365 | 7.0518 | 7
1814 | 5.88 | 1 | 2019-12-31 | 2020-12-31 | 365 | 6.8764 | 6
1803 | 7.2 | 1 | 2019-12-31 | 2020-12-31 | 365 | 8.4201 | 8
1950 | 14 | 1 | 2019-12-31 | 2020-12-31 | 365 | 16.3724 | 16
1909 | 5.695 | 1 | 2019-12-31 | 2020-12-31 | 365 | 6.6601 | 6
1862 | 112.59 | 0.9 | 2019-12-31 | 2020-12-31 | 365 | 118.5026 | 118
1988 | 20.4 | 1 | 2019-12-31 | 2020-12-31 | 365 | 23.857 | 23
2035 | 16.8 | 1 | 2019-12-31 | 2020-12-31 | 365 | 19.6469 | 19
2259 | 5 | 1 | 2019-12-31 | 2020-12-31 | 365 | 5.8473 | 5
3887 | 7.95 | 1 | 2019-12-31 | 2020-12-31 | 365 | 9.2972 | 9
12154 | 7.194 | 1 | 2019-12-31 | 2020-12-31 | 365 | 8.4131 | 8
14081 | 3.924 | 1 | 2019-12-31 | 2020-12-31 | 365 | 4.589 | 4
14094 | 9.6 | 1 | 2019-12-31 | 2020-12-31 | 365 | 11.2268 | 11
5527 | 4.8 | 1 | 2019-12-31 | 2020-12-31 | 365 | 5.6134 | 5
22258 | 6.72 | 1 | 2019-12-31 | 2020-12-31 | 365 | 7.8588 | 7
11616 | 6.12 | 1 | 2019-12-31 | 2020-12-31 | 365 | 7.1571 | 7
10939 | 7.8 | 1 | 2019-12-31 | 2020-12-31 | 365 | 9.1218 | 9
5990 | 5.635 | 1 | 2019-12-31 | 2020-12-31 | 365 | 6.5899 | 6
5294 | 6.9 | 1 | 2019-12-31 | 2020-12-31 | 365 | 8.0693 | 8
4173 | 5.5 | 1 | 2019-12-31 | 2020-12-31 | 365 | 6.432 | 6
3920 | 3.92 | 1 | 2019-12-31 | 2020-12-31 | 365 | 4.5843 | 4
3797 | 4.251 | 1 | 2019-12-31 | 2020-12-31 | 365 | 4.9714 | 4
7899 | 3.597 | 1 | 2019-12-31 | 2020-12-31 | 365 | 4.2065 | 4
11209 | 5.025 | 1 | 2019-12-31 | 2020-12-31 | 365 | 5.8765 | 5
12838 | 10.05 | 1 | 2019-12-31 | 2020-12-31 | 365 | 11.7531 | 11
5129 | 6.3 | 1 | 2019-12-31 | 2020-12-31 | 365 | 7.3676 | 7
7620 | 10.005 | 1 | 2019-12-31 | 2020-12-31 | 365 | 11.7004 | 11
3620 | 3.6 | 1 | 2019-12-31 | 2020-12-31 | 365 | 4.2101 | 4
7878 | 13.44 | 1 | 2019-12-31 | 2020-12-31 | 365 | 15.7175 | 15
4796 | 4.02 | 1 | 2019-12-31 | 2020-12-31 | 365 | 4.7012 | 4
16728 | 3.9 | 1 | 2019-12-31 | 2020-12-31 | 365 | 4.5609 | 4
6432 | 3.57 | 1 | 2019-12-31 | 2020-12-31 | 365 | 4.175 | 4
5409 | 4.8 | 1 | 2019-12-31 | 2020-12-31 | 365 | 5.6134 | 5
6345 | 4.845 | 1 | 2019-12-31 | 2020-12-31 | 365 | 5.666 | 5
4715 | 5.36 | 1 | 2019-12-31 | 2020-12-31 | 365 | 6.2683 | 6
12416 | 6.885 | 1 | 2019-12-31 | 2020-12-31 | 365 | 8.0517 | 8
8930 | 3.315 | 1 | 2019-12-31 | 2020-12-31 | 365 | 3.8768 | 3
5068 | 3.315 | 1 | 2019-12-31 | 2020-12-31 | 365 | 3.8768 | 3
3898 | 5.355 | 1 | 2019-12-31 | 2020-12-31 | 365 | 6.2625 | 6
10392 | 5.39 | 1 | 2019-12-31 | 2020-12-31 | 365 | 6.3034 | 6
13716 | 5.355 | 1 | 2019-12-31 | 2020-12-31 | 365 | 6.2625 | 6
3580 | 9.6 | 1 | 2019-12-31 | 2020-12-31 | 365 | 11.2268 | 11
4866 | 3.9 | 1 | 2019-12-31 | 2020-12-31 | 365 | 4.5609 | 4
20194 | 6.72 | 1 | 2019-12-31 | 2020-12-31 | 365 | 7.8588 | 7
4824 | 5.232 | 1 | 2019-12-31 | 2020-12-31 | 365 | 6.1186 | 6
4861 | 5.232 | 1 | 2019-12-31 | 2020-12-31 | 365 | 6.1186 | 6
10396 | 9 | 1 | 2019-12-31 | 2020-12-31 | 365 | 10.5251 | 10
6555 | 3.24 | 1 | 2019-12-31 | 2020-12-31 | 365 | 3.7891 | 3
6541 | 6.213 | 1 | 2019-12-31 | 2020-12-31 | 365 | 7.2659 | 7
6409 | 3.924 | 1 | 2019-12-31 | 2020-12-31 | 365 | 4.589 | 4
6136 | 7.521 | 1 | 2019-12-31 | 2020-12-31 | 365 | 8.7955 | 8
5015 | 3.57 | 1 | 2019-12-31 | 2020-12-31 | 365 | 4.175 | 4
4797 | 4.8 | 1 | 2019-12-31 | 2020-12-31 | 365 | 5.6134 | 5
9818 | 4.59 | 1 | 2019-12-31 | 2020-12-31 | 365 | 5.3678 | 5
6397 | 8.16 | 1 | 2019-12-31 | 2020-12-31 | 365 | 9.5428 | 9
10138 | 4.845 | 1 | 2019-12-31 | 2020-12-31 | 365 | 5.666 | 5
7225 | 9 | 1 | 2019-12-31 | 2020-12-31 | 365 | 10.5251 | 10
10090 | 6.63 | 1 | 2019-12-31 | 2020-12-31 | 365 | 7.7535 | 7
5906 | 9.35 | 1 | 2019-12-31 | 2020-12-31 | 365 | 10.9345 | 10
4398 | 4.9 | 1 | 2019-12-31 | 2020-12-31 | 365 | 5.7304 | 5
5296 | 6 | 1 | 2019-12-31 | 2020-12-31 | 365 | 7.0168 | 7
5287 | 6.125 | 1 | 2019-12-31 | 2020-12-31 | 365 | 7.1629 | 7
3871 | 6.6 | 1 | 2019-12-31 | 2020-12-31 | 365 | 7.7184 | 7
5534 | 6.615 | 1 | 2019-12-31 | 2020-12-31 | 365 | 7.736 | 7
22080 | 2.4 | 1 | 2019-12-31 | 2020-12-31 | 365 | 2.8067 | 2
13715 | 4.355 | 1 | 2019-12-31 | 2020-12-31 | 365 | 5.093 | 5
14819 | 4.5 | 1 | 2019-12-31 | 2020-12-31 | 365 | 5.2626 | 5
4970 | 5.1 | 1 | 2019-12-31 | 2020-12-31 | 365 | 5.9642 | 5
4707 | 9.9 | 1 | 2019-12-31 | 2020-12-31 | 365 | 11.5777 | 11
5500 | 3.924 | 1 | 2019-12-31 | 2020-12-31 | 365 | 4.589 | 4
5071 | 4.08 | 1 | 2019-12-31 | 2020-12-31 | 365 | 4.7714 | 4
4162 | 4.905 | 1 | 2019-12-31 | 2020-12-31 | 365 | 5.7362 | 5
11726 | 3.57 | 1 | 2019-12-31 | 2020-12-31 | 365 | 4.175 | 4
6614 | 6.54 | 1 | 2019-12-31 | 2020-12-31 | 365 | 7.6483 | 7
5284 | 5.886 | 1 | 2019-12-31 | 2020-12-31 | 365 | 6.8834 | 6
6687 | 9.315 | 1 | 2019-12-31 | 2020-12-31 | 365 | 10.8935 | 10
6848 | 5.559 | 1 | 2019-12-31 | 2020-12-31 | 365 | 6.501 | 6
10412 | 2.8 | 1 | 2019-12-31 | 2020-12-31 | 365 | 3.2745 | 3
12837 | 13.08 | 1 | 2019-12-31 | 2020-12-31 | 365 | 15.2965 | 15
6678 | 7.194 | 1 | 2019-12-31 | 2020-12-31 | 365 | 8.4131 | 8
53100 | 5.232 | 1 | 2019-12-31 | 2020-12-31 | 365 | 6.1186 | 6
5285 | 1.89 | 1 | 2019-12-31 | 2020-12-31 | 365 | 2.2103 | 2
48619 | 2.943 | 1 | 2019-12-31 | 2020-12-31 | 365 | 3.4417 | 3
14090 | 4.9 | 1 | 2019-12-31 | 2020-12-31 | 365 | 5.7304 | 5
10947 | 4.578 | 1 | 2019-12-31 | 2020-12-31 | 365 | 5.3538 | 5
6012 | 6.48 | 1 | 2019-12-31 | 2020-12-31 | 365 | 7.5781 | 7
10912 | 6.44 | 1 | 2019-12-31 | 2020-12-31 | 365 | 7.5313 | 7
6351 | 5.5 | 1 | 2019-12-31 | 2020-12-31 | 365 | 6.432 | 6
5012 | 6.885 | 1 | 2019-12-31 | 2020-12-31 | 365 | 8.0517 | 8
15527 | 7.8 | 1 | 2019-12-31 | 2020-12-31 | 365 | 9.1218 | 9
6117 | 4.335 | 1 | 2019-12-31 | 2020-12-31 | 365 | 5.0696 | 5
5722 | 6.16 | 1 | 2019-12-31 | 2020-12-31 | 365 | 7.2039 | 7
14102 | 3.315 | 1 | 2019-12-31 | 2020-12-31 | 365 | 3.8768 | 3
14114 | 5.75 | 1 | 2019-12-31 | 2020-12-31 | 365 | 6.7244 | 6
4867 | 6.375 | 1 | 2019-12-31 | 2020-12-31 | 365 | 7.4553 | 7
4306 | 9.065 | 1 | 2019-12-31 | 2020-12-31 | 365 | 10.6012 | 10
4092 | 3.92 | 1 | 2019-12-31 | 2020-12-31 | 365 | 4.5843 | 4
5126 | 6.72 | 1 | 2019-12-31 | 2020-12-31 | 365 | 7.8588 | 7
4043 | 6.615 | 1 | 2019-12-31 | 2020-12-31 | 365 | 7.736 | 7
7231 | 5.1 | 1 | 2019-12-31 | 2020-12-31 | 365 | 5.9642 | 5
6395 | 10.08 | 1 | 2019-12-31 | 2020-12-31 | 365 | 11.7882 | 11
17915 | 8.829 | 1 | 2019-12-31 | 2020-12-31 | 365 | 10.3252 | 10
5076 | 9.1 | 1 | 2019-12-31 | 2020-12-31 | 365 | 10.6421 | 10
22069 | 6 | 1 | 2019-12-31 | 2020-12-31 | 365 | 7.0168 | 7
4089 | 3.06 | 1 | 2019-12-31 | 2020-12-31 | 365 | 3.5785 | 3
4286 | 5.775 | 1 | 2019-12-31 | 2020-12-31 | 365 | 6.7536 | 6
5293 | 11.2 | 1 | 2019-12-31 | 2020-12-31 | 365 | 13.098 | 13
2353 | 9.156 | 1 | 2019-12-31 | 2020-12-31 | 365 | 10.7076 | 10
2054 | 19.525 | 1 | 2019-12-31 | 2020-12-31 | 365 | 22.8337 | 22
2306 | 4.95 | 1 | 2019-12-31 | 2020-12-31 | 365 | 5.7888 | 5
1913 | 26.5 | 0.9 | 2019-12-31 | 2020-12-31 | 365 | 27.8916 | 27
2449 | 33 | 0.9 | 2019-12-31 | 2020-12-31 | 365 | 34.733 | 34
1791 | 56.1 | 0.9 | 2019-12-31 | 2020-12-31 | 365 | 59.046 | 59
2510 | 5.88 | 1 | 2019-12-31 | 2020-12-31 | 365 | 6.8764 | 6
2513 | 9.945 | 1 | 2019-12-31 | 2020-12-31 | 365 | 11.6303 | 11
2628 | 15 | 1 | 2019-12-31 | 2020-12-31 | 365 | 17.5419 | 17
2622 | 7.848 | 1 | 2019-12-31 | 2020-12-31 | 365 | 9.1779 | 9
2596 | 5.3 | 1 | 2019-12-31 | 2020-12-31 | 365 | 6.1981 | 6
2590 | 7.42 | 1 | 2019-12-31 | 2020-12-31 | 365 | 8.6774 | 8
2693 | 5 | 1 | 2019-12-31 | 2020-12-31 | 365 | 5.8473 | 5
2739 | 6.54 | 1 | 2019-12-31 | 2020-12-31 | 365 | 7.6483 | 7
2738 | 3.85 | 1 | 2019-12-31 | 2020-12-31 | 365 | 4.5024 | 4
2888 | 3.35 | 1 | 2019-12-31 | 2020-12-31 | 365 | 3.9177 | 3
2695 | 8.64 | 1 | 2019-12-31 | 2020-12-31 | 365 | 10.1041 | 10
1951 | 18 | 1 | 2019-12-31 | 2020-12-31 | 365 | 21.0503 | 21
2955 | 5.25 | 1 | 2019-12-31 | 2020-12-31 | 365 | 6.1397 | 6
2947 | 4.355 | 1 | 2019-12-31 | 2020-12-31 | 365 | 5.093 | 5
2942 | 7 | 1 | 2019-12-31 | 2020-12-31 | 365 | 8.1862 | 8
3075 | 9.81 | 1 | 2019-12-31 | 2020-12-31 | 365 | 11.4724 | 11
3055 | 6.03 | 1 | 2019-12-31 | 2020-12-31 | 365 | 7.0518 | 7
10868 | 9.24 | 1 | 2019-12-31 | 2020-12-31 | 365 | 10.8058 | 10
4569 | 3.06 | 1 | 2019-12-31 | 2020-12-31 | 365 | 3.5785 | 3
8971 | 3.825 | 1 | 2019-12-31 | 2020-12-31 | 365 | 4.4732 | 4
2885 | 7.37 | 1 | 2019-12-31 | 2020-12-31 | 365 | 8.6189 | 8
3166 | 8.04 | 1 | 2019-12-31 | 2020-12-31 | 365 | 9.4025 | 9
3114 | 4.69 | 1 | 2019-12-31 | 2020-12-31 | 365 | 5.4848 | 5
3098 | 7.035 | 1 | 2019-12-31 | 2020-12-31 | 365 | 8.2272 | 8
3421 | 7.37 | 1 | 2019-12-31 | 2020-12-31 | 365 | 8.6189 | 8
12148 | 5.67 | 1 | 2019-12-31 | 2020-12-31 | 365 | 6.6308 | 6
12258 | 6.48 | 1 | 2019-12-31 | 2020-12-31 | 365 | 7.5781 | 7
6576 | 3 | 1 | 2019-12-31 | 2020-12-31 | 365 | 3.5084 | 3
6114 | 4.5 | 1 | 2019-12-31 | 2020-12-31 | 365 | 5.2626 | 5
5496 | 6.05 | 1 | 2019-12-31 | 2020-12-31 | 365 | 7.0752 | 7
5537 | 3.85 | 1 | 2019-12-31 | 2020-12-31 | 365 | 4.5024 | 4
11067 | 3.825 | 1 | 2019-12-31 | 2020-12-31 | 365 | 4.4732 | 4
6343 | 6.6 | 1 | 2019-12-31 | 2020-12-31 | 365 | 7.7184 | 7
13897 | 3.78 | 1 | 2019-12-31 | 2020-12-31 | 365 | 4.4206 | 4
6623 | 8.4 | 1 | 2019-12-31 | 2020-12-31 | 365 | 9.8235 | 9
5292 | 6.213 | 1 | 2019-12-31 | 2020-12-31 | 365 | 7.2659 | 7
6542 | 3.315 | 1 | 2019-12-31 | 2020-12-31 | 365 | 3.8768 | 3
4780 | 6.37 | 1 | 2019-12-31 | 2020-12-31 | 365 | 7.4495 | 7
4825 | 5.1 | 1 | 2019-12-31 | 2020-12-31 | 365 | 5.9642 | 5
11369 | 4.8 | 1 | 2019-12-31 | 2020-12-31 | 365 | 5.6134 | 5
10095 | 8.16 | 1 | 2019-12-31 | 2020-12-31 | 365 | 9.5428 | 9
5374 | 4.08 | 1 | 2019-12-31 | 2020-12-31 | 365 | 4.7714 | 4
6838 | 3.6 | 1 | 2019-12-31 | 2020-12-31 | 365 | 4.2101 | 4
6621 | 6.63 | 1 | 2019-12-31 | 2020-12-31 | 365 | 7.7535 | 7
26317 | 4.2 | 1 | 2019-12-31 | 2020-12-31 | 365 | 4.9117 | 4
6632 | 5.355 | 1 | 2019-12-31 | 2020-12-31 | 365 | 6.2625 | 6
5375 | 6.885 | 1 | 2019-12-31 | 2020-12-31 | 365 | 8.0517 | 8
24159 | 6.3 | 1 | 2019-12-31 | 2020-12-31 | 365 | 7.3676 | 7
21309 | 5.559 | 1 | 2019-12-31 | 2020-12-31 | 365 | 6.501 | 6
6586 | 6.213 | 1 | 2019-12-31 | 2020-12-31 | 365 | 7.2659 | 7
5407 | 5.1 | 1 | 2019-12-31 | 2020-12-31 | 365 | 5.9642 | 5
6123 | 8.67 | 1 | 2019-12-31 | 2020-12-31 | 365 | 10.1392 | 10
22255 | 6.48 | 1 | 2019-12-31 | 2020-12-31 | 365 | 7.5781 | 7
4782 | 6.12 | 1 | 2019-12-31 | 2020-12-31 | 365 | 7.1571 | 7
6749 | 6 | 1 | 2019-12-31 | 2020-12-31 | 365 | 7.0168 | 7
6575 | 5.88 | 1 | 2019-12-31 | 2020-12-31 | 365 | 6.8764 | 6
6010 | 4.05 | 1 | 2019-12-31 | 2020-12-31 | 365 | 4.7363 | 4
4865 | 6.21 | 1 | 2019-12-31 | 2020-12-31 | 365 | 7.2623 | 7
11622 | 4.251 | 1 | 2019-12-31 | 2020-12-31 | 365 | 4.9714 | 4
5283 | 7.425 | 1 | 2019-12-31 | 2020-12-31 | 365 | 8.6832 | 8
14203 | 5.6 | 1 | 2019-12-31 | 2020-12-31 | 365 | 6.549 | 6
12601 | 5.39 | 1 | 2019-12-31 | 2020-12-31 | 365 | 6.3034 | 6
11563 | 5.13 | 1 | 2019-12-31 | 2020-12-31 | 365 | 5.9993 | 5
4790 | 5.695 | 1 | 2019-12-31 | 2020-12-31 | 365 | 6.6601 | 6
10944 | 6.03 | 1 | 2019-12-31 | 2020-12-31 | 365 | 7.0518 | 7
4862 | 14.74 | 1 | 2019-12-31 | 2020-12-31 | 365 | 17.2378 | 17
10872 | 7 | 1 | 2019-12-31 | 2020-12-31 | 365 | 8.1862 | 8
22073 | 3.84 | 1 | 2019-12-31 | 2020-12-31 | 365 | 4.4907 | 4
6111 | 11.985 | 1 | 2019-12-31 | 2020-12-31 | 365 | 14.016 | 14
6574 | 3.6 | 1 | 2019-12-31 | 2020-12-31 | 365 | 4.2101 | 4
9489 | 4.08 | 1 | 2019-12-31 | 2020-12-31 | 365 | 4.7714 | 4
6544 | 3.06 | 1 | 2019-12-31 | 2020-12-31 | 365 | 3.5785 | 3
6689 | 6.05 | 1 | 2019-12-31 | 2020-12-31 | 365 | 7.0752 | 7
4778 | 4.335 | 1 | 2019-12-31 | 2020-12-31 | 365 | 5.0696 | 5
6559 | 4.335 | 1 | 2019-12-31 | 2020-12-31 | 365 | 5.0696 | 5
11383 | 5.355 | 1 | 2019-12-31 | 2020-12-31 | 365 | 6.2625 | 6
4783 | 9.18 | 1 | 2019-12-31 | 2020-12-31 | 365 | 10.7356 | 10
7978 | 3.9 | 1 | 2019-12-31 | 2020-12-31 | 365 | 4.5609 | 4
22083 | 10.08 | 1 | 2019-12-31 | 2020-12-31 | 365 | 11.7882 | 11
5520 | 5.025 | 1 | 2019-12-31 | 2020-12-31 | 365 | 5.8765 | 5
22072 | 4.32 | 1 | 2019-12-31 | 2020-12-31 | 365 | 5.0521 | 5
7135 | 3.92 | 1 | 2019-12-31 | 2020-12-31 | 365 | 4.5843 | 4
21395 | 7.29 | 1 | 2019-12-31 | 2020-12-31 | 365 | 8.5254 | 8
5517 | 3.315 | 1 | 2019-12-31 | 2020-12-31 | 365 | 3.8768 | 3
9427 | 5.4 | 1 | 2019-12-31 | 2020-12-31 | 365 | 6.3151 | 6
4777 | 5.61 | 1 | 2019-12-31 | 2020-12-31 | 365 | 6.5607 | 6
8951 | 4.59 | 1 | 2019-12-31 | 2020-12-31 | 365 | 5.3678 | 5
20960 | 3.84 | 1 | 2019-12-31 | 2020-12-31 | 365 | 4.4907 | 4
4779 | 5.355 | 1 | 2019-12-31 | 2020-12-31 | 365 | 6.2625 | 6
4781 | 8.16 | 1 | 2019-12-31 | 2020-12-31 | 365 | 9.5428 | 9
4873 | 7.035 | 1 | 2019-12-31 | 2020-12-31 | 365 | 8.2272 | 8
10135 | 6 | 1 | 2019-12-31 | 2020-12-31 | 365 | 7.0168 | 7
6618 | 8.67 | 1 | 2019-12-31 | 2020-12-31 | 365 | 10.1392 | 10
6568 | 6.12 | 1 | 2019-12-31 | 2020-12-31 | 365 | 7.1571 | 7
8865 | 5.1 | 1 | 2019-12-31 | 2020-12-31 | 365 | 5.9642 | 5
6133 | 6.885 | 1 | 2019-12-31 | 2020-12-31 | 365 | 8.0517 | 8
4870 | 5.1 | 1 | 2019-12-31 | 2020-12-31 | 365 | 5.9642 | 5
6681 | 9.69 | 1 | 2019-12-31 | 2020-12-31 | 365 | 11.3321 | 11
6394 | 9.69 | 1 | 2019-12-31 | 2020-12-31 | 365 | 11.3321 | 11
6288 | 6 | 1 | 2019-12-31 | 2020-12-31 | 365 | 7.0168 | 7
11291 | 3.06 | 1 | 2019-12-31 | 2020-12-31 | 365 | 3.5785 | 3
6437 | 9.18 | 1 | 2019-12-31 | 2020-12-31 | 365 | 10.7356 | 10
6691 | 10.137 | 1 | 2019-12-31 | 2020-12-31 | 365 | 11.8548 | 11
4859 | 4.95 | 1 | 2019-12-31 | 2020-12-31 | 365 | 5.7888 | 5
4753 | 3.675 | 1 | 2019-12-31 | 2020-12-31 | 365 | 4.2978 | 4
6105 | 6 | 1 | 2019-12-31 | 2020-12-31 | 365 | 7.0168 | 7
6573 | 7.65 | 1 | 2019-12-31 | 2020-12-31 | 365 | 8.9464 | 8
4784 | 5.025 | 1 | 2019-12-31 | 2020-12-31 | 365 | 5.8765 | 5
6109 | 5.865 | 1 | 2019-12-31 | 2020-12-31 | 365 | 6.8589 | 6
4754 | 6 | 1 | 2019-12-31 | 2020-12-31 | 365 | 7.0168 | 7
6015 | 5.5 | 1 | 2019-12-31 | 2020-12-31 | 365 | 6.432 | 6
4814 | 8.28 | 1 | 2019-12-31 | 2020-12-31 | 365 | 9.6831 | 9
18231 | 5.67 | 1 | 2019-12-31 | 2020-12-31 | 365 | 6.6308 | 6
5295 | 5.1 | 1 | 2019-12-31 | 2020-12-31 | 365 | 5.9642 | 5
5549 | 4.125 | 1 | 2019-12-31 | 2020-12-31 | 365 | 4.824 | 4
4809 | 5.7 | 1 | 2019-12-31 | 2020-12-31 | 365 | 6.6659 | 6
3581 | 7.8 | 1 | 2019-12-31 | 2020-12-31 | 365 | 9.1218 | 9
3338 | 3.57 | 1 | 2019-12-31 | 2020-12-31 | 365 | 4.175 | 4
3635 | 7.595 | 1 | 2019-12-31 | 2020-12-31 | 365 | 8.882 | 8
3628 | 6.37 | 1 | 2019-12-31 | 2020-12-31 | 365 | 7.4495 | 7
3844 | 5.39 | 1 | 2019-12-31 | 2020-12-31 | 365 | 6.3034 | 6
3861 | 11 | 1 | 2019-12-31 | 2020-12-31 | 365 | 12.8641 | 12
3908 | 3.57 | 1 | 2019-12-31 | 2020-12-31 | 365 | 4.175 | 4
4163 | 7.848 | 1 | 2019-12-31 | 2020-12-31 | 365 | 9.1779 | 9
7224 | 8.04 | 1 | 2019-12-31 | 2020-12-31 | 365 | 9.4025 | 9
5272 | 8.525 | 1 | 2019-12-31 | 2020-12-31 | 365 | 9.9696 | 9
30753 | 6.6 | 1 | 2019-12-31 | 2020-12-31 | 365 | 7.7184 | 7
16726 | 4.55 | 1 | 2019-12-31 | 2020-12-31 | 365 | 5.321 | 5
5381 | 6.6 | 1 | 2019-12-31 | 2020-12-31 | 365 | 7.7184 | 7
14076 | 4.59 | 1 | 2019-12-31 | 2020-12-31 | 365 | 5.3678 | 5
6124 | 5.61 | 1 | 2019-12-31 | 2020-12-31 | 365 | 6.5607 | 6
5551 | 4.845 | 1 | 2019-12-31 | 2020-12-31 | 365 | 5.666 | 5
6853 | 6.12 | 1 | 2019-12-31 | 2020-12-31 | 365 | 7.1571 | 7
9407 | 12.375 | 1 | 2019-12-31 | 2020-12-31 | 365 | 14.4721 | 14
5703 | 6.12 | 1 | 2019-12-31 | 2020-12-31 | 365 | 7.1571 | 7
5529 | 7.035 | 1 | 2019-12-31 | 2020-12-31 | 365 | 8.2272 | 8
6468 | 10.35 | 1 | 2019-12-31 | 2020-12-31 | 365 | 12.1039 | 12
12142 | 5.775 | 1 | 2019-12-31 | 2020-12-31 | 365 | 6.7536 | 6
10194 | 11.34 | 1 | 2019-12-31 | 2020-12-31 | 365 | 13.2617 | 13
10605 | 5.61 | 1 | 2019-12-31 | 2020-12-31 | 365 | 6.5607 | 6
5277 | 6.12 | 1 | 2019-12-31 | 2020-12-31 | 365 | 7.1571 | 7
11715 | 7.7 | 1 | 2019-12-31 | 2020-12-31 | 365 | 9.0048 | 9
10891 | 5.04 | 1 | 2019-12-31 | 2020-12-31 | 365 | 5.8941 | 5
10390 | 13.2 | 1 | 2019-12-31 | 2020-12-31 | 365 | 15.4369 | 15
5384 | 10.791 | 1 | 2019-12-31 | 2020-12-31 | 365 | 12.6196 | 12
6460 | 4.905 | 1 | 2019-12-31 | 2020-12-31 | 365 | 5.7362 | 5
5438 | 8.82 | 1 | 2019-12-31 | 2020-12-31 | 365 | 10.3146 | 10
6325 | 5.5 | 1 | 2019-12-31 | 2020-12-31 | 365 | 6.432 | 6
5273 | 7.194 | 1 | 2019-12-31 | 2020-12-31 | 365 | 8.4131 | 8
13620 | 9.81 | 1 | 2019-12-31 | 2020-12-31 | 365 | 11.4724 | 11
12145 | 9.625 | 1 | 2019-12-31 | 2020-12-31 | 365 | 11.2561 | 11
12167 | 13.475 | 1 | 2019-12-31 | 2020-12-31 | 365 | 15.7585 | 15
15610 | 4.905 | 1 | 2019-12-31 | 2020-12-31 | 365 | 5.7362 | 5
7876 | 9.156 | 1 | 2019-12-31 | 2020-12-31 | 365 | 10.7076 | 10
6865 | 6.5 | 1 | 2019-12-31 | 2020-12-31 | 365 | 7.6015 | 7
5276 | 4.165 | 1 | 2019-12-31 | 2020-12-31 | 365 | 4.8708 | 4
5405 | 5.61 | 1 | 2019-12-31 | 2020-12-31 | 365 | 6.5607 | 6
6680 | 6.3 | 1 | 2019-12-31 | 2020-12-31 | 365 | 7.3676 | 7
22199 | 12 | 1 | 2019-12-31 | 2020-12-31 | 365 | 14.0335 | 14
5394 | 7.65 | 1 | 2019-12-31 | 2020-12-31 | 365 | 8.9464 | 8
10870 | 3.57 | 1 | 2019-12-31 | 2020-12-31 | 365 | 4.175 | 4
6560 | 5.1 | 1 | 2019-12-31 | 2020-12-31 | 365 | 5.9642 | 5
5411 | 8.16 | 1 | 2019-12-31 | 2020-12-31 | 365 | 9.5428 | 9
22076 | 4.59 | 1 | 2019-12-31 | 2020-12-31 | 365 | 5.3678 | 5
8941 | 8.502 | 1 | 2019-12-31 | 2020-12-31 | 365 | 9.9427 | 9
5372 | 4.2 | 1 | 2019-12-31 | 2020-12-31 | 365 | 4.9117 | 4
6125 | 3.06 | 1 | 2019-12-31 | 2020-12-31 | 365 | 3.5785 | 3
7130 | 5.865 | 1 | 2019-12-31 | 2020-12-31 | 365 | 6.8589 | 6
21892 | 6 | 1 | 2019-12-31 | 2020-12-31 | 365 | 7.0168 | 7
12143 | 5.1 | 1 | 2019-12-31 | 2020-12-31 | 365 | 5.9642 | 5
14086 | 6.12 | 1 | 2019-12-31 | 2020-12-31 | 365 | 7.1571 | 7
5370 | 6.44 | 1 | 2019-12-31 | 2020-12-31 | 365 | 7.5313 | 7
10614 | 5.5 | 1 | 2019-12-31 | 2020-12-31 | 365 | 6.432 | 6
11004 | 12.75 | 1 | 2019-12-31 | 2020-12-31 | 365 | 14.9106 | 14
11288 | 8.67 | 1 | 2019-12-31 | 2020-12-31 | 365 | 10.1392 | 10
11860 | 6.867 | 1 | 2019-12-31 | 2020-12-31 | 365 | 8.0307 | 8
13203 | 8.1 | 1 | 2019-12-31 | 2020-12-31 | 365 | 9.4726 | 9
6470 | 7.42 | 1 | 2019-12-31 | 2020-12-31 | 365 | 8.6774 | 8
6371 | 6.867 | 1 | 2019-12-31 | 2020-12-31 | 365 | 8.0307 | 8
8871 | 8.8 | 1 | 2019-12-31 | 2020-12-31 | 365 | 10.2912 | 10
22693 | 7.7 | 1 | 2019-12-31 | 2020-12-31 | 365 | 9.0048 | 9
12829 | 8.415 | 1 | 2019-12-31 | 2020-12-31 | 365 | 9.841 | 9
5291 | 3 | 1 | 2019-12-31 | 2020-12-31 | 365 | 3.5084 | 3
10938 | 3.315 | 1 | 2019-12-31 | 2020-12-31 | 365 | 3.8768 | 3
11370 | 8.16 | 1 | 2019-12-31 | 2020-12-31 | 365 | 9.5428 | 9
9425 | 5.5 | 1 | 2019-12-31 | 2020-12-31 | 365 | 6.432 | 6
6561 | 7.65 | 1 | 2019-12-31 | 2020-12-31 | 365 | 8.9464 | 8
15515 | 9 | 1 | 2019-12-31 | 2020-12-31 | 365 | 10.5251 | 10
16791 | 7.521 | 1 | 2019-12-31 | 2020-12-31 | 365 | 8.7955 | 8
25859 | 7.2 | 1 | 2019-12-31 | 2020-12-31 | 365 | 8.4201 | 8
5999 | 9.18 | 1 | 2019-12-31 | 2020-12-31 | 365 | 10.7356 | 10
10758 | 7.521 | 1 | 2019-12-31 | 2020-12-31 | 365 | 8.7955 | 8
10393 | 6.12 | 1 | 2019-12-31 | 2020-12-31 | 365 | 7.1571 | 7
10143 | 4.69 | 1 | 2019-12-31 | 2020-12-31 | 365 | 5.4848 | 5
7227 | 4.8 | 1 | 2019-12-31 | 2020-12-31 | 365 | 5.6134 | 5
11373 | 5.25 | 1 | 2019-12-31 | 2020-12-31 | 365 | 6.1397 | 6
6622 | 5.886 | 1 | 2019-12-31 | 2020-12-31 | 365 | 6.8834 | 6
6369 | 6.625 | 1 | 2019-12-31 | 2020-12-31 | 365 | 7.7477 | 7
7420 | 8.68 | 1 | 2019-12-31 | 2020-12-31 | 365 | 10.1509 | 10
12137 | 5 | 1 | 2019-12-31 | 2020-12-31 | 365 | 5.8473 | 5
6120 | 6.875 | 1 | 2019-12-31 | 2020-12-31 | 365 | 8.04 | 8
5917 | 3.06 | 1 | 2019-12-31 | 2020-12-31 | 365 | 3.5785 | 3
5290 | 6.12 | 1 | 2019-12-31 | 2020-12-31 | 365 | 7.1571 | 7
6615 | 3.92 | 1 | 2019-12-31 | 2020-12-31 | 365 | 4.5843 | 4
20964 | 3.84 | 1 | 2019-12-31 | 2020-12-31 | 365 | 4.4907 | 4
16553 | 7.15 | 1 | 2019-12-31 | 2020-12-31 | 365 | 8.3616 | 8
6112 | 7.194 | 1 | 2019-12-31 | 2020-12-31 | 365 | 8.4131 | 8
6716 | 6.5 | 1 | 2019-12-31 | 2020-12-31 | 365 | 7.6015 | 7
9523 | 10.791 | 1 | 2019-12-31 | 2020-12-31 | 365 | 12.6196 | 12
13288 | 6.63 | 1 | 2019-12-31 | 2020-12-31 | 365 | 7.7535 | 7
16278 | 12.42 | 1 | 2019-12-31 | 2020-12-31 | 365 | 14.5247 | 14
5377 | 10.335 | 1 | 2019-12-31 | 2020-12-31 | 365 | 12.0864 | 12
14410 | 7.194 | 1 | 2019-12-31 | 2020-12-31 | 365 | 8.4131 | 8
5275 | 10.6 | 1 | 2019-12-31 | 2020-12-31 | 365 | 12.3963 | 12
10193 | 3.315 | 1 | 2019-12-31 | 2020-12-31 | 365 | 3.8768 | 3
10940 | 3.06 | 1 | 2019-12-31 | 2020-12-31 | 365 | 3.5785 | 3
19170 | 7.29 | 1 | 2019-12-31 | 2020-12-31 | 365 | 8.5254 | 8
4373 | 10.595 | 1 | 2019-12-31 | 2020-12-31 | 365 | 12.3904 | 12
4533 | 6.9 | 1 | 2019-12-31 | 2020-12-31 | 365 | 8.0693 | 8
4506 | 9 | 1 | 2019-12-31 | 2020-12-31 | 365 | 10.5251 | 10
1954 | 12.99 | 1 | 2019-12-31 | 2020-12-31 | 365 | 15.1913 | 15
6685 | 9.66 | 1 | 2019-12-31 | 2020-12-31 | 365 | 11.297 | 11
6572 | 5.175 | 1 | 2019-12-31 | 2020-12-31 | 365 | 6.052 | 6
16667 | 3.06 | 1 | 2019-12-31 | 2020-12-31 | 365 | 3.5785 | 3
11206 | 5.1 | 1 | 2019-12-31 | 2020-12-31 | 365 | 5.9642 | 5
21060 | 5.04 | 1 | 2019-12-31 | 2020-12-31 | 365 | 5.8941 | 5
13899 | 3.597 | 1 | 2019-12-31 | 2020-12-31 | 365 | 4.2065 | 4
11629 | 6.9 | 1 | 2019-12-31 | 2020-12-31 | 365 | 8.0693 | 8
14104 | 6 | 1 | 2019-12-31 | 2020-12-31 | 365 | 7.0168 | 7
18180 | 6.375 | 1 | 2019-12-31 | 2020-12-31 | 365 | 7.4553 | 7
22375 | 3.6 | 1 | 2019-12-31 | 2020-12-31 | 365 | 4.2101 | 4
24872 | 12.426 | 1 | 2019-12-31 | 2020-12-31 | 365 | 14.5317 | 14
6748 | 3.45 | 1 | 2019-12-31 | 2020-12-31 | 365 | 4.0346 | 4
6619 | 5.5 | 1 | 2019-12-31 | 2020-12-31 | 365 | 6.432 | 6
6020 | 8.4 | 1 | 2019-12-31 | 2020-12-31 | 365 | 9.8235 | 9
11734 | 4.14 | 1 | 2019-12-31 | 2020-12-31 | 365 | 4.8416 | 4
6436 | 4.08 | 1 | 2019-12-31 | 2020-12-31 | 365 | 4.7714 | 4
6841 | 4.8 | 1 | 2019-12-31 | 2020-12-31 | 365 | 5.6134 | 5
6101 | 7.14 | 1 | 2019-12-31 | 2020-12-31 | 365 | 8.3499 | 8
5694 | 4.655 | 1 | 2019-12-31 | 2020-12-31 | 365 | 5.4438 | 5
6979 | 6 | 1 | 2019-12-31 | 2020-12-31 | 365 | 7.0168 | 7
21402 | 3.924 | 1 | 2019-12-31 | 2020-12-31 | 365 | 4.589 | 4
6008 | 9 | 1 | 2019-12-31 | 2020-12-31 | 365 | 10.5251 | 10
5700 | 4.335 | 1 | 2019-12-31 | 2020-12-31 | 365 | 5.0696 | 5
14126 | 7.2 | 1 | 2019-12-31 | 2020-12-31 | 365 | 8.4201 | 8
5698 | 6.3 | 1 | 2019-12-31 | 2020-12-31 | 365 | 7.3676 | 7
6582 | 4.578 | 1 | 2019-12-31 | 2020-12-31 | 365 | 5.3538 | 5
12155 | 4.4 | 1 | 2019-12-31 | 2020-12-31 | 365 | 5.1456 | 5
22026 | 3.27 | 1 | 2019-12-31 | 2020-12-31 | 365 | 3.8241 | 3
20966 | 5 | 1 | 2019-12-31 | 2020-12-31 | 365 | 5.8473 | 5
14167 | 7.35 | 1 | 2019-12-31 | 2020-12-31 | 365 | 8.5955 | 8
6679 | 6.375 | 1 | 2019-12-31 | 2020-12-31 | 365 | 7.4553 | 7
5920 | 4.2 | 1 | 2019-12-31 | 2020-12-31 | 365 | 4.9117 | 4
15521 | 7.5 | 1 | 2019-12-31 | 2020-12-31 | 365 | 8.7709 | 8
10759 | 5.6 | 1 | 2019-12-31 | 2020-12-31 | 365 | 6.549 | 6
6110 | 6.12 | 1 | 2019-12-31 | 2020-12-31 | 365 | 7.1571 | 7
18174 | 9.25 | 1 | 2019-12-31 | 2020-12-31 | 365 | 10.8175 | 10
14225 | 9.18 | 1 | 2019-12-31 | 2020-12-31 | 365 | 10.7356 | 10
7594 | 5.355 | 1 | 2019-12-31 | 2020-12-31 | 365 | 6.2625 | 6
7233 | 7.65 | 1 | 2019-12-31 | 2020-12-31 | 365 | 8.9464 | 8
15620 | 3.825 | 1 | 2019-12-31 | 2020-12-31 | 365 | 4.4732 | 4
6370 | 6.63 | 1 | 2019-12-31 | 2020-12-31 | 365 | 7.7535 | 7
5706 | 4.2 | 1 | 2019-12-31 | 2020-12-31 | 365 | 4.9117 | 4
12242 | 10.8 | 1 | 2019-12-31 | 2020-12-31 | 365 | 12.6302 | 12
10950 | 9.18 | 1 | 2019-12-31 | 2020-12-31 | 365 | 10.7356 | 10
56352 | 3.825 | 1 | 2019-12-31 | 2020-12-31 | 365 | 4.4732 | 4
18796 | 4 | 1 | 2019-12-31 | 2020-12-31 | 365 | 4.6778 | 4
26054 | 4.2 | 1 | 2019-12-31 | 2020-12-31 | 365 | 4.9117 | 4
6464 | 5.4 | 1 | 2019-12-31 | 2020-12-31 | 365 | 6.3151 | 6
6014 | 8.1 | 1 | 2019-12-31 | 2020-12-31 | 365 | 9.4726 | 9
11709 | 6.16 | 1 | 2019-12-31 | 2020-12-31 | 365 | 7.2039 | 7
20429 | 12.915 | 1 | 2019-12-31 | 2020-12-31 | 365 | 15.1036 | 15
24036 | 5.1 | 1 | 2019-12-31 | 2020-12-31 | 365 | 5.9642 | 5
5695 | 4.48 | 1 | 2019-12-31 | 2020-12-31 | 365 | 5.2392 | 5
5898 | 6.375 | 1 | 2019-12-31 | 2020-12-31 | 365 | 7.4553 | 7
20970 | 5.76 | 1 | 2019-12-31 | 2020-12-31 | 365 | 6.7361 | 6
5697 | 4.08 | 1 | 2019-12-31 | 2020-12-31 | 365 | 4.7714 | 4
25882 | 10.71 | 1 | 2019-12-31 | 2020-12-31 | 365 | 12.5249 | 12
22198 | 3 | 1 | 2019-12-31 | 2020-12-31 | 365 | 3.5084 | 3
11862 | 5.355 | 1 | 2019-12-31 | 2020-12-31 | 365 | 6.2625 | 6
13012 | 6.885 | 1 | 2019-12-31 | 2020-12-31 | 365 | 8.0517 | 8
16705 | 9.945 | 1 | 2019-12-31 | 2020-12-31 | 365 | 11.6303 | 11
6108 | 6 | 1 | 2019-12-31 | 2020-12-31 | 365 | 7.0168 | 7
11064 | 3 | 1 | 2019-12-31 | 2020-12-31 | 365 | 3.5084 | 3
6554 | 5.355 | 1 | 2019-12-31 | 2020-12-31 | 365 | 6.2625 | 6
6563 | 6 | 1 | 2019-12-31 | 2020-12-31 | 365 | 7.0168 | 7
5923 | 6.63 | 1 | 2019-12-31 | 2020-12-31 | 365 | 7.7535 | 7
9929 | 3.06 | 1 | 2019-12-31 | 2020-12-31 | 365 | 3.5785 | 3
5708 | 15.12 | 1 | 2019-12-31 | 2020-12-31 | 365 | 17.6822 | 17
16463 | 7.65 | 1 | 2019-12-31 | 2020-12-31 | 365 | 8.9464 | 8
6291 | 4.8 | 1 | 2019-12-31 | 2020-12-31 | 365 | 5.6134 | 5
5699 | 6 | 1 | 2019-12-31 | 2020-12-31 | 365 | 7.0168 | 7
12628 | 4.5 | 1 | 2019-12-31 | 2020-12-31 | 365 | 5.2626 | 5
19697 | 15 | 1 | 2019-12-31 | 2020-12-31 | 365 | 17.5419 | 17
18706 | 5.865 | 1 | 2019-12-31 | 2020-12-31 | 365 | 6.8589 | 6
8942 | 5.61 | 1 | 2019-12-31 | 2020-12-31 | 365 | 6.5607 | 6
11066 | 4.2 | 1 | 2019-12-31 | 2020-12-31 | 365 | 4.9117 | 4
6683 | 8.16 | 1 | 2019-12-31 | 2020-12-31 | 365 | 9.5428 | 9
9904 | 7.7 | 1 | 2019-12-31 | 2020-12-31 | 365 | 9.0048 | 9
13379 | 6.615 | 1 | 2019-12-31 | 2020-12-31 | 365 | 7.736 | 7
12161 | 7.848 | 1 | 2019-12-31 | 2020-12-31 | 365 | 9.1779 | 9
6611 | 9.156 | 1 | 2019-12-31 | 2020-12-31 | 365 | 10.7076 | 10
10606 | 14.04 | 1 | 2019-12-31 | 2020-12-31 | 365 | 16.4192 | 16
22770 | 3.27 | 1 | 2019-12-31 | 2020-12-31 | 365 | 3.8241 | 3
6629 | 9.81 | 1 | 2019-12-31 | 2020-12-31 | 365 | 11.4724 | 11
12158 | 6.9 | 1 | 2019-12-31 | 2020-12-31 | 365 | 8.0693 | 8
12928 | 8.502 | 1 | 2019-12-31 | 2020-12-31 | 365 | 9.9427 | 9
5725 | 7.848 | 1 | 2019-12-31 | 2020-12-31 | 365 | 9.1779 | 9
6741 | 6.12 | 1 | 2019-12-31 | 2020-12-31 | 365 | 7.1571 | 7
6429 | 6.63 | 1 | 2019-12-31 | 2020-12-31 | 365 | 7.7535 | 7
10871 | 5.4 | 1 | 2019-12-31 | 2020-12-31 | 365 | 6.3151 | 6
7612 | 3.924 | 1 | 2019-12-31 | 2020-12-31 | 365 | 4.589 | 4
12267 | 9.18 | 1 | 2019-12-31 | 2020-12-31 | 365 | 10.7356 | 10
21398 | 4.905 | 1 | 2019-12-31 | 2020-12-31 | 365 | 5.7362 | 5
5918 | 7.02 | 1 | 2019-12-31 | 2020-12-31 | 365 | 8.2096 | 8
13564 | 6.44 | 1 | 2019-12-31 | 2020-12-31 | 365 | 7.5313 | 7
11636 | 4.86 | 1 | 2019-12-31 | 2020-12-31 | 365 | 5.6836 | 5
16468 | 6.63 | 1 | 2019-12-31 | 2020-12-31 | 365 | 7.7535 | 7
14118 | 3 | 1 | 2019-12-31 | 2020-12-31 | 365 | 3.5084 | 3
21055 | 11.04 | 1 | 2019-12-31 | 2020-12-31 | 365 | 12.9108 | 12
11863 | 3.3 | 1 | 2019-12-31 | 2020-12-31 | 365 | 3.8592 | 3
9660 | 5.1 | 1 | 2019-12-31 | 2020-12-31 | 365 | 5.9642 | 5
6577 | 4.59 | 1 | 2019-12-31 | 2020-12-31 | 365 | 5.3678 | 5
12464 | 10.965 | 1 | 2019-12-31 | 2020-12-31 | 365 | 12.8231 | 12
6338 | 6.24 | 1 | 2019-12-31 | 2020-12-31 | 365 | 7.2974 | 7
11864 | 7.14 | 1 | 2019-12-31 | 2020-12-31 | 365 | 8.3499 | 8
13858 | 4.08 | 1 | 2019-12-31 | 2020-12-31 | 365 | 4.7714 | 4
14083 | 5.1 | 1 | 2019-12-31 | 2020-12-31 | 365 | 5.9642 | 5
14110 | 4.08 | 1 | 2019-12-31 | 2020-12-31 | 365 | 4.7714 | 4
12156 | 7.2 | 1 | 2019-12-31 | 2020-12-31 | 365 | 8.4201 | 8
16543 | 8.925 | 1 | 2019-12-31 | 2020-12-31 | 365 | 10.4374 | 10
18198 | 8.67 | 1 | 2019-12-31 | 2020-12-31 | 365 | 10.1392 | 10
21890 | 9.715 | 1 | 2019-12-31 | 2020-12-31 | 365 | 11.3613 | 11
12179 | 6.213 | 1 | 2019-12-31 | 2020-12-31 | 365 | 7.2659 | 7
16663 | 2.64 | 1 | 2019-12-31 | 2020-12-31 | 365 | 3.0874 | 3
12418 | 11.61 | 1 | 2019-12-31 | 2020-12-31 | 365 | 13.5774 | 13
9673 | 3.57 | 1 | 2019-12-31 | 2020-12-31 | 365 | 4.175 | 4
15513 | 9.18 | 1 | 2019-12-31 | 2020-12-31 | 365 | 10.7356 | 10
8968 | 6.3 | 1 | 2019-12-31 | 2020-12-31 | 365 | 7.3676 | 7
15857 | 6.3 | 1 | 2019-12-31 | 2020-12-31 | 365 | 7.3676 | 7
14182 | 9.3 | 1 | 2019-12-31 | 2020-12-31 | 365 | 10.876 | 10
8868 | 9.9 | 1 | 2019-12-31 | 2020-12-31 | 365 | 11.5777 | 11
24227 | 5.4 | 1 | 2019-12-31 | 2020-12-31 | 365 | 6.3151 | 6
8872 | 10.6 | 1 | 2019-12-31 | 2020-12-31 | 365 | 12.3963 | 12
12248 | 5.94 | 1 | 2019-12-31 | 2020-12-31 | 365 | 6.9466 | 6
10996 | 6.72 | 1 | 2019-12-31 | 2020-12-31 | 365 | 7.8588 | 7
15774 | 2.24 | 1 | 2019-12-31 | 2020-12-31 | 365 | 2.6196 | 2
15296 | 8.91 | 1 | 2019-12-31 | 2020-12-31 | 365 | 10.4199 | 10
14433 | 9.945 | 1 | 2019-12-31 | 2020-12-31 | 365 | 11.6303 | 11
13441 | 8.37 | 1 | 2019-12-31 | 2020-12-31 | 365 | 9.7884 | 9
10389 | 6.44 | 1 | 2019-12-31 | 2020-12-31 | 365 | 7.5313 | 7
12816 | 7.521 | 1 | 2019-12-31 | 2020-12-31 | 365 | 8.7955 | 8
10399 | 6.6 | 1 | 2019-12-31 | 2020-12-31 | 365 | 7.7184 | 7
22458 | 4.251 | 1 | 2019-12-31 | 2020-12-31 | 365 | 4.9714 | 4
11642 | 7.83 | 1 | 2019-12-31 | 2020-12-31 | 365 | 9.1569 | 9
6794 | 7.14 | 1 | 2019-12-31 | 2020-12-31 | 365 | 8.3499 | 8
6797 | 5.5 | 1 | 2019-12-31 | 2020-12-31 | 365 | 6.432 | 6
6795 | 6.63 | 1 | 2019-12-31 | 2020-12-31 | 365 | 7.7535 | 7
6800 | 7.42 | 1 | 2019-12-31 | 2020-12-31 | 365 | 8.6774 | 8
7235 | 3.597 | 1 | 2019-12-31 | 2020-12-31 | 365 | 4.2065 | 4
6799 | 10.464 | 1 | 2019-12-31 | 2020-12-31 | 365 | 12.2372 | 12
23168 | 2.205 | 1 | 2019-12-31 | 2020-12-31 | 365 | 2.5787 | 2
16285 | 4.05 | 1 | 2019-12-31 | 2020-12-31 | 365 | 4.7363 | 4
34557 | 9.45 | 1 | 2019-12-31 | 2020-12-31 | 365 | 11.0514 | 11
9682 | 5.5 | 1 | 2019-12-31 | 2020-12-31 | 365 | 6.432 | 6
9522 | 5.565 | 1 | 2019-12-31 | 2020-12-31 | 365 | 6.508 | 6
9687 | 5.865 | 1 | 2019-12-31 | 2020-12-31 | 365 | 6.8589 | 6
15300 | 5.5 | 1 | 2019-12-31 | 2020-12-31 | 365 | 6.432 | 6
20905 | 5.232 | 1 | 2019-12-31 | 2020-12-31 | 365 | 6.1186 | 6
9530 | 7.7 | 1 | 2019-12-31 | 2020-12-31 | 365 | 9.0048 | 9
9404 | 7.7 | 1 | 2019-12-31 | 2020-12-31 | 365 | 9.0048 | 9
14419 | 7.84 | 1 | 2019-12-31 | 2020-12-31 | 365 | 9.1686 | 9
42564 | 4.275 | 1 | 2019-12-31 | 2020-12-31 | 365 | 4.9994 | 4
16306 | 6.375 | 1 | 2019-12-31 | 2020-12-31 | 365 | 7.4553 | 7
7236 | 8.4 | 1 | 2019-12-31 | 2020-12-31 | 365 | 9.8235 | 9
56353 | 4.578 | 1 | 2019-12-31 | 2020-12-31 | 365 | 5.3538 | 5
6803 | 4.69 | 1 | 2019-12-31 | 2020-12-31 | 365 | 5.4848 | 5
15541 | 15 | 1 | 2019-12-31 | 2020-12-31 | 365 | 17.5419 | 17
6805 | 4.86 | 1 | 2019-12-31 | 2020-12-31 | 365 | 5.6836 | 5
53933 | 4.2 | 1 | 2019-12-31 | 2020-12-31 | 365 | 4.9117 | 4
18178 | 4.845 | 1 | 2019-12-31 | 2020-12-31 | 365 | 5.666 | 5
16698 | 5.88 | 1 | 2019-12-31 | 2020-12-31 | 365 | 6.8764 | 6
10094 | 7.56 | 1 | 2019-12-31 | 2020-12-31 | 365 | 8.8411 | 8
18186 | 5.7 | 1 | 2019-12-31 | 2020-12-31 | 365 | 6.6659 | 6
8855 | 11.118 | 1 | 2019-12-31 | 2020-12-31 | 365 | 13.0021 | 13
9428 | 10.08 | 1 | 2019-12-31 | 2020-12-31 | 365 | 11.7882 | 11
11610 | 4.4 | 1 | 2019-12-31 | 2020-12-31 | 365 | 5.1456 | 5
13286 | 10.8 | 1 | 2019-12-31 | 2020-12-31 | 365 | 12.6302 | 12
22075 | 5.355 | 1 | 2019-12-31 | 2020-12-31 | 365 | 6.2625 | 6
6807 | 9.625 | 1 | 2019-12-31 | 2020-12-31 | 365 | 11.2561 | 11
16328 | 6.6 | 1 | 2019-12-31 | 2020-12-31 | 365 | 7.7184 | 7
14414 | 7.56 | 1 | 2019-12-31 | 2020-12-31 | 365 | 8.8411 | 8
18657 | 10.4 | 1 | 2019-12-31 | 2020-12-31 | 365 | 12.1624 | 12
10943 | 4.5 | 1 | 2019-12-31 | 2020-12-31 | 365 | 5.2626 | 5
20962 | 6.24 | 1 | 2019-12-31 | 2020-12-31 | 365 | 7.2974 | 7
21149 | 9.81 | 1 | 2019-12-31 | 2020-12-31 | 365 | 11.4724 | 11
15461 | 5.355 | 1 | 2019-12-31 | 2020-12-31 | 365 | 6.2625 | 6
8867 | 14.84 | 1 | 2019-12-31 | 2020-12-31 | 365 | 17.3548 | 17
11294 | 14.84 | 1 | 2019-12-31 | 2020-12-31 | 365 | 17.3548 | 17
9931 | 9.483 | 1 | 2019-12-31 | 2020-12-31 | 365 | 11.09 | 11
17968 | 9.18 | 1 | 2019-12-31 | 2020-12-31 | 365 | 10.7356 | 10
22907 | 7.44 | 1 | 2019-12-31 | 2020-12-31 | 365 | 8.7008 | 8
6982 | 7.7 | 1 | 2019-12-31 | 2020-12-31 | 365 | 9.0048 | 9
18154 | 4.59 | 1 | 2019-12-31 | 2020-12-31 | 365 | 5.3678 | 5
12835 | 5.7 | 1 | 2019-12-31 | 2020-12-31 | 365 | 6.6659 | 6
12814 | 10.8 | 1 | 2019-12-31 | 2020-12-31 | 365 | 12.6302 | 12
49982 | 8.415 | 1 | 2019-12-31 | 2020-12-31 | 365 | 9.841 | 9
7618 | 5.88 | 1 | 2019-12-31 | 2020-12-31 | 365 | 6.8764 | 6
14442 | 6.63 | 1 | 2019-12-31 | 2020-12-31 | 365 | 7.7535 | 7
6806 | 5.232 | 1 | 2019-12-31 | 2020-12-31 | 365 | 6.1186 | 6
7234 | 4.335 | 1 | 2019-12-31 | 2020-12-31 | 365 | 5.0696 | 5
6842 | 6.72 | 1 | 2019-12-31 | 2020-12-31 | 365 | 7.8588 | 7
14117 | 7.65 | 1 | 2019-12-31 | 2020-12-31 | 365 | 8.9464 | 8
16142 | 3.825 | 1 | 2019-12-31 | 2020-12-31 | 365 | 4.4732 | 4
18031 | 3.6 | 1 | 2019-12-31 | 2020-12-31 | 365 | 4.2101 | 4
6860 | 10.6 | 1 | 2019-12-31 | 2020-12-31 | 365 | 12.3963 | 12
7429 | 9.625 | 1 | 2019-12-31 | 2020-12-31 | 365 | 11.2561 | 11
11510 | 6.63 | 1 | 2019-12-31 | 2020-12-31 | 365 | 7.7535 | 7
9925 | 7.245 | 1 | 2019-12-31 | 2020-12-31 | 365 | 8.4727 | 8
37144 | 3.3 | 1 | 2019-12-31 | 2020-12-31 | 365 | 3.8592 | 3
12331 | 10.725 | 1 | 2019-12-31 | 2020-12-31 | 365 | 12.5425 | 12
6804 | 5.6 | 1 | 2019-12-31 | 2020-12-31 | 365 | 6.549 | 6
9930 | 12.72 | 1 | 2019-12-31 | 2020-12-31 | 365 | 14.8755 | 14
6798 | 7.848 | 1 | 2019-12-31 | 2020-12-31 | 365 | 9.1779 | 9
7626 | 9.52 | 1 | 2019-12-31 | 2020-12-31 | 365 | 11.1333 | 11
8931 | 8.68 | 1 | 2019-12-31 | 2020-12-31 | 365 | 10.1509 | 10
3245 | 4.25 | 1 | 2019-12-31 | 2020-12-31 | 365 | 4.9702 | 4
3328 | 5.3 | 1 | 2019-12-31 | 2020-12-31 | 365 | 6.1981 | 6
3535 | 5.225 | 1 | 2019-12-31 | 2020-12-31 | 365 | 6.1104 | 6
3543 | 3.08 | 1 | 2019-12-31 | 2020-12-31 | 365 | 3.6019 | 3
3244 | 99.408 | 0.8 | 2019-12-31 | 2020-12-31 | 365 | 93.0029 | 93
15949 | 4.001 | 1 | 2019-12-31 | 2020-12-31 | 365 | 4.679 | 4
18651 | 6.213 | 1 | 2019-12-31 | 2020-12-31 | 365 | 7.2659 | 7
14243 | 8.04 | 1 | 2019-12-31 | 2020-12-31 | 365 | 9.4025 | 9
12276 | 5.4 | 1 | 2019-12-31 | 2020-12-31 | 365 | 6.3151 | 6
11624 | 6.6 | 1 | 2019-12-31 | 2020-12-31 | 365 | 7.7184 | 7
19355 | 8.28 | 1 | 2019-12-31 | 2020-12-31 | 365 | 9.6831 | 9
15952 | 7.2 | 1 | 2019-12-31 | 2020-12-31 | 365 | 8.4201 | 8
15495 | 11.88 | 1 | 2019-12-31 | 2020-12-31 | 365 | 13.8932 | 13
8852 | 4.69 | 1 | 2019-12-31 | 2020-12-31 | 365 | 5.4848 | 5
11301 | 5.2 | 1 | 2019-12-31 | 2020-12-31 | 365 | 6.0812 | 6
37148 | 9.81 | 1 | 2019-12-31 | 2020-12-31 | 365 | 11.4724 | 11
21782 | 5.67 | 1 | 2019-12-31 | 2020-12-31 | 365 | 6.6308 | 6
10032 | 8.25 | 1 | 2019-12-31 | 2020-12-31 | 365 | 9.648 | 9
18649 | 14.715 | 1 | 2019-12-31 | 2020-12-31 | 365 | 17.2086 | 17
11296 | 6.05 | 1 | 2019-12-31 | 2020-12-31 | 365 | 7.0752 | 7
10401 | 7.425 | 1 | 2019-12-31 | 2020-12-31 | 365 | 8.6832 | 8
10197 | 12.375 | 1 | 2019-12-31 | 2020-12-31 | 365 | 14.4721 | 14
12323 | 7.395 | 1 | 2019-12-31 | 2020-12-31 | 365 | 8.6482 | 8
12159 | 6.12 | 1 | 2019-12-31 | 2020-12-31 | 365 | 7.1571 | 7
12324 | 6.375 | 1 | 2019-12-31 | 2020-12-31 | 365 | 7.4553 | 7
22829 | 6.885 | 1 | 2019-12-31 | 2020-12-31 | 365 | 8.0517 | 8
21058 | 12.04 | 1 | 2019-12-31 | 2020-12-31 | 365 | 14.0803 | 14
16299 | 4.86 | 1 | 2019-12-31 | 2020-12-31 | 365 | 5.6836 | 5
8843 | 4.59 | 1 | 2019-12-31 | 2020-12-31 | 365 | 5.3678 | 5
29427 | 6.05 | 1 | 2019-12-31 | 2020-12-31 | 365 | 7.0752 | 7
19102 | 10.8 | 1 | 2019-12-31 | 2020-12-31 | 365 | 12.6302 | 12
21897 | 4.76 | 1 | 2019-12-31 | 2020-12-31 | 365 | 5.5666 | 5
16734 | 7.848 | 1 | 2019-12-31 | 2020-12-31 | 365 | 9.1779 | 9
11608 | 7.425 | 1 | 2019-12-31 | 2020-12-31 | 365 | 8.6832 | 8
15338 | 6.09 | 1 | 2019-12-31 | 2020-12-31 | 365 | 7.122 | 7
16830 | 9.156 | 1 | 2019-12-31 | 2020-12-31 | 365 | 10.7076 | 10
10405 | 9.8 | 1 | 2019-12-31 | 2020-12-31 | 365 | 11.4607 | 11
9486 | 7.521 | 1 | 2019-12-31 | 2020-12-31 | 365 | 8.7955 | 8
13076 | 6.75 | 1 | 2019-12-31 | 2020-12-31 | 365 | 7.8939 | 7
8954 | 6.16 | 1 | 2019-12-31 | 2020-12-31 | 365 | 7.2039 | 7
12162 | 9.1 | 1 | 2019-12-31 | 2020-12-31 | 365 | 10.6421 | 10
15671 | 5.5 | 1 | 2019-12-31 | 2020-12-31 | 365 | 6.432 | 6
16472 | 6.63 | 1 | 2019-12-31 | 2020-12-31 | 365 | 7.7535 | 7
22459 | 7.59 | 1 | 2019-12-31 | 2020-12-31 | 365 | 8.8762 | 8
29466 | 9.52 | 1 | 2019-12-31 | 2020-12-31 | 365 | 11.1333 | 11
21400 | 6.9 | 1 | 2019-12-31 | 2020-12-31 | 365 | 8.0693 | 8
19052 | 8.1 | 1 | 2019-12-31 | 2020-12-31 | 365 | 9.4726 | 9
26658 | 3.52 | 1 | 2019-12-31 | 2020-12-31 | 365 | 4.1165 | 4
53099 | 8.04 | 1 | 2019-12-31 | 2020-12-31 | 365 | 9.4025 | 9
13353 | 13.44 | 1 | 2019-12-31 | 2020-12-31 | 365 | 15.7175 | 15
16795 | 4.5 | 1 | 2019-12-31 | 2020-12-31 | 365 | 5.2626 | 5
12929 | 7.705 | 1 | 2019-12-31 | 2020-12-31 | 365 | 9.0107 | 9
8857 | 9.81 | 1 | 2019-12-31 | 2020-12-31 | 365 | 11.4724 | 11
53384 | 11.76 | 1 | 2019-12-31 | 2020-12-31 | 365 | 13.7528 | 13
15770 | 5.225 | 1 | 2019-12-31 | 2020-12-31 | 365 | 6.1104 | 6
23167 | 9.72 | 1 | 2019-12-31 | 2020-12-31 | 365 | 11.3672 | 11
8866 | 4.83 | 1 | 2019-12-31 | 2020-12-31 | 365 | 5.6485 | 5
16456 | 6.21 | 1 | 2019-12-31 | 2020-12-31 | 365 | 7.2623 | 7
10096 | 6.72 | 1 | 2019-12-31 | 2020-12-31 | 365 | 7.8588 | 7
8869 | 7.32 | 1 | 2019-12-31 | 2020-12-31 | 365 | 8.5604 | 8
8863 | 6.867 | 1 | 2019-12-31 | 2020-12-31 | 365 | 8.0307 | 8
10191 | 6.48 | 1 | 2019-12-31 | 2020-12-31 | 365 | 7.5781 | 7
11865 | 5.175 | 1 | 2019-12-31 | 2020-12-31 | 365 | 6.052 | 6
11632 | 9.81 | 1 | 2019-12-31 | 2020-12-31 | 365 | 11.4724 | 11
8792 | 13.8 | 1 | 2019-12-31 | 2020-12-31 | 365 | 16.1385 | 16
3877 | 12.426 | 1 | 2019-12-31 | 2020-12-31 | 365 | 14.5317 | 14
17975 | 4.5 | 1 | 2019-12-31 | 2020-12-31 | 365 | 5.2626 | 5
9540 | 7.56 | 1 | 2019-12-31 | 2020-12-31 | 365 | 8.8411 | 8
9545 | 6.72 | 1 | 2019-12-31 | 2020-12-31 | 365 | 7.8588 | 7
9531 | 15 | 1 | 2019-12-31 | 2020-12-31 | 365 | 17.5419 | 17
31319 | 12.426 | 1 | 2019-12-31 | 2020-12-31 | 365 | 14.5317 | 14
11471 | 5.5 | 1 | 2019-12-31 | 2020-12-31 | 365 | 6.432 | 6
13209 | 7.7 | 1 | 2019-12-31 | 2020-12-31 | 365 | 9.0048 | 9
11627 | 8.625 | 1 | 2019-12-31 | 2020-12-31 | 365 | 10.0866 | 10
10140 | 6.12 | 1 | 2019-12-31 | 2020-12-31 | 365 | 7.1571 | 7
19622 | 8.625 | 1 | 2019-12-31 | 2020-12-31 | 365 | 10.0866 | 10
49985 | 10.14 | 1 | 2019-12-31 | 2020-12-31 | 365 | 11.8583 | 11
18215 | 6.16 | 1 | 2019-12-31 | 2020-12-31 | 365 | 7.2039 | 7
19700 | 7.848 | 1 | 2019-12-31 | 2020-12-31 | 365 | 9.1779 | 9
9538 | 8.829 | 1 | 2019-12-31 | 2020-12-31 | 365 | 10.3252 | 10
16560 | 2.7 | 1 | 2019-12-31 | 2020-12-31 | 365 | 3.1575 | 3
18204 | 10.8 | 1 | 2019-12-31 | 2020-12-31 | 365 | 12.6302 | 12
24225 | 8.175 | 1 | 2019-12-31 | 2020-12-31 | 365 | 9.5603 | 9
11512 | 7.7 | 1 | 2019-12-31 | 2020-12-31 | 365 | 9.0048 | 9
12332 | 8.525 | 1 | 2019-12-31 | 2020-12-31 | 365 | 9.9696 | 9
10607 | 7.425 | 1 | 2019-12-31 | 2020-12-31 | 365 | 8.6832 | 8
13454 | 8.96 | 1 | 2019-12-31 | 2020-12-31 | 365 | 10.4784 | 10
21576 | 3.135 | 1 | 2019-12-31 | 2020-12-31 | 365 | 3.6663 | 3
10760 | 9.9 | 1 | 2019-12-31 | 2020-12-31 | 365 | 11.5777 | 11
13614 | 6.84 | 1 | 2019-12-31 | 2020-12-31 | 365 | 7.9991 | 7
9549 | 9.8 | 1 | 2019-12-31 | 2020-12-31 | 365 | 11.4607 | 11
11631 | 8.1 | 1 | 2019-12-31 | 2020-12-31 | 365 | 9.4726 | 9
12325 | 8.64 | 1 | 2019-12-31 | 2020-12-31 | 365 | 10.1041 | 10
20182 | 4.335 | 1 | 2019-12-31 | 2020-12-31 | 365 | 5.0696 | 5
13015 | 5.61 | 1 | 2019-12-31 | 2020-12-31 | 365 | 6.5607 | 6
9534 | 5.04 | 1 | 2019-12-31 | 2020-12-31 | 365 | 5.8941 | 5
20064 | 8.91 | 1 | 2019-12-31 | 2020-12-31 | 365 | 10.4199 | 10
13459 | 8.4 | 1 | 2019-12-31 | 2020-12-31 | 365 | 9.8235 | 9
18914 | 6.12 | 1 | 2019-12-31 | 2020-12-31 | 365 | 7.1571 | 7
11378 | 8.745 | 1 | 2019-12-31 | 2020-12-31 | 365 | 10.2269 | 10
11200 | 5.886 | 1 | 2019-12-31 | 2020-12-31 | 365 | 6.8834 | 6
21409 | 11.73 | 1 | 2019-12-31 | 2020-12-31 | 365 | 13.7178 | 13
19103 | 5.61 | 1 | 2019-12-31 | 2020-12-31 | 365 | 6.5607 | 6
9543 | 5.865 | 1 | 2019-12-31 | 2020-12-31 | 365 | 6.8589 | 6
13373 | 4.02 | 1 | 2019-12-31 | 2020-12-31 | 365 | 4.7012 | 4
22769 | 8.175 | 1 | 2019-12-31 | 2020-12-31 | 365 | 9.5603 | 9
13857 | 10.35 | 1 | 2019-12-31 | 2020-12-31 | 365 | 12.1039 | 12
12595 | 5.886 | 1 | 2019-12-31 | 2020-12-31 | 365 | 6.8834 | 6
11454 | 7.705 | 1 | 2019-12-31 | 2020-12-31 | 365 | 9.0107 | 9
11203 | 5.52 | 1 | 2019-12-31 | 2020-12-31 | 365 | 6.4554 | 6
13072 | 9.625 | 1 | 2019-12-31 | 2020-12-31 | 365 | 11.2561 | 11
10196 | 2.91 | 1 | 2019-12-31 | 2020-12-31 | 365 | 3.4031 | 3
13287 | 4.578 | 1 | 2019-12-31 | 2020-12-31 | 365 | 5.3538 | 5
14242 | 3.825 | 1 | 2019-12-31 | 2020-12-31 | 365 | 4.4732 | 4
11733 | 9.45 | 1 | 2019-12-31 | 2020-12-31 | 365 | 11.0514 | 11
19171 | 5.67 | 1 | 2019-12-31 | 2020-12-31 | 365 | 6.6308 | 6
9446 | 5.4 | 1 | 2019-12-31 | 2020-12-31 | 365 | 6.3151 | 6
11549 | 5.559 | 1 | 2019-12-31 | 2020-12-31 | 365 | 6.501 | 6
14251 | 6.867 | 1 | 2019-12-31 | 2020-12-31 | 365 | 8.0307 | 8
10092 | 8.97 | 1 | 2019-12-31 | 2020-12-31 | 365 | 10.4901 | 10
10142 | 8.175 | 1 | 2019-12-31 | 2020-12-31 | 365 | 9.5603 | 9
3858 | 5.232 | 1 | 2019-12-31 | 2020-12-31 | 365 | 6.1186 | 6
3866 | 5.5 | 1 | 2019-12-31 | 2020-12-31 | 365 | 6.432 | 6
4079 | 4.02 | 1 | 2019-12-31 | 2020-12-31 | 365 | 4.7012 | 4
3910 | 5.61 | 1 | 2019-12-31 | 2020-12-31 | 365 | 6.5607 | 6
4033 | 4.77 | 1 | 2019-12-31 | 2020-12-31 | 365 | 5.5783 | 5
4099 | 6.63 | 1 | 2019-12-31 | 2020-12-31 | 365 | 7.7535 | 7
4191 | 9.6 | 1 | 2019-12-31 | 2020-12-31 | 365 | 11.2268 | 11
4192 | 8.502 | 1 | 2019-12-31 | 2020-12-31 | 365 | 9.9427 | 9
4203 | 8.1 | 1 | 2019-12-31 | 2020-12-31 | 365 | 9.4726 | 9
4283 | 4.56 | 1 | 2019-12-31 | 2020-12-31 | 365 | 5.3327 | 5
4383 | 5.61 | 1 | 2019-12-31 | 2020-12-31 | 365 | 6.5607 | 6
4389 | 5.4 | 1 | 2019-12-31 | 2020-12-31 | 365 | 6.3151 | 6
4393 | 3.685 | 1 | 2019-12-31 | 2020-12-31 | 365 | 4.3095 | 4
4104 | 15.9 | 1 | 2019-12-31 | 2020-12-31 | 365 | 18.5944 | 18
3552 | 34.008 | 0.9 | 2019-12-31 | 2020-12-31 | 365 | 35.7939 | 35
3893 | 4.578 | 1 | 2019-12-31 | 2020-12-31 | 365 | 5.3538 | 5
4436 | 13.26 | 1 | 2019-12-31 | 2020-12-31 | 365 | 15.507 | 15
4444 | 9.49 | 1 | 2019-12-31 | 2020-12-31 | 365 | 11.0982 | 11
4445 | 5.88 | 1 | 2019-12-31 | 2020-12-31 | 365 | 6.8764 | 6
4448 | 6.885 | 1 | 2019-12-31 | 2020-12-31 | 365 | 8.0517 | 8
4451 | 7.2 | 1 | 2019-12-31 | 2020-12-31 | 365 | 8.4201 | 8
4467 | 6.12 | 1 | 2019-12-31 | 2020-12-31 | 365 | 7.1571 | 7
4473 | 5.025 | 1 | 2019-12-31 | 2020-12-31 | 365 | 5.8765 | 5
3386 | 3.3 | 1 | 2019-12-31 | 2020-12-31 | 365 | 3.8592 | 3
4571 | 7.848 | 1 | 2019-12-31 | 2020-12-31 | 365 | 9.1779 | 9
4658 | 24.75 | 1 | 2019-12-31 | 2020-12-31 | 365 | 28.9441 | 28
4662 | 8.67 | 1 | 2019-12-31 | 2020-12-31 | 365 | 10.1392 | 10
4678 | 6.7 | 1 | 2019-12-31 | 2020-12-31 | 365 | 7.8354 | 7
4680 | 5.355 | 1 | 2019-12-31 | 2020-12-31 | 365 | 6.2625 | 6
4787 | 6.86 | 1 | 2019-12-31 | 2020-12-31 | 365 | 8.0225 | 8
4788 | 8.82 | 1 | 2019-12-31 | 2020-12-31 | 365 | 10.3146 | 10
4793 | 25 | 1 | 2019-12-31 | 2020-12-31 | 365 | 29.2365 | 29
4795 | 12.753 | 1 | 2019-12-31 | 2020-12-31 | 365 | 14.9141 | 14
4913 | 5.36 | 1 | 2019-12-31 | 2020-12-31 | 365 | 6.2683 | 6
4917 | 5.36 | 1 | 2019-12-31 | 2020-12-31 | 365 | 6.2683 | 6
4919 | 7.2 | 1 | 2019-12-31 | 2020-12-31 | 365 | 8.4201 | 8
4920 | 4.59 | 1 | 2019-12-31 | 2020-12-31 | 365 | 5.3678 | 5
4808 | 6.63 | 1 | 2019-12-31 | 2020-12-31 | 365 | 7.7535 | 7
4823 | 3.43 | 1 | 2019-12-31 | 2020-12-31 | 365 | 4.0112 | 4
4840 | 5.145 | 1 | 2019-12-31 | 2020-12-31 | 365 | 6.0169 | 6
4035 | 155.1 | 0.9 | 2019-12-31 | 2020-12-31 | 365 | 163.2449 | 163
4922 | 4.59 | 1 | 2019-12-31 | 2020-12-31 | 365 | 5.3678 | 5
5018 | 50.715 | 0.9 | 2019-12-31 | 2020-12-31 | 365 | 53.3782 | 53
5011 | 5.88 | 1 | 2019-12-31 | 2020-12-31 | 365 | 6.8764 | 6
5013 | 24.91 | 1 | 2019-12-31 | 2020-12-31 | 365 | 29.1312 | 29
5016 | 3.92 | 1 | 2019-12-31 | 2020-12-31 | 365 | 4.5843 | 4
5049 | 3.6 | 1 | 2019-12-31 | 2020-12-31 | 365 | 4.2101 | 4
4968 | 5.775 | 1 | 2019-12-31 | 2020-12-31 | 365 | 6.7536 | 6
5130 | 7.395 | 1 | 2019-12-31 | 2020-12-31 | 365 | 8.6482 | 8
5297 | 6.12 | 1 | 2019-12-31 | 2020-12-31 | 365 | 7.1571 | 7
5371 | 5.565 | 1 | 2019-12-31 | 2020-12-31 | 365 | 6.508 | 6
5471 | 10 | 1 | 2019-12-31 | 2020-12-31 | 365 | 11.6946 | 11
5473 | 4.8 | 1 | 2019-12-31 | 2020-12-31 | 365 | 5.6134 | 5
5395 | 5.39 | 1 | 2019-12-31 | 2020-12-31 | 365 | 6.3034 | 6
5396 | 6.36 | 1 | 2019-12-31 | 2020-12-31 | 365 | 7.4378 | 7
5402 | 6.6 | 1 | 2019-12-31 | 2020-12-31 | 365 | 7.7184 | 7
16792 | 7.28 | 1 | 2019-12-31 | 2020-12-31 | 365 | 8.5137 | 8
11293 | 4.125 | 1 | 2019-12-31 | 2020-12-31 | 365 | 4.824 | 4
11299 | 6.6 | 1 | 2019-12-31 | 2020-12-31 | 365 | 7.7184 | 7
11856 | 6.89 | 1 | 2019-12-31 | 2020-12-31 | 365 | 8.0576 | 8
16277 | 8.505 | 1 | 2019-12-31 | 2020-12-31 | 365 | 9.9463 | 9
10753 | 6.44 | 1 | 2019-12-31 | 2020-12-31 | 365 | 7.5313 | 7
10953 | 6.54 | 1 | 2019-12-31 | 2020-12-31 | 365 | 7.6483 | 7
13073 | 5.1 | 1 | 2019-12-31 | 2020-12-31 | 365 | 5.9642 | 5
10752 | 7.25 | 1 | 2019-12-31 | 2020-12-31 | 365 | 8.4786 | 8
14418 | 4.08 | 1 | 2019-12-31 | 2020-12-31 | 365 | 4.7714 | 4
22197 | 8.25 | 1 | 2019-12-31 | 2020-12-31 | 365 | 9.648 | 9
12169 | 10.08 | 1 | 2019-12-31 | 2020-12-31 | 365 | 11.7882 | 11
16349 | 9.72 | 1 | 2019-12-31 | 2020-12-31 | 365 | 11.3672 | 11
80797 | 4.95 | 1 | 2019-12-31 | 2020-12-31 | 365 | 5.7888 | 5
21057 | 9.12 | 1 | 2019-12-31 | 2020-12-31 | 365 | 10.6655 | 10
13075 | 2.7 | 1 | 2019-12-31 | 2020-12-31 | 365 | 3.1575 | 3
48622 | 9.045 | 1 | 2019-12-31 | 2020-12-31 | 365 | 10.5778 | 10
16697 | 6.375 | 1 | 2019-12-31 | 2020-12-31 | 365 | 7.4553 | 7
21124 | 7.02 | 1 | 2019-12-31 | 2020-12-31 | 365 | 8.2096 | 8
25095 | 5.25 | 1 | 2019-12-31 | 2020-12-31 | 365 | 6.1397 | 6
12330 | 14.85 | 1 | 2019-12-31 | 2020-12-31 | 365 | 17.3665 | 17
12936 | 7.15 | 1 | 2019-12-31 | 2020-12-31 | 365 | 8.3616 | 8
13610 | 5.88 | 1 | 2019-12-31 | 2020-12-31 | 365 | 6.8764 | 6
10751 | 10.464 | 1 | 2019-12-31 | 2020-12-31 | 365 | 12.2372 | 12
17148 | 6.72 | 1 | 2019-12-31 | 2020-12-31 | 365 | 7.8588 | 7
16283 | 12.375 | 1 | 2019-12-31 | 2020-12-31 | 365 | 14.4721 | 14
10876 | 10.92 | 1 | 2019-12-31 | 2020-12-31 | 365 | 12.7705 | 12
16279 | 8.8 | 1 | 2019-12-31 | 2020-12-31 | 365 | 10.2912 | 10
10755 | 10.791 | 1 | 2019-12-31 | 2020-12-31 | 365 | 12.6196 | 12
49113 | 12.1 | 1 | 2019-12-31 | 2020-12-31 | 365 | 14.1505 | 14
11202 | 7.56 | 1 | 2019-12-31 | 2020-12-31 | 365 | 8.8411 | 8
21792 | 4.5 | 1 | 2019-12-31 | 2020-12-31 | 365 | 5.2626 | 5
18219 | 6.05 | 1 | 2019-12-31 | 2020-12-31 | 365 | 7.0752 | 7
19383 | 6 | 1 | 2019-12-31 | 2020-12-31 | 365 | 7.0168 | 7
30524 | 3.78 | 1 | 2019-12-31 | 2020-12-31 | 365 | 4.4206 | 4
14438 | 3.85 | 1 | 2019-12-31 | 2020-12-31 | 365 | 4.5024 | 4
17155 | 7.84 | 1 | 2019-12-31 | 2020-12-31 | 365 | 9.1686 | 9
25589 | 9.483 | 1 | 2019-12-31 | 2020-12-31 | 365 | 11.09 | 11
26650 | 6.36 | 1 | 2019-12-31 | 2020-12-31 | 365 | 7.4378 | 7
22068 | 6.3 | 1 | 2019-12-31 | 2020-12-31 | 365 | 7.3676 | 7
10954 | 12.06 | 1 | 2019-12-31 | 2020-12-31 | 365 | 14.1037 | 14
18326 | 8.8 | 1 | 2019-12-31 | 2020-12-31 | 365 | 10.2912 | 10
11071 | 11 | 1 | 2019-12-31 | 2020-12-31 | 365 | 12.8641 | 12
11509 | 7.75 | 1 | 2019-12-31 | 2020-12-31 | 365 | 9.0633 | 9
13120 | 9.483 | 1 | 2019-12-31 | 2020-12-31 | 365 | 11.09 | 11
14931 | 12 | 1 | 2019-12-31 | 2020-12-31 | 365 | 14.0335 | 14
31240 | 4.48 | 1 | 2019-12-31 | 2020-12-31 | 365 | 5.2392 | 5
14828 | 5.88 | 1 | 2019-12-31 | 2020-12-31 | 365 | 6.8764 | 6
14170 | 5.61 | 1 | 2019-12-31 | 2020-12-31 | 365 | 6.5607 | 6
26400 | 6.12 | 1 | 2019-12-31 | 2020-12-31 | 365 | 7.1571 | 7
22614 | 8.4 | 1 | 2019-12-31 | 2020-12-31 | 365 | 9.8235 | 9
14499 | 8.925 | 1 | 2019-12-31 | 2020-12-31 | 365 | 10.4374 | 10
10998 | 7.7 | 1 | 2019-12-31 | 2020-12-31 | 365 | 9.0048 | 9
19587 | 8.37 | 1 | 2019-12-31 | 2020-12-31 | 365 | 9.7884 | 9
22079 | 7.37 | 1 | 2019-12-31 | 2020-12-31 | 365 | 8.6189 | 8
13457 | 8.8 | 1 | 2019-12-31 | 2020-12-31 | 365 | 10.2912 | 10
16291 | 6.325 | 1 | 2019-12-31 | 2020-12-31 | 365 | 7.3968 | 7
12596 | 9.81 | 1 | 2019-12-31 | 2020-12-31 | 365 | 11.4724 | 11
13363 | 5.7 | 1 | 2019-12-31 | 2020-12-31 | 365 | 6.6659 | 6
20077 | 4.86 | 1 | 2019-12-31 | 2020-12-31 | 365 | 5.6836 | 5
45249 | 8.1 | 1 | 2019-12-31 | 2020-12-31 | 365 | 9.4726 | 9
11002 | 5.232 | 1 | 2019-12-31 | 2020-12-31 | 365 | 6.1186 | 6
16836 | 7.84 | 1 | 2019-12-31 | 2020-12-31 | 365 | 9.1686 | 9
10754 | 6.72 | 1 | 2019-12-31 | 2020-12-31 | 365 | 7.8588 | 7
18690 | 4.32 | 1 | 2019-12-31 | 2020-12-31 | 365 | 5.0521 | 5
51090 | 11.275 | 1 | 2019-12-31 | 2020-12-31 | 365 | 13.1857 | 13
12822 | 8.67 | 1 | 2019-12-31 | 2020-12-31 | 365 | 10.1392 | 10
11069 | 6.6 | 1 | 2019-12-31 | 2020-12-31 | 365 | 7.7184 | 7
14922 | 5.04 | 1 | 2019-12-31 | 2020-12-31 | 365 | 5.8941 | 5
13384 | 7.7 | 1 | 2019-12-31 | 2020-12-31 | 365 | 9.0048 | 9
14824 | 4.125 | 1 | 2019-12-31 | 2020-12-31 | 365 | 4.824 | 4
16692 | 5.232 | 1 | 2019-12-31 | 2020-12-31 | 365 | 6.1186 | 6
5406 | 3.8 | 1 | 2019-12-31 | 2020-12-31 | 365 | 4.4439 | 4
6018 | 19.61 | 1 | 2019-12-31 | 2020-12-31 | 365 | 22.9331 | 22
5488 | 9 | 1 | 2019-12-31 | 2020-12-31 | 365 | 10.5251 | 10
5518 | 3.6 | 1 | 2019-12-31 | 2020-12-31 | 365 | 4.2101 | 4
5521 | 9.24 | 1 | 2019-12-31 | 2020-12-31 | 365 | 10.8058 | 10
5528 | 6.9 | 1 | 2019-12-31 | 2020-12-31 | 365 | 8.0693 | 8
5530 | 8.415 | 1 | 2019-12-31 | 2020-12-31 | 365 | 9.841 | 9
5531 | 10.15 | 1 | 2019-12-31 | 2020-12-31 | 365 | 11.87 | 11
5532 | 1.1 | 1 | 2019-12-31 | 2020-12-31 | 365 | 1.2864 | 1
5546 | 4.578 | 1 | 2019-12-31 | 2020-12-31 | 365 | 5.3538 | 5
6465 | 3.315 | 1 | 2019-12-31 | 2020-12-31 | 365 | 3.8768 | 3
6553 | 3.57 | 1 | 2019-12-31 | 2020-12-31 | 365 | 4.175 | 4
6547 | 5.559 | 1 | 2019-12-31 | 2020-12-31 | 365 | 6.501 | 6
6106 | 6.48 | 1 | 2019-12-31 | 2020-12-31 | 365 | 7.5781 | 7
5900 | 9 | 1 | 2019-12-31 | 2020-12-31 | 365 | 10.5251 | 10
5922 | 3 | 1 | 2019-12-31 | 2020-12-31 | 365 | 3.5084 | 3
5921 | 3.9 | 1 | 2019-12-31 | 2020-12-31 | 365 | 4.5609 | 4
6119 | 4.83 | 1 | 2019-12-31 | 2020-12-31 | 365 | 5.6485 | 5
6121 | 16.25 | 1 | 2019-12-31 | 2020-12-31 | 365 | 19.0037 | 19
6122 | 6.63 | 1 | 2019-12-31 | 2020-12-31 | 365 | 7.7535 | 7
6127 | 6.125 | 1 | 2019-12-31 | 2020-12-31 | 365 | 7.1629 | 7
6128 | 3.92 | 1 | 2019-12-31 | 2020-12-31 | 365 | 4.5843 | 4
5996 | 7.521 | 1 | 2019-12-31 | 2020-12-31 | 365 | 8.7955 | 8
5902 | 10.6 | 1 | 2019-12-31 | 2020-12-31 | 365 | 12.3963 | 12
5992 | 7.84 | 1 | 2019-12-31 | 2020-12-31 | 365 | 9.1686 | 9
6001 | 5.865 | 1 | 2019-12-31 | 2020-12-31 | 365 | 6.8589 | 6
6431 | 100.59 | 0.9 | 2019-12-31 | 2020-12-31 | 365 | 105.8724 | 105
6435 | 7.035 | 1 | 2019-12-31 | 2020-12-31 | 365 | 8.2272 | 8
6360 | 3.71 | 1 | 2019-12-31 | 2020-12-31 | 365 | 4.3387 | 4
6363 | 3.57 | 1 | 2019-12-31 | 2020-12-31 | 365 | 4.175 | 4
6569 | 6.63 | 1 | 2019-12-31 | 2020-12-31 | 365 | 7.7535 | 7
6570 | 2.94 | 1 | 2019-12-31 | 2020-12-31 | 365 | 3.4382 | 3
6571 | 4.08 | 1 | 2019-12-31 | 2020-12-31 | 365 | 4.7714 | 4
6578 | 7.14 | 1 | 2019-12-31 | 2020-12-31 | 365 | 8.3499 | 8
6617 | 24.75 | 1 | 2019-12-31 | 2020-12-31 | 365 | 28.9441 | 28
6620 | 6.3 | 1 | 2019-12-31 | 2020-12-31 | 365 | 7.3676 | 7
6626 | 16.75 | 1 | 2019-12-31 | 2020-12-31 | 365 | 19.5885 | 19
6682 | 4.251 | 1 | 2019-12-31 | 2020-12-31 | 365 | 4.9714 | 4
6129 | 5.61 | 1 | 2019-12-31 | 2020-12-31 | 365 | 6.5607 | 6
6130 | 6.12 | 1 | 2019-12-31 | 2020-12-31 | 365 | 7.1571 | 7
6293 | 3.6 | 1 | 2019-12-31 | 2020-12-31 | 365 | 4.2101 | 4
6296 | 18.72 | 1 | 2019-12-31 | 2020-12-31 | 365 | 21.8923 | 21
6298 | 3.64 | 1 | 2019-12-31 | 2020-12-31 | 365 | 4.2568 | 4
6320 | 6.72 | 1 | 2019-12-31 | 2020-12-31 | 365 | 7.8588 | 7
11861 | 8.4 | 1 | 2019-12-31 | 2020-12-31 | 365 | 9.8235 | 9
13074 | 9.18 | 1 | 2019-12-31 | 2020-12-31 | 365 | 10.7356 | 10
18006 | 11.76 | 1 | 2019-12-31 | 2020-12-31 | 365 | 13.7528 | 13
16322 | 4.08 | 1 | 2019-12-31 | 2020-12-31 | 365 | 4.7714 | 4
14253 | 5.5 | 1 | 2019-12-31 | 2020-12-31 | 365 | 6.432 | 6
12931 | 4.32 | 1 | 2019-12-31 | 2020-12-31 | 365 | 5.0521 | 5
10881 | 3.57 | 1 | 2019-12-31 | 2020-12-31 | 365 | 4.175 | 4
10883 | 6.3 | 1 | 2019-12-31 | 2020-12-31 | 365 | 7.3676 | 7
10886 | 4.5 | 1 | 2019-12-31 | 2020-12-31 | 365 | 5.2626 | 5
10946 | 10.71 | 1 | 2019-12-31 | 2020-12-31 | 365 | 12.5249 | 12
12594 | 6.875 | 1 | 2019-12-31 | 2020-12-31 | 365 | 8.04 | 8
56595 | 7.5 | 1 | 2019-12-31 | 2020-12-31 | 365 | 8.7709 | 8
10882 | 7.2 | 1 | 2019-12-31 | 2020-12-31 | 365 | 8.4201 | 8
10878 | 4.08 | 1 | 2019-12-31 | 2020-12-31 | 365 | 4.7714 | 4
12592 | 5.775 | 1 | 2019-12-31 | 2020-12-31 | 365 | 6.7536 | 6
21125 | 9.81 | 1 | 2019-12-31 | 2020-12-31 | 365 | 11.4724 | 11
13953 | 7.245 | 1 | 2019-12-31 | 2020-12-31 | 365 | 8.4727 | 8
14899 | 5 | 1 | 2019-12-31 | 2020-12-31 | 365 | 5.8473 | 5
17907 | 9.15 | 1 | 2019-12-31 | 2020-12-31 | 365 | 10.7006 | 10
21126 | 5.232 | 1 | 2019-12-31 | 2020-12-31 | 365 | 6.1186 | 6
13013 | 10.725 | 1 | 2019-12-31 | 2020-12-31 | 365 | 12.5425 | 12
13460 | 4.95 | 1 | 2019-12-31 | 2020-12-31 | 365 | 5.7888 | 5
11628 | 4.675 | 1 | 2019-12-31 | 2020-12-31 | 365 | 5.4672 | 5
19701 | 7.29 | 1 | 2019-12-31 | 2020-12-31 | 365 | 8.5254 | 8
46954 | 8.55 | 1 | 2019-12-31 | 2020-12-31 | 365 | 9.9989 | 9
11062 | 5.6 | 1 | 2019-12-31 | 2020-12-31 | 365 | 6.549 | 6
31575 | 14.4 | 1 | 2019-12-31 | 2020-12-31 | 365 | 16.8402 | 16
13612 | 7.848 | 1 | 2019-12-31 | 2020-12-31 | 365 | 9.1779 | 9
21186 | 7.65 | 1 | 2019-12-31 | 2020-12-31 | 365 | 8.9464 | 8
20427 | 4.578 | 1 | 2019-12-31 | 2020-12-31 | 365 | 5.3538 | 5
10890 | 6.75 | 1 | 2019-12-31 | 2020-12-31 | 365 | 7.8939 | 7
19706 | 10.92 | 1 | 2019-12-31 | 2020-12-31 | 365 | 12.7705 | 12
12166 | 6.44 | 1 | 2019-12-31 | 2020-12-31 | 365 | 7.5313 | 7
12150 | 6.54 | 1 | 2019-12-31 | 2020-12-31 | 365 | 7.6483 | 7
11070 | 7.84 | 1 | 2019-12-31 | 2020-12-31 | 365 | 9.1686 | 9
10951 | 7.84 | 1 | 2019-12-31 | 2020-12-31 | 365 | 9.1686 | 9
14195 | 4.8 | 1 | 2019-12-31 | 2020-12-31 | 365 | 5.6134 | 5
11204 | 7.42 | 1 | 2019-12-31 | 2020-12-31 | 365 | 8.6774 | 8
24981 | 14.04 | 1 | 2019-12-31 | 2020-12-31 | 365 | 16.4192 | 16
21191 | 6.75 | 1 | 2019-12-31 | 2020-12-31 | 365 | 7.8939 | 7
10952 | 6.875 | 1 | 2019-12-31 | 2020-12-31 | 365 | 8.04 | 8
19619 | 7.28 | 1 | 2019-12-31 | 2020-12-31 | 365 | 8.5137 | 8
16280 | 8.1 | 1 | 2019-12-31 | 2020-12-31 | 365 | 9.4726 | 9
14407 | 8.68 | 1 | 2019-12-31 | 2020-12-31 | 365 | 10.1509 | 10
22457 | 7.521 | 1 | 2019-12-31 | 2020-12-31 | 365 | 8.7955 | 8
22782 | 8.75 | 1 | 2019-12-31 | 2020-12-31 | 365 | 10.2328 | 10
21549 | 3.135 | 1 | 2019-12-31 | 2020-12-31 | 365 | 3.6663 | 3
23947 | 2 | 1 | 2019-12-31 | 2020-12-31 | 365 | 2.3389 | 2
10889 | 6 | 1 | 2019-12-31 | 2020-12-31 | 365 | 7.0168 | 7
24868 | 6.05 | 1 | 2019-12-31 | 2020-12-31 | 365 | 7.0752 | 7
34037 | 9.9 | 1 | 2019-12-31 | 2020-12-31 | 365 | 11.5777 | 11
14793 | 7.7 | 1 | 2019-12-31 | 2020-12-31 | 365 | 9.0048 | 9
24222 | 8.16 | 1 | 2019-12-31 | 2020-12-31 | 365 | 9.5428 | 9
22856 | 7.75 | 1 | 2019-12-31 | 2020-12-31 | 365 | 9.0633 | 9
19064 | 4.8 | 1 | 2019-12-31 | 2020-12-31 | 365 | 5.6134 | 5
13462 | 7.15 | 1 | 2019-12-31 | 2020-12-31 | 365 | 8.3616 | 8
13064 | 6.9 | 1 | 2019-12-31 | 2020-12-31 | 365 | 8.0693 | 8
10888 | 3.85 | 1 | 2019-12-31 | 2020-12-31 | 365 | 4.5024 | 4
18220 | 12.753 | 1 | 2019-12-31 | 2020-12-31 | 365 | 14.9141 | 14
21129 | 8.04 | 1 | 2019-12-31 | 2020-12-31 | 365 | 9.4025 | 9
11625 | 7.2 | 1 | 2019-12-31 | 2020-12-31 | 365 | 8.4201 | 8
15673 | 8.8 | 1 | 2019-12-31 | 2020-12-31 | 365 | 10.2912 | 10
17908 | 6.3 | 1 | 2019-12-31 | 2020-12-31 | 365 | 7.3676 | 7
18720 | 4.905 | 1 | 2019-12-31 | 2020-12-31 | 365 | 5.7362 | 5
16471 | 8.1 | 1 | 2019-12-31 | 2020-12-31 | 365 | 9.4726 | 9
15546 | 6.54 | 1 | 2019-12-31 | 2020-12-31 | 365 | 7.6483 | 7
12160 | 3.6 | 1 | 2019-12-31 | 2020-12-31 | 365 | 4.2101 | 4
25191 | 7.2 | 1 | 2019-12-31 | 2020-12-31 | 365 | 8.4201 | 8
33215 | 9.12 | 1 | 2019-12-31 | 2020-12-31 | 365 | 10.6655 | 10
11548 | 5.61 | 1 | 2019-12-31 | 2020-12-31 | 365 | 6.5607 | 6
11565 | 9.435 | 1 | 2019-12-31 | 2020-12-31 | 365 | 11.0339 | 11
77462 | 12.375 | 1 | 2019-12-31 | 2020-12-31 | 365 | 14.4721 | 14
7239 | 3.57 | 1 | 2019-12-31 | 2020-12-31 | 365 | 4.175 | 4
6472 | 10.464 | 1 | 2019-12-31 | 2020-12-31 | 365 | 12.2372 | 12
6796 | 1.785 | 1 | 2019-12-31 | 2020-12-31 | 365 | 2.0875 | 2
6801 | 8.16 | 1 | 2019-12-31 | 2020-12-31 | 365 | 9.5428 | 9
6802 | 3.57 | 1 | 2019-12-31 | 2020-12-31 | 365 | 4.175 | 4
6836 | 7.56 | 1 | 2019-12-31 | 2020-12-31 | 365 | 8.8411 | 8
7417 | 3.64 | 1 | 2019-12-31 | 2020-12-31 | 365 | 4.2568 | 4
7427 | 3.5 | 1 | 2019-12-31 | 2020-12-31 | 365 | 4.0931 | 4
7879 | 4.02 | 1 | 2019-12-31 | 2020-12-31 | 365 | 4.7012 | 4
7590 | 75.79 | 0.9 | 2019-12-31 | 2020-12-31 | 365 | 79.77 | 79
8085 | 20.64 | 1 | 2019-12-31 | 2020-12-31 | 365 | 24.1377 | 24
8691 | 5.5 | 1 | 2019-12-31 | 2020-12-31 | 365 | 6.432 | 6
7901 | 9.805 | 1 | 2019-12-31 | 2020-12-31 | 365 | 11.4666 | 11
8696 | 2.16 | 1 | 2019-12-31 | 2020-12-31 | 365 | 2.526 | 2
16295 | 10.175 | 1 | 2019-12-31 | 2020-12-31 | 365 | 11.8993 | 11
13439 | 13.16 | 1 | 2019-12-31 | 2020-12-31 | 365 | 15.3901 | 15
30469 | 6.21 | 1 | 2019-12-31 | 2020-12-31 | 365 | 7.2623 | 7
18285 | 3.597 | 1 | 2019-12-31 | 2020-12-31 | 365 | 4.2065 | 4
18247 | 6.05 | 1 | 2019-12-31 | 2020-12-31 | 365 | 7.0752 | 7
12247 | 11.445 | 1 | 2019-12-31 | 2020-12-31 | 365 | 13.3845 | 13
11546 | 8.829 | 1 | 2019-12-31 | 2020-12-31 | 365 | 10.3252 | 10
60899 | 9.69 | 1 | 2019-12-31 | 2020-12-31 | 365 | 11.3321 | 11
30544 | 7.36 | 1 | 2019-12-31 | 2020-12-31 | 365 | 8.6072 | 8
12333 | 6.6 | 1 | 2019-12-31 | 2020-12-31 | 365 | 7.7184 | 7
13458 | 3.92 | 1 | 2019-12-31 | 2020-12-31 | 365 | 4.5843 | 4
20896 | 10.695 | 1 | 2019-12-31 | 2020-12-31 | 365 | 12.5074 | 12
19699 | 4.08 | 1 | 2019-12-31 | 2020-12-31 | 365 | 4.7714 | 4
28732 | 3.24 | 1 | 2019-12-31 | 2020-12-31 | 365 | 3.7891 | 3
16503 | 8.415 | 1 | 2019-12-31 | 2020-12-31 | 365 | 9.841 | 9
19049 | 7.84 | 1 | 2019-12-31 | 2020-12-31 | 365 | 9.1686 | 9
19690 | 13.2 | 1 | 2019-12-31 | 2020-12-31 | 365 | 15.4369 | 15
51164 | 3.06 | 1 | 2019-12-31 | 2020-12-31 | 365 | 3.5785 | 3
11633 | 9.156 | 1 | 2019-12-31 | 2020-12-31 | 365 | 10.7076 | 10
24882 | 9.76 | 1 | 2019-12-31 | 2020-12-31 | 365 | 11.4139 | 11
25665 | 8.829 | 1 | 2019-12-31 | 2020-12-31 | 365 | 10.3252 | 10
11613 | 7.8 | 1 | 2019-12-31 | 2020-12-31 | 365 | 9.1218 | 9
14247 | 9.81 | 1 | 2019-12-31 | 2020-12-31 | 365 | 11.4724 | 11
13345 | 8.1 | 1 | 2019-12-31 | 2020-12-31 | 365 | 9.4726 | 9
18246 | 3.3 | 1 | 2019-12-31 | 2020-12-31 | 365 | 3.8592 | 3
12820 | 7.8 | 1 | 2019-12-31 | 2020-12-31 | 365 | 9.1218 | 9
22906 | 4.8 | 1 | 2019-12-31 | 2020-12-31 | 365 | 5.6134 | 5
23106 | 15.12 | 1 | 2019-12-31 | 2020-12-31 | 365 | 17.6822 | 17
13371 | 9.81 | 1 | 2019-12-31 | 2020-12-31 | 365 | 11.4724 | 11
19704 | 10.965 | 1 | 2019-12-31 | 2020-12-31 | 365 | 12.8231 | 12
18224 | 14.85 | 1 | 2019-12-31 | 2020-12-31 | 365 | 17.3665 | 17
21183 | 9.52 | 1 | 2019-12-31 | 2020-12-31 | 365 | 11.1333 | 11
17884 | 9.8 | 1 | 2019-12-31 | 2020-12-31 | 365 | 11.4607 | 11
13609 | 3.924 | 1 | 2019-12-31 | 2020-12-31 | 365 | 4.589 | 4
18906 | 12.426 | 1 | 2019-12-31 | 2020-12-31 | 365 | 14.5317 | 14
11559 | 6.6 | 1 | 2019-12-31 | 2020-12-31 | 365 | 7.7184 | 7
30525 | 8.925 | 1 | 2019-12-31 | 2020-12-31 | 365 | 10.4374 | 10
18023 | 5.886 | 1 | 2019-12-31 | 2020-12-31 | 365 | 6.8834 | 6
21056 | 10.36 | 1 | 2019-12-31 | 2020-12-31 | 365 | 12.1156 | 12
22483 | 5 | 1 | 2019-12-31 | 2020-12-31 | 365 | 5.8473 | 5
18681 | 7.848 | 1 | 2019-12-31 | 2020-12-31 | 365 | 9.1779 | 9
13623 | 5.88 | 1 | 2019-12-31 | 2020-12-31 | 365 | 6.8764 | 6
13455 | 4.125 | 1 | 2019-12-31 | 2020-12-31 | 365 | 4.824 | 4
19172 | 3.24 | 1 | 2019-12-31 | 2020-12-31 | 365 | 3.7891 | 3
27265 | 10.4 | 1 | 2019-12-31 | 2020-12-31 | 365 | 12.1624 | 12
22202 | 6.44 | 1 | 2019-12-31 | 2020-12-31 | 365 | 7.5313 | 7
16751 | 12 | 1 | 2019-12-31 | 2020-12-31 | 365 | 14.0335 | 14
22467 | 7 | 1 | 2019-12-31 | 2020-12-31 | 365 | 8.1862 | 8
20071 | 7.395 | 1 | 2019-12-31 | 2020-12-31 | 365 | 8.6482 | 8
48673 | 5.232 | 1 | 2019-12-31 | 2020-12-31 | 365 | 6.1186 | 6
16465 | 6.3 | 1 | 2019-12-31 | 2020-12-31 | 365 | 7.3676 | 7
18208 | 5.559 | 1 | 2019-12-31 | 2020-12-31 | 365 | 6.501 | 6
18313 | 4.14 | 1 | 2019-12-31 | 2020-12-31 | 365 | 4.8416 | 4
17160 | 6 | 1 | 2019-12-31 | 2020-12-31 | 365 | 7.0168 | 7
14412 | 5.232 | 1 | 2019-12-31 | 2020-12-31 | 365 | 6.1186 | 6
12602 | 9.99 | 1 | 2019-12-31 | 2020-12-31 | 365 | 11.6829 | 11
19020 | 4.675 | 1 | 2019-12-31 | 2020-12-31 | 365 | 5.4672 | 5
22274 | 7.83 | 1 | 2019-12-31 | 2020-12-31 | 365 | 9.1569 | 9
22606 | 3.36 | 1 | 2019-12-31 | 2020-12-31 | 365 | 3.9294 | 3
12930 | 5.5 | 1 | 2019-12-31 | 2020-12-31 | 365 | 6.432 | 6
14244 | 7.848 | 1 | 2019-12-31 | 2020-12-31 | 365 | 9.1779 | 9
42555 | 6.3 | 1 | 2019-12-31 | 2020-12-31 | 365 | 7.3676 | 7
19006 | 10.5 | 1 | 2019-12-31 | 2020-12-31 | 365 | 12.2793 | 12
13118 | 9.625 | 1 | 2019-12-31 | 2020-12-31 | 365 | 11.2561 | 11
19074 | 6.6 | 1 | 2019-12-31 | 2020-12-31 | 365 | 7.7184 | 7
11555 | 5.72 | 1 | 2019-12-31 | 2020-12-31 | 365 | 6.6893 | 6
18037 | 8.68 | 1 | 2019-12-31 | 2020-12-31 | 365 | 10.1509 | 10
18242 | 4.675 | 1 | 2019-12-31 | 2020-12-31 | 365 | 5.4672 | 5
14413 | 3.85 | 1 | 2019-12-31 | 2020-12-31 | 365 | 4.5024 | 4
16284 | 5.7 | 1 | 2019-12-31 | 2020-12-31 | 365 | 6.6659 | 6
12417 | 9.156 | 1 | 2019-12-31 | 2020-12-31 | 365 | 10.7076 | 10
21564 | 12.375 | 1 | 2019-12-31 | 2020-12-31 | 365 | 14.4721 | 14
13357 | 9.483 | 1 | 2019-12-31 | 2020-12-31 | 365 | 11.09 | 11
18243 | 8.71 | 1 | 2019-12-31 | 2020-12-31 | 365 | 10.186 | 10
24993 | 6.21 | 1 | 2019-12-31 | 2020-12-31 | 365 | 7.2623 | 7
31605 | 8.4 | 1 | 2019-12-31 | 2020-12-31 | 365 | 9.8235 | 9
24000 | 10.8 | 1 | 2019-12-31 | 2020-12-31 | 365 | 12.6302 | 12
21396 | 4.95 | 1 | 2019-12-31 | 2020-12-31 | 365 | 5.7888 | 5
53916 | 2.8 | 1 | 2019-12-31 | 2020-12-31 | 365 | 3.2745 | 3
16452 | 7.02 | 1 | 2019-12-31 | 2020-12-31 | 365 | 8.2096 | 8
22990 | 6.6 | 1 | 2019-12-31 | 2020-12-31 | 365 | 7.7184 | 7
21163 | 10.8 | 1 | 2019-12-31 | 2020-12-31 | 365 | 12.6302 | 12
15299 | 4.95 | 1 | 2019-12-31 | 2020-12-31 | 365 | 5.7888 | 5
22988 | 6.12 | 1 | 2019-12-31 | 2020-12-31 | 365 | 7.1571 | 7
69662 | 10.464 | 1 | 2019-12-31 | 2020-12-31 | 365 | 12.2372 | 12
14421 | 7.848 | 1 | 2019-12-31 | 2020-12-31 | 365 | 9.1779 | 9
14925 | 6.3 | 1 | 2019-12-31 | 2020-12-31 | 365 | 7.3676 | 7
18153 | 11.2 | 1 | 2019-12-31 | 2020-12-31 | 365 | 13.098 | 13
16305 | 6.36 | 1 | 2019-12-31 | 2020-12-31 | 365 | 7.4378 | 7
19864 | 4.95 | 1 | 2019-12-31 | 2020-12-31 | 365 | 5.7888 | 5
21580 | 6.05 | 1 | 2019-12-31 | 2020-12-31 | 365 | 7.0752 | 7
25588 | 2.75 | 1 | 2019-12-31 | 2020-12-31 | 365 | 3.216 | 3
13889 | 6 | 1 | 2019-12-31 | 2020-12-31 | 365 | 7.0168 | 7
21196 | 8.1 | 1 | 2019-12-31 | 2020-12-31 | 365 | 9.4726 | 9
17162 | 12.32 | 1 | 2019-12-31 | 2020-12-31 | 365 | 14.4077 | 14
14245 | 6.867 | 1 | 2019-12-31 | 2020-12-31 | 365 | 8.0307 | 8
11547 | 5.1 | 1 | 2019-12-31 | 2020-12-31 | 365 | 5.9642 | 5
51171 | 3.06 | 1 | 2019-12-31 | 2020-12-31 | 365 | 3.5785 | 3
18218 | 5.225 | 1 | 2019-12-31 | 2020-12-31 | 365 | 6.1104 | 6
23698 | 10.8 | 1 | 2019-12-31 | 2020-12-31 | 365 | 12.6302 | 12
42569 | 5.355 | 1 | 2019-12-31 | 2020-12-31 | 365 | 6.2625 | 6
6391 | 12.06 | 1 | 2019-12-31 | 2020-12-31 | 365 | 14.1037 | 14
10869 | 8.12 | 1 | 2019-12-31 | 2020-12-31 | 365 | 9.496 | 9
2511 | 750.2 | 0.9 | 2019-12-31 | 2020-12-31 | 365 | 789.596 | 789
6609 | 7.02 | 1 | 2019-12-31 | 2020-12-31 | 365 | 8.2096 | 8
6630 | 11.475 | 1 | 2019-12-31 | 2020-12-31 | 365 | 13.4196 | 13
6631 | 3.27 | 1 | 2019-12-31 | 2020-12-31 | 365 | 3.8241 | 3
6633 | 5.695 | 1 | 2019-12-31 | 2020-12-31 | 365 | 6.6601 | 6
6688 | 8.925 | 1 | 2019-12-31 | 2020-12-31 | 365 | 10.4374 | 10
6715 | 6.885 | 1 | 2019-12-31 | 2020-12-31 | 365 | 8.0517 | 8
7595 | 8.68 | 1 | 2019-12-31 | 2020-12-31 | 365 | 10.1509 | 10
7616 | 7.14 | 1 | 2019-12-31 | 2020-12-31 | 365 | 8.3499 | 8
7627 | 7.848 | 1 | 2019-12-31 | 2020-12-31 | 365 | 9.1779 | 9
6376 | 6.72 | 1 | 2019-12-31 | 2020-12-31 | 365 | 7.8588 | 7
6380 | 4.251 | 1 | 2019-12-31 | 2020-12-31 | 365 | 4.9714 | 4
6427 | 7.65 | 1 | 2019-12-31 | 2020-12-31 | 365 | 8.9464 | 8
6462 | 5.1 | 1 | 2019-12-31 | 2020-12-31 | 365 | 5.9642 | 5
6543 | 4.32 | 1 | 2019-12-31 | 2020-12-31 | 365 | 5.0521 | 5
6546 | 3.43 | 1 | 2019-12-31 | 2020-12-31 | 365 | 4.0112 | 4
6558 | 3.75 | 1 | 2019-12-31 | 2020-12-31 | 365 | 4.3855 | 4
6565 | 5.355 | 1 | 2019-12-31 | 2020-12-31 | 365 | 6.2625 | 6
6583 | 9 | 1 | 2019-12-31 | 2020-12-31 | 365 | 10.5251 | 10
6721 | 6.375 | 1 | 2019-12-31 | 2020-12-31 | 365 | 7.4553 | 7
6722 | 6.12 | 1 | 2019-12-31 | 2020-12-31 | 365 | 7.1571 | 7
6723 | 7.905 | 1 | 2019-12-31 | 2020-12-31 | 365 | 9.2446 | 9
6862 | 4.48 | 1 | 2019-12-31 | 2020-12-31 | 365 | 5.2392 | 5
6969 | 8.67 | 1 | 2019-12-31 | 2020-12-31 | 365 | 10.1392 | 10
6973 | 6.63 | 1 | 2019-12-31 | 2020-12-31 | 365 | 7.7535 | 7
6975 | 5.1 | 1 | 2019-12-31 | 2020-12-31 | 365 | 5.9642 | 5
9516 | 6.867 | 1 | 2019-12-31 | 2020-12-31 | 365 | 8.0307 | 8
9810 | 4.08 | 1 | 2019-12-31 | 2020-12-31 | 365 | 4.7714 | 4
6587 | 3.6 | 1 | 2019-12-31 | 2020-12-31 | 365 | 4.2101 | 4
6616 | 6.6 | 1 | 2019-12-31 | 2020-12-31 | 365 | 7.7184 | 7
8923 | 8.67 | 1 | 2019-12-31 | 2020-12-31 | 365 | 10.1392 | 10
8925 | 8.7 | 1 | 2019-12-31 | 2020-12-31 | 365 | 10.1743 | 10
6283 | 4.8 | 1 | 2019-12-31 | 2020-12-31 | 365 | 5.6134 | 5
6977 | 3.08 | 1 | 2019-12-31 | 2020-12-31 | 365 | 3.6019 | 3
7226 | 5.7 | 1 | 2019-12-31 | 2020-12-31 | 365 | 6.6659 | 6
7610 | 5.355 | 1 | 2019-12-31 | 2020-12-31 | 365 | 6.2625 | 6
6743 | 18.48 | 1 | 2019-12-31 | 2020-12-31 | 365 | 21.6116 | 21
7428 | 4.8 | 1 | 2019-12-31 | 2020-12-31 | 365 | 5.6134 | 5
13861 | 7.395 | 1 | 2019-12-31 | 2020-12-31 | 365 | 8.6482 | 8
14790 | 2.55 | 1 | 2019-12-31 | 2020-12-31 | 365 | 2.9821 | 2
19001 | 5.559 | 1 | 2019-12-31 | 2020-12-31 | 365 | 6.501 | 6
13862 | 5.775 | 1 | 2019-12-31 | 2020-12-31 | 365 | 6.7536 | 6
13880 | 3.3 | 1 | 2019-12-31 | 2020-12-31 | 365 | 3.8592 | 3
13883 | 4.48 | 1 | 2019-12-31 | 2020-12-31 | 365 | 5.2392 | 5
13886 | 4.48 | 1 | 2019-12-31 | 2020-12-31 | 365 | 5.2392 | 5
30659 | 11.76 | 1 | 2019-12-31 | 2020-12-31 | 365 | 13.7528 | 13
13866 | 5.559 | 1 | 2019-12-31 | 2020-12-31 | 365 | 6.501 | 6
15675 | 7.5 | 1 | 2019-12-31 | 2020-12-31 | 365 | 8.7709 | 8
16296 | 11.825 | 1 | 2019-12-31 | 2020-12-31 | 365 | 13.8289 | 13
25840 | 10.545 | 1 | 2019-12-31 | 2020-12-31 | 365 | 12.332 | 12
60901 | 5.735 | 1 | 2019-12-31 | 2020-12-31 | 365 | 6.7069 | 6
14066 | 9 | 1 | 2019-12-31 | 2020-12-31 | 365 | 10.5251 | 10
15287 | 8.829 | 1 | 2019-12-31 | 2020-12-31 | 365 | 10.3252 | 10
13871 | 7.95 | 1 | 2019-12-31 | 2020-12-31 | 365 | 9.2972 | 9
15854 | 9.54 | 1 | 2019-12-31 | 2020-12-31 | 365 | 11.1566 | 11
15528 | 8.4 | 1 | 2019-12-31 | 2020-12-31 | 365 | 9.8235 | 9
66629 | 8.1 | 1 | 2019-12-31 | 2020-12-31 | 365 | 9.4726 | 9
53718 | 5.985 | 1 | 2019-12-31 | 2020-12-31 | 365 | 6.9992 | 6
21148 | 9.075 | 1 | 2019-12-31 | 2020-12-31 | 365 | 10.6128 | 10
20906 | 9.18 | 1 | 2019-12-31 | 2020-12-31 | 365 | 10.7356 | 10
18280 | 7.59 | 1 | 2019-12-31 | 2020-12-31 | 365 | 8.8762 | 8
14927 | 10.08 | 1 | 2019-12-31 | 2020-12-31 | 365 | 11.7882 | 11
18932 | 6 | 1 | 2019-12-31 | 2020-12-31 | 365 | 7.0168 | 7
24978 | 5.67 | 1 | 2019-12-31 | 2020-12-31 | 365 | 6.6308 | 6
17926 | 7.8 | 1 | 2019-12-31 | 2020-12-31 | 365 | 9.1218 | 9
14417 | 9.156 | 1 | 2019-12-31 | 2020-12-31 | 365 | 10.7076 | 10
13865 | 5.88 | 1 | 2019-12-31 | 2020-12-31 | 365 | 6.8764 | 6
14510 | 4.48 | 1 | 2019-12-31 | 2020-12-31 | 365 | 5.2392 | 5
13875 | 4.59 | 1 | 2019-12-31 | 2020-12-31 | 365 | 5.3678 | 5
14506 | 7.194 | 1 | 2019-12-31 | 2020-12-31 | 365 | 8.4131 | 8
17911 | 6.213 | 1 | 2019-12-31 | 2020-12-31 | 365 | 7.2659 | 7
21189 | 3.06 | 1 | 2019-12-31 | 2020-12-31 | 365 | 3.5785 | 3
16290 | 7.84 | 1 | 2019-12-31 | 2020-12-31 | 365 | 9.1686 | 9
15858 | 6.6 | 1 | 2019-12-31 | 2020-12-31 | 365 | 7.7184 | 7
14416 | 7.425 | 1 | 2019-12-31 | 2020-12-31 | 365 | 8.6832 | 8
13878 | 6.875 | 1 | 2019-12-31 | 2020-12-31 | 365 | 8.04 | 8
36562 | 6.615 | 1 | 2019-12-31 | 2020-12-31 | 365 | 7.736 | 7
14504 | 7.848 | 1 | 2019-12-31 | 2020-12-31 | 365 | 9.1779 | 9
19395 | 8.91 | 1 | 2019-12-31 | 2020-12-31 | 365 | 10.4199 | 10
16693 | 6.54 | 1 | 2019-12-31 | 2020-12-31 | 365 | 7.6483 | 7
18199 | 9.045 | 1 | 2019-12-31 | 2020-12-31 | 365 | 10.5778 | 10
19867 | 8.28 | 1 | 2019-12-31 | 2020-12-31 | 365 | 9.6831 | 9
25004 | 4.575 | 1 | 2019-12-31 | 2020-12-31 | 365 | 5.3503 | 5
19191 | 5.67 | 1 | 2019-12-31 | 2020-12-31 | 365 | 6.6308 | 6
18027 | 12.099 | 1 | 2019-12-31 | 2020-12-31 | 365 | 14.1493 | 14
52064 | 5.559 | 1 | 2019-12-31 | 2020-12-31 | 365 | 6.501 | 6
19066 | 8.829 | 1 | 2019-12-31 | 2020-12-31 | 365 | 10.3252 | 10
13739 | 4.578 | 1 | 2019-12-31 | 2020-12-31 | 365 | 5.3538 | 5
22972 | 12.426 | 1 | 2019-12-31 | 2020-12-31 | 365 | 14.5317 | 14
15298 | 7.7 | 1 | 2019-12-31 | 2020-12-31 | 365 | 9.0048 | 9
16308 | 9.945 | 1 | 2019-12-31 | 2020-12-31 | 365 | 11.6303 | 11
21956 | 10.64 | 1 | 2019-12-31 | 2020-12-31 | 365 | 12.4431 | 12
18035 | 4.578 | 1 | 2019-12-31 | 2020-12-31 | 365 | 5.3538 | 5
34847 | 7.848 | 1 | 2019-12-31 | 2020-12-31 | 365 | 9.1779 | 9
16696 | 9.81 | 1 | 2019-12-31 | 2020-12-31 | 365 | 11.4724 | 11
16132 | 5.04 | 1 | 2019-12-31 | 2020-12-31 | 365 | 5.8941 | 5
21194 | 4.32 | 1 | 2019-12-31 | 2020-12-31 | 365 | 5.0521 | 5
19077 | 7.7 | 1 | 2019-12-31 | 2020-12-31 | 365 | 9.0048 | 9
15837 | 8.1 | 1 | 2019-12-31 | 2020-12-31 | 365 | 9.4726 | 9
14258 | 7.2 | 1 | 2019-12-31 | 2020-12-31 | 365 | 8.4201 | 8
26653 | 3.38 | 1 | 2019-12-31 | 2020-12-31 | 365 | 3.9528 | 3
23857 | 13.065 | 1 | 2019-12-31 | 2020-12-31 | 365 | 15.279 | 15
21062 | 5.886 | 1 | 2019-12-31 | 2020-12-31 | 365 | 6.8834 | 6
25302 | 10.335 | 1 | 2019-12-31 | 2020-12-31 | 365 | 12.0864 | 12
28918 | 3.924 | 1 | 2019-12-31 | 2020-12-31 | 365 | 4.589 | 4
16544 | 8.68 | 1 | 2019-12-31 | 2020-12-31 | 365 | 10.1509 | 10
21797 | 5.67 | 1 | 2019-12-31 | 2020-12-31 | 365 | 6.6308 | 6
21744 | 8.64 | 1 | 2019-12-31 | 2020-12-31 | 365 | 10.1041 | 10
18161 | 11.7 | 1 | 2019-12-31 | 2020-12-31 | 365 | 13.6827 | 13
51513 | 4.5 | 1 | 2019-12-31 | 2020-12-31 | 365 | 5.2626 | 5
25320 | 9.275 | 1 | 2019-12-31 | 2020-12-31 | 365 | 10.8467 | 10
24044 | 9.72 | 1 | 2019-12-31 | 2020-12-31 | 365 | 11.3672 | 11
15291 | 6.867 | 1 | 2019-12-31 | 2020-12-31 | 365 | 8.0307 | 8
21544 | 5.4 | 1 | 2019-12-31 | 2020-12-31 | 365 | 6.3151 | 6
22200 | 5.2 | 1 | 2019-12-31 | 2020-12-31 | 365 | 6.0812 | 6
14827 | 3.795 | 1 | 2019-12-31 | 2020-12-31 | 365 | 4.4381 | 4
13869 | 5.67 | 1 | 2019-12-31 | 2020-12-31 | 365 | 6.6308 | 6
18015 | 4.48 | 1 | 2019-12-31 | 2020-12-31 | 365 | 5.2392 | 5
16558 | 9.24 | 1 | 2019-12-31 | 2020-12-31 | 365 | 10.8058 | 10
14065 | 7.84 | 1 | 2019-12-31 | 2020-12-31 | 365 | 9.1686 | 9
10027 | 6.12 | 1 | 2019-12-31 | 2020-12-31 | 365 | 7.1571 | 7
7232 | 6.12 | 1 | 2019-12-31 | 2020-12-31 | 365 | 7.1571 | 7
8975 | 33.88 | 0.9 | 2019-12-31 | 2020-12-31 | 365 | 35.6592 | 35
9019 | 5.355 | 1 | 2019-12-31 | 2020-12-31 | 365 | 6.2625 | 6
9400 | 6.885 | 1 | 2019-12-31 | 2020-12-31 | 365 | 8.0517 | 8
9690 | 7.194 | 1 | 2019-12-31 | 2020-12-31 | 365 | 8.4131 | 8
4869 | 197.78 | 0.9 | 2019-12-31 | 2020-12-31 | 365 | 208.1662 | 208
4868 | 576.29 | 0.9 | 2019-12-31 | 2020-12-31 | 365 | 606.5533 | 606
9805 | 4.5 | 1 | 2019-12-31 | 2020-12-31 | 365 | 5.2626 | 5
9815 | 5.635 | 1 | 2019-12-31 | 2020-12-31 | 365 | 6.5899 | 6
9822 | 7.84 | 1 | 2019-12-31 | 2020-12-31 | 365 | 9.1686 | 9
9926 | 7.705 | 1 | 2019-12-31 | 2020-12-31 | 365 | 9.0107 | 9
9927 | 3.9 | 1 | 2019-12-31 | 2020-12-31 | 365 | 4.5609 | 4
10089 | 6.37 | 1 | 2019-12-31 | 2020-12-31 | 365 | 7.4495 | 7
10093 | 4 | 1 | 2019-12-31 | 2020-12-31 | 365 | 4.6778 | 4
9678 | 3.315 | 1 | 2019-12-31 | 2020-12-31 | 365 | 3.8768 | 3
9808 | 5.36 | 1 | 2019-12-31 | 2020-12-31 | 365 | 6.2683 | 6
10109 | 4.86 | 1 | 2019-12-31 | 2020-12-31 | 365 | 5.6836 | 5
6745 | 5.225 | 1 | 2019-12-31 | 2020-12-31 | 365 | 6.1104 | 6
10190 | 6.12 | 1 | 2019-12-31 | 2020-12-31 | 365 | 7.1571 | 7
10612 | 14.28 | 1 | 2019-12-31 | 2020-12-31 | 365 | 16.6999 | 16
10604 | 6.12 | 1 | 2019-12-31 | 2020-12-31 | 365 | 7.1571 | 7
10407 | 12.56 | 1 | 2019-12-31 | 2020-12-31 | 365 | 14.6884 | 14
10413 | 5.04 | 1 | 2019-12-31 | 2020-12-31 | 365 | 5.8941 | 5
11308 | 6.54 | 1 | 2019-12-31 | 2020-12-31 | 365 | 7.6483 | 7
11372 | 3.825 | 1 | 2019-12-31 | 2020-12-31 | 365 | 4.4732 | 4
11375 | 7.35 | 1 | 2019-12-31 | 2020-12-31 | 365 | 8.5955 | 8
11376 | 3.3 | 1 | 2019-12-31 | 2020-12-31 | 365 | 3.8592 | 3
11380 | 16.8 | 1 | 2019-12-31 | 2020-12-31 | 365 | 19.6469 | 19
11205 | 5.61 | 1 | 2019-12-31 | 2020-12-31 | 365 | 6.5607 | 6
10942 | 7.14 | 1 | 2019-12-31 | 2020-12-31 | 365 | 8.3499 | 8
9928 | 33 | 0.9 | 2019-12-31 | 2020-12-31 | 365 | 34.733 | 34
11065 | 8 | 1 | 2019-12-31 | 2020-12-31 | 365 | 9.3557 | 9
11208 | 3.825 | 1 | 2019-12-31 | 2020-12-31 | 365 | 4.4732 | 4
11303 | 8.75 | 1 | 2019-12-31 | 2020-12-31 | 365 | 10.2328 | 10
6372 | 4.95 | 1 | 2019-12-31 | 2020-12-31 | 365 | 5.7888 | 5
44230 | 9.315 | 1 | 2019-12-31 | 2020-12-31 | 365 | 10.8935 | 10
53919 | 5.12 | 1 | 2019-12-31 | 2020-12-31 | 365 | 5.9876 | 5
9669 | 4.02 | 1 | 2019-12-31 | 2020-12-31 | 365 | 4.7012 | 4
11377 | 7 | 1 | 2019-12-31 | 2020-12-31 | 365 | 8.1862 | 8
9315 | 6 | 1 | 2019-12-31 | 2020-12-31 | 365 | 7.0168 | 7
9319 | 6 | 1 | 2019-12-31 | 2020-12-31 | 365 | 7.0168 | 7
9320 | 6 | 1 | 2019-12-31 | 2020-12-31 | 365 | 7.0168 | 7
9321 | 6 | 1 | 2019-12-31 | 2020-12-31 | 365 | 7.0168 | 7
9322 | 6 | 1 | 2019-12-31 | 2020-12-31 | 365 | 7.0168 | 7
9347 | 6 | 1 | 2019-12-31 | 2020-12-31 | 365 | 7.0168 | 7
9358 | 6 | 1 | 2019-12-31 | 2020-12-31 | 365 | 7.0168 | 7
9355 | 6 | 1 | 2019-12-31 | 2020-12-31 | 365 | 7.0168 | 7
9383 | 6 | 1 | 2019-12-31 | 2020-12-31 | 365 | 7.0168 | 7
9369 | 6 | 1 | 2019-12-31 | 2020-12-31 | 365 | 7.0168 | 7
9392 | 6 | 1 | 2019-12-31 | 2020-12-31 | 365 | 7.0168 | 7
9388 | 6 | 1 | 2019-12-31 | 2020-12-31 | 365 | 7.0168 | 7
9395 | 6 | 1 | 2019-12-31 | 2020-12-31 | 365 | 7.0168 | 7
9393 | 6 | 1 | 2019-12-31 | 2020-12-31 | 365 | 7.0168 | 7
9398 | 6 | 1 | 2019-12-31 | 2020-12-31 | 365 | 7.0168 | 7
10781 | 6 | 1 | 2019-12-31 | 2020-12-31 | 365 | 7.0168 | 7
10783 | 6 | 1 | 2019-12-31 | 2020-12-31 | 365 | 7.0168 | 7
9323 | 6 | 1 | 2019-12-31 | 2020-12-31 | 365 | 7.0168 | 7
10784 | 6 | 1 | 2019-12-31 | 2020-12-31 | 365 | 7.0168 | 7
10785 | 6 | 1 | 2019-12-31 | 2020-12-31 | 365 | 7.0168 | 7
10819 | 6 | 1 | 2019-12-31 | 2020-12-31 | 365 | 7.0168 | 7
10818 | 6 | 1 | 2019-12-31 | 2020-12-31 | 365 | 7.0168 | 7
10821 | 6 | 1 | 2019-12-31 | 2020-12-31 | 365 | 7.0168 | 7
11100 | 6 | 1 | 2019-12-31 | 2020-12-31 | 365 | 7.0168 | 7
10826 | 6 | 1 | 2019-12-31 | 2020-12-31 | 365 | 7.0168 | 7
11118 | 6 | 1 | 2019-12-31 | 2020-12-31 | 365 | 7.0168 | 7
11468 | 6 | 1 | 2019-12-31 | 2020-12-31 | 365 | 7.0168 | 7
6711 | 300.84 | 0.9 | 2019-12-31 | 2020-12-31 | 365 | 316.6383 | 316
9338 | 6 | 1 | 2019-12-31 | 2020-12-31 | 365 | 7.0168 | 7
11451 | 8.75 | 1 | 2019-12-31 | 2020-12-31 | 365 | 10.2328 | 10
11462 | 6 | 1 | 2019-12-31 | 2020-12-31 | 365 | 7.0168 | 7
11467 | 2.45 | 1 | 2019-12-31 | 2020-12-31 | 365 | 2.8652 | 2
12164 | 12.5 | 1 | 2019-12-31 | 2020-12-31 | 365 | 14.6182 | 14
11006 | 33.6 | 0.9 | 2019-12-31 | 2020-12-31 | 365 | 35.3645 | 35
11551 | 10.137 | 1 | 2019-12-31 | 2020-12-31 | 365 | 11.8548 | 11
11621 | 5.886 | 1 | 2019-12-31 | 2020-12-31 | 365 | 6.8834 | 6
11626 | 6.867 | 1 | 2019-12-31 | 2020-12-31 | 365 | 8.0307 | 8
11634 | 7.905 | 1 | 2019-12-31 | 2020-12-31 | 365 | 9.2446 | 9
11731 | 14.388 | 1 | 2019-12-31 | 2020-12-31 | 365 | 16.8262 | 16
12157 | 4.08 | 1 | 2019-12-31 | 2020-12-31 | 365 | 4.7714 | 4
11858 | 5.1 | 1 | 2019-12-31 | 2020-12-31 | 365 | 5.9642 | 5
11859 | 7.65 | 1 | 2019-12-31 | 2020-12-31 | 365 | 8.9464 | 8
11732 | 7.14 | 1 | 2019-12-31 | 2020-12-31 | 365 | 8.3499 | 8
12146 | 3.3 | 1 | 2019-12-31 | 2020-12-31 | 365 | 3.8592 | 3
12151 | 10.35 | 1 | 2019-12-31 | 2020-12-31 | 365 | 12.1039 | 12
11728 | 8.925 | 1 | 2019-12-31 | 2020-12-31 | 365 | 10.4374 | 10
12279 | 6 | 1 | 2019-12-31 | 2020-12-31 | 365 | 7.0168 | 7
12414 | 3.57 | 1 | 2019-12-31 | 2020-12-31 | 365 | 4.175 | 4
12465 | 6.12 | 1 | 2019-12-31 | 2020-12-31 | 365 | 7.1571 | 7
12597 | 9.36 | 1 | 2019-12-31 | 2020-12-31 | 365 | 10.9461 | 10
12598 | 7.2 | 1 | 2019-12-31 | 2020-12-31 | 365 | 8.4201 | 8
7622 | 4.14 | 1 | 2019-12-31 | 2020-12-31 | 365 | 4.8416 | 4
14073 | 8.67 | 1 | 2019-12-31 | 2020-12-31 | 365 | 10.1392 | 10
14075 | 5.7 | 1 | 2019-12-31 | 2020-12-31 | 365 | 6.6659 | 6
14079 | 3.6 | 1 | 2019-12-31 | 2020-12-31 | 365 | 4.2101 | 4
14082 | 9.945 | 1 | 2019-12-31 | 2020-12-31 | 365 | 11.6303 | 11
14084 | 3.315 | 1 | 2019-12-31 | 2020-12-31 | 365 | 3.8768 | 3
14092 | 7.14 | 1 | 2019-12-31 | 2020-12-31 | 365 | 8.3499 | 8
14096 | 3.825 | 1 | 2019-12-31 | 2020-12-31 | 365 | 4.4732 | 4
14099 | 5.4 | 1 | 2019-12-31 | 2020-12-31 | 365 | 6.3151 | 6
14107 | 3.57 | 1 | 2019-12-31 | 2020-12-31 | 365 | 4.175 | 4
14112 | 4.08 | 1 | 2019-12-31 | 2020-12-31 | 365 | 4.7714 | 4
14115 | 5.61 | 1 | 2019-12-31 | 2020-12-31 | 365 | 6.5607 | 6
14120 | 4.5 | 1 | 2019-12-31 | 2020-12-31 | 365 | 5.2626 | 5
14165 | 6.12 | 1 | 2019-12-31 | 2020-12-31 | 365 | 7.1571 | 7
14169 | 5.1 | 1 | 2019-12-31 | 2020-12-31 | 365 | 5.9642 | 5
14173 | 3.57 | 1 | 2019-12-31 | 2020-12-31 | 365 | 4.175 | 4
14176 | 4.2 | 1 | 2019-12-31 | 2020-12-31 | 365 | 4.9117 | 4
14180 | 5.865 | 1 | 2019-12-31 | 2020-12-31 | 365 | 6.8589 | 6
14198 | 3.36 | 1 | 2019-12-31 | 2020-12-31 | 365 | 3.9294 | 3
14074 | 5.61 | 1 | 2019-12-31 | 2020-12-31 | 365 | 6.5607 | 6
14224 | 5.61 | 1 | 2019-12-31 | 2020-12-31 | 365 | 6.5607 | 6
14071 | 4.5 | 1 | 2019-12-31 | 2020-12-31 | 365 | 5.2626 | 5
14226 | 4 | 1 | 2019-12-31 | 2020-12-31 | 365 | 4.6778 | 4
14227 | 6.375 | 1 | 2019-12-31 | 2020-12-31 | 365 | 7.4553 | 7
14231 | 5.61 | 1 | 2019-12-31 | 2020-12-31 | 365 | 6.5607 | 6
14235 | 4.251 | 1 | 2019-12-31 | 2020-12-31 | 365 | 4.9714 | 4
11707 | 3.35 | 1 | 2019-12-31 | 2020-12-31 | 365 | 3.9177 | 3
12812 | 7.2 | 1 | 2019-12-31 | 2020-12-31 | 365 | 8.4201 | 8
12815 | 4.59 | 1 | 2019-12-31 | 2020-12-31 | 365 | 5.3678 | 5
12819 | 8.925 | 1 | 2019-12-31 | 2020-12-31 | 365 | 10.4374 | 10
12823 | 3.06 | 1 | 2019-12-31 | 2020-12-31 | 365 | 3.5785 | 3
12825 | 7.65 | 1 | 2019-12-31 | 2020-12-31 | 365 | 8.9464 | 8
12473 | 5.1 | 1 | 2019-12-31 | 2020-12-31 | 365 | 5.9642 | 5
12926 | 11.725 | 1 | 2019-12-31 | 2020-12-31 | 365 | 13.7119 | 13
12932 | 6.12 | 1 | 2019-12-31 | 2020-12-31 | 365 | 7.1571 | 7
12933 | 6.12 | 1 | 2019-12-31 | 2020-12-31 | 365 | 7.1571 | 7
13207 | 17.25 | 1 | 2019-12-31 | 2020-12-31 | 365 | 20.1732 | 20
13208 | 4.8 | 1 | 2019-12-31 | 2020-12-31 | 365 | 5.6134 | 5
13336 | 4.86 | 1 | 2019-12-31 | 2020-12-31 | 365 | 5.6836 | 5
13342 | 14.85 | 1 | 2019-12-31 | 2020-12-31 | 365 | 17.3665 | 17
13344 | 6.12 | 1 | 2019-12-31 | 2020-12-31 | 365 | 7.1571 | 7
13347 | 8.25 | 1 | 2019-12-31 | 2020-12-31 | 365 | 9.648 | 9
13356 | 5.94 | 1 | 2019-12-31 | 2020-12-31 | 365 | 6.9466 | 6
13632 | 4.5 | 1 | 2019-12-31 | 2020-12-31 | 365 | 5.2626 | 5
13890 | 7.194 | 1 | 2019-12-31 | 2020-12-31 | 365 | 8.4131 | 8
13893 | 7.5 | 1 | 2019-12-31 | 2020-12-31 | 365 | 8.7709 | 8
14069 | 9.18 | 1 | 2019-12-31 | 2020-12-31 | 365 | 10.7356 | 10
14070 | 4.8 | 1 | 2019-12-31 | 2020-12-31 | 365 | 5.6134 | 5
14072 | 8.16 | 1 | 2019-12-31 | 2020-12-31 | 365 | 9.5428 | 9
14077 | 4.59 | 1 | 2019-12-31 | 2020-12-31 | 365 | 5.3678 | 5
12178 | 8.1 | 1 | 2019-12-31 | 2020-12-31 | 365 | 9.4726 | 9
14191 | 7.44 | 1 | 2019-12-31 | 2020-12-31 | 365 | 8.7008 | 8
12817 | 8.415 | 1 | 2019-12-31 | 2020-12-31 | 365 | 9.841 | 9
7904 | 5.6 | 1 | 2019-12-31 | 2020-12-31 | 365 | 6.549 | 6
10945 | 3.64 | 1 | 2019-12-31 | 2020-12-31 | 365 | 4.2568 | 4
10948 | 6.72 | 1 | 2019-12-31 | 2020-12-31 | 365 | 7.8588 | 7
8703 | 5.5 | 1 | 2019-12-31 | 2020-12-31 | 365 | 6.432 | 6
10404 | 9.625 | 1 | 2019-12-31 | 2020-12-31 | 365 | 11.2561 | 11
12260 | 16.32 | 1 | 2019-12-31 | 2020-12-31 | 365 | 19.0856 | 19
13059 | 8.28 | 1 | 2019-12-31 | 2020-12-31 | 365 | 9.6831 | 9
19582 | 11 | 1 | 2019-12-31 | 2020-12-31 | 365 | 12.8641 | 12
19584 | 6 | 1 | 2019-12-31 | 2020-12-31 | 365 | 7.0168 | 7
17767 | 8.175 | 1 | 2019-12-31 | 2020-12-31 | 365 | 9.5603 | 9
17879 | 6.6 | 1 | 2019-12-31 | 2020-12-31 | 365 | 7.7184 | 7
18616 | 6 | 1 | 2019-12-31 | 2020-12-31 | 365 | 7.0168 | 7
18723 | 5.4 | 1 | 2019-12-31 | 2020-12-31 | 365 | 6.3151 | 6
19392 | 4.675 | 1 | 2019-12-31 | 2020-12-31 | 365 | 5.4672 | 5
19869 | 11.2 | 1 | 2019-12-31 | 2020-12-31 | 365 | 13.098 | 13
28376 | 7.98 | 1 | 2019-12-31 | 2020-12-31 | 365 | 9.3323 | 9
43535 | 8.265 | 1 | 2019-12-31 | 2020-12-31 | 365 | 9.6656 | 9
10617 | 6 | 1 | 2019-12-31 | 2020-12-31 | 365 | 7.0168 | 7
13943 | 4.75 | 1 | 2019-12-31 | 2020-12-31 | 365 | 5.5549 | 5
14088 | 75.075 | 0.9 | 2019-12-31 | 2020-12-31 | 365 | 79.0175 | 79
12917 | 9.075 | 1 | 2019-12-31 | 2020-12-31 | 365 | 10.6128 | 10
11635 | 8.215 | 1 | 2019-12-31 | 2020-12-31 | 365 | 9.6071 | 9
12603 | 5.25 | 1 | 2019-12-31 | 2020-12-31 | 365 | 6.1397 | 6
11869 | 9 | 1 | 2019-12-31 | 2020-12-31 | 365 | 10.5251 | 10
13453 | 7.2 | 1 | 2019-12-31 | 2020-12-31 | 365 | 8.4201 | 8
13447 | 4.08 | 1 | 2019-12-31 | 2020-12-31 | 365 | 4.7714 | 4
5916 | 799.47 | 0.9 | 2019-12-31 | 2020-12-31 | 365 | 841.4534 | 841
12165 | 107.52 | 0.9 | 2019-12-31 | 2020-12-31 | 365 | 113.1663 | 113
11727 | 17.36 | 1 | 2019-12-31 | 2020-12-31 | 365 | 20.3018 | 20
12472 | 2.8 | 1 | 2019-12-31 | 2020-12-31 | 365 | 3.2745 | 3
12470 | 7.83 | 1 | 2019-12-31 | 2020-12-31 | 365 | 9.1569 | 9
12908 | 0.75 | 1 | 2019-12-31 | 2020-12-31 | 365 | 0.87709 | 0
12420 | 6.12 | 1 | 2019-12-31 | 2020-12-31 | 365 | 7.1571 | 7
12813 | 7.2 | 1 | 2019-12-31 | 2020-12-31 | 365 | 8.4201 | 8
12832 | 5.61 | 1 | 2019-12-31 | 2020-12-31 | 365 | 6.5607 | 6
13625 | 5.32 | 1 | 2019-12-31 | 2020-12-31 | 365 | 6.2215 | 6
13616 | 5.49 | 1 | 2019-12-31 | 2020-12-31 | 365 | 6.4203 | 6
13613 | 19.74 | 1 | 2019-12-31 | 2020-12-31 | 365 | 23.0851 | 23
13456 | 7.905 | 1 | 2019-12-31 | 2020-12-31 | 365 | 9.2446 | 9
13443 | 8.175 | 1 | 2019-12-31 | 2020-12-31 | 365 | 9.5603 | 9
12471 | 11.445 | 1 | 2019-12-31 | 2020-12-31 | 365 | 13.3845 | 13
13360 | 6.9 | 1 | 2019-12-31 | 2020-12-31 | 365 | 8.0693 | 8
13375 | 912 | 1 | 2019-12-31 | 2020-12-31 | 365 | 1066.5475 | 1066
13367 | 6.375 | 1 | 2019-12-31 | 2020-12-31 | 365 | 7.4553 | 7
13358 | 11.4 | 1 | 2019-12-31 | 2020-12-31 | 365 | 13.3318 | 13
13011 | 6.12 | 1 | 2019-12-31 | 2020-12-31 | 365 | 7.1571 | 7
12920 | 6.6 | 1 | 2019-12-31 | 2020-12-31 | 365 | 7.7184 | 7
13463 | 5.1 | 1 | 2019-12-31 | 2020-12-31 | 365 | 5.9642 | 5
13605 | 8.97 | 1 | 2019-12-31 | 2020-12-31 | 365 | 10.4901 | 10
14187 | 5.4 | 1 | 2019-12-31 | 2020-12-31 | 365 | 6.3151 | 6
14237 | 4.32 | 1 | 2019-12-31 | 2020-12-31 | 365 | 5.0521 | 5
14238 | 35.316 | 0.9 | 2019-12-31 | 2020-12-31 | 365 | 37.1706 | 37
14239 | 17.28 | 1 | 2019-12-31 | 2020-12-31 | 365 | 20.2083 | 20
14255 | 6.72 | 1 | 2019-12-31 | 2020-12-31 | 365 | 7.8588 | 7
14232 | 9.01 | 1 | 2019-12-31 | 2020-12-31 | 365 | 10.5368 | 10
14424 | 13.005 | 1 | 2019-12-31 | 2020-12-31 | 365 | 15.2088 | 15
14491 | 7.56 | 1 | 2019-12-31 | 2020-12-31 | 365 | 8.8411 | 8
14501 | 7.65 | 1 | 2019-12-31 | 2020-12-31 | 365 | 8.9464 | 8
14789 | 5.76 | 1 | 2019-12-31 | 2020-12-31 | 365 | 6.7361 | 6
14794 | 8.175 | 1 | 2019-12-31 | 2020-12-31 | 365 | 9.5603 | 9
14795 | 6.72 | 1 | 2019-12-31 | 2020-12-31 | 365 | 7.8588 | 7
14821 | 53.628 | 0.9 | 2019-12-31 | 2020-12-31 | 365 | 56.4442 | 56
14822 | 5.886 | 1 | 2019-12-31 | 2020-12-31 | 365 | 6.8834 | 6
14826 | 3.825 | 1 | 2019-12-31 | 2020-12-31 | 365 | 4.4732 | 4
14830 | 3.6 | 1 | 2019-12-31 | 2020-12-31 | 365 | 4.2101 | 4
14892 | 2.88 | 1 | 2019-12-31 | 2020-12-31 | 365 | 3.368 | 3
14889 | 71.94 | 0.9 | 2019-12-31 | 2020-12-31 | 365 | 75.7179 | 75
14796 | 4.25 | 1 | 2019-12-31 | 2020-12-31 | 365 | 4.9702 | 4
15018 | 6.48 | 1 | 2019-12-31 | 2020-12-31 | 365 | 7.5781 | 7
14977 | 6 | 1 | 2019-12-31 | 2020-12-31 | 365 | 7.0168 | 7
14978 | 6 | 1 | 2019-12-31 | 2020-12-31 | 365 | 7.0168 | 7
14982 | 4.2 | 1 | 2019-12-31 | 2020-12-31 | 365 | 4.9117 | 4
14986 | 6 | 1 | 2019-12-31 | 2020-12-31 | 365 | 7.0168 | 7
15281 | 7.68 | 1 | 2019-12-31 | 2020-12-31 | 365 | 8.9815 | 8
15284 | 5.76 | 1 | 2019-12-31 | 2020-12-31 | 365 | 6.7361 | 6
15290 | 4.56 | 1 | 2019-12-31 | 2020-12-31 | 365 | 5.3327 | 5
14817 | 6.3 | 1 | 2019-12-31 | 2020-12-31 | 365 | 7.3676 | 7
15473 | 7.44 | 1 | 2019-12-31 | 2020-12-31 | 365 | 8.7008 | 8
15481 | 3.84 | 1 | 2019-12-31 | 2020-12-31 | 365 | 4.4907 | 4
15484 | 4.32 | 1 | 2019-12-31 | 2020-12-31 | 365 | 5.0521 | 5
15516 | 6.44 | 1 | 2019-12-31 | 2020-12-31 | 365 | 7.5313 | 7
15522 | 6.16 | 1 | 2019-12-31 | 2020-12-31 | 365 | 7.2039 | 7
15529 | 6.6 | 1 | 2019-12-31 | 2020-12-31 | 365 | 7.7184 | 7
15530 | 8.1 | 1 | 2019-12-31 | 2020-12-31 | 365 | 9.4726 | 9
15533 | 3.36 | 1 | 2019-12-31 | 2020-12-31 | 365 | 3.9294 | 3
15534 | 5.76 | 1 | 2019-12-31 | 2020-12-31 | 365 | 6.7361 | 6
15536 | 8.415 | 1 | 2019-12-31 | 2020-12-31 | 365 | 9.841 | 9
15537 | 6.75 | 1 | 2019-12-31 | 2020-12-31 | 365 | 7.8939 | 7
15544 | 4.75 | 1 | 2019-12-31 | 2020-12-31 | 365 | 5.5549 | 5
16793 | 22.788 | 1 | 2019-12-31 | 2020-12-31 | 365 | 26.6497 | 26
12422 | 4.8 | 1 | 2019-12-31 | 2020-12-31 | 365 | 5.6134 | 5
16499 | 17.5 | 1 | 2019-12-31 | 2020-12-31 | 365 | 20.4656 | 20
13949 | 8.96 | 1 | 2019-12-31 | 2020-12-31 | 365 | 10.4784 | 10
8644 | 598.16 | 1 | 2019-12-31 | 2020-12-31 | 365 | 699.5242 | 699
15426 | 3.825 | 1 | 2019-12-31 | 2020-12-31 | 365 | 4.4732 | 4
15427 | 4.08 | 1 | 2019-12-31 | 2020-12-31 | 365 | 4.7714 | 4
15459 | 8.415 | 1 | 2019-12-31 | 2020-12-31 | 365 | 9.841 | 9
15463 | 10.725 | 1 | 2019-12-31 | 2020-12-31 | 365 | 12.5425 | 12
15466 | 23.52 | 1 | 2019-12-31 | 2020-12-31 | 365 | 27.5057 | 27
15777 | 3.84 | 1 | 2019-12-31 | 2020-12-31 | 365 | 4.4907 | 4
15766 | 31.392 | 0.9 | 2019-12-31 | 2020-12-31 | 365 | 33.0405 | 33
15834 | 5.559 | 1 | 2019-12-31 | 2020-12-31 | 365 | 6.501 | 6
15850 | 9.975 | 1 | 2019-12-31 | 2020-12-31 | 365 | 11.6654 | 11
15859 | 7.14 | 1 | 2019-12-31 | 2020-12-31 | 365 | 8.3499 | 8
15950 | 4.59 | 1 | 2019-12-31 | 2020-12-31 | 365 | 5.3678 | 5
15951 | 6.63 | 1 | 2019-12-31 | 2020-12-31 | 365 | 7.7535 | 7
15608 | 5.4 | 1 | 2019-12-31 | 2020-12-31 | 365 | 6.3151 | 6
15609 | 8.64 | 1 | 2019-12-31 | 2020-12-31 | 365 | 10.1041 | 10
15616 | 3.6 | 1 | 2019-12-31 | 2020-12-31 | 365 | 4.2101 | 4
15618 | 4.08 | 1 | 2019-12-31 | 2020-12-31 | 365 | 4.7714 | 4
15623 | 5.61 | 1 | 2019-12-31 | 2020-12-31 | 365 | 6.5607 | 6
15676 | 5.355 | 1 | 2019-12-31 | 2020-12-31 | 365 | 6.2625 | 6
16272 | 6.12 | 1 | 2019-12-31 | 2020-12-31 | 365 | 7.1571 | 7
16273 | 5.355 | 1 | 2019-12-31 | 2020-12-31 | 365 | 6.2625 | 6
16274 | 7.14 | 1 | 2019-12-31 | 2020-12-31 | 365 | 8.3499 | 8
16275 | 17.331 | 1 | 2019-12-31 | 2020-12-31 | 365 | 20.2679 | 20
16276 | 17.385 | 1 | 2019-12-31 | 2020-12-31 | 365 | 20.3311 | 20
16282 | 3.825 | 1 | 2019-12-31 | 2020-12-31 | 365 | 4.4732 | 4
16289 | 6 | 1 | 2019-12-31 | 2020-12-31 | 365 | 7.0168 | 7
16292 | 8.67 | 1 | 2019-12-31 | 2020-12-31 | 365 | 10.1392 | 10
16293 | 10.455 | 1 | 2019-12-31 | 2020-12-31 | 365 | 12.2267 | 12
16301 | 9.945 | 1 | 2019-12-31 | 2020-12-31 | 365 | 11.6303 | 11
16281 | 9.45 | 1 | 2019-12-31 | 2020-12-31 | 365 | 11.0514 | 11
16309 | 5.1 | 1 | 2019-12-31 | 2020-12-31 | 365 | 5.9642 | 5
16310 | 3 | 1 | 2019-12-31 | 2020-12-31 | 365 | 3.5084 | 3
16312 | 4.845 | 1 | 2019-12-31 | 2020-12-31 | 365 | 5.666 | 5
16340 | 10.8 | 1 | 2019-12-31 | 2020-12-31 | 365 | 12.6302 | 12
16461 | 3.57 | 1 | 2019-12-31 | 2020-12-31 | 365 | 4.175 | 4
16462 | 5.1 | 1 | 2019-12-31 | 2020-12-31 | 365 | 5.9642 | 5
16464 | 9.18 | 1 | 2019-12-31 | 2020-12-31 | 365 | 10.7356 | 10
16469 | 7.65 | 1 | 2019-12-31 | 2020-12-31 | 365 | 8.9464 | 8
12185 | 9 | 1 | 2019-12-31 | 2020-12-31 | 365 | 10.5251 | 10
15194 | 5.1 | 1 | 2019-12-31 | 2020-12-31 | 365 | 5.9642 | 5
15288 | 11.055 | 1 | 2019-12-31 | 2020-12-31 | 365 | 12.9284 | 12
16298 | 7.32 | 1 | 2019-12-31 | 2020-12-31 | 365 | 8.5604 | 8
16511 | 17.4 | 1 | 2019-12-31 | 2020-12-31 | 365 | 20.3486 | 20
16506 | 3.64 | 1 | 2019-12-31 | 2020-12-31 | 365 | 4.2568 | 4
16510 | 6.6 | 1 | 2019-12-31 | 2020-12-31 | 365 | 7.7184 | 7
16531 | 4.8 | 1 | 2019-12-31 | 2020-12-31 | 365 | 5.6134 | 5
16541 | 7.2 | 1 | 2019-12-31 | 2020-12-31 | 365 | 8.4201 | 8
16542 | 6.885 | 1 | 2019-12-31 | 2020-12-31 | 365 | 8.0517 | 8
15613 | 5.4 | 1 | 2019-12-31 | 2020-12-31 | 365 | 6.3151 | 6
16545 | 4.8 | 1 | 2019-12-31 | 2020-12-31 | 365 | 5.6134 | 5
16546 | 4.59 | 1 | 2019-12-31 | 2020-12-31 | 365 | 5.3678 | 5
16549 | 6.375 | 1 | 2019-12-31 | 2020-12-31 | 365 | 7.4553 | 7
16550 | 7.395 | 1 | 2019-12-31 | 2020-12-31 | 365 | 8.6482 | 8
16552 | 8.64 | 1 | 2019-12-31 | 2020-12-31 | 365 | 10.1041 | 10
16676 | 5.04 | 1 | 2019-12-31 | 2020-12-31 | 365 | 5.8941 | 5
16681 | 5.52 | 1 | 2019-12-31 | 2020-12-31 | 365 | 6.4554 | 6
16703 | 8.54 | 1 | 2019-12-31 | 2020-12-31 | 365 | 9.9872 | 9
16704 | 3.57 | 1 | 2019-12-31 | 2020-12-31 | 365 | 4.175 | 4
16708 | 6.9 | 1 | 2019-12-31 | 2020-12-31 | 365 | 8.0693 | 8
16706 | 10.455 | 1 | 2019-12-31 | 2020-12-31 | 365 | 12.2267 | 12
16732 | 8.835 | 1 | 2019-12-31 | 2020-12-31 | 365 | 10.3322 | 10
16736 | 3.84 | 1 | 2019-12-31 | 2020-12-31 | 365 | 4.4907 | 4
16737 | 3.84 | 1 | 2019-12-31 | 2020-12-31 | 365 | 4.4907 | 4
16739 | 6.72 | 1 | 2019-12-31 | 2020-12-31 | 365 | 7.8588 | 7
16743 | 4.08 | 1 | 2019-12-31 | 2020-12-31 | 365 | 4.7714 | 4
16749 | 4.32 | 1 | 2019-12-31 | 2020-12-31 | 365 | 5.0521 | 5
16750 | 5.7 | 1 | 2019-12-31 | 2020-12-31 | 365 | 6.6659 | 6
16752 | 6.12 | 1 | 2019-12-31 | 2020-12-31 | 365 | 7.1571 | 7
16785 | 3.84 | 1 | 2019-12-31 | 2020-12-31 | 365 | 4.4907 | 4
16786 | 2.88 | 1 | 2019-12-31 | 2020-12-31 | 365 | 3.368 | 3
16788 | 6 | 1 | 2019-12-31 | 2020-12-31 | 365 | 7.0168 | 7
16808 | 5.886 | 1 | 2019-12-31 | 2020-12-31 | 365 | 6.8834 | 6
16809 | 4.8 | 1 | 2019-12-31 | 2020-12-31 | 365 | 5.6134 | 5
16811 | 3.06 | 1 | 2019-12-31 | 2020-12-31 | 365 | 3.5785 | 3
16813 | 6 | 1 | 2019-12-31 | 2020-12-31 | 365 | 7.0168 | 7
16828 | 5.355 | 1 | 2019-12-31 | 2020-12-31 | 365 | 6.2625 | 6
16829 | 6.48 | 1 | 2019-12-31 | 2020-12-31 | 365 | 7.5781 | 7
16831 | 4.5 | 1 | 2019-12-31 | 2020-12-31 | 365 | 5.2626 | 5
16569 | 6.885 | 1 | 2019-12-31 | 2020-12-31 | 365 | 8.0517 | 8
16548 | 4.59 | 1 | 2019-12-31 | 2020-12-31 | 365 | 5.3678 | 5
15953 | 8.4 | 1 | 2019-12-31 | 2020-12-31 | 365 | 9.8235 | 9
16294 | 7.2 | 1 | 2019-12-31 | 2020-12-31 | 365 | 8.4201 | 8
15292 | 7.805 | 1 | 2019-12-31 | 2020-12-31 | 365 | 9.1276 | 9
16245 | 6 | 1 | 2019-12-31 | 2020-12-31 | 365 | 7.0168 | 7
16246 | 6 | 1 | 2019-12-31 | 2020-12-31 | 365 | 7.0168 | 7
16599 | 6 | 1 | 2019-12-31 | 2020-12-31 | 365 | 7.0168 | 7
16249 | 4.2 | 1 | 2019-12-31 | 2020-12-31 | 365 | 4.9117 | 4
17123 | 6.16 | 1 | 2019-12-31 | 2020-12-31 | 365 | 7.2039 | 7
17149 | 8.04 | 1 | 2019-12-31 | 2020-12-31 | 365 | 9.4025 | 9
17892 | 3.6 | 1 | 2019-12-31 | 2020-12-31 | 365 | 4.2101 | 4
17912 | 13.734 | 1 | 2019-12-31 | 2020-12-31 | 365 | 16.0614 | 16
17914 | 6 | 1 | 2019-12-31 | 2020-12-31 | 365 | 7.0168 | 7
17925 | 4.32 | 1 | 2019-12-31 | 2020-12-31 | 365 | 5.0521 | 5
17929 | 3.06 | 1 | 2019-12-31 | 2020-12-31 | 365 | 3.5785 | 3
17930 | 4.335 | 1 | 2019-12-31 | 2020-12-31 | 365 | 5.0696 | 5
17972 | 7.194 | 1 | 2019-12-31 | 2020-12-31 | 365 | 8.4131 | 8
17977 | 7.2 | 1 | 2019-12-31 | 2020-12-31 | 365 | 8.4201 | 8
17982 | 3.6 | 1 | 2019-12-31 | 2020-12-31 | 365 | 4.2101 | 4
17985 | 5.76 | 1 | 2019-12-31 | 2020-12-31 | 365 | 6.7361 | 6
17995 | 5.28 | 1 | 2019-12-31 | 2020-12-31 | 365 | 6.1747 | 6
18000 | 3.135 | 1 | 2019-12-31 | 2020-12-31 | 365 | 3.6663 | 3
18012 | 11.76 | 1 | 2019-12-31 | 2020-12-31 | 365 | 13.7528 | 13
18022 | 9.81 | 1 | 2019-12-31 | 2020-12-31 | 365 | 11.4724 | 11
18029 | 5.1 | 1 | 2019-12-31 | 2020-12-31 | 365 | 5.9642 | 5
18032 | 6.12 | 1 | 2019-12-31 | 2020-12-31 | 365 | 7.1571 | 7
18039 | 2.88 | 1 | 2019-12-31 | 2020-12-31 | 365 | 3.368 | 3
18041 | 7.14 | 1 | 2019-12-31 | 2020-12-31 | 365 | 8.3499 | 8
18043 | 7.2 | 1 | 2019-12-31 | 2020-12-31 | 365 | 8.4201 | 8
18045 | 6.24 | 1 | 2019-12-31 | 2020-12-31 | 365 | 7.2974 | 7
18075 | 5.61 | 1 | 2019-12-31 | 2020-12-31 | 365 | 6.5607 | 6
18071 | 4.8 | 1 | 2019-12-31 | 2020-12-31 | 365 | 5.6134 | 5
18122 | 4.32 | 1 | 2019-12-31 | 2020-12-31 | 365 | 5.0521 | 5
18126 | 4.8 | 1 | 2019-12-31 | 2020-12-31 | 365 | 5.6134 | 5
18129 | 5.28 | 1 | 2019-12-31 | 2020-12-31 | 365 | 6.1747 | 6
18144 | 4.32 | 1 | 2019-12-31 | 2020-12-31 | 365 | 5.0521 | 5
18149 | 6.72 | 1 | 2019-12-31 | 2020-12-31 | 365 | 7.8588 | 7
18159 | 3.825 | 1 | 2019-12-31 | 2020-12-31 | 365 | 4.4732 | 4
18162 | 6.24 | 1 | 2019-12-31 | 2020-12-31 | 365 | 7.2974 | 7
18163 | 5.76 | 1 | 2019-12-31 | 2020-12-31 | 365 | 6.7361 | 6
18164 | 6 | 1 | 2019-12-31 | 2020-12-31 | 365 | 7.0168 | 7
18169 | 5.28 | 1 | 2019-12-31 | 2020-12-31 | 365 | 6.1747 | 6
18170 | 8.7 | 1 | 2019-12-31 | 2020-12-31 | 365 | 10.1743 | 10
18172 | 3.9 | 1 | 2019-12-31 | 2020-12-31 | 365 | 4.5609 | 4
18173 | 5.04 | 1 | 2019-12-31 | 2020-12-31 | 365 | 5.8941 | 5
18183 | 4.335 | 1 | 2019-12-31 | 2020-12-31 | 365 | 5.0696 | 5
18187 | 5.865 | 1 | 2019-12-31 | 2020-12-31 | 365 | 6.8589 | 6
18188 | 4.59 | 1 | 2019-12-31 | 2020-12-31 | 365 | 5.3678 | 5
18189 | 10.455 | 1 | 2019-12-31 | 2020-12-31 | 365 | 12.2267 | 12
18157 | 6.12 | 1 | 2019-12-31 | 2020-12-31 | 365 | 7.1571 | 7
18190 | 3.06 | 1 | 2019-12-31 | 2020-12-31 | 365 | 3.5785 | 3
18192 | 6.3 | 1 | 2019-12-31 | 2020-12-31 | 365 | 7.3676 | 7
18195 | 8.88 | 1 | 2019-12-31 | 2020-12-31 | 365 | 10.3848 | 10
18196 | 5.1 | 1 | 2019-12-31 | 2020-12-31 | 365 | 5.9642 | 5
18197 | 4.08 | 1 | 2019-12-31 | 2020-12-31 | 365 | 4.7714 | 4
18200 | 2.88 | 1 | 2019-12-31 | 2020-12-31 | 365 | 3.368 | 3
18201 | 7.44 | 1 | 2019-12-31 | 2020-12-31 | 365 | 8.7008 | 8
18176 | 6.72 | 1 | 2019-12-31 | 2020-12-31 | 365 | 7.8588 | 7
18202 | 3.6 | 1 | 2019-12-31 | 2020-12-31 | 365 | 4.2101 | 4
18203 | 7.44 | 1 | 2019-12-31 | 2020-12-31 | 365 | 8.7008 | 8
18206 | 3.57 | 1 | 2019-12-31 | 2020-12-31 | 365 | 4.175 | 4
18207 | 4.08 | 1 | 2019-12-31 | 2020-12-31 | 365 | 4.7714 | 4
18209 | 3.25 | 1 | 2019-12-31 | 2020-12-31 | 365 | 3.8007 | 3
18210 | 8.829 | 1 | 2019-12-31 | 2020-12-31 | 365 | 10.3252 | 10
18211 | 6.12 | 1 | 2019-12-31 | 2020-12-31 | 365 | 7.1571 | 7
18213 | 6.48 | 1 | 2019-12-31 | 2020-12-31 | 365 | 7.5781 | 7
18214 | 3.57 | 1 | 2019-12-31 | 2020-12-31 | 365 | 4.175 | 4
18223 | 3.36 | 1 | 2019-12-31 | 2020-12-31 | 365 | 3.9294 | 3
18225 | 6.72 | 1 | 2019-12-31 | 2020-12-31 | 365 | 7.8588 | 7
18226 | 5.232 | 1 | 2019-12-31 | 2020-12-31 | 365 | 6.1186 | 6
18227 | 4.8 | 1 | 2019-12-31 | 2020-12-31 | 365 | 5.6134 | 5
18229 | 4.5 | 1 | 2019-12-31 | 2020-12-31 | 365 | 5.2626 | 5
18230 | 3.6 | 1 | 2019-12-31 | 2020-12-31 | 365 | 4.2101 | 4
18232 | 2.75 | 1 | 2019-12-31 | 2020-12-31 | 365 | 3.216 | 3
18234 | 4.48 | 1 | 2019-12-31 | 2020-12-31 | 365 | 5.2392 | 5
18236 | 4.8 | 1 | 2019-12-31 | 2020-12-31 | 365 | 5.6134 | 5
18237 | 4 | 1 | 2019-12-31 | 2020-12-31 | 365 | 4.6778 | 4
18238 | 3.5 | 1 | 2019-12-31 | 2020-12-31 | 365 | 4.0931 | 4
18239 | 3.84 | 1 | 2019-12-31 | 2020-12-31 | 365 | 4.4907 | 4
18240 | 9.81 | 1 | 2019-12-31 | 2020-12-31 | 365 | 11.4724 | 11
18241 | 4.05 | 1 | 2019-12-31 | 2020-12-31 | 365 | 4.7363 | 4
18248 | 7.68 | 1 | 2019-12-31 | 2020-12-31 | 365 | 8.9815 | 8
18249 | 7 | 1 | 2019-12-31 | 2020-12-31 | 365 | 8.1862 | 8
18250 | 7.935 | 1 | 2019-12-31 | 2020-12-31 | 365 | 9.2797 | 9
18251 | 12 | 1 | 2019-12-31 | 2020-12-31 | 365 | 14.0335 | 14
18253 | 3.12 | 1 | 2019-12-31 | 2020-12-31 | 365 | 3.6487 | 3
18254 | 7.92 | 1 | 2019-12-31 | 2020-12-31 | 365 | 9.2621 | 9
18255 | 5.52 | 1 | 2019-12-31 | 2020-12-31 | 365 | 6.4554 | 6
18257 | 4.25 | 1 | 2019-12-31 | 2020-12-31 | 365 | 4.9702 | 4
18260 | 7.68 | 1 | 2019-12-31 | 2020-12-31 | 365 | 8.9815 | 8
18261 | 7.68 | 1 | 2019-12-31 | 2020-12-31 | 365 | 8.9815 | 8
18262 | 6.25 | 1 | 2019-12-31 | 2020-12-31 | 365 | 7.3091 | 7
18263 | 4.32 | 1 | 2019-12-31 | 2020-12-31 | 365 | 5.0521 | 5
18264 | 4.725 | 1 | 2019-12-31 | 2020-12-31 | 365 | 5.5257 | 5
18284 | 11.76 | 1 | 2019-12-31 | 2020-12-31 | 365 | 13.7528 | 13
18287 | 5.76 | 1 | 2019-12-31 | 2020-12-31 | 365 | 6.7361 | 6
18288 | 4.5 | 1 | 2019-12-31 | 2020-12-31 | 365 | 5.2626 | 5
18304 | 3.375 | 1 | 2019-12-31 | 2020-12-31 | 365 | 3.9469 | 3
18310 | 5.28 | 1 | 2019-12-31 | 2020-12-31 | 365 | 6.1747 | 6
18308 | 4.08 | 1 | 2019-12-31 | 2020-12-31 | 365 | 4.7714 | 4
18314 | 3.84 | 1 | 2019-12-31 | 2020-12-31 | 365 | 4.4907 | 4
18315 | 5.76 | 1 | 2019-12-31 | 2020-12-31 | 365 | 6.7361 | 6
18316 | 8.775 | 1 | 2019-12-31 | 2020-12-31 | 365 | 10.262 | 10
18317 | 4.95 | 1 | 2019-12-31 | 2020-12-31 | 365 | 5.7888 | 5
18321 | 6.3 | 1 | 2019-12-31 | 2020-12-31 | 365 | 7.3676 | 7
18323 | 13.515 | 1 | 2019-12-31 | 2020-12-31 | 365 | 15.8053 | 15
18327 | 5.52 | 1 | 2019-12-31 | 2020-12-31 | 365 | 6.4554 | 6
18333 | 5.1 | 1 | 2019-12-31 | 2020-12-31 | 365 | 5.9642 | 5
18352 | 6.3 | 1 | 2019-12-31 | 2020-12-31 | 365 | 7.3676 | 7
18355 | 4.59 | 1 | 2019-12-31 | 2020-12-31 | 365 | 5.3678 | 5
18357 | 5 | 1 | 2019-12-31 | 2020-12-31 | 365 | 5.8473 | 5
18359 | 4 | 1 | 2019-12-31 | 2020-12-31 | 365 | 4.6778 | 4
18360 | 6.3 | 1 | 2019-12-31 | 2020-12-31 | 365 | 7.3676 | 7
18369 | 7.5 | 1 | 2019-12-31 | 2020-12-31 | 365 | 8.7709 | 8
18371 | 3.15 | 1 | 2019-12-31 | 2020-12-31 | 365 | 3.6838 | 3
18372 | 5.28 | 1 | 2019-12-31 | 2020-12-31 | 365 | 6.1747 | 6
18375 | 2.88 | 1 | 2019-12-31 | 2020-12-31 | 365 | 3.368 | 3
18378 | 4.725 | 1 | 2019-12-31 | 2020-12-31 | 365 | 5.5257 | 5
18480 | 4.2 | 1 | 2019-12-31 | 2020-12-31 | 365 | 4.9117 | 4
18495 | 6.48 | 1 | 2019-12-31 | 2020-12-31 | 365 | 7.5781 | 7
18501 | 4.32 | 1 | 2019-12-31 | 2020-12-31 | 365 | 5.0521 | 5
18146 | 3.36 | 1 | 2019-12-31 | 2020-12-31 | 365 | 3.9294 | 3
18611 | 5.04 | 1 | 2019-12-31 | 2020-12-31 | 365 | 5.8941 | 5
18617 | 6 | 1 | 2019-12-31 | 2020-12-31 | 365 | 7.0168 | 7
18618 | 4.8 | 1 | 2019-12-31 | 2020-12-31 | 365 | 5.6134 | 5
16699 | 110.825 | 0.9 | 2019-12-31 | 2020-12-31 | 365 | 116.6449 | 116
18654 | 5.85 | 1 | 2019-12-31 | 2020-12-31 | 365 | 6.8413 | 6
18659 | 6.975 | 1 | 2019-12-31 | 2020-12-31 | 365 | 8.157 | 8
18710 | 6.75 | 1 | 2019-12-31 | 2020-12-31 | 365 | 7.8939 | 7
18714 | 6.3 | 1 | 2019-12-31 | 2020-12-31 | 365 | 7.3676 | 7
18719 | 7.59 | 1 | 2019-12-31 | 2020-12-31 | 365 | 8.8762 | 8
18078 | 5.28 | 1 | 2019-12-31 | 2020-12-31 | 365 | 6.1747 | 6
18171 | 6.12 | 1 | 2019-12-31 | 2020-12-31 | 365 | 7.1571 | 7
18786 | 10.675 | 1 | 2019-12-31 | 2020-12-31 | 365 | 12.484 | 12
18792 | 5.52 | 1 | 2019-12-31 | 2020-12-31 | 365 | 6.4554 | 6
18805 | 6 | 1 | 2019-12-31 | 2020-12-31 | 365 | 7.0168 | 7
18794 | 5.4 | 1 | 2019-12-31 | 2020-12-31 | 365 | 6.3151 | 6
18807 | 4.8 | 1 | 2019-12-31 | 2020-12-31 | 365 | 5.6134 | 5
18883 | 8.925 | 1 | 2019-12-31 | 2020-12-31 | 365 | 10.4374 | 10
18886 | 4.05 | 1 | 2019-12-31 | 2020-12-31 | 365 | 4.7363 | 4
18893 | 7.14 | 1 | 2019-12-31 | 2020-12-31 | 365 | 8.3499 | 8
16687 | 4.02 | 1 | 2019-12-31 | 2020-12-31 | 365 | 4.7012 | 4
16744 | 6 | 1 | 2019-12-31 | 2020-12-31 | 365 | 7.0168 | 7
18908 | 9.69 | 1 | 2019-12-31 | 2020-12-31 | 365 | 11.3321 | 11
18909 | 6.48 | 1 | 2019-12-31 | 2020-12-31 | 365 | 7.5781 | 7
18911 | 6.3 | 1 | 2019-12-31 | 2020-12-31 | 365 | 7.3676 | 7
18917 | 5.355 | 1 | 2019-12-31 | 2020-12-31 | 365 | 6.2625 | 6
18919 | 4.75 | 1 | 2019-12-31 | 2020-12-31 | 365 | 5.5549 | 5
18920 | 3.75 | 1 | 2019-12-31 | 2020-12-31 | 365 | 4.3855 | 4
18934 | 5.76 | 1 | 2019-12-31 | 2020-12-31 | 365 | 6.7361 | 6
18937 | 4.725 | 1 | 2019-12-31 | 2020-12-31 | 365 | 5.5257 | 5
18974 | 5.175 | 1 | 2019-12-31 | 2020-12-31 | 365 | 6.052 | 6
18972 | 7.65 | 1 | 2019-12-31 | 2020-12-31 | 365 | 8.9464 | 8
18976 | 5.4 | 1 | 2019-12-31 | 2020-12-31 | 365 | 6.3151 | 6
18981 | 4.8 | 1 | 2019-12-31 | 2020-12-31 | 365 | 5.6134 | 5
19003 | 6.075 | 1 | 2019-12-31 | 2020-12-31 | 365 | 7.1045 | 7
19005 | 6.075 | 1 | 2019-12-31 | 2020-12-31 | 365 | 7.1045 | 7
18216 | 6.24 | 1 | 2019-12-31 | 2020-12-31 | 365 | 7.2974 | 7
19156 | 4 | 1 | 2019-12-31 | 2020-12-31 | 365 | 4.6778 | 4
19157 | 13.2 | 1 | 2019-12-31 | 2020-12-31 | 365 | 15.4369 | 15
19161 | 7.848 | 1 | 2019-12-31 | 2020-12-31 | 365 | 9.1779 | 9
19158 | 12.753 | 1 | 2019-12-31 | 2020-12-31 | 365 | 14.9141 | 14
19163 | 6.975 | 1 | 2019-12-31 | 2020-12-31 | 365 | 8.157 | 8
19174 | 6.3 | 1 | 2019-12-31 | 2020-12-31 | 365 | 7.3676 | 7
19164 | 3.825 | 1 | 2019-12-31 | 2020-12-31 | 365 | 4.4732 | 4
19175 | 5.52 | 1 | 2019-12-31 | 2020-12-31 | 365 | 6.4554 | 6
19187 | 3.6 | 1 | 2019-12-31 | 2020-12-31 | 365 | 4.2101 | 4
19176 | 3.5 | 1 | 2019-12-31 | 2020-12-31 | 365 | 4.0931 | 4
19188 | 6.24 | 1 | 2019-12-31 | 2020-12-31 | 365 | 7.2974 | 7
19154 | 4.8 | 1 | 2019-12-31 | 2020-12-31 | 365 | 5.6134 | 5
19181 | 3.6 | 1 | 2019-12-31 | 2020-12-31 | 365 | 4.2101 | 4
19185 | 4.95 | 1 | 2019-12-31 | 2020-12-31 | 365 | 5.7888 | 5
19189 | 3 | 1 | 2019-12-31 | 2020-12-31 | 365 | 3.5084 | 3
19190 | 6.75 | 1 | 2019-12-31 | 2020-12-31 | 365 | 7.8939 | 7
19192 | 3.84 | 1 | 2019-12-31 | 2020-12-31 | 365 | 4.4907 | 4
19236 | 5.52 | 1 | 2019-12-31 | 2020-12-31 | 365 | 6.4554 | 6
19387 | 3.825 | 1 | 2019-12-31 | 2020-12-31 | 365 | 4.4732 | 4
19409 | 6.12 | 1 | 2019-12-31 | 2020-12-31 | 365 | 7.1571 | 7
19160 | 10.335 | 1 | 2019-12-31 | 2020-12-31 | 365 | 12.0864 | 12
19550 | 6.867 | 1 | 2019-12-31 | 2020-12-31 | 365 | 8.0307 | 8
16508 | 8.71 | 1 | 2019-12-31 | 2020-12-31 | 365 | 10.186 | 10
17910 | 5.6 | 1 | 2019-12-31 | 2020-12-31 | 365 | 6.549 | 6
18228 | 4.69 | 1 | 2019-12-31 | 2020-12-31 | 365 | 5.4848 | 5
18258 | 12.24 | 1 | 2019-12-31 | 2020-12-31 | 365 | 14.3142 | 14
19261 | 4.25 | 1 | 2019-12-31 | 2020-12-31 | 365 | 4.9702 | 4
19719 | 9.9 | 1 | 2019-12-31 | 2020-12-31 | 365 | 11.5777 | 11
19262 | 7 | 1 | 2019-12-31 | 2020-12-31 | 365 | 8.1862 | 8
19720 | 5.76 | 1 | 2019-12-31 | 2020-12-31 | 365 | 6.7361 | 6
19358 | 5.28 | 1 | 2019-12-31 | 2020-12-31 | 365 | 6.1747 | 6
19372 | 109.2 | 0.9 | 2019-12-31 | 2020-12-31 | 365 | 114.9345 | 114
19712 | 4.95 | 1 | 2019-12-31 | 2020-12-31 | 365 | 5.7888 | 5
18897 | 5.04 | 1 | 2019-12-31 | 2020-12-31 | 365 | 5.8941 | 5
19715 | 4.5 | 1 | 2019-12-31 | 2020-12-31 | 365 | 5.2626 | 5
19260 | 3.84 | 1 | 2019-12-31 | 2020-12-31 | 365 | 4.4907 | 4
18217 | 9.156 | 1 | 2019-12-31 | 2020-12-31 | 365 | 10.7076 | 10
18244 | 3.575 | 1 | 2019-12-31 | 2020-12-31 | 365 | 4.1808 | 4
18330 | 6 | 1 | 2019-12-31 | 2020-12-31 | 365 | 7.0168 | 7
17163 | 3 | 1 | 2019-12-31 | 2020-12-31 | 365 | 3.5084 | 3
18918 | 2.4 | 1 | 2019-12-31 | 2020-12-31 | 365 | 2.8067 | 2
19183 | 3.84 | 1 | 2019-12-31 | 2020-12-31 | 365 | 4.4907 | 4
19369 | 9.6 | 1 | 2019-12-31 | 2020-12-31 | 365 | 11.2268 | 11
19385 | 9 | 1 | 2019-12-31 | 2020-12-31 | 365 | 10.5251 | 10
19390 | 5.4 | 1 | 2019-12-31 | 2020-12-31 | 365 | 6.3151 | 6
19588 | 5.85 | 1 | 2019-12-31 | 2020-12-31 | 365 | 6.8413 | 6
19592 | 2.4 | 1 | 2019-12-31 | 2020-12-31 | 365 | 2.8067 | 2
19591 | 6.3 | 1 | 2019-12-31 | 2020-12-31 | 365 | 7.3676 | 7
19581 | 5.625 | 1 | 2019-12-31 | 2020-12-31 | 365 | 6.5782 | 6
19578 | 9.6 | 1 | 2019-12-31 | 2020-12-31 | 365 | 11.2268 | 11
19612 | 10.2 | 1 | 2019-12-31 | 2020-12-31 | 365 | 11.9285 | 11
18808 | 5.76 | 1 | 2019-12-31 | 2020-12-31 | 365 | 6.7361 | 6
19585 | 3.35 | 1 | 2019-12-31 | 2020-12-31 | 365 | 3.9177 | 3
19610 | 19.2 | 1 | 2019-12-31 | 2020-12-31 | 365 | 22.4536 | 22
19608 | 5.04 | 1 | 2019-12-31 | 2020-12-31 | 365 | 5.8941 | 5
19611 | 7.8 | 1 | 2019-12-31 | 2020-12-31 | 365 | 9.1218 | 9
19725 | 3.15 | 1 | 2019-12-31 | 2020-12-31 | 365 | 3.6838 | 3
18915 | 7.98 | 1 | 2019-12-31 | 2020-12-31 | 365 | 9.3323 | 9
19757 | 5.85 | 1 | 2019-12-31 | 2020-12-31 | 365 | 6.8413 | 6
19743 | 5.1 | 1 | 2019-12-31 | 2020-12-31 | 365 | 5.9642 | 5
19748 | 5.4 | 1 | 2019-12-31 | 2020-12-31 | 365 | 6.3151 | 6
19736 | 11.13 | 1 | 2019-12-31 | 2020-12-31 | 365 | 13.0161 | 13
20423 | 3 | 1 | 2019-12-31 | 2020-12-31 | 365 | 3.5084 | 3
20248 | 4.725 | 1 | 2019-12-31 | 2020-12-31 | 365 | 5.5257 | 5
16671 | 4.59 | 1 | 2019-12-31 | 2020-12-31 | 365 | 5.3678 | 5
18788 | 4.32 | 1 | 2019-12-31 | 2020-12-31 | 365 | 5.0521 | 5
18939 | 5.4 | 1 | 2019-12-31 | 2020-12-31 | 365 | 6.3151 | 6
19709 | 9.36 | 1 | 2019-12-31 | 2020-12-31 | 365 | 10.9461 | 10
20060 | 7.44 | 1 | 2019-12-31 | 2020-12-31 | 365 | 8.7008 | 8
18324 | 6.54 | 1 | 2019-12-31 | 2020-12-31 | 365 | 7.6483 | 7
19162 | 5.232 | 1 | 2019-12-31 | 2020-12-31 | 365 | 6.1186 | 6
13629 | 10.8 | 1 | 2019-12-31 | 2020-12-31 | 365 | 12.6302 | 12
18193 | 8.96 | 1 | 2019-12-31 | 2020-12-31 | 365 | 10.4784 | 10
16547 | 4.08 | 1 | 2019-12-31 | 2020-12-31 | 365 | 4.7714 | 4
15476 | 5.67 | 1 | 2019-12-31 | 2020-12-31 | 365 | 6.6308 | 6
16297 | 5.1 | 1 | 2019-12-31 | 2020-12-31 | 365 | 5.9642 | 5
16338 | 9.18 | 1 | 2019-12-31 | 2020-12-31 | 365 | 10.7356 | 10
15486 | 3.825 | 1 | 2019-12-31 | 2020-12-31 | 365 | 4.4732 | 4
16331 | 7.705 | 1 | 2019-12-31 | 2020-12-31 | 365 | 9.0107 | 9
15847 | 10.84 | 1 | 2019-12-31 | 2020-12-31 | 365 | 12.6769 | 12
15851 | 5.31 | 1 | 2019-12-31 | 2020-12-31 | 365 | 6.2098 | 6
16790 | 4.2 | 1 | 2019-12-31 | 2020-12-31 | 365 | 4.9117 | 4
18889 | 9.66 | 1 | 2019-12-31 | 2020-12-31 | 365 | 11.297 | 11
18895 | 2.943 | 1 | 2019-12-31 | 2020-12-31 | 365 | 3.4417 | 3
13204 | 1.4 | 1 | 2019-12-31 | 2020-12-31 | 365 | 1.6372 | 1
16753 | 4.485 | 1 | 2019-12-31 | 2020-12-31 | 365 | 5.245 | 5
13622 | 3.597 | 1 | 2019-12-31 | 2020-12-31 | 365 | 4.2065 | 4
18979 | 4.905 | 1 | 2019-12-31 | 2020-12-31 | 365 | 5.7362 | 5
13385 | 11 | 1 | 2019-12-31 | 2020-12-31 | 365 | 12.8641 | 12
18245 | 24.705 | 1 | 2019-12-31 | 2020-12-31 | 365 | 28.8915 | 28
18259 | 5.2 | 1 | 2019-12-31 | 2020-12-31 | 365 | 6.0812 | 6
12328 | 27.45 | 0.9 | 2019-12-31 | 2020-12-31 | 365 | 28.8915 | 28
17189 | 13.44 | 1 | 2019-12-31 | 2020-12-31 | 365 | 15.7175 | 15
17909 | 7.42 | 1 | 2019-12-31 | 2020-12-31 | 365 | 8.6774 | 8
18277 | 0.6 | 1 | 2019-12-31 | 2020-12-31 | 365 | 0.70168 | 0
18363 | 4.16 | 1 | 2019-12-31 | 2020-12-31 | 365 | 4.865 | 4
14502 | 181.17 | 0.9 | 2019-12-31 | 2020-12-31 | 365 | 190.684 | 190
18124 | 9.6 | 1 | 2019-12-31 | 2020-12-31 | 365 | 11.2268 | 11
13461 | 8.25 | 1 | 2019-12-31 | 2020-12-31 | 365 | 9.648 | 9
16300 | 7.15 | 1 | 2019-12-31 | 2020-12-31 | 365 | 8.3616 | 8
16533 | 6.9 | 1 | 2019-12-31 | 2020-12-31 | 365 | 8.0693 | 8
16641 | 4.4 | 1 | 2019-12-31 | 2020-12-31 | 365 | 5.1456 | 5
15542 | 11.97 | 1 | 2019-12-31 | 2020-12-31 | 365 | 13.9984 | 13
17988 | 23.1 | 1 | 2019-12-31 | 2020-12-31 | 365 | 27.0145 | 27
23701 | 6.9 | 1 | 2019-12-31 | 2020-12-31 | 365 | 8.0693 | 8
29425 | 9.99 | 1 | 2019-12-31 | 2020-12-31 | 365 | 11.6829 | 11
16474 | 5.61 | 1 | 2019-12-31 | 2020-12-31 | 365 | 6.5607 | 6
16567 | 2.55 | 1 | 2019-12-31 | 2020-12-31 | 365 | 2.9821 | 2
18614 | 2.295 | 1 | 2019-12-31 | 2020-12-31 | 365 | 2.6839 | 2
14915 | 5.5 | 1 | 2019-12-31 | 2020-12-31 | 365 | 6.432 | 6
18477 | 3.18 | 1 | 2019-12-31 | 2020-12-31 | 365 | 3.7189 | 3
14409 | 8.06 | 1 | 2019-12-31 | 2020-12-31 | 365 | 9.4258 | 9
4885 | 103 | 0.9 | 2019-12-31 | 2020-12-31 | 365 | 108.4089 | 108
20251 | 8.25 | 1 | 2019-12-31 | 2020-12-31 | 365 | 9.648 | 9
19579 | 11.2 | 1 | 2019-12-31 | 2020-12-31 | 365 | 13.098 | 13
20061 | 5.6 | 1 | 2019-12-31 | 2020-12-31 | 365 | 6.549 | 6
19705 | 9.9 | 1 | 2019-12-31 | 2020-12-31 | 365 | 11.5777 | 11
16505 | 5.7 | 1 | 2019-12-31 | 2020-12-31 | 365 | 6.6659 | 6
9429 | 49.5 | 0.9 | 2019-12-31 | 2020-12-31 | 365 | 52.0994 | 52
19000 | 4.06 | 1 | 2019-12-31 | 2020-12-31 | 365 | 4.748 | 4
15470 | 6.84 | 1 | 2019-12-31 | 2020-12-31 | 365 | 7.9991 | 7
19173 | 12.426 | 1 | 2019-12-31 | 2020-12-31 | 365 | 14.5317 | 14
19184 | 3.6 | 1 | 2019-12-31 | 2020-12-31 | 365 | 4.2101 | 4
19186 | 6.24 | 1 | 2019-12-31 | 2020-12-31 | 365 | 7.2974 | 7
19363 | 3.25 | 1 | 2019-12-31 | 2020-12-31 | 365 | 3.8007 | 3
19365 | 5.559 | 1 | 2019-12-31 | 2020-12-31 | 365 | 6.501 | 6
19367 | 5.6 | 1 | 2019-12-31 | 2020-12-31 | 365 | 6.549 | 6
19258 | 4.5 | 1 | 2019-12-31 | 2020-12-31 | 365 | 5.2626 | 5
19389 | 7.245 | 1 | 2019-12-31 | 2020-12-31 | 365 | 8.4727 | 8
19359 | 5.175 | 1 | 2019-12-31 | 2020-12-31 | 365 | 6.052 | 6
19475 | 8.4 | 1 | 2019-12-31 | 2020-12-31 | 365 | 9.8235 | 9
16013 | 4.725 | 1 | 2019-12-31 | 2020-12-31 | 365 | 5.5257 | 5
19159 | 4.59 | 1 | 2019-12-31 | 2020-12-31 | 365 | 5.3678 | 5
7569 | 353.925 | 0.9 | 2019-12-31 | 2020-12-31 | 365 | 372.511 | 372
7567 | 414.7 | 0.9 | 2019-12-31 | 2020-12-31 | 365 | 436.4776 | 436
19086 | 6.12 | 1 | 2019-12-31 | 2020-12-31 | 365 | 7.1571 | 7
19008 | 12 | 1 | 2019-12-31 | 2020-12-31 | 365 | 14.0335 | 14
19010 | 5.04 | 1 | 2019-12-31 | 2020-12-31 | 365 | 5.8941 | 5
19041 | 10.065 | 1 | 2019-12-31 | 2020-12-31 | 365 | 11.7706 | 11
19044 | 7.15 | 1 | 2019-12-31 | 2020-12-31 | 365 | 8.3616 | 8
19047 | 4.48 | 1 | 2019-12-31 | 2020-12-31 | 365 | 5.2392 | 5
18233 | 7.28 | 1 | 2019-12-31 | 2020-12-31 | 365 | 8.5137 | 8
19083 | 13.734 | 1 | 2019-12-31 | 2020-12-31 | 365 | 16.0614 | 16
19167 | 12.19 | 1 | 2019-12-31 | 2020-12-31 | 365 | 14.2557 | 14
19169 | 10.791 | 1 | 2019-12-31 | 2020-12-31 | 365 | 12.6196 | 12
18489 | 1.925 | 1 | 2019-12-31 | 2020-12-31 | 365 | 2.2512 | 2
19101 | 3.5 | 1 | 2019-12-31 | 2020-12-31 | 365 | 4.0931 | 4
19094 | 7.28 | 1 | 2019-12-31 | 2020-12-31 | 365 | 8.5137 | 8
19092 | 5.6 | 1 | 2019-12-31 | 2020-12-31 | 365 | 6.549 | 6
19089 | 8.175 | 1 | 2019-12-31 | 2020-12-31 | 365 | 9.5603 | 9
18485 | 5.5 | 1 | 2019-12-31 | 2020-12-31 | 365 | 6.432 | 6
19470 | 10 | 1 | 2019-12-31 | 2020-12-31 | 365 | 11.6946 | 11
18305 | 7.2 | 1 | 2019-12-31 | 2020-12-31 | 365 | 8.4201 | 8
19583 | 5.2 | 1 | 2019-12-31 | 2020-12-31 | 365 | 6.0812 | 6
19508 | 13.72 | 1 | 2019-12-31 | 2020-12-31 | 365 | 16.045 | 16
19589 | 9.35 | 1 | 2019-12-31 | 2020-12-31 | 365 | 10.9345 | 10
19580 | 4.76 | 1 | 2019-12-31 | 2020-12-31 | 365 | 5.5666 | 5
19618 | 6.72 | 1 | 2019-12-31 | 2020-12-31 | 365 | 7.8588 | 7
19623 | 13.26 | 1 | 2019-12-31 | 2020-12-31 | 365 | 15.507 | 15
19644 | 12.753 | 1 | 2019-12-31 | 2020-12-31 | 365 | 14.9141 | 14
19646 | 5 | 1 | 2019-12-31 | 2020-12-31 | 365 | 5.8473 | 5
19694 | 8.4 | 1 | 2019-12-31 | 2020-12-31 | 365 | 9.8235 | 9
19698 | 13.42 | 1 | 2019-12-31 | 2020-12-31 | 365 | 15.6942 | 15
19731 | 7.5 | 1 | 2019-12-31 | 2020-12-31 | 365 | 8.7709 | 8
20584 | 6 | 1 | 2019-12-31 | 2020-12-31 | 365 | 7.0168 | 7
19868 | 8.96 | 1 | 2019-12-31 | 2020-12-31 | 365 | 10.4784 | 10
19259 | 3.92 | 1 | 2019-12-31 | 2020-12-31 | 365 | 4.5843 | 4
19728 | 6 | 1 | 2019-12-31 | 2020-12-31 | 365 | 7.0168 | 7
20074 | 6.16 | 1 | 2019-12-31 | 2020-12-31 | 365 | 7.2039 | 7
20075 | 7.848 | 1 | 2019-12-31 | 2020-12-31 | 365 | 9.1779 | 9
20079 | 6.75 | 1 | 2019-12-31 | 2020-12-31 | 365 | 7.8939 | 7
20190 | 7.65 | 1 | 2019-12-31 | 2020-12-31 | 365 | 8.9464 | 8
20258 | 8.91 | 1 | 2019-12-31 | 2020-12-31 | 365 | 10.4199 | 10
19590 | 6.16 | 1 | 2019-12-31 | 2020-12-31 | 365 | 7.2039 | 7
17748 | 6 | 1 | 2019-12-31 | 2020-12-31 | 365 | 7.0168 | 7
17778 | 6 | 1 | 2019-12-31 | 2020-12-31 | 365 | 7.0168 | 7
17782 | 6 | 1 | 2019-12-31 | 2020-12-31 | 365 | 7.0168 | 7
17785 | 4.8 | 1 | 2019-12-31 | 2020-12-31 | 365 | 5.6134 | 5
17788 | 4.2 | 1 | 2019-12-31 | 2020-12-31 | 365 | 4.9117 | 4
17853 | 5.4 | 1 | 2019-12-31 | 2020-12-31 | 365 | 6.3151 | 6
19004 | 6 | 1 | 2019-12-31 | 2020-12-31 | 365 | 7.0168 | 7
19695 | 12 | 1 | 2019-12-31 | 2020-12-31 | 365 | 14.0335 | 14
19165 | 8.215 | 1 | 2019-12-31 | 2020-12-31 | 365 | 9.6071 | 9
18647 | 9.81 | 1 | 2019-12-31 | 2020-12-31 | 365 | 11.4724 | 11
19732 | 6.75 | 1 | 2019-12-31 | 2020-12-31 | 365 | 7.8939 | 7
19717 | 5.52 | 1 | 2019-12-31 | 2020-12-31 | 365 | 6.4554 | 6
19762 | 5.4 | 1 | 2019-12-31 | 2020-12-31 | 365 | 6.3151 | 6
19691 | 8.4 | 1 | 2019-12-31 | 2020-12-31 | 365 | 9.8235 | 9
19865 | 9.12 | 1 | 2019-12-31 | 2020-12-31 | 365 | 10.6655 | 10
19266 | 3.36 | 1 | 2019-12-31 | 2020-12-31 | 365 | 3.9294 | 3
23102 | 7.2 | 1 | 2019-12-31 | 2020-12-31 | 365 | 8.4201 | 8
21122 | 12.3 | 1 | 2019-12-31 | 2020-12-31 | 365 | 14.3844 | 14
21123 | 8.54 | 1 | 2019-12-31 | 2020-12-31 | 365 | 9.9872 | 9
21127 | 5.4 | 1 | 2019-12-31 | 2020-12-31 | 365 | 6.3151 | 6
21128 | 6.975 | 1 | 2019-12-31 | 2020-12-31 | 365 | 8.157 | 8
21130 | 3.92 | 1 | 2019-12-31 | 2020-12-31 | 365 | 4.5843 | 4
21131 | 5.795 | 1 | 2019-12-31 | 2020-12-31 | 365 | 6.777 | 6
21132 | 12.1 | 1 | 2019-12-31 | 2020-12-31 | 365 | 14.1505 | 14
19770 | 14.28 | 1 | 2019-12-31 | 2020-12-31 | 365 | 16.6999 | 16
21145 | 6.6 | 1 | 2019-12-31 | 2020-12-31 | 365 | 7.7184 | 7
21143 | 7.5 | 1 | 2019-12-31 | 2020-12-31 | 365 | 8.7709 | 8
21154 | 6.72 | 1 | 2019-12-31 | 2020-12-31 | 365 | 7.8588 | 7
21164 | 7.245 | 1 | 2019-12-31 | 2020-12-31 | 365 | 8.4727 | 8
21168 | 6.72 | 1 | 2019-12-31 | 2020-12-31 | 365 | 7.8588 | 7
21172 | 8.502 | 1 | 2019-12-31 | 2020-12-31 | 365 | 9.9427 | 9
21174 | 6.9 | 1 | 2019-12-31 | 2020-12-31 | 365 | 8.0693 | 8
21177 | 14.49 | 1 | 2019-12-31 | 2020-12-31 | 365 | 16.9455 | 16
21251 | 2.8 | 1 | 2019-12-31 | 2020-12-31 | 365 | 3.2745 | 3
21146 | 14.4 | 1 | 2019-12-31 | 2020-12-31 | 365 | 16.8402 | 16
21310 | 9.975 | 1 | 2019-12-31 | 2020-12-31 | 365 | 11.6654 | 11
21312 | 9.156 | 1 | 2019-12-31 | 2020-12-31 | 365 | 10.7076 | 10
21388 | 4.5 | 1 | 2019-12-31 | 2020-12-31 | 365 | 5.2626 | 5
21389 | 9.8 | 1 | 2019-12-31 | 2020-12-31 | 365 | 11.4607 | 11
21392 | 3 | 1 | 2019-12-31 | 2020-12-31 | 365 | 3.5084 | 3
21390 | 7.2 | 1 | 2019-12-31 | 2020-12-31 | 365 | 8.4201 | 8
21393 | 19.8 | 1 | 2019-12-31 | 2020-12-31 | 365 | 23.1553 | 23
21394 | 8.925 | 1 | 2019-12-31 | 2020-12-31 | 365 | 10.4374 | 10
21399 | 6 | 1 | 2019-12-31 | 2020-12-31 | 365 | 7.0168 | 7
21403 | 8.64 | 1 | 2019-12-31 | 2020-12-31 | 365 | 10.1041 | 10
21404 | 2.7 | 1 | 2019-12-31 | 2020-12-31 | 365 | 3.1575 | 3
21405 | 7.425 | 1 | 2019-12-31 | 2020-12-31 | 365 | 8.6832 | 8
21406 | 3.6 | 1 | 2019-12-31 | 2020-12-31 | 365 | 4.2101 | 4
21407 | 4.95 | 1 | 2019-12-31 | 2020-12-31 | 365 | 5.7888 | 5
21739 | 8.1 | 1 | 2019-12-31 | 2020-12-31 | 365 | 9.4726 | 9
21747 | 11.88 | 1 | 2019-12-31 | 2020-12-31 | 365 | 13.8932 | 13
21755 | 11.07 | 1 | 2019-12-31 | 2020-12-31 | 365 | 12.9459 | 12
21769 | 9.52 | 1 | 2019-12-31 | 2020-12-31 | 365 | 11.1333 | 11
21804 | 6.44 | 1 | 2019-12-31 | 2020-12-31 | 365 | 7.5313 | 7
19239 | 4.95 | 1 | 2019-12-31 | 2020-12-31 | 365 | 5.7888 | 5
17855 | 7.2 | 1 | 2019-12-31 | 2020-12-31 | 365 | 8.4201 | 8
20869 | 9.156 | 1 | 2019-12-31 | 2020-12-31 | 365 | 10.7076 | 10
21684 | 4.59 | 1 | 2019-12-31 | 2020-12-31 | 365 | 5.3678 | 5
21686 | 7.84 | 1 | 2019-12-31 | 2020-12-31 | 365 | 9.1686 | 9
21690 | 4.5 | 1 | 2019-12-31 | 2020-12-31 | 365 | 5.2626 | 5
21705 | 4.5 | 1 | 2019-12-31 | 2020-12-31 | 365 | 5.2626 | 5
21726 | 7.905 | 1 | 2019-12-31 | 2020-12-31 | 365 | 9.2446 | 9
21730 | 4.578 | 1 | 2019-12-31 | 2020-12-31 | 365 | 5.3538 | 5
20859 | 17.004 | 1 | 2019-12-31 | 2020-12-31 | 365 | 19.8855 | 19
21735 | 9.72 | 1 | 2019-12-31 | 2020-12-31 | 365 | 11.3672 | 11
20918 | 11.34 | 1 | 2019-12-31 | 2020-12-31 | 365 | 13.2617 | 13
20580 | 4.2 | 1 | 2019-12-31 | 2020-12-31 | 365 | 4.9117 | 4
20912 | 8.829 | 1 | 2019-12-31 | 2020-12-31 | 365 | 10.3252 | 10
20911 | 5.32 | 1 | 2019-12-31 | 2020-12-31 | 365 | 6.2215 | 6
20853 | 51.993 | 0.9 | 2019-12-31 | 2020-12-31 | 365 | 54.7234 | 54
19155 | 26.4 | 1 | 2019-12-31 | 2020-12-31 | 365 | 30.8737 | 30
21408 | 3.825 | 1 | 2019-12-31 | 2020-12-31 | 365 | 4.4732 | 4
21556 | 5.6 | 1 | 2019-12-31 | 2020-12-31 | 365 | 6.549 | 6
21561 | 8.502 | 1 | 2019-12-31 | 2020-12-31 | 365 | 9.9427 | 9
21570 | 5.6 | 1 | 2019-12-31 | 2020-12-31 | 365 | 6.549 | 6
20908 | 33.6 | 0.9 | 2019-12-31 | 2020-12-31 | 365 | 35.3645 | 35
21240 | 7.84 | 1 | 2019-12-31 | 2020-12-31 | 365 | 9.1686 | 9
21242 | 7.695 | 1 | 2019-12-31 | 2020-12-31 | 365 | 8.999 | 8
21246 | 12 | 1 | 2019-12-31 | 2020-12-31 | 365 | 14.0335 | 14
21401 | 1.1 | 1 | 2019-12-31 | 2020-12-31 | 365 | 1.2864 | 1
22272 | 79.8 | 0.9 | 2019-12-31 | 2020-12-31 | 365 | 83.9906 | 83
22275 | 9.156 | 1 | 2019-12-31 | 2020-12-31 | 365 | 10.7076 | 10
22276 | 9.18 | 1 | 2019-12-31 | 2020-12-31 | 365 | 10.7356 | 10
22634 | 6.24 | 1 | 2019-12-31 | 2020-12-31 | 365 | 7.2974 | 7
22636 | 5.13 | 1 | 2019-12-31 | 2020-12-31 | 365 | 5.9993 | 5
22692 | 5.2 | 1 | 2019-12-31 | 2020-12-31 | 365 | 6.0812 | 6
22694 | 2.75 | 1 | 2019-12-31 | 2020-12-31 | 365 | 3.216 | 3
22695 | 3.85 | 1 | 2019-12-31 | 2020-12-31 | 365 | 4.5024 | 4
22696 | 12.255 | 1 | 2019-12-31 | 2020-12-31 | 365 | 14.3317 | 14
22697 | 5.32 | 1 | 2019-12-31 | 2020-12-31 | 365 | 6.2215 | 6
22705 | 4.76 | 1 | 2019-12-31 | 2020-12-31 | 365 | 5.5666 | 5
22699 | 9.8 | 1 | 2019-12-31 | 2020-12-31 | 365 | 11.4607 | 11
22701 | 3.85 | 1 | 2019-12-31 | 2020-12-31 | 365 | 4.5024 | 4
22702 | 6.12 | 1 | 2019-12-31 | 2020-12-31 | 365 | 7.1571 | 7
21954 | 13.44 | 1 | 2019-12-31 | 2020-12-31 | 365 | 15.7175 | 15
21955 | 13.72 | 1 | 2019-12-31 | 2020-12-31 | 365 | 16.045 | 16
21957 | 5.355 | 1 | 2019-12-31 | 2020-12-31 | 365 | 6.2625 | 6
21958 | 5.625 | 1 | 2019-12-31 | 2020-12-31 | 365 | 6.5782 | 6
21959 | 5.4 | 1 | 2019-12-31 | 2020-12-31 | 365 | 6.3151 | 6
21960 | 4.88 | 1 | 2019-12-31 | 2020-12-31 | 365 | 5.707 | 5
21961 | 6.12 | 1 | 2019-12-31 | 2020-12-31 | 365 | 7.1571 | 7
21962 | 4.2 | 1 | 2019-12-31 | 2020-12-31 | 365 | 4.9117 | 4
22008 | 9 | 1 | 2019-12-31 | 2020-12-31 | 365 | 10.5251 | 10
22010 | 5.4 | 1 | 2019-12-31 | 2020-12-31 | 365 | 6.3151 | 6
22013 | 3.75 | 1 | 2019-12-31 | 2020-12-31 | 365 | 4.3855 | 4
22022 | 6.72 | 1 | 2019-12-31 | 2020-12-31 | 365 | 7.8588 | 7
22027 | 9.8 | 1 | 2019-12-31 | 2020-12-31 | 365 | 11.4607 | 11
21677 | 7.521 | 1 | 2019-12-31 | 2020-12-31 | 365 | 8.7955 | 8
22832 | 6.12 | 1 | 2019-12-31 | 2020-12-31 | 365 | 7.1571 | 7
22834 | 21.45 | 1 | 2019-12-31 | 2020-12-31 | 365 | 25.0849 | 25
22835 | 2.8 | 1 | 2019-12-31 | 2020-12-31 | 365 | 3.2745 | 3
22836 | 6.3 | 1 | 2019-12-31 | 2020-12-31 | 365 | 7.3676 | 7
22838 | 6.12 | 1 | 2019-12-31 | 2020-12-31 | 365 | 7.1571 | 7
22839 | 6.72 | 1 | 2019-12-31 | 2020-12-31 | 365 | 7.8588 | 7
22845 | 13.5 | 1 | 2019-12-31 | 2020-12-31 | 365 | 15.7877 | 15
22848 | 7.695 | 1 | 2019-12-31 | 2020-12-31 | 365 | 8.999 | 8
22853 | 5.1 | 1 | 2019-12-31 | 2020-12-31 | 365 | 5.9642 | 5
22898 | 4.5 | 1 | 2019-12-31 | 2020-12-31 | 365 | 5.2626 | 5
22899 | 12 | 1 | 2019-12-31 | 2020-12-31 | 365 | 14.0335 | 14
22900 | 3.24 | 1 | 2019-12-31 | 2020-12-31 | 365 | 3.7891 | 3
22902 | 5.1 | 1 | 2019-12-31 | 2020-12-31 | 365 | 5.9642 | 5
19689 | 4.83 | 1 | 2019-12-31 | 2020-12-31 | 365 | 5.6485 | 5
23265 | 5.72 | 1 | 2019-12-31 | 2020-12-31 | 365 | 6.6893 | 6
23267 | 6.24 | 1 | 2019-12-31 | 2020-12-31 | 365 | 7.2974 | 7
23271 | 6.16 | 1 | 2019-12-31 | 2020-12-31 | 365 | 7.2039 | 7
23275 | 6.3 | 1 | 2019-12-31 | 2020-12-31 | 365 | 7.3676 | 7
23280 | 4.845 | 1 | 2019-12-31 | 2020-12-31 | 365 | 5.666 | 5
23283 | 5.61 | 1 | 2019-12-31 | 2020-12-31 | 365 | 6.5607 | 6
23286 | 4.68 | 1 | 2019-12-31 | 2020-12-31 | 365 | 5.4731 | 5
23287 | 4.59 | 1 | 2019-12-31 | 2020-12-31 | 365 | 5.3678 | 5
21801 | 8.855 | 1 | 2019-12-31 | 2020-12-31 | 365 | 10.3556 | 10
21953 | 7.83 | 1 | 2019-12-31 | 2020-12-31 | 365 | 9.1569 | 9
22496 | 9.156 | 1 | 2019-12-31 | 2020-12-31 | 365 | 10.7076 | 10
22498 | 3.06 | 1 | 2019-12-31 | 2020-12-31 | 365 | 3.5785 | 3
22492 | 7.84 | 1 | 2019-12-31 | 2020-12-31 | 365 | 9.1686 | 9
22515 | 7.2 | 1 | 2019-12-31 | 2020-12-31 | 365 | 8.4201 | 8
22516 | 6.16 | 1 | 2019-12-31 | 2020-12-31 | 365 | 7.2039 | 7
22517 | 5.985 | 1 | 2019-12-31 | 2020-12-31 | 365 | 6.9992 | 6
22519 | 7.2 | 1 | 2019-12-31 | 2020-12-31 | 365 | 8.4201 | 8
22521 | 6.885 | 1 | 2019-12-31 | 2020-12-31 | 365 | 8.0517 | 8
22524 | 5.4 | 1 | 2019-12-31 | 2020-12-31 | 365 | 6.3151 | 6
22526 | 5.88 | 1 | 2019-12-31 | 2020-12-31 | 365 | 6.8764 | 6
22528 | 2.925 | 1 | 2019-12-31 | 2020-12-31 | 365 | 3.4207 | 3
22531 | 3.6 | 1 | 2019-12-31 | 2020-12-31 | 365 | 4.2101 | 4
22610 | 3.15 | 1 | 2019-12-31 | 2020-12-31 | 365 | 3.6838 | 3
22616 | 6.375 | 1 | 2019-12-31 | 2020-12-31 | 365 | 7.4553 | 7
22377 | 9.483 | 1 | 2019-12-31 | 2020-12-31 | 365 | 11.09 | 11
22383 | 5.28 | 1 | 2019-12-31 | 2020-12-31 | 365 | 6.1747 | 6
22385 | 3.15 | 1 | 2019-12-31 | 2020-12-31 | 365 | 3.6838 | 3
22388 | 3.15 | 1 | 2019-12-31 | 2020-12-31 | 365 | 3.6838 | 3
22390 | 8.4 | 1 | 2019-12-31 | 2020-12-31 | 365 | 9.8235 | 9
22392 | 9.9 | 1 | 2019-12-31 | 2020-12-31 | 365 | 11.5777 | 11
22393 | 6.3 | 1 | 2019-12-31 | 2020-12-31 | 365 | 7.3676 | 7
22395 | 10.71 | 1 | 2019-12-31 | 2020-12-31 | 365 | 12.5249 | 12
22397 | 2.88 | 1 | 2019-12-31 | 2020-12-31 | 365 | 3.368 | 3
22399 | 8.1 | 1 | 2019-12-31 | 2020-12-31 | 365 | 9.4726 | 9
22402 | 10.64 | 1 | 2019-12-31 | 2020-12-31 | 365 | 12.4431 | 12
22407 | 7.98 | 1 | 2019-12-31 | 2020-12-31 | 365 | 9.3323 | 9
22410 | 5.76 | 1 | 2019-12-31 | 2020-12-31 | 365 | 6.7361 | 6
22412 | 2.88 | 1 | 2019-12-31 | 2020-12-31 | 365 | 3.368 | 3
22414 | 9 | 1 | 2019-12-31 | 2020-12-31 | 365 | 10.5251 | 10
22416 | 6.72 | 1 | 2019-12-31 | 2020-12-31 | 365 | 7.8588 | 7
22419 | 8.55 | 1 | 2019-12-31 | 2020-12-31 | 365 | 9.9989 | 9
22421 | 5.75 | 1 | 2019-12-31 | 2020-12-31 | 365 | 6.7244 | 6
22422 | 5.4 | 1 | 2019-12-31 | 2020-12-31 | 365 | 6.3151 | 6
23710 | 5.7 | 1 | 2019-12-31 | 2020-12-31 | 365 | 6.6659 | 6
23731 | 4.905 | 1 | 2019-12-31 | 2020-12-31 | 365 | 5.7362 | 5
23739 | 9.69 | 1 | 2019-12-31 | 2020-12-31 | 365 | 11.3321 | 11
23735 | 8.82 | 1 | 2019-12-31 | 2020-12-31 | 365 | 10.3146 | 10
23686 | 1.65 | 1 | 2019-12-31 | 2020-12-31 | 365 | 1.9296 | 1
23170 | 7.56 | 1 | 2019-12-31 | 2020-12-31 | 365 | 8.8411 | 8
22423 | 6.84 | 1 | 2019-12-31 | 2020-12-31 | 365 | 7.9991 | 7
22424 | 28 | 0.9 | 2019-12-31 | 2020-12-31 | 365 | 29.4704 | 29
22427 | 7.245 | 1 | 2019-12-31 | 2020-12-31 | 365 | 8.4727 | 8
22428 | 5.232 | 1 | 2019-12-31 | 2020-12-31 | 365 | 6.1186 | 6
22447 | 6.867 | 1 | 2019-12-31 | 2020-12-31 | 365 | 8.0307 | 8
22452 | 4.725 | 1 | 2019-12-31 | 2020-12-31 | 365 | 5.5257 | 5
22454 | 6.44 | 1 | 2019-12-31 | 2020-12-31 | 365 | 7.5313 | 7
22464 | 4.5 | 1 | 2019-12-31 | 2020-12-31 | 365 | 5.2626 | 5
22469 | 6.075 | 1 | 2019-12-31 | 2020-12-31 | 365 | 7.1045 | 7
22477 | 5.886 | 1 | 2019-12-31 | 2020-12-31 | 365 | 6.8834 | 6
22481 | 9.24 | 1 | 2019-12-31 | 2020-12-31 | 365 | 10.8058 | 10
22482 | 4.355 | 1 | 2019-12-31 | 2020-12-31 | 365 | 5.093 | 5
22485 | 8.415 | 1 | 2019-12-31 | 2020-12-31 | 365 | 9.841 | 9
22486 | 5.4 | 1 | 2019-12-31 | 2020-12-31 | 365 | 6.3151 | 6
22474 | 5.232 | 1 | 2019-12-31 | 2020-12-31 | 365 | 6.1186 | 6
25672 | 5.04 | 1 | 2019-12-31 | 2020-12-31 | 365 | 5.8941 | 5
22851 | 3.825 | 1 | 2019-12-31 | 2020-12-31 | 365 | 4.4732 | 4
18205 | 8.54 | 1 | 2019-12-31 | 2020-12-31 | 365 | 9.9872 | 9
23169 | 8.502 | 1 | 2019-12-31 | 2020-12-31 | 365 | 9.9427 | 9
23172 | 4.845 | 1 | 2019-12-31 | 2020-12-31 | 365 | 5.666 | 5
23175 | 3.825 | 1 | 2019-12-31 | 2020-12-31 | 365 | 4.4732 | 4
23178 | 3.78 | 1 | 2019-12-31 | 2020-12-31 | 365 | 4.4206 | 4
23180 | 8.16 | 1 | 2019-12-31 | 2020-12-31 | 365 | 9.5428 | 9
23182 | 3.6 | 1 | 2019-12-31 | 2020-12-31 | 365 | 4.2101 | 4
22708 | 6.27 | 1 | 2019-12-31 | 2020-12-31 | 365 | 7.3325 | 7
22709 | 8.55 | 1 | 2019-12-31 | 2020-12-31 | 365 | 9.9989 | 9
22713 | 4.8 | 1 | 2019-12-31 | 2020-12-31 | 365 | 5.6134 | 5
22717 | 6.44 | 1 | 2019-12-31 | 2020-12-31 | 365 | 7.5313 | 7
22725 | 10.36 | 1 | 2019-12-31 | 2020-12-31 | 365 | 12.1156 | 12
22729 | 14.7 | 1 | 2019-12-31 | 2020-12-31 | 365 | 17.1911 | 17
22731 | 8.55 | 1 | 2019-12-31 | 2020-12-31 | 365 | 9.9989 | 9
22734 | 13.44 | 1 | 2019-12-31 | 2020-12-31 | 365 | 15.7175 | 15
22736 | 3.42 | 1 | 2019-12-31 | 2020-12-31 | 365 | 3.9996 | 3
22738 | 8.829 | 1 | 2019-12-31 | 2020-12-31 | 365 | 10.3252 | 10
22740 | 6.05 | 1 | 2019-12-31 | 2020-12-31 | 365 | 7.0752 | 7
22747 | 19.62 | 1 | 2019-12-31 | 2020-12-31 | 365 | 22.9448 | 22
22754 | 4.56 | 1 | 2019-12-31 | 2020-12-31 | 365 | 5.3327 | 5
22759 | 5 | 1 | 2019-12-31 | 2020-12-31 | 365 | 5.8473 | 5
22763 | 19.84 | 1 | 2019-12-31 | 2020-12-31 | 365 | 23.2021 | 23
22780 | 7 | 1 | 2019-12-31 | 2020-12-31 | 365 | 8.1862 | 8
22784 | 3.315 | 1 | 2019-12-31 | 2020-12-31 | 365 | 3.8768 | 3
22789 | 10.8 | 1 | 2019-12-31 | 2020-12-31 | 365 | 12.6302 | 12
22855 | 7.2 | 1 | 2019-12-31 | 2020-12-31 | 365 | 8.4201 | 8
22283 | 26.88 | 0.9 | 2019-12-31 | 2020-12-31 | 365 | 28.2916 | 28
19510 | 2.08 | 1 | 2019-12-31 | 2020-12-31 | 365 | 2.4325 | 2
19693 | 10.92 | 1 | 2019-12-31 | 2020-12-31 | 365 | 12.7705 | 12
19506 | 8.12 | 1 | 2019-12-31 | 2020-12-31 | 365 | 9.496 | 9
22970 | 10.53 | 1 | 2019-12-31 | 2020-12-31 | 365 | 12.3144 | 12
22971 | 9.435 | 1 | 2019-12-31 | 2020-12-31 | 365 | 11.0339 | 11
22973 | 14.388 | 1 | 2019-12-31 | 2020-12-31 | 365 | 16.8262 | 16
22974 | 6.21 | 1 | 2019-12-31 | 2020-12-31 | 365 | 7.2623 | 7
22975 | 7.65 | 1 | 2019-12-31 | 2020-12-31 | 365 | 8.9464 | 8
22976 | 8.32 | 1 | 2019-12-31 | 2020-12-31 | 365 | 9.7299 | 9
22977 | 8.28 | 1 | 2019-12-31 | 2020-12-31 | 365 | 9.6831 | 9
22978 | 7.65 | 1 | 2019-12-31 | 2020-12-31 | 365 | 8.9464 | 8
21157 | 7.15 | 1 | 2019-12-31 | 2020-12-31 | 365 | 8.3616 | 8
22979 | 8.1 | 1 | 2019-12-31 | 2020-12-31 | 365 | 9.4726 | 9
21410 | 6.9 | 1 | 2019-12-31 | 2020-12-31 | 365 | 8.0693 | 8
22980 | 9.99 | 1 | 2019-12-31 | 2020-12-31 | 365 | 11.6829 | 11
22981 | 9.81 | 1 | 2019-12-31 | 2020-12-31 | 365 | 11.4724 | 11
22982 | 24.15 | 1 | 2019-12-31 | 2020-12-31 | 365 | 28.2425 | 28
24121 | 5.4 | 1 | 2019-12-31 | 2020-12-31 | 365 | 6.3151 | 6
24123 | 5.415 | 1 | 2019-12-31 | 2020-12-31 | 365 | 6.3326 | 6
24124 | 8.37 | 1 | 2019-12-31 | 2020-12-31 | 365 | 9.7884 | 9
24126 | 4.68 | 1 | 2019-12-31 | 2020-12-31 | 365 | 5.4731 | 5
24127 | 9.81 | 1 | 2019-12-31 | 2020-12-31 | 365 | 11.4724 | 11
14223 | 13.734 | 1 | 2019-12-31 | 2020-12-31 | 365 | 16.0614 | 16
24128 | 5.61 | 1 | 2019-12-31 | 2020-12-31 | 365 | 6.5607 | 6
24129 | 5.232 | 1 | 2019-12-31 | 2020-12-31 | 365 | 6.1186 | 6
24130 | 7.935 | 1 | 2019-12-31 | 2020-12-31 | 365 | 9.2797 | 9
24131 | 6.72 | 1 | 2019-12-31 | 2020-12-31 | 365 | 7.8588 | 7
24132 | 5.72 | 1 | 2019-12-31 | 2020-12-31 | 365 | 6.6893 | 6
24133 | 3.12 | 1 | 2019-12-31 | 2020-12-31 | 365 | 3.6487 | 3
24134 | 3.12 | 1 | 2019-12-31 | 2020-12-31 | 365 | 3.6487 | 3
24135 | 3.64 | 1 | 2019-12-31 | 2020-12-31 | 365 | 4.2568 | 4
24136 | 5.72 | 1 | 2019-12-31 | 2020-12-31 | 365 | 6.6893 | 6
24138 | 5.355 | 1 | 2019-12-31 | 2020-12-31 | 365 | 6.2625 | 6
22985 | 5.72 | 1 | 2019-12-31 | 2020-12-31 | 365 | 6.6893 | 6
24142 | 5.355 | 1 | 2019-12-31 | 2020-12-31 | 365 | 6.2625 | 6
22986 | 7.5 | 1 | 2019-12-31 | 2020-12-31 | 365 | 8.7709 | 8
24144 | 7.2 | 1 | 2019-12-31 | 2020-12-31 | 365 | 8.4201 | 8
22989 | 4.905 | 1 | 2019-12-31 | 2020-12-31 | 365 | 5.7362 | 5
24146 | 5.7 | 1 | 2019-12-31 | 2020-12-31 | 365 | 6.6659 | 6
22992 | 4.125 | 1 | 2019-12-31 | 2020-12-31 | 365 | 4.824 | 4
24150 | 6.375 | 1 | 2019-12-31 | 2020-12-31 | 365 | 7.4553 | 7
24152 | 8.84 | 1 | 2019-12-31 | 2020-12-31 | 365 | 10.338 | 10
24154 | 6.12 | 1 | 2019-12-31 | 2020-12-31 | 365 | 7.1571 | 7
24155 | 5.46 | 1 | 2019-12-31 | 2020-12-31 | 365 | 6.3853 | 6
24157 | 5.4 | 1 | 2019-12-31 | 2020-12-31 | 365 | 6.3151 | 6
22995 | 2.75 | 1 | 2019-12-31 | 2020-12-31 | 365 | 3.216 | 3
22996 | 9.52 | 1 | 2019-12-31 | 2020-12-31 | 365 | 11.1333 | 11
23008 | 6.3 | 1 | 2019-12-31 | 2020-12-31 | 365 | 7.3676 | 7
24162 | 4.94 | 1 | 2019-12-31 | 2020-12-31 | 365 | 5.7771 | 5
24165 | 6.76 | 1 | 2019-12-31 | 2020-12-31 | 365 | 7.9055 | 7
24147 | 8.68 | 1 | 2019-12-31 | 2020-12-31 | 365 | 10.1509 | 10
24172 | 5.4 | 1 | 2019-12-31 | 2020-12-31 | 365 | 6.3151 | 6
24175 | 4.69 | 1 | 2019-12-31 | 2020-12-31 | 365 | 5.4848 | 5
24177 | 7.8 | 1 | 2019-12-31 | 2020-12-31 | 365 | 9.1218 | 9
22403 | 2.7 | 1 | 2019-12-31 | 2020-12-31 | 365 | 3.1575 | 3
24182 | 5.232 | 1 | 2019-12-31 | 2020-12-31 | 365 | 6.1186 | 6
24183 | 9.1 | 1 | 2019-12-31 | 2020-12-31 | 365 | 10.6421 | 10
24184 | 3.64 | 1 | 2019-12-31 | 2020-12-31 | 365 | 4.2568 | 4
24186 | 6.72 | 1 | 2019-12-31 | 2020-12-31 | 365 | 7.8588 | 7
24193 | 5.98 | 1 | 2019-12-31 | 2020-12-31 | 365 | 6.9934 | 6
24195 | 6.12 | 1 | 2019-12-31 | 2020-12-31 | 365 | 7.1571 | 7
24198 | 8.4 | 1 | 2019-12-31 | 2020-12-31 | 365 | 9.8235 | 9
24201 | 3.825 | 1 | 2019-12-31 | 2020-12-31 | 365 | 4.4732 | 4
24204 | 5.46 | 1 | 2019-12-31 | 2020-12-31 | 365 | 6.3853 | 6
24206 | 8.06 | 1 | 2019-12-31 | 2020-12-31 | 365 | 9.4258 | 9
24207 | 5.98 | 1 | 2019-12-31 | 2020-12-31 | 365 | 6.9934 | 6
24209 | 5.4 | 1 | 2019-12-31 | 2020-12-31 | 365 | 6.3151 | 6
24211 | 3.12 | 1 | 2019-12-31 | 2020-12-31 | 365 | 3.6487 | 3
24213 | 7.8 | 1 | 2019-12-31 | 2020-12-31 | 365 | 9.1218 | 9
24215 | 6.5 | 1 | 2019-12-31 | 2020-12-31 | 365 | 7.6015 | 7
24216 | 6.54 | 1 | 2019-12-31 | 2020-12-31 | 365 | 7.6483 | 7
24217 | 3.705 | 1 | 2019-12-31 | 2020-12-31 | 365 | 4.3328 | 4
24218 | 8.4 | 1 | 2019-12-31 | 2020-12-31 | 365 | 9.8235 | 9
24219 | 3.825 | 1 | 2019-12-31 | 2020-12-31 | 365 | 4.4732 | 4
24220 | 9.69 | 1 | 2019-12-31 | 2020-12-31 | 365 | 11.3321 | 11
24224 | 4.68 | 1 | 2019-12-31 | 2020-12-31 | 365 | 5.4731 | 5
24228 | 3.64 | 1 | 2019-12-31 | 2020-12-31 | 365 | 4.2568 | 4
24226 | 5.72 | 1 | 2019-12-31 | 2020-12-31 | 365 | 6.6893 | 6
24229 | 5.2 | 1 | 2019-12-31 | 2020-12-31 | 365 | 6.0812 | 6
24232 | 7.8 | 1 | 2019-12-31 | 2020-12-31 | 365 | 9.1218 | 9
24234 | 4.8 | 1 | 2019-12-31 | 2020-12-31 | 365 | 5.6134 | 5
24236 | 7.14 | 1 | 2019-12-31 | 2020-12-31 | 365 | 8.3499 | 8
24237 | 3.06 | 1 | 2019-12-31 | 2020-12-31 | 365 | 3.5785 | 3
22381 | 7.68 | 1 | 2019-12-31 | 2020-12-31 | 365 | 8.9815 | 8
24240 | 7.14 | 1 | 2019-12-31 | 2020-12-31 | 365 | 8.3499 | 8
24244 | 4.94 | 1 | 2019-12-31 | 2020-12-31 | 365 | 5.7771 | 5
24241 | 5.355 | 1 | 2019-12-31 | 2020-12-31 | 365 | 6.2625 | 6
23014 | 5.61 | 1 | 2019-12-31 | 2020-12-31 | 365 | 6.5607 | 6
23931 | 6.44 | 1 | 2019-12-31 | 2020-12-31 | 365 | 7.5313 | 7
23938 | 12.42 | 1 | 2019-12-31 | 2020-12-31 | 365 | 14.5247 | 14
23944 | 5.4 | 1 | 2019-12-31 | 2020-12-31 | 365 | 6.3151 | 6
23949 | 4.48 | 1 | 2019-12-31 | 2020-12-31 | 365 | 5.2392 | 5
23953 | 3.6 | 1 | 2019-12-31 | 2020-12-31 | 365 | 4.2101 | 4
23956 | 5.13 | 1 | 2019-12-31 | 2020-12-31 | 365 | 5.9993 | 5
23961 | 6.76 | 1 | 2019-12-31 | 2020-12-31 | 365 | 7.9055 | 7
23999 | 6 | 1 | 2019-12-31 | 2020-12-31 | 365 | 7.0168 | 7
24001 | 8.4 | 1 | 2019-12-31 | 2020-12-31 | 365 | 9.8235 | 9
24002 | 10.464 | 1 | 2019-12-31 | 2020-12-31 | 365 | 12.2372 | 12
24003 | 5.72 | 1 | 2019-12-31 | 2020-12-31 | 365 | 6.6893 | 6
24004 | 19.32 | 1 | 2019-12-31 | 2020-12-31 | 365 | 22.594 | 22
24005 | 8.64 | 1 | 2019-12-31 | 2020-12-31 | 365 | 10.1041 | 10
24022 | 5.98 | 1 | 2019-12-31 | 2020-12-31 | 365 | 6.9934 | 6
24040 | 6.12 | 1 | 2019-12-31 | 2020-12-31 | 365 | 7.1571 | 7
24043 | 3.12 | 1 | 2019-12-31 | 2020-12-31 | 365 | 3.6487 | 3
24045 | 10.53 | 1 | 2019-12-31 | 2020-12-31 | 365 | 12.3144 | 12
24047 | 5.7 | 1 | 2019-12-31 | 2020-12-31 | 365 | 6.6659 | 6
24048 | 7.54 | 1 | 2019-12-31 | 2020-12-31 | 365 | 8.8177 | 8
24051 | 5.32 | 1 | 2019-12-31 | 2020-12-31 | 365 | 6.2215 | 6
24053 | 7.28 | 1 | 2019-12-31 | 2020-12-31 | 365 | 8.5137 | 8
24054 | 8.32 | 1 | 2019-12-31 | 2020-12-31 | 365 | 9.7299 | 9
24084 | 6.76 | 1 | 2019-12-31 | 2020-12-31 | 365 | 7.9055 | 7
23913 | 6 | 1 | 2019-12-31 | 2020-12-31 | 365 | 7.0168 | 7
24085 | 4.2 | 1 | 2019-12-31 | 2020-12-31 | 365 | 4.9117 | 4
24086 | 6.16 | 1 | 2019-12-31 | 2020-12-31 | 365 | 7.2039 | 7
24120 | 7.14 | 1 | 2019-12-31 | 2020-12-31 | 365 | 8.3499 | 8
23110 | 7.28 | 1 | 2019-12-31 | 2020-12-31 | 365 | 8.5137 | 8
23840 | 3.99 | 1 | 2019-12-31 | 2020-12-31 | 365 | 4.6661 | 4
23839 | 3.3 | 1 | 2019-12-31 | 2020-12-31 | 365 | 3.8592 | 3
23841 | 4.32 | 1 | 2019-12-31 | 2020-12-31 | 365 | 5.0521 | 5
23842 | 4.32 | 1 | 2019-12-31 | 2020-12-31 | 365 | 5.0521 | 5
23846 | 4.5 | 1 | 2019-12-31 | 2020-12-31 | 365 | 5.2626 | 5
23852 | 3.57 | 1 | 2019-12-31 | 2020-12-31 | 365 | 4.175 | 4
23854 | 7 | 1 | 2019-12-31 | 2020-12-31 | 365 | 8.1862 | 8
23856 | 9.72 | 1 | 2019-12-31 | 2020-12-31 | 365 | 11.3672 | 11
23859 | 5.1 | 1 | 2019-12-31 | 2020-12-31 | 365 | 5.9642 | 5
23860 | 3 | 1 | 2019-12-31 | 2020-12-31 | 365 | 3.5084 | 3
23863 | 13.16 | 1 | 2019-12-31 | 2020-12-31 | 365 | 15.3901 | 15
23865 | 7.65 | 1 | 2019-12-31 | 2020-12-31 | 365 | 8.9464 | 8
23866 | 5.2 | 1 | 2019-12-31 | 2020-12-31 | 365 | 6.0812 | 6
23882 | 3.12 | 1 | 2019-12-31 | 2020-12-31 | 365 | 3.6487 | 3
23887 | 8.415 | 1 | 2019-12-31 | 2020-12-31 | 365 | 9.841 | 9
23889 | 5.355 | 1 | 2019-12-31 | 2020-12-31 | 365 | 6.2625 | 6
23893 | 8.925 | 1 | 2019-12-31 | 2020-12-31 | 365 | 10.4374 | 10
23895 | 7.28 | 1 | 2019-12-31 | 2020-12-31 | 365 | 8.5137 | 8
23901 | 4.2 | 1 | 2019-12-31 | 2020-12-31 | 365 | 4.9117 | 4
23903 | 6.24 | 1 | 2019-12-31 | 2020-12-31 | 365 | 7.2974 | 7
23904 | 4.5 | 1 | 2019-12-31 | 2020-12-31 | 365 | 5.2626 | 5
23906 | 6.76 | 1 | 2019-12-31 | 2020-12-31 | 365 | 7.9055 | 7
23907 | 4.08 | 1 | 2019-12-31 | 2020-12-31 | 365 | 4.7714 | 4
23909 | 4.68 | 1 | 2019-12-31 | 2020-12-31 | 365 | 5.4731 | 5
23911 | 6.84 | 1 | 2019-12-31 | 2020-12-31 | 365 | 7.9991 | 7
23914 | 7.84 | 1 | 2019-12-31 | 2020-12-31 | 365 | 9.1686 | 9
20915 | 12 | 1 | 2019-12-31 | 2020-12-31 | 365 | 14.0335 | 14
21180 | 9.625 | 1 | 2019-12-31 | 2020-12-31 | 365 | 11.2561 | 11
21244 | 10.2 | 1 | 2019-12-31 | 2020-12-31 | 365 | 11.9285 | 11
21397 | 9.62 | 1 | 2019-12-31 | 2020-12-31 | 365 | 11.2502 | 11
22703 | 6.75 | 1 | 2019-12-31 | 2020-12-31 | 365 | 7.8939 | 7
22840 | 2.85 | 1 | 2019-12-31 | 2020-12-31 | 365 | 3.333 | 3
24125 | 16.225 | 1 | 2019-12-31 | 2020-12-31 | 365 | 18.9745 | 18
21774 | 8.8 | 1 | 2019-12-31 | 2020-12-31 | 365 | 10.2912 | 10
22837 | 6.3 | 1 | 2019-12-31 | 2020-12-31 | 365 | 7.3676 | 7
19628 | 5.2 | 1 | 2019-12-31 | 2020-12-31 | 365 | 6.0812 | 6
18653 | 7.848 | 1 | 2019-12-31 | 2020-12-31 | 365 | 9.1779 | 9
22842 | 6.84 | 1 | 2019-12-31 | 2020-12-31 | 365 | 7.9991 | 7
23845 | 5.4 | 1 | 2019-12-31 | 2020-12-31 | 365 | 6.3151 | 6
23918 | 5.4 | 1 | 2019-12-31 | 2020-12-31 | 365 | 6.3151 | 6
22629 | 5.5 | 1 | 2019-12-31 | 2020-12-31 | 365 | 6.432 | 6
20066 | 13.52 | 1 | 2019-12-31 | 2020-12-31 | 365 | 15.8111 | 15
24139 | 25 | 1 | 2019-12-31 | 2020-12-31 | 365 | 29.2365 | 29
24354 | 6.84 | 1 | 2019-12-31 | 2020-12-31 | 365 | 7.9991 | 7
24357 | 7 | 1 | 2019-12-31 | 2020-12-31 | 365 | 8.1862 | 8
24356 | 5.13 | 1 | 2019-12-31 | 2020-12-31 | 365 | 5.9993 | 5
24027 | 6.3 | 1 | 2019-12-31 | 2020-12-31 | 365 | 7.3676 | 7
19866 | 7.5 | 1 | 2019-12-31 | 2020-12-31 | 365 | 8.7709 | 8
21151 | 7.5 | 1 | 2019-12-31 | 2020-12-31 | 365 | 8.7709 | 8
21155 | 8.4 | 1 | 2019-12-31 | 2020-12-31 | 365 | 9.8235 | 9
22873 | 20.24 | 1 | 2019-12-31 | 2020-12-31 | 365 | 23.6699 | 23
22006 | 9.9 | 1 | 2019-12-31 | 2020-12-31 | 365 | 11.5777 | 11
22774 | 8.37 | 1 | 2019-12-31 | 2020-12-31 | 365 | 9.7884 | 9
19396 | 5.5 | 1 | 2019-12-31 | 2020-12-31 | 365 | 6.432 | 6
21307 | 322.08 | 0.9 | 2019-12-31 | 2020-12-31 | 365 | 338.9937 | 338
21391 | 3.5 | 1 | 2019-12-31 | 2020-12-31 | 365 | 4.0931 | 4
22273 | 8.55 | 1 | 2019-12-31 | 2020-12-31 | 365 | 9.9989 | 9
24595 | 6.72 | 1 | 2019-12-31 | 2020-12-31 | 365 | 7.8588 | 7
24596 | 6.54 | 1 | 2019-12-31 | 2020-12-31 | 365 | 7.6483 | 7
24599 | 5.04 | 1 | 2019-12-31 | 2020-12-31 | 365 | 5.8941 | 5
25101 | 10.92 | 1 | 2019-12-31 | 2020-12-31 | 365 | 12.7705 | 12
25110 | 6.76 | 1 | 2019-12-31 | 2020-12-31 | 365 | 7.9055 | 7
25111 | 6.12 | 1 | 2019-12-31 | 2020-12-31 | 365 | 7.1571 | 7
25114 | 8.84 | 1 | 2019-12-31 | 2020-12-31 | 365 | 10.338 | 10
25115 | 5.1 | 1 | 2019-12-31 | 2020-12-31 | 365 | 5.9642 | 5
25117 | 3.99 | 1 | 2019-12-31 | 2020-12-31 | 365 | 4.6661 | 4
25119 | 7.2 | 1 | 2019-12-31 | 2020-12-31 | 365 | 8.4201 | 8
25120 | 5.865 | 1 | 2019-12-31 | 2020-12-31 | 365 | 6.8589 | 6
25201 | 10.35 | 1 | 2019-12-31 | 2020-12-31 | 365 | 12.1039 | 12
25203 | 4.83 | 1 | 2019-12-31 | 2020-12-31 | 365 | 5.6485 | 5
25295 | 3.45 | 1 | 2019-12-31 | 2020-12-31 | 365 | 4.0346 | 4
22405 | 45.453 | 1 | 2019-12-31 | 2020-12-31 | 365 | 53.1555 | 53
25324 | 14.715 | 1 | 2019-12-31 | 2020-12-31 | 365 | 17.2086 | 17
25328 | 9.81 | 1 | 2019-12-31 | 2020-12-31 | 365 | 11.4724 | 11
25355 | 5.4 | 1 | 2019-12-31 | 2020-12-31 | 365 | 6.3151 | 6
25356 | 6.72 | 1 | 2019-12-31 | 2020-12-31 | 365 | 7.8588 | 7
24690 | 3.57 | 1 | 2019-12-31 | 2020-12-31 | 365 | 4.175 | 4
25360 | 7.8 | 1 | 2019-12-31 | 2020-12-31 | 365 | 9.1218 | 9
25367 | 4.16 | 1 | 2019-12-31 | 2020-12-31 | 365 | 4.865 | 4
25383 | 11.97 | 1 | 2019-12-31 | 2020-12-31 | 365 | 13.9984 | 13
25385 | 5.886 | 1 | 2019-12-31 | 2020-12-31 | 365 | 6.8834 | 6
25209 | 29.64 | 0.9 | 2019-12-31 | 2020-12-31 | 365 | 31.1965 | 31
25402 | 3.924 | 1 | 2019-12-31 | 2020-12-31 | 365 | 4.589 | 4
25403 | 5.2 | 1 | 2019-12-31 | 2020-12-31 | 365 | 6.0812 | 6
25404 | 7.2 | 1 | 2019-12-31 | 2020-12-31 | 365 | 8.4201 | 8
25405 | 9.18 | 1 | 2019-12-31 | 2020-12-31 | 365 | 10.7356 | 10
25406 | 3.6 | 1 | 2019-12-31 | 2020-12-31 | 365 | 4.2101 | 4
25407 | 5.72 | 1 | 2019-12-31 | 2020-12-31 | 365 | 6.6893 | 6
25408 | 3.64 | 1 | 2019-12-31 | 2020-12-31 | 365 | 4.2568 | 4
25409 | 7.65 | 1 | 2019-12-31 | 2020-12-31 | 365 | 8.9464 | 8
25412 | 3.315 | 1 | 2019-12-31 | 2020-12-31 | 365 | 3.8768 | 3
25410 | 4.8 | 1 | 2019-12-31 | 2020-12-31 | 365 | 5.6134 | 5
25413 | 4.48 | 1 | 2019-12-31 | 2020-12-31 | 365 | 5.2392 | 5
25414 | 7.935 | 1 | 2019-12-31 | 2020-12-31 | 365 | 9.2797 | 9
25416 | 7.2 | 1 | 2019-12-31 | 2020-12-31 | 365 | 8.4201 | 8
25415 | 5.46 | 1 | 2019-12-31 | 2020-12-31 | 365 | 6.3853 | 6
25420 | 8.375 | 1 | 2019-12-31 | 2020-12-31 | 365 | 9.7942 | 9
25298 | 7.848 | 1 | 2019-12-31 | 2020-12-31 | 365 | 9.1779 | 9
25081 | 7.5 | 1 | 2019-12-31 | 2020-12-31 | 365 | 8.7709 | 8
25444 | 4.08 | 1 | 2019-12-31 | 2020-12-31 | 365 | 4.7714 | 4
25449 | 5.4 | 1 | 2019-12-31 | 2020-12-31 | 365 | 6.3151 | 6
25456 | 6.12 | 1 | 2019-12-31 | 2020-12-31 | 365 | 7.1571 | 7
25460 | 7.194 | 1 | 2019-12-31 | 2020-12-31 | 365 | 8.4131 | 8
25392 | 6.16 | 1 | 2019-12-31 | 2020-12-31 | 365 | 7.2039 | 7
25447 | 7.395 | 1 | 2019-12-31 | 2020-12-31 | 365 | 8.6482 | 8
25540 | 9.18 | 1 | 2019-12-31 | 2020-12-31 | 365 | 10.7356 | 10
25546 | 8.502 | 1 | 2019-12-31 | 2020-12-31 | 365 | 9.9427 | 9
25548 | 8.54 | 1 | 2019-12-31 | 2020-12-31 | 365 | 9.9872 | 9
25549 | 12.2 | 1 | 2019-12-31 | 2020-12-31 | 365 | 14.2674 | 14
25552 | 5.6 | 1 | 2019-12-31 | 2020-12-31 | 365 | 6.549 | 6
25350 | 5.72 | 1 | 2019-12-31 | 2020-12-31 | 365 | 6.6893 | 6
25559 | 7.14 | 1 | 2019-12-31 | 2020-12-31 | 365 | 8.3499 | 8
25562 | 5.2 | 1 | 2019-12-31 | 2020-12-31 | 365 | 6.0812 | 6
25563 | 5.4 | 1 | 2019-12-31 | 2020-12-31 | 365 | 6.3151 | 6
25565 | 7.2 | 1 | 2019-12-31 | 2020-12-31 | 365 | 8.4201 | 8
25566 | 7.165 | 1 | 2019-12-31 | 2020-12-31 | 365 | 8.3792 | 8
25866 | 3.06 | 1 | 2019-12-31 | 2020-12-31 | 365 | 3.5785 | 3
25867 | 6.63 | 1 | 2019-12-31 | 2020-12-31 | 365 | 7.7535 | 7
25868 | 5.4 | 1 | 2019-12-31 | 2020-12-31 | 365 | 6.3151 | 6
25869 | 3.825 | 1 | 2019-12-31 | 2020-12-31 | 365 | 4.4732 | 4
25870 | 3.64 | 1 | 2019-12-31 | 2020-12-31 | 365 | 4.2568 | 4
25871 | 9.36 | 1 | 2019-12-31 | 2020-12-31 | 365 | 10.9461 | 10
25872 | 6 | 1 | 2019-12-31 | 2020-12-31 | 365 | 7.0168 | 7
25873 | 3.3 | 1 | 2019-12-31 | 2020-12-31 | 365 | 3.8592 | 3
25874 | 8.4 | 1 | 2019-12-31 | 2020-12-31 | 365 | 9.8235 | 9
25881 | 3.6 | 1 | 2019-12-31 | 2020-12-31 | 365 | 4.2101 | 4
25875 | 11.44 | 1 | 2019-12-31 | 2020-12-31 | 365 | 13.3786 | 13
25883 | 7.65 | 1 | 2019-12-31 | 2020-12-31 | 365 | 8.9464 | 8
25884 | 7.395 | 1 | 2019-12-31 | 2020-12-31 | 365 | 8.6482 | 8
25906 | 4.8 | 1 | 2019-12-31 | 2020-12-31 | 365 | 5.6134 | 5
25909 | 6.12 | 1 | 2019-12-31 | 2020-12-31 | 365 | 7.1571 | 7
25920 | 5.72 | 1 | 2019-12-31 | 2020-12-31 | 365 | 6.6893 | 6
25922 | 5.98 | 1 | 2019-12-31 | 2020-12-31 | 365 | 6.9934 | 6
25923 | 6.24 | 1 | 2019-12-31 | 2020-12-31 | 365 | 7.2974 | 7
25925 | 4.08 | 1 | 2019-12-31 | 2020-12-31 | 365 | 4.7714 | 4
25926 | 5.1 | 1 | 2019-12-31 | 2020-12-31 | 365 | 5.9642 | 5
25928 | 6.365 | 1 | 2019-12-31 | 2020-12-31 | 365 | 7.4436 | 7
25930 | 3.825 | 1 | 2019-12-31 | 2020-12-31 | 365 | 4.4732 | 4
25931 | 7.2 | 1 | 2019-12-31 | 2020-12-31 | 365 | 8.4201 | 8
25974 | 4.59 | 1 | 2019-12-31 | 2020-12-31 | 365 | 5.3678 | 5
25978 | 5.46 | 1 | 2019-12-31 | 2020-12-31 | 365 | 6.3853 | 6
25979 | 5.72 | 1 | 2019-12-31 | 2020-12-31 | 365 | 6.6893 | 6
26022 | 8.925 | 1 | 2019-12-31 | 2020-12-31 | 365 | 10.4374 | 10
26026 | 4.59 | 1 | 2019-12-31 | 2020-12-31 | 365 | 5.3678 | 5
26025 | 6.9 | 1 | 2019-12-31 | 2020-12-31 | 365 | 8.0693 | 8
26027 | 5.1 | 1 | 2019-12-31 | 2020-12-31 | 365 | 5.9642 | 5
26052 | 5.559 | 1 | 2019-12-31 | 2020-12-31 | 365 | 6.501 | 6
26055 | 6 | 1 | 2019-12-31 | 2020-12-31 | 365 | 7.0168 | 7
24223 | 5.1 | 1 | 2019-12-31 | 2020-12-31 | 365 | 5.9642 | 5
24686 | 7.7 | 1 | 2019-12-31 | 2020-12-31 | 365 | 9.0048 | 9
24841 | 6.44 | 1 | 2019-12-31 | 2020-12-31 | 365 | 7.5313 | 7
25818 | 4.16 | 1 | 2019-12-31 | 2020-12-31 | 365 | 4.865 | 4
26316 | 29.103 | 0.9 | 2019-12-31 | 2020-12-31 | 365 | 30.6313 | 30
26637 | 7.28 | 1 | 2019-12-31 | 2020-12-31 | 365 | 8.5137 | 8
26639 | 7.02 | 1 | 2019-12-31 | 2020-12-31 | 365 | 8.2096 | 8
26640 | 3 | 1 | 2019-12-31 | 2020-12-31 | 365 | 3.5084 | 3
26641 | 3 | 1 | 2019-12-31 | 2020-12-31 | 365 | 3.5084 | 3
26643 | 5.61 | 1 | 2019-12-31 | 2020-12-31 | 365 | 6.5607 | 6
26645 | 5.886 | 1 | 2019-12-31 | 2020-12-31 | 365 | 6.8834 | 6
26646 | 14.79 | 1 | 2019-12-31 | 2020-12-31 | 365 | 17.2963 | 17
26647 | 7.14 | 1 | 2019-12-31 | 2020-12-31 | 365 | 8.3499 | 8
26648 | 4.2 | 1 | 2019-12-31 | 2020-12-31 | 365 | 4.9117 | 4
26649 | 12.075 | 1 | 2019-12-31 | 2020-12-31 | 365 | 14.1212 | 14
26651 | 5.2 | 1 | 2019-12-31 | 2020-12-31 | 365 | 6.0812 | 6
26652 | 5.98 | 1 | 2019-12-31 | 2020-12-31 | 365 | 6.9934 | 6
26654 | 8.84 | 1 | 2019-12-31 | 2020-12-31 | 365 | 10.338 | 10
26655 | 7.28 | 1 | 2019-12-31 | 2020-12-31 | 365 | 8.5137 | 8
26657 | 6.16 | 1 | 2019-12-31 | 2020-12-31 | 365 | 7.2039 | 7
24983 | 9.15 | 1 | 2019-12-31 | 2020-12-31 | 365 | 10.7006 | 10
19056 | 4.578 | 1 | 2019-12-31 | 2020-12-31 | 365 | 5.3538 | 5
20081 | 8.1 | 1 | 2019-12-31 | 2020-12-31 | 365 | 9.4726 | 9
20257 | 2.55 | 1 | 2019-12-31 | 2020-12-31 | 365 | 2.9821 | 2
20259 | 5.865 | 1 | 2019-12-31 | 2020-12-31 | 365 | 6.8589 | 6
21764 | 10.71 | 1 | 2019-12-31 | 2020-12-31 | 365 | 12.5249 | 12
158 | 947.705 | 0.7 | 2019-12-31 | 2020-12-31 | 365 | 775.8122 | 775
24984 | 7.194 | 1 | 2019-12-31 | 2020-12-31 | 365 | 8.4131 | 8
24989 | 1.22 | 1 | 2019-12-31 | 2020-12-31 | 365 | 1.4267 | 1
24992 | 5.13 | 1 | 2019-12-31 | 2020-12-31 | 365 | 5.9993 | 5
24994 | 5.4 | 1 | 2019-12-31 | 2020-12-31 | 365 | 6.3151 | 6
24996 | 8.58 | 1 | 2019-12-31 | 2020-12-31 | 365 | 10.034 | 10
24997 | 3.06 | 1 | 2019-12-31 | 2020-12-31 | 365 | 3.5785 | 3
24999 | 7.98 | 1 | 2019-12-31 | 2020-12-31 | 365 | 9.3323 | 9
25002 | 8.55 | 1 | 2019-12-31 | 2020-12-31 | 365 | 9.9989 | 9
25063 | 6.5 | 1 | 2019-12-31 | 2020-12-31 | 365 | 7.6015 | 7
25082 | 9.6 | 1 | 2019-12-31 | 2020-12-31 | 365 | 11.2268 | 11
25084 | 3.64 | 1 | 2019-12-31 | 2020-12-31 | 365 | 4.2568 | 4
25097 | 8.96 | 1 | 2019-12-31 | 2020-12-31 | 365 | 10.4784 | 10
25099 | 8.28 | 1 | 2019-12-31 | 2020-12-31 | 365 | 9.6831 | 9
24843 | 4.68 | 1 | 2019-12-31 | 2020-12-31 | 365 | 5.4731 | 5
24844 | 5.1 | 1 | 2019-12-31 | 2020-12-31 | 365 | 5.9642 | 5
24845 | 4.59 | 1 | 2019-12-31 | 2020-12-31 | 365 | 5.3678 | 5
24878 | 5.98 | 1 | 2019-12-31 | 2020-12-31 | 365 | 6.9934 | 6
24880 | 5.61 | 1 | 2019-12-31 | 2020-12-31 | 365 | 6.5607 | 6
24884 | 5.7 | 1 | 2019-12-31 | 2020-12-31 | 365 | 6.6659 | 6
24889 | 7.8 | 1 | 2019-12-31 | 2020-12-31 | 365 | 9.1218 | 9
24891 | 7.65 | 1 | 2019-12-31 | 2020-12-31 | 365 | 8.9464 | 8
24893 | 3.12 | 1 | 2019-12-31 | 2020-12-31 | 365 | 3.6487 | 3
24975 | 3.315 | 1 | 2019-12-31 | 2020-12-31 | 365 | 3.8768 | 3
24976 | 5.6 | 1 | 2019-12-31 | 2020-12-31 | 365 | 6.549 | 6
24977 | 5.13 | 1 | 2019-12-31 | 2020-12-31 | 365 | 5.9993 | 5
25817 | 8.16 | 1 | 2019-12-31 | 2020-12-31 | 365 | 9.5428 | 9
25819 | 5.04 | 1 | 2019-12-31 | 2020-12-31 | 365 | 5.8941 | 5
25821 | 5.232 | 1 | 2019-12-31 | 2020-12-31 | 365 | 6.1186 | 6
25822 | 3.06 | 1 | 2019-12-31 | 2020-12-31 | 365 | 3.5785 | 3
25823 | 4.16 | 1 | 2019-12-31 | 2020-12-31 | 365 | 4.865 | 4
25824 | 4.68 | 1 | 2019-12-31 | 2020-12-31 | 365 | 5.4731 | 5
25827 | 4.08 | 1 | 2019-12-31 | 2020-12-31 | 365 | 4.7714 | 4
25828 | 3 | 1 | 2019-12-31 | 2020-12-31 | 365 | 3.5084 | 3
25833 | 10.45 | 1 | 2019-12-31 | 2020-12-31 | 365 | 12.2209 | 12
25854 | 4.48 | 1 | 2019-12-31 | 2020-12-31 | 365 | 5.2392 | 5
25855 | 18.76 | 1 | 2019-12-31 | 2020-12-31 | 365 | 21.9391 | 21
25860 | 8.1 | 1 | 2019-12-31 | 2020-12-31 | 365 | 9.4726 | 9
25861 | 6.63 | 1 | 2019-12-31 | 2020-12-31 | 365 | 7.7535 | 7
25862 | 3.6 | 1 | 2019-12-31 | 2020-12-31 | 365 | 4.2101 | 4
25863 | 5.7 | 1 | 2019-12-31 | 2020-12-31 | 365 | 6.6659 | 6
25864 | 5.865 | 1 | 2019-12-31 | 2020-12-31 | 365 | 6.8589 | 6
24682 | 5.72 | 1 | 2019-12-31 | 2020-12-31 | 365 | 6.6893 | 6
26396 | 6.36 | 1 | 2019-12-31 | 2020-12-31 | 365 | 7.4378 | 7
22991 | 13.455 | 1 | 2019-12-31 | 2020-12-31 | 365 | 15.7351 | 15
24611 | 31.32 | 0.9 | 2019-12-31 | 2020-12-31 | 365 | 32.9647 | 32
24613 | 11.73 | 1 | 2019-12-31 | 2020-12-31 | 365 | 13.7178 | 13
24614 | 7.84 | 1 | 2019-12-31 | 2020-12-31 | 365 | 9.1686 | 9
24618 | 11.1 | 1 | 2019-12-31 | 2020-12-31 | 365 | 12.981 | 12
24620 | 4.48 | 1 | 2019-12-31 | 2020-12-31 | 365 | 5.2392 | 5
24645 | 8.32 | 1 | 2019-12-31 | 2020-12-31 | 365 | 9.7299 | 9
24652 | 5.1 | 1 | 2019-12-31 | 2020-12-31 | 365 | 5.9642 | 5
24658 | 10.2 | 1 | 2019-12-31 | 2020-12-31 | 365 | 11.9285 | 11
24662 | 8.96 | 1 | 2019-12-31 | 2020-12-31 | 365 | 10.4784 | 10
24676 | 8.67 | 1 | 2019-12-31 | 2020-12-31 | 365 | 10.1392 | 10
24680 | 5.13 | 1 | 2019-12-31 | 2020-12-31 | 365 | 5.9993 | 5
24834 | 15.075 | 1 | 2019-12-31 | 2020-12-31 | 365 | 17.6296 | 17
24835 | 6.24 | 1 | 2019-12-31 | 2020-12-31 | 365 | 7.2974 | 7
24836 | 6.375 | 1 | 2019-12-31 | 2020-12-31 | 365 | 7.4553 | 7
24838 | 8.925 | 1 | 2019-12-31 | 2020-12-31 | 365 | 10.4374 | 10
24839 | 8.4 | 1 | 2019-12-31 | 2020-12-31 | 365 | 9.8235 | 9
24842 | 5.1 | 1 | 2019-12-31 | 2020-12-31 | 365 | 5.9642 | 5
25648 | 6.54 | 1 | 2019-12-31 | 2020-12-31 | 365 | 7.6483 | 7
25649 | 3.57 | 1 | 2019-12-31 | 2020-12-31 | 365 | 4.175 | 4
25659 | 5.1 | 1 | 2019-12-31 | 2020-12-31 | 365 | 5.9642 | 5
25660 | 12.099 | 1 | 2019-12-31 | 2020-12-31 | 365 | 14.1493 | 14
25662 | 6.54 | 1 | 2019-12-31 | 2020-12-31 | 365 | 7.6483 | 7
25664 | 6.36 | 1 | 2019-12-31 | 2020-12-31 | 365 | 7.4378 | 7
25676 | 5.49 | 1 | 2019-12-31 | 2020-12-31 | 365 | 6.4203 | 6
25610 | 6 | 1 | 2019-12-31 | 2020-12-31 | 365 | 7.0168 | 7
25670 | 3.57 | 1 | 2019-12-31 | 2020-12-31 | 365 | 4.175 | 4
25704 | 11.118 | 1 | 2019-12-31 | 2020-12-31 | 365 | 13.0021 | 13
25705 | 3 | 1 | 2019-12-31 | 2020-12-31 | 365 | 3.5084 | 3
25710 | 5.4 | 1 | 2019-12-31 | 2020-12-31 | 365 | 6.3151 | 6
19100 | 3.06 | 1 | 2019-12-31 | 2020-12-31 | 365 | 3.5785 | 3
20852 | 1300.09 | 0.9 | 2019-12-31 | 2020-12-31 | 365 | 1368.3629 | 1368
25358 | 4.8 | 1 | 2019-12-31 | 2020-12-31 | 365 | 5.6134 | 5
25207 | 12.426 | 1 | 2019-12-31 | 2020-12-31 | 365 | 14.5317 | 14
25118 | 4.56 | 1 | 2019-12-31 | 2020-12-31 | 365 | 5.3327 | 5
25858 | 6.12 | 1 | 2019-12-31 | 2020-12-31 | 365 | 7.1571 | 7
25877 | 4.2 | 1 | 2019-12-31 | 2020-12-31 | 365 | 4.9117 | 4
25876 | 4.2 | 1 | 2019-12-31 | 2020-12-31 | 365 | 4.9117 | 4
25878 | 5.2 | 1 | 2019-12-31 | 2020-12-31 | 365 | 6.0812 | 6
25879 | 6.24 | 1 | 2019-12-31 | 2020-12-31 | 365 | 7.2974 | 7
26023 | 8.16 | 1 | 2019-12-31 | 2020-12-31 | 365 | 9.5428 | 9
26308 | 5.1 | 1 | 2019-12-31 | 2020-12-31 | 365 | 5.9642 | 5
26310 | 8.925 | 1 | 2019-12-31 | 2020-12-31 | 365 | 10.4374 | 10
26315 | 11.772 | 1 | 2019-12-31 | 2020-12-31 | 365 | 13.7669 | 13
26318 | 5.865 | 1 | 2019-12-31 | 2020-12-31 | 365 | 6.8589 | 6
26319 | 7.5 | 1 | 2019-12-31 | 2020-12-31 | 365 | 8.7709 | 8
26320 | 6.76 | 1 | 2019-12-31 | 2020-12-31 | 365 | 7.9055 | 7
26321 | 5.865 | 1 | 2019-12-31 | 2020-12-31 | 365 | 6.8589 | 6
26323 | 5.61 | 1 | 2019-12-31 | 2020-12-31 | 365 | 6.5607 | 6
26324 | 7.65 | 1 | 2019-12-31 | 2020-12-31 | 365 | 8.9464 | 8
26366 | 5.4 | 1 | 2019-12-31 | 2020-12-31 | 365 | 6.3151 | 6
26399 | 5.1 | 1 | 2019-12-31 | 2020-12-31 | 365 | 5.9642 | 5
25726 | 200.88 | 0.9 | 2019-12-31 | 2020-12-31 | 365 | 211.429 | 211
26644 | 10.23 | 1 | 2019-12-31 | 2020-12-31 | 365 | 11.9636 | 11
19109 | 22.275 | 1 | 2019-12-31 | 2020-12-31 | 365 | 26.0497 | 26
24602 | 5 | 1 | 2019-12-31 | 2020-12-31 | 365 | 5.8473 | 5
25419 | 6.25 | 1 | 2019-12-31 | 2020-12-31 | 365 | 7.3091 | 7
25658 | 5.5 | 1 | 2019-12-31 | 2020-12-31 | 365 | 6.432 | 6
25654 | 2.5 | 1 | 2019-12-31 | 2020-12-31 | 365 | 2.9236 | 2
25666 | 4.5 | 1 | 2019-12-31 | 2020-12-31 | 365 | 5.2626 | 5
25834 | 4.5 | 1 | 2019-12-31 | 2020-12-31 | 365 | 5.2626 | 5
25337 | 5.559 | 1 | 2019-12-31 | 2020-12-31 | 365 | 6.501 | 6
25613 | 11.2 | 1 | 2019-12-31 | 2020-12-31 | 365 | 13.098 | 13
21674 | 5.5 | 1 | 2019-12-31 | 2020-12-31 | 365 | 6.432 | 6
24116 | 11.1 | 1 | 2019-12-31 | 2020-12-31 | 365 | 12.981 | 12
25008 | 4.77 | 1 | 2019-12-31 | 2020-12-31 | 365 | 5.5783 | 5
25661 | 12.54 | 1 | 2019-12-31 | 2020-12-31 | 365 | 14.665 | 14
26636 | 8.835 | 1 | 2019-12-31 | 2020-12-31 | 365 | 10.3322 | 10
26642 | 12.19 | 1 | 2019-12-31 | 2020-12-31 | 365 | 14.2557 | 14
19168 | 4.08 | 1 | 2019-12-31 | 2020-12-31 | 365 | 4.7714 | 4
21789 | 11.118 | 1 | 2019-12-31 | 2020-12-31 | 365 | 13.0021 | 13
22463 | 7 | 1 | 2019-12-31 | 2020-12-31 | 365 | 8.1862 | 8
25832 | 29.964 | 0.9 | 2019-12-31 | 2020-12-31 | 365 | 31.5375 | 31
23135 | 4.05 | 1 | 2019-12-31 | 2020-12-31 | 365 | 4.7363 | 4
24046 | 4.905 | 1 | 2019-12-31 | 2020-12-31 | 365 | 5.7362 | 5
24689 | 5.2 | 1 | 2019-12-31 | 2020-12-31 | 365 | 6.0812 | 6
25060 | 5.2 | 1 | 2019-12-31 | 2020-12-31 | 365 | 6.0812 | 6
24998 | 6.27 | 1 | 2019-12-31 | 2020-12-31 | 365 | 7.3325 | 7
25199 | 4.24 | 1 | 2019-12-31 | 2020-12-31 | 365 | 4.9585 | 4
25005 | 7 | 1 | 2019-12-31 | 2020-12-31 | 365 | 8.1862 | 8
25388 | 5.72 | 1 | 2019-12-31 | 2020-12-31 | 365 | 6.6893 | 6
25399 | 6.54 | 1 | 2019-12-31 | 2020-12-31 | 365 | 7.6483 | 7
25400 | 7.56 | 1 | 2019-12-31 | 2020-12-31 | 365 | 8.8411 | 8
25417 | 4.5 | 1 | 2019-12-31 | 2020-12-31 | 365 | 5.2626 | 5
25418 | 23.52 | 1 | 2019-12-31 | 2020-12-31 | 365 | 27.5057 | 27
25401 | 7.65 | 1 | 2019-12-31 | 2020-12-31 | 365 | 8.9464 | 8
26397 | 5.2 | 1 | 2019-12-31 | 2020-12-31 | 365 | 6.0812 | 6
26223 | 6.3 | 1 | 2019-12-31 | 2020-12-31 | 365 | 7.3676 | 7
26721 | 4.14 | 1 | 2019-12-31 | 2020-12-31 | 365 | 4.8416 | 4
26724 | 7.5 | 1 | 2019-12-31 | 2020-12-31 | 365 | 8.7709 | 8
26748 | 6.75 | 1 | 2019-12-31 | 2020-12-31 | 365 | 7.8939 | 7
26750 | 9.66 | 1 | 2019-12-31 | 2020-12-31 | 365 | 11.297 | 11
26778 | 10.08 | 1 | 2019-12-31 | 2020-12-31 | 365 | 11.7882 | 11
26781 | 7.84 | 1 | 2019-12-31 | 2020-12-31 | 365 | 9.1686 | 9
26786 | 8.835 | 1 | 2019-12-31 | 2020-12-31 | 365 | 10.3322 | 10
25291 | 6.63 | 1 | 2019-12-31 | 2020-12-31 | 365 | 7.7535 | 7
25555 | 6.75 | 1 | 2019-12-31 | 2020-12-31 | 365 | 7.8939 | 7
25344 | 3.924 | 1 | 2019-12-31 | 2020-12-31 | 365 | 4.589 | 4
25586 | 5.67 | 1 | 2019-12-31 | 2020-12-31 | 365 | 6.6308 | 6
24995 | 18 | 1 | 2019-12-31 | 2020-12-31 | 365 | 21.0503 | 21
26789 | 14 | 1 | 2019-12-31 | 2020-12-31 | 365 | 16.3724 | 16
27205 | 14.4 | 1 | 2019-12-31 | 2020-12-31 | 365 | 16.8402 | 16
27236 | 7.93 | 1 | 2019-12-31 | 2020-12-31 | 365 | 9.2738 | 9
25003 | 6.6 | 1 | 2019-12-31 | 2020-12-31 | 365 | 7.7184 | 7
27201 | 11.4 | 1 | 2019-12-31 | 2020-12-31 | 365 | 13.3318 | 13
27202 | 6.27 | 1 | 2019-12-31 | 2020-12-31 | 365 | 7.3325 | 7
24840 | 2.7 | 1 | 2019-12-31 | 2020-12-31 | 365 | 3.1575 | 3
24980 | 3.57 | 1 | 2019-12-31 | 2020-12-31 | 365 | 4.175 | 4
25000 | 5.4 | 1 | 2019-12-31 | 2020-12-31 | 365 | 6.3151 | 6
25001 | 11.2 | 1 | 2019-12-31 | 2020-12-31 | 365 | 13.098 | 13
25006 | 10.08 | 1 | 2019-12-31 | 2020-12-31 | 365 | 11.7882 | 11
27204 | 7.2 | 1 | 2019-12-31 | 2020-12-31 | 365 | 8.4201 | 8
27180 | 6.885 | 1 | 2019-12-31 | 2020-12-31 | 365 | 8.0517 | 8
27233 | 4.05 | 1 | 2019-12-31 | 2020-12-31 | 365 | 4.7363 | 4
27238 | 3.99 | 1 | 2019-12-31 | 2020-12-31 | 365 | 4.6661 | 4
27239 | 6.21 | 1 | 2019-12-31 | 2020-12-31 | 365 | 7.2623 | 7
27240 | 8.91 | 1 | 2019-12-31 | 2020-12-31 | 365 | 10.4199 | 10
27243 | 11.88 | 1 | 2019-12-31 | 2020-12-31 | 365 | 13.8932 | 13
27246 | 10.53 | 1 | 2019-12-31 | 2020-12-31 | 365 | 12.3144 | 12
25007 | 12.426 | 1 | 2019-12-31 | 2020-12-31 | 365 | 14.5317 | 14
27289 | 8.16 | 1 | 2019-12-31 | 2020-12-31 | 365 | 9.5428 | 9
27343 | 10.72 | 1 | 2019-12-31 | 2020-12-31 | 365 | 12.5366 | 12
27267 | 5.4 | 1 | 2019-12-31 | 2020-12-31 | 365 | 6.3151 | 6
27271 | 10.72 | 1 | 2019-12-31 | 2020-12-31 | 365 | 12.5366 | 12
27283 | 8.4 | 1 | 2019-12-31 | 2020-12-31 | 365 | 9.8235 | 9
27275 | 10.26 | 1 | 2019-12-31 | 2020-12-31 | 365 | 11.9987 | 11
27342 | 9.66 | 1 | 2019-12-31 | 2020-12-31 | 365 | 11.297 | 11
27341 | 5.88 | 1 | 2019-12-31 | 2020-12-31 | 365 | 6.8764 | 6
27340 | 9.99 | 1 | 2019-12-31 | 2020-12-31 | 365 | 11.6829 | 11
27338 | 3.36 | 1 | 2019-12-31 | 2020-12-31 | 365 | 3.9294 | 3
27471 | 5.7 | 1 | 2019-12-31 | 2020-12-31 | 365 | 6.6659 | 6
27467 | 7.32 | 1 | 2019-12-31 | 2020-12-31 | 365 | 8.5604 | 8
27344 | 9.99 | 1 | 2019-12-31 | 2020-12-31 | 365 | 11.6829 | 11
27455 | 6.1 | 1 | 2019-12-31 | 2020-12-31 | 365 | 7.1337 | 7
27339 | 3.99 | 1 | 2019-12-31 | 2020-12-31 | 365 | 4.6661 | 4
27733 | 8.54 | 1 | 2019-12-31 | 2020-12-31 | 365 | 9.9872 | 9
27641 | 10.5 | 1 | 2019-12-31 | 2020-12-31 | 365 | 12.2793 | 12
27643 | 4.5 | 1 | 2019-12-31 | 2020-12-31 | 365 | 5.2626 | 5
27661 | 8.04 | 1 | 2019-12-31 | 2020-12-31 | 365 | 9.4025 | 9
27671 | 7.56 | 1 | 2019-12-31 | 2020-12-31 | 365 | 8.8411 | 8
27677 | 10.791 | 1 | 2019-12-31 | 2020-12-31 | 365 | 12.6196 | 12
27679 | 9.15 | 1 | 2019-12-31 | 2020-12-31 | 365 | 10.7006 | 10
27681 | 7.848 | 1 | 2019-12-31 | 2020-12-31 | 365 | 9.1779 | 9
27751 | 13.734 | 1 | 2019-12-31 | 2020-12-31 | 365 | 16.0614 | 16
27747 | 8.502 | 1 | 2019-12-31 | 2020-12-31 | 365 | 9.9427 | 9
27743 | 8 | 1 | 2019-12-31 | 2020-12-31 | 365 | 9.3557 | 9
27722 | 5.67 | 1 | 2019-12-31 | 2020-12-31 | 365 | 6.6308 | 6
27729 | 9.52 | 1 | 2019-12-31 | 2020-12-31 | 365 | 11.1333 | 11
27731 | 8.64 | 1 | 2019-12-31 | 2020-12-31 | 365 | 10.1041 | 10
27737 | 5.4 | 1 | 2019-12-31 | 2020-12-31 | 365 | 6.3151 | 6
27740 | 5.415 | 1 | 2019-12-31 | 2020-12-31 | 365 | 6.3326 | 6
27979 | 12.42 | 1 | 2019-12-31 | 2020-12-31 | 365 | 14.5247 | 14
28030 | 4.94 | 1 | 2019-12-31 | 2020-12-31 | 365 | 5.7771 | 5
27946 | 5.61 | 1 | 2019-12-31 | 2020-12-31 | 365 | 6.5607 | 6
28043 | 4.42 | 1 | 2019-12-31 | 2020-12-31 | 365 | 5.169 | 5
28037 | 5.13 | 1 | 2019-12-31 | 2020-12-31 | 365 | 5.9993 | 5
27963 | 16.52 | 1 | 2019-12-31 | 2020-12-31 | 365 | 19.3195 | 19
28033 | 12.099 | 1 | 2019-12-31 | 2020-12-31 | 365 | 14.1493 | 14
27962 | 10.26 | 1 | 2019-12-31 | 2020-12-31 | 365 | 11.9987 | 11
27968 | 3.92 | 1 | 2019-12-31 | 2020-12-31 | 365 | 4.5843 | 4
27973 | 14.82 | 1 | 2019-12-31 | 2020-12-31 | 365 | 17.3314 | 17
27977 | 2.85 | 1 | 2019-12-31 | 2020-12-31 | 365 | 3.333 | 3
28027 | 13.5 | 1 | 2019-12-31 | 2020-12-31 | 365 | 15.7877 | 15
25333 | 2.616 | 1 | 2019-12-31 | 2020-12-31 | 365 | 3.0593 | 3
25352 | 9.36 | 1 | 2019-12-31 | 2020-12-31 | 365 | 10.9461 | 10
25652 | 9.15 | 1 | 2019-12-31 | 2020-12-31 | 365 | 10.7006 | 10
25667 | 21 | 1 | 2019-12-31 | 2020-12-31 | 365 | 24.5587 | 24
25411 | 8.55 | 1 | 2019-12-31 | 2020-12-31 | 365 | 9.9989 | 9
25647 | 7.65 | 1 | 2019-12-31 | 2020-12-31 | 365 | 8.9464 | 8
25708 | 10.08 | 1 | 2019-12-31 | 2020-12-31 | 365 | 11.7882 | 11
26638 | 6.1 | 1 | 2019-12-31 | 2020-12-31 | 365 | 7.1337 | 7
26684 | 9.81 | 1 | 2019-12-31 | 2020-12-31 | 365 | 11.4724 | 11
25731 | 8.96 | 1 | 2019-12-31 | 2020-12-31 | 365 | 10.4784 | 10
25735 | 10.2 | 1 | 2019-12-31 | 2020-12-31 | 365 | 11.9285 | 11
25737 | 6.12 | 1 | 2019-12-31 | 2020-12-31 | 365 | 7.1571 | 7
25749 | 4.76 | 1 | 2019-12-31 | 2020-12-31 | 365 | 5.5666 | 5
25753 | 9.12 | 1 | 2019-12-31 | 2020-12-31 | 365 | 10.6655 | 10
25777 | 17.955 | 1 | 2019-12-31 | 2020-12-31 | 365 | 20.9977 | 20
25780 | 14.4 | 1 | 2019-12-31 | 2020-12-31 | 365 | 16.8402 | 16
25781 | 8.12 | 1 | 2019-12-31 | 2020-12-31 | 365 | 9.496 | 9
25784 | 9.72 | 1 | 2019-12-31 | 2020-12-31 | 365 | 11.3672 | 11
25785 | 3.99 | 1 | 2019-12-31 | 2020-12-31 | 365 | 4.6661 | 4
25788 | 8.4 | 1 | 2019-12-31 | 2020-12-31 | 365 | 9.8235 | 9
25454 | 7.29 | 1 | 2019-12-31 | 2020-12-31 | 365 | 8.5254 | 8
25825 | 5.94 | 1 | 2019-12-31 | 2020-12-31 | 365 | 6.9466 | 6
25820 | 7.848 | 1 | 2019-12-31 | 2020-12-31 | 365 | 9.1779 | 9
25829 | 3.575 | 1 | 2019-12-31 | 2020-12-31 | 365 | 4.1808 | 4
25830 | 8.415 | 1 | 2019-12-31 | 2020-12-31 | 365 | 9.841 | 9
25836 | 7.59 | 1 | 2019-12-31 | 2020-12-31 | 365 | 8.8762 | 8
25857 | 5.72 | 1 | 2019-12-31 | 2020-12-31 | 365 | 6.6893 | 6
25835 | 7.245 | 1 | 2019-12-31 | 2020-12-31 | 365 | 8.4727 | 8
25880 | 4.94 | 1 | 2019-12-31 | 2020-12-31 | 365 | 5.7771 | 5
25856 | 4.08 | 1 | 2019-12-31 | 2020-12-31 | 365 | 4.7714 | 4
25837 | 6.12 | 1 | 2019-12-31 | 2020-12-31 | 365 | 7.1571 | 7
25865 | 4.83 | 1 | 2019-12-31 | 2020-12-31 | 365 | 5.6485 | 5
25831 | 7.32 | 1 | 2019-12-31 | 2020-12-31 | 365 | 8.5604 | 8
26028 | 3.9 | 1 | 2019-12-31 | 2020-12-31 | 365 | 4.5609 | 4
27983 | 4.16 | 1 | 2019-12-31 | 2020-12-31 | 365 | 4.865 | 4
26265 | 8.96 | 1 | 2019-12-31 | 2020-12-31 | 365 | 10.4784 | 10
27477 | 4.75 | 1 | 2019-12-31 | 2020-12-31 | 365 | 5.5549 | 5
27481 | 10.5 | 1 | 2019-12-31 | 2020-12-31 | 365 | 12.2793 | 12
27484 | 21.35 | 1 | 2019-12-31 | 2020-12-31 | 365 | 24.968 | 24
27486 | 7.8 | 1 | 2019-12-31 | 2020-12-31 | 365 | 9.1218 | 9
27488 | 6.12 | 1 | 2019-12-31 | 2020-12-31 | 365 | 7.1571 | 7
27490 | 6.54 | 1 | 2019-12-31 | 2020-12-31 | 365 | 7.6483 | 7
26847 | 8.845 | 1 | 2019-12-31 | 2020-12-31 | 365 | 10.3439 | 10
27491 | 12.426 | 1 | 2019-12-31 | 2020-12-31 | 365 | 14.5317 | 14
27492 | 6.16 | 1 | 2019-12-31 | 2020-12-31 | 365 | 7.2039 | 7
27112 | 14.56 | 1 | 2019-12-31 | 2020-12-31 | 365 | 17.0273 | 17
27116 | 6.867 | 1 | 2019-12-31 | 2020-12-31 | 365 | 8.0307 | 8
27734 | 28.5 | 0.9 | 2019-12-31 | 2020-12-31 | 365 | 29.9966 | 29
27122 | 6.9 | 1 | 2019-12-31 | 2020-12-31 | 365 | 8.0693 | 8
27794 | 4.77 | 1 | 2019-12-31 | 2020-12-31 | 365 | 5.5783 | 5
27797 | 9.6 | 1 | 2019-12-31 | 2020-12-31 | 365 | 11.2268 | 11
27128 | 8.175 | 1 | 2019-12-31 | 2020-12-31 | 365 | 9.5603 | 9
27799 | 9 | 1 | 2019-12-31 | 2020-12-31 | 365 | 10.5251 | 10
27131 | 7.28 | 1 | 2019-12-31 | 2020-12-31 | 365 | 8.5137 | 8
27179 | 9.81 | 1 | 2019-12-31 | 2020-12-31 | 365 | 11.4724 | 11
27182 | 10.965 | 1 | 2019-12-31 | 2020-12-31 | 365 | 12.8231 | 12
27183 | 12.825 | 1 | 2019-12-31 | 2020-12-31 | 365 | 14.9983 | 14
27185 | 7.25 | 1 | 2019-12-31 | 2020-12-31 | 365 | 8.4786 | 8
27186 | 8.4 | 1 | 2019-12-31 | 2020-12-31 | 365 | 9.8235 | 9
27188 | 7.5 | 1 | 2019-12-31 | 2020-12-31 | 365 | 8.7709 | 8
27187 | 8.1 | 1 | 2019-12-31 | 2020-12-31 | 365 | 9.4726 | 9
27190 | 6.48 | 1 | 2019-12-31 | 2020-12-31 | 365 | 7.5781 | 7
27178 | 2.85 | 1 | 2019-12-31 | 2020-12-31 | 365 | 3.333 | 3
27191 | 8.68 | 1 | 2019-12-31 | 2020-12-31 | 365 | 10.1509 | 10
27193 | 6.71 | 1 | 2019-12-31 | 2020-12-31 | 365 | 7.8471 | 7
27892 | 3.78 | 1 | 2019-12-31 | 2020-12-31 | 365 | 4.4206 | 4
27900 | 4.68 | 1 | 2019-12-31 | 2020-12-31 | 365 | 5.4731 | 5
27905 | 5.5 | 1 | 2019-12-31 | 2020-12-31 | 365 | 6.432 | 6
27909 | 4.2 | 1 | 2019-12-31 | 2020-12-31 | 365 | 4.9117 | 4
27911 | 7.2 | 1 | 2019-12-31 | 2020-12-31 | 365 | 8.4201 | 8
27928 | 6.12 | 1 | 2019-12-31 | 2020-12-31 | 365 | 7.1571 | 7
27931 | 4.8 | 1 | 2019-12-31 | 2020-12-31 | 365 | 5.6134 | 5
27935 | 10.8 | 1 | 2019-12-31 | 2020-12-31 | 365 | 12.6302 | 12
27943 | 4.845 | 1 | 2019-12-31 | 2020-12-31 | 365 | 5.666 | 5
28047 | 5.72 | 1 | 2019-12-31 | 2020-12-31 | 365 | 6.6893 | 6
27667 | 28.325 | 0.9 | 2019-12-31 | 2020-12-31 | 365 | 29.8125 | 29
28050 | 8.25 | 1 | 2019-12-31 | 2020-12-31 | 365 | 9.648 | 9
28055 | 12.19 | 1 | 2019-12-31 | 2020-12-31 | 365 | 14.2557 | 14
28064 | 6.76 | 1 | 2019-12-31 | 2020-12-31 | 365 | 7.9055 | 7
28067 | 9.76 | 1 | 2019-12-31 | 2020-12-31 | 365 | 11.4139 | 11
26852 | 4.578 | 1 | 2019-12-31 | 2020-12-31 | 365 | 5.3538 | 5
26858 | 9.87 | 1 | 2019-12-31 | 2020-12-31 | 365 | 11.5426 | 11
25838 | 7.8 | 1 | 2019-12-31 | 2020-12-31 | 365 | 9.1218 | 9
26864 | 17.4 | 1 | 2019-12-31 | 2020-12-31 | 365 | 20.3486 | 20
12587 | 246.675 | 0.9 | 2019-12-31 | 2020-12-31 | 365 | 259.6289 | 259
26402 | 3.3 | 1 | 2019-12-31 | 2020-12-31 | 365 | 3.8592 | 3
25826 | 7.8 | 1 | 2019-12-31 | 2020-12-31 | 365 | 9.1218 | 9
26749 | 7.35 | 1 | 2019-12-31 | 2020-12-31 | 365 | 8.5955 | 8
26780 | 7.29 | 1 | 2019-12-31 | 2020-12-31 | 365 | 8.5254 | 8
26783 | 8.37 | 1 | 2019-12-31 | 2020-12-31 | 365 | 9.7884 | 9
26787 | 4.05 | 1 | 2019-12-31 | 2020-12-31 | 365 | 4.7363 | 4
27126 | 4.275 | 1 | 2019-12-31 | 2020-12-31 | 365 | 4.9994 | 4
27127 | 4.275 | 1 | 2019-12-31 | 2020-12-31 | 365 | 4.9994 | 4
27203 | 4.98 | 1 | 2019-12-31 | 2020-12-31 | 365 | 5.8239 | 5
27206 | 5.415 | 1 | 2019-12-31 | 2020-12-31 | 365 | 6.3326 | 6
27107 | 9.18 | 1 | 2019-12-31 | 2020-12-31 | 365 | 10.7356 | 10
27237 | 7.245 | 1 | 2019-12-31 | 2020-12-31 | 365 | 8.4727 | 8
27242 | 7.2 | 1 | 2019-12-31 | 2020-12-31 | 365 | 8.4201 | 8
27292 | 10.08 | 1 | 2019-12-31 | 2020-12-31 | 365 | 11.7882 | 11
27474 | 10.53 | 1 | 2019-12-31 | 2020-12-31 | 365 | 12.3144 | 12
27664 | 7.83 | 1 | 2019-12-31 | 2020-12-31 | 365 | 9.1569 | 9
27750 | 10.38 | 1 | 2019-12-31 | 2020-12-31 | 365 | 12.139 | 12
27970 | 7.595 | 1 | 2019-12-31 | 2020-12-31 | 365 | 8.882 | 8
27980 | 12 | 1 | 2019-12-31 | 2020-12-31 | 365 | 14.0335 | 14
27981 | 8.06 | 1 | 2019-12-31 | 2020-12-31 | 365 | 9.4258 | 9
28002 | 23.785 | 1 | 2019-12-31 | 2020-12-31 | 365 | 27.8156 | 27
28039 | 7.8 | 1 | 2019-12-31 | 2020-12-31 | 365 | 9.1218 | 9
26845 | 5.5 | 1 | 2019-12-31 | 2020-12-31 | 365 | 6.432 | 6
28175 | 4.845 | 1 | 2019-12-31 | 2020-12-31 | 365 | 5.666 | 5
27118 | 4.5 | 1 | 2019-12-31 | 2020-12-31 | 365 | 5.2626 | 5
28183 | 9.1 | 1 | 2019-12-31 | 2020-12-31 | 365 | 10.6421 | 10
28285 | 5.2 | 1 | 2019-12-31 | 2020-12-31 | 365 | 6.0812 | 6
28286 | 10.464 | 1 | 2019-12-31 | 2020-12-31 | 365 | 12.2372 | 12
28287 | 4.08 | 1 | 2019-12-31 | 2020-12-31 | 365 | 4.7714 | 4
28288 | 6.27 | 1 | 2019-12-31 | 2020-12-31 | 365 | 7.3325 | 7
28291 | 4.845 | 1 | 2019-12-31 | 2020-12-31 | 365 | 5.666 | 5
28293 | 8.829 | 1 | 2019-12-31 | 2020-12-31 | 365 | 10.3252 | 10
28294 | 5.415 | 1 | 2019-12-31 | 2020-12-31 | 365 | 6.3326 | 6
28297 | 8.36 | 1 | 2019-12-31 | 2020-12-31 | 365 | 9.7767 | 9
28300 | 6.44 | 1 | 2019-12-31 | 2020-12-31 | 365 | 7.5313 | 7
28302 | 7.395 | 1 | 2019-12-31 | 2020-12-31 | 365 | 8.6482 | 8
28303 | 7.84 | 1 | 2019-12-31 | 2020-12-31 | 365 | 9.1686 | 9
28305 | 6 | 1 | 2019-12-31 | 2020-12-31 | 365 | 7.0168 | 7
28307 | 3.38 | 1 | 2019-12-31 | 2020-12-31 | 365 | 3.9528 | 3
28308 | 10.4 | 1 | 2019-12-31 | 2020-12-31 | 365 | 12.1624 | 12
28311 | 7 | 1 | 2019-12-31 | 2020-12-31 | 365 | 8.1862 | 8
28313 | 4.56 | 1 | 2019-12-31 | 2020-12-31 | 365 | 5.3327 | 5
28190 | 5.2 | 1 | 2019-12-31 | 2020-12-31 | 365 | 6.0812 | 6
25650 | 5.5 | 1 | 2019-12-31 | 2020-12-31 | 365 | 6.432 | 6
25656 | 5 | 1 | 2019-12-31 | 2020-12-31 | 365 | 5.8473 | 5
25839 | 8.25 | 1 | 2019-12-31 | 2020-12-31 | 365 | 9.648 | 9
27291 | 9.5 | 1 | 2019-12-31 | 2020-12-31 | 365 | 11.1099 | 11
28070 | 7.75 | 1 | 2019-12-31 | 2020-12-31 | 365 | 9.0633 | 9
28161 | 5.1 | 1 | 2019-12-31 | 2020-12-31 | 365 | 5.9642 | 5
28166 | 8.502 | 1 | 2019-12-31 | 2020-12-31 | 365 | 9.9427 | 9
28335 | 11.118 | 1 | 2019-12-31 | 2020-12-31 | 365 | 13.0021 | 13
28338 | 11.18 | 1 | 2019-12-31 | 2020-12-31 | 365 | 13.0746 | 13
28343 | 5.565 | 1 | 2019-12-31 | 2020-12-31 | 365 | 6.508 | 6
28349 | 17.658 | 1 | 2019-12-31 | 2020-12-31 | 365 | 20.6503 | 20
28353 | 4.59 | 1 | 2019-12-31 | 2020-12-31 | 365 | 5.3678 | 5
28358 | 4.08 | 1 | 2019-12-31 | 2020-12-31 | 365 | 4.7714 | 4
28363 | 3.9 | 1 | 2019-12-31 | 2020-12-31 | 365 | 4.5609 | 4
28368 | 4.05 | 1 | 2019-12-31 | 2020-12-31 | 365 | 4.7363 | 4
28369 | 3.64 | 1 | 2019-12-31 | 2020-12-31 | 365 | 4.2568 | 4
28373 | 6.24 | 1 | 2019-12-31 | 2020-12-31 | 365 | 7.2974 | 7
28380 | 5.2 | 1 | 2019-12-31 | 2020-12-31 | 365 | 6.0812 | 6
28383 | 3.6 | 1 | 2019-12-31 | 2020-12-31 | 365 | 4.2101 | 4
28387 | 7.8 | 1 | 2019-12-31 | 2020-12-31 | 365 | 9.1218 | 9
28856 | 4.905 | 1 | 2019-12-31 | 2020-12-31 | 365 | 5.7362 | 5
28389 | 5.46 | 1 | 2019-12-31 | 2020-12-31 | 365 | 6.3853 | 6
28393 | 5.49 | 1 | 2019-12-31 | 2020-12-31 | 365 | 6.4203 | 6
28397 | 6 | 1 | 2019-12-31 | 2020-12-31 | 365 | 7.0168 | 7
28402 | 8.12 | 1 | 2019-12-31 | 2020-12-31 | 365 | 9.496 | 9
28406 | 6.27 | 1 | 2019-12-31 | 2020-12-31 | 365 | 7.3325 | 7
28409 | 4.16 | 1 | 2019-12-31 | 2020-12-31 | 365 | 4.865 | 4
26725 | 8.37 | 1 | 2019-12-31 | 2020-12-31 | 365 | 9.7884 | 9
27235 | 5.94 | 1 | 2019-12-31 | 2020-12-31 | 365 | 6.9466 | 6
27940 | 9.54 | 1 | 2019-12-31 | 2020-12-31 | 365 | 11.1566 | 11
28059 | 7.29 | 1 | 2019-12-31 | 2020-12-31 | 365 | 8.5254 | 8
28063 | 12.42 | 1 | 2019-12-31 | 2020-12-31 | 365 | 14.5247 | 14
28754 | 8.84 | 1 | 2019-12-31 | 2020-12-31 | 365 | 10.338 | 10
28746 | 4.16 | 1 | 2019-12-31 | 2020-12-31 | 365 | 4.865 | 4
28802 | 4.48 | 1 | 2019-12-31 | 2020-12-31 | 365 | 5.2392 | 5
28761 | 6.5 | 1 | 2019-12-31 | 2020-12-31 | 365 | 7.6015 | 7
28765 | 6.27 | 1 | 2019-12-31 | 2020-12-31 | 365 | 7.3325 | 7
28299 | 8.265 | 1 | 2019-12-31 | 2020-12-31 | 365 | 9.6656 | 9
28295 | 7.41 | 1 | 2019-12-31 | 2020-12-31 | 365 | 8.6657 | 8
28199 | 4.24 | 1 | 2019-12-31 | 2020-12-31 | 365 | 4.9585 | 4
28193 | 4.845 | 1 | 2019-12-31 | 2020-12-31 | 365 | 5.666 | 5
28743 | 5.4 | 1 | 2019-12-31 | 2020-12-31 | 365 | 6.3151 | 6
28655 | 9.6 | 1 | 2019-12-31 | 2020-12-31 | 365 | 11.2268 | 11
28773 | 4.88 | 1 | 2019-12-31 | 2020-12-31 | 365 | 5.707 | 5
28774 | 6.84 | 1 | 2019-12-31 | 2020-12-31 | 365 | 7.9991 | 7
28777 | 9.975 | 1 | 2019-12-31 | 2020-12-31 | 365 | 11.6654 | 11
28807 | 4.41 | 1 | 2019-12-31 | 2020-12-31 | 365 | 5.1573 | 5
28830 | 12.6 | 1 | 2019-12-31 | 2020-12-31 | 365 | 14.7352 | 14
28835 | 5.46 | 1 | 2019-12-31 | 2020-12-31 | 365 | 6.3853 | 6
28837 | 9.15 | 1 | 2019-12-31 | 2020-12-31 | 365 | 10.7006 | 10
28842 | 6.5 | 1 | 2019-12-31 | 2020-12-31 | 365 | 7.6015 | 7
28844 | 4.68 | 1 | 2019-12-31 | 2020-12-31 | 365 | 5.4731 | 5
28851 | 3.06 | 1 | 2019-12-31 | 2020-12-31 | 365 | 3.5785 | 3
28853 | 9.81 | 1 | 2019-12-31 | 2020-12-31 | 365 | 11.4724 | 11
28860 | 7.125 | 1 | 2019-12-31 | 2020-12-31 | 365 | 8.3324 | 8
28899 | 9.9 | 1 | 2019-12-31 | 2020-12-31 | 365 | 11.5777 | 11
28902 | 5.1 | 1 | 2019-12-31 | 2020-12-31 | 365 | 5.9642 | 5
28904 | 10.35 | 1 | 2019-12-31 | 2020-12-31 | 365 | 12.1039 | 12
28906 | 3.64 | 1 | 2019-12-31 | 2020-12-31 | 365 | 4.2568 | 4
28907 | 6.375 | 1 | 2019-12-31 | 2020-12-31 | 365 | 7.4553 | 7
28908 | 3.12 | 1 | 2019-12-31 | 2020-12-31 | 365 | 3.6487 | 3
28913 | 8.12 | 1 | 2019-12-31 | 2020-12-31 | 365 | 9.496 | 9
28915 | 13.4 | 1 | 2019-12-31 | 2020-12-31 | 365 | 15.6708 | 15
28916 | 4.48 | 1 | 2019-12-31 | 2020-12-31 | 365 | 5.2392 | 5
28917 | 9.66 | 1 | 2019-12-31 | 2020-12-31 | 365 | 11.297 | 11
28920 | 10.53 | 1 | 2019-12-31 | 2020-12-31 | 365 | 12.3144 | 12
28922 | 4.25 | 1 | 2019-12-31 | 2020-12-31 | 365 | 4.9702 | 4
28923 | 7.2 | 1 | 2019-12-31 | 2020-12-31 | 365 | 8.4201 | 8
28924 | 7.8 | 1 | 2019-12-31 | 2020-12-31 | 365 | 9.1218 | 9
28925 | 6.72 | 1 | 2019-12-31 | 2020-12-31 | 365 | 7.8588 | 7
28929 | 9.72 | 1 | 2019-12-31 | 2020-12-31 | 365 | 11.3672 | 11
28931 | 10.464 | 1 | 2019-12-31 | 2020-12-31 | 365 | 12.2372 | 12
28934 | 11.118 | 1 | 2019-12-31 | 2020-12-31 | 365 | 13.0021 | 13
28936 | 7.5 | 1 | 2019-12-31 | 2020-12-31 | 365 | 8.7709 | 8
28938 | 12.24 | 1 | 2019-12-31 | 2020-12-31 | 365 | 14.3142 | 14
28942 | 6.24 | 1 | 2019-12-31 | 2020-12-31 | 365 | 7.2974 | 7
28945 | 5.98 | 1 | 2019-12-31 | 2020-12-31 | 365 | 6.9934 | 6
28951 | 4.16 | 1 | 2019-12-31 | 2020-12-31 | 365 | 4.865 | 4
28953 | 3.38 | 1 | 2019-12-31 | 2020-12-31 | 365 | 3.9528 | 3
28972 | 4.27 | 1 | 2019-12-31 | 2020-12-31 | 365 | 4.9936 | 4
28959 | 8 | 1 | 2019-12-31 | 2020-12-31 | 365 | 9.3557 | 9
25606 | 54.72 | 0.9 | 2019-12-31 | 2020-12-31 | 365 | 57.5936 | 57
29647 | 6.5 | 1 | 2019-12-31 | 2020-12-31 | 365 | 7.6015 | 7
29716 | 10.64 | 1 | 2019-12-31 | 2020-12-31 | 365 | 12.4431 | 12
29717 | 12 | 1 | 2019-12-31 | 2020-12-31 | 365 | 14.0335 | 14
29718 | 4.42 | 1 | 2019-12-31 | 2020-12-31 | 365 | 5.169 | 5
29722 | 7.98 | 1 | 2019-12-31 | 2020-12-31 | 365 | 9.3323 | 9
29729 | 5.49 | 1 | 2019-12-31 | 2020-12-31 | 365 | 6.4203 | 6
29732 | 6 | 1 | 2019-12-31 | 2020-12-31 | 365 | 7.0168 | 7
28738 | 2.8 | 1 | 2019-12-31 | 2020-12-31 | 365 | 3.2745 | 3
29643 | 3.66 | 1 | 2019-12-31 | 2020-12-31 | 365 | 4.2802 | 4
29637 | 6.5 | 1 | 2019-12-31 | 2020-12-31 | 365 | 7.6015 | 7
29899 | 10.8 | 1 | 2019-12-31 | 2020-12-31 | 365 | 12.6302 | 12
29903 | 8.835 | 1 | 2019-12-31 | 2020-12-31 | 365 | 10.3322 | 10
29905 | 4.578 | 1 | 2019-12-31 | 2020-12-31 | 365 | 5.3538 | 5
29909 | 5.6 | 1 | 2019-12-31 | 2020-12-31 | 365 | 6.549 | 6
29887 | 7.5 | 1 | 2019-12-31 | 2020-12-31 | 365 | 8.7709 | 8
29574 | 7.848 | 1 | 2019-12-31 | 2020-12-31 | 365 | 9.1779 | 9
30452 | 8.37 | 1 | 2019-12-31 | 2020-12-31 | 365 | 9.7884 | 9
30454 | 2.52 | 1 | 2019-12-31 | 2020-12-31 | 365 | 2.947 | 2
30456 | 8.505 | 1 | 2019-12-31 | 2020-12-31 | 365 | 9.9463 | 9
30458 | 7.14 | 1 | 2019-12-31 | 2020-12-31 | 365 | 8.3499 | 8
30460 | 6.24 | 1 | 2019-12-31 | 2020-12-31 | 365 | 7.2974 | 7
30461 | 6.75 | 1 | 2019-12-31 | 2020-12-31 | 365 | 7.8939 | 7
30463 | 9.81 | 1 | 2019-12-31 | 2020-12-31 | 365 | 11.4724 | 11
30465 | 5.4 | 1 | 2019-12-31 | 2020-12-31 | 365 | 6.3151 | 6
29534 | 5.61 | 1 | 2019-12-31 | 2020-12-31 | 365 | 6.5607 | 6
29535 | 9.36 | 1 | 2019-12-31 | 2020-12-31 | 365 | 10.9461 | 10
29536 | 5.72 | 1 | 2019-12-31 | 2020-12-31 | 365 | 6.6893 | 6
29537 | 7.28 | 1 | 2019-12-31 | 2020-12-31 | 365 | 8.5137 | 8
29538 | 6.9 | 1 | 2019-12-31 | 2020-12-31 | 365 | 8.0693 | 8
29539 | 6.24 | 1 | 2019-12-31 | 2020-12-31 | 365 | 7.2974 | 7
29540 | 5.4 | 1 | 2019-12-31 | 2020-12-31 | 365 | 6.3151 | 6
29541 | 9.88 | 1 | 2019-12-31 | 2020-12-31 | 365 | 11.5543 | 11
29544 | 3.12 | 1 | 2019-12-31 | 2020-12-31 | 365 | 3.6487 | 3
29545 | 5.1 | 1 | 2019-12-31 | 2020-12-31 | 365 | 5.9642 | 5
29546 | 5.4 | 1 | 2019-12-31 | 2020-12-31 | 365 | 6.3151 | 6
29547 | 8.235 | 1 | 2019-12-31 | 2020-12-31 | 365 | 9.6305 | 9
29548 | 7.56 | 1 | 2019-12-31 | 2020-12-31 | 365 | 8.8411 | 8
29550 | 5.72 | 1 | 2019-12-31 | 2020-12-31 | 365 | 6.6893 | 6
29551 | 7.28 | 1 | 2019-12-31 | 2020-12-31 | 365 | 8.5137 | 8
29553 | 5.1 | 1 | 2019-12-31 | 2020-12-31 | 365 | 5.9642 | 5
29554 | 5.2 | 1 | 2019-12-31 | 2020-12-31 | 365 | 6.0812 | 6
29555 | 3.12 | 1 | 2019-12-31 | 2020-12-31 | 365 | 3.6487 | 3
29556 | 14.84 | 1 | 2019-12-31 | 2020-12-31 | 365 | 17.3548 | 17
29557 | 5.46 | 1 | 2019-12-31 | 2020-12-31 | 365 | 6.3853 | 6
29559 | 7.14 | 1 | 2019-12-31 | 2020-12-31 | 365 | 8.3499 | 8
29560 | 6.24 | 1 | 2019-12-31 | 2020-12-31 | 365 | 7.2974 | 7
29562 | 4.335 | 1 | 2019-12-31 | 2020-12-31 | 365 | 5.0696 | 5
29563 | 4.8 | 1 | 2019-12-31 | 2020-12-31 | 365 | 5.6134 | 5
29565 | 3 | 1 | 2019-12-31 | 2020-12-31 | 365 | 3.5084 | 3
29566 | 4.68 | 1 | 2019-12-31 | 2020-12-31 | 365 | 5.4731 | 5
29567 | 10 | 1 | 2019-12-31 | 2020-12-31 | 365 | 11.6946 | 11
29568 | 5.98 | 1 | 2019-12-31 | 2020-12-31 | 365 | 6.9934 | 6
29569 | 6.48 | 1 | 2019-12-31 | 2020-12-31 | 365 | 7.5781 | 7
29570 | 7.8 | 1 | 2019-12-31 | 2020-12-31 | 365 | 9.1218 | 9
29571 | 11.18 | 1 | 2019-12-31 | 2020-12-31 | 365 | 13.0746 | 13
29840 | 9.72 | 1 | 2019-12-31 | 2020-12-31 | 365 | 11.3672 | 11
29572 | 7.848 | 1 | 2019-12-31 | 2020-12-31 | 365 | 9.1779 | 9
29573 | 8.32 | 1 | 2019-12-31 | 2020-12-31 | 365 | 9.7299 | 9
29855 | 5.2 | 1 | 2019-12-31 | 2020-12-31 | 365 | 6.0812 | 6
29863 | 6 | 1 | 2019-12-31 | 2020-12-31 | 365 | 7.0168 | 7
29877 | 7.29 | 1 | 2019-12-31 | 2020-12-31 | 365 | 8.5254 | 8
30484 | 11.34 | 1 | 2019-12-31 | 2020-12-31 | 365 | 13.2617 | 13
29850 | 48.069 | 0.9 | 2019-12-31 | 2020-12-31 | 365 | 50.5933 | 50
29880 | 11.2 | 1 | 2019-12-31 | 2020-12-31 | 365 | 13.098 | 13
29882 | 6.76 | 1 | 2019-12-31 | 2020-12-31 | 365 | 7.9055 | 7
29859 | 6.5 | 1 | 2019-12-31 | 2020-12-31 | 365 | 7.6015 | 7
30516 | 27.52 | 0.9 | 2019-12-31 | 2020-12-31 | 365 | 28.9652 | 28
30495 | 9.12 | 1 | 2019-12-31 | 2020-12-31 | 365 | 10.6655 | 10
30496 | 3.12 | 1 | 2019-12-31 | 2020-12-31 | 365 | 3.6487 | 3
29895 | 4.575 | 1 | 2019-12-31 | 2020-12-31 | 365 | 5.3503 | 5
30498 | 5.1 | 1 | 2019-12-31 | 2020-12-31 | 365 | 5.9642 | 5
30499 | 5.72 | 1 | 2019-12-31 | 2020-12-31 | 365 | 6.6893 | 6
30515 | 3.9 | 1 | 2019-12-31 | 2020-12-31 | 365 | 4.5609 | 4
30517 | 8.835 | 1 | 2019-12-31 | 2020-12-31 | 365 | 10.3322 | 10
30518 | 5 | 1 | 2019-12-31 | 2020-12-31 | 365 | 5.8473 | 5
30627 | 4 | 1 | 2019-12-31 | 2020-12-31 | 365 | 4.6778 | 4
30519 | 5.625 | 1 | 2019-12-31 | 2020-12-31 | 365 | 6.5782 | 6
30522 | 6.84 | 1 | 2019-12-31 | 2020-12-31 | 365 | 7.9991 | 7
30467 | 11.4 | 1 | 2019-12-31 | 2020-12-31 | 365 | 13.3318 | 13
30630 | 8.829 | 1 | 2019-12-31 | 2020-12-31 | 365 | 10.3252 | 10
30470 | 5.2 | 1 | 2019-12-31 | 2020-12-31 | 365 | 6.0812 | 6
30628 | 7.56 | 1 | 2019-12-31 | 2020-12-31 | 365 | 8.8411 | 8
30471 | 3.42 | 1 | 2019-12-31 | 2020-12-31 | 365 | 3.9996 | 3
30632 | 7.28 | 1 | 2019-12-31 | 2020-12-31 | 365 | 8.5137 | 8
30637 | 3.825 | 1 | 2019-12-31 | 2020-12-31 | 365 | 4.4732 | 4
30640 | 11.66 | 1 | 2019-12-31 | 2020-12-31 | 365 | 13.6359 | 13
30642 | 3.36 | 1 | 2019-12-31 | 2020-12-31 | 365 | 3.9294 | 3
30611 | 9.9 | 1 | 2019-12-31 | 2020-12-31 | 365 | 11.5777 | 11
30626 | 5.46 | 1 | 2019-12-31 | 2020-12-31 | 365 | 6.3853 | 6
30619 | 9.945 | 1 | 2019-12-31 | 2020-12-31 | 365 | 11.6303 | 11
30476 | 8.04 | 1 | 2019-12-31 | 2020-12-31 | 365 | 9.4025 | 9
30478 | 12.96 | 1 | 2019-12-31 | 2020-12-31 | 365 | 15.1562 | 15
30479 | 3.12 | 1 | 2019-12-31 | 2020-12-31 | 365 | 3.6487 | 3
30480 | 4.42 | 1 | 2019-12-31 | 2020-12-31 | 365 | 5.169 | 5
30487 | 5.46 | 1 | 2019-12-31 | 2020-12-31 | 365 | 6.3853 | 6
30488 | 6.5 | 1 | 2019-12-31 | 2020-12-31 | 365 | 7.6015 | 7
30489 | 7.8 | 1 | 2019-12-31 | 2020-12-31 | 365 | 9.1218 | 9
30490 | 7.54 | 1 | 2019-12-31 | 2020-12-31 | 365 | 8.8177 | 8
30506 | 4.68 | 1 | 2019-12-31 | 2020-12-31 | 365 | 5.4731 | 5
30507 | 4.48 | 1 | 2019-12-31 | 2020-12-31 | 365 | 5.2392 | 5
30497 | 11.4 | 1 | 2019-12-31 | 2020-12-31 | 365 | 13.3318 | 13
30508 | 5.04 | 1 | 2019-12-31 | 2020-12-31 | 365 | 5.8941 | 5
30509 | 6.5 | 1 | 2019-12-31 | 2020-12-31 | 365 | 7.6015 | 7
30510 | 7.28 | 1 | 2019-12-31 | 2020-12-31 | 365 | 8.5137 | 8
30511 | 8.84 | 1 | 2019-12-31 | 2020-12-31 | 365 | 10.338 | 10
30529 | 9.69 | 1 | 2019-12-31 | 2020-12-31 | 365 | 11.3321 | 11
30530 | 8.1 | 1 | 2019-12-31 | 2020-12-31 | 365 | 9.4726 | 9
30534 | 5.4 | 1 | 2019-12-31 | 2020-12-31 | 365 | 6.3151 | 6
30535 | 14.835 | 1 | 2019-12-31 | 2020-12-31 | 365 | 17.3489 | 17
30537 | 8.28 | 1 | 2019-12-31 | 2020-12-31 | 365 | 9.6831 | 9
30539 | 8.12 | 1 | 2019-12-31 | 2020-12-31 | 365 | 9.496 | 9
30541 | 9.81 | 1 | 2019-12-31 | 2020-12-31 | 365 | 11.4724 | 11
30564 | 4.48 | 1 | 2019-12-31 | 2020-12-31 | 365 | 5.2392 | 5
30473 | 5.4 | 1 | 2019-12-31 | 2020-12-31 | 365 | 6.3151 | 6
30475 | 10.08 | 1 | 2019-12-31 | 2020-12-31 | 365 | 11.7882 | 11
30654 | 7.75 | 1 | 2019-12-31 | 2020-12-31 | 365 | 9.0633 | 9
30481 | 4.845 | 1 | 2019-12-31 | 2020-12-31 | 365 | 5.666 | 5
30482 | 3.6 | 1 | 2019-12-31 | 2020-12-31 | 365 | 4.2101 | 4
30483 | 3.12 | 1 | 2019-12-31 | 2020-12-31 | 365 | 3.6487 | 3
30485 | 6.1 | 1 | 2019-12-31 | 2020-12-31 | 365 | 7.1337 | 7
30486 | 6.1 | 1 | 2019-12-31 | 2020-12-31 | 365 | 7.1337 | 7
30491 | 5.72 | 1 | 2019-12-31 | 2020-12-31 | 365 | 6.6893 | 6
30492 | 5.4 | 1 | 2019-12-31 | 2020-12-31 | 365 | 6.3151 | 6
30493 | 8.91 | 1 | 2019-12-31 | 2020-12-31 | 365 | 10.4199 | 10
30494 | 12.753 | 1 | 2019-12-31 | 2020-12-31 | 365 | 14.9141 | 14
31199 | 2.44 | 1 | 2019-12-31 | 2020-12-31 | 365 | 2.8535 | 2
31200 | 7.194 | 1 | 2019-12-31 | 2020-12-31 | 365 | 8.4131 | 8
31201 | 6.3 | 1 | 2019-12-31 | 2020-12-31 | 365 | 7.3676 | 7
30500 | 5.1 | 1 | 2019-12-31 | 2020-12-31 | 365 | 5.9642 | 5
31202 | 6.54 | 1 | 2019-12-31 | 2020-12-31 | 365 | 7.6483 | 7
31203 | 3.795 | 1 | 2019-12-31 | 2020-12-31 | 365 | 4.4381 | 4
30502 | 6.1 | 1 | 2019-12-31 | 2020-12-31 | 365 | 7.1337 | 7
31210 | 12.74 | 1 | 2019-12-31 | 2020-12-31 | 365 | 14.8989 | 14
30503 | 8.12 | 1 | 2019-12-31 | 2020-12-31 | 365 | 9.496 | 9
31215 | 7.848 | 1 | 2019-12-31 | 2020-12-31 | 365 | 9.1779 | 9
31234 | 13.8 | 1 | 2019-12-31 | 2020-12-31 | 365 | 16.1385 | 16
31236 | 7.28 | 1 | 2019-12-31 | 2020-12-31 | 365 | 8.5137 | 8
30512 | 6.76 | 1 | 2019-12-31 | 2020-12-31 | 365 | 7.9055 | 7
30513 | 9.88 | 1 | 2019-12-31 | 2020-12-31 | 365 | 11.5543 | 11
30523 | 6.84 | 1 | 2019-12-31 | 2020-12-31 | 365 | 7.9991 | 7
30526 | 7.14 | 1 | 2019-12-31 | 2020-12-31 | 365 | 8.3499 | 8
30527 | 7.84 | 1 | 2019-12-31 | 2020-12-31 | 365 | 9.1686 | 9
30543 | 8.32 | 1 | 2019-12-31 | 2020-12-31 | 365 | 9.7299 | 9
30545 | 5.2 | 1 | 2019-12-31 | 2020-12-31 | 365 | 6.0812 | 6
30555 | 6.9 | 1 | 2019-12-31 | 2020-12-31 | 365 | 8.0693 | 8
30557 | 7.28 | 1 | 2019-12-31 | 2020-12-31 | 365 | 8.5137 | 8
30561 | 3.38 | 1 | 2019-12-31 | 2020-12-31 | 365 | 3.9528 | 3
30565 | 3.64 | 1 | 2019-12-31 | 2020-12-31 | 365 | 4.2568 | 4
30568 | 9.69 | 1 | 2019-12-31 | 2020-12-31 | 365 | 11.3321 | 11
30602 | 6.54 | 1 | 2019-12-31 | 2020-12-31 | 365 | 7.6483 | 7
30607 | 6.44 | 1 | 2019-12-31 | 2020-12-31 | 365 | 7.5313 | 7
30609 | 5.2 | 1 | 2019-12-31 | 2020-12-31 | 365 | 6.0812 | 6
30614 | 5.928 | 1 | 2019-12-31 | 2020-12-31 | 365 | 6.9326 | 6
30617 | 5.1 | 1 | 2019-12-31 | 2020-12-31 | 365 | 5.9642 | 5
30954 | 12.5 | 1 | 2019-12-31 | 2020-12-31 | 365 | 14.6182 | 14
30514 | 4 | 1 | 2019-12-31 | 2020-12-31 | 365 | 4.6778 | 4
30505 | 2.75 | 1 | 2019-12-31 | 2020-12-31 | 365 | 3.216 | 3
30501 | 12.75 | 1 | 2019-12-31 | 2020-12-31 | 365 | 14.9106 | 14
30472 | 10.75 | 1 | 2019-12-31 | 2020-12-31 | 365 | 12.5717 | 12
30663 | 7.848 | 1 | 2019-12-31 | 2020-12-31 | 365 | 9.1779 | 9
30664 | 5.2 | 1 | 2019-12-31 | 2020-12-31 | 365 | 6.0812 | 6
30667 | 9.3 | 1 | 2019-12-31 | 2020-12-31 | 365 | 10.876 | 10
30668 | 6.24 | 1 | 2019-12-31 | 2020-12-31 | 365 | 7.2974 | 7
30670 | 5.2 | 1 | 2019-12-31 | 2020-12-31 | 365 | 6.0812 | 6
30673 | 8.4 | 1 | 2019-12-31 | 2020-12-31 | 365 | 9.8235 | 9
30715 | 5.72 | 1 | 2019-12-31 | 2020-12-31 | 365 | 6.6893 | 6
30719 | 5.355 | 1 | 2019-12-31 | 2020-12-31 | 365 | 6.2625 | 6
30720 | 5.46 | 1 | 2019-12-31 | 2020-12-31 | 365 | 6.3853 | 6
30718 | 9.69 | 1 | 2019-12-31 | 2020-12-31 | 365 | 11.3321 | 11
30721 | 4.94 | 1 | 2019-12-31 | 2020-12-31 | 365 | 5.7771 | 5
30723 | 7.59 | 1 | 2019-12-31 | 2020-12-31 | 365 | 8.8762 | 8
30724 | 5.4 | 1 | 2019-12-31 | 2020-12-31 | 365 | 6.3151 | 6
30725 | 9.12 | 1 | 2019-12-31 | 2020-12-31 | 365 | 10.6655 | 10
30726 | 6 | 1 | 2019-12-31 | 2020-12-31 | 365 | 7.0168 | 7
30729 | 6.84 | 1 | 2019-12-31 | 2020-12-31 | 365 | 7.9991 | 7
30730 | 4.845 | 1 | 2019-12-31 | 2020-12-31 | 365 | 5.666 | 5
30748 | 7.2 | 1 | 2019-12-31 | 2020-12-31 | 365 | 8.4201 | 8
30750 | 9.38 | 1 | 2019-12-31 | 2020-12-31 | 365 | 10.9695 | 10
30754 | 5.04 | 1 | 2019-12-31 | 2020-12-31 | 365 | 5.8941 | 5
30756 | 4.8 | 1 | 2019-12-31 | 2020-12-31 | 365 | 5.6134 | 5
30757 | 10.8 | 1 | 2019-12-31 | 2020-12-31 | 365 | 12.6302 | 12
30760 | 7.2 | 1 | 2019-12-31 | 2020-12-31 | 365 | 8.4201 | 8
30762 | 8.502 | 1 | 2019-12-31 | 2020-12-31 | 365 | 9.9427 | 9
30970 | 9.975 | 1 | 2019-12-31 | 2020-12-31 | 365 | 11.6654 | 11
31004 | 5.886 | 1 | 2019-12-31 | 2020-12-31 | 365 | 6.8834 | 6
31007 | 5.232 | 1 | 2019-12-31 | 2020-12-31 | 365 | 6.1186 | 6
31011 | 6.54 | 1 | 2019-12-31 | 2020-12-31 | 365 | 7.6483 | 7
31034 | 4.48 | 1 | 2019-12-31 | 2020-12-31 | 365 | 5.2392 | 5
31037 | 3.5 | 1 | 2019-12-31 | 2020-12-31 | 365 | 4.0931 | 4
31042 | 1.75 | 1 | 2019-12-31 | 2020-12-31 | 365 | 2.0466 | 2
31044 | 4.5 | 1 | 2019-12-31 | 2020-12-31 | 365 | 5.2626 | 5
31050 | 4.845 | 1 | 2019-12-31 | 2020-12-31 | 365 | 5.666 | 5
31061 | 11.772 | 1 | 2019-12-31 | 2020-12-31 | 365 | 13.7669 | 13
31068 | 7.8 | 1 | 2019-12-31 | 2020-12-31 | 365 | 9.1218 | 9
30766 | 7.5 | 1 | 2019-12-31 | 2020-12-31 | 365 | 8.7709 | 8
31151 | 4.59 | 1 | 2019-12-31 | 2020-12-31 | 365 | 5.3678 | 5
31154 | 9.81 | 1 | 2019-12-31 | 2020-12-31 | 365 | 11.4724 | 11
31152 | 8.96 | 1 | 2019-12-31 | 2020-12-31 | 365 | 10.4784 | 10
31156 | 5.559 | 1 | 2019-12-31 | 2020-12-31 | 365 | 6.501 | 6
31157 | 8.5 | 1 | 2019-12-31 | 2020-12-31 | 365 | 9.9404 | 9
31158 | 3.05 | 1 | 2019-12-31 | 2020-12-31 | 365 | 3.5669 | 3
31159 | 3.9 | 1 | 2019-12-31 | 2020-12-31 | 365 | 4.5609 | 4
31161 | 7.25 | 1 | 2019-12-31 | 2020-12-31 | 365 | 8.4786 | 8
31160 | 8.32 | 1 | 2019-12-31 | 2020-12-31 | 365 | 9.7299 | 9
31163 | 6.24 | 1 | 2019-12-31 | 2020-12-31 | 365 | 7.2974 | 7
31164 | 6.6 | 1 | 2019-12-31 | 2020-12-31 | 365 | 7.7184 | 7
31165 | 7.54 | 1 | 2019-12-31 | 2020-12-31 | 365 | 8.8177 | 8
31168 | 17.08 | 1 | 2019-12-31 | 2020-12-31 | 365 | 19.9744 | 19
31167 | 6 | 1 | 2019-12-31 | 2020-12-31 | 365 | 7.0168 | 7
31172 | 6.71 | 1 | 2019-12-31 | 2020-12-31 | 365 | 7.8471 | 7
31174 | 3.355 | 1 | 2019-12-31 | 2020-12-31 | 365 | 3.9235 | 3
31175 | 8.235 | 1 | 2019-12-31 | 2020-12-31 | 365 | 9.6305 | 9
30822 | 8.265 | 1 | 2019-12-31 | 2020-12-31 | 365 | 9.6656 | 9
30823 | 7.02 | 1 | 2019-12-31 | 2020-12-31 | 365 | 8.2096 | 8
31176 | 7 | 1 | 2019-12-31 | 2020-12-31 | 365 | 8.1862 | 8
30771 | 9.6 | 1 | 2019-12-31 | 2020-12-31 | 365 | 11.2268 | 11
31177 | 8.24 | 1 | 2019-12-31 | 2020-12-31 | 365 | 9.6364 | 9
30824 | 7.28 | 1 | 2019-12-31 | 2020-12-31 | 365 | 8.5137 | 8
31180 | 2 | 1 | 2019-12-31 | 2020-12-31 | 365 | 2.3389 | 2
31181 | 5 | 1 | 2019-12-31 | 2020-12-31 | 365 | 5.8473 | 5
30830 | 9.045 | 1 | 2019-12-31 | 2020-12-31 | 365 | 10.5778 | 10
30831 | 5.4 | 1 | 2019-12-31 | 2020-12-31 | 365 | 6.3151 | 6
31182 | 8.25 | 1 | 2019-12-31 | 2020-12-31 | 365 | 9.648 | 9
31183 | 10 | 1 | 2019-12-31 | 2020-12-31 | 365 | 11.6946 | 11
31184 | 6 | 1 | 2019-12-31 | 2020-12-31 | 365 | 7.0168 | 7
31185 | 13.8 | 1 | 2019-12-31 | 2020-12-31 | 365 | 16.1385 | 16
31186 | 11.772 | 1 | 2019-12-31 | 2020-12-31 | 365 | 13.7669 | 13
31187 | 4.86 | 1 | 2019-12-31 | 2020-12-31 | 365 | 5.6836 | 5
31188 | 5.04 | 1 | 2019-12-31 | 2020-12-31 | 365 | 5.8941 | 5
31189 | 4.42 | 1 | 2019-12-31 | 2020-12-31 | 365 | 5.169 | 5
30834 | 5.04 | 1 | 2019-12-31 | 2020-12-31 | 365 | 5.8941 | 5
30836 | 7.2 | 1 | 2019-12-31 | 2020-12-31 | 365 | 8.4201 | 8
30847 | 7.28 | 1 | 2019-12-31 | 2020-12-31 | 365 | 8.5137 | 8
30856 | 6.9 | 1 | 2019-12-31 | 2020-12-31 | 365 | 8.0693 | 8
30859 | 4.5 | 1 | 2019-12-31 | 2020-12-31 | 365 | 5.2626 | 5
31276 | 24.525 | 1 | 2019-12-31 | 2020-12-31 | 365 | 28.681 | 28
31289 | 10.26 | 1 | 2019-12-31 | 2020-12-31 | 365 | 11.9987 | 11
31284 | 9.9 | 1 | 2019-12-31 | 2020-12-31 | 365 | 11.5777 | 11
31317 | 13.734 | 1 | 2019-12-31 | 2020-12-31 | 365 | 16.0614 | 16
31321 | 3.99 | 1 | 2019-12-31 | 2020-12-31 | 365 | 4.6661 | 4
31331 | 8.835 | 1 | 2019-12-31 | 2020-12-31 | 365 | 10.3322 | 10
31332 | 11.445 | 1 | 2019-12-31 | 2020-12-31 | 365 | 13.3845 | 13
31341 | 10.5 | 1 | 2019-12-31 | 2020-12-31 | 365 | 12.2793 | 12
31338 | 16.677 | 1 | 2019-12-31 | 2020-12-31 | 365 | 19.5031 | 19
31345 | 5.98 | 1 | 2019-12-31 | 2020-12-31 | 365 | 6.9934 | 6
31348 | 5.2 | 1 | 2019-12-31 | 2020-12-31 | 365 | 6.0812 | 6
31350 | 4.75 | 1 | 2019-12-31 | 2020-12-31 | 365 | 5.5549 | 5
31366 | 4.59 | 1 | 2019-12-31 | 2020-12-31 | 365 | 5.3678 | 5
31367 | 8.67 | 1 | 2019-12-31 | 2020-12-31 | 365 | 10.1392 | 10
30862 | 3.92 | 1 | 2019-12-31 | 2020-12-31 | 365 | 4.5843 | 4
30866 | 7.65 | 1 | 2019-12-31 | 2020-12-31 | 365 | 8.9464 | 8
30868 | 3.27 | 1 | 2019-12-31 | 2020-12-31 | 365 | 3.8241 | 3
30872 | 6.84 | 1 | 2019-12-31 | 2020-12-31 | 365 | 7.9991 | 7
30839 | 9.88 | 1 | 2019-12-31 | 2020-12-31 | 365 | 11.5543 | 11
31409 | 3.06 | 1 | 2019-12-31 | 2020-12-31 | 365 | 3.5785 | 3
31411 | 3.15 | 1 | 2019-12-31 | 2020-12-31 | 365 | 3.6838 | 3
31514 | 5.175 | 1 | 2019-12-31 | 2020-12-31 | 365 | 6.052 | 6
31518 | 7.2 | 1 | 2019-12-31 | 2020-12-31 | 365 | 8.4201 | 8
31520 | 10.2 | 1 | 2019-12-31 | 2020-12-31 | 365 | 11.9285 | 11
31525 | 5.7 | 1 | 2019-12-31 | 2020-12-31 | 365 | 6.6659 | 6
31530 | 7.2 | 1 | 2019-12-31 | 2020-12-31 | 365 | 8.4201 | 8
31532 | 4.8 | 1 | 2019-12-31 | 2020-12-31 | 365 | 5.6134 | 5
31539 | 8.55 | 1 | 2019-12-31 | 2020-12-31 | 365 | 9.9989 | 9
32090 | 12.15 | 1 | 2019-12-31 | 2020-12-31 | 365 | 14.2089 | 14
31578 | 15.9 | 1 | 2019-12-31 | 2020-12-31 | 365 | 18.5944 | 18
31579 | 5.4 | 1 | 2019-12-31 | 2020-12-31 | 365 | 6.3151 | 6
31582 | 6.75 | 1 | 2019-12-31 | 2020-12-31 | 365 | 7.8939 | 7
31584 | 3.75 | 1 | 2019-12-31 | 2020-12-31 | 365 | 4.3855 | 4
31586 | 0.5 | 1 | 2019-12-31 | 2020-12-31 | 365 | 0.58473 | 0
31591 | 6.555 | 1 | 2019-12-31 | 2020-12-31 | 365 | 7.6658 | 7
31595 | 11.25 | 1 | 2019-12-31 | 2020-12-31 | 365 | 13.1564 | 13
31599 | 5.6 | 1 | 2019-12-31 | 2020-12-31 | 365 | 6.549 | 6
31604 | 5.04 | 1 | 2019-12-31 | 2020-12-31 | 365 | 5.8941 | 5
31615 | 5.1 | 1 | 2019-12-31 | 2020-12-31 | 365 | 5.9642 | 5
31631 | 23.37 | 1 | 2019-12-31 | 2020-12-31 | 365 | 27.3303 | 27
31642 | 7.848 | 1 | 2019-12-31 | 2020-12-31 | 365 | 9.1779 | 9
30948 | 43.12 | 0.9 | 2019-12-31 | 2020-12-31 | 365 | 45.3844 | 45
31621 | 32.94 | 0.9 | 2019-12-31 | 2020-12-31 | 365 | 34.6698 | 34
32087 | 9.52 | 1 | 2019-12-31 | 2020-12-31 | 365 | 11.1333 | 11
32093 | 11.7 | 1 | 2019-12-31 | 2020-12-31 | 365 | 13.6827 | 13
32112 | 5.4 | 1 | 2019-12-31 | 2020-12-31 | 365 | 6.3151 | 6
32134 | 6.72 | 1 | 2019-12-31 | 2020-12-31 | 365 | 7.8588 | 7
32131 | 3.924 | 1 | 2019-12-31 | 2020-12-31 | 365 | 4.589 | 4
32140 | 10.8 | 1 | 2019-12-31 | 2020-12-31 | 365 | 12.6302 | 12
32144 | 6 | 1 | 2019-12-31 | 2020-12-31 | 365 | 7.0168 | 7
32156 | 5.6 | 1 | 2019-12-31 | 2020-12-31 | 365 | 6.549 | 6
32159 | 11.7 | 1 | 2019-12-31 | 2020-12-31 | 365 | 13.6827 | 13
32164 | 6.12 | 1 | 2019-12-31 | 2020-12-31 | 365 | 7.1571 | 7
32174 | 12.2 | 1 | 2019-12-31 | 2020-12-31 | 365 | 14.2674 | 14
32936 | 8.37 | 1 | 2019-12-31 | 2020-12-31 | 365 | 9.7884 | 9
32940 | 7.695 | 1 | 2019-12-31 | 2020-12-31 | 365 | 8.999 | 8
32993 | 17.1 | 1 | 2019-12-31 | 2020-12-31 | 365 | 19.9978 | 19
32187 | 6.76 | 1 | 2019-12-31 | 2020-12-31 | 365 | 7.9055 | 7
32994 | 10.24 | 1 | 2019-12-31 | 2020-12-31 | 365 | 11.9753 | 11
32995 | 11.2 | 1 | 2019-12-31 | 2020-12-31 | 365 | 13.098 | 13
32999 | 2.25 | 1 | 2019-12-31 | 2020-12-31 | 365 | 2.6313 | 2
33003 | 5.2 | 1 | 2019-12-31 | 2020-12-31 | 365 | 6.0812 | 6
33023 | 10.53 | 1 | 2019-12-31 | 2020-12-31 | 365 | 12.3144 | 12
33031 | 6.75 | 1 | 2019-12-31 | 2020-12-31 | 365 | 7.8939 | 7
33034 | 5.13 | 1 | 2019-12-31 | 2020-12-31 | 365 | 5.9993 | 5
33036 | 6.6 | 1 | 2019-12-31 | 2020-12-31 | 365 | 7.7184 | 7
32239 | 4.32 | 1 | 2019-12-31 | 2020-12-31 | 365 | 5.0521 | 5
33037 | 3.315 | 1 | 2019-12-31 | 2020-12-31 | 365 | 3.8768 | 3
33038 | 3.92 | 1 | 2019-12-31 | 2020-12-31 | 365 | 4.5843 | 4
33039 | 4.88 | 1 | 2019-12-31 | 2020-12-31 | 365 | 5.707 | 5
32241 | 4.335 | 1 | 2019-12-31 | 2020-12-31 | 365 | 5.0696 | 5
33043 | 6.71 | 1 | 2019-12-31 | 2020-12-31 | 365 | 7.8471 | 7
33042 | 8.06 | 1 | 2019-12-31 | 2020-12-31 | 365 | 9.4258 | 9
33020 | 6.875 | 1 | 2019-12-31 | 2020-12-31 | 365 | 8.04 | 8
33128 | 6.84 | 1 | 2019-12-31 | 2020-12-31 | 365 | 7.9991 | 7
33134 | 6.27 | 1 | 2019-12-31 | 2020-12-31 | 365 | 7.3325 | 7
33155 | 3.6 | 1 | 2019-12-31 | 2020-12-31 | 365 | 4.2101 | 4
33159 | 7.56 | 1 | 2019-12-31 | 2020-12-31 | 365 | 8.8411 | 8
33165 | 6.9 | 1 | 2019-12-31 | 2020-12-31 | 365 | 8.0693 | 8
33167 | 9.483 | 1 | 2019-12-31 | 2020-12-31 | 365 | 11.09 | 11
33176 | 5.4 | 1 | 2019-12-31 | 2020-12-31 | 365 | 6.3151 | 6
33193 | 4.905 | 1 | 2019-12-31 | 2020-12-31 | 365 | 5.7362 | 5
30746 | 5.1 | 1 | 2019-12-31 | 2020-12-31 | 365 | 5.9642 | 5
33874 | 4.16 | 1 | 2019-12-31 | 2020-12-31 | 365 | 4.865 | 4
33197 | 21.84 | 1 | 2019-12-31 | 2020-12-31 | 365 | 25.541 | 25
33467 | 5.2 | 1 | 2019-12-31 | 2020-12-31 | 365 | 6.0812 | 6
33878 | 4.69 | 1 | 2019-12-31 | 2020-12-31 | 365 | 5.4848 | 5
32196 | 7.41 | 1 | 2019-12-31 | 2020-12-31 | 365 | 8.6657 | 8
33889 | 5.2 | 1 | 2019-12-31 | 2020-12-31 | 365 | 6.0812 | 6
33892 | 3.3 | 1 | 2019-12-31 | 2020-12-31 | 365 | 3.8592 | 3
33899 | 5.72 | 1 | 2019-12-31 | 2020-12-31 | 365 | 6.6893 | 6
33904 | 3.64 | 1 | 2019-12-31 | 2020-12-31 | 365 | 4.2568 | 4
33202 | 9.8 | 1 | 2019-12-31 | 2020-12-31 | 365 | 11.4607 | 11
33913 | 5.2 | 1 | 2019-12-31 | 2020-12-31 | 365 | 6.0812 | 6
33915 | 5.46 | 1 | 2019-12-31 | 2020-12-31 | 365 | 6.3853 | 6
33917 | 16.5 | 1 | 2019-12-31 | 2020-12-31 | 365 | 19.2961 | 19
33918 | 6.54 | 1 | 2019-12-31 | 2020-12-31 | 365 | 7.6483 | 7
33920 | 6.12 | 1 | 2019-12-31 | 2020-12-31 | 365 | 7.1571 | 7
33922 | 4.08 | 1 | 2019-12-31 | 2020-12-31 | 365 | 4.7714 | 4
33923 | 7.848 | 1 | 2019-12-31 | 2020-12-31 | 365 | 9.1779 | 9
33924 | 5.232 | 1 | 2019-12-31 | 2020-12-31 | 365 | 6.1186 | 6
34002 | 5.6 | 1 | 2019-12-31 | 2020-12-31 | 365 | 6.549 | 6
34027 | 5.886 | 1 | 2019-12-31 | 2020-12-31 | 365 | 6.8834 | 6
34029 | 6 | 1 | 2019-12-31 | 2020-12-31 | 365 | 7.0168 | 7
29867 | 10.5 | 1 | 2019-12-31 | 2020-12-31 | 365 | 12.2793 | 12
34031 | 6.555 | 1 | 2019-12-31 | 2020-12-31 | 365 | 7.6658 | 7
29871 | 6 | 1 | 2019-12-31 | 2020-12-31 | 365 | 7.0168 | 7
29878 | 10.5 | 1 | 2019-12-31 | 2020-12-31 | 365 | 12.2793 | 12
34033 | 7.14 | 1 | 2019-12-31 | 2020-12-31 | 365 | 8.3499 | 8
22670 | 148.8 | 1 | 2019-12-31 | 2020-12-31 | 365 | 174.0156 | 174
34034 | 4.16 | 1 | 2019-12-31 | 2020-12-31 | 365 | 4.865 | 4
22652 | 592.62 | 0.9 | 2019-12-31 | 2020-12-31 | 365 | 623.7408 | 623
34036 | 7.56 | 1 | 2019-12-31 | 2020-12-31 | 365 | 8.8411 | 8
30504 | 4.5 | 1 | 2019-12-31 | 2020-12-31 | 365 | 5.2626 | 5
30660 | 10.137 | 1 | 2019-12-31 | 2020-12-31 | 365 | 11.8548 | 11
34028 | 7.2 | 1 | 2019-12-31 | 2020-12-31 | 365 | 8.4201 | 8
30827 | 8.25 | 1 | 2019-12-31 | 2020-12-31 | 365 | 9.648 | 9
31081 | 9.69 | 1 | 2019-12-31 | 2020-12-31 | 365 | 11.3321 | 11
31173 | 7.32 | 1 | 2019-12-31 | 2020-12-31 | 365 | 8.5604 | 8
31198 | 30.16 | 0.9 | 2019-12-31 | 2020-12-31 | 365 | 31.7438 | 31
33163 | 5 | 1 | 2019-12-31 | 2020-12-31 | 365 | 5.8473 | 5
33174 | 12 | 1 | 2019-12-31 | 2020-12-31 | 365 | 14.0335 | 14
33179 | 7.25 | 1 | 2019-12-31 | 2020-12-31 | 365 | 8.4786 | 8
33190 | 6.75 | 1 | 2019-12-31 | 2020-12-31 | 365 | 7.8939 | 7
33203 | 9.38 | 1 | 2019-12-31 | 2020-12-31 | 365 | 10.9695 | 10
34328 | 5.7 | 1 | 2019-12-31 | 2020-12-31 | 365 | 6.6659 | 6
34495 | 9.52 | 1 | 2019-12-31 | 2020-12-31 | 365 | 11.1333 | 11
34511 | 6.213 | 1 | 2019-12-31 | 2020-12-31 | 365 | 7.2659 | 7
34521 | 4.251 | 1 | 2019-12-31 | 2020-12-31 | 365 | 4.9714 | 4
34526 | 5.2 | 1 | 2019-12-31 | 2020-12-31 | 365 | 6.0812 | 6
32703 | 131.04 | 0.9 | 2019-12-31 | 2020-12-31 | 365 | 137.9214 | 137
32662 | 317.72 | 0.9 | 2019-12-31 | 2020-12-31 | 365 | 334.4047 | 334
34561 | 12.42 | 1 | 2019-12-31 | 2020-12-31 | 365 | 14.5247 | 14
34564 | 9.9 | 1 | 2019-12-31 | 2020-12-31 | 365 | 11.5777 | 11
34570 | 9.18 | 1 | 2019-12-31 | 2020-12-31 | 365 | 10.7356 | 10
34574 | 3.924 | 1 | 2019-12-31 | 2020-12-31 | 365 | 4.589 | 4
34582 | 5.985 | 1 | 2019-12-31 | 2020-12-31 | 365 | 6.9992 | 6
34586 | 7.194 | 1 | 2019-12-31 | 2020-12-31 | 365 | 8.4131 | 8
34590 | 3.78 | 1 | 2019-12-31 | 2020-12-31 | 365 | 4.4206 | 4
33448 | 13.42 | 1 | 2019-12-31 | 2020-12-31 | 365 | 15.6942 | 15
33247 | 10.5 | 1 | 2019-12-31 | 2020-12-31 | 365 | 12.2793 | 12
33040 | 10.5 | 1 | 2019-12-31 | 2020-12-31 | 365 | 12.2793 | 12
32079 | 5.2 | 1 | 2019-12-31 | 2020-12-31 | 365 | 6.0812 | 6
34704 | 5.7 | 1 | 2019-12-31 | 2020-12-31 | 365 | 6.6659 | 6
33074 | 5.5 | 1 | 2019-12-31 | 2020-12-31 | 365 | 6.432 | 6
33441 | 7.59 | 1 | 2019-12-31 | 2020-12-31 | 365 | 8.8762 | 8
33443 | 6.03 | 1 | 2019-12-31 | 2020-12-31 | 365 | 7.0518 | 7
33450 | 6.24 | 1 | 2019-12-31 | 2020-12-31 | 365 | 7.2974 | 7
33468 | 6.6 | 1 | 2019-12-31 | 2020-12-31 | 365 | 7.7184 | 7
33507 | 7.54 | 1 | 2019-12-31 | 2020-12-31 | 365 | 8.8177 | 8
33511 | 4.8 | 1 | 2019-12-31 | 2020-12-31 | 365 | 5.6134 | 5
33207 | 4.77 | 1 | 2019-12-31 | 2020-12-31 | 365 | 5.5783 | 5
33517 | 7.685 | 1 | 2019-12-31 | 2020-12-31 | 365 | 8.9873 | 8
33520 | 8.502 | 1 | 2019-12-31 | 2020-12-31 | 365 | 9.9427 | 9
33853 | 4.2 | 1 | 2019-12-31 | 2020-12-31 | 365 | 4.9117 | 4
33860 | 4.16 | 1 | 2019-12-31 | 2020-12-31 | 365 | 4.865 | 4
37441 | 12.06 | 1 | 2019-12-31 | 2020-12-31 | 365 | 14.1037 | 14
37443 | 3 | 1 | 2019-12-31 | 2020-12-31 | 365 | 3.5084 | 3
37453 | 6.54 | 1 | 2019-12-31 | 2020-12-31 | 365 | 7.6483 | 7
37460 | 7.56 | 1 | 2019-12-31 | 2020-12-31 | 365 | 8.8411 | 8
36642 | 6.72 | 1 | 2019-12-31 | 2020-12-31 | 365 | 7.8588 | 7
36640 | 5.7 | 1 | 2019-12-31 | 2020-12-31 | 365 | 6.6659 | 6
36637 | 12.19 | 1 | 2019-12-31 | 2020-12-31 | 365 | 14.2557 | 14
36627 | 3.92 | 1 | 2019-12-31 | 2020-12-31 | 365 | 4.5843 | 4
36694 | 3.42 | 1 | 2019-12-31 | 2020-12-31 | 365 | 3.9996 | 3
36757 | 7.92 | 1 | 2019-12-31 | 2020-12-31 | 365 | 9.2621 | 9
36691 | 3.78 | 1 | 2019-12-31 | 2020-12-31 | 365 | 4.4206 | 4
36772 | 18.3 | 1 | 2019-12-31 | 2020-12-31 | 365 | 21.4011 | 21
36776 | 9 | 1 | 2019-12-31 | 2020-12-31 | 365 | 10.5251 | 10
36842 | 3 | 1 | 2019-12-31 | 2020-12-31 | 365 | 3.5084 | 3
36912 | 5.1 | 1 | 2019-12-31 | 2020-12-31 | 365 | 5.9642 | 5
36942 | 10.005 | 1 | 2019-12-31 | 2020-12-31 | 365 | 11.7004 | 11
37440 | 10 | 1 | 2019-12-31 | 2020-12-31 | 365 | 11.6946 | 11
36656 | 9.945 | 1 | 2019-12-31 | 2020-12-31 | 365 | 11.6303 | 11
37328 | 4.8 | 1 | 2019-12-31 | 2020-12-31 | 365 | 5.6134 | 5
37343 | 6.75 | 1 | 2019-12-31 | 2020-12-31 | 365 | 7.8939 | 7
37382 | 3.12 | 1 | 2019-12-31 | 2020-12-31 | 365 | 3.6487 | 3
37384 | 9 | 1 | 2019-12-31 | 2020-12-31 | 365 | 10.5251 | 10
37394 | 7.8 | 1 | 2019-12-31 | 2020-12-31 | 365 | 9.1218 | 9
37397 | 6.4 | 1 | 2019-12-31 | 2020-12-31 | 365 | 7.4845 | 7
37400 | 5.2 | 1 | 2019-12-31 | 2020-12-31 | 365 | 6.0812 | 6
37404 | 11.88 | 1 | 2019-12-31 | 2020-12-31 | 365 | 13.8932 | 13
37421 | 6.75 | 1 | 2019-12-31 | 2020-12-31 | 365 | 7.8939 | 7
36770 | 12 | 1 | 2019-12-31 | 2020-12-31 | 365 | 14.0335 | 14
36920 | 10.2 | 1 | 2019-12-31 | 2020-12-31 | 365 | 11.9285 | 11
37316 | 12.2 | 1 | 2019-12-31 | 2020-12-31 | 365 | 14.2674 | 14
37659 | 9.6 | 1 | 2019-12-31 | 2020-12-31 | 365 | 11.2268 | 11
37661 | 5.5 | 1 | 2019-12-31 | 2020-12-31 | 365 | 6.432 | 6
37662 | 9 | 1 | 2019-12-31 | 2020-12-31 | 365 | 10.5251 | 10
37665 | 6.3 | 1 | 2019-12-31 | 2020-12-31 | 365 | 7.3676 | 7
35751 | 5.185 | 1 | 2019-12-31 | 2020-12-31 | 365 | 6.0637 | 6
35769 | 9.18 | 1 | 2019-12-31 | 2020-12-31 | 365 | 10.7356 | 10
35779 | 5.2 | 1 | 2019-12-31 | 2020-12-31 | 365 | 6.0812 | 6
35783 | 10.5 | 1 | 2019-12-31 | 2020-12-31 | 365 | 12.2793 | 12
35787 | 5.4 | 1 | 2019-12-31 | 2020-12-31 | 365 | 6.3151 | 6
37670 | 8.745 | 1 | 2019-12-31 | 2020-12-31 | 365 | 10.2269 | 10
37673 | 7.83 | 1 | 2019-12-31 | 2020-12-31 | 365 | 9.1569 | 9
36225 | 4.2 | 1 | 2019-12-31 | 2020-12-31 | 365 | 4.9117 | 4
36407 | 13.08 | 1 | 2019-12-31 | 2020-12-31 | 365 | 15.2965 | 15
36567 | 5.232 | 1 | 2019-12-31 | 2020-12-31 | 365 | 6.1186 | 6
36568 | 6.3 | 1 | 2019-12-31 | 2020-12-31 | 365 | 7.3676 | 7
36569 | 11.18 | 1 | 2019-12-31 | 2020-12-31 | 365 | 13.0746 | 13
36570 | 6 | 1 | 2019-12-31 | 2020-12-31 | 365 | 7.0168 | 7
36571 | 4.86 | 1 | 2019-12-31 | 2020-12-31 | 365 | 5.6836 | 5
37666 | 5.559 | 1 | 2019-12-31 | 2020-12-31 | 365 | 6.501 | 6
36572 | 9.1 | 1 | 2019-12-31 | 2020-12-31 | 365 | 10.6421 | 10
36573 | 4.68 | 1 | 2019-12-31 | 2020-12-31 | 365 | 5.4731 | 5
36574 | 11.4 | 1 | 2019-12-31 | 2020-12-31 | 365 | 13.3318 | 13
36575 | 12.255 | 1 | 2019-12-31 | 2020-12-31 | 365 | 14.3317 | 14
36576 | 10.791 | 1 | 2019-12-31 | 2020-12-31 | 365 | 12.6196 | 12
37667 | 9.3 | 1 | 2019-12-31 | 2020-12-31 | 365 | 10.876 | 10
37664 | 3.597 | 1 | 2019-12-31 | 2020-12-31 | 365 | 4.2065 | 4
24438 | 9.483 | 1 | 2019-12-31 | 2020-12-31 | 365 | 11.09 | 11
37324 | 5.4 | 1 | 2019-12-31 | 2020-12-31 | 365 | 6.3151 | 6
37348 | 4.8 | 1 | 2019-12-31 | 2020-12-31 | 365 | 5.6134 | 5
36762 | 5.559 | 1 | 2019-12-31 | 2020-12-31 | 365 | 6.501 | 6
34514 | 11.13 | 1 | 2019-12-31 | 2020-12-31 | 365 | 13.0161 | 13
37312 | 10.26 | 1 | 2019-12-31 | 2020-12-31 | 365 | 11.9987 | 11
37649 | 9.18 | 1 | 2019-12-31 | 2020-12-31 | 365 | 10.7356 | 10
29552 | 4.94 | 1 | 2019-12-31 | 2020-12-31 | 365 | 5.7771 | 5
36765 | 12.1 | 1 | 2019-12-31 | 2020-12-31 | 365 | 14.1505 | 14
37336 | 4.32 | 1 | 2019-12-31 | 2020-12-31 | 365 | 5.0521 | 5
29060 | 8.06 | 1 | 2019-12-31 | 2020-12-31 | 365 | 9.4258 | 9
28912 | 18.36 | 1 | 2019-12-31 | 2020-12-31 | 365 | 21.4713 | 21
30402 | 8.32 | 1 | 2019-12-31 | 2020-12-31 | 365 | 9.7299 | 9
30657 | 6.75 | 1 | 2019-12-31 | 2020-12-31 | 365 | 7.8939 | 7
31230 | 14.03 | 1 | 2019-12-31 | 2020-12-31 | 365 | 16.4075 | 16
31326 | 5.7 | 1 | 2019-12-31 | 2020-12-31 | 365 | 6.6659 | 6
31580 | 3.24 | 1 | 2019-12-31 | 2020-12-31 | 365 | 3.7891 | 3
31609 | 12.04 | 1 | 2019-12-31 | 2020-12-31 | 365 | 14.0803 | 14
31635 | 9.435 | 1 | 2019-12-31 | 2020-12-31 | 365 | 11.0339 | 11
31638 | 6.3 | 1 | 2019-12-31 | 2020-12-31 | 365 | 7.3676 | 7
31519 | 8.4 | 1 | 2019-12-31 | 2020-12-31 | 365 | 9.8235 | 9
32127 | 5.88 | 1 | 2019-12-31 | 2020-12-31 | 365 | 6.8764 | 6
32148 | 7.56 | 1 | 2019-12-31 | 2020-12-31 | 365 | 8.8411 | 8
32181 | 10.72 | 1 | 2019-12-31 | 2020-12-31 | 365 | 12.5366 | 12
32183 | 11.07 | 1 | 2019-12-31 | 2020-12-31 | 365 | 12.9459 | 12
32184 | 7.84 | 1 | 2019-12-31 | 2020-12-31 | 365 | 9.1686 | 9
32190 | 12 | 1 | 2019-12-31 | 2020-12-31 | 365 | 14.0335 | 14
32193 | 4.05 | 1 | 2019-12-31 | 2020-12-31 | 365 | 4.7363 | 4
33016 | 7.41 | 1 | 2019-12-31 | 2020-12-31 | 365 | 8.6657 | 8
33018 | 3.42 | 1 | 2019-12-31 | 2020-12-31 | 365 | 3.9996 | 3
33062 | 3.66 | 1 | 2019-12-31 | 2020-12-31 | 365 | 4.2802 | 4
33122 | 8.55 | 1 | 2019-12-31 | 2020-12-31 | 365 | 9.9989 | 9
33166 | 12.426 | 1 | 2019-12-31 | 2020-12-31 | 365 | 14.5317 | 14
33194 | 9 | 1 | 2019-12-31 | 2020-12-31 | 365 | 10.5251 | 10
33208 | 5.13 | 1 | 2019-12-31 | 2020-12-31 | 365 | 5.9993 | 5
33217 | 11.44 | 1 | 2019-12-31 | 2020-12-31 | 365 | 13.3786 | 13
33029 | 3.51 | 1 | 2019-12-31 | 2020-12-31 | 365 | 4.1048 | 4
32098 | 10.4 | 1 | 2019-12-31 | 2020-12-31 | 365 | 12.1624 | 12
32172 | 10.53 | 1 | 2019-12-31 | 2020-12-31 | 365 | 12.3144 | 12
33540 | 7 | 1 | 2019-12-31 | 2020-12-31 | 365 | 8.1862 | 8
33588 | 4.88 | 1 | 2019-12-31 | 2020-12-31 | 365 | 5.707 | 5
33594 | 7.41 | 1 | 2019-12-31 | 2020-12-31 | 365 | 8.6657 | 8
33601 | 12.6 | 1 | 2019-12-31 | 2020-12-31 | 365 | 14.7352 | 14
33613 | 8.936 | 1 | 2019-12-31 | 2020-12-31 | 365 | 10.4503 | 10
33025 | 6.375 | 1 | 2019-12-31 | 2020-12-31 | 365 | 7.4553 | 7
33559 | 7.65 | 1 | 2019-12-31 | 2020-12-31 | 365 | 8.9464 | 8
33562 | 7.41 | 1 | 2019-12-31 | 2020-12-31 | 365 | 8.6657 | 8
33576 | 8.415 | 1 | 2019-12-31 | 2020-12-31 | 365 | 9.841 | 9
33582 | 15 | 1 | 2019-12-31 | 2020-12-31 | 365 | 17.5419 | 17
33857 | 9.945 | 1 | 2019-12-31 | 2020-12-31 | 365 | 11.6303 | 11
33013 | 4.2 | 1 | 2019-12-31 | 2020-12-31 | 365 | 4.9117 | 4
33041 | 7.65 | 1 | 2019-12-31 | 2020-12-31 | 365 | 8.9464 | 8
33228 | 5.72 | 1 | 2019-12-31 | 2020-12-31 | 365 | 6.6893 | 6
34504 | 7.28 | 1 | 2019-12-31 | 2020-12-31 | 365 | 8.5137 | 8
34507 | 8.16 | 1 | 2019-12-31 | 2020-12-31 | 365 | 9.5428 | 9
34032 | 6 | 1 | 2019-12-31 | 2020-12-31 | 365 | 7.0168 | 7
30959 | 15.6 | 1 | 2019-12-31 | 2020-12-31 | 365 | 18.2436 | 18
33192 | 5.13 | 1 | 2019-12-31 | 2020-12-31 | 365 | 5.9993 | 5
34709 | 7.56 | 1 | 2019-12-31 | 2020-12-31 | 365 | 8.8411 | 8
34713 | 8.37 | 1 | 2019-12-31 | 2020-12-31 | 365 | 9.7884 | 9
34747 | 6.72 | 1 | 2019-12-31 | 2020-12-31 | 365 | 7.8588 | 7
34812 | 9.15 | 1 | 2019-12-31 | 2020-12-31 | 365 | 10.7006 | 10
34819 | 6.24 | 1 | 2019-12-31 | 2020-12-31 | 365 | 7.2974 | 7
34838 | 7.59 | 1 | 2019-12-31 | 2020-12-31 | 365 | 8.8762 | 8
34035 | 10 | 1 | 2019-12-31 | 2020-12-31 | 365 | 11.6946 | 11
33195 | 4.578 | 1 | 2019-12-31 | 2020-12-31 | 365 | 5.3538 | 5
34038 | 5.13 | 1 | 2019-12-31 | 2020-12-31 | 365 | 5.9993 | 5
34039 | 4.68 | 1 | 2019-12-31 | 2020-12-31 | 365 | 5.4731 | 5
34040 | 4.48 | 1 | 2019-12-31 | 2020-12-31 | 365 | 5.2392 | 5
34041 | 8.68 | 1 | 2019-12-31 | 2020-12-31 | 365 | 10.1509 | 10
34042 | 7.02 | 1 | 2019-12-31 | 2020-12-31 | 365 | 8.2096 | 8
33137 | 22.8 | 1 | 2019-12-31 | 2020-12-31 | 365 | 26.6637 | 26
33177 | 13 | 1 | 2019-12-31 | 2020-12-31 | 365 | 15.203 | 15
34844 | 6.54 | 1 | 2019-12-31 | 2020-12-31 | 365 | 7.6483 | 7
34848 | 9.12 | 1 | 2019-12-31 | 2020-12-31 | 365 | 10.6655 | 10
34850 | 15.93 | 1 | 2019-12-31 | 2020-12-31 | 365 | 18.6295 | 18
34852 | 9.765 | 1 | 2019-12-31 | 2020-12-31 | 365 | 11.4198 | 11
34863 | 11.475 | 1 | 2019-12-31 | 2020-12-31 | 365 | 13.4196 | 13
34866 | 2.04 | 1 | 2019-12-31 | 2020-12-31 | 365 | 2.3857 | 2
34867 | 5.985 | 1 | 2019-12-31 | 2020-12-31 | 365 | 6.9992 | 6
34868 | 9 | 1 | 2019-12-31 | 2020-12-31 | 365 | 10.5251 | 10
33270 | 115.44 | 0.9 | 2019-12-31 | 2020-12-31 | 365 | 121.5022 | 121
34870 | 5.865 | 1 | 2019-12-31 | 2020-12-31 | 365 | 6.8589 | 6
35258 | 6.16 | 1 | 2019-12-31 | 2020-12-31 | 365 | 7.2039 | 7
35269 | 8.55 | 1 | 2019-12-31 | 2020-12-31 | 365 | 9.9989 | 9
35272 | 6.54 | 1 | 2019-12-31 | 2020-12-31 | 365 | 7.6483 | 7
37653 | 2.385 | 1 | 2019-12-31 | 2020-12-31 | 365 | 2.7892 | 2
35378 | 7 | 1 | 2019-12-31 | 2020-12-31 | 365 | 8.1862 | 8
35403 | 3 | 1 | 2019-12-31 | 2020-12-31 | 365 | 3.5084 | 3
35423 | 9.88 | 1 | 2019-12-31 | 2020-12-31 | 365 | 11.5543 | 11
35432 | 3 | 1 | 2019-12-31 | 2020-12-31 | 365 | 3.5084 | 3
35440 | 9 | 1 | 2019-12-31 | 2020-12-31 | 365 | 10.5251 | 10
35447 | 13.5 | 1 | 2019-12-31 | 2020-12-31 | 365 | 15.7877 | 15
35455 | 3.25 | 1 | 2019-12-31 | 2020-12-31 | 365 | 3.8007 | 3
35467 | 4.48 | 1 | 2019-12-31 | 2020-12-31 | 365 | 5.2392 | 5
35480 | 7.41 | 1 | 2019-12-31 | 2020-12-31 | 365 | 8.6657 | 8
32105 | 4.905 | 1 | 2019-12-31 | 2020-12-31 | 365 | 5.7362 | 5
32118 | 6.867 | 1 | 2019-12-31 | 2020-12-31 | 365 | 8.0307 | 8
35746 | 11.76 | 1 | 2019-12-31 | 2020-12-31 | 365 | 13.7528 | 13
35680 | 3.64 | 1 | 2019-12-31 | 2020-12-31 | 365 | 4.2568 | 4
35682 | 3.36 | 1 | 2019-12-31 | 2020-12-31 | 365 | 3.9294 | 3
35683 | 8 | 1 | 2019-12-31 | 2020-12-31 | 365 | 9.3557 | 9
35684 | 3.5 | 1 | 2019-12-31 | 2020-12-31 | 365 | 4.0931 | 4
35721 | 5.88 | 1 | 2019-12-31 | 2020-12-31 | 365 | 6.8764 | 6
35729 | 6.75 | 1 | 2019-12-31 | 2020-12-31 | 365 | 7.8939 | 7
35744 | 11.725 | 1 | 2019-12-31 | 2020-12-31 | 365 | 13.7119 | 13
35749 | 8.06 | 1 | 2019-12-31 | 2020-12-31 | 365 | 9.4258 | 9
35755 | 3.9 | 1 | 2019-12-31 | 2020-12-31 | 365 | 4.5609 | 4
35759 | 7 | 1 | 2019-12-31 | 2020-12-31 | 365 | 8.1862 | 8
35764 | 7.32 | 1 | 2019-12-31 | 2020-12-31 | 365 | 8.5604 | 8
35767 | 5.795 | 1 | 2019-12-31 | 2020-12-31 | 365 | 6.777 | 6
35776 | 5 | 1 | 2019-12-31 | 2020-12-31 | 365 | 5.8473 | 5
35777 | 11.75 | 1 | 2019-12-31 | 2020-12-31 | 365 | 13.7412 | 13
35780 | 5.4 | 1 | 2019-12-31 | 2020-12-31 | 365 | 6.3151 | 6
35789 | 8.28 | 1 | 2019-12-31 | 2020-12-31 | 365 | 9.6831 | 9
35790 | 9.66 | 1 | 2019-12-31 | 2020-12-31 | 365 | 11.297 | 11
35792 | 8.32 | 1 | 2019-12-31 | 2020-12-31 | 365 | 9.7299 | 9
35675 | 8.58 | 1 | 2019-12-31 | 2020-12-31 | 365 | 10.034 | 10
35676 | 9.75 | 1 | 2019-12-31 | 2020-12-31 | 365 | 11.4022 | 11
35725 | 8 | 1 | 2019-12-31 | 2020-12-31 | 365 | 9.3557 | 9
35730 | 6.75 | 1 | 2019-12-31 | 2020-12-31 | 365 | 7.8939 | 7
35731 | 5.25 | 1 | 2019-12-31 | 2020-12-31 | 365 | 6.1397 | 6
35791 | 13.407 | 1 | 2019-12-31 | 2020-12-31 | 365 | 15.679 | 15
35794 | 10.5 | 1 | 2019-12-31 | 2020-12-31 | 365 | 12.2793 | 12
35805 | 6.25 | 1 | 2019-12-31 | 2020-12-31 | 365 | 7.3091 | 7
35807 | 3.25 | 1 | 2019-12-31 | 2020-12-31 | 365 | 3.8007 | 3
35811 | 6.48 | 1 | 2019-12-31 | 2020-12-31 | 365 | 7.5781 | 7
35814 | 5.6 | 1 | 2019-12-31 | 2020-12-31 | 365 | 6.549 | 6
36750 | 10.5 | 1 | 2019-12-31 | 2020-12-31 | 365 | 12.2793 | 12
36934 | 14.388 | 1 | 2019-12-31 | 2020-12-31 | 365 | 16.8262 | 16
36963 | 4.06 | 1 | 2019-12-31 | 2020-12-31 | 365 | 4.748 | 4
36597 | 4.578 | 1 | 2019-12-31 | 2020-12-31 | 365 | 5.3538 | 5
36676 | 7.56 | 1 | 2019-12-31 | 2020-12-31 | 365 | 8.8411 | 8
36969 | 7.56 | 1 | 2019-12-31 | 2020-12-31 | 365 | 8.8411 | 8
36977 | 7 | 1 | 2019-12-31 | 2020-12-31 | 365 | 8.1862 | 8
36650 | 10.8 | 1 | 2019-12-31 | 2020-12-31 | 365 | 12.6302 | 12
36633 | 9.483 | 1 | 2019-12-31 | 2020-12-31 | 365 | 11.09 | 11
36621 | 7.84 | 1 | 2019-12-31 | 2020-12-31 | 365 | 9.1686 | 9
36561 | 4.251 | 1 | 2019-12-31 | 2020-12-31 | 365 | 4.9714 | 4
36982 | 10.464 | 1 | 2019-12-31 | 2020-12-31 | 365 | 12.2372 | 12
37052 | 8.1 | 1 | 2019-12-31 | 2020-12-31 | 365 | 9.4726 | 9
37006 | 2.85 | 1 | 2019-12-31 | 2020-12-31 | 365 | 3.333 | 3
37039 | 3.5 | 1 | 2019-12-31 | 2020-12-31 | 365 | 4.0931 | 4
37026 | 7.5 | 1 | 2019-12-31 | 2020-12-31 | 365 | 8.7709 | 8
37061 | 9.75 | 1 | 2019-12-31 | 2020-12-31 | 365 | 11.4022 | 11
37064 | 12 | 1 | 2019-12-31 | 2020-12-31 | 365 | 14.0335 | 14
37029 | 16.24 | 1 | 2019-12-31 | 2020-12-31 | 365 | 18.992 | 18
37044 | 7.28 | 1 | 2019-12-31 | 2020-12-31 | 365 | 8.5137 | 8
37054 | 6.76 | 1 | 2019-12-31 | 2020-12-31 | 365 | 7.9055 | 7
37070 | 7.02 | 1 | 2019-12-31 | 2020-12-31 | 365 | 8.2096 | 8
37077 | 13.02 | 1 | 2019-12-31 | 2020-12-31 | 365 | 15.2264 | 15
36230 | 3.51 | 1 | 2019-12-31 | 2020-12-31 | 365 | 4.1048 | 4
37093 | 8.55 | 1 | 2019-12-31 | 2020-12-31 | 365 | 9.9989 | 9
37017 | 6.5 | 1 | 2019-12-31 | 2020-12-31 | 365 | 7.6015 | 7
37107 | 5.4 | 1 | 2019-12-31 | 2020-12-31 | 365 | 6.3151 | 6
35803 | 7.25 | 1 | 2019-12-31 | 2020-12-31 | 365 | 8.4786 | 8
36249 | 11.7 | 1 | 2019-12-31 | 2020-12-31 | 365 | 13.6827 | 13
35810 | 6.76 | 1 | 2019-12-31 | 2020-12-31 | 365 | 7.9055 | 7
37442 | 5.1 | 1 | 2019-12-31 | 2020-12-31 | 365 | 5.9642 | 5
41286 | 6.54 | 1 | 2019-12-31 | 2020-12-31 | 365 | 7.6483 | 7
36424 | 9.15 | 1 | 2019-12-31 | 2020-12-31 | 365 | 10.7006 | 10
37390 | 5.61 | 1 | 2019-12-31 | 2020-12-31 | 365 | 6.5607 | 6
37318 | 13.5 | 1 | 2019-12-31 | 2020-12-31 | 365 | 15.7877 | 15
37309 | 6 | 1 | 2019-12-31 | 2020-12-31 | 365 | 7.0168 | 7
37371 | 9.12 | 1 | 2019-12-31 | 2020-12-31 | 365 | 10.6655 | 10
37089 | 11 | 1 | 2019-12-31 | 2020-12-31 | 365 | 12.8641 | 12
37086 | 4.75 | 1 | 2019-12-31 | 2020-12-31 | 365 | 5.5549 | 5
37674 | 7.521 | 1 | 2019-12-31 | 2020-12-31 | 365 | 8.7955 | 8
35451 | 3.41 | 1 | 2019-12-31 | 2020-12-31 | 365 | 3.9879 | 3
35271 | 5.58 | 1 | 2019-12-31 | 2020-12-31 | 365 | 6.5256 | 6
30643 | 649.04 | 0.8 | 2019-12-31 | 2020-12-31 | 365 | 607.2211 | 607
39602 | 3.27 | 1 | 2019-12-31 | 2020-12-31 | 365 | 3.8241 | 3
39668 | 10.5 | 1 | 2019-12-31 | 2020-12-31 | 365 | 12.2793 | 12
38465 | 5.7 | 1 | 2019-12-31 | 2020-12-31 | 365 | 6.6659 | 6
37079 | 10.71 | 1 | 2019-12-31 | 2020-12-31 | 365 | 12.5249 | 12
40061 | 14.805 | 1 | 2019-12-31 | 2020-12-31 | 365 | 17.3139 | 17
38513 | 10.5 | 1 | 2019-12-31 | 2020-12-31 | 365 | 12.2793 | 12
40137 | 4.83 | 1 | 2019-12-31 | 2020-12-31 | 365 | 5.6485 | 5
44704 | 5.58 | 1 | 2019-12-31 | 2020-12-31 | 365 | 6.5256 | 6
40181 | 10.25 | 1 | 2019-12-31 | 2020-12-31 | 365 | 11.987 | 11
38492 | 9 | 1 | 2019-12-31 | 2020-12-31 | 365 | 10.5251 | 10
38499 | 5.13 | 1 | 2019-12-31 | 2020-12-31 | 365 | 5.9993 | 5
38454 | 12.06 | 1 | 2019-12-31 | 2020-12-31 | 365 | 14.1037 | 14
40242 | 6.555 | 1 | 2019-12-31 | 2020-12-31 | 365 | 7.6658 | 7
40268 | 5.67 | 1 | 2019-12-31 | 2020-12-31 | 365 | 6.6308 | 6
40882 | 5.13 | 1 | 2019-12-31 | 2020-12-31 | 365 | 5.9993 | 5
40886 | 5.5 | 1 | 2019-12-31 | 2020-12-31 | 365 | 6.432 | 6
40888 | 5.13 | 1 | 2019-12-31 | 2020-12-31 | 365 | 5.9993 | 5
40890 | 4.83 | 1 | 2019-12-31 | 2020-12-31 | 365 | 5.6485 | 5
40974 | 22.875 | 1 | 2019-12-31 | 2020-12-31 | 365 | 26.7514 | 26
40741 | 9.15 | 1 | 2019-12-31 | 2020-12-31 | 365 | 10.7006 | 10
40642 | 9.483 | 1 | 2019-12-31 | 2020-12-31 | 365 | 11.09 | 11
40655 | 9.72 | 1 | 2019-12-31 | 2020-12-31 | 365 | 11.3672 | 11
40203 | 5.2 | 1 | 2019-12-31 | 2020-12-31 | 365 | 6.0812 | 6
40779 | 5.232 | 1 | 2019-12-31 | 2020-12-31 | 365 | 6.1186 | 6
40780 | 10.791 | 1 | 2019-12-31 | 2020-12-31 | 365 | 12.6196 | 12
40783 | 6.9 | 1 | 2019-12-31 | 2020-12-31 | 365 | 8.0693 | 8
40785 | 9.6 | 1 | 2019-12-31 | 2020-12-31 | 365 | 11.2268 | 11
40879 | 3.64 | 1 | 2019-12-31 | 2020-12-31 | 365 | 4.2568 | 4
34856 | 64.092 | 0.9 | 2019-12-31 | 2020-12-31 | 365 | 67.4577 | 67
35021 | 41.202 | 0.9 | 2019-12-31 | 2020-12-31 | 365 | 43.3657 | 43
37672 | 27.5 | 0.9 | 2019-12-31 | 2020-12-31 | 365 | 28.9441 | 28
42319 | 26.775 | 0.9 | 2019-12-31 | 2020-12-31 | 365 | 28.1811 | 28
46501 | 57.2 | 0.9 | 2019-12-31 | 2020-12-31 | 365 | 60.2038 | 60
40217 | 6.095 | 1 | 2019-12-31 | 2020-12-31 | 365 | 7.1279 | 7
34877 | 97.6 | 0.8 | 2019-12-31 | 2020-12-31 | 365 | 91.3114 | 91
40777 | 9.9 | 1 | 2019-12-31 | 2020-12-31 | 365 | 11.5777 | 11
34879 | 147.915 | 0.9 | 2019-12-31 | 2020-12-31 | 365 | 155.6826 | 155
44332 | 17.7 | 1 | 2019-12-31 | 2020-12-31 | 365 | 20.6994 | 20
43542 | 9.72 | 1 | 2019-12-31 | 2020-12-31 | 365 | 11.3672 | 11
44059 | 6.9 | 1 | 2019-12-31 | 2020-12-31 | 365 | 8.0693 | 8
44727 | 7.44 | 1 | 2019-12-31 | 2020-12-31 | 365 | 8.7008 | 8
41324 | 12.42 | 1 | 2019-12-31 | 2020-12-31 | 365 | 14.5247 | 14
41414 | 8.502 | 1 | 2019-12-31 | 2020-12-31 | 365 | 9.9427 | 9
41528 | 12.6 | 1 | 2019-12-31 | 2020-12-31 | 365 | 14.7352 | 14
41554 | 8.505 | 1 | 2019-12-31 | 2020-12-31 | 365 | 9.9463 | 9
41555 | 6.867 | 1 | 2019-12-31 | 2020-12-31 | 365 | 8.0307 | 8
40612 | 6.615 | 1 | 2019-12-31 | 2020-12-31 | 365 | 7.736 | 7
40595 | 7.65 | 1 | 2019-12-31 | 2020-12-31 | 365 | 8.9464 | 8
40587 | 7.5 | 1 | 2019-12-31 | 2020-12-31 | 365 | 8.7709 | 8
40690 | 5.4 | 1 | 2019-12-31 | 2020-12-31 | 365 | 6.3151 | 6
40543 | 5.72 | 1 | 2019-12-31 | 2020-12-31 | 365 | 6.6893 | 6
40695 | 9.45 | 1 | 2019-12-31 | 2020-12-31 | 365 | 11.0514 | 11
40736 | 6.3 | 1 | 2019-12-31 | 2020-12-31 | 365 | 7.3676 | 7
40648 | 8.4 | 1 | 2019-12-31 | 2020-12-31 | 365 | 9.8235 | 9
40665 | 5.67 | 1 | 2019-12-31 | 2020-12-31 | 365 | 6.6308 | 6
40619 | 5.88 | 1 | 2019-12-31 | 2020-12-31 | 365 | 6.8764 | 6
40627 | 9.18 | 1 | 2019-12-31 | 2020-12-31 | 365 | 10.7356 | 10
40682 | 3.42 | 1 | 2019-12-31 | 2020-12-31 | 365 | 3.9996 | 3
40701 | 4.65 | 1 | 2019-12-31 | 2020-12-31 | 365 | 5.438 | 5
41461 | 9.45 | 1 | 2019-12-31 | 2020-12-31 | 365 | 11.0514 | 11
41859 | 5.985 | 1 | 2019-12-31 | 2020-12-31 | 365 | 6.9992 | 6
41441 | 3.924 | 1 | 2019-12-31 | 2020-12-31 | 365 | 4.589 | 4
41446 | 9.81 | 1 | 2019-12-31 | 2020-12-31 | 365 | 11.4724 | 11
40705 | 7.848 | 1 | 2019-12-31 | 2020-12-31 | 365 | 9.1779 | 9
42036 | 9.135 | 1 | 2019-12-31 | 2020-12-31 | 365 | 10.683 | 10
40568 | 5.46 | 1 | 2019-12-31 | 2020-12-31 | 365 | 6.3853 | 6
40660 | 7.62 | 1 | 2019-12-31 | 2020-12-31 | 365 | 8.9113 | 8
41476 | 5.804 | 1 | 2019-12-31 | 2020-12-31 | 365 | 6.7875 | 6
41876 | 9 | 1 | 2019-12-31 | 2020-12-31 | 365 | 10.5251 | 10
41481 | 13.86 | 1 | 2019-12-31 | 2020-12-31 | 365 | 16.2087 | 16
41498 | 6.475 | 1 | 2019-12-31 | 2020-12-31 | 365 | 7.5723 | 7
41536 | 6 | 1 | 2019-12-31 | 2020-12-31 | 365 | 7.0168 | 7
41547 | 11.97 | 1 | 2019-12-31 | 2020-12-31 | 365 | 13.9984 | 13
41300 | 16.5 | 1 | 2019-12-31 | 2020-12-31 | 365 | 19.2961 | 19
40669 | 4.48 | 1 | 2019-12-31 | 2020-12-31 | 365 | 5.2392 | 5
41572 | 9.45 | 1 | 2019-12-31 | 2020-12-31 | 365 | 11.0514 | 11
41905 | 5.13 | 1 | 2019-12-31 | 2020-12-31 | 365 | 5.9993 | 5
41969 | 12 | 1 | 2019-12-31 | 2020-12-31 | 365 | 14.0335 | 14
41962 | 8.85 | 1 | 2019-12-31 | 2020-12-31 | 365 | 10.3497 | 10
41985 | 7.905 | 1 | 2019-12-31 | 2020-12-31 | 365 | 9.2446 | 9
42010 | 6.6 | 1 | 2019-12-31 | 2020-12-31 | 365 | 7.7184 | 7
42041 | 4.5 | 1 | 2019-12-31 | 2020-12-31 | 365 | 5.2626 | 5
42062 | 11.025 | 1 | 2019-12-31 | 2020-12-31 | 365 | 12.8933 | 12
42087 | 7.2 | 1 | 2019-12-31 | 2020-12-31 | 365 | 8.4201 | 8
42107 | 11.4 | 1 | 2019-12-31 | 2020-12-31 | 365 | 13.3318 | 13
41864 | 6 | 1 | 2019-12-31 | 2020-12-31 | 365 | 7.0168 | 7
42114 | 4.59 | 1 | 2019-12-31 | 2020-12-31 | 365 | 5.3678 | 5
43425 | 5.2 | 1 | 2019-12-31 | 2020-12-31 | 365 | 6.0812 | 6
44044 | 6.24 | 1 | 2019-12-31 | 2020-12-31 | 365 | 7.2974 | 7
44046 | 10.5 | 1 | 2019-12-31 | 2020-12-31 | 365 | 12.2793 | 12
44063 | 6.9 | 1 | 2019-12-31 | 2020-12-31 | 365 | 8.0693 | 8
44068 | 3.64 | 1 | 2019-12-31 | 2020-12-31 | 365 | 4.2568 | 4
44077 | 7.194 | 1 | 2019-12-31 | 2020-12-31 | 365 | 8.4131 | 8
44081 | 5.13 | 1 | 2019-12-31 | 2020-12-31 | 365 | 5.9993 | 5
44083 | 9.12 | 1 | 2019-12-31 | 2020-12-31 | 365 | 10.6655 | 10
44085 | 6.48 | 1 | 2019-12-31 | 2020-12-31 | 365 | 7.5781 | 7
44086 | 6.48 | 1 | 2019-12-31 | 2020-12-31 | 365 | 7.5781 | 7
44088 | 5.94 | 1 | 2019-12-31 | 2020-12-31 | 365 | 6.9466 | 6
44089 | 11.34 | 1 | 2019-12-31 | 2020-12-31 | 365 | 13.2617 | 13
44090 | 7.02 | 1 | 2019-12-31 | 2020-12-31 | 365 | 8.2096 | 8
44091 | 9.18 | 1 | 2019-12-31 | 2020-12-31 | 365 | 10.7356 | 10
44435 | 7.5 | 1 | 2019-12-31 | 2020-12-31 | 365 | 8.7709 | 8
44283 | 9.12 | 1 | 2019-12-31 | 2020-12-31 | 365 | 10.6655 | 10
44312 | 3.3 | 1 | 2019-12-31 | 2020-12-31 | 365 | 3.8592 | 3
44292 | 8.04 | 1 | 2019-12-31 | 2020-12-31 | 365 | 9.4025 | 9
44305 | 5.5 | 1 | 2019-12-31 | 2020-12-31 | 365 | 6.432 | 6
44304 | 10.92 | 1 | 2019-12-31 | 2020-12-31 | 365 | 12.7705 | 12
44320 | 5.72 | 1 | 2019-12-31 | 2020-12-31 | 365 | 6.6893 | 6
44323 | 9.156 | 1 | 2019-12-31 | 2020-12-31 | 365 | 10.7076 | 10
44324 | 10.92 | 1 | 2019-12-31 | 2020-12-31 | 365 | 12.7705 | 12
44329 | 9.36 | 1 | 2019-12-31 | 2020-12-31 | 365 | 10.9461 | 10
44342 | 11.04 | 1 | 2019-12-31 | 2020-12-31 | 365 | 12.9108 | 12
44345 | 2.75 | 1 | 2019-12-31 | 2020-12-31 | 365 | 3.216 | 3
44347 | 15 | 1 | 2019-12-31 | 2020-12-31 | 365 | 17.5419 | 17
44354 | 3.35 | 1 | 2019-12-31 | 2020-12-31 | 365 | 3.9177 | 3
44358 | 3.99 | 1 | 2019-12-31 | 2020-12-31 | 365 | 4.6661 | 4
43899 | 8.175 | 1 | 2019-12-31 | 2020-12-31 | 365 | 9.5603 | 9
44375 | 6.54 | 1 | 2019-12-31 | 2020-12-31 | 365 | 7.6483 | 7
44382 | 7.56 | 1 | 2019-12-31 | 2020-12-31 | 365 | 8.8411 | 8
44564 | 5.2 | 1 | 2019-12-31 | 2020-12-31 | 365 | 6.0812 | 6
43423 | 8.502 | 1 | 2019-12-31 | 2020-12-31 | 365 | 9.9427 | 9
44390 | 6.71 | 1 | 2019-12-31 | 2020-12-31 | 365 | 7.8471 | 7
44403 | 6.3 | 1 | 2019-12-31 | 2020-12-31 | 365 | 7.3676 | 7
43457 | 8.32 | 1 | 2019-12-31 | 2020-12-31 | 365 | 9.7299 | 9
44421 | 5.13 | 1 | 2019-12-31 | 2020-12-31 | 365 | 5.9993 | 5
44631 | 5.4 | 1 | 2019-12-31 | 2020-12-31 | 365 | 6.3151 | 6
44701 | 7.5 | 1 | 2019-12-31 | 2020-12-31 | 365 | 8.7709 | 8
44714 | 6 | 1 | 2019-12-31 | 2020-12-31 | 365 | 7.0168 | 7
44718 | 4 | 1 | 2019-12-31 | 2020-12-31 | 365 | 4.6778 | 4
44724 | 4.88 | 1 | 2019-12-31 | 2020-12-31 | 365 | 5.707 | 5
44734 | 5.4 | 1 | 2019-12-31 | 2020-12-31 | 365 | 6.3151 | 6
44741 | 4.845 | 1 | 2019-12-31 | 2020-12-31 | 365 | 5.666 | 5
44786 | 9.01 | 1 | 2019-12-31 | 2020-12-31 | 365 | 10.5368 | 10
43460 | 13.4 | 1 | 2019-12-31 | 2020-12-31 | 365 | 15.6708 | 15
43461 | 8.175 | 1 | 2019-12-31 | 2020-12-31 | 365 | 9.5603 | 9
43464 | 6.9 | 1 | 2019-12-31 | 2020-12-31 | 365 | 8.0693 | 8
43465 | 10.005 | 1 | 2019-12-31 | 2020-12-31 | 365 | 11.7004 | 11
43469 | 9.52 | 1 | 2019-12-31 | 2020-12-31 | 365 | 11.1333 | 11
43472 | 5.2 | 1 | 2019-12-31 | 2020-12-31 | 365 | 6.0812 | 6
43476 | 12 | 1 | 2019-12-31 | 2020-12-31 | 365 | 14.0335 | 14
44794 | 6.375 | 1 | 2019-12-31 | 2020-12-31 | 365 | 7.4553 | 7
45164 | 4.25 | 1 | 2019-12-31 | 2020-12-31 | 365 | 4.9702 | 4
45188 | 13.52 | 1 | 2019-12-31 | 2020-12-31 | 365 | 15.8111 | 15
45166 | 3.597 | 1 | 2019-12-31 | 2020-12-31 | 365 | 4.2065 | 4
44753 | 8.4 | 1 | 2019-12-31 | 2020-12-31 | 365 | 9.8235 | 9
45203 | 9 | 1 | 2019-12-31 | 2020-12-31 | 365 | 10.5251 | 10
44371 | 3.965 | 1 | 2019-12-31 | 2020-12-31 | 365 | 4.6369 | 4
44787 | 11.772 | 1 | 2019-12-31 | 2020-12-31 | 365 | 13.7669 | 13
45196 | 3.06 | 1 | 2019-12-31 | 2020-12-31 | 365 | 3.5785 | 3
45200 | 4.8 | 1 | 2019-12-31 | 2020-12-31 | 365 | 5.6134 | 5
43488 | 8.4 | 1 | 2019-12-31 | 2020-12-31 | 365 | 9.8235 | 9
45201 | 8.1 | 1 | 2019-12-31 | 2020-12-31 | 365 | 9.4726 | 9
43512 | 5.72 | 1 | 2019-12-31 | 2020-12-31 | 365 | 6.6893 | 6
43515 | 2.7 | 1 | 2019-12-31 | 2020-12-31 | 365 | 3.1575 | 3
43516 | 5.7 | 1 | 2019-12-31 | 2020-12-31 | 365 | 6.6659 | 6
43503 | 4.275 | 1 | 2019-12-31 | 2020-12-31 | 365 | 4.9994 | 4
45500 | 11.76 | 1 | 2019-12-31 | 2020-12-31 | 365 | 13.7528 | 13
43528 | 7.93 | 1 | 2019-12-31 | 2020-12-31 | 365 | 9.2738 | 9
45505 | 10 | 1 | 2019-12-31 | 2020-12-31 | 365 | 11.6946 | 11
43543 | 6.3 | 1 | 2019-12-31 | 2020-12-31 | 365 | 7.3676 | 7
43562 | 8.25 | 1 | 2019-12-31 | 2020-12-31 | 365 | 9.648 | 9
43572 | 6.24 | 1 | 2019-12-31 | 2020-12-31 | 365 | 7.2974 | 7
43907 | 3.78 | 1 | 2019-12-31 | 2020-12-31 | 365 | 4.4206 | 4
43912 | 9.01 | 1 | 2019-12-31 | 2020-12-31 | 365 | 10.5368 | 10
43918 | 7.848 | 1 | 2019-12-31 | 2020-12-31 | 365 | 9.1779 | 9
43903 | 10.791 | 1 | 2019-12-31 | 2020-12-31 | 365 | 12.6196 | 12
43906 | 3.9 | 1 | 2019-12-31 | 2020-12-31 | 365 | 4.5609 | 4
43921 | 8.4 | 1 | 2019-12-31 | 2020-12-31 | 365 | 9.8235 | 9
45508 | 6.615 | 1 | 2019-12-31 | 2020-12-31 | 365 | 7.736 | 7
45736 | 8.58 | 1 | 2019-12-31 | 2020-12-31 | 365 | 10.034 | 10
45745 | 7.28 | 1 | 2019-12-31 | 2020-12-31 | 365 | 8.5137 | 8
45720 | 7.02 | 1 | 2019-12-31 | 2020-12-31 | 365 | 8.2096 | 8
43923 | 9.483 | 1 | 2019-12-31 | 2020-12-31 | 365 | 11.09 | 11
34873 | 192.92 | 0.9 | 2019-12-31 | 2020-12-31 | 365 | 203.051 | 203
43932 | 10.464 | 1 | 2019-12-31 | 2020-12-31 | 365 | 12.2372 | 12
44641 | 57.72 | 0.9 | 2019-12-31 | 2020-12-31 | 365 | 60.7511 | 60
36205 | 73 | 0.9 | 2019-12-31 | 2020-12-31 | 365 | 76.8335 | 76
43947 | 5.7 | 1 | 2019-12-31 | 2020-12-31 | 365 | 6.6659 | 6
43950 | 6.213 | 1 | 2019-12-31 | 2020-12-31 | 365 | 7.2659 | 7
43951 | 3.75 | 1 | 2019-12-31 | 2020-12-31 | 365 | 4.3855 | 4
43957 | 3.38 | 1 | 2019-12-31 | 2020-12-31 | 365 | 3.9528 | 3
44025 | 5.2 | 1 | 2019-12-31 | 2020-12-31 | 365 | 6.0812 | 6
44026 | 9.1 | 1 | 2019-12-31 | 2020-12-31 | 365 | 10.6421 | 10
44027 | 5.2 | 1 | 2019-12-31 | 2020-12-31 | 365 | 6.0812 | 6
42594 | 6.54 | 1 | 2019-12-31 | 2020-12-31 | 365 | 7.6483 | 7
41886 | 3.27 | 1 | 2019-12-31 | 2020-12-31 | 365 | 3.8241 | 3
44048 | 7.521 | 1 | 2019-12-31 | 2020-12-31 | 365 | 8.7955 | 8
44050 | 8.175 | 1 | 2019-12-31 | 2020-12-31 | 365 | 9.5603 | 9
45243 | 7.25 | 1 | 2019-12-31 | 2020-12-31 | 365 | 8.4786 | 8
45528 | 8.91 | 1 | 2019-12-31 | 2020-12-31 | 365 | 10.4199 | 10
45530 | 4.59 | 1 | 2019-12-31 | 2020-12-31 | 365 | 5.3678 | 5
45531 | 6.75 | 1 | 2019-12-31 | 2020-12-31 | 365 | 7.8939 | 7
45532 | 8.64 | 1 | 2019-12-31 | 2020-12-31 | 365 | 10.1041 | 10
45534 | 12.099 | 1 | 2019-12-31 | 2020-12-31 | 365 | 14.1493 | 14
45548 | 8.1 | 1 | 2019-12-31 | 2020-12-31 | 365 | 9.4726 | 9
45549 | 5.865 | 1 | 2019-12-31 | 2020-12-31 | 365 | 6.8589 | 6
45564 | 4.59 | 1 | 2019-12-31 | 2020-12-31 | 365 | 5.3678 | 5
45581 | 6 | 1 | 2019-12-31 | 2020-12-31 | 365 | 7.0168 | 7
45589 | 3.6 | 1 | 2019-12-31 | 2020-12-31 | 365 | 4.2101 | 4
45597 | 8.175 | 1 | 2019-12-31 | 2020-12-31 | 365 | 9.5603 | 9
45608 | 4.32 | 1 | 2019-12-31 | 2020-12-31 | 365 | 5.0521 | 5
46306 | 6.27 | 1 | 2019-12-31 | 2020-12-31 | 365 | 7.3325 | 7
46315 | 12 | 1 | 2019-12-31 | 2020-12-31 | 365 | 14.0335 | 14
46320 | 8.67 | 1 | 2019-12-31 | 2020-12-31 | 365 | 10.1392 | 10
46322 | 10.6 | 1 | 2019-12-31 | 2020-12-31 | 365 | 12.3963 | 12
46314 | 10.5 | 1 | 2019-12-31 | 2020-12-31 | 365 | 12.2793 | 12
46318 | 3.51 | 1 | 2019-12-31 | 2020-12-31 | 365 | 4.1048 | 4
46325 | 10.2 | 1 | 2019-12-31 | 2020-12-31 | 365 | 11.9285 | 11
46317 | 10.455 | 1 | 2019-12-31 | 2020-12-31 | 365 | 12.2267 | 12
46326 | 7.2 | 1 | 2019-12-31 | 2020-12-31 | 365 | 8.4201 | 8
46331 | 9.72 | 1 | 2019-12-31 | 2020-12-31 | 365 | 11.3672 | 11
46367 | 6.24 | 1 | 2019-12-31 | 2020-12-31 | 365 | 7.2974 | 7
46377 | 3.85 | 1 | 2019-12-31 | 2020-12-31 | 365 | 4.5024 | 4
46378 | 5.1 | 1 | 2019-12-31 | 2020-12-31 | 365 | 5.9642 | 5
46384 | 7.28 | 1 | 2019-12-31 | 2020-12-31 | 365 | 8.5137 | 8
35013 | 40.221 | 0.9 | 2019-12-31 | 2020-12-31 | 365 | 42.3332 | 42
46400 | 8.16 | 1 | 2019-12-31 | 2020-12-31 | 365 | 9.5428 | 9
46402 | 9.81 | 1 | 2019-12-31 | 2020-12-31 | 365 | 11.4724 | 11
46424 | 5.7 | 1 | 2019-12-31 | 2020-12-31 | 365 | 6.6659 | 6
46430 | 7.83 | 1 | 2019-12-31 | 2020-12-31 | 365 | 9.1569 | 9
46473 | 10.464 | 1 | 2019-12-31 | 2020-12-31 | 365 | 12.2372 | 12
46478 | 3.57 | 1 | 2019-12-31 | 2020-12-31 | 365 | 4.175 | 4
46480 | 11.1 | 1 | 2019-12-31 | 2020-12-31 | 365 | 12.981 | 12
46793 | 5.355 | 1 | 2019-12-31 | 2020-12-31 | 365 | 6.2625 | 6
46794 | 5.3 | 1 | 2019-12-31 | 2020-12-31 | 365 | 6.1981 | 6
46795 | 8 | 1 | 2019-12-31 | 2020-12-31 | 365 | 9.3557 | 9
31280 | 40.875 | 1 | 2019-12-31 | 2020-12-31 | 365 | 47.8017 | 47
43459 | 8 | 1 | 2019-12-31 | 2020-12-31 | 365 | 9.3557 | 9
43552 | 3.75 | 1 | 2019-12-31 | 2020-12-31 | 365 | 4.3855 | 4
44051 | 11.445 | 1 | 2019-12-31 | 2020-12-31 | 365 | 13.3845 | 13
43948 | 6.54 | 1 | 2019-12-31 | 2020-12-31 | 365 | 7.6483 | 7
44076 | 6 | 1 | 2019-12-31 | 2020-12-31 | 365 | 7.0168 | 7
44318 | 6.27 | 1 | 2019-12-31 | 2020-12-31 | 365 | 7.3325 | 7
44346 | 11.76 | 1 | 2019-12-31 | 2020-12-31 | 365 | 13.7528 | 13
44351 | 12 | 1 | 2019-12-31 | 2020-12-31 | 365 | 14.0335 | 14
44448 | 1.5 | 1 | 2019-12-31 | 2020-12-31 | 365 | 1.7542 | 1
44392 | 4.275 | 1 | 2019-12-31 | 2020-12-31 | 365 | 4.9994 | 4
44699 | 14.82 | 1 | 2019-12-31 | 2020-12-31 | 365 | 17.3314 | 17
38460 | 7.5 | 1 | 2019-12-31 | 2020-12-31 | 365 | 8.7709 | 8
44785 | 5.6 | 1 | 2019-12-31 | 2020-12-31 | 365 | 6.549 | 6
44796 | 6.555 | 1 | 2019-12-31 | 2020-12-31 | 365 | 7.6658 | 7
45161 | 24.9 | 1 | 2019-12-31 | 2020-12-31 | 365 | 29.1196 | 29
44394 | 4.65 | 1 | 2019-12-31 | 2020-12-31 | 365 | 5.438 | 5
45185 | 6 | 1 | 2019-12-31 | 2020-12-31 | 365 | 7.0168 | 7
43498 | 4.5 | 1 | 2019-12-31 | 2020-12-31 | 365 | 5.2626 | 5
45601 | 4.05 | 1 | 2019-12-31 | 2020-12-31 | 365 | 4.7363 | 4
45510 | 6.51 | 1 | 2019-12-31 | 2020-12-31 | 365 | 7.6132 | 7
45206 | 8.37 | 1 | 2019-12-31 | 2020-12-31 | 365 | 9.7884 | 9
45506 | 5 | 1 | 2019-12-31 | 2020-12-31 | 365 | 5.8473 | 5
45617 | 4.59 | 1 | 2019-12-31 | 2020-12-31 | 365 | 5.3678 | 5
45634 | 8.4 | 1 | 2019-12-31 | 2020-12-31 | 365 | 9.8235 | 9
44075 | 6.54 | 1 | 2019-12-31 | 2020-12-31 | 365 | 7.6483 | 7
45585 | 6.555 | 1 | 2019-12-31 | 2020-12-31 | 365 | 7.6658 | 7
46798 | 3.825 | 1 | 2019-12-31 | 2020-12-31 | 365 | 4.4732 | 4
46801 | 5.4 | 1 | 2019-12-31 | 2020-12-31 | 365 | 6.3151 | 6
46802 | 8.64 | 1 | 2019-12-31 | 2020-12-31 | 365 | 10.1041 | 10
46803 | 6 | 1 | 2019-12-31 | 2020-12-31 | 365 | 7.0168 | 7
46804 | 17.385 | 1 | 2019-12-31 | 2020-12-31 | 365 | 20.3311 | 20
46805 | 9.8 | 1 | 2019-12-31 | 2020-12-31 | 365 | 11.4607 | 11
46806 | 8.505 | 1 | 2019-12-31 | 2020-12-31 | 365 | 9.9463 | 9
46817 | 6.89 | 1 | 2019-12-31 | 2020-12-31 | 365 | 8.0576 | 8
46829 | 6.9 | 1 | 2019-12-31 | 2020-12-31 | 365 | 8.0693 | 8
46792 | 7.56 | 1 | 2019-12-31 | 2020-12-31 | 365 | 8.8411 | 8
46847 | 14.31 | 1 | 2019-12-31 | 2020-12-31 | 365 | 16.735 | 16
46859 | 3.71 | 1 | 2019-12-31 | 2020-12-31 | 365 | 4.3387 | 4
46869 | 6.84 | 1 | 2019-12-31 | 2020-12-31 | 365 | 7.9991 | 7
46876 | 3.78 | 1 | 2019-12-31 | 2020-12-31 | 365 | 4.4206 | 4
46875 | 4.86 | 1 | 2019-12-31 | 2020-12-31 | 365 | 5.6836 | 5
46880 | 9.3 | 1 | 2019-12-31 | 2020-12-31 | 365 | 10.876 | 10
46882 | 5.3 | 1 | 2019-12-31 | 2020-12-31 | 365 | 6.1981 | 6
46883 | 7.28 | 1 | 2019-12-31 | 2020-12-31 | 365 | 8.5137 | 8
46893 | 4.5 | 1 | 2019-12-31 | 2020-12-31 | 365 | 5.2626 | 5
46848 | 7.245 | 1 | 2019-12-31 | 2020-12-31 | 365 | 8.4727 | 8
46894 | 8.68 | 1 | 2019-12-31 | 2020-12-31 | 365 | 10.1509 | 10
44737 | 4.095 | 1 | 2019-12-31 | 2020-12-31 | 365 | 4.7889 | 4
43952 | 4.905 | 1 | 2019-12-31 | 2020-12-31 | 365 | 5.7362 | 5
44357 | 5.67 | 1 | 2019-12-31 | 2020-12-31 | 365 | 6.6308 | 6
44360 | 7.848 | 1 | 2019-12-31 | 2020-12-31 | 365 | 9.1779 | 9
36974 | 127.53 | 0.9 | 2019-12-31 | 2020-12-31 | 365 | 134.2271 | 134
43489 | 5.04 | 1 | 2019-12-31 | 2020-12-31 | 365 | 5.8941 | 5
44721 | 9 | 1 | 2019-12-31 | 2020-12-31 | 365 | 10.5251 | 10
46405 | 2.04 | 1 | 2019-12-31 | 2020-12-31 | 365 | 2.3857 | 2
46412 | 3.57 | 1 | 2019-12-31 | 2020-12-31 | 365 | 4.175 | 4
51654 | 105 | 0.9 | 2019-12-31 | 2020-12-31 | 365 | 110.514 | 110
44035 | 7.02 | 1 | 2019-12-31 | 2020-12-31 | 365 | 8.2096 | 8
42119 | 4.86 | 1 | 2019-12-31 | 2020-12-31 | 365 | 5.6836 | 5
35307 | 51.84 | 0.9 | 2019-12-31 | 2020-12-31 | 365 | 54.5623 | 54
36973 | 16.38 | 1 | 2019-12-31 | 2020-12-31 | 365 | 19.1558 | 19
46851 | 7.5 | 1 | 2019-12-31 | 2020-12-31 | 365 | 8.7709 | 8
46822 | 15 | 1 | 2019-12-31 | 2020-12-31 | 365 | 17.5419 | 17
48227 | 24.525 | 1 | 2019-12-31 | 2020-12-31 | 365 | 28.681 | 28
41293 | 16.2 | 1 | 2019-12-31 | 2020-12-31 | 365 | 18.9453 | 18
40636 | 10.8 | 1 | 2019-12-31 | 2020-12-31 | 365 | 12.6302 | 12
46907 | 3.35 | 1 | 2019-12-31 | 2020-12-31 | 365 | 3.9177 | 3
35032 | 37.5 | 0.9 | 2019-12-31 | 2020-12-31 | 365 | 39.4693 | 39
46879 | 7.695 | 1 | 2019-12-31 | 2020-12-31 | 365 | 8.999 | 8
46906 | 8.4 | 1 | 2019-12-31 | 2020-12-31 | 365 | 9.8235 | 9
46914 | 9.54 | 1 | 2019-12-31 | 2020-12-31 | 365 | 11.1566 | 11
45610 | 7.8 | 1 | 2019-12-31 | 2020-12-31 | 365 | 9.1218 | 9
47300 | 2.8 | 1 | 2019-12-31 | 2020-12-31 | 365 | 3.2745 | 3
47321 | 3.825 | 1 | 2019-12-31 | 2020-12-31 | 365 | 4.4732 | 4
47602 | 2.835 | 1 | 2019-12-31 | 2020-12-31 | 365 | 3.3154 | 3
47326 | 7.28 | 1 | 2019-12-31 | 2020-12-31 | 365 | 8.5137 | 8
47616 | 7.905 | 1 | 2019-12-31 | 2020-12-31 | 365 | 9.2446 | 9
47330 | 4.2 | 1 | 2019-12-31 | 2020-12-31 | 365 | 4.9117 | 4
47308 | 5.415 | 1 | 2019-12-31 | 2020-12-31 | 365 | 6.3326 | 6
48461 | 8.1 | 1 | 2019-12-31 | 2020-12-31 | 365 | 9.4726 | 9
48473 | 4.05 | 1 | 2019-12-31 | 2020-12-31 | 365 | 4.7363 | 4
48490 | 8.829 | 1 | 2019-12-31 | 2020-12-31 | 365 | 10.3252 | 10
48493 | 8.829 | 1 | 2019-12-31 | 2020-12-31 | 365 | 10.3252 | 10
47408 | 4.59 | 1 | 2019-12-31 | 2020-12-31 | 365 | 5.3678 | 5
48500 | 10.137 | 1 | 2019-12-31 | 2020-12-31 | 365 | 11.8548 | 11
48498 | 8.28 | 1 | 2019-12-31 | 2020-12-31 | 365 | 9.6831 | 9
46391 | 8.37 | 1 | 2019-12-31 | 2020-12-31 | 365 | 9.7884 | 9
48533 | 7.194 | 1 | 2019-12-31 | 2020-12-31 | 365 | 8.4131 | 8
48230 | 6.625 | 1 | 2019-12-31 | 2020-12-31 | 365 | 7.7477 | 7
48244 | 6.24 | 1 | 2019-12-31 | 2020-12-31 | 365 | 7.2974 | 7
48548 | 13.25 | 1 | 2019-12-31 | 2020-12-31 | 365 | 15.4953 | 15
48554 | 18.24 | 1 | 2019-12-31 | 2020-12-31 | 365 | 21.331 | 21
49062 | 5.559 | 1 | 2019-12-31 | 2020-12-31 | 365 | 6.501 | 6
49147 | 6.84 | 1 | 2019-12-31 | 2020-12-31 | 365 | 7.9991 | 7
49152 | 7.875 | 1 | 2019-12-31 | 2020-12-31 | 365 | 9.2095 | 9
48248 | 7.93 | 1 | 2019-12-31 | 2020-12-31 | 365 | 9.2738 | 9
48257 | 13.005 | 1 | 2019-12-31 | 2020-12-31 | 365 | 15.2088 | 15
49169 | 6.21 | 1 | 2019-12-31 | 2020-12-31 | 365 | 7.2623 | 7
48281 | 6.27 | 1 | 2019-12-31 | 2020-12-31 | 365 | 7.3325 | 7
47629 | 7.02 | 1 | 2019-12-31 | 2020-12-31 | 365 | 8.2096 | 8
47630 | 5.886 | 1 | 2019-12-31 | 2020-12-31 | 365 | 6.8834 | 6
49322 | 7.194 | 1 | 2019-12-31 | 2020-12-31 | 365 | 8.4131 | 8
49302 | 9.69 | 1 | 2019-12-31 | 2020-12-31 | 365 | 11.3321 | 11
50671 | 6.12 | 1 | 2019-12-31 | 2020-12-31 | 365 | 7.1571 | 7
47646 | 3.9 | 1 | 2019-12-31 | 2020-12-31 | 365 | 4.5609 | 4
49329 | 10.791 | 1 | 2019-12-31 | 2020-12-31 | 365 | 12.6196 | 12
50686 | 10.8 | 1 | 2019-12-31 | 2020-12-31 | 365 | 12.6302 | 12
46818 | 9 | 1 | 2019-12-31 | 2020-12-31 | 365 | 10.5251 | 10
49161 | 12.426 | 1 | 2019-12-31 | 2020-12-31 | 365 | 14.5317 | 14
49685 | 3.64 | 1 | 2019-12-31 | 2020-12-31 | 365 | 4.2568 | 4
46463 | 3.06 | 1 | 2019-12-31 | 2020-12-31 | 365 | 3.5785 | 3
46464 | 8.16 | 1 | 2019-12-31 | 2020-12-31 | 365 | 9.5428 | 9
34872 | 36.86 | 0.9 | 2019-12-31 | 2020-12-31 | 365 | 38.7957 | 38
47636 | 9.62 | 1 | 2019-12-31 | 2020-12-31 | 365 | 11.2502 | 11
51557 | 3.6 | 1 | 2019-12-31 | 2020-12-31 | 365 | 4.2101 | 4
47639 | 5.98 | 1 | 2019-12-31 | 2020-12-31 | 365 | 6.9934 | 6
49688 | 6.24 | 1 | 2019-12-31 | 2020-12-31 | 365 | 7.2974 | 7
48309 | 7.848 | 1 | 2019-12-31 | 2020-12-31 | 365 | 9.1779 | 9
49690 | 7.28 | 1 | 2019-12-31 | 2020-12-31 | 365 | 8.5137 | 8
47643 | 4.94 | 1 | 2019-12-31 | 2020-12-31 | 365 | 5.7771 | 5
52419 | 11.118 | 1 | 2019-12-31 | 2020-12-31 | 365 | 13.0021 | 13
52452 | 3.06 | 1 | 2019-12-31 | 2020-12-31 | 365 | 3.5785 | 3
52458 | 5.4 | 1 | 2019-12-31 | 2020-12-31 | 365 | 6.3151 | 6
46382 | 10.92 | 1 | 2019-12-31 | 2020-12-31 | 365 | 12.7705 | 12
49709 | 5.4 | 1 | 2019-12-31 | 2020-12-31 | 365 | 6.3151 | 6
49708 | 4.16 | 1 | 2019-12-31 | 2020-12-31 | 365 | 4.865 | 4
49712 | 4.16 | 1 | 2019-12-31 | 2020-12-31 | 365 | 4.865 | 4
49713 | 6.5 | 1 | 2019-12-31 | 2020-12-31 | 365 | 7.6015 | 7
49714 | 3.3 | 1 | 2019-12-31 | 2020-12-31 | 365 | 3.8592 | 3
52773 | 3.9 | 1 | 2019-12-31 | 2020-12-31 | 365 | 4.5609 | 4
46888 | 4.42 | 1 | 2019-12-31 | 2020-12-31 | 365 | 5.169 | 5
49876 | 5.04 | 1 | 2019-12-31 | 2020-12-31 | 365 | 5.8941 | 5
47650 | 6.21 | 1 | 2019-12-31 | 2020-12-31 | 365 | 7.2623 | 7
47652 | 8.502 | 1 | 2019-12-31 | 2020-12-31 | 365 | 9.9427 | 9
49691 | 5.98 | 1 | 2019-12-31 | 2020-12-31 | 365 | 6.9934 | 6
49693 | 6.76 | 1 | 2019-12-31 | 2020-12-31 | 365 | 7.9055 | 7
47653 | 10.005 | 1 | 2019-12-31 | 2020-12-31 | 365 | 11.7004 | 11
49692 | 5.98 | 1 | 2019-12-31 | 2020-12-31 | 365 | 6.9934 | 6
49880 | 10.005 | 1 | 2019-12-31 | 2020-12-31 | 365 | 11.7004 | 11
47657 | 8.1 | 1 | 2019-12-31 | 2020-12-31 | 365 | 9.4726 | 9
49881 | 4.16 | 1 | 2019-12-31 | 2020-12-31 | 365 | 4.865 | 4
49695 | 7.02 | 1 | 2019-12-31 | 2020-12-31 | 365 | 8.2096 | 8
46431 | 3.06 | 1 | 2019-12-31 | 2020-12-31 | 365 | 3.5785 | 3
49697 | 5.46 | 1 | 2019-12-31 | 2020-12-31 | 365 | 6.3853 | 6
47669 | 7.194 | 1 | 2019-12-31 | 2020-12-31 | 365 | 8.4131 | 8
49694 | 5.46 | 1 | 2019-12-31 | 2020-12-31 | 365 | 6.3853 | 6
50291 | 8.37 | 1 | 2019-12-31 | 2020-12-31 | 365 | 9.7884 | 9
47677 | 3.78 | 1 | 2019-12-31 | 2020-12-31 | 365 | 4.4206 | 4
49899 | 5.865 | 1 | 2019-12-31 | 2020-12-31 | 365 | 6.8589 | 6
45613 | 4.59 | 1 | 2019-12-31 | 2020-12-31 | 365 | 5.3678 | 5
47675 | 5.3 | 1 | 2019-12-31 | 2020-12-31 | 365 | 6.1981 | 6
51250 | 5.98 | 1 | 2019-12-31 | 2020-12-31 | 365 | 6.9934 | 6
51245 | 7.28 | 1 | 2019-12-31 | 2020-12-31 | 365 | 8.5137 | 8
47682 | 5.985 | 1 | 2019-12-31 | 2020-12-31 | 365 | 6.9992 | 6
51257 | 4.68 | 1 | 2019-12-31 | 2020-12-31 | 365 | 5.4731 | 5
47683 | 6.5 | 1 | 2019-12-31 | 2020-12-31 | 365 | 7.6015 | 7
51260 | 7.56 | 1 | 2019-12-31 | 2020-12-31 | 365 | 8.8411 | 8
47684 | 4.8 | 1 | 2019-12-31 | 2020-12-31 | 365 | 5.6134 | 5
48224 | 6.213 | 1 | 2019-12-31 | 2020-12-31 | 365 | 7.2659 | 7
51301 | 9.99 | 1 | 2019-12-31 | 2020-12-31 | 365 | 11.6829 | 11
49698 | 7.8 | 1 | 2019-12-31 | 2020-12-31 | 365 | 9.1218 | 9
49702 | 6.76 | 1 | 2019-12-31 | 2020-12-31 | 365 | 7.9055 | 7
51303 | 5.985 | 1 | 2019-12-31 | 2020-12-31 | 365 | 6.9992 | 6
48830 | 4.32 | 1 | 2019-12-31 | 2020-12-31 | 365 | 5.0521 | 5
51311 | 6.75 | 1 | 2019-12-31 | 2020-12-31 | 365 | 7.8939 | 7
48850 | 9.45 | 1 | 2019-12-31 | 2020-12-31 | 365 | 11.0514 | 11
46821 | 4.59 | 1 | 2019-12-31 | 2020-12-31 | 365 | 5.3678 | 5
46814 | 10.6 | 1 | 2019-12-31 | 2020-12-31 | 365 | 12.3963 | 12
49438 | 3 | 1 | 2019-12-31 | 2020-12-31 | 365 | 3.5084 | 3
49485 | 6.48 | 1 | 2019-12-31 | 2020-12-31 | 365 | 7.5781 | 7
49486 | 10.8 | 1 | 2019-12-31 | 2020-12-31 | 365 | 12.6302 | 12
49493 | 6 | 1 | 2019-12-31 | 2020-12-31 | 365 | 7.0168 | 7
47322 | 5.46 | 1 | 2019-12-31 | 2020-12-31 | 365 | 6.3853 | 6
49507 | 6.213 | 1 | 2019-12-31 | 2020-12-31 | 365 | 7.2659 | 7
49516 | 5.025 | 1 | 2019-12-31 | 2020-12-31 | 365 | 5.8765 | 5
49703 | 7.8 | 1 | 2019-12-31 | 2020-12-31 | 365 | 9.1218 | 9
49704 | 5.2 | 1 | 2019-12-31 | 2020-12-31 | 365 | 6.0812 | 6
51732 | 4.2 | 1 | 2019-12-31 | 2020-12-31 | 365 | 4.9117 | 4
51733 | 10.26 | 1 | 2019-12-31 | 2020-12-31 | 365 | 11.9987 | 11
46892 | 7.02 | 1 | 2019-12-31 | 2020-12-31 | 365 | 8.2096 | 8
47599 | 10.08 | 1 | 2019-12-31 | 2020-12-31 | 365 | 11.7882 | 11
50026 | 7.29 | 1 | 2019-12-31 | 2020-12-31 | 365 | 8.5254 | 8
50034 | 6.5 | 1 | 2019-12-31 | 2020-12-31 | 365 | 7.6015 | 7
50648 | 13.515 | 1 | 2019-12-31 | 2020-12-31 | 365 | 15.8053 | 15
51803 | 8.64 | 1 | 2019-12-31 | 2020-12-31 | 365 | 10.1041 | 10
51291 | 4.68 | 1 | 2019-12-31 | 2020-12-31 | 365 | 5.4731 | 5
51981 | 12.426 | 1 | 2019-12-31 | 2020-12-31 | 365 | 14.5317 | 14
46903 | 4.48 | 1 | 2019-12-31 | 2020-12-31 | 365 | 5.2392 | 5
46820 | 3.06 | 1 | 2019-12-31 | 2020-12-31 | 365 | 3.5785 | 3
47594 | 3.36 | 1 | 2019-12-31 | 2020-12-31 | 365 | 3.9294 | 3
46865 | 7.02 | 1 | 2019-12-31 | 2020-12-31 | 365 | 8.2096 | 8
47595 | 8.91 | 1 | 2019-12-31 | 2020-12-31 | 365 | 10.4199 | 10
46855 | 4.4 | 1 | 2019-12-31 | 2020-12-31 | 365 | 5.1456 | 5
47598 | 2.55 | 1 | 2019-12-31 | 2020-12-31 | 365 | 2.9821 | 2
46434 | 9.18 | 1 | 2019-12-31 | 2020-12-31 | 365 | 10.7356 | 10
46469 | 6.63 | 1 | 2019-12-31 | 2020-12-31 | 365 | 7.7535 | 7
45178 | 8.7 | 1 | 2019-12-31 | 2020-12-31 | 365 | 10.1743 | 10
46351 | 2.55 | 1 | 2019-12-31 | 2020-12-31 | 365 | 2.9821 | 2
46437 | 9.8 | 1 | 2019-12-31 | 2020-12-31 | 365 | 11.4607 | 11
48273 | 11.685 | 1 | 2019-12-31 | 2020-12-31 | 365 | 13.6651 | 13
46448 | 5.355 | 1 | 2019-12-31 | 2020-12-31 | 365 | 6.2625 | 6
45606 | 8.4 | 1 | 2019-12-31 | 2020-12-31 | 365 | 9.8235 | 9
45604 | 7.56 | 1 | 2019-12-31 | 2020-12-31 | 365 | 8.8411 | 8
47298 | 5.232 | 1 | 2019-12-31 | 2020-12-31 | 365 | 6.1186 | 6
46347 | 7.65 | 1 | 2019-12-31 | 2020-12-31 | 365 | 8.9464 | 8
46445 | 9.69 | 1 | 2019-12-31 | 2020-12-31 | 365 | 11.3321 | 11
48302 | 6.72 | 1 | 2019-12-31 | 2020-12-31 | 365 | 7.8588 | 7
46394 | 10.8 | 1 | 2019-12-31 | 2020-12-31 | 365 | 12.6302 | 12
46836 | 4.105 | 1 | 2019-12-31 | 2020-12-31 | 365 | 4.8006 | 4
46475 | 8.96 | 1 | 2019-12-31 | 2020-12-31 | 365 | 10.4784 | 10
46457 | 2.55 | 1 | 2019-12-31 | 2020-12-31 | 365 | 2.9821 | 2
47604 | 4.845 | 1 | 2019-12-31 | 2020-12-31 | 365 | 5.666 | 5
47309 | 6.885 | 1 | 2019-12-31 | 2020-12-31 | 365 | 8.0517 | 8
46336 | 2.97 | 1 | 2019-12-31 | 2020-12-31 | 365 | 3.4733 | 3
52469 | 7.54 | 1 | 2019-12-31 | 2020-12-31 | 365 | 8.8177 | 8
52875 | 6.885 | 1 | 2019-12-31 | 2020-12-31 | 365 | 8.0517 | 8
50689 | 5.94 | 1 | 2019-12-31 | 2020-12-31 | 365 | 6.9466 | 6
48297 | 6.48 | 1 | 2019-12-31 | 2020-12-31 | 365 | 7.5781 | 7
52874 | 3.135 | 1 | 2019-12-31 | 2020-12-31 | 365 | 3.6663 | 3
52490 | 8.175 | 1 | 2019-12-31 | 2020-12-31 | 365 | 9.5603 | 9
52754 | 12 | 1 | 2019-12-31 | 2020-12-31 | 365 | 14.0335 | 14
45191 | 6.3 | 1 | 2019-12-31 | 2020-12-31 | 365 | 7.3676 | 7
52593 | 4.25 | 1 | 2019-12-31 | 2020-12-31 | 365 | 4.9702 | 4
43922 | 5.4 | 1 | 2019-12-31 | 2020-12-31 | 365 | 6.3151 | 6
52585 | 3.12 | 1 | 2019-12-31 | 2020-12-31 | 365 | 3.6487 | 3
52473 | 5.7 | 1 | 2019-12-31 | 2020-12-31 | 365 | 6.6659 | 6
43468 | 6.75 | 1 | 2019-12-31 | 2020-12-31 | 365 | 7.8939 | 7
47325 | 4.095 | 1 | 2019-12-31 | 2020-12-31 | 365 | 4.7889 | 4
52588 | 4.86 | 1 | 2019-12-31 | 2020-12-31 | 365 | 5.6836 | 5
44074 | 5.72 | 1 | 2019-12-31 | 2020-12-31 | 365 | 6.6893 | 6
52587 | 6.3 | 1 | 2019-12-31 | 2020-12-31 | 365 | 7.3676 | 7
45176 | 11.7 | 1 | 2019-12-31 | 2020-12-31 | 365 | 13.6827 | 13
45171 | 10.8 | 1 | 2019-12-31 | 2020-12-31 | 365 | 12.6302 | 12
41539 | 8.829 | 1 | 2019-12-31 | 2020-12-31 | 365 | 10.3252 | 10
41519 | 11.655 | 1 | 2019-12-31 | 2020-12-31 | 365 | 13.6301 | 13
41433 | 5.5 | 1 | 2019-12-31 | 2020-12-31 | 365 | 6.432 | 6
43484 | 10.8 | 1 | 2019-12-31 | 2020-12-31 | 365 | 12.6302 | 12
43573 | 1.88 | 1 | 2019-12-31 | 2020-12-31 | 365 | 2.1986 | 2
43571 | 5.32 | 1 | 2019-12-31 | 2020-12-31 | 365 | 6.2215 | 6
41467 | 10.35 | 1 | 2019-12-31 | 2020-12-31 | 365 | 12.1039 | 12
43553 | 5.13 | 1 | 2019-12-31 | 2020-12-31 | 365 | 5.9993 | 5
41512 | 8.505 | 1 | 2019-12-31 | 2020-12-31 | 365 | 9.9463 | 9
43523 | 3.99 | 1 | 2019-12-31 | 2020-12-31 | 365 | 4.6661 | 4
47303 | 10.5 | 1 | 2019-12-31 | 2020-12-31 | 365 | 12.2793 | 12
49156 | 7.2 | 1 | 2019-12-31 | 2020-12-31 | 365 | 8.4201 | 8
48531 | 9.12 | 1 | 2019-12-31 | 2020-12-31 | 365 | 10.6655 | 10
46891 | 12 | 1 | 2019-12-31 | 2020-12-31 | 365 | 14.0335 | 14
48267 | 9.975 | 1 | 2019-12-31 | 2020-12-31 | 365 | 11.6654 | 11
46809 | 14.03 | 1 | 2019-12-31 | 2020-12-31 | 365 | 16.4075 | 16
46329 | 24 | 1 | 2019-12-31 | 2020-12-31 | 365 | 28.067 | 28
45516 | 11.59 | 1 | 2019-12-31 | 2020-12-31 | 365 | 13.554 | 13
44784 | 11.285 | 1 | 2019-12-31 | 2020-12-31 | 365 | 13.1974 | 13
45169 | 5.04 | 1 | 2019-12-31 | 2020-12-31 | 365 | 5.8941 | 5
41989 | 8.235 | 1 | 2019-12-31 | 2020-12-31 | 365 | 9.6305 | 9
41546 | 11.34 | 1 | 2019-12-31 | 2020-12-31 | 365 | 13.2617 | 13
46833 | 5.355 | 1 | 2019-12-31 | 2020-12-31 | 365 | 6.2625 | 6
46856 | 8.96 | 1 | 2019-12-31 | 2020-12-31 | 365 | 10.4784 | 10
48842 | 4.845 | 1 | 2019-12-31 | 2020-12-31 | 365 | 5.666 | 5
49313 | 8.06 | 1 | 2019-12-31 | 2020-12-31 | 365 | 9.4258 | 9
51976 | 6.21 | 1 | 2019-12-31 | 2020-12-31 | 365 | 7.2623 | 7
36605 | 12.426 | 1 | 2019-12-31 | 2020-12-31 | 365 | 14.5317 | 14
42071 | 10.08 | 1 | 2019-12-31 | 2020-12-31 | 365 | 11.7882 | 11
50669 | 6.2 | 1 | 2019-12-31 | 2020-12-31 | 365 | 7.2507 | 7
48301 | 5.4 | 1 | 2019-12-31 | 2020-12-31 | 365 | 6.3151 | 6
45172 | 12.4 | 1 | 2019-12-31 | 2020-12-31 | 365 | 14.5013 | 14
45588 | 7.02 | 1 | 2019-12-31 | 2020-12-31 | 365 | 8.2096 | 8
47287 | 10.2 | 1 | 2019-12-31 | 2020-12-31 | 365 | 11.9285 | 11
45204 | 11.78 | 1 | 2019-12-31 | 2020-12-31 | 365 | 13.7762 | 13
45518 | 7.125 | 1 | 2019-12-31 | 2020-12-31 | 365 | 8.3324 | 8
45527 | 5.25 | 1 | 2019-12-31 | 2020-12-31 | 365 | 6.1397 | 6
45615 | 11.22 | 1 | 2019-12-31 | 2020-12-31 | 365 | 13.1213 | 13
45618 | 7.28 | 1 | 2019-12-31 | 2020-12-31 | 365 | 8.5137 | 8
45622 | 5.4 | 1 | 2019-12-31 | 2020-12-31 | 365 | 6.3151 | 6
41899 | 10.25 | 1 | 2019-12-31 | 2020-12-31 | 365 | 11.987 | 11
42098 | 9.75 | 1 | 2019-12-31 | 2020-12-31 | 365 | 11.4022 | 11
41919 | 4.16 | 1 | 2019-12-31 | 2020-12-31 | 365 | 4.865 | 4
42136 | 5.875 | 1 | 2019-12-31 | 2020-12-31 | 365 | 6.8706 | 6
47274 | 9.9 | 1 | 2019-12-31 | 2020-12-31 | 365 | 11.5777 | 11
46396 | 2.48 | 1 | 2019-12-31 | 2020-12-31 | 365 | 2.9003 | 2
46810 | 9.9 | 1 | 2019-12-31 | 2020-12-31 | 365 | 11.5777 | 11
46421 | 5.1 | 1 | 2019-12-31 | 2020-12-31 | 365 | 5.9642 | 5
47277 | 7.848 | 1 | 2019-12-31 | 2020-12-31 | 365 | 9.1779 | 9
46451 | 10.64 | 1 | 2019-12-31 | 2020-12-31 | 365 | 12.4431 | 12
44072 | 4.5 | 1 | 2019-12-31 | 2020-12-31 | 365 | 5.2626 | 5
44066 | 10.8 | 1 | 2019-12-31 | 2020-12-31 | 365 | 12.6302 | 12
44028 | 6.25 | 1 | 2019-12-31 | 2020-12-31 | 365 | 7.3091 | 7
47428 | 6.72 | 1 | 2019-12-31 | 2020-12-31 | 365 | 7.8588 | 7
49311 | 10 | 1 | 2019-12-31 | 2020-12-31 | 365 | 11.6946 | 11
44029 | 9.75 | 1 | 2019-12-31 | 2020-12-31 | 365 | 11.4022 | 11
49304 | 11.055 | 1 | 2019-12-31 | 2020-12-31 | 365 | 12.9284 | 12
45167 | 6 | 1 | 2019-12-31 | 2020-12-31 | 365 | 7.0168 | 7
49522 | 9.81 | 1 | 2019-12-31 | 2020-12-31 | 365 | 11.4724 | 11
46311 | 10.545 | 1 | 2019-12-31 | 2020-12-31 | 365 | 12.332 | 12
49689 | 7.28 | 1 | 2019-12-31 | 2020-12-31 | 365 | 8.5137 | 8
45623 | 6.44 | 1 | 2019-12-31 | 2020-12-31 | 365 | 7.5313 | 7
43499 | 9 | 1 | 2019-12-31 | 2020-12-31 | 365 | 10.5251 | 10
43539 | 5.355 | 1 | 2019-12-31 | 2020-12-31 | 365 | 6.2625 | 6
44031 | 7.5 | 1 | 2019-12-31 | 2020-12-31 | 365 | 8.7709 | 8
44032 | 6.5 | 1 | 2019-12-31 | 2020-12-31 | 365 | 7.6015 | 7
44033 | 3.5 | 1 | 2019-12-31 | 2020-12-31 | 365 | 4.0931 | 4
43550 | 8.505 | 1 | 2019-12-31 | 2020-12-31 | 365 | 9.9463 | 9
44060 | 10.5 | 1 | 2019-12-31 | 2020-12-31 | 365 | 12.2793 | 12
44343 | 11.04 | 1 | 2019-12-31 | 2020-12-31 | 365 | 12.9108 | 12
44073 | 4.25 | 1 | 2019-12-31 | 2020-12-31 | 365 | 4.9702 | 4
44777 | 3.42 | 1 | 2019-12-31 | 2020-12-31 | 365 | 3.9996 | 3
44061 | 8.4 | 1 | 2019-12-31 | 2020-12-31 | 365 | 9.8235 | 9
44368 | 7.25 | 1 | 2019-12-31 | 2020-12-31 | 365 | 8.4786 | 8
41407 | 13.75 | 1 | 2019-12-31 | 2020-12-31 | 365 | 16.0801 | 16
44411 | 5.25 | 1 | 2019-12-31 | 2020-12-31 | 365 | 6.1397 | 6
41505 | 9.135 | 1 | 2019-12-31 | 2020-12-31 | 365 | 10.683 | 10
47412 | 5.2 | 1 | 2019-12-31 | 2020-12-31 | 365 | 6.0812 | 6
41998 | 5.985 | 1 | 2019-12-31 | 2020-12-31 | 365 | 6.9992 | 6
41484 | 9.156 | 1 | 2019-12-31 | 2020-12-31 | 365 | 10.7076 | 10
41489 | 9.156 | 1 | 2019-12-31 | 2020-12-31 | 365 | 10.7076 | 10
43475 | 8.502 | 1 | 2019-12-31 | 2020-12-31 | 365 | 9.9427 | 9
44419 | 12.25 | 1 | 2019-12-31 | 2020-12-31 | 365 | 14.3259 | 14
44720 | 4.34 | 1 | 2019-12-31 | 2020-12-31 | 365 | 5.0755 | 5
46827 | 6.825 | 1 | 2019-12-31 | 2020-12-31 | 365 | 7.9816 | 7
46379 | 8.48 | 1 | 2019-12-31 | 2020-12-31 | 365 | 9.917 | 9
45213 | 7.8 | 1 | 2019-12-31 | 2020-12-31 | 365 | 9.1218 | 9
45561 | 7.8 | 1 | 2019-12-31 | 2020-12-31 | 365 | 9.1218 | 9
46380 | 5.565 | 1 | 2019-12-31 | 2020-12-31 | 365 | 6.508 | 6
44715 | 6 | 1 | 2019-12-31 | 2020-12-31 | 365 | 7.0168 | 7
44397 | 12 | 1 | 2019-12-31 | 2020-12-31 | 365 | 14.0335 | 14
48833 | 9.45 | 1 | 2019-12-31 | 2020-12-31 | 365 | 11.0514 | 11
44379 | 9.01 | 1 | 2019-12-31 | 2020-12-31 | 365 | 10.5368 | 10
49041 | 10.865 | 1 | 2019-12-31 | 2020-12-31 | 365 | 12.7062 | 12
43447 | 6.93 | 1 | 2019-12-31 | 2020-12-31 | 365 | 8.1044 | 8
47293 | 6.16 | 1 | 2019-12-31 | 2020-12-31 | 365 | 7.2039 | 7
48829 | 12.4 | 1 | 2019-12-31 | 2020-12-31 | 365 | 14.5013 | 14
47267 | 24.5 | 1 | 2019-12-31 | 2020-12-31 | 365 | 28.6518 | 28
48280 | 9.405 | 1 | 2019-12-31 | 2020-12-31 | 365 | 10.9988 | 10
48557 | 6.213 | 1 | 2019-12-31 | 2020-12-31 | 365 | 7.2659 | 7
41487 | 7.848 | 1 | 2019-12-31 | 2020-12-31 | 365 | 9.1779 | 9
49728 | 11.22 | 1 | 2019-12-31 | 2020-12-31 | 365 | 13.1213 | 13
44430 | 2.85 | 1 | 2019-12-31 | 2020-12-31 | 365 | 3.333 | 3
42130 | 1.88 | 1 | 2019-12-31 | 2020-12-31 | 365 | 2.1986 | 2
48861 | 9.52 | 1 | 2019-12-31 | 2020-12-31 | 365 | 11.1333 | 11
50138 | 4.16 | 1 | 2019-12-31 | 2020-12-31 | 365 | 4.865 | 4
44297 | 13 | 1 | 2019-12-31 | 2020-12-31 | 365 | 15.203 | 15
41307 | 98.7 | 0.9 | 2019-12-31 | 2020-12-31 | 365 | 103.8831 | 103
47421 | 5.46 | 1 | 2019-12-31 | 2020-12-31 | 365 | 6.3853 | 6
49715 | 3.12 | 1 | 2019-12-31 | 2020-12-31 | 365 | 3.6487 | 3
47655 | 4.578 | 1 | 2019-12-31 | 2020-12-31 | 365 | 5.3538 | 5
47667 | 5.886 | 1 | 2019-12-31 | 2020-12-31 | 365 | 6.8834 | 6
50645 | 5.985 | 1 | 2019-12-31 | 2020-12-31 | 365 | 6.9992 | 6
50829 | 6.3 | 1 | 2019-12-31 | 2020-12-31 | 365 | 7.3676 | 7
52757 | 7.8 | 1 | 2019-12-31 | 2020-12-31 | 365 | 9.1218 | 9
52764 | 8.215 | 1 | 2019-12-31 | 2020-12-31 | 365 | 9.6071 | 9
52774 | 6.36 | 1 | 2019-12-31 | 2020-12-31 | 365 | 7.4378 | 7
52876 | 12 | 1 | 2019-12-31 | 2020-12-31 | 365 | 14.0335 | 14
52821 | 5.7 | 1 | 2019-12-31 | 2020-12-31 | 365 | 6.6659 | 6
52595 | 6.6 | 1 | 2019-12-31 | 2020-12-31 | 365 | 7.7184 | 7
52580 | 10.8 | 1 | 2019-12-31 | 2020-12-31 | 365 | 12.6302 | 12
48541 | 5.83 | 1 | 2019-12-31 | 2020-12-31 | 365 | 6.818 | 6
46443 | 8.4 | 1 | 2019-12-31 | 2020-12-31 | 365 | 9.8235 | 9
48853 | 5.04 | 1 | 2019-12-31 | 2020-12-31 | 365 | 5.8941 | 5
49683 | 5.72 | 1 | 2019-12-31 | 2020-12-31 | 365 | 6.6893 | 6
49165 | 8.1 | 1 | 2019-12-31 | 2020-12-31 | 365 | 9.4726 | 9
49684 | 4.2 | 1 | 2019-12-31 | 2020-12-31 | 365 | 4.9117 | 4
52422 | 5.7 | 1 | 2019-12-31 | 2020-12-31 | 365 | 6.6659 | 6
46816 | 5.13 | 1 | 2019-12-31 | 2020-12-31 | 365 | 5.9993 | 5
45557 | 8.7 | 1 | 2019-12-31 | 2020-12-31 | 365 | 10.1743 | 10
48275 | 9.12 | 1 | 2019-12-31 | 2020-12-31 | 365 | 10.6655 | 10
45578 | 6.24 | 1 | 2019-12-31 | 2020-12-31 | 365 | 7.2974 | 7
49181 | 4.86 | 1 | 2019-12-31 | 2020-12-31 | 365 | 5.6836 | 5
52454 | 7.56 | 1 | 2019-12-31 | 2020-12-31 | 365 | 8.8411 | 8
52415 | 4.095 | 1 | 2019-12-31 | 2020-12-31 | 365 | 4.7889 | 4
52579 | 7.56 | 1 | 2019-12-31 | 2020-12-31 | 365 | 8.8411 | 8
48229 | 8.82 | 1 | 2019-12-31 | 2020-12-31 | 365 | 10.3146 | 10
41894 | 5.5 | 1 | 2019-12-31 | 2020-12-31 | 365 | 6.432 | 6
41531 | 8.19 | 1 | 2019-12-31 | 2020-12-31 | 365 | 9.5779 | 9
47596 | 8.06 | 1 | 2019-12-31 | 2020-12-31 | 365 | 9.4258 | 9
41310 | 11.725 | 1 | 2019-12-31 | 2020-12-31 | 365 | 13.7119 | 13
52478 | 11.685 | 1 | 2019-12-31 | 2020-12-31 | 365 | 13.6651 | 13
52598 | 11.025 | 1 | 2019-12-31 | 2020-12-31 | 365 | 12.8933 | 12
52597 | 12.48 | 1 | 2019-12-31 | 2020-12-31 | 365 | 14.5949 | 14
52796 | 7.68 | 1 | 2019-12-31 | 2020-12-31 | 365 | 8.9815 | 8
52797 | 10.4 | 1 | 2019-12-31 | 2020-12-31 | 365 | 12.1624 | 12
52885 | 7.875 | 1 | 2019-12-31 | 2020-12-31 | 365 | 9.2095 | 9
51801 | 4.77 | 1 | 2019-12-31 | 2020-12-31 | 365 | 5.5783 | 5
52894 | 6.6 | 1 | 2019-12-31 | 2020-12-31 | 365 | 7.7184 | 7
52901 | 9.6 | 1 | 2019-12-31 | 2020-12-31 | 365 | 11.2268 | 11
52953 | 5.46 | 1 | 2019-12-31 | 2020-12-31 | 365 | 6.3853 | 6
51053 | 6.12 | 1 | 2019-12-31 | 2020-12-31 | 365 | 7.1571 | 7
53106 | 12.4 | 1 | 2019-12-31 | 2020-12-31 | 365 | 14.5013 | 14
53108 | 13.76 | 1 | 2019-12-31 | 2020-12-31 | 365 | 16.0918 | 16
53109 | 8.96 | 1 | 2019-12-31 | 2020-12-31 | 365 | 10.4784 | 10
53218 | 5.58 | 1 | 2019-12-31 | 2020-12-31 | 365 | 6.5256 | 6
53220 | 11.025 | 1 | 2019-12-31 | 2020-12-31 | 365 | 12.8933 | 12
53221 | 6.84 | 1 | 2019-12-31 | 2020-12-31 | 365 | 7.9991 | 7
52468 | 6.24 | 1 | 2019-12-31 | 2020-12-31 | 365 | 7.2974 | 7
51985 | 9.9 | 1 | 2019-12-31 | 2020-12-31 | 365 | 11.5777 | 11
43934 | 92.16 | 0.9 | 2019-12-31 | 2020-12-31 | 365 | 96.9997 | 96
37027 | 101.4 | 0.9 | 2019-12-31 | 2020-12-31 | 365 | 106.7249 | 106
46328 | 11.7 | 1 | 2019-12-31 | 2020-12-31 | 365 | 13.6827 | 13
52591 | 3.64 | 1 | 2019-12-31 | 2020-12-31 | 365 | 4.2568 | 4
52592 | 5.61 | 1 | 2019-12-31 | 2020-12-31 | 365 | 6.5607 | 6
50006 | 7.245 | 1 | 2019-12-31 | 2020-12-31 | 365 | 8.4727 | 8
52914 | 9.72 | 1 | 2019-12-31 | 2020-12-31 | 365 | 11.3672 | 11
52915 | 12.6 | 1 | 2019-12-31 | 2020-12-31 | 365 | 14.7352 | 14
52925 | 7.2 | 1 | 2019-12-31 | 2020-12-31 | 365 | 8.4201 | 8
47434 | 11.2 | 1 | 2019-12-31 | 2020-12-31 | 365 | 13.098 | 13
47414 | 6.6 | 1 | 2019-12-31 | 2020-12-31 | 365 | 7.7184 | 7
49883 | 7.65 | 1 | 2019-12-31 | 2020-12-31 | 365 | 8.9464 | 8
48296 | 4.96 | 1 | 2019-12-31 | 2020-12-31 | 365 | 5.8005 | 5
47401 | 2.6 | 1 | 2019-12-31 | 2020-12-31 | 365 | 3.0406 | 3
48506 | 11.48 | 1 | 2019-12-31 | 2020-12-31 | 365 | 13.4254 | 13
47343 | 7.56 | 1 | 2019-12-31 | 2020-12-31 | 365 | 8.8411 | 8
46901 | 10.92 | 1 | 2019-12-31 | 2020-12-31 | 365 | 12.7705 | 12
46900 | 5.045 | 1 | 2019-12-31 | 2020-12-31 | 365 | 5.8999 | 5
47301 | 8.12 | 1 | 2019-12-31 | 2020-12-31 | 365 | 9.496 | 9
46491 | 11.2 | 1 | 2019-12-31 | 2020-12-31 | 365 | 13.098 | 13
45197 | 8.25 | 1 | 2019-12-31 | 2020-12-31 | 365 | 9.648 | 9
44775 | 5.985 | 1 | 2019-12-31 | 2020-12-31 | 365 | 6.9992 | 6
44731 | 7.5 | 1 | 2019-12-31 | 2020-12-31 | 365 | 8.7709 | 8
43509 | 6.3 | 1 | 2019-12-31 | 2020-12-31 | 365 | 7.3676 | 7
43574 | 4.96 | 1 | 2019-12-31 | 2020-12-31 | 365 | 5.8005 | 5
43486 | 7.194 | 1 | 2019-12-31 | 2020-12-31 | 365 | 8.4131 | 8
43510 | 8.4 | 1 | 2019-12-31 | 2020-12-31 | 365 | 9.8235 | 9
41995 | 3.597 | 1 | 2019-12-31 | 2020-12-31 | 365 | 4.2065 | 4
43501 | 7.848 | 1 | 2019-12-31 | 2020-12-31 | 365 | 9.1779 | 9
48266 | 7.245 | 1 | 2019-12-31 | 2020-12-31 | 365 | 8.4727 | 8
53063 | 5.565 | 1 | 2019-12-31 | 2020-12-31 | 365 | 6.508 | 6
53002 | 11.655 | 1 | 2019-12-31 | 2020-12-31 | 365 | 13.6301 | 13
53003 | 6.36 | 1 | 2019-12-31 | 2020-12-31 | 365 | 7.4378 | 7
53134 | 8.96 | 1 | 2019-12-31 | 2020-12-31 | 365 | 10.4784 | 10
46830 | 6.375 | 1 | 2019-12-31 | 2020-12-31 | 365 | 7.4553 | 7
46857 | 4.48 | 1 | 2019-12-31 | 2020-12-31 | 365 | 5.2392 | 5
48258 | 8.925 | 1 | 2019-12-31 | 2020-12-31 | 365 | 10.4374 | 10
42005 | 11.772 | 1 | 2019-12-31 | 2020-12-31 | 365 | 13.7669 | 13
46493 | 5.61 | 1 | 2019-12-31 | 2020-12-31 | 365 | 6.5607 | 6
46327 | 11.4 | 1 | 2019-12-31 | 2020-12-31 | 365 | 13.3318 | 13
45177 | 8.06 | 1 | 2019-12-31 | 2020-12-31 | 365 | 9.4258 | 9
53373 | 7.56 | 1 | 2019-12-31 | 2020-12-31 | 365 | 8.8411 | 8
46799 | 7.98 | 1 | 2019-12-31 | 2020-12-31 | 365 | 9.3323 | 9
45512 | 4.96 | 1 | 2019-12-31 | 2020-12-31 | 365 | 5.8005 | 5
45514 | 8.12 | 1 | 2019-12-31 | 2020-12-31 | 365 | 9.496 | 9
45195 | 6.27 | 1 | 2019-12-31 | 2020-12-31 | 365 | 7.3325 | 7
46312 | 8.82 | 1 | 2019-12-31 | 2020-12-31 | 365 | 10.3146 | 10
50654 | 4.76 | 1 | 2019-12-31 | 2020-12-31 | 365 | 5.5666 | 5
46349 | 9.6 | 1 | 2019-12-31 | 2020-12-31 | 365 | 11.2268 | 11
45620 | 5.1 | 1 | 2019-12-31 | 2020-12-31 | 365 | 5.9642 | 5
46376 | 4.65 | 1 | 2019-12-31 | 2020-12-31 | 365 | 5.438 | 5
53235 | 6.75 | 1 | 2019-12-31 | 2020-12-31 | 365 | 7.8939 | 7
48849 | 10.08 | 1 | 2019-12-31 | 2020-12-31 | 365 | 11.7882 | 11
53140 | 7.56 | 1 | 2019-12-31 | 2020-12-31 | 365 | 8.8411 | 8
47644 | 9.8 | 1 | 2019-12-31 | 2020-12-31 | 365 | 11.4607 | 11
46388 | 9 | 1 | 2019-12-31 | 2020-12-31 | 365 | 10.5251 | 10
53247 | 13.68 | 1 | 2019-12-31 | 2020-12-31 | 365 | 15.9982 | 15
46441 | 6.72 | 1 | 2019-12-31 | 2020-12-31 | 365 | 7.8588 | 7
46446 | 5.61 | 1 | 2019-12-31 | 2020-12-31 | 365 | 6.5607 | 6
46449 | 7.84 | 1 | 2019-12-31 | 2020-12-31 | 365 | 9.1686 | 9
46450 | 7.194 | 1 | 2019-12-31 | 2020-12-31 | 365 | 8.4131 | 8
53285 | 7.56 | 1 | 2019-12-31 | 2020-12-31 | 365 | 8.8411 | 8
53287 | 5.5 | 1 | 2019-12-31 | 2020-12-31 | 365 | 6.432 | 6
46479 | 4.48 | 1 | 2019-12-31 | 2020-12-31 | 365 | 5.2392 | 5
48491 | 8.4 | 1 | 2019-12-31 | 2020-12-31 | 365 | 9.8235 | 9
53313 | 12.825 | 1 | 2019-12-31 | 2020-12-31 | 365 | 14.9983 | 14
42051 | 9 | 1 | 2019-12-31 | 2020-12-31 | 365 | 10.5251 | 10
53316 | 5.04 | 1 | 2019-12-31 | 2020-12-31 | 365 | 5.8941 | 5
43548 | 6.93 | 1 | 2019-12-31 | 2020-12-31 | 365 | 8.1044 | 8
46497 | 4.72 | 1 | 2019-12-31 | 2020-12-31 | 365 | 5.5199 | 5
53461 | 5.1 | 1 | 2019-12-31 | 2020-12-31 | 365 | 5.9642 | 5
43477 | 5.559 | 1 | 2019-12-31 | 2020-12-31 | 365 | 6.501 | 6
49059 | 8.505 | 1 | 2019-12-31 | 2020-12-31 | 365 | 9.9463 | 9
53470 | 6.84 | 1 | 2019-12-31 | 2020-12-31 | 365 | 7.9991 | 7
41560 | 9.483 | 1 | 2019-12-31 | 2020-12-31 | 365 | 11.09 | 11
46324 | 10.8 | 1 | 2019-12-31 | 2020-12-31 | 365 | 12.6302 | 12
48841 | 7.29 | 1 | 2019-12-31 | 2020-12-31 | 365 | 8.5254 | 8
41579 | 8.19 | 1 | 2019-12-31 | 2020-12-31 | 365 | 9.5779 | 9
48858 | 6.72 | 1 | 2019-12-31 | 2020-12-31 | 365 | 7.8588 | 7
42031 | 6.3 | 1 | 2019-12-31 | 2020-12-31 | 365 | 7.3676 | 7
46831 | 10.53 | 1 | 2019-12-31 | 2020-12-31 | 365 | 12.3144 | 12
46370 | 7.13 | 1 | 2019-12-31 | 2020-12-31 | 365 | 8.3382 | 8
50672 | 4.578 | 1 | 2019-12-31 | 2020-12-31 | 365 | 5.3538 | 5
48476 | 7.28 | 1 | 2019-12-31 | 2020-12-31 | 365 | 8.5137 | 8
45550 | 7.32 | 1 | 2019-12-31 | 2020-12-31 | 365 | 8.5604 | 8
44412 | 6.84 | 1 | 2019-12-31 | 2020-12-31 | 365 | 7.9991 | 7
48560 | 4.96 | 1 | 2019-12-31 | 2020-12-31 | 365 | 5.8005 | 5
48870 | 9.235 | 1 | 2019-12-31 | 2020-12-31 | 365 | 10.8 | 10
53670 | 9.88 | 1 | 2019-12-31 | 2020-12-31 | 365 | 11.5543 | 11
48574 | 4.335 | 1 | 2019-12-31 | 2020-12-31 | 365 | 5.0696 | 5
43915 | 5.985 | 1 | 2019-12-31 | 2020-12-31 | 365 | 6.9992 | 6
44080 | 10.5 | 1 | 2019-12-31 | 2020-12-31 | 365 | 12.2793 | 12
53673 | 9.6 | 1 | 2019-12-31 | 2020-12-31 | 365 | 11.2268 | 11
53681 | 9.805 | 1 | 2019-12-31 | 2020-12-31 | 365 | 11.4666 | 11
49034 | 5.32 | 1 | 2019-12-31 | 2020-12-31 | 365 | 6.2215 | 6
49877 | 24.8 | 1 | 2019-12-31 | 2020-12-31 | 365 | 29.0026 | 29
49044 | 10.23 | 1 | 2019-12-31 | 2020-12-31 | 365 | 11.9636 | 11
44697 | 3.75 | 1 | 2019-12-31 | 2020-12-31 | 365 | 4.3855 | 4
44376 | 4.275 | 1 | 2019-12-31 | 2020-12-31 | 365 | 4.9994 | 4
43494 | 8.25 | 1 | 2019-12-31 | 2020-12-31 | 365 | 9.648 | 9
49049 | 8.06 | 1 | 2019-12-31 | 2020-12-31 | 365 | 9.4258 | 9
44340 | 6.75 | 1 | 2019-12-31 | 2020-12-31 | 365 | 7.8939 | 7
49176 | 4.95 | 1 | 2019-12-31 | 2020-12-31 | 365 | 5.7888 | 5
44070 | 5.5 | 1 | 2019-12-31 | 2020-12-31 | 365 | 6.432 | 6
41594 | 8.04 | 1 | 2019-12-31 | 2020-12-31 | 365 | 9.4025 | 9
49891 | 11.22 | 1 | 2019-12-31 | 2020-12-31 | 365 | 13.1213 | 13
44350 | 10.71 | 1 | 2019-12-31 | 2020-12-31 | 365 | 12.5249 | 12
50279 | 10.64 | 1 | 2019-12-31 | 2020-12-31 | 365 | 12.4431 | 12
44316 | 8.5 | 1 | 2019-12-31 | 2020-12-31 | 365 | 9.9404 | 9
45095 | 7.42 | 1 | 2019-12-31 | 2020-12-31 | 365 | 8.6774 | 8
49489 | 6.84 | 1 | 2019-12-31 | 2020-12-31 | 365 | 7.9991 | 7
44765 | 11.44 | 1 | 2019-12-31 | 2020-12-31 | 365 | 13.3786 | 13
46487 | 7.125 | 1 | 2019-12-31 | 2020-12-31 | 365 | 8.3324 | 8
45583 | 5.7 | 1 | 2019-12-31 | 2020-12-31 | 365 | 6.6659 | 6
44746 | 7.98 | 1 | 2019-12-31 | 2020-12-31 | 365 | 9.3323 | 9
51249 | 14.835 | 1 | 2019-12-31 | 2020-12-31 | 365 | 17.3489 | 17
48832 | 6.095 | 1 | 2019-12-31 | 2020-12-31 | 365 | 7.1279 | 7
50289 | 8.1 | 1 | 2019-12-31 | 2020-12-31 | 365 | 9.4726 | 9
50655 | 6.9 | 1 | 2019-12-31 | 2020-12-31 | 365 | 8.0693 | 8
53102 | 9.88 | 1 | 2019-12-31 | 2020-12-31 | 365 | 11.5543 | 11
43914 | 5.695 | 1 | 2019-12-31 | 2020-12-31 | 365 | 6.6601 | 6
42029 | 6.5 | 1 | 2019-12-31 | 2020-12-31 | 365 | 7.6015 | 7
46904 | 10.791 | 1 | 2019-12-31 | 2020-12-31 | 365 | 12.6196 | 12
49440 | 5 | 1 | 2019-12-31 | 2020-12-31 | 365 | 5.8473 | 5
49995 | 4.42 | 1 | 2019-12-31 | 2020-12-31 | 365 | 5.169 | 5
46877 | 6.6 | 1 | 2019-12-31 | 2020-12-31 | 365 | 7.7184 | 7
43454 | 5.7 | 1 | 2019-12-31 | 2020-12-31 | 365 | 6.6659 | 6
47591 | 24 | 1 | 2019-12-31 | 2020-12-31 | 365 | 28.067 | 28
49731 | 7.875 | 1 | 2019-12-31 | 2020-12-31 | 365 | 9.2095 | 9
47670 | 7.2 | 1 | 2019-12-31 | 2020-12-31 | 365 | 8.4201 | 8
48502 | 7.56 | 1 | 2019-12-31 | 2020-12-31 | 365 | 8.8411 | 8
46368 | 7.245 | 1 | 2019-12-31 | 2020-12-31 | 365 | 8.4727 | 8
46911 | 12.4 | 1 | 2019-12-31 | 2020-12-31 | 365 | 14.5013 | 14
46895 | 7.04 | 1 | 2019-12-31 | 2020-12-31 | 365 | 8.233 | 8
46796 | 8.68 | 1 | 2019-12-31 | 2020-12-31 | 365 | 10.1509 | 10
46886 | 7.5 | 1 | 2019-12-31 | 2020-12-31 | 365 | 8.7709 | 8
50157 | 6.93 | 1 | 2019-12-31 | 2020-12-31 | 365 | 8.1044 | 8
41565 | 9.135 | 1 | 2019-12-31 | 2020-12-31 | 365 | 10.683 | 10
46890 | 8.4 | 1 | 2019-12-31 | 2020-12-31 | 365 | 9.8235 | 9
48855 | 6.16 | 1 | 2019-12-31 | 2020-12-31 | 365 | 7.2039 | 7
44723 | 5.58 | 1 | 2019-12-31 | 2020-12-31 | 365 | 6.5256 | 6
47617 | 14.88 | 1 | 2019-12-31 | 2020-12-31 | 365 | 17.4016 | 17
41937 | 5.7 | 1 | 2019-12-31 | 2020-12-31 | 365 | 6.6659 | 6
45565 | 8.19 | 1 | 2019-12-31 | 2020-12-31 | 365 | 9.5779 | 9
50001 | 11.73 | 1 | 2019-12-31 | 2020-12-31 | 365 | 13.7178 | 13
46466 | 2.04 | 1 | 2019-12-31 | 2020-12-31 | 365 | 2.3857 | 2
43455 | 5.52 | 1 | 2019-12-31 | 2020-12-31 | 365 | 6.4554 | 6
49886 | 7.65 | 1 | 2019-12-31 | 2020-12-31 | 365 | 8.9464 | 8
45205 | 5.415 | 1 | 2019-12-31 | 2020-12-31 | 365 | 6.3326 | 6
49917 | 10.965 | 1 | 2019-12-31 | 2020-12-31 | 365 | 12.8231 | 12
48566 | 9.69 | 1 | 2019-12-31 | 2020-12-31 | 365 | 11.3321 | 11
44754 | 12.6 | 1 | 2019-12-31 | 2020-12-31 | 365 | 14.7352 | 14
45218 | 4.578 | 1 | 2019-12-31 | 2020-12-31 | 365 | 5.3538 | 5
49997 | 5.2 | 1 | 2019-12-31 | 2020-12-31 | 365 | 6.0812 | 6
48881 | 6.48 | 1 | 2019-12-31 | 2020-12-31 | 365 | 7.5781 | 7
49730 | 12.426 | 1 | 2019-12-31 | 2020-12-31 | 365 | 14.5317 | 14
49729 | 12.426 | 1 | 2019-12-31 | 2020-12-31 | 365 | 14.5317 | 14
46867 | 3.92 | 1 | 2019-12-31 | 2020-12-31 | 365 | 4.5843 | 4
49064 | 3.78 | 1 | 2019-12-31 | 2020-12-31 | 365 | 4.4206 | 4
49185 | 6.213 | 1 | 2019-12-31 | 2020-12-31 | 365 | 7.2659 | 7
41993 | 6.84 | 1 | 2019-12-31 | 2020-12-31 | 365 | 7.9991 | 7
47284 | 11.4 | 1 | 2019-12-31 | 2020-12-31 | 365 | 13.3318 | 13
43928 | 12 | 1 | 2019-12-31 | 2020-12-31 | 365 | 14.0335 | 14
46488 | 8.64 | 1 | 2019-12-31 | 2020-12-31 | 365 | 10.1041 | 10
46481 | 11.73 | 1 | 2019-12-31 | 2020-12-31 | 365 | 13.7178 | 13
43549 | 3.15 | 1 | 2019-12-31 | 2020-12-31 | 365 | 3.6838 | 3
46354 | 9.99 | 1 | 2019-12-31 | 2020-12-31 | 365 | 11.6829 | 11
43941 | 10.464 | 1 | 2019-12-31 | 2020-12-31 | 365 | 12.2372 | 12
53854 | 8.215 | 1 | 2019-12-31 | 2020-12-31 | 365 | 9.6071 | 9
46452 | 11.73 | 1 | 2019-12-31 | 2020-12-31 | 365 | 13.7178 | 13
46342 | 20.16 | 1 | 2019-12-31 | 2020-12-31 | 365 | 23.5763 | 23
47319 | 6.51 | 1 | 2019-12-31 | 2020-12-31 | 365 | 7.6132 | 7
47624 | 7.194 | 1 | 2019-12-31 | 2020-12-31 | 365 | 8.4131 | 8
44064 | 3.75 | 1 | 2019-12-31 | 2020-12-31 | 365 | 4.3855 | 4
51294 | 5.5 | 1 | 2019-12-31 | 2020-12-31 | 365 | 6.432 | 6
46839 | 11.73 | 1 | 2019-12-31 | 2020-12-31 | 365 | 13.7178 | 13
46838 | 0.765 | 1 | 2019-12-31 | 2020-12-31 | 365 | 0.89464 | 0
49529 | 5.49 | 1 | 2019-12-31 | 2020-12-31 | 365 | 6.4203 | 6
49461 | 7.02 | 1 | 2019-12-31 | 2020-12-31 | 365 | 8.2096 | 8
45199 | 9 | 1 | 2019-12-31 | 2020-12-31 | 365 | 10.5251 | 10
48856 | 11.07 | 1 | 2019-12-31 | 2020-12-31 | 365 | 12.9459 | 12
51318 | 10.4 | 1 | 2019-12-31 | 2020-12-31 | 365 | 12.1624 | 12
46503 | 3.12 | 1 | 2019-12-31 | 2020-12-31 | 365 | 3.6487 | 3
49735 | 8.55 | 1 | 2019-12-31 | 2020-12-31 | 365 | 9.9989 | 9
46823 | 11.655 | 1 | 2019-12-31 | 2020-12-31 | 365 | 13.6301 | 13
49469 | 7.98 | 1 | 2019-12-31 | 2020-12-31 | 365 | 9.3323 | 9
50235 | 10.8 | 1 | 2019-12-31 | 2020-12-31 | 365 | 12.6302 | 12
49163 | 4.41 | 1 | 2019-12-31 | 2020-12-31 | 365 | 5.1573 | 5
46374 | 5.88 | 1 | 2019-12-31 | 2020-12-31 | 365 | 6.8764 | 6
46433 | 6.48 | 1 | 2019-12-31 | 2020-12-31 | 365 | 7.5781 | 7
48477 | 2.55 | 1 | 2019-12-31 | 2020-12-31 | 365 | 2.9821 | 2
47662 | 9.69 | 1 | 2019-12-31 | 2020-12-31 | 365 | 11.3321 | 11
46896 | 7.125 | 1 | 2019-12-31 | 2020-12-31 | 365 | 8.3324 | 8
49172 | 6.72 | 1 | 2019-12-31 | 2020-12-31 | 365 | 7.8588 | 7
46854 | 6.3 | 1 | 2019-12-31 | 2020-12-31 | 365 | 7.3676 | 7
48496 | 5.04 | 1 | 2019-12-31 | 2020-12-31 | 365 | 5.8941 | 5
46334 | 9.12 | 1 | 2019-12-31 | 2020-12-31 | 365 | 10.6655 | 10
46358 | 5.1 | 1 | 2019-12-31 | 2020-12-31 | 365 | 5.9642 | 5
44646 | 10.71 | 1 | 2019-12-31 | 2020-12-31 | 365 | 12.5249 | 12
45605 | 4.76 | 1 | 2019-12-31 | 2020-12-31 | 365 | 5.5666 | 5
44566 | 8.25 | 1 | 2019-12-31 | 2020-12-31 | 365 | 9.648 | 9
45607 | 6.75 | 1 | 2019-12-31 | 2020-12-31 | 365 | 7.8939 | 7
48508 | 3.78 | 1 | 2019-12-31 | 2020-12-31 | 365 | 4.4206 | 4
47600 | 9.75 | 1 | 2019-12-31 | 2020-12-31 | 365 | 11.4022 | 11
46850 | 6.44 | 1 | 2019-12-31 | 2020-12-31 | 365 | 7.5313 | 7
46828 | 6 | 1 | 2019-12-31 | 2020-12-31 | 365 | 7.0168 | 7
51286 | 12.09 | 1 | 2019-12-31 | 2020-12-31 | 365 | 14.1388 | 14
44040 | 9.81 | 1 | 2019-12-31 | 2020-12-31 | 365 | 11.4724 | 11
47672 | 9.075 | 1 | 2019-12-31 | 2020-12-31 | 365 | 10.6128 | 10
41956 | 7.875 | 1 | 2019-12-31 | 2020-12-31 | 365 | 9.2095 | 9
44745 | 5.72 | 1 | 2019-12-31 | 2020-12-31 | 365 | 6.6893 | 6
43931 | 8.96 | 1 | 2019-12-31 | 2020-12-31 | 365 | 10.4784 | 10
46392 | 4.96 | 1 | 2019-12-31 | 2020-12-31 | 365 | 5.8005 | 5
53111 | 9.6 | 1 | 2019-12-31 | 2020-12-31 | 365 | 11.2268 | 11
49452 | 9.945 | 1 | 2019-12-31 | 2020-12-31 | 365 | 11.6303 | 11
51289 | 4.59 | 1 | 2019-12-31 | 2020-12-31 | 365 | 5.3678 | 5
49323 | 7.65 | 1 | 2019-12-31 | 2020-12-31 | 365 | 8.9464 | 8
41563 | 10.791 | 1 | 2019-12-31 | 2020-12-31 | 365 | 12.6196 | 12
50148 | 8.502 | 1 | 2019-12-31 | 2020-12-31 | 365 | 9.9427 | 9
35298 | 265.98 | 0.9 | 2019-12-31 | 2020-12-31 | 365 | 279.9477 | 279
44388 | 11.78 | 1 | 2019-12-31 | 2020-12-31 | 365 | 13.7762 | 13
35299 | 269.39 | 0.9 | 2019-12-31 | 2020-12-31 | 365 | 283.5367 | 283
47621 | 5.58 | 1 | 2019-12-31 | 2020-12-31 | 365 | 6.5256 | 6
46492 | 8.4 | 1 | 2019-12-31 | 2020-12-31 | 365 | 9.8235 | 9
46422 | 4.905 | 1 | 2019-12-31 | 2020-12-31 | 365 | 5.7362 | 5
44062 | 5.4 | 1 | 2019-12-31 | 2020-12-31 | 365 | 6.3151 | 6
43444 | 5.75 | 1 | 2019-12-31 | 2020-12-31 | 365 | 6.7244 | 6
44425 | 4.905 | 1 | 2019-12-31 | 2020-12-31 | 365 | 5.7362 | 5
49067 | 5.865 | 1 | 2019-12-31 | 2020-12-31 | 365 | 6.8589 | 6
41453 | 15.696 | 1 | 2019-12-31 | 2020-12-31 | 365 | 18.3558 | 18
48513 | 8.96 | 1 | 2019-12-31 | 2020-12-31 | 365 | 10.4784 | 10
48847 | 5.7 | 1 | 2019-12-31 | 2020-12-31 | 365 | 6.6659 | 6
44058 | 4.905 | 1 | 2019-12-31 | 2020-12-31 | 365 | 5.7362 | 5
47612 | 3.6 | 1 | 2019-12-31 | 2020-12-31 | 365 | 4.2101 | 4
43531 | 13.23 | 1 | 2019-12-31 | 2020-12-31 | 365 | 15.472 | 15
41542 | 6.54 | 1 | 2019-12-31 | 2020-12-31 | 365 | 7.6483 | 7
48485 | 7.75 | 1 | 2019-12-31 | 2020-12-31 | 365 | 9.0633 | 9
51251 | 14.79 | 1 | 2019-12-31 | 2020-12-31 | 365 | 17.2963 | 17
50280 | 6.84 | 1 | 2019-12-31 | 2020-12-31 | 365 | 7.9991 | 7
41978 | 11.655 | 1 | 2019-12-31 | 2020-12-31 | 365 | 13.6301 | 13
49157 | 3.924 | 1 | 2019-12-31 | 2020-12-31 | 365 | 4.589 | 4
49885 | 9.45 | 1 | 2019-12-31 | 2020-12-31 | 365 | 11.0514 | 11
49478 | 10.464 | 1 | 2019-12-31 | 2020-12-31 | 365 | 12.2372 | 12
49019 | 8.1 | 1 | 2019-12-31 | 2020-12-31 | 365 | 9.4726 | 9
48481 | 10.5 | 1 | 2019-12-31 | 2020-12-31 | 365 | 12.2793 | 12
44057 | 5 | 1 | 2019-12-31 | 2020-12-31 | 365 | 5.8473 | 5
45497 | 4.575 | 1 | 2019-12-31 | 2020-12-31 | 365 | 5.3503 | 5
41595 | 10.35 | 1 | 2019-12-31 | 2020-12-31 | 365 | 12.1039 | 12
47587 | 17.28 | 1 | 2019-12-31 | 2020-12-31 | 365 | 20.2083 | 20
52594 | 10.2 | 1 | 2019-12-31 | 2020-12-31 | 365 | 11.9285 | 11
46885 | 10.44 | 1 | 2019-12-31 | 2020-12-31 | 365 | 12.2092 | 12
46864 | 8.4 | 1 | 2019-12-31 | 2020-12-31 | 365 | 9.8235 | 9
46832 | 6.09 | 1 | 2019-12-31 | 2020-12-31 | 365 | 7.122 | 7
46477 | 11.22 | 1 | 2019-12-31 | 2020-12-31 | 365 | 13.1213 | 13
45192 | 6 | 1 | 2019-12-31 | 2020-12-31 | 365 | 7.0168 | 7
46910 | 9.9 | 1 | 2019-12-31 | 2020-12-31 | 365 | 11.5777 | 11
53289 | 12.96 | 1 | 2019-12-31 | 2020-12-31 | 365 | 15.1562 | 15
48291 | 8.99 | 1 | 2019-12-31 | 2020-12-31 | 365 | 10.5134 | 10
51308 | 12.4 | 1 | 2019-12-31 | 2020-12-31 | 365 | 14.5013 | 14
44039 | 16.24 | 1 | 2019-12-31 | 2020-12-31 | 365 | 18.992 | 18
45559 | 7.975 | 1 | 2019-12-31 | 2020-12-31 | 365 | 9.3264 | 9
45592 | 7.975 | 1 | 2019-12-31 | 2020-12-31 | 365 | 9.3264 | 9
52960 | 9.9 | 1 | 2019-12-31 | 2020-12-31 | 365 | 11.5777 | 11
49314 | 7.44 | 1 | 2019-12-31 | 2020-12-31 | 365 | 8.7008 | 8
53060 | 10.5 | 1 | 2019-12-31 | 2020-12-31 | 365 | 12.2793 | 12
47316 | 8.12 | 1 | 2019-12-31 | 2020-12-31 | 365 | 9.496 | 9
53403 | 11.07 | 1 | 2019-12-31 | 2020-12-31 | 365 | 12.9459 | 12
53409 | 10.545 | 1 | 2019-12-31 | 2020-12-31 | 365 | 12.332 | 12
53418 | 7.56 | 1 | 2019-12-31 | 2020-12-31 | 365 | 8.8411 | 8
53137 | 8.58 | 1 | 2019-12-31 | 2020-12-31 | 365 | 10.034 | 10
50217 | 20.46 | 1 | 2019-12-31 | 2020-12-31 | 365 | 23.9272 | 23
35601 | 13.4 | 1 | 2019-12-31 | 2020-12-31 | 365 | 15.6708 | 15
43519 | 4.83 | 1 | 2019-12-31 | 2020-12-31 | 365 | 5.6485 | 5
46913 | 24.885 | 1 | 2019-12-31 | 2020-12-31 | 365 | 29.102 | 29
50012 | 9.88 | 1 | 2019-12-31 | 2020-12-31 | 365 | 11.5543 | 11
48303 | 6.16 | 1 | 2019-12-31 | 2020-12-31 | 365 | 7.2039 | 7
41947 | 4.725 | 1 | 2019-12-31 | 2020-12-31 | 365 | 5.5257 | 5
50226 | 6.25 | 1 | 2019-12-31 | 2020-12-31 | 365 | 7.3091 | 7
49717 | 6.24 | 1 | 2019-12-31 | 2020-12-31 | 365 | 7.2974 | 7
46465 | 9.99 | 1 | 2019-12-31 | 2020-12-31 | 365 | 11.6829 | 11
46871 | 8.415 | 1 | 2019-12-31 | 2020-12-31 | 365 | 9.841 | 9
43433 | 10.395 | 1 | 2019-12-31 | 2020-12-31 | 365 | 12.1565 | 12
48877 | 12.6 | 1 | 2019-12-31 | 2020-12-31 | 365 | 14.7352 | 14
49488 | 6.16 | 1 | 2019-12-31 | 2020-12-31 | 365 | 7.2039 | 7
46485 | 4.335 | 1 | 2019-12-31 | 2020-12-31 | 365 | 5.0696 | 5
49334 | 5.559 | 1 | 2019-12-31 | 2020-12-31 | 365 | 6.501 | 6
50166 | 4.96 | 1 | 2019-12-31 | 2020-12-31 | 365 | 5.8005 | 5
41928 | 12.285 | 1 | 2019-12-31 | 2020-12-31 | 365 | 14.3668 | 14
50003 | 8.99 | 1 | 2019-12-31 | 2020-12-31 | 365 | 10.5134 | 10
49186 | 10.53 | 1 | 2019-12-31 | 2020-12-31 | 365 | 12.3144 | 12
49025 | 5.886 | 1 | 2019-12-31 | 2020-12-31 | 365 | 6.8834 | 6
47626 | 5.98 | 1 | 2019-12-31 | 2020-12-31 | 365 | 6.9934 | 6
46526 | 6.36 | 1 | 2019-12-31 | 2020-12-31 | 365 | 7.4378 | 7
41914 | 3.9 | 1 | 2019-12-31 | 2020-12-31 | 365 | 4.5609 | 4
41494 | 3.9 | 1 | 2019-12-31 | 2020-12-31 | 365 | 4.5609 | 4
46916 | 7.56 | 1 | 2019-12-31 | 2020-12-31 | 365 | 8.8411 | 8
53885 | 14.49 | 1 | 2019-12-31 | 2020-12-31 | 365 | 16.9455 | 16
53888 | 6.84 | 1 | 2019-12-31 | 2020-12-31 | 365 | 7.9991 | 7
44771 | 10.791 | 1 | 2019-12-31 | 2020-12-31 | 365 | 12.6196 | 12
44733 | 13.5 | 1 | 2019-12-31 | 2020-12-31 | 365 | 15.7877 | 15
45525 | 7.44 | 1 | 2019-12-31 | 2020-12-31 | 365 | 8.7008 | 8
44779 | 8.04 | 1 | 2019-12-31 | 2020-12-31 | 365 | 9.4025 | 9
47336 | 9.156 | 1 | 2019-12-31 | 2020-12-31 | 365 | 10.7076 | 10
53967 | 9.625 | 1 | 2019-12-31 | 2020-12-31 | 365 | 11.2561 | 11
53973 | 8.84 | 1 | 2019-12-31 | 2020-12-31 | 365 | 10.338 | 10
53975 | 9.1 | 1 | 2019-12-31 | 2020-12-31 | 365 | 10.6421 | 10
53978 | 10.53 | 1 | 2019-12-31 | 2020-12-31 | 365 | 12.3144 | 12
53985 | 5.232 | 1 | 2019-12-31 | 2020-12-31 | 365 | 6.1186 | 6
54013 | 7.75 | 1 | 2019-12-31 | 2020-12-31 | 365 | 9.0633 | 9
54014 | 10.545 | 1 | 2019-12-31 | 2020-12-31 | 365 | 12.332 | 12
54015 | 11.2 | 1 | 2019-12-31 | 2020-12-31 | 365 | 13.098 | 13
54020 | 6.12 | 1 | 2019-12-31 | 2020-12-31 | 365 | 7.1571 | 7
49470 | 6.48 | 1 | 2019-12-31 | 2020-12-31 | 365 | 7.5781 | 7
53135 | 12.15 | 1 | 2019-12-31 | 2020-12-31 | 365 | 14.2089 | 14
53238 | 9.62 | 1 | 2019-12-31 | 2020-12-31 | 365 | 11.2502 | 11
53293 | 9.12 | 1 | 2019-12-31 | 2020-12-31 | 365 | 10.6655 | 10
53683 | 7.8 | 1 | 2019-12-31 | 2020-12-31 | 365 | 9.1218 | 9
54080 | 12.6 | 1 | 2019-12-31 | 2020-12-31 | 365 | 14.7352 | 14
54081 | 8.06 | 1 | 2019-12-31 | 2020-12-31 | 365 | 9.4258 | 9
54111 | 3.72 | 1 | 2019-12-31 | 2020-12-31 | 365 | 4.3504 | 4
54112 | 4.35 | 1 | 2019-12-31 | 2020-12-31 | 365 | 5.0872 | 5
54127 | 9.25 | 1 | 2019-12-31 | 2020-12-31 | 365 | 10.8175 | 10
54113 | 11.4 | 1 | 2019-12-31 | 2020-12-31 | 365 | 13.3318 | 13
54115 | 10.545 | 1 | 2019-12-31 | 2020-12-31 | 365 | 12.332 | 12
54131 | 9.28 | 1 | 2019-12-31 | 2020-12-31 | 365 | 10.8526 | 10
54174 | 8.19 | 1 | 2019-12-31 | 2020-12-31 | 365 | 9.5779 | 9
54175 | 6.625 | 1 | 2019-12-31 | 2020-12-31 | 365 | 7.7477 | 7
54181 | 5.46 | 1 | 2019-12-31 | 2020-12-31 | 365 | 6.3853 | 6
54176 | 9.69 | 1 | 2019-12-31 | 2020-12-31 | 365 | 11.3321 | 11
47314 | 9.315 | 1 | 2019-12-31 | 2020-12-31 | 365 | 10.8935 | 10
54184 | 7.155 | 1 | 2019-12-31 | 2020-12-31 | 365 | 8.3675 | 8
54187 | 8.55 | 1 | 2019-12-31 | 2020-12-31 | 365 | 9.9989 | 9
43496 | 3.3 | 1 | 2019-12-31 | 2020-12-31 | 365 | 3.8592 | 3
49900 | 9.45 | 1 | 2019-12-31 | 2020-12-31 | 365 | 11.0514 | 11
52892 | 5.83 | 1 | 2019-12-31 | 2020-12-31 | 365 | 6.818 | 6
44330 | 9.25 | 1 | 2019-12-31 | 2020-12-31 | 365 | 10.8175 | 10
45566 | 14.04 | 1 | 2019-12-31 | 2020-12-31 | 365 | 16.4192 | 16
50273 | 4.96 | 1 | 2019-12-31 | 2020-12-31 | 365 | 5.8005 | 5
41535 | 6.3 | 1 | 2019-12-31 | 2020-12-31 | 365 | 7.3676 | 7
53001 | 6.3 | 1 | 2019-12-31 | 2020-12-31 | 365 | 7.3676 | 7
53251 | 4.88 | 1 | 2019-12-31 | 2020-12-31 | 365 | 5.707 | 5
53290 | 8.19 | 1 | 2019-12-31 | 2020-12-31 | 365 | 9.5779 | 9
48517 | 11.4 | 1 | 2019-12-31 | 2020-12-31 | 365 | 13.3318 | 13
52584 | 8.265 | 1 | 2019-12-31 | 2020-12-31 | 365 | 9.6656 | 9
46470 | 11.48 | 1 | 2019-12-31 | 2020-12-31 | 365 | 13.4254 | 13
49022 | 11.4 | 1 | 2019-12-31 | 2020-12-31 | 365 | 13.3318 | 13
47241 | 6 | 1 | 2019-12-31 | 2020-12-31 | 365 | 7.0168 | 7
49096 | 6.25 | 1 | 2019-12-31 | 2020-12-31 | 365 | 7.3091 | 7
47637 | 8.505 | 1 | 2019-12-31 | 2020-12-31 | 365 | 9.9463 | 9
36005 | 30.5 | 0.9 | 2019-12-31 | 2020-12-31 | 365 | 32.1017 | 32
45574 | 4.5 | 1 | 2019-12-31 | 2020-12-31 | 365 | 5.2626 | 5
50143 | 7.8 | 1 | 2019-12-31 | 2020-12-31 | 365 | 9.1218 | 9
49707 | 4.2 | 1 | 2019-12-31 | 2020-12-31 | 365 | 4.9117 | 4
46369 | 13 | 1 | 2019-12-31 | 2020-12-31 | 365 | 15.203 | 15
47671 | 3.64 | 1 | 2019-12-31 | 2020-12-31 | 365 | 4.2568 | 4
49328 | 7.14 | 1 | 2019-12-31 | 2020-12-31 | 365 | 8.3499 | 8
46404 | 5 | 1 | 2019-12-31 | 2020-12-31 | 365 | 5.8473 | 5
51129 | 11.47 | 1 | 2019-12-31 | 2020-12-31 | 365 | 13.4137 | 13
43537 | 6.9 | 1 | 2019-12-31 | 2020-12-31 | 365 | 8.0693 | 8
50146 | 7.28 | 1 | 2019-12-31 | 2020-12-31 | 365 | 8.5137 | 8
49737 | 11.115 | 1 | 2019-12-31 | 2020-12-31 | 365 | 12.9985 | 12
47342 | 12.18 | 1 | 2019-12-31 | 2020-12-31 | 365 | 14.244 | 14
51290 | 8.235 | 1 | 2019-12-31 | 2020-12-31 | 365 | 9.6305 | 9
44725 | 12 | 1 | 2019-12-31 | 2020-12-31 | 365 | 14.0335 | 14
51264 | 12.426 | 1 | 2019-12-31 | 2020-12-31 | 365 | 14.5317 | 14
49187 | 6.84 | 1 | 2019-12-31 | 2020-12-31 | 365 | 7.9991 | 7
45503 | 11.4 | 1 | 2019-12-31 | 2020-12-31 | 365 | 13.3318 | 13
44053 | 7.875 | 1 | 2019-12-31 | 2020-12-31 | 365 | 9.2095 | 9
47405 | 10.25 | 1 | 2019-12-31 | 2020-12-31 | 365 | 11.987 | 11
49158 | 7.36 | 1 | 2019-12-31 | 2020-12-31 | 365 | 8.6072 | 8
49525 | 5.58 | 1 | 2019-12-31 | 2020-12-31 | 365 | 6.5256 | 6
50086 | 3.135 | 1 | 2019-12-31 | 2020-12-31 | 365 | 3.6663 | 3
43451 | 9.765 | 1 | 2019-12-31 | 2020-12-31 | 365 | 11.4198 | 11
41550 | 11.39 | 1 | 2019-12-31 | 2020-12-31 | 365 | 13.3201 | 13
53219 | 0.765 | 1 | 2019-12-31 | 2020-12-31 | 365 | 0.89464 | 0
41990 | 10.464 | 1 | 2019-12-31 | 2020-12-31 | 365 | 12.2372 | 12
41517 | 7.848 | 1 | 2019-12-31 | 2020-12-31 | 365 | 9.1779 | 9
47433 | 5.7 | 1 | 2019-12-31 | 2020-12-31 | 365 | 6.6659 | 6
46425 | 9.45 | 1 | 2019-12-31 | 2020-12-31 | 365 | 11.0514 | 11
50254 | 6.12 | 1 | 2019-12-31 | 2020-12-31 | 365 | 7.1571 | 7
47601 | 5.1 | 1 | 2019-12-31 | 2020-12-31 | 365 | 5.9642 | 5
47660 | 8.265 | 1 | 2019-12-31 | 2020-12-31 | 365 | 9.6656 | 9
47661 | 2.55 | 1 | 2019-12-31 | 2020-12-31 | 365 | 2.9821 | 2
43426 | 10.791 | 1 | 2019-12-31 | 2020-12-31 | 365 | 12.6196 | 12
45190 | 9.975 | 1 | 2019-12-31 | 2020-12-31 | 365 | 11.6654 | 11
44799 | 7.194 | 1 | 2019-12-31 | 2020-12-31 | 365 | 8.4131 | 8
45614 | 7.875 | 1 | 2019-12-31 | 2020-12-31 | 365 | 9.2095 | 9
42016 | 6.867 | 1 | 2019-12-31 | 2020-12-31 | 365 | 8.0307 | 8
44366 | 5.04 | 1 | 2019-12-31 | 2020-12-31 | 365 | 5.8941 | 5
47658 | 4.335 | 1 | 2019-12-31 | 2020-12-31 | 365 | 5.0696 | 5
35293 | 36.54 | 0.9 | 2019-12-31 | 2020-12-31 | 365 | 38.4589 | 38
54903 | 7.84 | 1 | 2019-12-31 | 2020-12-31 | 365 | 9.1686 | 9
48834 | 2.1 | 1 | 2019-12-31 | 2020-12-31 | 365 | 2.4559 | 2
54906 | 7.04 | 1 | 2019-12-31 | 2020-12-31 | 365 | 8.233 | 8
55124 | 3.5 | 1 | 2019-12-31 | 2020-12-31 | 365 | 4.0931 | 4
49524 | 4.25 | 1 | 2019-12-31 | 2020-12-31 | 365 | 4.9702 | 4
55125 | 4.5 | 1 | 2019-12-31 | 2020-12-31 | 365 | 5.2626 | 5
47665 | 7.695 | 1 | 2019-12-31 | 2020-12-31 | 365 | 8.999 | 8
55133 | 5.565 | 1 | 2019-12-31 | 2020-12-31 | 365 | 6.508 | 6
55134 | 6.93 | 1 | 2019-12-31 | 2020-12-31 | 365 | 8.1044 | 8
47315 | 11.025 | 1 | 2019-12-31 | 2020-12-31 | 365 | 12.8933 | 12
55327 | 4.8 | 1 | 2019-12-31 | 2020-12-31 | 365 | 5.6134 | 5
55343 | 9.3 | 1 | 2019-12-31 | 2020-12-31 | 365 | 10.876 | 10
55346 | 3.315 | 1 | 2019-12-31 | 2020-12-31 | 365 | 3.8768 | 3
55347 | 4.16 | 1 | 2019-12-31 | 2020-12-31 | 365 | 4.865 | 4
55396 | 5.12 | 1 | 2019-12-31 | 2020-12-31 | 365 | 5.9876 | 5
55526 | 7.848 | 1 | 2019-12-31 | 2020-12-31 | 365 | 9.1779 | 9
55397 | 2.08 | 1 | 2019-12-31 | 2020-12-31 | 365 | 2.4325 | 2
54110 | 9.01 | 1 | 2019-12-31 | 2020-12-31 | 365 | 10.5368 | 10
55706 | 8.1 | 1 | 2019-12-31 | 2020-12-31 | 365 | 9.4726 | 9
55716 | 3.57 | 1 | 2019-12-31 | 2020-12-31 | 365 | 4.175 | 4
55717 | 4.68 | 1 | 2019-12-31 | 2020-12-31 | 365 | 5.4731 | 5
55723 | 4.68 | 1 | 2019-12-31 | 2020-12-31 | 365 | 5.4731 | 5
55761 | 4.8 | 1 | 2019-12-31 | 2020-12-31 | 365 | 5.6134 | 5
55734 | 5.04 | 1 | 2019-12-31 | 2020-12-31 | 365 | 5.8941 | 5
55736 | 4.2 | 1 | 2019-12-31 | 2020-12-31 | 365 | 4.9117 | 4
44078 | 13.64 | 1 | 2019-12-31 | 2020-12-31 | 365 | 15.9514 | 15
55926 | 13.25 | 1 | 2019-12-31 | 2020-12-31 | 365 | 15.4953 | 15
50024 | 7.685 | 1 | 2019-12-31 | 2020-12-31 | 365 | 8.9873 | 8
41315 | 6.03 | 1 | 2019-12-31 | 2020-12-31 | 365 | 7.0518 | 7
56006 | 9.3 | 1 | 2019-12-31 | 2020-12-31 | 365 | 10.876 | 10
56027 | 6.095 | 1 | 2019-12-31 | 2020-12-31 | 365 | 7.1279 | 7
56028 | 3 | 1 | 2019-12-31 | 2020-12-31 | 365 | 3.5084 | 3
56057 | 10.8 | 1 | 2019-12-31 | 2020-12-31 | 365 | 12.6302 | 12
56059 | 12 | 1 | 2019-12-31 | 2020-12-31 | 365 | 14.0335 | 14
56234 | 5.1 | 1 | 2019-12-31 | 2020-12-31 | 365 | 5.9642 | 5
56232 | 7.95 | 1 | 2019-12-31 | 2020-12-31 | 365 | 9.2972 | 9
56297 | 11.66 | 1 | 2019-12-31 | 2020-12-31 | 365 | 13.6359 | 13
56298 | 5.886 | 1 | 2019-12-31 | 2020-12-31 | 365 | 6.8834 | 6
56360 | 12.19 | 1 | 2019-12-31 | 2020-12-31 | 365 | 14.2557 | 14
47430 | 8.835 | 1 | 2019-12-31 | 2020-12-31 | 365 | 10.3322 | 10
45571 | 7 | 1 | 2019-12-31 | 2020-12-31 | 365 | 8.1862 | 8
53246 | 7.935 | 1 | 2019-12-31 | 2020-12-31 | 365 | 9.2797 | 9
51258 | 5.13 | 1 | 2019-12-31 | 2020-12-31 | 365 | 5.9993 | 5
46898 | 6.09 | 1 | 2019-12-31 | 2020-12-31 | 365 | 7.122 | 7
49454 | 13.8 | 1 | 2019-12-31 | 2020-12-31 | 365 | 16.1385 | 16
46417 | 5.13 | 1 | 2019-12-31 | 2020-12-31 | 365 | 5.9993 | 5
48549 | 6.54 | 1 | 2019-12-31 | 2020-12-31 | 365 | 7.6483 | 7
53677 | 9.18 | 1 | 2019-12-31 | 2020-12-31 | 365 | 10.7356 | 10
47664 | 4.125 | 1 | 2019-12-31 | 2020-12-31 | 365 | 4.824 | 4
47647 | 3.06 | 1 | 2019-12-31 | 2020-12-31 | 365 | 3.5785 | 3
48298 | 6.76 | 1 | 2019-12-31 | 2020-12-31 | 365 | 7.9055 | 7
49878 | 17.94 | 1 | 2019-12-31 | 2020-12-31 | 365 | 20.9801 | 20
44414 | 10.5 | 1 | 2019-12-31 | 2020-12-31 | 365 | 12.2793 | 12
50007 | 17 | 1 | 2019-12-31 | 2020-12-31 | 365 | 19.8808 | 19
51307 | 7.521 | 1 | 2019-12-31 | 2020-12-31 | 365 | 8.7955 | 8
46811 | 7.5 | 1 | 2019-12-31 | 2020-12-31 | 365 | 8.7709 | 8
49740 | 6 | 1 | 2019-12-31 | 2020-12-31 | 365 | 7.0168 | 7
48876 | 10.2 | 1 | 2019-12-31 | 2020-12-31 | 365 | 11.9285 | 11
50027 | 9 | 1 | 2019-12-31 | 2020-12-31 | 365 | 10.5251 | 10
41508 | 19.765 | 1 | 2019-12-31 | 2020-12-31 | 365 | 23.1144 | 23
50029 | 10.5 | 1 | 2019-12-31 | 2020-12-31 | 365 | 12.2793 | 12
49166 | 7.56 | 1 | 2019-12-31 | 2020-12-31 | 365 | 8.8411 | 8
48880 | 12 | 1 | 2019-12-31 | 2020-12-31 | 365 | 14.0335 | 14
50659 | 5.83 | 1 | 2019-12-31 | 2020-12-31 | 365 | 6.818 | 6
50222 | 5.4 | 1 | 2019-12-31 | 2020-12-31 | 365 | 6.3151 | 6
51321 | 5.1 | 1 | 2019-12-31 | 2020-12-31 | 365 | 5.9642 | 5
48843 | 6.48 | 1 | 2019-12-31 | 2020-12-31 | 365 | 7.5781 | 7
49308 | 11.7 | 1 | 2019-12-31 | 2020-12-31 | 365 | 13.6827 | 13
53887 | 4.575 | 1 | 2019-12-31 | 2020-12-31 | 365 | 5.3503 | 5
51310 | 8.7 | 1 | 2019-12-31 | 2020-12-31 | 365 | 10.1743 | 10
46387 | 4.2 | 1 | 2019-12-31 | 2020-12-31 | 365 | 4.9117 | 4
48844 | 11.395 | 1 | 2019-12-31 | 2020-12-31 | 365 | 13.326 | 13
48835 | 5.565 | 1 | 2019-12-31 | 2020-12-31 | 365 | 6.508 | 6
47335 | 7.95 | 1 | 2019-12-31 | 2020-12-31 | 365 | 9.2972 | 9
46489 | 9.945 | 1 | 2019-12-31 | 2020-12-31 | 365 | 11.6303 | 11
47668 | 9.81 | 1 | 2019-12-31 | 2020-12-31 | 365 | 11.4724 | 11
46444 | 11.73 | 1 | 2019-12-31 | 2020-12-31 | 365 | 13.7178 | 13
48290 | 9.86 | 1 | 2019-12-31 | 2020-12-31 | 365 | 11.5309 | 11
46476 | 7.25 | 1 | 2019-12-31 | 2020-12-31 | 365 | 8.4786 | 8
45224 | 5.7 | 1 | 2019-12-31 | 2020-12-31 | 365 | 6.6659 | 6
48879 | 10.8 | 1 | 2019-12-31 | 2020-12-31 | 365 | 12.6302 | 12
51255 | 11.34 | 1 | 2019-12-31 | 2020-12-31 | 365 | 13.2617 | 13
45219 | 13.44 | 1 | 2019-12-31 | 2020-12-31 | 365 | 15.7175 | 15
50676 | 9.9 | 1 | 2019-12-31 | 2020-12-31 | 365 | 11.5777 | 11
46887 | 5 | 1 | 2019-12-31 | 2020-12-31 | 365 | 5.8473 | 5
49170 | 3.64 | 1 | 2019-12-31 | 2020-12-31 | 365 | 4.2568 | 4
49887 | 9.36 | 1 | 2019-12-31 | 2020-12-31 | 365 | 10.9461 | 10
46362 | 9 | 1 | 2019-12-31 | 2020-12-31 | 365 | 10.5251 | 10
54541 | 6.25 | 1 | 2019-12-31 | 2020-12-31 | 365 | 7.3091 | 7
46458 | 5 | 1 | 2019-12-31 | 2020-12-31 | 365 | 5.8473 | 5
47332 | 1.06 | 1 | 2019-12-31 | 2020-12-31 | 365 | 1.2396 | 1
46500 | 6 | 1 | 2019-12-31 | 2020-12-31 | 365 | 7.0168 | 7
46453 | 5 | 1 | 2019-12-31 | 2020-12-31 | 365 | 5.8473 | 5
48875 | 4.24 | 1 | 2019-12-31 | 2020-12-31 | 365 | 4.9585 | 4
44790 | 7.65 | 1 | 2019-12-31 | 2020-12-31 | 365 | 8.9464 | 8
43958 | 6.3 | 1 | 2019-12-31 | 2020-12-31 | 365 | 7.3676 | 7
46800 | 8.215 | 1 | 2019-12-31 | 2020-12-31 | 365 | 9.6071 | 9
43569 | 10.395 | 1 | 2019-12-31 | 2020-12-31 | 365 | 12.1565 | 12
46860 | 7.75 | 1 | 2019-12-31 | 2020-12-31 | 365 | 9.0633 | 9
49333 | 3 | 1 | 2019-12-31 | 2020-12-31 | 365 | 3.5084 | 3
48288 | 7.125 | 1 | 2019-12-31 | 2020-12-31 | 365 | 8.3324 | 8
47334 | 10.395 | 1 | 2019-12-31 | 2020-12-31 | 365 | 12.1565 | 12
46846 | 9.3 | 1 | 2019-12-31 | 2020-12-31 | 365 | 10.876 | 10
49999 | 13.77 | 1 | 2019-12-31 | 2020-12-31 | 365 | 16.1035 | 16
43487 | 6.3 | 1 | 2019-12-31 | 2020-12-31 | 365 | 7.3676 | 7
50230 | 9.25 | 1 | 2019-12-31 | 2020-12-31 | 365 | 10.8175 | 10
45587 | 11.118 | 1 | 2019-12-31 | 2020-12-31 | 365 | 13.0021 | 13
50673 | 5 | 1 | 2019-12-31 | 2020-12-31 | 365 | 5.8473 | 5
50225 | 6.48 | 1 | 2019-12-31 | 2020-12-31 | 365 | 7.5781 | 7
48551 | 5.886 | 1 | 2019-12-31 | 2020-12-31 | 365 | 6.8834 | 6
46373 | 6.93 | 1 | 2019-12-31 | 2020-12-31 | 365 | 8.1044 | 8
51285 | 6.51 | 1 | 2019-12-31 | 2020-12-31 | 365 | 7.6132 | 7
50021 | 10.5 | 1 | 2019-12-31 | 2020-12-31 | 365 | 12.2793 | 12
49745 | 11.4 | 1 | 2019-12-31 | 2020-12-31 | 365 | 13.3318 | 13
51302 | 5 | 1 | 2019-12-31 | 2020-12-31 | 365 | 5.8473 | 5
51266 | 8.175 | 1 | 2019-12-31 | 2020-12-31 | 365 | 9.5603 | 9
51127 | 8.55 | 1 | 2019-12-31 | 2020-12-31 | 365 | 9.9989 | 9
49463 | 14.805 | 1 | 2019-12-31 | 2020-12-31 | 365 | 17.3139 | 17
54922 | 11.34 | 1 | 2019-12-31 | 2020-12-31 | 365 | 13.2617 | 13
54931 | 10.8 | 1 | 2019-12-31 | 2020-12-31 | 365 | 12.6302 | 12
54939 | 12 | 1 | 2019-12-31 | 2020-12-31 | 365 | 14.0335 | 14
54948 | 5.7 | 1 | 2019-12-31 | 2020-12-31 | 365 | 6.6659 | 6
54974 | 10.8 | 1 | 2019-12-31 | 2020-12-31 | 365 | 12.6302 | 12
54980 | 3.18 | 1 | 2019-12-31 | 2020-12-31 | 365 | 3.7189 | 3
54998 | 3.924 | 1 | 2019-12-31 | 2020-12-31 | 365 | 4.589 | 4
55009 | 4.578 | 1 | 2019-12-31 | 2020-12-31 | 365 | 5.3538 | 5
41583 | 16.695 | 1 | 2019-12-31 | 2020-12-31 | 365 | 19.5241 | 19
42021 | 6 | 1 | 2019-12-31 | 2020-12-31 | 365 | 7.0168 | 7
41574 | 4.905 | 1 | 2019-12-31 | 2020-12-31 | 365 | 5.7362 | 5
41577 | 11.34 | 1 | 2019-12-31 | 2020-12-31 | 365 | 13.2617 | 13
49736 | 4.59 | 1 | 2019-12-31 | 2020-12-31 | 365 | 5.3678 | 5
51086 | 7.5 | 1 | 2019-12-31 | 2020-12-31 | 365 | 8.7709 | 8
51305 | 5.7 | 1 | 2019-12-31 | 2020-12-31 | 365 | 6.6659 | 6
50150 | 4.59 | 1 | 2019-12-31 | 2020-12-31 | 365 | 5.3678 | 5
46915 | 12 | 1 | 2019-12-31 | 2020-12-31 | 365 | 14.0335 | 14
49722 | 10.08 | 1 | 2019-12-31 | 2020-12-31 | 365 | 11.7882 | 11
50022 | 6.5 | 1 | 2019-12-31 | 2020-12-31 | 365 | 7.6015 | 7
51319 | 4.68 | 1 | 2019-12-31 | 2020-12-31 | 365 | 5.4731 | 5
50683 | 11.4 | 1 | 2019-12-31 | 2020-12-31 | 365 | 13.3318 | 13
47659 | 6.72 | 1 | 2019-12-31 | 2020-12-31 | 365 | 7.8588 | 7
49748 | 6.6 | 1 | 2019-12-31 | 2020-12-31 | 365 | 7.7184 | 7
48287 | 4.845 | 1 | 2019-12-31 | 2020-12-31 | 365 | 5.666 | 5
48479 | 7.14 | 1 | 2019-12-31 | 2020-12-31 | 365 | 8.3499 | 8
49913 | 9.975 | 1 | 2019-12-31 | 2020-12-31 | 365 | 11.6654 | 11
49998 | 6.76 | 1 | 2019-12-31 | 2020-12-31 | 365 | 7.9055 | 7
51320 | 7.28 | 1 | 2019-12-31 | 2020-12-31 | 365 | 8.5137 | 8
45612 | 5 | 1 | 2019-12-31 | 2020-12-31 | 365 | 5.8473 | 5
50658 | 4.16 | 1 | 2019-12-31 | 2020-12-31 | 365 | 4.865 | 4
51248 | 5.415 | 1 | 2019-12-31 | 2020-12-31 | 365 | 6.3326 | 6
41570 | 7.56 | 1 | 2019-12-31 | 2020-12-31 | 365 | 8.8411 | 8
50663 | 6.6 | 1 | 2019-12-31 | 2020-12-31 | 365 | 7.7184 | 7
49327 | 7.65 | 1 | 2019-12-31 | 2020-12-31 | 365 | 8.9464 | 8
52581 | 8.16 | 1 | 2019-12-31 | 2020-12-31 | 365 | 9.5428 | 9
54114 | 10.8 | 1 | 2019-12-31 | 2020-12-31 | 365 | 12.6302 | 12
55325 | 13.005 | 1 | 2019-12-31 | 2020-12-31 | 365 | 15.2088 | 15
55704 | 3.924 | 1 | 2019-12-31 | 2020-12-31 | 365 | 4.589 | 4
56363 | 4.5 | 1 | 2019-12-31 | 2020-12-31 | 365 | 5.2626 | 5
44369 | 4.25 | 1 | 2019-12-31 | 2020-12-31 | 365 | 4.9702 | 4
44702 | 9.715 | 1 | 2019-12-31 | 2020-12-31 | 365 | 11.3613 | 11
45211 | 7.5 | 1 | 2019-12-31 | 2020-12-31 | 365 | 8.7709 | 8
46366 | 6.5 | 1 | 2019-12-31 | 2020-12-31 | 365 | 7.6015 | 7
43527 | 7.98 | 1 | 2019-12-31 | 2020-12-31 | 365 | 9.3323 | 9
44355 | 9.66 | 1 | 2019-12-31 | 2020-12-31 | 365 | 11.297 | 11
47681 | 4.16 | 1 | 2019-12-31 | 2020-12-31 | 365 | 4.865 | 4
41882 | 12.255 | 1 | 2019-12-31 | 2020-12-31 | 365 | 14.3317 | 14
43953 | 11.772 | 1 | 2019-12-31 | 2020-12-31 | 365 | 13.7669 | 13
41370 | 14.25 | 1 | 2019-12-31 | 2020-12-31 | 365 | 16.6648 | 16
35289 | 32.445 | 1 | 2019-12-31 | 2020-12-31 | 365 | 37.9431 | 37
44361 | 24.75 | 1 | 2019-12-31 | 2020-12-31 | 365 | 28.9441 | 28
43491 | 9.6 | 1 | 2019-12-31 | 2020-12-31 | 365 | 11.2268 | 11
43493 | 6.3 | 1 | 2019-12-31 | 2020-12-31 | 365 | 7.3676 | 7
50656 | 6 | 1 | 2019-12-31 | 2020-12-31 | 365 | 7.0168 | 7
50696 | 6.6 | 1 | 2019-12-31 | 2020-12-31 | 365 | 7.7184 | 7
50286 | 7.02 | 1 | 2019-12-31 | 2020-12-31 | 365 | 8.2096 | 8
46462 | 13.5 | 1 | 2019-12-31 | 2020-12-31 | 365 | 15.7877 | 15
53364 | 5.2 | 1 | 2019-12-31 | 2020-12-31 | 365 | 6.0812 | 6
55344 | 8.37 | 1 | 2019-12-31 | 2020-12-31 | 365 | 9.7884 | 9
46812 | 16.24 | 1 | 2019-12-31 | 2020-12-31 | 365 | 18.992 | 18
48857 | 20.4 | 1 | 2019-12-31 | 2020-12-31 | 365 | 23.857 | 23
47609 | 7.525 | 1 | 2019-12-31 | 2020-12-31 | 365 | 8.8002 | 8
48522 | 11.4 | 1 | 2019-12-31 | 2020-12-31 | 365 | 13.3318 | 13
49721 | 7.15 | 1 | 2019-12-31 | 2020-12-31 | 365 | 8.3616 | 8
56640 | 6.3 | 1 | 2019-12-31 | 2020-12-31 | 365 | 7.3676 | 7
56714 | 4.59 | 1 | 2019-12-31 | 2020-12-31 | 365 | 5.3678 | 5
56713 | 5.46 | 1 | 2019-12-31 | 2020-12-31 | 365 | 6.3853 | 6
56637 | 6.5 | 1 | 2019-12-31 | 2020-12-31 | 365 | 7.6015 | 7
56596 | 11.2 | 1 | 2019-12-31 | 2020-12-31 | 365 | 13.098 | 13
56594 | 7.95 | 1 | 2019-12-31 | 2020-12-31 | 365 | 9.2972 | 9
56597 | 5.355 | 1 | 2019-12-31 | 2020-12-31 | 365 | 6.2625 | 6
56581 | 4.68 | 1 | 2019-12-31 | 2020-12-31 | 365 | 5.4731 | 5
50665 | 9.25 | 1 | 2019-12-31 | 2020-12-31 | 365 | 10.8175 | 10
44322 | 22.96 | 1 | 2019-12-31 | 2020-12-31 | 365 | 26.8508 | 26
46826 | 6 | 1 | 2019-12-31 | 2020-12-31 | 365 | 7.0168 | 7
47327 | 7.44 | 1 | 2019-12-31 | 2020-12-31 | 365 | 8.7008 | 8
56632 | 4.2 | 1 | 2019-12-31 | 2020-12-31 | 365 | 4.9117 | 4
56629 | 4.16 | 1 | 2019-12-31 | 2020-12-31 | 365 | 4.865 | 4
55115 | 6.2 | 1 | 2019-12-31 | 2020-12-31 | 365 | 7.2507 | 7
56787 | 10.335 | 1 | 2019-12-31 | 2020-12-31 | 365 | 12.0864 | 12
56789 | 8.215 | 1 | 2019-12-31 | 2020-12-31 | 365 | 9.6071 | 9
56794 | 4.8 | 1 | 2019-12-31 | 2020-12-31 | 365 | 5.6134 | 5
56795 | 10.07 | 1 | 2019-12-31 | 2020-12-31 | 365 | 11.7765 | 11
34878 | 94.64 | 0.9 | 2019-12-31 | 2020-12-31 | 365 | 99.6099 | 99
43441 | 6.6 | 1 | 2019-12-31 | 2020-12-31 | 365 | 7.7184 | 7
56798 | 9 | 1 | 2019-12-31 | 2020-12-31 | 365 | 10.5251 | 10
56799 | 6.21 | 1 | 2019-12-31 | 2020-12-31 | 365 | 7.2623 | 7
56800 | 11.925 | 1 | 2019-12-31 | 2020-12-31 | 365 | 13.9458 | 13
56801 | 4.5 | 1 | 2019-12-31 | 2020-12-31 | 365 | 5.2626 | 5
56807 | 6.095 | 1 | 2019-12-31 | 2020-12-31 | 365 | 7.1279 | 7
56808 | 9.075 | 1 | 2019-12-31 | 2020-12-31 | 365 | 10.6128 | 10
56791 | 4.14 | 1 | 2019-12-31 | 2020-12-31 | 365 | 4.8416 | 4
56818 | 9.3 | 1 | 2019-12-31 | 2020-12-31 | 365 | 10.876 | 10
46428 | 6 | 1 | 2019-12-31 | 2020-12-31 | 365 | 7.0168 | 7
48289 | 7.2 | 1 | 2019-12-31 | 2020-12-31 | 365 | 8.4201 | 8
52582 | 7.125 | 1 | 2019-12-31 | 2020-12-31 | 365 | 8.3324 | 8
52956 | 7.8 | 1 | 2019-12-31 | 2020-12-31 | 365 | 9.1218 | 9
48524 | 6.76 | 1 | 2019-12-31 | 2020-12-31 | 365 | 7.9055 | 7
48523 | 5.2 | 1 | 2019-12-31 | 2020-12-31 | 365 | 6.0812 | 6
47651 | 6.3 | 1 | 2019-12-31 | 2020-12-31 | 365 | 7.3676 | 7
56918 | 3.71 | 1 | 2019-12-31 | 2020-12-31 | 365 | 4.3387 | 4
56898 | 6.16 | 1 | 2019-12-31 | 2020-12-31 | 365 | 7.2039 | 7
56831 | 9.805 | 1 | 2019-12-31 | 2020-12-31 | 365 | 11.4666 | 11
47628 | 4.68 | 1 | 2019-12-31 | 2020-12-31 | 365 | 5.4731 | 5
54579 | 5.67 | 1 | 2019-12-31 | 2020-12-31 | 365 | 6.6308 | 6
54561 | 7.65 | 1 | 2019-12-31 | 2020-12-31 | 365 | 8.9464 | 8
54552 | 2.55 | 1 | 2019-12-31 | 2020-12-31 | 365 | 2.9821 | 2
54545 | 9.45 | 1 | 2019-12-31 | 2020-12-31 | 365 | 11.0514 | 11
54539 | 12.6 | 1 | 2019-12-31 | 2020-12-31 | 365 | 14.7352 | 14
54538 | 8.829 | 1 | 2019-12-31 | 2020-12-31 | 365 | 10.3252 | 10
54531 | 9.6 | 1 | 2019-12-31 | 2020-12-31 | 365 | 11.2268 | 11
54528 | 5.865 | 1 | 2019-12-31 | 2020-12-31 | 365 | 6.8589 | 6
54526 | 8.41 | 1 | 2019-12-31 | 2020-12-31 | 365 | 9.8352 | 9
54518 | 6.885 | 1 | 2019-12-31 | 2020-12-31 | 365 | 8.0517 | 8
54517 | 3.15 | 1 | 2019-12-31 | 2020-12-31 | 365 | 3.6838 | 3
54349 | 11.52 | 1 | 2019-12-31 | 2020-12-31 | 365 | 13.4722 | 13
54348 | 7.65 | 1 | 2019-12-31 | 2020-12-31 | 365 | 8.9464 | 8
54288 | 6 | 1 | 2019-12-31 | 2020-12-31 | 365 | 7.0168 | 7
54287 | 6.93 | 1 | 2019-12-31 | 2020-12-31 | 365 | 8.1044 | 8
54286 | 6.24 | 1 | 2019-12-31 | 2020-12-31 | 365 | 7.2974 | 7
53311 | 10 | 1 | 2019-12-31 | 2020-12-31 | 365 | 11.6946 | 11
56365 | 5.28 | 1 | 2019-12-31 | 2020-12-31 | 365 | 6.1747 | 6
34876 | 251.395 | 0.9 | 2019-12-31 | 2020-12-31 | 365 | 264.5968 | 264
49906 | 7.2 | 1 | 2019-12-31 | 2020-12-31 | 365 | 8.4201 | 8
49483 | 6.48 | 1 | 2019-12-31 | 2020-12-31 | 365 | 7.5781 | 7
50691 | 11.2 | 1 | 2019-12-31 | 2020-12-31 | 365 | 13.098 | 13
54543 | 7.875 | 1 | 2019-12-31 | 2020-12-31 | 365 | 9.2095 | 9
54527 | 6.38 | 1 | 2019-12-31 | 2020-12-31 | 365 | 7.4612 | 7
46905 | 7.56 | 1 | 2019-12-31 | 2020-12-31 | 365 | 8.8411 | 8
51224 | 2.4 | 1 | 2019-12-31 | 2020-12-31 | 365 | 2.8067 | 2
48867 | 12.19 | 1 | 2019-12-31 | 2020-12-31 | 365 | 14.2557 | 14
49476 | 6.82 | 1 | 2019-12-31 | 2020-12-31 | 365 | 7.9757 | 7
45215 | 11.75 | 1 | 2019-12-31 | 2020-12-31 | 365 | 13.7412 | 13
44555 | 7 | 1 | 2019-12-31 | 2020-12-31 | 365 | 8.1862 | 8
56636 | 9.54 | 1 | 2019-12-31 | 2020-12-31 | 365 | 11.1566 | 11
52578 | 2.94 | 1 | 2019-12-31 | 2020-12-31 | 365 | 3.4382 | 3
56788 | 8.82 | 1 | 2019-12-31 | 2020-12-31 | 365 | 10.3146 | 10
48538 | 7.28 | 1 | 2019-12-31 | 2020-12-31 | 365 | 8.5137 | 8
52058 | 4.68 | 1 | 2019-12-31 | 2020-12-31 | 365 | 5.4731 | 5
45637 | 7.02 | 1 | 2019-12-31 | 2020-12-31 | 365 | 8.2096 | 8
45626 | 6 | 1 | 2019-12-31 | 2020-12-31 | 365 | 7.0168 | 7
45627 | 6 | 1 | 2019-12-31 | 2020-12-31 | 365 | 7.0168 | 7
46381 | 3.42 | 1 | 2019-12-31 | 2020-12-31 | 365 | 3.9996 | 3
43435 | 15.6 | 1 | 2019-12-31 | 2020-12-31 | 365 | 18.2436 | 18
50066 | 6.9 | 1 | 2019-12-31 | 2020-12-31 | 365 | 8.0693 | 8
50229 | 7.84 | 1 | 2019-12-31 | 2020-12-31 | 365 | 9.1686 | 9
54643 | 7.28 | 1 | 2019-12-31 | 2020-12-31 | 365 | 8.5137 | 8
46863 | 7.245 | 1 | 2019-12-31 | 2020-12-31 | 365 | 8.4727 | 8
55117 | 5.94 | 1 | 2019-12-31 | 2020-12-31 | 365 | 6.9466 | 6
54913 | 127.49 | 0.8 | 2019-12-31 | 2020-12-31 | 365 | 119.2756 | 119
43085 | 87.78 | 0.9 | 2019-12-31 | 2020-12-31 | 365 | 92.3897 | 92
51804 | 6.6 | 1 | 2019-12-31 | 2020-12-31 | 365 | 7.7184 | 7
51802 | 6.6 | 1 | 2019-12-31 | 2020-12-31 | 365 | 7.7184 | 7
54508 | 9.1 | 1 | 2019-12-31 | 2020-12-31 | 365 | 10.6421 | 10
58861 | 3.597 | 1 | 2019-12-31 | 2020-12-31 | 365 | 4.2065 | 4
17288 | 24.3 | 1 | 2019-12-31 | 2020-12-31 | 365 | 28.4179 | 28
47489 | 5.6 | 1 | 2019-12-31 | 2020-12-31 | 365 | 6.549 | 6
54919 | 6.9 | 1 | 2019-12-31 | 2020-12-31 | 365 | 8.0693 | 8
54557 | 6 | 1 | 2019-12-31 | 2020-12-31 | 365 | 7.0168 | 7
54650 | 4.725 | 1 | 2019-12-31 | 2020-12-31 | 365 | 5.5257 | 5
44639 | 25.2 | 0.9 | 2019-12-31 | 2020-12-31 | 365 | 26.5234 | 26
35281 | 38.4 | 0.9 | 2019-12-31 | 2020-12-31 | 365 | 40.4165 | 40
54637 | 5.85 | 1 | 2019-12-31 | 2020-12-31 | 365 | 6.8413 | 6
30727 | 443.085 | 1 | 2019-12-31 | 2020-12-31 | 365 | 518.1702 | 518
54639 | 3.36 | 1 | 2019-12-31 | 2020-12-31 | 365 | 3.9294 | 3
50232 | 6.24 | 1 | 2019-12-31 | 2020-12-31 | 365 | 7.2974 | 7
41333 | 7.935 | 1 | 2019-12-31 | 2020-12-31 | 365 | 9.2797 | 9
49149 | 5.04 | 1 | 2019-12-31 | 2020-12-31 | 365 | 5.8941 | 5
46495 | 4.2 | 1 | 2019-12-31 | 2020-12-31 | 365 | 4.9117 | 4
54831 | 6.6 | 1 | 2019-12-31 | 2020-12-31 | 365 | 7.7184 | 7
44327 | 8.82 | 1 | 2019-12-31 | 2020-12-31 | 365 | 10.3146 | 10
54843 | 14.49 | 1 | 2019-12-31 | 2020-12-31 | 365 | 16.9455 | 16
48878 | 7.848 | 1 | 2019-12-31 | 2020-12-31 | 365 | 9.1779 | 9
54916 | 9.36 | 1 | 2019-12-31 | 2020-12-31 | 365 | 10.9461 | 10
54911 | 9 | 1 | 2019-12-31 | 2020-12-31 | 365 | 10.5251 | 10
50239 | 8.19 | 1 | 2019-12-31 | 2020-12-31 | 365 | 9.5779 | 9
44043 | 8.829 | 1 | 2019-12-31 | 2020-12-31 | 365 | 10.3252 | 10
41378 | 11.2 | 1 | 2019-12-31 | 2020-12-31 | 365 | 13.098 | 13
44314 | 6.615 | 1 | 2019-12-31 | 2020-12-31 | 365 | 7.736 | 7
55122 | 9.3 | 1 | 2019-12-31 | 2020-12-31 | 365 | 10.876 | 10
48521 | 9.52 | 1 | 2019-12-31 | 2020-12-31 | 365 | 11.1333 | 11
55121 | 9.3 | 1 | 2019-12-31 | 2020-12-31 | 365 | 10.876 | 10
55128 | 7.125 | 1 | 2019-12-31 | 2020-12-31 | 365 | 8.3324 | 8
55127 | 4.2 | 1 | 2019-12-31 | 2020-12-31 | 365 | 4.9117 | 4
44056 | 9.45 | 1 | 2019-12-31 | 2020-12-31 | 365 | 11.0514 | 11
55129 | 8.4 | 1 | 2019-12-31 | 2020-12-31 | 365 | 9.8235 | 9
50137 | 15.39 | 1 | 2019-12-31 | 2020-12-31 | 365 | 17.998 | 17
55135 | 5.3 | 1 | 2019-12-31 | 2020-12-31 | 365 | 6.1981 | 6
55448 | 8.835 | 1 | 2019-12-31 | 2020-12-31 | 365 | 10.3322 | 10
54641 | 5.7 | 1 | 2019-12-31 | 2020-12-31 | 365 | 6.6659 | 6
44055 | 8.502 | 1 | 2019-12-31 | 2020-12-31 | 365 | 9.9427 | 9
48539 | 5.22 | 1 | 2019-12-31 | 2020-12-31 | 365 | 6.1046 | 6
49017 | 11.2 | 1 | 2019-12-31 | 2020-12-31 | 365 | 13.098 | 13
44309 | 7.245 | 1 | 2019-12-31 | 2020-12-31 | 365 | 8.4727 | 8
55289 | 11.115 | 1 | 2019-12-31 | 2020-12-31 | 365 | 12.9985 | 12
47680 | 8.96 | 1 | 2019-12-31 | 2020-12-31 | 365 | 10.4784 | 10
47338 | 5.76 | 1 | 2019-12-31 | 2020-12-31 | 365 | 6.7361 | 6
55294 | 9.45 | 1 | 2019-12-31 | 2020-12-31 | 365 | 11.0514 | 11
55726 | 11.115 | 1 | 2019-12-31 | 2020-12-31 | 365 | 12.9985 | 12
55730 | 6.12 | 1 | 2019-12-31 | 2020-12-31 | 365 | 7.1571 | 7
55724 | 5.035 | 1 | 2019-12-31 | 2020-12-31 | 365 | 5.8882 | 5
55714 | 3.72 | 1 | 2019-12-31 | 2020-12-31 | 365 | 4.3504 | 4
55709 | 11.34 | 1 | 2019-12-31 | 2020-12-31 | 365 | 13.2617 | 13
55531 | 7.56 | 1 | 2019-12-31 | 2020-12-31 | 365 | 8.8411 | 8
55459 | 9.975 | 1 | 2019-12-31 | 2020-12-31 | 365 | 11.6654 | 11
55545 | 9.45 | 1 | 2019-12-31 | 2020-12-31 | 365 | 11.0514 | 11
55544 | 7.44 | 1 | 2019-12-31 | 2020-12-31 | 365 | 8.7008 | 8
55425 | 6.2 | 1 | 2019-12-31 | 2020-12-31 | 365 | 7.2507 | 7
55451 | 5 | 1 | 2019-12-31 | 2020-12-31 | 365 | 5.8473 | 5
55550 | 5.1 | 1 | 2019-12-31 | 2020-12-31 | 365 | 5.9642 | 5
55533 | 6.9 | 1 | 2019-12-31 | 2020-12-31 | 365 | 8.0693 | 8
56806 | 6.3 | 1 | 2019-12-31 | 2020-12-31 | 365 | 7.3676 | 7
56796 | 6.625 | 1 | 2019-12-31 | 2020-12-31 | 365 | 7.7477 | 7
43565 | 14.1 | 1 | 2019-12-31 | 2020-12-31 | 365 | 16.4894 | 16
56820 | 10.8 | 1 | 2019-12-31 | 2020-12-31 | 365 | 12.6302 | 12
35349 | 35.88 | 0.9 | 2019-12-31 | 2020-12-31 | 365 | 37.7642 | 37
55713 | 10.83 | 1 | 2019-12-31 | 2020-12-31 | 365 | 12.6653 | 12
55720 | 5.1 | 1 | 2019-12-31 | 2020-12-31 | 365 | 5.9642 | 5
55722 | 5.8 | 1 | 2019-12-31 | 2020-12-31 | 365 | 6.7829 | 6
55739 | 5.985 | 1 | 2019-12-31 | 2020-12-31 | 365 | 6.9992 | 6
55740 | 7.8 | 1 | 2019-12-31 | 2020-12-31 | 365 | 9.1218 | 9
55721 | 9.88 | 1 | 2019-12-31 | 2020-12-31 | 365 | 11.5543 | 11
55737 | 10.26 | 1 | 2019-12-31 | 2020-12-31 | 365 | 11.9987 | 11
55760 | 9.3 | 1 | 2019-12-31 | 2020-12-31 | 365 | 10.876 | 10
57685 | 6.21 | 1 | 2019-12-31 | 2020-12-31 | 365 | 7.2623 | 7
57548 | 7.83 | 1 | 2019-12-31 | 2020-12-31 | 365 | 9.1569 | 9
57682 | 14.04 | 1 | 2019-12-31 | 2020-12-31 | 365 | 16.4192 | 16
57610 | 10.4 | 1 | 2019-12-31 | 2020-12-31 | 365 | 12.1624 | 12
57612 | 9.3 | 1 | 2019-12-31 | 2020-12-31 | 365 | 10.876 | 10
57435 | 14.7 | 1 | 2019-12-31 | 2020-12-31 | 365 | 17.1911 | 17
46819 | 5.67 | 1 | 2019-12-31 | 2020-12-31 | 365 | 6.6308 | 6
57468 | 7.84 | 1 | 2019-12-31 | 2020-12-31 | 365 | 9.1686 | 9
46835 | 7.56 | 1 | 2019-12-31 | 2020-12-31 | 365 | 8.8411 | 8
57401 | 7.98 | 1 | 2019-12-31 | 2020-12-31 | 365 | 9.3323 | 9
49916 | 7.2 | 1 | 2019-12-31 | 2020-12-31 | 365 | 8.4201 | 8
57432 | 2.52 | 1 | 2019-12-31 | 2020-12-31 | 365 | 2.947 | 2
57400 | 11.445 | 1 | 2019-12-31 | 2020-12-31 | 365 | 13.3845 | 13
47605 | 9.12 | 1 | 2019-12-31 | 2020-12-31 | 365 | 10.6655 | 10
57613 | 3.9 | 1 | 2019-12-31 | 2020-12-31 | 365 | 4.5609 | 4
57397 | 11.47 | 1 | 2019-12-31 | 2020-12-31 | 365 | 13.4137 | 13
57396 | 9.765 | 1 | 2019-12-31 | 2020-12-31 | 365 | 11.4198 | 11
57395 | 7.125 | 1 | 2019-12-31 | 2020-12-31 | 365 | 8.3324 | 8
57393 | 5.83 | 1 | 2019-12-31 | 2020-12-31 | 365 | 6.818 | 6
57399 | 3.71 | 1 | 2019-12-31 | 2020-12-31 | 365 | 4.3387 | 4
57467 | 9.12 | 1 | 2019-12-31 | 2020-12-31 | 365 | 10.6655 | 10
57384 | 8.4 | 1 | 2019-12-31 | 2020-12-31 | 365 | 9.8235 | 9
55330 | 7.8 | 1 | 2019-12-31 | 2020-12-31 | 365 | 9.1218 | 9
57371 | 12.48 | 1 | 2019-12-31 | 2020-12-31 | 365 | 14.5949 | 14
57377 | 9.8 | 1 | 2019-12-31 | 2020-12-31 | 365 | 11.4607 | 11
57600 | 11.6 | 1 | 2019-12-31 | 2020-12-31 | 365 | 13.5657 | 13
55116 | 6.63 | 1 | 2019-12-31 | 2020-12-31 | 365 | 7.7535 | 7
55422 | 7.84 | 1 | 2019-12-31 | 2020-12-31 | 365 | 9.1686 | 9
55457 | 8.84 | 1 | 2019-12-31 | 2020-12-31 | 365 | 10.338 | 10
55529 | 11.4 | 1 | 2019-12-31 | 2020-12-31 | 365 | 13.3318 | 13
55543 | 5.25 | 1 | 2019-12-31 | 2020-12-31 | 365 | 6.1397 | 6
45602 | 14.04 | 1 | 2019-12-31 | 2020-12-31 | 365 | 16.4192 | 16
51309 | 7.28 | 1 | 2019-12-31 | 2020-12-31 | 365 | 8.5137 | 8
46912 | 7.5 | 1 | 2019-12-31 | 2020-12-31 | 365 | 8.7709 | 8
50283 | 8.64 | 1 | 2019-12-31 | 2020-12-31 | 365 | 10.1041 | 10
57592 | 5.83 | 1 | 2019-12-31 | 2020-12-31 | 365 | 6.818 | 6
57608 | 9.5 | 1 | 2019-12-31 | 2020-12-31 | 365 | 11.1099 | 11
57654 | 11.395 | 1 | 2019-12-31 | 2020-12-31 | 365 | 13.326 | 13
57558 | 11.685 | 1 | 2019-12-31 | 2020-12-31 | 365 | 13.6651 | 13
57545 | 12.09 | 1 | 2019-12-31 | 2020-12-31 | 365 | 14.1388 | 14
57605 | 4.845 | 1 | 2019-12-31 | 2020-12-31 | 365 | 5.666 | 5
57614 | 7 | 1 | 2019-12-31 | 2020-12-31 | 365 | 8.1862 | 8
44084 | 11.34 | 1 | 2019-12-31 | 2020-12-31 | 365 | 13.2617 | 13
45575 | 5.232 | 1 | 2019-12-31 | 2020-12-31 | 365 | 6.1186 | 6
46844 | 7.521 | 1 | 2019-12-31 | 2020-12-31 | 365 | 8.7955 | 8
48848 | 7.98 | 1 | 2019-12-31 | 2020-12-31 | 365 | 9.3323 | 9
53305 | 5.1 | 1 | 2019-12-31 | 2020-12-31 | 365 | 5.9642 | 5
54646 | 4.56 | 1 | 2019-12-31 | 2020-12-31 | 365 | 5.3327 | 5
54810 | 9.45 | 1 | 2019-12-31 | 2020-12-31 | 365 | 11.0514 | 11
54822 | 6.615 | 1 | 2019-12-31 | 2020-12-31 | 365 | 7.736 | 7
55342 | 6.24 | 1 | 2019-12-31 | 2020-12-31 | 365 | 7.2974 | 7
55345 | 4.2 | 1 | 2019-12-31 | 2020-12-31 | 365 | 4.9117 | 4
55348 | 14.31 | 1 | 2019-12-31 | 2020-12-31 | 365 | 16.735 | 16
56024 | 6.9 | 1 | 2019-12-31 | 2020-12-31 | 365 | 8.0693 | 8
56619 | 6 | 1 | 2019-12-31 | 2020-12-31 | 365 | 7.0168 | 7
56715 | 12 | 1 | 2019-12-31 | 2020-12-31 | 365 | 14.0335 | 14
56901 | 12.19 | 1 | 2019-12-31 | 2020-12-31 | 365 | 14.2557 | 14
57596 | 3.15 | 1 | 2019-12-31 | 2020-12-31 | 365 | 3.6838 | 3
57357 | 12.19 | 1 | 2019-12-31 | 2020-12-31 | 365 | 14.2557 | 14
57407 | 10.26 | 1 | 2019-12-31 | 2020-12-31 | 365 | 11.9987 | 11
56854 | 8.4 | 1 | 2019-12-31 | 2020-12-31 | 365 | 9.8235 | 9
57364 | 7.2 | 1 | 2019-12-31 | 2020-12-31 | 365 | 8.4201 | 8
56856 | 5.04 | 1 | 2019-12-31 | 2020-12-31 | 365 | 5.8941 | 5
56839 | 11.2 | 1 | 2019-12-31 | 2020-12-31 | 365 | 13.098 | 13
57419 | 5.7 | 1 | 2019-12-31 | 2020-12-31 | 365 | 6.6659 | 6
56835 | 12.4 | 1 | 2019-12-31 | 2020-12-31 | 365 | 14.5013 | 14
56805 | 5.7 | 1 | 2019-12-31 | 2020-12-31 | 365 | 6.6659 | 6
56716 | 7.2 | 1 | 2019-12-31 | 2020-12-31 | 365 | 8.4201 | 8
57784 | 3.9 | 1 | 2019-12-31 | 2020-12-31 | 365 | 4.5609 | 4
57822 | 9.765 | 1 | 2019-12-31 | 2020-12-31 | 365 | 11.4198 | 11
51313 | 11.97 | 1 | 2019-12-31 | 2020-12-31 | 365 | 13.9984 | 13
57717 | 4.8 | 1 | 2019-12-31 | 2020-12-31 | 365 | 5.6134 | 5
51272 | 11.025 | 1 | 2019-12-31 | 2020-12-31 | 365 | 12.8933 | 12
57716 | 4.905 | 1 | 2019-12-31 | 2020-12-31 | 365 | 5.7362 | 5
57820 | 6.12 | 1 | 2019-12-31 | 2020-12-31 | 365 | 7.1571 | 7
57707 | 14.4 | 1 | 2019-12-31 | 2020-12-31 | 365 | 16.8402 | 16
57824 | 16.215 | 1 | 2019-12-31 | 2020-12-31 | 365 | 18.9628 | 18
57712 | 17.4 | 1 | 2019-12-31 | 2020-12-31 | 365 | 20.3486 | 20
57708 | 7.25 | 1 | 2019-12-31 | 2020-12-31 | 365 | 8.4786 | 8
57709 | 3.9 | 1 | 2019-12-31 | 2020-12-31 | 365 | 4.5609 | 4
57713 | 2.835 | 1 | 2019-12-31 | 2020-12-31 | 365 | 3.3154 | 3
57706 | 4.41 | 1 | 2019-12-31 | 2020-12-31 | 365 | 5.1573 | 5
57655 | 5.3 | 1 | 2019-12-31 | 2020-12-31 | 365 | 6.1981 | 6
57678 | 7.2 | 1 | 2019-12-31 | 2020-12-31 | 365 | 8.4201 | 8
57703 | 6.6 | 1 | 2019-12-31 | 2020-12-31 | 365 | 7.7184 | 7
57672 | 7.13 | 1 | 2019-12-31 | 2020-12-31 | 365 | 8.3382 | 8
57710 | 6.76 | 1 | 2019-12-31 | 2020-12-31 | 365 | 7.9055 | 7
57749 | 9.405 | 1 | 2019-12-31 | 2020-12-31 | 365 | 10.9988 | 10
57390 | 11.34 | 1 | 2019-12-31 | 2020-12-31 | 365 | 13.2617 | 13
57813 | 6.9 | 1 | 2019-12-31 | 2020-12-31 | 365 | 8.0693 | 8
57412 | 2.7 | 1 | 2019-12-31 | 2020-12-31 | 365 | 3.1575 | 3
57418 | 10.2 | 1 | 2019-12-31 | 2020-12-31 | 365 | 11.9285 | 11
57617 | 5.76 | 1 | 2019-12-31 | 2020-12-31 | 365 | 6.7361 | 6
56833 | 3.3 | 1 | 2019-12-31 | 2020-12-31 | 365 | 3.8592 | 3
56368 | 11.025 | 1 | 2019-12-31 | 2020-12-31 | 365 | 12.8933 | 12
56366 | 4.55 | 1 | 2019-12-31 | 2020-12-31 | 365 | 5.321 | 5
56797 | 11.66 | 1 | 2019-12-31 | 2020-12-31 | 365 | 13.6359 | 13
56361 | 5.13 | 1 | 2019-12-31 | 2020-12-31 | 365 | 5.9993 | 5
56367 | 4.485 | 1 | 2019-12-31 | 2020-12-31 | 365 | 5.245 | 5
56705 | 9.45 | 1 | 2019-12-31 | 2020-12-31 | 365 | 11.0514 | 11
56357 | 4.96 | 1 | 2019-12-31 | 2020-12-31 | 365 | 5.8005 | 5
56355 | 8 | 1 | 2019-12-31 | 2020-12-31 | 365 | 9.3557 | 9
57669 | 4.68 | 1 | 2019-12-31 | 2020-12-31 | 365 | 5.4731 | 5
56296 | 6.867 | 1 | 2019-12-31 | 2020-12-31 | 365 | 8.0307 | 8
56292 | 8.12 | 1 | 2019-12-31 | 2020-12-31 | 365 | 9.496 | 9
56362 | 6.3 | 1 | 2019-12-31 | 2020-12-31 | 365 | 7.3676 | 7
56224 | 4.83 | 1 | 2019-12-31 | 2020-12-31 | 365 | 5.6485 | 5
54836 | 12.19 | 1 | 2019-12-31 | 2020-12-31 | 365 | 14.2557 | 14
56220 | 5.4 | 1 | 2019-12-31 | 2020-12-31 | 365 | 6.3151 | 6
56095 | 8.265 | 1 | 2019-12-31 | 2020-12-31 | 365 | 9.6656 | 9
55450 | 2.85 | 1 | 2019-12-31 | 2020-12-31 | 365 | 3.333 | 3
46862 | 6.615 | 1 | 2019-12-31 | 2020-12-31 | 365 | 7.736 | 7
56055 | 9.8 | 1 | 2019-12-31 | 2020-12-31 | 365 | 11.4607 | 11
57615 | 7.56 | 1 | 2019-12-31 | 2020-12-31 | 365 | 8.8411 | 8
56034 | 6.3 | 1 | 2019-12-31 | 2020-12-31 | 365 | 7.3676 | 7
56033 | 6.2 | 1 | 2019-12-31 | 2020-12-31 | 365 | 7.2507 | 7
55449 | 6.44 | 1 | 2019-12-31 | 2020-12-31 | 365 | 7.5313 | 7
56029 | 11.34 | 1 | 2019-12-31 | 2020-12-31 | 365 | 13.2617 | 13
57827 | 11.97 | 1 | 2019-12-31 | 2020-12-31 | 365 | 13.9984 | 13
56031 | 5.67 | 1 | 2019-12-31 | 2020-12-31 | 365 | 6.6308 | 6
56022 | 14.72 | 1 | 2019-12-31 | 2020-12-31 | 365 | 17.2145 | 17
56025 | 5.13 | 1 | 2019-12-31 | 2020-12-31 | 365 | 5.9993 | 5
56056 | 6.27 | 1 | 2019-12-31 | 2020-12-31 | 365 | 7.3325 | 7
55987 | 7.56 | 1 | 2019-12-31 | 2020-12-31 | 365 | 8.8411 | 8
55452 | 5.559 | 1 | 2019-12-31 | 2020-12-31 | 365 | 6.501 | 6
55939 | 8.56 | 1 | 2019-12-31 | 2020-12-31 | 365 | 10.0106 | 10
56212 | 7.28 | 1 | 2019-12-31 | 2020-12-31 | 365 | 8.5137 | 8
55937 | 4.65 | 1 | 2019-12-31 | 2020-12-31 | 365 | 5.438 | 5
55933 | 11.97 | 1 | 2019-12-31 | 2020-12-31 | 365 | 13.9984 | 13
56009 | 5.7 | 1 | 2019-12-31 | 2020-12-31 | 365 | 6.6659 | 6
55932 | 9 | 1 | 2019-12-31 | 2020-12-31 | 365 | 10.5251 | 10
56023 | 4.251 | 1 | 2019-12-31 | 2020-12-31 | 365 | 4.9714 | 4
55837 | 14.88 | 1 | 2019-12-31 | 2020-12-31 | 365 | 17.4016 | 17
55927 | 8.82 | 1 | 2019-12-31 | 2020-12-31 | 365 | 10.3146 | 10
47310 | 9.9 | 1 | 2019-12-31 | 2020-12-31 | 365 | 11.5777 | 11
56054 | 3.445 | 1 | 2019-12-31 | 2020-12-31 | 365 | 4.0288 | 4
55829 | 3.64 | 1 | 2019-12-31 | 2020-12-31 | 365 | 4.2568 | 4
55935 | 5.13 | 1 | 2019-12-31 | 2020-12-31 | 365 | 5.9993 | 5
55833 | 4.2 | 1 | 2019-12-31 | 2020-12-31 | 365 | 4.9117 | 4
55808 | 5.2 | 1 | 2019-12-31 | 2020-12-31 | 365 | 6.0812 | 6
55806 | 18.9 | 1 | 2019-12-31 | 2020-12-31 | 365 | 22.1028 | 22
55803 | 6.4 | 1 | 2019-12-31 | 2020-12-31 | 365 | 7.4845 | 7
55763 | 9.9 | 1 | 2019-12-31 | 2020-12-31 | 365 | 11.5777 | 11
57789 | 5.2 | 1 | 2019-12-31 | 2020-12-31 | 365 | 6.0812 | 6
47607 | 9.45 | 1 | 2019-12-31 | 2020-12-31 | 365 | 11.0514 | 11
49902 | 4.725 | 1 | 2019-12-31 | 2020-12-31 | 365 | 5.5257 | 5
47317 | 5.67 | 1 | 2019-12-31 | 2020-12-31 | 365 | 6.6308 | 6
41566 | 12.6 | 1 | 2019-12-31 | 2020-12-31 | 365 | 14.7352 | 14
49180 | 14.88 | 1 | 2019-12-31 | 2020-12-31 | 365 | 17.4016 | 17
45599 | 15 | 1 | 2019-12-31 | 2020-12-31 | 365 | 17.5419 | 17
45636 | 7.8 | 1 | 2019-12-31 | 2020-12-31 | 365 | 9.1218 | 9
49716 | 12.75 | 1 | 2019-12-31 | 2020-12-31 | 365 | 14.9106 | 14
46858 | 11.97 | 1 | 2019-12-31 | 2020-12-31 | 365 | 13.9984 | 13
45555 | 6.84 | 1 | 2019-12-31 | 2020-12-31 | 365 | 7.9991 | 7
50681 | 4.725 | 1 | 2019-12-31 | 2020-12-31 | 365 | 5.5257 | 5
45220 | 4.905 | 1 | 2019-12-31 | 2020-12-31 | 365 | 5.7362 | 5
45573 | 7 | 1 | 2019-12-31 | 2020-12-31 | 365 | 8.1862 | 8
47676 | 9.9 | 1 | 2019-12-31 | 2020-12-31 | 365 | 11.5777 | 11
48831 | 7.98 | 1 | 2019-12-31 | 2020-12-31 | 365 | 9.3323 | 9
48868 | 7.68 | 1 | 2019-12-31 | 2020-12-31 | 365 | 8.9815 | 8
47432 | 17.01 | 1 | 2019-12-31 | 2020-12-31 | 365 | 19.8925 | 19
50163 | 12.4 | 1 | 2019-12-31 | 2020-12-31 | 365 | 14.5013 | 14
46383 | 6.555 | 1 | 2019-12-31 | 2020-12-31 | 365 | 7.6658 | 7
44384 | 15.75 | 1 | 2019-12-31 | 2020-12-31 | 365 | 18.419 | 18
44385 | 10.08 | 1 | 2019-12-31 | 2020-12-31 | 365 | 11.7882 | 11
41529 | 8.19 | 1 | 2019-12-31 | 2020-12-31 | 365 | 9.5779 | 9
45568 | 5.25 | 1 | 2019-12-31 | 2020-12-31 | 365 | 6.1397 | 6
45556 | 7.98 | 1 | 2019-12-31 | 2020-12-31 | 365 | 9.3323 | 9
48536 | 9 | 1 | 2019-12-31 | 2020-12-31 | 365 | 10.5251 | 10
55130 | 8.4 | 1 | 2019-12-31 | 2020-12-31 | 365 | 9.8235 | 9
45210 | 9.45 | 1 | 2019-12-31 | 2020-12-31 | 365 | 11.0514 | 11
43471 | 12.6 | 1 | 2019-12-31 | 2020-12-31 | 365 | 14.7352 | 14
47615 | 8.28 | 1 | 2019-12-31 | 2020-12-31 | 365 | 9.6831 | 9
46852 | 7.2 | 1 | 2019-12-31 | 2020-12-31 | 365 | 8.4201 | 8
45216 | 5.67 | 1 | 2019-12-31 | 2020-12-31 | 365 | 6.6308 | 6
45569 | 7.848 | 1 | 2019-12-31 | 2020-12-31 | 365 | 9.1779 | 9
51300 | 7.015 | 1 | 2019-12-31 | 2020-12-31 | 365 | 8.2038 | 8
49153 | 11.97 | 1 | 2019-12-31 | 2020-12-31 | 365 | 13.9984 | 13
47404 | 10.56 | 1 | 2019-12-31 | 2020-12-31 | 365 | 12.3495 | 12
49723 | 5.67 | 1 | 2019-12-31 | 2020-12-31 | 365 | 6.6308 | 6
46390 | 9.3 | 1 | 2019-12-31 | 2020-12-31 | 365 | 10.876 | 10
49505 | 7.521 | 1 | 2019-12-31 | 2020-12-31 | 365 | 8.7955 | 8
46874 | 4.93 | 1 | 2019-12-31 | 2020-12-31 | 365 | 5.7654 | 5
48864 | 11.6 | 1 | 2019-12-31 | 2020-12-31 | 365 | 13.5657 | 13
44416 | 5.13 | 1 | 2019-12-31 | 2020-12-31 | 365 | 5.9993 | 5
49530 | 5.4 | 1 | 2019-12-31 | 2020-12-31 | 365 | 6.3151 | 6
49331 | 11.7 | 1 | 2019-12-31 | 2020-12-31 | 365 | 13.6827 | 13
47407 | 11.772 | 1 | 2019-12-31 | 2020-12-31 | 365 | 13.7669 | 13
48249 | 11.5 | 1 | 2019-12-31 | 2020-12-31 | 365 | 13.4488 | 13
49028 | 10.464 | 1 | 2019-12-31 | 2020-12-31 | 365 | 12.2372 | 12
49907 | 10.71 | 1 | 2019-12-31 | 2020-12-31 | 365 | 12.5249 | 12
49500 | 13.5 | 1 | 2019-12-31 | 2020-12-31 | 365 | 15.7877 | 15
49184 | 12.21 | 1 | 2019-12-31 | 2020-12-31 | 365 | 14.2791 | 14
50154 | 15 | 1 | 2019-12-31 | 2020-12-31 | 365 | 17.5419 | 17
54289 | 10.4 | 1 | 2019-12-31 | 2020-12-31 | 365 | 12.1624 | 12
54568 | 5.67 | 1 | 2019-12-31 | 2020-12-31 | 365 | 6.6308 | 6
47417 | 8.82 | 1 | 2019-12-31 | 2020-12-31 | 365 | 10.3146 | 10
51262 | 5.1 | 1 | 2019-12-31 | 2020-12-31 | 365 | 5.9642 | 5
56239 | 9.62 | 1 | 2019-12-31 | 2020-12-31 | 365 | 11.2502 | 11
45536 | 8.97 | 1 | 2019-12-31 | 2020-12-31 | 365 | 10.4901 | 10
49040 | 6.615 | 1 | 2019-12-31 | 2020-12-31 | 365 | 7.736 | 7
44417 | 8.75 | 1 | 2019-12-31 | 2020-12-31 | 365 | 10.2328 | 10
55548 | 4.2 | 1 | 2019-12-31 | 2020-12-31 | 365 | 4.9117 | 4
50236 | 9.9 | 1 | 2019-12-31 | 2020-12-31 | 365 | 11.5777 | 11
48282 | 9 | 1 | 2019-12-31 | 2020-12-31 | 365 | 10.5251 | 10
50002 | 7.59 | 1 | 2019-12-31 | 2020-12-31 | 365 | 8.8762 | 8
44748 | 9.9 | 1 | 2019-12-31 | 2020-12-31 | 365 | 11.5777 | 11
57962 | 5.1 | 1 | 2019-12-31 | 2020-12-31 | 365 | 5.9642 | 5
55418 | 9.975 | 1 | 2019-12-31 | 2020-12-31 | 365 | 11.6654 | 11
44398 | 9.81 | 1 | 2019-12-31 | 2020-12-31 | 365 | 11.4724 | 11
49173 | 7.28 | 1 | 2019-12-31 | 2020-12-31 | 365 | 8.5137 | 8
46845 | 6 | 1 | 2019-12-31 | 2020-12-31 | 365 | 7.0168 | 7
49474 | 3.08 | 1 | 2019-12-31 | 2020-12-31 | 365 | 3.6019 | 3
43940 | 5.4 | 1 | 2019-12-31 | 2020-12-31 | 365 | 6.3151 | 6
49910 | 3.5 | 1 | 2019-12-31 | 2020-12-31 | 365 | 4.0931 | 4
44428 | 6.75 | 1 | 2019-12-31 | 2020-12-31 | 365 | 7.8939 | 7
57748 | 7.848 | 1 | 2019-12-31 | 2020-12-31 | 365 | 9.1779 | 9
46406 | 4.251 | 1 | 2019-12-31 | 2020-12-31 | 365 | 4.9714 | 4
47641 | 8.505 | 1 | 2019-12-31 | 2020-12-31 | 365 | 9.9463 | 9
49056 | 4.5 | 1 | 2019-12-31 | 2020-12-31 | 365 | 5.2626 | 5
48482 | 10.395 | 1 | 2019-12-31 | 2020-12-31 | 365 | 12.1565 | 12
50223 | 14.3 | 1 | 2019-12-31 | 2020-12-31 | 365 | 16.7233 | 16
45222 | 11.4 | 1 | 2019-12-31 | 2020-12-31 | 365 | 13.3318 | 13
55821 | 9 | 1 | 2019-12-31 | 2020-12-31 | 365 | 10.5251 | 10
56295 | 3.12 | 1 | 2019-12-31 | 2020-12-31 | 365 | 3.6487 | 3
55985 | 25.16 | 0.9 | 2019-12-31 | 2020-12-31 | 365 | 26.4813 | 26
56216 | 11.925 | 1 | 2019-12-31 | 2020-12-31 | 365 | 13.9458 | 13
55812 | 10.4 | 1 | 2019-12-31 | 2020-12-31 | 365 | 12.1624 | 12
55731 | 7.15 | 1 | 2019-12-31 | 2020-12-31 | 365 | 8.3616 | 8
56838 | 9.61 | 1 | 2019-12-31 | 2020-12-31 | 365 | 11.2385 | 11
55123 | 6.48 | 1 | 2019-12-31 | 2020-12-31 | 365 | 7.5781 | 7
57616 | 8.829 | 1 | 2019-12-31 | 2020-12-31 | 365 | 10.3252 | 10
57389 | 9.38 | 1 | 2019-12-31 | 2020-12-31 | 365 | 10.9695 | 10
48274 | 3.24 | 1 | 2019-12-31 | 2020-12-31 | 365 | 3.7891 | 3
58081 | 11.2 | 1 | 2019-12-31 | 2020-12-31 | 365 | 13.098 | 13
58077 | 5.985 | 1 | 2019-12-31 | 2020-12-31 | 365 | 6.9992 | 6
58075 | 9.81 | 1 | 2019-12-31 | 2020-12-31 | 365 | 11.4724 | 11
58079 | 9.01 | 1 | 2019-12-31 | 2020-12-31 | 365 | 10.5368 | 10
57996 | 5.225 | 1 | 2019-12-31 | 2020-12-31 | 365 | 6.1104 | 6
58020 | 6.25 | 1 | 2019-12-31 | 2020-12-31 | 365 | 7.3091 | 7
57989 | 5.32 | 1 | 2019-12-31 | 2020-12-31 | 365 | 6.2215 | 6
49734 | 5.232 | 1 | 2019-12-31 | 2020-12-31 | 365 | 6.1186 | 6
58084 | 9.81 | 1 | 2019-12-31 | 2020-12-31 | 365 | 11.4724 | 11
51253 | 3.78 | 1 | 2019-12-31 | 2020-12-31 | 365 | 4.4206 | 4
56356 | 7.56 | 1 | 2019-12-31 | 2020-12-31 | 365 | 8.8411 | 8
56354 | 5 | 1 | 2019-12-31 | 2020-12-31 | 365 | 5.8473 | 5
57963 | 7.56 | 1 | 2019-12-31 | 2020-12-31 | 365 | 8.8411 | 8
44770 | 8.829 | 1 | 2019-12-31 | 2020-12-31 | 365 | 10.3252 | 10
44363 | 3.5 | 1 | 2019-12-31 | 2020-12-31 | 365 | 4.0931 | 4
57704 | 26.505 | 0.9 | 2019-12-31 | 2020-12-31 | 365 | 27.8969 | 27
58009 | 24.96 | 1 | 2019-12-31 | 2020-12-31 | 365 | 29.1897 | 29
46310 | 8.96 | 1 | 2019-12-31 | 2020-12-31 | 365 | 10.4784 | 10
50013 | 3.78 | 1 | 2019-12-31 | 2020-12-31 | 365 | 4.4206 | 4
51284 | 4.94 | 1 | 2019-12-31 | 2020-12-31 | 365 | 5.7771 | 5
50687 | 14.5 | 1 | 2019-12-31 | 2020-12-31 | 365 | 16.9572 | 16
56019 | 31.5 | 0.9 | 2019-12-31 | 2020-12-31 | 365 | 33.1542 | 33
35295 | 50.22 | 0.9 | 2019-12-31 | 2020-12-31 | 365 | 52.8573 | 52
35261 | 31.05 | 0.9 | 2019-12-31 | 2020-12-31 | 365 | 32.6806 | 32
35276 | 78.08 | 0.9 | 2019-12-31 | 2020-12-31 | 365 | 82.1803 | 82
34857 | 78.08 | 0.9 | 2019-12-31 | 2020-12-31 | 365 | 82.1803 | 82
34990 | 78.08 | 0.9 | 2019-12-31 | 2020-12-31 | 365 | 82.1803 | 82
34977 | 78.08 | 0.9 | 2019-12-31 | 2020-12-31 | 365 | 82.1803 | 82
45552 | 7.194 | 1 | 2019-12-31 | 2020-12-31 | 365 | 8.4131 | 8
47427 | 3.9 | 1 | 2019-12-31 | 2020-12-31 | 365 | 4.5609 | 4
45175 | 6.24 | 1 | 2019-12-31 | 2020-12-31 | 365 | 7.2974 | 7
44052 | 5.886 | 1 | 2019-12-31 | 2020-12-31 | 365 | 6.8834 | 6
43944 | 5.04 | 1 | 2019-12-31 | 2020-12-31 | 365 | 5.8941 | 5
56525 | 6.5 | 1 | 2019-12-31 | 2020-12-31 | 365 | 7.6015 | 7
57964 | 5.232 | 1 | 2019-12-31 | 2020-12-31 | 365 | 6.1186 | 6
34860 | 78.08 | 0.9 | 2019-12-31 | 2020-12-31 | 365 | 82.1803 | 82
35189 | 78.08 | 0.9 | 2019-12-31 | 2020-12-31 | 365 | 82.1803 | 82
34992 | 78.08 | 0.9 | 2019-12-31 | 2020-12-31 | 365 | 82.1803 | 82
35020 | 78.08 | 0.9 | 2019-12-31 | 2020-12-31 | 365 | 82.1803 | 82
34871 | 78.08 | 0.9 | 2019-12-31 | 2020-12-31 | 365 | 82.1803 | 82
35297 | 94.72 | 0.9 | 2019-12-31 | 2020-12-31 | 365 | 99.6941 | 99
50692 | 9.975 | 1 | 2019-12-31 | 2020-12-31 | 365 | 11.6654 | 11
58129 | 27.56 | 0.9 | 2019-12-31 | 2020-12-31 | 365 | 29.0073 | 29
47313 | 12 | 1 | 2019-12-31 | 2020-12-31 | 365 | 14.0335 | 14
45207 | 11.772 | 1 | 2019-12-31 | 2020-12-31 | 365 | 13.7669 | 13
51295 | 12.48 | 1 | 2019-12-31 | 2020-12-31 | 365 | 14.5949 | 14
43564 | 16.8 | 1 | 2019-12-31 | 2020-12-31 | 365 | 19.6469 | 19
43563 | 18 | 1 | 2019-12-31 | 2020-12-31 | 365 | 21.0503 | 21
43561 | 16.8 | 1 | 2019-12-31 | 2020-12-31 | 365 | 19.6469 | 19
43559 | 15.6 | 1 | 2019-12-31 | 2020-12-31 | 365 | 18.2436 | 18
43557 | 15 | 1 | 2019-12-31 | 2020-12-31 | 365 | 17.5419 | 17
43555 | 15.9 | 1 | 2019-12-31 | 2020-12-31 | 365 | 18.5944 | 18
43556 | 15.6 | 1 | 2019-12-31 | 2020-12-31 | 365 | 18.2436 | 18
43554 | 14.4 | 1 | 2019-12-31 | 2020-12-31 | 365 | 16.8402 | 16
42025 | 8.5 | 1 | 2019-12-31 | 2020-12-31 | 365 | 9.9404 | 9
46419 | 9.6 | 1 | 2019-12-31 | 2020-12-31 | 365 | 11.2268 | 11
47656 | 3.78 | 1 | 2019-12-31 | 2020-12-31 | 365 | 4.4206 | 4
46455 | 8.82 | 1 | 2019-12-31 | 2020-12-31 | 365 | 10.3146 | 10
49305 | 8.4 | 1 | 2019-12-31 | 2020-12-31 | 365 | 9.8235 | 9
49048 | 6.615 | 1 | 2019-12-31 | 2020-12-31 | 365 | 7.736 | 7
45567 | 7 | 1 | 2019-12-31 | 2020-12-31 | 365 | 8.1862 | 8
45563 | 5.75 | 1 | 2019-12-31 | 2020-12-31 | 365 | 6.7244 | 6
49494 | 7.848 | 1 | 2019-12-31 | 2020-12-31 | 365 | 9.1779 | 9
46474 | 5.88 | 1 | 2019-12-31 | 2020-12-31 | 365 | 6.8764 | 6
45535 | 5.559 | 1 | 2019-12-31 | 2020-12-31 | 365 | 6.501 | 6
47673 | 7.42 | 1 | 2019-12-31 | 2020-12-31 | 365 | 8.6774 | 8
57383 | 7.02 | 1 | 2019-12-31 | 2020-12-31 | 365 | 8.2096 | 8
46843 | 5.559 | 1 | 2019-12-31 | 2020-12-31 | 365 | 6.501 | 6
50141 | 6.75 | 1 | 2019-12-31 | 2020-12-31 | 365 | 7.8939 | 7
46841 | 6.5 | 1 | 2019-12-31 | 2020-12-31 | 365 | 7.6015 | 7
43507 | 3.15 | 1 | 2019-12-31 | 2020-12-31 | 365 | 3.6838 | 3
47608 | 4.8 | 1 | 2019-12-31 | 2020-12-31 | 365 | 5.6134 | 5
44791 | 6.72 | 1 | 2019-12-31 | 2020-12-31 | 365 | 7.8588 | 7
44036 | 2.5 | 1 | 2019-12-31 | 2020-12-31 | 365 | 2.9236 | 2
46447 | 2.5 | 1 | 2019-12-31 | 2020-12-31 | 365 | 2.9236 | 2
58525 | 12.6 | 1 | 2019-12-31 | 2020-12-31 | 365 | 14.7352 | 14
58659 | 6.5 | 1 | 2019-12-31 | 2020-12-31 | 365 | 7.6015 | 7
46399 | 5.13 | 1 | 2019-12-31 | 2020-12-31 | 365 | 5.9993 | 5
58658 | 9.3 | 1 | 2019-12-31 | 2020-12-31 | 365 | 10.876 | 10
58702 | 5.67 | 1 | 2019-12-31 | 2020-12-31 | 365 | 6.6308 | 6
58700 | 8.32 | 1 | 2019-12-31 | 2020-12-31 | 365 | 9.7299 | 9
58688 | 8.19 | 1 | 2019-12-31 | 2020-12-31 | 365 | 9.5779 | 9
58657 | 4.56 | 1 | 2019-12-31 | 2020-12-31 | 365 | 5.3327 | 5
58687 | 9.135 | 1 | 2019-12-31 | 2020-12-31 | 365 | 10.683 | 10
58678 | 3.36 | 1 | 2019-12-31 | 2020-12-31 | 365 | 3.9294 | 3
58675 | 9.9 | 1 | 2019-12-31 | 2020-12-31 | 365 | 11.5777 | 11
46878 | 12.6 | 1 | 2019-12-31 | 2020-12-31 | 365 | 14.7352 | 14
47323 | 10.395 | 1 | 2019-12-31 | 2020-12-31 | 365 | 12.1565 | 12
58656 | 8.48 | 1 | 2019-12-31 | 2020-12-31 | 365 | 9.917 | 9
58666 | 10.54 | 1 | 2019-12-31 | 2020-12-31 | 365 | 12.3261 | 12
58665 | 8.19 | 1 | 2019-12-31 | 2020-12-31 | 365 | 9.5779 | 9
58664 | 12.48 | 1 | 2019-12-31 | 2020-12-31 | 365 | 14.5949 | 14
58655 | 6.9 | 1 | 2019-12-31 | 2020-12-31 | 365 | 8.0693 | 8
58427 | 13.16 | 1 | 2019-12-31 | 2020-12-31 | 365 | 15.3901 | 15
58673 | 7.2 | 1 | 2019-12-31 | 2020-12-31 | 365 | 8.4201 | 8
58667 | 7.95 | 1 | 2019-12-31 | 2020-12-31 | 365 | 9.2972 | 9
58663 | 13.44 | 1 | 2019-12-31 | 2020-12-31 | 365 | 15.7175 | 15
58662 | 11.685 | 1 | 2019-12-31 | 2020-12-31 | 365 | 13.6651 | 13
58660 | 11.2 | 1 | 2019-12-31 | 2020-12-31 | 365 | 13.098 | 13
58432 | 6.54 | 1 | 2019-12-31 | 2020-12-31 | 365 | 7.6483 | 7
55936 | 4.68 | 1 | 2019-12-31 | 2020-12-31 | 365 | 5.4731 | 5
58490 | 4.68 | 1 | 2019-12-31 | 2020-12-31 | 365 | 5.4731 | 5
58422 | 13.76 | 1 | 2019-12-31 | 2020-12-31 | 365 | 16.0918 | 16
58143 | 6 | 1 | 2019-12-31 | 2020-12-31 | 365 | 7.0168 | 7
58619 | 5.72 | 1 | 2019-12-31 | 2020-12-31 | 365 | 6.6893 | 6
58616 | 6.9 | 1 | 2019-12-31 | 2020-12-31 | 365 | 8.0693 | 8
58200 | 3.57 | 1 | 2019-12-31 | 2020-12-31 | 365 | 4.175 | 4
58614 | 4.03 | 1 | 2019-12-31 | 2020-12-31 | 365 | 4.7129 | 4
58553 | 6.213 | 1 | 2019-12-31 | 2020-12-31 | 365 | 7.2659 | 7
58552 | 9.156 | 1 | 2019-12-31 | 2020-12-31 | 365 | 10.7076 | 10
58551 | 5.886 | 1 | 2019-12-31 | 2020-12-31 | 365 | 6.8834 | 6
58516 | 9.99 | 1 | 2019-12-31 | 2020-12-31 | 365 | 11.6829 | 11
58223 | 11.7 | 1 | 2019-12-31 | 2020-12-31 | 365 | 13.6827 | 13
58140 | 11.34 | 1 | 2019-12-31 | 2020-12-31 | 365 | 13.2617 | 13
58138 | 11.6 | 1 | 2019-12-31 | 2020-12-31 | 365 | 13.5657 | 13
44756 | 10.71 | 1 | 2019-12-31 | 2020-12-31 | 365 | 12.5249 | 12
49905 | 6.3 | 1 | 2019-12-31 | 2020-12-31 | 365 | 7.3676 | 7
46348 | 13.8 | 1 | 2019-12-31 | 2020-12-31 | 365 | 16.1385 | 16
49475 | 11.7 | 1 | 2019-12-31 | 2020-12-31 | 365 | 13.6827 | 13
46872 | 10.395 | 1 | 2019-12-31 | 2020-12-31 | 365 | 12.1565 | 12
47420 | 10.08 | 1 | 2019-12-31 | 2020-12-31 | 365 | 11.7882 | 11
49318 | 15.12 | 1 | 2019-12-31 | 2020-12-31 | 365 | 17.6822 | 17
48285 | 10.71 | 1 | 2019-12-31 | 2020-12-31 | 365 | 12.5249 | 12
47398 | 10.08 | 1 | 2019-12-31 | 2020-12-31 | 365 | 11.7882 | 11
58716 | 16.64 | 1 | 2019-12-31 | 2020-12-31 | 365 | 19.4598 | 19
48471 | 10.92 | 1 | 2019-12-31 | 2020-12-31 | 365 | 12.7705 | 12
43943 | 11.34 | 1 | 2019-12-31 | 2020-12-31 | 365 | 13.2617 | 13
51282 | 11.685 | 1 | 2019-12-31 | 2020-12-31 | 365 | 13.6651 | 13
49898 | 11.39 | 1 | 2019-12-31 | 2020-12-31 | 365 | 13.3201 | 13
51315 | 10.695 | 1 | 2019-12-31 | 2020-12-31 | 365 | 12.5074 | 12
48544 | 12.5 | 1 | 2019-12-31 | 2020-12-31 | 365 | 14.6182 | 14
49911 | 11.025 | 1 | 2019-12-31 | 2020-12-31 | 365 | 12.8933 | 12
49912 | 12.915 | 1 | 2019-12-31 | 2020-12-31 | 365 | 15.1036 | 15
50251 | 13.86 | 1 | 2019-12-31 | 2020-12-31 | 365 | 16.2087 | 16
44373 | 6.72 | 1 | 2019-12-31 | 2020-12-31 | 365 | 7.8588 | 7
49046 | 9.765 | 1 | 2019-12-31 | 2020-12-31 | 365 | 11.4198 | 11
49498 | 12.6 | 1 | 2019-12-31 | 2020-12-31 | 365 | 14.7352 | 14
49901 | 10.791 | 1 | 2019-12-31 | 2020-12-31 | 365 | 12.6196 | 12
49909 | 7.5 | 1 | 2019-12-31 | 2020-12-31 | 365 | 8.7709 | 8
48873 | 4.905 | 1 | 2019-12-31 | 2020-12-31 | 365 | 5.7362 | 5
58126 | 13.12 | 1 | 2019-12-31 | 2020-12-31 | 365 | 15.3433 | 15
58419 | 2.12 | 1 | 2019-12-31 | 2020-12-31 | 365 | 2.4793 | 2
58196 | 5.985 | 1 | 2019-12-31 | 2020-12-31 | 365 | 6.9992 | 6
58195 | 3.1 | 1 | 2019-12-31 | 2020-12-31 | 365 | 3.6253 | 3
46807 | 24.57 | 1 | 2019-12-31 | 2020-12-31 | 365 | 28.7336 | 28
58705 | 6.84 | 1 | 2019-12-31 | 2020-12-31 | 365 | 7.9991 | 7
58193 | 9.45 | 1 | 2019-12-31 | 2020-12-31 | 365 | 11.0514 | 11
58198 | 5.985 | 1 | 2019-12-31 | 2020-12-31 | 365 | 6.9992 | 6
47687 | 3.6 | 1 | 2019-12-31 | 2020-12-31 | 365 | 4.2101 | 4
49066 | 7.98 | 1 | 2019-12-31 | 2020-12-31 | 365 | 9.3323 | 9
50019 | 6.54 | 1 | 2019-12-31 | 2020-12-31 | 365 | 7.6483 | 7
44364 | 14 | 1 | 2019-12-31 | 2020-12-31 | 365 | 16.3724 | 16
46482 | 12.88 | 1 | 2019-12-31 | 2020-12-31 | 365 | 15.0626 | 15
48863 | 8.82 | 1 | 2019-12-31 | 2020-12-31 | 365 | 10.3146 | 10
50297 | 24.8 | 1 | 2019-12-31 | 2020-12-31 | 365 | 29.0026 | 29
47340 | 15.369 | 1 | 2019-12-31 | 2020-12-31 | 365 | 17.9734 | 17
46881 | 9.81 | 1 | 2019-12-31 | 2020-12-31 | 365 | 11.4724 | 11
51254 | 4.56 | 1 | 2019-12-31 | 2020-12-31 | 365 | 5.3327 | 5
49744 | 10.005 | 1 | 2019-12-31 | 2020-12-31 | 365 | 11.7004 | 11
48306 | 11.18 | 1 | 2019-12-31 | 2020-12-31 | 365 | 13.0746 | 13
47324 | 8.25 | 1 | 2019-12-31 | 2020-12-31 | 365 | 9.648 | 9
48504 | 4.905 | 1 | 2019-12-31 | 2020-12-31 | 365 | 5.7362 | 5
49510 | 5.67 | 1 | 2019-12-31 | 2020-12-31 | 365 | 6.6308 | 6
41870 | 9.6 | 1 | 2019-12-31 | 2020-12-31 | 365 | 11.2268 | 11
46454 | 8.175 | 1 | 2019-12-31 | 2020-12-31 | 365 | 9.5603 | 9
49030 | 9.975 | 1 | 2019-12-31 | 2020-12-31 | 365 | 11.6654 | 11
56850 | 4.34 | 1 | 2019-12-31 | 2020-12-31 | 365 | 5.0755 | 5
48284 | 9.45 | 1 | 2019-12-31 | 2020-12-31 | 365 | 11.0514 | 11
47613 | 6.5 | 1 | 2019-12-31 | 2020-12-31 | 365 | 7.6015 | 7
48311 | 11.97 | 1 | 2019-12-31 | 2020-12-31 | 365 | 13.9984 | 13
35292 | 211.896 | 1 | 2019-12-31 | 2020-12-31 | 365 | 247.8039 | 247
55818 | 3.78 | 1 | 2019-12-31 | 2020-12-31 | 365 | 4.4206 | 4
55802 | 7.44 | 1 | 2019-12-31 | 2020-12-31 | 365 | 8.7008 | 8
55938 | 6.3 | 1 | 2019-12-31 | 2020-12-31 | 365 | 7.3676 | 7
56058 | 5.04 | 1 | 2019-12-31 | 2020-12-31 | 365 | 5.8941 | 5
56219 | 4.578 | 1 | 2019-12-31 | 2020-12-31 | 365 | 5.3538 | 5
57426 | 6.93 | 1 | 2019-12-31 | 2020-12-31 | 365 | 8.1044 | 8
57705 | 3.84 | 1 | 2019-12-31 | 2020-12-31 | 365 | 4.4907 | 4
58016 | 5.67 | 1 | 2019-12-31 | 2020-12-31 | 365 | 6.6308 | 6
58421 | 4.8 | 1 | 2019-12-31 | 2020-12-31 | 365 | 5.6134 | 5
58424 | 4.251 | 1 | 2019-12-31 | 2020-12-31 | 365 | 4.9714 | 4
58712 | 9.3 | 1 | 2019-12-31 | 2020-12-31 | 365 | 10.876 | 10
49325 | 6.375 | 1 | 2019-12-31 | 2020-12-31 | 365 | 7.4553 | 7
58727 | 3.12 | 1 | 2019-12-31 | 2020-12-31 | 365 | 3.6487 | 3
58706 | 3.3 | 1 | 2019-12-31 | 2020-12-31 | 365 | 3.8592 | 3
58811 | 4.575 | 1 | 2019-12-31 | 2020-12-31 | 365 | 5.3503 | 5
58816 | 7.28 | 1 | 2019-12-31 | 2020-12-31 | 365 | 8.5137 | 8
58866 | 7.125 | 1 | 2019-12-31 | 2020-12-31 | 365 | 8.3324 | 8
58869 | 6.84 | 1 | 2019-12-31 | 2020-12-31 | 365 | 7.9991 | 7
58871 | 5.67 | 1 | 2019-12-31 | 2020-12-31 | 365 | 6.6308 | 6
58874 | 5.88 | 1 | 2019-12-31 | 2020-12-31 | 365 | 6.8764 | 6
58875 | 8.55 | 1 | 2019-12-31 | 2020-12-31 | 365 | 9.9989 | 9
58886 | 10.08 | 1 | 2019-12-31 | 2020-12-31 | 365 | 11.7882 | 11
58887 | 12.285 | 1 | 2019-12-31 | 2020-12-31 | 365 | 14.3668 | 14
58888 | 9.9 | 1 | 2019-12-31 | 2020-12-31 | 365 | 11.5777 | 11
58889 | 15.696 | 1 | 2019-12-31 | 2020-12-31 | 365 | 18.3558 | 18
58890 | 13.25 | 1 | 2019-12-31 | 2020-12-31 | 365 | 15.4953 | 15
58897 | 8.82 | 1 | 2019-12-31 | 2020-12-31 | 365 | 10.3146 | 10
58898 | 5.46 | 1 | 2019-12-31 | 2020-12-31 | 365 | 6.3853 | 6
58900 | 10.2 | 1 | 2019-12-31 | 2020-12-31 | 365 | 11.9285 | 11
58901 | 5.4 | 1 | 2019-12-31 | 2020-12-31 | 365 | 6.3151 | 6
58902 | 5.035 | 1 | 2019-12-31 | 2020-12-31 | 365 | 5.8882 | 5
58903 | 9.92 | 1 | 2019-12-31 | 2020-12-31 | 365 | 11.601 | 11
58904 | 8.82 | 1 | 2019-12-31 | 2020-12-31 | 365 | 10.3146 | 10
58905 | 8.4 | 1 | 2019-12-31 | 2020-12-31 | 365 | 9.8235 | 9
58907 | 12.75 | 1 | 2019-12-31 | 2020-12-31 | 365 | 14.9106 | 14
58908 | 7.29 | 1 | 2019-12-31 | 2020-12-31 | 365 | 8.5254 | 8
58914 | 6.93 | 1 | 2019-12-31 | 2020-12-31 | 365 | 8.1044 | 8
56364 | 15.105 | 1 | 2019-12-31 | 2020-12-31 | 365 | 17.6647 | 17
57961 | 9.405 | 1 | 2019-12-31 | 2020-12-31 | 365 | 10.9988 | 10
58144 | 4.16 | 1 | 2019-12-31 | 2020-12-31 | 365 | 4.865 | 4
58917 | 6.76 | 1 | 2019-12-31 | 2020-12-31 | 365 | 7.9055 | 7
58918 | 5.565 | 1 | 2019-12-31 | 2020-12-31 | 365 | 6.508 | 6
58919 | 4.5 | 1 | 2019-12-31 | 2020-12-31 | 365 | 5.2626 | 5
58921 | 4.8 | 1 | 2019-12-31 | 2020-12-31 | 365 | 5.6134 | 5
58926 | 4.845 | 1 | 2019-12-31 | 2020-12-31 | 365 | 5.666 | 5
58934 | 4.41 | 1 | 2019-12-31 | 2020-12-31 | 365 | 5.1573 | 5
58937 | 13.515 | 1 | 2019-12-31 | 2020-12-31 | 365 | 15.8053 | 15
58959 | 11.4 | 1 | 2019-12-31 | 2020-12-31 | 365 | 13.3318 | 13
58962 | 5.565 | 1 | 2019-12-31 | 2020-12-31 | 365 | 6.508 | 6
58963 | 5.1 | 1 | 2019-12-31 | 2020-12-31 | 365 | 5.9642 | 5
58969 | 9.81 | 1 | 2019-12-31 | 2020-12-31 | 365 | 11.4724 | 11
58981 | 11.725 | 1 | 2019-12-31 | 2020-12-31 | 365 | 13.7119 | 13
58982 | 5.415 | 1 | 2019-12-31 | 2020-12-31 | 365 | 6.3326 | 6
58983 | 9.52 | 1 | 2019-12-31 | 2020-12-31 | 365 | 11.1333 | 11
58984 | 3.99 | 1 | 2019-12-31 | 2020-12-31 | 365 | 4.6661 | 4
58986 | 10.4 | 1 | 2019-12-31 | 2020-12-31 | 365 | 12.1624 | 12
58989 | 2.85 | 1 | 2019-12-31 | 2020-12-31 | 365 | 3.333 | 3
58990 | 6.625 | 1 | 2019-12-31 | 2020-12-31 | 365 | 7.7477 | 7
59044 | 3.445 | 1 | 2019-12-31 | 2020-12-31 | 365 | 4.0288 | 4
59045 | 6 | 1 | 2019-12-31 | 2020-12-31 | 365 | 7.0168 | 7
59050 | 5.415 | 1 | 2019-12-31 | 2020-12-31 | 365 | 6.3326 | 6
59053 | 10.08 | 1 | 2019-12-31 | 2020-12-31 | 365 | 11.7882 | 11
59084 | 13.78 | 1 | 2019-12-31 | 2020-12-31 | 365 | 16.1152 | 16
59085 | 9.483 | 1 | 2019-12-31 | 2020-12-31 | 365 | 11.09 | 11
59086 | 6.6 | 1 | 2019-12-31 | 2020-12-31 | 365 | 7.7184 | 7
59087 | 5.67 | 1 | 2019-12-31 | 2020-12-31 | 365 | 6.6308 | 6
59089 | 4.505 | 1 | 2019-12-31 | 2020-12-31 | 365 | 5.2684 | 5
59090 | 10.5 | 1 | 2019-12-31 | 2020-12-31 | 365 | 12.2793 | 12
59091 | 7.59 | 1 | 2019-12-31 | 2020-12-31 | 365 | 8.8762 | 8
59092 | 5.035 | 1 | 2019-12-31 | 2020-12-31 | 365 | 5.8882 | 5
59094 | 8.4 | 1 | 2019-12-31 | 2020-12-31 | 365 | 9.8235 | 9
59195 | 3.825 | 1 | 2019-12-31 | 2020-12-31 | 365 | 4.4732 | 4
59197 | 5.2 | 1 | 2019-12-31 | 2020-12-31 | 365 | 6.0812 | 6
59198 | 4.55 | 1 | 2019-12-31 | 2020-12-31 | 365 | 5.321 | 5
59199 | 6.44 | 1 | 2019-12-31 | 2020-12-31 | 365 | 7.5313 | 7
59251 | 6.615 | 1 | 2019-12-31 | 2020-12-31 | 365 | 7.736 | 7
59252 | 10.5 | 1 | 2019-12-31 | 2020-12-31 | 365 | 12.2793 | 12
59261 | 12.3 | 1 | 2019-12-31 | 2020-12-31 | 365 | 14.3844 | 14
59268 | 3.465 | 1 | 2019-12-31 | 2020-12-31 | 365 | 4.0522 | 4
59269 | 6.095 | 1 | 2019-12-31 | 2020-12-31 | 365 | 7.1279 | 7
59272 | 6.555 | 1 | 2019-12-31 | 2020-12-31 | 365 | 7.6658 | 7
59274 | 5.865 | 1 | 2019-12-31 | 2020-12-31 | 365 | 6.8589 | 6
59425 | 6.44 | 1 | 2019-12-31 | 2020-12-31 | 365 | 7.5313 | 7
59434 | 9.8 | 1 | 2019-12-31 | 2020-12-31 | 365 | 11.4607 | 11
59435 | 4.68 | 1 | 2019-12-31 | 2020-12-31 | 365 | 5.4731 | 5
59441 | 5.13 | 1 | 2019-12-31 | 2020-12-31 | 365 | 5.9993 | 5
59443 | 3.975 | 1 | 2019-12-31 | 2020-12-31 | 365 | 4.6486 | 4
59550 | 13.5 | 1 | 2019-12-31 | 2020-12-31 | 365 | 15.7877 | 15
59556 | 12.19 | 1 | 2019-12-31 | 2020-12-31 | 365 | 14.2557 | 14
59557 | 7.2 | 1 | 2019-12-31 | 2020-12-31 | 365 | 8.4201 | 8
59576 | 5.3 | 1 | 2019-12-31 | 2020-12-31 | 365 | 6.1981 | 6
59579 | 5.4 | 1 | 2019-12-31 | 2020-12-31 | 365 | 6.3151 | 6
59581 | 9.01 | 1 | 2019-12-31 | 2020-12-31 | 365 | 10.5368 | 10
59582 | 12 | 1 | 2019-12-31 | 2020-12-31 | 365 | 14.0335 | 14
59586 | 5.98 | 1 | 2019-12-31 | 2020-12-31 | 365 | 6.9934 | 6
59591 | 5.94 | 1 | 2019-12-31 | 2020-12-31 | 365 | 6.9466 | 6
59595 | 9.275 | 1 | 2019-12-31 | 2020-12-31 | 365 | 10.8467 | 10
59596 | 6.3 | 1 | 2019-12-31 | 2020-12-31 | 365 | 7.3676 | 7
59607 | 4.24 | 1 | 2019-12-31 | 2020-12-31 | 365 | 4.9585 | 4
59609 | 11.6 | 1 | 2019-12-31 | 2020-12-31 | 365 | 13.5657 | 13
59634 | 5.559 | 1 | 2019-12-31 | 2020-12-31 | 365 | 6.501 | 6
59675 | 3.975 | 1 | 2019-12-31 | 2020-12-31 | 365 | 4.6486 | 4
59680 | 7.848 | 1 | 2019-12-31 | 2020-12-31 | 365 | 9.1779 | 9
59689 | 11.42 | 1 | 2019-12-31 | 2020-12-31 | 365 | 13.3552 | 13
59799 | 7.5 | 1 | 2019-12-31 | 2020-12-31 | 365 | 8.7709 | 8
57787 | 5.52 | 1 | 2019-12-31 | 2020-12-31 | 365 | 6.4554 | 6
59804 | 10.137 | 1 | 2019-12-31 | 2020-12-31 | 365 | 11.8548 | 11
59807 | 5.67 | 1 | 2019-12-31 | 2020-12-31 | 365 | 6.6308 | 6
59836 | 7.2 | 1 | 2019-12-31 | 2020-12-31 | 365 | 8.4201 | 8
59849 | 5.13 | 1 | 2019-12-31 | 2020-12-31 | 365 | 5.9993 | 5
59850 | 9.975 | 1 | 2019-12-31 | 2020-12-31 | 365 | 11.6654 | 11
59851 | 23.31 | 1 | 2019-12-31 | 2020-12-31 | 365 | 27.2601 | 27
59852 | 6.6 | 1 | 2019-12-31 | 2020-12-31 | 365 | 7.7184 | 7
59853 | 6.76 | 1 | 2019-12-31 | 2020-12-31 | 365 | 7.9055 | 7
59854 | 6.3 | 1 | 2019-12-31 | 2020-12-31 | 365 | 7.3676 | 7
59855 | 11.13 | 1 | 2019-12-31 | 2020-12-31 | 365 | 13.0161 | 13
49182 | 6.84 | 1 | 2019-12-31 | 2020-12-31 | 365 | 7.9991 | 7
59857 | 3.75 | 1 | 2019-12-31 | 2020-12-31 | 365 | 4.3855 | 4
41343 | 10.005 | 1 | 2019-12-31 | 2020-12-31 | 365 | 11.7004 | 11
59858 | 4.5 | 1 | 2019-12-31 | 2020-12-31 | 365 | 5.2626 | 5
45576 | 12 | 1 | 2019-12-31 | 2020-12-31 | 365 | 14.0335 | 14
48519 | 6.89 | 1 | 2019-12-31 | 2020-12-31 | 365 | 8.0576 | 8
59958 | 5.75 | 1 | 2019-12-31 | 2020-12-31 | 365 | 6.7244 | 6
45558 | 6.27 | 1 | 2019-12-31 | 2020-12-31 | 365 | 7.3325 | 7
51275 | 6.3 | 1 | 2019-12-31 | 2020-12-31 | 365 | 7.3676 | 7
59959 | 5.565 | 1 | 2019-12-31 | 2020-12-31 | 365 | 6.508 | 6
49742 | 12.6 | 1 | 2019-12-31 | 2020-12-31 | 365 | 14.7352 | 14
49746 | 9.92 | 1 | 2019-12-31 | 2020-12-31 | 365 | 11.601 | 11
47619 | 7.56 | 1 | 2019-12-31 | 2020-12-31 | 365 | 8.8411 | 8
59960 | 8.5 | 1 | 2019-12-31 | 2020-12-31 | 365 | 9.9404 | 9
47318 | 11.7 | 1 | 2019-12-31 | 2020-12-31 | 365 | 13.6827 | 13
59966 | 6 | 1 | 2019-12-31 | 2020-12-31 | 365 | 7.0168 | 7
48854 | 5.72 | 1 | 2019-12-31 | 2020-12-31 | 365 | 6.6893 | 6
59972 | 12.6 | 1 | 2019-12-31 | 2020-12-31 | 365 | 14.7352 | 14
45208 | 11.34 | 1 | 2019-12-31 | 2020-12-31 | 365 | 13.2617 | 13
59982 | 11.4 | 1 | 2019-12-31 | 2020-12-31 | 365 | 13.3318 | 13
47610 | 5.75 | 1 | 2019-12-31 | 2020-12-31 | 365 | 6.7244 | 6
60058 | 6.72 | 1 | 2019-12-31 | 2020-12-31 | 365 | 7.8588 | 7
46840 | 3.75 | 1 | 2019-12-31 | 2020-12-31 | 365 | 4.3855 | 4
48529 | 6.3 | 1 | 2019-12-31 | 2020-12-31 | 365 | 7.3676 | 7
60061 | 4.5 | 1 | 2019-12-31 | 2020-12-31 | 365 | 5.2626 | 5
51093 | 5.355 | 1 | 2019-12-31 | 2020-12-31 | 365 | 6.2625 | 6
46411 | 9.156 | 1 | 2019-12-31 | 2020-12-31 | 365 | 10.7076 | 10
46459 | 6.5 | 1 | 2019-12-31 | 2020-12-31 | 365 | 7.6015 | 7
48564 | 6.5 | 1 | 2019-12-31 | 2020-12-31 | 365 | 7.6015 | 7
46909 | 6.93 | 1 | 2019-12-31 | 2020-12-31 | 365 | 8.1044 | 8
49033 | 6 | 1 | 2019-12-31 | 2020-12-31 | 365 | 7.0168 | 7
50275 | 7.41 | 1 | 2019-12-31 | 2020-12-31 | 365 | 8.6657 | 8
49155 | 8.67 | 1 | 2019-12-31 | 2020-12-31 | 365 | 10.1392 | 10
46866 | 6 | 1 | 2019-12-31 | 2020-12-31 | 365 | 7.0168 | 7
47306 | 4 | 1 | 2019-12-31 | 2020-12-31 | 365 | 4.6778 | 4
48837 | 8.215 | 1 | 2019-12-31 | 2020-12-31 | 365 | 9.6071 | 9
49480 | 3 | 1 | 2019-12-31 | 2020-12-31 | 365 | 3.5084 | 3
46395 | 6.3 | 1 | 2019-12-31 | 2020-12-31 | 365 | 7.3676 | 7
49168 | 15.68 | 1 | 2019-12-31 | 2020-12-31 | 365 | 18.3371 | 18
51281 | 7.875 | 1 | 2019-12-31 | 2020-12-31 | 365 | 9.2095 | 9
50261 | 10.395 | 1 | 2019-12-31 | 2020-12-31 | 365 | 12.1565 | 12
50011 | 8.25 | 1 | 2019-12-31 | 2020-12-31 | 365 | 9.648 | 9
44380 | 8.4 | 1 | 2019-12-31 | 2020-12-31 | 365 | 9.8235 | 9
46868 | 9.45 | 1 | 2019-12-31 | 2020-12-31 | 365 | 11.0514 | 11
49533 | 2 | 1 | 2019-12-31 | 2020-12-31 | 365 | 2.3389 | 2
51280 | 10.5 | 1 | 2019-12-31 | 2020-12-31 | 365 | 12.2793 | 12
48869 | 4.41 | 1 | 2019-12-31 | 2020-12-31 | 365 | 5.1573 | 5
44400 | 24 | 1 | 2019-12-31 | 2020-12-31 | 365 | 28.067 | 28
49053 | 6.93 | 1 | 2019-12-31 | 2020-12-31 | 365 | 8.1044 | 8
50010 | 8.5 | 1 | 2019-12-31 | 2020-12-31 | 365 | 9.9404 | 9
51317 | 4.725 | 1 | 2019-12-31 | 2020-12-31 | 365 | 5.5257 | 5
46853 | 9.135 | 1 | 2019-12-31 | 2020-12-31 | 365 | 10.683 | 10
47399 | 8.75 | 1 | 2019-12-31 | 2020-12-31 | 365 | 10.2328 | 10
49177 | 8.829 | 1 | 2019-12-31 | 2020-12-31 | 365 | 10.3252 | 10
49060 | 8.1 | 1 | 2019-12-31 | 2020-12-31 | 365 | 9.4726 | 9
47425 | 3.48 | 1 | 2019-12-31 | 2020-12-31 | 365 | 4.0697 | 4
50161 | 8.37 | 1 | 2019-12-31 | 2020-12-31 | 365 | 9.7884 | 9
49992 | 4.2 | 1 | 2019-12-31 | 2020-12-31 | 365 | 4.9117 | 4
49879 | 3.705 | 1 | 2019-12-31 | 2020-12-31 | 365 | 4.3328 | 4
58915 | 16.96 | 1 | 2019-12-31 | 2020-12-31 | 365 | 19.834 | 19
59802 | 7.245 | 1 | 2019-12-31 | 2020-12-31 | 365 | 8.4727 | 8
58985 | 5.75 | 1 | 2019-12-31 | 2020-12-31 | 365 | 6.7244 | 6
58186 | 5.5 | 1 | 2019-12-31 | 2020-12-31 | 365 | 6.432 | 6
58189 | 7.15 | 1 | 2019-12-31 | 2020-12-31 | 365 | 8.3616 | 8
59083 | 7.155 | 1 | 2019-12-31 | 2020-12-31 | 365 | 8.3675 | 8
59632 | 7.29 | 1 | 2019-12-31 | 2020-12-31 | 365 | 8.5254 | 8
43567 | 6.7 | 1 | 2019-12-31 | 2020-12-31 | 365 | 7.8354 | 7
55114 | 12.04 | 1 | 2019-12-31 | 2020-12-31 | 365 | 14.0803 | 14
57679 | 4.42 | 1 | 2019-12-31 | 2020-12-31 | 365 | 5.169 | 5
57388 | 5.85 | 1 | 2019-12-31 | 2020-12-31 | 365 | 6.8413 | 6
56844 | 4.35 | 1 | 2019-12-31 | 2020-12-31 | 365 | 5.0872 | 5
55990 | 3.1 | 1 | 2019-12-31 | 2020-12-31 | 365 | 3.6253 | 3
44781 | 24.96 | 1 | 2019-12-31 | 2020-12-31 | 365 | 29.1897 | 29
44335 | 19.5 | 1 | 2019-12-31 | 2020-12-31 | 365 | 22.8045 | 22
56841 | 6.84 | 1 | 2019-12-31 | 2020-12-31 | 365 | 7.9991 | 7
56291 | 7.848 | 1 | 2019-12-31 | 2020-12-31 | 365 | 9.1779 | 9
51287 | 6 | 1 | 2019-12-31 | 2020-12-31 | 365 | 7.0168 | 7
41366 | 3.795 | 1 | 2019-12-31 | 2020-12-31 | 365 | 4.4381 | 4
58134 | 4.275 | 1 | 2019-12-31 | 2020-12-31 | 365 | 4.9994 | 4
48276 | 6.867 | 1 | 2019-12-31 | 2020-12-31 | 365 | 8.0307 | 8
54635 | 15.12 | 1 | 2019-12-31 | 2020-12-31 | 365 | 17.6822 | 17
58734 | 9 | 1 | 2019-12-31 | 2020-12-31 | 365 | 10.5251 | 10
58814 | 5.7 | 1 | 2019-12-31 | 2020-12-31 | 365 | 6.6659 | 6
58899 | 2.85 | 1 | 2019-12-31 | 2020-12-31 | 365 | 3.333 | 3
58922 | 10.2 | 1 | 2019-12-31 | 2020-12-31 | 365 | 11.9285 | 11
59839 | 10.26 | 1 | 2019-12-31 | 2020-12-31 | 365 | 11.9987 | 11
58930 | 12.6 | 1 | 2019-12-31 | 2020-12-31 | 365 | 14.7352 | 14
59270 | 5.4 | 1 | 2019-12-31 | 2020-12-31 | 365 | 6.3151 | 6
59611 | 3.48 | 1 | 2019-12-31 | 2020-12-31 | 365 | 4.0697 | 4
59809 | 7.56 | 1 | 2019-12-31 | 2020-12-31 | 365 | 8.8411 | 8
57349 | 6.84 | 1 | 2019-12-31 | 2020-12-31 | 365 | 7.9991 | 7
57714 | 9.483 | 1 | 2019-12-31 | 2020-12-31 | 365 | 11.09 | 11
49739 | 7.56 | 1 | 2019-12-31 | 2020-12-31 | 365 | 8.8411 | 8
59430 | 9.405 | 1 | 2019-12-31 | 2020-12-31 | 365 | 10.9988 | 10
57629 | 6.625 | 1 | 2019-12-31 | 2020-12-31 | 365 | 7.7477 | 7
27093 | 983.84 | 0.9 | 2019-12-31 | 2020-12-31 | 365 | 1035.5054 | 1035
55527 | 2.835 | 1 | 2019-12-31 | 2020-12-31 | 365 | 3.3154 | 3
55423 | 6.24 | 1 | 2019-12-31 | 2020-12-31 | 365 | 7.2974 | 7
48305 | 3.6 | 1 | 2019-12-31 | 2020-12-31 | 365 | 4.2101 | 4
56790 | 3.6 | 1 | 2019-12-31 | 2020-12-31 | 365 | 4.2101 | 4
58709 | 6.84 | 1 | 2019-12-31 | 2020-12-31 | 365 | 7.9991 | 7
58711 | 7.2 | 1 | 2019-12-31 | 2020-12-31 | 365 | 8.4201 | 8
58809 | 7.2 | 1 | 2019-12-31 | 2020-12-31 | 365 | 8.4201 | 8
49725 | 3.84 | 1 | 2019-12-31 | 2020-12-31 | 365 | 4.4907 | 4
58730 | 6.24 | 1 | 2019-12-31 | 2020-12-31 | 365 | 7.2974 | 7
58604 | 10.865 | 1 | 2019-12-31 | 2020-12-31 | 365 | 12.7062 | 12
58928 | 5.46 | 1 | 2019-12-31 | 2020-12-31 | 365 | 6.3853 | 6
50257 | 6.75 | 1 | 2019-12-31 | 2020-12-31 | 365 | 7.8939 | 7
49527 | 5.415 | 1 | 2019-12-31 | 2020-12-31 | 365 | 6.3326 | 6
60165 | 10.8 | 1 | 2019-12-31 | 2020-12-31 | 365 | 12.6302 | 12
60177 | 3.3 | 1 | 2019-12-31 | 2020-12-31 | 365 | 3.8592 | 3
60238 | 8.745 | 1 | 2019-12-31 | 2020-12-31 | 365 | 10.2269 | 10
60248 | 10.45 | 1 | 2019-12-31 | 2020-12-31 | 365 | 12.2209 | 12
49884 | 7.14 | 1 | 2019-12-31 | 2020-12-31 | 365 | 8.3499 | 8
59093 | 3 | 1 | 2019-12-31 | 2020-12-31 | 365 | 3.5084 | 3
59979 | 4.845 | 1 | 2019-12-31 | 2020-12-31 | 365 | 5.666 | 5
60063 | 8.19 | 1 | 2019-12-31 | 2020-12-31 | 365 | 9.5779 | 9
60416 | 7.8 | 1 | 2019-12-31 | 2020-12-31 | 365 | 9.1218 | 9
47331 | 10.2 | 1 | 2019-12-31 | 2020-12-31 | 365 | 11.9285 | 11
60550 | 14.175 | 1 | 2019-12-31 | 2020-12-31 | 365 | 16.5771 | 16
60603 | 11.73 | 1 | 2019-12-31 | 2020-12-31 | 365 | 13.7178 | 13
60615 | 5.5 | 1 | 2019-12-31 | 2020-12-31 | 365 | 6.432 | 6
60719 | 12 | 1 | 2019-12-31 | 2020-12-31 | 365 | 14.0335 | 14
60723 | 10.5 | 1 | 2019-12-31 | 2020-12-31 | 365 | 12.2793 | 12
47311 | 5 | 1 | 2019-12-31 | 2020-12-31 | 365 | 5.8473 | 5
60791 | 7.425 | 1 | 2019-12-31 | 2020-12-31 | 365 | 8.6832 | 8
60805 | 12.24 | 1 | 2019-12-31 | 2020-12-31 | 365 | 14.3142 | 14
60929 | 8 | 1 | 2019-12-31 | 2020-12-31 | 365 | 9.3557 | 9
60272 | 9.156 | 1 | 2019-12-31 | 2020-12-31 | 365 | 10.7076 | 10
60273 | 2.7 | 1 | 2019-12-31 | 2020-12-31 | 365 | 3.1575 | 3
60276 | 9.81 | 1 | 2019-12-31 | 2020-12-31 | 365 | 11.4724 | 11
60278 | 4.5 | 1 | 2019-12-31 | 2020-12-31 | 365 | 5.2626 | 5
60281 | 12.426 | 1 | 2019-12-31 | 2020-12-31 | 365 | 14.5317 | 14
48846 | 4.56 | 1 | 2019-12-31 | 2020-12-31 | 365 | 5.3327 | 5
60388 | 9.54 | 1 | 2019-12-31 | 2020-12-31 | 365 | 11.1566 | 11
60407 | 6.213 | 1 | 2019-12-31 | 2020-12-31 | 365 | 7.2659 | 7
60408 | 8.502 | 1 | 2019-12-31 | 2020-12-31 | 365 | 9.9427 | 9
60401 | 4.8 | 1 | 2019-12-31 | 2020-12-31 | 365 | 5.6134 | 5
59742 | 7.95 | 1 | 2019-12-31 | 2020-12-31 | 365 | 9.2972 | 9
57660 | 11.66 | 1 | 2019-12-31 | 2020-12-31 | 365 | 13.6359 | 13
59451 | 8.835 | 1 | 2019-12-31 | 2020-12-31 | 365 | 10.3322 | 10
60237 | 6.867 | 1 | 2019-12-31 | 2020-12-31 | 365 | 8.0307 | 8
60244 | 2.5 | 1 | 2019-12-31 | 2020-12-31 | 365 | 2.9236 | 2
58731 | 9.88 | 1 | 2019-12-31 | 2020-12-31 | 365 | 11.5543 | 11
58485 | 3.51 | 1 | 2019-12-31 | 2020-12-31 | 365 | 4.1048 | 4
60399 | 8.4 | 1 | 2019-12-31 | 2020-12-31 | 365 | 9.8235 | 9
60288 | 2.75 | 1 | 2019-12-31 | 2020-12-31 | 365 | 3.216 | 3
60404 | 5.7 | 1 | 2019-12-31 | 2020-12-31 | 365 | 6.6659 | 6
60314 | 6.12 | 1 | 2019-12-31 | 2020-12-31 | 365 | 7.1571 | 7
44751 | 6.5 | 1 | 2019-12-31 | 2020-12-31 | 365 | 7.6015 | 7
60713 | 9.36 | 1 | 2019-12-31 | 2020-12-31 | 365 | 10.9461 | 10
50662 | 8.925 | 1 | 2019-12-31 | 2020-12-31 | 365 | 10.4374 | 10
60691 | 5 | 1 | 2019-12-31 | 2020-12-31 | 365 | 5.8473 | 5
58872 | 15.6 | 1 | 2019-12-31 | 2020-12-31 | 365 | 18.2436 | 18
61523 | 30.5 | 0.9 | 2019-12-31 | 2020-12-31 | 365 | 32.1017 | 32
60599 | 6.325 | 1 | 2019-12-31 | 2020-12-31 | 365 | 7.3968 | 7
50145 | 9 | 1 | 2019-12-31 | 2020-12-31 | 365 | 10.5251 | 10
51265 | 7.848 | 1 | 2019-12-31 | 2020-12-31 | 365 | 9.1779 | 9
60624 | 5.7 | 1 | 2019-12-31 | 2020-12-31 | 365 | 6.6659 | 6
46834 | 4.5 | 1 | 2019-12-31 | 2020-12-31 | 365 | 5.2626 | 5
50278 | 9.8 | 1 | 2019-12-31 | 2020-12-31 | 365 | 11.4607 | 11
62117 | 8.215 | 1 | 2019-12-31 | 2020-12-31 | 365 | 9.6071 | 9
62018 | 4.578 | 1 | 2019-12-31 | 2020-12-31 | 365 | 5.3538 | 5
61994 | 10.8 | 1 | 2019-12-31 | 2020-12-31 | 365 | 12.6302 | 12
61989 | 16.2 | 1 | 2019-12-31 | 2020-12-31 | 365 | 18.9453 | 18
60627 | 6.213 | 1 | 2019-12-31 | 2020-12-31 | 365 | 7.2659 | 7
61176 | 6.095 | 1 | 2019-12-31 | 2020-12-31 | 365 | 7.1279 | 7
61742 | 5.7 | 1 | 2019-12-31 | 2020-12-31 | 365 | 6.6659 | 6
61183 | 6.625 | 1 | 2019-12-31 | 2020-12-31 | 365 | 7.7477 | 7
61180 | 12.19 | 1 | 2019-12-31 | 2020-12-31 | 365 | 14.2557 | 14
61734 | 11.73 | 1 | 2019-12-31 | 2020-12-31 | 365 | 13.7178 | 13
60806 | 8.19 | 1 | 2019-12-31 | 2020-12-31 | 365 | 9.5779 | 9
61728 | 9.6 | 1 | 2019-12-31 | 2020-12-31 | 365 | 11.2268 | 11
61190 | 16.677 | 1 | 2019-12-31 | 2020-12-31 | 365 | 19.5031 | 19
60706 | 8.19 | 1 | 2019-12-31 | 2020-12-31 | 365 | 9.5779 | 9
61723 | 7.848 | 1 | 2019-12-31 | 2020-12-31 | 365 | 9.1779 | 9
61203 | 5.232 | 1 | 2019-12-31 | 2020-12-31 | 365 | 6.1186 | 6
61208 | 9.156 | 1 | 2019-12-31 | 2020-12-31 | 365 | 10.7076 | 10
61987 | 5.4 | 1 | 2019-12-31 | 2020-12-31 | 365 | 6.3151 | 6
61665 | 12.426 | 1 | 2019-12-31 | 2020-12-31 | 365 | 14.5317 | 14
61661 | 12.426 | 1 | 2019-12-31 | 2020-12-31 | 365 | 14.5317 | 14
61312 | 5.3 | 1 | 2019-12-31 | 2020-12-31 | 365 | 6.1981 | 6
61610 | 3.27 | 1 | 2019-12-31 | 2020-12-31 | 365 | 3.8241 | 3
61882 | 2.12 | 1 | 2019-12-31 | 2020-12-31 | 365 | 2.4793 | 2
61303 | 8.1 | 1 | 2019-12-31 | 2020-12-31 | 365 | 9.4726 | 9
61878 | 8.625 | 1 | 2019-12-31 | 2020-12-31 | 365 | 10.0866 | 10
61871 | 5.7 | 1 | 2019-12-31 | 2020-12-31 | 365 | 6.6659 | 6
61864 | 6.9 | 1 | 2019-12-31 | 2020-12-31 | 365 | 8.0693 | 8
61862 | 8.745 | 1 | 2019-12-31 | 2020-12-31 | 365 | 10.2269 | 10
61857 | 7.42 | 1 | 2019-12-31 | 2020-12-31 | 365 | 8.6774 | 8
60699 | 4.2 | 1 | 2019-12-31 | 2020-12-31 | 365 | 4.9117 | 4
61854 | 4.8 | 1 | 2019-12-31 | 2020-12-31 | 365 | 5.6134 | 5
60752 | 7.42 | 1 | 2019-12-31 | 2020-12-31 | 365 | 8.6774 | 8
60863 | 10.07 | 1 | 2019-12-31 | 2020-12-31 | 365 | 11.7765 | 11
60866 | 10.137 | 1 | 2019-12-31 | 2020-12-31 | 365 | 11.8548 | 11
61846 | 21.66 | 1 | 2019-12-31 | 2020-12-31 | 365 | 25.3305 | 25
61837 | 11.2 | 1 | 2019-12-31 | 2020-12-31 | 365 | 13.098 | 13
61832 | 10.6 | 1 | 2019-12-31 | 2020-12-31 | 365 | 12.3963 | 12
61835 | 10.464 | 1 | 2019-12-31 | 2020-12-31 | 365 | 12.2372 | 12
61570 | 8.64 | 1 | 2019-12-31 | 2020-12-31 | 365 | 10.1041 | 10
61569 | 5.4 | 1 | 2019-12-31 | 2020-12-31 | 365 | 6.3151 | 6
61564 | 16.35 | 1 | 2019-12-31 | 2020-12-31 | 365 | 19.1207 | 19
61307 | 6.9 | 1 | 2019-12-31 | 2020-12-31 | 365 | 8.0693 | 8
61560 | 24.525 | 1 | 2019-12-31 | 2020-12-31 | 365 | 28.681 | 28
61306 | 9.483 | 1 | 2019-12-31 | 2020-12-31 | 365 | 11.09 | 11
61373 | 5.4 | 1 | 2019-12-31 | 2020-12-31 | 365 | 6.3151 | 6
61378 | 9.01 | 1 | 2019-12-31 | 2020-12-31 | 365 | 10.5368 | 10
61308 | 4.5 | 1 | 2019-12-31 | 2020-12-31 | 365 | 5.2626 | 5
61391 | 11.61 | 1 | 2019-12-31 | 2020-12-31 | 365 | 13.5774 | 13
61392 | 12 | 1 | 2019-12-31 | 2020-12-31 | 365 | 14.0335 | 14
61381 | 6.36 | 1 | 2019-12-31 | 2020-12-31 | 365 | 7.4378 | 7
61559 | 13.08 | 1 | 2019-12-31 | 2020-12-31 | 365 | 15.2965 | 15
61557 | 4.32 | 1 | 2019-12-31 | 2020-12-31 | 365 | 5.0521 | 5
61830 | 9.75 | 1 | 2019-12-31 | 2020-12-31 | 365 | 11.4022 | 11
55732 | 4.845 | 1 | 2019-12-31 | 2020-12-31 | 365 | 5.666 | 5
61829 | 6.095 | 1 | 2019-12-31 | 2020-12-31 | 365 | 7.1279 | 7
61826 | 8.1 | 1 | 2019-12-31 | 2020-12-31 | 365 | 9.4726 | 9
61551 | 6.89 | 1 | 2019-12-31 | 2020-12-31 | 365 | 8.0576 | 8
61825 | 6.08 | 1 | 2019-12-31 | 2020-12-31 | 365 | 7.1103 | 7
61775 | 3 | 1 | 2019-12-31 | 2020-12-31 | 365 | 3.5084 | 3
61750 | 3.18 | 1 | 2019-12-31 | 2020-12-31 | 365 | 3.7189 | 3
61548 | 4.575 | 1 | 2019-12-31 | 2020-12-31 | 365 | 5.3503 | 5
61510 | 9.18 | 1 | 2019-12-31 | 2020-12-31 | 365 | 10.7356 | 10
61524 | 9.15 | 1 | 2019-12-31 | 2020-12-31 | 365 | 10.7006 | 10
61507 | 5.985 | 1 | 2019-12-31 | 2020-12-31 | 365 | 6.9992 | 6
61545 | 10.26 | 1 | 2019-12-31 | 2020-12-31 | 365 | 11.9987 | 11
61396 | 8.1 | 1 | 2019-12-31 | 2020-12-31 | 365 | 9.4726 | 9
61395 | 9.805 | 1 | 2019-12-31 | 2020-12-31 | 365 | 11.4666 | 11
61527 | 5.6 | 1 | 2019-12-31 | 2020-12-31 | 365 | 6.549 | 6
61512 | 2.94 | 1 | 2019-12-31 | 2020-12-31 | 365 | 3.4382 | 3
45539 | 5.7 | 1 | 2019-12-31 | 2020-12-31 | 365 | 6.6659 | 6
61654 | 1.962 | 1 | 2019-12-31 | 2020-12-31 | 365 | 2.2945 | 2
61824 | 9 | 1 | 2019-12-31 | 2020-12-31 | 365 | 10.5251 | 10
61992 | 13.44 | 1 | 2019-12-31 | 2020-12-31 | 365 | 15.7175 | 15
43430 | 9 | 1 | 2019-12-31 | 2020-12-31 | 365 | 10.5251 | 10
43437 | 4.25 | 1 | 2019-12-31 | 2020-12-31 | 365 | 4.9702 | 4
42127 | 8.4 | 1 | 2019-12-31 | 2020-12-31 | 365 | 9.8235 | 9
61398 | 3.6 | 1 | 2019-12-31 | 2020-12-31 | 365 | 4.2101 | 4
57745 | 9.24 | 1 | 2019-12-31 | 2020-12-31 | 365 | 10.8058 | 10
60274 | 16.905 | 1 | 2019-12-31 | 2020-12-31 | 365 | 19.7697 | 19
60386 | 3.9 | 1 | 2019-12-31 | 2020-12-31 | 365 | 4.5609 | 4
57552 | 9.12 | 1 | 2019-12-31 | 2020-12-31 | 365 | 10.6655 | 10
49332 | 8.925 | 1 | 2019-12-31 | 2020-12-31 | 365 | 10.4374 | 10
61844 | 9.01 | 1 | 2019-12-31 | 2020-12-31 | 365 | 10.5368 | 10
61831 | 6.75 | 1 | 2019-12-31 | 2020-12-31 | 365 | 7.8939 | 7
61602 | 8.502 | 1 | 2019-12-31 | 2020-12-31 | 365 | 9.9427 | 9
61589 | 11.7 | 1 | 2019-12-31 | 2020-12-31 | 365 | 13.6827 | 13
61403 | 9.69 | 1 | 2019-12-31 | 2020-12-31 | 365 | 11.3321 | 11
55738 | 3.99 | 1 | 2019-12-31 | 2020-12-31 | 365 | 4.6661 | 4
57134 | 4.275 | 1 | 2019-12-31 | 2020-12-31 | 365 | 4.9994 | 4
60913 | 5.7 | 1 | 2019-12-31 | 2020-12-31 | 365 | 6.6659 | 6
34862 | 130.2 | 0.9 | 2019-12-31 | 2020-12-31 | 365 | 137.0373 | 137
59273 | 6.03 | 1 | 2019-12-31 | 2020-12-31 | 365 | 7.0518 | 7
59551 | 7.2 | 1 | 2019-12-31 | 2020-12-31 | 365 | 8.4201 | 8
59554 | 9.72 | 1 | 2019-12-31 | 2020-12-31 | 365 | 11.3672 | 11
59589 | 7.56 | 1 | 2019-12-31 | 2020-12-31 | 365 | 8.8411 | 8
59625 | 5.4 | 1 | 2019-12-31 | 2020-12-31 | 365 | 6.3151 | 6
59629 | 10.72 | 1 | 2019-12-31 | 2020-12-31 | 365 | 12.5366 | 12
59670 | 8.505 | 1 | 2019-12-31 | 2020-12-31 | 365 | 9.9463 | 9
59691 | 4.56 | 1 | 2019-12-31 | 2020-12-31 | 365 | 5.3327 | 5
59695 | 8.28 | 1 | 2019-12-31 | 2020-12-31 | 365 | 9.6831 | 9
59830 | 13.11 | 1 | 2019-12-31 | 2020-12-31 | 365 | 15.3316 | 15
59832 | 10.71 | 1 | 2019-12-31 | 2020-12-31 | 365 | 12.5249 | 12
59834 | 9 | 1 | 2019-12-31 | 2020-12-31 | 365 | 10.5251 | 10
59835 | 12.765 | 1 | 2019-12-31 | 2020-12-31 | 365 | 14.9282 | 14
59841 | 13.23 | 1 | 2019-12-31 | 2020-12-31 | 365 | 15.472 | 15
59961 | 6.21 | 1 | 2019-12-31 | 2020-12-31 | 365 | 7.2623 | 7
59964 | 5.4 | 1 | 2019-12-31 | 2020-12-31 | 365 | 6.3151 | 6
59965 | 15.105 | 1 | 2019-12-31 | 2020-12-31 | 365 | 17.6647 | 17
60062 | 12.285 | 1 | 2019-12-31 | 2020-12-31 | 365 | 14.3668 | 14
60065 | 7.2 | 1 | 2019-12-31 | 2020-12-31 | 365 | 8.4201 | 8
49896 | 12.06 | 1 | 2019-12-31 | 2020-12-31 | 365 | 14.1037 | 14
45591 | 9.156 | 1 | 2019-12-31 | 2020-12-31 | 365 | 10.7076 | 10
49903 | 3.78 | 1 | 2019-12-31 | 2020-12-31 | 365 | 4.4206 | 4
51314 | 5.04 | 1 | 2019-12-31 | 2020-12-31 | 365 | 5.8941 | 5
48300 | 13.395 | 1 | 2019-12-31 | 2020-12-31 | 365 | 15.6649 | 15
51277 | 11.025 | 1 | 2019-12-31 | 2020-12-31 | 365 | 12.8933 | 12
61849 | 11.38 | 1 | 2019-12-31 | 2020-12-31 | 365 | 13.3085 | 13
35574 | 119.682 | 0.9 | 2019-12-31 | 2020-12-31 | 365 | 125.967 | 125
58494 | 2.03 | 1 | 2019-12-31 | 2020-12-31 | 365 | 2.374 | 2
61852 | 25.65 | 0.9 | 2019-12-31 | 2020-12-31 | 365 | 26.997 | 26
61511 | 9.5 | 1 | 2019-12-31 | 2020-12-31 | 365 | 11.1099 | 11
45217 | 13.68 | 1 | 2019-12-31 | 2020-12-31 | 365 | 15.9982 | 15
61605 | 0.981 | 1 | 2019-12-31 | 2020-12-31 | 365 | 1.1472 | 1
59275 | 8.04 | 1 | 2019-12-31 | 2020-12-31 | 365 | 9.4025 | 9
44795 | 21.45 | 1 | 2019-12-31 | 2020-12-31 | 365 | 25.0849 | 25
60162 | 8.19 | 1 | 2019-12-31 | 2020-12-31 | 365 | 9.5779 | 9
59558 | 7.035 | 1 | 2019-12-31 | 2020-12-31 | 365 | 8.2272 | 8
60171 | 8.505 | 1 | 2019-12-31 | 2020-12-31 | 365 | 9.9463 | 9
60240 | 9.3 | 1 | 2019-12-31 | 2020-12-31 | 365 | 10.876 | 10
60241 | 17.01 | 1 | 2019-12-31 | 2020-12-31 | 365 | 19.8925 | 19
60251 | 11.34 | 1 | 2019-12-31 | 2020-12-31 | 365 | 13.2617 | 13
60780 | 374.22 | 0.9 | 2019-12-31 | 2020-12-31 | 365 | 393.8718 | 393
61360 | 6.89 | 1 | 2019-12-31 | 2020-12-31 | 365 | 8.0576 | 8
48563 | 6.3 | 1 | 2019-12-31 | 2020-12-31 | 365 | 7.3676 | 7
59271 | 8.19 | 1 | 2019-12-31 | 2020-12-31 | 365 | 9.5779 | 9
59267 | 7.56 | 1 | 2019-12-31 | 2020-12-31 | 365 | 8.8411 | 8
62812 | 6.72 | 1 | 2019-12-31 | 2020-12-31 | 365 | 7.8588 | 7
62627 | 14.835 | 1 | 2019-12-31 | 2020-12-31 | 365 | 17.3489 | 17
60285 | 11.1 | 1 | 2019-12-31 | 2020-12-31 | 365 | 12.981 | 12
60309 | 2.85 | 1 | 2019-12-31 | 2020-12-31 | 365 | 3.333 | 3
51292 | 8.25 | 1 | 2019-12-31 | 2020-12-31 | 365 | 9.648 | 9
60317 | 8.19 | 1 | 2019-12-31 | 2020-12-31 | 365 | 9.5779 | 9
47341 | 15.75 | 1 | 2019-12-31 | 2020-12-31 | 365 | 18.419 | 18
60389 | 8.4 | 1 | 2019-12-31 | 2020-12-31 | 365 | 9.8235 | 9
60246 | 4.24 | 1 | 2019-12-31 | 2020-12-31 | 365 | 4.9585 | 4
60406 | 12 | 1 | 2019-12-31 | 2020-12-31 | 365 | 14.0335 | 14
60411 | 6.3 | 1 | 2019-12-31 | 2020-12-31 | 365 | 7.3676 | 7
46899 | 3.78 | 1 | 2019-12-31 | 2020-12-31 | 365 | 4.4206 | 4
60412 | 7.5 | 1 | 2019-12-31 | 2020-12-31 | 365 | 8.7709 | 8
60421 | 6.27 | 1 | 2019-12-31 | 2020-12-31 | 365 | 7.3325 | 7
60427 | 4.8 | 1 | 2019-12-31 | 2020-12-31 | 365 | 5.6134 | 5
60166 | 2.85 | 1 | 2019-12-31 | 2020-12-31 | 365 | 3.333 | 3
60477 | 5.559 | 1 | 2019-12-31 | 2020-12-31 | 365 | 6.501 | 6
47678 | 8.7 | 1 | 2019-12-31 | 2020-12-31 | 365 | 10.1743 | 10
60474 | 10.71 | 1 | 2019-12-31 | 2020-12-31 | 365 | 12.5249 | 12
60620 | 8.1 | 1 | 2019-12-31 | 2020-12-31 | 365 | 9.4726 | 9
45577 | 9.975 | 1 | 2019-12-31 | 2020-12-31 | 365 | 11.6654 | 11
60696 | 3.6 | 1 | 2019-12-31 | 2020-12-31 | 365 | 4.2101 | 4
60717 | 10.4 | 1 | 2019-12-31 | 2020-12-31 | 365 | 12.1624 | 12
60722 | 5.175 | 1 | 2019-12-31 | 2020-12-31 | 365 | 6.052 | 6
60727 | 5.04 | 1 | 2019-12-31 | 2020-12-31 | 365 | 5.8941 | 5
60730 | 9.81 | 1 | 2019-12-31 | 2020-12-31 | 365 | 11.4724 | 11
46813 | 7.84 | 1 | 2019-12-31 | 2020-12-31 | 365 | 9.1686 | 9
60734 | 9.156 | 1 | 2019-12-31 | 2020-12-31 | 365 | 10.7076 | 10
60742 | 13.734 | 1 | 2019-12-31 | 2020-12-31 | 365 | 16.0614 | 16
60746 | 5.886 | 1 | 2019-12-31 | 2020-12-31 | 365 | 6.8834 | 6
49743 | 9.45 | 1 | 2019-12-31 | 2020-12-31 | 365 | 11.0514 | 11
60758 | 6.54 | 1 | 2019-12-31 | 2020-12-31 | 365 | 7.6483 | 7
47654 | 18 | 1 | 2019-12-31 | 2020-12-31 | 365 | 21.0503 | 21
60765 | 3.24 | 1 | 2019-12-31 | 2020-12-31 | 365 | 3.7891 | 3
60762 | 5.985 | 1 | 2019-12-31 | 2020-12-31 | 365 | 6.9992 | 6
49171 | 5.67 | 1 | 2019-12-31 | 2020-12-31 | 365 | 6.6308 | 6
60771 | 8.4 | 1 | 2019-12-31 | 2020-12-31 | 365 | 9.8235 | 9
60768 | 10.2 | 1 | 2019-12-31 | 2020-12-31 | 365 | 11.9285 | 11
60776 | 4.8 | 1 | 2019-12-31 | 2020-12-31 | 365 | 5.6134 | 5
60772 | 13.86 | 1 | 2019-12-31 | 2020-12-31 | 365 | 16.2087 | 16
60784 | 9.135 | 1 | 2019-12-31 | 2020-12-31 | 365 | 10.683 | 10
60778 | 10.8 | 1 | 2019-12-31 | 2020-12-31 | 365 | 12.6302 | 12
49727 | 6.38 | 1 | 2019-12-31 | 2020-12-31 | 365 | 7.4612 | 7
49162 | 24.9 | 1 | 2019-12-31 | 2020-12-31 | 365 | 29.1196 | 29
51267 | 17.955 | 1 | 2019-12-31 | 2020-12-31 | 365 | 20.9977 | 20
60807 | 12.3 | 1 | 2019-12-31 | 2020-12-31 | 365 | 14.3844 | 14
60808 | 9.135 | 1 | 2019-12-31 | 2020-12-31 | 365 | 10.683 | 10
60849 | 8.1 | 1 | 2019-12-31 | 2020-12-31 | 365 | 9.4726 | 9
60853 | 6.72 | 1 | 2019-12-31 | 2020-12-31 | 365 | 7.8588 | 7
60856 | 8.829 | 1 | 2019-12-31 | 2020-12-31 | 365 | 10.3252 | 10
60860 | 6.72 | 1 | 2019-12-31 | 2020-12-31 | 365 | 7.8588 | 7
51306 | 9.9 | 1 | 2019-12-31 | 2020-12-31 | 365 | 11.5777 | 11
60904 | 8.84 | 1 | 2019-12-31 | 2020-12-31 | 365 | 10.338 | 10
60903 | 6.3 | 1 | 2019-12-31 | 2020-12-31 | 365 | 7.3676 | 7
42125 | 48.3 | 1 | 2019-12-31 | 2020-12-31 | 365 | 56.4849 | 56
60907 | 10.08 | 1 | 2019-12-31 | 2020-12-31 | 365 | 11.7882 | 11
60908 | 10.395 | 1 | 2019-12-31 | 2020-12-31 | 365 | 12.1565 | 12
60910 | 9.52 | 1 | 2019-12-31 | 2020-12-31 | 365 | 11.1333 | 11
60919 | 4 | 1 | 2019-12-31 | 2020-12-31 | 365 | 4.6778 | 4
60921 | 9.9 | 1 | 2019-12-31 | 2020-12-31 | 365 | 11.5777 | 11
60928 | 4.2 | 1 | 2019-12-31 | 2020-12-31 | 365 | 4.9117 | 4
60923 | 12.6 | 1 | 2019-12-31 | 2020-12-31 | 365 | 14.7352 | 14
61390 | 4.95 | 1 | 2019-12-31 | 2020-12-31 | 365 | 5.7888 | 5
60809 | 9.38 | 1 | 2019-12-31 | 2020-12-31 | 365 | 10.9695 | 10
49031 | 6.36 | 1 | 2019-12-31 | 2020-12-31 | 365 | 7.4378 | 7
48569 | 6.72 | 1 | 2019-12-31 | 2020-12-31 | 365 | 7.8588 | 7
44349 | 24.57 | 1 | 2019-12-31 | 2020-12-31 | 365 | 28.7336 | 28
49326 | 8.415 | 1 | 2019-12-31 | 2020-12-31 | 365 | 9.841 | 9
49047 | 6.9 | 1 | 2019-12-31 | 2020-12-31 | 365 | 8.0693 | 8
43453 | 12 | 1 | 2019-12-31 | 2020-12-31 | 365 | 14.0335 | 14
59250 | 7.125 | 1 | 2019-12-31 | 2020-12-31 | 365 | 8.3324 | 8
61210 | 9.765 | 1 | 2019-12-31 | 2020-12-31 | 365 | 11.4198 | 11
61258 | 5.04 | 1 | 2019-12-31 | 2020-12-31 | 365 | 5.8941 | 5
61266 | 9.6 | 1 | 2019-12-31 | 2020-12-31 | 365 | 11.2268 | 11
61302 | 8.19 | 1 | 2019-12-31 | 2020-12-31 | 365 | 9.5779 | 9
61313 | 4.41 | 1 | 2019-12-31 | 2020-12-31 | 365 | 5.1573 | 5
61314 | 5.67 | 1 | 2019-12-31 | 2020-12-31 | 365 | 6.6308 | 6
61317 | 11.73 | 1 | 2019-12-31 | 2020-12-31 | 365 | 13.7178 | 13
61332 | 10.26 | 1 | 2019-12-31 | 2020-12-31 | 365 | 11.9987 | 11
61333 | 10.8 | 1 | 2019-12-31 | 2020-12-31 | 365 | 12.6302 | 12
61384 | 11.118 | 1 | 2019-12-31 | 2020-12-31 | 365 | 13.0021 | 13
61397 | 4.24 | 1 | 2019-12-31 | 2020-12-31 | 365 | 4.9585 | 4
61408 | 7.2 | 1 | 2019-12-31 | 2020-12-31 | 365 | 8.4201 | 8
61413 | 6.54 | 1 | 2019-12-31 | 2020-12-31 | 365 | 7.6483 | 7
61414 | 13.23 | 1 | 2019-12-31 | 2020-12-31 | 365 | 15.472 | 15
61416 | 8.1 | 1 | 2019-12-31 | 2020-12-31 | 365 | 9.4726 | 9
61418 | 4.24 | 1 | 2019-12-31 | 2020-12-31 | 365 | 4.9585 | 4
60419 | 4.03 | 1 | 2019-12-31 | 2020-12-31 | 365 | 4.7129 | 4
50147 | 14.88 | 1 | 2019-12-31 | 2020-12-31 | 365 | 17.4016 | 17
48247 | 5.13 | 1 | 2019-12-31 | 2020-12-31 | 365 | 5.9993 | 5
62397 | 12.74 | 1 | 2019-12-31 | 2020-12-31 | 365 | 14.8989 | 14
35278 | 41.856 | 0.9 | 2019-12-31 | 2020-12-31 | 365 | 44.054 | 44
61659 | 5.559 | 1 | 2019-12-31 | 2020-12-31 | 365 | 6.501 | 6
61668 | 14.715 | 1 | 2019-12-31 | 2020-12-31 | 365 | 17.2086 | 17
61522 | 8.75 | 1 | 2019-12-31 | 2020-12-31 | 365 | 10.2328 | 10
61404 | 4.24 | 1 | 2019-12-31 | 2020-12-31 | 365 | 4.9585 | 4
61782 | 9.975 | 1 | 2019-12-31 | 2020-12-31 | 365 | 11.6654 | 11
61894 | 6 | 1 | 2019-12-31 | 2020-12-31 | 365 | 7.0168 | 7
61886 | 7.848 | 1 | 2019-12-31 | 2020-12-31 | 365 | 9.1779 | 9
61889 | 4.76 | 1 | 2019-12-31 | 2020-12-31 | 365 | 5.5666 | 5
61891 | 6.48 | 1 | 2019-12-31 | 2020-12-31 | 365 | 7.5781 | 7
61931 | 23.115 | 1 | 2019-12-31 | 2020-12-31 | 365 | 27.0321 | 27
61940 | 8.64 | 1 | 2019-12-31 | 2020-12-31 | 365 | 10.1041 | 10
61934 | 7.245 | 1 | 2019-12-31 | 2020-12-31 | 365 | 8.4727 | 8
61942 | 3.45 | 1 | 2019-12-31 | 2020-12-31 | 365 | 4.0346 | 4
61936 | 6 | 1 | 2019-12-31 | 2020-12-31 | 365 | 7.0168 | 7
61938 | 6.3 | 1 | 2019-12-31 | 2020-12-31 | 365 | 7.3676 | 7
61944 | 6 | 1 | 2019-12-31 | 2020-12-31 | 365 | 7.0168 | 7
61939 | 11.4 | 1 | 2019-12-31 | 2020-12-31 | 365 | 13.3318 | 13
61941 | 5.175 | 1 | 2019-12-31 | 2020-12-31 | 365 | 6.052 | 6
61943 | 5.355 | 1 | 2019-12-31 | 2020-12-31 | 365 | 6.2625 | 6
61945 | 7.02 | 1 | 2019-12-31 | 2020-12-31 | 365 | 8.2096 | 8
61946 | 15.9 | 1 | 2019-12-31 | 2020-12-31 | 365 | 18.5944 | 18
61949 | 10.26 | 1 | 2019-12-31 | 2020-12-31 | 365 | 11.9987 | 11
61950 | 7.56 | 1 | 2019-12-31 | 2020-12-31 | 365 | 8.8411 | 8
61951 | 5.04 | 1 | 2019-12-31 | 2020-12-31 | 365 | 5.8941 | 5
61953 | 6 | 1 | 2019-12-31 | 2020-12-31 | 365 | 7.0168 | 7
61952 | 12.825 | 1 | 2019-12-31 | 2020-12-31 | 365 | 14.9983 | 14
61956 | 8.745 | 1 | 2019-12-31 | 2020-12-31 | 365 | 10.2269 | 10
61958 | 7.56 | 1 | 2019-12-31 | 2020-12-31 | 365 | 8.8411 | 8
61957 | 5.88 | 1 | 2019-12-31 | 2020-12-31 | 365 | 6.8764 | 6
61959 | 11.34 | 1 | 2019-12-31 | 2020-12-31 | 365 | 13.2617 | 13
61960 | 6.48 | 1 | 2019-12-31 | 2020-12-31 | 365 | 7.5781 | 7
61961 | 8.7 | 1 | 2019-12-31 | 2020-12-31 | 365 | 10.1743 | 10
61963 | 10.8 | 1 | 2019-12-31 | 2020-12-31 | 365 | 12.6302 | 12
61964 | 5.12 | 1 | 2019-12-31 | 2020-12-31 | 365 | 5.9876 | 5
61965 | 8.19 | 1 | 2019-12-31 | 2020-12-31 | 365 | 9.5779 | 9
61966 | 11.52 | 1 | 2019-12-31 | 2020-12-31 | 365 | 13.4722 | 13
61967 | 7.25 | 1 | 2019-12-31 | 2020-12-31 | 365 | 8.4786 | 8
61968 | 5.565 | 1 | 2019-12-31 | 2020-12-31 | 365 | 6.508 | 6
61969 | 5.67 | 1 | 2019-12-31 | 2020-12-31 | 365 | 6.6308 | 6
61971 | 6.48 | 1 | 2019-12-31 | 2020-12-31 | 365 | 7.5781 | 7
61972 | 2.8 | 1 | 2019-12-31 | 2020-12-31 | 365 | 3.2745 | 3
61982 | 10.2 | 1 | 2019-12-31 | 2020-12-31 | 365 | 11.9285 | 11
61970 | 11.31 | 1 | 2019-12-31 | 2020-12-31 | 365 | 13.2266 | 13
62035 | 2.85 | 1 | 2019-12-31 | 2020-12-31 | 365 | 3.333 | 3
62036 | 10.4 | 1 | 2019-12-31 | 2020-12-31 | 365 | 12.1624 | 12
62037 | 10.08 | 1 | 2019-12-31 | 2020-12-31 | 365 | 11.7882 | 11
62038 | 6.93 | 1 | 2019-12-31 | 2020-12-31 | 365 | 8.1044 | 8
62040 | 8.1 | 1 | 2019-12-31 | 2020-12-31 | 365 | 9.4726 | 9
62041 | 12 | 1 | 2019-12-31 | 2020-12-31 | 365 | 14.0335 | 14
62042 | 6.76 | 1 | 2019-12-31 | 2020-12-31 | 365 | 7.9055 | 7
62043 | 7.125 | 1 | 2019-12-31 | 2020-12-31 | 365 | 8.3324 | 8
62151 | 7.13 | 1 | 2019-12-31 | 2020-12-31 | 365 | 8.3382 | 8
62152 | 7.98 | 1 | 2019-12-31 | 2020-12-31 | 365 | 9.3323 | 9
62199 | 6.27 | 1 | 2019-12-31 | 2020-12-31 | 365 | 7.3325 | 7
62200 | 5.67 | 1 | 2019-12-31 | 2020-12-31 | 365 | 6.6308 | 6
62201 | 9.483 | 1 | 2019-12-31 | 2020-12-31 | 365 | 11.09 | 11
62202 | 8.505 | 1 | 2019-12-31 | 2020-12-31 | 365 | 9.9463 | 9
62204 | 8.1 | 1 | 2019-12-31 | 2020-12-31 | 365 | 9.4726 | 9
62207 | 18.02 | 1 | 2019-12-31 | 2020-12-31 | 365 | 21.0737 | 21
62209 | 6.93 | 1 | 2019-12-31 | 2020-12-31 | 365 | 8.1044 | 8
62224 | 4.59 | 1 | 2019-12-31 | 2020-12-31 | 365 | 5.3678 | 5
62227 | 11.97 | 1 | 2019-12-31 | 2020-12-31 | 365 | 13.9984 | 13
62228 | 7.5 | 1 | 2019-12-31 | 2020-12-31 | 365 | 8.7709 | 8
62231 | 5.6 | 1 | 2019-12-31 | 2020-12-31 | 365 | 6.549 | 6
62240 | 9 | 1 | 2019-12-31 | 2020-12-31 | 365 | 10.5251 | 10
62245 | 9.3 | 1 | 2019-12-31 | 2020-12-31 | 365 | 10.876 | 10
62248 | 6.27 | 1 | 2019-12-31 | 2020-12-31 | 365 | 7.3325 | 7
62253 | 4.2 | 1 | 2019-12-31 | 2020-12-31 | 365 | 4.9117 | 4
62256 | 5.232 | 1 | 2019-12-31 | 2020-12-31 | 365 | 6.1186 | 6
62263 | 12 | 1 | 2019-12-31 | 2020-12-31 | 365 | 14.0335 | 14
62264 | 9.72 | 1 | 2019-12-31 | 2020-12-31 | 365 | 11.3672 | 11
48862 | 8.68 | 1 | 2019-12-31 | 2020-12-31 | 365 | 10.1509 | 10
62437 | 8.06 | 1 | 2019-12-31 | 2020-12-31 | 365 | 9.4258 | 9
62445 | 5.5 | 1 | 2019-12-31 | 2020-12-31 | 365 | 6.432 | 6
62448 | 9.975 | 1 | 2019-12-31 | 2020-12-31 | 365 | 11.6654 | 11
62451 | 24.96 | 1 | 2019-12-31 | 2020-12-31 | 365 | 29.1897 | 29
62467 | 4.725 | 1 | 2019-12-31 | 2020-12-31 | 365 | 5.5257 | 5
62473 | 6.16 | 1 | 2019-12-31 | 2020-12-31 | 365 | 7.2039 | 7
62483 | 11.34 | 1 | 2019-12-31 | 2020-12-31 | 365 | 13.2617 | 13
62489 | 8.12 | 1 | 2019-12-31 | 2020-12-31 | 365 | 9.496 | 9
62494 | 8.12 | 1 | 2019-12-31 | 2020-12-31 | 365 | 9.496 | 9
62496 | 12.285 | 1 | 2019-12-31 | 2020-12-31 | 365 | 14.3668 | 14
62458 | 4.505 | 1 | 2019-12-31 | 2020-12-31 | 365 | 5.2684 | 5
62468 | 12.42 | 1 | 2019-12-31 | 2020-12-31 | 365 | 14.5247 | 14
62470 | 7.625 | 1 | 2019-12-31 | 2020-12-31 | 365 | 8.9171 | 8
62474 | 14.388 | 1 | 2019-12-31 | 2020-12-31 | 365 | 16.8262 | 16
62479 | 10.8 | 1 | 2019-12-31 | 2020-12-31 | 365 | 12.6302 | 12
62485 | 5.04 | 1 | 2019-12-31 | 2020-12-31 | 365 | 5.8941 | 5
62492 | 6.867 | 1 | 2019-12-31 | 2020-12-31 | 365 | 8.0307 | 8
62497 | 3.71 | 1 | 2019-12-31 | 2020-12-31 | 365 | 4.3387 | 4
62499 | 12.42 | 1 | 2019-12-31 | 2020-12-31 | 365 | 14.5247 | 14
61954 | 8.1 | 1 | 2019-12-31 | 2020-12-31 | 365 | 9.4726 | 9
62472 | 6 | 1 | 2019-12-31 | 2020-12-31 | 365 | 7.0168 | 7
62267 | 5.4 | 1 | 2019-12-31 | 2020-12-31 | 365 | 6.3151 | 6
62558 | 6 | 1 | 2019-12-31 | 2020-12-31 | 365 | 7.0168 | 7
62564 | 7.935 | 1 | 2019-12-31 | 2020-12-31 | 365 | 9.2797 | 9
62570 | 5.865 | 1 | 2019-12-31 | 2020-12-31 | 365 | 6.8589 | 6
62573 | 10.08 | 1 | 2019-12-31 | 2020-12-31 | 365 | 11.7882 | 11
62575 | 12.765 | 1 | 2019-12-31 | 2020-12-31 | 365 | 14.9282 | 14
62579 | 13.5 | 1 | 2019-12-31 | 2020-12-31 | 365 | 15.7877 | 15
62585 | 8.45 | 1 | 2019-12-31 | 2020-12-31 | 365 | 9.8819 | 9
62586 | 6 | 1 | 2019-12-31 | 2020-12-31 | 365 | 7.0168 | 7
62590 | 4.24 | 1 | 2019-12-31 | 2020-12-31 | 365 | 4.9585 | 4
62592 | 7.245 | 1 | 2019-12-31 | 2020-12-31 | 365 | 8.4727 | 8
62594 | 12.5 | 1 | 2019-12-31 | 2020-12-31 | 365 | 14.6182 | 14
62596 | 4.86 | 1 | 2019-12-31 | 2020-12-31 | 365 | 5.6836 | 5
62598 | 8.84 | 1 | 2019-12-31 | 2020-12-31 | 365 | 10.338 | 10
62600 | 9.88 | 1 | 2019-12-31 | 2020-12-31 | 365 | 11.5543 | 11
62602 | 9.45 | 1 | 2019-12-31 | 2020-12-31 | 365 | 11.0514 | 11
62603 | 4.24 | 1 | 2019-12-31 | 2020-12-31 | 365 | 4.9585 | 4
62604 | 10.695 | 1 | 2019-12-31 | 2020-12-31 | 365 | 12.5074 | 12
62605 | 6.54 | 1 | 2019-12-31 | 2020-12-31 | 365 | 7.6483 | 7
62606 | 7.2 | 1 | 2019-12-31 | 2020-12-31 | 365 | 8.4201 | 8
62607 | 3 | 1 | 2019-12-31 | 2020-12-31 | 365 | 3.5084 | 3
62608 | 9.135 | 1 | 2019-12-31 | 2020-12-31 | 365 | 10.683 | 10
62609 | 5.04 | 1 | 2019-12-31 | 2020-12-31 | 365 | 5.8941 | 5
62610 | 4.275 | 1 | 2019-12-31 | 2020-12-31 | 365 | 4.9994 | 4
62611 | 6.76 | 1 | 2019-12-31 | 2020-12-31 | 365 | 7.9055 | 7
62612 | 8.64 | 1 | 2019-12-31 | 2020-12-31 | 365 | 10.1041 | 10
62613 | 5.04 | 1 | 2019-12-31 | 2020-12-31 | 365 | 5.8941 | 5
62614 | 4.41 | 1 | 2019-12-31 | 2020-12-31 | 365 | 5.1573 | 5
62615 | 6.93 | 1 | 2019-12-31 | 2020-12-31 | 365 | 8.1044 | 8
62616 | 2.7 | 1 | 2019-12-31 | 2020-12-31 | 365 | 3.1575 | 3
62621 | 7.41 | 1 | 2019-12-31 | 2020-12-31 | 365 | 8.6657 | 8
62623 | 5.886 | 1 | 2019-12-31 | 2020-12-31 | 365 | 6.8834 | 6
62629 | 9.12 | 1 | 2019-12-31 | 2020-12-31 | 365 | 10.6655 | 10
62630 | 5.4 | 1 | 2019-12-31 | 2020-12-31 | 365 | 6.3151 | 6
62631 | 5.67 | 1 | 2019-12-31 | 2020-12-31 | 365 | 6.6308 | 6
62632 | 2.97 | 1 | 2019-12-31 | 2020-12-31 | 365 | 3.4733 | 3
62633 | 8.68 | 1 | 2019-12-31 | 2020-12-31 | 365 | 10.1509 | 10
62634 | 7.28 | 1 | 2019-12-31 | 2020-12-31 | 365 | 8.5137 | 8
62635 | 4.94 | 1 | 2019-12-31 | 2020-12-31 | 365 | 5.7771 | 5
50008 | 9.045 | 1 | 2019-12-31 | 2020-12-31 | 365 | 10.5778 | 10
62637 | 5.3 | 1 | 2019-12-31 | 2020-12-31 | 365 | 6.1981 | 6
62638 | 9 | 1 | 2019-12-31 | 2020-12-31 | 365 | 10.5251 | 10
62639 | 8.8 | 1 | 2019-12-31 | 2020-12-31 | 365 | 10.2912 | 10
62640 | 12 | 1 | 2019-12-31 | 2020-12-31 | 365 | 14.0335 | 14
62641 | 12.48 | 1 | 2019-12-31 | 2020-12-31 | 365 | 14.5949 | 14
62643 | 11.4 | 1 | 2019-12-31 | 2020-12-31 | 365 | 13.3318 | 13
62642 | 12.19 | 1 | 2019-12-31 | 2020-12-31 | 365 | 14.2557 | 14
62644 | 8.1 | 1 | 2019-12-31 | 2020-12-31 | 365 | 9.4726 | 9
62645 | 15.435 | 1 | 2019-12-31 | 2020-12-31 | 365 | 18.0506 | 18
62647 | 5.44 | 1 | 2019-12-31 | 2020-12-31 | 365 | 6.3619 | 6
62648 | 7.245 | 1 | 2019-12-31 | 2020-12-31 | 365 | 8.4727 | 8
62649 | 11.52 | 1 | 2019-12-31 | 2020-12-31 | 365 | 13.4722 | 13
62650 | 5.865 | 1 | 2019-12-31 | 2020-12-31 | 365 | 6.8589 | 6
62651 | 10.71 | 1 | 2019-12-31 | 2020-12-31 | 365 | 12.5249 | 12
62652 | 5.94 | 1 | 2019-12-31 | 2020-12-31 | 365 | 6.9466 | 6
62653 | 6.4 | 1 | 2019-12-31 | 2020-12-31 | 365 | 7.4845 | 7
62654 | 5.13 | 1 | 2019-12-31 | 2020-12-31 | 365 | 5.9993 | 5
62659 | 12.16 | 1 | 2019-12-31 | 2020-12-31 | 365 | 14.2206 | 14
62690 | 7.42 | 1 | 2019-12-31 | 2020-12-31 | 365 | 8.6774 | 8
62707 | 4.68 | 1 | 2019-12-31 | 2020-12-31 | 365 | 5.4731 | 5
62711 | 6.6 | 1 | 2019-12-31 | 2020-12-31 | 365 | 7.7184 | 7
62719 | 8.82 | 1 | 2019-12-31 | 2020-12-31 | 365 | 10.3146 | 10
62721 | 6.555 | 1 | 2019-12-31 | 2020-12-31 | 365 | 7.6658 | 7
62724 | 16.38 | 1 | 2019-12-31 | 2020-12-31 | 365 | 19.1558 | 19
62727 | 7.68 | 1 | 2019-12-31 | 2020-12-31 | 365 | 8.9815 | 8
56398 | 5.415 | 1 | 2019-12-31 | 2020-12-31 | 365 | 6.3326 | 6
62718 | 7.56 | 1 | 2019-12-31 | 2020-12-31 | 365 | 8.8411 | 8
51270 | 7.44 | 1 | 2019-12-31 | 2020-12-31 | 365 | 8.7008 | 8
50160 | 8.505 | 1 | 2019-12-31 | 2020-12-31 | 365 | 9.9463 | 9
45632 | 8.505 | 1 | 2019-12-31 | 2020-12-31 | 365 | 9.9463 | 9
62781 | 2.8 | 1 | 2019-12-31 | 2020-12-31 | 365 | 3.2745 | 3
62811 | 9.6 | 1 | 2019-12-31 | 2020-12-31 | 365 | 11.2268 | 11
63024 | 191.235 | 0.9 | 2019-12-31 | 2020-12-31 | 365 | 201.2775 | 201
36217 | 63.63 | 0.9 | 2019-12-31 | 2020-12-31 | 365 | 66.9715 | 66
34854 | 47.04 | 0.9 | 2019-12-31 | 2020-12-31 | 365 | 49.5103 | 49
62795 | 2.97 | 1 | 2019-12-31 | 2020-12-31 | 365 | 3.4733 | 3
62798 | 10.8 | 1 | 2019-12-31 | 2020-12-31 | 365 | 12.6302 | 12
62799 | 4.2 | 1 | 2019-12-31 | 2020-12-31 | 365 | 4.9117 | 4
62805 | 6.72 | 1 | 2019-12-31 | 2020-12-31 | 365 | 7.8588 | 7
62810 | 19.765 | 1 | 2019-12-31 | 2020-12-31 | 365 | 23.1144 | 23
62813 | 11.118 | 1 | 2019-12-31 | 2020-12-31 | 365 | 13.0021 | 13
62814 | 15.075 | 1 | 2019-12-31 | 2020-12-31 | 365 | 17.6296 | 17
62815 | 3 | 1 | 2019-12-31 | 2020-12-31 | 365 | 3.5084 | 3
62816 | 12.6 | 1 | 2019-12-31 | 2020-12-31 | 365 | 14.7352 | 14
62817 | 9.6 | 1 | 2019-12-31 | 2020-12-31 | 365 | 11.2268 | 11
62818 | 5.67 | 1 | 2019-12-31 | 2020-12-31 | 365 | 6.6308 | 6
61198 | 12.8 | 1 | 2019-12-31 | 2020-12-31 | 365 | 14.9691 | 14
62822 | 8.67 | 1 | 2019-12-31 | 2020-12-31 | 365 | 10.1392 | 10
62737 | 3.9 | 1 | 2019-12-31 | 2020-12-31 | 365 | 4.5609 | 4
59552 | 6.4 | 1 | 2019-12-31 | 2020-12-31 | 365 | 7.4845 | 7
59603 | 1.92 | 1 | 2019-12-31 | 2020-12-31 | 365 | 2.2454 | 2
59699 | 6.08 | 1 | 2019-12-31 | 2020-12-31 | 365 | 7.1103 | 7
59833 | 9.28 | 1 | 2019-12-31 | 2020-12-31 | 365 | 10.8526 | 10
59968 | 8.64 | 1 | 2019-12-31 | 2020-12-31 | 365 | 10.1041 | 10
59971 | 4.8 | 1 | 2019-12-31 | 2020-12-31 | 365 | 5.6134 | 5
60059 | 7.04 | 1 | 2019-12-31 | 2020-12-31 | 365 | 8.233 | 8
62918 | 6.72 | 1 | 2019-12-31 | 2020-12-31 | 365 | 7.8588 | 7
62920 | 7.8 | 1 | 2019-12-31 | 2020-12-31 | 365 | 9.1218 | 9
62618 | 8.96 | 1 | 2019-12-31 | 2020-12-31 | 365 | 10.4784 | 10
62589 | 9.28 | 1 | 2019-12-31 | 2020-12-31 | 365 | 10.8526 | 10
62561 | 10.24 | 1 | 2019-12-31 | 2020-12-31 | 365 | 11.9753 | 11
62456 | 7.68 | 1 | 2019-12-31 | 2020-12-31 | 365 | 8.9815 | 8
62923 | 5.46 | 1 | 2019-12-31 | 2020-12-31 | 365 | 6.3853 | 6
62925 | 7.04 | 1 | 2019-12-31 | 2020-12-31 | 365 | 8.233 | 8
62928 | 9.28 | 1 | 2019-12-31 | 2020-12-31 | 365 | 10.8526 | 10
62929 | 9.8 | 1 | 2019-12-31 | 2020-12-31 | 365 | 11.4607 | 11
62932 | 6.4 | 1 | 2019-12-31 | 2020-12-31 | 365 | 7.4845 | 7
62954 | 4.48 | 1 | 2019-12-31 | 2020-12-31 | 365 | 5.2392 | 5
62955 | 12.96 | 1 | 2019-12-31 | 2020-12-31 | 365 | 15.1562 | 15
62975 | 8.19 | 1 | 2019-12-31 | 2020-12-31 | 365 | 9.5779 | 9
62977 | 12 | 1 | 2019-12-31 | 2020-12-31 | 365 | 14.0335 | 14
62980 | 4.41 | 1 | 2019-12-31 | 2020-12-31 | 365 | 5.1573 | 5
62982 | 21 | 1 | 2019-12-31 | 2020-12-31 | 365 | 24.5587 | 24
62646 | 8.64 | 1 | 2019-12-31 | 2020-12-31 | 365 | 10.1041 | 10
62984 | 6.72 | 1 | 2019-12-31 | 2020-12-31 | 365 | 7.8588 | 7
62686 | 6 | 1 | 2019-12-31 | 2020-12-31 | 365 | 7.0168 | 7
35296 | 120.336 | 0.9 | 2019-12-31 | 2020-12-31 | 365 | 126.6553 | 126
62997 | 8.28 | 1 | 2019-12-31 | 2020-12-31 | 365 | 9.6831 | 9
62998 | 5.4 | 1 | 2019-12-31 | 2020-12-31 | 365 | 6.3151 | 6
62999 | 7.68 | 1 | 2019-12-31 | 2020-12-31 | 365 | 8.9815 | 8
63001 | 7.194 | 1 | 2019-12-31 | 2020-12-31 | 365 | 8.4131 | 8
63002 | 9.135 | 1 | 2019-12-31 | 2020-12-31 | 365 | 10.683 | 10
63003 | 11.34 | 1 | 2019-12-31 | 2020-12-31 | 365 | 13.2617 | 13
63004 | 8.1 | 1 | 2019-12-31 | 2020-12-31 | 365 | 9.4726 | 9
63021 | 12.455 | 1 | 2019-12-31 | 2020-12-31 | 365 | 14.5656 | 14
63026 | 5.94 | 1 | 2019-12-31 | 2020-12-31 | 365 | 6.9466 | 6
59088 | 6.75 | 1 | 2019-12-31 | 2020-12-31 | 365 | 7.8939 | 7
59051 | 5.32 | 1 | 2019-12-31 | 2020-12-31 | 365 | 6.2215 | 6
59572 | 5.4 | 1 | 2019-12-31 | 2020-12-31 | 365 | 6.3151 | 6
61173 | 4.2 | 1 | 2019-12-31 | 2020-12-31 | 365 | 4.9117 | 4
44793 | 7.2 | 1 | 2019-12-31 | 2020-12-31 | 365 | 8.4201 | 8
60774 | 5.52 | 1 | 2019-12-31 | 2020-12-31 | 365 | 6.4554 | 6
60173 | 8.64 | 1 | 2019-12-31 | 2020-12-31 | 365 | 10.1041 | 10
60553 | 8.32 | 1 | 2019-12-31 | 2020-12-31 | 365 | 9.7299 | 9
51322 | 3.52 | 1 | 2019-12-31 | 2020-12-31 | 365 | 4.1165 | 4
60905 | 9.92 | 1 | 2019-12-31 | 2020-12-31 | 365 | 11.601 | 11
60906 | 8.96 | 1 | 2019-12-31 | 2020-12-31 | 365 | 10.4784 | 10
61930 | 9.28 | 1 | 2019-12-31 | 2020-12-31 | 365 | 10.8526 | 10
61962 | 7.68 | 1 | 2019-12-31 | 2020-12-31 | 365 | 8.9815 | 8
62625 | 8.64 | 1 | 2019-12-31 | 2020-12-31 | 365 | 10.1041 | 10
50004 | 4.845 | 1 | 2019-12-31 | 2020-12-31 | 365 | 5.666 | 5
63094 | 8.82 | 1 | 2019-12-31 | 2020-12-31 | 365 | 10.3146 | 10
63112 | 4.24 | 1 | 2019-12-31 | 2020-12-31 | 365 | 4.9585 | 4
60239 | 11.52 | 1 | 2019-12-31 | 2020-12-31 | 365 | 13.4722 | 13
60245 | 6.08 | 1 | 2019-12-31 | 2020-12-31 | 365 | 7.1103 | 7
60744 | 8.64 | 1 | 2019-12-31 | 2020-12-31 | 365 | 10.1041 | 10
60748 | 12.8 | 1 | 2019-12-31 | 2020-12-31 | 365 | 14.9691 | 14
59553 | 8.32 | 1 | 2019-12-31 | 2020-12-31 | 365 | 9.7299 | 9
61215 | 6.4 | 1 | 2019-12-31 | 2020-12-31 | 365 | 7.4845 | 7
61411 | 8.32 | 1 | 2019-12-31 | 2020-12-31 | 365 | 9.7299 | 9
62194 | 13.76 | 1 | 2019-12-31 | 2020-12-31 | 365 | 16.0918 | 16
62195 | 4.48 | 1 | 2019-12-31 | 2020-12-31 | 365 | 5.2392 | 5
62626 | 7.68 | 1 | 2019-12-31 | 2020-12-31 | 365 | 8.9815 | 8
63220 | 4.32 | 1 | 2019-12-31 | 2020-12-31 | 365 | 5.0521 | 5
50015 | 58.9 | 0.9 | 2019-12-31 | 2020-12-31 | 365 | 61.9931 | 61
63359 | 17.1 | 1 | 2019-12-31 | 2020-12-31 | 365 | 19.9978 | 19
63411 | 10.83 | 1 | 2019-12-31 | 2020-12-31 | 365 | 12.6653 | 12
36140 | 30.87 | 1 | 2019-12-31 | 2020-12-31 | 365 | 36.1012 | 36
63508 | 7.245 | 1 | 2019-12-31 | 2020-12-31 | 365 | 8.4727 | 8
51279 | 3.2 | 1 | 2019-12-31 | 2020-12-31 | 365 | 3.7423 | 3
63564 | 7.65 | 1 | 2019-12-31 | 2020-12-31 | 365 | 8.9464 | 8
63570 | 4.48 | 1 | 2019-12-31 | 2020-12-31 | 365 | 5.2392 | 5
63609 | 7.975 | 1 | 2019-12-31 | 2020-12-31 | 365 | 9.3264 | 9
63613 | 9.805 | 1 | 2019-12-31 | 2020-12-31 | 365 | 11.4666 | 11
63617 | 10.35 | 1 | 2019-12-31 | 2020-12-31 | 365 | 12.1039 | 12
63794 | 10.695 | 1 | 2019-12-31 | 2020-12-31 | 365 | 12.5074 | 12
63857 | 6.24 | 1 | 2019-12-31 | 2020-12-31 | 365 | 7.2974 | 7
63868 | 9.81 | 1 | 2019-12-31 | 2020-12-31 | 365 | 11.4724 | 11
63870 | 2.65 | 1 | 2019-12-31 | 2020-12-31 | 365 | 3.0991 | 3
46884 | 11.34 | 1 | 2019-12-31 | 2020-12-31 | 365 | 13.2617 | 13
63864 | 7.92 | 1 | 2019-12-31 | 2020-12-31 | 365 | 9.2621 | 9
64021 | 7.04 | 1 | 2019-12-31 | 2020-12-31 | 365 | 8.233 | 8
64022 | 11.22 | 1 | 2019-12-31 | 2020-12-31 | 365 | 13.1213 | 13
64050 | 8.7 | 1 | 2019-12-31 | 2020-12-31 | 365 | 10.1743 | 10
64060 | 7.2 | 1 | 2019-12-31 | 2020-12-31 | 365 | 8.4201 | 8
64061 | 3.64 | 1 | 2019-12-31 | 2020-12-31 | 365 | 4.2568 | 4
50158 | 3.05 | 1 | 2019-12-31 | 2020-12-31 | 365 | 3.5669 | 3
51261 | 7.95 | 1 | 2019-12-31 | 2020-12-31 | 365 | 9.2972 | 9
48852 | 5.2 | 1 | 2019-12-31 | 2020-12-31 | 365 | 6.0812 | 6
49882 | 3.795 | 1 | 2019-12-31 | 2020-12-31 | 365 | 4.4381 | 4
64083 | 6.93 | 1 | 2019-12-31 | 2020-12-31 | 365 | 8.1044 | 8
64087 | 13.545 | 1 | 2019-12-31 | 2020-12-31 | 365 | 15.8403 | 15
64127 | 7.59 | 1 | 2019-12-31 | 2020-12-31 | 365 | 8.8762 | 8
64128 | 9.6 | 1 | 2019-12-31 | 2020-12-31 | 365 | 11.2268 | 11
64151 | 9.1 | 1 | 2019-12-31 | 2020-12-31 | 365 | 10.6421 | 10
64165 | 9.9 | 1 | 2019-12-31 | 2020-12-31 | 365 | 11.5777 | 11
64190 | 12 | 1 | 2019-12-31 | 2020-12-31 | 365 | 14.0335 | 14
64224 | 7.2 | 1 | 2019-12-31 | 2020-12-31 | 365 | 8.4201 | 8
64245 | 4.32 | 1 | 2019-12-31 | 2020-12-31 | 365 | 5.0521 | 5
64250 | 4.845 | 1 | 2019-12-31 | 2020-12-31 | 365 | 5.666 | 5
64262 | 2.28 | 1 | 2019-12-31 | 2020-12-31 | 365 | 2.6664 | 2
64263 | 6.9 | 1 | 2019-12-31 | 2020-12-31 | 365 | 8.0693 | 8
64296 | 8.215 | 1 | 2019-12-31 | 2020-12-31 | 365 | 9.6071 | 9
64302 | 4.32 | 1 | 2019-12-31 | 2020-12-31 | 365 | 5.0521 | 5
64304 | 9.12 | 1 | 2019-12-31 | 2020-12-31 | 365 | 10.6655 | 10
64306 | 5.3 | 1 | 2019-12-31 | 2020-12-31 | 365 | 6.1981 | 6
64312 | 10.8 | 1 | 2019-12-31 | 2020-12-31 | 365 | 12.6302 | 12
64330 | 8.55 | 1 | 2019-12-31 | 2020-12-31 | 365 | 9.9989 | 9
64338 | 9.45 | 1 | 2019-12-31 | 2020-12-31 | 365 | 11.0514 | 11
64344 | 9.975 | 1 | 2019-12-31 | 2020-12-31 | 365 | 11.6654 | 11
64348 | 6.615 | 1 | 2019-12-31 | 2020-12-31 | 365 | 7.736 | 7
64357 | 6.76 | 1 | 2019-12-31 | 2020-12-31 | 365 | 7.9055 | 7
64363 | 9.66 | 1 | 2019-12-31 | 2020-12-31 | 365 | 11.297 | 11
64380 | 7.2 | 1 | 2019-12-31 | 2020-12-31 | 365 | 8.4201 | 8
64391 | 5.7 | 1 | 2019-12-31 | 2020-12-31 | 365 | 6.6659 | 6
64392 | 4.56 | 1 | 2019-12-31 | 2020-12-31 | 365 | 5.3327 | 5
64440 | 8.64 | 1 | 2019-12-31 | 2020-12-31 | 365 | 10.1041 | 10
64446 | 5.13 | 1 | 2019-12-31 | 2020-12-31 | 365 | 5.9993 | 5
64451 | 7.56 | 1 | 2019-12-31 | 2020-12-31 | 365 | 8.8411 | 8
64264 | 8.8 | 1 | 2019-12-31 | 2020-12-31 | 365 | 10.2912 | 10
50025 | 5.49 | 1 | 2019-12-31 | 2020-12-31 | 365 | 6.4203 | 6
64488 | 9.24 | 1 | 2019-12-31 | 2020-12-31 | 365 | 10.8058 | 10
64490 | 12.19 | 1 | 2019-12-31 | 2020-12-31 | 365 | 14.2557 | 14
64499 | 11.44 | 1 | 2019-12-31 | 2020-12-31 | 365 | 13.3786 | 13
64501 | 4.68 | 1 | 2019-12-31 | 2020-12-31 | 365 | 5.4731 | 5
45554 | 11.97 | 1 | 2019-12-31 | 2020-12-31 | 365 | 13.9984 | 13
64636 | 5.7 | 1 | 2019-12-31 | 2020-12-31 | 365 | 6.6659 | 6
64637 | 5.04 | 1 | 2019-12-31 | 2020-12-31 | 365 | 5.8941 | 5
64650 | 8.08 | 1 | 2019-12-31 | 2020-12-31 | 365 | 9.4492 | 9
64671 | 3.465 | 1 | 2019-12-31 | 2020-12-31 | 365 | 4.0522 | 4
64674 | 7.56 | 1 | 2019-12-31 | 2020-12-31 | 365 | 8.8411 | 8
64679 | 9.69 | 1 | 2019-12-31 | 2020-12-31 | 365 | 11.3321 | 11
64716 | 7.29 | 1 | 2019-12-31 | 2020-12-31 | 365 | 8.5254 | 8
64725 | 11.97 | 1 | 2019-12-31 | 2020-12-31 | 365 | 13.9984 | 13
64748 | 8.1 | 1 | 2019-12-31 | 2020-12-31 | 365 | 9.4726 | 9
64757 | 6.555 | 1 | 2019-12-31 | 2020-12-31 | 365 | 7.6658 | 7
64758 | 7.83 | 1 | 2019-12-31 | 2020-12-31 | 365 | 9.1569 | 9
64760 | 4.845 | 1 | 2019-12-31 | 2020-12-31 | 365 | 5.666 | 5
64761 | 5.4 | 1 | 2019-12-31 | 2020-12-31 | 365 | 6.3151 | 6
64783 | 10.6 | 1 | 2019-12-31 | 2020-12-31 | 365 | 12.3963 | 12
64787 | 9.6 | 1 | 2019-12-31 | 2020-12-31 | 365 | 11.2268 | 11
64813 | 9.9 | 1 | 2019-12-31 | 2020-12-31 | 365 | 11.5777 | 11
64784 | 14.64 | 1 | 2019-12-31 | 2020-12-31 | 365 | 17.1209 | 17
64899 | 7.28 | 1 | 2019-12-31 | 2020-12-31 | 365 | 8.5137 | 8
64922 | 4.24 | 1 | 2019-12-31 | 2020-12-31 | 365 | 4.9585 | 4
64932 | 5.52 | 1 | 2019-12-31 | 2020-12-31 | 365 | 6.4554 | 6
65142 | 109.545 | 0.9 | 2019-12-31 | 2020-12-31 | 365 | 115.2976 | 115
65286 | 7.125 | 1 | 2019-12-31 | 2020-12-31 | 365 | 8.3324 | 8
65287 | 9.24 | 1 | 2019-12-31 | 2020-12-31 | 365 | 10.8058 | 10
65290 | 8.68 | 1 | 2019-12-31 | 2020-12-31 | 365 | 10.1509 | 10
65294 | 12.19 | 1 | 2019-12-31 | 2020-12-31 | 365 | 14.2557 | 14
65302 | 8.5 | 1 | 2019-12-31 | 2020-12-31 | 365 | 9.9404 | 9
65308 | 3.36 | 1 | 2019-12-31 | 2020-12-31 | 365 | 3.9294 | 3
65322 | 11.6 | 1 | 2019-12-31 | 2020-12-31 | 365 | 13.5657 | 13
65323 | 11.6 | 1 | 2019-12-31 | 2020-12-31 | 365 | 13.5657 | 13
63160 | 4.8 | 1 | 2019-12-31 | 2020-12-31 | 365 | 5.6134 | 5
63005 | 4.2 | 1 | 2019-12-31 | 2020-12-31 | 365 | 4.9117 | 4
63140 | 8.7 | 1 | 2019-12-31 | 2020-12-31 | 365 | 10.1743 | 10
63201 | 7.29 | 1 | 2019-12-31 | 2020-12-31 | 365 | 8.5254 | 8
63217 | 8 | 1 | 2019-12-31 | 2020-12-31 | 365 | 9.3557 | 9
63218 | 10.24 | 1 | 2019-12-31 | 2020-12-31 | 365 | 11.9753 | 11
63219 | 11.825 | 1 | 2019-12-31 | 2020-12-31 | 365 | 13.8289 | 13
63221 | 7.68 | 1 | 2019-12-31 | 2020-12-31 | 365 | 8.9815 | 8
63227 | 6 | 1 | 2019-12-31 | 2020-12-31 | 365 | 7.0168 | 7
63136 | 3.78 | 1 | 2019-12-31 | 2020-12-31 | 365 | 4.4206 | 4
63157 | 3.705 | 1 | 2019-12-31 | 2020-12-31 | 365 | 4.3328 | 4
63240 | 3.99 | 1 | 2019-12-31 | 2020-12-31 | 365 | 4.6661 | 4
63131 | 6.3 | 1 | 2019-12-31 | 2020-12-31 | 365 | 7.3676 | 7
63133 | 4.725 | 1 | 2019-12-31 | 2020-12-31 | 365 | 5.5257 | 5
63248 | 6.6 | 1 | 2019-12-31 | 2020-12-31 | 365 | 7.7184 | 7
63413 | 11 | 1 | 2019-12-31 | 2020-12-31 | 365 | 12.8641 | 12
63506 | 7.36 | 1 | 2019-12-31 | 2020-12-31 | 365 | 8.6072 | 8
63548 | 7.04 | 1 | 2019-12-31 | 2020-12-31 | 365 | 8.233 | 8
63526 | 6.9 | 1 | 2019-12-31 | 2020-12-31 | 365 | 8.0693 | 8
63529 | 7.68 | 1 | 2019-12-31 | 2020-12-31 | 365 | 8.9815 | 8
63551 | 9.555 | 1 | 2019-12-31 | 2020-12-31 | 365 | 11.1742 | 11
63604 | 10.8 | 1 | 2019-12-31 | 2020-12-31 | 365 | 12.6302 | 12
63747 | 13.44 | 1 | 2019-12-31 | 2020-12-31 | 365 | 15.7175 | 15
63519 | 8.1 | 1 | 2019-12-31 | 2020-12-31 | 365 | 9.4726 | 9
63789 | 5.13 | 1 | 2019-12-31 | 2020-12-31 | 365 | 5.9993 | 5
63792 | 6.4 | 1 | 2019-12-31 | 2020-12-31 | 365 | 7.4845 | 7
63798 | 8.82 | 1 | 2019-12-31 | 2020-12-31 | 365 | 10.3146 | 10
63873 | 5.886 | 1 | 2019-12-31 | 2020-12-31 | 365 | 6.8834 | 6
63911 | 8.19 | 1 | 2019-12-31 | 2020-12-31 | 365 | 9.5779 | 9
64074 | 7.02 | 1 | 2019-12-31 | 2020-12-31 | 365 | 8.2096 | 8
64176 | 10.8 | 1 | 2019-12-31 | 2020-12-31 | 365 | 12.6302 | 12
64251 | 9.9 | 1 | 2019-12-31 | 2020-12-31 | 365 | 11.5777 | 11
64298 | 11.34 | 1 | 2019-12-31 | 2020-12-31 | 365 | 13.2617 | 13
64313 | 12.42 | 1 | 2019-12-31 | 2020-12-31 | 365 | 14.5247 | 14
64335 | 3.78 | 1 | 2019-12-31 | 2020-12-31 | 365 | 4.4206 | 4
64337 | 5.175 | 1 | 2019-12-31 | 2020-12-31 | 365 | 6.052 | 6
64345 | 7.68 | 1 | 2019-12-31 | 2020-12-31 | 365 | 8.9815 | 8
64350 | 6.867 | 1 | 2019-12-31 | 2020-12-31 | 365 | 8.0307 | 8
64351 | 6.08 | 1 | 2019-12-31 | 2020-12-31 | 365 | 7.1103 | 7
64353 | 9.28 | 1 | 2019-12-31 | 2020-12-31 | 365 | 10.8526 | 10
64362 | 12.426 | 1 | 2019-12-31 | 2020-12-31 | 365 | 14.5317 | 14
64369 | 7.521 | 1 | 2019-12-31 | 2020-12-31 | 365 | 8.7955 | 8
64370 | 6.213 | 1 | 2019-12-31 | 2020-12-31 | 365 | 7.2659 | 7
64371 | 12.426 | 1 | 2019-12-31 | 2020-12-31 | 365 | 14.5317 | 14
64372 | 5.76 | 1 | 2019-12-31 | 2020-12-31 | 365 | 6.7361 | 6
64374 | 10.137 | 1 | 2019-12-31 | 2020-12-31 | 365 | 11.8548 | 11
64428 | 6.555 | 1 | 2019-12-31 | 2020-12-31 | 365 | 7.6658 | 7
64494 | 6.72 | 1 | 2019-12-31 | 2020-12-31 | 365 | 7.8588 | 7
64497 | 12.426 | 1 | 2019-12-31 | 2020-12-31 | 365 | 14.5317 | 14
64498 | 10.24 | 1 | 2019-12-31 | 2020-12-31 | 365 | 11.9753 | 11
64511 | 4.8 | 1 | 2019-12-31 | 2020-12-31 | 365 | 5.6134 | 5
64512 | 3.3 | 1 | 2019-12-31 | 2020-12-31 | 365 | 3.8592 | 3
64515 | 2.835 | 1 | 2019-12-31 | 2020-12-31 | 365 | 3.3154 | 3
64535 | 5.67 | 1 | 2019-12-31 | 2020-12-31 | 365 | 6.6308 | 6
64539 | 7.56 | 1 | 2019-12-31 | 2020-12-31 | 365 | 8.8411 | 8
64540 | 3.15 | 1 | 2019-12-31 | 2020-12-31 | 365 | 3.6838 | 3
64542 | 4.095 | 1 | 2019-12-31 | 2020-12-31 | 365 | 4.7889 | 4
64626 | 5.76 | 1 | 2019-12-31 | 2020-12-31 | 365 | 6.7361 | 6
64644 | 6.72 | 1 | 2019-12-31 | 2020-12-31 | 365 | 7.8588 | 7
64656 | 7.02 | 1 | 2019-12-31 | 2020-12-31 | 365 | 8.2096 | 8
64719 | 7.04 | 1 | 2019-12-31 | 2020-12-31 | 365 | 8.233 | 8
64728 | 5.44 | 1 | 2019-12-31 | 2020-12-31 | 365 | 6.3619 | 6
64331 | 7.848 | 1 | 2019-12-31 | 2020-12-31 | 365 | 9.1779 | 9
64897 | 7.83 | 1 | 2019-12-31 | 2020-12-31 | 365 | 9.1569 | 9
65130 | 9 | 1 | 2019-12-31 | 2020-12-31 | 365 | 10.5251 | 10
65314 | 12.96 | 1 | 2019-12-31 | 2020-12-31 | 365 | 15.1562 | 15
65315 | 7.15 | 1 | 2019-12-31 | 2020-12-31 | 365 | 8.3616 | 8
65316 | 3.51 | 1 | 2019-12-31 | 2020-12-31 | 365 | 4.1048 | 4
62582 | 10.2 | 1 | 2019-12-31 | 2020-12-31 | 365 | 11.9285 | 11
65336 | 7.848 | 1 | 2019-12-31 | 2020-12-31 | 365 | 9.1779 | 9
65350 | 11.52 | 1 | 2019-12-31 | 2020-12-31 | 365 | 13.4722 | 13
65358 | 9.81 | 1 | 2019-12-31 | 2020-12-31 | 365 | 11.4724 | 11
65367 | 14.715 | 1 | 2019-12-31 | 2020-12-31 | 365 | 17.2086 | 17
65300 | 4.77 | 1 | 2019-12-31 | 2020-12-31 | 365 | 5.5783 | 5
47618 | 20.435 | 1 | 2019-12-31 | 2020-12-31 | 365 | 23.8979 | 23
63184 | 4.76 | 1 | 2019-12-31 | 2020-12-31 | 365 | 5.5666 | 5
63216 | 6.72 | 1 | 2019-12-31 | 2020-12-31 | 365 | 7.8588 | 7
62972 | 8.1 | 1 | 2019-12-31 | 2020-12-31 | 365 | 9.4726 | 9
63507 | 15.4 | 1 | 2019-12-31 | 2020-12-31 | 365 | 18.0097 | 18
63489 | 7.875 | 1 | 2019-12-31 | 2020-12-31 | 365 | 9.2095 | 9
63550 | 5.4 | 1 | 2019-12-31 | 2020-12-31 | 365 | 6.3151 | 6
63567 | 4.8 | 1 | 2019-12-31 | 2020-12-31 | 365 | 5.6134 | 5
63571 | 7 | 1 | 2019-12-31 | 2020-12-31 | 365 | 8.1862 | 8
63618 | 6.16 | 1 | 2019-12-31 | 2020-12-31 | 365 | 7.2039 | 7
63619 | 7.56 | 1 | 2019-12-31 | 2020-12-31 | 365 | 8.8411 | 8
63744 | 14.82 | 1 | 2019-12-31 | 2020-12-31 | 365 | 17.3314 | 17
63828 | 8.1 | 1 | 2019-12-31 | 2020-12-31 | 365 | 9.4726 | 9
63867 | 12 | 1 | 2019-12-31 | 2020-12-31 | 365 | 14.0335 | 14
62662 | 4.725 | 1 | 2019-12-31 | 2020-12-31 | 365 | 5.5257 | 5
60316 | 9.44 | 1 | 2019-12-31 | 2020-12-31 | 365 | 11.0397 | 11
62974 | 2.475 | 1 | 2019-12-31 | 2020-12-31 | 365 | 2.8944 | 2
47299 | 5.52 | 1 | 2019-12-31 | 2020-12-31 | 365 | 6.4554 | 6
49024 | 3.71 | 1 | 2019-12-31 | 2020-12-31 | 365 | 4.3387 | 4
62039 | 9.12 | 1 | 2019-12-31 | 2020-12-31 | 365 | 10.6655 | 10
62242 | 6.9 | 1 | 2019-12-31 | 2020-12-31 | 365 | 8.0693 | 8
62716 | 6.6 | 1 | 2019-12-31 | 2020-12-31 | 365 | 7.7184 | 7
62806 | 8.1 | 1 | 2019-12-31 | 2020-12-31 | 365 | 9.4726 | 9
48530 | 10.6 | 1 | 2019-12-31 | 2020-12-31 | 365 | 12.3963 | 12
64120 | 6.5 | 1 | 2019-12-31 | 2020-12-31 | 365 | 7.6015 | 7
64093 | 6.84 | 1 | 2019-12-31 | 2020-12-31 | 365 | 7.9991 | 7
64252 | 7.8 | 1 | 2019-12-31 | 2020-12-31 | 365 | 9.1218 | 9
64261 | 13.5 | 1 | 2019-12-31 | 2020-12-31 | 365 | 15.7877 | 15
64368 | 4.5 | 1 | 2019-12-31 | 2020-12-31 | 365 | 5.2626 | 5
64115 | 6.84 | 1 | 2019-12-31 | 2020-12-31 | 365 | 7.9991 | 7
64393 | 9.425 | 1 | 2019-12-31 | 2020-12-31 | 365 | 11.0222 | 11
64462 | 3.36 | 1 | 2019-12-31 | 2020-12-31 | 365 | 3.9294 | 3
64505 | 9 | 1 | 2019-12-31 | 2020-12-31 | 365 | 10.5251 | 10
64513 | 6 | 1 | 2019-12-31 | 2020-12-31 | 365 | 7.0168 | 7
56953 | 18.555 | 1 | 2019-12-31 | 2020-12-31 | 365 | 21.6993 | 21
64577 | 4.095 | 1 | 2019-12-31 | 2020-12-31 | 365 | 4.7889 | 4
64633 | 6.6 | 1 | 2019-12-31 | 2020-12-31 | 365 | 7.7184 | 7
64639 | 6.89 | 1 | 2019-12-31 | 2020-12-31 | 365 | 8.0576 | 8
64647 | 12 | 1 | 2019-12-31 | 2020-12-31 | 365 | 14.0335 | 14
64740 | 5.4 | 1 | 2019-12-31 | 2020-12-31 | 365 | 6.3151 | 6
48254 | 11.4 | 1 | 2019-12-31 | 2020-12-31 | 365 | 13.3318 | 13
61948 | 8.97 | 1 | 2019-12-31 | 2020-12-31 | 365 | 10.4901 | 10
65131 | 10.545 | 1 | 2019-12-31 | 2020-12-31 | 365 | 12.332 | 12
65281 | 12 | 1 | 2019-12-31 | 2020-12-31 | 365 | 14.0335 | 14
65324 | 6.4 | 1 | 2019-12-31 | 2020-12-31 | 365 | 7.4845 | 7
65333 | 15.3 | 1 | 2019-12-31 | 2020-12-31 | 365 | 17.8927 | 17
63095 | 5.72 | 1 | 2019-12-31 | 2020-12-31 | 365 | 6.6893 | 6
63223 | 4.2 | 1 | 2019-12-31 | 2020-12-31 | 365 | 4.9117 | 4
63500 | 8.1 | 1 | 2019-12-31 | 2020-12-31 | 365 | 9.4726 | 9
63518 | 5.4 | 1 | 2019-12-31 | 2020-12-31 | 365 | 6.3151 | 6
63615 | 9.975 | 1 | 2019-12-31 | 2020-12-31 | 365 | 11.6654 | 11
63106 | 3.924 | 1 | 2019-12-31 | 2020-12-31 | 365 | 4.589 | 4
64785 | 15.68 | 1 | 2019-12-31 | 2020-12-31 | 365 | 18.3371 | 18
64291 | 6.9 | 1 | 2019-12-31 | 2020-12-31 | 365 | 8.0693 | 8
64895 | 6.9 | 1 | 2019-12-31 | 2020-12-31 | 365 | 8.0693 | 8
64722 | 9.805 | 1 | 2019-12-31 | 2020-12-31 | 365 | 11.4666 | 11
64925 | 16.38 | 1 | 2019-12-31 | 2020-12-31 | 365 | 19.1558 | 19
64928 | 9.8 | 1 | 2019-12-31 | 2020-12-31 | 365 | 11.4607 | 11
64950 | 9.72 | 1 | 2019-12-31 | 2020-12-31 | 365 | 11.3672 | 11
46398 | 5.985 | 1 | 2019-12-31 | 2020-12-31 | 365 | 6.9992 | 6
65133 | 4.95 | 1 | 2019-12-31 | 2020-12-31 | 365 | 5.7888 | 5
65136 | 5.232 | 1 | 2019-12-31 | 2020-12-31 | 365 | 6.1186 | 6
65268 | 4.56 | 1 | 2019-12-31 | 2020-12-31 | 365 | 5.3327 | 5
65284 | 6.12 | 1 | 2019-12-31 | 2020-12-31 | 365 | 7.1571 | 7
65285 | 7.56 | 1 | 2019-12-31 | 2020-12-31 | 365 | 8.8411 | 8
65289 | 11.2 | 1 | 2019-12-31 | 2020-12-31 | 365 | 13.098 | 13
65291 | 7.95 | 1 | 2019-12-31 | 2020-12-31 | 365 | 9.2972 | 9
65296 | 9.1 | 1 | 2019-12-31 | 2020-12-31 | 365 | 10.6421 | 10
65303 | 6.867 | 1 | 2019-12-31 | 2020-12-31 | 365 | 8.0307 | 8
65309 | 4.05 | 1 | 2019-12-31 | 2020-12-31 | 365 | 4.7363 | 4
65318 | 9.38 | 1 | 2019-12-31 | 2020-12-31 | 365 | 10.9695 | 10
65320 | 4.96 | 1 | 2019-12-31 | 2020-12-31 | 365 | 5.8005 | 5
65321 | 6.63 | 1 | 2019-12-31 | 2020-12-31 | 365 | 7.7535 | 7
65331 | 6 | 1 | 2019-12-31 | 2020-12-31 | 365 | 7.0168 | 7
65332 | 12.6 | 1 | 2019-12-31 | 2020-12-31 | 365 | 14.7352 | 14
63096 | 11.2 | 1 | 2019-12-31 | 2020-12-31 | 365 | 13.098 | 13
63098 | 8.32 | 1 | 2019-12-31 | 2020-12-31 | 365 | 9.7299 | 9
63103 | 7.29 | 1 | 2019-12-31 | 2020-12-31 | 365 | 8.5254 | 8
63117 | 8 | 1 | 2019-12-31 | 2020-12-31 | 365 | 9.3557 | 9
63120 | 3.99 | 1 | 2019-12-31 | 2020-12-31 | 365 | 4.6661 | 4
62566 | 8.745 | 1 | 2019-12-31 | 2020-12-31 | 365 | 10.2269 | 10
63164 | 9.3 | 1 | 2019-12-31 | 2020-12-31 | 365 | 10.876 | 10
63182 | 1.56 | 1 | 2019-12-31 | 2020-12-31 | 365 | 1.8244 | 1
63186 | 9.8 | 1 | 2019-12-31 | 2020-12-31 | 365 | 11.4607 | 11
63188 | 3.12 | 1 | 2019-12-31 | 2020-12-31 | 365 | 3.6487 | 3
63191 | 9.765 | 1 | 2019-12-31 | 2020-12-31 | 365 | 11.4198 | 11
63196 | 6.75 | 1 | 2019-12-31 | 2020-12-31 | 365 | 7.8939 | 7
63202 | 3.5 | 1 | 2019-12-31 | 2020-12-31 | 365 | 4.0931 | 4
63222 | 7.245 | 1 | 2019-12-31 | 2020-12-31 | 365 | 8.4727 | 8
63224 | 5.7 | 1 | 2019-12-31 | 2020-12-31 | 365 | 6.6659 | 6
63000 | 8.28 | 1 | 2019-12-31 | 2020-12-31 | 365 | 9.6831 | 9
63356 | 3.25 | 1 | 2019-12-31 | 2020-12-31 | 365 | 3.8007 | 3
63362 | 6.4 | 1 | 2019-12-31 | 2020-12-31 | 365 | 7.4845 | 7
63414 | 6.4 | 1 | 2019-12-31 | 2020-12-31 | 365 | 7.4845 | 7
63415 | 3.9 | 1 | 2019-12-31 | 2020-12-31 | 365 | 4.5609 | 4
63417 | 9.69 | 1 | 2019-12-31 | 2020-12-31 | 365 | 11.3321 | 11
63418 | 9.18 | 1 | 2019-12-31 | 2020-12-31 | 365 | 10.7356 | 10
63419 | 4.485 | 1 | 2019-12-31 | 2020-12-31 | 365 | 5.245 | 5
63509 | 5.13 | 1 | 2019-12-31 | 2020-12-31 | 365 | 5.9993 | 5
63504 | 9 | 1 | 2019-12-31 | 2020-12-31 | 365 | 10.5251 | 10
63547 | 11.34 | 1 | 2019-12-31 | 2020-12-31 | 365 | 13.2617 | 13
63501 | 4.77 | 1 | 2019-12-31 | 2020-12-31 | 365 | 5.5783 | 5
63514 | 9.24 | 1 | 2019-12-31 | 2020-12-31 | 365 | 10.8058 | 10
63516 | 6.3 | 1 | 2019-12-31 | 2020-12-31 | 365 | 7.3676 | 7
63521 | 5.72 | 1 | 2019-12-31 | 2020-12-31 | 365 | 6.6893 | 6
63523 | 9 | 1 | 2019-12-31 | 2020-12-31 | 365 | 10.5251 | 10
63503 | 121 | 0.8 | 2019-12-31 | 2020-12-31 | 365 | 113.2037 | 113
63558 | 5.44 | 1 | 2019-12-31 | 2020-12-31 | 365 | 6.3619 | 6
63534 | 15 | 1 | 2019-12-31 | 2020-12-31 | 365 | 17.5419 | 17
63562 | 11.655 | 1 | 2019-12-31 | 2020-12-31 | 365 | 13.6301 | 13
63568 | 16.2 | 1 | 2019-12-31 | 2020-12-31 | 365 | 18.9453 | 18
63601 | 4.14 | 1 | 2019-12-31 | 2020-12-31 | 365 | 4.8416 | 4
63603 | 7.245 | 1 | 2019-12-31 | 2020-12-31 | 365 | 8.4727 | 8
63605 | 12 | 1 | 2019-12-31 | 2020-12-31 | 365 | 14.0335 | 14
63606 | 4.2 | 1 | 2019-12-31 | 2020-12-31 | 365 | 4.9117 | 4
63607 | 7.685 | 1 | 2019-12-31 | 2020-12-31 | 365 | 8.9873 | 8
63610 | 5.12 | 1 | 2019-12-31 | 2020-12-31 | 365 | 5.9876 | 5
63611 | 5.44 | 1 | 2019-12-31 | 2020-12-31 | 365 | 6.3619 | 6
63755 | 6.213 | 1 | 2019-12-31 | 2020-12-31 | 365 | 7.2659 | 7
63802 | 6.72 | 1 | 2019-12-31 | 2020-12-31 | 365 | 7.8588 | 7
63859 | 7.8 | 1 | 2019-12-31 | 2020-12-31 | 365 | 9.1218 | 9
63860 | 3.6 | 1 | 2019-12-31 | 2020-12-31 | 365 | 4.2101 | 4
63861 | 6.3 | 1 | 2019-12-31 | 2020-12-31 | 365 | 7.3676 | 7
63865 | 7.194 | 1 | 2019-12-31 | 2020-12-31 | 365 | 8.4131 | 8
63871 | 11.4 | 1 | 2019-12-31 | 2020-12-31 | 365 | 13.3318 | 13
63874 | 6.6 | 1 | 2019-12-31 | 2020-12-31 | 365 | 7.7184 | 7
64019 | 4.41 | 1 | 2019-12-31 | 2020-12-31 | 365 | 5.1573 | 5
64020 | 6.6 | 1 | 2019-12-31 | 2020-12-31 | 365 | 7.7184 | 7
64023 | 10.335 | 1 | 2019-12-31 | 2020-12-31 | 365 | 12.0864 | 12
64024 | 11.2 | 1 | 2019-12-31 | 2020-12-31 | 365 | 13.098 | 13
64025 | 2.97 | 1 | 2019-12-31 | 2020-12-31 | 365 | 3.4733 | 3
64048 | 11.725 | 1 | 2019-12-31 | 2020-12-31 | 365 | 13.7119 | 13
64053 | 5.865 | 1 | 2019-12-31 | 2020-12-31 | 365 | 6.8589 | 6
64054 | 4.95 | 1 | 2019-12-31 | 2020-12-31 | 365 | 5.7888 | 5
64071 | 8.37 | 1 | 2019-12-31 | 2020-12-31 | 365 | 9.7884 | 9
64067 | 6.3 | 1 | 2019-12-31 | 2020-12-31 | 365 | 7.3676 | 7
43916 | 5.75 | 1 | 2019-12-31 | 2020-12-31 | 365 | 6.7244 | 6
64453 | 5.44 | 1 | 2019-12-31 | 2020-12-31 | 365 | 6.3619 | 6
64077 | 6.4 | 1 | 2019-12-31 | 2020-12-31 | 365 | 7.4845 | 7
64091 | 8.19 | 1 | 2019-12-31 | 2020-12-31 | 365 | 9.5779 | 9
64100 | 7.84 | 1 | 2019-12-31 | 2020-12-31 | 365 | 9.1686 | 9
64111 | 6.825 | 1 | 2019-12-31 | 2020-12-31 | 365 | 7.9816 | 7
64116 | 3.12 | 1 | 2019-12-31 | 2020-12-31 | 365 | 3.6487 | 3
64121 | 7.5 | 1 | 2019-12-31 | 2020-12-31 | 365 | 8.7709 | 8
64122 | 10.88 | 1 | 2019-12-31 | 2020-12-31 | 365 | 12.7237 | 12
64125 | 10.56 | 1 | 2019-12-31 | 2020-12-31 | 365 | 12.3495 | 12
64150 | 9.45 | 1 | 2019-12-31 | 2020-12-31 | 365 | 11.0514 | 11
64153 | 3.5 | 1 | 2019-12-31 | 2020-12-31 | 365 | 4.0931 | 4
64171 | 6.96 | 1 | 2019-12-31 | 2020-12-31 | 365 | 8.1394 | 8
64184 | 10.8 | 1 | 2019-12-31 | 2020-12-31 | 365 | 12.6302 | 12
64192 | 5.12 | 1 | 2019-12-31 | 2020-12-31 | 365 | 5.9876 | 5
64217 | 13.395 | 1 | 2019-12-31 | 2020-12-31 | 365 | 15.6649 | 15
64235 | 3.84 | 1 | 2019-12-31 | 2020-12-31 | 365 | 4.4907 | 4
64237 | 6.9 | 1 | 2019-12-31 | 2020-12-31 | 365 | 8.0693 | 8
64254 | 8.04 | 1 | 2019-12-31 | 2020-12-31 | 365 | 9.4025 | 9
64260 | 7.5 | 1 | 2019-12-31 | 2020-12-31 | 365 | 8.7709 | 8
64265 | 6.72 | 1 | 2019-12-31 | 2020-12-31 | 365 | 7.8588 | 7
64294 | 9.3 | 1 | 2019-12-31 | 2020-12-31 | 365 | 10.876 | 10
64297 | 2.44 | 1 | 2019-12-31 | 2020-12-31 | 365 | 2.8535 | 2
64301 | 4.83 | 1 | 2019-12-31 | 2020-12-31 | 365 | 5.6485 | 5
64309 | 4.48 | 1 | 2019-12-31 | 2020-12-31 | 365 | 5.2392 | 5
64311 | 8.82 | 1 | 2019-12-31 | 2020-12-31 | 365 | 10.3146 | 10
64315 | 8.32 | 1 | 2019-12-31 | 2020-12-31 | 365 | 9.7299 | 9
64341 | 12.9 | 1 | 2019-12-31 | 2020-12-31 | 365 | 15.086 | 15
64366 | 7.2 | 1 | 2019-12-31 | 2020-12-31 | 365 | 8.4201 | 8
64375 | 8.1 | 1 | 2019-12-31 | 2020-12-31 | 365 | 9.4726 | 9
64376 | 9.405 | 1 | 2019-12-31 | 2020-12-31 | 365 | 10.9988 | 10
64383 | 6.3 | 1 | 2019-12-31 | 2020-12-31 | 365 | 7.3676 | 7
64385 | 7.68 | 1 | 2019-12-31 | 2020-12-31 | 365 | 8.9815 | 8
64387 | 6.16 | 1 | 2019-12-31 | 2020-12-31 | 365 | 7.2039 | 7
64388 | 4.32 | 1 | 2019-12-31 | 2020-12-31 | 365 | 5.0521 | 5
64389 | 5.44 | 1 | 2019-12-31 | 2020-12-31 | 365 | 6.3619 | 6
64394 | 10.5 | 1 | 2019-12-31 | 2020-12-31 | 365 | 12.2793 | 12
64415 | 9.315 | 1 | 2019-12-31 | 2020-12-31 | 365 | 10.8935 | 10
64418 | 15.25 | 1 | 2019-12-31 | 2020-12-31 | 365 | 17.8343 | 17
64420 | 7.245 | 1 | 2019-12-31 | 2020-12-31 | 365 | 8.4727 | 8
64424 | 9.72 | 1 | 2019-12-31 | 2020-12-31 | 365 | 11.3672 | 11
64431 | 7.28 | 1 | 2019-12-31 | 2020-12-31 | 365 | 8.5137 | 8
64438 | 2.616 | 1 | 2019-12-31 | 2020-12-31 | 365 | 3.0593 | 3
64442 | 5.12 | 1 | 2019-12-31 | 2020-12-31 | 365 | 5.9876 | 5
64241 | 24.525 | 1 | 2019-12-31 | 2020-12-31 | 365 | 28.681 | 28
64449 | 1.3 | 1 | 2019-12-31 | 2020-12-31 | 365 | 1.5203 | 1
64463 | 11.88 | 1 | 2019-12-31 | 2020-12-31 | 365 | 13.8932 | 13
64464 | 6.67 | 1 | 2019-12-31 | 2020-12-31 | 365 | 7.8003 | 7
64491 | 6.54 | 1 | 2019-12-31 | 2020-12-31 | 365 | 7.6483 | 7
64492 | 5.76 | 1 | 2019-12-31 | 2020-12-31 | 365 | 6.7361 | 6
64493 | 10.53 | 1 | 2019-12-31 | 2020-12-31 | 365 | 12.3144 | 12
64500 | 3.84 | 1 | 2019-12-31 | 2020-12-31 | 365 | 4.4907 | 4
64502 | 7.245 | 1 | 2019-12-31 | 2020-12-31 | 365 | 8.4727 | 8
64504 | 8.4 | 1 | 2019-12-31 | 2020-12-31 | 365 | 9.8235 | 9
64506 | 7.8 | 1 | 2019-12-31 | 2020-12-31 | 365 | 9.1218 | 9
64638 | 7.975 | 1 | 2019-12-31 | 2020-12-31 | 365 | 9.3264 | 9
64640 | 12.42 | 1 | 2019-12-31 | 2020-12-31 | 365 | 14.5247 | 14
64641 | 10.6 | 1 | 2019-12-31 | 2020-12-31 | 365 | 12.3963 | 12
64643 | 10.2 | 1 | 2019-12-31 | 2020-12-31 | 365 | 11.9285 | 11
64648 | 16.065 | 1 | 2019-12-31 | 2020-12-31 | 365 | 18.7874 | 18
64659 | 5.2 | 1 | 2019-12-31 | 2020-12-31 | 365 | 6.0812 | 6
64673 | 10.08 | 1 | 2019-12-31 | 2020-12-31 | 365 | 11.7882 | 11
64677 | 9.6 | 1 | 2019-12-31 | 2020-12-31 | 365 | 11.2268 | 11
64678 | 4.56 | 1 | 2019-12-31 | 2020-12-31 | 365 | 5.3327 | 5
64715 | 8.82 | 1 | 2019-12-31 | 2020-12-31 | 365 | 10.3146 | 10
64755 | 6.9 | 1 | 2019-12-31 | 2020-12-31 | 365 | 8.0693 | 8
64814 | 60.375 | 0.9 | 2019-12-31 | 2020-12-31 | 365 | 63.5455 | 63
64780 | 5.72 | 1 | 2019-12-31 | 2020-12-31 | 365 | 6.6893 | 6
64788 | 9.28 | 1 | 2019-12-31 | 2020-12-31 | 365 | 10.8526 | 10
63530 | 7.8 | 1 | 2019-12-31 | 2020-12-31 | 365 | 9.1218 | 9
63528 | 6.3 | 1 | 2019-12-31 | 2020-12-31 | 365 | 7.3676 | 7
50668 | 5.1 | 1 | 2019-12-31 | 2020-12-31 | 365 | 5.9642 | 5
63011 | 2.28 | 1 | 2019-12-31 | 2020-12-31 | 365 | 2.6664 | 2
62459 | 13.2 | 1 | 2019-12-31 | 2020-12-31 | 365 | 15.4369 | 15
62463 | 8.82 | 1 | 2019-12-31 | 2020-12-31 | 365 | 10.3146 | 10
63115 | 9.99 | 1 | 2019-12-31 | 2020-12-31 | 365 | 11.6829 | 11
62487 | 12.6 | 1 | 2019-12-31 | 2020-12-31 | 365 | 14.7352 | 14
35268 | 217.782 | 1 | 2019-12-31 | 2020-12-31 | 365 | 254.6873 | 254
63553 | 6.72 | 1 | 2019-12-31 | 2020-12-31 | 365 | 7.8588 | 7
64364 | 7.8 | 1 | 2019-12-31 | 2020-12-31 | 365 | 9.1218 | 9
63746 | 32.01 | 0.9 | 2019-12-31 | 2020-12-31 | 365 | 33.691 | 33
64079 | 12.16 | 1 | 2019-12-31 | 2020-12-31 | 365 | 14.2206 | 14
63826 | 11.84 | 1 | 2019-12-31 | 2020-12-31 | 365 | 13.8464 | 13
63876 | 76.8 | 0.9 | 2019-12-31 | 2020-12-31 | 365 | 80.8331 | 80
64343 | 10.35 | 1 | 2019-12-31 | 2020-12-31 | 365 | 12.1039 | 12
64652 | 4.5 | 1 | 2019-12-31 | 2020-12-31 | 365 | 5.2626 | 5
64726 | 6 | 1 | 2019-12-31 | 2020-12-31 | 365 | 7.0168 | 7
64736 | 10.26 | 1 | 2019-12-31 | 2020-12-31 | 365 | 11.9987 | 11
64738 | 8.4 | 1 | 2019-12-31 | 2020-12-31 | 365 | 9.8235 | 9
64486 | 4.125 | 1 | 2019-12-31 | 2020-12-31 | 365 | 4.824 | 4
64754 | 2.88 | 1 | 2019-12-31 | 2020-12-31 | 365 | 3.368 | 3
64154 | 7.95 | 1 | 2019-12-31 | 2020-12-31 | 365 | 9.2972 | 9
64163 | 4.77 | 1 | 2019-12-31 | 2020-12-31 | 365 | 5.5783 | 5
64158 | 8.48 | 1 | 2019-12-31 | 2020-12-31 | 365 | 9.917 | 9
64082 | 4.5 | 1 | 2019-12-31 | 2020-12-31 | 365 | 5.2626 | 5
63093 | 7.56 | 1 | 2019-12-31 | 2020-12-31 | 365 | 8.8411 | 8
64733 | 13.2 | 1 | 2019-12-31 | 2020-12-31 | 365 | 15.4369 | 15
62619 | 7.56 | 1 | 2019-12-31 | 2020-12-31 | 365 | 8.8411 | 8
64447 | 6.3 | 1 | 2019-12-31 | 2020-12-31 | 365 | 7.3676 | 7
59963 | 12.48 | 1 | 2019-12-31 | 2020-12-31 | 365 | 14.5949 | 14
63092 | 13.545 | 1 | 2019-12-31 | 2020-12-31 | 365 | 15.8403 | 15
56950 | 14.88 | 1 | 2019-12-31 | 2020-12-31 | 365 | 17.4016 | 17
65817 | 11.66 | 1 | 2019-12-31 | 2020-12-31 | 365 | 13.6359 | 13
65818 | 7.28 | 1 | 2019-12-31 | 2020-12-31 | 365 | 8.5137 | 8
65820 | 12.75 | 1 | 2019-12-31 | 2020-12-31 | 365 | 14.9106 | 14
65821 | 10.395 | 1 | 2019-12-31 | 2020-12-31 | 365 | 12.1565 | 12
65824 | 3.36 | 1 | 2019-12-31 | 2020-12-31 | 365 | 3.9294 | 3
65825 | 5.4 | 1 | 2019-12-31 | 2020-12-31 | 365 | 6.3151 | 6
65827 | 10.14 | 1 | 2019-12-31 | 2020-12-31 | 365 | 11.8583 | 11
65828 | 11.4 | 1 | 2019-12-31 | 2020-12-31 | 365 | 13.3318 | 13
65829 | 5.4 | 1 | 2019-12-31 | 2020-12-31 | 365 | 6.3151 | 6
65862 | 12.19 | 1 | 2019-12-31 | 2020-12-31 | 365 | 14.2557 | 14
65869 | 10.24 | 1 | 2019-12-31 | 2020-12-31 | 365 | 11.9753 | 11
65877 | 10.56 | 1 | 2019-12-31 | 2020-12-31 | 365 | 12.3495 | 12
65880 | 9.6 | 1 | 2019-12-31 | 2020-12-31 | 365 | 11.2268 | 11
65881 | 8.84 | 1 | 2019-12-31 | 2020-12-31 | 365 | 10.338 | 10
65882 | 4.8 | 1 | 2019-12-31 | 2020-12-31 | 365 | 5.6134 | 5
65994 | 5.985 | 1 | 2019-12-31 | 2020-12-31 | 365 | 6.9992 | 6
66286 | 5.7 | 1 | 2019-12-31 | 2020-12-31 | 365 | 6.6659 | 6
66292 | 6.27 | 1 | 2019-12-31 | 2020-12-31 | 365 | 7.3325 | 7
66295 | 9 | 1 | 2019-12-31 | 2020-12-31 | 365 | 10.5251 | 10
66433 | 6.3 | 1 | 2019-12-31 | 2020-12-31 | 365 | 7.3676 | 7
66502 | 8.175 | 1 | 2019-12-31 | 2020-12-31 | 365 | 9.5603 | 9
66511 | 8.64 | 1 | 2019-12-31 | 2020-12-31 | 365 | 10.1041 | 10
66512 | 7.125 | 1 | 2019-12-31 | 2020-12-31 | 365 | 8.3324 | 8
66513 | 3.2 | 1 | 2019-12-31 | 2020-12-31 | 365 | 3.7423 | 3
66526 | 5.94 | 1 | 2019-12-31 | 2020-12-31 | 365 | 6.9466 | 6
66529 | 6.5 | 1 | 2019-12-31 | 2020-12-31 | 365 | 7.6015 | 7
66531 | 5.3 | 1 | 2019-12-31 | 2020-12-31 | 365 | 6.1981 | 6
66537 | 18.639 | 1 | 2019-12-31 | 2020-12-31 | 365 | 21.7976 | 21
66563 | 22.12 | 1 | 2019-12-31 | 2020-12-31 | 365 | 25.8685 | 25
66564 | 12.4 | 1 | 2019-12-31 | 2020-12-31 | 365 | 14.5013 | 14
66566 | 2.943 | 1 | 2019-12-31 | 2020-12-31 | 365 | 3.4417 | 3
66567 | 10.07 | 1 | 2019-12-31 | 2020-12-31 | 365 | 11.7765 | 11
66568 | 8.8 | 1 | 2019-12-31 | 2020-12-31 | 365 | 10.2912 | 10
66569 | 7.685 | 1 | 2019-12-31 | 2020-12-31 | 365 | 8.9873 | 8
66572 | 6.3 | 1 | 2019-12-31 | 2020-12-31 | 365 | 7.3676 | 7
66573 | 10.62 | 1 | 2019-12-31 | 2020-12-31 | 365 | 12.4197 | 12
60760 | 2.5 | 1 | 2019-12-31 | 2020-12-31 | 365 | 2.9236 | 2
35049 | 64 | 0.9 | 2019-12-31 | 2020-12-31 | 365 | 67.3609 | 67
49160 | 4.505 | 1 | 2019-12-31 | 2020-12-31 | 365 | 5.2684 | 5
49733 | 7.56 | 1 | 2019-12-31 | 2020-12-31 | 365 | 8.8411 | 8
63195 | 7.15 | 1 | 2019-12-31 | 2020-12-31 | 365 | 8.3616 | 8
65389 | 7.29 | 1 | 2019-12-31 | 2020-12-31 | 365 | 8.5254 | 8
65392 | 7.2 | 1 | 2019-12-31 | 2020-12-31 | 365 | 8.4201 | 8
65417 | 8.829 | 1 | 2019-12-31 | 2020-12-31 | 365 | 10.3252 | 10
65428 | 7.8 | 1 | 2019-12-31 | 2020-12-31 | 365 | 9.1218 | 9
65429 | 7.2 | 1 | 2019-12-31 | 2020-12-31 | 365 | 8.4201 | 8
65432 | 4.2 | 1 | 2019-12-31 | 2020-12-31 | 365 | 4.9117 | 4
64334 | 10.8 | 1 | 2019-12-31 | 2020-12-31 | 365 | 12.6302 | 12
66271 | 2.16 | 1 | 2019-12-31 | 2020-12-31 | 365 | 2.526 | 2
66716 | 7.2 | 1 | 2019-12-31 | 2020-12-31 | 365 | 8.4201 | 8
64503 | 3.975 | 1 | 2019-12-31 | 2020-12-31 | 365 | 4.6486 | 4
63420 | 3.64 | 1 | 2019-12-31 | 2020-12-31 | 365 | 4.2568 | 4
63858 | 4.77 | 1 | 2019-12-31 | 2020-12-31 | 365 | 5.5783 | 5
48228 | 7.56 | 1 | 2019-12-31 | 2020-12-31 | 365 | 8.8411 | 8
62197 | 6.93 | 1 | 2019-12-31 | 2020-12-31 | 365 | 8.1044 | 8
63869 | 6.213 | 1 | 2019-12-31 | 2020-12-31 | 365 | 7.2659 | 7
64119 | 5.355 | 1 | 2019-12-31 | 2020-12-31 | 365 | 6.2625 | 6
64683 | 9.6 | 1 | 2019-12-31 | 2020-12-31 | 365 | 11.2268 | 11
65293 | 12.06 | 1 | 2019-12-31 | 2020-12-31 | 365 | 14.1037 | 14
63573 | 10.8 | 1 | 2019-12-31 | 2020-12-31 | 365 | 12.6302 | 12
36543 | 988.35 | 1 | 2019-12-31 | 2020-12-31 | 365 | 1155.8358 | 1155
64129 | 11.4 | 1 | 2019-12-31 | 2020-12-31 | 365 | 13.3318 | 13
64243 | 22.8 | 1 | 2019-12-31 | 2020-12-31 | 365 | 26.6637 | 26
63416 | 16.815 | 1 | 2019-12-31 | 2020-12-31 | 365 | 19.6645 | 19
61320 | 16.64 | 1 | 2019-12-31 | 2020-12-31 | 365 | 19.4598 | 19
61405 | 9.28 | 1 | 2019-12-31 | 2020-12-31 | 365 | 10.8526 | 10
66786 | 9.6 | 1 | 2019-12-31 | 2020-12-31 | 365 | 11.2268 | 11
66281 | 15.9 | 1 | 2019-12-31 | 2020-12-31 | 365 | 18.5944 | 18
66288 | 5.035 | 1 | 2019-12-31 | 2020-12-31 | 365 | 5.8882 | 5
66301 | 8.1 | 1 | 2019-12-31 | 2020-12-31 | 365 | 9.4726 | 9
65352 | 12 | 1 | 2019-12-31 | 2020-12-31 | 365 | 14.0335 | 14
48836 | 10.6 | 1 | 2019-12-31 | 2020-12-31 | 365 | 12.3963 | 12
66879 | 8.4 | 1 | 2019-12-31 | 2020-12-31 | 365 | 9.8235 | 9
66785 | 13.44 | 1 | 2019-12-31 | 2020-12-31 | 365 | 15.7175 | 15
66940 | 7.8 | 1 | 2019-12-31 | 2020-12-31 | 365 | 9.1218 | 9
66942 | 4.8 | 1 | 2019-12-31 | 2020-12-31 | 365 | 5.6134 | 5
67017 | 7.95 | 1 | 2019-12-31 | 2020-12-31 | 365 | 9.2972 | 9
67018 | 14.7 | 1 | 2019-12-31 | 2020-12-31 | 365 | 17.1911 | 17
67019 | 10.8 | 1 | 2019-12-31 | 2020-12-31 | 365 | 12.6302 | 12
67024 | 12 | 1 | 2019-12-31 | 2020-12-31 | 365 | 14.0335 | 14
67025 | 7.15 | 1 | 2019-12-31 | 2020-12-31 | 365 | 8.3616 | 8
67027 | 5.3 | 1 | 2019-12-31 | 2020-12-31 | 365 | 6.1981 | 6
67029 | 6 | 1 | 2019-12-31 | 2020-12-31 | 365 | 7.0168 | 7
67030 | 14.49 | 1 | 2019-12-31 | 2020-12-31 | 365 | 16.9455 | 16
64815 | 3.375 | 1 | 2019-12-31 | 2020-12-31 | 365 | 3.9469 | 3
61409 | 7.56 | 1 | 2019-12-31 | 2020-12-31 | 365 | 8.8411 | 8
63465 | 631.84 | 0.8 | 2019-12-31 | 2020-12-31 | 365 | 591.1293 | 591
67016 | 12.375 | 1 | 2019-12-31 | 2020-12-31 | 365 | 14.4721 | 14
67074 | 9.3 | 1 | 2019-12-31 | 2020-12-31 | 365 | 10.876 | 10
67089 | 5.83 | 1 | 2019-12-31 | 2020-12-31 | 365 | 6.818 | 6
67091 | 10.675 | 1 | 2019-12-31 | 2020-12-31 | 365 | 12.484 | 12
67093 | 6.89 | 1 | 2019-12-31 | 2020-12-31 | 365 | 8.0576 | 8
67156 | 8.48 | 1 | 2019-12-31 | 2020-12-31 | 365 | 9.917 | 9
64792 | 7.15 | 1 | 2019-12-31 | 2020-12-31 | 365 | 8.3616 | 8
65879 | 2.943 | 1 | 2019-12-31 | 2020-12-31 | 365 | 3.4417 | 3
64793 | 6.4 | 1 | 2019-12-31 | 2020-12-31 | 365 | 7.4845 | 7
66250 | 5.7 | 1 | 2019-12-31 | 2020-12-31 | 365 | 6.6659 | 6
66416 | 4.32 | 1 | 2019-12-31 | 2020-12-31 | 365 | 5.0521 | 5
64795 | 4.59 | 1 | 2019-12-31 | 2020-12-31 | 365 | 5.3678 | 5
67395 | 3.9 | 1 | 2019-12-31 | 2020-12-31 | 365 | 4.5609 | 4
67397 | 9.92 | 1 | 2019-12-31 | 2020-12-31 | 365 | 11.601 | 11
67427 | 6.36 | 1 | 2019-12-31 | 2020-12-31 | 365 | 7.4378 | 7
67441 | 8 | 1 | 2019-12-31 | 2020-12-31 | 365 | 9.3557 | 9
67443 | 7.8 | 1 | 2019-12-31 | 2020-12-31 | 365 | 9.1218 | 9
67445 | 11.7 | 1 | 2019-12-31 | 2020-12-31 | 365 | 13.6827 | 13
67447 | 12.16 | 1 | 2019-12-31 | 2020-12-31 | 365 | 14.2206 | 14
67451 | 9.6 | 1 | 2019-12-31 | 2020-12-31 | 365 | 11.2268 | 11
67455 | 6.4 | 1 | 2019-12-31 | 2020-12-31 | 365 | 7.4845 | 7
67463 | 12.19 | 1 | 2019-12-31 | 2020-12-31 | 365 | 14.2557 | 14
67462 | 13.23 | 1 | 2019-12-31 | 2020-12-31 | 365 | 15.472 | 15
67465 | 9.9 | 1 | 2019-12-31 | 2020-12-31 | 365 | 11.5777 | 11
67476 | 7.56 | 1 | 2019-12-31 | 2020-12-31 | 365 | 8.8411 | 8
67461 | 7.04 | 1 | 2019-12-31 | 2020-12-31 | 365 | 8.233 | 8
67483 | 8.06 | 1 | 2019-12-31 | 2020-12-31 | 365 | 9.4258 | 9
35266 | 31.065 | 0.9 | 2019-12-31 | 2020-12-31 | 365 | 32.6963 | 32
67485 | 6.63 | 1 | 2019-12-31 | 2020-12-31 | 365 | 7.7535 | 7
67571 | 10.335 | 1 | 2019-12-31 | 2020-12-31 | 365 | 12.0864 | 12
66256 | 9.9 | 1 | 2019-12-31 | 2020-12-31 | 365 | 11.5777 | 11
46333 | 9.69 | 1 | 2019-12-31 | 2020-12-31 | 365 | 11.3321 | 11
67613 | 12 | 1 | 2019-12-31 | 2020-12-31 | 365 | 14.0335 | 14
66782 | 12 | 1 | 2019-12-31 | 2020-12-31 | 365 | 14.0335 | 14
66274 | 14.56 | 1 | 2019-12-31 | 2020-12-31 | 365 | 17.0273 | 17
67650 | 6.76 | 1 | 2019-12-31 | 2020-12-31 | 365 | 7.9055 | 7
51293 | 7.2 | 1 | 2019-12-31 | 2020-12-31 | 365 | 8.4201 | 8
60709 | 6.75 | 1 | 2019-12-31 | 2020-12-31 | 365 | 7.8939 | 7
62269 | 2.65 | 1 | 2019-12-31 | 2020-12-31 | 365 | 3.0991 | 3
67092 | 13.5 | 1 | 2019-12-31 | 2020-12-31 | 365 | 15.7877 | 15
67458 | 12.9 | 1 | 2019-12-31 | 2020-12-31 | 365 | 15.086 | 15
66252 | 7.95 | 1 | 2019-12-31 | 2020-12-31 | 365 | 9.2972 | 9
66937 | 6.555 | 1 | 2019-12-31 | 2020-12-31 | 365 | 7.6658 | 7
66192 | 1.995 | 1 | 2019-12-31 | 2020-12-31 | 365 | 2.3331 | 2
66275 | 8.745 | 1 | 2019-12-31 | 2020-12-31 | 365 | 10.2269 | 10
65868 | 6.21 | 1 | 2019-12-31 | 2020-12-31 | 365 | 7.2623 | 7
64443 | 12.24 | 1 | 2019-12-31 | 2020-12-31 | 365 | 14.3142 | 14
66878 | 12.6 | 1 | 2019-12-31 | 2020-12-31 | 365 | 14.7352 | 14
64340 | 3.35 | 1 | 2019-12-31 | 2020-12-31 | 365 | 3.9177 | 3
59837 | 12.19 | 1 | 2019-12-31 | 2020-12-31 | 365 | 14.2557 | 14
65421 | 4.92 | 1 | 2019-12-31 | 2020-12-31 | 365 | 5.7537 | 5
62162 | 10.175 | 1 | 2019-12-31 | 2020-12-31 | 365 | 11.8993 | 11
65447 | 9.765 | 1 | 2019-12-31 | 2020-12-31 | 365 | 11.4198 | 11
63412 | 67.5 | 0.9 | 2019-12-31 | 2020-12-31 | 365 | 71.0447 | 71
63559 | 14.4 | 1 | 2019-12-31 | 2020-12-31 | 365 | 16.8402 | 16
63866 | 564.48 | 0.8 | 2019-12-31 | 2020-12-31 | 365 | 528.1094 | 528
63749 | 184 | 0.9 | 2019-12-31 | 2020-12-31 | 365 | 193.6626 | 193
50684 | 6.615 | 1 | 2019-12-31 | 2020-12-31 | 365 | 7.736 | 7
64661 | 7.28 | 1 | 2019-12-31 | 2020-12-31 | 365 | 8.5137 | 8
64663 | 13.8 | 1 | 2019-12-31 | 2020-12-31 | 365 | 16.1385 | 16
64669 | 16.8 | 1 | 2019-12-31 | 2020-12-31 | 365 | 19.6469 | 19
64670 | 12.075 | 1 | 2019-12-31 | 2020-12-31 | 365 | 14.1212 | 14
34428 | 646.38 | 0.8 | 2019-12-31 | 2020-12-31 | 365 | 604.7324 | 604
33800 | 645.84 | 0.8 | 2019-12-31 | 2020-12-31 | 365 | 604.2272 | 604
64763 | 2.745 | 1 | 2019-12-31 | 2020-12-31 | 365 | 3.2102 | 3
64766 | 6.82 | 1 | 2019-12-31 | 2020-12-31 | 365 | 7.9757 | 7
64781 | 6.325 | 1 | 2019-12-31 | 2020-12-31 | 365 | 7.3968 | 7
64782 | 11.52 | 1 | 2019-12-31 | 2020-12-31 | 365 | 13.4722 | 13
64789 | 8 | 1 | 2019-12-31 | 2020-12-31 | 365 | 9.3557 | 9
64790 | 8.64 | 1 | 2019-12-31 | 2020-12-31 | 365 | 10.1041 | 10
64796 | 6.72 | 1 | 2019-12-31 | 2020-12-31 | 365 | 7.8588 | 7
64811 | 7.56 | 1 | 2019-12-31 | 2020-12-31 | 365 | 8.8411 | 8
64797 | 7.8 | 1 | 2019-12-31 | 2020-12-31 | 365 | 9.1218 | 9
64794 | 5.49 | 1 | 2019-12-31 | 2020-12-31 | 365 | 6.4203 | 6
64901 | 8.68 | 1 | 2019-12-31 | 2020-12-31 | 365 | 10.1509 | 10
64906 | 7.84 | 1 | 2019-12-31 | 2020-12-31 | 365 | 9.1686 | 9
64912 | 9.75 | 1 | 2019-12-31 | 2020-12-31 | 365 | 11.4022 | 11
64917 | 10.26 | 1 | 2019-12-31 | 2020-12-31 | 365 | 11.9987 | 11
64921 | 9.765 | 1 | 2019-12-31 | 2020-12-31 | 365 | 11.4198 | 11
64930 | 6.93 | 1 | 2019-12-31 | 2020-12-31 | 365 | 8.1044 | 8
64936 | 4.5 | 1 | 2019-12-31 | 2020-12-31 | 365 | 5.2626 | 5
64939 | 4.48 | 1 | 2019-12-31 | 2020-12-31 | 365 | 5.2392 | 5
35033 | 187.044 | 0.9 | 2019-12-31 | 2020-12-31 | 365 | 196.8664 | 196
51274 | 10.05 | 1 | 2019-12-31 | 2020-12-31 | 365 | 11.7531 | 11
65134 | 9 | 1 | 2019-12-31 | 2020-12-31 | 365 | 10.5251 | 10
65152 | 30.35 | 1 | 2019-12-31 | 2020-12-31 | 365 | 35.4931 | 35
65271 | 8.1 | 1 | 2019-12-31 | 2020-12-31 | 365 | 9.4726 | 9
65272 | 4.32 | 1 | 2019-12-31 | 2020-12-31 | 365 | 5.0521 | 5
65274 | 4.725 | 1 | 2019-12-31 | 2020-12-31 | 365 | 5.5257 | 5
65297 | 9.92 | 1 | 2019-12-31 | 2020-12-31 | 365 | 11.601 | 11
65319 | 11.7 | 1 | 2019-12-31 | 2020-12-31 | 365 | 13.6827 | 13
65326 | 10.56 | 1 | 2019-12-31 | 2020-12-31 | 365 | 12.3495 | 12
65288 | 24.9 | 1 | 2019-12-31 | 2020-12-31 | 365 | 29.1196 | 29
65360 | 9 | 1 | 2019-12-31 | 2020-12-31 | 365 | 10.5251 | 10
65299 | 7.28 | 1 | 2019-12-31 | 2020-12-31 | 365 | 8.5137 | 8
65377 | 10.791 | 1 | 2019-12-31 | 2020-12-31 | 365 | 12.6196 | 12
65335 | 10.64 | 1 | 2019-12-31 | 2020-12-31 | 365 | 12.4431 | 12
65298 | 7.54 | 1 | 2019-12-31 | 2020-12-31 | 365 | 8.8177 | 8
65885 | 5.04 | 1 | 2019-12-31 | 2020-12-31 | 365 | 5.8941 | 5
65901 | 11.97 | 1 | 2019-12-31 | 2020-12-31 | 365 | 13.9984 | 13
65903 | 2.745 | 1 | 2019-12-31 | 2020-12-31 | 365 | 3.2102 | 3
65907 | 6.405 | 1 | 2019-12-31 | 2020-12-31 | 365 | 7.4904 | 7
63032 | 6.93 | 1 | 2019-12-31 | 2020-12-31 | 365 | 8.1044 | 8
64099 | 5.22 | 1 | 2019-12-31 | 2020-12-31 | 365 | 6.1046 | 6
63835 | 50.96 | 0.9 | 2019-12-31 | 2020-12-31 | 365 | 53.6361 | 53
65205 | 8.64 | 1 | 2019-12-31 | 2020-12-31 | 365 | 10.1041 | 10
65998 | 6.615 | 1 | 2019-12-31 | 2020-12-31 | 365 | 7.736 | 7
65999 | 20.16 | 1 | 2019-12-31 | 2020-12-31 | 365 | 23.5763 | 23
66000 | 7.56 | 1 | 2019-12-31 | 2020-12-31 | 365 | 8.8411 | 8
66003 | 21.105 | 1 | 2019-12-31 | 2020-12-31 | 365 | 24.6815 | 24
66004 | 14.805 | 1 | 2019-12-31 | 2020-12-31 | 365 | 17.3139 | 17
66012 | 10.14 | 1 | 2019-12-31 | 2020-12-31 | 365 | 11.8583 | 11
66016 | 24.75 | 1 | 2019-12-31 | 2020-12-31 | 365 | 28.9441 | 28
66029 | 4.725 | 0.8 | 2019-12-31 | 2020-12-31 | 365 | 4.4206 | 4
66030 | 5.49 | 1 | 2019-12-31 | 2020-12-31 | 365 | 6.4203 | 6
66035 | 3.66 | 1 | 2019-12-31 | 2020-12-31 | 365 | 4.2802 | 4
66037 | 7.84 | 1 | 2019-12-31 | 2020-12-31 | 365 | 9.1686 | 9
66040 | 21.12 | 1 | 2019-12-31 | 2020-12-31 | 365 | 24.699 | 24
66127 | 4.2 | 1 | 2019-12-31 | 2020-12-31 | 365 | 4.9117 | 4
66172 | 14.88 | 1 | 2019-12-31 | 2020-12-31 | 365 | 17.4016 | 17
36171 | 35.316 | 0.9 | 2019-12-31 | 2020-12-31 | 365 | 37.1706 | 37
64976 | 26.24 | 0.9 | 2019-12-31 | 2020-12-31 | 365 | 27.618 | 27
62500 | 10.2 | 1 | 2019-12-31 | 2020-12-31 | 365 | 11.9285 | 11
35306 | 69.36 | 0.8 | 2019-12-31 | 2020-12-31 | 365 | 64.891 | 64
64905 | 9 | 1 | 2019-12-31 | 2020-12-31 | 365 | 10.5251 | 10
64953 | 7.685 | 1 | 2019-12-31 | 2020-12-31 | 365 | 8.9873 | 8
65168 | 6.89 | 1 | 2019-12-31 | 2020-12-31 | 365 | 8.0576 | 8
65186 | 10.6 | 1 | 2019-12-31 | 2020-12-31 | 365 | 12.3963 | 12
65190 | 6.625 | 1 | 2019-12-31 | 2020-12-31 | 365 | 7.7477 | 7
65196 | 10.6 | 1 | 2019-12-31 | 2020-12-31 | 365 | 12.3963 | 12
65282 | 4.8 | 1 | 2019-12-31 | 2020-12-31 | 365 | 5.6134 | 5
65920 | 9.72 | 1 | 2019-12-31 | 2020-12-31 | 365 | 11.3672 | 11
65997 | 5.7 | 1 | 2019-12-31 | 2020-12-31 | 365 | 6.6659 | 6
66008 | 7.705 | 1 | 2019-12-31 | 2020-12-31 | 365 | 9.0107 | 9
66139 | 12.96 | 1 | 2019-12-31 | 2020-12-31 | 365 | 15.1562 | 15
66171 | 12.4 | 1 | 2019-12-31 | 2020-12-31 | 365 | 14.5013 | 14
65633 | 2.52 | 1 | 2019-12-31 | 2020-12-31 | 365 | 2.947 | 2
65908 | 6.825 | 1 | 2019-12-31 | 2020-12-31 | 365 | 7.9816 | 7
64101 | 6.84 | 1 | 2019-12-31 | 2020-12-31 | 365 | 7.9991 | 7
64103 | 6.96 | 1 | 2019-12-31 | 2020-12-31 | 365 | 8.1394 | 8
64106 | 6.84 | 1 | 2019-12-31 | 2020-12-31 | 365 | 7.9991 | 7
64489 | 4.16 | 1 | 2019-12-31 | 2020-12-31 | 365 | 4.865 | 4
65895 | 4.24 | 1 | 2019-12-31 | 2020-12-31 | 365 | 4.9585 | 4
65899 | 11.2 | 1 | 2019-12-31 | 2020-12-31 | 365 | 13.098 | 13
66009 | 4.24 | 1 | 2019-12-31 | 2020-12-31 | 365 | 4.9585 | 4
66010 | 10.24 | 1 | 2019-12-31 | 2020-12-31 | 365 | 11.9753 | 11
66011 | 11.2 | 1 | 2019-12-31 | 2020-12-31 | 365 | 13.098 | 13
66039 | 12.6 | 1 | 2019-12-31 | 2020-12-31 | 365 | 14.7352 | 14
66065 | 6.72 | 1 | 2019-12-31 | 2020-12-31 | 365 | 7.8588 | 7
66132 | 10.2 | 1 | 2019-12-31 | 2020-12-31 | 365 | 11.9285 | 11
66137 | 5.04 | 0.8 | 2019-12-31 | 2020-12-31 | 365 | 4.7153 | 4
65311 | 11.1 | 1 | 2019-12-31 | 2020-12-31 | 365 | 12.981 | 12
66578 | 7.36 | 1 | 2019-12-31 | 2020-12-31 | 365 | 8.6072 | 8
66579 | 4.05 | 1 | 2019-12-31 | 2020-12-31 | 365 | 4.7363 | 4
66580 | 11.96 | 1 | 2019-12-31 | 2020-12-31 | 365 | 13.9867 | 13
66581 | 5.04 | 1 | 2019-12-31 | 2020-12-31 | 365 | 5.8941 | 5
66582 | 10.08 | 1 | 2019-12-31 | 2020-12-31 | 365 | 11.7882 | 11
66583 | 7.695 | 1 | 2019-12-31 | 2020-12-31 | 365 | 8.999 | 8
66592 | 10.15 | 1 | 2019-12-31 | 2020-12-31 | 365 | 11.87 | 11
66595 | 12.426 | 1 | 2019-12-31 | 2020-12-31 | 365 | 14.5317 | 14
50296 | 7.95 | 1 | 2019-12-31 | 2020-12-31 | 365 | 9.2972 | 9
65283 | 12.6 | 1 | 2019-12-31 | 2020-12-31 | 365 | 14.7352 | 14
49726 | 9.735 | 1 | 2019-12-31 | 2020-12-31 | 365 | 11.3847 | 11
65355 | 10.03 | 1 | 2019-12-31 | 2020-12-31 | 365 | 11.7297 | 11
66689 | 2.415 | 1 | 2019-12-31 | 2020-12-31 | 365 | 2.8242 | 2
66691 | 4.578 | 1 | 2019-12-31 | 2020-12-31 | 365 | 5.3538 | 5
66694 | 4.69 | 1 | 2019-12-31 | 2020-12-31 | 365 | 5.4848 | 5
66695 | 11.66 | 1 | 2019-12-31 | 2020-12-31 | 365 | 13.6359 | 13
66696 | 4.59 | 1 | 2019-12-31 | 2020-12-31 | 365 | 5.3678 | 5
66138 | 3.64 | 0.8 | 2019-12-31 | 2020-12-31 | 365 | 3.4055 | 3
66774 | 4.355 | 1 | 2019-12-31 | 2020-12-31 | 365 | 5.093 | 5
66776 | 6 | 1 | 2019-12-31 | 2020-12-31 | 365 | 7.0168 | 7
66779 | 10.92 | 1 | 2019-12-31 | 2020-12-31 | 365 | 12.7705 | 12
66784 | 8.97 | 1 | 2019-12-31 | 2020-12-31 | 365 | 10.4901 | 10
66791 | 7.15 | 1 | 2019-12-31 | 2020-12-31 | 365 | 8.3616 | 8
66797 | 5.12 | 1 | 2019-12-31 | 2020-12-31 | 365 | 5.9876 | 5
65408 | 8.58 | 1 | 2019-12-31 | 2020-12-31 | 365 | 10.034 | 10
65383 | 11.055 | 1 | 2019-12-31 | 2020-12-31 | 365 | 12.9284 | 12
66807 | 6.24 | 0.8 | 2019-12-31 | 2020-12-31 | 365 | 5.8379 | 5
66812 | 7.245 | 1 | 2019-12-31 | 2020-12-31 | 365 | 8.4727 | 8
66817 | 3.52 | 1 | 2019-12-31 | 2020-12-31 | 365 | 4.1165 | 4
66880 | 10.695 | 1 | 2019-12-31 | 2020-12-31 | 365 | 12.5074 | 12
66881 | 8.37 | 1 | 2019-12-31 | 2020-12-31 | 365 | 9.7884 | 9
66890 | 7.92 | 1 | 2019-12-31 | 2020-12-31 | 365 | 9.2621 | 9
66882 | 8.64 | 1 | 2019-12-31 | 2020-12-31 | 365 | 10.1041 | 10
66889 | 11.2 | 1 | 2019-12-31 | 2020-12-31 | 365 | 13.098 | 13
66892 | 7.2 | 1 | 2019-12-31 | 2020-12-31 | 365 | 8.4201 | 8
66893 | 6.27 | 1 | 2019-12-31 | 2020-12-31 | 365 | 7.3325 | 7
66895 | 9.69 | 1 | 2019-12-31 | 2020-12-31 | 365 | 11.3321 | 11
66897 | 5.13 | 1 | 2019-12-31 | 2020-12-31 | 365 | 5.9993 | 5
66899 | 12.96 | 1 | 2019-12-31 | 2020-12-31 | 365 | 15.1562 | 15
66900 | 9.76 | 1 | 2019-12-31 | 2020-12-31 | 365 | 11.4139 | 11
36797 | 35.316 | 0.9 | 2019-12-31 | 2020-12-31 | 365 | 37.1706 | 37
64812 | 12.48 | 1 | 2019-12-31 | 2020-12-31 | 365 | 14.5949 | 14
66780 | 10.26 | 1 | 2019-12-31 | 2020-12-31 | 365 | 11.9987 | 11
66916 | 4.16 | 1 | 2019-12-31 | 2020-12-31 | 365 | 4.865 | 4
66918 | 3.38 | 1 | 2019-12-31 | 2020-12-31 | 365 | 3.9528 | 3
66922 | 25 | 1 | 2019-12-31 | 2020-12-31 | 365 | 29.2365 | 29
66925 | 2.7 | 1 | 2019-12-31 | 2020-12-31 | 365 | 3.1575 | 3
66930 | 5.985 | 1 | 2019-12-31 | 2020-12-31 | 365 | 6.9992 | 6
66575 | 3.135 | 1 | 2019-12-31 | 2020-12-31 | 365 | 3.6663 | 3
61932 | 110.88 | 0.9 | 2019-12-31 | 2020-12-31 | 365 | 116.7028 | 116
65194 | 10.6 | 1 | 2019-12-31 | 2020-12-31 | 365 | 12.3963 | 12
66001 | 8.64 | 1 | 2019-12-31 | 2020-12-31 | 365 | 10.1041 | 10
66015 | 5.04 | 1 | 2019-12-31 | 2020-12-31 | 365 | 5.8941 | 5
46917 | 7.705 | 0.8 | 2019-12-31 | 2020-12-31 | 365 | 7.2086 | 7
51273 | 7.8 | 1 | 2019-12-31 | 2020-12-31 | 365 | 9.1218 | 9
66901 | 11.2 | 1 | 2019-12-31 | 2020-12-31 | 365 | 13.098 | 13
65402 | 7.56 | 1 | 2019-12-31 | 2020-12-31 | 365 | 8.8411 | 8
48243 | 12.6 | 1 | 2019-12-31 | 2020-12-31 | 365 | 14.7352 | 14
66898 | 6.84 | 1 | 2019-12-31 | 2020-12-31 | 365 | 7.9991 | 7
66783 | 6.4 | 1 | 2019-12-31 | 2020-12-31 | 365 | 7.4845 | 7
67123 | 8.06 | 0.8 | 2019-12-31 | 2020-12-31 | 365 | 7.5407 | 7
67176 | 10.26 | 1 | 2019-12-31 | 2020-12-31 | 365 | 11.9987 | 11
67193 | 8.96 | 1 | 2019-12-31 | 2020-12-31 | 365 | 10.4784 | 10
67200 | 15.68 | 1 | 2019-12-31 | 2020-12-31 | 365 | 18.3371 | 18
67204 | 5.04 | 1 | 2019-12-31 | 2020-12-31 | 365 | 5.8941 | 5
67215 | 7.68 | 1 | 2019-12-31 | 2020-12-31 | 365 | 8.9815 | 8
67219 | 7.695 | 1 | 2019-12-31 | 2020-12-31 | 365 | 8.999 | 8
67221 | 7.15 | 1 | 2019-12-31 | 2020-12-31 | 365 | 8.3616 | 8
67222 | 14.4 | 1 | 2019-12-31 | 2020-12-31 | 365 | 16.8402 | 16
35337 | 65.96 | 0.9 | 2019-12-31 | 2020-12-31 | 365 | 69.4238 | 69
67206 | 11.2 | 1 | 2019-12-31 | 2020-12-31 | 365 | 13.098 | 13
66007 | 8.25 | 1 | 2019-12-31 | 2020-12-31 | 365 | 9.648 | 9
67902 | 8.37 | 0.8 | 2019-12-31 | 2020-12-31 | 365 | 7.8307 | 7
67814 | 9 | 0.8 | 2019-12-31 | 2020-12-31 | 365 | 8.4201 | 8
66577 | 9.28 | 1 | 2019-12-31 | 2020-12-31 | 365 | 10.8526 | 10
66033 | 3.2 | 1 | 2019-12-31 | 2020-12-31 | 365 | 3.7423 | 3
65914 | 7.08 | 1 | 2019-12-31 | 2020-12-31 | 365 | 8.2798 | 8
66013 | 7.56 | 1 | 2019-12-31 | 2020-12-31 | 365 | 8.8411 | 8
66587 | 7.29 | 1 | 2019-12-31 | 2020-12-31 | 365 | 8.5254 | 8
67797 | 5.94 | 0.8 | 2019-12-31 | 2020-12-31 | 365 | 5.5573 | 5
67812 | 5.46 | 0.8 | 2019-12-31 | 2020-12-31 | 365 | 5.1082 | 5
67897 | 8.19 | 0.8 | 2019-12-31 | 2020-12-31 | 365 | 7.6623 | 7
67975 | 5.4 | 0.8 | 2019-12-31 | 2020-12-31 | 365 | 5.0521 | 5
48865 | 7.695 | 1 | 2019-12-31 | 2020-12-31 | 365 | 8.999 | 8
67304 | 5.7 | 1 | 2019-12-31 | 2020-12-31 | 365 | 6.6659 | 6
67405 | 6.93 | 1 | 2019-12-31 | 2020-12-31 | 365 | 8.1044 | 8
67406 | 8.8 | 1 | 2019-12-31 | 2020-12-31 | 365 | 10.2912 | 10
67407 | 3.6 | 1 | 2019-12-31 | 2020-12-31 | 365 | 4.2101 | 4
67396 | 8.4 | 1 | 2019-12-31 | 2020-12-31 | 365 | 9.8235 | 9
66794 | 4.16 | 1 | 2019-12-31 | 2020-12-31 | 365 | 4.865 | 4
67401 | 7.56 | 1 | 2019-12-31 | 2020-12-31 | 365 | 8.8411 | 8
67393 | 5.1 | 1 | 2019-12-31 | 2020-12-31 | 365 | 5.9642 | 5
67412 | 3.24 | 1 | 2019-12-31 | 2020-12-31 | 365 | 3.7891 | 3
67414 | 3.975 | 1 | 2019-12-31 | 2020-12-31 | 365 | 4.6486 | 4
67416 | 8.06 | 0.8 | 2019-12-31 | 2020-12-31 | 365 | 7.5407 | 7
67417 | 4.76 | 0.8 | 2019-12-31 | 2020-12-31 | 365 | 4.4533 | 4
67418 | 5.12 | 0.8 | 2019-12-31 | 2020-12-31 | 365 | 4.7901 | 4
67421 | 4.578 | 0.8 | 2019-12-31 | 2020-12-31 | 365 | 4.283 | 4
67422 | 24.852 | 0.8 | 2019-12-31 | 2020-12-31 | 365 | 23.2507 | 23
67423 | 4.41 | 0.8 | 2019-12-31 | 2020-12-31 | 365 | 4.1259 | 4
67424 | 7.36 | 0.8 | 2019-12-31 | 2020-12-31 | 365 | 6.8858 | 6
67425 | 4.8 | 0.8 | 2019-12-31 | 2020-12-31 | 365 | 4.4907 | 4
67426 | 8.68 | 0.8 | 2019-12-31 | 2020-12-31 | 365 | 8.1207 | 8
67403 | 10.5 | 1 | 2019-12-31 | 2020-12-31 | 365 | 12.2793 | 12
67415 | 3.99 | 1 | 2019-12-31 | 2020-12-31 | 365 | 4.6661 | 4
67428 | 7.68 | 1 | 2019-12-31 | 2020-12-31 | 365 | 8.9815 | 8
67429 | 4.77 | 1 | 2019-12-31 | 2020-12-31 | 365 | 5.5783 | 5
67430 | 6.08 | 1 | 2019-12-31 | 2020-12-31 | 365 | 7.1103 | 7
67502 | 8.64 | 0.8 | 2019-12-31 | 2020-12-31 | 365 | 8.0833 | 8
67504 | 11.96 | 0.8 | 2019-12-31 | 2020-12-31 | 365 | 11.1894 | 11
67505 | 8.68 | 0.8 | 2019-12-31 | 2020-12-31 | 365 | 8.1207 | 8
67506 | 5.04 | 0.8 | 2019-12-31 | 2020-12-31 | 365 | 4.7153 | 4
67507 | 8.32 | 0.8 | 2019-12-31 | 2020-12-31 | 365 | 7.7839 | 7
67508 | 5.27 | 1 | 2019-12-31 | 2020-12-31 | 365 | 6.1631 | 6
67509 | 7.685 | 0.8 | 2019-12-31 | 2020-12-31 | 365 | 7.1898 | 7
67510 | 7.155 | 0.8 | 2019-12-31 | 2020-12-31 | 365 | 6.694 | 6
48308 | 5.035 | 1 | 2019-12-31 | 2020-12-31 | 365 | 5.8882 | 5
67514 | 5.04 | 0.8 | 2019-12-31 | 2020-12-31 | 365 | 4.7153 | 4
48859 | 24.885 | 1 | 2019-12-31 | 2020-12-31 | 365 | 29.102 | 29
67519 | 7.245 | 0.8 | 2019-12-31 | 2020-12-31 | 365 | 6.7782 | 6
67528 | 2.616 | 0.8 | 2019-12-31 | 2020-12-31 | 365 | 2.4474 | 2
67558 | 6.405 | 1 | 2019-12-31 | 2020-12-31 | 365 | 7.4904 | 7
67560 | 6.36 | 1 | 2019-12-31 | 2020-12-31 | 365 | 7.4378 | 7
67561 | 5.232 | 1 | 2019-12-31 | 2020-12-31 | 365 | 6.1186 | 6
67562 | 4.578 | 1 | 2019-12-31 | 2020-12-31 | 365 | 5.3538 | 5
67590 | 3 | 0.8 | 2019-12-31 | 2020-12-31 | 365 | 2.8067 | 2
67596 | 11.07 | 0.8 | 2019-12-31 | 2020-12-31 | 365 | 10.3567 | 10
67598 | 10.72 | 0.8 | 2019-12-31 | 2020-12-31 | 365 | 10.0293 | 10
67602 | 4.02 | 0.8 | 2019-12-31 | 2020-12-31 | 365 | 3.761 | 3
67605 | 5.4 | 0.8 | 2019-12-31 | 2020-12-31 | 365 | 5.0521 | 5
67609 | 9.975 | 0.8 | 2019-12-31 | 2020-12-31 | 365 | 9.3323 | 9
67515 | 9.6 | 0.8 | 2019-12-31 | 2020-12-31 | 365 | 8.9815 | 8
67022 | 10.545 | 1 | 2019-12-31 | 2020-12-31 | 365 | 12.332 | 12
67731 | 7.56 | 0.8 | 2019-12-31 | 2020-12-31 | 365 | 7.0729 | 7
67776 | 8.4 | 1 | 2019-12-31 | 2020-12-31 | 365 | 9.8235 | 9
67777 | 7.04 | 1 | 2019-12-31 | 2020-12-31 | 365 | 8.233 | 8
67779 | 8.84 | 1 | 2019-12-31 | 2020-12-31 | 365 | 10.338 | 10
67780 | 4.83 | 1 | 2019-12-31 | 2020-12-31 | 365 | 5.6485 | 5
67781 | 12.426 | 1 | 2019-12-31 | 2020-12-31 | 365 | 14.5317 | 14
67782 | 5.985 | 1 | 2019-12-31 | 2020-12-31 | 365 | 6.9992 | 6
67783 | 11.4 | 1 | 2019-12-31 | 2020-12-31 | 365 | 13.3318 | 13
67784 | 4.8 | 1 | 2019-12-31 | 2020-12-31 | 365 | 5.6134 | 5
67792 | 7.54 | 1 | 2019-12-31 | 2020-12-31 | 365 | 8.8177 | 8
67793 | 5.76 | 1 | 2019-12-31 | 2020-12-31 | 365 | 6.7361 | 6
67794 | 15.41 | 1 | 2019-12-31 | 2020-12-31 | 365 | 18.0214 | 18
67798 | 9.54 | 0.8 | 2019-12-31 | 2020-12-31 | 365 | 8.9253 | 8
67800 | 6 | 0.8 | 2019-12-31 | 2020-12-31 | 365 | 5.6134 | 5
67801 | 11.2 | 0.8 | 2019-12-31 | 2020-12-31 | 365 | 10.4784 | 10
67791 | 8.1 | 1 | 2019-12-31 | 2020-12-31 | 365 | 9.4726 | 9
67845 | 6.72 | 0.8 | 2019-12-31 | 2020-12-31 | 365 | 6.287 | 6
67847 | 9.8 | 0.8 | 2019-12-31 | 2020-12-31 | 365 | 9.1686 | 9
67850 | 5.04 | 0.8 | 2019-12-31 | 2020-12-31 | 365 | 4.7153 | 4
67852 | 8.64 | 0.8 | 2019-12-31 | 2020-12-31 | 365 | 8.0833 | 8
67854 | 7.7 | 0.8 | 2019-12-31 | 2020-12-31 | 365 | 7.2039 | 7
67859 | 9.36 | 0.8 | 2019-12-31 | 2020-12-31 | 365 | 8.7569 | 8
67860 | 22.5 | 0.8 | 2019-12-31 | 2020-12-31 | 365 | 21.0503 | 21
67861 | 8 | 0.8 | 2019-12-31 | 2020-12-31 | 365 | 7.4845 | 7
67862 | 13.5 | 0.8 | 2019-12-31 | 2020-12-31 | 365 | 12.6302 | 12
67863 | 2.88 | 0.8 | 2019-12-31 | 2020-12-31 | 365 | 2.6944 | 2
67875 | 9.88 | 0.8 | 2019-12-31 | 2020-12-31 | 365 | 9.2434 | 9
68039 | 7.68 | 0.8 | 2019-12-31 | 2020-12-31 | 365 | 7.1852 | 7
68040 | 4.32 | 0.8 | 2019-12-31 | 2020-12-31 | 365 | 4.0417 | 4
68045 | 6.625 | 0.8 | 2019-12-31 | 2020-12-31 | 365 | 6.1981 | 6
68047 | 6.38 | 0.8 | 2019-12-31 | 2020-12-31 | 365 | 5.9689 | 5
68046 | 13.475 | 0.8 | 2019-12-31 | 2020-12-31 | 365 | 12.6068 | 12
68048 | 8.91 | 0.8 | 2019-12-31 | 2020-12-31 | 365 | 8.3359 | 8
68049 | 4.5 | 0.8 | 2019-12-31 | 2020-12-31 | 365 | 4.2101 | 4
65116 | 37.12 | 0.9 | 2019-12-31 | 2020-12-31 | 365 | 39.0693 | 39
65008 | 27.36 | 0.9 | 2019-12-31 | 2020-12-31 | 365 | 28.7968 | 28
67413 | 10.07 | 1 | 2019-12-31 | 2020-12-31 | 365 | 11.7765 | 11
68058 | 11.895 | 0.8 | 2019-12-31 | 2020-12-31 | 365 | 11.1286 | 11
67898 | 5.94 | 0.8 | 2019-12-31 | 2020-12-31 | 365 | 5.5573 | 5
67900 | 4.5 | 0.8 | 2019-12-31 | 2020-12-31 | 365 | 4.2101 | 4
67905 | 7.15 | 0.8 | 2019-12-31 | 2020-12-31 | 365 | 6.6893 | 6
67907 | 9.45 | 0.8 | 2019-12-31 | 2020-12-31 | 365 | 8.8411 | 8
67912 | 10.92 | 0.8 | 2019-12-31 | 2020-12-31 | 365 | 10.2164 | 10
67973 | 5.12 | 0.8 | 2019-12-31 | 2020-12-31 | 365 | 4.7901 | 4
67976 | 4.68 | 0.8 | 2019-12-31 | 2020-12-31 | 365 | 4.3785 | 4
67977 | 11.025 | 0.8 | 2019-12-31 | 2020-12-31 | 365 | 10.3146 | 10
67978 | 3.975 | 0.8 | 2019-12-31 | 2020-12-31 | 365 | 3.7189 | 3
67979 | 10.24 | 0.8 | 2019-12-31 | 2020-12-31 | 365 | 9.5802 | 9
67984 | 6.12 | 0.8 | 2019-12-31 | 2020-12-31 | 365 | 5.7257 | 5
67985 | 4.68 | 0.8 | 2019-12-31 | 2020-12-31 | 365 | 4.3785 | 4
67991 | 11.34 | 0.8 | 2019-12-31 | 2020-12-31 | 365 | 10.6093 | 10
35285 | 1033.01 | 0.9 | 2019-12-31 | 2020-12-31 | 365 | 1087.2575 | 1087
47679 | 24.852 | 1 | 2019-12-31 | 2020-12-31 | 365 | 29.0634 | 29
48259 | 5.52 | 0.8 | 2019-12-31 | 2020-12-31 | 365 | 5.1643 | 5
65115 | 26.56 | 0.9 | 2019-12-31 | 2020-12-31 | 365 | 27.9548 | 27
68025 | 8.7 | 0.8 | 2019-12-31 | 2020-12-31 | 365 | 8.1394 | 8
66688 | 9.52 | 1 | 2019-12-31 | 2020-12-31 | 365 | 11.1333 | 11
65273 | 8.4 | 1 | 2019-12-31 | 2020-12-31 | 365 | 9.8235 | 9
66692 | 9.9 | 1 | 2019-12-31 | 2020-12-31 | 365 | 11.5777 | 11
65912 | 5.4 | 1 | 2019-12-31 | 2020-12-31 | 365 | 6.3151 | 6
66891 | 14.1 | 1 | 2019-12-31 | 2020-12-31 | 365 | 16.4894 | 16
66933 | 2.56 | 1 | 2019-12-31 | 2020-12-31 | 365 | 2.9938 | 2
67503 | 6 | 0.8 | 2019-12-31 | 2020-12-31 | 365 | 5.6134 | 5
67512 | 11.025 | 0.8 | 2019-12-31 | 2020-12-31 | 365 | 10.3146 | 10
67527 | 10.8 | 0.8 | 2019-12-31 | 2020-12-31 | 365 | 10.1041 | 10
67815 | 12 | 0.8 | 2019-12-31 | 2020-12-31 | 365 | 11.2268 | 11
68000 | 12 | 0.8 | 2019-12-31 | 2020-12-31 | 365 | 11.2268 | 11
46467 | 10.5 | 1 | 2019-12-31 | 2020-12-31 | 365 | 12.2793 | 12
68043 | 6.365 | 0.8 | 2019-12-31 | 2020-12-31 | 365 | 5.9549 | 5
67394 | 24.57 | 1 | 2019-12-31 | 2020-12-31 | 365 | 28.7336 | 28
66804 | 6 | 1 | 2019-12-31 | 2020-12-31 | 365 | 7.0168 | 7
65893 | 8.04 | 1 | 2019-12-31 | 2020-12-31 | 365 | 9.4025 | 9
67785 | 8.32 | 1 | 2019-12-31 | 2020-12-31 | 365 | 9.7299 | 9
67789 | 7.04 | 1 | 2019-12-31 | 2020-12-31 | 365 | 8.233 | 8
67790 | 9.6 | 1 | 2019-12-31 | 2020-12-31 | 365 | 11.2268 | 11
36800 | 200.64 | 0.9 | 2019-12-31 | 2020-12-31 | 365 | 211.1764 | 211
65270 | 2.56 | 1 | 2019-12-31 | 2020-12-31 | 365 | 2.9938 | 2
65886 | 8.97 | 1 | 2019-12-31 | 2020-12-31 | 365 | 10.4901 | 10
50017 | 14.4 | 1 | 2019-12-31 | 2020-12-31 | 365 | 16.8402 | 16
66032 | 24.885 | 1 | 2019-12-31 | 2020-12-31 | 365 | 29.102 | 29
66073 | 11.34 | 1 | 2019-12-31 | 2020-12-31 | 365 | 13.2617 | 13
66574 | 9.61 | 1 | 2019-12-31 | 2020-12-31 | 365 | 11.2385 | 11
66593 | 7.68 | 1 | 2019-12-31 | 2020-12-31 | 365 | 8.9815 | 8
64810 | 7.2 | 1 | 2019-12-31 | 2020-12-31 | 365 | 8.4201 | 8
68042 | 11.16 | 0.8 | 2019-12-31 | 2020-12-31 | 365 | 10.4409 | 10
65269 | 13.28 | 1 | 2019-12-31 | 2020-12-31 | 365 | 15.5304 | 15
66894 | 6.84 | 1 | 2019-12-31 | 2020-12-31 | 365 | 7.9991 | 7
51283 | 8.55 | 1 | 2019-12-31 | 2020-12-31 | 365 | 9.9989 | 9
67559 | 4.59 | 1 | 2019-12-31 | 2020-12-31 | 365 | 5.3678 | 5
67778 | 18 | 1 | 2019-12-31 | 2020-12-31 | 365 | 21.0503 | 21
67795 | 12.15 | 0.8 | 2019-12-31 | 2020-12-31 | 365 | 11.3672 | 11
67796 | 4.86 | 0.8 | 2019-12-31 | 2020-12-31 | 365 | 4.5469 | 4
67802 | 9.45 | 0.8 | 2019-12-31 | 2020-12-31 | 365 | 8.8411 | 8
67811 | 2.24 | 0.8 | 2019-12-31 | 2020-12-31 | 365 | 2.0957 | 2
67843 | 1.4 | 0.8 | 2019-12-31 | 2020-12-31 | 365 | 1.3098 | 1
67974 | 7.2 | 0.8 | 2019-12-31 | 2020-12-31 | 365 | 6.7361 | 6
67989 | 1.59 | 0.8 | 2019-12-31 | 2020-12-31 | 365 | 1.4876 | 1
65169 | 5.83 | 1 | 2019-12-31 | 2020-12-31 | 365 | 6.818 | 6
66697 | 12.8 | 1 | 2019-12-31 | 2020-12-31 | 365 | 14.9691 | 14
66272 | 5.985 | 1 | 2019-12-31 | 2020-12-31 | 365 | 6.9992 | 6
67023 | 15.125 | 1 | 2019-12-31 | 2020-12-31 | 365 | 17.6881 | 17
67161 | 23.65 | 1 | 2019-12-31 | 2020-12-31 | 365 | 27.6577 | 27
67501 | 8.96 | 0.8 | 2019-12-31 | 2020-12-31 | 365 | 8.3827 | 8
68044 | 4.24 | 1 | 2019-12-31 | 2020-12-31 | 365 | 4.9585 | 4
66273 | 2.44 | 1 | 2019-12-31 | 2020-12-31 | 365 | 2.8535 | 2
62996 | 82.16 | 0.9 | 2019-12-31 | 2020-12-31 | 365 | 86.4746 | 86
68059 | 5.985 | 1 | 2019-12-31 | 2020-12-31 | 365 | 6.9992 | 6
68060 | 12.8 | 0.8 | 2019-12-31 | 2020-12-31 | 365 | 11.9753 | 11
68061 | 12.65 | 0.8 | 2019-12-31 | 2020-12-31 | 365 | 11.8349 | 11
68062 | 9.9 | 0.8 | 2019-12-31 | 2020-12-31 | 365 | 9.2621 | 9
68068 | 12.915 | 0.8 | 2019-12-31 | 2020-12-31 | 365 | 12.0829 | 12
68082 | 4.76 | 0.8 | 2019-12-31 | 2020-12-31 | 365 | 4.4533 | 4
68083 | 6.71 | 0.8 | 2019-12-31 | 2020-12-31 | 365 | 6.2777 | 6
68085 | 4.68 | 0.8 | 2019-12-31 | 2020-12-31 | 365 | 4.3785 | 4
68086 | 9.975 | 0.8 | 2019-12-31 | 2020-12-31 | 365 | 9.3323 | 9
68087 | 5.2 | 0.8 | 2019-12-31 | 2020-12-31 | 365 | 4.865 | 4
68088 | 6.3 | 0.8 | 2019-12-31 | 2020-12-31 | 365 | 5.8941 | 5
68095 | 6.05 | 0.8 | 2019-12-31 | 2020-12-31 | 365 | 5.6602 | 5
68096 | 5.985 | 0.8 | 2019-12-31 | 2020-12-31 | 365 | 5.5994 | 5
68066 | 7.56 | 0.8 | 2019-12-31 | 2020-12-31 | 365 | 7.0729 | 7
68097 | 24.96 | 1 | 2019-12-31 | 2020-12-31 | 365 | 29.1897 | 29
68098 | 7.68 | 0.8 | 2019-12-31 | 2020-12-31 | 365 | 7.1852 | 7
68099 | 12.15 | 0.8 | 2019-12-31 | 2020-12-31 | 365 | 11.3672 | 11
68084 | 5.88 | 1 | 2019-12-31 | 2020-12-31 | 365 | 6.8764 | 6
68101 | 5.12 | 1 | 2019-12-31 | 2020-12-31 | 365 | 5.9876 | 5
68104 | 5.76 | 0.8 | 2019-12-31 | 2020-12-31 | 365 | 5.3889 | 5
68100 | 11.34 | 0.8 | 2019-12-31 | 2020-12-31 | 365 | 10.6093 | 10
67880 | 10.08 | 0.8 | 2019-12-31 | 2020-12-31 | 365 | 9.4305 | 9
68108 | 6 | 0.8 | 2019-12-31 | 2020-12-31 | 365 | 5.6134 | 5
68151 | 5.355 | 0.8 | 2019-12-31 | 2020-12-31 | 365 | 5.01 | 5
68154 | 10.71 | 0.8 | 2019-12-31 | 2020-12-31 | 365 | 10.0199 | 10
68156 | 7.875 | 0.8 | 2019-12-31 | 2020-12-31 | 365 | 7.3676 | 7
68159 | 3 | 0.8 | 2019-12-31 | 2020-12-31 | 365 | 2.8067 | 2
68162 | 9.405 | 0.8 | 2019-12-31 | 2020-12-31 | 365 | 8.799 | 8
68164 | 7.41 | 0.8 | 2019-12-31 | 2020-12-31 | 365 | 6.9326 | 6
68171 | 8.265 | 0.8 | 2019-12-31 | 2020-12-31 | 365 | 7.7325 | 7
68179 | 4.68 | 0.8 | 2019-12-31 | 2020-12-31 | 365 | 4.3785 | 4
68181 | 12.025 | 1 | 2019-12-31 | 2020-12-31 | 365 | 14.0628 | 14
68183 | 12.426 | 0.8 | 2019-12-31 | 2020-12-31 | 365 | 11.6254 | 11
68186 | 6.71 | 0.8 | 2019-12-31 | 2020-12-31 | 365 | 6.2777 | 6
68187 | 5.985 | 0.8 | 2019-12-31 | 2020-12-31 | 365 | 5.5994 | 5
68189 | 4.485 | 0.8 | 2019-12-31 | 2020-12-31 | 365 | 4.196 | 4
68195 | 5.76 | 1 | 2019-12-31 | 2020-12-31 | 365 | 6.7361 | 6
68197 | 11.34 | 0.8 | 2019-12-31 | 2020-12-31 | 365 | 10.6093 | 10
68201 | 6 | 0.8 | 2019-12-31 | 2020-12-31 | 365 | 5.6134 | 5
68202 | 12.69 | 0.8 | 2019-12-31 | 2020-12-31 | 365 | 11.8724 | 11
68204 | 9.135 | 0.8 | 2019-12-31 | 2020-12-31 | 365 | 8.5464 | 8
68206 | 12.825 | 0.8 | 2019-12-31 | 2020-12-31 | 365 | 11.9987 | 11
68207 | 7.15 | 0.8 | 2019-12-31 | 2020-12-31 | 365 | 6.6893 | 6
68208 | 2.16 | 0.8 | 2019-12-31 | 2020-12-31 | 365 | 2.0208 | 2
68209 | 6.36 | 0.8 | 2019-12-31 | 2020-12-31 | 365 | 5.9502 | 5
68211 | 5.025 | 1 | 2019-12-31 | 2020-12-31 | 365 | 5.8765 | 5
68212 | 10.695 | 0.8 | 2019-12-31 | 2020-12-31 | 365 | 10.0059 | 10
68214 | 9.81 | 0.8 | 2019-12-31 | 2020-12-31 | 365 | 9.1779 | 9
68216 | 14.85 | 0.8 | 2019-12-31 | 2020-12-31 | 365 | 13.8932 | 13
68217 | 13.25 | 1 | 2019-12-31 | 2020-12-31 | 365 | 15.4953 | 15
68237 | 9.135 | 0.8 | 2019-12-31 | 2020-12-31 | 365 | 8.5464 | 8
68239 | 15.3 | 0.8 | 2019-12-31 | 2020-12-31 | 365 | 14.3142 | 14
68245 | 12.75 | 1 | 2019-12-31 | 2020-12-31 | 365 | 14.9106 | 14
68246 | 10.335 | 0.8 | 2019-12-31 | 2020-12-31 | 365 | 9.6691 | 9
68248 | 8 | 1 | 2019-12-31 | 2020-12-31 | 365 | 9.3557 | 9
68249 | 7.28 | 0.8 | 2019-12-31 | 2020-12-31 | 365 | 6.8109 | 6
68260 | 11.07 | 0.8 | 2019-12-31 | 2020-12-31 | 365 | 10.3567 | 10
68261 | 9 | 0.8 | 2019-12-31 | 2020-12-31 | 365 | 8.4201 | 8
68263 | 7.8 | 1 | 2019-12-31 | 2020-12-31 | 365 | 9.1218 | 9
68268 | 6.6 | 1 | 2019-12-31 | 2020-12-31 | 365 | 7.7184 | 7
68265 | 8.7 | 0.8 | 2019-12-31 | 2020-12-31 | 365 | 8.1394 | 8
68270 | 9.54 | 1 | 2019-12-31 | 2020-12-31 | 365 | 11.1566 | 11
68271 | 6.93 | 0.8 | 2019-12-31 | 2020-12-31 | 365 | 6.4835 | 6
68272 | 11.7 | 0.8 | 2019-12-31 | 2020-12-31 | 365 | 10.9461 | 10
68273 | 8.1 | 1 | 2019-12-31 | 2020-12-31 | 365 | 9.4726 | 9
68274 | 7.84 | 0.8 | 2019-12-31 | 2020-12-31 | 365 | 7.3349 | 7
68276 | 3.36 | 0.8 | 2019-12-31 | 2020-12-31 | 365 | 3.1435 | 3
68277 | 7.56 | 0.8 | 2019-12-31 | 2020-12-31 | 365 | 7.0729 | 7
68278 | 4.86 | 0.8 | 2019-12-31 | 2020-12-31 | 365 | 4.5469 | 4
68280 | 6.21 | 0.8 | 2019-12-31 | 2020-12-31 | 365 | 5.8099 | 5
68316 | 5.355 | 1 | 2019-12-31 | 2020-12-31 | 365 | 6.2625 | 6
68323 | 8.1 | 0.8 | 2019-12-31 | 2020-12-31 | 365 | 7.5781 | 7
68327 | 5.76 | 0.8 | 2019-12-31 | 2020-12-31 | 365 | 5.3889 | 5
68329 | 3.15 | 0.8 | 2019-12-31 | 2020-12-31 | 365 | 2.947 | 2
68330 | 4.8 | 0.8 | 2019-12-31 | 2020-12-31 | 365 | 4.4907 | 4
68315 | 6.27 | 0.8 | 2019-12-31 | 2020-12-31 | 365 | 5.866 | 5
68333 | 5.04 | 1 | 2019-12-31 | 2020-12-31 | 365 | 5.8941 | 5
68394 | 9.45 | 0.8 | 2019-12-31 | 2020-12-31 | 365 | 8.8411 | 8
68395 | 8.28 | 0.8 | 2019-12-31 | 2020-12-31 | 365 | 7.7465 | 7
68396 | 7.695 | 0.8 | 2019-12-31 | 2020-12-31 | 365 | 7.1992 | 7
68397 | 9.72 | 0.8 | 2019-12-31 | 2020-12-31 | 365 | 9.0937 | 9
68398 | 9.8 | 0.8 | 2019-12-31 | 2020-12-31 | 365 | 9.1686 | 9
68400 | 7.035 | 0.8 | 2019-12-31 | 2020-12-31 | 365 | 6.5817 | 6
68401 | 6.48 | 1 | 2019-12-31 | 2020-12-31 | 365 | 7.5781 | 7
68403 | 6 | 0.8 | 2019-12-31 | 2020-12-31 | 365 | 5.6134 | 5
68404 | 2.24 | 0.8 | 2019-12-31 | 2020-12-31 | 365 | 2.0957 | 2
68405 | 3.66 | 0.8 | 2019-12-31 | 2020-12-31 | 365 | 3.4242 | 3
68406 | 11.655 | 0.8 | 2019-12-31 | 2020-12-31 | 365 | 10.904 | 10
68407 | 9.81 | 1 | 2019-12-31 | 2020-12-31 | 365 | 11.4724 | 11
51288 | 7.14 | 1 | 2019-12-31 | 2020-12-31 | 365 | 8.3499 | 8
68410 | 5.32 | 0.8 | 2019-12-31 | 2020-12-31 | 365 | 4.9772 | 4
68411 | 5.83 | 0.8 | 2019-12-31 | 2020-12-31 | 365 | 5.4544 | 5
65931 | 5.04 | 1 | 2019-12-31 | 2020-12-31 | 365 | 5.8941 | 5
67987 | 3.3 | 0.8 | 2019-12-31 | 2020-12-31 | 365 | 3.0874 | 3
68430 | 3.2 | 0.8 | 2019-12-31 | 2020-12-31 | 365 | 2.9938 | 2
68432 | 8.625 | 0.8 | 2019-12-31 | 2020-12-31 | 365 | 8.0693 | 8
68433 | 11.4 | 0.8 | 2019-12-31 | 2020-12-31 | 365 | 10.6655 | 10
67982 | 8.67 | 1 | 2019-12-31 | 2020-12-31 | 365 | 10.1392 | 10
67557 | 3.85 | 1 | 2019-12-31 | 2020-12-31 | 365 | 4.5024 | 4
67990 | 5.985 | 0.8 | 2019-12-31 | 2020-12-31 | 365 | 5.5994 | 5
68443 | 8.525 | 0.8 | 2019-12-31 | 2020-12-31 | 365 | 7.9757 | 7
68445 | 7.155 | 1 | 2019-12-31 | 2020-12-31 | 365 | 8.3675 | 8
68446 | 9.975 | 0.8 | 2019-12-31 | 2020-12-31 | 365 | 9.3323 | 9
68448 | 6.75 | 0.8 | 2019-12-31 | 2020-12-31 | 365 | 6.3151 | 6
68460 | 8.64 | 0.8 | 2019-12-31 | 2020-12-31 | 365 | 8.0833 | 8
68461 | 9.6 | 0.8 | 2019-12-31 | 2020-12-31 | 365 | 8.9815 | 8
68463 | 3.66 | 0.8 | 2019-12-31 | 2020-12-31 | 365 | 3.4242 | 3
68464 | 5.44 | 0.8 | 2019-12-31 | 2020-12-31 | 365 | 5.0895 | 5
68467 | 7.56 | 0.8 | 2019-12-31 | 2020-12-31 | 365 | 7.0729 | 7
68469 | 4.485 | 0.8 | 2019-12-31 | 2020-12-31 | 365 | 4.196 | 4
68471 | 7.5 | 0.8 | 2019-12-31 | 2020-12-31 | 365 | 7.0168 | 7
68473 | 4.5 | 0.8 | 2019-12-31 | 2020-12-31 | 365 | 4.2101 | 4
68474 | 12 | 0.8 | 2019-12-31 | 2020-12-31 | 365 | 11.2268 | 11
68547 | 4.8 | 0.8 | 2019-12-31 | 2020-12-31 | 365 | 4.4907 | 4
68550 | 6.08 | 1 | 2019-12-31 | 2020-12-31 | 365 | 7.1103 | 7
64771 | 88.04 | 0.9 | 2019-12-31 | 2020-12-31 | 365 | 92.6633 | 92
68552 | 11.4 | 0.8 | 2019-12-31 | 2020-12-31 | 365 | 10.6655 | 10
68553 | 12.915 | 0.8 | 2019-12-31 | 2020-12-31 | 365 | 12.0829 | 12
68554 | 12.19 | 0.8 | 2019-12-31 | 2020-12-31 | 365 | 11.4046 | 11
68555 | 10.865 | 0.8 | 2019-12-31 | 2020-12-31 | 365 | 10.1649 | 10
68557 | 7.43 | 1 | 2019-12-31 | 2020-12-31 | 365 | 8.6891 | 8
68559 | 13.5 | 0.8 | 2019-12-31 | 2020-12-31 | 365 | 12.6302 | 12
68566 | 2.12 | 1 | 2019-12-31 | 2020-12-31 | 365 | 2.4793 | 2
68568 | 8.55 | 0.8 | 2019-12-31 | 2020-12-31 | 365 | 7.9991 | 7
68573 | 2.565 | 0.8 | 2019-12-31 | 2020-12-31 | 365 | 2.3997 | 2
68575 | 8.45 | 0.8 | 2019-12-31 | 2020-12-31 | 365 | 7.9055 | 7
63316 | 75.6 | 0.9 | 2019-12-31 | 2020-12-31 | 365 | 79.5701 | 79
68647 | 5.67 | 0.8 | 2019-12-31 | 2020-12-31 | 365 | 5.3047 | 5
68648 | 6.325 | 0.8 | 2019-12-31 | 2020-12-31 | 365 | 5.9175 | 5
64881 | 68.48 | 0.9 | 2019-12-31 | 2020-12-31 | 365 | 72.0762 | 72
68651 | 6.03 | 0.8 | 2019-12-31 | 2020-12-31 | 365 | 5.6415 | 5
68652 | 4.95 | 0.8 | 2019-12-31 | 2020-12-31 | 365 | 4.6311 | 4
68653 | 8.96 | 0.8 | 2019-12-31 | 2020-12-31 | 365 | 8.3827 | 8
68667 | 5.76 | 0.8 | 2019-12-31 | 2020-12-31 | 365 | 5.3889 | 5
68670 | 11.4 | 0.8 | 2019-12-31 | 2020-12-31 | 365 | 10.6655 | 10
68672 | 2.385 | 1 | 2019-12-31 | 2020-12-31 | 365 | 2.7892 | 2
68673 | 11.2 | 0.8 | 2019-12-31 | 2020-12-31 | 365 | 10.4784 | 10
68674 | 5.12 | 0.8 | 2019-12-31 | 2020-12-31 | 365 | 4.7901 | 4
68676 | 9.315 | 0.8 | 2019-12-31 | 2020-12-31 | 365 | 8.7148 | 8
68678 | 19.62 | 0.8 | 2019-12-31 | 2020-12-31 | 365 | 18.3558 | 18
68680 | 15.12 | 0.8 | 2019-12-31 | 2020-12-31 | 365 | 14.1458 | 14
68683 | 8.96 | 0.8 | 2019-12-31 | 2020-12-31 | 365 | 8.3827 | 8
68684 | 9.8 | 0.8 | 2019-12-31 | 2020-12-31 | 365 | 9.1686 | 9
68686 | 4.2 | 0.8 | 2019-12-31 | 2020-12-31 | 365 | 3.9294 | 3
68689 | 10.56 | 0.8 | 2019-12-31 | 2020-12-31 | 365 | 9.8796 | 9
68691 | 6.48 | 0.8 | 2019-12-31 | 2020-12-31 | 365 | 6.0625 | 6
68694 | 7 | 0.8 | 2019-12-31 | 2020-12-31 | 365 | 6.549 | 6
68465 | 9.3 | 0.8 | 2019-12-31 | 2020-12-31 | 365 | 8.7008 | 8
68832 | 5.36 | 0.8 | 2019-12-31 | 2020-12-31 | 365 | 5.0146 | 5
45560 | 13.16 | 0.8 | 2019-12-31 | 2020-12-31 | 365 | 12.3121 | 12
55058 | 8.215 | 1 | 2019-12-31 | 2020-12-31 | 365 | 9.6071 | 9
67758 | 9.57 | 0.8 | 2019-12-31 | 2020-12-31 | 365 | 8.9534 | 8
68399 | 8.04 | 1 | 2019-12-31 | 2020-12-31 | 365 | 9.4025 | 9
68447 | 11.76 | 0.8 | 2019-12-31 | 2020-12-31 | 365 | 11.0023 | 11
68649 | 6.84 | 1 | 2019-12-31 | 2020-12-31 | 365 | 7.9991 | 7
68770 | 7.2 | 1 | 2019-12-31 | 2020-12-31 | 365 | 8.4201 | 8
65245 | 28.56 | 0.7 | 2019-12-31 | 2020-12-31 | 365 | 23.3798 | 23
68578 | 4.275 | 0.8 | 2019-12-31 | 2020-12-31 | 365 | 3.9996 | 3
68755 | 9.135 | 0.8 | 2019-12-31 | 2020-12-31 | 365 | 8.5464 | 8
68757 | 12.9 | 0.8 | 2019-12-31 | 2020-12-31 | 365 | 12.0688 | 12
68761 | 5.32 | 0.8 | 2019-12-31 | 2020-12-31 | 365 | 4.9772 | 4
68765 | 9.6 | 0.8 | 2019-12-31 | 2020-12-31 | 365 | 8.9815 | 8
68767 | 16.75 | 0.8 | 2019-12-31 | 2020-12-31 | 365 | 15.6708 | 15
68768 | 5.1 | 0.8 | 2019-12-31 | 2020-12-31 | 365 | 4.7714 | 4
68769 | 7.68 | 0.8 | 2019-12-31 | 2020-12-31 | 365 | 7.1852 | 7
68801 | 6.21 | 0.8 | 2019-12-31 | 2020-12-31 | 365 | 5.8099 | 5
68803 | 7.935 | 0.8 | 2019-12-31 | 2020-12-31 | 365 | 7.4237 | 7
68804 | 8.4 | 0.8 | 2019-12-31 | 2020-12-31 | 365 | 7.8588 | 7
68806 | 3.05 | 0.8 | 2019-12-31 | 2020-12-31 | 365 | 2.8535 | 2
68809 | 11.97 | 0.8 | 2019-12-31 | 2020-12-31 | 365 | 11.1987 | 11
68827 | 3.24 | 1 | 2019-12-31 | 2020-12-31 | 365 | 3.7891 | 3
68829 | 12.6 | 0.8 | 2019-12-31 | 2020-12-31 | 365 | 11.7882 | 11
68830 | 3.78 | 0.8 | 2019-12-31 | 2020-12-31 | 365 | 3.5364 | 3
68831 | 7 | 0.8 | 2019-12-31 | 2020-12-31 | 365 | 6.549 | 6
68833 | 11.44 | 0.8 | 2019-12-31 | 2020-12-31 | 365 | 10.7029 | 10
68834 | 11.88 | 0.8 | 2019-12-31 | 2020-12-31 | 365 | 11.1145 | 11
68835 | 9.6 | 0.8 | 2019-12-31 | 2020-12-31 | 365 | 8.9815 | 8
68836 | 7.41 | 0.8 | 2019-12-31 | 2020-12-31 | 365 | 6.9326 | 6
46889 | 10.08 | 0.8 | 2019-12-31 | 2020-12-31 | 365 | 9.4305 | 9
68839 | 3.6 | 0.8 | 2019-12-31 | 2020-12-31 | 365 | 3.368 | 3
68841 | 9.45 | 0.8 | 2019-12-31 | 2020-12-31 | 365 | 8.8411 | 8
68843 | 13.23 | 0.8 | 2019-12-31 | 2020-12-31 | 365 | 12.3776 | 12
68844 | 6.08 | 1 | 2019-12-31 | 2020-12-31 | 365 | 7.1103 | 7
68188 | 11.4 | 0.8 | 2019-12-31 | 2020-12-31 | 365 | 10.6655 | 10
68238 | 10.26 | 1 | 2019-12-31 | 2020-12-31 | 365 | 11.9987 | 11
68462 | 5.12 | 0.8 | 2019-12-31 | 2020-12-31 | 365 | 4.7901 | 4
68468 | 8.37 | 0.8 | 2019-12-31 | 2020-12-31 | 365 | 7.8307 | 7
68472 | 7.2 | 0.8 | 2019-12-31 | 2020-12-31 | 365 | 6.7361 | 6
68556 | 5.13 | 0.8 | 2019-12-31 | 2020-12-31 | 365 | 4.7995 | 4
68693 | 8.1 | 0.8 | 2019-12-31 | 2020-12-31 | 365 | 7.5781 | 7
68762 | 9 | 0.8 | 2019-12-31 | 2020-12-31 | 365 | 8.4201 | 8
68828 | 9.12 | 1 | 2019-12-31 | 2020-12-31 | 365 | 10.6655 | 10
68958 | 10.2 | 0.8 | 2019-12-31 | 2020-12-31 | 365 | 9.5428 | 9
68962 | 7.28 | 0.8 | 2019-12-31 | 2020-12-31 | 365 | 6.8109 | 6
68963 | 13.44 | 0.8 | 2019-12-31 | 2020-12-31 | 365 | 12.574 | 12
68966 | 4.41 | 0.8 | 2019-12-31 | 2020-12-31 | 365 | 4.1259 | 4
68967 | 6.48 | 0.8 | 2019-12-31 | 2020-12-31 | 365 | 6.0625 | 6
68968 | 12 | 0.8 | 2019-12-31 | 2020-12-31 | 365 | 11.2268 | 11
68971 | 6.48 | 0.8 | 2019-12-31 | 2020-12-31 | 365 | 6.0625 | 6
68972 | 6.6 | 0.8 | 2019-12-31 | 2020-12-31 | 365 | 6.1747 | 6
49061 | 10.2 | 0.8 | 2019-12-31 | 2020-12-31 | 365 | 9.5428 | 9
68973 | 4.5 | 0.8 | 2019-12-31 | 2020-12-31 | 365 | 4.2101 | 4
68976 | 5.985 | 1 | 2019-12-31 | 2020-12-31 | 365 | 6.9992 | 6
69010 | 4.83 | 0.8 | 2019-12-31 | 2020-12-31 | 365 | 4.5188 | 4
69012 | 5.4 | 0.8 | 2019-12-31 | 2020-12-31 | 365 | 5.0521 | 5
69015 | 9.975 | 0.8 | 2019-12-31 | 2020-12-31 | 365 | 9.3323 | 9
69029 | 5.44 | 0.8 | 2019-12-31 | 2020-12-31 | 365 | 5.0895 | 5
69030 | 6.7 | 0.8 | 2019-12-31 | 2020-12-31 | 365 | 6.2683 | 6
69031 | 6.7 | 0.8 | 2019-12-31 | 2020-12-31 | 365 | 6.2683 | 6
69034 | 21.375 | 0.8 | 2019-12-31 | 2020-12-31 | 365 | 19.9978 | 19
69044 | 8.1 | 0.8 | 2019-12-31 | 2020-12-31 | 365 | 7.5781 | 7
69047 | 7.2 | 0.8 | 2019-12-31 | 2020-12-31 | 365 | 6.7361 | 6
69046 | 24.795 | 0.8 | 2019-12-31 | 2020-12-31 | 365 | 23.1974 | 23
69049 | 11.16 | 0.8 | 2019-12-31 | 2020-12-31 | 365 | 10.4409 | 10
69050 | 7.8 | 0.8 | 2019-12-31 | 2020-12-31 | 365 | 7.2974 | 7
69051 | 4.2 | 0.8 | 2019-12-31 | 2020-12-31 | 365 | 3.9294 | 3
69053 | 4.8 | 0.8 | 2019-12-31 | 2020-12-31 | 365 | 4.4907 | 4
69056 | 7.2 | 0.8 | 2019-12-31 | 2020-12-31 | 365 | 6.7361 | 6
69057 | 12.69 | 0.8 | 2019-12-31 | 2020-12-31 | 365 | 11.8724 | 11
69061 | 7.68 | 0.8 | 2019-12-31 | 2020-12-31 | 365 | 7.1852 | 7
69062 | 9 | 0.8 | 2019-12-31 | 2020-12-31 | 365 | 8.4201 | 8
69064 | 13.26 | 0.8 | 2019-12-31 | 2020-12-31 | 365 | 12.4056 | 12
69065 | 12.8 | 0.8 | 2019-12-31 | 2020-12-31 | 365 | 11.9753 | 11
69067 | 6.3 | 0.8 | 2019-12-31 | 2020-12-31 | 365 | 5.8941 | 5
69070 | 2.7 | 0.8 | 2019-12-31 | 2020-12-31 | 365 | 2.526 | 2
69072 | 5.6 | 0.8 | 2019-12-31 | 2020-12-31 | 365 | 5.2392 | 5
49458 | 8.82 | 0.8 | 2019-12-31 | 2020-12-31 | 365 | 8.2517 | 8
69075 | 9.24 | 0.8 | 2019-12-31 | 2020-12-31 | 365 | 8.6446 | 8
65275 | 39 | 0.7 | 2019-12-31 | 2020-12-31 | 365 | 31.9263 | 31
69124 | 8 | 0.8 | 2019-12-31 | 2020-12-31 | 365 | 7.4845 | 7
68964 | 2.88 | 0.8 | 2019-12-31 | 2020-12-31 | 365 | 2.6944 | 2
64991 | 71.25 | 0.9 | 2019-12-31 | 2020-12-31 | 365 | 74.9916 | 74
69148 | 24.3 | 1 | 2019-12-31 | 2020-12-31 | 365 | 28.4179 | 28
69149 | 3.84 | 0.8 | 2019-12-31 | 2020-12-31 | 365 | 3.5926 | 3
69150 | 2.24 | 0.8 | 2019-12-31 | 2020-12-31 | 365 | 2.0957 | 2
69151 | 8.28 | 0.8 | 2019-12-31 | 2020-12-31 | 365 | 7.7465 | 7
69152 | 8.7 | 0.8 | 2019-12-31 | 2020-12-31 | 365 | 8.1394 | 8
69153 | 12.3 | 0.8 | 2019-12-31 | 2020-12-31 | 365 | 11.5075 | 11
69154 | 6.93 | 0.8 | 2019-12-31 | 2020-12-31 | 365 | 6.4835 | 6
69155 | 9.72 | 0.8 | 2019-12-31 | 2020-12-31 | 365 | 9.0937 | 9
69156 | 8.19 | 0.8 | 2019-12-31 | 2020-12-31 | 365 | 7.6623 | 7
69157 | 7.245 | 0.8 | 2019-12-31 | 2020-12-31 | 365 | 6.7782 | 6
69158 | 10.98 | 0.8 | 2019-12-31 | 2020-12-31 | 365 | 10.2725 | 10
69159 | 8.19 | 0.8 | 2019-12-31 | 2020-12-31 | 365 | 7.6623 | 7
69167 | 7.56 | 1 | 2019-12-31 | 2020-12-31 | 365 | 8.8411 | 8
69169 | 7.37 | 0.8 | 2019-12-31 | 2020-12-31 | 365 | 6.8951 | 6
69171 | 10.44 | 0.8 | 2019-12-31 | 2020-12-31 | 365 | 9.7673 | 9
69176 | 6.4 | 0.8 | 2019-12-31 | 2020-12-31 | 365 | 5.9876 | 5
69177 | 5.025 | 0.8 | 2019-12-31 | 2020-12-31 | 365 | 4.7012 | 4
69178 | 4.578 | 0.8 | 2019-12-31 | 2020-12-31 | 365 | 4.283 | 4
69179 | 8.1 | 0.8 | 2019-12-31 | 2020-12-31 | 365 | 7.5781 | 7
69180 | 13.395 | 0.8 | 2019-12-31 | 2020-12-31 | 365 | 12.5319 | 12
69181 | 11.16 | 0.8 | 2019-12-31 | 2020-12-31 | 365 | 10.4409 | 10
69183 | 7.8 | 0.8 | 2019-12-31 | 2020-12-31 | 365 | 7.2974 | 7
69187 | 7.04 | 0.8 | 2019-12-31 | 2020-12-31 | 365 | 6.5864 | 6
69188 | 2.52 | 0.8 | 2019-12-31 | 2020-12-31 | 365 | 2.3576 | 2
69261 | 5.67 | 0.8 | 2019-12-31 | 2020-12-31 | 365 | 5.3047 | 5
69263 | 10.24 | 0.8 | 2019-12-31 | 2020-12-31 | 365 | 9.5802 | 9
69278 | 8.7 | 0.8 | 2019-12-31 | 2020-12-31 | 365 | 8.1394 | 8
69280 | 7.56 | 0.8 | 2019-12-31 | 2020-12-31 | 365 | 7.0729 | 7
69286 | 8.32 | 0.8 | 2019-12-31 | 2020-12-31 | 365 | 7.7839 | 7
69291 | 3.84 | 0.8 | 2019-12-31 | 2020-12-31 | 365 | 3.5926 | 3
69292 | 10.8 | 0.8 | 2019-12-31 | 2020-12-31 | 365 | 10.1041 | 10
69310 | 5.565 | 0.8 | 2019-12-31 | 2020-12-31 | 365 | 5.2064 | 5
69311 | 6.36 | 0.8 | 2019-12-31 | 2020-12-31 | 365 | 5.9502 | 5
69313 | 12 | 0.8 | 2019-12-31 | 2020-12-31 | 365 | 11.2268 | 11
69329 | 9.54 | 0.8 | 2019-12-31 | 2020-12-31 | 365 | 8.9253 | 8
69353 | 11.7 | 0.8 | 2019-12-31 | 2020-12-31 | 365 | 10.9461 | 10
69260 | 10.08 | 0.8 | 2019-12-31 | 2020-12-31 | 365 | 9.4305 | 9
69318 | 14.29 | 0.8 | 2019-12-31 | 2020-12-31 | 365 | 13.3693 | 13
65126 | 226.81 | 0.9 | 2019-12-31 | 2020-12-31 | 365 | 238.7207 | 238
66459 | 6.5 | 0.8 | 2019-12-31 | 2020-12-31 | 365 | 6.0812 | 6
69402 | 24.44 | 0.8 | 2019-12-31 | 2020-12-31 | 365 | 22.8653 | 22
69409 | 7.36 | 0.8 | 2019-12-31 | 2020-12-31 | 365 | 6.8858 | 6
69411 | 8.96 | 0.8 | 2019-12-31 | 2020-12-31 | 365 | 8.3827 | 8
69414 | 6.84 | 0.8 | 2019-12-31 | 2020-12-31 | 365 | 6.3993 | 6
69416 | 3.05 | 0.8 | 2019-12-31 | 2020-12-31 | 365 | 2.8535 | 2
69418 | 5.7 | 1 | 2019-12-31 | 2020-12-31 | 365 | 6.6659 | 6
69421 | 6.6 | 0.8 | 2019-12-31 | 2020-12-31 | 365 | 6.1747 | 6
65263 | 35.2 | 0.9 | 2019-12-31 | 2020-12-31 | 365 | 37.0485 | 37
69422 | 6 | 0.8 | 2019-12-31 | 2020-12-31 | 365 | 5.6134 | 5
69424 | 4.68 | 0.8 | 2019-12-31 | 2020-12-31 | 365 | 4.3785 | 4
69399 | 14.82 | 0.8 | 2019-12-31 | 2020-12-31 | 365 | 13.8651 | 13
69432 | 3.84 | 0.8 | 2019-12-31 | 2020-12-31 | 365 | 3.5926 | 3
69433 | 5.94 | 0.8 | 2019-12-31 | 2020-12-31 | 365 | 5.5573 | 5
69435 | 7.915 | 0.8 | 2019-12-31 | 2020-12-31 | 365 | 7.405 | 7
69438 | 10.98 | 0.8 | 2019-12-31 | 2020-12-31 | 365 | 10.2725 | 10
69441 | 7 | 0.8 | 2019-12-31 | 2020-12-31 | 365 | 6.549 | 6
69445 | 11.16 | 0.8 | 2019-12-31 | 2020-12-31 | 365 | 10.4409 | 10
69448 | 3.924 | 0.8 | 2019-12-31 | 2020-12-31 | 365 | 3.6712 | 3
69449 | 7.92 | 1 | 2019-12-31 | 2020-12-31 | 365 | 9.2621 | 9
69460 | 6.05 | 0.8 | 2019-12-31 | 2020-12-31 | 365 | 5.6602 | 5
69473 | 7.56 | 0.8 | 2019-12-31 | 2020-12-31 | 365 | 7.0729 | 7
36759 | 249.6 | 0.8 | 2019-12-31 | 2020-12-31 | 365 | 233.5178 | 233
69525 | 6.555 | 0.8 | 2019-12-31 | 2020-12-31 | 365 | 6.1326 | 6
69532 | 4.2 | 0.8 | 2019-12-31 | 2020-12-31 | 365 | 3.9294 | 3
69533 | 24.96 | 0.8 | 2019-12-31 | 2020-12-31 | 365 | 23.3518 | 23
69534 | 7.84 | 0.8 | 2019-12-31 | 2020-12-31 | 365 | 7.3349 | 7
69174 | 6.93 | 0.8 | 2019-12-31 | 2020-12-31 | 365 | 6.4835 | 6
69535 | 5.13 | 0.8 | 2019-12-31 | 2020-12-31 | 365 | 4.7995 | 4
69400 | 10.8 | 0.8 | 2019-12-31 | 2020-12-31 | 365 | 10.1041 | 10
69288 | 7.28 | 0.8 | 2019-12-31 | 2020-12-31 | 365 | 6.8109 | 6
69407 | 7.04 | 0.8 | 2019-12-31 | 2020-12-31 | 365 | 6.5864 | 6
69536 | 7.28 | 0.8 | 2019-12-31 | 2020-12-31 | 365 | 6.8109 | 6
69537 | 4.335 | 1 | 2019-12-31 | 2020-12-31 | 365 | 5.0696 | 5
69538 | 6.6 | 0.8 | 2019-12-31 | 2020-12-31 | 365 | 6.1747 | 6
69539 | 7.8 | 0.8 | 2019-12-31 | 2020-12-31 | 365 | 7.2974 | 7
69540 | 9.72 | 0.8 | 2019-12-31 | 2020-12-31 | 365 | 9.0937 | 9
69541 | 11.4 | 0.8 | 2019-12-31 | 2020-12-31 | 365 | 10.6655 | 10
69542 | 3.135 | 0.8 | 2019-12-31 | 2020-12-31 | 365 | 2.933 | 2
50000 | 5.4 | 1 | 2019-12-31 | 2020-12-31 | 365 | 6.3151 | 6
48851 | 9.805 | 1 | 2019-12-31 | 2020-12-31 | 365 | 11.4666 | 11
49700 | 6 | 1 | 2019-12-31 | 2020-12-31 | 365 | 7.0168 | 7
65006 | 77.72 | 0.9 | 2019-12-31 | 2020-12-31 | 365 | 81.8014 | 81
68065 | 4.05 | 0.8 | 2019-12-31 | 2020-12-31 | 365 | 3.7891 | 3
68067 | 7.92 | 0.8 | 2019-12-31 | 2020-12-31 | 365 | 7.4097 | 7
68168 | 15.36 | 0.8 | 2019-12-31 | 2020-12-31 | 365 | 14.3703 | 14
68409 | 16.9 | 0.8 | 2019-12-31 | 2020-12-31 | 365 | 15.8111 | 15
68668 | 7.29 | 0.8 | 2019-12-31 | 2020-12-31 | 365 | 6.8203 | 6
68766 | 11.6 | 1 | 2019-12-31 | 2020-12-31 | 365 | 13.5657 | 13
68847 | 25.65 | 0.6 | 2019-12-31 | 2020-12-31 | 365 | 17.998 | 17
69068 | 6 | 0.8 | 2019-12-31 | 2020-12-31 | 365 | 5.6134 | 5
66002 | 2.12 | 1 | 2019-12-31 | 2020-12-31 | 365 | 2.4793 | 2
69706 | 7.848 | 0.8 | 2019-12-31 | 2020-12-31 | 365 | 7.3423 | 7
69707 | 9.54 | 1 | 2019-12-31 | 2020-12-31 | 365 | 11.1566 | 11
69709 | 6.6 | 1 | 2019-12-31 | 2020-12-31 | 365 | 7.7184 | 7
69710 | 11.285 | 0.8 | 2019-12-31 | 2020-12-31 | 365 | 10.5579 | 10
65171 | 8.215 | 1 | 2019-12-31 | 2020-12-31 | 365 | 9.6071 | 9
69712 | 4.8 | 0.8 | 2019-12-31 | 2020-12-31 | 365 | 4.4907 | 4
69714 | 6.4 | 0.8 | 2019-12-31 | 2020-12-31 | 365 | 5.9876 | 5
69716 | 6.3 | 0.8 | 2019-12-31 | 2020-12-31 | 365 | 5.8941 | 5
69717 | 6.4 | 0.8 | 2019-12-31 | 2020-12-31 | 365 | 5.9876 | 5
69719 | 6.03 | 0.8 | 2019-12-31 | 2020-12-31 | 365 | 5.6415 | 5
69720 | 4.8 | 0.8 | 2019-12-31 | 2020-12-31 | 365 | 4.4907 | 4
69724 | 4.86 | 0.8 | 2019-12-31 | 2020-12-31 | 365 | 4.5469 | 4
69725 | 4.06 | 0.8 | 2019-12-31 | 2020-12-31 | 365 | 3.7984 | 3
69729 | 10.005 | 0.8 | 2019-12-31 | 2020-12-31 | 365 | 9.3604 | 9
69792 | 8.28 | 0.8 | 2019-12-31 | 2020-12-31 | 365 | 7.7465 | 7
69794 | 6.09 | 0.8 | 2019-12-31 | 2020-12-31 | 365 | 5.6976 | 5
69795 | 7.25 | 0.8 | 2019-12-31 | 2020-12-31 | 365 | 6.7829 | 6
69801 | 12.76 | 0.8 | 2019-12-31 | 2020-12-31 | 365 | 11.9378 | 11
69804 | 6.21 | 0.8 | 2019-12-31 | 2020-12-31 | 365 | 5.8099 | 5
69805 | 9.45 | 0.8 | 2019-12-31 | 2020-12-31 | 365 | 8.8411 | 8
69810 | 6.27 | 0.8 | 2019-12-31 | 2020-12-31 | 365 | 5.866 | 5
69813 | 11.02 | 0.8 | 2019-12-31 | 2020-12-31 | 365 | 10.31 | 10
69814 | 4.59 | 0.8 | 2019-12-31 | 2020-12-31 | 365 | 4.2943 | 4
69815 | 11.2 | 0.8 | 2019-12-31 | 2020-12-31 | 365 | 10.4784 | 10
69816 | 6.08 | 0.8 | 2019-12-31 | 2020-12-31 | 365 | 5.6883 | 5
64867 | 28.81 | 0.9 | 2019-12-31 | 2020-12-31 | 365 | 30.3229 | 30
69837 | 6.72 | 0.8 | 2019-12-31 | 2020-12-31 | 365 | 6.287 | 6
69839 | 2.72 | 0.8 | 2019-12-31 | 2020-12-31 | 365 | 2.5447 | 2
69840 | 7.015 | 0.8 | 2019-12-31 | 2020-12-31 | 365 | 6.563 | 6
69841 | 3.92 | 0.8 | 2019-12-31 | 2020-12-31 | 365 | 3.6674 | 3
69842 | 6.16 | 0.8 | 2019-12-31 | 2020-12-31 | 365 | 5.7631 | 5
69843 | 8.32 | 0.8 | 2019-12-31 | 2020-12-31 | 365 | 7.7839 | 7
69845 | 24.96 | 1 | 2019-12-31 | 2020-12-31 | 365 | 29.1897 | 29
69852 | 9.28 | 0.8 | 2019-12-31 | 2020-12-31 | 365 | 8.6821 | 8
69853 | 10.8 | 0.8 | 2019-12-31 | 2020-12-31 | 365 | 10.1041 | 10
69854 | 7.8 | 0.8 | 2019-12-31 | 2020-12-31 | 365 | 7.2974 | 7
64889 | 56 | 0.9 | 2019-12-31 | 2020-12-31 | 365 | 58.9408 | 58
35961 | 61.11 | 0.9 | 2019-12-31 | 2020-12-31 | 365 | 64.3191 | 64
69256 | 11.02 | 0.8 | 2019-12-31 | 2020-12-31 | 365 | 10.31 | 10
69309 | 8.7 | 0.8 | 2019-12-31 | 2020-12-31 | 365 | 8.1394 | 8
65258 | 31.28 | 0.7 | 2019-12-31 | 2020-12-31 | 365 | 25.6065 | 25
64767 | 122.76 | 1 | 2019-12-31 | 2020-12-31 | 365 | 143.5629 | 143
69870 | 34.125 | 0.9 | 2019-12-31 | 2020-12-31 | 365 | 35.917 | 35
69873 | 9.45 | 0.8 | 2019-12-31 | 2020-12-31 | 365 | 8.8411 | 8
69879 | 3.135 | 0.8 | 2019-12-31 | 2020-12-31 | 365 | 2.933 | 2
69881 | 6.89 | 1 | 2019-12-31 | 2020-12-31 | 365 | 8.0576 | 8
69883 | 6.09 | 0.8 | 2019-12-31 | 2020-12-31 | 365 | 5.6976 | 5
69884 | 7.245 | 0.8 | 2019-12-31 | 2020-12-31 | 365 | 6.7782 | 6
69885 | 3.38 | 1 | 2019-12-31 | 2020-12-31 | 365 | 3.9528 | 3
69886 | 11.655 | 0.8 | 2019-12-31 | 2020-12-31 | 365 | 10.904 | 10
69887 | 12.6 | 0.8 | 2019-12-31 | 2020-12-31 | 365 | 11.7882 | 11
69889 | 4.68 | 0.8 | 2019-12-31 | 2020-12-31 | 365 | 4.3785 | 4
69890 | 4.8 | 0.8 | 2019-12-31 | 2020-12-31 | 365 | 4.4907 | 4
69891 | 9.9 | 0.8 | 2019-12-31 | 2020-12-31 | 365 | 9.2621 | 9
65250 | 26.4 | 0.9 | 2019-12-31 | 2020-12-31 | 365 | 27.7864 | 27
69908 | 9.6 | 0.8 | 2019-12-31 | 2020-12-31 | 365 | 8.9815 | 8
69909 | 8.8 | 0.8 | 2019-12-31 | 2020-12-31 | 365 | 8.233 | 8
69910 | 6.96 | 0.8 | 2019-12-31 | 2020-12-31 | 365 | 6.5116 | 6
69918 | 24.795 | 1 | 2019-12-31 | 2020-12-31 | 365 | 28.9968 | 28
69921 | 10.791 | 0.8 | 2019-12-31 | 2020-12-31 | 365 | 10.0957 | 10
69923 | 9.405 | 1 | 2019-12-31 | 2020-12-31 | 365 | 10.9988 | 10
69924 | 9.92 | 0.8 | 2019-12-31 | 2020-12-31 | 365 | 9.2808 | 9
69925 | 9.86 | 0.8 | 2019-12-31 | 2020-12-31 | 365 | 9.2247 | 9
69927 | 5.94 | 0.8 | 2019-12-31 | 2020-12-31 | 365 | 5.5573 | 5
69928 | 9.9 | 0.8 | 2019-12-31 | 2020-12-31 | 365 | 9.2621 | 9
35287 | 1059.27 | 0.9 | 2019-12-31 | 2020-12-31 | 365 | 1114.8965 | 1114
69929 | 4.83 | 0.8 | 2019-12-31 | 2020-12-31 | 365 | 4.5188 | 4
69930 | 7.2 | 0.8 | 2019-12-31 | 2020-12-31 | 365 | 6.7361 | 6
69926 | 4.5 | 0.8 | 2019-12-31 | 2020-12-31 | 365 | 4.2101 | 4
69931 | 14.835 | 0.8 | 2019-12-31 | 2020-12-31 | 365 | 13.8792 | 13
32651 | 596.7 | 0.9 | 2019-12-31 | 2020-12-31 | 365 | 628.0351 | 628
69797 | 6.93 | 1 | 2019-12-31 | 2020-12-31 | 365 | 8.1044 | 8
69932 | 11.4 | 0.8 | 2019-12-31 | 2020-12-31 | 365 | 10.6655 | 10
69967 | 5.04 | 0.8 | 2019-12-31 | 2020-12-31 | 365 | 4.7153 | 4
69968 | 11.2 | 0.8 | 2019-12-31 | 2020-12-31 | 365 | 10.4784 | 10
69969 | 5 | 0.8 | 2019-12-31 | 2020-12-31 | 365 | 4.6778 | 4
69970 | 4.2 | 0.8 | 2019-12-31 | 2020-12-31 | 365 | 3.9294 | 3
69971 | 6 | 0.8 | 2019-12-31 | 2020-12-31 | 365 | 5.6134 | 5
69975 | 9.92 | 0.8 | 2019-12-31 | 2020-12-31 | 365 | 9.2808 | 9
69976 | 5.44 | 1 | 2019-12-31 | 2020-12-31 | 365 | 6.3619 | 6
69977 | 6 | 0.8 | 2019-12-31 | 2020-12-31 | 365 | 5.6134 | 5
69978 | 8.4 | 0.8 | 2019-12-31 | 2020-12-31 | 365 | 7.8588 | 7
69979 | 11.2 | 0.8 | 2019-12-31 | 2020-12-31 | 365 | 10.4784 | 10
69980 | 11.52 | 0.8 | 2019-12-31 | 2020-12-31 | 365 | 10.7777 | 10
69981 | 3.3 | 0.8 | 2019-12-31 | 2020-12-31 | 365 | 3.0874 | 3
69982 | 11.118 | 1 | 2019-12-31 | 2020-12-31 | 365 | 13.0021 | 13
69983 | 17.28 | 1 | 2019-12-31 | 2020-12-31 | 365 | 20.2083 | 20
69984 | 12.8 | 0.8 | 2019-12-31 | 2020-12-31 | 365 | 11.9753 | 11
69986 | 4.96 | 0.8 | 2019-12-31 | 2020-12-31 | 365 | 4.6404 | 4
69987 | 9.405 | 0.8 | 2019-12-31 | 2020-12-31 | 365 | 8.799 | 8
69988 | 8.41 | 0.8 | 2019-12-31 | 2020-12-31 | 365 | 7.8681 | 7
69989 | 10.725 | 0.8 | 2019-12-31 | 2020-12-31 | 365 | 10.034 | 10
69990 | 5.22 | 0.8 | 2019-12-31 | 2020-12-31 | 365 | 4.8837 | 4
69992 | 8.82 | 0.8 | 2019-12-31 | 2020-12-31 | 365 | 8.2517 | 8
69993 | 16.2 | 0.8 | 2019-12-31 | 2020-12-31 | 365 | 15.1562 | 15
69994 | 10.08 | 0.8 | 2019-12-31 | 2020-12-31 | 365 | 9.4305 | 9
69995 | 4.76 | 0.8 | 2019-12-31 | 2020-12-31 | 365 | 4.4533 | 4
69996 | 4.48 | 0.8 | 2019-12-31 | 2020-12-31 | 365 | 4.1913 | 4
69997 | 12.96 | 0.8 | 2019-12-31 | 2020-12-31 | 365 | 12.125 | 12
69998 | 20.79 | 0.8 | 2019-12-31 | 2020-12-31 | 365 | 19.4505 | 19
69999 | 5.415 | 0.8 | 2019-12-31 | 2020-12-31 | 365 | 5.0661 | 5
70000 | 5.76 | 0.8 | 2019-12-31 | 2020-12-31 | 365 | 5.3889 | 5
70001 | 7.92 | 0.8 | 2019-12-31 | 2020-12-31 | 365 | 7.4097 | 7
70002 | 10.08 | 0.8 | 2019-12-31 | 2020-12-31 | 365 | 9.4305 | 9
70003 | 4.56 | 0.8 | 2019-12-31 | 2020-12-31 | 365 | 4.2662 | 4
70004 | 5.175 | 0.8 | 2019-12-31 | 2020-12-31 | 365 | 4.8416 | 4
70005 | 14.4 | 0.8 | 2019-12-31 | 2020-12-31 | 365 | 13.4722 | 13
70006 | 9.57 | 0.8 | 2019-12-31 | 2020-12-31 | 365 | 8.9534 | 8
65251 | 100.64 | 0.7 | 2019-12-31 | 2020-12-31 | 365 | 82.3861 | 82
70024 | 8 | 0.8 | 2019-12-31 | 2020-12-31 | 365 | 7.4845 | 7
70025 | 6.82 | 0.8 | 2019-12-31 | 2020-12-31 | 365 | 6.3806 | 6
70027 | 14.57 | 0.8 | 2019-12-31 | 2020-12-31 | 365 | 13.6312 | 13
70029 | 13.23 | 0.8 | 2019-12-31 | 2020-12-31 | 365 | 12.3776 | 12
70030 | 4.16 | 0.8 | 2019-12-31 | 2020-12-31 | 365 | 3.892 | 3
70031 | 8.175 | 0.8 | 2019-12-31 | 2020-12-31 | 365 | 7.6483 | 7
70032 | 8.28 | 0.8 | 2019-12-31 | 2020-12-31 | 365 | 7.7465 | 7
70033 | 6.48 | 0.8 | 2019-12-31 | 2020-12-31 | 365 | 6.0625 | 6
70034 | 11.52 | 0.8 | 2019-12-31 | 2020-12-31 | 365 | 10.7777 | 10
70035 | 8 | 0.8 | 2019-12-31 | 2020-12-31 | 365 | 7.4845 | 7
70036 | 8.25 | 0.8 | 2019-12-31 | 2020-12-31 | 365 | 7.7184 | 7
70037 | 12.285 | 0.8 | 2019-12-31 | 2020-12-31 | 365 | 11.4935 | 11
70038 | 4.14 | 0.8 | 2019-12-31 | 2020-12-31 | 365 | 3.8733 | 3
70153 | 10.8 | 0.8 | 2019-12-31 | 2020-12-31 | 365 | 10.1041 | 10
70156 | 11.025 | 0.8 | 2019-12-31 | 2020-12-31 | 365 | 10.3146 | 10
70158 | 5.559 | 0.8 | 2019-12-31 | 2020-12-31 | 365 | 5.2008 | 5
70159 | 5.8 | 0.8 | 2019-12-31 | 2020-12-31 | 365 | 5.4263 | 5
70161 | 4.48 | 0.8 | 2019-12-31 | 2020-12-31 | 365 | 4.1913 | 4
69279 | 7.155 | 1 | 2019-12-31 | 2020-12-31 | 365 | 8.3675 | 8
70165 | 9.483 | 0.8 | 2019-12-31 | 2020-12-31 | 365 | 8.872 | 8
70167 | 10.98 | 0.8 | 2019-12-31 | 2020-12-31 | 365 | 10.2725 | 10
70168 | 12.81 | 0.8 | 2019-12-31 | 2020-12-31 | 365 | 11.9846 | 11
70170 | 11.88 | 0.8 | 2019-12-31 | 2020-12-31 | 365 | 11.1145 | 11
70173 | 10.23 | 0.8 | 2019-12-31 | 2020-12-31 | 365 | 9.5709 | 9
70175 | 4.62 | 0.8 | 2019-12-31 | 2020-12-31 | 365 | 4.3223 | 4
70177 | 8.25 | 0.8 | 2019-12-31 | 2020-12-31 | 365 | 7.7184 | 7
70184 | 3.48 | 0.8 | 2019-12-31 | 2020-12-31 | 365 | 3.2558 | 3
70186 | 8 | 0.8 | 2019-12-31 | 2020-12-31 | 365 | 7.4845 | 7
70191 | 7.15 | 0.8 | 2019-12-31 | 2020-12-31 | 365 | 6.6893 | 6
70194 | 10.35 | 0.8 | 2019-12-31 | 2020-12-31 | 365 | 9.6831 | 9
70198 | 4.5 | 0.8 | 2019-12-31 | 2020-12-31 | 365 | 4.2101 | 4
69933 | 25.65 | 0.6 | 2019-12-31 | 2020-12-31 | 365 | 17.998 | 17
70200 | 3.78 | 0.8 | 2019-12-31 | 2020-12-31 | 365 | 3.5364 | 3
70253 | 12.96 | 0.8 | 2019-12-31 | 2020-12-31 | 365 | 12.125 | 12
70255 | 6.3 | 0.8 | 2019-12-31 | 2020-12-31 | 365 | 5.8941 | 5
70257 | 11.73 | 0.8 | 2019-12-31 | 2020-12-31 | 365 | 10.9742 | 10
70258 | 11.04 | 0.8 | 2019-12-31 | 2020-12-31 | 365 | 10.3287 | 10
70260 | 12.54 | 0.8 | 2019-12-31 | 2020-12-31 | 365 | 11.732 | 11
70261 | 6.48 | 0.8 | 2019-12-31 | 2020-12-31 | 365 | 6.0625 | 6
70269 | 6.05 | 0.8 | 2019-12-31 | 2020-12-31 | 365 | 5.6602 | 5
64985 | 120.75 | 0.9 | 2019-12-31 | 2020-12-31 | 365 | 127.0911 | 127
69838 | 4.64 | 0.8 | 2019-12-31 | 2020-12-31 | 365 | 4.341 | 4
44315 | 11.055 | 0.8 | 2019-12-31 | 2020-12-31 | 365 | 10.3427 | 10
70271 | 7.84 | 0.8 | 2019-12-31 | 2020-12-31 | 365 | 7.3349 | 7
70325 | 9.9 | 0.8 | 2019-12-31 | 2020-12-31 | 365 | 9.2621 | 9
70246 | 4.8 | 0.8 | 2019-12-31 | 2020-12-31 | 365 | 4.4907 | 4
70273 | 8.82 | 0.8 | 2019-12-31 | 2020-12-31 | 365 | 8.2517 | 8
69888 | 7.2 | 0.8 | 2019-12-31 | 2020-12-31 | 365 | 6.7361 | 6
69844 | 11.7 | 1 | 2019-12-31 | 2020-12-31 | 365 | 13.6827 | 13
70572 | 9.165 | 1 | 2019-12-31 | 2020-12-31 | 365 | 10.7181 | 10
70580 | 5.035 | 0.8 | 2019-12-31 | 2020-12-31 | 365 | 4.7106 | 4
70585 | 3.6 | 0.8 | 2019-12-31 | 2020-12-31 | 365 | 3.368 | 3
70593 | 7.28 | 0.8 | 2019-12-31 | 2020-12-31 | 365 | 6.8109 | 6
70599 | 5.04 | 0.8 | 2019-12-31 | 2020-12-31 | 365 | 4.7153 | 4
70632 | 9.72 | 0.8 | 2019-12-31 | 2020-12-31 | 365 | 9.0937 | 9
70634 | 7.8 | 1 | 2019-12-31 | 2020-12-31 | 365 | 9.1218 | 9
70636 | 4.48 | 1 | 2019-12-31 | 2020-12-31 | 365 | 5.2392 | 5
70661 | 14 | 0.8 | 2019-12-31 | 2020-12-31 | 365 | 13.098 | 13
70662 | 10.24 | 1 | 2019-12-31 | 2020-12-31 | 365 | 11.9753 | 11
70663 | 10.92 | 0.8 | 2019-12-31 | 2020-12-31 | 365 | 10.2164 | 10
70665 | 11.97 | 0.8 | 2019-12-31 | 2020-12-31 | 365 | 11.1987 | 11
70666 | 4.505 | 0.8 | 2019-12-31 | 2020-12-31 | 365 | 4.2147 | 4
70667 | 10.2 | 0.8 | 2019-12-31 | 2020-12-31 | 365 | 9.5428 | 9
70668 | 11.825 | 0.8 | 2019-12-31 | 2020-12-31 | 365 | 11.0631 | 11
70669 | 7.155 | 0.8 | 2019-12-31 | 2020-12-31 | 365 | 6.694 | 6
70670 | 11.4 | 1 | 2019-12-31 | 2020-12-31 | 365 | 13.3318 | 13
70671 | 5.5 | 0.8 | 2019-12-31 | 2020-12-31 | 365 | 5.1456 | 5
70672 | 10.6 | 0.8 | 2019-12-31 | 2020-12-31 | 365 | 9.917 | 9
70673 | 9.805 | 1 | 2019-12-31 | 2020-12-31 | 365 | 11.4666 | 11
70674 | 5.3 | 0.8 | 2019-12-31 | 2020-12-31 | 365 | 4.9585 | 4
70675 | 5.85 | 0.8 | 2019-12-31 | 2020-12-31 | 365 | 5.4731 | 5
70676 | 4.8 | 0.8 | 2019-12-31 | 2020-12-31 | 365 | 4.4907 | 4
70677 | 6.6 | 0.8 | 2019-12-31 | 2020-12-31 | 365 | 6.1747 | 6
70678 | 12 | 0.8 | 2019-12-31 | 2020-12-31 | 365 | 11.2268 | 11
70679 | 8.4 | 0.8 | 2019-12-31 | 2020-12-31 | 365 | 7.8588 | 7
70680 | 14.575 | 0.8 | 2019-12-31 | 2020-12-31 | 365 | 13.6359 | 13
68313 | 3.42 | 0.8 | 2019-12-31 | 2020-12-31 | 365 | 3.1996 | 3
70692 | 8.48 | 0.8 | 2019-12-31 | 2020-12-31 | 365 | 7.9336 | 7
70566 | 6.72 | 0.8 | 2019-12-31 | 2020-12-31 | 365 | 6.287 | 6
70694 | 12 | 0.8 | 2019-12-31 | 2020-12-31 | 365 | 11.2268 | 11
35280 | 40.96 | 0.9 | 2019-12-31 | 2020-12-31 | 365 | 43.111 | 43
70716 | 4.8 | 0.8 | 2019-12-31 | 2020-12-31 | 365 | 4.4907 | 4
63243 | 3.42 | 1 | 2019-12-31 | 2020-12-31 | 365 | 3.9996 | 3
63512 | 7.56 | 1 | 2019-12-31 | 2020-12-31 | 365 | 8.8411 | 8
63914 | 2.4 | 1 | 2019-12-31 | 2020-12-31 | 365 | 2.8067 | 2
49159 | 7.8 | 1 | 2019-12-31 | 2020-12-31 | 365 | 9.1218 | 9
64509 | 2.4 | 1 | 2019-12-31 | 2020-12-31 | 365 | 2.8067 | 2
64536 | 2.7 | 1 | 2019-12-31 | 2020-12-31 | 365 | 3.1575 | 3
69991 | 8.64 | 0.8 | 2019-12-31 | 2020-12-31 | 365 | 8.0833 | 8
70700 | 3.924 | 0.8 | 2019-12-31 | 2020-12-31 | 365 | 3.6712 | 3
70704 | 9.92 | 0.8 | 2019-12-31 | 2020-12-31 | 365 | 9.2808 | 9
70708 | 2.745 | 0.8 | 2019-12-31 | 2020-12-31 | 365 | 2.5681 | 2
70160 | 8.41 | 0.8 | 2019-12-31 | 2020-12-31 | 365 | 7.8681 | 7
70164 | 4.8 | 0.8 | 2019-12-31 | 2020-12-31 | 365 | 4.4907 | 4
70725 | 6.48 | 0.8 | 2019-12-31 | 2020-12-31 | 365 | 6.0625 | 6
70726 | 3.924 | 0.8 | 2019-12-31 | 2020-12-31 | 365 | 3.6712 | 3
70727 | 7.2 | 0.8 | 2019-12-31 | 2020-12-31 | 365 | 6.7361 | 6
70729 | 4.48 | 0.8 | 2019-12-31 | 2020-12-31 | 365 | 4.1913 | 4
70730 | 10.56 | 0.8 | 2019-12-31 | 2020-12-31 | 365 | 9.8796 | 9
70731 | 4.5 | 0.8 | 2019-12-31 | 2020-12-31 | 365 | 4.2101 | 4
70732 | 2.565 | 0.8 | 2019-12-31 | 2020-12-31 | 365 | 2.3997 | 2
70733 | 9.36 | 0.8 | 2019-12-31 | 2020-12-31 | 365 | 8.7569 | 8
70734 | 7.56 | 0.8 | 2019-12-31 | 2020-12-31 | 365 | 7.0729 | 7
70735 | 2.385 | 0.8 | 2019-12-31 | 2020-12-31 | 365 | 2.2313 | 2
70738 | 11.89 | 0.8 | 2019-12-31 | 2020-12-31 | 365 | 11.1239 | 11
70739 | 9 | 0.8 | 2019-12-31 | 2020-12-31 | 365 | 8.4201 | 8
70740 | 6.1 | 0.8 | 2019-12-31 | 2020-12-31 | 365 | 5.707 | 5
70755 | 10.5 | 0.8 | 2019-12-31 | 2020-12-31 | 365 | 9.8235 | 9
70754 | 8.525 | 0.8 | 2019-12-31 | 2020-12-31 | 365 | 7.9757 | 7
70757 | 4.8 | 0.8 | 2019-12-31 | 2020-12-31 | 365 | 4.4907 | 4
70758 | 9.57 | 0.8 | 2019-12-31 | 2020-12-31 | 365 | 8.9534 | 8
70759 | 9.72 | 0.8 | 2019-12-31 | 2020-12-31 | 365 | 9.0937 | 9
70763 | 6.93 | 0.8 | 2019-12-31 | 2020-12-31 | 365 | 6.4835 | 6
70764 | 4.48 | 0.8 | 2019-12-31 | 2020-12-31 | 365 | 4.1913 | 4
70765 | 12.42 | 0.8 | 2019-12-31 | 2020-12-31 | 365 | 11.6198 | 11
70767 | 5.12 | 0.8 | 2019-12-31 | 2020-12-31 | 365 | 4.7901 | 4
70809 | 10.5 | 0.8 | 2019-12-31 | 2020-12-31 | 365 | 9.8235 | 9
70814 | 7.194 | 0.8 | 2019-12-31 | 2020-12-31 | 365 | 6.7305 | 6
70815 | 14.49 | 0.8 | 2019-12-31 | 2020-12-31 | 365 | 13.5564 | 13
70818 | 5.76 | 0.8 | 2019-12-31 | 2020-12-31 | 365 | 5.3889 | 5
70820 | 9.81 | 0.8 | 2019-12-31 | 2020-12-31 | 365 | 9.1779 | 9
70821 | 8.97 | 0.8 | 2019-12-31 | 2020-12-31 | 365 | 8.392 | 8
70822 | 5.8 | 0.8 | 2019-12-31 | 2020-12-31 | 365 | 5.4263 | 5
70823 | 12.915 | 0.8 | 2019-12-31 | 2020-12-31 | 365 | 12.0829 | 12
70825 | 6.405 | 0.8 | 2019-12-31 | 2020-12-31 | 365 | 5.9923 | 5
70831 | 13.42 | 0.8 | 2019-12-31 | 2020-12-31 | 365 | 12.5553 | 12
35305 | 35.64 | 0.9 | 2019-12-31 | 2020-12-31 | 365 | 37.5116 | 37
70917 | 10.15 | 0.8 | 2019-12-31 | 2020-12-31 | 365 | 9.496 | 9
70918 | 10.98 | 0.8 | 2019-12-31 | 2020-12-31 | 365 | 10.2725 | 10
70919 | 6.3 | 0.8 | 2019-12-31 | 2020-12-31 | 365 | 5.8941 | 5
70920 | 17.658 | 0.8 | 2019-12-31 | 2020-12-31 | 365 | 16.5203 | 16
70921 | 5.865 | 0.8 | 2019-12-31 | 2020-12-31 | 365 | 5.4871 | 5
70924 | 12.255 | 0.8 | 2019-12-31 | 2020-12-31 | 365 | 11.4654 | 11
70927 | 4.8 | 0.8 | 2019-12-31 | 2020-12-31 | 365 | 4.4907 | 4
70929 | 6.48 | 0.8 | 2019-12-31 | 2020-12-31 | 365 | 6.0625 | 6
70931 | 4.32 | 0.8 | 2019-12-31 | 2020-12-31 | 365 | 4.0417 | 4
70932 | 8.8 | 0.8 | 2019-12-31 | 2020-12-31 | 365 | 8.233 | 8
70925 | 6.4 | 0.8 | 2019-12-31 | 2020-12-31 | 365 | 5.9876 | 5
70933 | 4.4 | 0.8 | 2019-12-31 | 2020-12-31 | 365 | 4.1165 | 4
70934 | 7.04 | 0.8 | 2019-12-31 | 2020-12-31 | 365 | 6.5864 | 6
70935 | 7.36 | 0.8 | 2019-12-31 | 2020-12-31 | 365 | 6.8858 | 6
70940 | 5.76 | 0.8 | 2019-12-31 | 2020-12-31 | 365 | 5.3889 | 5
70942 | 12.2 | 0.8 | 2019-12-31 | 2020-12-31 | 365 | 11.4139 | 11
70943 | 8.96 | 0.8 | 2019-12-31 | 2020-12-31 | 365 | 8.3827 | 8
70944 | 5.04 | 0.8 | 2019-12-31 | 2020-12-31 | 365 | 4.7153 | 4
70945 | 7.2 | 0.8 | 2019-12-31 | 2020-12-31 | 365 | 6.7361 | 6
70946 | 7.2 | 1 | 2019-12-31 | 2020-12-31 | 365 | 8.4201 | 8
70947 | 11.655 | 0.8 | 2019-12-31 | 2020-12-31 | 365 | 10.904 | 10
70948 | 7.56 | 0.8 | 2019-12-31 | 2020-12-31 | 365 | 7.0729 | 7
70949 | 10.395 | 0.8 | 2019-12-31 | 2020-12-31 | 365 | 9.7252 | 9
70950 | 6.4 | 0.8 | 2019-12-31 | 2020-12-31 | 365 | 5.9876 | 5
70952 | 6.4 | 0.8 | 2019-12-31 | 2020-12-31 | 365 | 5.9876 | 5
70953 | 6.6 | 0.8 | 2019-12-31 | 2020-12-31 | 365 | 6.1747 | 6
70954 | 5.355 | 0.8 | 2019-12-31 | 2020-12-31 | 365 | 5.01 | 5
70955 | 20.25 | 0.8 | 2019-12-31 | 2020-12-31 | 365 | 18.9453 | 18
70951 | 9.92 | 0.8 | 2019-12-31 | 2020-12-31 | 365 | 9.2808 | 9
70956 | 12.753 | 0.8 | 2019-12-31 | 2020-12-31 | 365 | 11.9313 | 11
70957 | 12.32 | 0.8 | 2019-12-31 | 2020-12-31 | 365 | 11.5262 | 11
70960 | 6.72 | 0.8 | 2019-12-31 | 2020-12-31 | 365 | 6.287 | 6
70962 | 13.2 | 0.8 | 2019-12-31 | 2020-12-31 | 365 | 12.3495 | 12
70967 | 7.245 | 0.8 | 2019-12-31 | 2020-12-31 | 365 | 6.7782 | 6
70968 | 5.4 | 0.8 | 2019-12-31 | 2020-12-31 | 365 | 5.0521 | 5
70969 | 3.27 | 0.8 | 2019-12-31 | 2020-12-31 | 365 | 3.0593 | 3
71028 | 5.4 | 0.8 | 2019-12-31 | 2020-12-31 | 365 | 5.0521 | 5
71029 | 5.4 | 0.8 | 2019-12-31 | 2020-12-31 | 365 | 5.0521 | 5
71030 | 5.83 | 0.8 | 2019-12-31 | 2020-12-31 | 365 | 5.4544 | 5
71031 | 7.2 | 0.8 | 2019-12-31 | 2020-12-31 | 365 | 6.7361 | 6
71032 | 5.4 | 0.8 | 2019-12-31 | 2020-12-31 | 365 | 5.0521 | 5
71033 | 7.84 | 0.8 | 2019-12-31 | 2020-12-31 | 365 | 7.3349 | 7
49504 | 12.19 | 1 | 2019-12-31 | 2020-12-31 | 365 | 14.2557 | 14
71034 | 5.76 | 0.8 | 2019-12-31 | 2020-12-31 | 365 | 5.3889 | 5
71043 | 11.52 | 0.8 | 2019-12-31 | 2020-12-31 | 365 | 10.7777 | 10
71045 | 12.32 | 0.8 | 2019-12-31 | 2020-12-31 | 365 | 11.5262 | 11
71046 | 10.2 | 0.8 | 2019-12-31 | 2020-12-31 | 365 | 9.5428 | 9
36214 | 39.894 | 0.9 | 2019-12-31 | 2020-12-31 | 365 | 41.989 | 41
71103 | 11.025 | 0.8 | 2019-12-31 | 2020-12-31 | 365 | 10.3146 | 10
71105 | 5.025 | 0.8 | 2019-12-31 | 2020-12-31 | 365 | 4.7012 | 4
71102 | 24.795 | 0.8 | 2019-12-31 | 2020-12-31 | 365 | 23.1974 | 23
71107 | 4.2 | 0.8 | 2019-12-31 | 2020-12-31 | 365 | 3.9294 | 3
71108 | 9.9 | 0.8 | 2019-12-31 | 2020-12-31 | 365 | 9.2621 | 9
71109 | 5.32 | 0.8 | 2019-12-31 | 2020-12-31 | 365 | 4.9772 | 4
71110 | 8.96 | 0.8 | 2019-12-31 | 2020-12-31 | 365 | 8.3827 | 8
71111 | 8.845 | 0.8 | 2019-12-31 | 2020-12-31 | 365 | 8.2751 | 8
71112 | 2.565 | 0.8 | 2019-12-31 | 2020-12-31 | 365 | 2.3997 | 2
71114 | 13.08 | 0.8 | 2019-12-31 | 2020-12-31 | 365 | 12.2372 | 12
71116 | 8.32 | 0.8 | 2019-12-31 | 2020-12-31 | 365 | 7.7839 | 7
71118 | 2.52 | 0.8 | 2019-12-31 | 2020-12-31 | 365 | 2.3576 | 2
71119 | 8.64 | 0.8 | 2019-12-31 | 2020-12-31 | 365 | 8.0833 | 8
71142 | 10.24 | 0.8 | 2019-12-31 | 2020-12-31 | 365 | 9.5802 | 9
71143 | 13.5 | 0.8 | 2019-12-31 | 2020-12-31 | 365 | 12.6302 | 12
71144 | 3.9 | 0.8 | 2019-12-31 | 2020-12-31 | 365 | 3.6487 | 3
71145 | 3.105 | 0.8 | 2019-12-31 | 2020-12-31 | 365 | 2.9049 | 2
71146 | 9.6 | 0.8 | 2019-12-31 | 2020-12-31 | 365 | 8.9815 | 8
71148 | 2.24 | 0.8 | 2019-12-31 | 2020-12-31 | 365 | 2.0957 | 2
71149 | 5.4 | 0.8 | 2019-12-31 | 2020-12-31 | 365 | 5.0521 | 5
71150 | 5.04 | 0.8 | 2019-12-31 | 2020-12-31 | 365 | 4.7153 | 4
71151 | 5.7 | 0.8 | 2019-12-31 | 2020-12-31 | 365 | 5.3327 | 5
71152 | 3.05 | 0.8 | 2019-12-31 | 2020-12-31 | 365 | 2.8535 | 2
71153 | 7.425 | 0.8 | 2019-12-31 | 2020-12-31 | 365 | 6.9466 | 6
71160 | 5.49 | 0.8 | 2019-12-31 | 2020-12-31 | 365 | 5.1363 | 5
71162 | 6.555 | 0.8 | 2019-12-31 | 2020-12-31 | 365 | 6.1326 | 6
71163 | 10.24 | 1 | 2019-12-31 | 2020-12-31 | 365 | 11.9753 | 11
71164 | 3.2 | 0.8 | 2019-12-31 | 2020-12-31 | 365 | 2.9938 | 2
71165 | 4.5 | 0.8 | 2019-12-31 | 2020-12-31 | 365 | 4.2101 | 4
71166 | 6.93 | 0.8 | 2019-12-31 | 2020-12-31 | 365 | 6.4835 | 6
71169 | 3.9 | 1 | 2019-12-31 | 2020-12-31 | 365 | 4.5609 | 4
71170 | 11.84 | 0.8 | 2019-12-31 | 2020-12-31 | 365 | 11.0771 | 11
64620 | 40.2 | 0.9 | 2019-12-31 | 2020-12-31 | 365 | 42.3111 | 42
71191 | 10.385 | 0.8 | 2019-12-31 | 2020-12-31 | 365 | 9.7159 | 9
71192 | 4.56 | 0.8 | 2019-12-31 | 2020-12-31 | 365 | 4.2662 | 4
71193 | 5.7 | 0.8 | 2019-12-31 | 2020-12-31 | 365 | 5.3327 | 5
71194 | 13.16 | 0.8 | 2019-12-31 | 2020-12-31 | 365 | 12.3121 | 12
71042 | 18.9 | 0.8 | 2019-12-31 | 2020-12-31 | 365 | 17.6822 | 17
71214 | 10.4 | 0.8 | 2019-12-31 | 2020-12-31 | 365 | 9.7299 | 9
71219 | 8.64 | 0.8 | 2019-12-31 | 2020-12-31 | 365 | 8.0833 | 8
71221 | 1.83 | 0.8 | 2019-12-31 | 2020-12-31 | 365 | 1.7121 | 1
71222 | 8 | 0.8 | 2019-12-31 | 2020-12-31 | 365 | 7.4845 | 7
71223 | 7.92 | 0.8 | 2019-12-31 | 2020-12-31 | 365 | 7.4097 | 7
71224 | 11.97 | 0.8 | 2019-12-31 | 2020-12-31 | 365 | 11.1987 | 11
71226 | 6.54 | 0.8 | 2019-12-31 | 2020-12-31 | 365 | 6.1186 | 6
71229 | 14.175 | 0.8 | 2019-12-31 | 2020-12-31 | 365 | 13.2617 | 13
71231 | 7.84 | 0.8 | 2019-12-31 | 2020-12-31 | 365 | 7.3349 | 7
71232 | 9.12 | 0.8 | 2019-12-31 | 2020-12-31 | 365 | 8.5324 | 8
71233 | 7.36 | 0.8 | 2019-12-31 | 2020-12-31 | 365 | 6.8858 | 6
71234 | 9.92 | 0.8 | 2019-12-31 | 2020-12-31 | 365 | 9.2808 | 9
71235 | 6.48 | 0.8 | 2019-12-31 | 2020-12-31 | 365 | 6.0625 | 6
71236 | 3.92 | 0.8 | 2019-12-31 | 2020-12-31 | 365 | 3.6674 | 3
71237 | 10.98 | 0.8 | 2019-12-31 | 2020-12-31 | 365 | 10.2725 | 10
71268 | 8.175 | 0.8 | 2019-12-31 | 2020-12-31 | 365 | 7.6483 | 7
71271 | 6.6 | 0.8 | 2019-12-31 | 2020-12-31 | 365 | 6.1747 | 6
71274 | 10.98 | 0.8 | 2019-12-31 | 2020-12-31 | 365 | 10.2725 | 10
71276 | 12.81 | 0.8 | 2019-12-31 | 2020-12-31 | 365 | 11.9846 | 11
71280 | 3.9 | 0.8 | 2019-12-31 | 2020-12-31 | 365 | 3.6487 | 3
71281 | 9.66 | 0.8 | 2019-12-31 | 2020-12-31 | 365 | 9.0376 | 9
49720 | 7.65 | 1 | 2019-12-31 | 2020-12-31 | 365 | 8.9464 | 8
71324 | 8.96 | 0.8 | 2019-12-31 | 2020-12-31 | 365 | 8.3827 | 8
71325 | 21.96 | 0.8 | 2019-12-31 | 2020-12-31 | 365 | 20.5451 | 20
71326 | 4.32 | 0.8 | 2019-12-31 | 2020-12-31 | 365 | 4.0417 | 4
71327 | 10.8 | 0.8 | 2019-12-31 | 2020-12-31 | 365 | 10.1041 | 10
71330 | 6.27 | 0.8 | 2019-12-31 | 2020-12-31 | 365 | 5.866 | 5
71331 | 3.52 | 0.8 | 2019-12-31 | 2020-12-31 | 365 | 3.2932 | 3
71332 | 13.44 | 0.8 | 2019-12-31 | 2020-12-31 | 365 | 12.574 | 12
71334 | 13.2 | 0.8 | 2019-12-31 | 2020-12-31 | 365 | 12.3495 | 12
71335 | 9.15 | 0.8 | 2019-12-31 | 2020-12-31 | 365 | 8.5604 | 8
71262 | 8.32 | 0.8 | 2019-12-31 | 2020-12-31 | 365 | 7.7839 | 7
71337 | 7.705 | 0.8 | 2019-12-31 | 2020-12-31 | 365 | 7.2086 | 7
71195 | 5.32 | 0.8 | 2019-12-31 | 2020-12-31 | 365 | 4.9772 | 4
71168 | 9.8 | 0.8 | 2019-12-31 | 2020-12-31 | 365 | 9.1686 | 9
71520 | 8.96 | 0.8 | 2019-12-31 | 2020-12-31 | 365 | 8.3827 | 8
71521 | 4.48 | 0.8 | 2019-12-31 | 2020-12-31 | 365 | 4.1913 | 4
71522 | 4.2 | 0.8 | 2019-12-31 | 2020-12-31 | 365 | 3.9294 | 3
71524 | 7.36 | 0.8 | 2019-12-31 | 2020-12-31 | 365 | 6.8858 | 6
71525 | 5.32 | 0.8 | 2019-12-31 | 2020-12-31 | 365 | 4.9772 | 4
71526 | 5.76 | 1 | 2019-12-31 | 2020-12-31 | 365 | 6.7361 | 6
71527 | 7.7 | 0.8 | 2019-12-31 | 2020-12-31 | 365 | 7.2039 | 7
71568 | 12.099 | 0.8 | 2019-12-31 | 2020-12-31 | 365 | 11.3194 | 11
71569 | 9.6 | 0.8 | 2019-12-31 | 2020-12-31 | 365 | 8.9815 | 8
71570 | 12.099 | 0.8 | 2019-12-31 | 2020-12-31 | 365 | 11.3194 | 11
71572 | 10.83 | 0.8 | 2019-12-31 | 2020-12-31 | 365 | 10.1322 | 10
71673 | 10.88 | 0.8 | 2019-12-31 | 2020-12-31 | 365 | 10.179 | 10
71675 | 12.8 | 0.8 | 2019-12-31 | 2020-12-31 | 365 | 11.9753 | 11
71677 | 10.385 | 0.8 | 2019-12-31 | 2020-12-31 | 365 | 9.7159 | 9
71679 | 5.88 | 0.8 | 2019-12-31 | 2020-12-31 | 365 | 5.5011 | 5
71681 | 10.8 | 0.8 | 2019-12-31 | 2020-12-31 | 365 | 10.1041 | 10
71682 | 10.98 | 0.8 | 2019-12-31 | 2020-12-31 | 365 | 10.2725 | 10
71684 | 9.6 | 0.8 | 2019-12-31 | 2020-12-31 | 365 | 8.9815 | 8
71686 | 4.62 | 0.8 | 2019-12-31 | 2020-12-31 | 365 | 4.3223 | 4
71688 | 5.51 | 0.8 | 2019-12-31 | 2020-12-31 | 365 | 5.155 | 5
71691 | 9.86 | 0.8 | 2019-12-31 | 2020-12-31 | 365 | 9.2247 | 9
71695 | 12.24 | 0.8 | 2019-12-31 | 2020-12-31 | 365 | 11.4514 | 11
71698 | 8.64 | 0.8 | 2019-12-31 | 2020-12-31 | 365 | 8.0833 | 8
71704 | 8.64 | 0.8 | 2019-12-31 | 2020-12-31 | 365 | 8.0833 | 8
71710 | 10.37 | 0.8 | 2019-12-31 | 2020-12-31 | 365 | 9.7018 | 9
71716 | 9 | 0.8 | 2019-12-31 | 2020-12-31 | 365 | 8.4201 | 8
71670 | 7.8 | 0.8 | 2019-12-31 | 2020-12-31 | 365 | 7.2974 | 7
71700 | 169.2 | 0.6 | 2019-12-31 | 2020-12-31 | 365 | 118.7236 | 118
71724 | 10.175 | 0.8 | 2019-12-31 | 2020-12-31 | 365 | 9.5194 | 9
71736 | 4.86 | 0.8 | 2019-12-31 | 2020-12-31 | 365 | 4.5469 | 4
71740 | 11.88 | 0.8 | 2019-12-31 | 2020-12-31 | 365 | 11.1145 | 11
71741 | 4.62 | 0.8 | 2019-12-31 | 2020-12-31 | 365 | 4.3223 | 4
71743 | 12.1 | 0.8 | 2019-12-31 | 2020-12-31 | 365 | 11.3204 | 11
71744 | 12 | 0.8 | 2019-12-31 | 2020-12-31 | 365 | 11.2268 | 11
71745 | 7.7 | 0.8 | 2019-12-31 | 2020-12-31 | 365 | 7.2039 | 7
71746 | 6.615 | 0.8 | 2019-12-31 | 2020-12-31 | 365 | 6.1888 | 6
67711 | 7.685 | 0.8 | 2019-12-31 | 2020-12-31 | 365 | 7.1898 | 7
71227 | 9.63 | 0.8 | 2019-12-31 | 2020-12-31 | 365 | 9.0095 | 9
71523 | 6.21 | 0.8 | 2019-12-31 | 2020-12-31 | 365 | 5.8099 | 5
71573 | 6.3 | 0.8 | 2019-12-31 | 2020-12-31 | 365 | 5.8941 | 5
71785 | 5 | 0.8 | 2019-12-31 | 2020-12-31 | 365 | 4.6778 | 4
71786 | 12.48 | 1 | 2019-12-31 | 2020-12-31 | 365 | 14.5949 | 14
71787 | 5.04 | 0.8 | 2019-12-31 | 2020-12-31 | 365 | 4.7153 | 4
71788 | 7.92 | 0.8 | 2019-12-31 | 2020-12-31 | 365 | 7.4097 | 7
71789 | 6.7 | 0.8 | 2019-12-31 | 2020-12-31 | 365 | 6.2683 | 6
71790 | 6.6 | 0.8 | 2019-12-31 | 2020-12-31 | 365 | 6.1747 | 6
71791 | 6.05 | 0.8 | 2019-12-31 | 2020-12-31 | 365 | 5.6602 | 5
71792 | 6.1 | 0.8 | 2019-12-31 | 2020-12-31 | 365 | 5.707 | 5
71793 | 6.08 | 0.8 | 2019-12-31 | 2020-12-31 | 365 | 5.6883 | 5
71794 | 12 | 0.8 | 2019-12-31 | 2020-12-31 | 365 | 11.2268 | 11
71800 | 7.685 | 0.8 | 2019-12-31 | 2020-12-31 | 365 | 7.1898 | 7
71801 | 3.6 | 0.8 | 2019-12-31 | 2020-12-31 | 365 | 3.368 | 3
71803 | 4.29 | 0.8 | 2019-12-31 | 2020-12-31 | 365 | 4.0136 | 4
71804 | 8.1 | 0.8 | 2019-12-31 | 2020-12-31 | 365 | 7.5781 | 7
71805 | 7.521 | 0.8 | 2019-12-31 | 2020-12-31 | 365 | 7.0364 | 7
71807 | 12.075 | 0.8 | 2019-12-31 | 2020-12-31 | 365 | 11.297 | 11
71808 | 6.48 | 0.8 | 2019-12-31 | 2020-12-31 | 365 | 6.0625 | 6
71809 | 11.04 | 0.8 | 2019-12-31 | 2020-12-31 | 365 | 10.3287 | 10
71810 | 9 | 0.8 | 2019-12-31 | 2020-12-31 | 365 | 8.4201 | 8
71812 | 4.485 | 0.8 | 2019-12-31 | 2020-12-31 | 365 | 4.196 | 4
71813 | 7.695 | 0.8 | 2019-12-31 | 2020-12-31 | 365 | 7.1992 | 7
71816 | 4.06 | 0.8 | 2019-12-31 | 2020-12-31 | 365 | 3.7984 | 3
71819 | 7.84 | 0.8 | 2019-12-31 | 2020-12-31 | 365 | 7.3349 | 7
71821 | 3.15 | 0.8 | 2019-12-31 | 2020-12-31 | 365 | 2.947 | 2
71822 | 7.194 | 0.8 | 2019-12-31 | 2020-12-31 | 365 | 6.7305 | 6
71823 | 9.28 | 0.8 | 2019-12-31 | 2020-12-31 | 365 | 8.6821 | 8
71824 | 6.405 | 0.8 | 2019-12-31 | 2020-12-31 | 365 | 5.9923 | 5
71826 | 7.56 | 0.8 | 2019-12-31 | 2020-12-31 | 365 | 7.0729 | 7
71827 | 9.69 | 0.8 | 2019-12-31 | 2020-12-31 | 365 | 9.0657 | 9
71828 | 6.1 | 0.8 | 2019-12-31 | 2020-12-31 | 365 | 5.707 | 5
71831 | 9.45 | 0.8 | 2019-12-31 | 2020-12-31 | 365 | 8.8411 | 8
71833 | 6.4 | 0.8 | 2019-12-31 | 2020-12-31 | 365 | 5.9876 | 5
71835 | 7.56 | 0.8 | 2019-12-31 | 2020-12-31 | 365 | 7.0729 | 7
71836 | 6.44 | 0.8 | 2019-12-31 | 2020-12-31 | 365 | 6.0251 | 6
71843 | 5.04 | 0.8 | 2019-12-31 | 2020-12-31 | 365 | 4.7153 | 4
71844 | 6.615 | 0.8 | 2019-12-31 | 2020-12-31 | 365 | 6.1888 | 6
71845 | 8 | 0.8 | 2019-12-31 | 2020-12-31 | 365 | 7.4845 | 7
71847 | 5.52 | 0.8 | 2019-12-31 | 2020-12-31 | 365 | 5.1643 | 5
71848 | 8.25 | 0.8 | 2019-12-31 | 2020-12-31 | 365 | 7.7184 | 7
71851 | 11.16 | 0.8 | 2019-12-31 | 2020-12-31 | 365 | 10.4409 | 10
71852 | 1.16 | 0.8 | 2019-12-31 | 2020-12-31 | 365 | 1.0853 | 1
71853 | 6.875 | 0.8 | 2019-12-31 | 2020-12-31 | 365 | 6.432 | 6
71854 | 8.64 | 0.8 | 2019-12-31 | 2020-12-31 | 365 | 8.0833 | 8
71856 | 9.35 | 0.8 | 2019-12-31 | 2020-12-31 | 365 | 8.7476 | 8
71874 | 8.28 | 0.8 | 2019-12-31 | 2020-12-31 | 365 | 7.7465 | 7
71879 | 6.89 | 0.8 | 2019-12-31 | 2020-12-31 | 365 | 6.4461 | 6
71881 | 3.92 | 0.8 | 2019-12-31 | 2020-12-31 | 365 | 3.6674 | 3
71894 | 9.9 | 0.8 | 2019-12-31 | 2020-12-31 | 365 | 9.2621 | 9
71898 | 7.56 | 0.8 | 2019-12-31 | 2020-12-31 | 365 | 7.0729 | 7
71930 | 5.6 | 0.8 | 2019-12-31 | 2020-12-31 | 365 | 5.2392 | 5
71932 | 14.84 | 0.8 | 2019-12-31 | 2020-12-31 | 365 | 13.8838 | 13
71933 | 4.2 | 0.8 | 2019-12-31 | 2020-12-31 | 365 | 3.9294 | 3
71937 | 7.26 | 0.8 | 2019-12-31 | 2020-12-31 | 365 | 6.7922 | 6
72001 | 8.71 | 0.8 | 2019-12-31 | 2020-12-31 | 365 | 8.1488 | 8
72003 | 9.1 | 0.8 | 2019-12-31 | 2020-12-31 | 365 | 8.5137 | 8
71322 | 27.645 | 0.6 | 2019-12-31 | 2020-12-31 | 365 | 19.3978 | 19
72008 | 10.56 | 0.8 | 2019-12-31 | 2020-12-31 | 365 | 9.8796 | 9
72006 | 11.4 | 0.8 | 2019-12-31 | 2020-12-31 | 365 | 10.6655 | 10
72011 | 6.96 | 0.8 | 2019-12-31 | 2020-12-31 | 365 | 6.5116 | 6
72013 | 9.625 | 0.8 | 2019-12-31 | 2020-12-31 | 365 | 9.0048 | 9
72015 | 20.7 | 0.8 | 2019-12-31 | 2020-12-31 | 365 | 19.3663 | 19
71817 | 598.5 | 0.7 | 2019-12-31 | 2020-12-31 | 365 | 489.9453 | 489
72019 | 6.67 | 0.8 | 2019-12-31 | 2020-12-31 | 365 | 6.2402 | 6
71701 | 12.1 | 0.8 | 2019-12-31 | 2020-12-31 | 365 | 11.3204 | 11
72021 | 6.325 | 0.8 | 2019-12-31 | 2020-12-31 | 365 | 5.9175 | 5
72022 | 9 | 0.8 | 2019-12-31 | 2020-12-31 | 365 | 8.4201 | 8
72025 | 13.5 | 1 | 2019-12-31 | 2020-12-31 | 365 | 15.7877 | 15
47649 | 24.84 | 0.8 | 2019-12-31 | 2020-12-31 | 365 | 23.2395 | 23
71167 | 11.772 | 0.8 | 2019-12-31 | 2020-12-31 | 365 | 11.0135 | 11
72026 | 5.12 | 0.8 | 2019-12-31 | 2020-12-31 | 365 | 4.7901 | 4
72027 | 11.34 | 0.8 | 2019-12-31 | 2020-12-31 | 365 | 10.6093 | 10
72029 | 3.96 | 0.8 | 2019-12-31 | 2020-12-31 | 365 | 3.7048 | 3
72371 | 7.95 | 1 | 2019-12-31 | 2020-12-31 | 365 | 9.2972 | 9
72372 | 3.18 | 1 | 2019-12-31 | 2020-12-31 | 365 | 3.7189 | 3
72374 | 6.36 | 1 | 2019-12-31 | 2020-12-31 | 365 | 7.4378 | 7
72053 | 7.695 | 0.8 | 2019-12-31 | 2020-12-31 | 365 | 7.1992 | 7
72375 | 8.48 | 1 | 2019-12-31 | 2020-12-31 | 365 | 9.917 | 9
72054 | 5.76 | 0.8 | 2019-12-31 | 2020-12-31 | 365 | 5.3889 | 5
72055 | 13.2 | 0.8 | 2019-12-31 | 2020-12-31 | 365 | 12.3495 | 12
72056 | 6.93 | 0.8 | 2019-12-31 | 2020-12-31 | 365 | 6.4835 | 6
72058 | 8.71 | 0.8 | 2019-12-31 | 2020-12-31 | 365 | 8.1488 | 8
72059 | 5.6 | 0.8 | 2019-12-31 | 2020-12-31 | 365 | 5.2392 | 5
72252 | 11.07 | 0.8 | 2019-12-31 | 2020-12-31 | 365 | 10.3567 | 10
72060 | 12.04 | 0.8 | 2019-12-31 | 2020-12-31 | 365 | 11.2642 | 11
72382 | 7.56 | 0.8 | 2019-12-31 | 2020-12-31 | 365 | 7.0729 | 7
72383 | 5.225 | 0.8 | 2019-12-31 | 2020-12-31 | 365 | 4.8883 | 4
72384 | 8.75 | 0.8 | 2019-12-31 | 2020-12-31 | 365 | 8.1862 | 8
72061 | 3.135 | 0.8 | 2019-12-31 | 2020-12-31 | 365 | 2.933 | 2
72386 | 6.08 | 0.8 | 2019-12-31 | 2020-12-31 | 365 | 5.6883 | 5
72389 | 6.625 | 1 | 2019-12-31 | 2020-12-31 | 365 | 7.7477 | 7
72062 | 16.2 | 0.8 | 2019-12-31 | 2020-12-31 | 365 | 15.1562 | 15
72369 | 6.095 | 1 | 2019-12-31 | 2020-12-31 | 365 | 7.1279 | 7
72368 | 4.68 | 1 | 2019-12-31 | 2020-12-31 | 365 | 5.4731 | 5
72367 | 12.19 | 1 | 2019-12-31 | 2020-12-31 | 365 | 14.2557 | 14
72365 | 3.71 | 1 | 2019-12-31 | 2020-12-31 | 365 | 4.3387 | 4
72065 | 11.73 | 0.8 | 2019-12-31 | 2020-12-31 | 365 | 10.9742 | 10
72363 | 8.48 | 1 | 2019-12-31 | 2020-12-31 | 365 | 9.917 | 9
72361 | 11.13 | 1 | 2019-12-31 | 2020-12-31 | 365 | 13.0161 | 13
72359 | 9.01 | 1 | 2019-12-31 | 2020-12-31 | 365 | 10.5368 | 10
72357 | 5.3 | 1 | 2019-12-31 | 2020-12-31 | 365 | 6.1981 | 6
72356 | 3.71 | 1 | 2019-12-31 | 2020-12-31 | 365 | 4.3387 | 4
72353 | 7.42 | 1 | 2019-12-31 | 2020-12-31 | 365 | 8.6774 | 8
72352 | 8.745 | 1 | 2019-12-31 | 2020-12-31 | 365 | 10.2269 | 10
72351 | 4.505 | 1 | 2019-12-31 | 2020-12-31 | 365 | 5.2684 | 5
72350 | 4.77 | 1 | 2019-12-31 | 2020-12-31 | 365 | 5.5783 | 5
72068 | 8.64 | 0.8 | 2019-12-31 | 2020-12-31 | 365 | 8.0833 | 8
72345 | 3.71 | 1 | 2019-12-31 | 2020-12-31 | 365 | 4.3387 | 4
72343 | 5.695 | 0.8 | 2019-12-31 | 2020-12-31 | 365 | 5.3281 | 5
72071 | 12.04 | 0.8 | 2019-12-31 | 2020-12-31 | 365 | 11.2642 | 11
72342 | 5.025 | 0.8 | 2019-12-31 | 2020-12-31 | 365 | 4.7012 | 4
72340 | 11.34 | 0.8 | 2019-12-31 | 2020-12-31 | 365 | 10.6093 | 10
72339 | 8.54 | 0.8 | 2019-12-31 | 2020-12-31 | 365 | 7.9898 | 7
72338 | 11.88 | 0.8 | 2019-12-31 | 2020-12-31 | 365 | 11.1145 | 11
72337 | 23.18 | 0.8 | 2019-12-31 | 2020-12-31 | 365 | 21.6865 | 21
72336 | 8.48 | 0.8 | 2019-12-31 | 2020-12-31 | 365 | 7.9336 | 7
72069 | 10.54 | 0.8 | 2019-12-31 | 2020-12-31 | 365 | 9.8609 | 9
72099 | 3.36 | 0.8 | 2019-12-31 | 2020-12-31 | 365 | 3.1435 | 3
72101 | 8.12 | 0.8 | 2019-12-31 | 2020-12-31 | 365 | 7.5968 | 7
72103 | 8.4 | 0.8 | 2019-12-31 | 2020-12-31 | 365 | 7.8588 | 7
72106 | 4.2 | 0.8 | 2019-12-31 | 2020-12-31 | 365 | 3.9294 | 3
72108 | 9.045 | 0.8 | 2019-12-31 | 2020-12-31 | 365 | 8.4622 | 8
72112 | 7.32 | 0.8 | 2019-12-31 | 2020-12-31 | 365 | 6.8484 | 6
72120 | 12 | 0.8 | 2019-12-31 | 2020-12-31 | 365 | 11.2268 | 11
72125 | 11 | 0.8 | 2019-12-31 | 2020-12-31 | 365 | 10.2912 | 10
72127 | 9.35 | 0.8 | 2019-12-31 | 2020-12-31 | 365 | 8.7476 | 8
72128 | 8.32 | 0.8 | 2019-12-31 | 2020-12-31 | 365 | 7.7839 | 7
72130 | 9.36 | 0.8 | 2019-12-31 | 2020-12-31 | 365 | 8.7569 | 8
72134 | 9.6 | 0.8 | 2019-12-31 | 2020-12-31 | 365 | 8.9815 | 8
72136 | 11.97 | 0.8 | 2019-12-31 | 2020-12-31 | 365 | 11.1987 | 11
72140 | 6.12 | 0.8 | 2019-12-31 | 2020-12-31 | 365 | 5.7257 | 5
72145 | 12.16 | 1 | 2019-12-31 | 2020-12-31 | 365 | 14.2206 | 14
72147 | 12.16 | 1 | 2019-12-31 | 2020-12-31 | 365 | 14.2206 | 14
72150 | 10.24 | 0.8 | 2019-12-31 | 2020-12-31 | 365 | 9.5802 | 9
72152 | 10.175 | 0.8 | 2019-12-31 | 2020-12-31 | 365 | 9.5194 | 9
72157 | 7.56 | 0.8 | 2019-12-31 | 2020-12-31 | 365 | 7.0729 | 7
72158 | 7.8 | 0.8 | 2019-12-31 | 2020-12-31 | 365 | 7.2974 | 7
72160 | 8.4 | 0.8 | 2019-12-31 | 2020-12-31 | 365 | 7.8588 | 7
72291 | 3.445 | 1 | 2019-12-31 | 2020-12-31 | 365 | 4.0288 | 4
72290 | 9.01 | 1 | 2019-12-31 | 2020-12-31 | 365 | 10.5368 | 10
72289 | 4.505 | 1 | 2019-12-31 | 2020-12-31 | 365 | 5.2684 | 5
72288 | 4.24 | 1 | 2019-12-31 | 2020-12-31 | 365 | 4.9585 | 4
72287 | 10.865 | 1 | 2019-12-31 | 2020-12-31 | 365 | 12.7062 | 12
72286 | 9.805 | 1 | 2019-12-31 | 2020-12-31 | 365 | 11.4666 | 11
72285 | 8.745 | 1 | 2019-12-31 | 2020-12-31 | 365 | 10.2269 | 10
72262 | 5.83 | 1 | 2019-12-31 | 2020-12-31 | 365 | 6.818 | 6
72261 | 5.3 | 1 | 2019-12-31 | 2020-12-31 | 365 | 6.1981 | 6
72259 | 5.3 | 1 | 2019-12-31 | 2020-12-31 | 365 | 6.1981 | 6
72258 | 3.445 | 1 | 2019-12-31 | 2020-12-31 | 365 | 4.0288 | 4
72256 | 3.975 | 1 | 2019-12-31 | 2020-12-31 | 365 | 4.6486 | 4
72255 | 8.215 | 1 | 2019-12-31 | 2020-12-31 | 365 | 9.6071 | 9
72254 | 6.36 | 1 | 2019-12-31 | 2020-12-31 | 365 | 7.4378 | 7
72248 | 10.45 | 0.8 | 2019-12-31 | 2020-12-31 | 365 | 9.7767 | 9
72161 | 5.04 | 0.8 | 2019-12-31 | 2020-12-31 | 365 | 4.7153 | 4
72162 | 4.95 | 0.8 | 2019-12-31 | 2020-12-31 | 365 | 4.6311 | 4
72164 | 13.44 | 1 | 2019-12-31 | 2020-12-31 | 365 | 15.7175 | 15
50667 | 4 | 1 | 2019-12-31 | 2020-12-31 | 365 | 4.6778 | 4
72166 | 8.32 | 1 | 2019-12-31 | 2020-12-31 | 365 | 9.7299 | 9
72154 | 1.2 | 0.8 | 2019-12-31 | 2020-12-31 | 365 | 1.1227 | 1
72177 | 10.24 | 1 | 2019-12-31 | 2020-12-31 | 365 | 11.9753 | 11
72031 | 14.74 | 0.8 | 2019-12-31 | 2020-12-31 | 365 | 13.7903 | 13
72192 | 11.4 | 0.8 | 2019-12-31 | 2020-12-31 | 365 | 10.6655 | 10
72193 | 6.05 | 0.8 | 2019-12-31 | 2020-12-31 | 365 | 5.6602 | 5
72180 | 6.625 | 1 | 2019-12-31 | 2020-12-31 | 365 | 7.7477 | 7
72195 | 13.2 | 0.8 | 2019-12-31 | 2020-12-31 | 365 | 12.3495 | 12
72196 | 6.4 | 0.8 | 2019-12-31 | 2020-12-31 | 365 | 5.9876 | 5
72199 | 11.76 | 0.8 | 2019-12-31 | 2020-12-31 | 365 | 11.0023 | 11
72200 | 12.06 | 0.8 | 2019-12-31 | 2020-12-31 | 365 | 11.283 | 11
72201 | 2.44 | 0.8 | 2019-12-31 | 2020-12-31 | 365 | 2.2828 | 2
72203 | 11.895 | 0.8 | 2019-12-31 | 2020-12-31 | 365 | 11.1286 | 11
72205 | 8.32 | 0.8 | 2019-12-31 | 2020-12-31 | 365 | 7.7839 | 7
72206 | 2.745 | 0.8 | 2019-12-31 | 2020-12-31 | 365 | 2.5681 | 2
72208 | 3.52 | 0.8 | 2019-12-31 | 2020-12-31 | 365 | 3.2932 | 3
72209 | 8.32 | 0.8 | 2019-12-31 | 2020-12-31 | 365 | 7.7839 | 7
72210 | 6.72 | 0.8 | 2019-12-31 | 2020-12-31 | 365 | 6.287 | 6
72211 | 9.36 | 0.8 | 2019-12-31 | 2020-12-31 | 365 | 8.7569 | 8
72212 | 10.44 | 0.8 | 2019-12-31 | 2020-12-31 | 365 | 9.7673 | 9
72213 | 8.58 | 0.8 | 2019-12-31 | 2020-12-31 | 365 | 8.0272 | 8
72214 | 8.775 | 1 | 2019-12-31 | 2020-12-31 | 365 | 10.262 | 10
72215 | 4.77 | 1 | 2019-12-31 | 2020-12-31 | 365 | 5.5783 | 5
72194 | 8.91 | 0.8 | 2019-12-31 | 2020-12-31 | 365 | 8.3359 | 8
71924 | 22.8 | 0.8 | 2019-12-31 | 2020-12-31 | 365 | 21.331 | 21
72067 | 9.18 | 0.8 | 2019-12-31 | 2020-12-31 | 365 | 8.5885 | 8
65264 | 37.12 | 0.7 | 2019-12-31 | 2020-12-31 | 365 | 30.3872 | 30
72390 | 5.565 | 1 | 2019-12-31 | 2020-12-31 | 365 | 6.508 | 6
72392 | 9.805 | 1 | 2019-12-31 | 2020-12-31 | 365 | 11.4666 | 11
72393 | 7.685 | 1 | 2019-12-31 | 2020-12-31 | 365 | 8.9873 | 8
72395 | 10.335 | 1 | 2019-12-31 | 2020-12-31 | 365 | 12.0864 | 12
72397 | 3.18 | 1 | 2019-12-31 | 2020-12-31 | 365 | 3.7189 | 3
72398 | 5.035 | 1 | 2019-12-31 | 2020-12-31 | 365 | 5.8882 | 5
72400 | 5.3 | 1 | 2019-12-31 | 2020-12-31 | 365 | 6.1981 | 6
72402 | 5.83 | 1 | 2019-12-31 | 2020-12-31 | 365 | 6.818 | 6
72405 | 5.035 | 1 | 2019-12-31 | 2020-12-31 | 365 | 5.8882 | 5
72406 | 4.77 | 1 | 2019-12-31 | 2020-12-31 | 365 | 5.5783 | 5
72407 | 3.71 | 1 | 2019-12-31 | 2020-12-31 | 365 | 4.3387 | 4
72409 | 6.095 | 1 | 2019-12-31 | 2020-12-31 | 365 | 7.1279 | 7
72410 | 5.035 | 1 | 2019-12-31 | 2020-12-31 | 365 | 5.8882 | 5
72413 | 9.275 | 1 | 2019-12-31 | 2020-12-31 | 365 | 10.8467 | 10
72414 | 7.95 | 1 | 2019-12-31 | 2020-12-31 | 365 | 9.2972 | 9
72416 | 3.9 | 0.8 | 2019-12-31 | 2020-12-31 | 365 | 3.6487 | 3
72417 | 6.6 | 0.8 | 2019-12-31 | 2020-12-31 | 365 | 6.1747 | 6
72419 | 4.675 | 0.8 | 2019-12-31 | 2020-12-31 | 365 | 4.3738 | 4
72715 | 23.925 | 0.8 | 2019-12-31 | 2020-12-31 | 365 | 22.3835 | 22
72549 | 17.49 | 1 | 2019-12-31 | 2020-12-31 | 365 | 20.4539 | 20
72714 | 13.435 | 0.8 | 2019-12-31 | 2020-12-31 | 365 | 12.5694 | 12
72731 | 12.8 | 0.8 | 2019-12-31 | 2020-12-31 | 365 | 11.9753 | 11
72575 | 12.259 | 0.8 | 2019-12-31 | 2020-12-31 | 365 | 11.4691 | 11
72667 | 12.16 | 0.8 | 2019-12-31 | 2020-12-31 | 365 | 11.3765 | 11
72676 | 11.88 | 0.8 | 2019-12-31 | 2020-12-31 | 365 | 11.1145 | 11
72681 | 11.4 | 0.8 | 2019-12-31 | 2020-12-31 | 365 | 10.6655 | 10
72668 | 11.285 | 0.8 | 2019-12-31 | 2020-12-31 | 365 | 10.5579 | 10
72198 | 4.86 | 1 | 2019-12-31 | 2020-12-31 | 365 | 5.6836 | 5
72207 | 10.98 | 0.8 | 2019-12-31 | 2020-12-31 | 365 | 10.2725 | 10
72253 | 5.83 | 1 | 2019-12-31 | 2020-12-31 | 365 | 6.818 | 6
72260 | 3.445 | 1 | 2019-12-31 | 2020-12-31 | 365 | 4.0288 | 4
72349 | 9.805 | 1 | 2019-12-31 | 2020-12-31 | 365 | 11.4666 | 11
72491 | 6.36 | 1 | 2019-12-31 | 2020-12-31 | 365 | 7.4378 | 7
72494 | 5.83 | 1 | 2019-12-31 | 2020-12-31 | 365 | 6.818 | 6
72495 | 8.745 | 1 | 2019-12-31 | 2020-12-31 | 365 | 10.2269 | 10
72496 | 5.565 | 1 | 2019-12-31 | 2020-12-31 | 365 | 6.508 | 6
72497 | 8.745 | 1 | 2019-12-31 | 2020-12-31 | 365 | 10.2269 | 10
72498 | 6.89 | 1 | 2019-12-31 | 2020-12-31 | 365 | 8.0576 | 8
72499 | 6.095 | 1 | 2019-12-31 | 2020-12-31 | 365 | 7.1279 | 7
72500 | 9.805 | 1 | 2019-12-31 | 2020-12-31 | 365 | 11.4666 | 11
72501 | 6.095 | 1 | 2019-12-31 | 2020-12-31 | 365 | 7.1279 | 7
72502 | 6.625 | 1 | 2019-12-31 | 2020-12-31 | 365 | 7.7477 | 7
72503 | 9.54 | 0.8 | 2019-12-31 | 2020-12-31 | 365 | 8.9253 | 8
72504 | 4.77 | 0.8 | 2019-12-31 | 2020-12-31 | 365 | 4.4627 | 4
72508 | 7.685 | 0.8 | 2019-12-31 | 2020-12-31 | 365 | 7.1898 | 7
72514 | 6.89 | 1 | 2019-12-31 | 2020-12-31 | 365 | 8.0576 | 8
72518 | 9.54 | 0.8 | 2019-12-31 | 2020-12-31 | 365 | 8.9253 | 8
72521 | 6.625 | 0.8 | 2019-12-31 | 2020-12-31 | 365 | 6.1981 | 6
72523 | 8.215 | 0.8 | 2019-12-31 | 2020-12-31 | 365 | 7.6857 | 7
72528 | 3.71 | 0.8 | 2019-12-31 | 2020-12-31 | 365 | 3.471 | 3
72403 | 9.01 | 1 | 2019-12-31 | 2020-12-31 | 365 | 10.5368 | 10
72534 | 9.805 | 0.8 | 2019-12-31 | 2020-12-31 | 365 | 9.1732 | 9
72550 | 7.42 | 0.8 | 2019-12-31 | 2020-12-31 | 365 | 6.9419 | 6
72551 | 9.275 | 0.8 | 2019-12-31 | 2020-12-31 | 365 | 8.6774 | 8
72554 | 9.805 | 0.8 | 2019-12-31 | 2020-12-31 | 365 | 9.1732 | 9
72556 | 8.48 | 0.8 | 2019-12-31 | 2020-12-31 | 365 | 7.9336 | 7
72557 | 7.42 | 0.8 | 2019-12-31 | 2020-12-31 | 365 | 6.9419 | 6
72559 | 5.565 | 0.8 | 2019-12-31 | 2020-12-31 | 365 | 5.2064 | 5
72560 | 7.42 | 0.8 | 2019-12-31 | 2020-12-31 | 365 | 6.9419 | 6
72562 | 7.155 | 0.8 | 2019-12-31 | 2020-12-31 | 365 | 6.694 | 6
72565 | 8.4 | 0.8 | 2019-12-31 | 2020-12-31 | 365 | 7.8588 | 7
72566 | 6.625 | 0.8 | 2019-12-31 | 2020-12-31 | 365 | 6.1981 | 6
72568 | 9.52 | 0.8 | 2019-12-31 | 2020-12-31 | 365 | 8.9066 | 8
72578 | 8.4 | 0.8 | 2019-12-31 | 2020-12-31 | 365 | 7.8588 | 7
72580 | 8.91 | 0.8 | 2019-12-31 | 2020-12-31 | 365 | 8.3359 | 8
72581 | 6.24 | 1 | 2019-12-31 | 2020-12-31 | 365 | 7.2974 | 7
72582 | 7.59 | 0.8 | 2019-12-31 | 2020-12-31 | 365 | 7.101 | 7
72586 | 5.22 | 0.8 | 2019-12-31 | 2020-12-31 | 365 | 4.8837 | 4
72614 | 6 | 0.8 | 2019-12-31 | 2020-12-31 | 365 | 5.6134 | 5
72615 | 6 | 0.8 | 2019-12-31 | 2020-12-31 | 365 | 5.6134 | 5
72616 | 9.69 | 0.8 | 2019-12-31 | 2020-12-31 | 365 | 9.0657 | 9
72617 | 4.8 | 0.8 | 2019-12-31 | 2020-12-31 | 365 | 4.4907 | 4
72618 | 9.86 | 0.8 | 2019-12-31 | 2020-12-31 | 365 | 9.2247 | 9
72619 | 8.12 | 0.8 | 2019-12-31 | 2020-12-31 | 365 | 7.5968 | 7
72622 | 7.2 | 0.8 | 2019-12-31 | 2020-12-31 | 365 | 6.7361 | 6
72623 | 4.875 | 0.8 | 2019-12-31 | 2020-12-31 | 365 | 4.5609 | 4
72624 | 9.18 | 0.8 | 2019-12-31 | 2020-12-31 | 365 | 8.5885 | 8
72625 | 7.59 | 0.8 | 2019-12-31 | 2020-12-31 | 365 | 7.101 | 7
72627 | 9.92 | 0.8 | 2019-12-31 | 2020-12-31 | 365 | 9.2808 | 9
72630 | 8.32 | 0.8 | 2019-12-31 | 2020-12-31 | 365 | 7.7839 | 7
72635 | 7.28 | 0.8 | 2019-12-31 | 2020-12-31 | 365 | 6.8109 | 6
72637 | 6.72 | 0.8 | 2019-12-31 | 2020-12-31 | 365 | 6.287 | 6
72640 | 7.5 | 0.8 | 2019-12-31 | 2020-12-31 | 365 | 7.0168 | 7
72641 | 7.41 | 0.8 | 2019-12-31 | 2020-12-31 | 365 | 6.9326 | 6
72644 | 3.92 | 0.8 | 2019-12-31 | 2020-12-31 | 365 | 3.6674 | 3
72650 | 6.6 | 0.8 | 2019-12-31 | 2020-12-31 | 365 | 6.1747 | 6
72651 | 10.89 | 0.8 | 2019-12-31 | 2020-12-31 | 365 | 10.1883 | 10
72652 | 11.16 | 0.8 | 2019-12-31 | 2020-12-31 | 365 | 10.4409 | 10
72653 | 3.24 | 0.8 | 2019-12-31 | 2020-12-31 | 365 | 3.0312 | 3
72655 | 2.24 | 0.8 | 2019-12-31 | 2020-12-31 | 365 | 2.0957 | 2
72666 | 7.2 | 0.8 | 2019-12-31 | 2020-12-31 | 365 | 6.7361 | 6
72670 | 3.45 | 0.8 | 2019-12-31 | 2020-12-31 | 365 | 3.2277 | 3
72671 | 7.8 | 0.8 | 2019-12-31 | 2020-12-31 | 365 | 7.2974 | 7
72672 | 6.9 | 0.8 | 2019-12-31 | 2020-12-31 | 365 | 6.4554 | 6
72673 | 3.18 | 0.8 | 2019-12-31 | 2020-12-31 | 365 | 2.9751 | 2
72674 | 4.5 | 0.8 | 2019-12-31 | 2020-12-31 | 365 | 4.2101 | 4
72675 | 4.8 | 0.8 | 2019-12-31 | 2020-12-31 | 365 | 4.4907 | 4
72679 | 9.24 | 0.8 | 2019-12-31 | 2020-12-31 | 365 | 8.6446 | 8
72680 | 8.28 | 0.8 | 2019-12-31 | 2020-12-31 | 365 | 7.7465 | 7
72684 | 6.6 | 0.8 | 2019-12-31 | 2020-12-31 | 365 | 6.1747 | 6
72686 | 5.6 | 0.8 | 2019-12-31 | 2020-12-31 | 365 | 5.2392 | 5
72687 | 7.2 | 0.8 | 2019-12-31 | 2020-12-31 | 365 | 6.7361 | 6
72692 | 7.245 | 0.8 | 2019-12-31 | 2020-12-31 | 365 | 6.7782 | 6
72693 | 7.8 | 0.8 | 2019-12-31 | 2020-12-31 | 365 | 7.2974 | 7
72694 | 8.04 | 0.8 | 2019-12-31 | 2020-12-31 | 365 | 7.522 | 7
72696 | 7.2 | 0.8 | 2019-12-31 | 2020-12-31 | 365 | 6.7361 | 6
72704 | 9.135 | 0.8 | 2019-12-31 | 2020-12-31 | 365 | 8.5464 | 8
72705 | 8.91 | 0.8 | 2019-12-31 | 2020-12-31 | 365 | 8.3359 | 8
72709 | 9.6 | 0.8 | 2019-12-31 | 2020-12-31 | 365 | 8.9815 | 8
72710 | 10.8 | 0.8 | 2019-12-31 | 2020-12-31 | 365 | 10.1041 | 10
72711 | 10.725 | 0.8 | 2019-12-31 | 2020-12-31 | 365 | 10.034 | 10
72713 | 9.135 | 0.8 | 2019-12-31 | 2020-12-31 | 365 | 8.5464 | 8
72725 | 9.6 | 0.8 | 2019-12-31 | 2020-12-31 | 365 | 8.9815 | 8
72726 | 8.215 | 0.8 | 2019-12-31 | 2020-12-31 | 365 | 7.6857 | 7
72727 | 8.64 | 0.8 | 2019-12-31 | 2020-12-31 | 365 | 8.0833 | 8
72729 | 7.26 | 0.8 | 2019-12-31 | 2020-12-31 | 365 | 6.7922 | 6
72730 | 5.88 | 0.8 | 2019-12-31 | 2020-12-31 | 365 | 5.5011 | 5
72778 | 13.5 | 0.8 | 2019-12-31 | 2020-12-31 | 365 | 12.6302 | 12
72779 | 8.7 | 0.8 | 2019-12-31 | 2020-12-31 | 365 | 8.1394 | 8
72781 | 9.9 | 0.8 | 2019-12-31 | 2020-12-31 | 365 | 9.2621 | 9
72782 | 8.1 | 0.8 | 2019-12-31 | 2020-12-31 | 365 | 7.5781 | 7
72847 | 6.6 | 0.8 | 2019-12-31 | 2020-12-31 | 365 | 6.1747 | 6
72283 | 6.36 | 1 | 2019-12-31 | 2020-12-31 | 365 | 7.4378 | 7
72284 | 3.18 | 1 | 2019-12-31 | 2020-12-31 | 365 | 3.7189 | 3
72510 | 4.77 | 0.8 | 2019-12-31 | 2020-12-31 | 365 | 4.4627 | 4
72138 | 6.75 | 0.8 | 2019-12-31 | 2020-12-31 | 365 | 6.3151 | 6
72191 | 8.96 | 0.8 | 2019-12-31 | 2020-12-31 | 365 | 8.3827 | 8
72114 | 7.2 | 0.8 | 2019-12-31 | 2020-12-31 | 365 | 6.7361 | 6
51269 | 6.54 | 1 | 2019-12-31 | 2020-12-31 | 365 | 7.6483 | 7
72024 | 13.2 | 1 | 2019-12-31 | 2020-12-31 | 365 | 15.4369 | 15
71671 | 10.26 | 1 | 2019-12-31 | 2020-12-31 | 365 | 11.9987 | 11
72940 | 9 | 0.8 | 2019-12-31 | 2020-12-31 | 365 | 8.4201 | 8
72941 | 12.72 | 0.8 | 2019-12-31 | 2020-12-31 | 365 | 11.9004 | 11
72942 | 9.9 | 0.8 | 2019-12-31 | 2020-12-31 | 365 | 9.2621 | 9
72689 | 14.64 | 0.8 | 2019-12-31 | 2020-12-31 | 365 | 13.6967 | 13
72944 | 10.56 | 0.8 | 2019-12-31 | 2020-12-31 | 365 | 9.8796 | 9
72949 | 10.385 | 0.8 | 2019-12-31 | 2020-12-31 | 365 | 9.7159 | 9
72950 | 24.75 | 0.8 | 2019-12-31 | 2020-12-31 | 365 | 23.1553 | 23
72951 | 4.2 | 0.8 | 2019-12-31 | 2020-12-31 | 365 | 3.9294 | 3
72952 | 13.44 | 0.8 | 2019-12-31 | 2020-12-31 | 365 | 12.574 | 12
72953 | 8.54 | 0.8 | 2019-12-31 | 2020-12-31 | 365 | 7.9898 | 7
72954 | 3.24 | 0.8 | 2019-12-31 | 2020-12-31 | 365 | 3.0312 | 3
72955 | 10.8 | 0.8 | 2019-12-31 | 2020-12-31 | 365 | 10.1041 | 10
72956 | 7 | 0.8 | 2019-12-31 | 2020-12-31 | 365 | 6.549 | 6
72957 | 11.88 | 0.8 | 2019-12-31 | 2020-12-31 | 365 | 11.1145 | 11
72958 | 8.96 | 0.8 | 2019-12-31 | 2020-12-31 | 365 | 8.3827 | 8
72959 | 11.055 | 0.8 | 2019-12-31 | 2020-12-31 | 365 | 10.3427 | 10
72960 | 5.32 | 0.8 | 2019-12-31 | 2020-12-31 | 365 | 4.9772 | 4
72961 | 7.28 | 0.8 | 2019-12-31 | 2020-12-31 | 365 | 6.8109 | 6
72962 | 10.395 | 0.8 | 2019-12-31 | 2020-12-31 | 365 | 9.7252 | 9
72963 | 7.4 | 0.8 | 2019-12-31 | 2020-12-31 | 365 | 6.9232 | 6
72965 | 7.26 | 0.8 | 2019-12-31 | 2020-12-31 | 365 | 6.7922 | 6
72966 | 4.32 | 0.8 | 2019-12-31 | 2020-12-31 | 365 | 4.0417 | 4
72967 | 13.2 | 0.8 | 2019-12-31 | 2020-12-31 | 365 | 12.3495 | 12
72968 | 7.68 | 0.8 | 2019-12-31 | 2020-12-31 | 365 | 7.1852 | 7
72969 | 5.12 | 0.8 | 2019-12-31 | 2020-12-31 | 365 | 4.7901 | 4
72970 | 11.4 | 0.8 | 2019-12-31 | 2020-12-31 | 365 | 10.6655 | 10
72971 | 9.6 | 0.8 | 2019-12-31 | 2020-12-31 | 365 | 8.9815 | 8
72972 | 3.64 | 0.8 | 2019-12-31 | 2020-12-31 | 365 | 3.4055 | 3
72973 | 6.72 | 0.8 | 2019-12-31 | 2020-12-31 | 365 | 6.287 | 6
72974 | 5.04 | 0.8 | 2019-12-31 | 2020-12-31 | 365 | 4.7153 | 4
72975 | 24.96 | 0.8 | 2019-12-31 | 2020-12-31 | 365 | 23.3518 | 23
72976 | 10.385 | 0.8 | 2019-12-31 | 2020-12-31 | 365 | 9.7159 | 9
72977 | 7.56 | 0.8 | 2019-12-31 | 2020-12-31 | 365 | 7.0729 | 7
72978 | 9.18 | 0.8 | 2019-12-31 | 2020-12-31 | 365 | 8.5885 | 8
72979 | 10.98 | 0.8 | 2019-12-31 | 2020-12-31 | 365 | 10.2725 | 10
72980 | 11 | 0.8 | 2019-12-31 | 2020-12-31 | 365 | 10.2912 | 10
72981 | 7.425 | 0.8 | 2019-12-31 | 2020-12-31 | 365 | 6.9466 | 6
72982 | 6.9 | 0.8 | 2019-12-31 | 2020-12-31 | 365 | 6.4554 | 6
72983 | 7.2 | 0.8 | 2019-12-31 | 2020-12-31 | 365 | 6.7361 | 6
72984 | 7.2 | 0.8 | 2019-12-31 | 2020-12-31 | 365 | 6.7361 | 6
72986 | 11 | 0.8 | 2019-12-31 | 2020-12-31 | 365 | 10.2912 | 10
72988 | 9.57 | 0.8 | 2019-12-31 | 2020-12-31 | 365 | 8.9534 | 8
72989 | 14.4 | 0.8 | 2019-12-31 | 2020-12-31 | 365 | 13.4722 | 13
72990 | 17.49 | 0.8 | 2019-12-31 | 2020-12-31 | 365 | 16.3631 | 16
72991 | 11 | 0.8 | 2019-12-31 | 2020-12-31 | 365 | 10.2912 | 10
72992 | 7.93 | 0.8 | 2019-12-31 | 2020-12-31 | 365 | 7.4191 | 7
72993 | 8.96 | 0.8 | 2019-12-31 | 2020-12-31 | 365 | 8.3827 | 8
72994 | 3.36 | 0.8 | 2019-12-31 | 2020-12-31 | 365 | 3.1435 | 3
72995 | 5.355 | 0.8 | 2019-12-31 | 2020-12-31 | 365 | 5.01 | 5
72996 | 5.04 | 0.8 | 2019-12-31 | 2020-12-31 | 365 | 4.7153 | 4
72997 | 7.84 | 0.8 | 2019-12-31 | 2020-12-31 | 365 | 7.3349 | 7
72998 | 7.56 | 0.8 | 2019-12-31 | 2020-12-31 | 365 | 7.0729 | 7
72999 | 4.48 | 0.8 | 2019-12-31 | 2020-12-31 | 365 | 4.1913 | 4
73000 | 7.5 | 0.8 | 2019-12-31 | 2020-12-31 | 365 | 7.0168 | 7
73001 | 10.98 | 0.8 | 2019-12-31 | 2020-12-31 | 365 | 10.2725 | 10
73002 | 5.88 | 0.8 | 2019-12-31 | 2020-12-31 | 365 | 5.5011 | 5
73003 | 12 | 0.8 | 2019-12-31 | 2020-12-31 | 365 | 11.2268 | 11
73004 | 7 | 0.8 | 2019-12-31 | 2020-12-31 | 365 | 6.549 | 6
73005 | 11.4 | 0.8 | 2019-12-31 | 2020-12-31 | 365 | 10.6655 | 10
73006 | 5.4 | 0.8 | 2019-12-31 | 2020-12-31 | 365 | 5.0521 | 5
73007 | 9.24 | 0.8 | 2019-12-31 | 2020-12-31 | 365 | 8.6446 | 8
73013 | 5.04 | 0.8 | 2019-12-31 | 2020-12-31 | 365 | 4.7153 | 4
73014 | 11.88 | 0.8 | 2019-12-31 | 2020-12-31 | 365 | 11.1145 | 11
73015 | 4.48 | 0.8 | 2019-12-31 | 2020-12-31 | 365 | 4.1913 | 4
73020 | 5.32 | 0.8 | 2019-12-31 | 2020-12-31 | 365 | 4.9772 | 4
73024 | 3.96 | 0.8 | 2019-12-31 | 2020-12-31 | 365 | 3.7048 | 3
73029 | 4.76 | 0.8 | 2019-12-31 | 2020-12-31 | 365 | 4.4533 | 4
73030 | 5.04 | 0.8 | 2019-12-31 | 2020-12-31 | 365 | 4.7153 | 4
73031 | 6.72 | 0.8 | 2019-12-31 | 2020-12-31 | 365 | 6.287 | 6
70664 | 6.3 | 1 | 2019-12-31 | 2020-12-31 | 365 | 7.3676 | 7
71519 | 11.1 | 0.8 | 2019-12-31 | 2020-12-31 | 365 | 10.3848 | 10
72695 | 13.8 | 0.8 | 2019-12-31 | 2020-12-31 | 365 | 12.9108 | 12
73032 | 11.05 | 0.8 | 2019-12-31 | 2020-12-31 | 365 | 10.338 | 10
73033 | 13.545 | 0.8 | 2019-12-31 | 2020-12-31 | 365 | 12.6723 | 12
73037 | 5.88 | 0.8 | 2019-12-31 | 2020-12-31 | 365 | 5.5011 | 5
73038 | 7.84 | 0.8 | 2019-12-31 | 2020-12-31 | 365 | 7.3349 | 7
73039 | 13.92 | 0.8 | 2019-12-31 | 2020-12-31 | 365 | 13.0231 | 13
73040 | 13.25 | 1 | 2019-12-31 | 2020-12-31 | 365 | 15.4953 | 15
73041 | 4.675 | 0.8 | 2019-12-31 | 2020-12-31 | 365 | 4.3738 | 4
73042 | 5.775 | 0.8 | 2019-12-31 | 2020-12-31 | 365 | 5.4029 | 5
73043 | 7.15 | 0.8 | 2019-12-31 | 2020-12-31 | 365 | 6.6893 | 6
73044 | 6.6 | 0.8 | 2019-12-31 | 2020-12-31 | 365 | 6.1747 | 6
73045 | 5.76 | 0.8 | 2019-12-31 | 2020-12-31 | 365 | 5.3889 | 5
73046 | 5.04 | 0.8 | 2019-12-31 | 2020-12-31 | 365 | 4.7153 | 4
73047 | 6.16 | 0.8 | 2019-12-31 | 2020-12-31 | 365 | 5.7631 | 5
73050 | 5.76 | 0.8 | 2019-12-31 | 2020-12-31 | 365 | 5.3889 | 5
73052 | 10.37 | 0.8 | 2019-12-31 | 2020-12-31 | 365 | 9.7018 | 9
73053 | 3.36 | 0.8 | 2019-12-31 | 2020-12-31 | 365 | 3.1435 | 3
73054 | 6.54 | 0.8 | 2019-12-31 | 2020-12-31 | 365 | 6.1186 | 6
73055 | 8.8 | 0.8 | 2019-12-31 | 2020-12-31 | 365 | 8.233 | 8
73057 | 4.5 | 0.8 | 2019-12-31 | 2020-12-31 | 365 | 4.2101 | 4
72646 | 12.96 | 0.8 | 2019-12-31 | 2020-12-31 | 365 | 12.125 | 12
72348 | 7.95 | 1 | 2019-12-31 | 2020-12-31 | 365 | 9.2972 | 9
72415 | 4.62 | 0.8 | 2019-12-31 | 2020-12-31 | 365 | 4.3223 | 4
70812 | 8.775 | 0.8 | 2019-12-31 | 2020-12-31 | 365 | 8.2096 | 8
73061 | 4.2 | 0.8 | 2019-12-31 | 2020-12-31 | 365 | 3.9294 | 3
73062 | 4.2 | 0.8 | 2019-12-31 | 2020-12-31 | 365 | 3.9294 | 3
73063 | 2.56 | 0.8 | 2019-12-31 | 2020-12-31 | 365 | 2.3951 | 2
73064 | 8.37 | 0.8 | 2019-12-31 | 2020-12-31 | 365 | 7.8307 | 7
73065 | 8.1 | 0.8 | 2019-12-31 | 2020-12-31 | 365 | 7.5781 | 7
73066 | 7.15 | 0.8 | 2019-12-31 | 2020-12-31 | 365 | 6.6893 | 6
73067 | 10.23 | 0.8 | 2019-12-31 | 2020-12-31 | 365 | 9.5709 | 9
73068 | 5.4 | 0.8 | 2019-12-31 | 2020-12-31 | 365 | 5.0521 | 5
73071 | 5.5 | 0.8 | 2019-12-31 | 2020-12-31 | 365 | 5.1456 | 5
73089 | 7.395 | 0.8 | 2019-12-31 | 2020-12-31 | 365 | 6.9185 | 6
73086 | 9.9 | 0.8 | 2019-12-31 | 2020-12-31 | 365 | 9.2621 | 9
73090 | 13.26 | 0.8 | 2019-12-31 | 2020-12-31 | 365 | 12.4056 | 12
73091 | 13.44 | 0.8 | 2019-12-31 | 2020-12-31 | 365 | 12.574 | 12
73092 | 12.8 | 0.8 | 2019-12-31 | 2020-12-31 | 365 | 11.9753 | 11
73093 | 12.16 | 0.8 | 2019-12-31 | 2020-12-31 | 365 | 11.3765 | 11
73094 | 6.6 | 0.8 | 2019-12-31 | 2020-12-31 | 365 | 6.1747 | 6
73095 | 7.2 | 0.8 | 2019-12-31 | 2020-12-31 | 365 | 6.7361 | 6
73097 | 7.2 | 0.8 | 2019-12-31 | 2020-12-31 | 365 | 6.7361 | 6
73098 | 14.49 | 0.8 | 2019-12-31 | 2020-12-31 | 365 | 13.5564 | 13
73099 | 5.355 | 0.8 | 2019-12-31 | 2020-12-31 | 365 | 5.01 | 5
73101 | 7.15 | 0.8 | 2019-12-31 | 2020-12-31 | 365 | 6.6893 | 6
73102 | 4.2 | 0.8 | 2019-12-31 | 2020-12-31 | 365 | 3.9294 | 3
73103 | 4.2 | 0.8 | 2019-12-31 | 2020-12-31 | 365 | 3.9294 | 3
73105 | 4.2 | 0.8 | 2019-12-31 | 2020-12-31 | 365 | 3.9294 | 3
73138 | 12.435 | 0.8 | 2019-12-31 | 2020-12-31 | 365 | 11.6338 | 11
73139 | 24.42 | 0.8 | 2019-12-31 | 2020-12-31 | 365 | 22.8466 | 22
73141 | 3.35 | 0.8 | 2019-12-31 | 2020-12-31 | 365 | 3.1342 | 3
73142 | 4.76 | 0.8 | 2019-12-31 | 2020-12-31 | 365 | 4.4533 | 4
73143 | 8.64 | 0.8 | 2019-12-31 | 2020-12-31 | 365 | 8.0833 | 8
73146 | 12.21 | 0.8 | 2019-12-31 | 2020-12-31 | 365 | 11.4233 | 11
73147 | 3.78 | 1 | 2019-12-31 | 2020-12-31 | 365 | 4.4206 | 4
73149 | 10.08 | 0.8 | 2019-12-31 | 2020-12-31 | 365 | 9.4305 | 9
73150 | 3 | 0.8 | 2019-12-31 | 2020-12-31 | 365 | 2.8067 | 2
73151 | 7.875 | 0.8 | 2019-12-31 | 2020-12-31 | 365 | 7.3676 | 7
73153 | 9.38 | 0.8 | 2019-12-31 | 2020-12-31 | 365 | 8.7756 | 8
73154 | 11.16 | 0.8 | 2019-12-31 | 2020-12-31 | 365 | 10.4409 | 10
73161 | 8.64 | 0.8 | 2019-12-31 | 2020-12-31 | 365 | 8.0833 | 8
73163 | 6.09 | 0.8 | 2019-12-31 | 2020-12-31 | 365 | 5.6976 | 5
73166 | 8.71 | 0.8 | 2019-12-31 | 2020-12-31 | 365 | 8.1488 | 8
73168 | 7.2 | 0.8 | 2019-12-31 | 2020-12-31 | 365 | 6.7361 | 6
73169 | 12.21 | 0.8 | 2019-12-31 | 2020-12-31 | 365 | 11.4233 | 11
73170 | 7.2 | 0.8 | 2019-12-31 | 2020-12-31 | 365 | 6.7361 | 6
73171 | 7.26 | 0.8 | 2019-12-31 | 2020-12-31 | 365 | 6.7922 | 6
73174 | 7.935 | 0.8 | 2019-12-31 | 2020-12-31 | 365 | 7.4237 | 7
73176 | 5.4 | 0.8 | 2019-12-31 | 2020-12-31 | 365 | 5.0521 | 5
73177 | 8.4 | 0.8 | 2019-12-31 | 2020-12-31 | 365 | 7.8588 | 7
73178 | 6.21 | 0.8 | 2019-12-31 | 2020-12-31 | 365 | 5.8099 | 5
73179 | 7.2 | 0.8 | 2019-12-31 | 2020-12-31 | 365 | 6.7361 | 6
73180 | 6.6 | 0.8 | 2019-12-31 | 2020-12-31 | 365 | 6.1747 | 6
73181 | 6 | 0.8 | 2019-12-31 | 2020-12-31 | 365 | 5.6134 | 5
73183 | 9.28 | 0.8 | 2019-12-31 | 2020-12-31 | 365 | 8.6821 | 8
73188 | 10.08 | 0.8 | 2019-12-31 | 2020-12-31 | 365 | 9.4305 | 9
73240 | 7.44 | 0.8 | 2019-12-31 | 2020-12-31 | 365 | 6.9606 | 6
73241 | 6.7 | 0.8 | 2019-12-31 | 2020-12-31 | 365 | 6.2683 | 6
73242 | 3.92 | 0.8 | 2019-12-31 | 2020-12-31 | 365 | 3.6674 | 3
73243 | 4.32 | 0.8 | 2019-12-31 | 2020-12-31 | 365 | 4.0417 | 4
73249 | 11.34 | 0.8 | 2019-12-31 | 2020-12-31 | 365 | 10.6093 | 10
73250 | 5.4 | 0.8 | 2019-12-31 | 2020-12-31 | 365 | 5.0521 | 5
73251 | 6.72 | 0.8 | 2019-12-31 | 2020-12-31 | 365 | 6.287 | 6
73252 | 8.1 | 0.8 | 2019-12-31 | 2020-12-31 | 365 | 7.5781 | 7
73253 | 9.24 | 0.8 | 2019-12-31 | 2020-12-31 | 365 | 8.6446 | 8
73254 | 13.44 | 0.8 | 2019-12-31 | 2020-12-31 | 365 | 12.574 | 12
73255 | 13.2 | 0.8 | 2019-12-31 | 2020-12-31 | 365 | 12.3495 | 12
73256 | 10.24 | 0.8 | 2019-12-31 | 2020-12-31 | 365 | 9.5802 | 9
73257 | 5.565 | 0.8 | 2019-12-31 | 2020-12-31 | 365 | 5.2064 | 5
73258 | 9.805 | 0.8 | 2019-12-31 | 2020-12-31 | 365 | 9.1732 | 9
73259 | 4.2 | 0.8 | 2019-12-31 | 2020-12-31 | 365 | 3.9294 | 3
73260 | 6.21 | 0.8 | 2019-12-31 | 2020-12-31 | 365 | 5.8099 | 5
73261 | 7.84 | 0.8 | 2019-12-31 | 2020-12-31 | 365 | 7.3349 | 7
73262 | 11.76 | 0.8 | 2019-12-31 | 2020-12-31 | 365 | 11.0023 | 11
73263 | 7.68 | 0.8 | 2019-12-31 | 2020-12-31 | 365 | 7.1852 | 7
73264 | 9.455 | 0.8 | 2019-12-31 | 2020-12-31 | 365 | 8.8458 | 8
73265 | 4.725 | 0.8 | 2019-12-31 | 2020-12-31 | 365 | 4.4206 | 4
73268 | 9.805 | 0.8 | 2019-12-31 | 2020-12-31 | 365 | 9.1732 | 9
73269 | 10.92 | 0.8 | 2019-12-31 | 2020-12-31 | 365 | 10.2164 | 10
73270 | 8.99 | 0.8 | 2019-12-31 | 2020-12-31 | 365 | 8.4108 | 8
73271 | 7.28 | 0.8 | 2019-12-31 | 2020-12-31 | 365 | 6.8109 | 6
73272 | 6.625 | 0.8 | 2019-12-31 | 2020-12-31 | 365 | 6.1981 | 6
73273 | 9.52 | 0.8 | 2019-12-31 | 2020-12-31 | 365 | 8.9066 | 8
73274 | 5.32 | 0.8 | 2019-12-31 | 2020-12-31 | 365 | 4.9772 | 4
73275 | 9.28 | 0.8 | 2019-12-31 | 2020-12-31 | 365 | 8.6821 | 8
73276 | 7.28 | 0.8 | 2019-12-31 | 2020-12-31 | 365 | 6.8109 | 6
73277 | 4.35 | 0.8 | 2019-12-31 | 2020-12-31 | 365 | 4.0697 | 4
73278 | 11.34 | 0.8 | 2019-12-31 | 2020-12-31 | 365 | 10.6093 | 10
73289 | 4.48 | 0.8 | 2019-12-31 | 2020-12-31 | 365 | 4.1913 | 4
73291 | 13.44 | 0.8 | 2019-12-31 | 2020-12-31 | 365 | 12.574 | 12
73292 | 3.08 | 0.8 | 2019-12-31 | 2020-12-31 | 365 | 2.8815 | 2
73295 | 3.84 | 0.8 | 2019-12-31 | 2020-12-31 | 365 | 3.5926 | 3
73297 | 5.695 | 0.8 | 2019-12-31 | 2020-12-31 | 365 | 5.3281 | 5
73298 | 13.68 | 0.8 | 2019-12-31 | 2020-12-31 | 365 | 12.7986 | 12
43452 | 7.848 | 0.8 | 2019-12-31 | 2020-12-31 | 365 | 7.3423 | 7
73266 | 8.7 | 0.8 | 2019-12-31 | 2020-12-31 | 365 | 8.1394 | 8
73336 | 5.13 | 0.8 | 2019-12-31 | 2020-12-31 | 365 | 4.7995 | 4
73339 | 5.76 | 0.8 | 2019-12-31 | 2020-12-31 | 365 | 5.3889 | 5
73340 | 11.16 | 0.8 | 2019-12-31 | 2020-12-31 | 365 | 10.4409 | 10
73341 | 9.9 | 0.8 | 2019-12-31 | 2020-12-31 | 365 | 9.2621 | 9
73342 | 6.03 | 0.8 | 2019-12-31 | 2020-12-31 | 365 | 5.6415 | 5
73344 | 6.3 | 0.8 | 2019-12-31 | 2020-12-31 | 365 | 5.8941 | 5
73267 | 11.07 | 0.8 | 2019-12-31 | 2020-12-31 | 365 | 10.3567 | 10
73481 | 2.56 | 0.8 | 2019-12-31 | 2020-12-31 | 365 | 2.3951 | 2
73485 | 5.04 | 0.8 | 2019-12-31 | 2020-12-31 | 365 | 4.7153 | 4
73160 | 9.6 | 0.8 | 2019-12-31 | 2020-12-31 | 365 | 8.9815 | 8
73486 | 9.24 | 0.8 | 2019-12-31 | 2020-12-31 | 365 | 8.6446 | 8
73488 | 11.55 | 0.8 | 2019-12-31 | 2020-12-31 | 365 | 10.8058 | 10
73489 | 6.825 | 0.8 | 2019-12-31 | 2020-12-31 | 365 | 6.3853 | 6
73492 | 3.05 | 0.8 | 2019-12-31 | 2020-12-31 | 365 | 2.8535 | 2
73495 | 6.24 | 1 | 2019-12-31 | 2020-12-31 | 365 | 7.2974 | 7
73497 | 9.45 | 1 | 2019-12-31 | 2020-12-31 | 365 | 11.0514 | 11
72678 | 10.44 | 0.8 | 2019-12-31 | 2020-12-31 | 365 | 9.7673 | 9
35294 | 574.2 | 0.7 | 2019-12-31 | 2020-12-31 | 365 | 470.0528 | 470
73520 | 10.725 | 0.8 | 2019-12-31 | 2020-12-31 | 365 | 10.034 | 10
73521 | 9.15 | 0.8 | 2019-12-31 | 2020-12-31 | 365 | 8.5604 | 8
73522 | 13.2 | 0.8 | 2019-12-31 | 2020-12-31 | 365 | 12.3495 | 12
73523 | 3.36 | 0.8 | 2019-12-31 | 2020-12-31 | 365 | 3.1435 | 3
73525 | 6.825 | 0.8 | 2019-12-31 | 2020-12-31 | 365 | 6.3853 | 6
73526 | 9.3 | 0.8 | 2019-12-31 | 2020-12-31 | 365 | 8.7008 | 8
73533 | 12.3 | 0.8 | 2019-12-31 | 2020-12-31 | 365 | 11.5075 | 11
73534 | 5.94 | 0.8 | 2019-12-31 | 2020-12-31 | 365 | 5.5573 | 5
73536 | 4.88 | 0.8 | 2019-12-31 | 2020-12-31 | 365 | 4.5656 | 4
73540 | 6.03 | 0.8 | 2019-12-31 | 2020-12-31 | 365 | 5.6415 | 5
73542 | 8.1 | 0.8 | 2019-12-31 | 2020-12-31 | 365 | 7.5781 | 7
73547 | 10.065 | 0.8 | 2019-12-31 | 2020-12-31 | 365 | 9.4165 | 9
72124 | 8.84 | 0.8 | 2019-12-31 | 2020-12-31 | 365 | 8.2704 | 8
73559 | 7.68 | 0.8 | 2019-12-31 | 2020-12-31 | 365 | 7.1852 | 7
73561 | 8.625 | 0.8 | 2019-12-31 | 2020-12-31 | 365 | 8.0693 | 8
73565 | 9.9 | 0.8 | 2019-12-31 | 2020-12-31 | 365 | 9.2621 | 9
73569 | 7.7 | 0.8 | 2019-12-31 | 2020-12-31 | 365 | 7.2039 | 7
73571 | 8.235 | 0.8 | 2019-12-31 | 2020-12-31 | 365 | 7.7044 | 7
73564 | 11.4 | 0.8 | 2019-12-31 | 2020-12-31 | 365 | 10.6655 | 10
73575 | 4.05 | 0.8 | 2019-12-31 | 2020-12-31 | 365 | 3.7891 | 3
73580 | 4.32 | 0.8 | 2019-12-31 | 2020-12-31 | 365 | 4.0417 | 4
73581 | 7.25 | 0.8 | 2019-12-31 | 2020-12-31 | 365 | 6.7829 | 6
73586 | 3.3 | 0.8 | 2019-12-31 | 2020-12-31 | 365 | 3.0874 | 3
73587 | 12.375 | 0.8 | 2019-12-31 | 2020-12-31 | 365 | 11.5777 | 11
73588 | 7.425 | 0.8 | 2019-12-31 | 2020-12-31 | 365 | 6.9466 | 6
73590 | 5.44 | 0.8 | 2019-12-31 | 2020-12-31 | 365 | 5.0895 | 5
73593 | 8.4 | 0.8 | 2019-12-31 | 2020-12-31 | 365 | 7.8588 | 7
73738 | 8.7 | 0.8 | 2019-12-31 | 2020-12-31 | 365 | 8.1394 | 8
73739 | 7.68 | 1 | 2019-12-31 | 2020-12-31 | 365 | 8.9815 | 8
73741 | 6.4 | 0.8 | 2019-12-31 | 2020-12-31 | 365 | 5.9876 | 5
73742 | 12 | 0.8 | 2019-12-31 | 2020-12-31 | 365 | 11.2268 | 11
73743 | 14.28 | 0.8 | 2019-12-31 | 2020-12-31 | 365 | 13.3599 | 13
73744 | 21.28 | 0.8 | 2019-12-31 | 2020-12-31 | 365 | 19.9089 | 19
73745 | 4.86 | 0.8 | 2019-12-31 | 2020-12-31 | 365 | 4.5469 | 4
63513 | 176.205 | 0.9 | 2019-12-31 | 2020-12-31 | 365 | 185.4582 | 185
72780 | 24.64 | 0.8 | 2019-12-31 | 2020-12-31 | 365 | 23.0524 | 23
73104 | 8.68 | 0.8 | 2019-12-31 | 2020-12-31 | 365 | 8.1207 | 8
72574 | 10.395 | 0.8 | 2019-12-31 | 2020-12-31 | 365 | 9.7252 | 9
65280 | 69.68 | 0.65 | 2019-12-31 | 2020-12-31 | 365 | 52.9672 | 52
73740 | 10.8 | 0.8 | 2019-12-31 | 2020-12-31 | 365 | 10.1041 | 10
72698 | 7.2 | 0.8 | 2019-12-31 | 2020-12-31 | 365 | 6.7361 | 6
73759 | 11.1 | 0.8 | 2019-12-31 | 2020-12-31 | 365 | 10.3848 | 10
73775 | 4.32 | 0.8 | 2019-12-31 | 2020-12-31 | 365 | 4.0417 | 4
72690 | 5.355 | 0.8 | 2019-12-31 | 2020-12-31 | 365 | 5.01 | 5
73776 | 13.44 | 0.8 | 2019-12-31 | 2020-12-31 | 365 | 12.574 | 12
73778 | 15 | 0.8 | 2019-12-31 | 2020-12-31 | 365 | 14.0335 | 14
73782 | 7.02 | 0.8 | 2019-12-31 | 2020-12-31 | 365 | 6.5677 | 6
73784 | 9.72 | 0.8 | 2019-12-31 | 2020-12-31 | 365 | 9.0937 | 9
73787 | 7.5 | 0.8 | 2019-12-31 | 2020-12-31 | 365 | 7.0168 | 7
73789 | 8.64 | 0.8 | 2019-12-31 | 2020-12-31 | 365 | 8.0833 | 8
73791 | 10.8 | 0.8 | 2019-12-31 | 2020-12-31 | 365 | 10.1041 | 10
73792 | 8.32 | 0.8 | 2019-12-31 | 2020-12-31 | 365 | 7.7839 | 7
73764 | 6.05 | 0.8 | 2019-12-31 | 2020-12-31 | 365 | 5.6602 | 5
73766 | 5.7 | 0.8 | 2019-12-31 | 2020-12-31 | 365 | 5.3327 | 5
73795 | 8.54 | 0.8 | 2019-12-31 | 2020-12-31 | 365 | 7.9898 | 7
73768 | 11.4 | 0.8 | 2019-12-31 | 2020-12-31 | 365 | 10.6655 | 10
73797 | 17.6 | 0.8 | 2019-12-31 | 2020-12-31 | 365 | 16.466 | 16
73801 | 23.1 | 0.8 | 2019-12-31 | 2020-12-31 | 365 | 21.6116 | 21
73806 | 7.68 | 0.8 | 2019-12-31 | 2020-12-31 | 365 | 7.1852 | 7
73809 | 11.52 | 0.8 | 2019-12-31 | 2020-12-31 | 365 | 10.7777 | 10
73812 | 11.34 | 0.8 | 2019-12-31 | 2020-12-31 | 365 | 10.6093 | 10
73814 | 8.32 | 0.8 | 2019-12-31 | 2020-12-31 | 365 | 7.7839 | 7
73816 | 10.4 | 0.8 | 2019-12-31 | 2020-12-31 | 365 | 9.7299 | 9
73817 | 7.2 | 0.8 | 2019-12-31 | 2020-12-31 | 365 | 6.7361 | 6
73820 | 8.28 | 0.8 | 2019-12-31 | 2020-12-31 | 365 | 7.7465 | 7
73823 | 10.56 | 0.8 | 2019-12-31 | 2020-12-31 | 365 | 9.8796 | 9
69184 | 4.725 | 0.8 | 2019-12-31 | 2020-12-31 | 365 | 4.4206 | 4
70728 | 4.68 | 0.8 | 2019-12-31 | 2020-12-31 | 365 | 4.3785 | 4
73826 | 3.6 | 0.8 | 2019-12-31 | 2020-12-31 | 365 | 3.368 | 3
73830 | 2.7 | 0.8 | 2019-12-31 | 2020-12-31 | 365 | 2.526 | 2
73831 | 4.16 | 0.8 | 2019-12-31 | 2020-12-31 | 365 | 3.892 | 3
73832 | 6.12 | 0.8 | 2019-12-31 | 2020-12-31 | 365 | 5.7257 | 5
73833 | 5.04 | 0.8 | 2019-12-31 | 2020-12-31 | 365 | 4.7153 | 4
73834 | 10.72 | 0.8 | 2019-12-31 | 2020-12-31 | 365 | 10.0293 | 10
73836 | 17.28 | 0.8 | 2019-12-31 | 2020-12-31 | 365 | 16.1666 | 16
73839 | 8.64 | 0.8 | 2019-12-31 | 2020-12-31 | 365 | 8.0833 | 8
73843 | 6.6 | 0.8 | 2019-12-31 | 2020-12-31 | 365 | 6.1747 | 6
73844 | 6.48 | 0.8 | 2019-12-31 | 2020-12-31 | 365 | 6.0625 | 6
73845 | 7.36 | 0.8 | 2019-12-31 | 2020-12-31 | 365 | 6.8858 | 6
73846 | 19.2 | 0.8 | 2019-12-31 | 2020-12-31 | 365 | 17.9629 | 17
73847 | 9.24 | 0.8 | 2019-12-31 | 2020-12-31 | 365 | 8.6446 | 8
73848 | 8.1 | 0.8 | 2019-12-31 | 2020-12-31 | 365 | 7.5781 | 7
73850 | 12.96 | 0.8 | 2019-12-31 | 2020-12-31 | 365 | 12.125 | 12
73851 | 5.94 | 0.8 | 2019-12-31 | 2020-12-31 | 365 | 5.5573 | 5
73852 | 10.35 | 0.8 | 2019-12-31 | 2020-12-31 | 365 | 9.6831 | 9
73860 | 6.72 | 0.8 | 2019-12-31 | 2020-12-31 | 365 | 6.287 | 6
73862 | 6.48 | 0.8 | 2019-12-31 | 2020-12-31 | 365 | 6.0625 | 6
73864 | 13.25 | 0.8 | 2019-12-31 | 2020-12-31 | 365 | 12.3963 | 12
73867 | 14.52 | 0.8 | 2019-12-31 | 2020-12-31 | 365 | 13.5844 | 13
73873 | 3.51 | 0.8 | 2019-12-31 | 2020-12-31 | 365 | 3.2838 | 3
73874 | 9.275 | 0.8 | 2019-12-31 | 2020-12-31 | 365 | 8.6774 | 8
73875 | 5.94 | 0.8 | 2019-12-31 | 2020-12-31 | 365 | 5.5573 | 5
73891 | 9.075 | 0.8 | 2019-12-31 | 2020-12-31 | 365 | 8.4903 | 8
73894 | 3.71 | 0.8 | 2019-12-31 | 2020-12-31 | 365 | 3.471 | 3
73895 | 12.54 | 0.8 | 2019-12-31 | 2020-12-31 | 365 | 11.732 | 11
73902 | 11.84 | 0.8 | 2019-12-31 | 2020-12-31 | 365 | 11.0771 | 11
73903 | 12.87 | 0.8 | 2019-12-31 | 2020-12-31 | 365 | 12.0408 | 12
73904 | 7.92 | 0.8 | 2019-12-31 | 2020-12-31 | 365 | 7.4097 | 7
73905 | 10.8 | 0.8 | 2019-12-31 | 2020-12-31 | 365 | 10.1041 | 10
73906 | 6.93 | 0.8 | 2019-12-31 | 2020-12-31 | 365 | 6.4835 | 6
73919 | 3.3 | 0.8 | 2019-12-31 | 2020-12-31 | 365 | 3.0874 | 3
73920 | 11.06 | 0.8 | 2019-12-31 | 2020-12-31 | 365 | 10.3474 | 10
64965 | 135 | 0.7 | 2019-12-31 | 2020-12-31 | 365 | 110.514 | 110
73773 | 7.15 | 0.8 | 2019-12-31 | 2020-12-31 | 365 | 6.6893 | 6
73790 | 3.15 | 0.8 | 2019-12-31 | 2020-12-31 | 365 | 2.947 | 2
73815 | 6 | 0.8 | 2019-12-31 | 2020-12-31 | 365 | 5.6134 | 5
73819 | 6 | 0.8 | 2019-12-31 | 2020-12-31 | 365 | 5.6134 | 5
73871 | 6.6 | 0.8 | 2019-12-31 | 2020-12-31 | 365 | 6.1747 | 6
73493 | 7.2 | 0.8 | 2019-12-31 | 2020-12-31 | 365 | 6.7361 | 6
73343 | 5.7 | 0.8 | 2019-12-31 | 2020-12-31 | 365 | 5.3327 | 5
67488 | 10.92 | 1 | 2019-12-31 | 2020-12-31 | 365 | 12.7705 | 12
72669 | 8.505 | 0.8 | 2019-12-31 | 2020-12-31 | 365 | 7.957 | 7
72621 | 6.72 | 0.8 | 2019-12-31 | 2020-12-31 | 365 | 6.287 | 6
73956 | 7.695 | 0.8 | 2019-12-31 | 2020-12-31 | 365 | 7.1992 | 7
72964 | 4.8 | 0.8 | 2019-12-31 | 2020-12-31 | 365 | 4.4907 | 4
71713 | 13.68 | 0.8 | 2019-12-31 | 2020-12-31 | 365 | 12.7986 | 12
73034 | 10.395 | 0.8 | 2019-12-31 | 2020-12-31 | 365 | 9.7252 | 9
74009 | 9.75 | 0.8 | 2019-12-31 | 2020-12-31 | 365 | 9.1218 | 9
74011 | 15.84 | 0.8 | 2019-12-31 | 2020-12-31 | 365 | 14.8194 | 14
74013 | 6.12 | 0.8 | 2019-12-31 | 2020-12-31 | 365 | 5.7257 | 5
44256 | 63 | 1 | 2019-12-31 | 2020-12-31 | 365 | 73.676 | 73
74072 | 10.385 | 0.8 | 2019-12-31 | 2020-12-31 | 365 | 9.7159 | 9
74073 | 8.71 | 0.8 | 2019-12-31 | 2020-12-31 | 365 | 8.1488 | 8
74077 | 6.6 | 0.8 | 2019-12-31 | 2020-12-31 | 365 | 6.1747 | 6
74079 | 7.84 | 0.8 | 2019-12-31 | 2020-12-31 | 365 | 7.3349 | 7
74080 | 3.9 | 0.8 | 2019-12-31 | 2020-12-31 | 365 | 3.6487 | 3
74081 | 4.76 | 0.8 | 2019-12-31 | 2020-12-31 | 365 | 4.4533 | 4
73338 | 7.56 | 0.8 | 2019-12-31 | 2020-12-31 | 365 | 7.0729 | 7
73950 | 7.84 | 0.8 | 2019-12-31 | 2020-12-31 | 365 | 7.3349 | 7
74075 | 5.12 | 0.8 | 2019-12-31 | 2020-12-31 | 365 | 4.7901 | 4
74078 | 12.69 | 0.8 | 2019-12-31 | 2020-12-31 | 365 | 11.8724 | 11
73578 | 5.2 | 1 | 2019-12-31 | 2020-12-31 | 365 | 6.0812 | 6
74128 | 12.915 | 0.8 | 2019-12-31 | 2020-12-31 | 365 | 12.0829 | 12
72987 | 9.28 | 0.8 | 2019-12-31 | 2020-12-31 | 365 | 8.6821 | 8
74176 | 14.4 | 0.8 | 2019-12-31 | 2020-12-31 | 365 | 13.4722 | 13
74178 | 10.2 | 0.8 | 2019-12-31 | 2020-12-31 | 365 | 9.5428 | 9
74182 | 6.12 | 1 | 2019-12-31 | 2020-12-31 | 365 | 7.1571 | 7
74183 | 9.99 | 0.8 | 2019-12-31 | 2020-12-31 | 365 | 9.3463 | 9
74188 | 10.8 | 0.8 | 2019-12-31 | 2020-12-31 | 365 | 10.1041 | 10
74189 | 11.655 | 0.8 | 2019-12-31 | 2020-12-31 | 365 | 10.904 | 10
74190 | 5.28 | 0.8 | 2019-12-31 | 2020-12-31 | 365 | 4.9398 | 4
74191 | 10.395 | 0.8 | 2019-12-31 | 2020-12-31 | 365 | 9.7252 | 9
74192 | 12.88 | 0.8 | 2019-12-31 | 2020-12-31 | 365 | 12.0501 | 12
74196 | 8.235 | 0.8 | 2019-12-31 | 2020-12-31 | 365 | 7.7044 | 7
74207 | 9.69 | 0.8 | 2019-12-31 | 2020-12-31 | 365 | 9.0657 | 9
74209 | 11.725 | 0.8 | 2019-12-31 | 2020-12-31 | 365 | 10.9695 | 10
74213 | 7.5 | 0.8 | 2019-12-31 | 2020-12-31 | 365 | 7.0168 | 7
74226 | 10.08 | 0.8 | 2019-12-31 | 2020-12-31 | 365 | 9.4305 | 9
74076 | 11.52 | 0.8 | 2019-12-31 | 2020-12-31 | 365 | 10.7777 | 10
73878 | 9.18 | 0.8 | 2019-12-31 | 2020-12-31 | 365 | 8.5885 | 8
73892 | 12.15 | 0.8 | 2019-12-31 | 2020-12-31 | 365 | 11.3672 | 11
73842 | 13.5 | 0.8 | 2019-12-31 | 2020-12-31 | 365 | 12.6302 | 12
73899 | 12.915 | 0.8 | 2019-12-31 | 2020-12-31 | 365 | 12.0829 | 12
73841 | 10.395 | 0.8 | 2019-12-31 | 2020-12-31 | 365 | 9.7252 | 9
73877 | 9.9 | 0.8 | 2019-12-31 | 2020-12-31 | 365 | 9.2621 | 9
73804 | 3 | 0.8 | 2019-12-31 | 2020-12-31 | 365 | 2.8067 | 2
73538 | 6.96 | 0.8 | 2019-12-31 | 2020-12-31 | 365 | 6.5116 | 6
73786 | 4.62 | 0.8 | 2019-12-31 | 2020-12-31 | 365 | 4.3223 | 4
73483 | 3.78 | 0.8 | 2019-12-31 | 2020-12-31 | 365 | 3.5364 | 3
74228 | 9.72 | 0.8 | 2019-12-31 | 2020-12-31 | 365 | 9.0937 | 9
74229 | 3.96 | 0.8 | 2019-12-31 | 2020-12-31 | 365 | 3.7048 | 3
74230 | 11.685 | 0.8 | 2019-12-31 | 2020-12-31 | 365 | 10.9321 | 10
74232 | 7.56 | 0.8 | 2019-12-31 | 2020-12-31 | 365 | 7.0729 | 7
74233 | 7.5 | 0.8 | 2019-12-31 | 2020-12-31 | 365 | 7.0168 | 7
73245 | 5.13 | 0.8 | 2019-12-31 | 2020-12-31 | 365 | 4.7995 | 4
73244 | 7.02 | 0.8 | 2019-12-31 | 2020-12-31 | 365 | 6.5677 | 6
73246 | 3.24 | 0.8 | 2019-12-31 | 2020-12-31 | 365 | 3.0312 | 3
74296 | 9.135 | 0.8 | 2019-12-31 | 2020-12-31 | 365 | 8.5464 | 8
74297 | 9.45 | 0.8 | 2019-12-31 | 2020-12-31 | 365 | 8.8411 | 8
74298 | 9.9 | 0.8 | 2019-12-31 | 2020-12-31 | 365 | 9.2621 | 9
74299 | 12.3 | 0.8 | 2019-12-31 | 2020-12-31 | 365 | 11.5075 | 11
74300 | 5.8 | 0.8 | 2019-12-31 | 2020-12-31 | 365 | 5.4263 | 5
74302 | 12.915 | 0.8 | 2019-12-31 | 2020-12-31 | 365 | 12.0829 | 12
74303 | 7.5 | 0.8 | 2019-12-31 | 2020-12-31 | 365 | 7.0168 | 7
74305 | 8.4 | 0.8 | 2019-12-31 | 2020-12-31 | 365 | 7.8588 | 7
74307 | 11.4 | 0.8 | 2019-12-31 | 2020-12-31 | 365 | 10.6655 | 10
74308 | 13.2 | 0.8 | 2019-12-31 | 2020-12-31 | 365 | 12.3495 | 12
74310 | 8 | 0.8 | 2019-12-31 | 2020-12-31 | 365 | 7.4845 | 7
74311 | 10.44 | 0.8 | 2019-12-31 | 2020-12-31 | 365 | 9.7673 | 9
74313 | 8.19 | 0.8 | 2019-12-31 | 2020-12-31 | 365 | 7.6623 | 7
74186 | 8.96 | 0.8 | 2019-12-31 | 2020-12-31 | 365 | 8.3827 | 8
74194 | 13.25 | 0.8 | 2019-12-31 | 2020-12-31 | 365 | 12.3963 | 12
74211 | 14 | 0.8 | 2019-12-31 | 2020-12-31 | 365 | 13.098 | 13
74214 | 4.48 | 0.8 | 2019-12-31 | 2020-12-31 | 365 | 4.1913 | 4
74343 | 11.55 | 0.8 | 2019-12-31 | 2020-12-31 | 365 | 10.8058 | 10
74346 | 7.14 | 0.8 | 2019-12-31 | 2020-12-31 | 365 | 6.68 | 6
74347 | 12.42 | 0.8 | 2019-12-31 | 2020-12-31 | 365 | 11.6198 | 11
74348 | 5.4 | 0.8 | 2019-12-31 | 2020-12-31 | 365 | 5.0521 | 5
74349 | 5.76 | 0.8 | 2019-12-31 | 2020-12-31 | 365 | 5.3889 | 5
74350 | 4.86 | 0.8 | 2019-12-31 | 2020-12-31 | 365 | 4.5469 | 4
74351 | 5.5 | 0.8 | 2019-12-31 | 2020-12-31 | 365 | 5.1456 | 5
74379 | 18.2 | 0.8 | 2019-12-31 | 2020-12-31 | 365 | 17.0273 | 17
74382 | 6.9 | 0.8 | 2019-12-31 | 2020-12-31 | 365 | 6.4554 | 6
74388 | 11.76 | 0.8 | 2019-12-31 | 2020-12-31 | 365 | 11.0023 | 11
74389 | 7.04 | 0.8 | 2019-12-31 | 2020-12-31 | 365 | 6.5864 | 6
74393 | 16.74 | 0.8 | 2019-12-31 | 2020-12-31 | 365 | 15.6614 | 15
74395 | 9.45 | 0.8 | 2019-12-31 | 2020-12-31 | 365 | 8.8411 | 8
65257 | 57.6 | 0.7 | 2019-12-31 | 2020-12-31 | 365 | 47.1526 | 47
74400 | 7.2 | 0.8 | 2019-12-31 | 2020-12-31 | 365 | 6.7361 | 6
74401 | 6.4 | 0.8 | 2019-12-31 | 2020-12-31 | 365 | 5.9876 | 5
74404 | 5.67 | 0.8 | 2019-12-31 | 2020-12-31 | 365 | 5.3047 | 5
74405 | 9 | 0.8 | 2019-12-31 | 2020-12-31 | 365 | 8.4201 | 8
74409 | 8.71 | 0.8 | 2019-12-31 | 2020-12-31 | 365 | 8.1488 | 8
74413 | 12.73 | 0.8 | 2019-12-31 | 2020-12-31 | 365 | 11.9098 | 11
74416 | 10.73 | 0.8 | 2019-12-31 | 2020-12-31 | 365 | 10.0386 | 10
74418 | 4.06 | 0.8 | 2019-12-31 | 2020-12-31 | 365 | 3.7984 | 3
74420 | 13.44 | 0.8 | 2019-12-31 | 2020-12-31 | 365 | 12.574 | 12
74423 | 6.9 | 0.8 | 2019-12-31 | 2020-12-31 | 365 | 6.4554 | 6
74424 | 5.12 | 0.8 | 2019-12-31 | 2020-12-31 | 365 | 4.7901 | 4
74427 | 4.62 | 0.8 | 2019-12-31 | 2020-12-31 | 365 | 4.3223 | 4
73849 | 14.4 | 0.8 | 2019-12-31 | 2020-12-31 | 365 | 13.4722 | 13
74460 | 6.08 | 0.8 | 2019-12-31 | 2020-12-31 | 365 | 5.6883 | 5
74462 | 8.64 | 0.8 | 2019-12-31 | 2020-12-31 | 365 | 8.0833 | 8
74074 | 4.275 | 0.8 | 2019-12-31 | 2020-12-31 | 365 | 3.9996 | 3
74483 | 7.2 | 0.8 | 2019-12-31 | 2020-12-31 | 365 | 6.7361 | 6
74484 | 11.375 | 0.8 | 2019-12-31 | 2020-12-31 | 365 | 10.6421 | 10
74485 | 24.9 | 0.8 | 2019-12-31 | 2020-12-31 | 365 | 23.2956 | 23
74487 | 15.12 | 0.8 | 2019-12-31 | 2020-12-31 | 365 | 14.1458 | 14
74492 | 7.521 | 0.8 | 2019-12-31 | 2020-12-31 | 365 | 7.0364 | 7
74493 | 9.18 | 0.8 | 2019-12-31 | 2020-12-31 | 365 | 8.5885 | 8
74494 | 3.575 | 0.8 | 2019-12-31 | 2020-12-31 | 365 | 3.3447 | 3
74495 | 4.928 | 1 | 2019-12-31 | 2020-12-31 | 365 | 5.7631 | 5
74496 | 12 | 0.8 | 2019-12-31 | 2020-12-31 | 365 | 11.2268 | 11
74498 | 12.35 | 0.8 | 2019-12-31 | 2020-12-31 | 365 | 11.5543 | 11
74499 | 8.58 | 0.8 | 2019-12-31 | 2020-12-31 | 365 | 8.0272 | 8
74500 | 4.8 | 0.8 | 2019-12-31 | 2020-12-31 | 365 | 4.4907 | 4
74501 | 5.4 | 0.8 | 2019-12-31 | 2020-12-31 | 365 | 5.0521 | 5
74195 | 5.695 | 0.8 | 2019-12-31 | 2020-12-31 | 365 | 5.3281 | 5
74377 | 5.83 | 0.8 | 2019-12-31 | 2020-12-31 | 365 | 5.4544 | 5
74344 | 4.2 | 0.8 | 2019-12-31 | 2020-12-31 | 365 | 3.9294 | 3
74378 | 8.19 | 0.8 | 2019-12-31 | 2020-12-31 | 365 | 7.6623 | 7
74519 | 12 | 0.8 | 2019-12-31 | 2020-12-31 | 365 | 11.2268 | 11
74520 | 4.93 | 0.8 | 2019-12-31 | 2020-12-31 | 365 | 4.6124 | 4
74521 | 18.3 | 0.8 | 2019-12-31 | 2020-12-31 | 365 | 17.1209 | 17
74522 | 10.24 | 0.8 | 2019-12-31 | 2020-12-31 | 365 | 9.5802 | 9
74523 | 10.08 | 0.8 | 2019-12-31 | 2020-12-31 | 365 | 9.4305 | 9
74524 | 9.75 | 0.8 | 2019-12-31 | 2020-12-31 | 365 | 9.1218 | 9
73248 | 7.02 | 0.8 | 2019-12-31 | 2020-12-31 | 365 | 6.5677 | 6
74551 | 8.525 | 0.8 | 2019-12-31 | 2020-12-31 | 365 | 7.9757 | 7
74552 | 10.725 | 0.8 | 2019-12-31 | 2020-12-31 | 365 | 10.034 | 10
74553 | 4.25 | 0.8 | 2019-12-31 | 2020-12-31 | 365 | 3.9762 | 3
74554 | 19.215 | 0.8 | 2019-12-31 | 2020-12-31 | 365 | 17.9769 | 17
74555 | 12.9 | 0.8 | 2019-12-31 | 2020-12-31 | 365 | 12.0688 | 12
74556 | 9 | 0.8 | 2019-12-31 | 2020-12-31 | 365 | 8.4201 | 8
64886 | 60.32 | 0.7 | 2019-12-31 | 2020-12-31 | 365 | 49.3793 | 49
74557 | 5.695 | 0.8 | 2019-12-31 | 2020-12-31 | 365 | 5.3281 | 5
74559 | 8.67 | 0.8 | 2019-12-31 | 2020-12-31 | 365 | 8.1114 | 8
74561 | 7.395 | 0.8 | 2019-12-31 | 2020-12-31 | 365 | 6.9185 | 6
74565 | 7.7 | 0.8 | 2019-12-31 | 2020-12-31 | 365 | 7.2039 | 7
74567 | 4.8 | 0.8 | 2019-12-31 | 2020-12-31 | 365 | 4.4907 | 4
74569 | 7.32 | 0.8 | 2019-12-31 | 2020-12-31 | 365 | 6.8484 | 6
74571 | 9.135 | 0.8 | 2019-12-31 | 2020-12-31 | 365 | 8.5464 | 8
74574 | 10.23 | 0.8 | 2019-12-31 | 2020-12-31 | 365 | 9.5709 | 9
74576 | 13.325 | 0.8 | 2019-12-31 | 2020-12-31 | 365 | 12.4664 | 12
74578 | 6.365 | 0.8 | 2019-12-31 | 2020-12-31 | 365 | 5.9549 | 5
74579 | 5.12 | 0.8 | 2019-12-31 | 2020-12-31 | 365 | 4.7901 | 4
74582 | 6.12 | 0.8 | 2019-12-31 | 2020-12-31 | 365 | 5.7257 | 5
74586 | 3.85 | 0.8 | 2019-12-31 | 2020-12-31 | 365 | 3.6019 | 3
74589 | 11.39 | 0.8 | 2019-12-31 | 2020-12-31 | 365 | 10.6561 | 10
74592 | 9.6 | 0.8 | 2019-12-31 | 2020-12-31 | 365 | 8.9815 | 8
74609 | 1.98 | 0.8 | 2019-12-31 | 2020-12-31 | 365 | 1.8524 | 1
74611 | 8.12 | 0.8 | 2019-12-31 | 2020-12-31 | 365 | 7.5968 | 7
74612 | 11.055 | 0.8 | 2019-12-31 | 2020-12-31 | 365 | 10.3427 | 10
74613 | 5.4 | 0.8 | 2019-12-31 | 2020-12-31 | 365 | 5.0521 | 5
74614 | 7.59 | 0.8 | 2019-12-31 | 2020-12-31 | 365 | 7.101 | 7
74615 | 6.6 | 0.8 | 2019-12-31 | 2020-12-31 | 365 | 6.1747 | 6
74616 | 6.72 | 0.8 | 2019-12-31 | 2020-12-31 | 365 | 6.287 | 6
74617 | 3.08 | 0.8 | 2019-12-31 | 2020-12-31 | 365 | 2.8815 | 2
74618 | 5.67 | 0.8 | 2019-12-31 | 2020-12-31 | 365 | 5.3047 | 5
74619 | 11.04 | 0.8 | 2019-12-31 | 2020-12-31 | 365 | 10.3287 | 10
74620 | 9 | 0.8 | 2019-12-31 | 2020-12-31 | 365 | 8.4201 | 8
74621 | 7.56 | 0.8 | 2019-12-31 | 2020-12-31 | 365 | 7.0729 | 7
74622 | 6.96 | 0.8 | 2019-12-31 | 2020-12-31 | 365 | 6.5116 | 6
48630 | 514.56 | 0.65 | 2019-12-31 | 2020-12-31 | 365 | 391.1423 | 391
74497 | 6.9 | 0.8 | 2019-12-31 | 2020-12-31 | 365 | 6.4554 | 6
74490 | 12.69 | 0.8 | 2019-12-31 | 2020-12-31 | 365 | 11.8724 | 11
74489 | 9.9 | 0.8 | 2019-12-31 | 2020-12-31 | 365 | 9.2621 | 9
74680 | 5.28 | 0.8 | 2019-12-31 | 2020-12-31 | 365 | 4.9398 | 4
74681 | 10.88 | 0.8 | 2019-12-31 | 2020-12-31 | 365 | 10.179 | 10
74683 | 8.54 | 0.8 | 2019-12-31 | 2020-12-31 | 365 | 7.9898 | 7
74685 | 8.32 | 0.8 | 2019-12-31 | 2020-12-31 | 365 | 7.7839 | 7
74686 | 5.97 | 0.8 | 2019-12-31 | 2020-12-31 | 365 | 5.5853 | 5
74687 | 12.6 | 0.8 | 2019-12-31 | 2020-12-31 | 365 | 11.7882 | 11
74688 | 9.315 | 0.8 | 2019-12-31 | 2020-12-31 | 365 | 8.7148 | 8
74684 | 5.85 | 0.8 | 2019-12-31 | 2020-12-31 | 365 | 5.4731 | 5
74689 | 4.86 | 0.8 | 2019-12-31 | 2020-12-31 | 365 | 4.5469 | 4
74690 | 6.21 | 0.8 | 2019-12-31 | 2020-12-31 | 365 | 5.8099 | 5
74691 | 8.1 | 0.8 | 2019-12-31 | 2020-12-31 | 365 | 7.5781 | 7
74550 | 7.975 | 0.8 | 2019-12-31 | 2020-12-31 | 365 | 7.4612 | 7
73550 | 4.8 | 0.8 | 2019-12-31 | 2020-12-31 | 365 | 4.4907 | 4
74464 | 5.4 | 0.8 | 2019-12-31 | 2020-12-31 | 365 | 5.0521 | 5
74693 | 14.4 | 0.8 | 2019-12-31 | 2020-12-31 | 365 | 13.4722 | 13
74694 | 6.1 | 0.8 | 2019-12-31 | 2020-12-31 | 365 | 5.707 | 5
74695 | 9.25 | 0.8 | 2019-12-31 | 2020-12-31 | 365 | 8.654 | 8
74696 | 6.625 | 0.8 | 2019-12-31 | 2020-12-31 | 365 | 6.1981 | 6
74711 | 11.375 | 0.8 | 2019-12-31 | 2020-12-31 | 365 | 10.6421 | 10
74712 | 6.27 | 0.8 | 2019-12-31 | 2020-12-31 | 365 | 5.866 | 5
74713 | 7.93 | 0.8 | 2019-12-31 | 2020-12-31 | 365 | 7.4191 | 7
74714 | 12.395 | 0.8 | 2019-12-31 | 2020-12-31 | 365 | 11.5964 | 11
74715 | 5.94 | 0.8 | 2019-12-31 | 2020-12-31 | 365 | 5.5573 | 5
74717 | 13.395 | 0.8 | 2019-12-31 | 2020-12-31 | 365 | 12.5319 | 12
74720 | 6.9 | 0.8 | 2019-12-31 | 2020-12-31 | 365 | 6.4554 | 6
74723 | 4.55 | 0.8 | 2019-12-31 | 2020-12-31 | 365 | 4.2568 | 4
74724 | 10.725 | 0.8 | 2019-12-31 | 2020-12-31 | 365 | 10.034 | 10
74727 | 9.75 | 0.8 | 2019-12-31 | 2020-12-31 | 365 | 9.1218 | 9
74729 | 6.6 | 0.8 | 2019-12-31 | 2020-12-31 | 365 | 6.1747 | 6
74730 | 8.829 | 0.8 | 2019-12-31 | 2020-12-31 | 365 | 8.2601 | 8
74731 | 12.96 | 0.8 | 2019-12-31 | 2020-12-31 | 365 | 12.125 | 12
74733 | 2.2 | 0.8 | 2019-12-31 | 2020-12-31 | 365 | 2.0582 | 2
74734 | 5.04 | 0.8 | 2019-12-31 | 2020-12-31 | 365 | 4.7153 | 4
74739 | 8.54 | 0.8 | 2019-12-31 | 2020-12-31 | 365 | 7.9898 | 7
74740 | 7.625 | 0.8 | 2019-12-31 | 2020-12-31 | 365 | 7.1337 | 7
74742 | 4.8 | 0.8 | 2019-12-31 | 2020-12-31 | 365 | 4.4907 | 4
65252 | 51.24 | 0.7 | 2019-12-31 | 2020-12-31 | 365 | 41.9462 | 41
74754 | 6.9 | 0.8 | 2019-12-31 | 2020-12-31 | 365 | 6.4554 | 6
74755 | 4.725 | 0.8 | 2019-12-31 | 2020-12-31 | 365 | 4.4206 | 4
74756 | 8.55 | 0.8 | 2019-12-31 | 2020-12-31 | 365 | 7.9991 | 7
74757 | 6.4 | 0.8 | 2019-12-31 | 2020-12-31 | 365 | 5.9876 | 5
74758 | 3.84 | 0.8 | 2019-12-31 | 2020-12-31 | 365 | 3.5926 | 3
74759 | 5.4 | 0.8 | 2019-12-31 | 2020-12-31 | 365 | 5.0521 | 5
74770 | 7.7 | 0.8 | 2019-12-31 | 2020-12-31 | 365 | 7.2039 | 7
74771 | 5.4 | 0.8 | 2019-12-31 | 2020-12-31 | 365 | 5.0521 | 5
74772 | 12 | 0.8 | 2019-12-31 | 2020-12-31 | 365 | 11.2268 | 11
74773 | 8.502 | 0.8 | 2019-12-31 | 2020-12-31 | 365 | 7.9542 | 7
74774 | 9.72 | 0.8 | 2019-12-31 | 2020-12-31 | 365 | 9.0937 | 9
74775 | 7.92 | 0.8 | 2019-12-31 | 2020-12-31 | 365 | 7.4097 | 7
74776 | 13.475 | 0.8 | 2019-12-31 | 2020-12-31 | 365 | 12.6068 | 12
74777 | 6.48 | 0.8 | 2019-12-31 | 2020-12-31 | 365 | 6.0625 | 6
74778 | 10.56 | 0.8 | 2019-12-31 | 2020-12-31 | 365 | 9.8796 | 9
74779 | 9.92 | 0.8 | 2019-12-31 | 2020-12-31 | 365 | 9.2808 | 9
74780 | 5.36 | 0.8 | 2019-12-31 | 2020-12-31 | 365 | 5.0146 | 5
74801 | 4.335 | 0.8 | 2019-12-31 | 2020-12-31 | 365 | 4.0557 | 4
74716 | 2.88 | 0.8 | 2019-12-31 | 2020-12-31 | 365 | 2.6944 | 2
74741 | 9.135 | 0.8 | 2019-12-31 | 2020-12-31 | 365 | 8.5464 | 8
74145 | 6.6 | 0.8 | 2019-12-31 | 2020-12-31 | 365 | 6.1747 | 6
74990 | 7.02 | 0.8 | 2019-12-31 | 2020-12-31 | 365 | 6.5677 | 6
65327 | 188.27 | 0.7 | 2019-12-31 | 2020-12-31 | 365 | 154.122 | 154
75060 | 4.5 | 0.8 | 2019-12-31 | 2020-12-31 | 365 | 4.2101 | 4
75062 | 4.88 | 1 | 2019-12-31 | 2020-12-31 | 365 | 5.707 | 5
75063 | 4.675 | 0.8 | 2019-12-31 | 2020-12-31 | 365 | 4.3738 | 4
75067 | 5.1 | 0.8 | 2019-12-31 | 2020-12-31 | 365 | 4.7714 | 4
75072 | 5.44 | 0.8 | 2019-12-31 | 2020-12-31 | 365 | 5.0895 | 5
75073 | 10.56 | 0.8 | 2019-12-31 | 2020-12-31 | 365 | 9.8796 | 9
75074 | 9.6 | 0.8 | 2019-12-31 | 2020-12-31 | 365 | 8.9815 | 8
75075 | 10.64 | 0.8 | 2019-12-31 | 2020-12-31 | 365 | 9.9544 | 9
75076 | 3.66 | 0.8 | 2019-12-31 | 2020-12-31 | 365 | 3.4242 | 3
75077 | 14.04 | 0.8 | 2019-12-31 | 2020-12-31 | 365 | 13.1354 | 13
75078 | 6.6 | 0.8 | 2019-12-31 | 2020-12-31 | 365 | 6.1747 | 6
75079 | 8.04 | 0.8 | 2019-12-31 | 2020-12-31 | 365 | 7.522 | 7
75080 | 4.16 | 0.8 | 2019-12-31 | 2020-12-31 | 365 | 3.892 | 3
75082 | 7.625 | 0.8 | 2019-12-31 | 2020-12-31 | 365 | 7.1337 | 7
75095 | 12.87 | 0.8 | 2019-12-31 | 2020-12-31 | 365 | 12.0408 | 12
75096 | 9.045 | 0.8 | 2019-12-31 | 2020-12-31 | 365 | 8.4622 | 8
75097 | 6.3 | 0.8 | 2019-12-31 | 2020-12-31 | 365 | 5.8941 | 5
75098 | 5.61 | 0.8 | 2019-12-31 | 2020-12-31 | 365 | 5.2485 | 5
75099 | 5.025 | 0.8 | 2019-12-31 | 2020-12-31 | 365 | 4.7012 | 4
75100 | 9.045 | 0.8 | 2019-12-31 | 2020-12-31 | 365 | 8.4622 | 8
75101 | 10 | 0.8 | 2019-12-31 | 2020-12-31 | 365 | 9.3557 | 9
75102 | 11.725 | 0.8 | 2019-12-31 | 2020-12-31 | 365 | 10.9695 | 10
75103 | 79.98 | 0.6 | 2019-12-31 | 2020-12-31 | 365 | 56.12 | 56
75104 | 5.32 | 0.8 | 2019-12-31 | 2020-12-31 | 365 | 4.9772 | 4
75105 | 5.04 | 0.8 | 2019-12-31 | 2020-12-31 | 365 | 4.7153 | 4
75106 | 6.72 | 0.8 | 2019-12-31 | 2020-12-31 | 365 | 6.287 | 6
75107 | 9.88 | 0.8 | 2019-12-31 | 2020-12-31 | 365 | 9.2434 | 9
75108 | 7.32 | 0.8 | 2019-12-31 | 2020-12-31 | 365 | 6.8484 | 6
75109 | 11.61 | 0.8 | 2019-12-31 | 2020-12-31 | 365 | 10.8619 | 10
75111 | 7.8 | 0.8 | 2019-12-31 | 2020-12-31 | 365 | 7.2974 | 7
75112 | 4.5 | 0.8 | 2019-12-31 | 2020-12-31 | 365 | 4.2101 | 4
75113 | 3.92 | 0.8 | 2019-12-31 | 2020-12-31 | 365 | 3.6674 | 3
75115 | 9.6 | 0.8 | 2019-12-31 | 2020-12-31 | 365 | 8.9815 | 8
75117 | 3.9 | 0.8 | 2019-12-31 | 2020-12-31 | 365 | 3.6487 | 3
75118 | 5.28 | 0.8 | 2019-12-31 | 2020-12-31 | 365 | 4.9398 | 4
75119 | 3.96 | 0.8 | 2019-12-31 | 2020-12-31 | 365 | 3.7048 | 3
75120 | 4.95 | 0.8 | 2019-12-31 | 2020-12-31 | 365 | 4.6311 | 4
75121 | 5.12 | 0.8 | 2019-12-31 | 2020-12-31 | 365 | 4.7901 | 4
75122 | 7.59 | 0.8 | 2019-12-31 | 2020-12-31 | 365 | 7.101 | 7
75123 | 4.08 | 0.8 | 2019-12-31 | 2020-12-31 | 365 | 3.8171 | 3
75124 | 11.2 | 0.8 | 2019-12-31 | 2020-12-31 | 365 | 10.4784 | 10
75125 | 11.4 | 0.8 | 2019-12-31 | 2020-12-31 | 365 | 10.6655 | 10
75126 | 13.44 | 0.8 | 2019-12-31 | 2020-12-31 | 365 | 12.574 | 12
75127 | 10.64 | 0.8 | 2019-12-31 | 2020-12-31 | 365 | 9.9544 | 9
75128 | 4.93 | 0.8 | 2019-12-31 | 2020-12-31 | 365 | 4.6124 | 4
75129 | 14.56 | 0.8 | 2019-12-31 | 2020-12-31 | 365 | 13.6219 | 13
75130 | 3.135 | 0.8 | 2019-12-31 | 2020-12-31 | 365 | 2.933 | 2
75131 | 7.28 | 0.8 | 2019-12-31 | 2020-12-31 | 365 | 6.8109 | 6
75132 | 5.88 | 0.8 | 2019-12-31 | 2020-12-31 | 365 | 5.5011 | 5
75133 | 5.32 | 0.8 | 2019-12-31 | 2020-12-31 | 365 | 4.9772 | 4
75143 | 9.76 | 0.8 | 2019-12-31 | 2020-12-31 | 365 | 9.1311 | 9
75144 | 13.4 | 0.8 | 2019-12-31 | 2020-12-31 | 365 | 12.5366 | 12
75146 | 10.05 | 0.8 | 2019-12-31 | 2020-12-31 | 365 | 9.4025 | 9
75147 | 6 | 0.8 | 2019-12-31 | 2020-12-31 | 365 | 5.6134 | 5
75150 | 25.6 | 0.6 | 2019-12-31 | 2020-12-31 | 365 | 17.9629 | 17
75154 | 11.2 | 0.8 | 2019-12-31 | 2020-12-31 | 365 | 10.4784 | 10
75157 | 6.72 | 0.8 | 2019-12-31 | 2020-12-31 | 365 | 6.287 | 6
75160 | 9.24 | 0.8 | 2019-12-31 | 2020-12-31 | 365 | 8.6446 | 8
75161 | 5.04 | 0.8 | 2019-12-31 | 2020-12-31 | 365 | 4.7153 | 4
75164 | 9.24 | 0.8 | 2019-12-31 | 2020-12-31 | 365 | 8.6446 | 8
75167 | 5.6 | 0.8 | 2019-12-31 | 2020-12-31 | 365 | 5.2392 | 5
34581 | 1298.88 | 0.9 | 2019-12-31 | 2020-12-31 | 365 | 1367.0894 | 1367
75173 | 7.29 | 0.8 | 2019-12-31 | 2020-12-31 | 365 | 6.8203 | 6
75175 | 7.92 | 0.8 | 2019-12-31 | 2020-12-31 | 365 | 7.4097 | 7
75176 | 3.24 | 0.8 | 2019-12-31 | 2020-12-31 | 365 | 3.0312 | 3
75177 | 8.58 | 0.8 | 2019-12-31 | 2020-12-31 | 365 | 8.0272 | 8
75186 | 6.72 | 0.8 | 2019-12-31 | 2020-12-31 | 365 | 6.287 | 6
75188 | 5.94 | 0.8 | 2019-12-31 | 2020-12-31 | 365 | 5.5573 | 5
75189 | 5.94 | 0.8 | 2019-12-31 | 2020-12-31 | 365 | 5.5573 | 5
75191 | 7.59 | 0.8 | 2019-12-31 | 2020-12-31 | 365 | 7.101 | 7
75192 | 5.6 | 0.8 | 2019-12-31 | 2020-12-31 | 365 | 5.2392 | 5
75194 | 8.64 | 0.8 | 2019-12-31 | 2020-12-31 | 365 | 8.0833 | 8
75195 | 8 | 0.8 | 2019-12-31 | 2020-12-31 | 365 | 7.4845 | 7
75198 | 7.28 | 0.8 | 2019-12-31 | 2020-12-31 | 365 | 6.8109 | 6
75199 | 6.72 | 0.8 | 2019-12-31 | 2020-12-31 | 365 | 6.287 | 6
75201 | 7.04 | 0.8 | 2019-12-31 | 2020-12-31 | 365 | 6.5864 | 6
75203 | 10.08 | 0.8 | 2019-12-31 | 2020-12-31 | 365 | 9.4305 | 9
75204 | 5.12 | 0.8 | 2019-12-31 | 2020-12-31 | 365 | 4.7901 | 4
75081 | 8.58 | 0.8 | 2019-12-31 | 2020-12-31 | 365 | 8.0272 | 8
75187 | 5.28 | 0.8 | 2019-12-31 | 2020-12-31 | 365 | 4.9398 | 4
75238 | 6.72 | 0.8 | 2019-12-31 | 2020-12-31 | 365 | 6.287 | 6
75239 | 4.76 | 0.8 | 2019-12-31 | 2020-12-31 | 365 | 4.4533 | 4
75240 | 10.8 | 0.8 | 2019-12-31 | 2020-12-31 | 365 | 10.1041 | 10
75241 | 3.465 | 0.8 | 2019-12-31 | 2020-12-31 | 365 | 3.2417 | 3
75242 | 4.8 | 0.8 | 2019-12-31 | 2020-12-31 | 365 | 4.4907 | 4
75243 | 8.32 | 0.8 | 2019-12-31 | 2020-12-31 | 365 | 7.7839 | 7
75244 | 8 | 0.8 | 2019-12-31 | 2020-12-31 | 365 | 7.4845 | 7
75245 | 5.28 | 0.8 | 2019-12-31 | 2020-12-31 | 365 | 4.9398 | 4
75294 | 7.15 | 0.8 | 2019-12-31 | 2020-12-31 | 365 | 6.6893 | 6
75295 | 9 | 0.8 | 2019-12-31 | 2020-12-31 | 365 | 8.4201 | 8
75296 | 5.67 | 0.8 | 2019-12-31 | 2020-12-31 | 365 | 5.3047 | 5
75297 | 7.98 | 0.8 | 2019-12-31 | 2020-12-31 | 365 | 7.4658 | 7
75299 | 10.36 | 0.8 | 2019-12-31 | 2020-12-31 | 365 | 9.6925 | 9
75300 | 4.76 | 0.8 | 2019-12-31 | 2020-12-31 | 365 | 4.4533 | 4
75301 | 10.075 | 0.8 | 2019-12-31 | 2020-12-31 | 365 | 9.4258 | 9
75302 | 8.96 | 0.8 | 2019-12-31 | 2020-12-31 | 365 | 8.3827 | 8
75303 | 12.6 | 0.8 | 2019-12-31 | 2020-12-31 | 365 | 11.7882 | 11
75304 | 8.96 | 0.8 | 2019-12-31 | 2020-12-31 | 365 | 8.3827 | 8
75305 | 9.38 | 0.8 | 2019-12-31 | 2020-12-31 | 365 | 8.7756 | 8
75306 | 10.791 | 0.8 | 2019-12-31 | 2020-12-31 | 365 | 10.0957 | 10
75307 | 4.02 | 0.8 | 2019-12-31 | 2020-12-31 | 365 | 3.761 | 3
75308 | 12.54 | 0.8 | 2019-12-31 | 2020-12-31 | 365 | 11.732 | 11
75309 | 7.848 | 0.8 | 2019-12-31 | 2020-12-31 | 365 | 7.3423 | 7
75310 | 11.7 | 0.8 | 2019-12-31 | 2020-12-31 | 365 | 10.9461 | 10
75311 | 11.2 | 0.8 | 2019-12-31 | 2020-12-31 | 365 | 10.4784 | 10
75312 | 3.6 | 0.8 | 2019-12-31 | 2020-12-31 | 365 | 3.368 | 3
75314 | 11.445 | 0.8 | 2019-12-31 | 2020-12-31 | 365 | 10.7076 | 10
75316 | 9.9 | 0.8 | 2019-12-31 | 2020-12-31 | 365 | 9.2621 | 9
75317 | 7.68 | 0.8 | 2019-12-31 | 2020-12-31 | 365 | 7.1852 | 7
75343 | 6.54 | 0.8 | 2019-12-31 | 2020-12-31 | 365 | 6.1186 | 6
75347 | 3.3 | 0.8 | 2019-12-31 | 2020-12-31 | 365 | 3.0874 | 3
75349 | 7.84 | 0.8 | 2019-12-31 | 2020-12-31 | 365 | 7.3349 | 7
75350 | 24.9 | 0.8 | 2019-12-31 | 2020-12-31 | 365 | 23.2956 | 23
75348 | 2 | 1 | 2019-12-31 | 2020-12-31 | 365 | 2.3389 | 2
75352 | 3.84 | 0.8 | 2019-12-31 | 2020-12-31 | 365 | 3.5926 | 3
75353 | 3.285 | 0.8 | 2019-12-31 | 2020-12-31 | 365 | 3.0733 | 3
75354 | 9.45 | 0.8 | 2019-12-31 | 2020-12-31 | 365 | 8.8411 | 8
75355 | 8.04 | 0.8 | 2019-12-31 | 2020-12-31 | 365 | 7.522 | 7
75356 | 6.7 | 0.8 | 2019-12-31 | 2020-12-31 | 365 | 6.2683 | 6
75357 | 2.88 | 0.8 | 2019-12-31 | 2020-12-31 | 365 | 2.6944 | 2
75359 | 9.625 | 0.8 | 2019-12-31 | 2020-12-31 | 365 | 9.0048 | 9
75360 | 9.9 | 0.8 | 2019-12-31 | 2020-12-31 | 365 | 9.2621 | 9
74987 | 8.12 | 0.8 | 2019-12-31 | 2020-12-31 | 365 | 7.5968 | 7
75059 | 18.2 | 0.8 | 2019-12-31 | 2020-12-31 | 365 | 17.0273 | 17
36802 | 388.476 | 0.9 | 2019-12-31 | 2020-12-31 | 365 | 408.8764 | 408
75110 | 6.4 | 0.8 | 2019-12-31 | 2020-12-31 | 365 | 5.9876 | 5
75394 | 5.7 | 0.8 | 2019-12-31 | 2020-12-31 | 365 | 5.3327 | 5
75398 | 7.65 | 0.8 | 2019-12-31 | 2020-12-31 | 365 | 7.1571 | 7
75401 | 7 | 0.8 | 2019-12-31 | 2020-12-31 | 365 | 6.549 | 6
75402 | 7.84 | 0.8 | 2019-12-31 | 2020-12-31 | 365 | 7.3349 | 7
75070 | 4.2 | 0.8 | 2019-12-31 | 2020-12-31 | 365 | 3.9294 | 3
75170 | 7.2 | 0.8 | 2019-12-31 | 2020-12-31 | 365 | 6.7361 | 6
75178 | 6.875 | 0.8 | 2019-12-31 | 2020-12-31 | 365 | 6.432 | 6
75450 | 4.95 | 0.8 | 2019-12-31 | 2020-12-31 | 365 | 4.6311 | 4
75451 | 7.2 | 0.8 | 2019-12-31 | 2020-12-31 | 365 | 6.7361 | 6
75452 | 5.559 | 0.8 | 2019-12-31 | 2020-12-31 | 365 | 5.2008 | 5
75454 | 20.1 | 0.8 | 2019-12-31 | 2020-12-31 | 365 | 18.8049 | 18
75453 | 6.6 | 0.8 | 2019-12-31 | 2020-12-31 | 365 | 6.1747 | 6
75460 | 10.385 | 0.8 | 2019-12-31 | 2020-12-31 | 365 | 9.7159 | 9
75462 | 4.69 | 0.8 | 2019-12-31 | 2020-12-31 | 365 | 4.3878 | 4
75466 | 5.76 | 0.8 | 2019-12-31 | 2020-12-31 | 365 | 5.3889 | 5
75475 | 7.975 | 0.8 | 2019-12-31 | 2020-12-31 | 365 | 7.4612 | 7
75477 | 4.95 | 0.8 | 2019-12-31 | 2020-12-31 | 365 | 4.6311 | 4
75480 | 9.36 | 0.8 | 2019-12-31 | 2020-12-31 | 365 | 8.7569 | 8
75482 | 6 | 0.8 | 2019-12-31 | 2020-12-31 | 365 | 5.6134 | 5
75488 | 9.24 | 0.8 | 2019-12-31 | 2020-12-31 | 365 | 8.6446 | 8
75489 | 13.2 | 0.8 | 2019-12-31 | 2020-12-31 | 365 | 12.3495 | 12
75490 | 10.23 | 0.8 | 2019-12-31 | 2020-12-31 | 365 | 9.5709 | 9
75491 | 8.58 | 0.8 | 2019-12-31 | 2020-12-31 | 365 | 8.0272 | 8
75492 | 8.4 | 0.8 | 2019-12-31 | 2020-12-31 | 365 | 7.8588 | 7
75493 | 6.12 | 0.8 | 2019-12-31 | 2020-12-31 | 365 | 5.7257 | 5
75502 | 6.6 | 0.8 | 2019-12-31 | 2020-12-31 | 365 | 6.1747 | 6
75503 | 10.8 | 0.8 | 2019-12-31 | 2020-12-31 | 365 | 10.1041 | 10
75504 | 10.56 | 0.8 | 2019-12-31 | 2020-12-31 | 365 | 9.8796 | 9
75505 | 2.64 | 0.8 | 2019-12-31 | 2020-12-31 | 365 | 2.4699 | 2
75506 | 10.24 | 0.8 | 2019-12-31 | 2020-12-31 | 365 | 9.5802 | 9
75517 | 7.26 | 0.8 | 2019-12-31 | 2020-12-31 | 365 | 6.7922 | 6
75518 | 11.73 | 0.8 | 2019-12-31 | 2020-12-31 | 365 | 10.9742 | 10
75519 | 12.48 | 0.8 | 2019-12-31 | 2020-12-31 | 365 | 11.6759 | 11
75520 | 11.88 | 0.8 | 2019-12-31 | 2020-12-31 | 365 | 11.1145 | 11
75521 | 9.6 | 0.8 | 2019-12-31 | 2020-12-31 | 365 | 8.9815 | 8
75298 | 7.475 | 0.8 | 2019-12-31 | 2020-12-31 | 365 | 6.9934 | 6
75566 | 11.375 | 0.8 | 2019-12-31 | 2020-12-31 | 365 | 10.6421 | 10
75569 | 6.75 | 0.8 | 2019-12-31 | 2020-12-31 | 365 | 6.3151 | 6
75570 | 5.886 | 0.8 | 2019-12-31 | 2020-12-31 | 365 | 5.5068 | 5
75572 | 5.36 | 0.8 | 2019-12-31 | 2020-12-31 | 365 | 5.0146 | 5
75573 | 9.28 | 0.8 | 2019-12-31 | 2020-12-31 | 365 | 8.6821 | 8
75602 | 13.735 | 0.8 | 2019-12-31 | 2020-12-31 | 365 | 12.85 | 12
75603 | 11.13 | 0.8 | 2019-12-31 | 2020-12-31 | 365 | 10.4129 | 10
75605 | 11.025 | 0.8 | 2019-12-31 | 2020-12-31 | 365 | 10.3146 | 10
75606 | 4.95 | 0.8 | 2019-12-31 | 2020-12-31 | 365 | 4.6311 | 4
75607 | 3.08 | 0.8 | 2019-12-31 | 2020-12-31 | 365 | 2.8815 | 2
75608 | 9.075 | 0.8 | 2019-12-31 | 2020-12-31 | 365 | 8.4903 | 8
75609 | 3.92 | 0.8 | 2019-12-31 | 2020-12-31 | 365 | 3.6674 | 3
75610 | 9.52 | 0.8 | 2019-12-31 | 2020-12-31 | 365 | 8.9066 | 8
75611 | 4.76 | 0.8 | 2019-12-31 | 2020-12-31 | 365 | 4.4533 | 4
75612 | 4.8 | 0.8 | 2019-12-31 | 2020-12-31 | 365 | 4.4907 | 4
75613 | 6.27 | 0.8 | 2019-12-31 | 2020-12-31 | 365 | 5.866 | 5
75614 | 7.54 | 1 | 2019-12-31 | 2020-12-31 | 365 | 8.8177 | 8
75615 | 17.6 | 0.8 | 2019-12-31 | 2020-12-31 | 365 | 16.466 | 16
75616 | 10.71 | 0.8 | 2019-12-31 | 2020-12-31 | 365 | 10.0199 | 10
75116 | 9.92 | 0.8 | 2019-12-31 | 2020-12-31 | 365 | 9.2808 | 9
75640 | 6.24 | 0.8 | 2019-12-31 | 2020-12-31 | 365 | 5.8379 | 5
75642 | 8.28 | 0.8 | 2019-12-31 | 2020-12-31 | 365 | 7.7465 | 7
75645 | 11.2 | 0.8 | 2019-12-31 | 2020-12-31 | 365 | 10.4784 | 10
75647 | 7.26 | 0.8 | 2019-12-31 | 2020-12-31 | 365 | 6.7922 | 6
75643 | 6.4 | 0.8 | 2019-12-31 | 2020-12-31 | 365 | 5.9876 | 5
75650 | 7.92 | 0.8 | 2019-12-31 | 2020-12-31 | 365 | 7.4097 | 7
75652 | 4.275 | 0.8 | 2019-12-31 | 2020-12-31 | 365 | 3.9996 | 3
75706 | 7.15 | 0.8 | 2019-12-31 | 2020-12-31 | 365 | 6.6893 | 6
75708 | 10.44 | 0.8 | 2019-12-31 | 2020-12-31 | 365 | 9.7673 | 9
75710 | 11.2 | 0.8 | 2019-12-31 | 2020-12-31 | 365 | 10.4784 | 10
75712 | 12.54 | 0.8 | 2019-12-31 | 2020-12-31 | 365 | 11.732 | 11
75713 | 10.395 | 0.8 | 2019-12-31 | 2020-12-31 | 365 | 9.7252 | 9
75715 | 77.52 | 0.6 | 2019-12-31 | 2020-12-31 | 365 | 54.3939 | 54
75392 | 9.94 | 0.8 | 2019-12-31 | 2020-12-31 | 365 | 9.2995 | 9
75467 | 6.08 | 0.8 | 2019-12-31 | 2020-12-31 | 365 | 5.6883 | 5
75765 | 6.6 | 0.8 | 2019-12-31 | 2020-12-31 | 365 | 6.1747 | 6
75768 | 5.559 | 0.8 | 2019-12-31 | 2020-12-31 | 365 | 5.2008 | 5
75770 | 4.88 | 0.8 | 2019-12-31 | 2020-12-31 | 365 | 4.5656 | 4
75772 | 6.48 | 0.8 | 2019-12-31 | 2020-12-31 | 365 | 6.0625 | 6
75815 | 11.84 | 0.8 | 2019-12-31 | 2020-12-31 | 365 | 11.0771 | 11
75816 | 7.56 | 0.8 | 2019-12-31 | 2020-12-31 | 365 | 7.0729 | 7
75817 | 4.76 | 0.8 | 2019-12-31 | 2020-12-31 | 365 | 4.4533 | 4
75818 | 9.3 | 0.8 | 2019-12-31 | 2020-12-31 | 365 | 8.7008 | 8
75819 | 6.75 | 0.8 | 2019-12-31 | 2020-12-31 | 365 | 6.3151 | 6
75820 | 6.875 | 0.8 | 2019-12-31 | 2020-12-31 | 365 | 6.432 | 6
75822 | 10.915 | 0.8 | 2019-12-31 | 2020-12-31 | 365 | 10.2117 | 10
75826 | 8.64 | 0.8 | 2019-12-31 | 2020-12-31 | 365 | 8.0833 | 8
75828 | 11.2 | 0.8 | 2019-12-31 | 2020-12-31 | 365 | 10.4784 | 10
75829 | 4.27 | 0.8 | 2019-12-31 | 2020-12-31 | 365 | 3.9949 | 3
75830 | 4.875 | 0.8 | 2019-12-31 | 2020-12-31 | 365 | 4.5609 | 4
75832 | 9.24 | 0.8 | 2019-12-31 | 2020-12-31 | 365 | 8.6446 | 8
75775 | 4.86 | 0.8 | 2019-12-31 | 2020-12-31 | 365 | 4.5469 | 4
75654 | 9.15 | 0.8 | 2019-12-31 | 2020-12-31 | 365 | 8.5604 | 8
75763 | 13.05 | 0.8 | 2019-12-31 | 2020-12-31 | 365 | 12.2092 | 12
75821 | 9.6 | 0.8 | 2019-12-31 | 2020-12-31 | 365 | 8.9815 | 8
75114 | 3.6 | 0.8 | 2019-12-31 | 2020-12-31 | 365 | 3.368 | 3
75166 | 4.5 | 0.8 | 2019-12-31 | 2020-12-31 | 365 | 4.2101 | 4
75604 | 10.73 | 0.8 | 2019-12-31 | 2020-12-31 | 365 | 10.0386 | 10
75959 | 8.4 | 0.8 | 2019-12-31 | 2020-12-31 | 365 | 7.8588 | 7
75961 | 6.5 | 0.8 | 2019-12-31 | 2020-12-31 | 365 | 6.0812 | 6
75964 | 5.025 | 0.8 | 2019-12-31 | 2020-12-31 | 365 | 4.7012 | 4
75966 | 6.93 | 0.8 | 2019-12-31 | 2020-12-31 | 365 | 6.4835 | 6
75971 | 6 | 0.8 | 2019-12-31 | 2020-12-31 | 365 | 5.6134 | 5
75974 | 9.6 | 0.8 | 2019-12-31 | 2020-12-31 | 365 | 8.9815 | 8
75975 | 12.21 | 0.8 | 2019-12-31 | 2020-12-31 | 365 | 11.4233 | 11
75148 | 5.04 | 0.8 | 2019-12-31 | 2020-12-31 | 365 | 4.7153 | 4
75976 | 8.4 | 0.8 | 2019-12-31 | 2020-12-31 | 365 | 7.8588 | 7
75977 | 8.41 | 0.8 | 2019-12-31 | 2020-12-31 | 365 | 7.8681 | 7
76012 | 6 | 0.8 | 2019-12-31 | 2020-12-31 | 365 | 5.6134 | 5
76015 | 10.56 | 0.8 | 2019-12-31 | 2020-12-31 | 365 | 9.8796 | 9
76018 | 4.68 | 0.8 | 2019-12-31 | 2020-12-31 | 365 | 4.3785 | 4
76035 | 7.035 | 0.8 | 2019-12-31 | 2020-12-31 | 365 | 6.5817 | 6
76103 | 7.32 | 0.8 | 2019-12-31 | 2020-12-31 | 365 | 6.8484 | 6
76106 | 12.73 | 0.8 | 2019-12-31 | 2020-12-31 | 365 | 11.9098 | 11
35301 | 129.14 | 1 | 2019-12-31 | 2020-12-31 | 365 | 151.0241 | 151
76111 | 2.1 | 0.8 | 2019-12-31 | 2020-12-31 | 365 | 1.9647 | 1
76113 | 6.72 | 0.8 | 2019-12-31 | 2020-12-31 | 365 | 6.287 | 6
76115 | 8.64 | 0.8 | 2019-12-31 | 2020-12-31 | 365 | 8.0833 | 8
76118 | 5.94 | 0.8 | 2019-12-31 | 2020-12-31 | 365 | 5.5573 | 5
76119 | 16.64 | 0.8 | 2019-12-31 | 2020-12-31 | 365 | 15.5679 | 15
76120 | 12.21 | 0.8 | 2019-12-31 | 2020-12-31 | 365 | 11.4233 | 11
76121 | 6.6 | 0.8 | 2019-12-31 | 2020-12-31 | 365 | 6.1747 | 6
76123 | 8.96 | 0.8 | 2019-12-31 | 2020-12-31 | 365 | 8.3827 | 8
76125 | 12.47 | 0.8 | 2019-12-31 | 2020-12-31 | 365 | 11.6665 | 11
76127 | 5.8 | 0.8 | 2019-12-31 | 2020-12-31 | 365 | 5.4263 | 5
76128 | 13.2 | 0.8 | 2019-12-31 | 2020-12-31 | 365 | 12.3495 | 12
76129 | 7.92 | 0.8 | 2019-12-31 | 2020-12-31 | 365 | 7.4097 | 7
76131 | 9.69 | 0.8 | 2019-12-31 | 2020-12-31 | 365 | 9.0657 | 9
65163 | 612 | 0.9 | 2019-12-31 | 2020-12-31 | 365 | 644.1386 | 644
75973 | 5.36 | 0.8 | 2019-12-31 | 2020-12-31 | 365 | 5.0146 | 5
75771 | 6.9 | 1 | 2019-12-31 | 2020-12-31 | 365 | 8.0693 | 8
75969 | 10.395 | 0.8 | 2019-12-31 | 2020-12-31 | 365 | 9.7252 | 9
76156 | 5.04 | 0.8 | 2019-12-31 | 2020-12-31 | 365 | 4.7153 | 4
76157 | 8.58 | 0.8 | 2019-12-31 | 2020-12-31 | 365 | 8.0272 | 8
76158 | 9.24 | 0.8 | 2019-12-31 | 2020-12-31 | 365 | 8.6446 | 8
76159 | 13.407 | 0.8 | 2019-12-31 | 2020-12-31 | 365 | 12.5432 | 12
76160 | 11.2 | 0.8 | 2019-12-31 | 2020-12-31 | 365 | 10.4784 | 10
76161 | 4.48 | 0.8 | 2019-12-31 | 2020-12-31 | 365 | 4.1913 | 4
76162 | 2.52 | 0.8 | 2019-12-31 | 2020-12-31 | 365 | 2.3576 | 2
76163 | 2.24 | 0.8 | 2019-12-31 | 2020-12-31 | 365 | 2.0957 | 2
76165 | 7.125 | 0.8 | 2019-12-31 | 2020-12-31 | 365 | 6.6659 | 6
76166 | 3.2 | 0.8 | 2019-12-31 | 2020-12-31 | 365 | 2.9938 | 2
76211 | 6.935 | 0.8 | 2019-12-31 | 2020-12-31 | 365 | 6.4882 | 6
76215 | 4.29 | 0.8 | 2019-12-31 | 2020-12-31 | 365 | 4.0136 | 4
76226 | 7.875 | 0.8 | 2019-12-31 | 2020-12-31 | 365 | 7.3676 | 7
76229 | 12.21 | 0.8 | 2019-12-31 | 2020-12-31 | 365 | 11.4233 | 11
76230 | 11.16 | 0.8 | 2019-12-31 | 2020-12-31 | 365 | 10.4409 | 10
76231 | 11.16 | 0.8 | 2019-12-31 | 2020-12-31 | 365 | 10.4409 | 10
76232 | 4.02 | 0.8 | 2019-12-31 | 2020-12-31 | 365 | 3.761 | 3
76234 | 10.395 | 0.8 | 2019-12-31 | 2020-12-31 | 365 | 9.7252 | 9
76235 | 5.51 | 0.8 | 2019-12-31 | 2020-12-31 | 365 | 5.155 | 5
76236 | 4.2 | 0.8 | 2019-12-31 | 2020-12-31 | 365 | 3.9294 | 3
75358 | 7.02 | 0.8 | 2019-12-31 | 2020-12-31 | 365 | 6.5677 | 6
76240 | 8.4 | 0.8 | 2019-12-31 | 2020-12-31 | 365 | 7.8588 | 7
76241 | 9 | 0.8 | 2019-12-31 | 2020-12-31 | 365 | 8.4201 | 8
76271 | 12 | 0.8 | 2019-12-31 | 2020-12-31 | 365 | 11.2268 | 11
76273 | 6.84 | 0.8 | 2019-12-31 | 2020-12-31 | 365 | 6.3993 | 6
76275 | 4.69 | 0.8 | 2019-12-31 | 2020-12-31 | 365 | 4.3878 | 4
76276 | 24.84 | 0.8 | 2019-12-31 | 2020-12-31 | 365 | 23.2395 | 23
76280 | 13.325 | 0.8 | 2019-12-31 | 2020-12-31 | 365 | 12.4664 | 12
76282 | 15.36 | 0.8 | 2019-12-31 | 2020-12-31 | 365 | 14.3703 | 14
76423 | 5.6 | 0.8 | 2019-12-31 | 2020-12-31 | 365 | 5.2392 | 5
76301 | 8.58 | 0.8 | 2019-12-31 | 2020-12-31 | 365 | 8.0272 | 8
76302 | 13.5 | 0.8 | 2019-12-31 | 2020-12-31 | 365 | 12.6302 | 12
76303 | 4.56 | 0.8 | 2019-12-31 | 2020-12-31 | 365 | 4.2662 | 4
76305 | 7.26 | 0.8 | 2019-12-31 | 2020-12-31 | 365 | 6.7922 | 6
76306 | 7.92 | 0.8 | 2019-12-31 | 2020-12-31 | 365 | 7.4097 | 7
76307 | 11.88 | 0.8 | 2019-12-31 | 2020-12-31 | 365 | 11.1145 | 11
76308 | 9.8 | 0.8 | 2019-12-31 | 2020-12-31 | 365 | 9.1686 | 9
76309 | 4.48 | 0.8 | 2019-12-31 | 2020-12-31 | 365 | 4.1913 | 4
76310 | 6.12 | 0.8 | 2019-12-31 | 2020-12-31 | 365 | 5.7257 | 5
76316 | 12.24 | 0.8 | 2019-12-31 | 2020-12-31 | 365 | 11.4514 | 11
76318 | 13.5 | 0.8 | 2019-12-31 | 2020-12-31 | 365 | 12.6302 | 12
76320 | 9.12 | 0.8 | 2019-12-31 | 2020-12-31 | 365 | 8.5324 | 8
76101 | 7.8 | 0.8 | 2019-12-31 | 2020-12-31 | 365 | 7.2974 | 7
65279 | 2802.96 | 0.7 | 2019-12-31 | 2020-12-31 | 365 | 2294.5647 | 2294
76353 | 7.84 | 0.8 | 2019-12-31 | 2020-12-31 | 365 | 7.3349 | 7
76354 | 9.38 | 0.8 | 2019-12-31 | 2020-12-31 | 365 | 8.7756 | 8
76355 | 8.64 | 0.8 | 2019-12-31 | 2020-12-31 | 365 | 8.0833 | 8
76356 | 10.23 | 0.8 | 2019-12-31 | 2020-12-31 | 365 | 9.5709 | 9
76359 | 8.04 | 0.8 | 2019-12-31 | 2020-12-31 | 365 | 7.522 | 7
76587 | 6.48 | 0.8 | 2019-12-31 | 2020-12-31 | 365 | 6.0625 | 6
76594 | 5.04 | 0.8 | 2019-12-31 | 2020-12-31 | 365 | 4.7153 | 4
76598 | 7.2 | 0.8 | 2019-12-31 | 2020-12-31 | 365 | 6.7361 | 6
76607 | 5.22 | 0.8 | 2019-12-31 | 2020-12-31 | 365 | 4.8837 | 4
76608 | 4.24 | 0.8 | 2019-12-31 | 2020-12-31 | 365 | 3.9668 | 3
76614 | 4.5 | 0.8 | 2019-12-31 | 2020-12-31 | 365 | 4.2101 | 4
76617 | 13.2 | 0.8 | 2019-12-31 | 2020-12-31 | 365 | 12.3495 | 12
76618 | 13.44 | 0.8 | 2019-12-31 | 2020-12-31 | 365 | 12.574 | 12
76619 | 6.89 | 1 | 2019-12-31 | 2020-12-31 | 365 | 8.0576 | 8
76620 | 9.72 | 0.8 | 2019-12-31 | 2020-12-31 | 365 | 9.0937 | 9
76628 | 5.04 | 0.8 | 2019-12-31 | 2020-12-31 | 365 | 4.7153 | 4
76629 | 6.3 | 0.8 | 2019-12-31 | 2020-12-31 | 365 | 5.8941 | 5
76632 | 8.19 | 0.8 | 2019-12-31 | 2020-12-31 | 365 | 7.6623 | 7
76116 | 4.8 | 0.8 | 2019-12-31 | 2020-12-31 | 365 | 4.4907 | 4
76634 | 5.355 | 0.8 | 2019-12-31 | 2020-12-31 | 365 | 5.01 | 5
76636 | 5.04 | 0.8 | 2019-12-31 | 2020-12-31 | 365 | 4.7153 | 4
76638 | 3.465 | 0.8 | 2019-12-31 | 2020-12-31 | 365 | 3.2417 | 3
76639 | 8.19 | 0.8 | 2019-12-31 | 2020-12-31 | 365 | 7.6623 | 7
76640 | 4.41 | 0.8 | 2019-12-31 | 2020-12-31 | 365 | 4.1259 | 4
76642 | 4.41 | 0.8 | 2019-12-31 | 2020-12-31 | 365 | 4.1259 | 4
76647 | 2.52 | 0.8 | 2019-12-31 | 2020-12-31 | 365 | 2.3576 | 2
76651 | 3.9 | 0.8 | 2019-12-31 | 2020-12-31 | 365 | 3.6487 | 3
76652 | 5.4 | 0.8 | 2019-12-31 | 2020-12-31 | 365 | 5.0521 | 5
76653 | 8.82 | 0.8 | 2019-12-31 | 2020-12-31 | 365 | 8.2517 | 8
76660 | 8.505 | 0.8 | 2019-12-31 | 2020-12-31 | 365 | 7.957 | 7
76661 | 3.3 | 1 | 2019-12-31 | 2020-12-31 | 365 | 3.8592 | 3
76674 | 3.9 | 0.8 | 2019-12-31 | 2020-12-31 | 365 | 3.6487 | 3
76676 | 4.5 | 0.8 | 2019-12-31 | 2020-12-31 | 365 | 4.2101 | 4
76684 | 3.15 | 0.8 | 2019-12-31 | 2020-12-31 | 365 | 2.947 | 2
76685 | 11.22 | 0.8 | 2019-12-31 | 2020-12-31 | 365 | 10.4971 | 10
76688 | 6.3 | 0.8 | 2019-12-31 | 2020-12-31 | 365 | 5.8941 | 5
76690 | 4.725 | 0.8 | 2019-12-31 | 2020-12-31 | 365 | 4.4206 | 4
76691 | 5.76 | 0.8 | 2019-12-31 | 2020-12-31 | 365 | 5.3889 | 5
76693 | 6.3 | 0.8 | 2019-12-31 | 2020-12-31 | 365 | 5.8941 | 5
76696 | 5.355 | 0.8 | 2019-12-31 | 2020-12-31 | 365 | 5.01 | 5
76697 | 7.56 | 0.8 | 2019-12-31 | 2020-12-31 | 365 | 7.0729 | 7
76699 | 8.7 | 0.8 | 2019-12-31 | 2020-12-31 | 365 | 8.1394 | 8
76701 | 2.52 | 0.8 | 2019-12-31 | 2020-12-31 | 365 | 2.3576 | 2
76704 | 5.13 | 0.8 | 2019-12-31 | 2020-12-31 | 365 | 4.7995 | 4
76708 | 6.93 | 0.8 | 2019-12-31 | 2020-12-31 | 365 | 6.4835 | 6
76361 | 6.6 | 0.8 | 2019-12-31 | 2020-12-31 | 365 | 6.1747 | 6
76364 | 6.75 | 0.8 | 2019-12-31 | 2020-12-31 | 365 | 6.3151 | 6
76365 | 6.6 | 0.8 | 2019-12-31 | 2020-12-31 | 365 | 6.1747 | 6
76367 | 8.76 | 0.8 | 2019-12-31 | 2020-12-31 | 365 | 8.1956 | 8
76370 | 5.76 | 0.8 | 2019-12-31 | 2020-12-31 | 365 | 5.3889 | 5
76374 | 9.81 | 0.8 | 2019-12-31 | 2020-12-31 | 365 | 9.1779 | 9
76376 | 10.98 | 1 | 2019-12-31 | 2020-12-31 | 365 | 12.8407 | 12
76380 | 7.37 | 0.8 | 2019-12-31 | 2020-12-31 | 365 | 6.8951 | 6
76382 | 9.24 | 0.8 | 2019-12-31 | 2020-12-31 | 365 | 8.6446 | 8
76383 | 9 | 0.8 | 2019-12-31 | 2020-12-31 | 365 | 8.4201 | 8
76386 | 8.76 | 0.8 | 2019-12-31 | 2020-12-31 | 365 | 8.1956 | 8
76397 | 10.15 | 0.8 | 2019-12-31 | 2020-12-31 | 365 | 9.496 | 9
76400 | 12.9 | 0.8 | 2019-12-31 | 2020-12-31 | 365 | 12.0688 | 12
76417 | 10.2 | 0.8 | 2019-12-31 | 2020-12-31 | 365 | 9.5428 | 9
76424 | 14.52 | 0.8 | 2019-12-31 | 2020-12-31 | 365 | 13.5844 | 13
76426 | 6.3 | 0.8 | 2019-12-31 | 2020-12-31 | 365 | 5.8941 | 5
76427 | 12.87 | 0.8 | 2019-12-31 | 2020-12-31 | 365 | 12.0408 | 12
76431 | 11.685 | 0.8 | 2019-12-31 | 2020-12-31 | 365 | 10.9321 | 10
76436 | 10.5 | 0.8 | 2019-12-31 | 2020-12-31 | 365 | 9.8235 | 9
76438 | 4.8 | 0.8 | 2019-12-31 | 2020-12-31 | 365 | 4.4907 | 4
76440 | 9.715 | 0.8 | 2019-12-31 | 2020-12-31 | 365 | 9.089 | 9
76441 | 7.92 | 0.8 | 2019-12-31 | 2020-12-31 | 365 | 7.4097 | 7
76444 | 7.848 | 0.8 | 2019-12-31 | 2020-12-31 | 365 | 7.3423 | 7
76446 | 22.1 | 0.8 | 2019-12-31 | 2020-12-31 | 365 | 20.6761 | 20
75361 | 8.25 | 0.8 | 2019-12-31 | 2020-12-31 | 365 | 7.7184 | 7
76473 | 6.44 | 0.8 | 2019-12-31 | 2020-12-31 | 365 | 6.0251 | 6
76474 | 7.8 | 0.8 | 2019-12-31 | 2020-12-31 | 365 | 7.2974 | 7
76475 | 3.9 | 0.8 | 2019-12-31 | 2020-12-31 | 365 | 3.6487 | 3
76480 | 7.26 | 0.8 | 2019-12-31 | 2020-12-31 | 365 | 6.7922 | 6
76481 | 8.58 | 0.8 | 2019-12-31 | 2020-12-31 | 365 | 8.0272 | 8
76482 | 8.76 | 0.8 | 2019-12-31 | 2020-12-31 | 365 | 8.1956 | 8
76483 | 8.32 | 0.8 | 2019-12-31 | 2020-12-31 | 365 | 7.7839 | 7
76243 | 24.82 | 0.8 | 2019-12-31 | 2020-12-31 | 365 | 23.2208 | 23
76503 | 7.2 | 0.8 | 2019-12-31 | 2020-12-31 | 365 | 6.7361 | 6
76505 | 10.88 | 0.8 | 2019-12-31 | 2020-12-31 | 365 | 10.179 | 10
76506 | 6.16 | 0.8 | 2019-12-31 | 2020-12-31 | 365 | 5.7631 | 5
76508 | 11.2 | 0.8 | 2019-12-31 | 2020-12-31 | 365 | 10.4784 | 10
76509 | 3.92 | 0.8 | 2019-12-31 | 2020-12-31 | 365 | 3.6674 | 3
76513 | 11.2 | 0.8 | 2019-12-31 | 2020-12-31 | 365 | 10.4784 | 10
76525 | 7.26 | 0.8 | 2019-12-31 | 2020-12-31 | 365 | 6.7922 | 6
76526 | 11.7 | 0.8 | 2019-12-31 | 2020-12-31 | 365 | 10.9461 | 10
76527 | 6.1 | 0.8 | 2019-12-31 | 2020-12-31 | 365 | 5.707 | 5
76528 | 3.705 | 0.8 | 2019-12-31 | 2020-12-31 | 365 | 3.4663 | 3
76529 | 10.065 | 0.8 | 2019-12-31 | 2020-12-31 | 365 | 9.4165 | 9
76530 | 4.76 | 0.8 | 2019-12-31 | 2020-12-31 | 365 | 4.4533 | 4
76531 | 6.7 | 0.8 | 2019-12-31 | 2020-12-31 | 365 | 6.2683 | 6
76304 | 6.6 | 0.8 | 2019-12-31 | 2020-12-31 | 365 | 6.1747 | 6
76567 | 7.04 | 0.8 | 2019-12-31 | 2020-12-31 | 365 | 6.5864 | 6
76568 | 6.7 | 0.8 | 2019-12-31 | 2020-12-31 | 365 | 6.2683 | 6
76571 | 5.76 | 0.8 | 2019-12-31 | 2020-12-31 | 365 | 5.3889 | 5
76573 | 4.8 | 0.8 | 2019-12-31 | 2020-12-31 | 365 | 4.4907 | 4
76574 | 7.68 | 0.8 | 2019-12-31 | 2020-12-31 | 365 | 7.1852 | 7
76576 | 5.13 | 0.8 | 2019-12-31 | 2020-12-31 | 365 | 4.7995 | 4
76217 | 10.8 | 0.8 | 2019-12-31 | 2020-12-31 | 365 | 10.1041 | 10
76239 | 12.88 | 0.8 | 2019-12-31 | 2020-12-31 | 365 | 12.0501 | 12
76244 | 5.61 | 0.8 | 2019-12-31 | 2020-12-31 | 365 | 5.2485 | 5
76368 | 9.6 | 0.8 | 2019-12-31 | 2020-12-31 | 365 | 8.9815 | 8
76398 | 4.48 | 0.8 | 2019-12-31 | 2020-12-31 | 365 | 4.1913 | 4
76429 | 4.62 | 0.8 | 2019-12-31 | 2020-12-31 | 365 | 4.3223 | 4
76434 | 4.2 | 0.8 | 2019-12-31 | 2020-12-31 | 365 | 3.9294 | 3
76511 | 8 | 0.8 | 2019-12-31 | 2020-12-31 | 365 | 7.4845 | 7
76570 | 5.559 | 0.8 | 2019-12-31 | 2020-12-31 | 365 | 5.2008 | 5
76578 | 4.725 | 0.8 | 2019-12-31 | 2020-12-31 | 365 | 4.4206 | 4
76596 | 7.56 | 0.8 | 2019-12-31 | 2020-12-31 | 365 | 7.0729 | 7
76609 | 8.55 | 0.8 | 2019-12-31 | 2020-12-31 | 365 | 7.9991 | 7
76616 | 5.76 | 0.8 | 2019-12-31 | 2020-12-31 | 365 | 5.3889 | 5
76621 | 9.57 | 0.8 | 2019-12-31 | 2020-12-31 | 365 | 8.9534 | 8
76705 | 10.89 | 0.8 | 2019-12-31 | 2020-12-31 | 365 | 10.1883 | 10
76709 | 6.09 | 0.8 | 2019-12-31 | 2020-12-31 | 365 | 5.6976 | 5
76710 | 4.93 | 0.8 | 2019-12-31 | 2020-12-31 | 365 | 4.6124 | 4
76712 | 5.04 | 0.8 | 2019-12-31 | 2020-12-31 | 365 | 4.7153 | 4
76713 | 5.985 | 0.8 | 2019-12-31 | 2020-12-31 | 365 | 5.5994 | 5
76715 | 3.15 | 0.8 | 2019-12-31 | 2020-12-31 | 365 | 2.947 | 2
76716 | 4.41 | 0.8 | 2019-12-31 | 2020-12-31 | 365 | 4.1259 | 4
76718 | 3.78 | 0.8 | 2019-12-31 | 2020-12-31 | 365 | 3.5364 | 3
76720 | 4.095 | 0.8 | 2019-12-31 | 2020-12-31 | 365 | 3.8312 | 3
76722 | 4.725 | 0.8 | 2019-12-31 | 2020-12-31 | 365 | 4.4206 | 4
76724 | 5.355 | 0.8 | 2019-12-31 | 2020-12-31 | 365 | 5.01 | 5
76735 | 7.245 | 0.8 | 2019-12-31 | 2020-12-31 | 365 | 6.7782 | 6
76736 | 7.56 | 0.8 | 2019-12-31 | 2020-12-31 | 365 | 7.0729 | 7
76737 | 3.78 | 0.8 | 2019-12-31 | 2020-12-31 | 365 | 3.5364 | 3
76738 | 5.67 | 0.8 | 2019-12-31 | 2020-12-31 | 365 | 5.3047 | 5
76739 | 5.985 | 0.8 | 2019-12-31 | 2020-12-31 | 365 | 5.5994 | 5
76524 | 5.6 | 0.8 | 2019-12-31 | 2020-12-31 | 365 | 5.2392 | 5
76777 | 3.465 | 0.8 | 2019-12-31 | 2020-12-31 | 365 | 3.2417 | 3
76778 | 6.67 | 0.8 | 2019-12-31 | 2020-12-31 | 365 | 6.2402 | 6
76782 | 6.93 | 0.8 | 2019-12-31 | 2020-12-31 | 365 | 6.4835 | 6
76784 | 5.67 | 0.8 | 2019-12-31 | 2020-12-31 | 365 | 5.3047 | 5
76786 | 11.655 | 0.8 | 2019-12-31 | 2020-12-31 | 365 | 10.904 | 10
76791 | 10.08 | 0.8 | 2019-12-31 | 2020-12-31 | 365 | 9.4305 | 9
76792 | 6.3 | 0.8 | 2019-12-31 | 2020-12-31 | 365 | 5.8941 | 5
76793 | 13.23 | 0.8 | 2019-12-31 | 2020-12-31 | 365 | 12.3776 | 12
76795 | 3.15 | 0.8 | 2019-12-31 | 2020-12-31 | 365 | 2.947 | 2
76797 | 7.245 | 0.8 | 2019-12-31 | 2020-12-31 | 365 | 6.7782 | 6
76799 | 11.655 | 0.8 | 2019-12-31 | 2020-12-31 | 365 | 10.904 | 10
76803 | 4.725 | 0.8 | 2019-12-31 | 2020-12-31 | 365 | 4.4206 | 4
76805 | 7.875 | 0.8 | 2019-12-31 | 2020-12-31 | 365 | 7.3676 | 7
76810 | 9.45 | 1 | 2019-12-31 | 2020-12-31 | 365 | 11.0514 | 11
76812 | 3.15 | 1 | 2019-12-31 | 2020-12-31 | 365 | 3.6838 | 3
76813 | 2.8 | 0.8 | 2019-12-31 | 2020-12-31 | 365 | 2.6196 | 2
76814 | 9 | 0.8 | 2019-12-31 | 2020-12-31 | 365 | 8.4201 | 8
76817 | 5.4 | 0.8 | 2019-12-31 | 2020-12-31 | 365 | 5.0521 | 5
76824 | 5.8 | 0.8 | 2019-12-31 | 2020-12-31 | 365 | 5.4263 | 5
76827 | 13.2 | 0.8 | 2019-12-31 | 2020-12-31 | 365 | 12.3495 | 12
76825 | 2.52 | 0.8 | 2019-12-31 | 2020-12-31 | 365 | 2.3576 | 2
76828 | 3.78 | 0.8 | 2019-12-31 | 2020-12-31 | 365 | 3.5364 | 3
76829 | 3.36 | 0.8 | 2019-12-31 | 2020-12-31 | 365 | 3.1435 | 3
76831 | 8.28 | 0.8 | 2019-12-31 | 2020-12-31 | 365 | 7.7465 | 7
76832 | 5.6 | 0.8 | 2019-12-31 | 2020-12-31 | 365 | 5.2392 | 5
76846 | 6.615 | 0.8 | 2019-12-31 | 2020-12-31 | 365 | 6.1888 | 6
76847 | 12.285 | 0.8 | 2019-12-31 | 2020-12-31 | 365 | 11.4935 | 11
76848 | 4.725 | 0.8 | 2019-12-31 | 2020-12-31 | 365 | 4.4206 | 4
76849 | 11.97 | 0.8 | 2019-12-31 | 2020-12-31 | 365 | 11.1987 | 11
76850 | 3.77 | 0.8 | 2019-12-31 | 2020-12-31 | 365 | 3.5271 | 3
76851 | 12.285 | 0.8 | 2019-12-31 | 2020-12-31 | 365 | 11.4935 | 11
76853 | 5.04 | 0.8 | 2019-12-31 | 2020-12-31 | 365 | 4.7153 | 4
76854 | 8.7 | 0.8 | 2019-12-31 | 2020-12-31 | 365 | 8.1394 | 8
76855 | 8.12 | 0.8 | 2019-12-31 | 2020-12-31 | 365 | 7.5968 | 7
76485 | 12.9 | 0.8 | 2019-12-31 | 2020-12-31 | 365 | 12.0688 | 12
76858 | 11.725 | 0.8 | 2019-12-31 | 2020-12-31 | 365 | 10.9695 | 10
76859 | 4.68 | 0.8 | 2019-12-31 | 2020-12-31 | 365 | 4.3785 | 4
76861 | 1.962 | 0.8 | 2019-12-31 | 2020-12-31 | 365 | 1.8356 | 1
76862 | 6.27 | 0.8 | 2019-12-31 | 2020-12-31 | 365 | 5.866 | 5
76845 | 13.23 | 0.8 | 2019-12-31 | 2020-12-31 | 365 | 12.3776 | 12
76863 | 5.232 | 0.8 | 2019-12-31 | 2020-12-31 | 365 | 4.8949 | 4
76864 | 7.68 | 0.8 | 2019-12-31 | 2020-12-31 | 365 | 7.1852 | 7
76865 | 7.8 | 1 | 2019-12-31 | 2020-12-31 | 365 | 9.1218 | 9
76866 | 10.71 | 1 | 2019-12-31 | 2020-12-31 | 365 | 12.5249 | 12
76868 | 6.93 | 0.8 | 2019-12-31 | 2020-12-31 | 365 | 6.4835 | 6
76869 | 10.08 | 0.8 | 2019-12-31 | 2020-12-31 | 365 | 9.4305 | 9
76870 | 4.725 | 0.8 | 2019-12-31 | 2020-12-31 | 365 | 4.4206 | 4
76871 | 6.615 | 1 | 2019-12-31 | 2020-12-31 | 365 | 7.736 | 7
76874 | 7.56 | 0.8 | 2019-12-31 | 2020-12-31 | 365 | 7.0729 | 7
76856 | 3.77 | 0.8 | 2019-12-31 | 2020-12-31 | 365 | 3.5271 | 3
76875 | 5.51 | 0.8 | 2019-12-31 | 2020-12-31 | 365 | 5.155 | 5
76878 | 4.35 | 0.8 | 2019-12-31 | 2020-12-31 | 365 | 4.0697 | 4
76879 | 4.35 | 0.8 | 2019-12-31 | 2020-12-31 | 365 | 4.0697 | 4
76881 | 7.25 | 0.8 | 2019-12-31 | 2020-12-31 | 365 | 6.7829 | 6
76884 | 4.35 | 0.8 | 2019-12-31 | 2020-12-31 | 365 | 4.0697 | 4
76885 | 2.32 | 0.8 | 2019-12-31 | 2020-12-31 | 365 | 2.1705 | 2
76886 | 5.51 | 0.8 | 2019-12-31 | 2020-12-31 | 365 | 5.155 | 5
76887 | 3.77 | 0.8 | 2019-12-31 | 2020-12-31 | 365 | 3.5271 | 3
76888 | 4.06 | 0.8 | 2019-12-31 | 2020-12-31 | 365 | 3.7984 | 3
76889 | 4.06 | 0.8 | 2019-12-31 | 2020-12-31 | 365 | 3.7984 | 3
76890 | 9.57 | 0.8 | 2019-12-31 | 2020-12-31 | 365 | 8.9534 | 8
76892 | 4.35 | 0.8 | 2019-12-31 | 2020-12-31 | 365 | 4.0697 | 4
76893 | 2.61 | 0.8 | 2019-12-31 | 2020-12-31 | 365 | 2.4418 | 2
76785 | 3.78 | 0.8 | 2019-12-31 | 2020-12-31 | 365 | 3.5364 | 3
76611 | 10.865 | 0.8 | 2019-12-31 | 2020-12-31 | 365 | 10.1649 | 10
76896 | 3.77 | 0.8 | 2019-12-31 | 2020-12-31 | 365 | 3.5271 | 3
76898 | 4.06 | 0.8 | 2019-12-31 | 2020-12-31 | 365 | 3.7984 | 3
76900 | 5.51 | 0.8 | 2019-12-31 | 2020-12-31 | 365 | 5.155 | 5
76901 | 3.48 | 0.8 | 2019-12-31 | 2020-12-31 | 365 | 3.2558 | 3
76903 | 4.64 | 0.8 | 2019-12-31 | 2020-12-31 | 365 | 4.341 | 4
76905 | 2.9 | 0.8 | 2019-12-31 | 2020-12-31 | 365 | 2.7131 | 2
76934 | 5.76 | 0.8 | 2019-12-31 | 2020-12-31 | 365 | 5.3889 | 5
76935 | 8.4 | 0.8 | 2019-12-31 | 2020-12-31 | 365 | 7.8588 | 7
76936 | 10.35 | 0.8 | 2019-12-31 | 2020-12-31 | 365 | 9.6831 | 9
76937 | 5.85 | 0.8 | 2019-12-31 | 2020-12-31 | 365 | 5.4731 | 5
76938 | 5.1 | 0.8 | 2019-12-31 | 2020-12-31 | 365 | 4.7714 | 4
76939 | 12.16 | 0.8 | 2019-12-31 | 2020-12-31 | 365 | 11.3765 | 11
76940 | 4.95 | 0.8 | 2019-12-31 | 2020-12-31 | 365 | 4.6311 | 4
76941 | 8.32 | 0.8 | 2019-12-31 | 2020-12-31 | 365 | 7.7839 | 7
76942 | 7.8 | 0.8 | 2019-12-31 | 2020-12-31 | 365 | 7.2974 | 7
76943 | 7.04 | 0.8 | 2019-12-31 | 2020-12-31 | 365 | 6.5864 | 6
76944 | 8.525 | 0.8 | 2019-12-31 | 2020-12-31 | 365 | 7.9757 | 7
76946 | 3.105 | 0.8 | 2019-12-31 | 2020-12-31 | 365 | 2.9049 | 2
76947 | 7.26 | 0.8 | 2019-12-31 | 2020-12-31 | 365 | 6.7922 | 6
76948 | 10.23 | 0.8 | 2019-12-31 | 2020-12-31 | 365 | 9.5709 | 9
76949 | 9.24 | 0.8 | 2019-12-31 | 2020-12-31 | 365 | 8.6446 | 8
76950 | 3.3 | 0.8 | 2019-12-31 | 2020-12-31 | 365 | 3.0874 | 3
76951 | 6.67 | 0.8 | 2019-12-31 | 2020-12-31 | 365 | 6.2402 | 6
76952 | 8 | 0.8 | 2019-12-31 | 2020-12-31 | 365 | 7.4845 | 7
76953 | 5.94 | 0.8 | 2019-12-31 | 2020-12-31 | 365 | 5.5573 | 5
76954 | 15.105 | 0.8 | 2019-12-31 | 2020-12-31 | 365 | 14.1318 | 14
76956 | 6.9 | 0.8 | 2019-12-31 | 2020-12-31 | 365 | 6.4554 | 6
76957 | 8.64 | 0.8 | 2019-12-31 | 2020-12-31 | 365 | 8.0833 | 8
76958 | 3 | 0.8 | 2019-12-31 | 2020-12-31 | 365 | 2.8067 | 2
76448 | 5.67 | 0.8 | 2019-12-31 | 2020-12-31 | 365 | 5.3047 | 5
76975 | 5.8 | 0.8 | 2019-12-31 | 2020-12-31 | 365 | 5.4263 | 5
76976 | 8.12 | 0.8 | 2019-12-31 | 2020-12-31 | 365 | 7.5968 | 7
76977 | 7.25 | 0.8 | 2019-12-31 | 2020-12-31 | 365 | 6.7829 | 6
76978 | 4.06 | 0.8 | 2019-12-31 | 2020-12-31 | 365 | 3.7984 | 3
76979 | 2.28 | 0.8 | 2019-12-31 | 2020-12-31 | 365 | 2.1331 | 2
76980 | 2.9 | 0.8 | 2019-12-31 | 2020-12-31 | 365 | 2.7131 | 2
76982 | 5.67 | 0.8 | 2019-12-31 | 2020-12-31 | 365 | 5.3047 | 5
76983 | 4.35 | 0.8 | 2019-12-31 | 2020-12-31 | 365 | 4.0697 | 4
76984 | 2.32 | 0.8 | 2019-12-31 | 2020-12-31 | 365 | 2.1705 | 2
76985 | 3.19 | 0.8 | 2019-12-31 | 2020-12-31 | 365 | 2.9845 | 2
76986 | 6.67 | 0.8 | 2019-12-31 | 2020-12-31 | 365 | 6.2402 | 6
76987 | 10.15 | 0.8 | 2019-12-31 | 2020-12-31 | 365 | 9.496 | 9
76993 | 10.545 | 0.8 | 2019-12-31 | 2020-12-31 | 365 | 9.8656 | 9
76994 | 6.67 | 0.8 | 2019-12-31 | 2020-12-31 | 365 | 6.2402 | 6
76995 | 2.61 | 0.8 | 2019-12-31 | 2020-12-31 | 365 | 2.4418 | 2
76996 | 4.93 | 0.8 | 2019-12-31 | 2020-12-31 | 365 | 4.6124 | 4
76997 | 4.93 | 0.8 | 2019-12-31 | 2020-12-31 | 365 | 4.6124 | 4
76998 | 3.705 | 0.8 | 2019-12-31 | 2020-12-31 | 365 | 3.4663 | 3
76999 | 2.565 | 0.8 | 2019-12-31 | 2020-12-31 | 365 | 2.3997 | 2
77000 | 2.565 | 0.8 | 2019-12-31 | 2020-12-31 | 365 | 2.3997 | 2
75507 | 5.5 | 0.8 | 2019-12-31 | 2020-12-31 | 365 | 5.1456 | 5
77013 | 5.4 | 0.8 | 2019-12-31 | 2020-12-31 | 365 | 5.0521 | 5
77016 | 3 | 0.8 | 2019-12-31 | 2020-12-31 | 365 | 2.8067 | 2
77017 | 6.03 | 0.8 | 2019-12-31 | 2020-12-31 | 365 | 5.6415 | 5
77019 | 7.92 | 0.8 | 2019-12-31 | 2020-12-31 | 365 | 7.4097 | 7
77021 | 3 | 0.8 | 2019-12-31 | 2020-12-31 | 365 | 2.8067 | 2
77023 | 12.06 | 0.8 | 2019-12-31 | 2020-12-31 | 365 | 11.283 | 11
77026 | 7.59 | 0.8 | 2019-12-31 | 2020-12-31 | 365 | 7.101 | 7
77028 | 15.075 | 0.8 | 2019-12-31 | 2020-12-31 | 365 | 14.1037 | 14
77029 | 7.56 | 0.8 | 2019-12-31 | 2020-12-31 | 365 | 7.0729 | 7
77060 | 8.68 | 0.8 | 2019-12-31 | 2020-12-31 | 365 | 8.1207 | 8
77065 | 6.3 | 0.8 | 2019-12-31 | 2020-12-31 | 365 | 5.8941 | 5
77068 | 8.125 | 0.8 | 2019-12-31 | 2020-12-31 | 365 | 7.6015 | 7
77071 | 5.25 | 0.8 | 2019-12-31 | 2020-12-31 | 365 | 4.9117 | 4
77072 | 9.1 | 0.8 | 2019-12-31 | 2020-12-31 | 365 | 8.5137 | 8
77075 | 6.72 | 0.8 | 2019-12-31 | 2020-12-31 | 365 | 6.287 | 6
77077 | 5.61 | 0.8 | 2019-12-31 | 2020-12-31 | 365 | 5.2485 | 5
77079 | 7.035 | 0.8 | 2019-12-31 | 2020-12-31 | 365 | 6.5817 | 6
77073 | 7.8 | 0.8 | 2019-12-31 | 2020-12-31 | 365 | 7.2974 | 7
77066 | 6.12 | 0.8 | 2019-12-31 | 2020-12-31 | 365 | 5.7257 | 5
77082 | 13.8 | 0.8 | 2019-12-31 | 2020-12-31 | 365 | 12.9108 | 12
77094 | 5.7 | 0.8 | 2019-12-31 | 2020-12-31 | 365 | 5.3327 | 5
76597 | 16.53 | 0.8 | 2019-12-31 | 2020-12-31 | 365 | 15.4649 | 15
76213 | 5.28 | 0.8 | 2019-12-31 | 2020-12-31 | 365 | 4.9398 | 4
77101 | 9.52 | 0.8 | 2019-12-31 | 2020-12-31 | 365 | 8.9066 | 8
77102 | 7.59 | 0.8 | 2019-12-31 | 2020-12-31 | 365 | 7.101 | 7
77103 | 9.6 | 0.8 | 2019-12-31 | 2020-12-31 | 365 | 8.9815 | 8
77104 | 3.78 | 0.8 | 2019-12-31 | 2020-12-31 | 365 | 3.5364 | 3
77105 | 7.68 | 0.8 | 2019-12-31 | 2020-12-31 | 365 | 7.1852 | 7
77106 | 11.84 | 0.8 | 2019-12-31 | 2020-12-31 | 365 | 11.0771 | 11
77108 | 6.6 | 0.8 | 2019-12-31 | 2020-12-31 | 365 | 6.1747 | 6
77110 | 11.375 | 0.8 | 2019-12-31 | 2020-12-31 | 365 | 10.6421 | 10
76867 | 10.71 | 1 | 2019-12-31 | 2020-12-31 | 365 | 12.5249 | 12
77020 | 9.6 | 0.8 | 2019-12-31 | 2020-12-31 | 365 | 8.9815 | 8
77031 | 7.37 | 0.8 | 2019-12-31 | 2020-12-31 | 365 | 6.8951 | 6
77221 | 10.8 | 0.8 | 2019-12-31 | 2020-12-31 | 365 | 10.1041 | 10
77222 | 9.24 | 0.8 | 2019-12-31 | 2020-12-31 | 365 | 8.6446 | 8
77223 | 8.67 | 0.8 | 2019-12-31 | 2020-12-31 | 365 | 8.1114 | 8
77225 | 5.36 | 0.8 | 2019-12-31 | 2020-12-31 | 365 | 5.0146 | 5
77226 | 10.385 | 0.8 | 2019-12-31 | 2020-12-31 | 365 | 9.7159 | 9
77228 | 6.1 | 0.8 | 2019-12-31 | 2020-12-31 | 365 | 5.707 | 5
77229 | 6.4 | 0.8 | 2019-12-31 | 2020-12-31 | 365 | 5.9876 | 5
77235 | 9 | 0.8 | 2019-12-31 | 2020-12-31 | 365 | 8.4201 | 8
77238 | 7.44 | 0.8 | 2019-12-31 | 2020-12-31 | 365 | 6.9606 | 6
77239 | 6.03 | 0.8 | 2019-12-31 | 2020-12-31 | 365 | 5.6415 | 5
77240 | 11.16 | 0.8 | 2019-12-31 | 2020-12-31 | 365 | 10.4409 | 10
77243 | 9.45 | 0.8 | 2019-12-31 | 2020-12-31 | 365 | 8.8411 | 8
77245 | 5.04 | 0.8 | 2019-12-31 | 2020-12-31 | 365 | 4.7153 | 4
77247 | 2.52 | 0.8 | 2019-12-31 | 2020-12-31 | 365 | 2.3576 | 2
77248 | 7.2 | 0.8 | 2019-12-31 | 2020-12-31 | 365 | 6.7361 | 6
76565 | 7.2 | 0.8 | 2019-12-31 | 2020-12-31 | 365 | 6.7361 | 6
76572 | 7.2 | 0.8 | 2019-12-31 | 2020-12-31 | 365 | 6.7361 | 6
76612 | 9 | 0.8 | 2019-12-31 | 2020-12-31 | 365 | 8.4201 | 8
76945 | 6.05 | 0.8 | 2019-12-31 | 2020-12-31 | 365 | 5.6602 | 5
76955 | 4.14 | 0.8 | 2019-12-31 | 2020-12-31 | 365 | 3.8733 | 3
77014 | 24.735 | 1 | 2019-12-31 | 2020-12-31 | 365 | 28.9266 | 28
77025 | 5.4 | 0.8 | 2019-12-31 | 2020-12-31 | 365 | 5.0521 | 5
77062 | 10.56 | 0.8 | 2019-12-31 | 2020-12-31 | 365 | 9.8796 | 9
77080 | 6.4 | 0.8 | 2019-12-31 | 2020-12-31 | 365 | 5.9876 | 5
77090 | 9 | 0.8 | 2019-12-31 | 2020-12-31 | 365 | 8.4201 | 8
77095 | 6.867 | 0.8 | 2019-12-31 | 2020-12-31 | 365 | 6.4245 | 6
77097 | 6.63 | 0.8 | 2019-12-31 | 2020-12-31 | 365 | 6.2028 | 6
77100 | 15.66 | 0.8 | 2019-12-31 | 2020-12-31 | 365 | 14.651 | 14
77224 | 8.25 | 0.8 | 2019-12-31 | 2020-12-31 | 365 | 7.7184 | 7
77237 | 10.05 | 0.8 | 2019-12-31 | 2020-12-31 | 365 | 9.4025 | 9
64770 | 522.24 | 0.7 | 2019-12-31 | 2020-12-31 | 365 | 427.5172 | 427
64981 | 43.47 | 0.7 | 2019-12-31 | 2020-12-31 | 365 | 35.5855 | 35
65012 | 92.214 | 0.9 | 2019-12-31 | 2020-12-31 | 365 | 97.0565 | 97
76781 | 3.78 | 0.8 | 2019-12-31 | 2020-12-31 | 365 | 3.5364 | 3
76590 | 3 | 0.8 | 2019-12-31 | 2020-12-31 | 365 | 2.8067 | 2
77277 | 13.2 | 0.8 | 2019-12-31 | 2020-12-31 | 365 | 12.3495 | 12
77278 | 7.035 | 0.8 | 2019-12-31 | 2020-12-31 | 365 | 6.5817 | 6
77283 | 5.76 | 0.8 | 2019-12-31 | 2020-12-31 | 365 | 5.3889 | 5
77289 | 7.92 | 0.8 | 2019-12-31 | 2020-12-31 | 365 | 7.4097 | 7
77291 | 7.98 | 0.8 | 2019-12-31 | 2020-12-31 | 365 | 7.4658 | 7
77098 | 10.075 | 0.8 | 2019-12-31 | 2020-12-31 | 365 | 9.4258 | 9
77314 | 10.88 | 0.8 | 2019-12-31 | 2020-12-31 | 365 | 10.179 | 10
77316 | 5.67 | 0.8 | 2019-12-31 | 2020-12-31 | 365 | 5.3047 | 5
77317 | 7.975 | 0.8 | 2019-12-31 | 2020-12-31 | 365 | 7.4612 | 7
77319 | 7.29 | 0.8 | 2019-12-31 | 2020-12-31 | 365 | 6.8203 | 6
77325 | 5.76 | 0.8 | 2019-12-31 | 2020-12-31 | 365 | 5.3889 | 5
77327 | 13.34 | 0.8 | 2019-12-31 | 2020-12-31 | 365 | 12.4805 | 12
77332 | 14.74 | 0.8 | 2019-12-31 | 2020-12-31 | 365 | 13.7903 | 13
77281 | 9.38 | 0.8 | 2019-12-31 | 2020-12-31 | 365 | 8.7756 | 8
77109 | 13.11 | 0.8 | 2019-12-31 | 2020-12-31 | 365 | 12.2653 | 12
65114 | 66.708 | 0.9 | 2019-12-31 | 2020-12-31 | 365 | 70.2111 | 70
77413 | 2.24 | 0.8 | 2019-12-31 | 2020-12-31 | 365 | 2.0957 | 2
77376 | 7.37 | 0.8 | 2019-12-31 | 2020-12-31 | 365 | 6.8951 | 6
77377 | 6.4 | 0.8 | 2019-12-31 | 2020-12-31 | 365 | 5.9876 | 5
77379 | 11.84 | 0.8 | 2019-12-31 | 2020-12-31 | 365 | 11.0771 | 11
77380 | 6.1 | 0.8 | 2019-12-31 | 2020-12-31 | 365 | 5.707 | 5
77382 | 5.94 | 0.8 | 2019-12-31 | 2020-12-31 | 365 | 5.5573 | 5
77384 | 8.64 | 0.8 | 2019-12-31 | 2020-12-31 | 365 | 8.0833 | 8
77385 | 9.24 | 0.8 | 2019-12-31 | 2020-12-31 | 365 | 8.6446 | 8
77387 | 6.3 | 0.8 | 2019-12-31 | 2020-12-31 | 365 | 5.8941 | 5
77388 | 12.21 | 0.8 | 2019-12-31 | 2020-12-31 | 365 | 11.4233 | 11
77390 | 13.4 | 0.8 | 2019-12-31 | 2020-12-31 | 365 | 12.5366 | 12
77392 | 8.7 | 0.8 | 2019-12-31 | 2020-12-31 | 365 | 8.1394 | 8
77393 | 9.045 | 0.8 | 2019-12-31 | 2020-12-31 | 365 | 8.4622 | 8
77395 | 7.035 | 0.8 | 2019-12-31 | 2020-12-31 | 365 | 6.5817 | 6
36798 | 171.2 | 0.7 | 2019-12-31 | 2020-12-31 | 365 | 140.1481 | 140
77486 | 8.4 | 0.8 | 2019-12-31 | 2020-12-31 | 365 | 7.8588 | 7
77488 | 5.32 | 0.8 | 2019-12-31 | 2020-12-31 | 365 | 4.9772 | 4
77490 | 8.04 | 0.8 | 2019-12-31 | 2020-12-31 | 365 | 7.522 | 7
77491 | 7.5 | 0.8 | 2019-12-31 | 2020-12-31 | 365 | 7.0168 | 7
77493 | 13.065 | 0.8 | 2019-12-31 | 2020-12-31 | 365 | 12.2232 | 12
77494 | 7.04 | 0.8 | 2019-12-31 | 2020-12-31 | 365 | 6.5864 | 6
77496 | 5.51 | 0.8 | 2019-12-31 | 2020-12-31 | 365 | 5.155 | 5
77499 | 9.9 | 0.8 | 2019-12-31 | 2020-12-31 | 365 | 9.2621 | 9
77500 | 8.28 | 0.8 | 2019-12-31 | 2020-12-31 | 365 | 7.7465 | 7
77540 | 10.56 | 0.8 | 2019-12-31 | 2020-12-31 | 365 | 9.8796 | 9
77543 | 8.58 | 0.8 | 2019-12-31 | 2020-12-31 | 365 | 8.0272 | 8
77546 | 12 | 0.8 | 2019-12-31 | 2020-12-31 | 365 | 11.2268 | 11
77550 | 7.08 | 0.8 | 2019-12-31 | 2020-12-31 | 365 | 6.6238 | 6
77557 | 6.3 | 0.8 | 2019-12-31 | 2020-12-31 | 365 | 5.8941 | 5
77559 | 7.13 | 0.8 | 2019-12-31 | 2020-12-31 | 365 | 6.6706 | 6
77561 | 18.15 | 0.8 | 2019-12-31 | 2020-12-31 | 365 | 16.9806 | 16
77562 | 8.28 | 0.8 | 2019-12-31 | 2020-12-31 | 365 | 7.7465 | 7
77563 | 5.12 | 0.8 | 2019-12-31 | 2020-12-31 | 365 | 4.7901 | 4
77564 | 5.6 | 0.8 | 2019-12-31 | 2020-12-31 | 365 | 5.2392 | 5
77565 | 8.32 | 0.8 | 2019-12-31 | 2020-12-31 | 365 | 7.7839 | 7
77568 | 3.96 | 0.8 | 2019-12-31 | 2020-12-31 | 365 | 3.7048 | 3
77570 | 3.2 | 0.8 | 2019-12-31 | 2020-12-31 | 365 | 2.9938 | 2
77571 | 5.12 | 0.8 | 2019-12-31 | 2020-12-31 | 365 | 4.7901 | 4
77572 | 5.12 | 0.8 | 2019-12-31 | 2020-12-31 | 365 | 4.7901 | 4
77573 | 5.695 | 0.8 | 2019-12-31 | 2020-12-31 | 365 | 5.3281 | 5
77574 | 7.92 | 0.8 | 2019-12-31 | 2020-12-31 | 365 | 7.4097 | 7
77575 | 13.44 | 0.8 | 2019-12-31 | 2020-12-31 | 365 | 12.574 | 12
77576 | 6.7 | 0.8 | 2019-12-31 | 2020-12-31 | 365 | 6.2683 | 6
77577 | 4.62 | 0.8 | 2019-12-31 | 2020-12-31 | 365 | 4.3223 | 4
77578 | 3.96 | 0.8 | 2019-12-31 | 2020-12-31 | 365 | 3.7048 | 3
77579 | 13.44 | 0.8 | 2019-12-31 | 2020-12-31 | 365 | 12.574 | 12
77580 | 5.44 | 0.8 | 2019-12-31 | 2020-12-31 | 365 | 5.0895 | 5
77581 | 12.8 | 0.8 | 2019-12-31 | 2020-12-31 | 365 | 11.9753 | 11
77582 | 4.64 | 0.8 | 2019-12-31 | 2020-12-31 | 365 | 4.341 | 4
77618 | 6.6 | 0.8 | 2019-12-31 | 2020-12-31 | 365 | 6.1747 | 6
77619 | 6.84 | 0.8 | 2019-12-31 | 2020-12-31 | 365 | 6.3993 | 6
77623 | 12.15 | 0.8 | 2019-12-31 | 2020-12-31 | 365 | 11.3672 | 11
77625 | 17.28 | 0.8 | 2019-12-31 | 2020-12-31 | 365 | 16.1666 | 16
77621 | 12 | 0.8 | 2019-12-31 | 2020-12-31 | 365 | 11.2268 | 11
77646 | 5.94 | 0.8 | 2019-12-31 | 2020-12-31 | 365 | 5.5573 | 5
77647 | 3 | 0.8 | 2019-12-31 | 2020-12-31 | 365 | 2.8067 | 2
77650 | 5.94 | 0.8 | 2019-12-31 | 2020-12-31 | 365 | 5.5573 | 5
77651 | 10.385 | 0.8 | 2019-12-31 | 2020-12-31 | 365 | 9.7159 | 9
77655 | 15.18 | 0.8 | 2019-12-31 | 2020-12-31 | 365 | 14.2019 | 14
77659 | 6.3 | 0.8 | 2019-12-31 | 2020-12-31 | 365 | 5.8941 | 5
77661 | 7.2 | 0.8 | 2019-12-31 | 2020-12-31 | 365 | 6.7361 | 6
77662 | 3.3 | 0.8 | 2019-12-31 | 2020-12-31 | 365 | 3.0874 | 3
77664 | 5.94 | 0.8 | 2019-12-31 | 2020-12-31 | 365 | 5.5573 | 5
77665 | 5.36 | 0.8 | 2019-12-31 | 2020-12-31 | 365 | 5.0146 | 5
77667 | 9.45 | 0.8 | 2019-12-31 | 2020-12-31 | 365 | 8.8411 | 8
77669 | 10.56 | 0.8 | 2019-12-31 | 2020-12-31 | 365 | 9.8796 | 9
77673 | 4.8 | 0.8 | 2019-12-31 | 2020-12-31 | 365 | 4.4907 | 4
77675 | 8.96 | 0.8 | 2019-12-31 | 2020-12-31 | 365 | 8.3827 | 8
77676 | 13.12 | 0.8 | 2019-12-31 | 2020-12-31 | 365 | 12.2747 | 12
77677 | 11.1 | 0.8 | 2019-12-31 | 2020-12-31 | 365 | 10.3848 | 10
77678 | 5.94 | 0.8 | 2019-12-31 | 2020-12-31 | 365 | 5.5573 | 5
77679 | 8 | 0.8 | 2019-12-31 | 2020-12-31 | 365 | 7.4845 | 7
77681 | 6.6 | 0.8 | 2019-12-31 | 2020-12-31 | 365 | 6.1747 | 6
77686 | 5.32 | 0.8 | 2019-12-31 | 2020-12-31 | 365 | 4.9772 | 4
77687 | 7.92 | 0.8 | 2019-12-31 | 2020-12-31 | 365 | 7.4097 | 7
77688 | 9.57 | 0.8 | 2019-12-31 | 2020-12-31 | 365 | 8.9534 | 8
77689 | 6.6 | 0.8 | 2019-12-31 | 2020-12-31 | 365 | 6.1747 | 6
77691 | 4.5 | 0.8 | 2019-12-31 | 2020-12-31 | 365 | 4.2101 | 4
77680 | 11.2 | 0.8 | 2019-12-31 | 2020-12-31 | 365 | 10.4784 | 10
77715 | 4.95 | 0.8 | 2019-12-31 | 2020-12-31 | 365 | 4.6311 | 4
77716 | 7.04 | 0.8 | 2019-12-31 | 2020-12-31 | 365 | 6.5864 | 6
77717 | 8.04 | 0.8 | 2019-12-31 | 2020-12-31 | 365 | 7.522 | 7
77321 | 14.85 | 0.8 | 2019-12-31 | 2020-12-31 | 365 | 13.8932 | 13
77718 | 10.05 | 0.8 | 2019-12-31 | 2020-12-31 | 365 | 9.4025 | 9
77719 | 10.89 | 0.8 | 2019-12-31 | 2020-12-31 | 365 | 10.1883 | 10
77721 | 5.12 | 0.8 | 2019-12-31 | 2020-12-31 | 365 | 4.7901 | 4
77723 | 6.93 | 0.8 | 2019-12-31 | 2020-12-31 | 365 | 6.4835 | 6
77725 | 12.87 | 0.8 | 2019-12-31 | 2020-12-31 | 365 | 12.0408 | 12
77726 | 5.12 | 0.8 | 2019-12-31 | 2020-12-31 | 365 | 4.7901 | 4
77738 | 7.8 | 0.8 | 2019-12-31 | 2020-12-31 | 365 | 7.2974 | 7
77740 | 8.58 | 0.8 | 2019-12-31 | 2020-12-31 | 365 | 8.0272 | 8
77741 | 24.96 | 0.8 | 2019-12-31 | 2020-12-31 | 365 | 23.3518 | 23
77767 | 5.9 | 0.8 | 2019-12-31 | 2020-12-31 | 365 | 5.5199 | 5
77770 | 4.8 | 0.8 | 2019-12-31 | 2020-12-31 | 365 | 4.4907 | 4
77771 | 9.9 | 0.8 | 2019-12-31 | 2020-12-31 | 365 | 9.2621 | 9
77772 | 11.55 | 0.8 | 2019-12-31 | 2020-12-31 | 365 | 10.8058 | 10
77774 | 10.385 | 0.8 | 2019-12-31 | 2020-12-31 | 365 | 9.7159 | 9
77776 | 7.705 | 0.8 | 2019-12-31 | 2020-12-31 | 365 | 7.2086 | 7
77606 | 3.25 | 0.8 | 2019-12-31 | 2020-12-31 | 365 | 3.0406 | 3
77823 | 8.82 | 0.8 | 2019-12-31 | 2020-12-31 | 365 | 8.2517 | 8
77824 | 6.96 | 0.8 | 2019-12-31 | 2020-12-31 | 365 | 6.5116 | 6
77825 | 5.94 | 0.8 | 2019-12-31 | 2020-12-31 | 365 | 5.5573 | 5
77826 | 6.4 | 0.8 | 2019-12-31 | 2020-12-31 | 365 | 5.9876 | 5
77495 | 5.985 | 0.8 | 2019-12-31 | 2020-12-31 | 365 | 5.5994 | 5
77497 | 9.6 | 0.8 | 2019-12-31 | 2020-12-31 | 365 | 8.9815 | 8
77656 | 9.52 | 0.8 | 2019-12-31 | 2020-12-31 | 365 | 8.9066 | 8
77671 | 7.59 | 0.8 | 2019-12-31 | 2020-12-31 | 365 | 7.101 | 7
77642 | 51.255 | 0.6 | 2019-12-31 | 2020-12-31 | 365 | 35.9644 | 35
44562 | 2188.8 | 1 | 2019-12-31 | 2020-12-31 | 365 | 2559.714 | 2559
77886 | 7.59 | 0.8 | 2019-12-31 | 2020-12-31 | 365 | 7.101 | 7
77887 | 11.39 | 0.8 | 2019-12-31 | 2020-12-31 | 365 | 10.6561 | 10
77888 | 6.615 | 0.8 | 2019-12-31 | 2020-12-31 | 365 | 6.1888 | 6
77892 | 5.36 | 0.8 | 2019-12-31 | 2020-12-31 | 365 | 5.0146 | 5
77893 | 5.76 | 0.8 | 2019-12-31 | 2020-12-31 | 365 | 5.3889 | 5
77894 | 10.08 | 0.8 | 2019-12-31 | 2020-12-31 | 365 | 9.4305 | 9
77895 | 6.6 | 0.8 | 2019-12-31 | 2020-12-31 | 365 | 6.1747 | 6
77911 | 10.15 | 0.8 | 2019-12-31 | 2020-12-31 | 365 | 9.496 | 9
77913 | 8.37 | 0.8 | 2019-12-31 | 2020-12-31 | 365 | 7.8307 | 7
77915 | 7.04 | 0.8 | 2019-12-31 | 2020-12-31 | 365 | 6.5864 | 6
77917 | 11.22 | 0.8 | 2019-12-31 | 2020-12-31 | 365 | 10.4971 | 10
77919 | 3.6 | 0.8 | 2019-12-31 | 2020-12-31 | 365 | 3.368 | 3
77921 | 5.7 | 0.8 | 2019-12-31 | 2020-12-31 | 365 | 5.3327 | 5
77924 | 8.96 | 0.8 | 2019-12-31 | 2020-12-31 | 365 | 8.3827 | 8
77927 | 11.2 | 0.8 | 2019-12-31 | 2020-12-31 | 365 | 10.4784 | 10
77929 | 3.65 | 0.8 | 2019-12-31 | 2020-12-31 | 365 | 3.4148 | 3
77931 | 5.44 | 0.8 | 2019-12-31 | 2020-12-31 | 365 | 5.0895 | 5
77933 | 8.7 | 0.8 | 2019-12-31 | 2020-12-31 | 365 | 8.1394 | 8
77974 | 4.8 | 0.8 | 2019-12-31 | 2020-12-31 | 365 | 4.4907 | 4
77975 | 7 | 0.8 | 2019-12-31 | 2020-12-31 | 365 | 6.549 | 6
77976 | 9.483 | 0.8 | 2019-12-31 | 2020-12-31 | 365 | 8.872 | 8
77977 | 9.045 | 0.8 | 2019-12-31 | 2020-12-31 | 365 | 8.4622 | 8
77978 | 9.38 | 0.8 | 2019-12-31 | 2020-12-31 | 365 | 8.7756 | 8
77979 | 11.16 | 0.8 | 2019-12-31 | 2020-12-31 | 365 | 10.4409 | 10
77980 | 15 | 0.8 | 2019-12-31 | 2020-12-31 | 365 | 14.0335 | 14
77981 | 7.425 | 0.8 | 2019-12-31 | 2020-12-31 | 365 | 6.9466 | 6
77982 | 2.56 | 0.8 | 2019-12-31 | 2020-12-31 | 365 | 2.3951 | 2
77983 | 21.6 | 0.8 | 2019-12-31 | 2020-12-31 | 365 | 20.2083 | 20
77984 | 7.37 | 0.8 | 2019-12-31 | 2020-12-31 | 365 | 6.8951 | 6
77985 | 8.58 | 0.8 | 2019-12-31 | 2020-12-31 | 365 | 8.0272 | 8
77986 | 3.66 | 0.8 | 2019-12-31 | 2020-12-31 | 365 | 3.4242 | 3
77987 | 8.64 | 0.8 | 2019-12-31 | 2020-12-31 | 365 | 8.0833 | 8
77988 | 8.64 | 0.8 | 2019-12-31 | 2020-12-31 | 365 | 8.0833 | 8
77989 | 6.1 | 0.8 | 2019-12-31 | 2020-12-31 | 365 | 5.707 | 5
77990 | 7.425 | 0.8 | 2019-12-31 | 2020-12-31 | 365 | 6.9466 | 6
77991 | 11.2 | 0.8 | 2019-12-31 | 2020-12-31 | 365 | 10.4784 | 10
77992 | 4.8 | 0.8 | 2019-12-31 | 2020-12-31 | 365 | 4.4907 | 4
77999 | 3.96 | 0.8 | 2019-12-31 | 2020-12-31 | 365 | 3.7048 | 3
78000 | 7.2 | 0.8 | 2019-12-31 | 2020-12-31 | 365 | 6.7361 | 6
78003 | 6.6 | 0.8 | 2019-12-31 | 2020-12-31 | 365 | 6.1747 | 6
78006 | 5.4 | 0.8 | 2019-12-31 | 2020-12-31 | 365 | 5.0521 | 5
78007 | 7 | 0.8 | 2019-12-31 | 2020-12-31 | 365 | 6.549 | 6
78009 | 9.35 | 0.8 | 2019-12-31 | 2020-12-31 | 365 | 8.7476 | 8
78011 | 3.3 | 0.8 | 2019-12-31 | 2020-12-31 | 365 | 3.0874 | 3
78033 | 8.32 | 0.8 | 2019-12-31 | 2020-12-31 | 365 | 7.7839 | 7
78034 | 7.59 | 0.8 | 2019-12-31 | 2020-12-31 | 365 | 7.101 | 7
77693 | 12.87 | 0.8 | 2019-12-31 | 2020-12-31 | 365 | 12.0408 | 12
78035 | 9.24 | 0.8 | 2019-12-31 | 2020-12-31 | 365 | 8.6446 | 8
78037 | 5.76 | 0.8 | 2019-12-31 | 2020-12-31 | 365 | 5.3889 | 5
78038 | 8.99 | 0.8 | 2019-12-31 | 2020-12-31 | 365 | 8.4108 | 8
78039 | 6.7 | 0.8 | 2019-12-31 | 2020-12-31 | 365 | 6.2683 | 6
78040 | 4.48 | 0.8 | 2019-12-31 | 2020-12-31 | 365 | 4.1913 | 4
78041 | 3.35 | 0.8 | 2019-12-31 | 2020-12-31 | 365 | 3.1342 | 3
78042 | 11.84 | 0.8 | 2019-12-31 | 2020-12-31 | 365 | 11.0771 | 11
78043 | 6.365 | 0.8 | 2019-12-31 | 2020-12-31 | 365 | 5.9549 | 5
78089 | 4.725 | 0.8 | 2019-12-31 | 2020-12-31 | 365 | 4.4206 | 4
78092 | 8.7 | 0.8 | 2019-12-31 | 2020-12-31 | 365 | 8.1394 | 8
78094 | 7.2 | 0.8 | 2019-12-31 | 2020-12-31 | 365 | 6.7361 | 6
78096 | 5.6 | 0.8 | 2019-12-31 | 2020-12-31 | 365 | 5.2392 | 5
78098 | 8.54 | 0.8 | 2019-12-31 | 2020-12-31 | 365 | 7.9898 | 7
78099 | 3.52 | 1 | 2019-12-31 | 2020-12-31 | 365 | 4.1165 | 4
78100 | 9.52 | 0.8 | 2019-12-31 | 2020-12-31 | 365 | 8.9066 | 8
78101 | 8.4 | 0.8 | 2019-12-31 | 2020-12-31 | 365 | 7.8588 | 7
78102 | 9.9 | 0.8 | 2019-12-31 | 2020-12-31 | 365 | 9.2621 | 9
78104 | 12.6 | 0.8 | 2019-12-31 | 2020-12-31 | 365 | 11.7882 | 11
78105 | 5.44 | 0.8 | 2019-12-31 | 2020-12-31 | 365 | 5.0895 | 5
78107 | 7.14 | 0.8 | 2019-12-31 | 2020-12-31 | 365 | 6.68 | 6
78109 | 8.25 | 0.8 | 2019-12-31 | 2020-12-31 | 365 | 7.7184 | 7
77720 | 10.725 | 0.8 | 2019-12-31 | 2020-12-31 | 365 | 10.034 | 10
65247 | 67.65 | 1 | 2019-12-31 | 2020-12-31 | 365 | 79.114 | 79
65249 | 33.825 | 0.9 | 2019-12-31 | 2020-12-31 | 365 | 35.6013 | 35
78136 | 6.213 | 0.8 | 2019-12-31 | 2020-12-31 | 365 | 5.8127 | 5
78137 | 5.025 | 0.8 | 2019-12-31 | 2020-12-31 | 365 | 4.7012 | 4
78138 | 5.76 | 0.8 | 2019-12-31 | 2020-12-31 | 365 | 5.3889 | 5
78141 | 9.6 | 0.8 | 2019-12-31 | 2020-12-31 | 365 | 8.9815 | 8
78144 | 7 | 0.8 | 2019-12-31 | 2020-12-31 | 365 | 6.549 | 6
78148 | 3.42 | 0.8 | 2019-12-31 | 2020-12-31 | 365 | 3.1996 | 3
78149 | 8.12 | 0.8 | 2019-12-31 | 2020-12-31 | 365 | 7.5968 | 7
78153 | 15.042 | 0.8 | 2019-12-31 | 2020-12-31 | 365 | 14.0728 | 14
77889 | 5.76 | 0.8 | 2019-12-31 | 2020-12-31 | 365 | 5.3889 | 5
77891 | 14.28 | 0.8 | 2019-12-31 | 2020-12-31 | 365 | 13.3599 | 13
78108 | 7.975 | 0.8 | 2019-12-31 | 2020-12-31 | 365 | 7.4612 | 7
78112 | 8.67 | 0.8 | 2019-12-31 | 2020-12-31 | 365 | 8.1114 | 8
78132 | 10.07 | 0.8 | 2019-12-31 | 2020-12-31 | 365 | 9.4212 | 9
78133 | 9.54 | 0.8 | 2019-12-31 | 2020-12-31 | 365 | 8.9253 | 8
78135 | 12.21 | 0.8 | 2019-12-31 | 2020-12-31 | 365 | 11.4233 | 11
78142 | 16.53 | 0.8 | 2019-12-31 | 2020-12-31 | 365 | 15.4649 | 15
78146 | 7.59 | 0.8 | 2019-12-31 | 2020-12-31 | 365 | 7.101 | 7
78150 | 12.54 | 0.8 | 2019-12-31 | 2020-12-31 | 365 | 11.732 | 11
78152 | 10.05 | 0.8 | 2019-12-31 | 2020-12-31 | 365 | 9.4025 | 9
78155 | 12.18 | 0.8 | 2019-12-31 | 2020-12-31 | 365 | 11.3952 | 11
77674 | 4.41 | 0.8 | 2019-12-31 | 2020-12-31 | 365 | 4.1259 | 4
78215 | 7.28 | 1 | 2019-12-31 | 2020-12-31 | 365 | 8.5137 | 8
78218 | 6.65 | 0.8 | 2019-12-31 | 2020-12-31 | 365 | 6.2215 | 6
78219 | 5.11 | 0.8 | 2019-12-31 | 2020-12-31 | 365 | 4.7808 | 4
78220 | 6.84 | 0.8 | 2019-12-31 | 2020-12-31 | 365 | 6.3993 | 6
78222 | 7.68 | 0.8 | 2019-12-31 | 2020-12-31 | 365 | 7.1852 | 7
78223 | 10.72 | 0.8 | 2019-12-31 | 2020-12-31 | 365 | 10.0293 | 10
78225 | 13.5 | 0.8 | 2019-12-31 | 2020-12-31 | 365 | 12.6302 | 12
78226 | 9.6 | 0.8 | 2019-12-31 | 2020-12-31 | 365 | 8.9815 | 8
78227 | 5.61 | 0.8 | 2019-12-31 | 2020-12-31 | 365 | 5.2485 | 5
78229 | 13.44 | 0.8 | 2019-12-31 | 2020-12-31 | 365 | 12.574 | 12
78387 | 8.64 | 0.8 | 2019-12-31 | 2020-12-31 | 365 | 8.0833 | 8
78290 | 15.12 | 0.8 | 2019-12-31 | 2020-12-31 | 365 | 14.1458 | 14
78258 | 20.16 | 0.8 | 2019-12-31 | 2020-12-31 | 365 | 18.8611 | 18
78371 | 3.99 | 0.8 | 2019-12-31 | 2020-12-31 | 365 | 3.7329 | 3
78373 | 8.835 | 0.8 | 2019-12-31 | 2020-12-31 | 365 | 8.2657 | 8
78398 | 9.8 | 0.8 | 2019-12-31 | 2020-12-31 | 365 | 9.1686 | 9
78396 | 10.56 | 0.8 | 2019-12-31 | 2020-12-31 | 365 | 9.8796 | 9
78392 | 5.76 | 0.8 | 2019-12-31 | 2020-12-31 | 365 | 5.3889 | 5
78390 | 12.54 | 0.8 | 2019-12-31 | 2020-12-31 | 365 | 11.732 | 11
78389 | 9.15 | 0.8 | 2019-12-31 | 2020-12-31 | 365 | 8.5604 | 8
78386 | 6.6 | 0.8 | 2019-12-31 | 2020-12-31 | 365 | 6.1747 | 6
78384 | 5.04 | 0.8 | 2019-12-31 | 2020-12-31 | 365 | 4.7153 | 4
78376 | 11.115 | 0.8 | 2019-12-31 | 2020-12-31 | 365 | 10.3988 | 10
78375 | 11.4 | 0.8 | 2019-12-31 | 2020-12-31 | 365 | 10.6655 | 10
78369 | 4.56 | 0.8 | 2019-12-31 | 2020-12-31 | 365 | 4.2662 | 4
78368 | 6.16 | 0.8 | 2019-12-31 | 2020-12-31 | 365 | 5.7631 | 5
78366 | 13.26 | 0.8 | 2019-12-31 | 2020-12-31 | 365 | 12.4056 | 12
78365 | 10.26 | 0.8 | 2019-12-31 | 2020-12-31 | 365 | 9.5989 | 9
78362 | 12.395 | 0.8 | 2019-12-31 | 2020-12-31 | 365 | 11.5964 | 11
78247 | 11.2 | 0.8 | 2019-12-31 | 2020-12-31 | 365 | 10.4784 | 10
78248 | 7 | 0.8 | 2019-12-31 | 2020-12-31 | 365 | 6.549 | 6
78249 | 3.36 | 0.8 | 2019-12-31 | 2020-12-31 | 365 | 3.1435 | 3
78250 | 3.135 | 0.8 | 2019-12-31 | 2020-12-31 | 365 | 2.933 | 2
78251 | 3.36 | 0.8 | 2019-12-31 | 2020-12-31 | 365 | 3.1435 | 3
78252 | 6.16 | 0.8 | 2019-12-31 | 2020-12-31 | 365 | 5.7631 | 5
78253 | 8.04 | 0.8 | 2019-12-31 | 2020-12-31 | 365 | 7.522 | 7
78255 | 10.26 | 0.8 | 2019-12-31 | 2020-12-31 | 365 | 9.5989 | 9
78256 | 7.98 | 0.8 | 2019-12-31 | 2020-12-31 | 365 | 7.4658 | 7
78257 | 4.8 | 0.8 | 2019-12-31 | 2020-12-31 | 365 | 4.4907 | 4
78259 | 5.7 | 0.8 | 2019-12-31 | 2020-12-31 | 365 | 5.3327 | 5
78261 | 7.695 | 0.8 | 2019-12-31 | 2020-12-31 | 365 | 7.1992 | 7
78263 | 6.96 | 0.8 | 2019-12-31 | 2020-12-31 | 365 | 6.5116 | 6
78264 | 10.56 | 0.8 | 2019-12-31 | 2020-12-31 | 365 | 9.8796 | 9
78265 | 10.89 | 0.8 | 2019-12-31 | 2020-12-31 | 365 | 10.1883 | 10
78267 | 9.9 | 0.8 | 2019-12-31 | 2020-12-31 | 365 | 9.2621 | 9
78268 | 6.3 | 0.8 | 2019-12-31 | 2020-12-31 | 365 | 5.8941 | 5
78287 | 12.6 | 0.8 | 2019-12-31 | 2020-12-31 | 365 | 11.7882 | 11
78288 | 3.96 | 0.8 | 2019-12-31 | 2020-12-31 | 365 | 3.7048 | 3
78289 | 5.13 | 0.8 | 2019-12-31 | 2020-12-31 | 365 | 4.7995 | 4
78292 | 4.64 | 0.8 | 2019-12-31 | 2020-12-31 | 365 | 4.341 | 4
78293 | 10.545 | 0.8 | 2019-12-31 | 2020-12-31 | 365 | 9.8656 | 9
78294 | 4.275 | 0.8 | 2019-12-31 | 2020-12-31 | 365 | 3.9996 | 3
78295 | 7.98 | 0.8 | 2019-12-31 | 2020-12-31 | 365 | 7.4658 | 7
78296 | 9.57 | 0.8 | 2019-12-31 | 2020-12-31 | 365 | 8.9534 | 8
78297 | 8.7 | 0.8 | 2019-12-31 | 2020-12-31 | 365 | 8.1394 | 8
78319 | 4.02 | 0.8 | 2019-12-31 | 2020-12-31 | 365 | 3.761 | 3
78320 | 3.6 | 0.8 | 2019-12-31 | 2020-12-31 | 365 | 3.368 | 3
78322 | 9.69 | 0.8 | 2019-12-31 | 2020-12-31 | 365 | 9.0657 | 9
78323 | 6.4 | 0.8 | 2019-12-31 | 2020-12-31 | 365 | 5.9876 | 5
78324 | 4.8 | 0.8 | 2019-12-31 | 2020-12-31 | 365 | 4.4907 | 4
78325 | 14.64 | 0.8 | 2019-12-31 | 2020-12-31 | 365 | 13.6967 | 13
78327 | 4.95 | 0.8 | 2019-12-31 | 2020-12-31 | 365 | 4.6311 | 4
78328 | 13.11 | 0.8 | 2019-12-31 | 2020-12-31 | 365 | 12.2653 | 12
78329 | 8.265 | 0.8 | 2019-12-31 | 2020-12-31 | 365 | 7.7325 | 7
78331 | 9.69 | 0.8 | 2019-12-31 | 2020-12-31 | 365 | 9.0657 | 9
78333 | 5.76 | 0.8 | 2019-12-31 | 2020-12-31 | 365 | 5.3889 | 5
78360 | 12.06 | 0.8 | 2019-12-31 | 2020-12-31 | 365 | 11.283 | 11
78400 | 10.725 | 0.8 | 2019-12-31 | 2020-12-31 | 365 | 10.034 | 10
78402 | 10.07 | 0.8 | 2019-12-31 | 2020-12-31 | 365 | 9.4212 | 9
78408 | 13.44 | 0.8 | 2019-12-31 | 2020-12-31 | 365 | 12.574 | 12
78409 | 4.275 | 0.8 | 2019-12-31 | 2020-12-31 | 365 | 3.9996 | 3
78091 | 7.92 | 0.8 | 2019-12-31 | 2020-12-31 | 365 | 7.4097 | 7
78411 | 3.42 | 0.8 | 2019-12-31 | 2020-12-31 | 365 | 3.1996 | 3
78412 | 13.44 | 0.8 | 2019-12-31 | 2020-12-31 | 365 | 12.574 | 12
78413 | 6.555 | 0.8 | 2019-12-31 | 2020-12-31 | 365 | 6.1326 | 6
78417 | 14.25 | 0.8 | 2019-12-31 | 2020-12-31 | 365 | 13.3318 | 13
78418 | 8.12 | 0.8 | 2019-12-31 | 2020-12-31 | 365 | 7.5968 | 7
78383 | 7.875 | 0.8 | 2019-12-31 | 2020-12-31 | 365 | 7.3676 | 7
78424 | 3.135 | 0.8 | 2019-12-31 | 2020-12-31 | 365 | 2.933 | 2
78426 | 11.4 | 0.8 | 2019-12-31 | 2020-12-31 | 365 | 10.6655 | 10
78427 | 4.2 | 0.8 | 2019-12-31 | 2020-12-31 | 365 | 3.9294 | 3
78428 | 5.525 | 0.8 | 2019-12-31 | 2020-12-31 | 365 | 5.169 | 5
78429 | 3.72 | 0.8 | 2019-12-31 | 2020-12-31 | 365 | 3.4803 | 3
78430 | 5.94 | 0.8 | 2019-12-31 | 2020-12-31 | 365 | 5.5573 | 5
78431 | 9.57 | 0.8 | 2019-12-31 | 2020-12-31 | 365 | 8.9534 | 8
78432 | 19.47 | 0.8 | 2019-12-31 | 2020-12-31 | 365 | 18.2155 | 18
78435 | 6.7 | 0.8 | 2019-12-31 | 2020-12-31 | 365 | 6.2683 | 6
78436 | 9.92 | 0.8 | 2019-12-31 | 2020-12-31 | 365 | 9.2808 | 9
78460 | 5.76 | 0.8 | 2019-12-31 | 2020-12-31 | 365 | 5.3889 | 5
78461 | 8.04 | 0.8 | 2019-12-31 | 2020-12-31 | 365 | 7.522 | 7
78462 | 9.38 | 0.8 | 2019-12-31 | 2020-12-31 | 365 | 8.7756 | 8
78463 | 9.72 | 0.8 | 2019-12-31 | 2020-12-31 | 365 | 9.0937 | 9
78464 | 6.6 | 0.8 | 2019-12-31 | 2020-12-31 | 365 | 6.1747 | 6
78465 | 10.675 | 0.8 | 2019-12-31 | 2020-12-31 | 365 | 9.9872 | 9
78468 | 13.5 | 0.8 | 2019-12-31 | 2020-12-31 | 365 | 12.6302 | 12
78469 | 5.025 | 0.8 | 2019-12-31 | 2020-12-31 | 365 | 4.7012 | 4
78471 | 9.715 | 0.8 | 2019-12-31 | 2020-12-31 | 365 | 9.089 | 9
78475 | 6.6 | 0.8 | 2019-12-31 | 2020-12-31 | 365 | 6.1747 | 6
78476 | 9.9 | 0.8 | 2019-12-31 | 2020-12-31 | 365 | 9.2621 | 9
78477 | 11.88 | 0.8 | 2019-12-31 | 2020-12-31 | 365 | 11.1145 | 11
78478 | 5.76 | 0.8 | 2019-12-31 | 2020-12-31 | 365 | 5.3889 | 5
78479 | 5.4 | 0.8 | 2019-12-31 | 2020-12-31 | 365 | 5.0521 | 5
78480 | 8.96 | 0.8 | 2019-12-31 | 2020-12-31 | 365 | 8.3827 | 8
78481 | 8.96 | 0.8 | 2019-12-31 | 2020-12-31 | 365 | 8.3827 | 8
78501 | 6.6 | 0.8 | 2019-12-31 | 2020-12-31 | 365 | 6.1747 | 6
78502 | 2.85 | 0.8 | 2019-12-31 | 2020-12-31 | 365 | 2.6664 | 2
78503 | 8.06 | 0.8 | 2019-12-31 | 2020-12-31 | 365 | 7.5407 | 7
78504 | 3.64 | 0.8 | 2019-12-31 | 2020-12-31 | 365 | 3.4055 | 3
78505 | 4.55 | 0.8 | 2019-12-31 | 2020-12-31 | 365 | 4.2568 | 4
78506 | 5.8 | 0.8 | 2019-12-31 | 2020-12-31 | 365 | 5.4263 | 5
78508 | 4.86 | 0.8 | 2019-12-31 | 2020-12-31 | 365 | 4.5469 | 4
78509 | 11.39 | 0.8 | 2019-12-31 | 2020-12-31 | 365 | 10.6561 | 10
78516 | 13.5 | 0.8 | 2019-12-31 | 2020-12-31 | 365 | 12.6302 | 12
78517 | 7.36 | 0.8 | 2019-12-31 | 2020-12-31 | 365 | 6.8858 | 6
78519 | 7.56 | 0.8 | 2019-12-31 | 2020-12-31 | 365 | 7.0729 | 7
78522 | 8.7 | 0.8 | 2019-12-31 | 2020-12-31 | 365 | 8.1394 | 8
78524 | 6.4 | 0.8 | 2019-12-31 | 2020-12-31 | 365 | 5.9876 | 5
78526 | 8.25 | 0.8 | 2019-12-31 | 2020-12-31 | 365 | 7.7184 | 7
78438 | 0.66 | 0.8 | 2019-12-31 | 2020-12-31 | 365 | 0.61747 | 0
78433 | 8.32 | 0.8 | 2019-12-31 | 2020-12-31 | 365 | 7.7839 | 7
78437 | 70.725 | 0.6 | 2019-12-31 | 2020-12-31 | 365 | 49.626 | 49
78415 | 4.275 | 0.8 | 2019-12-31 | 2020-12-31 | 365 | 3.9996 | 3
78473 | 5.795 | 0.8 | 2019-12-31 | 2020-12-31 | 365 | 5.4216 | 5
78528 | 5.355 | 0.8 | 2019-12-31 | 2020-12-31 | 365 | 5.01 | 5
78530 | 11.52 | 0.8 | 2019-12-31 | 2020-12-31 | 365 | 10.7777 | 10
78532 | 7.035 | 0.8 | 2019-12-31 | 2020-12-31 | 365 | 6.5817 | 6
78533 | 5.36 | 0.8 | 2019-12-31 | 2020-12-31 | 365 | 5.0146 | 5
78434 | 4.275 | 0.8 | 2019-12-31 | 2020-12-31 | 365 | 3.9996 | 3
78425 | 13.065 | 0.8 | 2019-12-31 | 2020-12-31 | 365 | 12.2232 | 12
78393 | 5.04 | 0.8 | 2019-12-31 | 2020-12-31 | 365 | 4.7153 | 4
78139 | 8.58 | 0.8 | 2019-12-31 | 2020-12-31 | 365 | 8.0272 | 8
78291 | 31.5 | 0.6 | 2019-12-31 | 2020-12-31 | 365 | 22.1028 | 22
78723 | 9.45 | 0.8 | 2019-12-31 | 2020-12-31 | 365 | 8.8411 | 8
78724 | 14.28 | 0.8 | 2019-12-31 | 2020-12-31 | 365 | 13.3599 | 13
78725 | 11.725 | 0.8 | 2019-12-31 | 2020-12-31 | 365 | 10.9695 | 10
78332 | 5.6 | 0.8 | 2019-12-31 | 2020-12-31 | 365 | 5.2392 | 5
78726 | 13.05 | 0.8 | 2019-12-31 | 2020-12-31 | 365 | 12.2092 | 12
78727 | 3.84 | 0.8 | 2019-12-31 | 2020-12-31 | 365 | 3.5926 | 3
78728 | 7.475 | 0.8 | 2019-12-31 | 2020-12-31 | 365 | 6.9934 | 6
78729 | 8.58 | 0.8 | 2019-12-31 | 2020-12-31 | 365 | 8.0272 | 8
78730 | 5.695 | 0.8 | 2019-12-31 | 2020-12-31 | 365 | 5.3281 | 5
78731 | 9.765 | 0.8 | 2019-12-31 | 2020-12-31 | 365 | 9.1358 | 9
78735 | 5.4 | 0.8 | 2019-12-31 | 2020-12-31 | 365 | 5.0521 | 5
78147 | 8.64 | 0.8 | 2019-12-31 | 2020-12-31 | 365 | 8.0833 | 8
78736 | 11.6 | 0.8 | 2019-12-31 | 2020-12-31 | 365 | 10.8526 | 10
78739 | 6.825 | 0.8 | 2019-12-31 | 2020-12-31 | 365 | 6.3853 | 6
78740 | 5.04 | 0.8 | 2019-12-31 | 2020-12-31 | 365 | 4.7153 | 4
78742 | 7.2 | 0.8 | 2019-12-31 | 2020-12-31 | 365 | 6.7361 | 6
78745 | 6.4 | 0.8 | 2019-12-31 | 2020-12-31 | 365 | 5.9876 | 5
78746 | 5.7 | 0.8 | 2019-12-31 | 2020-12-31 | 365 | 5.3327 | 5
78751 | 11.39 | 0.8 | 2019-12-31 | 2020-12-31 | 365 | 10.6561 | 10
78752 | 11.22 | 0.8 | 2019-12-31 | 2020-12-31 | 365 | 10.4971 | 10
78753 | 5.58 | 0.8 | 2019-12-31 | 2020-12-31 | 365 | 5.2205 | 5
78754 | 8.4 | 0.8 | 2019-12-31 | 2020-12-31 | 365 | 7.8588 | 7
78756 | 9 | 0.8 | 2019-12-31 | 2020-12-31 | 365 | 8.4201 | 8
78757 | 8.04 | 0.8 | 2019-12-31 | 2020-12-31 | 365 | 7.522 | 7
78759 | 5.12 | 0.8 | 2019-12-31 | 2020-12-31 | 365 | 4.7901 | 4
78760 | 2.9 | 0.8 | 2019-12-31 | 2020-12-31 | 365 | 2.7131 | 2
78761 | 9.9 | 0.8 | 2019-12-31 | 2020-12-31 | 365 | 9.2621 | 9
78762 | 9.24 | 0.8 | 2019-12-31 | 2020-12-31 | 365 | 8.6446 | 8
78764 | 7.26 | 0.8 | 2019-12-31 | 2020-12-31 | 365 | 6.7922 | 6
78767 | 6 | 0.8 | 2019-12-31 | 2020-12-31 | 365 | 5.6134 | 5
78769 | 3.575 | 0.8 | 2019-12-31 | 2020-12-31 | 365 | 3.3447 | 3
78771 | 5.94 | 0.8 | 2019-12-31 | 2020-12-31 | 365 | 5.5573 | 5
78819 | 12.87 | 0.8 | 2019-12-31 | 2020-12-31 | 365 | 12.0408 | 12
78820 | 7.26 | 0.8 | 2019-12-31 | 2020-12-31 | 365 | 6.7922 | 6
78822 | 7.56 | 0.8 | 2019-12-31 | 2020-12-31 | 365 | 7.0729 | 7
78823 | 4.4 | 0.8 | 2019-12-31 | 2020-12-31 | 365 | 4.1165 | 4
78825 | 6.6 | 0.8 | 2019-12-31 | 2020-12-31 | 365 | 6.1747 | 6
78826 | 8.1 | 0.8 | 2019-12-31 | 2020-12-31 | 365 | 7.5781 | 7
78827 | 7.8 | 0.8 | 2019-12-31 | 2020-12-31 | 365 | 7.2974 | 7
78828 | 8.125 | 0.8 | 2019-12-31 | 2020-12-31 | 365 | 7.6015 | 7
78830 | 13.5 | 0.8 | 2019-12-31 | 2020-12-31 | 365 | 12.6302 | 12
78831 | 9 | 0.8 | 2019-12-31 | 2020-12-31 | 365 | 8.4201 | 8
78832 | 6.6 | 0.8 | 2019-12-31 | 2020-12-31 | 365 | 6.1747 | 6
78833 | 6 | 0.8 | 2019-12-31 | 2020-12-31 | 365 | 5.6134 | 5
78834 | 10.08 | 0.8 | 2019-12-31 | 2020-12-31 | 365 | 9.4305 | 9
78835 | 7.41 | 0.8 | 2019-12-31 | 2020-12-31 | 365 | 6.9326 | 6
78836 | 9.045 | 0.8 | 2019-12-31 | 2020-12-31 | 365 | 8.4622 | 8
78837 | 6.93 | 0.8 | 2019-12-31 | 2020-12-31 | 365 | 6.4835 | 6
78838 | 6.57 | 0.8 | 2019-12-31 | 2020-12-31 | 365 | 6.1467 | 6
78839 | 5.12 | 0.8 | 2019-12-31 | 2020-12-31 | 365 | 4.7901 | 4
78841 | 7.125 | 0.8 | 2019-12-31 | 2020-12-31 | 365 | 6.6659 | 6
78842 | 7.68 | 0.8 | 2019-12-31 | 2020-12-31 | 365 | 7.1852 | 7
78844 | 8.04 | 0.8 | 2019-12-31 | 2020-12-31 | 365 | 7.522 | 7
78845 | 4.48 | 0.8 | 2019-12-31 | 2020-12-31 | 365 | 4.1913 | 4
78840 | 9.9 | 0.8 | 2019-12-31 | 2020-12-31 | 365 | 9.2621 | 9
78846 | 13.08 | 0.8 | 2019-12-31 | 2020-12-31 | 365 | 12.2372 | 12
78847 | 9.045 | 0.8 | 2019-12-31 | 2020-12-31 | 365 | 8.4622 | 8
78848 | 11.772 | 0.8 | 2019-12-31 | 2020-12-31 | 365 | 11.0135 | 11
78849 | 4.578 | 0.8 | 2019-12-31 | 2020-12-31 | 365 | 4.283 | 4
78851 | 10.385 | 0.8 | 2019-12-31 | 2020-12-31 | 365 | 9.7159 | 9
78853 | 4.355 | 0.8 | 2019-12-31 | 2020-12-31 | 365 | 4.0744 | 4
78854 | 5.2 | 0.8 | 2019-12-31 | 2020-12-31 | 365 | 4.865 | 4
78855 | 13.44 | 0.8 | 2019-12-31 | 2020-12-31 | 365 | 12.574 | 12
78856 | 8.4 | 0.8 | 2019-12-31 | 2020-12-31 | 365 | 7.8588 | 7
78857 | 4.8 | 0.8 | 2019-12-31 | 2020-12-31 | 365 | 4.4907 | 4
78859 | 5.2 | 0.8 | 2019-12-31 | 2020-12-31 | 365 | 4.865 | 4
78860 | 8.55 | 0.8 | 2019-12-31 | 2020-12-31 | 365 | 7.9991 | 7
78862 | 9.715 | 0.8 | 2019-12-31 | 2020-12-31 | 365 | 9.089 | 9
78865 | 4.96 | 0.8 | 2019-12-31 | 2020-12-31 | 365 | 4.6404 | 4
78866 | 7 | 0.8 | 2019-12-31 | 2020-12-31 | 365 | 6.549 | 6
78868 | 12.73 | 0.8 | 2019-12-31 | 2020-12-31 | 365 | 11.9098 | 11
78870 | 5.36 | 0.8 | 2019-12-31 | 2020-12-31 | 365 | 5.0146 | 5
78873 | 7.35 | 0.8 | 2019-12-31 | 2020-12-31 | 365 | 6.8764 | 6
78876 | 5.6 | 0.8 | 2019-12-31 | 2020-12-31 | 365 | 5.2392 | 5
78879 | 5.36 | 0.8 | 2019-12-31 | 2020-12-31 | 365 | 5.0146 | 5
78880 | 5.4 | 0.8 | 2019-12-31 | 2020-12-31 | 365 | 5.0521 | 5
78883 | 6.365 | 0.8 | 2019-12-31 | 2020-12-31 | 365 | 5.9549 | 5
78884 | 7.8 | 0.8 | 2019-12-31 | 2020-12-31 | 365 | 7.2974 | 7
78886 | 3.24 | 1 | 2019-12-31 | 2020-12-31 | 365 | 3.7891 | 3
78891 | 3.9 | 0.8 | 2019-12-31 | 2020-12-31 | 365 | 3.6487 | 3
78948 | 5.58 | 0.8 | 2019-12-31 | 2020-12-31 | 365 | 5.2205 | 5
78951 | 8.37 | 0.8 | 2019-12-31 | 2020-12-31 | 365 | 7.8307 | 7
78953 | 24.75 | 0.8 | 2019-12-31 | 2020-12-31 | 365 | 23.1553 | 23
78956 | 19.095 | 0.8 | 2019-12-31 | 2020-12-31 | 365 | 17.8647 | 17
78960 | 10.8 | 0.8 | 2019-12-31 | 2020-12-31 | 365 | 10.1041 | 10
78962 | 6.08 | 0.8 | 2019-12-31 | 2020-12-31 | 365 | 5.6883 | 5
78998 | 6.6 | 0.8 | 2019-12-31 | 2020-12-31 | 365 | 6.1747 | 6
79000 | 8.55 | 0.8 | 2019-12-31 | 2020-12-31 | 365 | 7.9991 | 7
79001 | 6.16 | 0.8 | 2019-12-31 | 2020-12-31 | 365 | 5.7631 | 5
79002 | 13.325 | 0.8 | 2019-12-31 | 2020-12-31 | 365 | 12.4664 | 12
79008 | 5.22 | 0.8 | 2019-12-31 | 2020-12-31 | 365 | 4.8837 | 4
79012 | 5.886 | 0.8 | 2019-12-31 | 2020-12-31 | 365 | 5.5068 | 5
79016 | 4.64 | 0.8 | 2019-12-31 | 2020-12-31 | 365 | 4.341 | 4
79020 | 10.08 | 0.8 | 2019-12-31 | 2020-12-31 | 365 | 9.4305 | 9
79023 | 10.695 | 0.8 | 2019-12-31 | 2020-12-31 | 365 | 10.0059 | 10
78734 | 12.96 | 0.8 | 2019-12-31 | 2020-12-31 | 365 | 12.125 | 12
78737 | 103.48 | 0.6 | 2019-12-31 | 2020-12-31 | 365 | 72.6094 | 72
78755 | 7.26 | 0.8 | 2019-12-31 | 2020-12-31 | 365 | 6.7922 | 6
78824 | 15.12 | 0.8 | 2019-12-31 | 2020-12-31 | 365 | 14.1458 | 14
78815 | 10.695 | 0.8 | 2019-12-31 | 2020-12-31 | 365 | 10.0059 | 10
78817 | 22.365 | 0.8 | 2019-12-31 | 2020-12-31 | 365 | 20.924 | 20
79098 | 8.96 | 0.8 | 2019-12-31 | 2020-12-31 | 365 | 8.3827 | 8
79028 | 6.6 | 0.8 | 2019-12-31 | 2020-12-31 | 365 | 6.1747 | 6
79032 | 3.96 | 0.8 | 2019-12-31 | 2020-12-31 | 365 | 3.7048 | 3
79033 | 5.94 | 0.8 | 2019-12-31 | 2020-12-31 | 365 | 5.5573 | 5
79034 | 13.86 | 0.8 | 2019-12-31 | 2020-12-31 | 365 | 12.967 | 12
79014 | 7.92 | 0.8 | 2019-12-31 | 2020-12-31 | 365 | 7.4097 | 7
79010 | 9.9 | 0.8 | 2019-12-31 | 2020-12-31 | 365 | 9.2621 | 9
79100 | 6.213 | 0.8 | 2019-12-31 | 2020-12-31 | 365 | 5.8127 | 5
79104 | 12.4 | 0.8 | 2019-12-31 | 2020-12-31 | 365 | 11.601 | 11
79107 | 3.35 | 0.8 | 2019-12-31 | 2020-12-31 | 365 | 3.1342 | 3
79110 | 6.365 | 0.8 | 2019-12-31 | 2020-12-31 | 365 | 5.9549 | 5
79112 | 5.2 | 0.8 | 2019-12-31 | 2020-12-31 | 365 | 4.865 | 4
79117 | 7.8 | 0.8 | 2019-12-31 | 2020-12-31 | 365 | 7.2974 | 7
79120 | 7.475 | 0.8 | 2019-12-31 | 2020-12-31 | 365 | 6.9934 | 6
79121 | 6.2 | 0.8 | 2019-12-31 | 2020-12-31 | 365 | 5.8005 | 5
79126 | 11.2 | 0.8 | 2019-12-31 | 2020-12-31 | 365 | 10.4784 | 10
79128 | 5.95 | 0.8 | 2019-12-31 | 2020-12-31 | 365 | 5.5666 | 5
79129 | 3.84 | 0.8 | 2019-12-31 | 2020-12-31 | 365 | 3.5926 | 3
79123 | 9.9 | 0.8 | 2019-12-31 | 2020-12-31 | 365 | 9.2621 | 9
79130 | 10.23 | 0.8 | 2019-12-31 | 2020-12-31 | 365 | 9.5709 | 9
79026 | 13.11 | 0.8 | 2019-12-31 | 2020-12-31 | 365 | 12.2653 | 12
79030 | 4.95 | 0.8 | 2019-12-31 | 2020-12-31 | 365 | 4.6311 | 4
79018 | 10.05 | 0.8 | 2019-12-31 | 2020-12-31 | 365 | 9.4025 | 9
79094 | 11.7 | 0.8 | 2019-12-31 | 2020-12-31 | 365 | 10.9461 | 10
78954 | 8.04 | 0.8 | 2019-12-31 | 2020-12-31 | 365 | 7.522 | 7
78890 | 12.73 | 0.8 | 2019-12-31 | 2020-12-31 | 365 | 11.9098 | 11
78889 | 9.38 | 0.8 | 2019-12-31 | 2020-12-31 | 365 | 8.7756 | 8
78888 | 10.08 | 0.8 | 2019-12-31 | 2020-12-31 | 365 | 9.4305 | 9
79037 | 6.405 | 0.8 | 2019-12-31 | 2020-12-31 | 365 | 5.9923 | 5
79288 | 5.58 | 0.8 | 2019-12-31 | 2020-12-31 | 365 | 5.2205 | 5
79289 | 7.92 | 0.8 | 2019-12-31 | 2020-12-31 | 365 | 7.4097 | 7
79290 | 7.875 | 0.8 | 2019-12-31 | 2020-12-31 | 365 | 7.3676 | 7
79291 | 7.848 | 0.8 | 2019-12-31 | 2020-12-31 | 365 | 7.3423 | 7
79293 | 8.99 | 0.8 | 2019-12-31 | 2020-12-31 | 365 | 8.4108 | 8
79294 | 5.58 | 0.8 | 2019-12-31 | 2020-12-31 | 365 | 5.2205 | 5
79295 | 14.5 | 0.8 | 2019-12-31 | 2020-12-31 | 365 | 13.5657 | 13
79299 | 4.62 | 0.8 | 2019-12-31 | 2020-12-31 | 365 | 4.3223 | 4
79302 | 3.64 | 0.8 | 2019-12-31 | 2020-12-31 | 365 | 3.4055 | 3
79303 | 9.045 | 0.8 | 2019-12-31 | 2020-12-31 | 365 | 8.4622 | 8
79304 | 6.54 | 0.8 | 2019-12-31 | 2020-12-31 | 365 | 6.1186 | 6
79305 | 12.54 | 0.8 | 2019-12-31 | 2020-12-31 | 365 | 11.732 | 11
79306 | 11.16 | 0.8 | 2019-12-31 | 2020-12-31 | 365 | 10.4409 | 10
79297 | 5.94 | 0.8 | 2019-12-31 | 2020-12-31 | 365 | 5.5573 | 5
79308 | 5.8 | 0.8 | 2019-12-31 | 2020-12-31 | 365 | 5.4263 | 5
79310 | 7.905 | 0.8 | 2019-12-31 | 2020-12-31 | 365 | 7.3957 | 7
79311 | 4.95 | 0.8 | 2019-12-31 | 2020-12-31 | 365 | 4.6311 | 4
79312 | 6.6 | 0.8 | 2019-12-31 | 2020-12-31 | 365 | 6.1747 | 6
79313 | 7.92 | 0.8 | 2019-12-31 | 2020-12-31 | 365 | 7.4097 | 7
79316 | 4.95 | 0.8 | 2019-12-31 | 2020-12-31 | 365 | 4.6311 | 4
79318 | 6.9 | 0.8 | 2019-12-31 | 2020-12-31 | 365 | 6.4554 | 6
79322 | 7.8 | 0.8 | 2019-12-31 | 2020-12-31 | 365 | 7.2974 | 7
79323 | 12 | 0.8 | 2019-12-31 | 2020-12-31 | 365 | 11.2268 | 11
79325 | 5.61 | 0.8 | 2019-12-31 | 2020-12-31 | 365 | 5.2485 | 5
79326 | 7.98 | 0.8 | 2019-12-31 | 2020-12-31 | 365 | 7.4658 | 7
79327 | 6.96 | 0.8 | 2019-12-31 | 2020-12-31 | 365 | 6.5116 | 6
79328 | 6.3 | 0.8 | 2019-12-31 | 2020-12-31 | 365 | 5.8941 | 5
79329 | 10.44 | 0.8 | 2019-12-31 | 2020-12-31 | 365 | 9.7673 | 9
79331 | 20.4 | 0.8 | 2019-12-31 | 2020-12-31 | 365 | 19.0856 | 19
79332 | 5.605 | 0.8 | 2019-12-31 | 2020-12-31 | 365 | 5.2439 | 5
79333 | 6.38 | 0.8 | 2019-12-31 | 2020-12-31 | 365 | 5.9689 | 5
79334 | 12.09 | 0.8 | 2019-12-31 | 2020-12-31 | 365 | 11.311 | 11
79336 | 6.615 | 0.8 | 2019-12-31 | 2020-12-31 | 365 | 6.1888 | 6
79337 | 9.8 | 0.8 | 2019-12-31 | 2020-12-31 | 365 | 9.1686 | 9
79340 | 7.83 | 0.8 | 2019-12-31 | 2020-12-31 | 365 | 7.3255 | 7
79346 | 7.848 | 0.8 | 2019-12-31 | 2020-12-31 | 365 | 7.3423 | 7
79392 | 51.012 | 0.6 | 2019-12-31 | 2020-12-31 | 365 | 35.7939 | 35
79035 | 72.21 | 0.6 | 2019-12-31 | 2020-12-31 | 365 | 50.668 | 50
79124 | 24.32 | 0.8 | 2019-12-31 | 2020-12-31 | 365 | 22.753 | 22
79300 | 4.56 | 0.8 | 2019-12-31 | 2020-12-31 | 365 | 4.2662 | 4
79324 | 7.035 | 0.8 | 2019-12-31 | 2020-12-31 | 365 | 6.5817 | 6
79393 | 28.06 | 0.6 | 2019-12-31 | 2020-12-31 | 365 | 19.689 | 19
79347 | 5.76 | 0.8 | 2019-12-31 | 2020-12-31 | 365 | 5.3889 | 5
79364 | 5.985 | 0.8 | 2019-12-31 | 2020-12-31 | 365 | 5.5994 | 5
79365 | 7.8 | 0.8 | 2019-12-31 | 2020-12-31 | 365 | 7.2974 | 7
79367 | 4.355 | 0.8 | 2019-12-31 | 2020-12-31 | 365 | 4.0744 | 4
78997 | 7.93 | 0.8 | 2019-12-31 | 2020-12-31 | 365 | 7.4191 | 7
79368 | 8.68 | 0.8 | 2019-12-31 | 2020-12-31 | 365 | 8.1207 | 8
79369 | 10.59 | 0.8 | 2019-12-31 | 2020-12-31 | 365 | 9.9077 | 9
79371 | 8.96 | 0.8 | 2019-12-31 | 2020-12-31 | 365 | 8.3827 | 8
79372 | 11.7 | 0.8 | 2019-12-31 | 2020-12-31 | 365 | 10.9461 | 10
79373 | 2.28 | 0.8 | 2019-12-31 | 2020-12-31 | 365 | 2.1331 | 2
79375 | 20.16 | 0.8 | 2019-12-31 | 2020-12-31 | 365 | 18.8611 | 18
79376 | 4.355 | 0.8 | 2019-12-31 | 2020-12-31 | 365 | 4.0744 | 4
79377 | 13.44 | 0.8 | 2019-12-31 | 2020-12-31 | 365 | 12.574 | 12
79379 | 7.56 | 0.8 | 2019-12-31 | 2020-12-31 | 365 | 7.0729 | 7
79380 | 7.36 | 0.8 | 2019-12-31 | 2020-12-31 | 365 | 6.8858 | 6
79381 | 11.55 | 0.8 | 2019-12-31 | 2020-12-31 | 365 | 10.8058 | 10
79382 | 12.025 | 0.8 | 2019-12-31 | 2020-12-31 | 365 | 11.2502 | 11
79383 | 6.6 | 0.8 | 2019-12-31 | 2020-12-31 | 365 | 6.1747 | 6
79384 | 8.47 | 0.8 | 2019-12-31 | 2020-12-31 | 365 | 7.9243 | 7
79370 | 9.625 | 0.8 | 2019-12-31 | 2020-12-31 | 365 | 9.0048 | 9
79394 | 9.72 | 0.8 | 2019-12-31 | 2020-12-31 | 365 | 9.0937 | 9
79395 | 4.72 | 0.8 | 2019-12-31 | 2020-12-31 | 365 | 4.4159 | 4
79396 | 8.32 | 0.8 | 2019-12-31 | 2020-12-31 | 365 | 7.7839 | 7
79397 | 11.16 | 0.8 | 2019-12-31 | 2020-12-31 | 365 | 10.4409 | 10
79398 | 10.325 | 0.8 | 2019-12-31 | 2020-12-31 | 365 | 9.6597 | 9
79399 | 13.735 | 0.8 | 2019-12-31 | 2020-12-31 | 365 | 12.85 | 12
78852 | 5.36 | 0.8 | 2019-12-31 | 2020-12-31 | 365 | 5.0146 | 5
79401 | 3.924 | 0.8 | 2019-12-31 | 2020-12-31 | 365 | 3.6712 | 3
79403 | 12.16 | 0.8 | 2019-12-31 | 2020-12-31 | 365 | 11.3765 | 11
79036 | 8.1 | 0.8 | 2019-12-31 | 2020-12-31 | 365 | 7.5781 | 7
79404 | 9.69 | 0.8 | 2019-12-31 | 2020-12-31 | 365 | 9.0657 | 9
79409 | 14.405 | 0.8 | 2019-12-31 | 2020-12-31 | 365 | 13.4769 | 13
79410 | 6.7 | 0.8 | 2019-12-31 | 2020-12-31 | 365 | 6.2683 | 6
79405 | 11.34 | 0.8 | 2019-12-31 | 2020-12-31 | 365 | 10.6093 | 10
79411 | 14.4 | 0.8 | 2019-12-31 | 2020-12-31 | 365 | 13.4722 | 13
79412 | 7.15 | 0.8 | 2019-12-31 | 2020-12-31 | 365 | 6.6893 | 6
79414 | 8.28 | 0.8 | 2019-12-31 | 2020-12-31 | 365 | 7.7465 | 7
79415 | 4.5 | 0.8 | 2019-12-31 | 2020-12-31 | 365 | 4.2101 | 4
79417 | 9.8 | 0.8 | 2019-12-31 | 2020-12-31 | 365 | 9.1686 | 9
79418 | 8.71 | 0.8 | 2019-12-31 | 2020-12-31 | 365 | 8.1488 | 8
79419 | 12.48 | 0.8 | 2019-12-31 | 2020-12-31 | 365 | 11.6759 | 11
79421 | 9.86 | 0.8 | 2019-12-31 | 2020-12-31 | 365 | 9.2247 | 9
79422 | 13 | 0.8 | 2019-12-31 | 2020-12-31 | 365 | 12.1624 | 12
79423 | 24.57 | 0.8 | 2019-12-31 | 2020-12-31 | 365 | 22.9869 | 22
79425 | 6.24 | 1 | 2019-12-31 | 2020-12-31 | 365 | 7.2974 | 7
79426 | 4.94 | 0.8 | 2019-12-31 | 2020-12-31 | 365 | 4.6217 | 4
79442 | 7 | 0.8 | 2019-12-31 | 2020-12-31 | 365 | 6.549 | 6
79443 | 5.04 | 0.8 | 2019-12-31 | 2020-12-31 | 365 | 4.7153 | 4
79444 | 6.72 | 0.8 | 2019-12-31 | 2020-12-31 | 365 | 6.287 | 6
79445 | 5.695 | 0.8 | 2019-12-31 | 2020-12-31 | 365 | 5.3281 | 5
79446 | 12.775 | 0.8 | 2019-12-31 | 2020-12-31 | 365 | 11.9519 | 11
79447 | 4.27 | 0.8 | 2019-12-31 | 2020-12-31 | 365 | 3.9949 | 3
79448 | 5.36 | 0.8 | 2019-12-31 | 2020-12-31 | 365 | 5.0146 | 5
79449 | 6.93 | 0.8 | 2019-12-31 | 2020-12-31 | 365 | 6.4835 | 6
79450 | 11.725 | 0.8 | 2019-12-31 | 2020-12-31 | 365 | 10.9695 | 10
79451 | 4.275 | 0.8 | 2019-12-31 | 2020-12-31 | 365 | 3.9996 | 3
79452 | 4.93 | 0.8 | 2019-12-31 | 2020-12-31 | 365 | 4.6124 | 4
79453 | 5.12 | 0.8 | 2019-12-31 | 2020-12-31 | 365 | 4.7901 | 4
79455 | 8.45 | 0.8 | 2019-12-31 | 2020-12-31 | 365 | 7.9055 | 7
79597 | 10.325 | 0.8 | 2019-12-31 | 2020-12-31 | 365 | 9.6597 | 9
79595 | 8.775 | 0.8 | 2019-12-31 | 2020-12-31 | 365 | 8.2096 | 8
79594 | 13.92 | 0.8 | 2019-12-31 | 2020-12-31 | 365 | 13.0231 | 13
79593 | 10.2 | 0.8 | 2019-12-31 | 2020-12-31 | 365 | 9.5428 | 9
79591 | 9.92 | 0.8 | 2019-12-31 | 2020-12-31 | 365 | 9.2808 | 9
79590 | 5.12 | 0.8 | 2019-12-31 | 2020-12-31 | 365 | 4.7901 | 4
79589 | 13 | 0.8 | 2019-12-31 | 2020-12-31 | 365 | 12.1624 | 12
79588 | 7.04 | 0.8 | 2019-12-31 | 2020-12-31 | 365 | 6.5864 | 6
79097 | 10.8 | 0.8 | 2019-12-31 | 2020-12-31 | 365 | 10.1041 | 10
79572 | 7.67 | 0.8 | 2019-12-31 | 2020-12-31 | 365 | 7.1758 | 7
79570 | 10.64 | 0.8 | 2019-12-31 | 2020-12-31 | 365 | 9.9544 | 9
79569 | 8.64 | 0.8 | 2019-12-31 | 2020-12-31 | 365 | 8.0833 | 8
79568 | 5.76 | 0.8 | 2019-12-31 | 2020-12-31 | 365 | 5.3889 | 5
79567 | 7.36 | 0.8 | 2019-12-31 | 2020-12-31 | 365 | 6.8858 | 6
79565 | 2.52 | 0.8 | 2019-12-31 | 2020-12-31 | 365 | 2.3576 | 2
79564 | 5.76 | 0.8 | 2019-12-31 | 2020-12-31 | 365 | 5.3889 | 5
79563 | 1.8 | 0.8 | 2019-12-31 | 2020-12-31 | 365 | 1.684 | 1
79561 | 5.44 | 0.8 | 2019-12-31 | 2020-12-31 | 365 | 5.0895 | 5
79560 | 13.4 | 0.8 | 2019-12-31 | 2020-12-31 | 365 | 12.5366 | 12
79558 | 10.44 | 0.8 | 2019-12-31 | 2020-12-31 | 365 | 9.7673 | 9
79522 | 16.5 | 0.8 | 2019-12-31 | 2020-12-31 | 365 | 15.4369 | 15
79556 | 8.45 | 0.8 | 2019-12-31 | 2020-12-31 | 365 | 7.9055 | 7
79555 | 10.385 | 0.8 | 2019-12-31 | 2020-12-31 | 365 | 9.7159 | 9
79543 | 13.5 | 0.8 | 2019-12-31 | 2020-12-31 | 365 | 12.6302 | 12
79542 | 4.8 | 0.8 | 2019-12-31 | 2020-12-31 | 365 | 4.4907 | 4
79541 | 10.05 | 0.8 | 2019-12-31 | 2020-12-31 | 365 | 9.4025 | 9
79540 | 12.48 | 0.8 | 2019-12-31 | 2020-12-31 | 365 | 11.6759 | 11
79537 | 4.845 | 0.8 | 2019-12-31 | 2020-12-31 | 365 | 4.5328 | 4
79535 | 4.2 | 0.8 | 2019-12-31 | 2020-12-31 | 365 | 3.9294 | 3
79534 | 14.07 | 0.8 | 2019-12-31 | 2020-12-31 | 365 | 13.1634 | 13
79533 | 6.12 | 0.8 | 2019-12-31 | 2020-12-31 | 365 | 5.7257 | 5
79532 | 6.36 | 0.8 | 2019-12-31 | 2020-12-31 | 365 | 5.9502 | 5
79531 | 8.502 | 0.8 | 2019-12-31 | 2020-12-31 | 365 | 7.9542 | 7
79529 | 4.48 | 0.8 | 2019-12-31 | 2020-12-31 | 365 | 4.1913 | 4
79528 | 4.505 | 0.8 | 2019-12-31 | 2020-12-31 | 365 | 4.2147 | 4
79527 | 11.9 | 0.8 | 2019-12-31 | 2020-12-31 | 365 | 11.1333 | 11
79526 | 9.8 | 0.8 | 2019-12-31 | 2020-12-31 | 365 | 9.1686 | 9
79523 | 6.5 | 0.8 | 2019-12-31 | 2020-12-31 | 365 | 6.0812 | 6
79521 | 7.37 | 0.8 | 2019-12-31 | 2020-12-31 | 365 | 6.8951 | 6
79520 | 4.425 | 0.8 | 2019-12-31 | 2020-12-31 | 365 | 4.1399 | 4
79519 | 7.41 | 0.8 | 2019-12-31 | 2020-12-31 | 365 | 6.9326 | 6
79517 | 8.75 | 0.8 | 2019-12-31 | 2020-12-31 | 365 | 8.1862 | 8
79515 | 8.4 | 0.8 | 2019-12-31 | 2020-12-31 | 365 | 7.8588 | 7
79513 | 13.92 | 0.8 | 2019-12-31 | 2020-12-31 | 365 | 13.0231 | 13
79512 | 5.5 | 0.8 | 2019-12-31 | 2020-12-31 | 365 | 5.1456 | 5
79511 | 8.04 | 0.8 | 2019-12-31 | 2020-12-31 | 365 | 7.522 | 7
79508 | 9.38 | 0.8 | 2019-12-31 | 2020-12-31 | 365 | 8.7756 | 8
79507 | 13.44 | 0.8 | 2019-12-31 | 2020-12-31 | 365 | 12.574 | 12
79505 | 7.83 | 0.8 | 2019-12-31 | 2020-12-31 | 365 | 7.3255 | 7
79503 | 5.7 | 0.8 | 2019-12-31 | 2020-12-31 | 365 | 5.3327 | 5
79502 | 9.86 | 0.8 | 2019-12-31 | 2020-12-31 | 365 | 9.2247 | 9
79500 | 5.6 | 0.8 | 2019-12-31 | 2020-12-31 | 365 | 5.2392 | 5
79499 | 4.93 | 0.8 | 2019-12-31 | 2020-12-31 | 365 | 4.6124 | 4
79498 | 9.9 | 0.8 | 2019-12-31 | 2020-12-31 | 365 | 9.2621 | 9
79497 | 10.88 | 0.8 | 2019-12-31 | 2020-12-31 | 365 | 10.179 | 10
79495 | 5.36 | 0.8 | 2019-12-31 | 2020-12-31 | 365 | 5.0146 | 5
79494 | 13.505 | 0.8 | 2019-12-31 | 2020-12-31 | 365 | 12.6348 | 12
79493 | 7.8 | 0.8 | 2019-12-31 | 2020-12-31 | 365 | 7.2974 | 7
79456 | 5.475 | 0.8 | 2019-12-31 | 2020-12-31 | 365 | 5.1222 | 5
64745 | 639.765 | 0.9 | 2019-12-31 | 2020-12-31 | 365 | 673.3616 | 673
79637 | 6.72 | 0.8 | 2019-12-31 | 2020-12-31 | 365 | 6.287 | 6
79639 | 9.6 | 0.8 | 2019-12-31 | 2020-12-31 | 365 | 8.9815 | 8
79641 | 18.425 | 0.8 | 2019-12-31 | 2020-12-31 | 365 | 17.2378 | 17
79642 | 13.68 | 0.8 | 2019-12-31 | 2020-12-31 | 365 | 12.7986 | 12
79643 | 6.84 | 0.8 | 2019-12-31 | 2020-12-31 | 365 | 6.3993 | 6
79645 | 11.52 | 0.8 | 2019-12-31 | 2020-12-31 | 365 | 10.7777 | 10
79648 | 6.48 | 0.8 | 2019-12-31 | 2020-12-31 | 365 | 6.0625 | 6
79652 | 11.16 | 0.8 | 2019-12-31 | 2020-12-31 | 365 | 10.4409 | 10
79697 | 6.09 | 0.8 | 2019-12-31 | 2020-12-31 | 365 | 5.6976 | 5
79698 | 8.55 | 0.8 | 2019-12-31 | 2020-12-31 | 365 | 7.9991 | 7
79699 | 3.92 | 0.8 | 2019-12-31 | 2020-12-31 | 365 | 3.6674 | 3
79700 | 7.92 | 0.8 | 2019-12-31 | 2020-12-31 | 365 | 7.4097 | 7
79701 | 10.85 | 0.8 | 2019-12-31 | 2020-12-31 | 365 | 10.1509 | 10
79702 | 9.52 | 0.8 | 2019-12-31 | 2020-12-31 | 365 | 8.9066 | 8
79703 | 6.6 | 0.8 | 2019-12-31 | 2020-12-31 | 365 | 6.1747 | 6
79704 | 13.44 | 0.8 | 2019-12-31 | 2020-12-31 | 365 | 12.574 | 12
79705 | 5.865 | 1 | 2019-12-31 | 2020-12-31 | 365 | 6.8589 | 6
79707 | 10.075 | 0.8 | 2019-12-31 | 2020-12-31 | 365 | 9.4258 | 9
79378 | 3.42 | 0.8 | 2019-12-31 | 2020-12-31 | 365 | 3.1996 | 3
79374 | 5.13 | 0.8 | 2019-12-31 | 2020-12-31 | 365 | 4.7995 | 4
79757 | 3.6 | 0.8 | 2019-12-31 | 2020-12-31 | 365 | 3.368 | 3
79759 | 10.05 | 0.8 | 2019-12-31 | 2020-12-31 | 365 | 9.4025 | 9
79765 | 6.4 | 0.8 | 2019-12-31 | 2020-12-31 | 365 | 5.9876 | 5
79766 | 7.75 | 0.8 | 2019-12-31 | 2020-12-31 | 365 | 7.2507 | 7
79769 | 5.85 | 0.8 | 2019-12-31 | 2020-12-31 | 365 | 5.4731 | 5
79775 | 7.3 | 0.8 | 2019-12-31 | 2020-12-31 | 365 | 6.8296 | 6
79509 | 17.16 | 0.8 | 2019-12-31 | 2020-12-31 | 365 | 16.0543 | 16
79777 | 9.6 | 0.8 | 2019-12-31 | 2020-12-31 | 365 | 8.9815 | 8
79778 | 11.05 | 0.8 | 2019-12-31 | 2020-12-31 | 365 | 10.338 | 10
79780 | 7.28 | 0.8 | 2019-12-31 | 2020-12-31 | 365 | 6.8109 | 6
79413 | 6.365 | 0.8 | 2019-12-31 | 2020-12-31 | 365 | 5.9549 | 5
79454 | 7 | 0.8 | 2019-12-31 | 2020-12-31 | 365 | 6.549 | 6
79538 | 5.8 | 0.8 | 2019-12-31 | 2020-12-31 | 365 | 5.4263 | 5
79571 | 9.715 | 0.8 | 2019-12-31 | 2020-12-31 | 365 | 9.089 | 9
79574 | 23.76 | 0.8 | 2019-12-31 | 2020-12-31 | 365 | 22.2291 | 22
79596 | 5.4 | 0.8 | 2019-12-31 | 2020-12-31 | 365 | 5.0521 | 5
79709 | 2.95 | 0.8 | 2019-12-31 | 2020-12-31 | 365 | 2.7599 | 2
79762 | 9.8 | 0.8 | 2019-12-31 | 2020-12-31 | 365 | 9.1686 | 9
79708 | 5.58 | 0.8 | 2019-12-31 | 2020-12-31 | 365 | 5.2205 | 5
79771 | 8.1 | 0.8 | 2019-12-31 | 2020-12-31 | 365 | 7.5781 | 7
79812 | 6.6 | 0.8 | 2019-12-31 | 2020-12-31 | 365 | 6.1747 | 6
79813 | 4.32 | 0.8 | 2019-12-31 | 2020-12-31 | 365 | 4.0417 | 4
79814 | 6 | 0.8 | 2019-12-31 | 2020-12-31 | 365 | 5.6134 | 5
79815 | 4.8 | 0.8 | 2019-12-31 | 2020-12-31 | 365 | 4.4907 | 4
79816 | 9 | 0.8 | 2019-12-31 | 2020-12-31 | 365 | 8.4201 | 8
79817 | 4.5 | 0.8 | 2019-12-31 | 2020-12-31 | 365 | 4.2101 | 4
79819 | 6.16 | 0.8 | 2019-12-31 | 2020-12-31 | 365 | 5.7631 | 5
79820 | 6.867 | 0.8 | 2019-12-31 | 2020-12-31 | 365 | 6.4245 | 6
79821 | 11.4 | 0.8 | 2019-12-31 | 2020-12-31 | 365 | 10.6655 | 10
79822 | 3.08 | 0.8 | 2019-12-31 | 2020-12-31 | 365 | 2.8815 | 2
79823 | 9.9 | 0.8 | 2019-12-31 | 2020-12-31 | 365 | 9.2621 | 9
79825 | 8.395 | 0.8 | 2019-12-31 | 2020-12-31 | 365 | 7.8541 | 7
79826 | 3.92 | 0.8 | 2019-12-31 | 2020-12-31 | 365 | 3.6674 | 3
79827 | 15.36 | 0.8 | 2019-12-31 | 2020-12-31 | 365 | 14.3703 | 14
79828 | 5.94 | 0.8 | 2019-12-31 | 2020-12-31 | 365 | 5.5573 | 5
79829 | 5.76 | 0.8 | 2019-12-31 | 2020-12-31 | 365 | 5.3889 | 5
79830 | 4.95 | 0.8 | 2019-12-31 | 2020-12-31 | 365 | 4.6311 | 4
79832 | 12.39 | 0.8 | 2019-12-31 | 2020-12-31 | 365 | 11.5917 | 11
79862 | 4.68 | 0.8 | 2019-12-31 | 2020-12-31 | 365 | 4.3785 | 4
79864 | 6.12 | 0.8 | 2019-12-31 | 2020-12-31 | 365 | 5.7257 | 5
79866 | 9.72 | 0.8 | 2019-12-31 | 2020-12-31 | 365 | 9.0937 | 9
79868 | 10.44 | 0.8 | 2019-12-31 | 2020-12-31 | 365 | 9.7673 | 9
79869 | 7.56 | 0.8 | 2019-12-31 | 2020-12-31 | 365 | 7.0729 | 7
79871 | 5.25 | 0.8 | 2019-12-31 | 2020-12-31 | 365 | 4.9117 | 4
79873 | 7.705 | 0.8 | 2019-12-31 | 2020-12-31 | 365 | 7.2086 | 7
79874 | 3.6 | 0.8 | 2019-12-31 | 2020-12-31 | 365 | 3.368 | 3
79876 | 9.715 | 0.8 | 2019-12-31 | 2020-12-31 | 365 | 9.089 | 9
79877 | 5.94 | 0.8 | 2019-12-31 | 2020-12-31 | 365 | 5.5573 | 5
79879 | 8.25 | 0.8 | 2019-12-31 | 2020-12-31 | 365 | 7.7184 | 7
79881 | 10.8 | 0.8 | 2019-12-31 | 2020-12-31 | 365 | 10.1041 | 10
79882 | 6.89 | 1 | 2019-12-31 | 2020-12-31 | 365 | 8.0576 | 8
79883 | 9.28 | 0.8 | 2019-12-31 | 2020-12-31 | 365 | 8.6821 | 8
79893 | 7.2 | 0.8 | 2019-12-31 | 2020-12-31 | 365 | 6.7361 | 6
79894 | 12.06 | 0.8 | 2019-12-31 | 2020-12-31 | 365 | 11.283 | 11
79895 | 7.56 | 0.8 | 2019-12-31 | 2020-12-31 | 365 | 7.0729 | 7
79896 | 6.7 | 0.8 | 2019-12-31 | 2020-12-31 | 365 | 6.2683 | 6
79897 | 9.425 | 0.8 | 2019-12-31 | 2020-12-31 | 365 | 8.8177 | 8
79898 | 7.68 | 0.8 | 2019-12-31 | 2020-12-31 | 365 | 7.1852 | 7
79899 | 5.2 | 0.8 | 2019-12-31 | 2020-12-31 | 365 | 4.865 | 4
79900 | 10.18 | 0.8 | 2019-12-31 | 2020-12-31 | 365 | 9.5241 | 9
79902 | 11.88 | 0.8 | 2019-12-31 | 2020-12-31 | 365 | 11.1145 | 11
79903 | 9 | 0.8 | 2019-12-31 | 2020-12-31 | 365 | 8.4201 | 8
79904 | 10.5 | 0.8 | 2019-12-31 | 2020-12-31 | 365 | 9.8235 | 9
79991 | 7.695 | 0.8 | 2019-12-31 | 2020-12-31 | 365 | 7.1992 | 7
79993 | 6.44 | 0.8 | 2019-12-31 | 2020-12-31 | 365 | 6.0251 | 6
79995 | 7 | 0.8 | 2019-12-31 | 2020-12-31 | 365 | 6.549 | 6
79997 | 5.32 | 0.8 | 2019-12-31 | 2020-12-31 | 365 | 4.9772 | 4
79998 | 10.8 | 0.8 | 2019-12-31 | 2020-12-31 | 365 | 10.1041 | 10
80002 | 7.56 | 0.8 | 2019-12-31 | 2020-12-31 | 365 | 7.0729 | 7
80006 | 3.24 | 0.8 | 2019-12-31 | 2020-12-31 | 365 | 3.0312 | 3
80008 | 6.5 | 0.8 | 2019-12-31 | 2020-12-31 | 365 | 6.0812 | 6
80010 | 6.03 | 0.8 | 2019-12-31 | 2020-12-31 | 365 | 5.6415 | 5
80011 | 8.96 | 0.8 | 2019-12-31 | 2020-12-31 | 365 | 8.3827 | 8
80013 | 9.684 | 0.8 | 2019-12-31 | 2020-12-31 | 365 | 9.06 | 9
80015 | 6.3 | 0.8 | 2019-12-31 | 2020-12-31 | 365 | 5.8941 | 5
80088 | 14.85 | 0.8 | 2019-12-31 | 2020-12-31 | 365 | 13.8932 | 13
80090 | 9.28 | 0.8 | 2019-12-31 | 2020-12-31 | 365 | 8.6821 | 8
80091 | 19.43 | 0.8 | 2019-12-31 | 2020-12-31 | 365 | 18.1781 | 18
80093 | 10.385 | 0.8 | 2019-12-31 | 2020-12-31 | 365 | 9.7159 | 9
80094 | 8.375 | 0.8 | 2019-12-31 | 2020-12-31 | 365 | 7.8354 | 7
80096 | 14.85 | 0.8 | 2019-12-31 | 2020-12-31 | 365 | 13.8932 | 13
80097 | 9.24 | 0.8 | 2019-12-31 | 2020-12-31 | 365 | 8.6446 | 8
80098 | 8.96 | 0.8 | 2019-12-31 | 2020-12-31 | 365 | 8.3827 | 8
80100 | 12.8 | 0.8 | 2019-12-31 | 2020-12-31 | 365 | 11.9753 | 11
80101 | 5.4 | 0.8 | 2019-12-31 | 2020-12-31 | 365 | 5.0521 | 5
80103 | 4.2 | 0.8 | 2019-12-31 | 2020-12-31 | 365 | 3.9294 | 3
80105 | 5.94 | 0.8 | 2019-12-31 | 2020-12-31 | 365 | 5.5573 | 5
80106 | 3.9 | 0.8 | 2019-12-31 | 2020-12-31 | 365 | 3.6487 | 3
80108 | 8.1 | 0.8 | 2019-12-31 | 2020-12-31 | 365 | 7.5781 | 7
80109 | 10.24 | 0.8 | 2019-12-31 | 2020-12-31 | 365 | 9.5802 | 9
80111 | 9.15 | 0.8 | 2019-12-31 | 2020-12-31 | 365 | 8.5604 | 8
80112 | 5.4 | 0.8 | 2019-12-31 | 2020-12-31 | 365 | 5.0521 | 5
80113 | 15.41 | 0.8 | 2019-12-31 | 2020-12-31 | 365 | 14.4171 | 14
80115 | 6.555 | 0.8 | 2019-12-31 | 2020-12-31 | 365 | 6.1326 | 6
80117 | 12.25 | 0.8 | 2019-12-31 | 2020-12-31 | 365 | 11.4607 | 11
80119 | 10.385 | 0.8 | 2019-12-31 | 2020-12-31 | 365 | 9.7159 | 9
80124 | 7.8 | 0.8 | 2019-12-31 | 2020-12-31 | 365 | 7.2974 | 7
80126 | 9.38 | 0.8 | 2019-12-31 | 2020-12-31 | 365 | 8.7756 | 8
80129 | 2 | 0.8 | 2019-12-31 | 2020-12-31 | 365 | 1.8711 | 1
80130 | 9.25 | 0.8 | 2019-12-31 | 2020-12-31 | 365 | 8.654 | 8
80131 | 13.12 | 0.8 | 2019-12-31 | 2020-12-31 | 365 | 12.2747 | 12
80132 | 12.32 | 0.8 | 2019-12-31 | 2020-12-31 | 365 | 11.5262 | 11
80135 | 6.3 | 0.8 | 2019-12-31 | 2020-12-31 | 365 | 5.8941 | 5
80139 | 7.54 | 0.8 | 2019-12-31 | 2020-12-31 | 365 | 7.0542 | 7
80140 | 8.12 | 0.8 | 2019-12-31 | 2020-12-31 | 365 | 7.5968 | 7
80141 | 12.48 | 0.8 | 2019-12-31 | 2020-12-31 | 365 | 11.6759 | 11
80142 | 3.6 | 0.8 | 2019-12-31 | 2020-12-31 | 365 | 3.368 | 3
80143 | 7.84 | 0.8 | 2019-12-31 | 2020-12-31 | 365 | 7.3349 | 7
80145 | 11.6 | 0.8 | 2019-12-31 | 2020-12-31 | 365 | 10.8526 | 10
80146 | 6.6 | 0.8 | 2019-12-31 | 2020-12-31 | 365 | 6.1747 | 6
78733 | 3.96 | 0.8 | 2019-12-31 | 2020-12-31 | 365 | 3.7048 | 3
79779 | 45.15 | 0.6 | 2019-12-31 | 2020-12-31 | 365 | 31.6807 | 31
79818 | 11.84 | 0.8 | 2019-12-31 | 2020-12-31 | 365 | 11.0771 | 11
79831 | 24.9 | 0.8 | 2019-12-31 | 2020-12-31 | 365 | 23.2956 | 23
79518 | 13.68 | 0.8 | 2019-12-31 | 2020-12-31 | 365 | 12.7986 | 12
79416 | 12.71 | 0.8 | 2019-12-31 | 2020-12-31 | 365 | 11.8911 | 11
80225 | 9.855 | 0.8 | 2019-12-31 | 2020-12-31 | 365 | 9.22 | 9
80226 | 15.18 | 0.8 | 2019-12-31 | 2020-12-31 | 365 | 14.2019 | 14
80228 | 7.8 | 0.8 | 2019-12-31 | 2020-12-31 | 365 | 7.2974 | 7
80230 | 4.32 | 0.8 | 2019-12-31 | 2020-12-31 | 365 | 4.0417 | 4
80231 | 6.7 | 0.8 | 2019-12-31 | 2020-12-31 | 365 | 6.2683 | 6
80232 | 2.4 | 0.8 | 2019-12-31 | 2020-12-31 | 365 | 2.2454 | 2
79901 | 6.625 | 0.8 | 2019-12-31 | 2020-12-31 | 365 | 6.1981 | 6
80265 | 7.92 | 0.8 | 2019-12-31 | 2020-12-31 | 365 | 7.4097 | 7
80266 | 5.58 | 0.8 | 2019-12-31 | 2020-12-31 | 365 | 5.2205 | 5
80267 | 13.68 | 0.8 | 2019-12-31 | 2020-12-31 | 365 | 12.7986 | 12
80268 | 7.2 | 0.8 | 2019-12-31 | 2020-12-31 | 365 | 6.7361 | 6
80270 | 12.06 | 0.8 | 2019-12-31 | 2020-12-31 | 365 | 11.283 | 11
80272 | 5.415 | 0.8 | 2019-12-31 | 2020-12-31 | 365 | 5.0661 | 5
80273 | 9.6 | 0.8 | 2019-12-31 | 2020-12-31 | 365 | 8.9815 | 8
80276 | 9.61 | 0.8 | 2019-12-31 | 2020-12-31 | 365 | 8.9908 | 8
80277 | 5.36 | 0.8 | 2019-12-31 | 2020-12-31 | 365 | 5.0146 | 5
80279 | 4.35 | 0.8 | 2019-12-31 | 2020-12-31 | 365 | 4.0697 | 4
80280 | 3.2 | 0.8 | 2019-12-31 | 2020-12-31 | 365 | 2.9938 | 2
80281 | 12.54 | 0.8 | 2019-12-31 | 2020-12-31 | 365 | 11.732 | 11
80282 | 8.4 | 0.8 | 2019-12-31 | 2020-12-31 | 365 | 7.8588 | 7
79573 | 6.6 | 0.8 | 2019-12-31 | 2020-12-31 | 365 | 6.1747 | 6
80344 | 10.08 | 0.8 | 2019-12-31 | 2020-12-31 | 365 | 9.4305 | 9
80345 | 6.3 | 0.8 | 2019-12-31 | 2020-12-31 | 365 | 5.8941 | 5
80346 | 8.91 | 0.8 | 2019-12-31 | 2020-12-31 | 365 | 8.3359 | 8
80350 | 4.575 | 0.8 | 2019-12-31 | 2020-12-31 | 365 | 4.2802 | 4
80351 | 6.365 | 0.8 | 2019-12-31 | 2020-12-31 | 365 | 5.9549 | 5
80352 | 6 | 0.8 | 2019-12-31 | 2020-12-31 | 365 | 5.6134 | 5
80353 | 4.29 | 0.8 | 2019-12-31 | 2020-12-31 | 365 | 4.0136 | 4
80354 | 6.175 | 0.8 | 2019-12-31 | 2020-12-31 | 365 | 5.7771 | 5
80355 | 5.51 | 0.8 | 2019-12-31 | 2020-12-31 | 365 | 5.155 | 5
80357 | 5.94 | 0.8 | 2019-12-31 | 2020-12-31 | 365 | 5.5573 | 5
80358 | 5.6 | 0.8 | 2019-12-31 | 2020-12-31 | 365 | 5.2392 | 5
80360 | 14.7 | 0.8 | 2019-12-31 | 2020-12-31 | 365 | 13.7528 | 13
80361 | 8.4 | 0.8 | 2019-12-31 | 2020-12-31 | 365 | 7.8588 | 7
80362 | 9.1 | 0.8 | 2019-12-31 | 2020-12-31 | 365 | 8.5137 | 8
80364 | 8.91 | 0.8 | 2019-12-31 | 2020-12-31 | 365 | 8.3359 | 8
80365 | 12.21 | 0.8 | 2019-12-31 | 2020-12-31 | 365 | 11.4233 | 11
80367 | 8.68 | 0.8 | 2019-12-31 | 2020-12-31 | 365 | 8.1207 | 8
80368 | 10.24 | 0.8 | 2019-12-31 | 2020-12-31 | 365 | 9.5802 | 9
79420 | 3.3 | 0.8 | 2019-12-31 | 2020-12-31 | 365 | 3.0874 | 3
80116 | 9.315 | 0.8 | 2019-12-31 | 2020-12-31 | 365 | 8.7148 | 8
80118 | 8.829 | 0.8 | 2019-12-31 | 2020-12-31 | 365 | 8.2601 | 8
80087 | 3 | 0.8 | 2019-12-31 | 2020-12-31 | 365 | 2.8067 | 2
65230 | 645.12 | 0.7 | 2019-12-31 | 2020-12-31 | 365 | 528.1094 | 528
80275 | 7.7 | 0.8 | 2019-12-31 | 2020-12-31 | 365 | 7.2039 | 7
80125 | 15.84 | 0.8 | 2019-12-31 | 2020-12-31 | 365 | 14.8194 | 14
80227 | 40.8 | 0.6 | 2019-12-31 | 2020-12-31 | 365 | 28.6284 | 28
36803 | 171.2 | 0.9 | 2019-12-31 | 2020-12-31 | 365 | 180.1904 | 180
80425 | 4.5 | 0.8 | 2019-12-31 | 2020-12-31 | 365 | 4.2101 | 4
80454 | 3.08 | 0.8 | 2019-12-31 | 2020-12-31 | 365 | 2.8815 | 2
80455 | 7.25 | 0.8 | 2019-12-31 | 2020-12-31 | 365 | 6.7829 | 6
80521 | 4.76 | 0.8 | 2019-12-31 | 2020-12-31 | 365 | 4.4533 | 4
80609 | 5.2 | 0.8 | 2019-12-31 | 2020-12-31 | 365 | 4.865 | 4
36801 | 334.72 | 0.9 | 2019-12-31 | 2020-12-31 | 365 | 352.2975 | 352
80412 | 5.695 | 0.8 | 2019-12-31 | 2020-12-31 | 365 | 5.3281 | 5
80415 | 12.54 | 0.8 | 2019-12-31 | 2020-12-31 | 365 | 11.732 | 11
80417 | 12.3 | 0.8 | 2019-12-31 | 2020-12-31 | 365 | 11.5075 | 11
80419 | 8.835 | 0.8 | 2019-12-31 | 2020-12-31 | 365 | 8.2657 | 8
80420 | 3.9 | 0.8 | 2019-12-31 | 2020-12-31 | 365 | 3.6487 | 3
80422 | 8.16 | 0.8 | 2019-12-31 | 2020-12-31 | 365 | 7.6342 | 7
80424 | 7 | 0.8 | 2019-12-31 | 2020-12-31 | 365 | 6.549 | 6
80427 | 7.75 | 0.8 | 2019-12-31 | 2020-12-31 | 365 | 7.2507 | 7
80432 | 8.64 | 0.8 | 2019-12-31 | 2020-12-31 | 365 | 8.0833 | 8
80434 | 8.96 | 0.8 | 2019-12-31 | 2020-12-31 | 365 | 8.3827 | 8
80436 | 7.8 | 0.8 | 2019-12-31 | 2020-12-31 | 365 | 7.2974 | 7
80438 | 6 | 0.8 | 2019-12-31 | 2020-12-31 | 365 | 5.6134 | 5
80443 | 6.7 | 0.8 | 2019-12-31 | 2020-12-31 | 365 | 6.2683 | 6
80445 | 10.44 | 0.8 | 2019-12-31 | 2020-12-31 | 365 | 9.7673 | 9
80448 | 8.64 | 0.8 | 2019-12-31 | 2020-12-31 | 365 | 8.0833 | 8
80450 | 8.58 | 0.8 | 2019-12-31 | 2020-12-31 | 365 | 8.0272 | 8
80452 | 8 | 0.8 | 2019-12-31 | 2020-12-31 | 365 | 7.4845 | 7
80484 | 8.91 | 0.8 | 2019-12-31 | 2020-12-31 | 365 | 8.3359 | 8
80489 | 7.5 | 0.8 | 2019-12-31 | 2020-12-31 | 365 | 7.0168 | 7
80492 | 7.36 | 0.8 | 2019-12-31 | 2020-12-31 | 365 | 6.8858 | 6
80496 | 8 | 0.8 | 2019-12-31 | 2020-12-31 | 365 | 7.4845 | 7
80504 | 9.57 | 0.8 | 2019-12-31 | 2020-12-31 | 365 | 8.9534 | 8
80505 | 8.55 | 0.8 | 2019-12-31 | 2020-12-31 | 365 | 7.9991 | 7
80507 | 5.3 | 0.8 | 2019-12-31 | 2020-12-31 | 365 | 4.9585 | 4
80509 | 6.65 | 0.8 | 2019-12-31 | 2020-12-31 | 365 | 6.2215 | 6
80512 | 11.4 | 0.8 | 2019-12-31 | 2020-12-31 | 365 | 10.6655 | 10
80518 | 8.91 | 0.8 | 2019-12-31 | 2020-12-31 | 365 | 8.3359 | 8
80606 | 14 | 0.8 | 2019-12-31 | 2020-12-31 | 365 | 13.098 | 13
80608 | 7.8 | 0.8 | 2019-12-31 | 2020-12-31 | 365 | 7.2974 | 7
80611 | 11.39 | 0.8 | 2019-12-31 | 2020-12-31 | 365 | 10.6561 | 10
80613 | 11.55 | 0.8 | 2019-12-31 | 2020-12-31 | 365 | 10.8058 | 10
80671 | 348.79 | 0.6 | 2019-12-31 | 2020-12-31 | 365 | 244.7376 | 244
80127 | 7.26 | 0.8 | 2019-12-31 | 2020-12-31 | 365 | 6.7922 | 6
80664 | 13.05 | 0.8 | 2019-12-31 | 2020-12-31 | 365 | 12.2092 | 12
80666 | 9.3 | 0.8 | 2019-12-31 | 2020-12-31 | 365 | 8.7008 | 8
80668 | 3 | 0.8 | 2019-12-31 | 2020-12-31 | 365 | 2.8067 | 2
80669 | 5.61 | 0.8 | 2019-12-31 | 2020-12-31 | 365 | 5.2485 | 5
80670 | 5.4 | 0.8 | 2019-12-31 | 2020-12-31 | 365 | 5.0521 | 5
80672 | 9.045 | 0.8 | 2019-12-31 | 2020-12-31 | 365 | 8.4622 | 8
80727 | 11.055 | 0.8 | 2019-12-31 | 2020-12-31 | 365 | 10.3427 | 10
80730 | 10.24 | 0.8 | 2019-12-31 | 2020-12-31 | 365 | 9.5802 | 9
80732 | 11.88 | 0.8 | 2019-12-31 | 2020-12-31 | 365 | 11.1145 | 11
80733 | 4.02 | 0.8 | 2019-12-31 | 2020-12-31 | 365 | 3.761 | 3
80737 | 12.22 | 0.8 | 2019-12-31 | 2020-12-31 | 365 | 11.4326 | 11
80738 | 9.72 | 0.8 | 2019-12-31 | 2020-12-31 | 365 | 9.0937 | 9
80739 | 7.8 | 0.8 | 2019-12-31 | 2020-12-31 | 365 | 7.2974 | 7
80741 | 8.829 | 0.8 | 2019-12-31 | 2020-12-31 | 365 | 8.2601 | 8
80743 | 3.24 | 0.8 | 2019-12-31 | 2020-12-31 | 365 | 3.0312 | 3
80744 | 9.24 | 0.8 | 2019-12-31 | 2020-12-31 | 365 | 8.6446 | 8
80746 | 3.24 | 0.8 | 2019-12-31 | 2020-12-31 | 365 | 3.0312 | 3
80722 | 9.57 | 0.8 | 2019-12-31 | 2020-12-31 | 365 | 8.9534 | 8
80723 | 10.44 | 0.8 | 2019-12-31 | 2020-12-31 | 365 | 9.7673 | 9
80724 | 13.3 | 0.8 | 2019-12-31 | 2020-12-31 | 365 | 12.4431 | 12
80725 | 7.2 | 0.8 | 2019-12-31 | 2020-12-31 | 365 | 6.7361 | 6
80726 | 3.52 | 0.8 | 2019-12-31 | 2020-12-31 | 365 | 3.2932 | 3
80740 | 9.24 | 0.8 | 2019-12-31 | 2020-12-31 | 365 | 8.6446 | 8
80777 | 3.6 | 0.8 | 2019-12-31 | 2020-12-31 | 365 | 3.368 | 3
80778 | 6.6 | 0.8 | 2019-12-31 | 2020-12-31 | 365 | 6.1747 | 6
80779 | 2.1 | 0.8 | 2019-12-31 | 2020-12-31 | 365 | 1.9647 | 1
80783 | 6.93 | 0.8 | 2019-12-31 | 2020-12-31 | 365 | 6.4835 | 6
80785 | 9.28 | 0.8 | 2019-12-31 | 2020-12-31 | 365 | 8.6821 | 8
80787 | 4.48 | 0.8 | 2019-12-31 | 2020-12-31 | 365 | 4.1913 | 4
80788 | 6.84 | 0.8 | 2019-12-31 | 2020-12-31 | 365 | 6.3993 | 6
80137 | 3.19 | 0.8 | 2019-12-31 | 2020-12-31 | 365 | 2.9845 | 2
80136 | 4.93 | 0.8 | 2019-12-31 | 2020-12-31 | 365 | 4.6124 | 4
80356 | 6.48 | 0.8 | 2019-12-31 | 2020-12-31 | 365 | 6.0625 | 6
80802 | 7.02 | 0.8 | 2019-12-31 | 2020-12-31 | 365 | 6.5677 | 6
80806 | 4.83 | 0.8 | 2019-12-31 | 2020-12-31 | 365 | 4.5188 | 4
80807 | 12.425 | 0.8 | 2019-12-31 | 2020-12-31 | 365 | 11.6244 | 11
80811 | 11.375 | 0.8 | 2019-12-31 | 2020-12-31 | 365 | 10.6421 | 10
80128 | 3.06 | 1 | 2019-12-31 | 2020-12-31 | 365 | 3.5785 | 3
80728 | 6.365 | 0.8 | 2019-12-31 | 2020-12-31 | 365 | 5.9549 | 5
80673 | 15.41 | 0.8 | 2019-12-31 | 2020-12-31 | 365 | 14.4171 | 14
80604 | 7.28 | 0.8 | 2019-12-31 | 2020-12-31 | 365 | 6.8109 | 6
80856 | 13.5 | 0.8 | 2019-12-31 | 2020-12-31 | 365 | 12.6302 | 12
80857 | 11.89 | 0.8 | 2019-12-31 | 2020-12-31 | 365 | 11.1239 | 11
80858 | 7.56 | 0.8 | 2019-12-31 | 2020-12-31 | 365 | 7.0729 | 7
80859 | 13.2 | 0.8 | 2019-12-31 | 2020-12-31 | 365 | 12.3495 | 12
80860 | 11.76 | 0.8 | 2019-12-31 | 2020-12-31 | 365 | 11.0023 | 11
80861 | 11.55 | 0.8 | 2019-12-31 | 2020-12-31 | 365 | 10.8058 | 10
80863 | 5.4 | 0.8 | 2019-12-31 | 2020-12-31 | 365 | 5.0521 | 5
80876 | 7.84 | 0.8 | 2019-12-31 | 2020-12-31 | 365 | 7.3349 | 7
80878 | 9.1 | 0.8 | 2019-12-31 | 2020-12-31 | 365 | 8.5137 | 8
80880 | 14.74 | 0.8 | 2019-12-31 | 2020-12-31 | 365 | 13.7903 | 13
80881 | 5.36 | 0.8 | 2019-12-31 | 2020-12-31 | 365 | 5.0146 | 5
80882 | 3.18 | 0.8 | 2019-12-31 | 2020-12-31 | 365 | 2.9751 | 2
80883 | 7.54 | 0.8 | 2019-12-31 | 2020-12-31 | 365 | 7.0542 | 7
80884 | 11.6 | 0.8 | 2019-12-31 | 2020-12-31 | 365 | 10.8526 | 10
80885 | 6.96 | 0.8 | 2019-12-31 | 2020-12-31 | 365 | 6.5116 | 6
80886 | 8.7 | 0.8 | 2019-12-31 | 2020-12-31 | 365 | 8.1394 | 8
80888 | 9.57 | 0.8 | 2019-12-31 | 2020-12-31 | 365 | 8.9534 | 8
80889 | 35.7 | 0.6 | 2019-12-31 | 2020-12-31 | 365 | 25.0498 | 25
80901 | 10.865 | 0.8 | 2019-12-31 | 2020-12-31 | 365 | 10.1649 | 10
80902 | 11.61 | 0.8 | 2019-12-31 | 2020-12-31 | 365 | 10.8619 | 10
80905 | 4.95 | 0.8 | 2019-12-31 | 2020-12-31 | 365 | 4.6311 | 4
80907 | 4.32 | 0.8 | 2019-12-31 | 2020-12-31 | 365 | 4.0417 | 4
80909 | 12.06 | 0.8 | 2019-12-31 | 2020-12-31 | 365 | 11.283 | 11
80910 | 10.8 | 0.8 | 2019-12-31 | 2020-12-31 | 365 | 10.1041 | 10
80912 | 7.37 | 0.8 | 2019-12-31 | 2020-12-31 | 365 | 6.8951 | 6
80915 | 7.8 | 0.8 | 2019-12-31 | 2020-12-31 | 365 | 7.2974 | 7
80916 | 8.925 | 0.8 | 2019-12-31 | 2020-12-31 | 365 | 8.3499 | 8
80918 | 3.315 | 0.8 | 2019-12-31 | 2020-12-31 | 365 | 3.1014 | 3
80919 | 6.5 | 0.8 | 2019-12-31 | 2020-12-31 | 365 | 6.0812 | 6
80924 | 7.68 | 0.8 | 2019-12-31 | 2020-12-31 | 365 | 7.1852 | 7
80927 | 10.08 | 0.8 | 2019-12-31 | 2020-12-31 | 365 | 9.4305 | 9
80928 | 5.12 | 0.8 | 2019-12-31 | 2020-12-31 | 365 | 4.7901 | 4
80929 | 15.95 | 0.8 | 2019-12-31 | 2020-12-31 | 365 | 14.9223 | 14
80931 | 5.04 | 0.8 | 2019-12-31 | 2020-12-31 | 365 | 4.7153 | 4
80934 | 12.395 | 0.8 | 2019-12-31 | 2020-12-31 | 365 | 11.5964 | 11
80936 | 9.57 | 0.8 | 2019-12-31 | 2020-12-31 | 365 | 8.9534 | 8
80937 | 7.81 | 0.8 | 2019-12-31 | 2020-12-31 | 365 | 7.3068 | 7
80938 | 14.91 | 0.8 | 2019-12-31 | 2020-12-31 | 365 | 13.9493 | 13
80940 | 7.8 | 0.8 | 2019-12-31 | 2020-12-31 | 365 | 7.2974 | 7
80942 | 7.685 | 0.8 | 2019-12-31 | 2020-12-31 | 365 | 7.1898 | 7
80921 | 5.72 | 0.8 | 2019-12-31 | 2020-12-31 | 365 | 5.3514 | 5
80808 | 3.6 | 0.8 | 2019-12-31 | 2020-12-31 | 365 | 3.368 | 3
80809 | 24.9 | 0.8 | 2019-12-31 | 2020-12-31 | 365 | 23.2956 | 23
80958 | 4.095 | 0.8 | 2019-12-31 | 2020-12-31 | 365 | 3.8312 | 3
80959 | 4.69 | 0.8 | 2019-12-31 | 2020-12-31 | 365 | 4.3878 | 4
80960 | 5.025 | 0.8 | 2019-12-31 | 2020-12-31 | 365 | 4.7012 | 4
80961 | 5.61 | 0.8 | 2019-12-31 | 2020-12-31 | 365 | 5.2485 | 5
80963 | 5.94 | 0.8 | 2019-12-31 | 2020-12-31 | 365 | 5.5573 | 5
80964 | 8.12 | 0.8 | 2019-12-31 | 2020-12-31 | 365 | 7.5968 | 7
80965 | 11.2 | 0.8 | 2019-12-31 | 2020-12-31 | 365 | 10.4784 | 10
81001 | 8.25 | 0.8 | 2019-12-31 | 2020-12-31 | 365 | 7.7184 | 7
81003 | 8.25 | 0.8 | 2019-12-31 | 2020-12-31 | 365 | 7.7184 | 7
81005 | 7.92 | 0.8 | 2019-12-31 | 2020-12-31 | 365 | 7.4097 | 7
81007 | 9.8 | 0.8 | 2019-12-31 | 2020-12-31 | 365 | 9.1686 | 9
81008 | 11.52 | 0.8 | 2019-12-31 | 2020-12-31 | 365 | 10.7777 | 10
81011 | 3.96 | 0.8 | 2019-12-31 | 2020-12-31 | 365 | 3.7048 | 3
81004 | 11.395 | 0.8 | 2019-12-31 | 2020-12-31 | 365 | 10.6608 | 10
81012 | 3 | 0.8 | 2019-12-31 | 2020-12-31 | 365 | 2.8067 | 2
81014 | 13.4 | 0.8 | 2019-12-31 | 2020-12-31 | 365 | 12.5366 | 12
81016 | 6.75 | 0.8 | 2019-12-31 | 2020-12-31 | 365 | 6.3151 | 6
81017 | 7.26 | 0.8 | 2019-12-31 | 2020-12-31 | 365 | 6.7922 | 6
80515 | 8.96 | 0.8 | 2019-12-31 | 2020-12-31 | 365 | 8.3827 | 8
80803 | 16.74 | 0.8 | 2019-12-31 | 2020-12-31 | 365 | 15.6614 | 15
80428 | 8.7 | 0.8 | 2019-12-31 | 2020-12-31 | 365 | 8.1394 | 8
81018 | 6.24 | 0.8 | 2019-12-31 | 2020-12-31 | 365 | 5.8379 | 5
81019 | 7.13 | 0.8 | 2019-12-31 | 2020-12-31 | 365 | 6.6706 | 6
81021 | 5.76 | 0.8 | 2019-12-31 | 2020-12-31 | 365 | 5.3889 | 5
81042 | 8.1 | 0.8 | 2019-12-31 | 2020-12-31 | 365 | 7.5781 | 7
81043 | 7.26 | 0.8 | 2019-12-31 | 2020-12-31 | 365 | 6.7922 | 6
81044 | 5.36 | 0.8 | 2019-12-31 | 2020-12-31 | 365 | 5.0146 | 5
81045 | 6.7 | 0.8 | 2019-12-31 | 2020-12-31 | 365 | 6.2683 | 6
81091 | 9.9 | 0.8 | 2019-12-31 | 2020-12-31 | 365 | 9.2621 | 9
81094 | 4.75 | 0.8 | 2019-12-31 | 2020-12-31 | 365 | 4.4439 | 4
81099 | 7.5 | 0.8 | 2019-12-31 | 2020-12-31 | 365 | 7.0168 | 7
43078 | 598.5 | 1 | 2019-12-31 | 2020-12-31 | 365 | 699.9218 | 699
81102 | 7.395 | 0.8 | 2019-12-31 | 2020-12-31 | 365 | 6.9185 | 6
81104 | 6.44 | 0.8 | 2019-12-31 | 2020-12-31 | 365 | 6.0251 | 6
81106 | 12 | 0.8 | 2019-12-31 | 2020-12-31 | 365 | 11.2268 | 11
81107 | 10.2 | 0.8 | 2019-12-31 | 2020-12-31 | 365 | 9.5428 | 9
81109 | 9.8 | 0.8 | 2019-12-31 | 2020-12-31 | 365 | 9.1686 | 9
81110 | 5.94 | 0.8 | 2019-12-31 | 2020-12-31 | 365 | 5.5573 | 5
81113 | 3.15 | 0.8 | 2019-12-31 | 2020-12-31 | 365 | 2.947 | 2
81117 | 12.6 | 0.8 | 2019-12-31 | 2020-12-31 | 365 | 11.7882 | 11
81118 | 5.6 | 0.8 | 2019-12-31 | 2020-12-31 | 365 | 5.2392 | 5
81121 | 8.375 | 0.8 | 2019-12-31 | 2020-12-31 | 365 | 7.8354 | 7
81123 | 5.04 | 0.8 | 2019-12-31 | 2020-12-31 | 365 | 4.7153 | 4
81125 | 4.02 | 0.8 | 2019-12-31 | 2020-12-31 | 365 | 3.761 | 3
81128 | 4.225 | 0.8 | 2019-12-31 | 2020-12-31 | 365 | 3.9528 | 3
81126 | 9.1 | 0.8 | 2019-12-31 | 2020-12-31 | 365 | 8.5137 | 8
81170 | 7.2 | 0.8 | 2019-12-31 | 2020-12-31 | 365 | 6.7361 | 6
81171 | 4.845 | 0.8 | 2019-12-31 | 2020-12-31 | 365 | 4.5328 | 4
81172 | 6.7 | 0.8 | 2019-12-31 | 2020-12-31 | 365 | 6.2683 | 6
81173 | 5.76 | 0.8 | 2019-12-31 | 2020-12-31 | 365 | 5.3889 | 5
81175 | 11.725 | 0.8 | 2019-12-31 | 2020-12-31 | 365 | 10.9695 | 10
81176 | 7.56 | 0.8 | 2019-12-31 | 2020-12-31 | 365 | 7.0729 | 7
81178 | 11.16 | 0.8 | 2019-12-31 | 2020-12-31 | 365 | 10.4409 | 10
81179 | 13.2 | 0.8 | 2019-12-31 | 2020-12-31 | 365 | 12.3495 | 12
81181 | 13.2 | 0.8 | 2019-12-31 | 2020-12-31 | 365 | 12.3495 | 12
81183 | 7.68 | 0.8 | 2019-12-31 | 2020-12-31 | 365 | 7.1852 | 7
81184 | 3.96 | 0.8 | 2019-12-31 | 2020-12-31 | 365 | 3.7048 | 3
81186 | 11.05 | 0.8 | 2019-12-31 | 2020-12-31 | 365 | 10.338 | 10
81187 | 6.3 | 1 | 2019-12-31 | 2020-12-31 | 365 | 7.3676 | 7
81188 | 7.95 | 0.8 | 2019-12-31 | 2020-12-31 | 365 | 7.4378 | 7
80349 | 16.64 | 0.8 | 2019-12-31 | 2020-12-31 | 365 | 15.5679 | 15
80887 | 4.64 | 0.8 | 2019-12-31 | 2020-12-31 | 365 | 4.341 | 4
80925 | 40.48 | 0.6 | 2019-12-31 | 2020-12-31 | 365 | 28.4038 | 28
80962 | 5.025 | 0.8 | 2019-12-31 | 2020-12-31 | 365 | 4.7012 | 4
81046 | 10.15 | 0.8 | 2019-12-31 | 2020-12-31 | 365 | 9.496 | 9
65573 | 52.56 | 0.7 | 2019-12-31 | 2020-12-31 | 365 | 43.0268 | 43
80855 | 7.521 | 0.8 | 2019-12-31 | 2020-12-31 | 365 | 7.0364 | 7
81130 | 9.9 | 0.8 | 2019-12-31 | 2020-12-31 | 365 | 9.2621 | 9
81115 | 8.58 | 0.8 | 2019-12-31 | 2020-12-31 | 365 | 8.0272 | 8
81254 | 8.12 | 0.8 | 2019-12-31 | 2020-12-31 | 365 | 7.5968 | 7
81255 | 5.36 | 0.8 | 2019-12-31 | 2020-12-31 | 365 | 5.0146 | 5
81258 | 4.55 | 0.8 | 2019-12-31 | 2020-12-31 | 365 | 4.2568 | 4
81259 | 8.71 | 0.8 | 2019-12-31 | 2020-12-31 | 365 | 8.1488 | 8
81260 | 6.7 | 0.8 | 2019-12-31 | 2020-12-31 | 365 | 6.2683 | 6
81261 | 5.36 | 0.8 | 2019-12-31 | 2020-12-31 | 365 | 5.0146 | 5
81262 | 6.6 | 0.8 | 2019-12-31 | 2020-12-31 | 365 | 6.1747 | 6
81263 | 6.96 | 0.8 | 2019-12-31 | 2020-12-31 | 365 | 6.5116 | 6
81264 | 7.68 | 0.8 | 2019-12-31 | 2020-12-31 | 365 | 7.1852 | 7
81265 | 10.56 | 0.8 | 2019-12-31 | 2020-12-31 | 365 | 9.8796 | 9
81266 | 6.095 | 0.8 | 2019-12-31 | 2020-12-31 | 365 | 5.7023 | 5
81267 | 6.72 | 0.8 | 2019-12-31 | 2020-12-31 | 365 | 6.287 | 6
81020 | 10.8 | 0.8 | 2019-12-31 | 2020-12-31 | 365 | 10.1041 | 10
80784 | 7.705 | 0.8 | 2019-12-31 | 2020-12-31 | 365 | 7.2086 | 7
81296 | 13.325 | 0.8 | 2019-12-31 | 2020-12-31 | 365 | 12.4664 | 12
81297 | 6.825 | 0.8 | 2019-12-31 | 2020-12-31 | 365 | 6.3853 | 6
81298 | 2.8 | 0.8 | 2019-12-31 | 2020-12-31 | 365 | 2.6196 | 2
81299 | 9.38 | 0.8 | 2019-12-31 | 2020-12-31 | 365 | 8.7756 | 8
81300 | 9.425 | 0.8 | 2019-12-31 | 2020-12-31 | 365 | 8.8177 | 8
81301 | 7.3 | 0.8 | 2019-12-31 | 2020-12-31 | 365 | 6.8296 | 6
81303 | 14.25 | 0.8 | 2019-12-31 | 2020-12-31 | 365 | 13.3318 | 13
81304 | 4.96 | 0.8 | 2019-12-31 | 2020-12-31 | 365 | 4.6404 | 4
81305 | 6.7 | 0.8 | 2019-12-31 | 2020-12-31 | 365 | 6.2683 | 6
81306 | 6.4 | 0.8 | 2019-12-31 | 2020-12-31 | 365 | 5.9876 | 5
81307 | 6.48 | 0.8 | 2019-12-31 | 2020-12-31 | 365 | 6.0625 | 6
64885 | 929.28 | 0.9 | 2019-12-31 | 2020-12-31 | 365 | 978.0802 | 978
81317 | 5.04 | 0.8 | 2019-12-31 | 2020-12-31 | 365 | 4.7153 | 4
81318 | 12.6 | 0.8 | 2019-12-31 | 2020-12-31 | 365 | 11.7882 | 11
81319 | 12.16 | 0.8 | 2019-12-31 | 2020-12-31 | 365 | 11.3765 | 11
81320 | 11.725 | 0.8 | 2019-12-31 | 2020-12-31 | 365 | 10.9695 | 10
81321 | 9.6 | 0.8 | 2019-12-31 | 2020-12-31 | 365 | 8.9815 | 8
81323 | 6.72 | 0.8 | 2019-12-31 | 2020-12-31 | 365 | 6.287 | 6
81325 | 3.92 | 0.8 | 2019-12-31 | 2020-12-31 | 365 | 3.6674 | 3
81326 | 7.685 | 0.8 | 2019-12-31 | 2020-12-31 | 365 | 7.1898 | 7
81328 | 4.5 | 0.8 | 2019-12-31 | 2020-12-31 | 365 | 4.2101 | 4
81346 | 10.385 | 0.8 | 2019-12-31 | 2020-12-31 | 365 | 9.7159 | 9
81349 | 4.48 | 0.8 | 2019-12-31 | 2020-12-31 | 365 | 4.1913 | 4
81350 | 6.03 | 0.8 | 2019-12-31 | 2020-12-31 | 365 | 5.6415 | 5
81352 | 6.03 | 0.8 | 2019-12-31 | 2020-12-31 | 365 | 5.6415 | 5
81353 | 6.365 | 0.8 | 2019-12-31 | 2020-12-31 | 365 | 5.9549 | 5
81355 | 8.64 | 0.8 | 2019-12-31 | 2020-12-31 | 365 | 8.0833 | 8
81356 | 3.3 | 0.8 | 2019-12-31 | 2020-12-31 | 365 | 3.0874 | 3
81359 | 10.8 | 0.8 | 2019-12-31 | 2020-12-31 | 365 | 10.1041 | 10
81361 | 10.137 | 0.8 | 2019-12-31 | 2020-12-31 | 365 | 9.4839 | 9
81362 | 4.578 | 0.8 | 2019-12-31 | 2020-12-31 | 365 | 4.283 | 4
81363 | 5.36 | 0.8 | 2019-12-31 | 2020-12-31 | 365 | 5.0146 | 5
81364 | 5.76 | 0.8 | 2019-12-31 | 2020-12-31 | 365 | 5.3889 | 5
81366 | 9.45 | 0.8 | 2019-12-31 | 2020-12-31 | 365 | 8.8411 | 8
81367 | 12.16 | 0.8 | 2019-12-31 | 2020-12-31 | 365 | 11.3765 | 11
81368 | 6.84 | 0.8 | 2019-12-31 | 2020-12-31 | 365 | 6.3993 | 6
81369 | 6 | 0.8 | 2019-12-31 | 2020-12-31 | 365 | 5.6134 | 5
81370 | 8.28 | 0.8 | 2019-12-31 | 2020-12-31 | 365 | 7.7465 | 7
81387 | 8.7 | 0.8 | 2019-12-31 | 2020-12-31 | 365 | 8.1394 | 8
81390 | 8.4 | 0.8 | 2019-12-31 | 2020-12-31 | 365 | 7.8588 | 7
81392 | 10.075 | 0.8 | 2019-12-31 | 2020-12-31 | 365 | 9.4258 | 9
81395 | 8.4 | 0.8 | 2019-12-31 | 2020-12-31 | 365 | 7.8588 | 7
81401 | 3.9 | 0.8 | 2019-12-31 | 2020-12-31 | 365 | 3.6487 | 3
81405 | 8.215 | 0.8 | 2019-12-31 | 2020-12-31 | 365 | 7.6857 | 7
80782 | 16.08 | 0.8 | 2019-12-31 | 2020-12-31 | 365 | 15.0439 | 15
81407 | 9.92 | 0.8 | 2019-12-31 | 2020-12-31 | 365 | 9.2808 | 9
81409 | 12.6 | 0.8 | 2019-12-31 | 2020-12-31 | 365 | 11.7882 | 11
81410 | 6.51 | 0.8 | 2019-12-31 | 2020-12-31 | 365 | 6.0905 | 6
81412 | 7.15 | 0.8 | 2019-12-31 | 2020-12-31 | 365 | 6.6893 | 6
81414 | 3.685 | 0.8 | 2019-12-31 | 2020-12-31 | 365 | 3.4476 | 3
81417 | 9.38 | 0.8 | 2019-12-31 | 2020-12-31 | 365 | 8.7756 | 8
81419 | 9.24 | 0.8 | 2019-12-31 | 2020-12-31 | 365 | 8.6446 | 8
81420 | 8.32 | 0.8 | 2019-12-31 | 2020-12-31 | 365 | 7.7839 | 7
81421 | 10.89 | 0.8 | 2019-12-31 | 2020-12-31 | 365 | 10.1883 | 10
81423 | 6.7 | 0.8 | 2019-12-31 | 2020-12-31 | 365 | 6.2683 | 6
81436 | 14 | 0.8 | 2019-12-31 | 2020-12-31 | 365 | 13.098 | 13
81440 | 16.5 | 0.8 | 2019-12-31 | 2020-12-31 | 365 | 15.4369 | 15
81441 | 5.7 | 0.8 | 2019-12-31 | 2020-12-31 | 365 | 5.3327 | 5
81445 | 24.19 | 0.8 | 2019-12-31 | 2020-12-31 | 365 | 22.6314 | 22
81256 | 9.125 | 0.8 | 2019-12-31 | 2020-12-31 | 365 | 8.5371 | 8
81438 | 19.2 | 0.8 | 2019-12-31 | 2020-12-31 | 365 | 17.9629 | 17
81484 | 5.4 | 0.8 | 2019-12-31 | 2020-12-31 | 365 | 5.0521 | 5
81485 | 6.39 | 0.8 | 2019-12-31 | 2020-12-31 | 365 | 5.9783 | 5
81385 | 10.85 | 0.8 | 2019-12-31 | 2020-12-31 | 365 | 10.1509 | 10
81486 | 10.72 | 0.8 | 2019-12-31 | 2020-12-31 | 365 | 10.0293 | 10
81488 | 12.32 | 0.8 | 2019-12-31 | 2020-12-31 | 365 | 11.5262 | 11
81489 | 9.75 | 0.8 | 2019-12-31 | 2020-12-31 | 365 | 9.1218 | 9
81490 | 6.2 | 0.8 | 2019-12-31 | 2020-12-31 | 365 | 5.8005 | 5
81491 | 8.19 | 0.8 | 2019-12-31 | 2020-12-31 | 365 | 7.6623 | 7
80922 | 14.85 | 0.8 | 2019-12-31 | 2020-12-31 | 365 | 13.8932 | 13
81507 | 13.2 | 0.8 | 2019-12-31 | 2020-12-31 | 365 | 12.3495 | 12
81509 | 5.695 | 0.8 | 2019-12-31 | 2020-12-31 | 365 | 5.3281 | 5
81511 | 8.58 | 0.8 | 2019-12-31 | 2020-12-31 | 365 | 8.0272 | 8
81515 | 4.64 | 0.8 | 2019-12-31 | 2020-12-31 | 365 | 4.341 | 4
81516 | 11.89 | 0.8 | 2019-12-31 | 2020-12-31 | 365 | 11.1239 | 11
81517 | 4.95 | 0.8 | 2019-12-31 | 2020-12-31 | 365 | 4.6311 | 4
81519 | 3.78 | 0.8 | 2019-12-31 | 2020-12-31 | 365 | 3.5364 | 3
81520 | 7.035 | 0.8 | 2019-12-31 | 2020-12-31 | 365 | 6.5817 | 6
81521 | 7.35 | 0.8 | 2019-12-31 | 2020-12-31 | 365 | 6.8764 | 6
81522 | 9.045 | 0.8 | 2019-12-31 | 2020-12-31 | 365 | 8.4622 | 8
81524 | 5.49 | 0.8 | 2019-12-31 | 2020-12-31 | 365 | 5.1363 | 5
81653 | 69.12 | 0.6 | 2019-12-31 | 2020-12-31 | 365 | 48.4998 | 48
81424 | 313.2 | 0.6 | 2019-12-31 | 2020-12-31 | 365 | 219.7649 | 219
81425 | 1401.48 | 0.6 | 2019-12-31 | 2020-12-31 | 365 | 983.3849 | 983
81523 | 5.04 | 0.8 | 2019-12-31 | 2020-12-31 | 365 | 4.7153 | 4
81541 | 10.385 | 0.8 | 2019-12-31 | 2020-12-31 | 365 | 9.7159 | 9
81543 | 6.3 | 0.8 | 2019-12-31 | 2020-12-31 | 365 | 5.8941 | 5
81548 | 6.5 | 0.8 | 2019-12-31 | 2020-12-31 | 365 | 6.0812 | 6
81553 | 2.8 | 0.8 | 2019-12-31 | 2020-12-31 | 365 | 2.6196 | 2
81555 | 4.275 | 0.8 | 2019-12-31 | 2020-12-31 | 365 | 3.9996 | 3
81557 | 9.1 | 0.8 | 2019-12-31 | 2020-12-31 | 365 | 8.5137 | 8
81582 | 9.765 | 0.8 | 2019-12-31 | 2020-12-31 | 365 | 9.1358 | 9
81584 | 13.44 | 0.8 | 2019-12-31 | 2020-12-31 | 365 | 12.574 | 12
81585 | 10.56 | 0.8 | 2019-12-31 | 2020-12-31 | 365 | 9.8796 | 9
81587 | 9.425 | 0.8 | 2019-12-31 | 2020-12-31 | 365 | 8.8177 | 8
81590 | 13.325 | 0.8 | 2019-12-31 | 2020-12-31 | 365 | 12.4664 | 12
81592 | 4.8 | 0.8 | 2019-12-31 | 2020-12-31 | 365 | 4.4907 | 4
81593 | 8.32 | 0.8 | 2019-12-31 | 2020-12-31 | 365 | 7.7839 | 7
81594 | 8.64 | 0.8 | 2019-12-31 | 2020-12-31 | 365 | 8.0833 | 8
81324 | 6.44 | 0.8 | 2019-12-31 | 2020-12-31 | 365 | 6.0251 | 6
81348 | 5.8 | 0.8 | 2019-12-31 | 2020-12-31 | 365 | 5.4263 | 5
81357 | 8.71 | 0.8 | 2019-12-31 | 2020-12-31 | 365 | 8.1488 | 8
81442 | 13.2 | 0.8 | 2019-12-31 | 2020-12-31 | 365 | 12.3495 | 12
81446 | 11.7 | 0.8 | 2019-12-31 | 2020-12-31 | 365 | 10.9461 | 10
81513 | 14.4 | 0.8 | 2019-12-31 | 2020-12-31 | 365 | 13.4722 | 13
81443 | 150.9 | 0.6 | 2019-12-31 | 2020-12-31 | 365 | 105.8829 | 105
81836 | 9.92 | 0.8 | 2019-12-31 | 2020-12-31 | 365 | 9.2808 | 9
81835 | 8.375 | 0.8 | 2019-12-31 | 2020-12-31 | 365 | 7.8354 | 7
81834 | 7.7 | 0.8 | 2019-12-31 | 2020-12-31 | 365 | 7.2039 | 7
81831 | 4.93 | 0.8 | 2019-12-31 | 2020-12-31 | 365 | 4.6124 | 4
81833 | 6.96 | 0.8 | 2019-12-31 | 2020-12-31 | 365 | 6.5116 | 6
81828 | 8.4 | 0.8 | 2019-12-31 | 2020-12-31 | 365 | 7.8588 | 7
81827 | 18.36 | 0.8 | 2019-12-31 | 2020-12-31 | 365 | 17.177 | 17
81782 | 9.9 | 0.8 | 2019-12-31 | 2020-12-31 | 365 | 9.2621 | 9
81781 | 7.37 | 0.8 | 2019-12-31 | 2020-12-31 | 365 | 6.8951 | 6
81780 | 17.4 | 0.8 | 2019-12-31 | 2020-12-31 | 365 | 16.2789 | 16
81778 | 3.84 | 0.8 | 2019-12-31 | 2020-12-31 | 365 | 3.5926 | 3
81777 | 9.6 | 0.8 | 2019-12-31 | 2020-12-31 | 365 | 8.9815 | 8
81776 | 13.325 | 0.8 | 2019-12-31 | 2020-12-31 | 365 | 12.4664 | 12
81775 | 7.65 | 0.8 | 2019-12-31 | 2020-12-31 | 365 | 7.1571 | 7
81774 | 8.68 | 0.8 | 2019-12-31 | 2020-12-31 | 365 | 8.1207 | 8
81758 | 6.7 | 0.8 | 2019-12-31 | 2020-12-31 | 365 | 6.2683 | 6
81757 | 11.725 | 0.8 | 2019-12-31 | 2020-12-31 | 365 | 10.9695 | 10
81756 | 6.93 | 0.8 | 2019-12-31 | 2020-12-31 | 365 | 6.4835 | 6
81755 | 7.37 | 0.8 | 2019-12-31 | 2020-12-31 | 365 | 6.8951 | 6
81753 | 7.35 | 0.8 | 2019-12-31 | 2020-12-31 | 365 | 6.8764 | 6
81752 | 8.32 | 0.8 | 2019-12-31 | 2020-12-31 | 365 | 7.7839 | 7
81751 | 6.08 | 0.8 | 2019-12-31 | 2020-12-31 | 365 | 5.6883 | 5
81715 | 6.21 | 0.8 | 2019-12-31 | 2020-12-31 | 365 | 5.8099 | 5
81714 | 6.365 | 0.8 | 2019-12-31 | 2020-12-31 | 365 | 5.9549 | 5
81710 | 9.15 | 0.8 | 2019-12-31 | 2020-12-31 | 365 | 8.5604 | 8
81708 | 6.3 | 0.8 | 2019-12-31 | 2020-12-31 | 365 | 5.8941 | 5
81666 | 3.6 | 0.8 | 2019-12-31 | 2020-12-31 | 365 | 3.368 | 3
81665 | 8.745 | 0.8 | 2019-12-31 | 2020-12-31 | 365 | 8.1815 | 8
81652 | 12.3 | 0.8 | 2019-12-31 | 2020-12-31 | 365 | 11.5075 | 11
81650 | 7 | 0.8 | 2019-12-31 | 2020-12-31 | 365 | 6.549 | 6
81649 | 12.6 | 0.8 | 2019-12-31 | 2020-12-31 | 365 | 11.7882 | 11
81642 | 8.25 | 0.8 | 2019-12-31 | 2020-12-31 | 365 | 7.7184 | 7
81636 | 11.025 | 0.8 | 2019-12-31 | 2020-12-31 | 365 | 10.3146 | 10
81872 | 13.4 | 0.8 | 2019-12-31 | 2020-12-31 | 365 | 12.5366 | 12
81870 | 10.075 | 0.8 | 2019-12-31 | 2020-12-31 | 365 | 9.4258 | 9
81869 | 4.29 | 0.8 | 2019-12-31 | 2020-12-31 | 365 | 4.0136 | 4
81866 | 6 | 0.8 | 2019-12-31 | 2020-12-31 | 365 | 5.6134 | 5
81635 | 13.4 | 0.8 | 2019-12-31 | 2020-12-31 | 365 | 12.5366 | 12
81634 | 12.025 | 0.8 | 2019-12-31 | 2020-12-31 | 365 | 11.2502 | 11
81632 | 8.41 | 0.8 | 2019-12-31 | 2020-12-31 | 365 | 7.8681 | 7
81597 | 11.55 | 0.8 | 2019-12-31 | 2020-12-31 | 365 | 10.8058 | 10
81596 | 10.89 | 0.8 | 2019-12-31 | 2020-12-31 | 365 | 10.1883 | 10
81556 | 7.68 | 0.8 | 2019-12-31 | 2020-12-31 | 365 | 7.1852 | 7
81505 | 7.56 | 0.8 | 2019-12-31 | 2020-12-31 | 365 | 7.0729 | 7
81316 | 11.89 | 0.8 | 2019-12-31 | 2020-12-31 | 365 | 11.1239 | 11
81525 | 5.04 | 0.8 | 2019-12-31 | 2020-12-31 | 365 | 4.7153 | 4
81644 | 10.54 | 0.8 | 2019-12-31 | 2020-12-31 | 365 | 9.8609 | 9
81657 | 7.8 | 0.8 | 2019-12-31 | 2020-12-31 | 365 | 7.2974 | 7
81941 | 7.8 | 0.8 | 2019-12-31 | 2020-12-31 | 365 | 7.2974 | 7
81940 | 7.54 | 0.8 | 2019-12-31 | 2020-12-31 | 365 | 7.0542 | 7
81939 | 12.6 | 0.8 | 2019-12-31 | 2020-12-31 | 365 | 11.7882 | 11
81938 | 4.34 | 0.8 | 2019-12-31 | 2020-12-31 | 365 | 4.0604 | 4
81937 | 10.8 | 0.8 | 2019-12-31 | 2020-12-31 | 365 | 10.1041 | 10
81936 | 3.84 | 0.8 | 2019-12-31 | 2020-12-31 | 365 | 3.5926 | 3
81935 | 10.88 | 0.8 | 2019-12-31 | 2020-12-31 | 365 | 10.179 | 10
81934 | 9.6 | 0.8 | 2019-12-31 | 2020-12-31 | 365 | 8.9815 | 8
81933 | 12.54 | 0.8 | 2019-12-31 | 2020-12-31 | 365 | 11.732 | 11
81918 | 11.7 | 0.8 | 2019-12-31 | 2020-12-31 | 365 | 10.9461 | 10
81914 | 5.886 | 0.8 | 2019-12-31 | 2020-12-31 | 365 | 5.5068 | 5
81913 | 8.91 | 0.8 | 2019-12-31 | 2020-12-31 | 365 | 8.3359 | 8
81911 | 8.502 | 0.8 | 2019-12-31 | 2020-12-31 | 365 | 7.9542 | 7
81910 | 10.44 | 0.8 | 2019-12-31 | 2020-12-31 | 365 | 9.7673 | 9
81908 | 11.2 | 0.8 | 2019-12-31 | 2020-12-31 | 365 | 10.4784 | 10
81907 | 4.02 | 0.8 | 2019-12-31 | 2020-12-31 | 365 | 3.761 | 3
81826 | 27.93 | 0.6 | 2019-12-31 | 2020-12-31 | 365 | 19.5978 | 19
81975 | 12.06 | 0.8 | 2019-12-31 | 2020-12-31 | 365 | 11.283 | 11
81973 | 12.825 | 0.8 | 2019-12-31 | 2020-12-31 | 365 | 11.9987 | 11
81970 | 12.73 | 0.8 | 2019-12-31 | 2020-12-31 | 365 | 11.9098 | 11
81783 | 11.6 | 0.8 | 2019-12-31 | 2020-12-31 | 365 | 10.8526 | 10
81900 | 7.905 | 0.8 | 2019-12-31 | 2020-12-31 | 365 | 7.3957 | 7
81901 | 5.51 | 0.8 | 2019-12-31 | 2020-12-31 | 365 | 5.155 | 5
81902 | 5.51 | 0.8 | 2019-12-31 | 2020-12-31 | 365 | 5.155 | 5
81903 | 12.54 | 0.8 | 2019-12-31 | 2020-12-31 | 365 | 11.732 | 11
81904 | 4.35 | 0.8 | 2019-12-31 | 2020-12-31 | 365 | 4.0697 | 4
81906 | 8.7 | 0.8 | 2019-12-31 | 2020-12-31 | 365 | 8.1394 | 8
81437 | 9.69 | 0.8 | 2019-12-31 | 2020-12-31 | 365 | 9.0657 | 9
81257 | 9.8 | 0.8 | 2019-12-31 | 2020-12-31 | 365 | 9.1686 | 9
81988 | 14.75 | 0.8 | 2019-12-31 | 2020-12-31 | 365 | 13.7996 | 13
82059 | 30.68 | 0.6 | 2019-12-31 | 2020-12-31 | 365 | 21.5274 | 21
81786 | 10.05 | 1 | 2019-12-31 | 2020-12-31 | 365 | 11.7531 | 11
81754 | 7.56 | 0.8 | 2019-12-31 | 2020-12-31 | 365 | 7.0729 | 7
81709 | 6.3 | 0.8 | 2019-12-31 | 2020-12-31 | 365 | 5.8941 | 5
81868 | 10.2 | 0.8 | 2019-12-31 | 2020-12-31 | 365 | 9.5428 | 9
82061 | 12 | 0.8 | 2019-12-31 | 2020-12-31 | 365 | 11.2268 | 11
82060 | 3.96 | 0.8 | 2019-12-31 | 2020-12-31 | 365 | 3.7048 | 3
81909 | 13.4 | 0.8 | 2019-12-31 | 2020-12-31 | 365 | 12.5366 | 12
81124 | 6 | 0.8 | 2019-12-31 | 2020-12-31 | 365 | 5.6134 | 5
49626 | 645.15 | 0.9 | 2019-12-31 | 2020-12-31 | 365 | 679.0294 | 679
61793 | 645.15 | 0.9 | 2019-12-31 | 2020-12-31 | 365 | 679.0294 | 679
81989 | 9.3 | 0.8 | 2019-12-31 | 2020-12-31 | 365 | 8.7008 | 8
81990 | 6.44 | 0.8 | 2019-12-31 | 2020-12-31 | 365 | 6.0251 | 6
81991 | 6.175 | 0.8 | 2019-12-31 | 2020-12-31 | 365 | 5.7771 | 5
81993 | 7.56 | 0.8 | 2019-12-31 | 2020-12-31 | 365 | 7.0729 | 7
81994 | 15.5 | 0.8 | 2019-12-31 | 2020-12-31 | 365 | 14.5013 | 14
82220 | 7.8 | 0.8 | 2019-12-31 | 2020-12-31 | 365 | 7.2974 | 7
82219 | 13.4 | 0.8 | 2019-12-31 | 2020-12-31 | 365 | 12.5366 | 12
82218 | 6.9 | 0.8 | 2019-12-31 | 2020-12-31 | 365 | 6.4554 | 6
82217 | 3.63 | 0.8 | 2019-12-31 | 2020-12-31 | 365 | 3.3961 | 3
82213 | 11.16 | 0.8 | 2019-12-31 | 2020-12-31 | 365 | 10.4409 | 10
82210 | 3.6 | 0.8 | 2019-12-31 | 2020-12-31 | 365 | 3.368 | 3
82203 | 4.8 | 0.8 | 2019-12-31 | 2020-12-31 | 365 | 4.4907 | 4
82202 | 10.56 | 0.8 | 2019-12-31 | 2020-12-31 | 365 | 9.8796 | 9
82201 | 6.3 | 0.8 | 2019-12-31 | 2020-12-31 | 365 | 5.8941 | 5
82200 | 6.365 | 0.8 | 2019-12-31 | 2020-12-31 | 365 | 5.9549 | 5
82198 | 10.72 | 0.8 | 2019-12-31 | 2020-12-31 | 365 | 10.0293 | 10
82197 | 11.21 | 0.8 | 2019-12-31 | 2020-12-31 | 365 | 10.4877 | 10
81919 | 6.21 | 0.8 | 2019-12-31 | 2020-12-31 | 365 | 5.8099 | 5
81598 | 11.78 | 0.8 | 2019-12-31 | 2020-12-31 | 365 | 11.021 | 11
82194 | 14.4 | 0.8 | 2019-12-31 | 2020-12-31 | 365 | 13.4722 | 13
82193 | 11.55 | 0.8 | 2019-12-31 | 2020-12-31 | 365 | 10.8058 | 10
82191 | 5.4 | 0.8 | 2019-12-31 | 2020-12-31 | 365 | 5.0521 | 5
82237 | 9.24 | 0.8 | 2019-12-31 | 2020-12-31 | 365 | 8.6446 | 8
82234 | 4.62 | 0.8 | 2019-12-31 | 2020-12-31 | 365 | 4.3223 | 4
82232 | 15.84 | 0.8 | 2019-12-31 | 2020-12-31 | 365 | 14.8194 | 14
82238 | 5.28 | 0.8 | 2019-12-31 | 2020-12-31 | 365 | 4.9398 | 4
82188 | 6.84 | 0.8 | 2019-12-31 | 2020-12-31 | 365 | 6.3993 | 6
82187 | 9.6 | 0.8 | 2019-12-31 | 2020-12-31 | 365 | 8.9815 | 8
82275 | 4.55 | 0.8 | 2019-12-31 | 2020-12-31 | 365 | 4.2568 | 4
82274 | 6.9 | 0.8 | 2019-12-31 | 2020-12-31 | 365 | 6.4554 | 6
82272 | 8.32 | 0.8 | 2019-12-31 | 2020-12-31 | 365 | 7.7839 | 7
82265 | 10.385 | 0.8 | 2019-12-31 | 2020-12-31 | 365 | 9.7159 | 9
82263 | 10.8 | 0.8 | 2019-12-31 | 2020-12-31 | 365 | 10.1041 | 10
82261 | 3.9 | 0.8 | 2019-12-31 | 2020-12-31 | 365 | 3.6487 | 3
82259 | 8.1 | 0.8 | 2019-12-31 | 2020-12-31 | 365 | 7.5781 | 7
82257 | 7.7 | 0.8 | 2019-12-31 | 2020-12-31 | 365 | 7.2039 | 7
82253 | 24.09 | 0.8 | 2019-12-31 | 2020-12-31 | 365 | 22.5378 | 22
82058 | 4.8 | 0.8 | 2019-12-31 | 2020-12-31 | 365 | 4.4907 | 4
82057 | 9.135 | 0.8 | 2019-12-31 | 2020-12-31 | 365 | 8.5464 | 8
82055 | 6.2 | 0.8 | 2019-12-31 | 2020-12-31 | 365 | 5.8005 | 5
82054 | 8.64 | 0.8 | 2019-12-31 | 2020-12-31 | 365 | 8.0833 | 8
82053 | 6.03 | 0.8 | 2019-12-31 | 2020-12-31 | 365 | 5.6415 | 5
82297 | 4.2 | 0.8 | 2019-12-31 | 2020-12-31 | 365 | 3.9294 | 3
82292 | 10.8 | 0.8 | 2019-12-31 | 2020-12-31 | 365 | 10.1041 | 10
82048 | 5.28 | 0.8 | 2019-12-31 | 2020-12-31 | 365 | 4.9398 | 4
82049 | 7.68 | 0.8 | 2019-12-31 | 2020-12-31 | 365 | 7.1852 | 7
82052 | 10.1 | 0.8 | 2019-12-31 | 2020-12-31 | 365 | 9.4492 | 9
82056 | 5.886 | 0.8 | 2019-12-31 | 2020-12-31 | 365 | 5.5068 | 5
82209 | 11.34 | 0.8 | 2019-12-31 | 2020-12-31 | 365 | 10.6093 | 10
81974 | 20.7 | 0.8 | 2019-12-31 | 2020-12-31 | 365 | 19.3663 | 19
82612 | 8.04 | 0.8 | 2019-12-31 | 2020-12-31 | 365 | 7.522 | 7
82610 | 10.385 | 0.8 | 2019-12-31 | 2020-12-31 | 365 | 9.7159 | 9
82609 | 11.1 | 0.8 | 2019-12-31 | 2020-12-31 | 365 | 10.3848 | 10
82561 | 6.38 | 0.8 | 2019-12-31 | 2020-12-31 | 365 | 5.9689 | 5
82558 | 5.1 | 0.8 | 2019-12-31 | 2020-12-31 | 365 | 4.7714 | 4
82556 | 11.16 | 0.8 | 2019-12-31 | 2020-12-31 | 365 | 10.4409 | 10
82554 | 4.02 | 0.8 | 2019-12-31 | 2020-12-31 | 365 | 3.761 | 3
82550 | 9.135 | 0.8 | 2019-12-31 | 2020-12-31 | 365 | 8.5464 | 8
82546 | 6.3 | 0.8 | 2019-12-31 | 2020-12-31 | 365 | 5.8941 | 5
82545 | 10.075 | 0.8 | 2019-12-31 | 2020-12-31 | 365 | 9.4258 | 9
82543 | 7.7 | 0.8 | 2019-12-31 | 2020-12-31 | 365 | 7.2039 | 7
82624 | 13.5 | 0.8 | 2019-12-31 | 2020-12-31 | 365 | 12.6302 | 12
82619 | 6.93 | 0.8 | 2019-12-31 | 2020-12-31 | 365 | 6.4835 | 6
82615 | 6.48 | 0.8 | 2019-12-31 | 2020-12-31 | 365 | 6.0625 | 6
82614 | 7.2 | 0.8 | 2019-12-31 | 2020-12-31 | 365 | 6.7361 | 6
82613 | 8.1 | 0.8 | 2019-12-31 | 2020-12-31 | 365 | 7.5781 | 7
82611 | 5.88 | 0.8 | 2019-12-31 | 2020-12-31 | 365 | 5.5011 | 5
82553 | 6.6 | 0.8 | 2019-12-31 | 2020-12-31 | 365 | 6.1747 | 6
82552 | 5.12 | 0.8 | 2019-12-31 | 2020-12-31 | 365 | 4.7901 | 4
82551 | 6.4 | 0.8 | 2019-12-31 | 2020-12-31 | 365 | 5.9876 | 5
82549 | 11.7 | 0.8 | 2019-12-31 | 2020-12-31 | 365 | 10.9461 | 10
82544 | 9.24 | 0.8 | 2019-12-31 | 2020-12-31 | 365 | 8.6446 | 8
82541 | 16.45 | 0.8 | 2019-12-31 | 2020-12-31 | 365 | 15.3901 | 15
82540 | 11.9 | 0.8 | 2019-12-31 | 2020-12-31 | 365 | 11.1333 | 11
82539 | 9.92 | 0.8 | 2019-12-31 | 2020-12-31 | 365 | 9.2808 | 9
82542 | 6.825 | 0.8 | 2019-12-31 | 2020-12-31 | 365 | 6.3853 | 6
82419 | 59.965 | 0.6 | 2019-12-31 | 2020-12-31 | 365 | 42.076 | 42
82621 | 21.7 | 0.8 | 2019-12-31 | 2020-12-31 | 365 | 20.3018 | 20
82185 | 7.245 | 0.8 | 2019-12-31 | 2020-12-31 | 365 | 6.7782 | 6
82189 | 10.05 | 0.8 | 2019-12-31 | 2020-12-31 | 365 | 9.4025 | 9
82190 | 5.85 | 0.8 | 2019-12-31 | 2020-12-31 | 365 | 5.4731 | 5
82192 | 3.96 | 0.8 | 2019-12-31 | 2020-12-31 | 365 | 3.7048 | 3
82195 | 14.85 | 0.8 | 2019-12-31 | 2020-12-31 | 365 | 13.8932 | 13
82196 | 6.65 | 0.8 | 2019-12-31 | 2020-12-31 | 365 | 6.2215 | 6
82205 | 7.84 | 0.8 | 2019-12-31 | 2020-12-31 | 365 | 7.3349 | 7
82206 | 6.96 | 0.8 | 2019-12-31 | 2020-12-31 | 365 | 6.5116 | 6
82208 | 12.47 | 0.8 | 2019-12-31 | 2020-12-31 | 365 | 11.6665 | 11
82211 | 13.725 | 0.8 | 2019-12-31 | 2020-12-31 | 365 | 12.8407 | 12
82216 | 10.89 | 0.8 | 2019-12-31 | 2020-12-31 | 365 | 10.1883 | 10
82222 | 17.67 | 0.8 | 2019-12-31 | 2020-12-31 | 365 | 16.5315 | 16
82228 | 12.6 | 0.8 | 2019-12-31 | 2020-12-31 | 365 | 11.7882 | 11
82229 | 5.88 | 0.8 | 2019-12-31 | 2020-12-31 | 365 | 5.5011 | 5
82230 | 12.87 | 0.8 | 2019-12-31 | 2020-12-31 | 365 | 12.0408 | 12
81995 | 9.45 | 0.8 | 2019-12-31 | 2020-12-31 | 365 | 8.8411 | 8
82280 | 12.753 | 0.8 | 2019-12-31 | 2020-12-31 | 365 | 11.9313 | 11
82282 | 6.7 | 0.8 | 2019-12-31 | 2020-12-31 | 365 | 6.2683 | 6
82283 | 8.1 | 0.8 | 2019-12-31 | 2020-12-31 | 365 | 7.5781 | 7
82285 | 10.05 | 0.8 | 2019-12-31 | 2020-12-31 | 365 | 9.4025 | 9
82286 | 13.5 | 0.8 | 2019-12-31 | 2020-12-31 | 365 | 12.6302 | 12
82288 | 6.84 | 0.8 | 2019-12-31 | 2020-12-31 | 365 | 6.3993 | 6
82290 | 5.1 | 0.8 | 2019-12-31 | 2020-12-31 | 365 | 4.7714 | 4
82294 | 11.2 | 0.8 | 2019-12-31 | 2020-12-31 | 365 | 10.4784 | 10
82295 | 5.61 | 0.8 | 2019-12-31 | 2020-12-31 | 365 | 5.2485 | 5
82296 | 12.48 | 0.8 | 2019-12-31 | 2020-12-31 | 365 | 11.6759 | 11
82298 | 5.8 | 0.8 | 2019-12-31 | 2020-12-31 | 365 | 5.4263 | 5
82299 | 5.13 | 0.8 | 2019-12-31 | 2020-12-31 | 365 | 4.7995 | 4
82314 | 8.4 | 0.8 | 2019-12-31 | 2020-12-31 | 365 | 7.8588 | 7
82316 | 6.96 | 0.8 | 2019-12-31 | 2020-12-31 | 365 | 6.5116 | 6
82321 | 8.1 | 0.8 | 2019-12-31 | 2020-12-31 | 365 | 7.5781 | 7
82345 | 4.55 | 0.8 | 2019-12-31 | 2020-12-31 | 365 | 4.2568 | 4
82347 | 4.2 | 0.8 | 2019-12-31 | 2020-12-31 | 365 | 3.9294 | 3
82348 | 6.3 | 0.8 | 2019-12-31 | 2020-12-31 | 365 | 5.8941 | 5
82349 | 10.23 | 0.8 | 2019-12-31 | 2020-12-31 | 365 | 9.5709 | 9
82351 | 9.42 | 0.8 | 2019-12-31 | 2020-12-31 | 365 | 8.8131 | 8
82355 | 9.3 | 0.8 | 2019-12-31 | 2020-12-31 | 365 | 8.7008 | 8
82357 | 11.16 | 0.8 | 2019-12-31 | 2020-12-31 | 365 | 10.4409 | 10
82718 | 4.48 | 0.8 | 2019-12-31 | 2020-12-31 | 365 | 4.1913 | 4
82717 | 10.385 | 0.8 | 2019-12-31 | 2020-12-31 | 365 | 9.7159 | 9
82715 | 4.32 | 0.8 | 2019-12-31 | 2020-12-31 | 365 | 4.0417 | 4
82714 | 15.66 | 0.8 | 2019-12-31 | 2020-12-31 | 365 | 14.651 | 14
82687 | 13 | 0.8 | 2019-12-31 | 2020-12-31 | 365 | 12.1624 | 12
82686 | 5.1 | 0.8 | 2019-12-31 | 2020-12-31 | 365 | 4.7714 | 4
82685 | 8.775 | 0.8 | 2019-12-31 | 2020-12-31 | 365 | 8.2096 | 8
82684 | 4.55 | 0.8 | 2019-12-31 | 2020-12-31 | 365 | 4.2568 | 4
82683 | 6.08 | 0.8 | 2019-12-31 | 2020-12-31 | 365 | 5.6883 | 5
82681 | 6.2 | 0.8 | 2019-12-31 | 2020-12-31 | 365 | 5.8005 | 5
82679 | 11.7 | 0.8 | 2019-12-31 | 2020-12-31 | 365 | 10.9461 | 10
82678 | 11.05 | 0.8 | 2019-12-31 | 2020-12-31 | 365 | 10.338 | 10
82674 | 11.7 | 0.8 | 2019-12-31 | 2020-12-31 | 365 | 10.9461 | 10
82671 | 4.875 | 0.8 | 2019-12-31 | 2020-12-31 | 365 | 4.5609 | 4
82536 | 24.84 | 0.8 | 2019-12-31 | 2020-12-31 | 365 | 23.2395 | 23
82535 | 6.405 | 0.8 | 2019-12-31 | 2020-12-31 | 365 | 5.9923 | 5
82534 | 4.5 | 0.8 | 2019-12-31 | 2020-12-31 | 365 | 4.2101 | 4
82533 | 7.54 | 0.8 | 2019-12-31 | 2020-12-31 | 365 | 7.0542 | 7
82514 | 2.9 | 0.8 | 2019-12-31 | 2020-12-31 | 365 | 2.7131 | 2
82512 | 8.76 | 0.8 | 2019-12-31 | 2020-12-31 | 365 | 8.1956 | 8
82509 | 5.67 | 0.8 | 2019-12-31 | 2020-12-31 | 365 | 5.3047 | 5
82506 | 9.715 | 0.8 | 2019-12-31 | 2020-12-31 | 365 | 9.089 | 9
82505 | 9.18 | 0.8 | 2019-12-31 | 2020-12-31 | 365 | 8.5885 | 8
82504 | 11.055 | 0.8 | 2019-12-31 | 2020-12-31 | 365 | 10.3427 | 10
82503 | 8.4 | 0.8 | 2019-12-31 | 2020-12-31 | 365 | 7.8588 | 7
82502 | 5.1 | 0.8 | 2019-12-31 | 2020-12-31 | 365 | 4.7714 | 4
82485 | 8.4 | 0.8 | 2019-12-31 | 2020-12-31 | 365 | 7.8588 | 7
82483 | 7.7 | 0.8 | 2019-12-31 | 2020-12-31 | 365 | 7.2039 | 7
82843 | 11.1 | 0.8 | 2019-12-31 | 2020-12-31 | 365 | 10.3848 | 10
82842 | 8.96 | 0.8 | 2019-12-31 | 2020-12-31 | 365 | 8.3827 | 8
82617 | 10.005 | 0.8 | 2019-12-31 | 2020-12-31 | 365 | 9.3604 | 9
82841 | 7.75 | 0.8 | 2019-12-31 | 2020-12-31 | 365 | 7.2507 | 7
82840 | 3.72 | 0.8 | 2019-12-31 | 2020-12-31 | 365 | 3.4803 | 3
82376 | 7.92 | 0.8 | 2019-12-31 | 2020-12-31 | 365 | 7.4097 | 7
82378 | 7.92 | 0.8 | 2019-12-31 | 2020-12-31 | 365 | 7.4097 | 7
82379 | 12.15 | 0.8 | 2019-12-31 | 2020-12-31 | 365 | 11.3672 | 11
82380 | 5.886 | 0.8 | 2019-12-31 | 2020-12-31 | 365 | 5.5068 | 5
82381 | 6.03 | 0.8 | 2019-12-31 | 2020-12-31 | 365 | 5.6415 | 5
82382 | 9.45 | 0.8 | 2019-12-31 | 2020-12-31 | 365 | 8.8411 | 8
82384 | 11.055 | 0.8 | 2019-12-31 | 2020-12-31 | 365 | 10.3427 | 10
82829 | 8 | 0.8 | 2019-12-31 | 2020-12-31 | 365 | 7.4845 | 7
82828 | 7.035 | 0.8 | 2019-12-31 | 2020-12-31 | 365 | 6.5817 | 6
82827 | 10.56 | 0.8 | 2019-12-31 | 2020-12-31 | 365 | 9.8796 | 9
82826 | 11.2 | 0.8 | 2019-12-31 | 2020-12-31 | 365 | 10.4784 | 10
82825 | 11.055 | 0.8 | 2019-12-31 | 2020-12-31 | 365 | 10.3427 | 10
82824 | 11.16 | 0.8 | 2019-12-31 | 2020-12-31 | 365 | 10.4409 | 10
82861 | 4.34 | 0.8 | 2019-12-31 | 2020-12-31 | 365 | 4.0604 | 4
82860 | 6.6 | 0.8 | 2019-12-31 | 2020-12-31 | 365 | 6.1747 | 6
82839 | 4.251 | 0.8 | 2019-12-31 | 2020-12-31 | 365 | 3.9771 | 3
82838 | 12.4 | 0.8 | 2019-12-31 | 2020-12-31 | 365 | 11.601 | 11
82837 | 10.137 | 0.8 | 2019-12-31 | 2020-12-31 | 365 | 9.4839 | 9
82836 | 23.36 | 0.8 | 2019-12-31 | 2020-12-31 | 365 | 21.8549 | 21
82835 | 9.6 | 0.8 | 2019-12-31 | 2020-12-31 | 365 | 8.9815 | 8
82834 | 8.45 | 0.8 | 2019-12-31 | 2020-12-31 | 365 | 7.9055 | 7
82833 | 10.44 | 0.8 | 2019-12-31 | 2020-12-31 | 365 | 9.7673 | 9
82832 | 11.16 | 0.8 | 2019-12-31 | 2020-12-31 | 365 | 10.4409 | 10
82831 | 8.12 | 0.8 | 2019-12-31 | 2020-12-31 | 365 | 7.5968 | 7
82830 | 11.22 | 0.8 | 2019-12-31 | 2020-12-31 | 365 | 10.4971 | 10
82719 | 5.525 | 0.8 | 2019-12-31 | 2020-12-31 | 365 | 5.169 | 5
82688 | 8.235 | 0.8 | 2019-12-31 | 2020-12-31 | 365 | 7.7044 | 7
82863 | 8.58 | 0.8 | 2019-12-31 | 2020-12-31 | 365 | 8.0272 | 8
82482 | 14.4 | 0.8 | 2019-12-31 | 2020-12-31 | 365 | 13.4722 | 13
82445 | 12.54 | 0.8 | 2019-12-31 | 2020-12-31 | 365 | 11.732 | 11
82444 | 11.2 | 0.8 | 2019-12-31 | 2020-12-31 | 365 | 10.4784 | 10
82442 | 12.3 | 0.8 | 2019-12-31 | 2020-12-31 | 365 | 11.5075 | 11
82439 | 8.7 | 0.8 | 2019-12-31 | 2020-12-31 | 365 | 8.1394 | 8
82420 | 13.4 | 0.8 | 2019-12-31 | 2020-12-31 | 365 | 12.5366 | 12
82418 | 13.065 | 0.8 | 2019-12-31 | 2020-12-31 | 365 | 12.2232 | 12
82417 | 4.38 | 0.8 | 2019-12-31 | 2020-12-31 | 365 | 4.0978 | 4
82416 | 8.06 | 0.8 | 2019-12-31 | 2020-12-31 | 365 | 7.5407 | 7
82415 | 10.725 | 0.8 | 2019-12-31 | 2020-12-31 | 365 | 10.034 | 10
82414 | 6.03 | 0.8 | 2019-12-31 | 2020-12-31 | 365 | 5.6415 | 5
82413 | 12 | 0.8 | 2019-12-31 | 2020-12-31 | 365 | 11.2268 | 11
82412 | 6.3 | 0.8 | 2019-12-31 | 2020-12-31 | 365 | 5.8941 | 5
82411 | 2.4 | 0.8 | 2019-12-31 | 2020-12-31 | 365 | 2.2454 | 2
82402 | 16.2 | 0.8 | 2019-12-31 | 2020-12-31 | 365 | 15.1562 | 15
82410 | 14.835 | 0.8 | 2019-12-31 | 2020-12-31 | 365 | 13.8792 | 13
82409 | 15.9 | 0.8 | 2019-12-31 | 2020-12-31 | 365 | 14.8755 | 14
82407 | 7.2 | 0.8 | 2019-12-31 | 2020-12-31 | 365 | 6.7361 | 6
82406 | 8.96 | 0.8 | 2019-12-31 | 2020-12-31 | 365 | 8.3827 | 8
82404 | 5.1 | 0.8 | 2019-12-31 | 2020-12-31 | 365 | 4.7714 | 4
82864 | 10.4 | 0.8 | 2019-12-31 | 2020-12-31 | 365 | 9.7299 | 9
82865 | 5.61 | 0.8 | 2019-12-31 | 2020-12-31 | 365 | 5.2485 | 5
82867 | 10.2 | 0.8 | 2019-12-31 | 2020-12-31 | 365 | 9.5428 | 9
82877 | 12.73 | 0.8 | 2019-12-31 | 2020-12-31 | 365 | 11.9098 | 11
82878 | 9.8 | 0.8 | 2019-12-31 | 2020-12-31 | 365 | 9.1686 | 9
82880 | 6.7 | 0.8 | 2019-12-31 | 2020-12-31 | 365 | 6.2683 | 6
82063 | 2.2 | 0.8 | 2019-12-31 | 2020-12-31 | 365 | 2.0582 | 2
82510 | 13.63 | 0.8 | 2019-12-31 | 2020-12-31 | 365 | 12.7518 | 12
82385 | 3.1 | 0.8 | 2019-12-31 | 2020-12-31 | 365 | 2.9003 | 2
81984 | 85 | 0.6 | 2019-12-31 | 2020-12-31 | 365 | 59.6425 | 59
82383 | 11.055 | 0.8 | 2019-12-31 | 2020-12-31 | 365 | 10.3427 | 10
82289 | 6.625 | 0.8 | 2019-12-31 | 2020-12-31 | 365 | 6.1981 | 6
82320 | 23.36 | 0.8 | 2019-12-31 | 2020-12-31 | 365 | 21.8549 | 21
82215 | 6.93 | 0.8 | 2019-12-31 | 2020-12-31 | 365 | 6.4835 | 6
82226 | 5.61 | 0.8 | 2019-12-31 | 2020-12-31 | 365 | 5.2485 | 5
82356 | 6 | 0.8 | 2019-12-31 | 2020-12-31 | 365 | 5.6134 | 5
82386 | 12.06 | 0.8 | 2019-12-31 | 2020-12-31 | 365 | 11.283 | 11
82868 | 15.41 | 0.8 | 2019-12-31 | 2020-12-31 | 365 | 14.4171 | 14
82221 | 4.64 | 0.8 | 2019-12-31 | 2020-12-31 | 365 | 4.341 | 4
82223 | 6.27 | 0.8 | 2019-12-31 | 2020-12-31 | 365 | 5.866 | 5
82224 | 11.97 | 0.8 | 2019-12-31 | 2020-12-31 | 365 | 11.1987 | 11
81713 | 4.64 | 0.8 | 2019-12-31 | 2020-12-31 | 365 | 4.341 | 4
82682 | 6.46 | 0.8 | 2019-12-31 | 2020-12-31 | 365 | 6.0438 | 6
81329 | 5.6 | 0.8 | 2019-12-31 | 2020-12-31 | 365 | 5.2392 | 5
81668 | 94.05 | 0.6 | 2019-12-31 | 2020-12-31 | 365 | 65.9926 | 65
82225 | 554.715 | 0.6 | 2019-12-31 | 2020-12-31 | 365 | 389.2302 | 389
82881 | 10.64 | 0.8 | 2019-12-31 | 2020-12-31 | 365 | 9.9544 | 9
82278 | 13.975 | 0.8 | 2019-12-31 | 2020-12-31 | 365 | 13.0746 | 13
82323 | 5.6 | 0.8 | 2019-12-31 | 2020-12-31 | 365 | 5.2392 | 5
82882 | 5.04 | 0.8 | 2019-12-31 | 2020-12-31 | 365 | 4.7153 | 4
82897 | 4.05 | 0.8 | 2019-12-31 | 2020-12-31 | 365 | 3.7891 | 3
82903 | 8.04 | 0.8 | 2019-12-31 | 2020-12-31 | 365 | 7.522 | 7
82904 | 6.885 | 0.8 | 2019-12-31 | 2020-12-31 | 365 | 6.4414 | 6
82905 | 7.2 | 0.8 | 2019-12-31 | 2020-12-31 | 365 | 6.7361 | 6
82909 | 10.075 | 0.8 | 2019-12-31 | 2020-12-31 | 365 | 9.4258 | 9
82937 | 8.4 | 0.8 | 2019-12-31 | 2020-12-31 | 365 | 7.8588 | 7
82939 | 1.75 | 0.8 | 2019-12-31 | 2020-12-31 | 365 | 1.6372 | 1
82941 | 11.16 | 0.8 | 2019-12-31 | 2020-12-31 | 365 | 10.4409 | 10
82943 | 9.9 | 0.8 | 2019-12-31 | 2020-12-31 | 365 | 9.2621 | 9
82984 | 12.6 | 0.8 | 2019-12-31 | 2020-12-31 | 365 | 11.7882 | 11
81013 | 294.5 | 0.6 | 2019-12-31 | 2020-12-31 | 365 | 206.6436 | 206
82985 | 6.03 | 0.8 | 2019-12-31 | 2020-12-31 | 365 | 5.6415 | 5
83012 | 9.8 | 0.8 | 2019-12-31 | 2020-12-31 | 365 | 9.1686 | 9
83016 | 7.1 | 0.8 | 2019-12-31 | 2020-12-31 | 365 | 6.6425 | 6
83017 | 10.08 | 0.8 | 2019-12-31 | 2020-12-31 | 365 | 9.4305 | 9
83018 | 4.2 | 0.8 | 2019-12-31 | 2020-12-31 | 365 | 3.9294 | 3
83019 | 11.9 | 0.8 | 2019-12-31 | 2020-12-31 | 365 | 11.1333 | 11
83020 | 5.85 | 0.8 | 2019-12-31 | 2020-12-31 | 365 | 5.4731 | 5
83021 | 5.95 | 0.8 | 2019-12-31 | 2020-12-31 | 365 | 5.5666 | 5
83022 | 7.8 | 0.8 | 2019-12-31 | 2020-12-31 | 365 | 7.2974 | 7
83040 | 7.84 | 0.8 | 2019-12-31 | 2020-12-31 | 365 | 7.3349 | 7
83042 | 10.95 | 0.8 | 2019-12-31 | 2020-12-31 | 365 | 10.2445 | 10
83043 | 9.24 | 0.8 | 2019-12-31 | 2020-12-31 | 365 | 8.6446 | 8
83044 | 4.48 | 0.8 | 2019-12-31 | 2020-12-31 | 365 | 4.1913 | 4
83045 | 3.5 | 0.8 | 2019-12-31 | 2020-12-31 | 365 | 3.2745 | 3
83046 | 7.7 | 0.8 | 2019-12-31 | 2020-12-31 | 365 | 7.2039 | 7
83047 | 6.205 | 0.8 | 2019-12-31 | 2020-12-31 | 365 | 5.8052 | 5
83091 | 5.605 | 0.8 | 2019-12-31 | 2020-12-31 | 365 | 5.2439 | 5
83092 | 30.72 | 0.6 | 2019-12-31 | 2020-12-31 | 365 | 21.5555 | 21
83094 | 5.7 | 0.8 | 2019-12-31 | 2020-12-31 | 365 | 5.3327 | 5
83123 | 7.7 | 0.8 | 2019-12-31 | 2020-12-31 | 365 | 7.2039 | 7
83125 | 5.1 | 0.8 | 2019-12-31 | 2020-12-31 | 365 | 4.7714 | 4
83126 | 4.62 | 0.8 | 2019-12-31 | 2020-12-31 | 365 | 4.3223 | 4
83129 | 8.845 | 0.8 | 2019-12-31 | 2020-12-31 | 365 | 8.2751 | 8
83132 | 6.6 | 0.8 | 2019-12-31 | 2020-12-31 | 365 | 6.1747 | 6
83133 | 9.6 | 0.8 | 2019-12-31 | 2020-12-31 | 365 | 8.9815 | 8
83134 | 7.92 | 0.8 | 2019-12-31 | 2020-12-31 | 365 | 7.4097 | 7
83135 | 15 | 0.8 | 2019-12-31 | 2020-12-31 | 365 | 14.0335 | 14
83141 | 3.3 | 0.8 | 2019-12-31 | 2020-12-31 | 365 | 3.0874 | 3
83142 | 5.025 | 0.8 | 2019-12-31 | 2020-12-31 | 365 | 4.7012 | 4
83143 | 10.72 | 0.8 | 2019-12-31 | 2020-12-31 | 365 | 10.0293 | 10
83144 | 8.1 | 0.8 | 2019-12-31 | 2020-12-31 | 365 | 7.5781 | 7
83205 | 24.9 | 0.8 | 2019-12-31 | 2020-12-31 | 365 | 23.2956 | 23
83206 | 9.94 | 0.8 | 2019-12-31 | 2020-12-31 | 365 | 9.2995 | 9
83207 | 12.87 | 0.8 | 2019-12-31 | 2020-12-31 | 365 | 12.0408 | 12
83209 | 8.4 | 0.8 | 2019-12-31 | 2020-12-31 | 365 | 7.8588 | 7
83211 | 7.04 | 0.8 | 2019-12-31 | 2020-12-31 | 365 | 6.5864 | 6
83212 | 10.56 | 0.8 | 2019-12-31 | 2020-12-31 | 365 | 9.8796 | 9
83213 | 5.04 | 0.8 | 2019-12-31 | 2020-12-31 | 365 | 4.7153 | 4
83214 | 4.86 | 0.8 | 2019-12-31 | 2020-12-31 | 365 | 4.5469 | 4
83215 | 5.94 | 0.8 | 2019-12-31 | 2020-12-31 | 365 | 5.5573 | 5
83252 | 2.43 | 0.8 | 2019-12-31 | 2020-12-31 | 365 | 2.2734 | 2
83254 | 11.055 | 0.8 | 2019-12-31 | 2020-12-31 | 365 | 10.3427 | 10
83256 | 6.12 | 0.8 | 2019-12-31 | 2020-12-31 | 365 | 5.7257 | 5
83258 | 3.84 | 0.8 | 2019-12-31 | 2020-12-31 | 365 | 3.5926 | 3
81487 | 52.2 | 0.7 | 2019-12-31 | 2020-12-31 | 365 | 42.7321 | 42
83270 | 10.5 | 0.8 | 2019-12-31 | 2020-12-31 | 365 | 9.8235 | 9
83272 | 8.4 | 0.8 | 2019-12-31 | 2020-12-31 | 365 | 7.8588 | 7
83273 | 12.96 | 0.8 | 2019-12-31 | 2020-12-31 | 365 | 12.125 | 12
83274 | 16.64 | 0.8 | 2019-12-31 | 2020-12-31 | 365 | 15.5679 | 15
83277 | 13.5 | 0.8 | 2019-12-31 | 2020-12-31 | 365 | 12.6302 | 12
83294 | 7 | 0.8 | 2019-12-31 | 2020-12-31 | 365 | 6.549 | 6
83295 | 12.6 | 0.8 | 2019-12-31 | 2020-12-31 | 365 | 11.7882 | 11
83297 | 24.84 | 0.8 | 2019-12-31 | 2020-12-31 | 365 | 23.2395 | 23
83298 | 7.035 | 0.8 | 2019-12-31 | 2020-12-31 | 365 | 6.5817 | 6
83299 | 8.06 | 0.8 | 2019-12-31 | 2020-12-31 | 365 | 7.5407 | 7
83300 | 13.5 | 0.8 | 2019-12-31 | 2020-12-31 | 365 | 12.6302 | 12
83301 | 8.125 | 0.8 | 2019-12-31 | 2020-12-31 | 365 | 7.6015 | 7
83302 | 13.115 | 0.8 | 2019-12-31 | 2020-12-31 | 365 | 12.27 | 12
82900 | 6.48 | 0.8 | 2019-12-31 | 2020-12-31 | 365 | 6.0625 | 6
83015 | 11.16 | 0.8 | 2019-12-31 | 2020-12-31 | 365 | 10.4409 | 10
83023 | 5.6 | 0.8 | 2019-12-31 | 2020-12-31 | 365 | 5.2392 | 5
82906 | 3.3 | 0.8 | 2019-12-31 | 2020-12-31 | 365 | 3.0874 | 3
82982 | 4.32 | 0.8 | 2019-12-31 | 2020-12-31 | 365 | 4.0417 | 4
83349 | 8.41 | 0.8 | 2019-12-31 | 2020-12-31 | 365 | 7.8681 | 7
83350 | 7.92 | 0.8 | 2019-12-31 | 2020-12-31 | 365 | 7.4097 | 7
83353 | 6.6 | 0.8 | 2019-12-31 | 2020-12-31 | 365 | 6.1747 | 6
83354 | 3.6 | 0.8 | 2019-12-31 | 2020-12-31 | 365 | 3.368 | 3
83356 | 5.4 | 0.8 | 2019-12-31 | 2020-12-31 | 365 | 5.0521 | 5
83357 | 3 | 0.8 | 2019-12-31 | 2020-12-31 | 365 | 2.8067 | 2
83359 | 9.1 | 0.8 | 2019-12-31 | 2020-12-31 | 365 | 8.5137 | 8
83360 | 7.3 | 0.8 | 2019-12-31 | 2020-12-31 | 365 | 6.8296 | 6
83089 | 8.75 | 0.8 | 2019-12-31 | 2020-12-31 | 365 | 8.1862 | 8
83361 | 7.68 | 0.8 | 2019-12-31 | 2020-12-31 | 365 | 7.1852 | 7
83082 | 9.24 | 0.8 | 2019-12-31 | 2020-12-31 | 365 | 8.6446 | 8
83084 | 11.2 | 0.8 | 2019-12-31 | 2020-12-31 | 365 | 10.4784 | 10
83087 | 4.2 | 0.8 | 2019-12-31 | 2020-12-31 | 365 | 3.9294 | 3
83077 | 10.2 | 0.8 | 2019-12-31 | 2020-12-31 | 365 | 9.5428 | 9
83081 | 5.94 | 0.8 | 2019-12-31 | 2020-12-31 | 365 | 5.5573 | 5
83072 | 10.05 | 0.8 | 2019-12-31 | 2020-12-31 | 365 | 9.4025 | 9
83078 | 5.4 | 0.8 | 2019-12-31 | 2020-12-31 | 365 | 5.0521 | 5
83079 | 14.4 | 0.8 | 2019-12-31 | 2020-12-31 | 365 | 13.4722 | 13
83067 | 11.55 | 0.8 | 2019-12-31 | 2020-12-31 | 365 | 10.8058 | 10
83073 | 16.64 | 0.8 | 2019-12-31 | 2020-12-31 | 365 | 15.5679 | 15
83127 | 2.01 | 0.8 | 2019-12-31 | 2020-12-31 | 365 | 1.8805 | 1
83362 | 4.48 | 0.8 | 2019-12-31 | 2020-12-31 | 365 | 4.1913 | 4
81673 | 462.66 | 0.6 | 2019-12-31 | 2020-12-31 | 365 | 324.6374 | 324
82942 | 41.91 | 0.6 | 2019-12-31 | 2020-12-31 | 365 | 29.4072 | 29
83363 | 5.6 | 0.8 | 2019-12-31 | 2020-12-31 | 365 | 5.2392 | 5
83365 | 11.16 | 0.8 | 2019-12-31 | 2020-12-31 | 365 | 10.4409 | 10
83348 | 10.5 | 0.8 | 2019-12-31 | 2020-12-31 | 365 | 9.8235 | 9
83415 | 11.2 | 0.8 | 2019-12-31 | 2020-12-31 | 365 | 10.4784 | 10
83418 | 4.355 | 0.8 | 2019-12-31 | 2020-12-31 | 365 | 4.0744 | 4
83419 | 6.48 | 0.8 | 2019-12-31 | 2020-12-31 | 365 | 6.0625 | 6
83421 | 7.14 | 0.8 | 2019-12-31 | 2020-12-31 | 365 | 6.68 | 6
83275 | 6.54 | 0.8 | 2019-12-31 | 2020-12-31 | 365 | 6.1186 | 6
83422 | 7.65 | 0.8 | 2019-12-31 | 2020-12-31 | 365 | 7.1571 | 7
83066 | 5.695 | 0.8 | 2019-12-31 | 2020-12-31 | 365 | 5.3281 | 5
83068 | 9.715 | 0.8 | 2019-12-31 | 2020-12-31 | 365 | 9.089 | 9
83069 | 7.68 | 0.8 | 2019-12-31 | 2020-12-31 | 365 | 7.1852 | 7
83074 | 7.77 | 0.8 | 2019-12-31 | 2020-12-31 | 365 | 7.2694 | 7
83070 | 5.94 | 0.8 | 2019-12-31 | 2020-12-31 | 365 | 5.5573 | 5
83076 | 13.5 | 0.8 | 2019-12-31 | 2020-12-31 | 365 | 12.6302 | 12
82387 | 3.1 | 0.8 | 2019-12-31 | 2020-12-31 | 365 | 2.9003 | 2
83208 | 10.8 | 0.8 | 2019-12-31 | 2020-12-31 | 365 | 10.1041 | 10
82722 | 2.5 | 0.8 | 2019-12-31 | 2020-12-31 | 365 | 2.3389 | 2
83424 | 17.67 | 0.8 | 2019-12-31 | 2020-12-31 | 365 | 16.5315 | 16
81398 | 109.5 | 0.6 | 2019-12-31 | 2020-12-31 | 365 | 76.8335 | 76
83439 | 7.2 | 0.8 | 2019-12-31 | 2020-12-31 | 365 | 6.7361 | 6
82317 | 70.56 | 0.6 | 2019-12-31 | 2020-12-31 | 365 | 49.5103 | 49
83443 | 24.12 | 0.8 | 2019-12-31 | 2020-12-31 | 365 | 22.5659 | 22
83444 | 6.6 | 0.8 | 2019-12-31 | 2020-12-31 | 365 | 6.1747 | 6
83445 | 6.72 | 0.8 | 2019-12-31 | 2020-12-31 | 365 | 6.287 | 6
83446 | 6.93 | 0.8 | 2019-12-31 | 2020-12-31 | 365 | 6.4835 | 6
83447 | 11.52 | 0.8 | 2019-12-31 | 2020-12-31 | 365 | 10.7777 | 10
83449 | 5.67 | 0.8 | 2019-12-31 | 2020-12-31 | 365 | 5.3047 | 5
83451 | 10.5 | 0.8 | 2019-12-31 | 2020-12-31 | 365 | 9.8235 | 9
83469 | 21 | 0.8 | 2019-12-31 | 2020-12-31 | 365 | 19.6469 | 19
83470 | 14.96 | 0.8 | 2019-12-31 | 2020-12-31 | 365 | 13.9961 | 13
83565 | 6.67 | 0.8 | 2019-12-31 | 2020-12-31 | 365 | 6.2402 | 6
83699 | 13.57 | 0.8 | 2019-12-31 | 2020-12-31 | 365 | 12.6957 | 12
83661 | 22.04 | 0.8 | 2019-12-31 | 2020-12-31 | 365 | 20.6199 | 20
83662 | 23.52 | 0.8 | 2019-12-31 | 2020-12-31 | 365 | 22.0046 | 22
83458 | 5.31 | 0.8 | 2019-12-31 | 2020-12-31 | 365 | 4.9679 | 4
83459 | 11.9 | 0.8 | 2019-12-31 | 2020-12-31 | 365 | 11.1333 | 11
83460 | 5.76 | 0.8 | 2019-12-31 | 2020-12-31 | 365 | 5.3889 | 5
83461 | 11.2 | 0.8 | 2019-12-31 | 2020-12-31 | 365 | 10.4784 | 10
83462 | 9.045 | 0.8 | 2019-12-31 | 2020-12-31 | 365 | 8.4622 | 8
83463 | 4.48 | 0.8 | 2019-12-31 | 2020-12-31 | 365 | 4.1913 | 4
83464 | 11.55 | 0.8 | 2019-12-31 | 2020-12-31 | 365 | 10.8058 | 10
83465 | 8.71 | 0.8 | 2019-12-31 | 2020-12-31 | 365 | 8.1488 | 8
83466 | 6.7 | 0.8 | 2019-12-31 | 2020-12-31 | 365 | 6.2683 | 6
83467 | 3.6 | 0.8 | 2019-12-31 | 2020-12-31 | 365 | 3.368 | 3
83562 | 5.04 | 0.8 | 2019-12-31 | 2020-12-31 | 365 | 4.7153 | 4
83563 | 7.08 | 0.8 | 2019-12-31 | 2020-12-31 | 365 | 6.6238 | 6
83564 | 9.81 | 0.8 | 2019-12-31 | 2020-12-31 | 365 | 9.1779 | 9
83567 | 11.16 | 0.8 | 2019-12-31 | 2020-12-31 | 365 | 10.4409 | 10
83568 | 4.35 | 0.8 | 2019-12-31 | 2020-12-31 | 365 | 4.0697 | 4
83582 | 11.16 | 0.8 | 2019-12-31 | 2020-12-31 | 365 | 10.4409 | 10
83583 | 4.355 | 0.8 | 2019-12-31 | 2020-12-31 | 365 | 4.0744 | 4
83584 | 3.96 | 0.8 | 2019-12-31 | 2020-12-31 | 365 | 3.7048 | 3
83585 | 5.28 | 0.8 | 2019-12-31 | 2020-12-31 | 365 | 4.9398 | 4
83588 | 7.13 | 0.8 | 2019-12-31 | 2020-12-31 | 365 | 6.6706 | 6
83739 | 18.72 | 0.8 | 2019-12-31 | 2020-12-31 | 365 | 17.5138 | 17
83738 | 6.9 | 0.8 | 2019-12-31 | 2020-12-31 | 365 | 6.4554 | 6
83736 | 6.48 | 0.8 | 2019-12-31 | 2020-12-31 | 365 | 6.0625 | 6
83709 | 5.6 | 0.8 | 2019-12-31 | 2020-12-31 | 365 | 5.2392 | 5
83705 | 13.4 | 0.8 | 2019-12-31 | 2020-12-31 | 365 | 12.5366 | 12
83710 | 13.23 | 0.8 | 2019-12-31 | 2020-12-31 | 365 | 12.3776 | 12
83708 | 3.48 | 0.8 | 2019-12-31 | 2020-12-31 | 365 | 3.2558 | 3
83707 | 6.7 | 0.8 | 2019-12-31 | 2020-12-31 | 365 | 6.2683 | 6
83702 | 5.36 | 0.8 | 2019-12-31 | 2020-12-31 | 365 | 5.0146 | 5
83700 | 15.19 | 0.8 | 2019-12-31 | 2020-12-31 | 365 | 14.2113 | 14
83696 | 4.2 | 0.8 | 2019-12-31 | 2020-12-31 | 365 | 3.9294 | 3
83741 | 9.86 | 0.8 | 2019-12-31 | 2020-12-31 | 365 | 9.2247 | 9
83666 | 6.3 | 0.8 | 2019-12-31 | 2020-12-31 | 365 | 5.8941 | 5
83663 | 13.05 | 0.8 | 2019-12-31 | 2020-12-31 | 365 | 12.2092 | 12
83742 | 11.89 | 0.8 | 2019-12-31 | 2020-12-31 | 365 | 11.1239 | 11
83296 | 6.67 | 0.8 | 2019-12-31 | 2020-12-31 | 365 | 6.2402 | 6
83417 | 7.68 | 0.8 | 2019-12-31 | 2020-12-31 | 365 | 7.1852 | 7
83423 | 15.08 | 0.8 | 2019-12-31 | 2020-12-31 | 365 | 14.1084 | 14
83660 | 12 | 0.8 | 2019-12-31 | 2020-12-31 | 365 | 11.2268 | 11
83902 | 3.2 | 0.8 | 2019-12-31 | 2020-12-31 | 365 | 2.9938 | 2
83693 | 12.6 | 0.8 | 2019-12-31 | 2020-12-31 | 365 | 11.7882 | 11
83743 | 7.83 | 0.8 | 2019-12-31 | 2020-12-31 | 365 | 7.3255 | 7
83744 | 6.38 | 0.8 | 2019-12-31 | 2020-12-31 | 365 | 5.9689 | 5
83754 | 14.35 | 0.8 | 2019-12-31 | 2020-12-31 | 365 | 13.4254 | 13
83755 | 5.8 | 0.8 | 2019-12-31 | 2020-12-31 | 365 | 5.4263 | 5
83756 | 8.12 | 0.8 | 2019-12-31 | 2020-12-31 | 365 | 7.5968 | 7
83826 | 10.075 | 0.8 | 2019-12-31 | 2020-12-31 | 365 | 9.4258 | 9
83827 | 4.32 | 0.8 | 2019-12-31 | 2020-12-31 | 365 | 4.0417 | 4
83830 | 9.435 | 0.8 | 2019-12-31 | 2020-12-31 | 365 | 8.8271 | 8
83832 | 8.64 | 0.8 | 2019-12-31 | 2020-12-31 | 365 | 8.0833 | 8
83833 | 8.4 | 0.8 | 2019-12-31 | 2020-12-31 | 365 | 7.8588 | 7
83835 | 13.32 | 0.8 | 2019-12-31 | 2020-12-31 | 365 | 12.4618 | 12
83836 | 10.24 | 0.8 | 2019-12-31 | 2020-12-31 | 365 | 9.5802 | 9
83893 | 7 | 0.8 | 2019-12-31 | 2020-12-31 | 365 | 6.549 | 6
83894 | 11.07 | 0.8 | 2019-12-31 | 2020-12-31 | 365 | 10.3567 | 10
83895 | 9.8 | 0.8 | 2019-12-31 | 2020-12-31 | 365 | 9.1686 | 9
83897 | 4.02 | 0.8 | 2019-12-31 | 2020-12-31 | 365 | 3.761 | 3
83898 | 11.2 | 0.8 | 2019-12-31 | 2020-12-31 | 365 | 10.4784 | 10
83899 | 5.44 | 0.8 | 2019-12-31 | 2020-12-31 | 365 | 5.0895 | 5
83900 | 5.12 | 0.8 | 2019-12-31 | 2020-12-31 | 365 | 4.7901 | 4
83901 | 5.4 | 0.8 | 2019-12-31 | 2020-12-31 | 365 | 5.0521 | 5
83834 | 3.96 | 0.8 | 2019-12-31 | 2020-12-31 | 365 | 3.7048 | 3
83271 | 24.12 | 0.8 | 2019-12-31 | 2020-12-31 | 365 | 22.5659 | 22
83367 | 2.1 | 0.8 | 2019-12-31 | 2020-12-31 | 365 | 1.9647 | 1
83071 | 14.7 | 0.8 | 2019-12-31 | 2020-12-31 | 365 | 13.7528 | 13
83581 | 7.41 | 0.8 | 2019-12-31 | 2020-12-31 | 365 | 6.9326 | 6
83448 | 3.465 | 0.8 | 2019-12-31 | 2020-12-31 | 365 | 3.2417 | 3
83941 | 7.625 | 1 | 2019-12-31 | 2020-12-31 | 365 | 8.9171 | 8
84023 | 8.45 | 0.8 | 2019-12-31 | 2020-12-31 | 365 | 7.9055 | 7
65180 | 27.645 | 0.7 | 2019-12-31 | 2020-12-31 | 365 | 22.6308 | 22
83983 | 10.915 | 0.8 | 2019-12-31 | 2020-12-31 | 365 | 10.2117 | 10
83982 | 7.2 | 0.8 | 2019-12-31 | 2020-12-31 | 365 | 6.7361 | 6
83980 | 5.7 | 0.8 | 2019-12-31 | 2020-12-31 | 365 | 5.3327 | 5
83979 | 12.25 | 0.8 | 2019-12-31 | 2020-12-31 | 365 | 11.4607 | 11
83975 | 13.65 | 0.8 | 2019-12-31 | 2020-12-31 | 365 | 12.7705 | 12
83974 | 6.82 | 0.8 | 2019-12-31 | 2020-12-31 | 365 | 6.3806 | 6
83972 | 10.385 | 0.8 | 2019-12-31 | 2020-12-31 | 365 | 9.7159 | 9
83968 | 9.66 | 0.8 | 2019-12-31 | 2020-12-31 | 365 | 9.0376 | 9
83939 | 9.8 | 0.8 | 2019-12-31 | 2020-12-31 | 365 | 9.1686 | 9
83938 | 6.03 | 0.8 | 2019-12-31 | 2020-12-31 | 365 | 5.6415 | 5
83936 | 7.7 | 0.8 | 2019-12-31 | 2020-12-31 | 365 | 7.2039 | 7
83934 | 7.2 | 0.8 | 2019-12-31 | 2020-12-31 | 365 | 6.7361 | 6
83933 | 4.355 | 0.8 | 2019-12-31 | 2020-12-31 | 365 | 4.0744 | 4
83931 | 3.25 | 0.8 | 2019-12-31 | 2020-12-31 | 365 | 3.0406 | 3
83930 | 8.4 | 0.8 | 2019-12-31 | 2020-12-31 | 365 | 7.8588 | 7
83985 | 5.1 | 0.8 | 2019-12-31 | 2020-12-31 | 365 | 4.7714 | 4
83987 | 9.92 | 0.8 | 2019-12-31 | 2020-12-31 | 365 | 9.2808 | 9
83988 | 5.36 | 0.8 | 2019-12-31 | 2020-12-31 | 365 | 5.0146 | 5
83990 | 4.38 | 0.8 | 2019-12-31 | 2020-12-31 | 365 | 4.0978 | 4
83992 | 8.99 | 0.8 | 2019-12-31 | 2020-12-31 | 365 | 8.4108 | 8
83993 | 15.05 | 0.8 | 2019-12-31 | 2020-12-31 | 365 | 14.0803 | 14
84018 | 24.85 | 0.8 | 2019-12-31 | 2020-12-31 | 365 | 23.2489 | 23
84020 | 9.72 | 0.8 | 2019-12-31 | 2020-12-31 | 365 | 9.0937 | 9
84022 | 9.57 | 0.8 | 2019-12-31 | 2020-12-31 | 365 | 8.9534 | 8
84025 | 6.365 | 0.8 | 2019-12-31 | 2020-12-31 | 365 | 5.9549 | 5
84026 | 5.58 | 0.8 | 2019-12-31 | 2020-12-31 | 365 | 5.2205 | 5
84031 | 11.2 | 0.8 | 2019-12-31 | 2020-12-31 | 365 | 10.4784 | 10
83450 | 392.04 | 0.6 | 2019-12-31 | 2020-12-31 | 365 | 275.0851 | 275
84072 | 6 | 0.8 | 2019-12-31 | 2020-12-31 | 365 | 5.6134 | 5
84091 | 10.05 | 0.8 | 2019-12-31 | 2020-12-31 | 365 | 9.4025 | 9
84092 | 3.66 | 0.8 | 2019-12-31 | 2020-12-31 | 365 | 3.4242 | 3
84071 | 6.57 | 0.8 | 2019-12-31 | 2020-12-31 | 365 | 6.1467 | 6
84070 | 7.08 | 0.8 | 2019-12-31 | 2020-12-31 | 365 | 6.6238 | 6
84062 | 13.4 | 0.8 | 2019-12-31 | 2020-12-31 | 365 | 12.5366 | 12
84069 | 4.32 | 0.8 | 2019-12-31 | 2020-12-31 | 365 | 4.0417 | 4
84068 | 8.4 | 0.8 | 2019-12-31 | 2020-12-31 | 365 | 7.8588 | 7
84067 | 6.12 | 0.8 | 2019-12-31 | 2020-12-31 | 365 | 5.7257 | 5
84066 | 13 | 0.8 | 2019-12-31 | 2020-12-31 | 365 | 12.1624 | 12
83664 | 11.7 | 0.8 | 2019-12-31 | 2020-12-31 | 365 | 10.9461 | 10
81595 | 13.6 | 0.8 | 2019-12-31 | 2020-12-31 | 365 | 12.7237 | 12
83977 | 9 | 0.8 | 2019-12-31 | 2020-12-31 | 365 | 8.4201 | 8
83976 | 9 | 0.8 | 2019-12-31 | 2020-12-31 | 365 | 8.4201 | 8
84016 | 5.67 | 0.8 | 2019-12-31 | 2020-12-31 | 365 | 5.3047 | 5
84028 | 4.35 | 0.8 | 2019-12-31 | 2020-12-31 | 365 | 4.0697 | 4
84029 | 6.44 | 0.8 | 2019-12-31 | 2020-12-31 | 365 | 6.0251 | 6
84030 | 6.44 | 0.8 | 2019-12-31 | 2020-12-31 | 365 | 6.0251 | 6
84197 | 4.725 | 0.8 | 2019-12-31 | 2020-12-31 | 365 | 4.4206 | 4
83896 | 8.775 | 0.8 | 2019-12-31 | 2020-12-31 | 365 | 8.2096 | 8
42965 | 110.25 | 0.9 | 2019-12-31 | 2020-12-31 | 365 | 116.0397 | 116
84157 | 10.325 | 0.8 | 2019-12-31 | 2020-12-31 | 365 | 9.6597 | 9
84178 | 14.28 | 0.8 | 2019-12-31 | 2020-12-31 | 365 | 13.3599 | 13
84179 | 7.56 | 0.8 | 2019-12-31 | 2020-12-31 | 365 | 7.0729 | 7
84181 | 10.54 | 0.8 | 2019-12-31 | 2020-12-31 | 365 | 9.8609 | 9
84188 | 14.21 | 0.8 | 2019-12-31 | 2020-12-31 | 365 | 13.2944 | 13
84191 | 3.84 | 0.8 | 2019-12-31 | 2020-12-31 | 365 | 3.5926 | 3
83442 | 7.54 | 0.8 | 2019-12-31 | 2020-12-31 | 365 | 7.0542 | 7
84061 | 12.54 | 0.8 | 2019-12-31 | 2020-12-31 | 365 | 11.732 | 11
84065 | 5.22 | 0.8 | 2019-12-31 | 2020-12-31 | 365 | 4.8837 | 4
84089 | 24.7 | 0.8 | 2019-12-31 | 2020-12-31 | 365 | 23.1085 | 23
84113 | 7.92 | 0.8 | 2019-12-31 | 2020-12-31 | 365 | 7.4097 | 7
84114 | 6.3 | 0.8 | 2019-12-31 | 2020-12-31 | 365 | 5.8941 | 5
84115 | 6.6 | 0.8 | 2019-12-31 | 2020-12-31 | 365 | 6.1747 | 6
84116 | 7.8 | 0.8 | 2019-12-31 | 2020-12-31 | 365 | 7.2974 | 7
84117 | 15.48 | 0.8 | 2019-12-31 | 2020-12-31 | 365 | 14.4826 | 14
84118 | 9.715 | 0.8 | 2019-12-31 | 2020-12-31 | 365 | 9.089 | 9
84151 | 12.6 | 0.8 | 2019-12-31 | 2020-12-31 | 365 | 11.7882 | 11
84152 | 8.71 | 0.8 | 2019-12-31 | 2020-12-31 | 365 | 8.1488 | 8
84153 | 7.035 | 0.8 | 2019-12-31 | 2020-12-31 | 365 | 6.5817 | 6
84155 | 6.96 | 0.8 | 2019-12-31 | 2020-12-31 | 365 | 6.5116 | 6
84156 | 13.5 | 0.8 | 2019-12-31 | 2020-12-31 | 365 | 12.6302 | 12
84158 | 7.475 | 0.8 | 2019-12-31 | 2020-12-31 | 365 | 6.9934 | 6
81932 | 730.71 | 0.6 | 2019-12-31 | 2020-12-31 | 365 | 512.7217 | 512
84159 | 6.4 | 0.8 | 2019-12-31 | 2020-12-31 | 365 | 5.9876 | 5
84160 | 8.375 | 0.8 | 2019-12-31 | 2020-12-31 | 365 | 7.8354 | 7
84161 | 9.715 | 0.8 | 2019-12-31 | 2020-12-31 | 365 | 9.089 | 9
84087 | 3.355 | 0.8 | 2019-12-31 | 2020-12-31 | 365 | 3.1388 | 3
83991 | 11.52 | 0.8 | 2019-12-31 | 2020-12-31 | 365 | 10.7777 | 10
83839 | 6.3 | 0.8 | 2019-12-31 | 2020-12-31 | 365 | 5.8941 | 5
84174 | 12.21 | 0.8 | 2019-12-31 | 2020-12-31 | 365 | 11.4233 | 11
84175 | 3.2 | 0.8 | 2019-12-31 | 2020-12-31 | 365 | 2.9938 | 2
84176 | 7.015 | 0.8 | 2019-12-31 | 2020-12-31 | 365 | 6.563 | 6
84177 | 17.6 | 0.8 | 2019-12-31 | 2020-12-31 | 365 | 16.466 | 16
84180 | 10.5 | 0.8 | 2019-12-31 | 2020-12-31 | 365 | 9.8235 | 9
84182 | 6.4 | 0.8 | 2019-12-31 | 2020-12-31 | 365 | 5.9876 | 5
84184 | 8.4 | 0.8 | 2019-12-31 | 2020-12-31 | 365 | 7.8588 | 7
84190 | 6.27 | 0.8 | 2019-12-31 | 2020-12-31 | 365 | 5.866 | 5
84193 | 8.45 | 0.8 | 2019-12-31 | 2020-12-31 | 365 | 7.9055 | 7
84194 | 9.145 | 0.8 | 2019-12-31 | 2020-12-31 | 365 | 8.5558 | 8
84196 | 9.28 | 0.8 | 2019-12-31 | 2020-12-31 | 365 | 8.6821 | 8
84198 | 15.12 | 0.8 | 2019-12-31 | 2020-12-31 | 365 | 14.1458 | 14
84199 | 5.51 | 0.8 | 2019-12-31 | 2020-12-31 | 365 | 5.155 | 5
84202 | 5.232 | 0.8 | 2019-12-31 | 2020-12-31 | 365 | 4.8949 | 4
84204 | 5.13 | 0.8 | 2019-12-31 | 2020-12-31 | 365 | 4.7995 | 4
84205 | 15.81 | 0.8 | 2019-12-31 | 2020-12-31 | 365 | 14.7913 | 14
84206 | 13.33 | 0.8 | 2019-12-31 | 2020-12-31 | 365 | 12.4711 | 12
82435 | 149.41 | 0.6 | 2019-12-31 | 2020-12-31 | 365 | 104.8374 | 104
84215 | 10.075 | 0.8 | 2019-12-31 | 2020-12-31 | 365 | 9.4258 | 9
84216 | 6.12 | 0.8 | 2019-12-31 | 2020-12-31 | 365 | 5.7257 | 5
84218 | 4.578 | 0.8 | 2019-12-31 | 2020-12-31 | 365 | 4.283 | 4
84219 | 13.12 | 0.8 | 2019-12-31 | 2020-12-31 | 365 | 12.2747 | 12
84220 | 4.95 | 0.8 | 2019-12-31 | 2020-12-31 | 365 | 4.6311 | 4
84222 | 3.835 | 0.8 | 2019-12-31 | 2020-12-31 | 365 | 3.5879 | 3
84223 | 11.61 | 0.8 | 2019-12-31 | 2020-12-31 | 365 | 10.8619 | 10
84224 | 5.865 | 0.8 | 2019-12-31 | 2020-12-31 | 365 | 5.4871 | 5
84225 | 7 | 0.8 | 2019-12-31 | 2020-12-31 | 365 | 6.549 | 6
84227 | 6.7 | 0.8 | 2019-12-31 | 2020-12-31 | 365 | 6.2683 | 6
84228 | 9.9 | 0.8 | 2019-12-31 | 2020-12-31 | 365 | 9.2621 | 9
84229 | 14.025 | 0.8 | 2019-12-31 | 2020-12-31 | 365 | 13.1213 | 13
83943 | 8.04 | 0.8 | 2019-12-31 | 2020-12-31 | 365 | 7.522 | 7
35126 | 257.95 | 0.8 | 2019-12-31 | 2020-12-31 | 365 | 241.3298 | 241
35130 | 644.875 | 0.8 | 2019-12-31 | 2020-12-31 | 365 | 603.3244 | 603
35133 | 648.56 | 0.8 | 2019-12-31 | 2020-12-31 | 365 | 606.772 | 606
35111 | 644.875 | 0.8 | 2019-12-31 | 2020-12-31 | 365 | 603.3244 | 603
84200 | 8.25 | 0.8 | 2019-12-31 | 2020-12-31 | 365 | 7.7184 | 7
84063 | 11.02 | 0.8 | 2019-12-31 | 2020-12-31 | 365 | 10.31 | 10
84245 | 9.57 | 0.8 | 2019-12-31 | 2020-12-31 | 365 | 8.9534 | 8
84246 | 8.71 | 0.8 | 2019-12-31 | 2020-12-31 | 365 | 8.1488 | 8
84247 | 7.8 | 0.8 | 2019-12-31 | 2020-12-31 | 365 | 7.2974 | 7
84248 | 7.8 | 0.8 | 2019-12-31 | 2020-12-31 | 365 | 7.2974 | 7
84251 | 7.5 | 0.8 | 2019-12-31 | 2020-12-31 | 365 | 7.0168 | 7
84252 | 6.72 | 0.8 | 2019-12-31 | 2020-12-31 | 365 | 6.287 | 6
84254 | 14.7 | 0.8 | 2019-12-31 | 2020-12-31 | 365 | 13.7528 | 13
84255 | 14.1 | 0.8 | 2019-12-31 | 2020-12-31 | 365 | 13.1915 | 13
84256 | 3.66 | 0.8 | 2019-12-31 | 2020-12-31 | 365 | 3.4242 | 3
84257 | 5.61 | 0.8 | 2019-12-31 | 2020-12-31 | 365 | 5.2485 | 5
84258 | 5.1 | 0.8 | 2019-12-31 | 2020-12-31 | 365 | 4.7714 | 4
84261 | 10.62 | 0.8 | 2019-12-31 | 2020-12-31 | 365 | 9.9357 | 9
84263 | 9.145 | 0.8 | 2019-12-31 | 2020-12-31 | 365 | 8.5558 | 8
84265 | 7 | 0.8 | 2019-12-31 | 2020-12-31 | 365 | 6.549 | 6
84266 | 7.15 | 0.8 | 2019-12-31 | 2020-12-31 | 365 | 6.6893 | 6
84267 | 6.885 | 0.8 | 2019-12-31 | 2020-12-31 | 365 | 6.4414 | 6
84285 | 12.3 | 0.8 | 2019-12-31 | 2020-12-31 | 365 | 11.5075 | 11
84287 | 8.96 | 0.8 | 2019-12-31 | 2020-12-31 | 365 | 8.3827 | 8
84289 | 7.475 | 0.8 | 2019-12-31 | 2020-12-31 | 365 | 6.9934 | 6
84294 | 6.93 | 0.8 | 2019-12-31 | 2020-12-31 | 365 | 6.4835 | 6
84295 | 6.6 | 0.8 | 2019-12-31 | 2020-12-31 | 365 | 6.1747 | 6
84296 | 9.805 | 0.8 | 2019-12-31 | 2020-12-31 | 365 | 9.1732 | 9
84297 | 5.4 | 0.8 | 2019-12-31 | 2020-12-31 | 365 | 5.0521 | 5
84298 | 8.45 | 0.8 | 2019-12-31 | 2020-12-31 | 365 | 7.9055 | 7
84299 | 4.9 | 0.8 | 2019-12-31 | 2020-12-31 | 365 | 4.5843 | 4
84300 | 6.9 | 0.8 | 2019-12-31 | 2020-12-31 | 365 | 6.4554 | 6
84301 | 7.26 | 0.8 | 2019-12-31 | 2020-12-31 | 365 | 6.7922 | 6
84302 | 6.825 | 0.8 | 2019-12-31 | 2020-12-31 | 365 | 6.3853 | 6
84304 | 6.825 | 0.8 | 2019-12-31 | 2020-12-31 | 365 | 6.3853 | 6
84305 | 10.5 | 0.8 | 2019-12-31 | 2020-12-31 | 365 | 9.8235 | 9
84306 | 10.72 | 0.8 | 2019-12-31 | 2020-12-31 | 365 | 10.0293 | 10
84307 | 7.56 | 0.8 | 2019-12-31 | 2020-12-31 | 365 | 7.0729 | 7
84308 | 6 | 0.8 | 2019-12-31 | 2020-12-31 | 365 | 5.6134 | 5
84309 | 6.9 | 0.8 | 2019-12-31 | 2020-12-31 | 365 | 6.4554 | 6
84310 | 9.72 | 0.8 | 2019-12-31 | 2020-12-31 | 365 | 9.0937 | 9
84311 | 7.92 | 0.8 | 2019-12-31 | 2020-12-31 | 365 | 7.4097 | 7
84312 | 4.575 | 0.8 | 2019-12-31 | 2020-12-31 | 365 | 4.2802 | 4
84027 | 6.21 | 0.8 | 2019-12-31 | 2020-12-31 | 365 | 5.8099 | 5
84332 | 5.6 | 0.8 | 2019-12-31 | 2020-12-31 | 365 | 5.2392 | 5
84334 | 10.85 | 0.8 | 2019-12-31 | 2020-12-31 | 365 | 10.1509 | 10
84336 | 10.15 | 0.8 | 2019-12-31 | 2020-12-31 | 365 | 9.496 | 9
84337 | 6.3 | 0.8 | 2019-12-31 | 2020-12-31 | 365 | 5.8941 | 5
84338 | 6.84 | 0.8 | 2019-12-31 | 2020-12-31 | 365 | 6.3993 | 6
84339 | 4.9 | 0.8 | 2019-12-31 | 2020-12-31 | 365 | 4.5843 | 4
84340 | 10.05 | 0.8 | 2019-12-31 | 2020-12-31 | 365 | 9.4025 | 9
80501 | 415.8 | 0.7 | 2019-12-31 | 2020-12-31 | 365 | 340.383 | 340
81981 | 45 | 0.6 | 2019-12-31 | 2020-12-31 | 365 | 31.5754 | 31
84217 | 15.12 | 0.8 | 2019-12-31 | 2020-12-31 | 365 | 14.1458 | 14
83138 | 10.05 | 0.8 | 2019-12-31 | 2020-12-31 | 365 | 9.4025 | 9
84303 | 7.705 | 0.8 | 2019-12-31 | 2020-12-31 | 365 | 7.2086 | 7
84364 | 11.2 | 0.8 | 2019-12-31 | 2020-12-31 | 365 | 10.4784 | 10
84366 | 9.855 | 0.8 | 2019-12-31 | 2020-12-31 | 365 | 9.22 | 9
84368 | 6.51 | 0.8 | 2019-12-31 | 2020-12-31 | 365 | 6.0905 | 6
84371 | 3.2 | 0.8 | 2019-12-31 | 2020-12-31 | 365 | 2.9938 | 2
84374 | 22.75 | 0.8 | 2019-12-31 | 2020-12-31 | 365 | 21.2842 | 21
84376 | 9.75 | 0.8 | 2019-12-31 | 2020-12-31 | 365 | 9.1218 | 9
84378 | 4.225 | 0.8 | 2019-12-31 | 2020-12-31 | 365 | 3.9528 | 3
84380 | 8.7 | 0.8 | 2019-12-31 | 2020-12-31 | 365 | 8.1394 | 8
84381 | 13 | 0.8 | 2019-12-31 | 2020-12-31 | 365 | 12.1624 | 12
84382 | 8.775 | 0.8 | 2019-12-31 | 2020-12-31 | 365 | 8.2096 | 8
84383 | 4.5 | 0.8 | 2019-12-31 | 2020-12-31 | 365 | 4.2101 | 4
84385 | 5.7 | 0.8 | 2019-12-31 | 2020-12-31 | 365 | 5.3327 | 5
84388 | 11.88 | 0.8 | 2019-12-31 | 2020-12-31 | 365 | 11.1145 | 11
84390 | 11.22 | 0.8 | 2019-12-31 | 2020-12-31 | 365 | 10.4971 | 10
84392 | 13.325 | 0.8 | 2019-12-31 | 2020-12-31 | 365 | 12.4664 | 12
84395 | 7.92 | 0.8 | 2019-12-31 | 2020-12-31 | 365 | 7.4097 | 7
84401 | 4.96 | 0.8 | 2019-12-31 | 2020-12-31 | 365 | 4.6404 | 4
84404 | 5.25 | 0.8 | 2019-12-31 | 2020-12-31 | 365 | 4.9117 | 4
84407 | 7.25 | 0.8 | 2019-12-31 | 2020-12-31 | 365 | 6.7829 | 6
84410 | 8.4 | 0.8 | 2019-12-31 | 2020-12-31 | 365 | 7.8588 | 7
84415 | 6.44 | 0.8 | 2019-12-31 | 2020-12-31 | 365 | 6.0251 | 6
84417 | 9 | 0.8 | 2019-12-31 | 2020-12-31 | 365 | 8.4201 | 8
84418 | 8.32 | 0.8 | 2019-12-31 | 2020-12-31 | 365 | 7.7839 | 7
84394 | 7.7 | 0.8 | 2019-12-31 | 2020-12-31 | 365 | 7.2039 | 7
84445 | 10.8 | 0.8 | 2019-12-31 | 2020-12-31 | 365 | 10.1041 | 10
84447 | 14.22 | 0.8 | 2019-12-31 | 2020-12-31 | 365 | 13.3038 | 13
84448 | 5.886 | 0.8 | 2019-12-31 | 2020-12-31 | 365 | 5.5068 | 5
84450 | 8.4 | 0.8 | 2019-12-31 | 2020-12-31 | 365 | 7.8588 | 7
84451 | 10.05 | 0.8 | 2019-12-31 | 2020-12-31 | 365 | 9.4025 | 9
84453 | 9.1 | 0.8 | 2019-12-31 | 2020-12-31 | 365 | 8.5137 | 8
84454 | 4.88 | 0.8 | 2019-12-31 | 2020-12-31 | 365 | 4.5656 | 4
84456 | 7.848 | 0.8 | 2019-12-31 | 2020-12-31 | 365 | 7.3423 | 7
84458 | 8.775 | 0.8 | 2019-12-31 | 2020-12-31 | 365 | 8.2096 | 8
84459 | 11.7 | 0.8 | 2019-12-31 | 2020-12-31 | 365 | 10.9461 | 10
84460 | 10.725 | 0.8 | 2019-12-31 | 2020-12-31 | 365 | 10.034 | 10
84461 | 13 | 0.8 | 2019-12-31 | 2020-12-31 | 365 | 12.1624 | 12
84462 | 7.2 | 0.8 | 2019-12-31 | 2020-12-31 | 365 | 6.7361 | 6
84463 | 6.49 | 0.8 | 2019-12-31 | 2020-12-31 | 365 | 6.0718 | 6
84464 | 3.9 | 0.8 | 2019-12-31 | 2020-12-31 | 365 | 3.6487 | 3
84466 | 7 | 0.8 | 2019-12-31 | 2020-12-31 | 365 | 6.549 | 6
84467 | 9.72 | 0.8 | 2019-12-31 | 2020-12-31 | 365 | 9.0937 | 9
84154 | 7.54 | 0.8 | 2019-12-31 | 2020-12-31 | 365 | 7.0542 | 7
84491 | 5.605 | 0.8 | 2019-12-31 | 2020-12-31 | 365 | 5.2439 | 5
84493 | 4.16 | 0.8 | 2019-12-31 | 2020-12-31 | 365 | 3.892 | 3
84496 | 9.156 | 0.8 | 2019-12-31 | 2020-12-31 | 365 | 8.5661 | 8
84499 | 6.7 | 0.8 | 2019-12-31 | 2020-12-31 | 365 | 6.2683 | 6
84502 | 7.75 | 0.8 | 2019-12-31 | 2020-12-31 | 365 | 7.2507 | 7
84505 | 12.285 | 0.8 | 2019-12-31 | 2020-12-31 | 365 | 11.4935 | 11
84507 | 11.05 | 0.8 | 2019-12-31 | 2020-12-31 | 365 | 10.338 | 10
84508 | 5.795 | 0.8 | 2019-12-31 | 2020-12-31 | 365 | 5.4216 | 5
84509 | 9.75 | 0.8 | 2019-12-31 | 2020-12-31 | 365 | 9.1218 | 9
84510 | 7.29 | 0.8 | 2019-12-31 | 2020-12-31 | 365 | 6.8203 | 6
84511 | 11.7 | 0.8 | 2019-12-31 | 2020-12-31 | 365 | 10.9461 | 10
84512 | 6.3 | 0.8 | 2019-12-31 | 2020-12-31 | 365 | 5.8941 | 5
84513 | 13.065 | 0.8 | 2019-12-31 | 2020-12-31 | 365 | 12.2232 | 12
84514 | 5.559 | 0.8 | 2019-12-31 | 2020-12-31 | 365 | 5.2008 | 5
84515 | 7.3 | 0.8 | 2019-12-31 | 2020-12-31 | 365 | 6.8296 | 6
84221 | 11.4 | 0.8 | 2019-12-31 | 2020-12-31 | 365 | 10.6655 | 10
84249 | 8.505 | 0.8 | 2019-12-31 | 2020-12-31 | 365 | 7.957 | 7
84313 | 5.4 | 0.8 | 2019-12-31 | 2020-12-31 | 365 | 5.0521 | 5
84250 | 9.8 | 0.8 | 2019-12-31 | 2020-12-31 | 365 | 9.1686 | 9
84262 | 5.605 | 0.8 | 2019-12-31 | 2020-12-31 | 365 | 5.2439 | 5
84547 | 8.375 | 0.8 | 2019-12-31 | 2020-12-31 | 365 | 7.8354 | 7
84548 | 7.68 | 0.8 | 2019-12-31 | 2020-12-31 | 365 | 7.1852 | 7
84549 | 10.72 | 0.8 | 2019-12-31 | 2020-12-31 | 365 | 10.0293 | 10
84550 | 3.92 | 0.8 | 2019-12-31 | 2020-12-31 | 365 | 3.6674 | 3
84552 | 8.71 | 0.8 | 2019-12-31 | 2020-12-31 | 365 | 8.1488 | 8
84553 | 8.64 | 0.8 | 2019-12-31 | 2020-12-31 | 365 | 8.0833 | 8
84554 | 3.15 | 0.8 | 2019-12-31 | 2020-12-31 | 365 | 2.947 | 2
84555 | 8.32 | 0.8 | 2019-12-31 | 2020-12-31 | 365 | 7.7839 | 7
84556 | 5.6 | 0.8 | 2019-12-31 | 2020-12-31 | 365 | 5.2392 | 5
84559 | 7.68 | 0.8 | 2019-12-31 | 2020-12-31 | 365 | 7.1852 | 7
84560 | 4.2 | 0.8 | 2019-12-31 | 2020-12-31 | 365 | 3.9294 | 3
84563 | 14.08 | 0.8 | 2019-12-31 | 2020-12-31 | 365 | 13.1728 | 13
84568 | 10.08 | 0.8 | 2019-12-31 | 2020-12-31 | 365 | 9.4305 | 9
84571 | 9.76 | 0.8 | 2019-12-31 | 2020-12-31 | 365 | 9.1311 | 9
84574 | 3.9 | 0.8 | 2019-12-31 | 2020-12-31 | 365 | 3.6487 | 3
84578 | 8.28 | 0.8 | 2019-12-31 | 2020-12-31 | 365 | 7.7465 | 7
84579 | 6.6 | 0.8 | 2019-12-31 | 2020-12-31 | 365 | 6.1747 | 6
84581 | 8.68 | 0.8 | 2019-12-31 | 2020-12-31 | 365 | 8.1207 | 8
84584 | 7.245 | 0.8 | 2019-12-31 | 2020-12-31 | 365 | 6.7782 | 6
84587 | 8.28 | 0.8 | 2019-12-31 | 2020-12-31 | 365 | 7.7465 | 7
84610 | 14.4 | 0.8 | 2019-12-31 | 2020-12-31 | 365 | 13.4722 | 13
84612 | 5.89 | 0.8 | 2019-12-31 | 2020-12-31 | 365 | 5.5105 | 5
84614 | 12.765 | 0.8 | 2019-12-31 | 2020-12-31 | 365 | 11.9425 | 11
84618 | 12.775 | 0.8 | 2019-12-31 | 2020-12-31 | 365 | 11.9519 | 11
84619 | 2.44 | 0.8 | 2019-12-31 | 2020-12-31 | 365 | 2.2828 | 2
84620 | 13.5 | 0.8 | 2019-12-31 | 2020-12-31 | 365 | 12.6302 | 12
84623 | 5.67 | 0.8 | 2019-12-31 | 2020-12-31 | 365 | 5.3047 | 5
84625 | 10.56 | 0.8 | 2019-12-31 | 2020-12-31 | 365 | 9.8796 | 9
84627 | 10.4 | 0.8 | 2019-12-31 | 2020-12-31 | 365 | 9.7299 | 9
84629 | 15.34 | 0.8 | 2019-12-31 | 2020-12-31 | 365 | 14.3516 | 14
84630 | 13.325 | 0.8 | 2019-12-31 | 2020-12-31 | 365 | 12.4664 | 12
84631 | 8.84 | 0.8 | 2019-12-31 | 2020-12-31 | 365 | 8.2704 | 8
84632 | 9.9 | 0.8 | 2019-12-31 | 2020-12-31 | 365 | 9.2621 | 9
84633 | 11.22 | 0.8 | 2019-12-31 | 2020-12-31 | 365 | 10.4971 | 10
84634 | 9.1 | 0.8 | 2019-12-31 | 2020-12-31 | 365 | 8.5137 | 8
84635 | 24.79 | 0.8 | 2019-12-31 | 2020-12-31 | 365 | 23.1927 | 23
84636 | 9.855 | 0.8 | 2019-12-31 | 2020-12-31 | 365 | 9.22 | 9
84669 | 14.5 | 0.8 | 2019-12-31 | 2020-12-31 | 365 | 13.5657 | 13
84670 | 14.7 | 0.8 | 2019-12-31 | 2020-12-31 | 365 | 13.7528 | 13
84671 | 10.44 | 0.8 | 2019-12-31 | 2020-12-31 | 365 | 9.7673 | 9
84672 | 5.04 | 0.8 | 2019-12-31 | 2020-12-31 | 365 | 4.7153 | 4
84675 | 6.84 | 0.8 | 2019-12-31 | 2020-12-31 | 365 | 6.3993 | 6
84676 | 4.2 | 0.8 | 2019-12-31 | 2020-12-31 | 365 | 3.9294 | 3
84677 | 2.32 | 0.8 | 2019-12-31 | 2020-12-31 | 365 | 2.1705 | 2
84678 | 9.44 | 0.8 | 2019-12-31 | 2020-12-31 | 365 | 8.8318 | 8
84680 | 6.365 | 0.8 | 2019-12-31 | 2020-12-31 | 365 | 5.9549 | 5
84681 | 5.2 | 0.8 | 2019-12-31 | 2020-12-31 | 365 | 4.865 | 4
84683 | 1.8 | 0.8 | 2019-12-31 | 2020-12-31 | 365 | 1.684 | 1
84684 | 9.57 | 0.8 | 2019-12-31 | 2020-12-31 | 365 | 8.9534 | 8
84686 | 12.25 | 0.8 | 2019-12-31 | 2020-12-31 | 365 | 11.4607 | 11
84687 | 10.85 | 0.8 | 2019-12-31 | 2020-12-31 | 365 | 10.1509 | 10
84688 | 9.28 | 0.8 | 2019-12-31 | 2020-12-31 | 365 | 8.6821 | 8
84689 | 9.6 | 0.8 | 2019-12-31 | 2020-12-31 | 365 | 8.9815 | 8
84715 | 8.25 | 0.8 | 2019-12-31 | 2020-12-31 | 365 | 7.7184 | 7
84718 | 15.12 | 0.8 | 2019-12-31 | 2020-12-31 | 365 | 14.1458 | 14
84719 | 6.4 | 0.8 | 2019-12-31 | 2020-12-31 | 365 | 5.9876 | 5
84720 | 11.4 | 0.8 | 2019-12-31 | 2020-12-31 | 365 | 10.6655 | 10
84722 | 19.825 | 0.8 | 2019-12-31 | 2020-12-31 | 365 | 18.5476 | 18
84723 | 9.38 | 0.8 | 2019-12-31 | 2020-12-31 | 365 | 8.7756 | 8
84716 | 13.32 | 0.8 | 2019-12-31 | 2020-12-31 | 365 | 12.4618 | 12
84744 | 5.04 | 0.8 | 2019-12-31 | 2020-12-31 | 365 | 4.7153 | 4
84746 | 9.1 | 0.8 | 2019-12-31 | 2020-12-31 | 365 | 8.5137 | 8
84747 | 4 | 0.8 | 2019-12-31 | 2020-12-31 | 365 | 3.7423 | 3
84748 | 10.85 | 0.8 | 2019-12-31 | 2020-12-31 | 365 | 10.1509 | 10
84749 | 7.15 | 0.8 | 2019-12-31 | 2020-12-31 | 365 | 6.6893 | 6
84750 | 13.2 | 0.8 | 2019-12-31 | 2020-12-31 | 365 | 12.3495 | 12
84752 | 9.75 | 0.8 | 2019-12-31 | 2020-12-31 | 365 | 9.1218 | 9
84754 | 8.37 | 0.8 | 2019-12-31 | 2020-12-31 | 365 | 7.8307 | 7
84756 | 11.6 | 0.8 | 2019-12-31 | 2020-12-31 | 365 | 10.8526 | 10
84551 | 8.64 | 0.8 | 2019-12-31 | 2020-12-31 | 365 | 8.0833 | 8
83060 | 10.65 | 0.8 | 2019-12-31 | 2020-12-31 | 365 | 9.9638 | 9
84416 | 9.66 | 0.8 | 2019-12-31 | 2020-12-31 | 365 | 9.0376 | 9
84617 | 9 | 0.8 | 2019-12-31 | 2020-12-31 | 365 | 8.4201 | 8
84621 | 3 | 0.8 | 2019-12-31 | 2020-12-31 | 365 | 2.8067 | 2
84626 | 8.1 | 0.8 | 2019-12-31 | 2020-12-31 | 365 | 7.5781 | 7
84769 | 12.685 | 0.8 | 2019-12-31 | 2020-12-31 | 365 | 11.8677 | 11
84777 | 6 | 0.8 | 2019-12-31 | 2020-12-31 | 365 | 5.6134 | 5
84778 | 11.375 | 0.8 | 2019-12-31 | 2020-12-31 | 365 | 10.6421 | 10
84780 | 8.91 | 0.8 | 2019-12-31 | 2020-12-31 | 365 | 8.3359 | 8
84782 | 5.2 | 0.8 | 2019-12-31 | 2020-12-31 | 365 | 4.865 | 4
84792 | 5.76 | 0.8 | 2019-12-31 | 2020-12-31 | 365 | 5.3889 | 5
84794 | 4.845 | 0.8 | 2019-12-31 | 2020-12-31 | 365 | 4.5328 | 4
84789 | 9.45 | 0.8 | 2019-12-31 | 2020-12-31 | 365 | 8.8411 | 8
84837 | 9.045 | 0.8 | 2019-12-31 | 2020-12-31 | 365 | 8.4622 | 8
84838 | 5.36 | 0.8 | 2019-12-31 | 2020-12-31 | 365 | 5.0146 | 5
84839 | 8.91 | 0.8 | 2019-12-31 | 2020-12-31 | 365 | 8.3359 | 8
84840 | 2.4 | 0.8 | 2019-12-31 | 2020-12-31 | 365 | 2.2454 | 2
84841 | 13.5 | 0.8 | 2019-12-31 | 2020-12-31 | 365 | 12.6302 | 12
84842 | 6.75 | 0.8 | 2019-12-31 | 2020-12-31 | 365 | 6.3151 | 6
84843 | 12.095 | 0.8 | 2019-12-31 | 2020-12-31 | 365 | 11.3157 | 11
84844 | 9.9 | 0.8 | 2019-12-31 | 2020-12-31 | 365 | 9.2621 | 9
84846 | 9.1 | 0.8 | 2019-12-31 | 2020-12-31 | 365 | 8.5137 | 8
84847 | 5.13 | 0.8 | 2019-12-31 | 2020-12-31 | 365 | 4.7995 | 4
84864 | 10.5 | 0.8 | 2019-12-31 | 2020-12-31 | 365 | 9.8235 | 9
84865 | 9.1 | 0.8 | 2019-12-31 | 2020-12-31 | 365 | 8.5137 | 8
84866 | 11.52 | 0.8 | 2019-12-31 | 2020-12-31 | 365 | 10.7777 | 10
84867 | 6 | 0.8 | 2019-12-31 | 2020-12-31 | 365 | 5.6134 | 5
84869 | 7.8 | 0.8 | 2019-12-31 | 2020-12-31 | 365 | 7.2974 | 7
84870 | 9.045 | 0.8 | 2019-12-31 | 2020-12-31 | 365 | 8.4622 | 8
84871 | 4.14 | 0.8 | 2019-12-31 | 2020-12-31 | 365 | 3.8733 | 3
84872 | 6.6 | 0.8 | 2019-12-31 | 2020-12-31 | 365 | 6.1747 | 6
84873 | 6.6 | 0.8 | 2019-12-31 | 2020-12-31 | 365 | 6.1747 | 6
84874 | 13.86 | 0.8 | 2019-12-31 | 2020-12-31 | 365 | 12.967 | 12
84875 | 13.2 | 0.8 | 2019-12-31 | 2020-12-31 | 365 | 12.3495 | 12
84876 | 3.924 | 0.8 | 2019-12-31 | 2020-12-31 | 365 | 3.6712 | 3
84882 | 14.76 | 0.8 | 2019-12-31 | 2020-12-31 | 365 | 13.809 | 13
84883 | 10.5 | 0.8 | 2019-12-31 | 2020-12-31 | 365 | 9.8235 | 9
84886 | 5.6 | 0.8 | 2019-12-31 | 2020-12-31 | 365 | 5.2392 | 5
84888 | 13.34 | 0.8 | 2019-12-31 | 2020-12-31 | 365 | 12.4805 | 12
84889 | 7.2 | 0.8 | 2019-12-31 | 2020-12-31 | 365 | 6.7361 | 6
84890 | 6.84 | 0.8 | 2019-12-31 | 2020-12-31 | 365 | 6.3993 | 6
84892 | 6.08 | 0.8 | 2019-12-31 | 2020-12-31 | 365 | 5.6883 | 5
84413 | 7.8 | 0.8 | 2019-12-31 | 2020-12-31 | 365 | 7.2974 | 7
84895 | 6.3 | 0.8 | 2019-12-31 | 2020-12-31 | 365 | 5.8941 | 5
84896 | 8.64 | 0.8 | 2019-12-31 | 2020-12-31 | 365 | 8.0833 | 8
84897 | 8.91 | 0.8 | 2019-12-31 | 2020-12-31 | 365 | 8.3359 | 8
84898 | 4.69 | 0.8 | 2019-12-31 | 2020-12-31 | 365 | 4.3878 | 4
84901 | 24.42 | 0.8 | 2019-12-31 | 2020-12-31 | 365 | 22.8466 | 22
84465 | 2.64 | 0.8 | 2019-12-31 | 2020-12-31 | 365 | 2.4699 | 2
84615 | 11 | 0.8 | 2019-12-31 | 2020-12-31 | 365 | 10.2912 | 10
84369 | 178.35 | 0.6 | 2019-12-31 | 2020-12-31 | 365 | 125.1439 | 125
84398 | 12.41 | 0.8 | 2019-12-31 | 2020-12-31 | 365 | 11.6104 | 11
81928 | 603.5 | 0.7 | 2019-12-31 | 2020-12-31 | 365 | 494.0384 | 494
84685 | 3.72 | 0.8 | 2019-12-31 | 2020-12-31 | 365 | 3.4803 | 3
84862 | 11.02 | 0.8 | 2019-12-31 | 2020-12-31 | 365 | 10.31 | 10
79580 | 354.9 | 0.55 | 2019-12-31 | 2020-12-31 | 365 | 228.2727 | 228
84899 | 66.5 | 0.55 | 2019-12-31 | 2020-12-31 | 365 | 42.773 | 42
84947 | 12.25 | 0.8 | 2019-12-31 | 2020-12-31 | 365 | 11.4607 | 11
84949 | 9.86 | 0.8 | 2019-12-31 | 2020-12-31 | 365 | 9.2247 | 9
84956 | 6.48 | 0.8 | 2019-12-31 | 2020-12-31 | 365 | 6.0625 | 6
84958 | 9.3 | 0.8 | 2019-12-31 | 2020-12-31 | 365 | 8.7008 | 8
84959 | 4.62 | 0.8 | 2019-12-31 | 2020-12-31 | 365 | 4.3223 | 4
84961 | 6.6 | 0.8 | 2019-12-31 | 2020-12-31 | 365 | 6.1747 | 6
84957 | 12.6 | 0.8 | 2019-12-31 | 2020-12-31 | 365 | 11.7882 | 11
84963 | 7.25 | 0.8 | 2019-12-31 | 2020-12-31 | 365 | 6.7829 | 6
84965 | 10.5 | 0.8 | 2019-12-31 | 2020-12-31 | 365 | 9.8235 | 9
84966 | 11.52 | 0.8 | 2019-12-31 | 2020-12-31 | 365 | 10.7777 | 10
84832 | 6.825 | 0.8 | 2019-12-31 | 2020-12-31 | 365 | 6.3853 | 6
84967 | 13.2 | 0.8 | 2019-12-31 | 2020-12-31 | 365 | 12.3495 | 12
84969 | 24.9 | 0.8 | 2019-12-31 | 2020-12-31 | 365 | 23.2956 | 23
84973 | 4.55 | 0.8 | 2019-12-31 | 2020-12-31 | 365 | 4.2568 | 4
84406 | 4.875 | 0.8 | 2019-12-31 | 2020-12-31 | 365 | 4.5609 | 4
84999 | 3 | 0.8 | 2019-12-31 | 2020-12-31 | 365 | 2.8067 | 2
85000 | 7.15 | 0.8 | 2019-12-31 | 2020-12-31 | 365 | 6.6893 | 6
85001 | 7.56 | 0.8 | 2019-12-31 | 2020-12-31 | 365 | 7.0729 | 7
85002 | 8.25 | 0.8 | 2019-12-31 | 2020-12-31 | 365 | 7.7184 | 7
85003 | 11.34 | 0.8 | 2019-12-31 | 2020-12-31 | 365 | 10.6093 | 10
85004 | 11.16 | 0.8 | 2019-12-31 | 2020-12-31 | 365 | 10.4409 | 10
85005 | 6.12 | 0.8 | 2019-12-31 | 2020-12-31 | 365 | 5.7257 | 5
85006 | 4.5 | 0.8 | 2019-12-31 | 2020-12-31 | 365 | 4.2101 | 4
85007 | 4.8 | 0.8 | 2019-12-31 | 2020-12-31 | 365 | 4.4907 | 4
85008 | 4.2 | 0.8 | 2019-12-31 | 2020-12-31 | 365 | 3.9294 | 3
85009 | 5.95 | 0.8 | 2019-12-31 | 2020-12-31 | 365 | 5.5666 | 5
85010 | 5.4 | 0.8 | 2019-12-31 | 2020-12-31 | 365 | 5.0521 | 5
85011 | 10.56 | 0.8 | 2019-12-31 | 2020-12-31 | 365 | 9.8796 | 9
85012 | 4.5 | 0.8 | 2019-12-31 | 2020-12-31 | 365 | 4.2101 | 4
85013 | 3.3 | 0.8 | 2019-12-31 | 2020-12-31 | 365 | 3.0874 | 3
85014 | 10.24 | 0.8 | 2019-12-31 | 2020-12-31 | 365 | 9.5802 | 9
85015 | 8.26 | 0.8 | 2019-12-31 | 2020-12-31 | 365 | 7.7278 | 7
85016 | 15.36 | 0.8 | 2019-12-31 | 2020-12-31 | 365 | 14.3703 | 14
85017 | 7.975 | 0.8 | 2019-12-31 | 2020-12-31 | 365 | 7.4612 | 7
85018 | 5.7 | 0.8 | 2019-12-31 | 2020-12-31 | 365 | 5.3327 | 5
85019 | 9.045 | 0.8 | 2019-12-31 | 2020-12-31 | 365 | 8.4622 | 8
85020 | 7.83 | 0.8 | 2019-12-31 | 2020-12-31 | 365 | 7.3255 | 7
85021 | 10.585 | 0.8 | 2019-12-31 | 2020-12-31 | 365 | 9.903 | 9
85323 | 6.175 | 0.8 | 2019-12-31 | 2020-12-31 | 365 | 5.7771 | 5
85472 | 6.38 | 0.8 | 2019-12-31 | 2020-12-31 | 365 | 5.9689 | 5
85471 | 5.475 | 0.8 | 2019-12-31 | 2020-12-31 | 365 | 5.1222 | 5
85460 | 4.225 | 0.8 | 2019-12-31 | 2020-12-31 | 365 | 3.9528 | 3
85473 | 14.74 | 0.8 | 2019-12-31 | 2020-12-31 | 365 | 13.7903 | 13
85425 | 10.15 | 0.8 | 2019-12-31 | 2020-12-31 | 365 | 9.496 | 9
85423 | 4.62 | 0.8 | 2019-12-31 | 2020-12-31 | 365 | 4.3223 | 4
85422 | 13.95 | 0.8 | 2019-12-31 | 2020-12-31 | 365 | 13.0512 | 13
85420 | 6.84 | 0.8 | 2019-12-31 | 2020-12-31 | 365 | 6.3993 | 6
85418 | 11.88 | 0.8 | 2019-12-31 | 2020-12-31 | 365 | 11.1145 | 11
85417 | 4.13 | 0.8 | 2019-12-31 | 2020-12-31 | 365 | 3.8639 | 3
85415 | 11.375 | 0.8 | 2019-12-31 | 2020-12-31 | 365 | 10.6421 | 10
85488 | 6.552 | 0.8 | 2019-12-31 | 2020-12-31 | 365 | 6.1298 | 6
85487 | 3.2 | 0.8 | 2019-12-31 | 2020-12-31 | 365 | 2.9938 | 2
85413 | 4.8 | 0.8 | 2019-12-31 | 2020-12-31 | 365 | 4.4907 | 4
85407 | 12.6 | 0.8 | 2019-12-31 | 2020-12-31 | 365 | 11.7882 | 11
85405 | 12.6 | 0.8 | 2019-12-31 | 2020-12-31 | 365 | 11.7882 | 11
85403 | 12.4 | 0.8 | 2019-12-31 | 2020-12-31 | 365 | 11.601 | 11
85402 | 3.6 | 0.8 | 2019-12-31 | 2020-12-31 | 365 | 3.368 | 3
85401 | 9.75 | 0.8 | 2019-12-31 | 2020-12-31 | 365 | 9.1218 | 9
85400 | 8.28 | 0.8 | 2019-12-31 | 2020-12-31 | 365 | 7.7465 | 7
85399 | 6.67 | 0.8 | 2019-12-31 | 2020-12-31 | 365 | 6.2402 | 6
85398 | 8.625 | 0.8 | 2019-12-31 | 2020-12-31 | 365 | 8.0693 | 8
85397 | 12.24 | 0.8 | 2019-12-31 | 2020-12-31 | 365 | 11.4514 | 11
85396 | 8.45 | 0.8 | 2019-12-31 | 2020-12-31 | 365 | 7.9055 | 7
85395 | 7.56 | 0.8 | 2019-12-31 | 2020-12-31 | 365 | 7.0729 | 7
85394 | 5.605 | 0.8 | 2019-12-31 | 2020-12-31 | 365 | 5.2439 | 5
85393 | 10.8 | 0.8 | 2019-12-31 | 2020-12-31 | 365 | 10.1041 | 10
85392 | 3.48 | 0.8 | 2019-12-31 | 2020-12-31 | 365 | 3.2558 | 3
85391 | 10.08 | 0.8 | 2019-12-31 | 2020-12-31 | 365 | 9.4305 | 9
85389 | 6.6 | 0.8 | 2019-12-31 | 2020-12-31 | 365 | 6.1747 | 6
85387 | 6.27 | 0.8 | 2019-12-31 | 2020-12-31 | 365 | 5.866 | 5
85386 | 9.82 | 0.8 | 2019-12-31 | 2020-12-31 | 365 | 9.1873 | 9
85385 | 3.96 | 0.8 | 2019-12-31 | 2020-12-31 | 365 | 3.7048 | 3
85384 | 6 | 0.8 | 2019-12-31 | 2020-12-31 | 365 | 5.6134 | 5
85383 | 24.92 | 0.8 | 2019-12-31 | 2020-12-31 | 365 | 23.3144 | 23
85382 | 6.3 | 0.8 | 2019-12-31 | 2020-12-31 | 365 | 5.8941 | 5
85381 | 3.015 | 0.8 | 2019-12-31 | 2020-12-31 | 365 | 2.8207 | 2
85380 | 8.05 | 0.8 | 2019-12-31 | 2020-12-31 | 365 | 7.5313 | 7
85378 | 9.8 | 0.8 | 2019-12-31 | 2020-12-31 | 365 | 9.1686 | 9
85377 | 7.37 | 0.8 | 2019-12-31 | 2020-12-31 | 365 | 6.8951 | 6
85325 | 8.04 | 0.8 | 2019-12-31 | 2020-12-31 | 365 | 7.522 | 7
85324 | 13.3 | 0.8 | 2019-12-31 | 2020-12-31 | 365 | 12.4431 | 12
85322 | 7.56 | 0.8 | 2019-12-31 | 2020-12-31 | 365 | 7.0729 | 7
85321 | 6.03 | 0.8 | 2019-12-31 | 2020-12-31 | 365 | 5.6415 | 5
85320 | 6.72 | 0.8 | 2019-12-31 | 2020-12-31 | 365 | 6.287 | 6
85319 | 6.96 | 0.8 | 2019-12-31 | 2020-12-31 | 365 | 6.5116 | 6
85318 | 12.6 | 0.8 | 2019-12-31 | 2020-12-31 | 365 | 11.7882 | 11
85316 | 15 | 0.8 | 2019-12-31 | 2020-12-31 | 365 | 14.0335 | 14
85315 | 3.54 | 0.8 | 2019-12-31 | 2020-12-31 | 365 | 3.3119 | 3
85314 | 5.76 | 0.8 | 2019-12-31 | 2020-12-31 | 365 | 5.3889 | 5
85313 | 7.875 | 0.8 | 2019-12-31 | 2020-12-31 | 365 | 7.3676 | 7
85312 | 13.68 | 0.8 | 2019-12-31 | 2020-12-31 | 365 | 12.7986 | 12
85311 | 7.92 | 0.8 | 2019-12-31 | 2020-12-31 | 365 | 7.4097 | 7
85310 | 11.02 | 0.8 | 2019-12-31 | 2020-12-31 | 365 | 10.31 | 10
85309 | 4.8 | 0.8 | 2019-12-31 | 2020-12-31 | 365 | 4.4907 | 4
85308 | 10.56 | 0.8 | 2019-12-31 | 2020-12-31 | 365 | 9.8796 | 9
85307 | 11.52 | 0.8 | 2019-12-31 | 2020-12-31 | 365 | 10.7777 | 10
85306 | 9.49 | 0.8 | 2019-12-31 | 2020-12-31 | 365 | 8.8785 | 8
85305 | 3.3 | 0.8 | 2019-12-31 | 2020-12-31 | 365 | 3.0874 | 3
85304 | 9.38 | 0.8 | 2019-12-31 | 2020-12-31 | 365 | 8.7756 | 8
85303 | 9.9 | 0.8 | 2019-12-31 | 2020-12-31 | 365 | 9.2621 | 9
85302 | 11.7 | 0.8 | 2019-12-31 | 2020-12-31 | 365 | 10.9461 | 10
85301 | 10.64 | 0.8 | 2019-12-31 | 2020-12-31 | 365 | 9.9544 | 9
85300 | 10.5 | 0.8 | 2019-12-31 | 2020-12-31 | 365 | 9.8235 | 9
85299 | 9.6 | 0.8 | 2019-12-31 | 2020-12-31 | 365 | 8.9815 | 8
85297 | 4.2 | 0.8 | 2019-12-31 | 2020-12-31 | 365 | 3.9294 | 3
85296 | 4.34 | 0.8 | 2019-12-31 | 2020-12-31 | 365 | 4.0604 | 4
85295 | 16 | 0.8 | 2019-12-31 | 2020-12-31 | 365 | 14.9691 | 14
85294 | 3.6 | 0.8 | 2019-12-31 | 2020-12-31 | 365 | 3.368 | 3
85293 | 15.3 | 0.8 | 2019-12-31 | 2020-12-31 | 365 | 14.3142 | 14
85410 | 10.8 | 0.8 | 2019-12-31 | 2020-12-31 | 365 | 10.1041 | 10
85412 | 10.85 | 0.8 | 2019-12-31 | 2020-12-31 | 365 | 10.1509 | 10
85474 | 17.85 | 0.8 | 2019-12-31 | 2020-12-31 | 365 | 16.6999 | 16
85475 | 10.24 | 0.8 | 2019-12-31 | 2020-12-31 | 365 | 9.5802 | 9
85476 | 12.04 | 0.8 | 2019-12-31 | 2020-12-31 | 365 | 11.2642 | 11
85477 | 6.7 | 0.8 | 2019-12-31 | 2020-12-31 | 365 | 6.2683 | 6
85478 | 5.7 | 0.8 | 2019-12-31 | 2020-12-31 | 365 | 5.3327 | 5
85479 | 6.93 | 0.8 | 2019-12-31 | 2020-12-31 | 365 | 6.4835 | 6
85480 | 12.48 | 0.8 | 2019-12-31 | 2020-12-31 | 365 | 11.6759 | 11
85486 | 3.015 | 0.8 | 2019-12-31 | 2020-12-31 | 365 | 2.8207 | 2
85484 | 4.2 | 0.8 | 2019-12-31 | 2020-12-31 | 365 | 3.9294 | 3
85483 | 5.9 | 0.8 | 2019-12-31 | 2020-12-31 | 365 | 5.5199 | 5
85485 | 10 | 0.8 | 2019-12-31 | 2020-12-31 | 365 | 9.3557 | 9
85298 | 6.48 | 0.8 | 2019-12-31 | 2020-12-31 | 365 | 6.0625 | 6
85481 | 4.93 | 0.8 | 2019-12-31 | 2020-12-31 | 365 | 4.6124 | 4
85602 | 12.73 | 0.8 | 2019-12-31 | 2020-12-31 | 365 | 11.9098 | 11
85603 | 5.8 | 0.8 | 2019-12-31 | 2020-12-31 | 365 | 5.4263 | 5
85604 | 5.8 | 0.8 | 2019-12-31 | 2020-12-31 | 365 | 5.4263 | 5
85605 | 13.2 | 0.8 | 2019-12-31 | 2020-12-31 | 365 | 12.3495 | 12
85606 | 13.05 | 0.8 | 2019-12-31 | 2020-12-31 | 365 | 12.2092 | 12
85608 | 5.04 | 0.8 | 2019-12-31 | 2020-12-31 | 365 | 4.7153 | 4
85609 | 5.49 | 0.8 | 2019-12-31 | 2020-12-31 | 365 | 5.1363 | 5
85610 | 6.7 | 0.8 | 2019-12-31 | 2020-12-31 | 365 | 6.2683 | 6
85612 | 12.6 | 0.8 | 2019-12-31 | 2020-12-31 | 365 | 11.7882 | 11
85613 | 9.3 | 0.8 | 2019-12-31 | 2020-12-31 | 365 | 8.7008 | 8
85614 | 19.8 | 0.8 | 2019-12-31 | 2020-12-31 | 365 | 18.5242 | 18
85615 | 12.54 | 0.8 | 2019-12-31 | 2020-12-31 | 365 | 11.732 | 11
85617 | 7.83 | 0.8 | 2019-12-31 | 2020-12-31 | 365 | 7.3255 | 7
85618 | 8.395 | 0.8 | 2019-12-31 | 2020-12-31 | 365 | 7.8541 | 7
65325 | 829.44 | 0.8 | 2019-12-31 | 2020-12-31 | 365 | 775.9975 | 775
82269 | 95.76 | 0.6 | 2019-12-31 | 2020-12-31 | 365 | 67.1925 | 67
85655 | 8.05 | 0.8 | 2019-12-31 | 2020-12-31 | 365 | 7.5313 | 7
85656 | 8.64 | 0.8 | 2019-12-31 | 2020-12-31 | 365 | 8.0833 | 8
85657 | 9.28 | 0.8 | 2019-12-31 | 2020-12-31 | 365 | 8.6821 | 8
85658 | 8.25 | 0.8 | 2019-12-31 | 2020-12-31 | 365 | 7.7184 | 7
85659 | 4.95 | 0.8 | 2019-12-31 | 2020-12-31 | 365 | 4.6311 | 4
85660 | 5.25 | 0.8 | 2019-12-31 | 2020-12-31 | 365 | 4.9117 | 4
85662 | 11.88 | 0.8 | 2019-12-31 | 2020-12-31 | 365 | 11.1145 | 11
85663 | 7.92 | 0.8 | 2019-12-31 | 2020-12-31 | 365 | 7.4097 | 7
85678 | 6.48 | 0.8 | 2019-12-31 | 2020-12-31 | 365 | 6.0625 | 6
85664 | 12.6 | 0.8 | 2019-12-31 | 2020-12-31 | 365 | 11.7882 | 11
85676 | 3.245 | 0.8 | 2019-12-31 | 2020-12-31 | 365 | 3.0359 | 3
85675 | 7.08 | 0.8 | 2019-12-31 | 2020-12-31 | 365 | 6.6238 | 6
85390 | 7.5 | 0.8 | 2019-12-31 | 2020-12-31 | 365 | 7.0168 | 7
85717 | 10.5 | 0.8 | 2019-12-31 | 2020-12-31 | 365 | 9.8235 | 9
85721 | 8.4 | 0.8 | 2019-12-31 | 2020-12-31 | 365 | 7.8588 | 7
85719 | 12.98 | 0.8 | 2019-12-31 | 2020-12-31 | 365 | 12.1437 | 12
85711 | 2.32 | 0.8 | 2019-12-31 | 2020-12-31 | 365 | 2.1705 | 2
84767 | 15.675 | 0.8 | 2019-12-31 | 2020-12-31 | 365 | 14.665 | 14
85673 | 6.84 | 0.8 | 2019-12-31 | 2020-12-31 | 365 | 6.3993 | 6
85672 | 10.5 | 0.8 | 2019-12-31 | 2020-12-31 | 365 | 9.8235 | 9
85666 | 11.16 | 0.8 | 2019-12-31 | 2020-12-31 | 365 | 10.4409 | 10
85668 | 9.24 | 0.8 | 2019-12-31 | 2020-12-31 | 365 | 8.6446 | 8
85670 | 3.96 | 0.8 | 2019-12-31 | 2020-12-31 | 365 | 3.7048 | 3
85794 | 14.74 | 0.8 | 2019-12-31 | 2020-12-31 | 365 | 13.7903 | 13
85795 | 8.71 | 0.8 | 2019-12-31 | 2020-12-31 | 365 | 8.1488 | 8
85799 | 2.44 | 0.8 | 2019-12-31 | 2020-12-31 | 365 | 2.2828 | 2
85797 | 8.19 | 0.8 | 2019-12-31 | 2020-12-31 | 365 | 7.6623 | 7
85801 | 7.5 | 0.8 | 2019-12-31 | 2020-12-31 | 365 | 7.0168 | 7
85802 | 13.5 | 0.8 | 2019-12-31 | 2020-12-31 | 365 | 12.6302 | 12
85482 | 10.065 | 0.8 | 2019-12-31 | 2020-12-31 | 365 | 9.4165 | 9
85599 | 8.96 | 0.8 | 2019-12-31 | 2020-12-31 | 365 | 8.3827 | 8
85671 | 5.51 | 0.8 | 2019-12-31 | 2020-12-31 | 365 | 5.155 | 5
85798 | 5.2 | 0.8 | 2019-12-31 | 2020-12-31 | 365 | 4.865 | 4
85845 | 4 | 0.8 | 2019-12-31 | 2020-12-31 | 365 | 3.7423 | 3
85846 | 8.4 | 0.8 | 2019-12-31 | 2020-12-31 | 365 | 7.8588 | 7
85847 | 9 | 0.8 | 2019-12-31 | 2020-12-31 | 365 | 8.4201 | 8
85850 | 11.16 | 0.8 | 2019-12-31 | 2020-12-31 | 365 | 10.4409 | 10
85849 | 13.4 | 0.8 | 2019-12-31 | 2020-12-31 | 365 | 12.5366 | 12
85848 | 12.47 | 0.8 | 2019-12-31 | 2020-12-31 | 365 | 11.6665 | 11
85851 | 11.02 | 0.8 | 2019-12-31 | 2020-12-31 | 365 | 10.31 | 10
85796 | 6.38 | 0.8 | 2019-12-31 | 2020-12-31 | 365 | 5.9689 | 5
85856 | 11.9 | 0.8 | 2019-12-31 | 2020-12-31 | 365 | 11.1333 | 11
85857 | 9.9 | 0.8 | 2019-12-31 | 2020-12-31 | 365 | 9.2621 | 9
85858 | 8.25 | 0.8 | 2019-12-31 | 2020-12-31 | 365 | 7.7184 | 7
85859 | 9.76 | 0.8 | 2019-12-31 | 2020-12-31 | 365 | 9.1311 | 9
85860 | 5.04 | 0.8 | 2019-12-31 | 2020-12-31 | 365 | 4.7153 | 4
85862 | 13.2 | 0.8 | 2019-12-31 | 2020-12-31 | 365 | 12.3495 | 12
85863 | 8.12 | 0.8 | 2019-12-31 | 2020-12-31 | 365 | 7.5968 | 7
85864 | 6.03 | 0.8 | 2019-12-31 | 2020-12-31 | 365 | 5.6415 | 5
85865 | 10.08 | 0.8 | 2019-12-31 | 2020-12-31 | 365 | 9.4305 | 9
85868 | 15.36 | 0.8 | 2019-12-31 | 2020-12-31 | 365 | 14.3703 | 14
85869 | 5.76 | 0.8 | 2019-12-31 | 2020-12-31 | 365 | 5.3889 | 5
85898 | 12.47 | 0.8 | 2019-12-31 | 2020-12-31 | 365 | 11.6665 | 11
85899 | 4.06 | 0.8 | 2019-12-31 | 2020-12-31 | 365 | 3.7984 | 3
85900 | 14.76 | 0.8 | 2019-12-31 | 2020-12-31 | 365 | 13.809 | 13
85901 | 10.8 | 0.8 | 2019-12-31 | 2020-12-31 | 365 | 10.1041 | 10
85902 | 13.5 | 0.8 | 2019-12-31 | 2020-12-31 | 365 | 12.6302 | 12
85904 | 6.935 | 0.8 | 2019-12-31 | 2020-12-31 | 365 | 6.4882 | 6
85927 | 12.54 | 0.8 | 2019-12-31 | 2020-12-31 | 365 | 11.732 | 11
85922 | 11.55 | 0.8 | 2019-12-31 | 2020-12-31 | 365 | 10.8058 | 10
85933 | 3.685 | 0.8 | 2019-12-31 | 2020-12-31 | 365 | 3.4476 | 3
85924 | 11.7 | 0.8 | 2019-12-31 | 2020-12-31 | 365 | 10.9461 | 10
85944 | 5.4 | 0.8 | 2019-12-31 | 2020-12-31 | 365 | 5.0521 | 5
85941 | 24 | 0.8 | 2019-12-31 | 2020-12-31 | 365 | 22.4536 | 22
85940 | 24.84 | 0.8 | 2019-12-31 | 2020-12-31 | 365 | 23.2395 | 23
85939 | 12.87 | 0.8 | 2019-12-31 | 2020-12-31 | 365 | 12.0408 | 12
85938 | 7 | 0.8 | 2019-12-31 | 2020-12-31 | 365 | 6.549 | 6
85937 | 5.4 | 0.8 | 2019-12-31 | 2020-12-31 | 365 | 5.0521 | 5
85936 | 11.9 | 0.8 | 2019-12-31 | 2020-12-31 | 365 | 11.1333 | 11
85932 | 4.64 | 0.8 | 2019-12-31 | 2020-12-31 | 365 | 4.341 | 4
85931 | 9.44 | 0.8 | 2019-12-31 | 2020-12-31 | 365 | 8.8318 | 8
85929 | 10.8 | 0.8 | 2019-12-31 | 2020-12-31 | 365 | 10.1041 | 10
85928 | 7.8 | 0.8 | 2019-12-31 | 2020-12-31 | 365 | 7.2974 | 7
85926 | 5.9 | 0.8 | 2019-12-31 | 2020-12-31 | 365 | 5.5199 | 5
85925 | 7.15 | 0.8 | 2019-12-31 | 2020-12-31 | 365 | 6.6893 | 6
85965 | 31.205 | 0.55 | 2019-12-31 | 2020-12-31 | 365 | 20.0711 | 20
85961 | 5.98 | 0.8 | 2019-12-31 | 2020-12-31 | 365 | 5.5947 | 5
85963 | 5.1 | 0.8 | 2019-12-31 | 2020-12-31 | 365 | 4.7714 | 4
85966 | 2.8 | 0.8 | 2019-12-31 | 2020-12-31 | 365 | 2.6196 | 2
85985 | 5.28 | 0.8 | 2019-12-31 | 2020-12-31 | 365 | 4.9398 | 4
85713 | 7.44 | 0.8 | 2019-12-31 | 2020-12-31 | 365 | 6.9606 | 6
85986 | 8.28 | 0.8 | 2019-12-31 | 2020-12-31 | 365 | 7.7465 | 7
85984 | 9.735 | 0.8 | 2019-12-31 | 2020-12-31 | 365 | 9.1078 | 9
85983 | 9.045 | 0.8 | 2019-12-31 | 2020-12-31 | 365 | 8.4622 | 8
85987 | 4.68 | 0.8 | 2019-12-31 | 2020-12-31 | 365 | 4.3785 | 4
85982 | 13.4 | 0.8 | 2019-12-31 | 2020-12-31 | 365 | 12.5366 | 12
65265 | 239.36 | 1 | 2019-12-31 | 2020-12-31 | 365 | 279.9219 | 279
85979 | 10.585 | 0.8 | 2019-12-31 | 2020-12-31 | 365 | 9.903 | 9
85456 | 10.075 | 0.8 | 2019-12-31 | 2020-12-31 | 365 | 9.4258 | 9
86055 | 7.15 | 0.8 | 2019-12-31 | 2020-12-31 | 365 | 6.6893 | 6
86047 | 4.9 | 0.8 | 2019-12-31 | 2020-12-31 | 365 | 4.5843 | 4
86049 | 10.15 | 0.8 | 2019-12-31 | 2020-12-31 | 365 | 9.496 | 9
86050 | 7.5 | 0.8 | 2019-12-31 | 2020-12-31 | 365 | 7.0168 | 7
86052 | 6.6 | 0.8 | 2019-12-31 | 2020-12-31 | 365 | 6.1747 | 6
84845 | 3.3 | 0.8 | 2019-12-31 | 2020-12-31 | 365 | 3.0874 | 3
85428 | 11.445 | 0.8 | 2019-12-31 | 2020-12-31 | 365 | 10.7076 | 10
85406 | 6.16 | 0.8 | 2019-12-31 | 2020-12-31 | 365 | 5.7631 | 5
86095 | 9.36 | 0.8 | 2019-12-31 | 2020-12-31 | 365 | 8.7569 | 8
86096 | 14.58 | 0.8 | 2019-12-31 | 2020-12-31 | 365 | 13.6406 | 13
86150 | 9.18 | 0.8 | 2019-12-31 | 2020-12-31 | 365 | 8.5885 | 8
86147 | 5.4 | 0.8 | 2019-12-31 | 2020-12-31 | 365 | 5.0521 | 5
86143 | 7.2 | 0.8 | 2019-12-31 | 2020-12-31 | 365 | 6.7361 | 6
86141 | 5.12 | 0.8 | 2019-12-31 | 2020-12-31 | 365 | 4.7901 | 4
86129 | 8.4 | 0.8 | 2019-12-31 | 2020-12-31 | 365 | 7.8588 | 7
86128 | 3.84 | 0.8 | 2019-12-31 | 2020-12-31 | 365 | 3.5926 | 3
86123 | 5.61 | 0.8 | 2019-12-31 | 2020-12-31 | 365 | 5.2485 | 5
86121 | 9.156 | 0.8 | 2019-12-31 | 2020-12-31 | 365 | 8.5661 | 8
86107 | 7.08 | 0.8 | 2019-12-31 | 2020-12-31 | 365 | 6.6238 | 6
86106 | 7.08 | 0.8 | 2019-12-31 | 2020-12-31 | 365 | 6.6238 | 6
86103 | 9.3 | 0.8 | 2019-12-31 | 2020-12-31 | 365 | 8.7008 | 8
86098 | 24.84 | 0.8 | 2019-12-31 | 2020-12-31 | 365 | 23.2395 | 23
86206 | 9.975 | 0.8 | 2019-12-31 | 2020-12-31 | 365 | 9.3323 | 9
86201 | 7.245 | 0.8 | 2019-12-31 | 2020-12-31 | 365 | 6.7782 | 6
86200 | 8.4 | 0.8 | 2019-12-31 | 2020-12-31 | 365 | 7.8588 | 7
86197 | 3.84 | 0.8 | 2019-12-31 | 2020-12-31 | 365 | 3.5926 | 3
86196 | 7.15 | 0.8 | 2019-12-31 | 2020-12-31 | 365 | 6.6893 | 6
86194 | 14.7 | 0.8 | 2019-12-31 | 2020-12-31 | 365 | 13.7528 | 13
86189 | 7.8 | 0.8 | 2019-12-31 | 2020-12-31 | 365 | 7.2974 | 7
86193 | 7.68 | 0.8 | 2019-12-31 | 2020-12-31 | 365 | 7.1852 | 7
86190 | 8.68 | 0.8 | 2019-12-31 | 2020-12-31 | 365 | 8.1207 | 8
86187 | 6.71 | 0.8 | 2019-12-31 | 2020-12-31 | 365 | 6.2777 | 6
86258 | 8.4 | 0.8 | 2019-12-31 | 2020-12-31 | 365 | 7.8588 | 7
86186 | 7.2 | 0.8 | 2019-12-31 | 2020-12-31 | 365 | 6.7361 | 6
86257 | 10.5 | 0.8 | 2019-12-31 | 2020-12-31 | 365 | 9.8235 | 9
86256 | 9 | 0.8 | 2019-12-31 | 2020-12-31 | 365 | 8.4201 | 8
86255 | 17.92 | 0.8 | 2019-12-31 | 2020-12-31 | 365 | 16.7654 | 16
86254 | 4.5 | 0.8 | 2019-12-31 | 2020-12-31 | 365 | 4.2101 | 4
86251 | 8 | 0.8 | 2019-12-31 | 2020-12-31 | 365 | 7.4845 | 7
86250 | 12.6 | 0.8 | 2019-12-31 | 2020-12-31 | 365 | 11.7882 | 11
86249 | 7.92 | 0.8 | 2019-12-31 | 2020-12-31 | 365 | 7.4097 | 7
86248 | 4.02 | 0.8 | 2019-12-31 | 2020-12-31 | 365 | 3.761 | 3
86326 | 6.2 | 0.8 | 2019-12-31 | 2020-12-31 | 365 | 5.8005 | 5
86325 | 5.76 | 0.8 | 2019-12-31 | 2020-12-31 | 365 | 5.3889 | 5
86324 | 5.61 | 0.8 | 2019-12-31 | 2020-12-31 | 365 | 5.2485 | 5
86323 | 18.25 | 0.8 | 2019-12-31 | 2020-12-31 | 365 | 17.0741 | 17
86322 | 6.3 | 0.8 | 2019-12-31 | 2020-12-31 | 365 | 5.8941 | 5
86321 | 10.8 | 0.8 | 2019-12-31 | 2020-12-31 | 365 | 10.1041 | 10
86320 | 8.64 | 0.8 | 2019-12-31 | 2020-12-31 | 365 | 8.0833 | 8
86319 | 6.5 | 0.8 | 2019-12-31 | 2020-12-31 | 365 | 6.0812 | 6
86318 | 7.8 | 0.8 | 2019-12-31 | 2020-12-31 | 365 | 7.2974 | 7
86317 | 8.68 | 0.8 | 2019-12-31 | 2020-12-31 | 365 | 8.1207 | 8
86338 | 2.68 | 0.8 | 2019-12-31 | 2020-12-31 | 365 | 2.5073 | 2
86340 | 5.04 | 0.8 | 2019-12-31 | 2020-12-31 | 365 | 4.7153 | 4
86339 | 8.12 | 0.8 | 2019-12-31 | 2020-12-31 | 365 | 7.5968 | 7
86342 | 7.56 | 0.8 | 2019-12-31 | 2020-12-31 | 365 | 7.0729 | 7
86343 | 8.32 | 0.8 | 2019-12-31 | 2020-12-31 | 365 | 7.7839 | 7
86397 | 7.44 | 0.8 | 2019-12-31 | 2020-12-31 | 365 | 6.9606 | 6
86396 | 8.96 | 0.8 | 2019-12-31 | 2020-12-31 | 365 | 8.3827 | 8
86398 | 6.03 | 0.8 | 2019-12-31 | 2020-12-31 | 365 | 5.6415 | 5
86401 | 10.8 | 0.8 | 2019-12-31 | 2020-12-31 | 365 | 10.1041 | 10
86400 | 13.5 | 0.8 | 2019-12-31 | 2020-12-31 | 365 | 12.6302 | 12
86399 | 4.32 | 0.8 | 2019-12-31 | 2020-12-31 | 365 | 4.0417 | 4
86149 | 24.84 | 0.8 | 2019-12-31 | 2020-12-31 | 365 | 23.2395 | 23
86198 | 5.61 | 0.8 | 2019-12-31 | 2020-12-31 | 365 | 5.2485 | 5
86316 | 6.6 | 0.8 | 2019-12-31 | 2020-12-31 | 365 | 6.1747 | 6
85980 | 5.12 | 0.8 | 2019-12-31 | 2020-12-31 | 365 | 4.7901 | 4
86204 | 7.92 | 0.8 | 2019-12-31 | 2020-12-31 | 365 | 7.4097 | 7
86335 | 13.68 | 0.8 | 2019-12-31 | 2020-12-31 | 365 | 12.7986 | 12
86336 | 32.64 | 0.55 | 2019-12-31 | 2020-12-31 | 365 | 20.9941 | 20
86341 | 2.68 | 0.8 | 2019-12-31 | 2020-12-31 | 365 | 2.5073 | 2
85661 | 5.37 | 0.8 | 2019-12-31 | 2020-12-31 | 365 | 5.024 | 5
86405 | 5.44 | 0.8 | 2019-12-31 | 2020-12-31 | 365 | 5.0895 | 5
86406 | 11.02 | 0.8 | 2019-12-31 | 2020-12-31 | 365 | 10.31 | 10
86408 | 4.8 | 0.8 | 2019-12-31 | 2020-12-31 | 365 | 4.4907 | 4
86409 | 8.64 | 0.8 | 2019-12-31 | 2020-12-31 | 365 | 8.0833 | 8
86410 | 4.32 | 0.8 | 2019-12-31 | 2020-12-31 | 365 | 4.0417 | 4
86411 | 7.37 | 0.8 | 2019-12-31 | 2020-12-31 | 365 | 6.8951 | 6
86412 | 12.73 | 0.8 | 2019-12-31 | 2020-12-31 | 365 | 11.9098 | 11
86421 | 6.7 | 0.8 | 2019-12-31 | 2020-12-31 | 365 | 6.2683 | 6
86422 | 6.6 | 0.8 | 2019-12-31 | 2020-12-31 | 365 | 6.1747 | 6
86423 | 12.099 | 0.8 | 2019-12-31 | 2020-12-31 | 365 | 11.3194 | 11
86426 | 11.16 | 0.8 | 2019-12-31 | 2020-12-31 | 365 | 10.4409 | 10
86428 | 13.3 | 0.8 | 2019-12-31 | 2020-12-31 | 365 | 12.4431 | 12
86434 | 4.425 | 0.8 | 2019-12-31 | 2020-12-31 | 365 | 4.1399 | 4
86438 | 9.483 | 0.8 | 2019-12-31 | 2020-12-31 | 365 | 8.872 | 8
86440 | 14.1 | 0.8 | 2019-12-31 | 2020-12-31 | 365 | 13.1915 | 13
86441 | 4.56 | 0.8 | 2019-12-31 | 2020-12-31 | 365 | 4.2662 | 4
86442 | 4.32 | 0.8 | 2019-12-31 | 2020-12-31 | 365 | 4.0417 | 4
86443 | 4.5 | 0.8 | 2019-12-31 | 2020-12-31 | 365 | 4.2101 | 4
86445 | 8.64 | 0.8 | 2019-12-31 | 2020-12-31 | 365 | 8.0833 | 8
86446 | 11.16 | 0.8 | 2019-12-31 | 2020-12-31 | 365 | 10.4409 | 10
86447 | 5.12 | 0.8 | 2019-12-31 | 2020-12-31 | 365 | 4.7901 | 4
86450 | 4.03 | 0.8 | 2019-12-31 | 2020-12-31 | 365 | 3.7703 | 3
86492 | 6.6 | 0.8 | 2019-12-31 | 2020-12-31 | 365 | 6.1747 | 6
86493 | 4.015 | 0.8 | 2019-12-31 | 2020-12-31 | 365 | 3.7563 | 3
86497 | 5.025 | 0.8 | 2019-12-31 | 2020-12-31 | 365 | 4.7012 | 4
86498 | 6.4 | 0.8 | 2019-12-31 | 2020-12-31 | 365 | 5.9876 | 5
86501 | 24.9 | 0.8 | 2019-12-31 | 2020-12-31 | 365 | 23.2956 | 23
86502 | 5.12 | 0.8 | 2019-12-31 | 2020-12-31 | 365 | 4.7901 | 4
78921 | 57.12 | 0.6 | 2019-12-31 | 2020-12-31 | 365 | 40.0797 | 40
84784 | 6.374 | 0.8 | 2019-12-31 | 2020-12-31 | 365 | 5.9633 | 5
85844 | 15.4 | 0.8 | 2019-12-31 | 2020-12-31 | 365 | 14.4077 | 14
85852 | 5.11 | 0.8 | 2019-12-31 | 2020-12-31 | 365 | 4.7808 | 4
85903 | 5.5 | 0.8 | 2019-12-31 | 2020-12-31 | 365 | 5.1456 | 5
85942 | 3.6 | 0.8 | 2019-12-31 | 2020-12-31 | 365 | 3.368 | 3
86100 | 174.915 | 0.55 | 2019-12-31 | 2020-12-31 | 365 | 112.5059 | 112
86144 | 5.04 | 0.8 | 2019-12-31 | 2020-12-31 | 365 | 4.7153 | 4
86188 | 9.86 | 0.8 | 2019-12-31 | 2020-12-31 | 365 | 9.2247 | 9
86252 | 13.65 | 0.8 | 2019-12-31 | 2020-12-31 | 365 | 12.7705 | 12
86574 | 5.67 | 0.8 | 2019-12-31 | 2020-12-31 | 365 | 5.3047 | 5
86576 | 8.96 | 0.8 | 2019-12-31 | 2020-12-31 | 365 | 8.3827 | 8
86577 | 23.2 | 0.8 | 2019-12-31 | 2020-12-31 | 365 | 21.7052 | 21
86580 | 7.56 | 0.8 | 2019-12-31 | 2020-12-31 | 365 | 7.0729 | 7
86584 | 12.6 | 0.8 | 2019-12-31 | 2020-12-31 | 365 | 11.7882 | 11
86586 | 7.245 | 0.8 | 2019-12-31 | 2020-12-31 | 365 | 6.7782 | 6
86587 | 6 | 0.8 | 2019-12-31 | 2020-12-31 | 365 | 5.6134 | 5
86589 | 4.015 | 0.8 | 2019-12-31 | 2020-12-31 | 365 | 3.7563 | 3
86590 | 7.15 | 0.8 | 2019-12-31 | 2020-12-31 | 365 | 6.6893 | 6
85981 | 4.48 | 0.8 | 2019-12-31 | 2020-12-31 | 365 | 4.1913 | 4
86145 | 5.5 | 0.8 | 2019-12-31 | 2020-12-31 | 365 | 5.1456 | 5
86664 | 10.5 | 0.8 | 2019-12-31 | 2020-12-31 | 365 | 9.8235 | 9
86665 | 8.71 | 0.8 | 2019-12-31 | 2020-12-31 | 365 | 8.1488 | 8
86667 | 8.4 | 0.8 | 2019-12-31 | 2020-12-31 | 365 | 7.8588 | 7
86670 | 12.045 | 0.8 | 2019-12-31 | 2020-12-31 | 365 | 11.2689 | 11
86671 | 8.375 | 0.8 | 2019-12-31 | 2020-12-31 | 365 | 7.8354 | 7
86672 | 12.06 | 0.8 | 2019-12-31 | 2020-12-31 | 365 | 11.283 | 11
86674 | 12.6 | 0.8 | 2019-12-31 | 2020-12-31 | 365 | 11.7882 | 11
86675 | 15.4 | 0.8 | 2019-12-31 | 2020-12-31 | 365 | 14.4077 | 14
86676 | 8.58 | 0.8 | 2019-12-31 | 2020-12-31 | 365 | 8.0272 | 8
86702 | 3.64 | 0.8 | 2019-12-31 | 2020-12-31 | 365 | 3.4055 | 3
86703 | 8.76 | 0.8 | 2019-12-31 | 2020-12-31 | 365 | 8.1956 | 8
86704 | 6.03 | 0.8 | 2019-12-31 | 2020-12-31 | 365 | 5.6415 | 5
86706 | 10.5 | 0.8 | 2019-12-31 | 2020-12-31 | 365 | 9.8235 | 9
86708 | 4.69 | 0.8 | 2019-12-31 | 2020-12-31 | 365 | 4.3878 | 4
86709 | 7.56 | 0.8 | 2019-12-31 | 2020-12-31 | 365 | 7.0729 | 7
86710 | 21.9 | 0.8 | 2019-12-31 | 2020-12-31 | 365 | 20.4889 | 20
86711 | 10.08 | 0.8 | 2019-12-31 | 2020-12-31 | 365 | 9.4305 | 9
86712 | 9.6 | 0.8 | 2019-12-31 | 2020-12-31 | 365 | 8.9815 | 8
86713 | 11.16 | 0.8 | 2019-12-31 | 2020-12-31 | 365 | 10.4409 | 10
86715 | 8.68 | 0.8 | 2019-12-31 | 2020-12-31 | 365 | 8.1207 | 8
86766 | 6.6 | 0.8 | 2019-12-31 | 2020-12-31 | 365 | 6.1747 | 6
86767 | 12.6 | 0.8 | 2019-12-31 | 2020-12-31 | 365 | 11.7882 | 11
86768 | 5.36 | 0.8 | 2019-12-31 | 2020-12-31 | 365 | 5.0146 | 5
86769 | 10.26 | 0.8 | 2019-12-31 | 2020-12-31 | 365 | 9.5989 | 9
86770 | 7.56 | 0.8 | 2019-12-31 | 2020-12-31 | 365 | 7.0729 | 7
86771 | 9.1 | 0.8 | 2019-12-31 | 2020-12-31 | 365 | 8.5137 | 8
86772 | 9.735 | 0.8 | 2019-12-31 | 2020-12-31 | 365 | 9.1078 | 9
86773 | 7.3 | 0.8 | 2019-12-31 | 2020-12-31 | 365 | 6.8296 | 6
86774 | 7.3 | 0.8 | 2019-12-31 | 2020-12-31 | 365 | 6.8296 | 6
86775 | 5.76 | 0.8 | 2019-12-31 | 2020-12-31 | 365 | 5.3889 | 5
86863 | 7.68 | 0.8 | 2019-12-31 | 2020-12-31 | 365 | 7.1852 | 7
86864 | 7.37 | 0.8 | 2019-12-31 | 2020-12-31 | 365 | 6.8951 | 6
86865 | 12.95 | 0.8 | 2019-12-31 | 2020-12-31 | 365 | 12.1156 | 12
86866 | 6.3 | 0.8 | 2019-12-31 | 2020-12-31 | 365 | 5.8941 | 5
86867 | 8.03 | 0.8 | 2019-12-31 | 2020-12-31 | 365 | 7.5126 | 7
86870 | 4.9 | 0.8 | 2019-12-31 | 2020-12-31 | 365 | 4.5843 | 4
86872 | 7.705 | 0.8 | 2019-12-31 | 2020-12-31 | 365 | 7.2086 | 7
86873 | 7 | 0.8 | 2019-12-31 | 2020-12-31 | 365 | 6.549 | 6
86876 | 1 | 0.8 | 2019-12-31 | 2020-12-31 | 365 | 0.93557 | 0
86877 | 11.4 | 0.8 | 2019-12-31 | 2020-12-31 | 365 | 10.6655 | 10
86878 | 5.12 | 0.8 | 2019-12-31 | 2020-12-31 | 365 | 4.7901 | 4
86881 | 9.24 | 0.8 | 2019-12-31 | 2020-12-31 | 365 | 8.6446 | 8
86883 | 13.3 | 0.8 | 2019-12-31 | 2020-12-31 | 365 | 12.4431 | 12
86884 | 5.36 | 0.8 | 2019-12-31 | 2020-12-31 | 365 | 5.0146 | 5
86886 | 8.76 | 0.8 | 2019-12-31 | 2020-12-31 | 365 | 8.1956 | 8
86888 | 14.88 | 0.8 | 2019-12-31 | 2020-12-31 | 365 | 13.9213 | 13
86892 | 7.83 | 0.8 | 2019-12-31 | 2020-12-31 | 365 | 7.3255 | 7
86894 | 8.375 | 0.8 | 2019-12-31 | 2020-12-31 | 365 | 7.8354 | 7
86895 | 13.28 | 0.8 | 2019-12-31 | 2020-12-31 | 365 | 12.4243 | 12
86908 | 14.74 | 0.8 | 2019-12-31 | 2020-12-31 | 365 | 13.7903 | 13
86909 | 8.7 | 0.8 | 2019-12-31 | 2020-12-31 | 365 | 8.1394 | 8
86910 | 7 | 0.8 | 2019-12-31 | 2020-12-31 | 365 | 6.549 | 6
86912 | 5.04 | 0.8 | 2019-12-31 | 2020-12-31 | 365 | 4.7153 | 4
86914 | 18 | 0.8 | 2019-12-31 | 2020-12-31 | 365 | 16.8402 | 16
86407 | 4.8 | 0.8 | 2019-12-31 | 2020-12-31 | 365 | 4.4907 | 4
86499 | 7.035 | 0.8 | 2019-12-31 | 2020-12-31 | 365 | 6.5817 | 6
86146 | 0.63 | 0.8 | 2019-12-31 | 2020-12-31 | 365 | 0.58941 | 0
83088 | 250.24 | 0.6 | 2019-12-31 | 2020-12-31 | 365 | 175.5874 | 175
86448 | 6.25 | 0.8 | 2019-12-31 | 2020-12-31 | 365 | 5.8473 | 5
86915 | 5.5 | 0.8 | 2019-12-31 | 2020-12-31 | 365 | 5.1456 | 5
86916 | 8.96 | 0.8 | 2019-12-31 | 2020-12-31 | 365 | 8.3827 | 8
86917 | 21.76 | 0.8 | 2019-12-31 | 2020-12-31 | 365 | 20.358 | 20
86919 | 8.64 | 0.8 | 2019-12-31 | 2020-12-31 | 365 | 8.0833 | 8
86921 | 8.4 | 0.8 | 2019-12-31 | 2020-12-31 | 365 | 7.8588 | 7
86926 | 5.4 | 0.8 | 2019-12-31 | 2020-12-31 | 365 | 5.0521 | 5
86928 | 5.88 | 0.8 | 2019-12-31 | 2020-12-31 | 365 | 5.5011 | 5
86930 | 6.51 | 0.8 | 2019-12-31 | 2020-12-31 | 365 | 6.0905 | 6
86933 | 14 | 0.8 | 2019-12-31 | 2020-12-31 | 365 | 13.098 | 13
86936 | 4.02 | 0.8 | 2019-12-31 | 2020-12-31 | 365 | 3.761 | 3
86937 | 8.82 | 0.8 | 2019-12-31 | 2020-12-31 | 365 | 8.2517 | 8
86964 | 5.36 | 0.8 | 2019-12-31 | 2020-12-31 | 365 | 5.0146 | 5
86965 | 10.44 | 0.8 | 2019-12-31 | 2020-12-31 | 365 | 9.7673 | 9
86967 | 3.2 | 0.8 | 2019-12-31 | 2020-12-31 | 365 | 2.9938 | 2
86969 | 10.26 | 0.8 | 2019-12-31 | 2020-12-31 | 365 | 9.5989 | 9
86970 | 13.42 | 0.8 | 2019-12-31 | 2020-12-31 | 365 | 12.5553 | 12
86971 | 10.85 | 0.8 | 2019-12-31 | 2020-12-31 | 365 | 10.1509 | 10
86972 | 8.64 | 0.8 | 2019-12-31 | 2020-12-31 | 365 | 8.0833 | 8
86973 | 7.2 | 0.8 | 2019-12-31 | 2020-12-31 | 365 | 6.7361 | 6
86974 | 5.84 | 0.8 | 2019-12-31 | 2020-12-31 | 365 | 5.4637 | 5
86975 | 6.03 | 0.8 | 2019-12-31 | 2020-12-31 | 365 | 5.6415 | 5
86977 | 10.5 | 0.8 | 2019-12-31 | 2020-12-31 | 365 | 9.8235 | 9
86979 | 12.73 | 0.8 | 2019-12-31 | 2020-12-31 | 365 | 11.9098 | 11
86980 | 10.23 | 0.8 | 2019-12-31 | 2020-12-31 | 365 | 9.5709 | 9
86981 | 9.6 | 0.8 | 2019-12-31 | 2020-12-31 | 365 | 8.9815 | 8
86982 | 9.9 | 0.8 | 2019-12-31 | 2020-12-31 | 365 | 9.2621 | 9
86985 | 4.95 | 0.8 | 2019-12-31 | 2020-12-31 | 365 | 4.6311 | 4
86986 | 6.6 | 0.8 | 2019-12-31 | 2020-12-31 | 365 | 6.1747 | 6
86987 | 3.35 | 0.8 | 2019-12-31 | 2020-12-31 | 365 | 3.1342 | 3
86988 | 7.8 | 0.8 | 2019-12-31 | 2020-12-31 | 365 | 7.2974 | 7
86989 | 10.4 | 0.8 | 2019-12-31 | 2020-12-31 | 365 | 9.7299 | 9
86990 | 10.4 | 0.8 | 2019-12-31 | 2020-12-31 | 365 | 9.7299 | 9
86991 | 8.125 | 0.8 | 2019-12-31 | 2020-12-31 | 365 | 7.6015 | 7
86992 | 13.3 | 0.8 | 2019-12-31 | 2020-12-31 | 365 | 12.4431 | 12
86993 | 9.1 | 0.8 | 2019-12-31 | 2020-12-31 | 365 | 8.5137 | 8
86995 | 8.4 | 0.8 | 2019-12-31 | 2020-12-31 | 365 | 7.8588 | 7
86996 | 14.7 | 0.8 | 2019-12-31 | 2020-12-31 | 365 | 13.7528 | 13
86997 | 7.2 | 0.8 | 2019-12-31 | 2020-12-31 | 365 | 6.7361 | 6
87027 | 7.375 | 0.8 | 2019-12-31 | 2020-12-31 | 365 | 6.8998 | 6
87029 | 15.41 | 0.8 | 2019-12-31 | 2020-12-31 | 365 | 14.4171 | 14
87032 | 8.76 | 0.8 | 2019-12-31 | 2020-12-31 | 365 | 8.1956 | 8
87033 | 19.53 | 0.8 | 2019-12-31 | 2020-12-31 | 365 | 18.2716 | 18
87034 | 7 | 0.8 | 2019-12-31 | 2020-12-31 | 365 | 6.549 | 6
87035 | 14.58 | 0.8 | 2019-12-31 | 2020-12-31 | 365 | 13.6406 | 13
87038 | 11.9 | 0.8 | 2019-12-31 | 2020-12-31 | 365 | 11.1333 | 11
87039 | 3.96 | 0.8 | 2019-12-31 | 2020-12-31 | 365 | 3.7048 | 3
87043 | 8.1 | 0.8 | 2019-12-31 | 2020-12-31 | 365 | 7.5781 | 7
87045 | 5.355 | 0.8 | 2019-12-31 | 2020-12-31 | 365 | 5.01 | 5
86920 | 6.9 | 0.8 | 2019-12-31 | 2020-12-31 | 365 | 6.4554 | 6
86682 | 11.61 | 1 | 2019-12-31 | 2020-12-31 | 365 | 13.5774 | 13
87087 | 10.08 | 0.8 | 2019-12-31 | 2020-12-31 | 365 | 9.4305 | 9
87091 | 9.145 | 0.8 | 2019-12-31 | 2020-12-31 | 365 | 8.5558 | 8
87093 | 7.67 | 0.8 | 2019-12-31 | 2020-12-31 | 365 | 7.1758 | 7
87098 | 10.8 | 0.8 | 2019-12-31 | 2020-12-31 | 365 | 10.1041 | 10
87113 | 11.55 | 0.8 | 2019-12-31 | 2020-12-31 | 365 | 10.8058 | 10
87114 | 7.25 | 0.8 | 2019-12-31 | 2020-12-31 | 365 | 6.7829 | 6
87115 | 24.85 | 0.8 | 2019-12-31 | 2020-12-31 | 365 | 23.2489 | 23
87116 | 8.4 | 0.8 | 2019-12-31 | 2020-12-31 | 365 | 7.8588 | 7
87117 | 11.05 | 0.8 | 2019-12-31 | 2020-12-31 | 365 | 10.338 | 10
87120 | 10.08 | 0.8 | 2019-12-31 | 2020-12-31 | 365 | 9.4305 | 9
87121 | 4.69 | 0.8 | 2019-12-31 | 2020-12-31 | 365 | 4.3878 | 4
87122 | 11.88 | 0.8 | 2019-12-31 | 2020-12-31 | 365 | 11.1145 | 11
87123 | 12.915 | 0.8 | 2019-12-31 | 2020-12-31 | 365 | 12.0829 | 12
87124 | 12.81 | 0.8 | 2019-12-31 | 2020-12-31 | 365 | 11.9846 | 11
87125 | 6.1 | 0.8 | 2019-12-31 | 2020-12-31 | 365 | 5.707 | 5
87126 | 12.675 | 0.8 | 2019-12-31 | 2020-12-31 | 365 | 11.8583 | 11
87128 | 10.23 | 0.8 | 2019-12-31 | 2020-12-31 | 365 | 9.5709 | 9
87129 | 8.76 | 0.8 | 2019-12-31 | 2020-12-31 | 365 | 8.1956 | 8
87130 | 7.04 | 0.8 | 2019-12-31 | 2020-12-31 | 365 | 6.5864 | 6
87154 | 8.64 | 0.8 | 2019-12-31 | 2020-12-31 | 365 | 8.0833 | 8
87155 | 9.36 | 0.8 | 2019-12-31 | 2020-12-31 | 365 | 8.7569 | 8
87156 | 6.48 | 0.8 | 2019-12-31 | 2020-12-31 | 365 | 6.0625 | 6
87157 | 7 | 0.8 | 2019-12-31 | 2020-12-31 | 365 | 6.549 | 6
87160 | 4.97 | 0.8 | 2019-12-31 | 2020-12-31 | 365 | 4.6498 | 4
87161 | 10.275 | 0.8 | 2019-12-31 | 2020-12-31 | 365 | 9.613 | 9
87162 | 8.64 | 0.8 | 2019-12-31 | 2020-12-31 | 365 | 8.0833 | 8
87164 | 10.075 | 0.8 | 2019-12-31 | 2020-12-31 | 365 | 9.4258 | 9
87166 | 10.4 | 0.8 | 2019-12-31 | 2020-12-31 | 365 | 9.7299 | 9
87168 | 4.575 | 0.8 | 2019-12-31 | 2020-12-31 | 365 | 4.2802 | 4
87170 | 5.2 | 0.8 | 2019-12-31 | 2020-12-31 | 365 | 4.865 | 4
87172 | 5.04 | 0.8 | 2019-12-31 | 2020-12-31 | 365 | 4.7153 | 4
87174 | 7.54 | 0.8 | 2019-12-31 | 2020-12-31 | 365 | 7.0542 | 7
87175 | 7.245 | 0.8 | 2019-12-31 | 2020-12-31 | 365 | 6.7782 | 6
87177 | 12.18 | 0.8 | 2019-12-31 | 2020-12-31 | 365 | 11.3952 | 11
87179 | 7.245 | 0.8 | 2019-12-31 | 2020-12-31 | 365 | 6.7782 | 6
87181 | 6.5 | 0.8 | 2019-12-31 | 2020-12-31 | 365 | 6.0812 | 6
87183 | 9.3 | 0.8 | 2019-12-31 | 2020-12-31 | 365 | 8.7008 | 8
87185 | 5.76 | 0.8 | 2019-12-31 | 2020-12-31 | 365 | 5.3889 | 5
87187 | 11.16 | 0.8 | 2019-12-31 | 2020-12-31 | 365 | 10.4409 | 10
87188 | 9.145 | 0.8 | 2019-12-31 | 2020-12-31 | 365 | 8.5558 | 8
87189 | 10.075 | 0.8 | 2019-12-31 | 2020-12-31 | 365 | 9.4258 | 9
86891 | 9.76 | 0.8 | 2019-12-31 | 2020-12-31 | 365 | 9.1311 | 9
86966 | 3.105 | 0.8 | 2019-12-31 | 2020-12-31 | 365 | 2.9049 | 2
86994 | 13.325 | 0.8 | 2019-12-31 | 2020-12-31 | 365 | 12.4664 | 12
87190 | 10.725 | 0.8 | 2019-12-31 | 2020-12-31 | 365 | 10.034 | 10
87191 | 6.48 | 0.8 | 2019-12-31 | 2020-12-31 | 365 | 6.0625 | 6
87192 | 15.08 | 0.8 | 2019-12-31 | 2020-12-31 | 365 | 14.1084 | 14
87194 | 10.385 | 0.8 | 2019-12-31 | 2020-12-31 | 365 | 9.7159 | 9
87195 | 4.55 | 0.8 | 2019-12-31 | 2020-12-31 | 365 | 4.2568 | 4
87196 | 8.125 | 0.8 | 2019-12-31 | 2020-12-31 | 365 | 7.6015 | 7
87211 | 10.56 | 0.8 | 2019-12-31 | 2020-12-31 | 365 | 9.8796 | 9
87212 | 9.9 | 0.8 | 2019-12-31 | 2020-12-31 | 365 | 9.2621 | 9
87213 | 7.375 | 0.8 | 2019-12-31 | 2020-12-31 | 365 | 6.8998 | 6
87217 | 12.3 | 0.8 | 2019-12-31 | 2020-12-31 | 365 | 11.5075 | 11
87218 | 8.06 | 0.8 | 2019-12-31 | 2020-12-31 | 365 | 7.5407 | 7
87220 | 13.86 | 0.8 | 2019-12-31 | 2020-12-31 | 365 | 12.967 | 12
87222 | 6.71 | 0.8 | 2019-12-31 | 2020-12-31 | 365 | 6.2777 | 6
87230 | 3.6 | 0.8 | 2019-12-31 | 2020-12-31 | 365 | 3.368 | 3
87231 | 2.01 | 0.8 | 2019-12-31 | 2020-12-31 | 365 | 1.8805 | 1
87233 | 5.4 | 0.8 | 2019-12-31 | 2020-12-31 | 365 | 5.0521 | 5
87234 | 10.075 | 0.8 | 2019-12-31 | 2020-12-31 | 365 | 9.4258 | 9
87236 | 8.505 | 0.8 | 2019-12-31 | 2020-12-31 | 365 | 7.957 | 7
87237 | 5.2 | 0.8 | 2019-12-31 | 2020-12-31 | 365 | 4.865 | 4
87238 | 8.7 | 0.8 | 2019-12-31 | 2020-12-31 | 365 | 8.1394 | 8
87239 | 5.2 | 0.8 | 2019-12-31 | 2020-12-31 | 365 | 4.865 | 4
87240 | 9.765 | 0.8 | 2019-12-31 | 2020-12-31 | 365 | 9.1358 | 9
87241 | 14.805 | 0.8 | 2019-12-31 | 2020-12-31 | 365 | 13.8511 | 13
87242 | 10.075 | 0.8 | 2019-12-31 | 2020-12-31 | 365 | 9.4258 | 9
87243 | 5.31 | 0.8 | 2019-12-31 | 2020-12-31 | 365 | 4.9679 | 4
87244 | 9.57 | 0.8 | 2019-12-31 | 2020-12-31 | 365 | 8.9534 | 8
87245 | 12.025 | 0.8 | 2019-12-31 | 2020-12-31 | 365 | 11.2502 | 11
87246 | 3.72 | 0.8 | 2019-12-31 | 2020-12-31 | 365 | 3.4803 | 3
87249 | 5.04 | 0.8 | 2019-12-31 | 2020-12-31 | 365 | 4.7153 | 4
87250 | 13.275 | 0.8 | 2019-12-31 | 2020-12-31 | 365 | 12.4197 | 12
87251 | 11.47 | 0.8 | 2019-12-31 | 2020-12-31 | 365 | 10.731 | 10
87252 | 5.95 | 0.8 | 2019-12-31 | 2020-12-31 | 365 | 5.5666 | 5
87253 | 8.1 | 0.8 | 2019-12-31 | 2020-12-31 | 365 | 7.5781 | 7
87254 | 6.7 | 0.8 | 2019-12-31 | 2020-12-31 | 365 | 6.2683 | 6
87255 | 7.68 | 0.8 | 2019-12-31 | 2020-12-31 | 365 | 7.1852 | 7
87256 | 9.75 | 0.8 | 2019-12-31 | 2020-12-31 | 365 | 9.1218 | 9
87258 | 7.93 | 0.8 | 2019-12-31 | 2020-12-31 | 365 | 7.4191 | 7
87259 | 7.44 | 0.8 | 2019-12-31 | 2020-12-31 | 365 | 6.9606 | 6
87261 | 13.3 | 0.8 | 2019-12-31 | 2020-12-31 | 365 | 12.4431 | 12
87263 | 2.6 | 0.8 | 2019-12-31 | 2020-12-31 | 365 | 2.4325 | 2
87264 | 6.5 | 0.8 | 2019-12-31 | 2020-12-31 | 365 | 6.0812 | 6
87265 | 5.605 | 0.8 | 2019-12-31 | 2020-12-31 | 365 | 5.2439 | 5
87280 | 8.68 | 0.8 | 2019-12-31 | 2020-12-31 | 365 | 8.1207 | 8
87281 | 3.84 | 0.8 | 2019-12-31 | 2020-12-31 | 365 | 3.5926 | 3
87282 | 8.68 | 0.8 | 2019-12-31 | 2020-12-31 | 365 | 8.1207 | 8
87283 | 7.44 | 0.8 | 2019-12-31 | 2020-12-31 | 365 | 6.9606 | 6
87286 | 7.705 | 0.8 | 2019-12-31 | 2020-12-31 | 365 | 7.2086 | 7
87287 | 6.48 | 0.8 | 2019-12-31 | 2020-12-31 | 365 | 6.0625 | 6
87288 | 6.7 | 0.8 | 2019-12-31 | 2020-12-31 | 365 | 6.2683 | 6
87290 | 9.425 | 0.8 | 2019-12-31 | 2020-12-31 | 365 | 8.8177 | 8
87292 | 7.83 | 0.8 | 2019-12-31 | 2020-12-31 | 365 | 7.3255 | 7
87293 | 8.64 | 0.8 | 2019-12-31 | 2020-12-31 | 365 | 8.0833 | 8
87294 | 7.475 | 0.8 | 2019-12-31 | 2020-12-31 | 365 | 6.9934 | 6
87119 | 18.56 | 0.8 | 2019-12-31 | 2020-12-31 | 365 | 17.3641 | 17
87285 | 4.8 | 0.8 | 2019-12-31 | 2020-12-31 | 365 | 4.4907 | 4
86984 | 4.96 | 0.8 | 2019-12-31 | 2020-12-31 | 365 | 4.6404 | 4
87351 | 10.2 | 0.8 | 2019-12-31 | 2020-12-31 | 365 | 9.5428 | 9
87352 | 10.5 | 0.8 | 2019-12-31 | 2020-12-31 | 365 | 9.8235 | 9
87353 | 11.16 | 0.8 | 2019-12-31 | 2020-12-31 | 365 | 10.4409 | 10
87354 | 11.2 | 0.8 | 2019-12-31 | 2020-12-31 | 365 | 10.4784 | 10
87355 | 12.48 | 0.8 | 2019-12-31 | 2020-12-31 | 365 | 11.6759 | 11
87356 | 4.48 | 0.8 | 2019-12-31 | 2020-12-31 | 365 | 4.1913 | 4
87358 | 4.13 | 0.8 | 2019-12-31 | 2020-12-31 | 365 | 3.8639 | 3
87359 | 7.7 | 0.8 | 2019-12-31 | 2020-12-31 | 365 | 7.2039 | 7
87360 | 3.84 | 0.8 | 2019-12-31 | 2020-12-31 | 365 | 3.5926 | 3
87361 | 44.1 | 0.65 | 2019-12-31 | 2020-12-31 | 365 | 33.5226 | 33
87364 | 11.16 | 0.8 | 2019-12-31 | 2020-12-31 | 365 | 10.4409 | 10
87365 | 9.1 | 0.8 | 2019-12-31 | 2020-12-31 | 365 | 8.5137 | 8
87366 | 6.175 | 0.8 | 2019-12-31 | 2020-12-31 | 365 | 5.7771 | 5
87397 | 8.64 | 0.8 | 2019-12-31 | 2020-12-31 | 365 | 8.0833 | 8
87399 | 7.965 | 0.8 | 2019-12-31 | 2020-12-31 | 365 | 7.4518 | 7
87401 | 7.7 | 0.8 | 2019-12-31 | 2020-12-31 | 365 | 7.2039 | 7
87402 | 4.72 | 0.8 | 2019-12-31 | 2020-12-31 | 365 | 4.4159 | 4
87403 | 11.88 | 0.8 | 2019-12-31 | 2020-12-31 | 365 | 11.1145 | 11
87405 | 9.61 | 0.8 | 2019-12-31 | 2020-12-31 | 365 | 8.9908 | 8
87436 | 8.7 | 0.8 | 2019-12-31 | 2020-12-31 | 365 | 8.1394 | 8
87448 | 10.73 | 0.8 | 2019-12-31 | 2020-12-31 | 365 | 10.0386 | 10
87450 | 4.02 | 0.8 | 2019-12-31 | 2020-12-31 | 365 | 3.761 | 3
87451 | 7.68 | 0.8 | 2019-12-31 | 2020-12-31 | 365 | 7.1852 | 7
87452 | 4.69 | 0.8 | 2019-12-31 | 2020-12-31 | 365 | 4.3878 | 4
87453 | 5.67 | 0.8 | 2019-12-31 | 2020-12-31 | 365 | 5.3047 | 5
82267 | 188.48 | 0.6 | 2019-12-31 | 2020-12-31 | 365 | 132.2519 | 132
82515 | 275.2 | 0.6 | 2019-12-31 | 2020-12-31 | 365 | 193.1012 | 193
86578 | 8.76 | 0.8 | 2019-12-31 | 2020-12-31 | 365 | 8.1956 | 8
87262 | 9.9 | 0.8 | 2019-12-31 | 2020-12-31 | 365 | 9.2621 | 9
87289 | 10.78 | 0.8 | 2019-12-31 | 2020-12-31 | 365 | 10.0854 | 10
87536 | 7.26 | 0.8 | 2019-12-31 | 2020-12-31 | 365 | 6.7922 | 6
87538 | 8.91 | 0.8 | 2019-12-31 | 2020-12-31 | 365 | 8.3359 | 8
87545 | 9.715 | 0.8 | 2019-12-31 | 2020-12-31 | 365 | 9.089 | 9
87547 | 14.061 | 0.8 | 2019-12-31 | 2020-12-31 | 365 | 13.155 | 13
87550 | 5.95 | 0.8 | 2019-12-31 | 2020-12-31 | 365 | 5.5666 | 5
87551 | 3.35 | 0.8 | 2019-12-31 | 2020-12-31 | 365 | 3.1342 | 3
87553 | 13.3 | 0.8 | 2019-12-31 | 2020-12-31 | 365 | 12.4431 | 12
87554 | 9.24 | 0.8 | 2019-12-31 | 2020-12-31 | 365 | 8.6446 | 8
87555 | 7.35 | 0.8 | 2019-12-31 | 2020-12-31 | 365 | 6.8764 | 6
87557 | 13.44 | 0.8 | 2019-12-31 | 2020-12-31 | 365 | 12.574 | 12
87558 | 8.26 | 0.8 | 2019-12-31 | 2020-12-31 | 365 | 7.7278 | 7
87559 | 6.3 | 0.8 | 2019-12-31 | 2020-12-31 | 365 | 5.8941 | 5
87560 | 10.08 | 0.8 | 2019-12-31 | 2020-12-31 | 365 | 9.4305 | 9
87562 | 9.715 | 0.8 | 2019-12-31 | 2020-12-31 | 365 | 9.089 | 9
87563 | 12.71 | 0.8 | 2019-12-31 | 2020-12-31 | 365 | 11.8911 | 11
87564 | 7.7 | 0.8 | 2019-12-31 | 2020-12-31 | 365 | 7.2039 | 7
87565 | 7.5 | 0.8 | 2019-12-31 | 2020-12-31 | 365 | 7.0168 | 7
87566 | 3.05 | 0.8 | 2019-12-31 | 2020-12-31 | 365 | 2.8535 | 2
87567 | 11.52 | 0.8 | 2019-12-31 | 2020-12-31 | 365 | 10.7777 | 10
87568 | 8.4 | 0.8 | 2019-12-31 | 2020-12-31 | 365 | 7.8588 | 7
87444 | 10.88 | 0.8 | 2019-12-31 | 2020-12-31 | 365 | 10.179 | 10
86705 | 6.16 | 0.8 | 2019-12-31 | 2020-12-31 | 365 | 5.7631 | 5
87229 | 4.2 | 0.8 | 2019-12-31 | 2020-12-31 | 365 | 3.9294 | 3
87589 | 5.1 | 0.8 | 2019-12-31 | 2020-12-31 | 365 | 4.7714 | 4
87590 | 8.64 | 0.8 | 2019-12-31 | 2020-12-31 | 365 | 8.0833 | 8
87591 | 6.27 | 0.8 | 2019-12-31 | 2020-12-31 | 365 | 5.866 | 5
87594 | 10.56 | 0.8 | 2019-12-31 | 2020-12-31 | 365 | 9.8796 | 9
87595 | 4.95 | 0.8 | 2019-12-31 | 2020-12-31 | 365 | 4.6311 | 4
87596 | 8.05 | 0.8 | 2019-12-31 | 2020-12-31 | 365 | 7.5313 | 7
87597 | 6.3 | 0.8 | 2019-12-31 | 2020-12-31 | 365 | 5.8941 | 5
87598 | 9.15 | 0.8 | 2019-12-31 | 2020-12-31 | 365 | 8.5604 | 8
87599 | 7.7 | 0.8 | 2019-12-31 | 2020-12-31 | 365 | 7.2039 | 7
87603 | 8.64 | 0.8 | 2019-12-31 | 2020-12-31 | 365 | 8.0833 | 8
87604 | 5.95 | 0.8 | 2019-12-31 | 2020-12-31 | 365 | 5.5666 | 5
87605 | 4.06 | 0.8 | 2019-12-31 | 2020-12-31 | 365 | 3.7984 | 3
87606 | 12.2 | 0.8 | 2019-12-31 | 2020-12-31 | 365 | 11.4139 | 11
87607 | 8.85 | 0.8 | 2019-12-31 | 2020-12-31 | 365 | 8.2798 | 8
87608 | 6.5 | 0.8 | 2019-12-31 | 2020-12-31 | 365 | 6.0812 | 6
87609 | 24.79 | 0.8 | 2019-12-31 | 2020-12-31 | 365 | 23.1927 | 23
87610 | 10.5 | 0.8 | 2019-12-31 | 2020-12-31 | 365 | 9.8235 | 9
87611 | 7.68 | 0.8 | 2019-12-31 | 2020-12-31 | 365 | 7.1852 | 7
87612 | 5.31 | 0.8 | 2019-12-31 | 2020-12-31 | 365 | 4.9679 | 4
87613 | 10.23 | 0.8 | 2019-12-31 | 2020-12-31 | 365 | 9.5709 | 9
87615 | 9.44 | 0.8 | 2019-12-31 | 2020-12-31 | 365 | 8.8318 | 8
87619 | 7.68 | 0.8 | 2019-12-31 | 2020-12-31 | 365 | 7.1852 | 7
87622 | 12.06 | 0.8 | 2019-12-31 | 2020-12-31 | 365 | 11.283 | 11
87624 | 9.9 | 0.8 | 2019-12-31 | 2020-12-31 | 365 | 9.2621 | 9
87625 | 8.04 | 0.8 | 2019-12-31 | 2020-12-31 | 365 | 7.522 | 7
87626 | 3.35 | 0.8 | 2019-12-31 | 2020-12-31 | 365 | 3.1342 | 3
87712 | 5.015 | 0.8 | 2019-12-31 | 2020-12-31 | 365 | 4.6919 | 4
87713 | 5.4 | 0.8 | 2019-12-31 | 2020-12-31 | 365 | 5.0521 | 5
87714 | 5.1 | 0.8 | 2019-12-31 | 2020-12-31 | 365 | 4.7714 | 4
87715 | 8.4 | 0.8 | 2019-12-31 | 2020-12-31 | 365 | 7.8588 | 7
87716 | 10.08 | 0.8 | 2019-12-31 | 2020-12-31 | 365 | 9.4305 | 9
87717 | 8.7 | 0.8 | 2019-12-31 | 2020-12-31 | 365 | 8.1394 | 8
87718 | 9 | 0.8 | 2019-12-31 | 2020-12-31 | 365 | 8.4201 | 8
87719 | 9.1 | 0.8 | 2019-12-31 | 2020-12-31 | 365 | 8.5137 | 8
87720 | 7.4 | 0.8 | 2019-12-31 | 2020-12-31 | 365 | 6.9232 | 6
87721 | 5.49 | 0.8 | 2019-12-31 | 2020-12-31 | 365 | 5.1363 | 5
87722 | 8.06 | 0.8 | 2019-12-31 | 2020-12-31 | 365 | 7.5407 | 7
87723 | 13.5 | 0.8 | 2019-12-31 | 2020-12-31 | 365 | 12.6302 | 12
87724 | 4.5 | 0.8 | 2019-12-31 | 2020-12-31 | 365 | 4.2101 | 4
87725 | 11.7 | 0.8 | 2019-12-31 | 2020-12-31 | 365 | 10.9461 | 10
87726 | 8.64 | 0.8 | 2019-12-31 | 2020-12-31 | 365 | 8.0833 | 8
87727 | 8.7 | 0.8 | 2019-12-31 | 2020-12-31 | 365 | 8.1394 | 8
87728 | 4.015 | 0.8 | 2019-12-31 | 2020-12-31 | 365 | 3.7563 | 3
87729 | 12 | 0.8 | 2019-12-31 | 2020-12-31 | 365 | 11.2268 | 11
87730 | 12.87 | 0.8 | 2019-12-31 | 2020-12-31 | 365 | 12.0408 | 12
87732 | 10.15 | 0.8 | 2019-12-31 | 2020-12-31 | 365 | 9.496 | 9
87733 | 5.8 | 0.8 | 2019-12-31 | 2020-12-31 | 365 | 5.4263 | 5
81916 | 32.495 | 0.6 | 2019-12-31 | 2020-12-31 | 365 | 22.801 | 22
81950 | 53.4 | 0.6 | 2019-12-31 | 2020-12-31 | 365 | 37.4695 | 37
81983 | 75.84 | 0.6 | 2019-12-31 | 2020-12-31 | 365 | 53.2151 | 53
87260 | 9 | 0.8 | 2019-12-31 | 2020-12-31 | 365 | 8.4201 | 8
87357 | 24.36 | 0.8 | 2019-12-31 | 2020-12-31 | 365 | 22.7904 | 22
87710 | 4.2 | 0.8 | 2019-12-31 | 2020-12-31 | 365 | 3.9294 | 3
87711 | 8.54 | 0.8 | 2019-12-31 | 2020-12-31 | 365 | 7.9898 | 7
87593 | 25.2 | 0.55 | 2019-12-31 | 2020-12-31 | 365 | 16.2087 | 16
80729 | 105.6 | 0.6 | 2019-12-31 | 2020-12-31 | 365 | 74.097 | 74
82184 | 643.17 | 0.7 | 2019-12-31 | 2020-12-31 | 365 | 526.5131 | 526
87798 | 5.695 | 0.8 | 2019-12-31 | 2020-12-31 | 365 | 5.3281 | 5
87800 | 6.38 | 0.8 | 2019-12-31 | 2020-12-31 | 365 | 5.9689 | 5
87801 | 14.4 | 0.8 | 2019-12-31 | 2020-12-31 | 365 | 13.4722 | 13
87802 | 12.6 | 0.8 | 2019-12-31 | 2020-12-31 | 365 | 11.7882 | 11
87805 | 4.2 | 0.8 | 2019-12-31 | 2020-12-31 | 365 | 3.9294 | 3
87806 | 6.6 | 0.8 | 2019-12-31 | 2020-12-31 | 365 | 6.1747 | 6
87807 | 9.36 | 0.8 | 2019-12-31 | 2020-12-31 | 365 | 8.7569 | 8
87808 | 12.48 | 0.8 | 2019-12-31 | 2020-12-31 | 365 | 11.6759 | 11
87809 | 9.86 | 0.8 | 2019-12-31 | 2020-12-31 | 365 | 9.2247 | 9
87811 | 7.5 | 0.8 | 2019-12-31 | 2020-12-31 | 365 | 7.0168 | 7
87812 | 5.27 | 0.8 | 2019-12-31 | 2020-12-31 | 365 | 4.9304 | 4
87814 | 6.6 | 0.8 | 2019-12-31 | 2020-12-31 | 365 | 6.1747 | 6
87815 | 10.2 | 0.8 | 2019-12-31 | 2020-12-31 | 365 | 9.5428 | 9
87816 | 8.505 | 0.8 | 2019-12-31 | 2020-12-31 | 365 | 7.957 | 7
87817 | 12.775 | 0.8 | 2019-12-31 | 2020-12-31 | 365 | 11.9519 | 11
87404 | 8.85 | 0.8 | 2019-12-31 | 2020-12-31 | 365 | 8.2798 | 8
87869 | 13.34 | 0.8 | 2019-12-31 | 2020-12-31 | 365 | 12.4805 | 12
87870 | 8.68 | 0.8 | 2019-12-31 | 2020-12-31 | 365 | 8.1207 | 8
87871 | 11.2 | 0.8 | 2019-12-31 | 2020-12-31 | 365 | 10.4784 | 10
87872 | 8.75 | 0.8 | 2019-12-31 | 2020-12-31 | 365 | 8.1862 | 8
87873 | 4.06 | 0.8 | 2019-12-31 | 2020-12-31 | 365 | 3.7984 | 3
87874 | 7.35 | 0.8 | 2019-12-31 | 2020-12-31 | 365 | 6.8764 | 6
87875 | 14 | 0.8 | 2019-12-31 | 2020-12-31 | 365 | 13.098 | 13
87876 | 3.3 | 0.8 | 2019-12-31 | 2020-12-31 | 365 | 3.0874 | 3
87878 | 5.4 | 0.8 | 2019-12-31 | 2020-12-31 | 365 | 5.0521 | 5
87879 | 10.08 | 0.8 | 2019-12-31 | 2020-12-31 | 365 | 9.4305 | 9
87880 | 7.28 | 0.8 | 2019-12-31 | 2020-12-31 | 365 | 6.8109 | 6
87905 | 9.36 | 0.8 | 2019-12-31 | 2020-12-31 | 365 | 8.7569 | 8
87904 | 9.24 | 0.8 | 2019-12-31 | 2020-12-31 | 365 | 8.6446 | 8
87903 | 3.3 | 0.8 | 2019-12-31 | 2020-12-31 | 365 | 3.0874 | 3
87902 | 3.15 | 0.8 | 2019-12-31 | 2020-12-31 | 365 | 2.947 | 2
87900 | 3.6 | 0.8 | 2019-12-31 | 2020-12-31 | 365 | 3.368 | 3
87899 | 6 | 0.8 | 2019-12-31 | 2020-12-31 | 365 | 5.6134 | 5
87898 | 7.705 | 0.8 | 2019-12-31 | 2020-12-31 | 365 | 7.2086 | 7
87927 | 6.93 | 0.8 | 2019-12-31 | 2020-12-31 | 365 | 6.4835 | 6
87928 | 1.75 | 0.8 | 2019-12-31 | 2020-12-31 | 365 | 1.6372 | 1
87929 | 10.8 | 0.8 | 2019-12-31 | 2020-12-31 | 365 | 10.1041 | 10
87935 | 13.57 | 0.8 | 2019-12-31 | 2020-12-31 | 365 | 12.6957 | 12
87934 | 6.08 | 0.8 | 2019-12-31 | 2020-12-31 | 365 | 5.6883 | 5
87937 | 9.12 | 0.8 | 2019-12-31 | 2020-12-31 | 365 | 8.5324 | 8
87932 | 13.275 | 0.8 | 2019-12-31 | 2020-12-31 | 365 | 12.4197 | 12
87933 | 10.05 | 0.8 | 2019-12-31 | 2020-12-31 | 365 | 9.4025 | 9
87931 | 10.95 | 0.8 | 2019-12-31 | 2020-12-31 | 365 | 10.2445 | 10
87966 | 12.24 | 0.8 | 2019-12-31 | 2020-12-31 | 365 | 11.4514 | 11
87967 | 13.44 | 0.8 | 2019-12-31 | 2020-12-31 | 365 | 12.574 | 12
87981 | 14.4 | 0.8 | 2019-12-31 | 2020-12-31 | 365 | 13.4722 | 13
87979 | 6.57 | 0.8 | 2019-12-31 | 2020-12-31 | 365 | 6.1467 | 6
87977 | 18 | 0.8 | 2019-12-31 | 2020-12-31 | 365 | 16.8402 | 16
87975 | 6.6 | 0.8 | 2019-12-31 | 2020-12-31 | 365 | 6.1747 | 6
87974 | 7.2 | 0.8 | 2019-12-31 | 2020-12-31 | 365 | 6.7361 | 6
87973 | 12.35 | 0.8 | 2019-12-31 | 2020-12-31 | 365 | 11.5543 | 11
87972 | 6 | 0.8 | 2019-12-31 | 2020-12-31 | 365 | 5.6134 | 5
87971 | 11.16 | 0.8 | 2019-12-31 | 2020-12-31 | 365 | 10.4409 | 10
87970 | 11.21 | 0.8 | 2019-12-31 | 2020-12-31 | 365 | 10.4877 | 10
87969 | 4.68 | 0.8 | 2019-12-31 | 2020-12-31 | 365 | 4.3785 | 4
87968 | 4.35 | 0.8 | 2019-12-31 | 2020-12-31 | 365 | 4.0697 | 4
87994 | 9.8 | 0.8 | 2019-12-31 | 2020-12-31 | 365 | 9.1686 | 9
87988 | 9.6 | 0.8 | 2019-12-31 | 2020-12-31 | 365 | 8.9815 | 8
87992 | 5.12 | 0.8 | 2019-12-31 | 2020-12-31 | 365 | 4.7901 | 4
87991 | 5.2 | 0.8 | 2019-12-31 | 2020-12-31 | 365 | 4.865 | 4
87990 | 5.95 | 0.8 | 2019-12-31 | 2020-12-31 | 365 | 5.5666 | 5
87995 | 7 | 0.8 | 2019-12-31 | 2020-12-31 | 365 | 6.549 | 6
87989 | 7 | 0.8 | 2019-12-31 | 2020-12-31 | 365 | 6.549 | 6
87996 | 11.68 | 0.8 | 2019-12-31 | 2020-12-31 | 365 | 10.9274 | 10
87997 | 10.24 | 0.8 | 2019-12-31 | 2020-12-31 | 365 | 9.5802 | 9
88013 | 8.99 | 0.8 | 2019-12-31 | 2020-12-31 | 365 | 8.4108 | 8
88019 | 9.125 | 0.8 | 2019-12-31 | 2020-12-31 | 365 | 8.5371 | 8
88020 | 19.08 | 0.8 | 2019-12-31 | 2020-12-31 | 365 | 17.8506 | 17
88021 | 24.7 | 0.8 | 2019-12-31 | 2020-12-31 | 365 | 23.1085 | 23
88022 | 7 | 0.8 | 2019-12-31 | 2020-12-31 | 365 | 6.549 | 6
88023 | 9.3 | 0.8 | 2019-12-31 | 2020-12-31 | 365 | 8.7008 | 8
88024 | 5.31 | 0.8 | 2019-12-31 | 2020-12-31 | 365 | 4.9679 | 4
88026 | 4.9 | 0.8 | 2019-12-31 | 2020-12-31 | 365 | 4.5843 | 4
88027 | 14.74 | 0.8 | 2019-12-31 | 2020-12-31 | 365 | 13.7903 | 13
88038 | 7.36 | 0.8 | 2019-12-31 | 2020-12-31 | 365 | 6.8858 | 6
88040 | 6.84 | 0.8 | 2019-12-31 | 2020-12-31 | 365 | 6.3993 | 6
88055 | 12.87 | 0.8 | 2019-12-31 | 2020-12-31 | 365 | 12.0408 | 12
88057 | 12.06 | 0.8 | 2019-12-31 | 2020-12-31 | 365 | 11.283 | 11
88061 | 8.76 | 0.8 | 2019-12-31 | 2020-12-31 | 365 | 8.1956 | 8
88065 | 13.92 | 0.8 | 2019-12-31 | 2020-12-31 | 365 | 13.0231 | 13
88067 | 5.695 | 0.8 | 2019-12-31 | 2020-12-31 | 365 | 5.3281 | 5
88069 | 10.075 | 0.8 | 2019-12-31 | 2020-12-31 | 365 | 9.4258 | 9
88071 | 9.36 | 0.8 | 2019-12-31 | 2020-12-31 | 365 | 8.7569 | 8
88074 | 12.39 | 0.8 | 2019-12-31 | 2020-12-31 | 365 | 11.5917 | 11
88076 | 5.8 | 0.8 | 2019-12-31 | 2020-12-31 | 365 | 5.4263 | 5
88078 | 7.2 | 0.8 | 2019-12-31 | 2020-12-31 | 365 | 6.7361 | 6
88081 | 7.67 | 0.8 | 2019-12-31 | 2020-12-31 | 365 | 7.1758 | 7
88082 | 9.185 | 0.8 | 2019-12-31 | 2020-12-31 | 365 | 8.5932 | 8
88084 | 4.68 | 0.8 | 2019-12-31 | 2020-12-31 | 365 | 4.3785 | 4
88086 | 11.2 | 0.8 | 2019-12-31 | 2020-12-31 | 365 | 10.4784 | 10
88088 | 7.848 | 0.8 | 2019-12-31 | 2020-12-31 | 365 | 7.3423 | 7
88089 | 11.2 | 0.8 | 2019-12-31 | 2020-12-31 | 365 | 10.4784 | 10
87813 | 11.88 | 0.8 | 2019-12-31 | 2020-12-31 | 365 | 11.1145 | 11
87881 | 9.92 | 0.8 | 2019-12-31 | 2020-12-31 | 365 | 9.2808 | 9
87930 | 155.4 | 0.55 | 2019-12-31 | 2020-12-31 | 365 | 99.9537 | 99
88012 | 5.94 | 0.8 | 2019-12-31 | 2020-12-31 | 365 | 5.5573 | 5
88063 | 12.73 | 0.8 | 2019-12-31 | 2020-12-31 | 365 | 11.9098 | 11
65015 | 36.3 | 0.9 | 2019-12-31 | 2020-12-31 | 365 | 38.2063 | 38
87982 | 10.4 | 0.8 | 2019-12-31 | 2020-12-31 | 365 | 9.7299 | 9
88009 | 24.96 | 0.8 | 2019-12-31 | 2020-12-31 | 365 | 23.3518 | 23
88147 | 15.48 | 0.8 | 2019-12-31 | 2020-12-31 | 365 | 14.4826 | 14
88148 | 3.9 | 0.8 | 2019-12-31 | 2020-12-31 | 365 | 3.6487 | 3
88149 | 10.23 | 0.8 | 2019-12-31 | 2020-12-31 | 365 | 9.5709 | 9
88150 | 13.8 | 0.8 | 2019-12-31 | 2020-12-31 | 365 | 12.9108 | 12
88151 | 7.26 | 0.8 | 2019-12-31 | 2020-12-31 | 365 | 6.7922 | 6
88152 | 4.2 | 0.8 | 2019-12-31 | 2020-12-31 | 365 | 3.9294 | 3
88154 | 6.12 | 0.8 | 2019-12-31 | 2020-12-31 | 365 | 5.7257 | 5
88155 | 9.72 | 0.8 | 2019-12-31 | 2020-12-31 | 365 | 9.0937 | 9
88156 | 9.1 | 0.8 | 2019-12-31 | 2020-12-31 | 365 | 8.5137 | 8
88157 | 5.04 | 0.8 | 2019-12-31 | 2020-12-31 | 365 | 4.7153 | 4
88158 | 7.15 | 0.8 | 2019-12-31 | 2020-12-31 | 365 | 6.6893 | 6
88159 | 8.12 | 0.8 | 2019-12-31 | 2020-12-31 | 365 | 7.5968 | 7
88160 | 14.16 | 0.8 | 2019-12-31 | 2020-12-31 | 365 | 13.2476 | 13
88161 | 11.725 | 0.8 | 2019-12-31 | 2020-12-31 | 365 | 10.9695 | 10
88162 | 5.58 | 0.8 | 2019-12-31 | 2020-12-31 | 365 | 5.2205 | 5
88163 | 3.92 | 0.8 | 2019-12-31 | 2020-12-31 | 365 | 3.6674 | 3
88164 | 4.425 | 0.8 | 2019-12-31 | 2020-12-31 | 365 | 4.1399 | 4
88165 | 7.37 | 0.8 | 2019-12-31 | 2020-12-31 | 365 | 6.8951 | 6
88173 | 10.5 | 0.8 | 2019-12-31 | 2020-12-31 | 365 | 9.8235 | 9
88175 | 10.85 | 0.8 | 2019-12-31 | 2020-12-31 | 365 | 10.1509 | 10
88176 | 12.76 | 0.8 | 2019-12-31 | 2020-12-31 | 365 | 11.9378 | 11
88177 | 7.25 | 0.8 | 2019-12-31 | 2020-12-31 | 365 | 6.7829 | 6
36194 | 240.672 | 0.9 | 2019-12-31 | 2020-12-31 | 365 | 253.3106 | 253
87901 | 5.9 | 0.8 | 2019-12-31 | 2020-12-31 | 365 | 5.5199 | 5
88014 | 5.84 | 0.8 | 2019-12-31 | 2020-12-31 | 365 | 5.4637 | 5
88064 | 9.57 | 0.8 | 2019-12-31 | 2020-12-31 | 365 | 8.9534 | 8
88186 | 6.3 | 0.8 | 2019-12-31 | 2020-12-31 | 365 | 5.8941 | 5
88187 | 5.44 | 0.8 | 2019-12-31 | 2020-12-31 | 365 | 5.0895 | 5
88188 | 4.56 | 0.8 | 2019-12-31 | 2020-12-31 | 365 | 4.2662 | 4
88189 | 7.26 | 0.8 | 2019-12-31 | 2020-12-31 | 365 | 6.7922 | 6
88190 | 7.26 | 0.8 | 2019-12-31 | 2020-12-31 | 365 | 6.7922 | 6
88191 | 9.1 | 0.8 | 2019-12-31 | 2020-12-31 | 365 | 8.5137 | 8
88192 | 7.93 | 0.8 | 2019-12-31 | 2020-12-31 | 365 | 7.4191 | 7
88212 | 6.03 | 0.8 | 2019-12-31 | 2020-12-31 | 365 | 5.6415 | 5
88213 | 13.65 | 0.8 | 2019-12-31 | 2020-12-31 | 365 | 12.7705 | 12
88214 | 9.135 | 0.8 | 2019-12-31 | 2020-12-31 | 365 | 8.5464 | 8
88217 | 5.67 | 0.8 | 2019-12-31 | 2020-12-31 | 365 | 5.3047 | 5
88218 | 3.6 | 0.8 | 2019-12-31 | 2020-12-31 | 365 | 3.368 | 3
88219 | 4.24 | 0.8 | 2019-12-31 | 2020-12-31 | 365 | 3.9668 | 3
88220 | 8.71 | 0.8 | 2019-12-31 | 2020-12-31 | 365 | 8.1488 | 8
88221 | 4.015 | 0.8 | 2019-12-31 | 2020-12-31 | 365 | 3.7563 | 3
88222 | 8.75 | 0.8 | 2019-12-31 | 2020-12-31 | 365 | 8.1862 | 8
88223 | 11.52 | 0.8 | 2019-12-31 | 2020-12-31 | 365 | 10.7777 | 10
88225 | 10.95 | 0.8 | 2019-12-31 | 2020-12-31 | 365 | 10.2445 | 10
88228 | 5.886 | 0.8 | 2019-12-31 | 2020-12-31 | 365 | 5.5068 | 5
88229 | 6.71 | 0.8 | 2019-12-31 | 2020-12-31 | 365 | 6.2777 | 6
88230 | 6.65 | 0.8 | 2019-12-31 | 2020-12-31 | 365 | 6.2215 | 6
88232 | 14.5 | 0.8 | 2019-12-31 | 2020-12-31 | 365 | 13.5657 | 13
88234 | 6.09 | 0.8 | 2019-12-31 | 2020-12-31 | 365 | 5.6976 | 5
88235 | 9.45 | 0.8 | 2019-12-31 | 2020-12-31 | 365 | 8.8411 | 8
88237 | 15.6 | 0.8 | 2019-12-31 | 2020-12-31 | 365 | 14.5949 | 14
88238 | 14.4 | 0.8 | 2019-12-31 | 2020-12-31 | 365 | 13.4722 | 13
88239 | 13.32 | 0.8 | 2019-12-31 | 2020-12-31 | 365 | 12.4618 | 12
88193 | 8.395 | 0.8 | 2019-12-31 | 2020-12-31 | 365 | 7.8541 | 7
85426 | 423.87 | 0.55 | 2019-12-31 | 2020-12-31 | 365 | 272.6345 | 272
87936 | 24.85 | 0.8 | 2019-12-31 | 2020-12-31 | 365 | 23.2489 | 23
88153 | 4.32 | 0.8 | 2019-12-31 | 2020-12-31 | 365 | 4.0417 | 4
88216 | 9.8 | 0.8 | 2019-12-31 | 2020-12-31 | 365 | 9.1686 | 9
88226 | 5.175 | 0.8 | 2019-12-31 | 2020-12-31 | 365 | 4.8416 | 4
88267 | 10.5 | 0.8 | 2019-12-31 | 2020-12-31 | 365 | 9.8235 | 9
88274 | 20.475 | 0.8 | 2019-12-31 | 2020-12-31 | 365 | 19.1558 | 19
88275 | 13.68 | 0.8 | 2019-12-31 | 2020-12-31 | 365 | 12.7986 | 12
88276 | 5.76 | 0.8 | 2019-12-31 | 2020-12-31 | 365 | 5.3889 | 5
88277 | 3.45 | 0.8 | 2019-12-31 | 2020-12-31 | 365 | 3.2277 | 3
88278 | 8.91 | 0.8 | 2019-12-31 | 2020-12-31 | 365 | 8.3359 | 8
88174 | 24 | 0.8 | 2019-12-31 | 2020-12-31 | 365 | 22.4536 | 22
88326 | 7.04 | 0.8 | 2019-12-31 | 2020-12-31 | 365 | 6.5864 | 6
88327 | 5.84 | 0.8 | 2019-12-31 | 2020-12-31 | 365 | 5.4637 | 5
88328 | 13.44 | 0.8 | 2019-12-31 | 2020-12-31 | 365 | 12.574 | 12
88330 | 6.3 | 0.8 | 2019-12-31 | 2020-12-31 | 365 | 5.8941 | 5
88332 | 15.12 | 0.8 | 2019-12-31 | 2020-12-31 | 365 | 14.1458 | 14
88334 | 8.96 | 0.8 | 2019-12-31 | 2020-12-31 | 365 | 8.3827 | 8
88335 | 5.12 | 0.8 | 2019-12-31 | 2020-12-31 | 365 | 4.7901 | 4
88337 | 2.97 | 0.8 | 2019-12-31 | 2020-12-31 | 365 | 2.7786 | 2
88340 | 7.625 | 0.8 | 2019-12-31 | 2020-12-31 | 365 | 7.1337 | 7
88342 | 5.95 | 0.8 | 2019-12-31 | 2020-12-31 | 365 | 5.5666 | 5
88344 | 9.92 | 0.8 | 2019-12-31 | 2020-12-31 | 365 | 9.2808 | 9
88384 | 6.935 | 0.8 | 2019-12-31 | 2020-12-31 | 365 | 6.4882 | 6
88386 | 11.97 | 0.8 | 2019-12-31 | 2020-12-31 | 365 | 11.1987 | 11
88387 | 6.93 | 0.8 | 2019-12-31 | 2020-12-31 | 365 | 6.4835 | 6
88388 | 8.05 | 0.8 | 2019-12-31 | 2020-12-31 | 365 | 7.5313 | 7
88389 | 9.3 | 0.8 | 2019-12-31 | 2020-12-31 | 365 | 8.7008 | 8
88390 | 12.95 | 0.8 | 2019-12-31 | 2020-12-31 | 365 | 12.1156 | 12
88391 | 6.3 | 0.8 | 2019-12-31 | 2020-12-31 | 365 | 5.8941 | 5
88392 | 6.195 | 0.8 | 2019-12-31 | 2020-12-31 | 365 | 5.7958 | 5
88279 | 7 | 0.8 | 2019-12-31 | 2020-12-31 | 365 | 6.549 | 6
88385 | 5.22 | 0.8 | 2019-12-31 | 2020-12-31 | 365 | 4.8837 | 4
88224 | 7.67 | 0.8 | 2019-12-31 | 2020-12-31 | 365 | 7.1758 | 7
88417 | 10.72 | 0.8 | 2019-12-31 | 2020-12-31 | 365 | 10.0293 | 10
88418 | 13.32 | 0.8 | 2019-12-31 | 2020-12-31 | 365 | 12.4618 | 12
88420 | 5.4 | 0.8 | 2019-12-31 | 2020-12-31 | 365 | 5.0521 | 5
88421 | 9.36 | 0.8 | 2019-12-31 | 2020-12-31 | 365 | 8.7569 | 8
88422 | 3.19 | 0.8 | 2019-12-31 | 2020-12-31 | 365 | 2.9845 | 2
88423 | 6.93 | 0.8 | 2019-12-31 | 2020-12-31 | 365 | 6.4835 | 6
88424 | 12.24 | 0.8 | 2019-12-31 | 2020-12-31 | 365 | 11.4514 | 11
88425 | 12.8 | 0.8 | 2019-12-31 | 2020-12-31 | 365 | 11.9753 | 11
88426 | 8.7 | 0.8 | 2019-12-31 | 2020-12-31 | 365 | 8.1394 | 8
88427 | 6.09 | 0.8 | 2019-12-31 | 2020-12-31 | 365 | 5.6976 | 5
88428 | 3.41 | 0.8 | 2019-12-31 | 2020-12-31 | 365 | 3.1903 | 3
88466 | 13.14 | 0.8 | 2019-12-31 | 2020-12-31 | 365 | 12.2934 | 12
88469 | 13.86 | 0.8 | 2019-12-31 | 2020-12-31 | 365 | 12.967 | 12
88470 | 6.6 | 0.8 | 2019-12-31 | 2020-12-31 | 365 | 6.1747 | 6
88471 | 6.03 | 0.8 | 2019-12-31 | 2020-12-31 | 365 | 5.6415 | 5
88472 | 12.8 | 0.8 | 2019-12-31 | 2020-12-31 | 365 | 11.9753 | 11
88489 | 9.855 | 0.8 | 2019-12-31 | 2020-12-31 | 365 | 9.22 | 9
88490 | 12.96 | 0.8 | 2019-12-31 | 2020-12-31 | 365 | 12.125 | 12
88491 | 5.76 | 0.8 | 2019-12-31 | 2020-12-31 | 365 | 5.3889 | 5
88492 | 10.44 | 0.8 | 2019-12-31 | 2020-12-31 | 365 | 9.7673 | 9
88493 | 9.72 | 0.8 | 2019-12-31 | 2020-12-31 | 365 | 9.0937 | 9
88494 | 6.27 | 0.8 | 2019-12-31 | 2020-12-31 | 365 | 5.866 | 5
88495 | 10.8 | 0.8 | 2019-12-31 | 2020-12-31 | 365 | 10.1041 | 10
88496 | 14.965 | 0.8 | 2019-12-31 | 2020-12-31 | 365 | 14.0008 | 14
88499 | 9.125 | 0.8 | 2019-12-31 | 2020-12-31 | 365 | 8.5371 | 8
88500 | 24.9 | 0.8 | 2019-12-31 | 2020-12-31 | 365 | 23.2956 | 23
88502 | 2.4 | 0.8 | 2019-12-31 | 2020-12-31 | 365 | 2.2454 | 2
88503 | 7.68 | 0.8 | 2019-12-31 | 2020-12-31 | 365 | 7.1852 | 7
88505 | 6.93 | 0.8 | 2019-12-31 | 2020-12-31 | 365 | 6.4835 | 6
88269 | 9.315 | 0.8 | 2019-12-31 | 2020-12-31 | 365 | 8.7148 | 8
88273 | 14.08 | 0.8 | 2019-12-31 | 2020-12-31 | 365 | 13.1728 | 13
88506 | 15 | 0.8 | 2019-12-31 | 2020-12-31 | 365 | 14.0335 | 14
88517 | 12.4 | 0.8 | 2019-12-31 | 2020-12-31 | 365 | 11.601 | 11
88518 | 8.96 | 0.8 | 2019-12-31 | 2020-12-31 | 365 | 8.3827 | 8
88519 | 7.56 | 0.8 | 2019-12-31 | 2020-12-31 | 365 | 7.0729 | 7
88520 | 5.04 | 0.8 | 2019-12-31 | 2020-12-31 | 365 | 4.7153 | 4
88521 | 1.92 | 0.8 | 2019-12-31 | 2020-12-31 | 365 | 1.7963 | 1
88523 | 9.24 | 0.8 | 2019-12-31 | 2020-12-31 | 365 | 8.6446 | 8
88524 | 8.75 | 0.8 | 2019-12-31 | 2020-12-31 | 365 | 8.1862 | 8
88525 | 14.76 | 0.8 | 2019-12-31 | 2020-12-31 | 365 | 13.809 | 13
88526 | 5.92 | 0.8 | 2019-12-31 | 2020-12-31 | 365 | 5.5386 | 5
88527 | 3.54 | 0.8 | 2019-12-31 | 2020-12-31 | 365 | 3.3119 | 3
88529 | 5.76 | 0.8 | 2019-12-31 | 2020-12-31 | 365 | 5.3889 | 5
88530 | 7.7 | 0.8 | 2019-12-31 | 2020-12-31 | 365 | 7.2039 | 7
88586 | 13.3 | 0.8 | 2019-12-31 | 2020-12-31 | 365 | 12.4431 | 12
88587 | 11.6 | 0.8 | 2019-12-31 | 2020-12-31 | 365 | 10.8526 | 10
88590 | 9.75 | 0.8 | 2019-12-31 | 2020-12-31 | 365 | 9.1218 | 9
88591 | 8.1 | 0.8 | 2019-12-31 | 2020-12-31 | 365 | 7.5781 | 7
88592 | 5.04 | 0.8 | 2019-12-31 | 2020-12-31 | 365 | 4.7153 | 4
88593 | 14.405 | 0.8 | 2019-12-31 | 2020-12-31 | 365 | 13.4769 | 13
88597 | 6.6 | 0.8 | 2019-12-31 | 2020-12-31 | 365 | 6.1747 | 6
88598 | 8.375 | 0.8 | 2019-12-31 | 2020-12-31 | 365 | 7.8354 | 7
88600 | 6.84 | 0.8 | 2019-12-31 | 2020-12-31 | 365 | 6.3993 | 6
88601 | 4.48 | 0.8 | 2019-12-31 | 2020-12-31 | 365 | 4.1913 | 4
88603 | 8.64 | 0.8 | 2019-12-31 | 2020-12-31 | 365 | 8.0833 | 8
88497 | 7.44 | 0.8 | 2019-12-31 | 2020-12-31 | 365 | 6.9606 | 6
78829 | 594 | 0.6 | 2019-12-31 | 2020-12-31 | 365 | 416.7955 | 416
88589 | 5.04 | 0.8 | 2019-12-31 | 2020-12-31 | 365 | 4.7153 | 4
88624 | 6.57 | 0.8 | 2019-12-31 | 2020-12-31 | 365 | 6.1467 | 6
88626 | 9.1 | 0.8 | 2019-12-31 | 2020-12-31 | 365 | 8.5137 | 8
88627 | 5.525 | 0.8 | 2019-12-31 | 2020-12-31 | 365 | 5.169 | 5
88628 | 8.45 | 0.8 | 2019-12-31 | 2020-12-31 | 365 | 7.9055 | 7
88630 | 6.4 | 0.8 | 2019-12-31 | 2020-12-31 | 365 | 5.9876 | 5
88631 | 6.7 | 0.8 | 2019-12-31 | 2020-12-31 | 365 | 6.2683 | 6
88632 | 9.3 | 0.8 | 2019-12-31 | 2020-12-31 | 365 | 8.7008 | 8
88633 | 4.8 | 0.8 | 2019-12-31 | 2020-12-31 | 365 | 4.4907 | 4
88635 | 8.71 | 0.8 | 2019-12-31 | 2020-12-31 | 365 | 8.1488 | 8
88637 | 7.8 | 0.8 | 2019-12-31 | 2020-12-31 | 365 | 7.2974 | 7
88639 | 10.56 | 0.8 | 2019-12-31 | 2020-12-31 | 365 | 9.8796 | 9
88642 | 6.82 | 0.8 | 2019-12-31 | 2020-12-31 | 365 | 6.3806 | 6
88641 | 9 | 0.8 | 2019-12-31 | 2020-12-31 | 365 | 8.4201 | 8
88667 | 15.33 | 0.8 | 2019-12-31 | 2020-12-31 | 365 | 14.3423 | 14
88668 | 12.8 | 0.8 | 2019-12-31 | 2020-12-31 | 365 | 11.9753 | 11
88669 | 13 | 0.8 | 2019-12-31 | 2020-12-31 | 365 | 12.1624 | 12
88670 | 5.36 | 0.8 | 2019-12-31 | 2020-12-31 | 365 | 5.0146 | 5
88671 | 6.7 | 0.8 | 2019-12-31 | 2020-12-31 | 365 | 6.2683 | 6
88672 | 2.88 | 0.8 | 2019-12-31 | 2020-12-31 | 365 | 2.6944 | 2
88673 | 4.16 | 0.8 | 2019-12-31 | 2020-12-31 | 365 | 3.892 | 3
88674 | 11.16 | 0.8 | 2019-12-31 | 2020-12-31 | 365 | 10.4409 | 10
88675 | 7.26 | 0.8 | 2019-12-31 | 2020-12-31 | 365 | 6.7922 | 6
88676 | 13.2 | 0.8 | 2019-12-31 | 2020-12-31 | 365 | 12.3495 | 12
88677 | 6.03 | 0.8 | 2019-12-31 | 2020-12-31 | 365 | 5.6415 | 5
88678 | 11.88 | 0.8 | 2019-12-31 | 2020-12-31 | 365 | 11.1145 | 11
88680 | 9.28 | 0.8 | 2019-12-31 | 2020-12-31 | 365 | 8.6821 | 8
88681 | 5.94 | 0.8 | 2019-12-31 | 2020-12-31 | 365 | 5.5573 | 5
88682 | 4.425 | 0.8 | 2019-12-31 | 2020-12-31 | 365 | 4.1399 | 4
88683 | 4.2 | 0.8 | 2019-12-31 | 2020-12-31 | 365 | 3.9294 | 3
88690 | 5.8 | 0.8 | 2019-12-31 | 2020-12-31 | 365 | 5.4263 | 5
88691 | 4.96 | 0.8 | 2019-12-31 | 2020-12-31 | 365 | 4.6404 | 4
88692 | 8.375 | 0.8 | 2019-12-31 | 2020-12-31 | 365 | 7.8354 | 7
88693 | 7.37 | 0.8 | 2019-12-31 | 2020-12-31 | 365 | 6.8951 | 6
88694 | 8.1 | 0.8 | 2019-12-31 | 2020-12-31 | 365 | 7.5781 | 7
88748 | 10.5 | 0.8 | 2019-12-31 | 2020-12-31 | 365 | 9.8235 | 9
88749 | 4.5 | 0.8 | 2019-12-31 | 2020-12-31 | 365 | 4.2101 | 4
88751 | 4.32 | 0.8 | 2019-12-31 | 2020-12-31 | 365 | 4.0417 | 4
88752 | 11.375 | 0.8 | 2019-12-31 | 2020-12-31 | 365 | 10.6421 | 10
88753 | 12.35 | 0.8 | 2019-12-31 | 2020-12-31 | 365 | 11.5543 | 11
88754 | 7.08 | 0.8 | 2019-12-31 | 2020-12-31 | 365 | 6.6238 | 6
88764 | 7.3 | 0.8 | 2019-12-31 | 2020-12-31 | 365 | 6.8296 | 6
88765 | 16.1 | 0.8 | 2019-12-31 | 2020-12-31 | 365 | 15.0626 | 15
88768 | 9.3 | 0.8 | 2019-12-31 | 2020-12-31 | 365 | 8.7008 | 8
88769 | 13.02 | 0.8 | 2019-12-31 | 2020-12-31 | 365 | 12.1811 | 12
88770 | 7.56 | 0.8 | 2019-12-31 | 2020-12-31 | 365 | 7.0729 | 7
88695 | 4.425 | 0.8 | 2019-12-31 | 2020-12-31 | 365 | 4.1399 | 4
88640 | 7.965 | 0.8 | 2019-12-31 | 2020-12-31 | 365 | 7.4518 | 7
88806 | 8.64 | 0.8 | 2019-12-31 | 2020-12-31 | 365 | 8.0833 | 8
88807 | 7 | 0.8 | 2019-12-31 | 2020-12-31 | 365 | 6.549 | 6
88808 | 8.03 | 0.8 | 2019-12-31 | 2020-12-31 | 365 | 7.5126 | 7
88809 | 6.7 | 0.8 | 2019-12-31 | 2020-12-31 | 365 | 6.2683 | 6
88810 | 11.52 | 0.8 | 2019-12-31 | 2020-12-31 | 365 | 10.7777 | 10
88811 | 5.04 | 0.8 | 2019-12-31 | 2020-12-31 | 365 | 4.7153 | 4
88813 | 11.68 | 0.8 | 2019-12-31 | 2020-12-31 | 365 | 10.9274 | 10
88815 | 9.315 | 0.8 | 2019-12-31 | 2020-12-31 | 365 | 8.7148 | 8
88817 | 5.27 | 0.8 | 2019-12-31 | 2020-12-31 | 365 | 4.9304 | 4
88818 | 7.92 | 0.8 | 2019-12-31 | 2020-12-31 | 365 | 7.4097 | 7
88819 | 9.76 | 0.8 | 2019-12-31 | 2020-12-31 | 365 | 9.1311 | 9
88822 | 13.23 | 0.8 | 2019-12-31 | 2020-12-31 | 365 | 12.3776 | 12
88844 | 7.08 | 0.8 | 2019-12-31 | 2020-12-31 | 365 | 6.6238 | 6
88845 | 3.65 | 0.8 | 2019-12-31 | 2020-12-31 | 365 | 3.4148 | 3
88846 | 9.92 | 0.8 | 2019-12-31 | 2020-12-31 | 365 | 9.2808 | 9
88848 | 6.2 | 0.8 | 2019-12-31 | 2020-12-31 | 365 | 5.8005 | 5
88849 | 8.64 | 0.8 | 2019-12-31 | 2020-12-31 | 365 | 8.0833 | 8
88850 | 4.8 | 0.8 | 2019-12-31 | 2020-12-31 | 365 | 4.4907 | 4
88852 | 8.64 | 0.8 | 2019-12-31 | 2020-12-31 | 365 | 8.0833 | 8
88853 | 4.02 | 0.8 | 2019-12-31 | 2020-12-31 | 365 | 3.761 | 3
88854 | 9.86 | 0.8 | 2019-12-31 | 2020-12-31 | 365 | 9.2247 | 9
88855 | 9.38 | 0.8 | 2019-12-31 | 2020-12-31 | 365 | 8.7756 | 8
88856 | 9.45 | 0.8 | 2019-12-31 | 2020-12-31 | 365 | 8.8411 | 8
88857 | 6.6 | 0.8 | 2019-12-31 | 2020-12-31 | 365 | 6.1747 | 6
88859 | 8.96 | 0.8 | 2019-12-31 | 2020-12-31 | 365 | 8.3827 | 8
88860 | 7.2 | 0.8 | 2019-12-31 | 2020-12-31 | 365 | 6.7361 | 6
88894 | 13.42 | 0.8 | 2019-12-31 | 2020-12-31 | 365 | 12.5553 | 12
88895 | 4.88 | 0.8 | 2019-12-31 | 2020-12-31 | 365 | 4.5656 | 4
88896 | 4.2 | 0.8 | 2019-12-31 | 2020-12-31 | 365 | 3.9294 | 3
88897 | 4.32 | 0.8 | 2019-12-31 | 2020-12-31 | 365 | 4.0417 | 4
88898 | 7 | 0.8 | 2019-12-31 | 2020-12-31 | 365 | 6.549 | 6
88899 | 3.015 | 0.8 | 2019-12-31 | 2020-12-31 | 365 | 2.8207 | 2
88900 | 24.885 | 0.8 | 2019-12-31 | 2020-12-31 | 365 | 23.2816 | 23
88901 | 10.85 | 0.8 | 2019-12-31 | 2020-12-31 | 365 | 10.1509 | 10
88902 | 15.75 | 0.8 | 2019-12-31 | 2020-12-31 | 365 | 14.7352 | 14
88903 | 10.2 | 0.8 | 2019-12-31 | 2020-12-31 | 365 | 9.5428 | 9
88904 | 10.44 | 0.8 | 2019-12-31 | 2020-12-31 | 365 | 9.7673 | 9
88905 | 10.137 | 0.8 | 2019-12-31 | 2020-12-31 | 365 | 9.4839 | 9
88906 | 4.02 | 0.8 | 2019-12-31 | 2020-12-31 | 365 | 3.761 | 3
88907 | 6.27 | 0.8 | 2019-12-31 | 2020-12-31 | 365 | 5.866 | 5
88908 | 12.285 | 0.8 | 2019-12-31 | 2020-12-31 | 365 | 11.4935 | 11
88909 | 12.395 | 0.8 | 2019-12-31 | 2020-12-31 | 365 | 11.5964 | 11
88910 | 7.54 | 0.8 | 2019-12-31 | 2020-12-31 | 365 | 7.0542 | 7
88911 | 5.12 | 0.8 | 2019-12-31 | 2020-12-31 | 365 | 4.7901 | 4
88994 | 8.19 | 0.8 | 2019-12-31 | 2020-12-31 | 365 | 7.6623 | 7
88995 | 9.45 | 0.8 | 2019-12-31 | 2020-12-31 | 365 | 8.8411 | 8
88997 | 5.85 | 0.8 | 2019-12-31 | 2020-12-31 | 365 | 5.4731 | 5
88998 | 11.4 | 0.8 | 2019-12-31 | 2020-12-31 | 365 | 10.6655 | 10
89000 | 6.57 | 0.8 | 2019-12-31 | 2020-12-31 | 365 | 6.1467 | 6
89001 | 4.48 | 0.8 | 2019-12-31 | 2020-12-31 | 365 | 4.1913 | 4
89002 | 6.09 | 0.8 | 2019-12-31 | 2020-12-31 | 365 | 5.6976 | 5
89003 | 5.355 | 0.8 | 2019-12-31 | 2020-12-31 | 365 | 5.01 | 5
89006 | 8.85 | 0.8 | 2019-12-31 | 2020-12-31 | 365 | 8.2798 | 8
89007 | 4.72 | 0.8 | 2019-12-31 | 2020-12-31 | 365 | 4.4159 | 4
89008 | 4.9 | 0.8 | 2019-12-31 | 2020-12-31 | 365 | 4.5843 | 4
89010 | 5.4 | 0.8 | 2019-12-31 | 2020-12-31 | 365 | 5.0521 | 5
89011 | 4.8 | 0.8 | 2019-12-31 | 2020-12-31 | 365 | 4.4907 | 4
89012 | 8.45 | 0.8 | 2019-12-31 | 2020-12-31 | 365 | 7.9055 | 7
89013 | 10.44 | 0.8 | 2019-12-31 | 2020-12-31 | 365 | 9.7673 | 9
89015 | 9.9 | 0.8 | 2019-12-31 | 2020-12-31 | 365 | 9.2621 | 9
89016 | 9.3 | 0.8 | 2019-12-31 | 2020-12-31 | 365 | 8.7008 | 8
89077 | 5.559 | 0.8 | 2019-12-31 | 2020-12-31 | 365 | 5.2008 | 5
89079 | 9.1 | 0.8 | 2019-12-31 | 2020-12-31 | 365 | 8.5137 | 8
89082 | 9.945 | 0.8 | 2019-12-31 | 2020-12-31 | 365 | 9.3042 | 9
89084 | 9.49 | 0.8 | 2019-12-31 | 2020-12-31 | 365 | 8.8785 | 8
89086 | 7.35 | 0.8 | 2019-12-31 | 2020-12-31 | 365 | 6.8764 | 6
89087 | 7.2 | 0.8 | 2019-12-31 | 2020-12-31 | 365 | 6.7361 | 6
89088 | 7.8 | 0.8 | 2019-12-31 | 2020-12-31 | 365 | 7.2974 | 7
89090 | 5.84 | 0.8 | 2019-12-31 | 2020-12-31 | 365 | 5.4637 | 5
89091 | 7.35 | 0.8 | 2019-12-31 | 2020-12-31 | 365 | 6.8764 | 6
89094 | 5.94 | 0.8 | 2019-12-31 | 2020-12-31 | 365 | 5.5573 | 5
89096 | 5.8 | 0.8 | 2019-12-31 | 2020-12-31 | 365 | 5.4263 | 5
88629 | 8.375 | 0.8 | 2019-12-31 | 2020-12-31 | 365 | 7.8354 | 7
88636 | 8.375 | 0.8 | 2019-12-31 | 2020-12-31 | 365 | 7.8354 | 7
88679 | 9.38 | 0.8 | 2019-12-31 | 2020-12-31 | 365 | 8.7756 | 8
88847 | 6.82 | 0.8 | 2019-12-31 | 2020-12-31 | 365 | 6.3806 | 6
88999 | 10.85 | 0.8 | 2019-12-31 | 2020-12-31 | 365 | 10.1509 | 10
89004 | 8.26 | 0.8 | 2019-12-31 | 2020-12-31 | 365 | 7.7278 | 7
89118 | 5.6 | 0.8 | 2019-12-31 | 2020-12-31 | 365 | 5.2392 | 5
89123 | 6.3 | 0.8 | 2019-12-31 | 2020-12-31 | 365 | 5.8941 | 5
89125 | 5.7 | 0.8 | 2019-12-31 | 2020-12-31 | 365 | 5.3327 | 5
89126 | 8.4 | 0.8 | 2019-12-31 | 2020-12-31 | 365 | 7.8588 | 7
89129 | 9.6 | 0.8 | 2019-12-31 | 2020-12-31 | 365 | 8.9815 | 8
89131 | 13 | 1 | 2019-12-31 | 2020-12-31 | 365 | 15.203 | 15
89132 | 4.725 | 0.8 | 2019-12-31 | 2020-12-31 | 365 | 4.4206 | 4
89135 | 13.02 | 0.8 | 2019-12-31 | 2020-12-31 | 365 | 12.1811 | 12
89136 | 10.15 | 0.8 | 2019-12-31 | 2020-12-31 | 365 | 9.496 | 9
89137 | 6.615 | 0.8 | 2019-12-31 | 2020-12-31 | 365 | 6.1888 | 6
89139 | 5.95 | 0.8 | 2019-12-31 | 2020-12-31 | 365 | 5.5666 | 5
89140 | 10.85 | 0.8 | 2019-12-31 | 2020-12-31 | 365 | 10.1509 | 10
89141 | 8.64 | 0.8 | 2019-12-31 | 2020-12-31 | 365 | 8.0833 | 8
89142 | 4.03 | 0.8 | 2019-12-31 | 2020-12-31 | 365 | 3.7703 | 3
89143 | 11.9 | 0.8 | 2019-12-31 | 2020-12-31 | 365 | 11.1333 | 11
89144 | 5.25 | 0.8 | 2019-12-31 | 2020-12-31 | 365 | 4.9117 | 4
89145 | 9.1 | 0.8 | 2019-12-31 | 2020-12-31 | 365 | 8.5137 | 8
89146 | 10.95 | 0.8 | 2019-12-31 | 2020-12-31 | 365 | 10.2445 | 10
89148 | 9.6 | 0.8 | 2019-12-31 | 2020-12-31 | 365 | 8.9815 | 8
89265 | 8.505 | 0.8 | 2019-12-31 | 2020-12-31 | 365 | 7.957 | 7
89267 | 7.7 | 0.8 | 2019-12-31 | 2020-12-31 | 365 | 7.2039 | 7
89269 | 7 | 0.8 | 2019-12-31 | 2020-12-31 | 365 | 6.549 | 6
89274 | 10.725 | 0.8 | 2019-12-31 | 2020-12-31 | 365 | 10.034 | 10
89275 | 7.3 | 0.8 | 2019-12-31 | 2020-12-31 | 365 | 6.8296 | 6
89277 | 12.54 | 0.8 | 2019-12-31 | 2020-12-31 | 365 | 11.732 | 11
89280 | 10.72 | 0.8 | 2019-12-31 | 2020-12-31 | 365 | 10.0293 | 10
89281 | 6.48 | 0.8 | 2019-12-31 | 2020-12-31 | 365 | 6.0625 | 6
89282 | 13.4 | 0.8 | 2019-12-31 | 2020-12-31 | 365 | 12.5366 | 12
89283 | 8 | 0.8 | 2019-12-31 | 2020-12-31 | 365 | 7.4845 | 7
89284 | 7.08 | 0.8 | 2019-12-31 | 2020-12-31 | 365 | 6.6238 | 6
89285 | 9.1 | 0.8 | 2019-12-31 | 2020-12-31 | 365 | 8.5137 | 8
89286 | 3.65 | 0.8 | 2019-12-31 | 2020-12-31 | 365 | 3.4148 | 3
89287 | 10.85 | 0.8 | 2019-12-31 | 2020-12-31 | 365 | 10.1509 | 10
89290 | 10.23 | 0.8 | 2019-12-31 | 2020-12-31 | 365 | 9.5709 | 9
89291 | 11.16 | 0.8 | 2019-12-31 | 2020-12-31 | 365 | 10.4409 | 10
89294 | 8.37 | 0.8 | 2019-12-31 | 2020-12-31 | 365 | 7.8307 | 7
89295 | 11.02 | 0.8 | 2019-12-31 | 2020-12-31 | 365 | 10.31 | 10
89298 | 9.735 | 0.8 | 2019-12-31 | 2020-12-31 | 365 | 9.1078 | 9
89337 | 3.05 | 0.8 | 2019-12-31 | 2020-12-31 | 365 | 2.8535 | 2
89338 | 14.74 | 0.8 | 2019-12-31 | 2020-12-31 | 365 | 13.7903 | 13
89339 | 9.9 | 0.8 | 2019-12-31 | 2020-12-31 | 365 | 9.2621 | 9
89341 | 8.12 | 0.8 | 2019-12-31 | 2020-12-31 | 365 | 7.5968 | 7
89342 | 6.5 | 0.8 | 2019-12-31 | 2020-12-31 | 365 | 6.0812 | 6
89147 | 10.89 | 0.8 | 2019-12-31 | 2020-12-31 | 365 | 10.1883 | 10
89268 | 11.9 | 0.8 | 2019-12-31 | 2020-12-31 | 365 | 11.1333 | 11
88638 | 13.5 | 0.8 | 2019-12-31 | 2020-12-31 | 365 | 12.6302 | 12
89394 | 6.48 | 0.8 | 2019-12-31 | 2020-12-31 | 365 | 6.0625 | 6
89395 | 7.56 | 0.8 | 2019-12-31 | 2020-12-31 | 365 | 7.0729 | 7
89397 | 9.6 | 0.8 | 2019-12-31 | 2020-12-31 | 365 | 8.9815 | 8
89401 | 5.84 | 0.8 | 2019-12-31 | 2020-12-31 | 365 | 5.4637 | 5
89403 | 12.24 | 0.8 | 2019-12-31 | 2020-12-31 | 365 | 11.4514 | 11
89404 | 7.15 | 0.8 | 2019-12-31 | 2020-12-31 | 365 | 6.6893 | 6
89407 | 8.03 | 0.8 | 2019-12-31 | 2020-12-31 | 365 | 7.5126 | 7
89411 | 4.2 | 0.8 | 2019-12-31 | 2020-12-31 | 365 | 3.9294 | 3
89413 | 7.92 | 0.8 | 2019-12-31 | 2020-12-31 | 365 | 7.4097 | 7
89415 | 10.26 | 0.8 | 2019-12-31 | 2020-12-31 | 365 | 9.5989 | 9
89416 | 19.72 | 0.8 | 2019-12-31 | 2020-12-31 | 365 | 18.4494 | 18
89417 | 11.84 | 0.8 | 2019-12-31 | 2020-12-31 | 365 | 11.0771 | 11
89418 | 7.44 | 0.8 | 2019-12-31 | 2020-12-31 | 365 | 6.9606 | 6
89463 | 4.355 | 0.8 | 2019-12-31 | 2020-12-31 | 365 | 4.0744 | 4
89466 | 11.02 | 0.8 | 2019-12-31 | 2020-12-31 | 365 | 10.31 | 10
89467 | 7.36 | 0.8 | 2019-12-31 | 2020-12-31 | 365 | 6.8858 | 6
89468 | 13.11 | 0.8 | 2019-12-31 | 2020-12-31 | 365 | 12.2653 | 12
89469 | 6.4 | 0.8 | 2019-12-31 | 2020-12-31 | 365 | 5.9876 | 5
89470 | 4.015 | 0.8 | 2019-12-31 | 2020-12-31 | 365 | 3.7563 | 3
89471 | 7.2 | 0.8 | 2019-12-31 | 2020-12-31 | 365 | 6.7361 | 6
89473 | 10.24 | 0.8 | 2019-12-31 | 2020-12-31 | 365 | 9.5802 | 9
89475 | 8.03 | 0.8 | 2019-12-31 | 2020-12-31 | 365 | 7.5126 | 7
89009 | 8.4 | 0.8 | 2019-12-31 | 2020-12-31 | 365 | 7.8588 | 7
89128 | 8.64 | 0.8 | 2019-12-31 | 2020-12-31 | 365 | 8.0833 | 8
89278 | 23.075 | 0.8 | 2019-12-31 | 2020-12-31 | 365 | 21.5882 | 21
89544 | 7 | 0.8 | 2019-12-31 | 2020-12-31 | 365 | 6.549 | 6
89546 | 14.04 | 0.8 | 2019-12-31 | 2020-12-31 | 365 | 13.1354 | 13
89548 | 8.68 | 0.8 | 2019-12-31 | 2020-12-31 | 365 | 8.1207 | 8
89549 | 5.76 | 0.8 | 2019-12-31 | 2020-12-31 | 365 | 5.3889 | 5
89551 | 6.48 | 0.8 | 2019-12-31 | 2020-12-31 | 365 | 6.0625 | 6
89553 | 11.92 | 0.8 | 2019-12-31 | 2020-12-31 | 365 | 11.152 | 11
89556 | 9.125 | 0.8 | 2019-12-31 | 2020-12-31 | 365 | 8.5371 | 8
89557 | 8.04 | 0.8 | 2019-12-31 | 2020-12-31 | 365 | 7.522 | 7
89560 | 5.89 | 0.8 | 2019-12-31 | 2020-12-31 | 365 | 5.5105 | 5
89562 | 9.92 | 0.8 | 2019-12-31 | 2020-12-31 | 365 | 9.2808 | 9
89563 | 6.3 | 0.8 | 2019-12-31 | 2020-12-31 | 365 | 5.8941 | 5
89565 | 4.93 | 0.8 | 2019-12-31 | 2020-12-31 | 365 | 4.6124 | 4
89567 | 14.7 | 0.8 | 2019-12-31 | 2020-12-31 | 365 | 13.7528 | 13
89571 | 7.13 | 0.8 | 2019-12-31 | 2020-12-31 | 365 | 6.6706 | 6
89574 | 10.075 | 0.8 | 2019-12-31 | 2020-12-31 | 365 | 9.4258 | 9
89577 | 17.92 | 0.8 | 2019-12-31 | 2020-12-31 | 365 | 16.7654 | 16
89580 | 12.35 | 0.8 | 2019-12-31 | 2020-12-31 | 365 | 11.5543 | 11
89641 | 3.78 | 0.8 | 2019-12-31 | 2020-12-31 | 365 | 3.5364 | 3
89648 | 3.924 | 0.8 | 2019-12-31 | 2020-12-31 | 365 | 3.6712 | 3
89652 | 8.06 | 0.8 | 2019-12-31 | 2020-12-31 | 365 | 7.5407 | 7
89656 | 9.45 | 0.8 | 2019-12-31 | 2020-12-31 | 365 | 8.8411 | 8
89658 | 6.93 | 0.8 | 2019-12-31 | 2020-12-31 | 365 | 6.4835 | 6
89661 | 2.4 | 0.8 | 2019-12-31 | 2020-12-31 | 365 | 2.2454 | 2
89662 | 6.82 | 0.8 | 2019-12-31 | 2020-12-31 | 365 | 6.3806 | 6
89663 | 11.39 | 0.8 | 2019-12-31 | 2020-12-31 | 365 | 10.6561 | 10
89667 | 8.76 | 0.8 | 2019-12-31 | 2020-12-31 | 365 | 8.1956 | 8
89668 | 5.28 | 0.8 | 2019-12-31 | 2020-12-31 | 365 | 4.9398 | 4
89669 | 11.2 | 0.8 | 2019-12-31 | 2020-12-31 | 365 | 10.4784 | 10
89670 | 12.753 | 0.8 | 2019-12-31 | 2020-12-31 | 365 | 11.9313 | 11
89665 | 5.84 | 0.8 | 2019-12-31 | 2020-12-31 | 365 | 5.4637 | 5
88272 | 21 | 0.8 | 2019-12-31 | 2020-12-31 | 365 | 19.6469 | 19
88851 | 15.4 | 0.8 | 2019-12-31 | 2020-12-31 | 365 | 14.4077 | 14
89120 | 9.6 | 0.8 | 2019-12-31 | 2020-12-31 | 365 | 8.9815 | 8
89644 | 6.4 | 0.8 | 2019-12-31 | 2020-12-31 | 365 | 5.9876 | 5
89713 | 11.2 | 0.8 | 2019-12-31 | 2020-12-31 | 365 | 10.4784 | 10
89714 | 13.275 | 0.8 | 2019-12-31 | 2020-12-31 | 365 | 12.4197 | 12
89715 | 15.12 | 0.8 | 2019-12-31 | 2020-12-31 | 365 | 14.1458 | 14
89716 | 6.205 | 0.8 | 2019-12-31 | 2020-12-31 | 365 | 5.8052 | 5
89717 | 6 | 0.8 | 2019-12-31 | 2020-12-31 | 365 | 5.6134 | 5
89719 | 6.93 | 0.8 | 2019-12-31 | 2020-12-31 | 365 | 6.4835 | 6
89720 | 7.8 | 0.8 | 2019-12-31 | 2020-12-31 | 365 | 7.2974 | 7
89722 | 3.6 | 0.8 | 2019-12-31 | 2020-12-31 | 365 | 3.368 | 3
89724 | 10.44 | 0.8 | 2019-12-31 | 2020-12-31 | 365 | 9.7673 | 9
89726 | 7.5 | 0.8 | 2019-12-31 | 2020-12-31 | 365 | 7.0168 | 7
89727 | 4.745 | 0.8 | 2019-12-31 | 2020-12-31 | 365 | 4.4393 | 4
89729 | 10.08 | 0.8 | 2019-12-31 | 2020-12-31 | 365 | 9.4305 | 9
89731 | 6.615 | 0.8 | 2019-12-31 | 2020-12-31 | 365 | 6.1888 | 6
89755 | 5.6 | 0.8 | 2019-12-31 | 2020-12-31 | 365 | 5.2392 | 5
89756 | 8.125 | 0.8 | 2019-12-31 | 2020-12-31 | 365 | 7.6015 | 7
89757 | 13.95 | 0.8 | 2019-12-31 | 2020-12-31 | 365 | 13.0512 | 13
89758 | 10.72 | 0.8 | 2019-12-31 | 2020-12-31 | 365 | 10.0293 | 10
89759 | 2.56 | 0.8 | 2019-12-31 | 2020-12-31 | 365 | 2.3951 | 2
89760 | 5.6 | 0.8 | 2019-12-31 | 2020-12-31 | 365 | 5.2392 | 5
89761 | 5.85 | 0.8 | 2019-12-31 | 2020-12-31 | 365 | 5.4731 | 5
89762 | 9 | 0.8 | 2019-12-31 | 2020-12-31 | 365 | 8.4201 | 8
89763 | 3.5 | 0.8 | 2019-12-31 | 2020-12-31 | 365 | 3.2745 | 3
89764 | 7.35 | 0.8 | 2019-12-31 | 2020-12-31 | 365 | 6.8764 | 6
89765 | 8.28 | 0.8 | 2019-12-31 | 2020-12-31 | 365 | 7.7465 | 7
89766 | 10.22 | 0.8 | 2019-12-31 | 2020-12-31 | 365 | 9.5615 | 9
89767 | 5.89 | 0.8 | 2019-12-31 | 2020-12-31 | 365 | 5.5105 | 5
89769 | 9 | 0.8 | 2019-12-31 | 2020-12-31 | 365 | 8.4201 | 8
89771 | 4.48 | 0.8 | 2019-12-31 | 2020-12-31 | 365 | 4.1913 | 4
89773 | 7.2 | 0.8 | 2019-12-31 | 2020-12-31 | 365 | 6.7361 | 6
89775 | 12.18 | 0.8 | 2019-12-31 | 2020-12-31 | 365 | 11.3952 | 11
89776 | 3.3 | 0.8 | 2019-12-31 | 2020-12-31 | 365 | 3.0874 | 3
89778 | 11.05 | 0.8 | 2019-12-31 | 2020-12-31 | 365 | 10.338 | 10
89828 | 8.505 | 0.8 | 2019-12-31 | 2020-12-31 | 365 | 7.957 | 7
89829 | 6.3 | 0.8 | 2019-12-31 | 2020-12-31 | 365 | 5.8941 | 5
89830 | 9 | 0.8 | 2019-12-31 | 2020-12-31 | 365 | 8.4201 | 8
89831 | 6.2 | 0.8 | 2019-12-31 | 2020-12-31 | 365 | 5.8005 | 5
89832 | 11.505 | 0.8 | 2019-12-31 | 2020-12-31 | 365 | 10.7637 | 10
89833 | 6.205 | 0.8 | 2019-12-31 | 2020-12-31 | 365 | 5.8052 | 5
89834 | 11.76 | 0.8 | 2019-12-31 | 2020-12-31 | 365 | 11.0023 | 11
89835 | 9.72 | 0.8 | 2019-12-31 | 2020-12-31 | 365 | 9.0937 | 9
89836 | 12.6 | 0.8 | 2019-12-31 | 2020-12-31 | 365 | 11.7882 | 11
89839 | 8.71 | 0.8 | 2019-12-31 | 2020-12-31 | 365 | 8.1488 | 8
89840 | 6.213 | 0.8 | 2019-12-31 | 2020-12-31 | 365 | 5.8127 | 5
89843 | 5.61 | 0.8 | 2019-12-31 | 2020-12-31 | 365 | 5.2485 | 5
89845 | 9.72 | 0.8 | 2019-12-31 | 2020-12-31 | 365 | 9.0937 | 9
89846 | 7.8 | 0.8 | 2019-12-31 | 2020-12-31 | 365 | 7.2974 | 7
89847 | 12.87 | 0.8 | 2019-12-31 | 2020-12-31 | 365 | 12.0408 | 12
89848 | 9 | 0.8 | 2019-12-31 | 2020-12-31 | 365 | 8.4201 | 8
89851 | 7.92 | 0.8 | 2019-12-31 | 2020-12-31 | 365 | 7.4097 | 7
89854 | 12.04 | 0.8 | 2019-12-31 | 2020-12-31 | 365 | 11.2642 | 11
89858 | 12.25 | 0.8 | 2019-12-31 | 2020-12-31 | 365 | 11.4607 | 11
89861 | 12.88 | 0.8 | 2019-12-31 | 2020-12-31 | 365 | 12.0501 | 12
89864 | 7.705 | 0.8 | 2019-12-31 | 2020-12-31 | 365 | 7.2086 | 7
89866 | 9.125 | 0.8 | 2019-12-31 | 2020-12-31 | 365 | 8.5371 | 8
89875 | 5.04 | 0.8 | 2019-12-31 | 2020-12-31 | 365 | 4.7153 | 4
89877 | 8.4 | 0.8 | 2019-12-31 | 2020-12-31 | 365 | 7.8588 | 7
89878 | 7.625 | 0.8 | 2019-12-31 | 2020-12-31 | 365 | 7.1337 | 7
89882 | 7.3 | 0.8 | 2019-12-31 | 2020-12-31 | 365 | 6.8296 | 6
89886 | 6.82 | 0.8 | 2019-12-31 | 2020-12-31 | 365 | 6.3806 | 6
89891 | 10.72 | 0.8 | 2019-12-31 | 2020-12-31 | 365 | 10.0293 | 10
89893 | 8.41 | 0.8 | 2019-12-31 | 2020-12-31 | 365 | 7.8681 | 7
89894 | 6.3 | 0.8 | 2019-12-31 | 2020-12-31 | 365 | 5.8941 | 5
89920 | 7.04 | 0.8 | 2019-12-31 | 2020-12-31 | 365 | 6.5864 | 6
89921 | 12.915 | 0.8 | 2019-12-31 | 2020-12-31 | 365 | 12.0829 | 12
89974 | 5.695 | 0.8 | 2019-12-31 | 2020-12-31 | 365 | 5.3281 | 5
89957 | 12.025 | 0.8 | 2019-12-31 | 2020-12-31 | 365 | 11.2502 | 11
89959 | 6.12 | 0.8 | 2019-12-31 | 2020-12-31 | 365 | 5.7257 | 5
89961 | 6.84 | 0.8 | 2019-12-31 | 2020-12-31 | 365 | 6.3993 | 6
89962 | 7 | 0.8 | 2019-12-31 | 2020-12-31 | 365 | 6.549 | 6
89965 | 10.44 | 0.8 | 2019-12-31 | 2020-12-31 | 365 | 9.7673 | 9
89968 | 12.96 | 0.8 | 2019-12-31 | 2020-12-31 | 365 | 12.125 | 12
89970 | 10.5 | 0.8 | 2019-12-31 | 2020-12-31 | 365 | 9.8235 | 9
89971 | 3.6 | 0.8 | 2019-12-31 | 2020-12-31 | 365 | 3.368 | 3
89972 | 7.2 | 0.8 | 2019-12-31 | 2020-12-31 | 365 | 6.7361 | 6
89976 | 7.1 | 0.8 | 2019-12-31 | 2020-12-31 | 365 | 6.6425 | 6
89978 | 8.1 | 0.8 | 2019-12-31 | 2020-12-31 | 365 | 7.5781 | 7
89985 | 4.38 | 0.8 | 2019-12-31 | 2020-12-31 | 365 | 4.0978 | 4
89987 | 7.2 | 0.8 | 2019-12-31 | 2020-12-31 | 365 | 6.7361 | 6
89988 | 9.3 | 0.8 | 2019-12-31 | 2020-12-31 | 365 | 8.7008 | 8
89989 | 11.22 | 0.8 | 2019-12-31 | 2020-12-31 | 365 | 10.4971 | 10
89990 | 3.1 | 0.8 | 2019-12-31 | 2020-12-31 | 365 | 2.9003 | 2
89991 | 9.455 | 0.8 | 2019-12-31 | 2020-12-31 | 365 | 8.8458 | 8
89992 | 4.48 | 0.8 | 2019-12-31 | 2020-12-31 | 365 | 4.1913 | 4
89993 | 9.125 | 0.8 | 2019-12-31 | 2020-12-31 | 365 | 8.5371 | 8
89995 | 8.395 | 0.8 | 2019-12-31 | 2020-12-31 | 365 | 7.8541 | 7
89996 | 7.68 | 0.8 | 2019-12-31 | 2020-12-31 | 365 | 7.1852 | 7
89997 | 8.28 | 0.8 | 2019-12-31 | 2020-12-31 | 365 | 7.7465 | 7
89998 | 21.96 | 0.8 | 2019-12-31 | 2020-12-31 | 365 | 20.5451 | 20
90000 | 9.36 | 0.8 | 2019-12-31 | 2020-12-31 | 365 | 8.7569 | 8
90003 | 7.68 | 0.8 | 2019-12-31 | 2020-12-31 | 365 | 7.1852 | 7
90006 | 13.42 | 0.8 | 2019-12-31 | 2020-12-31 | 365 | 12.5553 | 12
90008 | 3.2 | 0.8 | 2019-12-31 | 2020-12-31 | 365 | 2.9938 | 2
90010 | 14 | 0.8 | 2019-12-31 | 2020-12-31 | 365 | 13.098 | 13
90013 | 11.52 | 0.8 | 2019-12-31 | 2020-12-31 | 365 | 10.7777 | 10
90015 | 7.67 | 0.8 | 2019-12-31 | 2020-12-31 | 365 | 7.1758 | 7
90017 | 3.2 | 0.8 | 2019-12-31 | 2020-12-31 | 365 | 2.9938 | 2
90018 | 6 | 0.8 | 2019-12-31 | 2020-12-31 | 365 | 5.6134 | 5
90040 | 8.06 | 0.8 | 2019-12-31 | 2020-12-31 | 365 | 7.5407 | 7
90044 | 11.725 | 0.8 | 2019-12-31 | 2020-12-31 | 365 | 10.9695 | 10
89837 | 17.82 | 0.8 | 2019-12-31 | 2020-12-31 | 365 | 16.6718 | 16
89838 | 6.405 | 0.8 | 2019-12-31 | 2020-12-31 | 365 | 5.9923 | 5
32037 | 188.48 | 0.9 | 2019-12-31 | 2020-12-31 | 365 | 198.3778 | 198
32062 | 294.5 | 0.9 | 2019-12-31 | 2020-12-31 | 365 | 309.9654 | 309
89014 | 11.1 | 0.8 | 2019-12-31 | 2020-12-31 | 365 | 10.3848 | 10
89718 | 5.13 | 0.8 | 2019-12-31 | 2020-12-31 | 365 | 4.7995 | 4
89919 | 9.23 | 0.8 | 2019-12-31 | 2020-12-31 | 365 | 8.6353 | 8
89999 | 10.8 | 0.8 | 2019-12-31 | 2020-12-31 | 365 | 10.1041 | 10
90142 | 5.025 | 0.8 | 2019-12-31 | 2020-12-31 | 365 | 4.7012 | 4
90143 | 11.9 | 0.8 | 2019-12-31 | 2020-12-31 | 365 | 11.1333 | 11
90145 | 5.4 | 0.8 | 2019-12-31 | 2020-12-31 | 365 | 5.0521 | 5
90146 | 5.025 | 0.8 | 2019-12-31 | 2020-12-31 | 365 | 4.7012 | 4
90149 | 10.385 | 0.8 | 2019-12-31 | 2020-12-31 | 365 | 9.7159 | 9
90150 | 8.45 | 0.8 | 2019-12-31 | 2020-12-31 | 365 | 7.9055 | 7
90151 | 12.47 | 0.8 | 2019-12-31 | 2020-12-31 | 365 | 11.6665 | 11
90153 | 13.115 | 0.8 | 2019-12-31 | 2020-12-31 | 365 | 12.27 | 12
90154 | 12.6 | 0.8 | 2019-12-31 | 2020-12-31 | 365 | 11.7882 | 11
90155 | 8.125 | 0.8 | 2019-12-31 | 2020-12-31 | 365 | 7.6015 | 7
90156 | 7.5 | 0.8 | 2019-12-31 | 2020-12-31 | 365 | 7.0168 | 7
90158 | 7.2 | 0.8 | 2019-12-31 | 2020-12-31 | 365 | 6.7361 | 6
90159 | 11.025 | 0.8 | 2019-12-31 | 2020-12-31 | 365 | 10.3146 | 10
90160 | 6.48 | 0.8 | 2019-12-31 | 2020-12-31 | 365 | 6.0625 | 6
90163 | 8.58 | 0.8 | 2019-12-31 | 2020-12-31 | 365 | 8.0272 | 8
90165 | 6.7 | 0.8 | 2019-12-31 | 2020-12-31 | 365 | 6.2683 | 6
90166 | 8.37 | 0.8 | 2019-12-31 | 2020-12-31 | 365 | 7.8307 | 7
90167 | 8.85 | 0.8 | 2019-12-31 | 2020-12-31 | 365 | 8.2798 | 8
90169 | 8.25 | 0.8 | 2019-12-31 | 2020-12-31 | 365 | 7.7184 | 7
90171 | 10.23 | 0.8 | 2019-12-31 | 2020-12-31 | 365 | 9.5709 | 9
90173 | 2.6 | 0.8 | 2019-12-31 | 2020-12-31 | 365 | 2.4325 | 2
90175 | 5.9 | 0.8 | 2019-12-31 | 2020-12-31 | 365 | 5.5199 | 5
90176 | 24.795 | 0.8 | 2019-12-31 | 2020-12-31 | 365 | 23.1974 | 23
90179 | 10.56 | 0.8 | 2019-12-31 | 2020-12-31 | 365 | 9.8796 | 9
90181 | 6.08 | 0.8 | 2019-12-31 | 2020-12-31 | 365 | 5.6883 | 5
90182 | 6 | 0.8 | 2019-12-31 | 2020-12-31 | 365 | 5.6134 | 5
90184 | 7.8 | 0.8 | 2019-12-31 | 2020-12-31 | 365 | 7.2974 | 7
90186 | 9.3 | 0.8 | 2019-12-31 | 2020-12-31 | 365 | 8.7008 | 8
90189 | 10.295 | 0.8 | 2019-12-31 | 2020-12-31 | 365 | 9.6317 | 9
90196 | 6.405 | 0.8 | 2019-12-31 | 2020-12-31 | 365 | 5.9923 | 5
90198 | 9.99 | 0.8 | 2019-12-31 | 2020-12-31 | 365 | 9.3463 | 9
90208 | 5.04 | 0.8 | 2019-12-31 | 2020-12-31 | 365 | 4.7153 | 4
90209 | 5.4 | 0.8 | 2019-12-31 | 2020-12-31 | 365 | 5.0521 | 5
90210 | 9.6 | 0.8 | 2019-12-31 | 2020-12-31 | 365 | 8.9815 | 8
90211 | 7.2 | 0.8 | 2019-12-31 | 2020-12-31 | 365 | 6.7361 | 6
90212 | 12.96 | 0.8 | 2019-12-31 | 2020-12-31 | 365 | 12.125 | 12
90213 | 6.5 | 0.8 | 2019-12-31 | 2020-12-31 | 365 | 6.0812 | 6
90214 | 8.05 | 0.8 | 2019-12-31 | 2020-12-31 | 365 | 7.5313 | 7
90215 | 7.92 | 0.8 | 2019-12-31 | 2020-12-31 | 365 | 7.4097 | 7
90216 | 15.05 | 0.8 | 2019-12-31 | 2020-12-31 | 365 | 14.0803 | 14
90217 | 4.69 | 0.8 | 2019-12-31 | 2020-12-31 | 365 | 4.3878 | 4
90218 | 9.6 | 0.8 | 2019-12-31 | 2020-12-31 | 365 | 8.9815 | 8
90230 | 5.25 | 0.8 | 2019-12-31 | 2020-12-31 | 365 | 4.9117 | 4
90233 | 6.71 | 0.8 | 2019-12-31 | 2020-12-31 | 365 | 6.2777 | 6
90234 | 5.2 | 0.8 | 2019-12-31 | 2020-12-31 | 365 | 4.865 | 4
90238 | 4.225 | 0.8 | 2019-12-31 | 2020-12-31 | 365 | 3.9528 | 3
90241 | 14.7 | 0.8 | 2019-12-31 | 2020-12-31 | 365 | 13.7528 | 13
90246 | 8.99 | 0.8 | 2019-12-31 | 2020-12-31 | 365 | 8.4108 | 8
90249 | 6.51 | 0.8 | 2019-12-31 | 2020-12-31 | 365 | 6.0905 | 6
90251 | 7.8 | 0.8 | 2019-12-31 | 2020-12-31 | 365 | 7.2974 | 7
90254 | 10.385 | 0.8 | 2019-12-31 | 2020-12-31 | 365 | 9.7159 | 9
90257 | 6.5 | 0.8 | 2019-12-31 | 2020-12-31 | 365 | 6.0812 | 6
90260 | 7.2 | 0.8 | 2019-12-31 | 2020-12-31 | 365 | 6.7361 | 6
90274 | 5.12 | 0.8 | 2019-12-31 | 2020-12-31 | 365 | 4.7901 | 4
90275 | 8.04 | 0.8 | 2019-12-31 | 2020-12-31 | 365 | 7.522 | 7
90276 | 7.54 | 1 | 2019-12-31 | 2020-12-31 | 365 | 8.8177 | 8
90278 | 9.135 | 0.8 | 2019-12-31 | 2020-12-31 | 365 | 8.5464 | 8
90279 | 6.72 | 0.8 | 2019-12-31 | 2020-12-31 | 365 | 6.287 | 6
90281 | 6.84 | 0.8 | 2019-12-31 | 2020-12-31 | 365 | 6.3993 | 6
90282 | 4.8 | 0.8 | 2019-12-31 | 2020-12-31 | 365 | 4.4907 | 4
90283 | 7.848 | 0.8 | 2019-12-31 | 2020-12-31 | 365 | 7.3423 | 7
90284 | 8.04 | 0.8 | 2019-12-31 | 2020-12-31 | 365 | 7.522 | 7
90286 | 8.71 | 0.8 | 2019-12-31 | 2020-12-31 | 365 | 8.1488 | 8
90288 | 24.8 | 0.8 | 2019-12-31 | 2020-12-31 | 365 | 23.2021 | 23
90289 | 8.05 | 0.8 | 2019-12-31 | 2020-12-31 | 365 | 7.5313 | 7
90291 | 6.65 | 0.8 | 2019-12-31 | 2020-12-31 | 365 | 6.2215 | 6
90292 | 6.4 | 0.8 | 2019-12-31 | 2020-12-31 | 365 | 5.9876 | 5
90315 | 5.94 | 0.8 | 2019-12-31 | 2020-12-31 | 365 | 5.5573 | 5
90316 | 9.6 | 0.8 | 2019-12-31 | 2020-12-31 | 365 | 8.9815 | 8
90317 | 6.7 | 0.8 | 2019-12-31 | 2020-12-31 | 365 | 6.2683 | 6
90319 | 7 | 0.8 | 2019-12-31 | 2020-12-31 | 365 | 6.549 | 6
90320 | 9.38 | 0.8 | 2019-12-31 | 2020-12-31 | 365 | 8.7756 | 8
90321 | 9 | 0.8 | 2019-12-31 | 2020-12-31 | 365 | 8.4201 | 8
90322 | 14.72 | 0.8 | 2019-12-31 | 2020-12-31 | 365 | 13.7716 | 13
90323 | 9.1 | 0.8 | 2019-12-31 | 2020-12-31 | 365 | 8.5137 | 8
90324 | 4.38 | 0.8 | 2019-12-31 | 2020-12-31 | 365 | 4.0978 | 4
90325 | 13.44 | 0.8 | 2019-12-31 | 2020-12-31 | 365 | 12.574 | 12
90326 | 12.775 | 0.8 | 2019-12-31 | 2020-12-31 | 365 | 11.9519 | 11
90327 | 5.525 | 0.8 | 2019-12-31 | 2020-12-31 | 365 | 5.169 | 5
90328 | 10.85 | 0.8 | 2019-12-31 | 2020-12-31 | 365 | 10.1509 | 10
90329 | 13.545 | 0.8 | 2019-12-31 | 2020-12-31 | 365 | 12.6723 | 12
90330 | 5.76 | 0.8 | 2019-12-31 | 2020-12-31 | 365 | 5.3889 | 5
90370 | 11.34 | 0.8 | 2019-12-31 | 2020-12-31 | 365 | 10.6093 | 10
90373 | 2.32 | 0.8 | 2019-12-31 | 2020-12-31 | 365 | 2.1705 | 2
90376 | 7.68 | 0.8 | 2019-12-31 | 2020-12-31 | 365 | 7.1852 | 7
90377 | 9.57 | 0.8 | 2019-12-31 | 2020-12-31 | 365 | 8.9534 | 8
90379 | 13.2 | 0.8 | 2019-12-31 | 2020-12-31 | 365 | 12.3495 | 12
90380 | 6.4 | 0.8 | 2019-12-31 | 2020-12-31 | 365 | 5.9876 | 5
90381 | 5.49 | 0.8 | 2019-12-31 | 2020-12-31 | 365 | 5.1363 | 5
89966 | 7.2 | 0.8 | 2019-12-31 | 2020-12-31 | 365 | 6.7361 | 6
89977 | 6.03 | 0.8 | 2019-12-31 | 2020-12-31 | 365 | 5.6415 | 5
90042 | 10.2 | 0.8 | 2019-12-31 | 2020-12-31 | 365 | 9.5428 | 9
90164 | 14.4 | 0.8 | 2019-12-31 | 2020-12-31 | 365 | 13.4722 | 13
90147 | 6.72 | 0.8 | 2019-12-31 | 2020-12-31 | 365 | 6.287 | 6
90235 | 10.725 | 0.8 | 2019-12-31 | 2020-12-31 | 365 | 10.034 | 10
90447 | 5.89 | 0.8 | 2019-12-31 | 2020-12-31 | 365 | 5.5105 | 5
90449 | 4.8 | 1 | 2019-12-31 | 2020-12-31 | 365 | 5.6134 | 5
90451 | 13 | 0.8 | 2019-12-31 | 2020-12-31 | 365 | 12.1624 | 12
90468 | 5.28 | 0.8 | 2019-12-31 | 2020-12-31 | 365 | 4.9398 | 4
90470 | 14.4 | 0.8 | 2019-12-31 | 2020-12-31 | 365 | 13.4722 | 13
90474 | 5.12 | 0.8 | 2019-12-31 | 2020-12-31 | 365 | 4.7901 | 4
90480 | 11.16 | 0.8 | 2019-12-31 | 2020-12-31 | 365 | 10.4409 | 10
90002 | 6.67 | 0.8 | 2019-12-31 | 2020-12-31 | 365 | 6.2402 | 6
90193 | 9.92 | 0.8 | 2019-12-31 | 2020-12-31 | 365 | 9.2808 | 9
90318 | 4.96 | 0.8 | 2019-12-31 | 2020-12-31 | 365 | 4.6404 | 4
90482 | 7.92 | 0.8 | 2019-12-31 | 2020-12-31 | 365 | 7.4097 | 7
90485 | 7.96 | 0.8 | 2019-12-31 | 2020-12-31 | 365 | 7.4471 | 7
90487 | 8.64 | 0.8 | 2019-12-31 | 2020-12-31 | 365 | 8.0833 | 8
90489 | 9.975 | 0.8 | 2019-12-31 | 2020-12-31 | 365 | 9.3323 | 9
90494 | 9.855 | 0.8 | 2019-12-31 | 2020-12-31 | 365 | 9.22 | 9
90496 | 19.22 | 0.8 | 2019-12-31 | 2020-12-31 | 365 | 17.9816 | 17
90498 | 9.76 | 0.8 | 2019-12-31 | 2020-12-31 | 365 | 9.1311 | 9
90501 | 13 | 0.8 | 2019-12-31 | 2020-12-31 | 365 | 12.1624 | 12
90503 | 8.82 | 0.8 | 2019-12-31 | 2020-12-31 | 365 | 8.2517 | 8
90507 | 3.35 | 0.8 | 2019-12-31 | 2020-12-31 | 365 | 3.1342 | 3
90511 | 10.8 | 0.8 | 2019-12-31 | 2020-12-31 | 365 | 10.1041 | 10
90514 | 10.5 | 0.8 | 2019-12-31 | 2020-12-31 | 365 | 9.8235 | 9
90517 | 6.93 | 0.8 | 2019-12-31 | 2020-12-31 | 365 | 6.4835 | 6
90521 | 14 | 0.8 | 2019-12-31 | 2020-12-31 | 365 | 13.098 | 13
90525 | 6.175 | 0.8 | 2019-12-31 | 2020-12-31 | 365 | 5.7771 | 5
90526 | 9 | 0.8 | 2019-12-31 | 2020-12-31 | 365 | 8.4201 | 8
90527 | 9.1 | 0.8 | 2019-12-31 | 2020-12-31 | 365 | 8.5137 | 8
90540 | 13.505 | 0.8 | 2019-12-31 | 2020-12-31 | 365 | 12.6348 | 12
90541 | 8.19 | 0.8 | 2019-12-31 | 2020-12-31 | 365 | 7.6623 | 7
90547 | 5.1 | 0.8 | 2019-12-31 | 2020-12-31 | 365 | 4.7714 | 4
90549 | 13 | 0.8 | 2019-12-31 | 2020-12-31 | 365 | 12.1624 | 12
90552 | 2.88 | 0.8 | 2019-12-31 | 2020-12-31 | 365 | 2.6944 | 2
90554 | 15.08 | 0.8 | 2019-12-31 | 2020-12-31 | 365 | 14.1084 | 14
90560 | 12.98 | 0.8 | 2019-12-31 | 2020-12-31 | 365 | 12.1437 | 12
90563 | 8.26 | 0.8 | 2019-12-31 | 2020-12-31 | 365 | 7.7278 | 7
90586 | 7.015 | 0.8 | 2019-12-31 | 2020-12-31 | 365 | 6.563 | 6
90587 | 3 | 0.8 | 2019-12-31 | 2020-12-31 | 365 | 2.8067 | 2
90588 | 7.2 | 0.8 | 2019-12-31 | 2020-12-31 | 365 | 6.7361 | 6
90590 | 9.54 | 0.8 | 2019-12-31 | 2020-12-31 | 365 | 8.9253 | 8
90613 | 3.9 | 0.8 | 2019-12-31 | 2020-12-31 | 365 | 3.6487 | 3
90616 | 4.13 | 0.8 | 2019-12-31 | 2020-12-31 | 365 | 3.8639 | 3
90619 | 4.41 | 0.8 | 2019-12-31 | 2020-12-31 | 365 | 4.1259 | 4
90626 | 4.41 | 0.8 | 2019-12-31 | 2020-12-31 | 365 | 4.1259 | 4
90628 | 6.49 | 0.8 | 2019-12-31 | 2020-12-31 | 365 | 6.0718 | 6
90629 | 8.28 | 0.8 | 2019-12-31 | 2020-12-31 | 365 | 7.7465 | 7
90634 | 1.8 | 0.8 | 2019-12-31 | 2020-12-31 | 365 | 1.684 | 1
90638 | 11.88 | 0.8 | 2019-12-31 | 2020-12-31 | 365 | 11.1145 | 11
90640 | 10.725 | 0.8 | 2019-12-31 | 2020-12-31 | 365 | 10.034 | 10
90641 | 9.425 | 0.8 | 2019-12-31 | 2020-12-31 | 365 | 8.8177 | 8
90648 | 6.5 | 0.8 | 2019-12-31 | 2020-12-31 | 365 | 6.0812 | 6
90649 | 3.36 | 0.8 | 2019-12-31 | 2020-12-31 | 365 | 3.1435 | 3
90652 | 4.02 | 0.8 | 2019-12-31 | 2020-12-31 | 365 | 3.761 | 3
90654 | 8.19 | 0.8 | 2019-12-31 | 2020-12-31 | 365 | 7.6623 | 7
90656 | 6.6 | 0.8 | 2019-12-31 | 2020-12-31 | 365 | 6.1747 | 6
90657 | 5.85 | 0.8 | 2019-12-31 | 2020-12-31 | 365 | 5.4731 | 5
90659 | 7.36 | 0.8 | 2019-12-31 | 2020-12-31 | 365 | 6.8858 | 6
90660 | 8.7 | 0.8 | 2019-12-31 | 2020-12-31 | 365 | 8.1394 | 8
90661 | 9.1 | 0.8 | 2019-12-31 | 2020-12-31 | 365 | 8.5137 | 8
90663 | 7.8 | 0.8 | 2019-12-31 | 2020-12-31 | 365 | 7.2974 | 7
90670 | 6.405 | 0.8 | 2019-12-31 | 2020-12-31 | 365 | 5.9923 | 5
90672 | 7.92 | 0.8 | 2019-12-31 | 2020-12-31 | 365 | 7.4097 | 7
90675 | 10.585 | 0.8 | 2019-12-31 | 2020-12-31 | 365 | 9.903 | 9
90688 | 7.245 | 0.8 | 2019-12-31 | 2020-12-31 | 365 | 6.7782 | 6
90691 | 7.44 | 0.8 | 2019-12-31 | 2020-12-31 | 365 | 6.9606 | 6
90704 | 3.9 | 0.8 | 2019-12-31 | 2020-12-31 | 365 | 3.6487 | 3
90707 | 12.675 | 0.8 | 2019-12-31 | 2020-12-31 | 365 | 11.8583 | 11
90709 | 6.3 | 0.8 | 2019-12-31 | 2020-12-31 | 365 | 5.8941 | 5
90710 | 13 | 0.8 | 2019-12-31 | 2020-12-31 | 365 | 12.1624 | 12
90714 | 7.15 | 0.8 | 2019-12-31 | 2020-12-31 | 365 | 6.6893 | 6
90733 | 8.555 | 0.8 | 2019-12-31 | 2020-12-31 | 365 | 8.0038 | 8
90744 | 10.73 | 0.8 | 2019-12-31 | 2020-12-31 | 365 | 10.0386 | 10
90748 | 10.8 | 0.8 | 2019-12-31 | 2020-12-31 | 365 | 10.1041 | 10
90750 | 8.75 | 0.8 | 2019-12-31 | 2020-12-31 | 365 | 8.1862 | 8
90753 | 5.76 | 0.8 | 2019-12-31 | 2020-12-31 | 365 | 5.3889 | 5
90755 | 4.96 | 0.8 | 2019-12-31 | 2020-12-31 | 365 | 4.6404 | 4
90759 | 11.9 | 0.8 | 2019-12-31 | 2020-12-31 | 365 | 11.1333 | 11
90760 | 7.92 | 0.8 | 2019-12-31 | 2020-12-31 | 365 | 7.4097 | 7
90761 | 14.35 | 0.8 | 2019-12-31 | 2020-12-31 | 365 | 13.4254 | 13
90763 | 4.55 | 0.8 | 2019-12-31 | 2020-12-31 | 365 | 4.2568 | 4
90765 | 5.22 | 0.8 | 2019-12-31 | 2020-12-31 | 365 | 4.8837 | 4
90766 | 10.92 | 0.8 | 2019-12-31 | 2020-12-31 | 365 | 10.2164 | 10
90615 | 12.6 | 0.8 | 2019-12-31 | 2020-12-31 | 365 | 11.7882 | 11
90624 | 9.36 | 0.8 | 2019-12-31 | 2020-12-31 | 365 | 8.7569 | 8
90685 | 6.84 | 0.8 | 2019-12-31 | 2020-12-31 | 365 | 6.3993 | 6
90797 | 4.32 | 0.8 | 2019-12-31 | 2020-12-31 | 365 | 4.0417 | 4
90805 | 11.52 | 0.8 | 2019-12-31 | 2020-12-31 | 365 | 10.7777 | 10
90807 | 8.4 | 0.8 | 2019-12-31 | 2020-12-31 | 365 | 7.8588 | 7
90808 | 9.8 | 0.8 | 2019-12-31 | 2020-12-31 | 365 | 9.1686 | 9
90809 | 13.2 | 0.8 | 2019-12-31 | 2020-12-31 | 365 | 12.3495 | 12
90811 | 5.94 | 0.8 | 2019-12-31 | 2020-12-31 | 365 | 5.5573 | 5
90817 | 8.555 | 0.8 | 2019-12-31 | 2020-12-31 | 365 | 8.0038 | 8
90820 | 15.48 | 0.8 | 2019-12-31 | 2020-12-31 | 365 | 14.4826 | 14
90823 | 11.05 | 0.8 | 2019-12-31 | 2020-12-31 | 365 | 10.338 | 10
90826 | 8.58 | 0.8 | 2019-12-31 | 2020-12-31 | 365 | 8.0272 | 8
90827 | 3.15 | 0.8 | 2019-12-31 | 2020-12-31 | 365 | 2.947 | 2
90830 | 12.4 | 0.8 | 2019-12-31 | 2020-12-31 | 365 | 11.601 | 11
90833 | 7.2 | 0.8 | 2019-12-31 | 2020-12-31 | 365 | 6.7361 | 6
90840 | 8.05 | 0.8 | 2019-12-31 | 2020-12-31 | 365 | 7.5313 | 7
82563 | 29.24 | 0.6 | 2019-12-31 | 2020-12-31 | 365 | 20.517 | 20
82565 | 58.48 | 0.6 | 2019-12-31 | 2020-12-31 | 365 | 41.034 | 41
90866 | 4.225 | 0.8 | 2019-12-31 | 2020-12-31 | 365 | 3.9528 | 3
90867 | 10.325 | 0.8 | 2019-12-31 | 2020-12-31 | 365 | 9.6597 | 9
90868 | 6.4 | 0.8 | 2019-12-31 | 2020-12-31 | 365 | 5.9876 | 5
90869 | 11.725 | 0.8 | 2019-12-31 | 2020-12-31 | 365 | 10.9695 | 10
90870 | 111.78 | 0.55 | 2019-12-31 | 2020-12-31 | 365 | 71.8972 | 71
90871 | 7.3 | 0.8 | 2019-12-31 | 2020-12-31 | 365 | 6.8296 | 6
90872 | 9.855 | 0.8 | 2019-12-31 | 2020-12-31 | 365 | 9.22 | 9
90874 | 7.8 | 0.8 | 2019-12-31 | 2020-12-31 | 365 | 7.2974 | 7
90876 | 14 | 0.8 | 2019-12-31 | 2020-12-31 | 365 | 13.098 | 13
90877 | 7.56 | 0.8 | 2019-12-31 | 2020-12-31 | 365 | 7.0729 | 7
90678 | 7.68 | 0.8 | 2019-12-31 | 2020-12-31 | 365 | 7.1852 | 7
90813 | 17.42 | 0.8 | 2019-12-31 | 2020-12-31 | 365 | 16.2976 | 16
90916 | 9.45 | 0.8 | 2019-12-31 | 2020-12-31 | 365 | 8.8411 | 8
90917 | 6.6 | 0.8 | 2019-12-31 | 2020-12-31 | 365 | 6.1747 | 6
90918 | 12.06 | 0.8 | 2019-12-31 | 2020-12-31 | 365 | 11.283 | 11
90920 | 14.405 | 0.8 | 2019-12-31 | 2020-12-31 | 365 | 13.4769 | 13
90921 | 10.98 | 0.8 | 2019-12-31 | 2020-12-31 | 365 | 10.2725 | 10
90922 | 8.28 | 0.8 | 2019-12-31 | 2020-12-31 | 365 | 7.7465 | 7
90923 | 7.26 | 0.8 | 2019-12-31 | 2020-12-31 | 365 | 6.7922 | 6
90966 | 6.9 | 0.8 | 2019-12-31 | 2020-12-31 | 365 | 6.4554 | 6
90967 | 7.92 | 0.8 | 2019-12-31 | 2020-12-31 | 365 | 7.4097 | 7
90968 | 7.92 | 0.8 | 2019-12-31 | 2020-12-31 | 365 | 7.4097 | 7
90969 | 6.49 | 0.8 | 2019-12-31 | 2020-12-31 | 365 | 6.0718 | 6
90971 | 13.5 | 0.8 | 2019-12-31 | 2020-12-31 | 365 | 12.6302 | 12
90973 | 13 | 0.8 | 2019-12-31 | 2020-12-31 | 365 | 12.1624 | 12
90976 | 7.3 | 0.8 | 2019-12-31 | 2020-12-31 | 365 | 6.8296 | 6
90978 | 10.56 | 0.8 | 2019-12-31 | 2020-12-31 | 365 | 9.8796 | 9
90982 | 9.855 | 0.8 | 2019-12-31 | 2020-12-31 | 365 | 9.22 | 9
90984 | 9.72 | 0.8 | 2019-12-31 | 2020-12-31 | 365 | 9.0937 | 9
90986 | 13.68 | 0.8 | 2019-12-31 | 2020-12-31 | 365 | 12.7986 | 12
90987 | 5.95 | 0.8 | 2019-12-31 | 2020-12-31 | 365 | 5.5666 | 5
90989 | 3.924 | 0.8 | 2019-12-31 | 2020-12-31 | 365 | 3.6712 | 3
90990 | 4.27 | 0.8 | 2019-12-31 | 2020-12-31 | 365 | 3.9949 | 3
91041 | 62.4 | 0.55 | 2019-12-31 | 2020-12-31 | 365 | 40.1359 | 40
91060 | 14.5 | 0.8 | 2019-12-31 | 2020-12-31 | 365 | 13.5657 | 13
90919 | 10.137 | 0.8 | 2019-12-31 | 2020-12-31 | 365 | 9.4839 | 9
91290 | 11.4 | 0.8 | 2019-12-31 | 2020-12-31 | 365 | 10.6655 | 10
91354 | 12.73 | 0.8 | 2019-12-31 | 2020-12-31 | 365 | 11.9098 | 11
90980 | 4.9 | 0.8 | 2019-12-31 | 2020-12-31 | 365 | 4.5843 | 4
91046 | 9.28 | 0.8 | 2019-12-31 | 2020-12-31 | 365 | 8.6821 | 8
91047 | 9.92 | 0.8 | 2019-12-31 | 2020-12-31 | 365 | 9.2808 | 9
91048 | 7.7 | 0.8 | 2019-12-31 | 2020-12-31 | 365 | 7.2039 | 7
91049 | 8.7 | 0.8 | 2019-12-31 | 2020-12-31 | 365 | 8.1394 | 8
91050 | 9.28 | 0.8 | 2019-12-31 | 2020-12-31 | 365 | 8.6821 | 8
91056 | 6.48 | 0.8 | 2019-12-31 | 2020-12-31 | 365 | 6.0625 | 6
91062 | 14.06 | 0.8 | 2019-12-31 | 2020-12-31 | 365 | 13.1541 | 13
91063 | 13.12 | 0.8 | 2019-12-31 | 2020-12-31 | 365 | 12.2747 | 12
91064 | 14.64 | 0.8 | 2019-12-31 | 2020-12-31 | 365 | 13.6967 | 13
91065 | 8.4 | 0.8 | 2019-12-31 | 2020-12-31 | 365 | 7.8588 | 7
91068 | 11.48 | 0.8 | 2019-12-31 | 2020-12-31 | 365 | 10.7403 | 10
91067 | 6.2 | 0.8 | 2019-12-31 | 2020-12-31 | 365 | 5.8005 | 5
91069 | 13.02 | 0.8 | 2019-12-31 | 2020-12-31 | 365 | 12.1811 | 12
91070 | 12.6 | 0.8 | 2019-12-31 | 2020-12-31 | 365 | 11.7882 | 11
91074 | 8.03 | 0.8 | 2019-12-31 | 2020-12-31 | 365 | 7.5126 | 7
91088 | 5.12 | 0.8 | 2019-12-31 | 2020-12-31 | 365 | 4.7901 | 4
91072 | 8.68 | 0.8 | 2019-12-31 | 2020-12-31 | 365 | 8.1207 | 8
90557 | 10.08 | 0.8 | 2019-12-31 | 2020-12-31 | 365 | 9.4305 | 9
91093 | 10.5 | 0.8 | 2019-12-31 | 2020-12-31 | 365 | 9.8235 | 9
91135 | 5.32 | 0.8 | 2019-12-31 | 2020-12-31 | 365 | 4.9772 | 4
91136 | 9 | 0.8 | 2019-12-31 | 2020-12-31 | 365 | 8.4201 | 8
91140 | 6.84 | 0.8 | 2019-12-31 | 2020-12-31 | 365 | 6.3993 | 6
91142 | 9.28 | 0.8 | 2019-12-31 | 2020-12-31 | 365 | 8.6821 | 8
91137 | 11.48 | 0.8 | 2019-12-31 | 2020-12-31 | 365 | 10.7403 | 10
91144 | 6.12 | 0.8 | 2019-12-31 | 2020-12-31 | 365 | 5.7257 | 5
91152 | 12.685 | 0.8 | 2019-12-31 | 2020-12-31 | 365 | 11.8677 | 11
91147 | 9.3 | 0.8 | 2019-12-31 | 2020-12-31 | 365 | 8.7008 | 8
91155 | 7.2 | 0.8 | 2019-12-31 | 2020-12-31 | 365 | 6.7361 | 6
91138 | 6.48 | 0.8 | 2019-12-31 | 2020-12-31 | 365 | 6.0625 | 6
91146 | 11.84 | 0.8 | 2019-12-31 | 2020-12-31 | 365 | 11.0771 | 11
91153 | 9.24 | 0.8 | 2019-12-31 | 2020-12-31 | 365 | 8.6446 | 8
91150 | 6.205 | 0.8 | 2019-12-31 | 2020-12-31 | 365 | 5.8052 | 5
91156 | 10.5 | 0.8 | 2019-12-31 | 2020-12-31 | 365 | 9.8235 | 9
91160 | 8.64 | 0.8 | 2019-12-31 | 2020-12-31 | 365 | 8.0833 | 8
91165 | 6.84 | 0.8 | 2019-12-31 | 2020-12-31 | 365 | 6.3993 | 6
91163 | 12.6 | 0.8 | 2019-12-31 | 2020-12-31 | 365 | 11.7882 | 11
91168 | 12.73 | 0.8 | 2019-12-31 | 2020-12-31 | 365 | 11.9098 | 11
91169 | 14.04 | 0.8 | 2019-12-31 | 2020-12-31 | 365 | 13.1354 | 13
91170 | 8.96 | 0.8 | 2019-12-31 | 2020-12-31 | 365 | 8.3827 | 8
91174 | 9.28 | 0.8 | 2019-12-31 | 2020-12-31 | 365 | 8.6821 | 8
91172 | 12.045 | 0.8 | 2019-12-31 | 2020-12-31 | 365 | 11.2689 | 11
91176 | 10.24 | 0.8 | 2019-12-31 | 2020-12-31 | 365 | 9.5802 | 9
91177 | 7.67 | 0.8 | 2019-12-31 | 2020-12-31 | 365 | 7.1758 | 7
91185 | 6.5 | 0.8 | 2019-12-31 | 2020-12-31 | 365 | 6.0812 | 6
91189 | 13.23 | 0.8 | 2019-12-31 | 2020-12-31 | 365 | 12.3776 | 12
91210 | 11.16 | 0.8 | 2019-12-31 | 2020-12-31 | 365 | 10.4409 | 10
91211 | 11.16 | 0.8 | 2019-12-31 | 2020-12-31 | 365 | 10.4409 | 10
91213 | 5.04 | 0.8 | 2019-12-31 | 2020-12-31 | 365 | 4.7153 | 4
91214 | 10.89 | 0.8 | 2019-12-31 | 2020-12-31 | 365 | 10.1883 | 10
91225 | 9.8 | 0.8 | 2019-12-31 | 2020-12-31 | 365 | 9.1686 | 9
91215 | 8.37 | 0.8 | 2019-12-31 | 2020-12-31 | 365 | 7.8307 | 7
91216 | 10.85 | 0.8 | 2019-12-31 | 2020-12-31 | 365 | 10.1509 | 10
91217 | 13.275 | 0.8 | 2019-12-31 | 2020-12-31 | 365 | 12.4197 | 12
91219 | 7.67 | 0.8 | 2019-12-31 | 2020-12-31 | 365 | 7.1758 | 7
91226 | 8.99 | 0.8 | 2019-12-31 | 2020-12-31 | 365 | 8.4108 | 8
91220 | 7.3 | 0.8 | 2019-12-31 | 2020-12-31 | 365 | 6.8296 | 6
91227 | 4.03 | 0.8 | 2019-12-31 | 2020-12-31 | 365 | 3.7703 | 3
91218 | 13.2 | 0.8 | 2019-12-31 | 2020-12-31 | 365 | 12.3495 | 12
91224 | 6.3 | 0.8 | 2019-12-31 | 2020-12-31 | 365 | 5.8941 | 5
91229 | 4.95 | 0.8 | 2019-12-31 | 2020-12-31 | 365 | 4.6311 | 4
91228 | 8.625 | 0.8 | 2019-12-31 | 2020-12-31 | 365 | 8.0693 | 8
90836 | 27.01 | 0.55 | 2019-12-31 | 2020-12-31 | 365 | 17.3729 | 17
91240 | 7.56 | 0.8 | 2019-12-31 | 2020-12-31 | 365 | 7.0729 | 7
91241 | 8.04 | 0.8 | 2019-12-31 | 2020-12-31 | 365 | 7.522 | 7
91246 | 9.9 | 0.8 | 2019-12-31 | 2020-12-31 | 365 | 9.2621 | 9
91244 | 5.22 | 0.8 | 2019-12-31 | 2020-12-31 | 365 | 4.8837 | 4
91245 | 4.55 | 0.8 | 2019-12-31 | 2020-12-31 | 365 | 4.2568 | 4
91242 | 2.88 | 0.8 | 2019-12-31 | 2020-12-31 | 365 | 2.6944 | 2
91247 | 8.76 | 0.8 | 2019-12-31 | 2020-12-31 | 365 | 8.1956 | 8
91249 | 6.175 | 0.8 | 2019-12-31 | 2020-12-31 | 365 | 5.7771 | 5
91248 | 5.36 | 0.8 | 2019-12-31 | 2020-12-31 | 365 | 5.0146 | 5
91251 | 7.7 | 0.8 | 2019-12-31 | 2020-12-31 | 365 | 7.2039 | 7
91254 | 11.55 | 0.8 | 2019-12-31 | 2020-12-31 | 365 | 10.8058 | 10
91255 | 7.035 | 0.8 | 2019-12-31 | 2020-12-31 | 365 | 6.5817 | 6
91256 | 9.9 | 0.8 | 2019-12-31 | 2020-12-31 | 365 | 9.2621 | 9
91257 | 8.04 | 0.8 | 2019-12-31 | 2020-12-31 | 365 | 7.522 | 7
91258 | 15.64 | 0.8 | 2019-12-31 | 2020-12-31 | 365 | 14.6323 | 14
91259 | 5.61 | 0.8 | 2019-12-31 | 2020-12-31 | 365 | 5.2485 | 5
91260 | 8.96 | 0.8 | 2019-12-31 | 2020-12-31 | 365 | 8.3827 | 8
91261 | 7 | 0.8 | 2019-12-31 | 2020-12-31 | 365 | 6.549 | 6
91286 | 4.8 | 0.8 | 2019-12-31 | 2020-12-31 | 365 | 4.4907 | 4
91288 | 5.76 | 0.8 | 2019-12-31 | 2020-12-31 | 365 | 5.3889 | 5
91291 | 10.05 | 0.8 | 2019-12-31 | 2020-12-31 | 365 | 9.4025 | 9
91355 | 9.28 | 0.8 | 2019-12-31 | 2020-12-31 | 365 | 8.6821 | 8
91356 | 4.2 | 0.8 | 2019-12-31 | 2020-12-31 | 365 | 3.9294 | 3
91353 | 5.11 | 0.8 | 2019-12-31 | 2020-12-31 | 365 | 4.7808 | 4
91352 | 4.8 | 0.8 | 2019-12-31 | 2020-12-31 | 365 | 4.4907 | 4
91351 | 10.44 | 0.8 | 2019-12-31 | 2020-12-31 | 365 | 9.7673 | 9
91350 | 9.6 | 0.8 | 2019-12-31 | 2020-12-31 | 365 | 8.9815 | 8
91348 | 8.75 | 0.8 | 2019-12-31 | 2020-12-31 | 365 | 8.1862 | 8
91347 | 14.04 | 0.8 | 2019-12-31 | 2020-12-31 | 365 | 13.1354 | 13
91358 | 6.715 | 0.8 | 2019-12-31 | 2020-12-31 | 365 | 6.2823 | 6
91346 | 7 | 0.8 | 2019-12-31 | 2020-12-31 | 365 | 6.549 | 6
91357 | 7.92 | 0.8 | 2019-12-31 | 2020-12-31 | 365 | 7.4097 | 7
91345 | 11.88 | 0.8 | 2019-12-31 | 2020-12-31 | 365 | 11.1145 | 11
91344 | 5.94 | 0.8 | 2019-12-31 | 2020-12-31 | 365 | 5.5573 | 5
91343 | 8.58 | 0.8 | 2019-12-31 | 2020-12-31 | 365 | 8.0272 | 8
91342 | 4.95 | 0.8 | 2019-12-31 | 2020-12-31 | 365 | 4.6311 | 4
91340 | 14.35 | 0.8 | 2019-12-31 | 2020-12-31 | 365 | 13.4254 | 13
91341 | 9.24 | 0.8 | 2019-12-31 | 2020-12-31 | 365 | 8.6446 | 8
91360 | 24.7 | 0.8 | 2019-12-31 | 2020-12-31 | 365 | 23.1085 | 23
91390 | 5.695 | 0.8 | 2019-12-31 | 2020-12-31 | 365 | 5.3281 | 5
91391 | 8.32 | 0.8 | 2019-12-31 | 2020-12-31 | 365 | 7.7839 | 7
91388 | 10.5 | 0.8 | 2019-12-31 | 2020-12-31 | 365 | 9.8235 | 9
91387 | 9 | 0.8 | 2019-12-31 | 2020-12-31 | 365 | 8.4201 | 8
91384 | 12.395 | 0.8 | 2019-12-31 | 2020-12-31 | 365 | 11.5964 | 11
91383 | 5.36 | 0.8 | 2019-12-31 | 2020-12-31 | 365 | 5.0146 | 5
91382 | 3.3 | 0.8 | 2019-12-31 | 2020-12-31 | 365 | 3.0874 | 3
91380 | 7.15 | 0.8 | 2019-12-31 | 2020-12-31 | 365 | 6.6893 | 6
91379 | 11.39 | 0.8 | 2019-12-31 | 2020-12-31 | 365 | 10.6561 | 10
91378 | 7.8 | 0.8 | 2019-12-31 | 2020-12-31 | 365 | 7.2974 | 7
91377 | 9.38 | 0.8 | 2019-12-31 | 2020-12-31 | 365 | 8.7756 | 8
91376 | 6.3 | 0.8 | 2019-12-31 | 2020-12-31 | 365 | 5.8941 | 5
91375 | 7.2 | 0.8 | 2019-12-31 | 2020-12-31 | 365 | 6.7361 | 6
91362 | 4.38 | 0.8 | 2019-12-31 | 2020-12-31 | 365 | 4.0978 | 4
91361 | 11.315 | 0.8 | 2019-12-31 | 2020-12-31 | 365 | 10.586 | 10
91406 | 5.04 | 0.8 | 2019-12-31 | 2020-12-31 | 365 | 4.7153 | 4
91405 | 3.78 | 0.8 | 2019-12-31 | 2020-12-31 | 365 | 3.5364 | 3
91404 | 8.04 | 0.8 | 2019-12-31 | 2020-12-31 | 365 | 7.522 | 7
91403 | 6.365 | 0.8 | 2019-12-31 | 2020-12-31 | 365 | 5.9549 | 5
91402 | 8.71 | 0.8 | 2019-12-31 | 2020-12-31 | 365 | 8.1488 | 8
91401 | 5.76 | 0.8 | 2019-12-31 | 2020-12-31 | 365 | 5.3889 | 5
91431 | 5.31 | 0.8 | 2019-12-31 | 2020-12-31 | 365 | 4.9679 | 4
91430 | 7.15 | 0.8 | 2019-12-31 | 2020-12-31 | 365 | 6.6893 | 6
91429 | 15.36 | 0.8 | 2019-12-31 | 2020-12-31 | 365 | 14.3703 | 14
91428 | 8.28 | 0.8 | 2019-12-31 | 2020-12-31 | 365 | 7.7465 | 7
91427 | 10.08 | 0.8 | 2019-12-31 | 2020-12-31 | 365 | 9.4305 | 9
91425 | 5.11 | 0.8 | 2019-12-31 | 2020-12-31 | 365 | 4.7808 | 4
91424 | 7.56 | 0.8 | 2019-12-31 | 2020-12-31 | 365 | 7.0729 | 7
91423 | 7.68 | 0.8 | 2019-12-31 | 2020-12-31 | 365 | 7.1852 | 7
91422 | 5.76 | 0.8 | 2019-12-31 | 2020-12-31 | 365 | 5.3889 | 5
91421 | 14 | 0.8 | 2019-12-31 | 2020-12-31 | 365 | 13.098 | 13
91449 | 4.48 | 0.8 | 2019-12-31 | 2020-12-31 | 365 | 4.1913 | 4
91450 | 10.05 | 0.8 | 2019-12-31 | 2020-12-31 | 365 | 9.4025 | 9
91451 | 10.03 | 0.8 | 2019-12-31 | 2020-12-31 | 365 | 9.3837 | 9
91452 | 3.245 | 0.8 | 2019-12-31 | 2020-12-31 | 365 | 3.0359 | 3
91059 | 4.575 | 0.8 | 2019-12-31 | 2020-12-31 | 365 | 4.2802 | 4
91461 | 15.12 | 0.8 | 2019-12-31 | 2020-12-31 | 365 | 14.1458 | 14
91463 | 11.2 | 0.8 | 2019-12-31 | 2020-12-31 | 365 | 10.4784 | 10
91464 | 5.12 | 0.8 | 2019-12-31 | 2020-12-31 | 365 | 4.7901 | 4
91465 | 10.075 | 0.8 | 2019-12-31 | 2020-12-31 | 365 | 9.4258 | 9
91466 | 7.8 | 0.8 | 2019-12-31 | 2020-12-31 | 365 | 7.2974 | 7
91467 | 4.2 | 0.8 | 2019-12-31 | 2020-12-31 | 365 | 3.9294 | 3
91179 | 6.54 | 0.8 | 2019-12-31 | 2020-12-31 | 365 | 6.1186 | 6
91149 | 4.02 | 0.8 | 2019-12-31 | 2020-12-31 | 365 | 3.761 | 3
91171 | 5.11 | 0.8 | 2019-12-31 | 2020-12-31 | 365 | 4.7808 | 4
91470 | 5.95 | 0.8 | 2019-12-31 | 2020-12-31 | 365 | 5.5666 | 5
91479 | 4.62 | 0.8 | 2019-12-31 | 2020-12-31 | 365 | 4.3223 | 4
91478 | 6.67 | 0.8 | 2019-12-31 | 2020-12-31 | 365 | 6.2402 | 6
91477 | 12.25 | 0.8 | 2019-12-31 | 2020-12-31 | 365 | 11.4607 | 11
91485 | 6.84 | 0.8 | 2019-12-31 | 2020-12-31 | 365 | 6.3993 | 6
91484 | 8.68 | 0.8 | 2019-12-31 | 2020-12-31 | 365 | 8.1207 | 8
91483 | 4.13 | 0.8 | 2019-12-31 | 2020-12-31 | 365 | 3.8639 | 3
81930 | 208 | 0.6 | 2019-12-31 | 2020-12-31 | 365 | 145.9486 | 145
91183 | 2.8 | 0.8 | 2019-12-31 | 2020-12-31 | 365 | 2.6196 | 2
64668 | 456 | 0.7 | 2019-12-31 | 2020-12-31 | 365 | 373.2916 | 373
91359 | 9.9 | 0.8 | 2019-12-31 | 2020-12-31 | 365 | 9.2621 | 9
91488 | 13.44 | 0.8 | 2019-12-31 | 2020-12-31 | 365 | 12.574 | 12
91487 | 11.6 | 0.8 | 2019-12-31 | 2020-12-31 | 365 | 10.8526 | 10
91503 | 6.84 | 0.8 | 2019-12-31 | 2020-12-31 | 365 | 6.3993 | 6
91502 | 4.55 | 0.8 | 2019-12-31 | 2020-12-31 | 365 | 4.2568 | 4
91501 | 10.23 | 0.8 | 2019-12-31 | 2020-12-31 | 365 | 9.5709 | 9
91500 | 15.36 | 0.8 | 2019-12-31 | 2020-12-31 | 365 | 14.3703 | 14
91499 | 6.12 | 0.8 | 2019-12-31 | 2020-12-31 | 365 | 5.7257 | 5
91497 | 9.715 | 0.8 | 2019-12-31 | 2020-12-31 | 365 | 9.089 | 9
91498 | 3.84 | 0.8 | 2019-12-31 | 2020-12-31 | 365 | 3.5926 | 3
91517 | 6.4 | 0.8 | 2019-12-31 | 2020-12-31 | 365 | 5.9876 | 5
91518 | 3.24 | 0.8 | 2019-12-31 | 2020-12-31 | 365 | 3.0312 | 3
91519 | 13.2 | 0.8 | 2019-12-31 | 2020-12-31 | 365 | 12.3495 | 12
91520 | 8.502 | 0.8 | 2019-12-31 | 2020-12-31 | 365 | 7.9542 | 7
91521 | 9.36 | 0.8 | 2019-12-31 | 2020-12-31 | 365 | 8.7569 | 8
91522 | 7.92 | 0.8 | 2019-12-31 | 2020-12-31 | 365 | 7.4097 | 7
91523 | 11.16 | 0.8 | 2019-12-31 | 2020-12-31 | 365 | 10.4409 | 10
91524 | 9.72 | 0.8 | 2019-12-31 | 2020-12-31 | 365 | 9.0937 | 9
91525 | 8.375 | 0.8 | 2019-12-31 | 2020-12-31 | 365 | 7.8354 | 7
91448 | 22.715 | 0.8 | 2019-12-31 | 2020-12-31 | 365 | 21.2514 | 21
79621 | 140 | 0.55 | 2019-12-31 | 2020-12-31 | 365 | 90.0484 | 90
91462 | 24.78 | 0.8 | 2019-12-31 | 2020-12-31 | 365 | 23.1834 | 23
91538 | 8.82 | 0.8 | 2019-12-31 | 2020-12-31 | 365 | 8.2517 | 8
91537 | 7.92 | 0.8 | 2019-12-31 | 2020-12-31 | 365 | 7.4097 | 7
91536 | 8.04 | 0.8 | 2019-12-31 | 2020-12-31 | 365 | 7.522 | 7
91535 | 4.96 | 0.8 | 2019-12-31 | 2020-12-31 | 365 | 4.6404 | 4
91531 | 7.35 | 0.8 | 2019-12-31 | 2020-12-31 | 365 | 6.8764 | 6
91530 | 11.59 | 0.8 | 2019-12-31 | 2020-12-31 | 365 | 10.8432 | 10
91565 | 5.6 | 0.8 | 2019-12-31 | 2020-12-31 | 365 | 5.2392 | 5
91559 | 14.76 | 0.8 | 2019-12-31 | 2020-12-31 | 365 | 13.809 | 13
91558 | 14 | 0.8 | 2019-12-31 | 2020-12-31 | 365 | 13.098 | 13
91560 | 8.829 | 0.8 | 2019-12-31 | 2020-12-31 | 365 | 8.2601 | 8
91561 | 16.815 | 0.8 | 2019-12-31 | 2020-12-31 | 365 | 15.7316 | 15
91562 | 3.25 | 0.8 | 2019-12-31 | 2020-12-31 | 365 | 3.0406 | 3
91563 | 10.08 | 0.8 | 2019-12-31 | 2020-12-31 | 365 | 9.4305 | 9
91564 | 8.76 | 0.8 | 2019-12-31 | 2020-12-31 | 365 | 8.1956 | 8
91134 | 5.04 | 0.8 | 2019-12-31 | 2020-12-31 | 365 | 4.7153 | 4
91590 | 8.82 | 0.8 | 2019-12-31 | 2020-12-31 | 365 | 8.2517 | 8
91585 | 5.9 | 0.8 | 2019-12-31 | 2020-12-31 | 365 | 5.5199 | 5
91586 | 3.24 | 0.8 | 2019-12-31 | 2020-12-31 | 365 | 3.0312 | 3
91587 | 6.785 | 0.8 | 2019-12-31 | 2020-12-31 | 365 | 6.3478 | 6
91589 | 4.64 | 0.8 | 2019-12-31 | 2020-12-31 | 365 | 4.341 | 4
91591 | 13 | 0.8 | 2019-12-31 | 2020-12-31 | 365 | 12.1624 | 12
91594 | 7 | 0.8 | 2019-12-31 | 2020-12-31 | 365 | 6.549 | 6
91595 | 7.965 | 0.8 | 2019-12-31 | 2020-12-31 | 365 | 7.4518 | 7
81671 | 983.07 | 0.55 | 2019-12-31 | 2020-12-31 | 365 | 632.3136 | 632
91600 | 7.67 | 0.8 | 2019-12-31 | 2020-12-31 | 365 | 7.1758 | 7
91601 | 24.95 | 0.8 | 2019-12-31 | 2020-12-31 | 365 | 23.3424 | 23
91606 | 5.36 | 0.8 | 2019-12-31 | 2020-12-31 | 365 | 5.0146 | 5
91605 | 15.6 | 0.8 | 2019-12-31 | 2020-12-31 | 365 | 14.5949 | 14
91610 | 12.915 | 0.8 | 2019-12-31 | 2020-12-31 | 365 | 12.0829 | 12
91611 | 4.16 | 0.8 | 2019-12-31 | 2020-12-31 | 365 | 3.892 | 3
91612 | 24.96 | 0.8 | 2019-12-31 | 2020-12-31 | 365 | 23.3518 | 23
91496 | 23.2 | 0.8 | 2019-12-31 | 2020-12-31 | 365 | 21.7052 | 21
91665 | 11.84 | 0.8 | 2019-12-31 | 2020-12-31 | 365 | 11.0771 | 11
91664 | 5.76 | 0.8 | 2019-12-31 | 2020-12-31 | 365 | 5.3889 | 5
91663 | 4.2 | 0.8 | 2019-12-31 | 2020-12-31 | 365 | 3.9294 | 3
91666 | 12.39 | 0.8 | 2019-12-31 | 2020-12-31 | 365 | 11.5917 | 11
91671 | 8.64 | 0.8 | 2019-12-31 | 2020-12-31 | 365 | 8.0833 | 8
91672 | 5.7 | 0.8 | 2019-12-31 | 2020-12-31 | 365 | 5.3327 | 5
91674 | 11.52 | 0.8 | 2019-12-31 | 2020-12-31 | 365 | 10.7777 | 10
91675 | 9.44 | 0.8 | 2019-12-31 | 2020-12-31 | 365 | 8.8318 | 8
91676 | 9.75 | 0.8 | 2019-12-31 | 2020-12-31 | 365 | 9.1218 | 9
91677 | 8.82 | 0.8 | 2019-12-31 | 2020-12-31 | 365 | 8.2517 | 8
91680 | 4.65 | 0.8 | 2019-12-31 | 2020-12-31 | 365 | 4.3504 | 4
91682 | 5.6 | 0.8 | 2019-12-31 | 2020-12-31 | 365 | 5.2392 | 5
91683 | 7.3 | 0.8 | 2019-12-31 | 2020-12-31 | 365 | 6.8296 | 6
91684 | 8.28 | 0.8 | 2019-12-31 | 2020-12-31 | 365 | 7.7465 | 7
91468 | 14.42 | 0.8 | 2019-12-31 | 2020-12-31 | 365 | 13.4909 | 13
91693 | 4.88 | 0.8 | 2019-12-31 | 2020-12-31 | 365 | 4.5656 | 4
91694 | 7.2 | 0.8 | 2019-12-31 | 2020-12-31 | 365 | 6.7361 | 6
91696 | 2.7 | 0.8 | 2019-12-31 | 2020-12-31 | 365 | 2.526 | 2
91698 | 2.4 | 0.8 | 2019-12-31 | 2020-12-31 | 365 | 2.2454 | 2
91699 | 12.24 | 0.8 | 2019-12-31 | 2020-12-31 | 365 | 11.4514 | 11
91701 | 13.3 | 0.8 | 2019-12-31 | 2020-12-31 | 365 | 12.4431 | 12
91685 | 24.96 | 0.8 | 2019-12-31 | 2020-12-31 | 365 | 23.3518 | 23
91765 | 13.5 | 0.8 | 2019-12-31 | 2020-12-31 | 365 | 12.6302 | 12
91764 | 5.185 | 0.8 | 2019-12-31 | 2020-12-31 | 365 | 4.8509 | 4
91763 | 11.7 | 0.8 | 2019-12-31 | 2020-12-31 | 365 | 10.9461 | 10
91762 | 8.375 | 0.8 | 2019-12-31 | 2020-12-31 | 365 | 7.8354 | 7
91681 | 15.05 | 0.8 | 2019-12-31 | 2020-12-31 | 365 | 14.0803 | 14
91796 | 10.62 | 0.8 | 2019-12-31 | 2020-12-31 | 365 | 9.9357 | 9
91797 | 12.48 | 0.8 | 2019-12-31 | 2020-12-31 | 365 | 11.6759 | 11
91795 | 11.16 | 0.8 | 2019-12-31 | 2020-12-31 | 365 | 10.4409 | 10
91794 | 13.12 | 0.8 | 2019-12-31 | 2020-12-31 | 365 | 12.2747 | 12
91798 | 5.1 | 0.8 | 2019-12-31 | 2020-12-31 | 365 | 4.7714 | 4
91805 | 9.86 | 0.8 | 2019-12-31 | 2020-12-31 | 365 | 9.2247 | 9
91789 | 5.22 | 0.8 | 2019-12-31 | 2020-12-31 | 365 | 4.8837 | 4
91790 | 11.55 | 0.8 | 2019-12-31 | 2020-12-31 | 365 | 10.8058 | 10
91781 | 15.745 | 0.8 | 2019-12-31 | 2020-12-31 | 365 | 14.7305 | 14
91773 | 11.55 | 0.8 | 2019-12-31 | 2020-12-31 | 365 | 10.8058 | 10
91779 | 5.04 | 0.8 | 2019-12-31 | 2020-12-31 | 365 | 4.7153 | 4
91774 | 9.075 | 0.8 | 2019-12-31 | 2020-12-31 | 365 | 8.4903 | 8
91775 | 11.2 | 0.8 | 2019-12-31 | 2020-12-31 | 365 | 10.4784 | 10
91776 | 6.51 | 0.8 | 2019-12-31 | 2020-12-31 | 365 | 6.0905 | 6
91782 | 8.555 | 0.8 | 2019-12-31 | 2020-12-31 | 365 | 8.0038 | 8
91793 | 4.72 | 0.8 | 2019-12-31 | 2020-12-31 | 365 | 4.4159 | 4
91780 | 9.44 | 0.8 | 2019-12-31 | 2020-12-31 | 365 | 8.8318 | 8
91829 | 11.895 | 0.8 | 2019-12-31 | 2020-12-31 | 365 | 11.1286 | 11
91831 | 4.68 | 0.8 | 2019-12-31 | 2020-12-31 | 365 | 4.3785 | 4
91860 | 9.57 | 0.8 | 2019-12-31 | 2020-12-31 | 365 | 8.9534 | 8
91861 | 5.84 | 0.8 | 2019-12-31 | 2020-12-31 | 365 | 5.4637 | 5
91862 | 9.145 | 0.8 | 2019-12-31 | 2020-12-31 | 365 | 8.5558 | 8
91890 | 12.9 | 0.8 | 2019-12-31 | 2020-12-31 | 365 | 12.0688 | 12
91906 | 15.4 | 0.8 | 2019-12-31 | 2020-12-31 | 365 | 14.4077 | 14
91907 | 20.88 | 0.8 | 2019-12-31 | 2020-12-31 | 365 | 19.5347 | 19
92080 | 13.5 | 0.8 | 2019-12-31 | 2020-12-31 | 365 | 12.6302 | 12
92079 | 6.3 | 0.8 | 2019-12-31 | 2020-12-31 | 365 | 5.8941 | 5
92081 | 4.2 | 0.8 | 2019-12-31 | 2020-12-31 | 365 | 3.9294 | 3
92082 | 13.5 | 0.8 | 2019-12-31 | 2020-12-31 | 365 | 12.6302 | 12
92083 | 5.4 | 0.8 | 2019-12-31 | 2020-12-31 | 365 | 5.0521 | 5
92084 | 7.2 | 0.8 | 2019-12-31 | 2020-12-31 | 365 | 6.7361 | 6
92085 | 3.54 | 0.8 | 2019-12-31 | 2020-12-31 | 365 | 3.3119 | 3
91993 | 6.96 | 0.8 | 2019-12-31 | 2020-12-31 | 365 | 6.5116 | 6
92090 | 8.03 | 0.8 | 2019-12-31 | 2020-12-31 | 365 | 7.5126 | 7
92086 | 14.25 | 0.8 | 2019-12-31 | 2020-12-31 | 365 | 13.3318 | 13
91991 | 5.6 | 0.8 | 2019-12-31 | 2020-12-31 | 365 | 5.2392 | 5
92089 | 10.83 | 0.8 | 2019-12-31 | 2020-12-31 | 365 | 10.1322 | 10
92004 | 9.8 | 0.8 | 2019-12-31 | 2020-12-31 | 365 | 9.1686 | 9
92088 | 11.6 | 0.8 | 2019-12-31 | 2020-12-31 | 365 | 10.8526 | 10
91985 | 7.56 | 0.8 | 2019-12-31 | 2020-12-31 | 365 | 7.0729 | 7
91984 | 4.24 | 0.8 | 2019-12-31 | 2020-12-31 | 365 | 3.9668 | 3
91982 | 5.88 | 0.8 | 2019-12-31 | 2020-12-31 | 365 | 5.5011 | 5
91976 | 14.7 | 0.8 | 2019-12-31 | 2020-12-31 | 365 | 13.7528 | 13
91975 | 7.8 | 1 | 2019-12-31 | 2020-12-31 | 365 | 9.1218 | 9
91974 | 7.8 | 1 | 2019-12-31 | 2020-12-31 | 365 | 9.1218 | 9
91973 | 5.1 | 0.8 | 2019-12-31 | 2020-12-31 | 365 | 4.7714 | 4
91972 | 9.3 | 0.8 | 2019-12-31 | 2020-12-31 | 365 | 8.7008 | 8
91980 | 9 | 0.8 | 2019-12-31 | 2020-12-31 | 365 | 8.4201 | 8
91977 | 5.58 | 0.8 | 2019-12-31 | 2020-12-31 | 365 | 5.2205 | 5
91979 | 9.86 | 0.8 | 2019-12-31 | 2020-12-31 | 365 | 9.2247 | 9
92052 | 6.44 | 0.8 | 2019-12-31 | 2020-12-31 | 365 | 6.0251 | 6
92048 | 6.72 | 0.8 | 2019-12-31 | 2020-12-31 | 365 | 6.287 | 6
92045 | 7.84 | 0.8 | 2019-12-31 | 2020-12-31 | 365 | 7.3349 | 7
91932 | 5.83 | 0.8 | 2019-12-31 | 2020-12-31 | 365 | 5.4544 | 5
91807 | 2.75 | 0.8 | 2019-12-31 | 2020-12-31 | 365 | 2.5728 | 2
91392 | 110.08 | 0.55 | 2019-12-31 | 2020-12-31 | 365 | 70.8038 | 70
91386 | 478.88 | 0.55 | 2019-12-31 | 2020-12-31 | 365 | 308.0171 | 308
91396 | 87.6 | 0.55 | 2019-12-31 | 2020-12-31 | 365 | 56.3446 | 56
89134 | 225 | 0.55 | 2019-12-31 | 2020-12-31 | 365 | 144.7207 | 144
91978 | 6.4 | 0.8 | 2019-12-31 | 2020-12-31 | 365 | 5.9876 | 5
92087 | 8.12 | 0.8 | 2019-12-31 | 2020-12-31 | 365 | 7.5968 | 7
92065 | 2.8 | 0.8 | 2019-12-31 | 2020-12-31 | 365 | 2.6196 | 2
92054 | 12.04 | 0.8 | 2019-12-31 | 2020-12-31 | 365 | 11.2642 | 11
92024 | 6.16 | 0.8 | 2019-12-31 | 2020-12-31 | 365 | 5.7631 | 5
92026 | 9.86 | 0.8 | 2019-12-31 | 2020-12-31 | 365 | 9.2247 | 9
92028 | 9.86 | 0.8 | 2019-12-31 | 2020-12-31 | 365 | 9.2247 | 9
92009 | 3.36 | 0.8 | 2019-12-31 | 2020-12-31 | 365 | 3.1435 | 3
92031 | 6.72 | 0.8 | 2019-12-31 | 2020-12-31 | 365 | 6.287 | 6
92041 | 9.8 | 0.8 | 2019-12-31 | 2020-12-31 | 365 | 9.1686 | 9
92008 | 6.72 | 0.8 | 2019-12-31 | 2020-12-31 | 365 | 6.287 | 6
91983 | 9.54 | 0.8 | 2019-12-31 | 2020-12-31 | 365 | 8.9253 | 8
91987 | 3.77 | 0.8 | 2019-12-31 | 2020-12-31 | 365 | 3.5271 | 3
91988 | 8.12 | 0.8 | 2019-12-31 | 2020-12-31 | 365 | 7.5968 | 7
91989 | 9.76 | 0.8 | 2019-12-31 | 2020-12-31 | 365 | 9.1311 | 9
92060 | 5.6 | 0.8 | 2019-12-31 | 2020-12-31 | 365 | 5.2392 | 5
91990 | 7.28 | 0.8 | 2019-12-31 | 2020-12-31 | 365 | 6.8109 | 6
92076 | 3 | 0.8 | 2019-12-31 | 2020-12-31 | 365 | 2.8067 | 2
91992 | 7.28 | 0.8 | 2019-12-31 | 2020-12-31 | 365 | 6.8109 | 6
91995 | 5.32 | 0.8 | 2019-12-31 | 2020-12-31 | 365 | 4.9772 | 4
91997 | 3.64 | 0.8 | 2019-12-31 | 2020-12-31 | 365 | 3.4055 | 3
91998 | 9.86 | 0.8 | 2019-12-31 | 2020-12-31 | 365 | 9.2247 | 9
92000 | 3.48 | 0.8 | 2019-12-31 | 2020-12-31 | 365 | 3.2558 | 3
92003 | 5.04 | 0.8 | 2019-12-31 | 2020-12-31 | 365 | 4.7153 | 4
91994 | 7.28 | 0.8 | 2019-12-31 | 2020-12-31 | 365 | 6.8109 | 6
92078 | 8.96 | 0.8 | 2019-12-31 | 2020-12-31 | 365 | 8.3827 | 8
92077 | 6 | 0.8 | 2019-12-31 | 2020-12-31 | 365 | 5.6134 | 5
92063 | 11.31 | 0.8 | 2019-12-31 | 2020-12-31 | 365 | 10.5813 | 10
92075 | 7.29 | 0.8 | 2019-12-31 | 2020-12-31 | 365 | 6.8203 | 6
92074 | 5.22 | 0.8 | 2019-12-31 | 2020-12-31 | 365 | 4.8837 | 4
92056 | 7.28 | 0.8 | 2019-12-31 | 2020-12-31 | 365 | 6.8109 | 6
92058 | 4.93 | 0.8 | 2019-12-31 | 2020-12-31 | 365 | 4.6124 | 4
92044 | 21.76 | 0.8 | 2019-12-31 | 2020-12-31 | 365 | 20.358 | 20
92222 | 7 | 0.8 | 2019-12-31 | 2020-12-31 | 365 | 6.549 | 6
92032 | 12.04 | 0.8 | 2019-12-31 | 2020-12-31 | 365 | 11.2642 | 11
92042 | 4.2 | 0.8 | 2019-12-31 | 2020-12-31 | 365 | 3.9294 | 3
92220 | 7.2 | 0.8 | 2019-12-31 | 2020-12-31 | 365 | 6.7361 | 6
92158 | 10.585 | 0.8 | 2019-12-31 | 2020-12-31 | 365 | 9.903 | 9
92157 | 8.68 | 0.8 | 2019-12-31 | 2020-12-31 | 365 | 8.1207 | 8
92146 | 6.05 | 0.8 | 2019-12-31 | 2020-12-31 | 365 | 5.6602 | 5
92145 | 6.5 | 0.8 | 2019-12-31 | 2020-12-31 | 365 | 6.0812 | 6
92144 | 6.51 | 0.8 | 2019-12-31 | 2020-12-31 | 365 | 6.0905 | 6
92141 | 4.88 | 0.8 | 2019-12-31 | 2020-12-31 | 365 | 4.5656 | 4
92143 | 12.76 | 0.8 | 2019-12-31 | 2020-12-31 | 365 | 11.9378 | 11
92142 | 6.72 | 0.8 | 2019-12-31 | 2020-12-31 | 365 | 6.287 | 6
92205 | 24.84 | 0.8 | 2019-12-31 | 2020-12-31 | 365 | 23.2395 | 23
92208 | 24.8 | 0.8 | 2019-12-31 | 2020-12-31 | 365 | 23.2021 | 23
92207 | 13.325 | 0.8 | 2019-12-31 | 2020-12-31 | 365 | 12.4664 | 12
92216 | 5.04 | 0.8 | 2019-12-31 | 2020-12-31 | 365 | 4.7153 | 4
92217 | 6.72 | 0.8 | 2019-12-31 | 2020-12-31 | 365 | 6.287 | 6
92184 | 13.44 | 0.8 | 2019-12-31 | 2020-12-31 | 365 | 12.574 | 12
92066 | 8.99 | 0.8 | 2019-12-31 | 2020-12-31 | 365 | 8.4108 | 8
92036 | 6.67 | 0.8 | 2019-12-31 | 2020-12-31 | 365 | 6.2402 | 6
92039 | 4.93 | 0.8 | 2019-12-31 | 2020-12-31 | 365 | 4.6124 | 4
63741 | 649.88 | 1 | 2019-12-31 | 2020-12-31 | 365 | 760.0087 | 760
91432 | 320.74 | 0.6 | 2019-12-31 | 2020-12-31 | 365 | 225.0556 | 225
92206 | 8.55 | 0.8 | 2019-12-31 | 2020-12-31 | 365 | 7.9991 | 7
92239 | 3.6 | 1 | 2019-12-31 | 2020-12-31 | 365 | 4.2101 | 4
91459 | 30.4 | 0.55 | 2019-12-31 | 2020-12-31 | 365 | 19.5534 | 19
91445 | 479.7 | 0.55 | 2019-12-31 | 2020-12-31 | 365 | 308.5445 | 308
91071 | 48 | 0.55 | 2019-12-31 | 2020-12-31 | 365 | 30.8737 | 30
91447 | 67.45 | 0.55 | 2019-12-31 | 2020-12-31 | 365 | 43.384 | 43
81945 | 171.52 | 0.6 | 2019-12-31 | 2020-12-31 | 365 | 120.3515 | 120
64983 | 47.31 | 0.9 | 2019-12-31 | 2020-12-31 | 365 | 49.7944 | 49
81949 | 478.8 | 0.6 | 2019-12-31 | 2020-12-31 | 365 | 335.9625 | 335
77308 | 2692.8 | 0.7 | 2019-12-31 | 2020-12-31 | 365 | 2204.3853 | 2204
91045 | 49.245 | 0.55 | 2019-12-31 | 2020-12-31 | 365 | 31.6745 | 31
921 | 5.06 | 1 | 2019-12-31 | 2020-12-31 | 365 | 5.9175 | 5
10803 | 4.41 | 1 | 2019-12-31 | 2020-12-31 | 365 | 5.1573 | 5
909 | 4.9 | 1 | 2019-12-31 | 2020-12-31 | 365 | 5.7304 | 5
283 | 7.28 | 1 | 2019-12-31 | 2020-12-31 | 365 | 8.5137 | 8
2038 | 7.75 | 1 | 2019-12-31 | 2020-12-31 | 365 | 9.0633 | 9
2678 | 6 | 1 | 2019-12-31 | 2020-12-31 | 365 | 7.0168 | 7
18641 | 9.9 | 1 | 2019-12-31 | 2020-12-31 | 365 | 11.5777 | 11
214 | 4.68 | 1 | 2019-12-31 | 2020-12-31 | 365 | 5.4731 | 5
50773 | 10.56 | 1 | 2019-12-31 | 2020-12-31 | 365 | 12.3495 | 12
47125 | 4.68 | 1 | 2019-12-31 | 2020-12-31 | 365 | 5.4731 | 5
12575 | 9 | 1 | 2019-12-31 | 2020-12-31 | 365 | 10.5251 | 10
16590 | 11.772 | 1 | 2019-12-31 | 2020-12-31 | 365 | 13.7669 | 13
4478 | 7.5 | 1 | 2019-12-31 | 2020-12-31 | 365 | 8.7709 | 8
49437 | 2.12 | 1 | 2019-12-31 | 2020-12-31 | 365 | 2.4793 | 2
48279 | 5.25 | 1 | 2019-12-31 | 2020-12-31 | 365 | 6.1397 | 6
24692 | 5.5 | 1 | 2019-12-31 | 2020-12-31 | 365 | 6.432 | 6
1962 | 6.5 | 1 | 2019-12-31 | 2020-12-31 | 365 | 7.6015 | 7
18597 | 9.36 | 1 | 2019-12-31 | 2020-12-31 | 365 | 10.9461 | 10
12778 | 1.82 | 1 | 2019-12-31 | 2020-12-31 | 365 | 2.1284 | 2
47224 | 5 | 1 | 2019-12-31 | 2020-12-31 | 365 | 5.8473 | 5
1376 | 14 | 1 | 2019-12-31 | 2020-12-31 | 365 | 16.3724 | 16
1941 | 9.6 | 1 | 2019-12-31 | 2020-12-31 | 365 | 11.2268 | 11
4127 | 8 | 1 | 2019-12-31 | 2020-12-31 | 365 | 9.3557 | 9
1332 | 15 | 1 | 2019-12-31 | 2020-12-31 | 365 | 17.5419 | 17
1970 | 11.5 | 1 | 2019-12-31 | 2020-12-31 | 365 | 13.4488 | 13
78440 | 6.5 | 1 | 2019-12-31 | 2020-12-31 | 365 | 7.6015 | 7
2638 | 7 | 1 | 2019-12-31 | 2020-12-31 | 365 | 8.1862 | 8
179 | 4.905 | 1 | 2019-12-31 | 2020-12-31 | 365 | 5.7362 | 5
677 | 5.25 | 1 | 2019-12-31 | 2020-12-31 | 365 | 6.1397 | 6
1336 | 6.9 | 1 | 2019-12-31 | 2020-12-31 | 365 | 8.0693 | 8
2527 | 12.099 | 1 | 2019-12-31 | 2020-12-31 | 365 | 14.1493 | 14
3758 | 13.08 | 1 | 2019-12-31 | 2020-12-31 | 365 | 15.2965 | 15
674 | 8.829 | 1 | 2019-12-31 | 2020-12-31 | 365 | 10.3252 | 10
740 | 15 | 1 | 2019-12-31 | 2020-12-31 | 365 | 17.5419 | 17
417 | 2 | 1 | 2019-12-31 | 2020-12-31 | 365 | 2.3389 | 2
403 | 5.98 | 1 | 2019-12-31 | 2020-12-31 | 365 | 6.9934 | 6
1436 | 5.67 | 1 | 2019-12-31 | 2020-12-31 | 365 | 6.6308 | 6
2809 | 8.75 | 1 | 2019-12-31 | 2020-12-31 | 365 | 10.2328 | 10
1731 | 5.232 | 1 | 2019-12-31 | 2020-12-31 | 365 | 6.1186 | 6
3738 | 5.4 | 1 | 2019-12-31 | 2020-12-31 | 365 | 6.3151 | 6
5463 | 7.2 | 1 | 2019-12-31 | 2020-12-31 | 365 | 8.4201 | 8
32019 | 12.75 | 1 | 2019-12-31 | 2020-12-31 | 365 | 14.9106 | 14
1927 | 4 | 1 | 2019-12-31 | 2020-12-31 | 365 | 4.6778 | 4
963 | 4.75 | 1 | 2019-12-31 | 2020-12-31 | 365 | 5.5549 | 5
12529 | 7.5 | 1 | 2019-12-31 | 2020-12-31 | 365 | 8.7709 | 8
31191 | 3.75 | 1 | 2019-12-31 | 2020-12-31 | 365 | 4.3855 | 4
48690 | 6.24 | 1 | 2019-12-31 | 2020-12-31 | 365 | 7.2974 | 7
1470 | 4.75 | 1 | 2019-12-31 | 2020-12-31 | 365 | 5.5549 | 5
10797 | 8.25 | 1 | 2019-12-31 | 2020-12-31 | 365 | 9.648 | 9
3641 | 26.25 | 0.9 | 2019-12-31 | 2020-12-31 | 365 | 27.6285 | 27
738 | 8 | 1 | 2019-12-31 | 2020-12-31 | 365 | 9.3557 | 9
16645 | 7 | 1 | 2019-12-31 | 2020-12-31 | 365 | 8.1862 | 8
2637 | 5.25 | 1 | 2019-12-31 | 2020-12-31 | 365 | 6.1397 | 6
46753 | 4.5 | 1 | 2019-12-31 | 2020-12-31 | 365 | 5.2626 | 5
684 | 6.5 | 1 | 2019-12-31 | 2020-12-31 | 365 | 7.6015 | 7
4957 | 8.75 | 1 | 2019-12-31 | 2020-12-31 | 365 | 10.2328 | 10
1082 | 14.5 | 1 | 2019-12-31 | 2020-12-31 | 365 | 16.9572 | 16
1439 | 6.75 | 1 | 2019-12-31 | 2020-12-31 | 365 | 7.8939 | 7
2636 | 18.75 | 1 | 2019-12-31 | 2020-12-31 | 365 | 21.9274 | 21
685 | 4.5 | 1 | 2019-12-31 | 2020-12-31 | 365 | 5.2626 | 5
43635 | 4.5 | 1 | 2019-12-31 | 2020-12-31 | 365 | 5.2626 | 5
683 | 8 | 1 | 2019-12-31 | 2020-12-31 | 365 | 9.3557 | 9
46756 | 7 | 1 | 2019-12-31 | 2020-12-31 | 365 | 8.1862 | 8
2167 | 11.772 | 1 | 2019-12-31 | 2020-12-31 | 365 | 13.7669 | 13
1733 | 4.75 | 1 | 2019-12-31 | 2020-12-31 | 365 | 5.5549 | 5
696 | 3.12 | 1 | 2019-12-31 | 2020-12-31 | 365 | 3.6487 | 3
8510 | 23.25 | 1 | 2019-12-31 | 2020-12-31 | 365 | 27.1899 | 27
905 | 11 | 1 | 2019-12-31 | 2020-12-31 | 365 | 12.8641 | 12
3446 | 22 | 1 | 2019-12-31 | 2020-12-31 | 365 | 25.7281 | 25
2639 | 12.74 | 1 | 2019-12-31 | 2020-12-31 | 365 | 14.8989 | 14
53918 | 5 | 1 | 2019-12-31 | 2020-12-31 | 365 | 5.8473 | 5
231 | 6.5 | 1 | 2019-12-31 | 2020-12-31 | 365 | 7.6015 | 7
1078 | 3.5 | 1 | 2019-12-31 | 2020-12-31 | 365 | 4.0931 | 4
3741 | 5 | 1 | 2019-12-31 | 2020-12-31 | 365 | 5.8473 | 5
695 | 5 | 1 | 2019-12-31 | 2020-12-31 | 365 | 5.8473 | 5
960 | 4.94 | 1 | 2019-12-31 | 2020-12-31 | 365 | 5.7771 | 5
408 | 4.24 | 1 | 2019-12-31 | 2020-12-31 | 365 | 4.9585 | 4
1437 | 4.5 | 1 | 2019-12-31 | 2020-12-31 | 365 | 5.2626 | 5
33030 | 7.5 | 1 | 2019-12-31 | 2020-12-31 | 365 | 8.7709 | 8
2360 | 5.5 | 1 | 2019-12-31 | 2020-12-31 | 365 | 6.432 | 6
21233 | 9.75 | 1 | 2019-12-31 | 2020-12-31 | 365 | 11.4022 | 11
414 | 5 | 1 | 2019-12-31 | 2020-12-31 | 365 | 5.8473 | 5
3443 | 48.75 | 0.9 | 2019-12-31 | 2020-12-31 | 365 | 51.3101 | 51
49134 | 10 | 1 | 2019-12-31 | 2020-12-31 | 365 | 11.6946 | 11
4403 | 3.5 | 1 | 2019-12-31 | 2020-12-31 | 365 | 4.0931 | 4
4030 | 4.6 | 1 | 2019-12-31 | 2020-12-31 | 365 | 5.3795 | 5
5577 | 9.625 | 1 | 2019-12-31 | 2020-12-31 | 365 | 11.2561 | 11
49125 | 2.75 | 1 | 2019-12-31 | 2020-12-31 | 365 | 3.216 | 3
46752 | 8 | 1 | 2019-12-31 | 2020-12-31 | 365 | 9.3557 | 9
1331 | 1.5 | 1 | 2019-12-31 | 2020-12-31 | 365 | 1.7542 | 1
3728 | 6 | 1 | 2019-12-31 | 2020-12-31 | 365 | 7.0168 | 7
4958 | 12 | 1 | 2019-12-31 | 2020-12-31 | 365 | 14.0335 | 14
351 | 3 | 1 | 2019-12-31 | 2020-12-31 | 365 | 3.5084 | 3
2644 | 16.5 | 1 | 2019-12-31 | 2020-12-31 | 365 | 19.2961 | 19
796 | 12.753 | 1 | 2019-12-31 | 2020-12-31 | 365 | 14.9141 | 14
53103 | 7.84 | 1 | 2019-12-31 | 2020-12-31 | 365 | 9.1686 | 9
259 | 9 | 1 | 2019-12-31 | 2020-12-31 | 365 | 10.5251 | 10
5208 | 4.24 | 1 | 2019-12-31 | 2020-12-31 | 365 | 4.9585 | 4
13228 | 6 | 1 | 2019-12-31 | 2020-12-31 | 365 | 7.0168 | 7
1989 | 8.04 | 1 | 2019-12-31 | 2020-12-31 | 365 | 9.4025 | 9
3490 | 5 | 1 | 2019-12-31 | 2020-12-31 | 365 | 5.8473 | 5
867 | 8 | 1 | 2019-12-31 | 2020-12-31 | 365 | 9.3557 | 9
2814 | 7.75 | 1 | 2019-12-31 | 2020-12-31 | 365 | 9.0633 | 9
1440 | 7 | 1 | 2019-12-31 | 2020-12-31 | 365 | 8.1862 | 8
1075 | 3.25 | 1 | 2019-12-31 | 2020-12-31 | 365 | 3.8007 | 3
4496 | 4.5 | 1 | 2019-12-31 | 2020-12-31 | 365 | 5.2626 | 5
2526 | 10 | 1 | 2019-12-31 | 2020-12-31 | 365 | 11.6946 | 11
868 | 3.75 | 1 | 2019-12-31 | 2020-12-31 | 365 | 4.3855 | 4
1730 | 7.56 | 1 | 2019-12-31 | 2020-12-31 | 365 | 8.8411 | 8
753 | 5.5 | 1 | 2019-12-31 | 2020-12-31 | 365 | 6.432 | 6
2532 | 4.95 | 1 | 2019-12-31 | 2020-12-31 | 365 | 5.7888 | 5
2665 | 7 | 1 | 2019-12-31 | 2020-12-31 | 365 | 8.1862 | 8
524 | 6.03 | 1 | 2019-12-31 | 2020-12-31 | 365 | 7.0518 | 7
1351 | 5 | 1 | 2019-12-31 | 2020-12-31 | 365 | 5.8473 | 5
1980 | 4 | 1 | 2019-12-31 | 2020-12-31 | 365 | 4.6778 | 4
1843 | 5.5 | 1 | 2019-12-31 | 2020-12-31 | 365 | 6.432 | 6
19120 | 5.25 | 1 | 2019-12-31 | 2020-12-31 | 365 | 6.1397 | 6
405 | 5 | 1 | 2019-12-31 | 2020-12-31 | 365 | 5.8473 | 5
3742 | 5 | 1 | 2019-12-31 | 2020-12-31 | 365 | 5.8473 | 5
1744 | 4 | 1 | 2019-12-31 | 2020-12-31 | 365 | 4.6778 | 4
25277 | 5 | 1 | 2019-12-31 | 2020-12-31 | 365 | 5.8473 | 5
48215 | 11 | 1 | 2019-12-31 | 2020-12-31 | 365 | 12.8641 | 12
3067 | 6 | 1 | 2019-12-31 | 2020-12-31 | 365 | 7.0168 | 7
530 | 10.8 | 1 | 2019-12-31 | 2020-12-31 | 365 | 12.6302 | 12
920 | 2 | 1 | 2019-12-31 | 2020-12-31 | 365 | 2.3389 | 2
9485 | 10 | 1 | 2019-12-31 | 2020-12-31 | 365 | 11.6946 | 11
1312 | 6.5 | 1 | 2019-12-31 | 2020-12-31 | 365 | 7.6015 | 7
1749 | 6 | 1 | 2019-12-31 | 2020-12-31 | 365 | 7.0168 | 7
965 | 10.464 | 1 | 2019-12-31 | 2020-12-31 | 365 | 12.2372 | 12
1963 | 7.5 | 1 | 2019-12-31 | 2020-12-31 | 365 | 8.7709 | 8
4748 | 5.5 | 1 | 2019-12-31 | 2020-12-31 | 365 | 6.432 | 6
48165 | 3.5 | 1 | 2019-12-31 | 2020-12-31 | 365 | 4.0931 | 4
2819 | 9 | 1 | 2019-12-31 | 2020-12-31 | 365 | 10.5251 | 10
1492 | 7 | 1 | 2019-12-31 | 2020-12-31 | 365 | 8.1862 | 8
257 | 9 | 1 | 2019-12-31 | 2020-12-31 | 365 | 10.5251 | 10
904 | 6.75 | 1 | 2019-12-31 | 2020-12-31 | 365 | 7.8939 | 7
964 | 10.05 | 1 | 2019-12-31 | 2020-12-31 | 365 | 11.7531 | 11
381 | 10.5 | 1 | 2019-12-31 | 2020-12-31 | 365 | 12.2793 | 12
10955 | 3.3 | 1 | 2019-12-31 | 2020-12-31 | 365 | 3.8592 | 3
1796 | 7.848 | 1 | 2019-12-31 | 2020-12-31 | 365 | 9.1779 | 9
2525 | 4.5 | 1 | 2019-12-31 | 2020-12-31 | 365 | 5.2626 | 5
1574 | 11.5 | 1 | 2019-12-31 | 2020-12-31 | 365 | 13.4488 | 13
962 | 7.194 | 1 | 2019-12-31 | 2020-12-31 | 365 | 8.4131 | 8
6439 | 3.5 | 1 | 2019-12-31 | 2020-12-31 | 365 | 4.0931 | 4
1438 | 10.92 | 1 | 2019-12-31 | 2020-12-31 | 365 | 12.7705 | 12
3522 | 4.75 | 1 | 2019-12-31 | 2020-12-31 | 365 | 5.5549 | 5
9526 | 8.25 | 1 | 2019-12-31 | 2020-12-31 | 365 | 9.648 | 9
3754 | 5.865 | 1 | 2019-12-31 | 2020-12-31 | 365 | 6.8589 | 6
4404 | 7.7 | 1 | 2019-12-31 | 2020-12-31 | 365 | 9.0048 | 9
3492 | 15 | 1 | 2019-12-31 | 2020-12-31 | 365 | 17.5419 | 17
2469 | 4.5 | 1 | 2019-12-31 | 2020-12-31 | 365 | 5.2626 | 5
3441 | 5 | 1 | 2019-12-31 | 2020-12-31 | 365 | 5.8473 | 5
1491 | 8.67 | 1 | 2019-12-31 | 2020-12-31 | 365 | 10.1392 | 10
1750 | 8.25 | 1 | 2019-12-31 | 2020-12-31 | 365 | 9.648 | 9
2005 | 6 | 1 | 2019-12-31 | 2020-12-31 | 365 | 7.0168 | 7
46125 | 5.5 | 1 | 2019-12-31 | 2020-12-31 | 365 | 6.432 | 6
48889 | 6.5 | 1 | 2019-12-31 | 2020-12-31 | 365 | 7.6015 | 7
961 | 5.5 | 1 | 2019-12-31 | 2020-12-31 | 365 | 6.432 | 6
3739 | 11 | 1 | 2019-12-31 | 2020-12-31 | 365 | 12.8641 | 12
2423 | 7.25 | 1 | 2019-12-31 | 2020-12-31 | 365 | 8.4786 | 8
3065 | 3.5 | 1 | 2019-12-31 | 2020-12-31 | 365 | 4.0931 | 4
5512 | 6.03 | 1 | 2019-12-31 | 2020-12-31 | 365 | 7.0518 | 7
2170 | 9.81 | 1 | 2019-12-31 | 2020-12-31 | 365 | 11.4724 | 11
2171 | 10.53 | 1 | 2019-12-31 | 2020-12-31 | 365 | 12.3144 | 12
751 | 7 | 1 | 2019-12-31 | 2020-12-31 | 365 | 8.1862 | 8
19604 | 7 | 1 | 2019-12-31 | 2020-12-31 | 365 | 8.1862 | 8
24094 | 5 | 1 | 2019-12-31 | 2020-12-31 | 365 | 5.8473 | 5
910 | 7.15 | 1 | 2019-12-31 | 2020-12-31 | 365 | 8.3616 | 8
2659 | 5.5 | 1 | 2019-12-31 | 2020-12-31 | 365 | 6.432 | 6
5578 | 12.06 | 1 | 2019-12-31 | 2020-12-31 | 365 | 14.1037 | 14
4028 | 7.5 | 1 | 2019-12-31 | 2020-12-31 | 365 | 8.7709 | 8
1493 | 10 | 1 | 2019-12-31 | 2020-12-31 | 365 | 11.6946 | 11
5306 | 10.07 | 1 | 2019-12-31 | 2020-12-31 | 365 | 11.7765 | 11
959 | 8.25 | 1 | 2019-12-31 | 2020-12-31 | 365 | 9.648 | 9
3896 | 4 | 1 | 2019-12-31 | 2020-12-31 | 365 | 4.6778 | 4
10805 | 5 | 1 | 2019-12-31 | 2020-12-31 | 365 | 5.8473 | 5
4517 | 9 | 1 | 2019-12-31 | 2020-12-31 | 365 | 10.5251 | 10
1926 | 4.25 | 1 | 2019-12-31 | 2020-12-31 | 365 | 4.9702 | 4
3640 | 3.315 | 1 | 2019-12-31 | 2020-12-31 | 365 | 3.8768 | 3
737 | 4.5 | 1 | 2019-12-31 | 2020-12-31 | 365 | 5.2626 | 5
52933 | 3 | 1 | 2019-12-31 | 2020-12-31 | 365 | 3.5084 | 3
4374 | 6.5 | 1 | 2019-12-31 | 2020-12-31 | 365 | 7.6015 | 7
901 | 8.25 | 1 | 2019-12-31 | 2020-12-31 | 365 | 9.648 | 9
1732 | 3 | 1 | 2019-12-31 | 2020-12-31 | 365 | 3.5084 | 3
4955 | 6.63 | 1 | 2019-12-31 | 2020-12-31 | 365 | 7.7535 | 7
22376 | 9.75 | 1 | 2019-12-31 | 2020-12-31 | 365 | 11.4022 | 11
2168 | 10.72 | 1 | 2019-12-31 | 2020-12-31 | 365 | 12.5366 | 12
12432 | 5.5 | 1 | 2019-12-31 | 2020-12-31 | 365 | 6.432 | 6
3743 | 10.2 | 1 | 2019-12-31 | 2020-12-31 | 365 | 11.9285 | 11
16865 | 5.025 | 1 | 2019-12-31 | 2020-12-31 | 365 | 5.8765 | 5
7915 | 7.5 | 1 | 2019-12-31 | 2020-12-31 | 365 | 8.7709 | 8
2660 | 9.5 | 1 | 2019-12-31 | 2020-12-31 | 365 | 11.1099 | 11
2598 | 11 | 1 | 2019-12-31 | 2020-12-31 | 365 | 12.8641 | 12
2725 | 6.6 | 1 | 2019-12-31 | 2020-12-31 | 365 | 7.7184 | 7
736 | 10 | 1 | 2019-12-31 | 2020-12-31 | 365 | 11.6946 | 11
2040 | 6.16 | 1 | 2019-12-31 | 2020-12-31 | 365 | 7.2039 | 7
2166 | 11.725 | 1 | 2019-12-31 | 2020-12-31 | 365 | 13.7119 | 13
20753 | 5.6 | 1 | 2019-12-31 | 2020-12-31 | 365 | 6.549 | 6
2726 | 4.578 | 1 | 2019-12-31 | 2020-12-31 | 365 | 5.3538 | 5
1915 | 4 | 1 | 2019-12-31 | 2020-12-31 | 365 | 4.6778 | 4
5508 | 2.2 | 1 | 2019-12-31 | 2020-12-31 | 365 | 2.5728 | 2
13909 | 9 | 1 | 2019-12-31 | 2020-12-31 | 365 | 10.5251 | 10
2584 | 6.75 | 1 | 2019-12-31 | 2020-12-31 | 365 | 7.8939 | 7
1338 | 5 | 1 | 2019-12-31 | 2020-12-31 | 365 | 5.8473 | 5
2586 | 12 | 1 | 2019-12-31 | 2020-12-31 | 365 | 14.0335 | 14
2662 | 4.5 | 1 | 2019-12-31 | 2020-12-31 | 365 | 5.2626 | 5
2661 | 4.25 | 1 | 2019-12-31 | 2020-12-31 | 365 | 4.9702 | 4
10957 | 10.92 | 1 | 2019-12-31 | 2020-12-31 | 365 | 12.7705 | 12
4513 | 9.075 | 1 | 2019-12-31 | 2020-12-31 | 365 | 10.6128 | 10
2724 | 3 | 1 | 2019-12-31 | 2020-12-31 | 365 | 3.5084 | 3
2588 | 4.25 | 1 | 2019-12-31 | 2020-12-31 | 365 | 4.9702 | 4
2777 | 8.25 | 1 | 2019-12-31 | 2020-12-31 | 365 | 9.648 | 9
3516 | 9 | 1 | 2019-12-31 | 2020-12-31 | 365 | 10.5251 | 10
3521 | 4.95 | 1 | 2019-12-31 | 2020-12-31 | 365 | 5.7888 | 5
8138 | 11 | 1 | 2019-12-31 | 2020-12-31 | 365 | 12.8641 | 12
11447 | 9.945 | 1 | 2019-12-31 | 2020-12-31 | 365 | 11.6303 | 11
11413 | 9.52 | 1 | 2019-12-31 | 2020-12-31 | 365 | 11.1333 | 11
6456 | 8.97 | 1 | 2019-12-31 | 2020-12-31 | 365 | 10.4901 | 10
1314 | 8.415 | 1 | 2019-12-31 | 2020-12-31 | 365 | 9.841 | 9
1352 | 14.74 | 1 | 2019-12-31 | 2020-12-31 | 365 | 17.2378 | 17
2470 | 9.24 | 1 | 2019-12-31 | 2020-12-31 | 365 | 10.8058 | 10
53979 | 6.5 | 1 | 2019-12-31 | 2020-12-31 | 365 | 7.6015 | 7
5621 | 8.04 | 1 | 2019-12-31 | 2020-12-31 | 365 | 9.4025 | 9
4491 | 7.705 | 1 | 2019-12-31 | 2020-12-31 | 365 | 9.0107 | 9
2169 | 10.53 | 1 | 2019-12-31 | 2020-12-31 | 365 | 12.3144 | 12
1310 | 7.56 | 1 | 2019-12-31 | 2020-12-31 | 365 | 8.8411 | 8
2039 | 5.22 | 1 | 2019-12-31 | 2020-12-31 | 365 | 6.1046 | 6
3518 | 10 | 1 | 2019-12-31 | 2020-12-31 | 365 | 11.6946 | 11
2817 | 11 | 1 | 2019-12-31 | 2020-12-31 | 365 | 12.8641 | 12
2811 | 4.25 | 1 | 2019-12-31 | 2020-12-31 | 365 | 4.9702 | 4
47219 | 8.525 | 1 | 2019-12-31 | 2020-12-31 | 365 | 9.9696 | 9
20028 | 6.5 | 1 | 2019-12-31 | 2020-12-31 | 365 | 7.6015 | 7
6434 | 4.4 | 1 | 2019-12-31 | 2020-12-31 | 365 | 5.1456 | 5
1920 | 7 | 1 | 2019-12-31 | 2020-12-31 | 365 | 8.1862 | 8
2818 | 5.5 | 1 | 2019-12-31 | 2020-12-31 | 365 | 6.432 | 6
5515 | 9.35 | 1 | 2019-12-31 | 2020-12-31 | 365 | 10.9345 | 10
2534 | 13.08 | 1 | 2019-12-31 | 2020-12-31 | 365 | 15.2965 | 15
5514 | 4.95 | 1 | 2019-12-31 | 2020-12-31 | 365 | 5.7888 | 5
8913 | 7.02 | 1 | 2019-12-31 | 2020-12-31 | 365 | 8.2096 | 8
12570 | 6.875 | 1 | 2019-12-31 | 2020-12-31 | 365 | 8.04 | 8
12427 | 5.1 | 1 | 2019-12-31 | 2020-12-31 | 365 | 5.9642 | 5
16942 | 5.1 | 1 | 2019-12-31 | 2020-12-31 | 365 | 5.9642 | 5
2666 | 10.53 | 1 | 2019-12-31 | 2020-12-31 | 365 | 12.3144 | 12
3524 | 10.05 | 1 | 2019-12-31 | 2020-12-31 | 365 | 11.7531 | 11
1990 | 6.05 | 1 | 2019-12-31 | 2020-12-31 | 365 | 7.0752 | 7
3062 | 9.805 | 1 | 2019-12-31 | 2020-12-31 | 365 | 11.4666 | 11
52220 | 4.95 | 1 | 2019-12-31 | 2020-12-31 | 365 | 5.7888 | 5
6751 | 9 | 1 | 2019-12-31 | 2020-12-31 | 365 | 10.5251 | 10
2471 | 8.525 | 1 | 2019-12-31 | 2020-12-31 | 365 | 9.9696 | 9
2041 | 11.445 | 1 | 2019-12-31 | 2020-12-31 | 365 | 13.3845 | 13
4250 | 5.75 | 1 | 2019-12-31 | 2020-12-31 | 365 | 6.7244 | 6
46757 | 7 | 1 | 2019-12-31 | 2020-12-31 | 365 | 8.1862 | 8
2025 | 6.9 | 1 | 2019-12-31 | 2020-12-31 | 365 | 8.0693 | 8
3008 | 9.81 | 1 | 2019-12-31 | 2020-12-31 | 365 | 11.4724 | 11
1315 | 7.84 | 1 | 2019-12-31 | 2020-12-31 | 365 | 9.1686 | 9
3705 | 9.075 | 1 | 2019-12-31 | 2020-12-31 | 365 | 10.6128 | 10
3736 | 6.1 | 1 | 2019-12-31 | 2020-12-31 | 365 | 7.1337 | 7
2585 | 10.05 | 1 | 2019-12-31 | 2020-12-31 | 365 | 11.7531 | 11
20945 | 4.95 | 1 | 2019-12-31 | 2020-12-31 | 365 | 5.7888 | 5
2635 | 7.25 | 1 | 2019-12-31 | 2020-12-31 | 365 | 8.4786 | 8
10794 | 3.75 | 1 | 2019-12-31 | 2020-12-31 | 365 | 4.3855 | 4
2440 | 11.75 | 1 | 2019-12-31 | 2020-12-31 | 365 | 13.7412 | 13
8892 | 8.25 | 1 | 2019-12-31 | 2020-12-31 | 365 | 9.648 | 9
11422 | 5.225 | 1 | 2019-12-31 | 2020-12-31 | 365 | 6.1104 | 6
3740 | 6.6 | 1 | 2019-12-31 | 2020-12-31 | 365 | 7.7184 | 7
4132 | 5 | 1 | 2019-12-31 | 2020-12-31 | 365 | 5.8473 | 5
12629 | 9.9 | 1 | 2019-12-31 | 2020-12-31 | 365 | 11.5777 | 11
6438 | 4 | 1 | 2019-12-31 | 2020-12-31 | 365 | 4.6778 | 4
3011 | 5.5 | 1 | 2019-12-31 | 2020-12-31 | 365 | 6.432 | 6
2664 | 8.25 | 1 | 2019-12-31 | 2020-12-31 | 365 | 9.648 | 9
2027 | 10.2 | 1 | 2019-12-31 | 2020-12-31 | 365 | 11.9285 | 11
26234 | 12 | 1 | 2019-12-31 | 2020-12-31 | 365 | 14.0335 | 14
3843 | 5 | 1 | 2019-12-31 | 2020-12-31 | 365 | 5.8473 | 5
2807 | 3.75 | 1 | 2019-12-31 | 2020-12-31 | 365 | 4.3855 | 4
12982 | 14.85 | 1 | 2019-12-31 | 2020-12-31 | 365 | 17.3665 | 17
3066 | 7.15 | 1 | 2019-12-31 | 2020-12-31 | 365 | 8.3616 | 8
412 | 7.65 | 1 | 2019-12-31 | 2020-12-31 | 365 | 8.9464 | 8
415 | 15.3 | 1 | 2019-12-31 | 2020-12-31 | 365 | 17.8927 | 17
416 | 12.24 | 1 | 2019-12-31 | 2020-12-31 | 365 | 14.3142 | 14
18637 | 14.95 | 1 | 2019-12-31 | 2020-12-31 | 365 | 17.4834 | 17
4488 | 9.18 | 1 | 2019-12-31 | 2020-12-31 | 365 | 10.7356 | 10
10806 | 13.2 | 1 | 2019-12-31 | 2020-12-31 | 365 | 15.4369 | 15
11289 | 11.78 | 1 | 2019-12-31 | 2020-12-31 | 365 | 13.7762 | 13
11292 | 5.775 | 1 | 2019-12-31 | 2020-12-31 | 365 | 6.7536 | 6
10801 | 7.29 | 1 | 2019-12-31 | 2020-12-31 | 365 | 8.5254 | 8
12868 | 7.15 | 1 | 2019-12-31 | 2020-12-31 | 365 | 8.3616 | 8
2667 | 12.24 | 1 | 2019-12-31 | 2020-12-31 | 365 | 14.3142 | 14
4646 | 9.9 | 1 | 2019-12-31 | 2020-12-31 | 365 | 11.5777 | 11
4651 | 9.25 | 1 | 2019-12-31 | 2020-12-31 | 365 | 10.8175 | 10
18471 | 8.04 | 1 | 2019-12-31 | 2020-12-31 | 365 | 9.4025 | 9
5617 | 10.791 | 1 | 2019-12-31 | 2020-12-31 | 365 | 12.6196 | 12
3326 | 4.95 | 1 | 2019-12-31 | 2020-12-31 | 365 | 5.7888 | 5
5111 | 3.025 | 1 | 2019-12-31 | 2020-12-31 | 365 | 3.5376 | 3
26087 | 11.96 | 1 | 2019-12-31 | 2020-12-31 | 365 | 13.9867 | 13
45885 | 4 | 1 | 2019-12-31 | 2020-12-31 | 365 | 4.6778 | 4
2808 | 6.325 | 1 | 2019-12-31 | 2020-12-31 | 365 | 7.3968 | 7
13440 | 5.6 | 1 | 2019-12-31 | 2020-12-31 | 365 | 6.549 | 6
11449 | 2.5 | 1 | 2019-12-31 | 2020-12-31 | 365 | 2.9236 | 2
5622 | 9.35 | 1 | 2019-12-31 | 2020-12-31 | 365 | 10.9345 | 10
11411 | 4.125 | 1 | 2019-12-31 | 2020-12-31 | 365 | 4.824 | 4
46520 | 5 | 1 | 2019-12-31 | 2020-12-31 | 365 | 5.8473 | 5
2468 | 5.5 | 1 | 2019-12-31 | 2020-12-31 | 365 | 6.432 | 6
5342 | 6.6 | 1 | 2019-12-31 | 2020-12-31 | 365 | 7.7184 | 7
19603 | 10.8 | 1 | 2019-12-31 | 2020-12-31 | 365 | 12.6302 | 12
3440 | 6.25 | 1 | 2019-12-31 | 2020-12-31 | 365 | 7.3091 | 7
2643 | 4.4 | 1 | 2019-12-31 | 2020-12-31 | 365 | 5.1456 | 5
4405 | 9.625 | 1 | 2019-12-31 | 2020-12-31 | 365 | 11.2561 | 11
19594 | 4.4 | 1 | 2019-12-31 | 2020-12-31 | 365 | 5.1456 | 5
3755 | 4.48 | 1 | 2019-12-31 | 2020-12-31 | 365 | 5.2392 | 5
4959 | 3.25 | 1 | 2019-12-31 | 2020-12-31 | 365 | 3.8007 | 3
63190 | 9.9 | 1 | 2019-12-31 | 2020-12-31 | 365 | 11.5777 | 11
2437 | 6.6 | 1 | 2019-12-31 | 2020-12-31 | 365 | 7.7184 | 7
4096 | 6.16 | 1 | 2019-12-31 | 2020-12-31 | 365 | 7.2039 | 7
3523 | 7.65 | 1 | 2019-12-31 | 2020-12-31 | 365 | 8.9464 | 8
2813 | 4.845 | 1 | 2019-12-31 | 2020-12-31 | 365 | 5.666 | 5
420 | 3.5 | 1 | 2019-12-31 | 2020-12-31 | 365 | 4.0931 | 4
741 | 10.464 | 1 | 2019-12-31 | 2020-12-31 | 365 | 12.2372 | 12
744 | 6.7 | 1 | 2019-12-31 | 2020-12-31 | 365 | 7.8354 | 7
750 | 7.65 | 1 | 2019-12-31 | 2020-12-31 | 365 | 8.9464 | 8
794 | 5.865 | 1 | 2019-12-31 | 2020-12-31 | 365 | 6.8589 | 6
51 | 10.35 | 1 | 2019-12-31 | 2020-12-31 | 365 | 12.1039 | 12
212 | 8.25 | 1 | 2019-12-31 | 2020-12-31 | 365 | 9.648 | 9
838 | 5.2 | 1 | 2019-12-31 | 2020-12-31 | 365 | 6.0812 | 6
869 | 6.12 | 1 | 2019-12-31 | 2020-12-31 | 365 | 7.1571 | 7
900 | 37.2 | 0.9 | 2019-12-31 | 2020-12-31 | 365 | 39.1535 | 39
60 | 6 | 1 | 2019-12-31 | 2020-12-31 | 365 | 7.0168 | 7
1316 | 251.625 | 1 | 2019-12-31 | 2020-12-31 | 365 | 294.2654 | 294
1547 | 3.924 | 1 | 2019-12-31 | 2020-12-31 | 365 | 4.589 | 4
1545 | 5.355 | 1 | 2019-12-31 | 2020-12-31 | 365 | 6.2625 | 6
1605 | 2.29 | 1 | 2019-12-31 | 2020-12-31 | 365 | 2.6781 | 2
1945 | 14.31 | 1 | 2019-12-31 | 2020-12-31 | 365 | 16.735 | 16
2472 | 10.36 | 1 | 2019-12-31 | 2020-12-31 | 365 | 12.1156 | 12
17171 | 4.59 | 1 | 2019-12-31 | 2020-12-31 | 365 | 5.3678 | 5
4652 | 6.63 | 1 | 2019-12-31 | 2020-12-31 | 365 | 7.7535 | 7
4514 | 3.75 | 1 | 2019-12-31 | 2020-12-31 | 365 | 4.3855 | 4
49127 | 5.5 | 1 | 2019-12-31 | 2020-12-31 | 365 | 6.432 | 6
3744 | 3.825 | 1 | 2019-12-31 | 2020-12-31 | 365 | 4.4732 | 4
13682 | 2.55 | 1 | 2019-12-31 | 2020-12-31 | 365 | 2.9821 | 2
4406 | 5.61 | 1 | 2019-12-31 | 2020-12-31 | 365 | 6.5607 | 6
7597 | 10.2 | 1 | 2019-12-31 | 2020-12-31 | 365 | 11.9285 | 11
18512 | 5.1 | 1 | 2019-12-31 | 2020-12-31 | 365 | 5.9642 | 5
54405 | 8.745 | 1 | 2019-12-31 | 2020-12-31 | 365 | 10.2269 | 10
4649 | 7 | 1 | 2019-12-31 | 2020-12-31 | 365 | 8.1862 | 8
3517 | 2.75 | 1 | 2019-12-31 | 2020-12-31 | 365 | 3.216 | 3
4750 | 5 | 1 | 2019-12-31 | 2020-12-31 | 365 | 5.8473 | 5
3750 | 6.095 | 1 | 2019-12-31 | 2020-12-31 | 365 | 7.1279 | 7
4025 | 9.36 | 1 | 2019-12-31 | 2020-12-31 | 365 | 10.9461 | 10
5109 | 2.55 | 1 | 2019-12-31 | 2020-12-31 | 365 | 2.9821 | 2
13569 | 9 | 1 | 2019-12-31 | 2020-12-31 | 365 | 10.5251 | 10
3905 | 6.325 | 1 | 2019-12-31 | 2020-12-31 | 365 | 7.3968 | 7
3737 | 5.775 | 1 | 2019-12-31 | 2020-12-31 | 365 | 6.7536 | 6
4097 | 4.95 | 1 | 2019-12-31 | 2020-12-31 | 365 | 5.7888 | 5
11327 | 5.225 | 1 | 2019-12-31 | 2020-12-31 | 365 | 6.1104 | 6
8812 | 3 | 1 | 2019-12-31 | 2020-12-31 | 365 | 3.5084 | 3
5343 | 7.5 | 1 | 2019-12-31 | 2020-12-31 | 365 | 8.7709 | 8
10919 | 11.55 | 1 | 2019-12-31 | 2020-12-31 | 365 | 13.5073 | 13
4027 | 9.075 | 1 | 2019-12-31 | 2020-12-31 | 365 | 10.6128 | 10
49132 | 9.9 | 1 | 2019-12-31 | 2020-12-31 | 365 | 11.5777 | 11
4653 | 5.865 | 1 | 2019-12-31 | 2020-12-31 | 365 | 6.8589 | 6
4128 | 7.425 | 1 | 2019-12-31 | 2020-12-31 | 365 | 8.6832 | 8
4125 | 5.1 | 1 | 2019-12-31 | 2020-12-31 | 365 | 5.9642 | 5
2663 | 3.5 | 1 | 2019-12-31 | 2020-12-31 | 365 | 4.0931 | 4
18513 | 5.1 | 1 | 2019-12-31 | 2020-12-31 | 365 | 5.9642 | 5
7258 | 6 | 1 | 2019-12-31 | 2020-12-31 | 365 | 7.0168 | 7
7940 | 7.5 | 1 | 2019-12-31 | 2020-12-31 | 365 | 8.7709 | 8
6752 | 6 | 1 | 2019-12-31 | 2020-12-31 | 365 | 7.0168 | 7
2587 | 3.575 | 1 | 2019-12-31 | 2020-12-31 | 365 | 4.1808 | 4
5462 | 5.5 | 1 | 2019-12-31 | 2020-12-31 | 365 | 6.432 | 6
3493 | 4.48 | 1 | 2019-12-31 | 2020-12-31 | 365 | 5.2392 | 5
6787 | 8.28 | 1 | 2019-12-31 | 2020-12-31 | 365 | 9.6831 | 9
3897 | 8.25 | 1 | 2019-12-31 | 2020-12-31 | 365 | 9.648 | 9
16940 | 3.06 | 1 | 2019-12-31 | 2020-12-31 | 365 | 3.5785 | 3
5623 | 5.886 | 1 | 2019-12-31 | 2020-12-31 | 365 | 6.8834 | 6
53966 | 9.9 | 1 | 2019-12-31 | 2020-12-31 | 365 | 11.5777 | 11
27034 | 6.84 | 1 | 2019-12-31 | 2020-12-31 | 365 | 7.9991 | 7
22507 | 5.1 | 1 | 2019-12-31 | 2020-12-31 | 365 | 5.9642 | 5
11415 | 7.84 | 1 | 2019-12-31 | 2020-12-31 | 365 | 9.1686 | 9
3757 | 4.08 | 1 | 2019-12-31 | 2020-12-31 | 365 | 4.7714 | 4
13126 | 6 | 1 | 2019-12-31 | 2020-12-31 | 365 | 7.0168 | 7
7598 | 4.59 | 1 | 2019-12-31 | 2020-12-31 | 365 | 5.3678 | 5
837 | 7.2 | 1 | 2019-12-31 | 2020-12-31 | 365 | 8.4201 | 8
5511 | 5.775 | 1 | 2019-12-31 | 2020-12-31 | 365 | 6.7536 | 6
5509 | 11.25 | 1 | 2019-12-31 | 2020-12-31 | 365 | 13.1564 | 13
3759 | 5.94 | 1 | 2019-12-31 | 2020-12-31 | 365 | 6.9466 | 6
10956 | 9.9 | 1 | 2019-12-31 | 2020-12-31 | 365 | 11.5777 | 11
4647 | 3.57 | 1 | 2019-12-31 | 2020-12-31 | 365 | 4.175 | 4
6812 | 6.7 | 1 | 2019-12-31 | 2020-12-31 | 365 | 7.8354 | 7
4407 | 10.14 | 1 | 2019-12-31 | 2020-12-31 | 365 | 11.8583 | 11
73175 | 2.75 | 1 | 2019-12-31 | 2020-12-31 | 365 | 3.216 | 3
4719 | 8.91 | 1 | 2019-12-31 | 2020-12-31 | 365 | 10.4199 | 10
18613 | 2.04 | 1 | 2019-12-31 | 2020-12-31 | 365 | 2.3857 | 2
15708 | 2 | 1 | 2019-12-31 | 2020-12-31 | 365 | 2.3389 | 2
46693 | 4.5 | 1 | 2019-12-31 | 2020-12-31 | 365 | 5.2626 | 5
11332 | 12.32 | 1 | 2019-12-31 | 2020-12-31 | 365 | 14.4077 | 14
21005 | 11.7 | 1 | 2019-12-31 | 2020-12-31 | 365 | 13.6827 | 13
20482 | 5.1 | 1 | 2019-12-31 | 2020-12-31 | 365 | 5.9642 | 5
3756 | 6.63 | 1 | 2019-12-31 | 2020-12-31 | 365 | 7.7535 | 7
4518 | 1.925 | 1 | 2019-12-31 | 2020-12-31 | 365 | 2.2512 | 2
3324 | 6.7 | 1 | 2019-12-31 | 2020-12-31 | 365 | 7.8354 | 7
6579 | 13.065 | 1 | 2019-12-31 | 2020-12-31 | 365 | 15.279 | 15
12640 | 9.81 | 1 | 2019-12-31 | 2020-12-31 | 365 | 11.4724 | 11
15878 | 8.25 | 1 | 2019-12-31 | 2020-12-31 | 365 | 9.648 | 9
52215 | 5.5 | 1 | 2019-12-31 | 2020-12-31 | 365 | 6.432 | 6
20425 | 6.5 | 1 | 2019-12-31 | 2020-12-31 | 365 | 7.6015 | 7
20426 | 4 | 1 | 2019-12-31 | 2020-12-31 | 365 | 4.6778 | 4
3519 | 3.5 | 1 | 2019-12-31 | 2020-12-31 | 365 | 4.0931 | 4
22506 | 2.475 | 1 | 2019-12-31 | 2020-12-31 | 365 | 2.8944 | 2
53981 | 7 | 1 | 2019-12-31 | 2020-12-31 | 365 | 8.1862 | 8
3063 | 9.945 | 1 | 2019-12-31 | 2020-12-31 | 365 | 11.6303 | 11
6788 | 4.08 | 1 | 2019-12-31 | 2020-12-31 | 365 | 4.7714 | 4
11418 | 6 | 1 | 2019-12-31 | 2020-12-31 | 365 | 7.0168 | 7
4519 | 4.95 | 1 | 2019-12-31 | 2020-12-31 | 365 | 5.7888 | 5
18704 | 14.79 | 1 | 2019-12-31 | 2020-12-31 | 365 | 17.2963 | 17
1081 | 6.54 | 1 | 2019-12-31 | 2020-12-31 | 365 | 7.6483 | 7
1079 | 5 | 1 | 2019-12-31 | 2020-12-31 | 365 | 5.8473 | 5
1077 | 2.25 | 1 | 2019-12-31 | 2020-12-31 | 365 | 2.6313 | 2
1076 | 6 | 1 | 2019-12-31 | 2020-12-31 | 365 | 7.0168 | 7
1080 | 6.12 | 1 | 2019-12-31 | 2020-12-31 | 365 | 7.1571 | 7
19896 | 4.675 | 1 | 2019-12-31 | 2020-12-31 | 365 | 5.4672 | 5
6455 | 3.5 | 1 | 2019-12-31 | 2020-12-31 | 365 | 4.0931 | 4
12527 | 4.4 | 1 | 2019-12-31 | 2020-12-31 | 365 | 5.1456 | 5
46122 | 8.25 | 1 | 2019-12-31 | 2020-12-31 | 365 | 9.648 | 9
51051 | 3.3 | 1 | 2019-12-31 | 2020-12-31 | 365 | 3.8592 | 3
3438 | 12.24 | 1 | 2019-12-31 | 2020-12-31 | 365 | 14.3142 | 14
3465 | 4.02 | 1 | 2019-12-31 | 2020-12-31 | 365 | 4.7012 | 4
3064 | 8.28 | 1 | 2019-12-31 | 2020-12-31 | 365 | 9.6831 | 9
5510 | 5.5 | 1 | 2019-12-31 | 2020-12-31 | 365 | 6.432 | 6
5460 | 7.7 | 1 | 2019-12-31 | 2020-12-31 | 365 | 9.0048 | 9
2815 | 6.25 | 1 | 2019-12-31 | 2020-12-31 | 365 | 7.3091 | 7
21984 | 3.75 | 1 | 2019-12-31 | 2020-12-31 | 365 | 4.3855 | 4
6701 | 10.385 | 1 | 2019-12-31 | 2020-12-31 | 365 | 12.1448 | 12
18701 | 6 | 1 | 2019-12-31 | 2020-12-31 | 365 | 7.0168 | 7
8706 | 3.3 | 1 | 2019-12-31 | 2020-12-31 | 365 | 3.8592 | 3
5553 | 6.6 | 1 | 2019-12-31 | 2020-12-31 | 365 | 7.7184 | 7
4718 | 6.6 | 1 | 2019-12-31 | 2020-12-31 | 365 | 7.7184 | 7
10328 | 10.791 | 1 | 2019-12-31 | 2020-12-31 | 365 | 12.6196 | 12
5461 | 5.5 | 1 | 2019-12-31 | 2020-12-31 | 365 | 6.432 | 6
53976 | 7.7 | 1 | 2019-12-31 | 2020-12-31 | 365 | 9.0048 | 9
4095 | 3.85 | 1 | 2019-12-31 | 2020-12-31 | 365 | 4.5024 | 4
46512 | 5.5 | 1 | 2019-12-31 | 2020-12-31 | 365 | 6.432 | 6
6453 | 4.08 | 1 | 2019-12-31 | 2020-12-31 | 365 | 4.7714 | 4
1490 | 8.18 | 1 | 2019-12-31 | 2020-12-31 | 365 | 9.5662 | 9
1489 | 10.7 | 1 | 2019-12-31 | 2020-12-31 | 365 | 12.5132 | 12
1399 | 17.595 | 1 | 2019-12-31 | 2020-12-31 | 365 | 20.5766 | 20
1396 | 11.22 | 1 | 2019-12-31 | 2020-12-31 | 365 | 13.1213 | 13
1546 | 8 | 1 | 2019-12-31 | 2020-12-31 | 365 | 9.3557 | 9
1795 | 8.42 | 1 | 2019-12-31 | 2020-12-31 | 365 | 9.8469 | 9
1995 | 14.575 | 1 | 2019-12-31 | 2020-12-31 | 365 | 17.0449 | 17
1994 | 10.2 | 1 | 2019-12-31 | 2020-12-31 | 365 | 11.9285 | 11
1991 | 17.82 | 1 | 2019-12-31 | 2020-12-31 | 365 | 20.8398 | 20
2037 | 12.73 | 1 | 2019-12-31 | 2020-12-31 | 365 | 14.8872 | 14
9713 | 5.1 | 1 | 2019-12-31 | 2020-12-31 | 365 | 5.9642 | 5
4130 | 10.45 | 1 | 2019-12-31 | 2020-12-31 | 365 | 12.2209 | 12
26235 | 6.05 | 1 | 2019-12-31 | 2020-12-31 | 365 | 7.0752 | 7
13572 | 4 | 1 | 2019-12-31 | 2020-12-31 | 365 | 4.6778 | 4
26075 | 9 | 1 | 2019-12-31 | 2020-12-31 | 365 | 10.5251 | 10
66624 | 4.95 | 1 | 2019-12-31 | 2020-12-31 | 365 | 5.7888 | 5
4648 | 9.075 | 1 | 2019-12-31 | 2020-12-31 | 365 | 10.6128 | 10
4129 | 7 | 1 | 2019-12-31 | 2020-12-31 | 365 | 8.1862 | 8
13536 | 1.53 | 1 | 2019-12-31 | 2020-12-31 | 365 | 1.7893 | 1
12870 | 14.575 | 1 | 2019-12-31 | 2020-12-31 | 365 | 17.0449 | 17
13802 | 5.1 | 1 | 2019-12-31 | 2020-12-31 | 365 | 5.9642 | 5
12779 | 8.37 | 1 | 2019-12-31 | 2020-12-31 | 365 | 9.7884 | 9
7938 | 5.1 | 1 | 2019-12-31 | 2020-12-31 | 365 | 5.9642 | 5
11419 | 3.06 | 1 | 2019-12-31 | 2020-12-31 | 365 | 3.5785 | 3
15713 | 7.75 | 1 | 2019-12-31 | 2020-12-31 | 365 | 9.0633 | 9
8899 | 14.85 | 1 | 2019-12-31 | 2020-12-31 | 365 | 17.3665 | 17
47213 | 1.925 | 1 | 2019-12-31 | 2020-12-31 | 365 | 2.2512 | 2
52136 | 3.5 | 1 | 2019-12-31 | 2020-12-31 | 365 | 4.0931 | 4
18639 | 10.175 | 1 | 2019-12-31 | 2020-12-31 | 365 | 11.8993 | 11
13229 | 10 | 1 | 2019-12-31 | 2020-12-31 | 365 | 11.6946 | 11
6457 | 5.886 | 1 | 2019-12-31 | 2020-12-31 | 365 | 6.8834 | 6
4515 | 3.75 | 1 | 2019-12-31 | 2020-12-31 | 365 | 4.3855 | 4
7253 | 6.5 | 1 | 2019-12-31 | 2020-12-31 | 365 | 7.6015 | 7
12572 | 3.3 | 1 | 2019-12-31 | 2020-12-31 | 365 | 3.8592 | 3
8137 | 7.56 | 1 | 2019-12-31 | 2020-12-31 | 365 | 8.8411 | 8
5579 | 6.05 | 1 | 2019-12-31 | 2020-12-31 | 365 | 7.0752 | 7
4960 | 6.05 | 1 | 2019-12-31 | 2020-12-31 | 365 | 7.0752 | 7
11328 | 7.15 | 1 | 2019-12-31 | 2020-12-31 | 365 | 8.3616 | 8
11287 | 8.25 | 1 | 2019-12-31 | 2020-12-31 | 365 | 9.648 | 9
4650 | 11.825 | 1 | 2019-12-31 | 2020-12-31 | 365 | 13.8289 | 13
14912 | 3.25 | 1 | 2019-12-31 | 2020-12-31 | 365 | 3.8007 | 3
18519 | 4.675 | 1 | 2019-12-31 | 2020-12-31 | 365 | 5.4672 | 5
32025 | 14.85 | 1 | 2019-12-31 | 2020-12-31 | 365 | 17.3665 | 17
13328 | 5.775 | 1 | 2019-12-31 | 2020-12-31 | 365 | 6.7536 | 6
46714 | 9.9 | 1 | 2019-12-31 | 2020-12-31 | 365 | 11.5777 | 11
51054 | 6.6 | 1 | 2019-12-31 | 2020-12-31 | 365 | 7.7184 | 7
26081 | 15 | 1 | 2019-12-31 | 2020-12-31 | 365 | 17.5419 | 17
13230 | 7.15 | 1 | 2019-12-31 | 2020-12-31 | 365 | 8.3616 | 8
28534 | 5 | 1 | 2019-12-31 | 2020-12-31 | 365 | 5.8473 | 5
15880 | 6.16 | 1 | 2019-12-31 | 2020-12-31 | 365 | 7.2039 | 7
11416 | 2.2 | 1 | 2019-12-31 | 2020-12-31 | 365 | 2.5728 | 2
4521 | 11.275 | 1 | 2019-12-31 | 2020-12-31 | 365 | 13.1857 | 13
46755 | 2.75 | 1 | 2019-12-31 | 2020-12-31 | 365 | 3.216 | 3
2361 | 7.65 | 1 | 2019-12-31 | 2020-12-31 | 365 | 8.9464 | 8
2439 | 13 | 1 | 2019-12-31 | 2020-12-31 | 365 | 15.203 | 15
2427 | 8.42 | 1 | 2019-12-31 | 2020-12-31 | 365 | 9.8469 | 9
2426 | 5.886 | 1 | 2019-12-31 | 2020-12-31 | 365 | 6.8834 | 6
2425 | 201.19 | 0.9 | 2019-12-31 | 2020-12-31 | 365 | 211.7553 | 211
2589 | 8.28 | 1 | 2019-12-31 | 2020-12-31 | 365 | 9.6831 | 9
2583 | 7.28 | 1 | 2019-12-31 | 2020-12-31 | 365 | 8.5137 | 8
2533 | 3.18 | 1 | 2019-12-31 | 2020-12-31 | 365 | 3.7189 | 3
2601 | 6.9 | 1 | 2019-12-31 | 2020-12-31 | 365 | 8.0693 | 8
2600 | 4.59 | 1 | 2019-12-31 | 2020-12-31 | 365 | 5.3678 | 5
1246 | 7.14 | 1 | 2019-12-31 | 2020-12-31 | 365 | 8.3499 | 8
2810 | 11 | 1 | 2019-12-31 | 2020-12-31 | 365 | 12.8641 | 12
2783 | 160 | 0.9 | 2019-12-31 | 2020-12-31 | 365 | 168.4022 | 168
2782 | 23.92 | 1 | 2019-12-31 | 2020-12-31 | 365 | 27.9735 | 27
2769 | 8.8 | 1 | 2019-12-31 | 2020-12-31 | 365 | 10.2912 | 10
2768 | 2.04 | 1 | 2019-12-31 | 2020-12-31 | 365 | 2.3857 | 2
46997 | 7 | 1 | 2019-12-31 | 2020-12-31 | 365 | 8.1862 | 8
6700 | 9.045 | 1 | 2019-12-31 | 2020-12-31 | 365 | 10.5778 | 10
8904 | 5.04 | 1 | 2019-12-31 | 2020-12-31 | 365 | 5.8941 | 5
11465 | 24.2 | 1 | 2019-12-31 | 2020-12-31 | 365 | 28.3009 | 28
16943 | 8.25 | 1 | 2019-12-31 | 2020-12-31 | 365 | 9.648 | 9
4844 | 5.5 | 1 | 2019-12-31 | 2020-12-31 | 365 | 6.432 | 6
46105 | 5 | 1 | 2019-12-31 | 2020-12-31 | 365 | 5.8473 | 5
4751 | 3.3 | 1 | 2019-12-31 | 2020-12-31 | 365 | 3.8592 | 3
13322 | 6.05 | 1 | 2019-12-31 | 2020-12-31 | 365 | 7.0752 | 7
16593 | 4.5 | 1 | 2019-12-31 | 2020-12-31 | 365 | 5.2626 | 5
7103 | 9 | 1 | 2019-12-31 | 2020-12-31 | 365 | 10.5251 | 10
6699 | 4.5 | 1 | 2019-12-31 | 2020-12-31 | 365 | 5.2626 | 5
4843 | 7.035 | 1 | 2019-12-31 | 2020-12-31 | 365 | 8.2272 | 8
4838 | 4 | 1 | 2019-12-31 | 2020-12-31 | 365 | 4.6778 | 4
2770 | 0.84 | 1 | 2019-12-31 | 2020-12-31 | 365 | 0.98235 | 0
3839 | 5.1 | 1 | 2019-12-31 | 2020-12-31 | 365 | 5.9642 | 5
3841 | 3.5 | 1 | 2019-12-31 | 2020-12-31 | 365 | 4.0931 | 4
4026 | 5 | 1 | 2019-12-31 | 2020-12-31 | 365 | 5.8473 | 5
4029 | 6.885 | 1 | 2019-12-31 | 2020-12-31 | 365 | 8.0517 | 8
4124 | 1.44 | 1 | 2019-12-31 | 2020-12-31 | 365 | 1.684 | 1
6589 | 8.97 | 1 | 2019-12-31 | 2020-12-31 | 365 | 10.4901 | 10
6818 | 5.5 | 1 | 2019-12-31 | 2020-12-31 | 365 | 6.432 | 6
10491 | 5.5 | 1 | 2019-12-31 | 2020-12-31 | 365 | 6.432 | 6
25272 | 6.05 | 1 | 2019-12-31 | 2020-12-31 | 365 | 7.0752 | 7
26079 | 8 | 1 | 2019-12-31 | 2020-12-31 | 365 | 9.3557 | 9
13535 | 6.6 | 1 | 2019-12-31 | 2020-12-31 | 365 | 7.7184 | 7
6777 | 8.25 | 1 | 2019-12-31 | 2020-12-31 | 365 | 9.648 | 9
7100 | 10.45 | 1 | 2019-12-31 | 2020-12-31 | 365 | 12.2209 | 12
30734 | 5.225 | 1 | 2019-12-31 | 2020-12-31 | 365 | 6.1104 | 6
12643 | 8.525 | 1 | 2019-12-31 | 2020-12-31 | 365 | 9.9696 | 9
16167 | 6.325 | 1 | 2019-12-31 | 2020-12-31 | 365 | 7.3968 | 7
19924 | 4.95 | 1 | 2019-12-31 | 2020-12-31 | 365 | 5.7888 | 5
5397 | 9.88 | 1 | 2019-12-31 | 2020-12-31 | 365 | 11.5543 | 11
20686 | 5.5 | 1 | 2019-12-31 | 2020-12-31 | 365 | 6.432 | 6
19599 | 6.05 | 1 | 2019-12-31 | 2020-12-31 | 365 | 7.0752 | 7
25578 | 4.95 | 1 | 2019-12-31 | 2020-12-31 | 365 | 5.7888 | 5
5398 | 9.9 | 1 | 2019-12-31 | 2020-12-31 | 365 | 11.5777 | 11
6702 | 12.375 | 1 | 2019-12-31 | 2020-12-31 | 365 | 14.4721 | 14
6811 | 4.5 | 1 | 2019-12-31 | 2020-12-31 | 365 | 5.2626 | 5
29395 | 7.84 | 1 | 2019-12-31 | 2020-12-31 | 365 | 9.1686 | 9
5399 | 7.14 | 1 | 2019-12-31 | 2020-12-31 | 365 | 8.3499 | 8
5634 | 9.9 | 1 | 2019-12-31 | 2020-12-31 | 365 | 11.5777 | 11
12983 | 7.15 | 1 | 2019-12-31 | 2020-12-31 | 365 | 8.3616 | 8
6774 | 4 | 1 | 2019-12-31 | 2020-12-31 | 365 | 4.6778 | 4
6592 | 8.525 | 1 | 2019-12-31 | 2020-12-31 | 365 | 9.9696 | 9
13329 | 7.975 | 1 | 2019-12-31 | 2020-12-31 | 365 | 9.3264 | 9
19117 | 8.8 | 1 | 2019-12-31 | 2020-12-31 | 365 | 10.2912 | 10
7935 | 6.6 | 1 | 2019-12-31 | 2020-12-31 | 365 | 7.7184 | 7
24699 | 7.7 | 1 | 2019-12-31 | 2020-12-31 | 365 | 9.0048 | 9
16162 | 7.15 | 1 | 2019-12-31 | 2020-12-31 | 365 | 8.3616 | 8
13333 | 3.3 | 1 | 2019-12-31 | 2020-12-31 | 365 | 3.8592 | 3
5513 | 9.92 | 1 | 2019-12-31 | 2020-12-31 | 365 | 11.601 | 11
8894 | 2.76 | 1 | 2019-12-31 | 2020-12-31 | 365 | 3.2277 | 3
5633 | 9.315 | 1 | 2019-12-31 | 2020-12-31 | 365 | 10.8935 | 10
29400 | 11.772 | 1 | 2019-12-31 | 2020-12-31 | 365 | 13.7669 | 13
13331 | 13.4 | 1 | 2019-12-31 | 2020-12-31 | 365 | 15.6708 | 15
21015 | 6.05 | 1 | 2019-12-31 | 2020-12-31 | 365 | 7.0752 | 7
48194 | 5.5 | 1 | 2019-12-31 | 2020-12-31 | 365 | 6.432 | 6
18350 | 8.25 | 1 | 2019-12-31 | 2020-12-31 | 365 | 9.648 | 9
18615 | 10.45 | 1 | 2019-12-31 | 2020-12-31 | 365 | 12.2209 | 12
11330 | 12.04 | 1 | 2019-12-31 | 2020-12-31 | 365 | 14.0803 | 14
11417 | 6.05 | 1 | 2019-12-31 | 2020-12-31 | 365 | 7.0752 | 7
5552 | 3.57 | 1 | 2019-12-31 | 2020-12-31 | 365 | 4.175 | 4
48182 | 22 | 1 | 2019-12-31 | 2020-12-31 | 365 | 25.7281 | 25
14679 | 7.14 | 1 | 2019-12-31 | 2020-12-31 | 365 | 8.3499 | 8
20242 | 3.5 | 1 | 2019-12-31 | 2020-12-31 | 365 | 4.0931 | 4
8897 | 9.35 | 1 | 2019-12-31 | 2020-12-31 | 365 | 10.9345 | 10
11329 | 10.64 | 1 | 2019-12-31 | 2020-12-31 | 365 | 12.4431 | 12
13619 | 7.155 | 1 | 2019-12-31 | 2020-12-31 | 365 | 8.3675 | 8
47212 | 5.5 | 1 | 2019-12-31 | 2020-12-31 | 365 | 6.432 | 6
6588 | 10.725 | 1 | 2019-12-31 | 2020-12-31 | 365 | 12.5425 | 12
7104 | 6.875 | 1 | 2019-12-31 | 2020-12-31 | 365 | 8.04 | 8
11445 | 6.6 | 1 | 2019-12-31 | 2020-12-31 | 365 | 7.7184 | 7
34917 | 7.7 | 1 | 2019-12-31 | 2020-12-31 | 365 | 9.0048 | 9
42492 | 4.125 | 1 | 2019-12-31 | 2020-12-31 | 365 | 4.824 | 4
5628 | 7.975 | 1 | 2019-12-31 | 2020-12-31 | 365 | 9.3264 | 9
16165 | 7.425 | 1 | 2019-12-31 | 2020-12-31 | 365 | 8.6832 | 8
7247 | 13.4 | 1 | 2019-12-31 | 2020-12-31 | 365 | 15.6708 | 15
7599 | 8.25 | 1 | 2019-12-31 | 2020-12-31 | 365 | 9.648 | 9
6443 | 9 | 1 | 2019-12-31 | 2020-12-31 | 365 | 10.5251 | 10
8898 | 4.95 | 1 | 2019-12-31 | 2020-12-31 | 365 | 5.7888 | 5
19596 | 7.7 | 1 | 2019-12-31 | 2020-12-31 | 365 | 9.0048 | 9
9529 | 4.95 | 1 | 2019-12-31 | 2020-12-31 | 365 | 5.7888 | 5
12574 | 2.2 | 1 | 2019-12-31 | 2020-12-31 | 365 | 2.5728 | 2
25576 | 6.16 | 1 | 2019-12-31 | 2020-12-31 | 365 | 7.2039 | 7
7932 | 5.775 | 1 | 2019-12-31 | 2020-12-31 | 365 | 6.7536 | 6
48705 | 14.85 | 1 | 2019-12-31 | 2020-12-31 | 365 | 17.3665 | 17
19593 | 6.6 | 1 | 2019-12-31 | 2020-12-31 | 365 | 7.7184 | 7
7108 | 12 | 1 | 2019-12-31 | 2020-12-31 | 365 | 14.0335 | 14
7244 | 8.97 | 1 | 2019-12-31 | 2020-12-31 | 365 | 10.4901 | 10
21137 | 9.315 | 1 | 2019-12-31 | 2020-12-31 | 365 | 10.8935 | 10
6580 | 3.315 | 1 | 2019-12-31 | 2020-12-31 | 365 | 3.8768 | 3
4372 | 6.336 | 1 | 2019-12-31 | 2020-12-31 | 365 | 7.4097 | 7
15359 | 6.05 | 1 | 2019-12-31 | 2020-12-31 | 365 | 7.0752 | 7
5639 | 9.8 | 1 | 2019-12-31 | 2020-12-31 | 365 | 11.4607 | 11
15364 | 8.4 | 1 | 2019-12-31 | 2020-12-31 | 365 | 9.8235 | 9
13349 | 8.28 | 1 | 2019-12-31 | 2020-12-31 | 365 | 9.6831 | 9
16166 | 7.65 | 1 | 2019-12-31 | 2020-12-31 | 365 | 8.9464 | 8
16609 | 8.525 | 1 | 2019-12-31 | 2020-12-31 | 365 | 9.9696 | 9
13731 | 5.5 | 1 | 2019-12-31 | 2020-12-31 | 365 | 6.432 | 6
20698 | 4.95 | 1 | 2019-12-31 | 2020-12-31 | 365 | 5.7888 | 5
17168 | 3.85 | 1 | 2019-12-31 | 2020-12-31 | 365 | 4.5024 | 4
18643 | 6.05 | 1 | 2019-12-31 | 2020-12-31 | 365 | 7.0752 | 7
18629 | 7.975 | 1 | 2019-12-31 | 2020-12-31 | 365 | 9.3264 | 9
33112 | 11.825 | 1 | 2019-12-31 | 2020-12-31 | 365 | 13.8289 | 13
20758 | 7.975 | 1 | 2019-12-31 | 2020-12-31 | 365 | 9.3264 | 9
8916 | 8.8 | 1 | 2019-12-31 | 2020-12-31 | 365 | 10.2912 | 10
12429 | 6.6 | 1 | 2019-12-31 | 2020-12-31 | 365 | 7.7184 | 7
15703 | 5.5 | 1 | 2019-12-31 | 2020-12-31 | 365 | 6.432 | 6
55273 | 5.5 | 1 | 2019-12-31 | 2020-12-31 | 365 | 6.432 | 6
6698 | 6 | 1 | 2019-12-31 | 2020-12-31 | 365 | 7.0168 | 7
13318 | 6.6 | 1 | 2019-12-31 | 2020-12-31 | 365 | 7.7184 | 7
12645 | 7.425 | 1 | 2019-12-31 | 2020-12-31 | 365 | 8.6832 | 8
11282 | 9.35 | 1 | 2019-12-31 | 2020-12-31 | 365 | 10.9345 | 10
8895 | 9.66 | 1 | 2019-12-31 | 2020-12-31 | 365 | 11.297 | 11
10325 | 7.14 | 1 | 2019-12-31 | 2020-12-31 | 365 | 8.3499 | 8
6786 | 9.9 | 1 | 2019-12-31 | 2020-12-31 | 365 | 11.5777 | 11
13728 | 6.6 | 1 | 2019-12-31 | 2020-12-31 | 365 | 7.7184 | 7
58569 | 3.36 | 1 | 2019-12-31 | 2020-12-31 | 365 | 3.9294 | 3
15358 | 6.44 | 1 | 2019-12-31 | 2020-12-31 | 365 | 7.5313 | 7
21302 | 5.225 | 1 | 2019-12-31 | 2020-12-31 | 365 | 6.1104 | 6
29402 | 9.975 | 1 | 2019-12-31 | 2020-12-31 | 365 | 11.6654 | 11
51205 | 4.4 | 1 | 2019-12-31 | 2020-12-31 | 365 | 5.1456 | 5
11437 | 4.095 | 1 | 2019-12-31 | 2020-12-31 | 365 | 4.7889 | 4
18638 | 7.15 | 1 | 2019-12-31 | 2020-12-31 | 365 | 8.3616 | 8
8896 | 6.75 | 1 | 2019-12-31 | 2020-12-31 | 365 | 7.8939 | 7
15711 | 6.75 | 1 | 2019-12-31 | 2020-12-31 | 365 | 7.8939 | 7
8893 | 6.21 | 1 | 2019-12-31 | 2020-12-31 | 365 | 7.2623 | 7
11439 | 9.945 | 1 | 2019-12-31 | 2020-12-31 | 365 | 11.6303 | 11
21676 | 6.05 | 1 | 2019-12-31 | 2020-12-31 | 365 | 7.0752 | 7
13753 | 4.59 | 1 | 2019-12-31 | 2020-12-31 | 365 | 5.3678 | 5
7261 | 9.435 | 1 | 2019-12-31 | 2020-12-31 | 365 | 11.0339 | 11
7263 | 8.28 | 1 | 2019-12-31 | 2020-12-31 | 365 | 9.6831 | 9
15112 | 7.5 | 1 | 2019-12-31 | 2020-12-31 | 365 | 8.7709 | 8
23637 | 6.16 | 1 | 2019-12-31 | 2020-12-31 | 365 | 7.2039 | 7
18601 | 4.8 | 1 | 2019-12-31 | 2020-12-31 | 365 | 5.6134 | 5
13231 | 7.15 | 1 | 2019-12-31 | 2020-12-31 | 365 | 8.3616 | 8
50046 | 4.95 | 1 | 2019-12-31 | 2020-12-31 | 365 | 5.7888 | 5
53932 | 7.6 | 1 | 2019-12-31 | 2020-12-31 | 365 | 8.8879 | 8
50992 | 13.77 | 1 | 2019-12-31 | 2020-12-31 | 365 | 16.1035 | 16
13722 | 6.325 | 1 | 2019-12-31 | 2020-12-31 | 365 | 7.3968 | 7
7601 | 14.85 | 1 | 2019-12-31 | 2020-12-31 | 365 | 17.3665 | 17
7600 | 7.37 | 1 | 2019-12-31 | 2020-12-31 | 365 | 8.6189 | 8
2816 | 3.06 | 1 | 2019-12-31 | 2020-12-31 | 365 | 3.5785 | 3
3007 | 5.865 | 1 | 2019-12-31 | 2020-12-31 | 365 | 6.8589 | 6
3009 | 5.865 | 1 | 2019-12-31 | 2020-12-31 | 365 | 6.8589 | 6
3010 | 1.53 | 1 | 2019-12-31 | 2020-12-31 | 365 | 1.7893 | 1
3325 | 6.63 | 1 | 2019-12-31 | 2020-12-31 | 365 | 7.7535 | 7
3439 | 8.25 | 1 | 2019-12-31 | 2020-12-31 | 365 | 9.648 | 9
3520 | 52.8 | 0.9 | 2019-12-31 | 2020-12-31 | 365 | 55.5727 | 55
3531 | 6.12 | 1 | 2019-12-31 | 2020-12-31 | 365 | 7.1571 | 7
3532 | 17.76 | 1 | 2019-12-31 | 2020-12-31 | 365 | 20.7696 | 20
11251 | 8.68 | 1 | 2019-12-31 | 2020-12-31 | 365 | 10.1509 | 10
20481 | 6.6 | 1 | 2019-12-31 | 2020-12-31 | 365 | 7.7184 | 7
16868 | 5.06 | 1 | 2019-12-31 | 2020-12-31 | 365 | 5.9175 | 5
15111 | 8.525 | 1 | 2019-12-31 | 2020-12-31 | 365 | 9.9696 | 9
16188 | 11 | 1 | 2019-12-31 | 2020-12-31 | 365 | 12.8641 | 12
8901 | 8.829 | 1 | 2019-12-31 | 2020-12-31 | 365 | 10.3252 | 10
8902 | 8.8 | 1 | 2019-12-31 | 2020-12-31 | 365 | 10.2912 | 10
47695 | 4.125 | 1 | 2019-12-31 | 2020-12-31 | 365 | 4.824 | 4
16647 | 6.05 | 1 | 2019-12-31 | 2020-12-31 | 365 | 7.0752 | 7
8905 | 5.04 | 1 | 2019-12-31 | 2020-12-31 | 365 | 5.8941 | 5
21054 | 7.521 | 1 | 2019-12-31 | 2020-12-31 | 365 | 8.7955 | 8
25518 | 4.95 | 1 | 2019-12-31 | 2020-12-31 | 365 | 5.7888 | 5
13599 | 4.95 | 1 | 2019-12-31 | 2020-12-31 | 365 | 5.7888 | 5
46123 | 5.775 | 1 | 2019-12-31 | 2020-12-31 | 365 | 6.7536 | 6
63742 | 5.32 | 1 | 2019-12-31 | 2020-12-31 | 365 | 6.2215 | 6
8900 | 3.3 | 1 | 2019-12-31 | 2020-12-31 | 365 | 3.8592 | 3
20816 | 6.72 | 1 | 2019-12-31 | 2020-12-31 | 365 | 7.8588 | 7
57157 | 10.45 | 1 | 2019-12-31 | 2020-12-31 | 365 | 12.2209 | 12
8914 | 8.415 | 1 | 2019-12-31 | 2020-12-31 | 365 | 9.841 | 9
16483 | 14.3 | 1 | 2019-12-31 | 2020-12-31 | 365 | 16.7233 | 16
11421 | 13.005 | 1 | 2019-12-31 | 2020-12-31 | 365 | 15.2088 | 15
14673 | 3.924 | 1 | 2019-12-31 | 2020-12-31 | 365 | 4.589 | 4
13686 | 5.04 | 1 | 2019-12-31 | 2020-12-31 | 365 | 5.8941 | 5
9483 | 7.14 | 1 | 2019-12-31 | 2020-12-31 | 365 | 8.3499 | 8
37426 | 14.85 | 1 | 2019-12-31 | 2020-12-31 | 365 | 17.3665 | 17
8906 | 12.24 | 1 | 2019-12-31 | 2020-12-31 | 365 | 14.3142 | 14
8907 | 4.845 | 1 | 2019-12-31 | 2020-12-31 | 365 | 5.666 | 5
8908 | 8.1 | 1 | 2019-12-31 | 2020-12-31 | 365 | 9.4726 | 9
14292 | 7.15 | 1 | 2019-12-31 | 2020-12-31 | 365 | 8.3616 | 8
14675 | 8.4 | 1 | 2019-12-31 | 2020-12-31 | 365 | 9.8235 | 9
11334 | 5.94 | 1 | 2019-12-31 | 2020-12-31 | 365 | 6.9466 | 6
16646 | 6.05 | 1 | 2019-12-31 | 2020-12-31 | 365 | 7.0752 | 7
3534 | 58.14 | 0.9 | 2019-12-31 | 2020-12-31 | 365 | 61.1932 | 61
50883 | 9.72 | 1 | 2019-12-31 | 2020-12-31 | 365 | 11.3672 | 11
21304 | 7 | 1 | 2019-12-31 | 2020-12-31 | 365 | 8.1862 | 8
18492 | 12.753 | 1 | 2019-12-31 | 2020-12-31 | 365 | 14.9141 | 14
20685 | 4.95 | 1 | 2019-12-31 | 2020-12-31 | 365 | 5.7888 | 5
16201 | 7.975 | 1 | 2019-12-31 | 2020-12-31 | 365 | 9.3264 | 9
14554 | 7.56 | 1 | 2019-12-31 | 2020-12-31 | 365 | 8.8411 | 8
9482 | 6.6 | 1 | 2019-12-31 | 2020-12-31 | 365 | 7.7184 | 7
11270 | 6.885 | 1 | 2019-12-31 | 2020-12-31 | 365 | 8.0517 | 8
20999 | 7.14 | 1 | 2019-12-31 | 2020-12-31 | 365 | 8.3499 | 8
9484 | 7.7 | 1 | 2019-12-31 | 2020-12-31 | 365 | 9.0048 | 9
9430 | 9.81 | 1 | 2019-12-31 | 2020-12-31 | 365 | 11.4724 | 11
16621 | 4.4 | 1 | 2019-12-31 | 2020-12-31 | 365 | 5.1456 | 5
13350 | 7.035 | 1 | 2019-12-31 | 2020-12-31 | 365 | 8.2272 | 8
13684 | 6.9 | 1 | 2019-12-31 | 2020-12-31 | 365 | 8.0693 | 8
33004 | 9.5 | 1 | 2019-12-31 | 2020-12-31 | 365 | 11.1099 | 11
73686 | 3.78 | 1 | 2019-12-31 | 2020-12-31 | 365 | 4.4206 | 4
9480 | 4.125 | 1 | 2019-12-31 | 2020-12-31 | 365 | 4.824 | 4
33002 | 9.075 | 1 | 2019-12-31 | 2020-12-31 | 365 | 10.6128 | 10
20626 | 10.5 | 1 | 2019-12-31 | 2020-12-31 | 365 | 12.2793 | 12
16010 | 6.05 | 1 | 2019-12-31 | 2020-12-31 | 365 | 7.0752 | 7
17172 | 9.435 | 1 | 2019-12-31 | 2020-12-31 | 365 | 11.0339 | 11
4031 | 6.89 | 1 | 2019-12-31 | 2020-12-31 | 365 | 8.0576 | 8
4133 | 6.38 | 1 | 2019-12-31 | 2020-12-31 | 365 | 7.4612 | 7
3533 | 57.2 | 0.9 | 2019-12-31 | 2020-12-31 | 365 | 60.2038 | 60
4409 | 6.03 | 1 | 2019-12-31 | 2020-12-31 | 365 | 7.0518 | 7
4410 | 11.772 | 1 | 2019-12-31 | 2020-12-31 | 365 | 13.7669 | 13
4511 | 23 | 1 | 2019-12-31 | 2020-12-31 | 365 | 26.8976 | 26
3061 | 7.85 | 1 | 2019-12-31 | 2020-12-31 | 365 | 9.1803 | 9
4638 | 5.865 | 1 | 2019-12-31 | 2020-12-31 | 365 | 6.8589 | 6
4857 | 8.16 | 1 | 2019-12-31 | 2020-12-31 | 365 | 9.5428 | 9
4858 | 7.194 | 1 | 2019-12-31 | 2020-12-31 | 365 | 8.4131 | 8
4520 | 5.1 | 1 | 2019-12-31 | 2020-12-31 | 365 | 5.9642 | 5
5107 | 6.885 | 1 | 2019-12-31 | 2020-12-31 | 365 | 8.0517 | 8
5110 | 17.004 | 1 | 2019-12-31 | 2020-12-31 | 365 | 19.8855 | 19
5112 | 7.65 | 1 | 2019-12-31 | 2020-12-31 | 365 | 8.9464 | 8
5113 | 9.9 | 1 | 2019-12-31 | 2020-12-31 | 365 | 11.5777 | 11
5114 | 8.16 | 1 | 2019-12-31 | 2020-12-31 | 365 | 9.5428 | 9
5344 | 6 | 1 | 2019-12-31 | 2020-12-31 | 365 | 7.0168 | 7
2172 | 2.45 | 1 | 2019-12-31 | 2020-12-31 | 365 | 2.8652 | 2
5347 | 9.5 | 1 | 2019-12-31 | 2020-12-31 | 365 | 11.1099 | 11
13444 | 8.97 | 1 | 2019-12-31 | 2020-12-31 | 365 | 10.4901 | 10
21140 | 14.74 | 1 | 2019-12-31 | 2020-12-31 | 365 | 17.2378 | 17
17170 | 8.525 | 1 | 2019-12-31 | 2020-12-31 | 365 | 9.9696 | 9
11440 | 6.555 | 1 | 2019-12-31 | 2020-12-31 | 365 | 7.6658 | 7
21673 | 7 | 1 | 2019-12-31 | 2020-12-31 | 365 | 8.1862 | 8
18628 | 5.1 | 1 | 2019-12-31 | 2020-12-31 | 365 | 5.9642 | 5
11645 | 7.975 | 1 | 2019-12-31 | 2020-12-31 | 365 | 9.3264 | 9
16622 | 5.75 | 1 | 2019-12-31 | 2020-12-31 | 365 | 6.7244 | 6
13910 | 7.84 | 1 | 2019-12-31 | 2020-12-31 | 365 | 9.1686 | 9
53983 | 10.71 | 1 | 2019-12-31 | 2020-12-31 | 365 | 12.5249 | 12
24093 | 6.21 | 1 | 2019-12-31 | 2020-12-31 | 365 | 7.2623 | 7
20474 | 14.84 | 1 | 2019-12-31 | 2020-12-31 | 365 | 17.3548 | 17
11264 | 9.18 | 1 | 2019-12-31 | 2020-12-31 | 365 | 10.7356 | 10
12780 | 8.28 | 1 | 2019-12-31 | 2020-12-31 | 365 | 9.6831 | 9
15110 | 7.245 | 1 | 2019-12-31 | 2020-12-31 | 365 | 8.4727 | 8
19179 | 10.2 | 1 | 2019-12-31 | 2020-12-31 | 365 | 11.9285 | 11
20486 | 10.98 | 1 | 2019-12-31 | 2020-12-31 | 365 | 12.8407 | 12
16591 | 5.88 | 1 | 2019-12-31 | 2020-12-31 | 365 | 6.8764 | 6
45242 | 4.8 | 1 | 2019-12-31 | 2020-12-31 | 365 | 5.6134 | 5
20813 | 7.14 | 1 | 2019-12-31 | 2020-12-31 | 365 | 8.3499 | 8
24090 | 8.525 | 1 | 2019-12-31 | 2020-12-31 | 365 | 9.9696 | 9
11259 | 9.69 | 1 | 2019-12-31 | 2020-12-31 | 365 | 11.3321 | 11
24156 | 6.6 | 1 | 2019-12-31 | 2020-12-31 | 365 | 7.7184 | 7
50043 | 6.5 | 1 | 2019-12-31 | 2020-12-31 | 365 | 7.6015 | 7
13810 | 4.5 | 1 | 2019-12-31 | 2020-12-31 | 365 | 5.2626 | 5
18600 | 5.5 | 1 | 2019-12-31 | 2020-12-31 | 365 | 6.432 | 6
20274 | 8.16 | 1 | 2019-12-31 | 2020-12-31 | 365 | 9.5428 | 9
20946 | 5.886 | 1 | 2019-12-31 | 2020-12-31 | 365 | 6.8834 | 6
16607 | 8.4 | 1 | 2019-12-31 | 2020-12-31 | 365 | 9.8235 | 9
18596 | 2.7 | 1 | 2019-12-31 | 2020-12-31 | 365 | 3.1575 | 3
11268 | 10.05 | 1 | 2019-12-31 | 2020-12-31 | 365 | 11.7531 | 11
26020 | 7.56 | 1 | 2019-12-31 | 2020-12-31 | 365 | 8.8411 | 8
21000 | 8.4 | 1 | 2019-12-31 | 2020-12-31 | 365 | 9.8235 | 9
20245 | 4.4 | 1 | 2019-12-31 | 2020-12-31 | 365 | 5.1456 | 5
53970 | 6.63 | 1 | 2019-12-31 | 2020-12-31 | 365 | 7.7535 | 7
21068 | 3.924 | 1 | 2019-12-31 | 2020-12-31 | 365 | 4.589 | 4
20243 | 7.975 | 1 | 2019-12-31 | 2020-12-31 | 365 | 9.3264 | 9
54265 | 5.4 | 1 | 2019-12-31 | 2020-12-31 | 365 | 6.3151 | 6
21011 | 4.95 | 1 | 2019-12-31 | 2020-12-31 | 365 | 5.7888 | 5
18347 | 6.5 | 1 | 2019-12-31 | 2020-12-31 | 365 | 7.6015 | 7
18598 | 6.6 | 1 | 2019-12-31 | 2020-12-31 | 365 | 7.7184 | 7
14553 | 5.83 | 1 | 2019-12-31 | 2020-12-31 | 365 | 6.818 | 6
11262 | 9.69 | 1 | 2019-12-31 | 2020-12-31 | 365 | 11.3321 | 11
13442 | 9.72 | 1 | 2019-12-31 | 2020-12-31 | 365 | 11.3672 | 11
5618 | 8.42 | 1 | 2019-12-31 | 2020-12-31 | 365 | 9.8469 | 9
5340 | 7.7 | 1 | 2019-12-31 | 2020-12-31 | 365 | 9.0048 | 9
5554 | 7.975 | 1 | 2019-12-31 | 2020-12-31 | 365 | 9.3264 | 9
5555 | 6.5 | 1 | 2019-12-31 | 2020-12-31 | 365 | 7.6015 | 7
5620 | 3.57 | 1 | 2019-12-31 | 2020-12-31 | 365 | 4.175 | 4
6446 | 8.67 | 1 | 2019-12-31 | 2020-12-31 | 365 | 10.1392 | 10
32077 | 7.14 | 1 | 2019-12-31 | 2020-12-31 | 365 | 8.3499 | 8
14672 | 7.7 | 1 | 2019-12-31 | 2020-12-31 | 365 | 9.0048 | 9
13796 | 5.61 | 1 | 2019-12-31 | 2020-12-31 | 365 | 6.5607 | 6
18349 | 7.905 | 1 | 2019-12-31 | 2020-12-31 | 365 | 9.2446 | 9
56204 | 8.88 | 1 | 2019-12-31 | 2020-12-31 | 365 | 10.3848 | 10
14907 | 9.045 | 1 | 2019-12-31 | 2020-12-31 | 365 | 10.5778 | 10
51364 | 9.69 | 1 | 2019-12-31 | 2020-12-31 | 365 | 11.3321 | 11
32011 | 3.92 | 1 | 2019-12-31 | 2020-12-31 | 365 | 4.5843 | 4
23042 | 6.03 | 1 | 2019-12-31 | 2020-12-31 | 365 | 7.0518 | 7
11254 | 2.8 | 1 | 2019-12-31 | 2020-12-31 | 365 | 3.2745 | 3
14551 | 5.232 | 1 | 2019-12-31 | 2020-12-31 | 365 | 6.1186 | 6
13138 | 8.71 | 1 | 2019-12-31 | 2020-12-31 | 365 | 10.186 | 10
13449 | 7.95 | 1 | 2019-12-31 | 2020-12-31 | 365 | 9.2972 | 9
17088 | 7.2 | 1 | 2019-12-31 | 2020-12-31 | 365 | 8.4201 | 8
16860 | 7.28 | 1 | 2019-12-31 | 2020-12-31 | 365 | 8.5137 | 8
13470 | 5.5 | 1 | 2019-12-31 | 2020-12-31 | 365 | 6.432 | 6
18699 | 10.36 | 1 | 2019-12-31 | 2020-12-31 | 365 | 12.1156 | 12
13352 | 7.84 | 1 | 2019-12-31 | 2020-12-31 | 365 | 9.1686 | 9
16866 | 9.35 | 1 | 2019-12-31 | 2020-12-31 | 365 | 10.9345 | 10
13565 | 4.86 | 1 | 2019-12-31 | 2020-12-31 | 365 | 5.6836 | 5
22533 | 9.715 | 1 | 2019-12-31 | 2020-12-31 | 365 | 11.3613 | 11
24158 | 5.5 | 1 | 2019-12-31 | 2020-12-31 | 365 | 6.432 | 6
13576 | 5.5 | 1 | 2019-12-31 | 2020-12-31 | 365 | 6.432 | 6
23642 | 9.435 | 1 | 2019-12-31 | 2020-12-31 | 365 | 11.0339 | 11
13600 | 8.925 | 1 | 2019-12-31 | 2020-12-31 | 365 | 10.4374 | 10
28569 | 5.72 | 1 | 2019-12-31 | 2020-12-31 | 365 | 6.6893 | 6
21672 | 4.16 | 1 | 2019-12-31 | 2020-12-31 | 365 | 4.865 | 4
48723 | 5.04 | 1 | 2019-12-31 | 2020-12-31 | 365 | 5.8941 | 5
13450 | 4.59 | 1 | 2019-12-31 | 2020-12-31 | 365 | 5.3678 | 5
14909 | 5.775 | 1 | 2019-12-31 | 2020-12-31 | 365 | 6.7536 | 6
20751 | 14.74 | 1 | 2019-12-31 | 2020-12-31 | 365 | 17.2378 | 17
17087 | 9.66 | 1 | 2019-12-31 | 2020-12-31 | 365 | 11.297 | 11
13798 | 4.335 | 1 | 2019-12-31 | 2020-12-31 | 365 | 5.0696 | 5
7098 | 100.716 | 0.9 | 2019-12-31 | 2020-12-31 | 365 | 106.005 | 106
7097 | 188.352 | 1 | 2019-12-31 | 2020-12-31 | 365 | 220.2701 | 220
7099 | 7.7 | 1 | 2019-12-31 | 2020-12-31 | 365 | 9.0048 | 9
7596 | 6.375 | 1 | 2019-12-31 | 2020-12-31 | 365 | 7.4553 | 7
13471 | 7.7 | 1 | 2019-12-31 | 2020-12-31 | 365 | 9.0048 | 9
28527 | 4.95 | 1 | 2019-12-31 | 2020-12-31 | 365 | 5.7888 | 5
15715 | 7.56 | 1 | 2019-12-31 | 2020-12-31 | 365 | 8.8411 | 8
16182 | 7.425 | 1 | 2019-12-31 | 2020-12-31 | 365 | 8.6832 | 8
46561 | 9.88 | 1 | 2019-12-31 | 2020-12-31 | 365 | 11.5543 | 11
26019 | 6.885 | 1 | 2019-12-31 | 2020-12-31 | 365 | 8.0517 | 8
52736 | 5.1 | 1 | 2019-12-31 | 2020-12-31 | 365 | 5.9642 | 5
18839 | 9.35 | 1 | 2019-12-31 | 2020-12-31 | 365 | 10.9345 | 10
14678 | 9.945 | 1 | 2019-12-31 | 2020-12-31 | 365 | 11.6303 | 11
53199 | 8.502 | 1 | 2019-12-31 | 2020-12-31 | 365 | 9.9427 | 9
21051 | 13.68 | 1 | 2019-12-31 | 2020-12-31 | 365 | 15.9982 | 15
18348 | 4.59 | 1 | 2019-12-31 | 2020-12-31 | 365 | 5.3678 | 5
21003 | 4.95 | 1 | 2019-12-31 | 2020-12-31 | 365 | 5.7888 | 5
18523 | 7.7 | 1 | 2019-12-31 | 2020-12-31 | 365 | 9.0048 | 9
35345 | 6.72 | 1 | 2019-12-31 | 2020-12-31 | 365 | 7.8588 | 7
13451 | 5.61 | 1 | 2019-12-31 | 2020-12-31 | 365 | 6.5607 | 6
13808 | 11.475 | 1 | 2019-12-31 | 2020-12-31 | 365 | 13.4196 | 13
15701 | 9.18 | 1 | 2019-12-31 | 2020-12-31 | 365 | 10.7356 | 10
20241 | 10.791 | 1 | 2019-12-31 | 2020-12-31 | 365 | 12.6196 | 12
53101 | 5.36 | 1 | 2019-12-31 | 2020-12-31 | 365 | 6.2683 | 6
17083 | 7.7 | 1 | 2019-12-31 | 2020-12-31 | 365 | 9.0048 | 9
22714 | 8.32 | 1 | 2019-12-31 | 2020-12-31 | 365 | 9.7299 | 9
13351 | 5.6 | 1 | 2019-12-31 | 2020-12-31 | 365 | 6.549 | 6
20705 | 8.96 | 1 | 2019-12-31 | 2020-12-31 | 365 | 10.4784 | 10
18346 | 7.7 | 1 | 2019-12-31 | 2020-12-31 | 365 | 9.0048 | 9
15709 | 5.52 | 1 | 2019-12-31 | 2020-12-31 | 365 | 6.4554 | 6
19178 | 10.35 | 1 | 2019-12-31 | 2020-12-31 | 365 | 12.1039 | 12
21142 | 5.1 | 1 | 2019-12-31 | 2020-12-31 | 365 | 5.9642 | 5
16944 | 8.4 | 1 | 2019-12-31 | 2020-12-31 | 365 | 9.8235 | 9
55271 | 9.35 | 1 | 2019-12-31 | 2020-12-31 | 365 | 10.9345 | 10
13687 | 9.35 | 1 | 2019-12-31 | 2020-12-31 | 365 | 10.9345 | 10
18516 | 6.3 | 1 | 2019-12-31 | 2020-12-31 | 365 | 7.3676 | 7
33027 | 5.2 | 1 | 2019-12-31 | 2020-12-31 | 365 | 6.0812 | 6
11648 | 8.67 | 1 | 2019-12-31 | 2020-12-31 | 365 | 10.1392 | 10
16864 | 9 | 1 | 2019-12-31 | 2020-12-31 | 365 | 10.5251 | 10
20488 | 4.335 | 1 | 2019-12-31 | 2020-12-31 | 365 | 5.0696 | 5
52623 | 8.25 | 1 | 2019-12-31 | 2020-12-31 | 365 | 9.648 | 9
14550 | 7.65 | 1 | 2019-12-31 | 2020-12-31 | 365 | 8.9464 | 8
19597 | 7.65 | 1 | 2019-12-31 | 2020-12-31 | 365 | 8.9464 | 8
17166 | 5.61 | 1 | 2019-12-31 | 2020-12-31 | 365 | 6.5607 | 6
20625 | 4.59 | 1 | 2019-12-31 | 2020-12-31 | 365 | 5.3678 | 5
46201 | 11 | 1 | 2019-12-31 | 2020-12-31 | 365 | 12.8641 | 12
53294 | 2.2 | 1 | 2019-12-31 | 2020-12-31 | 365 | 2.5728 | 2
20031 | 8.25 | 1 | 2019-12-31 | 2020-12-31 | 365 | 9.648 | 9
16192 | 9.92 | 1 | 2019-12-31 | 2020-12-31 | 365 | 11.601 | 11
16592 | 9.625 | 1 | 2019-12-31 | 2020-12-31 | 365 | 11.2561 | 11
22280 | 6.76 | 1 | 2019-12-31 | 2020-12-31 | 365 | 7.9055 | 7
78439 | 6.84 | 1 | 2019-12-31 | 2020-12-31 | 365 | 7.9991 | 7
20756 | 3.9 | 1 | 2019-12-31 | 2020-12-31 | 365 | 4.5609 | 4
49116 | 5.865 | 1 | 2019-12-31 | 2020-12-31 | 365 | 6.8589 | 6
11649 | 6.05 | 1 | 2019-12-31 | 2020-12-31 | 365 | 7.0752 | 7
20478 | 5.175 | 1 | 2019-12-31 | 2020-12-31 | 365 | 6.052 | 6
18520 | 8.925 | 1 | 2019-12-31 | 2020-12-31 | 365 | 10.4374 | 10
15698 | 7.7 | 1 | 2019-12-31 | 2020-12-31 | 365 | 9.0048 | 9
13472 | 3.3 | 1 | 2019-12-31 | 2020-12-31 | 365 | 3.8592 | 3
14676 | 7.14 | 1 | 2019-12-31 | 2020-12-31 | 365 | 8.3499 | 8
16157 | 10.05 | 1 | 2019-12-31 | 2020-12-31 | 365 | 11.7531 | 11
4505 | 24.99 | 1 | 2019-12-31 | 2020-12-31 | 365 | 29.2248 | 29
8704 | 138 | 0.9 | 2019-12-31 | 2020-12-31 | 365 | 145.2469 | 145
5692 | 5 | 1 | 2019-12-31 | 2020-12-31 | 365 | 5.8473 | 5
6813 | 73.81 | 0.9 | 2019-12-31 | 2020-12-31 | 365 | 77.6861 | 77
6816 | 73.81 | 0.9 | 2019-12-31 | 2020-12-31 | 365 | 77.6861 | 77
6696 | 24.48 | 1 | 2019-12-31 | 2020-12-31 | 365 | 28.6284 | 28
5626 | 10.175 | 1 | 2019-12-31 | 2020-12-31 | 365 | 11.8993 | 11
7249 | 11 | 1 | 2019-12-31 | 2020-12-31 | 365 | 12.8641 | 12
6440 | 6 | 1 | 2019-12-31 | 2020-12-31 | 365 | 7.0168 | 7
8915 | 3.57 | 1 | 2019-12-31 | 2020-12-31 | 365 | 4.175 | 4
8912 | 10.08 | 1 | 2019-12-31 | 2020-12-31 | 365 | 11.7882 | 11
8911 | 8.68 | 1 | 2019-12-31 | 2020-12-31 | 365 | 10.1509 | 10
8910 | 5.7 | 1 | 2019-12-31 | 2020-12-31 | 365 | 6.6659 | 6
8909 | 4.4 | 1 | 2019-12-31 | 2020-12-31 | 365 | 5.1456 | 5
8891 | 7.65 | 1 | 2019-12-31 | 2020-12-31 | 365 | 8.9464 | 8
8140 | 3.25 | 1 | 2019-12-31 | 2020-12-31 | 365 | 3.8007 | 3
6697 | 31.9 | 0.9 | 2019-12-31 | 2020-12-31 | 365 | 33.5752 | 33
23643 | 5.1 | 1 | 2019-12-31 | 2020-12-31 | 365 | 5.9642 | 5
16949 | 5.4 | 1 | 2019-12-31 | 2020-12-31 | 365 | 6.3151 | 6
16155 | 7.65 | 1 | 2019-12-31 | 2020-12-31 | 365 | 8.9464 | 8
20034 | 9.9 | 1 | 2019-12-31 | 2020-12-31 | 365 | 11.5777 | 11
13811 | 11.48 | 1 | 2019-12-31 | 2020-12-31 | 365 | 13.4254 | 13
23037 | 9 | 1 | 2019-12-31 | 2020-12-31 | 365 | 10.5251 | 10
20944 | 7.14 | 1 | 2019-12-31 | 2020-12-31 | 365 | 8.3499 | 8
24718 | 3.6 | 1 | 2019-12-31 | 2020-12-31 | 365 | 4.2101 | 4
24720 | 3.57 | 1 | 2019-12-31 | 2020-12-31 | 365 | 4.175 | 4
42497 | 5.67 | 1 | 2019-12-31 | 2020-12-31 | 365 | 6.6308 | 6
13799 | 11 | 1 | 2019-12-31 | 2020-12-31 | 365 | 12.8641 | 12
13816 | 9.18 | 1 | 2019-12-31 | 2020-12-31 | 365 | 10.7356 | 10
32707 | 3.825 | 1 | 2019-12-31 | 2020-12-31 | 365 | 4.4732 | 4
13819 | 9.18 | 1 | 2019-12-31 | 2020-12-31 | 365 | 10.7356 | 10
26551 | 9.92 | 1 | 2019-12-31 | 2020-12-31 | 365 | 11.601 | 11
20818 | 9.18 | 1 | 2019-12-31 | 2020-12-31 | 365 | 10.7356 | 10
20475 | 3.3 | 1 | 2019-12-31 | 2020-12-31 | 365 | 3.8592 | 3
32023 | 12.825 | 1 | 2019-12-31 | 2020-12-31 | 365 | 14.9983 | 14
52807 | 7.15 | 1 | 2019-12-31 | 2020-12-31 | 365 | 8.3616 | 8
20690 | 9.945 | 1 | 2019-12-31 | 2020-12-31 | 365 | 11.6303 | 11
33407 | 6.24 | 1 | 2019-12-31 | 2020-12-31 | 365 | 7.2974 | 7
17167 | 10.725 | 1 | 2019-12-31 | 2020-12-31 | 365 | 12.5425 | 12
21134 | 4.845 | 1 | 2019-12-31 | 2020-12-31 | 365 | 5.666 | 5
20711 | 8.97 | 1 | 2019-12-31 | 2020-12-31 | 365 | 10.4901 | 10
21014 | 8 | 1 | 2019-12-31 | 2020-12-31 | 365 | 9.3557 | 9
20699 | 11.44 | 1 | 2019-12-31 | 2020-12-31 | 365 | 13.3786 | 13
20247 | 4.845 | 1 | 2019-12-31 | 2020-12-31 | 365 | 5.666 | 5
7111 | 1.785 | 1 | 2019-12-31 | 2020-12-31 | 365 | 2.0875 | 2
7256 | 7.65 | 1 | 2019-12-31 | 2020-12-31 | 365 | 8.9464 | 8
6590 | 13.065 | 1 | 2019-12-31 | 2020-12-31 | 365 | 15.279 | 15
8141 | 100.8 | 0.9 | 2019-12-31 | 2020-12-31 | 365 | 106.0934 | 106
10492 | 38.175 | 0.9 | 2019-12-31 | 2020-12-31 | 365 | 40.1797 | 40
11284 | 2.75 | 1 | 2019-12-31 | 2020-12-31 | 365 | 3.216 | 3
11286 | 13.2 | 1 | 2019-12-31 | 2020-12-31 | 365 | 15.4369 | 15
11272 | 6.885 | 1 | 2019-12-31 | 2020-12-31 | 365 | 8.0517 | 8
11290 | 8.74 | 1 | 2019-12-31 | 2020-12-31 | 365 | 10.2211 | 10
8522 | 150 | 0.9 | 2019-12-31 | 2020-12-31 | 365 | 157.8771 | 157
19148 | 5.1 | 1 | 2019-12-31 | 2020-12-31 | 365 | 5.9642 | 5
12428 | 5.5 | 1 | 2019-12-31 | 2020-12-31 | 365 | 6.432 | 6
12430 | 7.65 | 1 | 2019-12-31 | 2020-12-31 | 365 | 8.9464 | 8
13928 | 11.8 | 1 | 2019-12-31 | 2020-12-31 | 365 | 13.7996 | 13
14121 | 8.7 | 1 | 2019-12-31 | 2020-12-31 | 365 | 10.1743 | 10
12871 | 7.425 | 1 | 2019-12-31 | 2020-12-31 | 365 | 8.6832 | 8
13690 | 8.3 | 1 | 2019-12-31 | 2020-12-31 | 365 | 9.7065 | 9
12591 | 35 | 0.9 | 2019-12-31 | 2020-12-31 | 365 | 36.838 | 36
17085 | 8.28 | 1 | 2019-12-31 | 2020-12-31 | 365 | 9.6831 | 9
17084 | 11.73 | 1 | 2019-12-31 | 2020-12-31 | 365 | 13.7178 | 13
21236 | 5.25 | 1 | 2019-12-31 | 2020-12-31 | 365 | 6.1397 | 6
13906 | 8.4 | 1 | 2019-12-31 | 2020-12-31 | 365 | 9.8235 | 9
13452 | 5.5 | 1 | 2019-12-31 | 2020-12-31 | 365 | 6.432 | 6
14965 | 8.67 | 1 | 2019-12-31 | 2020-12-31 | 365 | 10.1392 | 10
11331 | 8.8 | 1 | 2019-12-31 | 2020-12-31 | 365 | 10.2912 | 10
11295 | 42.56 | 0.9 | 2019-12-31 | 2020-12-31 | 365 | 44.795 | 44
13804 | 8.96 | 1 | 2019-12-31 | 2020-12-31 | 365 | 10.4784 | 10
13320 | 4.4 | 1 | 2019-12-31 | 2020-12-31 | 365 | 5.1456 | 5
13142 | 11.22 | 1 | 2019-12-31 | 2020-12-31 | 365 | 13.1213 | 13
13135 | 15.675 | 1 | 2019-12-31 | 2020-12-31 | 365 | 18.3313 | 18
13326 | 9.18 | 1 | 2019-12-31 | 2020-12-31 | 365 | 10.7356 | 10
13933 | 12.1 | 1 | 2019-12-31 | 2020-12-31 | 365 | 14.1505 | 14
14786 | 9.18 | 1 | 2019-12-31 | 2020-12-31 | 365 | 10.7356 | 10
14555 | 73.44 | 0.9 | 2019-12-31 | 2020-12-31 | 365 | 77.2966 | 77
14674 | 12.24 | 1 | 2019-12-31 | 2020-12-31 | 365 | 14.3142 | 14
14804 | 15.34 | 1 | 2019-12-31 | 2020-12-31 | 365 | 17.9395 | 17
14806 | 11.985 | 1 | 2019-12-31 | 2020-12-31 | 365 | 14.016 | 14
14904 | 12.426 | 1 | 2019-12-31 | 2020-12-31 | 365 | 14.5317 | 14
15182 | 5.225 | 1 | 2019-12-31 | 2020-12-31 | 365 | 6.1104 | 6
15183 | 10.175 | 1 | 2019-12-31 | 2020-12-31 | 365 | 11.8993 | 11
15184 | 12.495 | 1 | 2019-12-31 | 2020-12-31 | 365 | 14.6124 | 14
15108 | 102.024 | 0.9 | 2019-12-31 | 2020-12-31 | 365 | 107.3817 | 107
15185 | 5.232 | 1 | 2019-12-31 | 2020-12-31 | 365 | 6.1186 | 6
15524 | 2.04 | 1 | 2019-12-31 | 2020-12-31 | 365 | 2.3857 | 2
16206 | 8.175 | 1 | 2019-12-31 | 2020-12-31 | 365 | 9.5603 | 9
16209 | 7.905 | 1 | 2019-12-31 | 2020-12-31 | 365 | 9.2446 | 9
15705 | 3.06 | 1 | 2019-12-31 | 2020-12-31 | 365 | 3.5785 | 3
16211 | 7.65 | 1 | 2019-12-31 | 2020-12-31 | 365 | 8.9464 | 8
16197 | 7.2 | 1 | 2019-12-31 | 2020-12-31 | 365 | 8.4201 | 8
16604 | 14.84 | 1 | 2019-12-31 | 2020-12-31 | 365 | 17.3548 | 17
16615 | 10.08 | 1 | 2019-12-31 | 2020-12-31 | 365 | 11.7882 | 11
16617 | 5.5 | 1 | 2019-12-31 | 2020-12-31 | 365 | 6.432 | 6
16619 | 5.6 | 1 | 2019-12-31 | 2020-12-31 | 365 | 6.549 | 6
16852 | 8.16 | 1 | 2019-12-31 | 2020-12-31 | 365 | 9.5428 | 9
16945 | 5.46 | 1 | 2019-12-31 | 2020-12-31 | 365 | 6.3853 | 6
16946 | 8.48 | 1 | 2019-12-31 | 2020-12-31 | 365 | 9.917 | 9
16947 | 7.56 | 1 | 2019-12-31 | 2020-12-31 | 365 | 8.8411 | 8
17086 | 9.9 | 1 | 2019-12-31 | 2020-12-31 | 365 | 11.5777 | 11
17089 | 9.12 | 1 | 2019-12-31 | 2020-12-31 | 365 | 10.6655 | 10
17090 | 5.985 | 1 | 2019-12-31 | 2020-12-31 | 365 | 6.9992 | 6
18269 | 2.55 | 1 | 2019-12-31 | 2020-12-31 | 365 | 2.9821 | 2
18270 | 6.6 | 1 | 2019-12-31 | 2020-12-31 | 365 | 7.7184 | 7
18702 | 7.848 | 1 | 2019-12-31 | 2020-12-31 | 365 | 9.1779 | 9
19684 | 15 | 1 | 2019-12-31 | 2020-12-31 | 365 | 17.5419 | 17
19600 | 19.25 | 1 | 2019-12-31 | 2020-12-31 | 365 | 22.5121 | 22
20069 | 498.4 | 0.8 | 2019-12-31 | 2020-12-31 | 365 | 466.2871 | 466
20255 | 33.12 | 0.9 | 2019-12-31 | 2020-12-31 | 365 | 34.8593 | 34
20235 | 6.4 | 1 | 2019-12-31 | 2020-12-31 | 365 | 7.4845 | 7
16482 | 3.924 | 1 | 2019-12-31 | 2020-12-31 | 365 | 4.589 | 4
16861 | 3.57 | 1 | 2019-12-31 | 2020-12-31 | 365 | 4.175 | 4
14677 | 7.65 | 1 | 2019-12-31 | 2020-12-31 | 365 | 8.9464 | 8
13691 | 6.05 | 1 | 2019-12-31 | 2020-12-31 | 365 | 7.0752 | 7
13621 | 4.76 | 1 | 2019-12-31 | 2020-12-31 | 365 | 5.5666 | 5
14289 | 7.7 | 1 | 2019-12-31 | 2020-12-31 | 365 | 9.0048 | 9
14552 | 12.375 | 1 | 2019-12-31 | 2020-12-31 | 365 | 14.4721 | 14
14902 | 6.6 | 1 | 2019-12-31 | 2020-12-31 | 365 | 7.7184 | 7
14886 | 9.075 | 1 | 2019-12-31 | 2020-12-31 | 365 | 10.6128 | 10
15181 | 7.7 | 1 | 2019-12-31 | 2020-12-31 | 365 | 9.0048 | 9
15362 | 5.04 | 1 | 2019-12-31 | 2020-12-31 | 365 | 5.8941 | 5
16856 | 9 | 1 | 2019-12-31 | 2020-12-31 | 365 | 10.5251 | 10
16600 | 1.5 | 1 | 2019-12-31 | 2020-12-31 | 365 | 1.7542 | 1
13713 | 10.26 | 1 | 2019-12-31 | 2020-12-31 | 365 | 11.9987 | 11
12149 | 1.785 | 1 | 2019-12-31 | 2020-12-31 | 365 | 2.0875 | 2
5625 | 73.44 | 0.9 | 2019-12-31 | 2020-12-31 | 365 | 77.2966 | 77
19122 | 6.89 | 1 | 2019-12-31 | 2020-12-31 | 365 | 8.0576 | 8
13708 | 6 | 1 | 2019-12-31 | 2020-12-31 | 365 | 7.0168 | 7
26077 | 4.845 | 1 | 2019-12-31 | 2020-12-31 | 365 | 5.666 | 5
35714 | 6.84 | 1 | 2019-12-31 | 2020-12-31 | 365 | 7.9991 | 7
18351 | 10.71 | 1 | 2019-12-31 | 2020-12-31 | 365 | 12.5249 | 12
18354 | 10.62 | 1 | 2019-12-31 | 2020-12-31 | 365 | 12.4197 | 12
19180 | 7.84 | 1 | 2019-12-31 | 2020-12-31 | 365 | 9.1686 | 9
20712 | 7.65 | 1 | 2019-12-31 | 2020-12-31 | 365 | 8.9464 | 8
20708 | 14.82 | 1 | 2019-12-31 | 2020-12-31 | 365 | 17.3314 | 17
20709 | 8.55 | 1 | 2019-12-31 | 2020-12-31 | 365 | 9.9989 | 9
20706 | 5.7 | 1 | 2019-12-31 | 2020-12-31 | 365 | 6.6659 | 6
20244 | 6.72 | 1 | 2019-12-31 | 2020-12-31 | 365 | 7.8588 | 7
20249 | 14.3 | 1 | 2019-12-31 | 2020-12-31 | 365 | 16.7233 | 16
20250 | 10.725 | 1 | 2019-12-31 | 2020-12-31 | 365 | 12.5425 | 12
20479 | 9.175 | 1 | 2019-12-31 | 2020-12-31 | 365 | 10.7298 | 10
20480 | 5.865 | 1 | 2019-12-31 | 2020-12-31 | 365 | 6.8589 | 6
20484 | 9.315 | 1 | 2019-12-31 | 2020-12-31 | 365 | 10.8935 | 10
20627 | 7.425 | 1 | 2019-12-31 | 2020-12-31 | 365 | 8.6832 | 8
20628 | 7.28 | 1 | 2019-12-31 | 2020-12-31 | 365 | 8.5137 | 8
20629 | 6.84 | 1 | 2019-12-31 | 2020-12-31 | 365 | 7.9991 | 7
20630 | 7 | 1 | 2019-12-31 | 2020-12-31 | 365 | 8.1862 | 8
20687 | 6.875 | 1 | 2019-12-31 | 2020-12-31 | 365 | 8.04 | 8
20688 | 6.72 | 1 | 2019-12-31 | 2020-12-31 | 365 | 7.8588 | 7
20689 | 9.52 | 1 | 2019-12-31 | 2020-12-31 | 365 | 11.1333 | 11
20691 | 5.4 | 1 | 2019-12-31 | 2020-12-31 | 365 | 6.3151 | 6
20692 | 9.156 | 1 | 2019-12-31 | 2020-12-31 | 365 | 10.7076 | 10
20693 | 6.54 | 1 | 2019-12-31 | 2020-12-31 | 365 | 7.6483 | 7
20694 | 7.194 | 1 | 2019-12-31 | 2020-12-31 | 365 | 8.4131 | 8
20695 | 9.69 | 1 | 2019-12-31 | 2020-12-31 | 365 | 11.3321 | 11
20696 | 13.77 | 1 | 2019-12-31 | 2020-12-31 | 365 | 16.1035 | 16
20697 | 7.14 | 1 | 2019-12-31 | 2020-12-31 | 365 | 8.3499 | 8
20701 | 6.63 | 1 | 2019-12-31 | 2020-12-31 | 365 | 7.7535 | 7
20702 | 24.885 | 1 | 2019-12-31 | 2020-12-31 | 365 | 29.102 | 29
20704 | 12.495 | 1 | 2019-12-31 | 2020-12-31 | 365 | 14.6124 | 14
20821 | 8.375 | 1 | 2019-12-31 | 2020-12-31 | 365 | 9.7942 | 9
20823 | 3.315 | 1 | 2019-12-31 | 2020-12-31 | 365 | 3.8768 | 3
20819 | 7.395 | 1 | 2019-12-31 | 2020-12-31 | 365 | 8.6482 | 8
20815 | 5.415 | 1 | 2019-12-31 | 2020-12-31 | 365 | 6.3326 | 6
20755 | 8.25 | 1 | 2019-12-31 | 2020-12-31 | 365 | 9.648 | 9
20752 | 9.516 | 1 | 2019-12-31 | 2020-12-31 | 365 | 11.1286 | 11
20713 | 7.848 | 1 | 2019-12-31 | 2020-12-31 | 365 | 9.1779 | 9
20703 | 6.12 | 1 | 2019-12-31 | 2020-12-31 | 365 | 7.1571 | 7
20476 | 6.63 | 1 | 2019-12-31 | 2020-12-31 | 365 | 7.7535 | 7
20624 | 8.415 | 1 | 2019-12-31 | 2020-12-31 | 365 | 9.841 | 9
21050 | 10.545 | 1 | 2019-12-31 | 2020-12-31 | 365 | 12.332 | 12
21052 | 14.7 | 1 | 2019-12-31 | 2020-12-31 | 365 | 17.1911 | 17
21053 | 12.42 | 1 | 2019-12-31 | 2020-12-31 | 365 | 14.5247 | 14
21065 | 6 | 1 | 2019-12-31 | 2020-12-31 | 365 | 7.0168 | 7
21133 | 8.28 | 1 | 2019-12-31 | 2020-12-31 | 365 | 9.6831 | 9
21135 | 7.84 | 1 | 2019-12-31 | 2020-12-31 | 365 | 9.1686 | 9
21136 | 9.12 | 1 | 2019-12-31 | 2020-12-31 | 365 | 10.6655 | 10
21139 | 5.6 | 1 | 2019-12-31 | 2020-12-31 | 365 | 6.549 | 6
21141 | 8.16 | 1 | 2019-12-31 | 2020-12-31 | 365 | 9.5428 | 9
21001 | 2.943 | 1 | 2019-12-31 | 2020-12-31 | 365 | 3.4417 | 3
21002 | 9.945 | 1 | 2019-12-31 | 2020-12-31 | 365 | 11.6303 | 11
21004 | 7.65 | 1 | 2019-12-31 | 2020-12-31 | 365 | 8.9464 | 8
21006 | 7.848 | 1 | 2019-12-31 | 2020-12-31 | 365 | 9.1779 | 9
21008 | 46.92 | 0.9 | 2019-12-31 | 2020-12-31 | 365 | 49.384 | 49
21009 | 12.42 | 1 | 2019-12-31 | 2020-12-31 | 365 | 14.5247 | 14
21010 | 5.5 | 1 | 2019-12-31 | 2020-12-31 | 365 | 6.432 | 6
21012 | 9.9 | 1 | 2019-12-31 | 2020-12-31 | 365 | 11.5777 | 11
21016 | 7.65 | 1 | 2019-12-31 | 2020-12-31 | 365 | 8.9464 | 8
21303 | 8.16 | 1 | 2019-12-31 | 2020-12-31 | 365 | 9.5428 | 9
21671 | 6.885 | 1 | 2019-12-31 | 2020-12-31 | 365 | 8.0517 | 8
21675 | 7.395 | 1 | 2019-12-31 | 2020-12-31 | 365 | 8.6482 | 8
21678 | 7.65 | 1 | 2019-12-31 | 2020-12-31 | 365 | 8.9464 | 8
21679 | 12.24 | 1 | 2019-12-31 | 2020-12-31 | 365 | 14.3142 | 14
21680 | 5.61 | 1 | 2019-12-31 | 2020-12-31 | 365 | 6.5607 | 6
21681 | 10.8 | 1 | 2019-12-31 | 2020-12-31 | 365 | 12.6302 | 12
20246 | 5.775 | 1 | 2019-12-31 | 2020-12-31 | 365 | 6.7536 | 6
20749 | 50.358 | 0.9 | 2019-12-31 | 2020-12-31 | 365 | 53.0025 | 53
20948 | 7 | 1 | 2019-12-31 | 2020-12-31 | 365 | 8.1862 | 8
20947 | 5.4 | 1 | 2019-12-31 | 2020-12-31 | 365 | 6.3151 | 6
20943 | 8.67 | 1 | 2019-12-31 | 2020-12-31 | 365 | 10.1392 | 10
21230 | 8.4 | 1 | 2019-12-31 | 2020-12-31 | 365 | 9.8235 | 9
21231 | 8.96 | 1 | 2019-12-31 | 2020-12-31 | 365 | 10.4784 | 10
21232 | 8.55 | 1 | 2019-12-31 | 2020-12-31 | 365 | 9.9989 | 9
21234 | 6.16 | 1 | 2019-12-31 | 2020-12-31 | 365 | 7.2039 | 7
21235 | 10.36 | 1 | 2019-12-31 | 2020-12-31 | 365 | 12.1156 | 12
22281 | 9.435 | 1 | 2019-12-31 | 2020-12-31 | 365 | 11.0339 | 11
22279 | 6.84 | 1 | 2019-12-31 | 2020-12-31 | 365 | 7.9991 | 7
21966 | 7.7 | 1 | 2019-12-31 | 2020-12-31 | 365 | 9.0048 | 9
21967 | 5.36 | 1 | 2019-12-31 | 2020-12-31 | 365 | 6.2683 | 6
21969 | 9.81 | 1 | 2019-12-31 | 2020-12-31 | 365 | 11.4724 | 11
21970 | 3.04 | 1 | 2019-12-31 | 2020-12-31 | 365 | 3.5552 | 3
21983 | 10.92 | 1 | 2019-12-31 | 2020-12-31 | 365 | 12.7705 | 12
21985 | 7.194 | 1 | 2019-12-31 | 2020-12-31 | 365 | 8.4131 | 8
21988 | 7.5 | 1 | 2019-12-31 | 2020-12-31 | 365 | 8.7709 | 8
21989 | 9.81 | 1 | 2019-12-31 | 2020-12-31 | 365 | 11.4724 | 11
21990 | 8.525 | 1 | 2019-12-31 | 2020-12-31 | 365 | 9.9696 | 9
21992 | 12.495 | 1 | 2019-12-31 | 2020-12-31 | 365 | 14.6124 | 14
22084 | 8.55 | 1 | 2019-12-31 | 2020-12-31 | 365 | 9.9989 | 9
22087 | 9.12 | 1 | 2019-12-31 | 2020-12-31 | 365 | 10.6655 | 10
21968 | 4.578 | 1 | 2019-12-31 | 2020-12-31 | 365 | 5.3538 | 5
22858 | 5.94 | 1 | 2019-12-31 | 2020-12-31 | 365 | 6.9466 | 6
22859 | 19.62 | 1 | 2019-12-31 | 2020-12-31 | 365 | 22.9448 | 22
22860 | 6.54 | 1 | 2019-12-31 | 2020-12-31 | 365 | 7.6483 | 7
22721 | 7.29 | 1 | 2019-12-31 | 2020-12-31 | 365 | 8.5254 | 8
21964 | 10.45 | 1 | 2019-12-31 | 2020-12-31 | 365 | 12.2209 | 12
22508 | 7.125 | 1 | 2019-12-31 | 2020-12-31 | 365 | 8.3324 | 8
22372 | 10.965 | 1 | 2019-12-31 | 2020-12-31 | 365 | 12.8231 | 12
22510 | 8.235 | 1 | 2019-12-31 | 2020-12-31 | 365 | 9.6305 | 9
22576 | 7.65 | 1 | 2019-12-31 | 2020-12-31 | 365 | 8.9464 | 8
22373 | 7.84 | 1 | 2019-12-31 | 2020-12-31 | 365 | 9.1686 | 9
22374 | 14.82 | 1 | 2019-12-31 | 2020-12-31 | 365 | 17.3314 | 17
22379 | 6.54 | 1 | 2019-12-31 | 2020-12-31 | 365 | 7.6483 | 7
22371 | 5.72 | 1 | 2019-12-31 | 2020-12-31 | 365 | 6.6893 | 6
21965 | 12.48 | 1 | 2019-12-31 | 2020-12-31 | 365 | 14.5949 | 14
23638 | 1.4 | 1 | 2019-12-31 | 2020-12-31 | 365 | 1.6372 | 1
23640 | 8.1 | 1 | 2019-12-31 | 2020-12-31 | 365 | 9.4726 | 9
23641 | 8.16 | 1 | 2019-12-31 | 2020-12-31 | 365 | 9.5428 | 9
23644 | 6.5 | 1 | 2019-12-31 | 2020-12-31 | 365 | 7.6015 | 7
23750 | 10.8 | 1 | 2019-12-31 | 2020-12-31 | 365 | 12.6302 | 12
22358 | 9.24 | 1 | 2019-12-31 | 2020-12-31 | 365 | 10.8058 | 10
20229 | 9 | 1 | 2019-12-31 | 2020-12-31 | 365 | 10.5251 | 10
23137 | 5.6 | 1 | 2019-12-31 | 2020-12-31 | 365 | 6.549 | 6
23138 | 9.38 | 1 | 2019-12-31 | 2020-12-31 | 365 | 10.9695 | 10
22711 | 11.97 | 1 | 2019-12-31 | 2020-12-31 | 365 | 13.9984 | 13
22715 | 9.156 | 1 | 2019-12-31 | 2020-12-31 | 365 | 10.7076 | 10
22724 | 9.72 | 1 | 2019-12-31 | 2020-12-31 | 365 | 11.3672 | 11
22726 | 5.4 | 1 | 2019-12-31 | 2020-12-31 | 365 | 6.3151 | 6
22728 | 8.64 | 1 | 2019-12-31 | 2020-12-31 | 365 | 10.1041 | 10
22857 | 7.14 | 1 | 2019-12-31 | 2020-12-31 | 365 | 8.3499 | 8
24160 | 7.65 | 1 | 2019-12-31 | 2020-12-31 | 365 | 8.9464 | 8
20236 | 6.6 | 1 | 2019-12-31 | 2020-12-31 | 365 | 7.7184 | 7
23016 | 3.3 | 1 | 2019-12-31 | 2020-12-31 | 365 | 3.8592 | 3
24069 | 3.85 | 1 | 2019-12-31 | 2020-12-31 | 365 | 4.5024 | 4
24071 | 11 | 1 | 2019-12-31 | 2020-12-31 | 365 | 12.8641 | 12
23026 | 3.92 | 1 | 2019-12-31 | 2020-12-31 | 365 | 4.5843 | 4
23033 | 14.56 | 1 | 2019-12-31 | 2020-12-31 | 365 | 17.0273 | 17
24092 | 7.56 | 1 | 2019-12-31 | 2020-12-31 | 365 | 8.8411 | 8
24095 | 3.75 | 1 | 2019-12-31 | 2020-12-31 | 365 | 4.3855 | 4
22282 | 7.14 | 1 | 2019-12-31 | 2020-12-31 | 365 | 8.3499 | 8
24381 | 5.2 | 1 | 2019-12-31 | 2020-12-31 | 365 | 6.0812 | 6
24383 | 8.25 | 1 | 2019-12-31 | 2020-12-31 | 365 | 9.648 | 9
19177 | 7.905 | 1 | 2019-12-31 | 2020-12-31 | 365 | 9.2446 | 9
24593 | 3.64 | 1 | 2019-12-31 | 2020-12-31 | 365 | 4.2568 | 4
24597 | 21.32 | 1 | 2019-12-31 | 2020-12-31 | 365 | 24.9329 | 24
25137 | 9.72 | 1 | 2019-12-31 | 2020-12-31 | 365 | 11.3672 | 11
25144 | 12.48 | 1 | 2019-12-31 | 2020-12-31 | 365 | 14.5949 | 14
25142 | 7.02 | 1 | 2019-12-31 | 2020-12-31 | 365 | 8.2096 | 8
25273 | 10.8 | 1 | 2019-12-31 | 2020-12-31 | 365 | 12.6302 | 12
25274 | 10.8 | 1 | 2019-12-31 | 2020-12-31 | 365 | 12.6302 | 12
25275 | 10.8 | 1 | 2019-12-31 | 2020-12-31 | 365 | 12.6302 | 12
25276 | 11.34 | 1 | 2019-12-31 | 2020-12-31 | 365 | 13.2617 | 13
25280 | 9.8 | 1 | 2019-12-31 | 2020-12-31 | 365 | 11.4607 | 11
26024 | 7.905 | 1 | 2019-12-31 | 2020-12-31 | 365 | 9.2446 | 9
26073 | 17.64 | 1 | 2019-12-31 | 2020-12-31 | 365 | 20.6293 | 20
20710 | 5.7 | 1 | 2019-12-31 | 2020-12-31 | 365 | 6.6659 | 6
20700 | 7.98 | 1 | 2019-12-31 | 2020-12-31 | 365 | 9.3323 | 9
26501 | 5.232 | 1 | 2019-12-31 | 2020-12-31 | 365 | 6.1186 | 6
24693 | 8.96 | 1 | 2019-12-31 | 2020-12-31 | 365 | 10.4784 | 10
25139 | 7.02 | 1 | 2019-12-31 | 2020-12-31 | 365 | 8.2096 | 8
26477 | 6.44 | 1 | 2019-12-31 | 2020-12-31 | 365 | 7.5313 | 7
26488 | 7.56 | 1 | 2019-12-31 | 2020-12-31 | 365 | 8.8411 | 8
24694 | 6.16 | 1 | 2019-12-31 | 2020-12-31 | 365 | 7.2039 | 7
24697 | 11.115 | 1 | 2019-12-31 | 2020-12-31 | 365 | 12.9985 | 12
24701 | 6.6 | 1 | 2019-12-31 | 2020-12-31 | 365 | 7.7184 | 7
24703 | 10.26 | 1 | 2019-12-31 | 2020-12-31 | 365 | 11.9987 | 11
25577 | 12.15 | 1 | 2019-12-31 | 2020-12-31 | 365 | 14.2089 | 14
25651 | 6.875 | 1 | 2019-12-31 | 2020-12-31 | 365 | 8.04 | 8
24342 | 6.84 | 1 | 2019-12-31 | 2020-12-31 | 365 | 7.9991 | 7
25519 | 9 | 1 | 2019-12-31 | 2020-12-31 | 365 | 10.5251 | 10
25520 | 9.36 | 1 | 2019-12-31 | 2020-12-31 | 365 | 10.9461 | 10
26403 | 7.8 | 1 | 2019-12-31 | 2020-12-31 | 365 | 9.1218 | 9
26404 | 11 | 1 | 2019-12-31 | 2020-12-31 | 365 | 12.8641 | 12
26506 | 14.4 | 1 | 2019-12-31 | 2020-12-31 | 365 | 16.8402 | 16
22943 | 3.57 | 1 | 2019-12-31 | 2020-12-31 | 365 | 4.175 | 4
23636 | 7.75 | 1 | 2019-12-31 | 2020-12-31 | 365 | 9.0633 | 9
26492 | 5.25 | 1 | 2019-12-31 | 2020-12-31 | 365 | 6.1397 | 6
22074 | 4.14 | 1 | 2019-12-31 | 2020-12-31 | 365 | 4.8416 | 4
24163 | 7.14 | 1 | 2019-12-31 | 2020-12-31 | 365 | 8.3499 | 8
27037 | 7.59 | 1 | 2019-12-31 | 2020-12-31 | 365 | 8.8762 | 8
27035 | 7.98 | 1 | 2019-12-31 | 2020-12-31 | 365 | 9.3323 | 9
27038 | 8.4 | 1 | 2019-12-31 | 2020-12-31 | 365 | 9.8235 | 9
27039 | 12.42 | 1 | 2019-12-31 | 2020-12-31 | 365 | 14.5247 | 14
27213 | 6.72 | 1 | 2019-12-31 | 2020-12-31 | 365 | 7.8588 | 7
27215 | 6.72 | 1 | 2019-12-31 | 2020-12-31 | 365 | 7.8588 | 7
27216 | 7.905 | 1 | 2019-12-31 | 2020-12-31 | 365 | 9.2446 | 9
27217 | 4.845 | 1 | 2019-12-31 | 2020-12-31 | 365 | 5.666 | 5
27029 | 7 | 1 | 2019-12-31 | 2020-12-31 | 365 | 8.1862 | 8
26656 | 5.32 | 1 | 2019-12-31 | 2020-12-31 | 365 | 6.2215 | 6
27372 | 8.64 | 1 | 2019-12-31 | 2020-12-31 | 365 | 10.1041 | 10
27493 | 10.35 | 1 | 2019-12-31 | 2020-12-31 | 365 | 12.1039 | 12
27494 | 5.886 | 1 | 2019-12-31 | 2020-12-31 | 365 | 6.8834 | 6
27853 | 6.48 | 1 | 2019-12-31 | 2020-12-31 | 365 | 7.5781 | 7
27840 | 8.67 | 1 | 2019-12-31 | 2020-12-31 | 365 | 10.1392 | 10
27842 | 11.04 | 1 | 2019-12-31 | 2020-12-31 | 365 | 12.9108 | 12
27841 | 9.18 | 1 | 2019-12-31 | 2020-12-31 | 365 | 10.7356 | 10
27870 | 9.18 | 1 | 2019-12-31 | 2020-12-31 | 365 | 10.7356 | 10
28006 | 6.48 | 1 | 2019-12-31 | 2020-12-31 | 365 | 7.5781 | 7
27865 | 4.05 | 1 | 2019-12-31 | 2020-12-31 | 365 | 4.7363 | 4
28260 | 7.65 | 1 | 2019-12-31 | 2020-12-31 | 365 | 8.9464 | 8
28537 | 12.426 | 1 | 2019-12-31 | 2020-12-31 | 365 | 14.5317 | 14
28532 | 4.14 | 1 | 2019-12-31 | 2020-12-31 | 365 | 4.8416 | 4
28533 | 9.156 | 1 | 2019-12-31 | 2020-12-31 | 365 | 10.7076 | 10
28535 | 6.63 | 1 | 2019-12-31 | 2020-12-31 | 365 | 7.7535 | 7
28536 | 7.395 | 1 | 2019-12-31 | 2020-12-31 | 365 | 8.6482 | 8
28542 | 6.76 | 1 | 2019-12-31 | 2020-12-31 | 365 | 7.9055 | 7
28010 | 11.88 | 1 | 2019-12-31 | 2020-12-31 | 365 | 13.8932 | 13
28552 | 11.275 | 1 | 2019-12-31 | 2020-12-31 | 365 | 13.1857 | 13
28565 | 6.48 | 1 | 2019-12-31 | 2020-12-31 | 365 | 7.5781 | 7
28531 | 4.59 | 1 | 2019-12-31 | 2020-12-31 | 365 | 5.3678 | 5
28673 | 8.64 | 1 | 2019-12-31 | 2020-12-31 | 365 | 10.1041 | 10
29398 | 6.867 | 1 | 2019-12-31 | 2020-12-31 | 365 | 8.0307 | 8
28530 | 12.24 | 1 | 2019-12-31 | 2020-12-31 | 365 | 14.3142 | 14
28864 | 7.98 | 1 | 2019-12-31 | 2020-12-31 | 365 | 9.3323 | 9
28880 | 6.21 | 1 | 2019-12-31 | 2020-12-31 | 365 | 7.2623 | 7
28896 | 11.55 | 1 | 2019-12-31 | 2020-12-31 | 365 | 13.5073 | 13
28910 | 6.54 | 1 | 2019-12-31 | 2020-12-31 | 365 | 7.6483 | 7
28887 | 12.15 | 1 | 2019-12-31 | 2020-12-31 | 365 | 14.2089 | 14
28894 | 9.7 | 1 | 2019-12-31 | 2020-12-31 | 365 | 11.3438 | 11
29502 | 3.51 | 1 | 2019-12-31 | 2020-12-31 | 365 | 4.1048 | 4
28672 | 10.26 | 1 | 2019-12-31 | 2020-12-31 | 365 | 11.9987 | 11
28678 | 7.395 | 1 | 2019-12-31 | 2020-12-31 | 365 | 8.6482 | 8
28680 | 4.56 | 1 | 2019-12-31 | 2020-12-31 | 365 | 5.3327 | 5
28681 | 4.42 | 1 | 2019-12-31 | 2020-12-31 | 365 | 5.169 | 5
28683 | 6.63 | 1 | 2019-12-31 | 2020-12-31 | 365 | 7.7535 | 7
29519 | 11.115 | 1 | 2019-12-31 | 2020-12-31 | 365 | 12.9985 | 12
29564 | 9.62 | 1 | 2019-12-31 | 2020-12-31 | 365 | 11.2502 | 11
29424 | 6.12 | 1 | 2019-12-31 | 2020-12-31 | 365 | 7.1571 | 7
29426 | 10.71 | 1 | 2019-12-31 | 2020-12-31 | 365 | 12.5249 | 12
29428 | 7.6 | 1 | 2019-12-31 | 2020-12-31 | 365 | 8.8879 | 8
29430 | 6.867 | 1 | 2019-12-31 | 2020-12-31 | 365 | 8.0307 | 8
29431 | 9.045 | 1 | 2019-12-31 | 2020-12-31 | 365 | 10.5778 | 10
29434 | 4.905 | 1 | 2019-12-31 | 2020-12-31 | 365 | 5.7362 | 5
29436 | 6.867 | 1 | 2019-12-31 | 2020-12-31 | 365 | 8.0307 | 8
29462 | 5.2 | 1 | 2019-12-31 | 2020-12-31 | 365 | 6.0812 | 6
29463 | 6.9 | 1 | 2019-12-31 | 2020-12-31 | 365 | 8.0693 | 8
29464 | 9.81 | 1 | 2019-12-31 | 2020-12-31 | 365 | 11.4724 | 11
29465 | 9.18 | 1 | 2019-12-31 | 2020-12-31 | 365 | 10.7356 | 10
29467 | 5.7 | 1 | 2019-12-31 | 2020-12-31 | 365 | 6.6659 | 6
28914 | 9.9 | 1 | 2019-12-31 | 2020-12-31 | 365 | 11.5777 | 11
29720 | 9.12 | 1 | 2019-12-31 | 2020-12-31 | 365 | 10.6655 | 10
29723 | 6.75 | 1 | 2019-12-31 | 2020-12-31 | 365 | 7.8939 | 7
29461 | 10.92 | 1 | 2019-12-31 | 2020-12-31 | 365 | 12.7705 | 12
28911 | 52 | 0.9 | 2019-12-31 | 2020-12-31 | 365 | 54.7307 | 54
29715 | 11.4 | 1 | 2019-12-31 | 2020-12-31 | 365 | 13.3318 | 13
29508 | 2.85 | 1 | 2019-12-31 | 2020-12-31 | 365 | 3.333 | 3
29503 | 13.23 | 1 | 2019-12-31 | 2020-12-31 | 365 | 15.472 | 15
29510 | 9.18 | 1 | 2019-12-31 | 2020-12-31 | 365 | 10.7356 | 10
29500 | 8.7 | 1 | 2019-12-31 | 2020-12-31 | 365 | 10.1743 | 10
29516 | 10.8 | 1 | 2019-12-31 | 2020-12-31 | 365 | 12.6302 | 12
29517 | 9.18 | 1 | 2019-12-31 | 2020-12-31 | 365 | 10.7356 | 10
29520 | 9.12 | 1 | 2019-12-31 | 2020-12-31 | 365 | 10.6655 | 10
29521 | 8.58 | 1 | 2019-12-31 | 2020-12-31 | 365 | 10.034 | 10
29522 | 9.36 | 1 | 2019-12-31 | 2020-12-31 | 365 | 10.9461 | 10
29558 | 9.36 | 1 | 2019-12-31 | 2020-12-31 | 365 | 10.9461 | 10
29561 | 9.88 | 1 | 2019-12-31 | 2020-12-31 | 365 | 11.5543 | 11
29518 | 7.7 | 1 | 2019-12-31 | 2020-12-31 | 365 | 9.0048 | 9
30588 | 9.36 | 1 | 2019-12-31 | 2020-12-31 | 365 | 10.9461 | 10
30625 | 9 | 1 | 2019-12-31 | 2020-12-31 | 365 | 10.5251 | 10
29962 | 10.2 | 1 | 2019-12-31 | 2020-12-31 | 365 | 11.9285 | 11
29965 | 7.15 | 1 | 2019-12-31 | 2020-12-31 | 365 | 8.3616 | 8
31193 | 5.232 | 1 | 2019-12-31 | 2020-12-31 | 365 | 6.1186 | 6
31194 | 6.54 | 1 | 2019-12-31 | 2020-12-31 | 365 | 7.6483 | 7
31195 | 9.483 | 1 | 2019-12-31 | 2020-12-31 | 365 | 11.09 | 11
31196 | 6.867 | 1 | 2019-12-31 | 2020-12-31 | 365 | 8.0307 | 8
31197 | 4.86 | 1 | 2019-12-31 | 2020-12-31 | 365 | 5.6836 | 5
28539 | 5.4 | 1 | 2019-12-31 | 2020-12-31 | 365 | 6.3151 | 6
30981 | 6.625 | 1 | 2019-12-31 | 2020-12-31 | 365 | 7.7477 | 7
30982 | 7.2 | 1 | 2019-12-31 | 2020-12-31 | 365 | 8.4201 | 8
31144 | 6.885 | 1 | 2019-12-31 | 2020-12-31 | 365 | 8.0517 | 8
31145 | 6.6 | 1 | 2019-12-31 | 2020-12-31 | 365 | 7.7184 | 7
31146 | 10.8 | 1 | 2019-12-31 | 2020-12-31 | 365 | 12.6302 | 12
31147 | 13.26 | 1 | 2019-12-31 | 2020-12-31 | 365 | 15.507 | 15
31148 | 10.005 | 1 | 2019-12-31 | 2020-12-31 | 365 | 11.7004 | 11
31149 | 10.26 | 1 | 2019-12-31 | 2020-12-31 | 365 | 11.9987 | 11
31150 | 8.502 | 1 | 2019-12-31 | 2020-12-31 | 365 | 9.9427 | 9
31190 | 9.18 | 1 | 2019-12-31 | 2020-12-31 | 365 | 10.7356 | 10
31192 | 11.385 | 1 | 2019-12-31 | 2020-12-31 | 365 | 13.3143 | 13
31162 | 4.5 | 1 | 2019-12-31 | 2020-12-31 | 365 | 5.2626 | 5
30796 | 8.1 | 1 | 2019-12-31 | 2020-12-31 | 365 | 9.4726 | 9
30818 | 12.24 | 1 | 2019-12-31 | 2020-12-31 | 365 | 14.3142 | 14
31410 | 6.75 | 1 | 2019-12-31 | 2020-12-31 | 365 | 7.8939 | 7
31412 | 10.71 | 1 | 2019-12-31 | 2020-12-31 | 365 | 12.5249 | 12
31413 | 6.84 | 1 | 2019-12-31 | 2020-12-31 | 365 | 7.9991 | 7
31414 | 8.68 | 1 | 2019-12-31 | 2020-12-31 | 365 | 10.1509 | 10
31415 | 9.88 | 1 | 2019-12-31 | 2020-12-31 | 365 | 11.5543 | 11
31416 | 11.04 | 1 | 2019-12-31 | 2020-12-31 | 365 | 12.9108 | 12
31417 | 10.08 | 1 | 2019-12-31 | 2020-12-31 | 365 | 11.7882 | 11
31577 | 3.06 | 1 | 2019-12-31 | 2020-12-31 | 365 | 3.5785 | 3
31581 | 8.67 | 1 | 2019-12-31 | 2020-12-31 | 365 | 10.1392 | 10
31583 | 8.54 | 1 | 2019-12-31 | 2020-12-31 | 365 | 9.9872 | 9
31585 | 8.502 | 1 | 2019-12-31 | 2020-12-31 | 365 | 9.9427 | 9
31589 | 11.445 | 1 | 2019-12-31 | 2020-12-31 | 365 | 13.3845 | 13
31590 | 11.285 | 1 | 2019-12-31 | 2020-12-31 | 365 | 13.1974 | 13
31602 | 4.32 | 1 | 2019-12-31 | 2020-12-31 | 365 | 5.0521 | 5
31611 | 8.37 | 1 | 2019-12-31 | 2020-12-31 | 365 | 9.7884 | 9
31724 | 8.925 | 1 | 2019-12-31 | 2020-12-31 | 365 | 10.4374 | 10
31746 | 6 | 1 | 2019-12-31 | 2020-12-31 | 365 | 7.0168 | 7
31753 | 7.32 | 1 | 2019-12-31 | 2020-12-31 | 365 | 8.5604 | 8
31778 | 8.55 | 1 | 2019-12-31 | 2020-12-31 | 365 | 9.9989 | 9
31717 | 6.21 | 1 | 2019-12-31 | 2020-12-31 | 365 | 7.2623 | 7
31767 | 7.28 | 1 | 2019-12-31 | 2020-12-31 | 365 | 8.5137 | 8
31788 | 4.86 | 1 | 2019-12-31 | 2020-12-31 | 365 | 5.6836 | 5
31790 | 5.7 | 1 | 2019-12-31 | 2020-12-31 | 365 | 6.6659 | 6
29730 | 9.975 | 1 | 2019-12-31 | 2020-12-31 | 365 | 11.6654 | 11
31839 | 5.4 | 1 | 2019-12-31 | 2020-12-31 | 365 | 6.3151 | 6
31840 | 11.73 | 1 | 2019-12-31 | 2020-12-31 | 365 | 13.7178 | 13
31842 | 10.64 | 1 | 2019-12-31 | 2020-12-31 | 365 | 12.4431 | 12
29714 | 8.1 | 1 | 2019-12-31 | 2020-12-31 | 365 | 9.4726 | 9
31772 | 8.84 | 1 | 2019-12-31 | 2020-12-31 | 365 | 10.338 | 10
32006 | 12.75 | 1 | 2019-12-31 | 2020-12-31 | 365 | 14.9106 | 14
32007 | 9.405 | 1 | 2019-12-31 | 2020-12-31 | 365 | 10.9988 | 10
32009 | 6.555 | 1 | 2019-12-31 | 2020-12-31 | 365 | 7.6658 | 7
32008 | 10.8 | 1 | 2019-12-31 | 2020-12-31 | 365 | 12.6302 | 12
32012 | 12.42 | 1 | 2019-12-31 | 2020-12-31 | 365 | 14.5247 | 14
32013 | 9.483 | 1 | 2019-12-31 | 2020-12-31 | 365 | 11.09 | 11
32015 | 8.502 | 1 | 2019-12-31 | 2020-12-31 | 365 | 9.9427 | 9
32016 | 12.22 | 1 | 2019-12-31 | 2020-12-31 | 365 | 14.2908 | 14
32017 | 11.55 | 1 | 2019-12-31 | 2020-12-31 | 365 | 13.5073 | 13
32024 | 11.22 | 1 | 2019-12-31 | 2020-12-31 | 365 | 13.1213 | 13
32018 | 1.53 | 1 | 2019-12-31 | 2020-12-31 | 365 | 1.7893 | 1
32027 | 10.725 | 1 | 2019-12-31 | 2020-12-31 | 365 | 12.5425 | 12
32022 | 14.04 | 1 | 2019-12-31 | 2020-12-31 | 365 | 16.4192 | 16
32026 | 10.175 | 1 | 2019-12-31 | 2020-12-31 | 365 | 11.8993 | 11
32021 | 12.42 | 1 | 2019-12-31 | 2020-12-31 | 365 | 14.5247 | 14
32029 | 7.41 | 1 | 2019-12-31 | 2020-12-31 | 365 | 8.6657 | 8
32054 | 4.32 | 1 | 2019-12-31 | 2020-12-31 | 365 | 5.0521 | 5
32058 | 6.27 | 1 | 2019-12-31 | 2020-12-31 | 365 | 7.3325 | 7
32063 | 8.32 | 1 | 2019-12-31 | 2020-12-31 | 365 | 9.7299 | 9
32075 | 7.8 | 1 | 2019-12-31 | 2020-12-31 | 365 | 9.1218 | 9
32068 | 6.12 | 1 | 2019-12-31 | 2020-12-31 | 365 | 7.1571 | 7
32081 | 10.14 | 1 | 2019-12-31 | 2020-12-31 | 365 | 11.8583 | 11
32088 | 4 | 1 | 2019-12-31 | 2020-12-31 | 365 | 4.6778 | 4
32101 | 8.1 | 1 | 2019-12-31 | 2020-12-31 | 365 | 9.4726 | 9
32103 | 6.6 | 1 | 2019-12-31 | 2020-12-31 | 365 | 7.7184 | 7
32108 | 8.1 | 1 | 2019-12-31 | 2020-12-31 | 365 | 9.4726 | 9
32166 | 8.67 | 1 | 2019-12-31 | 2020-12-31 | 365 | 10.1392 | 10
32701 | 4.68 | 1 | 2019-12-31 | 2020-12-31 | 365 | 5.4731 | 5
32702 | 4.16 | 1 | 2019-12-31 | 2020-12-31 | 365 | 4.865 | 4
29964 | 4.59 | 1 | 2019-12-31 | 2020-12-31 | 365 | 5.3678 | 5
33009 | 5.13 | 1 | 2019-12-31 | 2020-12-31 | 365 | 5.9993 | 5
32898 | 7.848 | 1 | 2019-12-31 | 2020-12-31 | 365 | 9.1779 | 9
32899 | 3.35 | 1 | 2019-12-31 | 2020-12-31 | 365 | 3.9177 | 3
33000 | 10.725 | 1 | 2019-12-31 | 2020-12-31 | 365 | 12.5425 | 12
33005 | 4.76 | 1 | 2019-12-31 | 2020-12-31 | 365 | 5.5666 | 5
33007 | 16.9 | 1 | 2019-12-31 | 2020-12-31 | 365 | 19.7639 | 19
31760 | 4.1 | 1 | 2019-12-31 | 2020-12-31 | 365 | 4.7948 | 4
33008 | 10.8 | 1 | 2019-12-31 | 2020-12-31 | 365 | 12.6302 | 12
33028 | 11.59 | 1 | 2019-12-31 | 2020-12-31 | 365 | 13.554 | 13
33033 | 6.24 | 1 | 2019-12-31 | 2020-12-31 | 365 | 7.2974 | 7
30807 | 7.65 | 1 | 2019-12-31 | 2020-12-31 | 365 | 8.9464 | 8
33035 | 16.38 | 1 | 2019-12-31 | 2020-12-31 | 365 | 19.1558 | 19
32051 | 9.975 | 1 | 2019-12-31 | 2020-12-31 | 365 | 11.6654 | 11
33064 | 11.76 | 1 | 2019-12-31 | 2020-12-31 | 365 | 13.7528 | 13
32997 | 6.27 | 1 | 2019-12-31 | 2020-12-31 | 365 | 7.3325 | 7
32084 | 7.395 | 1 | 2019-12-31 | 2020-12-31 | 365 | 8.6482 | 8
31593 | 7.425 | 1 | 2019-12-31 | 2020-12-31 | 365 | 8.6832 | 8
28547 | 10.6 | 1 | 2019-12-31 | 2020-12-31 | 365 | 12.3963 | 12
29397 | 20.01 | 1 | 2019-12-31 | 2020-12-31 | 365 | 23.4009 | 23
29844 | 176.15 | 0.9 | 2019-12-31 | 2020-12-31 | 365 | 185.4003 | 185
34067 | 4.86 | 1 | 2019-12-31 | 2020-12-31 | 365 | 5.6836 | 5
30801 | 5.886 | 1 | 2019-12-31 | 2020-12-31 | 365 | 6.8834 | 6
13124 | 82 | 1 | 2019-12-31 | 2020-12-31 | 365 | 95.8957 | 95
34665 | 5.04 | 1 | 2019-12-31 | 2020-12-31 | 365 | 5.8941 | 5
34737 | 7.02 | 1 | 2019-12-31 | 2020-12-31 | 365 | 8.2096 | 8
34782 | 7.84 | 1 | 2019-12-31 | 2020-12-31 | 365 | 9.1686 | 9
34808 | 3.7 | 1 | 2019-12-31 | 2020-12-31 | 365 | 4.327 | 4
34888 | 7.56 | 1 | 2019-12-31 | 2020-12-31 | 365 | 8.8411 | 8
34889 | 5.7 | 1 | 2019-12-31 | 2020-12-31 | 365 | 6.6659 | 6
34905 | 8.75 | 1 | 2019-12-31 | 2020-12-31 | 365 | 10.2328 | 10
34906 | 6.54 | 1 | 2019-12-31 | 2020-12-31 | 365 | 7.6483 | 7
33932 | 41.856 | 0.9 | 2019-12-31 | 2020-12-31 | 365 | 44.054 | 44
33390 | 9.12 | 1 | 2019-12-31 | 2020-12-31 | 365 | 10.6655 | 10
33394 | 9.544 | 1 | 2019-12-31 | 2020-12-31 | 365 | 11.1613 | 11
33402 | 4.68 | 1 | 2019-12-31 | 2020-12-31 | 365 | 5.4731 | 5
33411 | 2.75 | 1 | 2019-12-31 | 2020-12-31 | 365 | 3.216 | 3
33424 | 9.315 | 1 | 2019-12-31 | 2020-12-31 | 365 | 10.8935 | 10
33006 | 4.59 | 1 | 2019-12-31 | 2020-12-31 | 365 | 5.3678 | 5
33420 | 9.62 | 1 | 2019-12-31 | 2020-12-31 | 365 | 11.2502 | 11
34926 | 13.2 | 1 | 2019-12-31 | 2020-12-31 | 365 | 15.4369 | 15
35124 | 5.99 | 1 | 2019-12-31 | 2020-12-31 | 365 | 7.0051 | 7
35166 | 11.4 | 1 | 2019-12-31 | 2020-12-31 | 365 | 13.3318 | 13
37643 | 10.25 | 1 | 2019-12-31 | 2020-12-31 | 365 | 11.987 | 11
34907 | 3.57 | 1 | 2019-12-31 | 2020-12-31 | 365 | 4.175 | 4
36207 | 7.28 | 1 | 2019-12-31 | 2020-12-31 | 365 | 8.5137 | 8
27076 | 36 | 0.9 | 2019-12-31 | 2020-12-31 | 365 | 37.8905 | 37
36173 | 6.75 | 1 | 2019-12-31 | 2020-12-31 | 365 | 7.8939 | 7
35397 | 9.72 | 1 | 2019-12-31 | 2020-12-31 | 365 | 11.3672 | 11
35528 | 7.14 | 1 | 2019-12-31 | 2020-12-31 | 365 | 8.3499 | 8
35718 | 11 | 1 | 2019-12-31 | 2020-12-31 | 365 | 12.8641 | 12
35726 | 9.18 | 1 | 2019-12-31 | 2020-12-31 | 365 | 10.7356 | 10
35732 | 34.1 | 0.9 | 2019-12-31 | 2020-12-31 | 365 | 35.8907 | 35
37648 | 1.44 | 1 | 2019-12-31 | 2020-12-31 | 365 | 1.684 | 1
37639 | 9.975 | 1 | 2019-12-31 | 2020-12-31 | 365 | 11.6654 | 11
37637 | 3.3 | 1 | 2019-12-31 | 2020-12-31 | 365 | 3.8592 | 3
37623 | 11.34 | 1 | 2019-12-31 | 2020-12-31 | 365 | 13.2617 | 13
37341 | 24.57 | 1 | 2019-12-31 | 2020-12-31 | 365 | 28.7336 | 28
37671 | 7.56 | 1 | 2019-12-31 | 2020-12-31 | 365 | 8.8411 | 8
37654 | 1.44 | 1 | 2019-12-31 | 2020-12-31 | 365 | 1.684 | 1
29846 | 25.5 | 0.9 | 2019-12-31 | 2020-12-31 | 365 | 26.8391 | 26
31310 | 70.125 | 0.9 | 2019-12-31 | 2020-12-31 | 365 | 73.8075 | 73
13122 | 150.47 | 1 | 2019-12-31 | 2020-12-31 | 365 | 175.9686 | 175
33032 | 4.59 | 1 | 2019-12-31 | 2020-12-31 | 365 | 5.3678 | 5
13123 | 178.35 | 1 | 2019-12-31 | 2020-12-31 | 365 | 208.5732 | 208
33351 | 9.6 | 1 | 2019-12-31 | 2020-12-31 | 365 | 11.2268 | 11
31947 | 229.84 | 0.9 | 2019-12-31 | 2020-12-31 | 365 | 241.9098 | 241
34748 | 9.18 | 1 | 2019-12-31 | 2020-12-31 | 365 | 10.7356 | 10
34896 | 7.98 | 1 | 2019-12-31 | 2020-12-31 | 365 | 9.3323 | 9
35011 | 10.14 | 1 | 2019-12-31 | 2020-12-31 | 365 | 11.8583 | 11
35023 | 8.125 | 1 | 2019-12-31 | 2020-12-31 | 365 | 9.5019 | 9
29853 | 24.96 | 1 | 2019-12-31 | 2020-12-31 | 365 | 29.1897 | 29
35143 | 14.92 | 1 | 2019-12-31 | 2020-12-31 | 365 | 17.4483 | 17
35172 | 7.905 | 1 | 2019-12-31 | 2020-12-31 | 365 | 9.2446 | 9
35194 | 10.8 | 1 | 2019-12-31 | 2020-12-31 | 365 | 12.6302 | 12
35212 | 11.985 | 1 | 2019-12-31 | 2020-12-31 | 365 | 14.016 | 14
35228 | 8.16 | 1 | 2019-12-31 | 2020-12-31 | 365 | 9.5428 | 9
35257 | 9 | 1 | 2019-12-31 | 2020-12-31 | 365 | 10.5251 | 10
35263 | 7.28 | 1 | 2019-12-31 | 2020-12-31 | 365 | 8.5137 | 8
35265 | 9.98 | 1 | 2019-12-31 | 2020-12-31 | 365 | 11.6712 | 11
35308 | 6.375 | 1 | 2019-12-31 | 2020-12-31 | 365 | 7.4553 | 7
35309 | 4.95 | 1 | 2019-12-31 | 2020-12-31 | 365 | 5.7888 | 5
35311 | 10.98 | 1 | 2019-12-31 | 2020-12-31 | 365 | 12.8407 | 12
35312 | 13 | 1 | 2019-12-31 | 2020-12-31 | 365 | 15.203 | 15
35313 | 6.72 | 1 | 2019-12-31 | 2020-12-31 | 365 | 7.8588 | 7
33984 | 50.49 | 0.9 | 2019-12-31 | 2020-12-31 | 365 | 53.1414 | 53
35310 | 10.64 | 1 | 2019-12-31 | 2020-12-31 | 365 | 12.4431 | 12
36789 | 6.84 | 1 | 2019-12-31 | 2020-12-31 | 365 | 7.9991 | 7
35314 | 11.77 | 1 | 2019-12-31 | 2020-12-31 | 365 | 13.7645 | 13
35316 | 13.44 | 1 | 2019-12-31 | 2020-12-31 | 365 | 15.7175 | 15
35317 | 7.15 | 1 | 2019-12-31 | 2020-12-31 | 365 | 8.3616 | 8
35318 | 9.66 | 1 | 2019-12-31 | 2020-12-31 | 365 | 11.297 | 11
35319 | 7.98 | 1 | 2019-12-31 | 2020-12-31 | 365 | 9.3323 | 9
35322 | 9.156 | 1 | 2019-12-31 | 2020-12-31 | 365 | 10.7076 | 10
35320 | 5.75 | 1 | 2019-12-31 | 2020-12-31 | 365 | 6.7244 | 6
35325 | 6.54 | 1 | 2019-12-31 | 2020-12-31 | 365 | 7.6483 | 7
35323 | 14.25 | 1 | 2019-12-31 | 2020-12-31 | 365 | 16.6648 | 16
35327 | 8.28 | 1 | 2019-12-31 | 2020-12-31 | 365 | 9.6831 | 9
35329 | 13.2 | 1 | 2019-12-31 | 2020-12-31 | 365 | 15.4369 | 15
35333 | 9.156 | 1 | 2019-12-31 | 2020-12-31 | 365 | 10.7076 | 10
35336 | 7.935 | 1 | 2019-12-31 | 2020-12-31 | 365 | 9.2797 | 9
35346 | 9.18 | 1 | 2019-12-31 | 2020-12-31 | 365 | 10.7356 | 10
35351 | 3.06 | 1 | 2019-12-31 | 2020-12-31 | 365 | 3.5785 | 3
35353 | 4.335 | 1 | 2019-12-31 | 2020-12-31 | 365 | 5.0696 | 5
35356 | 11.725 | 1 | 2019-12-31 | 2020-12-31 | 365 | 13.7119 | 13
35315 | 7.848 | 1 | 2019-12-31 | 2020-12-31 | 365 | 9.1779 | 9
35358 | 4.14 | 1 | 2019-12-31 | 2020-12-31 | 365 | 4.8416 | 4
35359 | 5.17 | 1 | 2019-12-31 | 2020-12-31 | 365 | 6.0461 | 6
35360 | 8.28 | 1 | 2019-12-31 | 2020-12-31 | 365 | 9.6831 | 9
35382 | 7.848 | 1 | 2019-12-31 | 2020-12-31 | 365 | 9.1779 | 9
35389 | 7.2 | 1 | 2019-12-31 | 2020-12-31 | 365 | 8.4201 | 8
35496 | 11 | 1 | 2019-12-31 | 2020-12-31 | 365 | 12.8641 | 12
35508 | 4.16 | 1 | 2019-12-31 | 2020-12-31 | 365 | 4.865 | 4
35519 | 6.76 | 1 | 2019-12-31 | 2020-12-31 | 365 | 7.9055 | 7
35526 | 10.05 | 1 | 2019-12-31 | 2020-12-31 | 365 | 11.7531 | 11
35534 | 15.3 | 1 | 2019-12-31 | 2020-12-31 | 365 | 17.8927 | 17
35461 | 20.52 | 1 | 2019-12-31 | 2020-12-31 | 365 | 23.9973 | 23
35546 | 12.6 | 1 | 2019-12-31 | 2020-12-31 | 365 | 14.7352 | 14
35556 | 9.156 | 1 | 2019-12-31 | 2020-12-31 | 365 | 10.7076 | 10
35577 | 10.05 | 1 | 2019-12-31 | 2020-12-31 | 365 | 11.7531 | 11
35613 | 8.55 | 1 | 2019-12-31 | 2020-12-31 | 365 | 9.9989 | 9
34679 | 11.16 | 1 | 2019-12-31 | 2020-12-31 | 365 | 13.0512 | 13
35632 | 8.55 | 1 | 2019-12-31 | 2020-12-31 | 365 | 9.9989 | 9
35661 | 8.28 | 1 | 2019-12-31 | 2020-12-31 | 365 | 9.6831 | 9
35662 | 6.24 | 1 | 2019-12-31 | 2020-12-31 | 365 | 7.2974 | 7
35664 | 8.71 | 1 | 2019-12-31 | 2020-12-31 | 365 | 10.186 | 10
35665 | 5.6 | 1 | 2019-12-31 | 2020-12-31 | 365 | 6.549 | 6
35666 | 6.24 | 1 | 2019-12-31 | 2020-12-31 | 365 | 7.2974 | 7
35668 | 3.795 | 1 | 2019-12-31 | 2020-12-31 | 365 | 4.4381 | 4
35669 | 9.96 | 1 | 2019-12-31 | 2020-12-31 | 365 | 11.6478 | 11
35670 | 4.32 | 1 | 2019-12-31 | 2020-12-31 | 365 | 5.0521 | 5
35672 | 7.02 | 1 | 2019-12-31 | 2020-12-31 | 365 | 8.2096 | 8
35685 | 12.42 | 1 | 2019-12-31 | 2020-12-31 | 365 | 14.5247 | 14
35697 | 9.76 | 1 | 2019-12-31 | 2020-12-31 | 365 | 11.4139 | 11
35712 | 11.2 | 1 | 2019-12-31 | 2020-12-31 | 365 | 13.098 | 13
35703 | 8.64 | 1 | 2019-12-31 | 2020-12-31 | 365 | 10.1041 | 10
35715 | 6.48 | 1 | 2019-12-31 | 2020-12-31 | 365 | 7.5781 | 7
35716 | 19.62 | 1 | 2019-12-31 | 2020-12-31 | 365 | 22.9448 | 22
35717 | 4.95 | 1 | 2019-12-31 | 2020-12-31 | 365 | 5.7888 | 5
35719 | 6.48 | 1 | 2019-12-31 | 2020-12-31 | 365 | 7.5781 | 7
35722 | 4.59 | 1 | 2019-12-31 | 2020-12-31 | 365 | 5.3678 | 5
35788 | 6.1 | 1 | 2019-12-31 | 2020-12-31 | 365 | 7.1337 | 7
35812 | 5.7 | 1 | 2019-12-31 | 2020-12-31 | 365 | 6.6659 | 6
35813 | 11.97 | 1 | 2019-12-31 | 2020-12-31 | 365 | 13.9984 | 13
35816 | 8.55 | 1 | 2019-12-31 | 2020-12-31 | 365 | 9.9989 | 9
35727 | 9.36 | 1 | 2019-12-31 | 2020-12-31 | 365 | 10.9461 | 10
35832 | 13.52 | 1 | 2019-12-31 | 2020-12-31 | 365 | 15.8111 | 15
35834 | 6.6 | 1 | 2019-12-31 | 2020-12-31 | 365 | 7.7184 | 7
35841 | 8.64 | 1 | 2019-12-31 | 2020-12-31 | 365 | 10.1041 | 10
35837 | 9.72 | 1 | 2019-12-31 | 2020-12-31 | 365 | 11.3672 | 11
35844 | 5.5 | 1 | 2019-12-31 | 2020-12-31 | 365 | 6.432 | 6
35846 | 11.1 | 1 | 2019-12-31 | 2020-12-31 | 365 | 12.981 | 12
35851 | 5.04 | 1 | 2019-12-31 | 2020-12-31 | 365 | 5.8941 | 5
35849 | 8.32 | 1 | 2019-12-31 | 2020-12-31 | 365 | 9.7299 | 9
35854 | 9.88 | 1 | 2019-12-31 | 2020-12-31 | 365 | 11.5543 | 11
35858 | 7.29 | 1 | 2019-12-31 | 2020-12-31 | 365 | 8.5254 | 8
35861 | 8.37 | 1 | 2019-12-31 | 2020-12-31 | 365 | 9.7884 | 9
35865 | 6.885 | 1 | 2019-12-31 | 2020-12-31 | 365 | 8.0517 | 8
35903 | 7.02 | 1 | 2019-12-31 | 2020-12-31 | 365 | 8.2096 | 8
35962 | 7.8 | 1 | 2019-12-31 | 2020-12-31 | 365 | 9.1218 | 9
35970 | 8.4 | 1 | 2019-12-31 | 2020-12-31 | 365 | 9.8235 | 9
35867 | 8.829 | 1 | 2019-12-31 | 2020-12-31 | 365 | 10.3252 | 10
35983 | 2.52 | 1 | 2019-12-31 | 2020-12-31 | 365 | 2.947 | 2
35994 | 3.36 | 1 | 2019-12-31 | 2020-12-31 | 365 | 3.9294 | 3
35713 | 17.08 | 1 | 2019-12-31 | 2020-12-31 | 365 | 19.9744 | 19
35847 | 7.54 | 1 | 2019-12-31 | 2020-12-31 | 365 | 8.8177 | 8
35860 | 13.5 | 1 | 2019-12-31 | 2020-12-31 | 365 | 15.7877 | 15
36025 | 5.04 | 1 | 2019-12-31 | 2020-12-31 | 365 | 5.8941 | 5
35906 | 7.2 | 1 | 2019-12-31 | 2020-12-31 | 365 | 8.4201 | 8
35728 | 12.1 | 1 | 2019-12-31 | 2020-12-31 | 365 | 14.1505 | 14
35900 | 4.16 | 1 | 2019-12-31 | 2020-12-31 | 365 | 4.865 | 4
36638 | 6.27 | 1 | 2019-12-31 | 2020-12-31 | 365 | 7.3325 | 7
36292 | 20.54 | 1 | 2019-12-31 | 2020-12-31 | 365 | 24.0207 | 24
37584 | 5.795 | 1 | 2019-12-31 | 2020-12-31 | 365 | 6.777 | 6
37611 | 7.848 | 1 | 2019-12-31 | 2020-12-31 | 365 | 9.1779 | 9
37987 | 5.232 | 1 | 2019-12-31 | 2020-12-31 | 365 | 6.1186 | 6
38079 | 8.502 | 1 | 2019-12-31 | 2020-12-31 | 365 | 9.9427 | 9
38956 | 8.64 | 1 | 2019-12-31 | 2020-12-31 | 365 | 10.1041 | 10
38980 | 10.8 | 1 | 2019-12-31 | 2020-12-31 | 365 | 12.6302 | 12
39671 | 12.04 | 1 | 2019-12-31 | 2020-12-31 | 365 | 14.0803 | 14
38382 | 8.1 | 1 | 2019-12-31 | 2020-12-31 | 365 | 9.4726 | 9
36215 | 19.38 | 1 | 2019-12-31 | 2020-12-31 | 365 | 22.6641 | 22
38487 | 4.86 | 1 | 2019-12-31 | 2020-12-31 | 365 | 5.6836 | 5
37321 | 8.27 | 1 | 2019-12-31 | 2020-12-31 | 365 | 9.6714 | 9
40889 | 9.45 | 1 | 2019-12-31 | 2020-12-31 | 365 | 11.0514 | 11
40893 | 8.1 | 1 | 2019-12-31 | 2020-12-31 | 365 | 9.4726 | 9
29836 | 249.5 | 0.9 | 2019-12-31 | 2020-12-31 | 365 | 262.6022 | 262
31313 | 125.97 | 0.9 | 2019-12-31 | 2020-12-31 | 365 | 132.5852 | 132
31312 | 50.7 | 0.9 | 2019-12-31 | 2020-12-31 | 365 | 53.3625 | 53
34473 | 31.98 | 0.9 | 2019-12-31 | 2020-12-31 | 365 | 33.6594 | 33
40796 | 6.5 | 1 | 2019-12-31 | 2020-12-31 | 365 | 7.6015 | 7
40801 | 9.36 | 1 | 2019-12-31 | 2020-12-31 | 365 | 10.9461 | 10
40803 | 9.88 | 1 | 2019-12-31 | 2020-12-31 | 365 | 11.5543 | 11
40840 | 7.02 | 1 | 2019-12-31 | 2020-12-31 | 365 | 8.2096 | 8
34465 | 42.18 | 0.9 | 2019-12-31 | 2020-12-31 | 365 | 44.395 | 44
43263 | 30.6 | 0.9 | 2019-12-31 | 2020-12-31 | 365 | 32.2069 | 32
35074 | 22.875 | 1 | 2019-12-31 | 2020-12-31 | 365 | 26.7514 | 26
41602 | 10.8 | 1 | 2019-12-31 | 2020-12-31 | 365 | 12.6302 | 12
41604 | 10.71 | 1 | 2019-12-31 | 2020-12-31 | 365 | 12.5249 | 12
42833 | 7.28 | 1 | 2019-12-31 | 2020-12-31 | 365 | 8.5137 | 8
41939 | 5.72 | 1 | 2019-12-31 | 2020-12-31 | 365 | 6.6893 | 6
42167 | 4.16 | 1 | 2019-12-31 | 2020-12-31 | 365 | 4.865 | 4
42176 | 5.7 | 1 | 2019-12-31 | 2020-12-31 | 365 | 6.6659 | 6
42182 | 5.2 | 1 | 2019-12-31 | 2020-12-31 | 365 | 6.0812 | 6
42188 | 3.64 | 1 | 2019-12-31 | 2020-12-31 | 365 | 4.2568 | 4
42231 | 9.1 | 1 | 2019-12-31 | 2020-12-31 | 365 | 10.6421 | 10
42313 | 9.9 | 1 | 2019-12-31 | 2020-12-31 | 365 | 11.5777 | 11
42315 | 14.535 | 1 | 2019-12-31 | 2020-12-31 | 365 | 16.9981 | 16
43076 | 13.52 | 1 | 2019-12-31 | 2020-12-31 | 365 | 15.8111 | 15
43087 | 5.1 | 1 | 2019-12-31 | 2020-12-31 | 365 | 5.9642 | 5
43095 | 11.73 | 1 | 2019-12-31 | 2020-12-31 | 365 | 13.7178 | 13
43108 | 6.24 | 1 | 2019-12-31 | 2020-12-31 | 365 | 7.2974 | 7
42886 | 5.46 | 1 | 2019-12-31 | 2020-12-31 | 365 | 6.3853 | 6
43517 | 13 | 1 | 2019-12-31 | 2020-12-31 | 365 | 15.203 | 15
43536 | 4.2 | 1 | 2019-12-31 | 2020-12-31 | 365 | 4.9117 | 4
43545 | 24.9 | 1 | 2019-12-31 | 2020-12-31 | 365 | 29.1196 | 29
43568 | 7.8 | 1 | 2019-12-31 | 2020-12-31 | 365 | 9.1218 | 9
43577 | 14.28 | 1 | 2019-12-31 | 2020-12-31 | 365 | 16.6999 | 16
43578 | 9.18 | 1 | 2019-12-31 | 2020-12-31 | 365 | 10.7356 | 10
43579 | 11.59 | 1 | 2019-12-31 | 2020-12-31 | 365 | 13.554 | 13
43615 | 10.8 | 1 | 2019-12-31 | 2020-12-31 | 365 | 12.6302 | 12
43632 | 5.46 | 1 | 2019-12-31 | 2020-12-31 | 365 | 6.3853 | 6
44185 | 7.44 | 1 | 2019-12-31 | 2020-12-31 | 365 | 8.7008 | 8
44205 | 2.475 | 1 | 2019-12-31 | 2020-12-31 | 365 | 2.8944 | 2
44207 | 11.77 | 1 | 2019-12-31 | 2020-12-31 | 365 | 13.7645 | 13
43636 | 1.55 | 1 | 2019-12-31 | 2020-12-31 | 365 | 1.8127 | 1
43638 | 0.55 | 1 | 2019-12-31 | 2020-12-31 | 365 | 0.6432 | 0
43614 | 3.24 | 1 | 2019-12-31 | 2020-12-31 | 365 | 3.7891 | 3
43674 | 10.66 | 1 | 2019-12-31 | 2020-12-31 | 365 | 12.4664 | 12
43685 | 6.24 | 1 | 2019-12-31 | 2020-12-31 | 365 | 7.2974 | 7
43696 | 7.8 | 1 | 2019-12-31 | 2020-12-31 | 365 | 9.1218 | 9
44466 | 5.36 | 1 | 2019-12-31 | 2020-12-31 | 365 | 6.2683 | 6
44232 | 6.24 | 1 | 2019-12-31 | 2020-12-31 | 365 | 7.2974 | 7
44218 | 6.875 | 1 | 2019-12-31 | 2020-12-31 | 365 | 8.04 | 8
43723 | 3.12 | 1 | 2019-12-31 | 2020-12-31 | 365 | 3.6487 | 3
43727 | 7.28 | 1 | 2019-12-31 | 2020-12-31 | 365 | 8.5137 | 8
43960 | 5.795 | 1 | 2019-12-31 | 2020-12-31 | 365 | 6.777 | 6
43986 | 9.6 | 1 | 2019-12-31 | 2020-12-31 | 365 | 11.2268 | 11
44470 | 10.36 | 1 | 2019-12-31 | 2020-12-31 | 365 | 12.1156 | 12
44473 | 6.54 | 1 | 2019-12-31 | 2020-12-31 | 365 | 7.6483 | 7
44477 | 4.578 | 1 | 2019-12-31 | 2020-12-31 | 365 | 5.3538 | 5
44498 | 3 | 1 | 2019-12-31 | 2020-12-31 | 365 | 3.5084 | 3
44623 | 11.44 | 1 | 2019-12-31 | 2020-12-31 | 365 | 13.3786 | 13
43968 | 7.98 | 1 | 2019-12-31 | 2020-12-31 | 365 | 9.3323 | 9
44217 | 9.18 | 1 | 2019-12-31 | 2020-12-31 | 365 | 10.7356 | 10
45408 | 8.96 | 1 | 2019-12-31 | 2020-12-31 | 365 | 10.4784 | 10
33987 | 304.2 | 0.9 | 2019-12-31 | 2020-12-31 | 365 | 320.1748 | 320
46225 | 24.2 | 1 | 2019-12-31 | 2020-12-31 | 365 | 28.3009 | 28
52715 | 34.45 | 0.9 | 2019-12-31 | 2020-12-31 | 365 | 36.2591 | 36
33992 | 50.22 | 1 | 2019-12-31 | 2020-12-31 | 365 | 58.7303 | 58
35452 | 3.3 | 1 | 2019-12-31 | 2020-12-31 | 365 | 3.8592 | 3
35724 | 7.42 | 1 | 2019-12-31 | 2020-12-31 | 365 | 8.6774 | 8
35845 | 4.95 | 1 | 2019-12-31 | 2020-12-31 | 365 | 5.7888 | 5
46216 | 8.84 | 1 | 2019-12-31 | 2020-12-31 | 365 | 10.338 | 10
46978 | 9.1 | 1 | 2019-12-31 | 2020-12-31 | 365 | 10.6421 | 10
46984 | 3.8 | 1 | 2019-12-31 | 2020-12-31 | 365 | 4.4439 | 4
47216 | 3.3 | 1 | 2019-12-31 | 2020-12-31 | 365 | 3.8592 | 3
35831 | 5.94 | 1 | 2019-12-31 | 2020-12-31 | 365 | 6.9466 | 6
47217 | 8.8 | 1 | 2019-12-31 | 2020-12-31 | 365 | 10.2912 | 10
47220 | 6.72 | 1 | 2019-12-31 | 2020-12-31 | 365 | 7.8588 | 7
43163 | 11.7 | 1 | 2019-12-31 | 2020-12-31 | 365 | 13.6827 | 13
44224 | 7.8 | 1 | 2019-12-31 | 2020-12-31 | 365 | 9.1218 | 9
44227 | 9.88 | 1 | 2019-12-31 | 2020-12-31 | 365 | 11.5543 | 11
45903 | 6 | 1 | 2019-12-31 | 2020-12-31 | 365 | 7.0168 | 7
46456 | 9.36 | 1 | 2019-12-31 | 2020-12-31 | 365 | 10.9461 | 10
44468 | 11.39 | 1 | 2019-12-31 | 2020-12-31 | 365 | 13.3201 | 13
35800 | 1.34 | 1 | 2019-12-31 | 2020-12-31 | 365 | 1.5671 | 1
40880 | 11.34 | 1 | 2019-12-31 | 2020-12-31 | 365 | 13.2617 | 13
47005 | 3.9 | 1 | 2019-12-31 | 2020-12-31 | 365 | 4.5609 | 4
36009 | 10.72 | 1 | 2019-12-31 | 2020-12-31 | 365 | 12.5366 | 12
36322 | 24.75 | 1 | 2019-12-31 | 2020-12-31 | 365 | 28.9441 | 28
36203 | 21.175 | 1 | 2019-12-31 | 2020-12-31 | 365 | 24.7633 | 24
36199 | 4 | 1 | 2019-12-31 | 2020-12-31 | 365 | 4.6778 | 4
36259 | 6 | 1 | 2019-12-31 | 2020-12-31 | 365 | 7.0168 | 7
48651 | 6 | 1 | 2019-12-31 | 2020-12-31 | 365 | 7.0168 | 7
36155 | 12.765 | 1 | 2019-12-31 | 2020-12-31 | 365 | 14.9282 | 14
50454 | 17.82 | 1 | 2019-12-31 | 2020-12-31 | 365 | 20.8398 | 20
36190 | 7.194 | 1 | 2019-12-31 | 2020-12-31 | 365 | 8.4131 | 8
36252 | 7.02 | 1 | 2019-12-31 | 2020-12-31 | 365 | 8.2096 | 8
43981 | 5.5 | 1 | 2019-12-31 | 2020-12-31 | 365 | 6.432 | 6
43650 | 9.975 | 1 | 2019-12-31 | 2020-12-31 | 365 | 11.6654 | 11
40799 | 8.06 | 1 | 2019-12-31 | 2020-12-31 | 365 | 9.4258 | 9
36226 | 13.2 | 1 | 2019-12-31 | 2020-12-31 | 365 | 15.4369 | 15
37151 | 8.4 | 1 | 2019-12-31 | 2020-12-31 | 365 | 9.8235 | 9
36197 | 6.9 | 1 | 2019-12-31 | 2020-12-31 | 365 | 8.0693 | 8
36216 | 6.54 | 1 | 2019-12-31 | 2020-12-31 | 365 | 7.6483 | 7
36198 | 9.12 | 1 | 2019-12-31 | 2020-12-31 | 365 | 10.6655 | 10
36080 | 9.24 | 1 | 2019-12-31 | 2020-12-31 | 365 | 10.8058 | 10
35796 | 5.94 | 1 | 2019-12-31 | 2020-12-31 | 365 | 6.9466 | 6
36052 | 4.4 | 1 | 2019-12-31 | 2020-12-31 | 365 | 5.1456 | 5
35782 | 9.18 | 1 | 2019-12-31 | 2020-12-31 | 365 | 10.7356 | 10
43867 | 24.705 | 1 | 2019-12-31 | 2020-12-31 | 365 | 28.8915 | 28
35549 | 15.39 | 1 | 2019-12-31 | 2020-12-31 | 365 | 17.998 | 17
35702 | 4.68 | 1 | 2019-12-31 | 2020-12-31 | 365 | 5.4731 | 5
36157 | 4.05 | 1 | 2019-12-31 | 2020-12-31 | 365 | 4.7363 | 4
52893 | 9.9 | 1 | 2019-12-31 | 2020-12-31 | 365 | 11.5777 | 11
52812 | 7.68 | 1 | 2019-12-31 | 2020-12-31 | 365 | 8.9815 | 8
52811 | 7.9 | 1 | 2019-12-31 | 2020-12-31 | 365 | 9.2387 | 9
52785 | 8.32 | 1 | 2019-12-31 | 2020-12-31 | 365 | 9.7299 | 9
52714 | 10.2 | 1 | 2019-12-31 | 2020-12-31 | 365 | 11.9285 | 11
52699 | 8.64 | 1 | 2019-12-31 | 2020-12-31 | 365 | 10.1041 | 10
52621 | 5.355 | 1 | 2019-12-31 | 2020-12-31 | 365 | 6.2625 | 6
52456 | 8.4 | 1 | 2019-12-31 | 2020-12-31 | 365 | 9.8235 | 9
52219 | 7.95 | 1 | 2019-12-31 | 2020-12-31 | 365 | 9.2972 | 9
52218 | 5.72 | 1 | 2019-12-31 | 2020-12-31 | 365 | 6.6893 | 6
52217 | 9.18 | 1 | 2019-12-31 | 2020-12-31 | 365 | 10.7356 | 10
52011 | 7.6 | 1 | 2019-12-31 | 2020-12-31 | 365 | 8.8879 | 8
51759 | 6.875 | 1 | 2019-12-31 | 2020-12-31 | 365 | 8.04 | 8
51757 | 6.63 | 1 | 2019-12-31 | 2020-12-31 | 365 | 7.7535 | 7
51596 | 4.05 | 1 | 2019-12-31 | 2020-12-31 | 365 | 4.7363 | 4
51221 | 14.85 | 1 | 2019-12-31 | 2020-12-31 | 365 | 17.3665 | 17
50844 | 7.28 | 1 | 2019-12-31 | 2020-12-31 | 365 | 8.5137 | 8
49195 | 10.8 | 1 | 2019-12-31 | 2020-12-31 | 365 | 12.6302 | 12
49035 | 8.84 | 1 | 2019-12-31 | 2020-12-31 | 365 | 10.338 | 10
48990 | 13.75 | 1 | 2019-12-31 | 2020-12-31 | 365 | 16.0801 | 16
48892 | 8.64 | 1 | 2019-12-31 | 2020-12-31 | 365 | 10.1041 | 10
48765 | 6.24 | 1 | 2019-12-31 | 2020-12-31 | 365 | 7.2974 | 7
49872 | 7.6 | 1 | 2019-12-31 | 2020-12-31 | 365 | 8.8879 | 8
48750 | 7.28 | 1 | 2019-12-31 | 2020-12-31 | 365 | 8.5137 | 8
48730 | 5.94 | 1 | 2019-12-31 | 2020-12-31 | 365 | 6.9466 | 6
49410 | 6.44 | 1 | 2019-12-31 | 2020-12-31 | 365 | 7.5313 | 7
49397 | 8.16 | 1 | 2019-12-31 | 2020-12-31 | 365 | 9.5428 | 9
48667 | 7.125 | 1 | 2019-12-31 | 2020-12-31 | 365 | 8.3324 | 8
48152 | 6.63 | 1 | 2019-12-31 | 2020-12-31 | 365 | 7.7535 | 7
48111 | 10.14 | 1 | 2019-12-31 | 2020-12-31 | 365 | 11.8583 | 11
47698 | 7.56 | 1 | 2019-12-31 | 2020-12-31 | 365 | 8.8411 | 8
47674 | 7.93 | 1 | 2019-12-31 | 2020-12-31 | 365 | 9.2738 | 9
47642 | 11.34 | 1 | 2019-12-31 | 2020-12-31 | 365 | 13.2617 | 13
43946 | 15.2 | 1 | 2019-12-31 | 2020-12-31 | 365 | 17.7758 | 17
42310 | 2.75 | 1 | 2019-12-31 | 2020-12-31 | 365 | 3.216 | 3
44638 | 5.46 | 1 | 2019-12-31 | 2020-12-31 | 365 | 6.3853 | 6
44595 | 13 | 1 | 2019-12-31 | 2020-12-31 | 365 | 15.203 | 15
49196 | 7.02 | 1 | 2019-12-31 | 2020-12-31 | 365 | 8.2096 | 8
49199 | 2.43 | 1 | 2019-12-31 | 2020-12-31 | 365 | 2.8418 | 2
49197 | 6.5 | 1 | 2019-12-31 | 2020-12-31 | 365 | 7.6015 | 7
42467 | 6.24 | 1 | 2019-12-31 | 2020-12-31 | 365 | 7.2974 | 7
42685 | 8.84 | 1 | 2019-12-31 | 2020-12-31 | 365 | 10.338 | 10
45256 | 12.48 | 1 | 2019-12-31 | 2020-12-31 | 365 | 14.5949 | 14
44433 | 4.95 | 1 | 2019-12-31 | 2020-12-31 | 365 | 5.7888 | 5
45043 | 6.5 | 1 | 2019-12-31 | 2020-12-31 | 365 | 7.6015 | 7
44402 | 13 | 1 | 2019-12-31 | 2020-12-31 | 365 | 15.203 | 15
44493 | 2.28 | 1 | 2019-12-31 | 2020-12-31 | 365 | 2.6664 | 2
44201 | 9.156 | 1 | 2019-12-31 | 2020-12-31 | 365 | 10.7076 | 10
43963 | 8.7 | 1 | 2019-12-31 | 2020-12-31 | 365 | 10.1743 | 10
45781 | 10.8 | 1 | 2019-12-31 | 2020-12-31 | 365 | 12.6302 | 12
45374 | 7.04 | 1 | 2019-12-31 | 2020-12-31 | 365 | 8.233 | 8
45236 | 6 | 1 | 2019-12-31 | 2020-12-31 | 365 | 7.0168 | 7
46009 | 3.92 | 1 | 2019-12-31 | 2020-12-31 | 365 | 4.5843 | 4
49198 | 6.63 | 1 | 2019-12-31 | 2020-12-31 | 365 | 7.7535 | 7
45742 | 6.72 | 1 | 2019-12-31 | 2020-12-31 | 365 | 7.8588 | 7
46116 | 5.98 | 1 | 2019-12-31 | 2020-12-31 | 365 | 6.9934 | 6
46718 | 3.38 | 1 | 2019-12-31 | 2020-12-31 | 365 | 3.9528 | 3
43971 | 6.76 | 1 | 2019-12-31 | 2020-12-31 | 365 | 7.9055 | 7
47214 | 7.68 | 1 | 2019-12-31 | 2020-12-31 | 365 | 8.9815 | 8
36253 | 6.6 | 1 | 2019-12-31 | 2020-12-31 | 365 | 7.7184 | 7
43976 | 4.16 | 1 | 2019-12-31 | 2020-12-31 | 365 | 4.865 | 4
43974 | 6.76 | 1 | 2019-12-31 | 2020-12-31 | 365 | 7.9055 | 7
40894 | 11.96 | 1 | 2019-12-31 | 2020-12-31 | 365 | 13.9867 | 13
36071 | 13 | 1 | 2019-12-31 | 2020-12-31 | 365 | 15.203 | 15
43969 | 4.94 | 1 | 2019-12-31 | 2020-12-31 | 365 | 5.7771 | 5
44569 | 4.16 | 1 | 2019-12-31 | 2020-12-31 | 365 | 4.865 | 4
41248 | 3.92 | 1 | 2019-12-31 | 2020-12-31 | 365 | 4.5843 | 4
36177 | 7.02 | 1 | 2019-12-31 | 2020-12-31 | 365 | 8.2096 | 8
43955 | 11.59 | 1 | 2019-12-31 | 2020-12-31 | 365 | 13.554 | 13
45261 | 3.6 | 1 | 2019-12-31 | 2020-12-31 | 365 | 4.2101 | 4
36262 | 21.255 | 1 | 2019-12-31 | 2020-12-31 | 365 | 24.8569 | 24
41259 | 8.06 | 1 | 2019-12-31 | 2020-12-31 | 365 | 9.4258 | 9
44179 | 9 | 1 | 2019-12-31 | 2020-12-31 | 365 | 10.5251 | 10
43956 | 7.1 | 1 | 2019-12-31 | 2020-12-31 | 365 | 8.3032 | 8
40848 | 9.15 | 1 | 2019-12-31 | 2020-12-31 | 365 | 10.7006 | 10
36689 | 7.125 | 1 | 2019-12-31 | 2020-12-31 | 365 | 8.3324 | 8
36385 | 7.28 | 1 | 2019-12-31 | 2020-12-31 | 365 | 8.5137 | 8
36396 | 4.96 | 1 | 2019-12-31 | 2020-12-31 | 365 | 5.8005 | 5
36273 | 10 | 1 | 2019-12-31 | 2020-12-31 | 365 | 11.6946 | 11
44578 | 10.95 | 1 | 2019-12-31 | 2020-12-31 | 365 | 12.8056 | 12
36078 | 11 | 1 | 2019-12-31 | 2020-12-31 | 365 | 12.8641 | 12
35772 | 7.84 | 1 | 2019-12-31 | 2020-12-31 | 365 | 9.1686 | 9
52216 | 8.1 | 1 | 2019-12-31 | 2020-12-31 | 365 | 9.4726 | 9
52025 | 7.6 | 1 | 2019-12-31 | 2020-12-31 | 365 | 8.8879 | 8
49842 | 10.325 | 1 | 2019-12-31 | 2020-12-31 | 365 | 12.0747 | 12
35798 | 12.12 | 1 | 2019-12-31 | 2020-12-31 | 365 | 14.1739 | 14
35986 | 9.156 | 1 | 2019-12-31 | 2020-12-31 | 365 | 10.7076 | 10
35977 | 9.36 | 1 | 2019-12-31 | 2020-12-31 | 365 | 10.9461 | 10
35968 | 7.521 | 1 | 2019-12-31 | 2020-12-31 | 365 | 8.7955 | 8
35802 | 8.06 | 1 | 2019-12-31 | 2020-12-31 | 365 | 9.4258 | 9
35793 | 6.63 | 1 | 2019-12-31 | 2020-12-31 | 365 | 7.7535 | 7
50039 | 11.4 | 1 | 2019-12-31 | 2020-12-31 | 365 | 13.3318 | 13
36193 | 8.55 | 1 | 2019-12-31 | 2020-12-31 | 365 | 9.9989 | 9
36202 | 13.5 | 1 | 2019-12-31 | 2020-12-31 | 365 | 15.7877 | 15
46751 | 8.16 | 1 | 2019-12-31 | 2020-12-31 | 365 | 9.5428 | 9
43966 | 4.42 | 1 | 2019-12-31 | 2020-12-31 | 365 | 5.169 | 5
44482 | 6.76 | 1 | 2019-12-31 | 2020-12-31 | 365 | 7.9055 | 7
36218 | 6.76 | 1 | 2019-12-31 | 2020-12-31 | 365 | 7.9055 | 7
36200 | 10.4 | 1 | 2019-12-31 | 2020-12-31 | 365 | 12.1624 | 12
51031 | 5.1 | 1 | 2019-12-31 | 2020-12-31 | 365 | 5.9642 | 5
44570 | 11.96 | 1 | 2019-12-31 | 2020-12-31 | 365 | 13.9867 | 13
36175 | 4.08 | 1 | 2019-12-31 | 2020-12-31 | 365 | 4.7714 | 4
36111 | 8.06 | 1 | 2019-12-31 | 2020-12-31 | 365 | 9.4258 | 9
36187 | 16.35 | 1 | 2019-12-31 | 2020-12-31 | 365 | 19.1207 | 19
36160 | 5.67 | 1 | 2019-12-31 | 2020-12-31 | 365 | 6.6308 | 6
36011 | 8.625 | 1 | 2019-12-31 | 2020-12-31 | 365 | 10.0866 | 10
49804 | 8.64 | 1 | 2019-12-31 | 2020-12-31 | 365 | 10.1041 | 10
35991 | 7.245 | 1 | 2019-12-31 | 2020-12-31 | 365 | 8.4727 | 8
43089 | 4.16 | 1 | 2019-12-31 | 2020-12-31 | 365 | 4.865 | 4
36147 | 7.59 | 1 | 2019-12-31 | 2020-12-31 | 365 | 8.8762 | 8
36127 | 7.28 | 1 | 2019-12-31 | 2020-12-31 | 365 | 8.5137 | 8
35998 | 9.483 | 1 | 2019-12-31 | 2020-12-31 | 365 | 11.09 | 11
44544 | 4.59 | 1 | 2019-12-31 | 2020-12-31 | 365 | 5.3678 | 5
36110 | 4.68 | 1 | 2019-12-31 | 2020-12-31 | 365 | 5.4731 | 5
36201 | 9.2 | 1 | 2019-12-31 | 2020-12-31 | 365 | 10.759 | 10
36035 | 18 | 1 | 2019-12-31 | 2020-12-31 | 365 | 21.0503 | 21
36192 | 13.68 | 1 | 2019-12-31 | 2020-12-31 | 365 | 15.9982 | 15
36195 | 7.98 | 1 | 2019-12-31 | 2020-12-31 | 365 | 9.3323 | 9
36185 | 7.59 | 1 | 2019-12-31 | 2020-12-31 | 365 | 8.8762 | 8
36170 | 10.37 | 1 | 2019-12-31 | 2020-12-31 | 365 | 12.1273 | 12
46723 | 7.6 | 1 | 2019-12-31 | 2020-12-31 | 365 | 8.8879 | 8
36256 | 8.4 | 1 | 2019-12-31 | 2020-12-31 | 365 | 9.8235 | 9
36245 | 7.02 | 1 | 2019-12-31 | 2020-12-31 | 365 | 8.2096 | 8
35051 | 11.7 | 1 | 2019-12-31 | 2020-12-31 | 365 | 13.6827 | 13
44707 | 10.8 | 1 | 2019-12-31 | 2020-12-31 | 365 | 12.6302 | 12
50897 | 8.75 | 1 | 2019-12-31 | 2020-12-31 | 365 | 10.2328 | 10
43985 | 7.15 | 1 | 2019-12-31 | 2020-12-31 | 365 | 8.3616 | 8
36260 | 4.86 | 1 | 2019-12-31 | 2020-12-31 | 365 | 5.6836 | 5
44634 | 6.87 | 1 | 2019-12-31 | 2020-12-31 | 365 | 8.0342 | 8
36174 | 7.44 | 1 | 2019-12-31 | 2020-12-31 | 365 | 8.7008 | 8
45734 | 9.35 | 1 | 2019-12-31 | 2020-12-31 | 365 | 10.9345 | 10
32868 | 40.32 | 0.9 | 2019-12-31 | 2020-12-31 | 365 | 42.4374 | 42
50923 | 10.64 | 1 | 2019-12-31 | 2020-12-31 | 365 | 12.4431 | 12
43586 | 4.68 | 1 | 2019-12-31 | 2020-12-31 | 365 | 5.4731 | 5
51332 | 8.4 | 1 | 2019-12-31 | 2020-12-31 | 365 | 9.8235 | 9
50927 | 4.8 | 1 | 2019-12-31 | 2020-12-31 | 365 | 5.6134 | 5
48077 | 9.1 | 1 | 2019-12-31 | 2020-12-31 | 365 | 10.6421 | 10
46522 | 12 | 1 | 2019-12-31 | 2020-12-31 | 365 | 14.0335 | 14
44334 | 6.16 | 1 | 2019-12-31 | 2020-12-31 | 365 | 7.2039 | 7
43996 | 9.62 | 1 | 2019-12-31 | 2020-12-31 | 365 | 11.2502 | 11
50840 | 6.9 | 1 | 2019-12-31 | 2020-12-31 | 365 | 8.0693 | 8
36182 | 7.848 | 1 | 2019-12-31 | 2020-12-31 | 365 | 9.1779 | 9
49402 | 8 | 1 | 2019-12-31 | 2020-12-31 | 365 | 9.3557 | 9
41845 | 7.32 | 1 | 2019-12-31 | 2020-12-31 | 365 | 8.5604 | 8
44530 | 11.78 | 1 | 2019-12-31 | 2020-12-31 | 365 | 13.7762 | 13
44387 | 5.04 | 1 | 2019-12-31 | 2020-12-31 | 365 | 5.8941 | 5
45716 | 6.2 | 1 | 2019-12-31 | 2020-12-31 | 365 | 7.2507 | 7
46001 | 6.75 | 1 | 2019-12-31 | 2020-12-31 | 365 | 7.8939 | 7
36336 | 8.55 | 1 | 2019-12-31 | 2020-12-31 | 365 | 9.9989 | 9
44270 | 8.1 | 1 | 2019-12-31 | 2020-12-31 | 365 | 9.4726 | 9
44488 | 9.25 | 1 | 2019-12-31 | 2020-12-31 | 365 | 10.8175 | 10
35809 | 5.4 | 1 | 2019-12-31 | 2020-12-31 | 365 | 6.3151 | 6
35808 | 6.93 | 1 | 2019-12-31 | 2020-12-31 | 365 | 8.1044 | 8
35734 | 7.88 | 1 | 2019-12-31 | 2020-12-31 | 365 | 9.2153 | 9
35674 | 9.12 | 1 | 2019-12-31 | 2020-12-31 | 365 | 10.6655 | 10
53225 | 7.29 | 1 | 2019-12-31 | 2020-12-31 | 365 | 8.5254 | 8
44434 | 5 | 1 | 2019-12-31 | 2020-12-31 | 365 | 5.8473 | 5
51125 | 8.64 | 1 | 2019-12-31 | 2020-12-31 | 365 | 10.1041 | 10
46261 | 13.8 | 1 | 2019-12-31 | 2020-12-31 | 365 | 16.1385 | 16
44503 | 4.48 | 1 | 2019-12-31 | 2020-12-31 | 365 | 5.2392 | 5
37463 | 6.72 | 1 | 2019-12-31 | 2020-12-31 | 365 | 7.8588 | 7
49923 | 9.9 | 1 | 2019-12-31 | 2020-12-31 | 365 | 11.5777 | 11
49948 | 10.2 | 1 | 2019-12-31 | 2020-12-31 | 365 | 11.9285 | 11
43827 | 9.45 | 1 | 2019-12-31 | 2020-12-31 | 365 | 11.0514 | 11
43917 | 10.14 | 1 | 2019-12-31 | 2020-12-31 | 365 | 11.8583 | 11
36261 | 7.56 | 1 | 2019-12-31 | 2020-12-31 | 365 | 8.8411 | 8
44693 | 6.21 | 1 | 2019-12-31 | 2020-12-31 | 365 | 7.2623 | 7
50069 | 13.725 | 1 | 2019-12-31 | 2020-12-31 | 365 | 16.0508 | 16
42309 | 4.68 | 1 | 2019-12-31 | 2020-12-31 | 365 | 5.4731 | 5
49405 | 12.6 | 1 | 2019-12-31 | 2020-12-31 | 365 | 14.7352 | 14
44502 | 6.72 | 1 | 2019-12-31 | 2020-12-31 | 365 | 7.8588 | 7
49681 | 8.97 | 1 | 2019-12-31 | 2020-12-31 | 365 | 10.4901 | 10
46255 | 7.29 | 1 | 2019-12-31 | 2020-12-31 | 365 | 8.5254 | 8
43973 | 4.42 | 1 | 2019-12-31 | 2020-12-31 | 365 | 5.169 | 5
43989 | 9 | 1 | 2019-12-31 | 2020-12-31 | 365 | 10.5251 | 10
47297 | 12.753 | 1 | 2019-12-31 | 2020-12-31 | 365 | 14.9141 | 14
50558 | 9.3 | 1 | 2019-12-31 | 2020-12-31 | 365 | 10.876 | 10
50688 | 4.86 | 1 | 2019-12-31 | 2020-12-31 | 365 | 5.6836 | 5
34757 | 145.08 | 0.9 | 2019-12-31 | 2020-12-31 | 365 | 152.6987 | 152
34733 | 475.84 | 0.9 | 2019-12-31 | 2020-12-31 | 365 | 500.8283 | 500
34527 | 102.024 | 0.9 | 2019-12-31 | 2020-12-31 | 365 | 107.3817 | 107
36124 | 11.7 | 1 | 2019-12-31 | 2020-12-31 | 365 | 13.6827 | 13
44501 | 11.025 | 1 | 2019-12-31 | 2020-12-31 | 365 | 12.8933 | 12
35738 | 9 | 1 | 2019-12-31 | 2020-12-31 | 365 | 10.5251 | 10
51510 | 13.5 | 1 | 2019-12-31 | 2020-12-31 | 365 | 15.7877 | 15
51824 | 3.315 | 1 | 2019-12-31 | 2020-12-31 | 365 | 3.8768 | 3
52213 | 7.29 | 1 | 2019-12-31 | 2020-12-31 | 365 | 8.5254 | 8
52273 | 13.23 | 1 | 2019-12-31 | 2020-12-31 | 365 | 15.472 | 15
34506 | 30.24 | 0.9 | 2019-12-31 | 2020-12-31 | 365 | 31.828 | 31
52701 | 13.77 | 1 | 2019-12-31 | 2020-12-31 | 365 | 16.1035 | 16
52711 | 5.61 | 1 | 2019-12-31 | 2020-12-31 | 365 | 6.5607 | 6
52809 | 7.8 | 1 | 2019-12-31 | 2020-12-31 | 365 | 9.1218 | 9
52941 | 12.15 | 1 | 2019-12-31 | 2020-12-31 | 365 | 14.2089 | 14
52911 | 13 | 1 | 2019-12-31 | 2020-12-31 | 365 | 15.203 | 15
52912 | 4.86 | 1 | 2019-12-31 | 2020-12-31 | 365 | 5.6836 | 5
53025 | 8.1 | 1 | 2019-12-31 | 2020-12-31 | 365 | 9.4726 | 9
53097 | 8.5 | 1 | 2019-12-31 | 2020-12-31 | 365 | 9.9404 | 9
53142 | 6.48 | 1 | 2019-12-31 | 2020-12-31 | 365 | 7.5781 | 7
53143 | 10.4 | 1 | 2019-12-31 | 2020-12-31 | 365 | 12.1624 | 12
53144 | 5.8 | 1 | 2019-12-31 | 2020-12-31 | 365 | 6.7829 | 6
53668 | 10.8 | 1 | 2019-12-31 | 2020-12-31 | 365 | 12.6302 | 12
53457 | 7.5 | 1 | 2019-12-31 | 2020-12-31 | 365 | 8.7709 | 8
53731 | 8.8 | 1 | 2019-12-31 | 2020-12-31 | 365 | 10.2912 | 10
53444 | 4.86 | 1 | 2019-12-31 | 2020-12-31 | 365 | 5.6836 | 5
54058 | 10.335 | 1 | 2019-12-31 | 2020-12-31 | 365 | 12.0864 | 12
54091 | 2.34 | 1 | 2019-12-31 | 2020-12-31 | 365 | 2.7365 | 2
54089 | 7.28 | 1 | 2019-12-31 | 2020-12-31 | 365 | 8.5137 | 8
35926 | 8.28 | 1 | 2019-12-31 | 2020-12-31 | 365 | 9.6831 | 9
53145 | 9.99 | 1 | 2019-12-31 | 2020-12-31 | 365 | 11.6829 | 11
53988 | 17.16 | 1 | 2019-12-31 | 2020-12-31 | 365 | 20.0679 | 20
43629 | 8.82 | 1 | 2019-12-31 | 2020-12-31 | 365 | 10.3146 | 10
35797 | 7.8 | 1 | 2019-12-31 | 2020-12-31 | 365 | 9.1218 | 9
35931 | 6.213 | 1 | 2019-12-31 | 2020-12-31 | 365 | 7.2659 | 7
36131 | 12.426 | 1 | 2019-12-31 | 2020-12-31 | 365 | 14.5317 | 14
36135 | 7.194 | 1 | 2019-12-31 | 2020-12-31 | 365 | 8.4131 | 8
36142 | 12.42 | 1 | 2019-12-31 | 2020-12-31 | 365 | 14.5247 | 14
36163 | 9.81 | 1 | 2019-12-31 | 2020-12-31 | 365 | 11.4724 | 11
44456 | 119.025 | 0.9 | 2019-12-31 | 2020-12-31 | 365 | 125.2755 | 125
36189 | 7.56 | 1 | 2019-12-31 | 2020-12-31 | 365 | 8.8411 | 8
40771 | 4.2 | 1 | 2019-12-31 | 2020-12-31 | 365 | 4.9117 | 4
46258 | 14.26 | 1 | 2019-12-31 | 2020-12-31 | 365 | 16.6765 | 16
46241 | 14.4 | 1 | 2019-12-31 | 2020-12-31 | 365 | 16.8402 | 16
44119 | 10.71 | 1 | 2019-12-31 | 2020-12-31 | 365 | 12.5249 | 12
35799 | 10.08 | 1 | 2019-12-31 | 2020-12-31 | 365 | 11.7882 | 11
35740 | 8.7 | 1 | 2019-12-31 | 2020-12-31 | 365 | 10.1743 | 10
40838 | 5.61 | 1 | 2019-12-31 | 2020-12-31 | 365 | 6.5607 | 6
41285 | 3.9 | 1 | 2019-12-31 | 2020-12-31 | 365 | 4.5609 | 4
42314 | 3.9 | 1 | 2019-12-31 | 2020-12-31 | 365 | 4.5609 | 4
41227 | 5.4 | 1 | 2019-12-31 | 2020-12-31 | 365 | 6.3151 | 6
41889 | 3.38 | 1 | 2019-12-31 | 2020-12-31 | 365 | 3.9528 | 3
43611 | 4.68 | 1 | 2019-12-31 | 2020-12-31 | 365 | 5.4731 | 5
43585 | 7.24 | 1 | 2019-12-31 | 2020-12-31 | 365 | 8.4669 | 8
43984 | 6.3 | 1 | 2019-12-31 | 2020-12-31 | 365 | 7.3676 | 7
36210 | 7.56 | 1 | 2019-12-31 | 2020-12-31 | 365 | 8.8411 | 8
43252 | 9.18 | 1 | 2019-12-31 | 2020-12-31 | 365 | 10.7356 | 10
43612 | 7.8 | 1 | 2019-12-31 | 2020-12-31 | 365 | 9.1218 | 9
35924 | 6.555 | 1 | 2019-12-31 | 2020-12-31 | 365 | 7.6658 | 7
45039 | 7.02 | 1 | 2019-12-31 | 2020-12-31 | 365 | 8.2096 | 8
44259 | 4.76 | 1 | 2019-12-31 | 2020-12-31 | 365 | 5.5666 | 5
36023 | 8.175 | 1 | 2019-12-31 | 2020-12-31 | 365 | 9.5603 | 9
44294 | 8.82 | 1 | 2019-12-31 | 2020-12-31 | 365 | 10.3146 | 10
44532 | 3.315 | 1 | 2019-12-31 | 2020-12-31 | 365 | 3.8768 | 3
44526 | 4.5 | 1 | 2019-12-31 | 2020-12-31 | 365 | 5.2626 | 5
44365 | 4.905 | 1 | 2019-12-31 | 2020-12-31 | 365 | 5.7362 | 5
44588 | 11.1 | 1 | 2019-12-31 | 2020-12-31 | 365 | 12.981 | 12
36113 | 5.6 | 1 | 2019-12-31 | 2020-12-31 | 365 | 6.549 | 6
36181 | 8.28 | 1 | 2019-12-31 | 2020-12-31 | 365 | 9.6831 | 9
37464 | 9.156 | 1 | 2019-12-31 | 2020-12-31 | 365 | 10.7076 | 10
44515 | 5.5 | 1 | 2019-12-31 | 2020-12-31 | 365 | 6.432 | 6
44522 | 10.8 | 1 | 2019-12-31 | 2020-12-31 | 365 | 12.6302 | 12
44521 | 8.505 | 1 | 2019-12-31 | 2020-12-31 | 365 | 9.9463 | 9
44739 | 8.68 | 1 | 2019-12-31 | 2020-12-31 | 365 | 10.1509 | 10
46710 | 3.92 | 1 | 2019-12-31 | 2020-12-31 | 365 | 4.5843 | 4
51030 | 10.23 | 1 | 2019-12-31 | 2020-12-31 | 365 | 11.9636 | 11
40846 | 9.69 | 1 | 2019-12-31 | 2020-12-31 | 365 | 11.3321 | 11
37016 | 9.6 | 1 | 2019-12-31 | 2020-12-31 | 365 | 11.2268 | 11
47135 | 12.48 | 1 | 2019-12-31 | 2020-12-31 | 365 | 14.5949 | 14
36344 | 9.6 | 1 | 2019-12-31 | 2020-12-31 | 365 | 11.2268 | 11
51048 | 7.54 | 1 | 2019-12-31 | 2020-12-31 | 365 | 8.8177 | 8
44409 | 9.36 | 1 | 2019-12-31 | 2020-12-31 | 365 | 10.9461 | 10
44516 | 2.04 | 1 | 2019-12-31 | 2020-12-31 | 365 | 2.3857 | 2
45393 | 11.2 | 1 | 2019-12-31 | 2020-12-31 | 365 | 13.098 | 13
35766 | 14.84 | 1 | 2019-12-31 | 2020-12-31 | 365 | 17.3548 | 17
49950 | 8.12 | 1 | 2019-12-31 | 2020-12-31 | 365 | 9.496 | 9
48221 | 10 | 1 | 2019-12-31 | 2020-12-31 | 365 | 11.6946 | 11
44875 | 15.81 | 1 | 2019-12-31 | 2020-12-31 | 365 | 18.4892 | 18
49644 | 12.29 | 1 | 2019-12-31 | 2020-12-31 | 365 | 14.3727 | 14
51206 | 7.8 | 1 | 2019-12-31 | 2020-12-31 | 365 | 9.1218 | 9
44255 | 9.765 | 1 | 2019-12-31 | 2020-12-31 | 365 | 11.4198 | 11
45773 | 9.8 | 1 | 2019-12-31 | 2020-12-31 | 365 | 11.4607 | 11
46767 | 6.21 | 1 | 2019-12-31 | 2020-12-31 | 365 | 7.2623 | 7
44178 | 9.45 | 1 | 2019-12-31 | 2020-12-31 | 365 | 11.0514 | 11
36179 | 4.68 | 1 | 2019-12-31 | 2020-12-31 | 365 | 5.4731 | 5
46707 | 9.075 | 1 | 2019-12-31 | 2020-12-31 | 365 | 10.6128 | 10
44353 | 7.5 | 1 | 2019-12-31 | 2020-12-31 | 365 | 8.7709 | 8
52221 | 13.26 | 1 | 2019-12-31 | 2020-12-31 | 365 | 15.507 | 15
49649 | 6.24 | 1 | 2019-12-31 | 2020-12-31 | 365 | 7.2974 | 7
44870 | 11.44 | 1 | 2019-12-31 | 2020-12-31 | 365 | 13.3786 | 13
46702 | 11.7 | 1 | 2019-12-31 | 2020-12-31 | 365 | 13.6827 | 13
44022 | 3.12 | 1 | 2019-12-31 | 2020-12-31 | 365 | 3.6487 | 3
44447 | 12.96 | 1 | 2019-12-31 | 2020-12-31 | 365 | 15.1562 | 15
44295 | 10.92 | 1 | 2019-12-31 | 2020-12-31 | 365 | 12.7705 | 12
44640 | 6.24 | 1 | 2019-12-31 | 2020-12-31 | 365 | 7.2974 | 7
51046 | 5.2 | 1 | 2019-12-31 | 2020-12-31 | 365 | 6.0812 | 6
44598 | 7.28 | 1 | 2019-12-31 | 2020-12-31 | 365 | 8.5137 | 8
40892 | 7.28 | 1 | 2019-12-31 | 2020-12-31 | 365 | 8.5137 | 8
49675 | 5.2 | 1 | 2019-12-31 | 2020-12-31 | 365 | 6.0812 | 6
50441 | 10.5 | 1 | 2019-12-31 | 2020-12-31 | 365 | 12.2793 | 12
35964 | 9.156 | 1 | 2019-12-31 | 2020-12-31 | 365 | 10.7076 | 10
36152 | 17.004 | 1 | 2019-12-31 | 2020-12-31 | 365 | 19.8855 | 19
44509 | 7.2 | 1 | 2019-12-31 | 2020-12-31 | 365 | 8.4201 | 8
36138 | 5.232 | 1 | 2019-12-31 | 2020-12-31 | 365 | 6.1186 | 6
36209 | 10.72 | 1 | 2019-12-31 | 2020-12-31 | 365 | 12.5366 | 12
51045 | 6.5 | 1 | 2019-12-31 | 2020-12-31 | 365 | 7.6015 | 7
46992 | 10.2 | 1 | 2019-12-31 | 2020-12-31 | 365 | 11.9285 | 11
50443 | 9.16 | 1 | 2019-12-31 | 2020-12-31 | 365 | 10.7123 | 10
44122 | 10.395 | 1 | 2019-12-31 | 2020-12-31 | 365 | 12.1565 | 12
45429 | 11.77 | 1 | 2019-12-31 | 2020-12-31 | 365 | 13.7645 | 13
36349 | 13.545 | 1 | 2019-12-31 | 2020-12-31 | 365 | 15.8403 | 15
49937 | 6.213 | 1 | 2019-12-31 | 2020-12-31 | 365 | 7.2659 | 7
35785 | 5.61 | 1 | 2019-12-31 | 2020-12-31 | 365 | 6.5607 | 6
49760 | 8.4 | 1 | 2019-12-31 | 2020-12-31 | 365 | 9.8235 | 9
44610 | 9.483 | 1 | 2019-12-31 | 2020-12-31 | 365 | 11.09 | 11
44306 | 12.92 | 1 | 2019-12-31 | 2020-12-31 | 365 | 15.1094 | 15
43618 | 9.765 | 1 | 2019-12-31 | 2020-12-31 | 365 | 11.4198 | 11
43936 | 6.16 | 1 | 2019-12-31 | 2020-12-31 | 365 | 7.2039 | 7
46245 | 9.5 | 1 | 2019-12-31 | 2020-12-31 | 365 | 11.1099 | 11
48086 | 6.5 | 1 | 2019-12-31 | 2020-12-31 | 365 | 7.6015 | 7
50470 | 10.137 | 1 | 2019-12-31 | 2020-12-31 | 365 | 11.8548 | 11
44180 | 2.25 | 1 | 2019-12-31 | 2020-12-31 | 365 | 2.6313 | 2
44520 | 14.025 | 1 | 2019-12-31 | 2020-12-31 | 365 | 16.4017 | 16
36166 | 20.8 | 1 | 2019-12-31 | 2020-12-31 | 365 | 24.3248 | 24
45702 | 6.9 | 1 | 2019-12-31 | 2020-12-31 | 365 | 8.0693 | 8
47120 | 9.12 | 1 | 2019-12-31 | 2020-12-31 | 365 | 10.6655 | 10
49190 | 3.9 | 1 | 2019-12-31 | 2020-12-31 | 365 | 4.5609 | 4
43626 | 6.5 | 1 | 2019-12-31 | 2020-12-31 | 365 | 7.6015 | 7
42411 | 6.76 | 1 | 2019-12-31 | 2020-12-31 | 365 | 7.9055 | 7
44929 | 6.6 | 1 | 2019-12-31 | 2020-12-31 | 365 | 7.7184 | 7
44681 | 8 | 1 | 2019-12-31 | 2020-12-31 | 365 | 9.3557 | 9
45309 | 8.32 | 1 | 2019-12-31 | 2020-12-31 | 365 | 9.7299 | 9
44672 | 9.36 | 1 | 2019-12-31 | 2020-12-31 | 365 | 10.9461 | 10
49771 | 7.28 | 1 | 2019-12-31 | 2020-12-31 | 365 | 8.5137 | 8
36212 | 5.232 | 1 | 2019-12-31 | 2020-12-31 | 365 | 6.1186 | 6
43114 | 6.24 | 1 | 2019-12-31 | 2020-12-31 | 365 | 7.2974 | 7
49259 | 4.4 | 1 | 2019-12-31 | 2020-12-31 | 365 | 5.1456 | 5
50998 | 4.24 | 1 | 2019-12-31 | 2020-12-31 | 365 | 4.9585 | 4
43119 | 7.02 | 1 | 2019-12-31 | 2020-12-31 | 365 | 8.2096 | 8
44303 | 8.82 | 1 | 2019-12-31 | 2020-12-31 | 365 | 10.3146 | 10
45759 | 9.135 | 1 | 2019-12-31 | 2020-12-31 | 365 | 10.683 | 10
43959 | 2.44 | 1 | 2019-12-31 | 2020-12-31 | 365 | 2.8535 | 2
35754 | 12.04 | 1 | 2019-12-31 | 2020-12-31 | 365 | 14.0803 | 14
44429 | 17.68 | 1 | 2019-12-31 | 2020-12-31 | 365 | 20.6761 | 20
44507 | 9.156 | 1 | 2019-12-31 | 2020-12-31 | 365 | 10.7076 | 10
44168 | 8.55 | 1 | 2019-12-31 | 2020-12-31 | 365 | 9.9989 | 9
44450 | 7.02 | 1 | 2019-12-31 | 2020-12-31 | 365 | 8.2096 | 8
44683 | 6.24 | 1 | 2019-12-31 | 2020-12-31 | 365 | 7.2974 | 7
44439 | 6.24 | 1 | 2019-12-31 | 2020-12-31 | 365 | 7.2974 | 7
44235 | 9 | 1 | 2019-12-31 | 2020-12-31 | 365 | 10.5251 | 10
36298 | 7.84 | 1 | 2019-12-31 | 2020-12-31 | 365 | 9.1686 | 9
44686 | 10.5 | 1 | 2019-12-31 | 2020-12-31 | 365 | 12.2793 | 12
36162 | 5.559 | 1 | 2019-12-31 | 2020-12-31 | 365 | 6.501 | 6
43619 | 11.4 | 1 | 2019-12-31 | 2020-12-31 | 365 | 13.3318 | 13
44927 | 4.725 | 1 | 2019-12-31 | 2020-12-31 | 365 | 5.5257 | 5
35972 | 9.36 | 1 | 2019-12-31 | 2020-12-31 | 365 | 10.9461 | 10
48660 | 8.06 | 1 | 2019-12-31 | 2020-12-31 | 365 | 9.4258 | 9
43630 | 14.4 | 1 | 2019-12-31 | 2020-12-31 | 365 | 16.8402 | 16
51449 | 6.48 | 1 | 2019-12-31 | 2020-12-31 | 365 | 7.5781 | 7
37663 | 135.94 | 1 | 2019-12-31 | 2020-12-31 | 365 | 158.9764 | 158
35804 | 17.004 | 1 | 2019-12-31 | 2020-12-31 | 365 | 19.8855 | 19
42482 | 10.335 | 1 | 2019-12-31 | 2020-12-31 | 365 | 12.0864 | 12
51049 | 6 | 1 | 2019-12-31 | 2020-12-31 | 365 | 7.0168 | 7
44587 | 6.24 | 1 | 2019-12-31 | 2020-12-31 | 365 | 7.2974 | 7
42663 | 8.32 | 1 | 2019-12-31 | 2020-12-31 | 365 | 9.7299 | 9
44565 | 10.92 | 1 | 2019-12-31 | 2020-12-31 | 365 | 12.7705 | 12
36069 | 4.42 | 1 | 2019-12-31 | 2020-12-31 | 365 | 5.169 | 5
51034 | 11.4 | 1 | 2019-12-31 | 2020-12-31 | 365 | 13.3318 | 13
52211 | 8.4 | 1 | 2019-12-31 | 2020-12-31 | 365 | 9.8235 | 9
44321 | 8.32 | 1 | 2019-12-31 | 2020-12-31 | 365 | 9.7299 | 9
49455 | 10.83 | 1 | 2019-12-31 | 2020-12-31 | 365 | 12.6653 | 12
48142 | 7.425 | 1 | 2019-12-31 | 2020-12-31 | 365 | 8.6832 | 8
36143 | 19.38 | 1 | 2019-12-31 | 2020-12-31 | 365 | 22.6641 | 22
40891 | 10.14 | 1 | 2019-12-31 | 2020-12-31 | 365 | 11.8583 | 11
48103 | 13 | 1 | 2019-12-31 | 2020-12-31 | 365 | 15.203 | 15
49812 | 7.68 | 1 | 2019-12-31 | 2020-12-31 | 365 | 8.9815 | 8
54086 | 9.86 | 1 | 2019-12-31 | 2020-12-31 | 365 | 11.5309 | 11
50918 | 16.2 | 1 | 2019-12-31 | 2020-12-31 | 365 | 18.9453 | 18
36183 | 11.385 | 1 | 2019-12-31 | 2020-12-31 | 365 | 13.3143 | 13
37035 | 7.521 | 1 | 2019-12-31 | 2020-12-31 | 365 | 8.7955 | 8
44582 | 10.4 | 1 | 2019-12-31 | 2020-12-31 | 365 | 12.1624 | 12
46759 | 7.705 | 1 | 2019-12-31 | 2020-12-31 | 365 | 9.0107 | 9
44137 | 9.9 | 1 | 2019-12-31 | 2020-12-31 | 365 | 11.5777 | 11
44356 | 9.45 | 1 | 2019-12-31 | 2020-12-31 | 365 | 11.0514 | 11
51001 | 6.3 | 1 | 2019-12-31 | 2020-12-31 | 365 | 7.3676 | 7
43843 | 6.76 | 1 | 2019-12-31 | 2020-12-31 | 365 | 7.9055 | 7
43634 | 3.57 | 1 | 2019-12-31 | 2020-12-31 | 365 | 4.175 | 4
49640 | 3.3 | 1 | 2019-12-31 | 2020-12-31 | 365 | 3.8592 | 3
52129 | 7.68 | 1 | 2019-12-31 | 2020-12-31 | 365 | 8.9815 | 8
54224 | 6.89 | 1 | 2019-12-31 | 2020-12-31 | 365 | 8.0576 | 8
54290 | 5.3 | 1 | 2019-12-31 | 2020-12-31 | 365 | 6.1981 | 6
54292 | 7.155 | 1 | 2019-12-31 | 2020-12-31 | 365 | 8.3675 | 8
54294 | 10.66 | 1 | 2019-12-31 | 2020-12-31 | 365 | 12.4664 | 12
54484 | 9 | 1 | 2019-12-31 | 2020-12-31 | 365 | 10.5251 | 10
54487 | 6.63 | 1 | 2019-12-31 | 2020-12-31 | 365 | 7.7535 | 7
54563 | 6.24 | 1 | 2019-12-31 | 2020-12-31 | 365 | 7.2974 | 7
54677 | 5.67 | 1 | 2019-12-31 | 2020-12-31 | 365 | 6.6308 | 6
50048 | 7.28 | 1 | 2019-12-31 | 2020-12-31 | 365 | 8.5137 | 8
49000 | 15.6 | 1 | 2019-12-31 | 2020-12-31 | 365 | 18.2436 | 18
48056 | 7.28 | 1 | 2019-12-31 | 2020-12-31 | 365 | 8.5137 | 8
49027 | 5.2 | 1 | 2019-12-31 | 2020-12-31 | 365 | 6.0812 | 6
36144 | 10.26 | 1 | 2019-12-31 | 2020-12-31 | 365 | 11.9987 | 11
42677 | 4.68 | 1 | 2019-12-31 | 2020-12-31 | 365 | 5.4731 | 5
44575 | 4.68 | 1 | 2019-12-31 | 2020-12-31 | 365 | 5.4731 | 5
48068 | 6.24 | 1 | 2019-12-31 | 2020-12-31 | 365 | 7.2974 | 7
44415 | 12.48 | 1 | 2019-12-31 | 2020-12-31 | 365 | 14.5949 | 14
36775 | 9.045 | 1 | 2019-12-31 | 2020-12-31 | 365 | 10.5778 | 10
51032 | 12 | 1 | 2019-12-31 | 2020-12-31 | 365 | 14.0335 | 14
55596 | 9.99 | 1 | 2019-12-31 | 2020-12-31 | 365 | 11.6829 | 11
44290 | 8.32 | 1 | 2019-12-31 | 2020-12-31 | 365 | 9.7299 | 9
41820 | 14.85 | 1 | 2019-12-31 | 2020-12-31 | 365 | 17.3665 | 17
34566 | 51.3 | 0.9 | 2019-12-31 | 2020-12-31 | 365 | 53.994 | 53
36055 | 3.06 | 1 | 2019-12-31 | 2020-12-31 | 365 | 3.5785 | 3
51111 | 5.2 | 1 | 2019-12-31 | 2020-12-31 | 365 | 6.0812 | 6
51408 | 13.8 | 1 | 2019-12-31 | 2020-12-31 | 365 | 16.1385 | 16
49858 | 8.4 | 1 | 2019-12-31 | 2020-12-31 | 365 | 9.8235 | 9
44677 | 7.8 | 1 | 2019-12-31 | 2020-12-31 | 365 | 9.1218 | 9
44505 | 7.37 | 1 | 2019-12-31 | 2020-12-31 | 365 | 8.6189 | 8
36358 | 9.765 | 1 | 2019-12-31 | 2020-12-31 | 365 | 11.4198 | 11
45250 | 6.93 | 1 | 2019-12-31 | 2020-12-31 | 365 | 8.1044 | 8
56316 | 2.34 | 1 | 2019-12-31 | 2020-12-31 | 365 | 2.7365 | 2
56318 | 4.68 | 1 | 2019-12-31 | 2020-12-31 | 365 | 5.4731 | 5
56283 | 4.86 | 1 | 2019-12-31 | 2020-12-31 | 365 | 5.6836 | 5
46005 | 14.3 | 1 | 2019-12-31 | 2020-12-31 | 365 | 16.7233 | 16
44344 | 7.52 | 1 | 2019-12-31 | 2020-12-31 | 365 | 8.7943 | 8
55948 | 10.4 | 1 | 2019-12-31 | 2020-12-31 | 365 | 12.1624 | 12
55815 | 5.6 | 1 | 2019-12-31 | 2020-12-31 | 365 | 6.549 | 6
55811 | 4.48 | 1 | 2019-12-31 | 2020-12-31 | 365 | 5.2392 | 5
55445 | 7.7 | 1 | 2019-12-31 | 2020-12-31 | 365 | 9.0048 | 9
55317 | 5.3 | 1 | 2019-12-31 | 2020-12-31 | 365 | 6.1981 | 6
55316 | 5.3 | 1 | 2019-12-31 | 2020-12-31 | 365 | 6.1981 | 6
55314 | 12.48 | 1 | 2019-12-31 | 2020-12-31 | 365 | 14.5949 | 14
55193 | 5.72 | 1 | 2019-12-31 | 2020-12-31 | 365 | 6.6893 | 6
55186 | 9.88 | 1 | 2019-12-31 | 2020-12-31 | 365 | 11.5543 | 11
44281 | 8.18 | 1 | 2019-12-31 | 2020-12-31 | 365 | 9.5662 | 9
51237 | 13.2 | 1 | 2019-12-31 | 2020-12-31 | 365 | 15.4369 | 15
56472 | 12.2 | 1 | 2019-12-31 | 2020-12-31 | 365 | 14.2674 | 14
56580 | 10.8 | 1 | 2019-12-31 | 2020-12-31 | 365 | 12.6302 | 12
51329 | 7.29 | 1 | 2019-12-31 | 2020-12-31 | 365 | 8.5254 | 8
44177 | 8.55 | 1 | 2019-12-31 | 2020-12-31 | 365 | 9.9989 | 9
36706 | 8.55 | 1 | 2019-12-31 | 2020-12-31 | 365 | 9.9989 | 9
35958 | 6.54 | 1 | 2019-12-31 | 2020-12-31 | 365 | 7.6483 | 7
56371 | 7.425 | 1 | 2019-12-31 | 2020-12-31 | 365 | 8.6832 | 8
44688 | 4.58 | 1 | 2019-12-31 | 2020-12-31 | 365 | 5.3561 | 5
56242 | 11.7 | 1 | 2019-12-31 | 2020-12-31 | 365 | 13.6827 | 13
44792 | 10.395 | 1 | 2019-12-31 | 2020-12-31 | 365 | 12.1565 | 12
56782 | 13.34 | 1 | 2019-12-31 | 2020-12-31 | 365 | 15.6006 | 15
56767 | 2.565 | 1 | 2019-12-31 | 2020-12-31 | 365 | 2.9997 | 2
56721 | 8.525 | 1 | 2019-12-31 | 2020-12-31 | 365 | 9.9696 | 9
54558 | 6.5 | 1 | 2019-12-31 | 2020-12-31 | 365 | 7.6015 | 7
46013 | 9.62 | 1 | 2019-12-31 | 2020-12-31 | 365 | 11.2502 | 11
44393 | 8.06 | 1 | 2019-12-31 | 2020-12-31 | 365 | 9.4258 | 9
51124 | 2.86 | 1 | 2019-12-31 | 2020-12-31 | 365 | 3.3447 | 3
44298 | 9.88 | 1 | 2019-12-31 | 2020-12-31 | 365 | 11.5543 | 11
56399 | 9.45 | 1 | 2019-12-31 | 2020-12-31 | 365 | 11.0514 | 11
37585 | 7.41 | 1 | 2019-12-31 | 2020-12-31 | 365 | 8.6657 | 8
50820 | 12.375 | 1 | 2019-12-31 | 2020-12-31 | 365 | 14.4721 | 14
44633 | 13.52 | 1 | 2019-12-31 | 2020-12-31 | 365 | 15.8111 | 15
54566 | 2.86 | 1 | 2019-12-31 | 2020-12-31 | 365 | 3.3447 | 3
44442 | 11.96 | 1 | 2019-12-31 | 2020-12-31 | 365 | 13.9867 | 13
52712 | 7.7 | 1 | 2019-12-31 | 2020-12-31 | 365 | 9.0048 | 9
51039 | 10.14 | 1 | 2019-12-31 | 2020-12-31 | 365 | 11.8583 | 11
48063 | 8.265 | 1 | 2019-12-31 | 2020-12-31 | 365 | 9.6656 | 9
35536 | 18.312 | 1 | 2019-12-31 | 2020-12-31 | 365 | 21.4152 | 21
44506 | 6.75 | 1 | 2019-12-31 | 2020-12-31 | 365 | 7.8939 | 7
44010 | 9.6 | 1 | 2019-12-31 | 2020-12-31 | 365 | 11.2268 | 11
50448 | 8.8 | 1 | 2019-12-31 | 2020-12-31 | 365 | 10.2912 | 10
36184 | 3.64 | 1 | 2019-12-31 | 2020-12-31 | 365 | 4.2568 | 4
36176 | 7.245 | 1 | 2019-12-31 | 2020-12-31 | 365 | 8.4727 | 8
44130 | 11.34 | 1 | 2019-12-31 | 2020-12-31 | 365 | 13.2617 | 13
44339 | 10.8 | 1 | 2019-12-31 | 2020-12-31 | 365 | 12.6302 | 12
44184 | 10.36 | 1 | 2019-12-31 | 2020-12-31 | 365 | 12.1156 | 12
44581 | 5.27 | 1 | 2019-12-31 | 2020-12-31 | 365 | 6.1631 | 6
50756 | 4.08 | 1 | 2019-12-31 | 2020-12-31 | 365 | 4.7714 | 4
36781 | 4.578 | 1 | 2019-12-31 | 2020-12-31 | 365 | 5.3538 | 5
29759 | 12 | 1 | 2019-12-31 | 2020-12-31 | 365 | 14.0335 | 14
54303 | 4.8 | 1 | 2019-12-31 | 2020-12-31 | 365 | 5.6134 | 5
54481 | 6.54 | 1 | 2019-12-31 | 2020-12-31 | 365 | 7.6483 | 7
54670 | 7.42 | 1 | 2019-12-31 | 2020-12-31 | 365 | 8.6774 | 8
50842 | 5.2 | 1 | 2019-12-31 | 2020-12-31 | 365 | 6.0812 | 6
51457 | 6.2 | 1 | 2019-12-31 | 2020-12-31 | 365 | 7.2507 | 7
50204 | 10.1 | 1 | 2019-12-31 | 2020-12-31 | 365 | 11.8115 | 11
50837 | 8.5 | 1 | 2019-12-31 | 2020-12-31 | 365 | 9.9404 | 9
54599 | 13.32 | 1 | 2019-12-31 | 2020-12-31 | 365 | 15.5772 | 15
54597 | 7.24 | 1 | 2019-12-31 | 2020-12-31 | 365 | 8.4669 | 8
56384 | 10.8 | 1 | 2019-12-31 | 2020-12-31 | 365 | 12.6302 | 12
31311 | 172.38 | 0.9 | 2019-12-31 | 2020-12-31 | 365 | 181.4324 | 181
43937 | 3.36 | 1 | 2019-12-31 | 2020-12-31 | 365 | 3.9294 | 3
44556 | 7.905 | 1 | 2019-12-31 | 2020-12-31 | 365 | 9.2446 | 9
44490 | 12.09 | 1 | 2019-12-31 | 2020-12-31 | 365 | 14.1388 | 14
45240 | 14.49 | 1 | 2019-12-31 | 2020-12-31 | 365 | 16.9455 | 16
49868 | 8.28 | 1 | 2019-12-31 | 2020-12-31 | 365 | 9.6831 | 9
55187 | 8 | 1 | 2019-12-31 | 2020-12-31 | 365 | 9.3557 | 9
55190 | 10.5 | 1 | 2019-12-31 | 2020-12-31 | 365 | 12.2793 | 12
55192 | 9.9 | 1 | 2019-12-31 | 2020-12-31 | 365 | 11.5777 | 11
50856 | 8.96 | 1 | 2019-12-31 | 2020-12-31 | 365 | 10.4784 | 10
55275 | 6.5 | 1 | 2019-12-31 | 2020-12-31 | 365 | 7.6015 | 7
48980 | 16.695 | 1 | 2019-12-31 | 2020-12-31 | 365 | 19.5241 | 19
55598 | 9.945 | 1 | 2019-12-31 | 2020-12-31 | 365 | 11.6303 | 11
55597 | 11.4 | 1 | 2019-12-31 | 2020-12-31 | 365 | 13.3318 | 13
55582 | 4.77 | 1 | 2019-12-31 | 2020-12-31 | 365 | 5.5783 | 5
55659 | 6.21 | 1 | 2019-12-31 | 2020-12-31 | 365 | 7.2623 | 7
43253 | 12.6 | 1 | 2019-12-31 | 2020-12-31 | 365 | 14.7352 | 14
46700 | 10.08 | 1 | 2019-12-31 | 2020-12-31 | 365 | 11.7882 | 11
55584 | 9.5 | 1 | 2019-12-31 | 2020-12-31 | 365 | 11.1099 | 11
54474 | 7.3 | 1 | 2019-12-31 | 2020-12-31 | 365 | 8.5371 | 8
54667 | 12.753 | 1 | 2019-12-31 | 2020-12-31 | 365 | 14.9141 | 14
55662 | 9.975 | 1 | 2019-12-31 | 2020-12-31 | 365 | 11.6654 | 11
57965 | 5.8 | 1 | 2019-12-31 | 2020-12-31 | 365 | 6.7829 | 6
33997 | 238.4 | 0.9 | 2019-12-31 | 2020-12-31 | 365 | 250.9193 | 250
33741 | 44.472 | 0.9 | 2019-12-31 | 2020-12-31 | 365 | 46.8074 | 46
34295 | 52.32 | 0.9 | 2019-12-31 | 2020-12-31 | 365 | 55.0675 | 55
31314 | 62.985 | 0.9 | 2019-12-31 | 2020-12-31 | 365 | 66.2926 | 66
51409 | 6.44 | 1 | 2019-12-31 | 2020-12-31 | 365 | 7.5313 | 7
57594 | 4.94 | 1 | 2019-12-31 | 2020-12-31 | 365 | 5.7771 | 5
57266 | 13.86 | 1 | 2019-12-31 | 2020-12-31 | 365 | 16.2087 | 16
51121 | 11.76 | 1 | 2019-12-31 | 2020-12-31 | 365 | 13.7528 | 13
55188 | 10.5 | 1 | 2019-12-31 | 2020-12-31 | 365 | 12.2793 | 12
43970 | 15.6 | 1 | 2019-12-31 | 2020-12-31 | 365 | 18.2436 | 18
44182 | 24.36 | 1 | 2019-12-31 | 2020-12-31 | 365 | 28.488 | 28
29893 | 22.23 | 1 | 2019-12-31 | 2020-12-31 | 365 | 25.9971 | 25
44863 | 12.25 | 1 | 2019-12-31 | 2020-12-31 | 365 | 14.3259 | 14
45239 | 9.12 | 1 | 2019-12-31 | 2020-12-31 | 365 | 10.6655 | 10
51052 | 9.315 | 1 | 2019-12-31 | 2020-12-31 | 365 | 10.8935 | 10
54680 | 6.9 | 1 | 2019-12-31 | 2020-12-31 | 365 | 8.0693 | 8
48682 | 9.975 | 1 | 2019-12-31 | 2020-12-31 | 365 | 11.6654 | 11
51043 | 4.16 | 1 | 2019-12-31 | 2020-12-31 | 365 | 4.865 | 4
43764 | 8.58 | 1 | 2019-12-31 | 2020-12-31 | 365 | 10.034 | 10
43646 | 10.66 | 1 | 2019-12-31 | 2020-12-31 | 365 | 12.4664 | 12
49406 | 12.753 | 1 | 2019-12-31 | 2020-12-31 | 365 | 14.9141 | 14
49403 | 8.82 | 1 | 2019-12-31 | 2020-12-31 | 365 | 10.3146 | 10
46118 | 8.48 | 1 | 2019-12-31 | 2020-12-31 | 365 | 9.917 | 9
43992 | 8.1 | 1 | 2019-12-31 | 2020-12-31 | 365 | 9.4726 | 9
46766 | 12.29 | 1 | 2019-12-31 | 2020-12-31 | 365 | 14.3727 | 14
44619 | 10.4 | 1 | 2019-12-31 | 2020-12-31 | 365 | 12.1624 | 12
45260 | 5.355 | 1 | 2019-12-31 | 2020-12-31 | 365 | 6.2625 | 6
49924 | 9.315 | 1 | 2019-12-31 | 2020-12-31 | 365 | 10.8935 | 10
44500 | 12.29 | 1 | 2019-12-31 | 2020-12-31 | 365 | 14.3727 | 14
48264 | 8.82 | 1 | 2019-12-31 | 2020-12-31 | 365 | 10.3146 | 10
47549 | 10.395 | 1 | 2019-12-31 | 2020-12-31 | 365 | 12.1565 | 12
46114 | 11.97 | 1 | 2019-12-31 | 2020-12-31 | 365 | 13.9984 | 13
44190 | 5.865 | 1 | 2019-12-31 | 2020-12-31 | 365 | 6.8589 | 6
44313 | 11.34 | 1 | 2019-12-31 | 2020-12-31 | 365 | 13.2617 | 13
49006 | 13.23 | 1 | 2019-12-31 | 2020-12-31 | 365 | 15.472 | 15
48330 | 6.54 | 1 | 2019-12-31 | 2020-12-31 | 365 | 7.6483 | 7
58335 | 10.64 | 1 | 2019-12-31 | 2020-12-31 | 365 | 12.4431 | 12
44183 | 9.52 | 1 | 2019-12-31 | 2020-12-31 | 365 | 11.1333 | 11
36132 | 14.25 | 1 | 2019-12-31 | 2020-12-31 | 365 | 16.6648 | 16
57582 | 9.18 | 1 | 2019-12-31 | 2020-12-31 | 365 | 10.7356 | 10
59583 | 5.67 | 1 | 2019-12-31 | 2020-12-31 | 365 | 6.6308 | 6
49201 | 2.28 | 1 | 2019-12-31 | 2020-12-31 | 365 | 2.6664 | 2
51448 | 8.32 | 1 | 2019-12-31 | 2020-12-31 | 365 | 9.7299 | 9
58331 | 2.85 | 1 | 2019-12-31 | 2020-12-31 | 365 | 3.333 | 3
58837 | 8.1 | 1 | 2019-12-31 | 2020-12-31 | 365 | 9.4726 | 9
59856 | 8.7 | 1 | 2019-12-31 | 2020-12-31 | 365 | 10.1743 | 10
43581 | 8.84 | 1 | 2019-12-31 | 2020-12-31 | 365 | 10.338 | 10
47704 | 18.425 | 1 | 2019-12-31 | 2020-12-31 | 365 | 21.5473 | 21
36122 | 18.9 | 1 | 2019-12-31 | 2020-12-31 | 365 | 22.1028 | 22
44348 | 12 | 1 | 2019-12-31 | 2020-12-31 | 365 | 14.0335 | 14
37467 | 12.73 | 1 | 2019-12-31 | 2020-12-31 | 365 | 14.8872 | 14
46727 | 18.09 | 1 | 2019-12-31 | 2020-12-31 | 365 | 21.1555 | 21
48720 | 10.464 | 1 | 2019-12-31 | 2020-12-31 | 365 | 12.2372 | 12
43642 | 14.175 | 1 | 2019-12-31 | 2020-12-31 | 365 | 16.5771 | 16
44098 | 17.28 | 1 | 2019-12-31 | 2020-12-31 | 365 | 20.2083 | 20
58835 | 6.38 | 1 | 2019-12-31 | 2020-12-31 | 365 | 7.4612 | 7
58834 | 3.825 | 1 | 2019-12-31 | 2020-12-31 | 365 | 4.4732 | 4
58803 | 9.3 | 1 | 2019-12-31 | 2020-12-31 | 365 | 10.876 | 10
58802 | 4.49 | 1 | 2019-12-31 | 2020-12-31 | 365 | 5.2509 | 5
58801 | 9.9 | 1 | 2019-12-31 | 2020-12-31 | 365 | 11.5777 | 11
58799 | 9.156 | 1 | 2019-12-31 | 2020-12-31 | 365 | 10.7076 | 10
58796 | 10.464 | 1 | 2019-12-31 | 2020-12-31 | 365 | 12.2372 | 12
58758 | 8.97 | 1 | 2019-12-31 | 2020-12-31 | 365 | 10.4901 | 10
55599 | 10.6 | 1 | 2019-12-31 | 2020-12-31 | 365 | 12.3963 | 12
50774 | 10.8 | 1 | 2019-12-31 | 2020-12-31 | 365 | 12.6302 | 12
50874 | 8.99 | 1 | 2019-12-31 | 2020-12-31 | 365 | 10.5134 | 10
36784 | 6.867 | 1 | 2019-12-31 | 2020-12-31 | 365 | 8.0307 | 8
50438 | 9.135 | 1 | 2019-12-31 | 2020-12-31 | 365 | 10.683 | 10
49820 | 11.655 | 1 | 2019-12-31 | 2020-12-31 | 365 | 13.6301 | 13
54600 | 7.8 | 1 | 2019-12-31 | 2020-12-31 | 365 | 9.1218 | 9
45431 | 7.95 | 1 | 2019-12-31 | 2020-12-31 | 365 | 9.2972 | 9
50862 | 6.24 | 1 | 2019-12-31 | 2020-12-31 | 365 | 7.2974 | 7
55580 | 6 | 1 | 2019-12-31 | 2020-12-31 | 365 | 7.0168 | 7
36269 | 14.145 | 1 | 2019-12-31 | 2020-12-31 | 365 | 16.542 | 16
36188 | 4 | 1 | 2019-12-31 | 2020-12-31 | 365 | 4.6778 | 4
50426 | 2.44 | 1 | 2019-12-31 | 2020-12-31 | 365 | 2.8535 | 2
50863 | 2.8 | 1 | 2019-12-31 | 2020-12-31 | 365 | 3.2745 | 3
44164 | 8.829 | 1 | 2019-12-31 | 2020-12-31 | 365 | 10.3252 | 10
50421 | 7.935 | 1 | 2019-12-31 | 2020-12-31 | 365 | 9.2797 | 9
44518 | 10.05 | 1 | 2019-12-31 | 2020-12-31 | 365 | 11.7531 | 11
43251 | 7.14 | 1 | 2019-12-31 | 2020-12-31 | 365 | 8.3499 | 8
44529 | 8.06 | 1 | 2019-12-31 | 2020-12-31 | 365 | 9.4258 | 9
44381 | 4.65 | 1 | 2019-12-31 | 2020-12-31 | 365 | 5.438 | 5
44539 | 7.44 | 1 | 2019-12-31 | 2020-12-31 | 365 | 8.7008 | 8
45257 | 6.27 | 1 | 2019-12-31 | 2020-12-31 | 365 | 7.3325 | 7
50179 | 3.6 | 1 | 2019-12-31 | 2020-12-31 | 365 | 4.2101 | 4
58838 | 8.28 | 1 | 2019-12-31 | 2020-12-31 | 365 | 9.6831 | 9
58533 | 9.04 | 1 | 2019-12-31 | 2020-12-31 | 365 | 10.5719 | 10
58756 | 10.695 | 1 | 2019-12-31 | 2020-12-31 | 365 | 12.5074 | 12
58668 | 11.6 | 1 | 2019-12-31 | 2020-12-31 | 365 | 13.5657 | 13
58641 | 10.88 | 1 | 2019-12-31 | 2020-12-31 | 365 | 12.7237 | 12
58265 | 10.14 | 1 | 2019-12-31 | 2020-12-31 | 365 | 11.8583 | 11
58418 | 11.22 | 1 | 2019-12-31 | 2020-12-31 | 365 | 13.1213 | 13
58044 | 11.7 | 1 | 2019-12-31 | 2020-12-31 | 365 | 13.6827 | 13
58064 | 15.87 | 1 | 2019-12-31 | 2020-12-31 | 365 | 18.5593 | 18
58061 | 11 | 1 | 2019-12-31 | 2020-12-31 | 365 | 12.8641 | 12
58058 | 9 | 1 | 2019-12-31 | 2020-12-31 | 365 | 10.5251 | 10
58420 | 8.8 | 1 | 2019-12-31 | 2020-12-31 | 365 | 10.2912 | 10
58484 | 7.2 | 1 | 2019-12-31 | 2020-12-31 | 365 | 8.4201 | 8
58028 | 9.86 | 1 | 2019-12-31 | 2020-12-31 | 365 | 11.5309 | 11
57921 | 14.79 | 1 | 2019-12-31 | 2020-12-31 | 365 | 17.2963 | 17
57909 | 9.315 | 1 | 2019-12-31 | 2020-12-31 | 365 | 10.8935 | 10
57492 | 14.835 | 1 | 2019-12-31 | 2020-12-31 | 365 | 17.3489 | 17
57517 | 10.8 | 1 | 2019-12-31 | 2020-12-31 | 365 | 12.6302 | 12
57521 | 11.4 | 1 | 2019-12-31 | 2020-12-31 | 365 | 13.3318 | 13
57726 | 11.4 | 1 | 2019-12-31 | 2020-12-31 | 365 | 13.3318 | 13
57725 | 10.35 | 1 | 2019-12-31 | 2020-12-31 | 365 | 12.1039 | 12
57643 | 11.73 | 1 | 2019-12-31 | 2020-12-31 | 365 | 13.7178 | 13
57586 | 12 | 1 | 2019-12-31 | 2020-12-31 | 365 | 14.0335 | 14
57268 | 13.23 | 1 | 2019-12-31 | 2020-12-31 | 365 | 15.472 | 15
37447 | 8.574 | 1 | 2019-12-31 | 2020-12-31 | 365 | 10.027 | 10
48885 | 8.96 | 1 | 2019-12-31 | 2020-12-31 | 365 | 10.4784 | 10
48272 | 2.08 | 1 | 2019-12-31 | 2020-12-31 | 365 | 2.4325 | 2
55184 | 4.32 | 1 | 2019-12-31 | 2020-12-31 | 365 | 5.0521 | 5
55349 | 4.725 | 1 | 2019-12-31 | 2020-12-31 | 365 | 5.5257 | 5
55350 | 5.8 | 1 | 2019-12-31 | 2020-12-31 | 365 | 6.7829 | 6
47714 | 11.25 | 1 | 2019-12-31 | 2020-12-31 | 365 | 13.1564 | 13
58201 | 7.8 | 1 | 2019-12-31 | 2020-12-31 | 365 | 9.1218 | 9
51331 | 6.21 | 1 | 2019-12-31 | 2020-12-31 | 365 | 7.2623 | 7
55946 | 10.05 | 1 | 2019-12-31 | 2020-12-31 | 365 | 11.7531 | 11
55949 | 13.26 | 1 | 2019-12-31 | 2020-12-31 | 365 | 15.507 | 15
56300 | 15.6 | 1 | 2019-12-31 | 2020-12-31 | 365 | 18.2436 | 18
51044 | 13.34 | 1 | 2019-12-31 | 2020-12-31 | 365 | 15.6006 | 15
36158 | 8.58 | 1 | 2019-12-31 | 2020-12-31 | 365 | 10.034 | 10
55581 | 6.89 | 1 | 2019-12-31 | 2020-12-31 | 365 | 8.0576 | 8
47706 | 5.355 | 1 | 2019-12-31 | 2020-12-31 | 365 | 6.2625 | 6
51040 | 7.54 | 1 | 2019-12-31 | 2020-12-31 | 365 | 8.8177 | 8
49054 | 13.52 | 1 | 2019-12-31 | 2020-12-31 | 365 | 15.8111 | 15
51114 | 7.5 | 1 | 2019-12-31 | 2020-12-31 | 365 | 8.7709 | 8
57518 | 11.6 | 1 | 2019-12-31 | 2020-12-31 | 365 | 13.5657 | 13
58947 | 5.3 | 1 | 2019-12-31 | 2020-12-31 | 365 | 6.1981 | 6
54320 | 6.9 | 1 | 2019-12-31 | 2020-12-31 | 365 | 8.0693 | 8
43988 | 5.67 | 1 | 2019-12-31 | 2020-12-31 | 365 | 6.6308 | 6
55943 | 13.5 | 1 | 2019-12-31 | 2020-12-31 | 365 | 15.7877 | 15
55944 | 10.56 | 1 | 2019-12-31 | 2020-12-31 | 365 | 12.3495 | 12
55947 | 11.61 | 1 | 2019-12-31 | 2020-12-31 | 365 | 13.5774 | 13
56039 | 6.55 | 1 | 2019-12-31 | 2020-12-31 | 365 | 7.66 | 7
56043 | 6.5 | 1 | 2019-12-31 | 2020-12-31 | 365 | 7.6015 | 7
56048 | 7.2 | 1 | 2019-12-31 | 2020-12-31 | 365 | 8.4201 | 8
56050 | 9.9 | 1 | 2019-12-31 | 2020-12-31 | 365 | 11.5777 | 11
56138 | 11.4 | 1 | 2019-12-31 | 2020-12-31 | 365 | 13.3318 | 13
56141 | 9 | 1 | 2019-12-31 | 2020-12-31 | 365 | 10.5251 | 10
56045 | 11.84 | 1 | 2019-12-31 | 2020-12-31 | 365 | 13.8464 | 13
56221 | 6.84 | 1 | 2019-12-31 | 2020-12-31 | 365 | 7.9991 | 7
56235 | 6.5 | 1 | 2019-12-31 | 2020-12-31 | 365 | 7.6015 | 7
56241 | 5.72 | 1 | 2019-12-31 | 2020-12-31 | 365 | 6.6893 | 6
56244 | 4.42 | 1 | 2019-12-31 | 2020-12-31 | 365 | 5.169 | 5
56246 | 8.84 | 1 | 2019-12-31 | 2020-12-31 | 365 | 10.338 | 10
56261 | 6.9 | 1 | 2019-12-31 | 2020-12-31 | 365 | 8.0693 | 8
56279 | 9.81 | 1 | 2019-12-31 | 2020-12-31 | 365 | 11.4724 | 11
51115 | 9.99 | 1 | 2019-12-31 | 2020-12-31 | 365 | 11.6829 | 11
56038 | 8.97 | 1 | 2019-12-31 | 2020-12-31 | 365 | 10.4901 | 10
56299 | 6.6 | 1 | 2019-12-31 | 2020-12-31 | 365 | 7.7184 | 7
56309 | 5.2 | 1 | 2019-12-31 | 2020-12-31 | 365 | 6.0812 | 6
56369 | 11.4 | 1 | 2019-12-31 | 2020-12-31 | 365 | 13.3318 | 13
56370 | 9.81 | 1 | 2019-12-31 | 2020-12-31 | 365 | 11.4724 | 11
56397 | 6.54 | 1 | 2019-12-31 | 2020-12-31 | 365 | 7.6483 | 7
56585 | 12.6 | 1 | 2019-12-31 | 2020-12-31 | 365 | 14.7352 | 14
56587 | 11.4 | 1 | 2019-12-31 | 2020-12-31 | 365 | 13.3318 | 13
56592 | 7 | 1 | 2019-12-31 | 2020-12-31 | 365 | 8.1862 | 8
56724 | 4.86 | 1 | 2019-12-31 | 2020-12-31 | 365 | 5.6836 | 5
56770 | 6.16 | 1 | 2019-12-31 | 2020-12-31 | 365 | 7.2039 | 7
56893 | 5.83 | 1 | 2019-12-31 | 2020-12-31 | 365 | 6.818 | 6
56895 | 4.77 | 1 | 2019-12-31 | 2020-12-31 | 365 | 5.5783 | 5
56897 | 6.89 | 1 | 2019-12-31 | 2020-12-31 | 365 | 8.0576 | 8
56899 | 8.48 | 1 | 2019-12-31 | 2020-12-31 | 365 | 9.917 | 9
57288 | 2.565 | 1 | 2019-12-31 | 2020-12-31 | 365 | 2.9997 | 2
57269 | 7.54 | 1 | 2019-12-31 | 2020-12-31 | 365 | 8.8177 | 8
57404 | 8.215 | 1 | 2019-12-31 | 2020-12-31 | 365 | 9.6071 | 9
57519 | 8.32 | 1 | 2019-12-31 | 2020-12-31 | 365 | 9.7299 | 9
57522 | 6.21 | 1 | 2019-12-31 | 2020-12-31 | 365 | 7.2623 | 7
57523 | 4.14 | 1 | 2019-12-31 | 2020-12-31 | 365 | 4.8416 | 4
57491 | 3.6 | 1 | 2019-12-31 | 2020-12-31 | 365 | 4.2101 | 4
57639 | 5.83 | 1 | 2019-12-31 | 2020-12-31 | 365 | 6.818 | 6
57642 | 5.3 | 1 | 2019-12-31 | 2020-12-31 | 365 | 6.1981 | 6
57794 | 6.6 | 1 | 2019-12-31 | 2020-12-31 | 365 | 7.7184 | 7
58042 | 8.96 | 1 | 2019-12-31 | 2020-12-31 | 365 | 10.4784 | 10
58046 | 6.21 | 1 | 2019-12-31 | 2020-12-31 | 365 | 7.2623 | 7
58049 | 7.5 | 1 | 2019-12-31 | 2020-12-31 | 365 | 8.7709 | 8
58052 | 4.24 | 1 | 2019-12-31 | 2020-12-31 | 365 | 4.9585 | 4
58034 | 8 | 1 | 2019-12-31 | 2020-12-31 | 365 | 9.3557 | 9
58345 | 7.59 | 1 | 2019-12-31 | 2020-12-31 | 365 | 8.8762 | 8
58417 | 5.2 | 1 | 2019-12-31 | 2020-12-31 | 365 | 6.0812 | 6
58462 | 7.5 | 1 | 2019-12-31 | 2020-12-31 | 365 | 8.7709 | 8
58463 | 6.93 | 1 | 2019-12-31 | 2020-12-31 | 365 | 8.1044 | 8
58535 | 4.69 | 1 | 2019-12-31 | 2020-12-31 | 365 | 5.4848 | 5
58644 | 5.4 | 1 | 2019-12-31 | 2020-12-31 | 365 | 6.3151 | 6
58647 | 5.04 | 1 | 2019-12-31 | 2020-12-31 | 365 | 5.8941 | 5
58671 | 7.68 | 1 | 2019-12-31 | 2020-12-31 | 365 | 8.9815 | 8
58707 | 5.6 | 1 | 2019-12-31 | 2020-12-31 | 365 | 6.549 | 6
59474 | 8.8 | 1 | 2019-12-31 | 2020-12-31 | 365 | 10.2912 | 10
59475 | 6.325 | 1 | 2019-12-31 | 2020-12-31 | 365 | 7.3968 | 7
37698 | 9.45 | 1 | 2019-12-31 | 2020-12-31 | 365 | 11.0514 | 11
50891 | 7.155 | 1 | 2019-12-31 | 2020-12-31 | 365 | 8.3675 | 8
45258 | 8.7 | 1 | 2019-12-31 | 2020-12-31 | 365 | 10.1743 | 10
50868 | 5.72 | 1 | 2019-12-31 | 2020-12-31 | 365 | 6.6893 | 6
50566 | 9 | 1 | 2019-12-31 | 2020-12-31 | 365 | 10.5251 | 10
47709 | 6.213 | 1 | 2019-12-31 | 2020-12-31 | 365 | 7.2659 | 7
36161 | 8.829 | 1 | 2019-12-31 | 2020-12-31 | 365 | 10.3252 | 10
51333 | 6.93 | 1 | 2019-12-31 | 2020-12-31 | 365 | 8.1044 | 8
37509 | 8.375 | 1 | 2019-12-31 | 2020-12-31 | 365 | 9.7942 | 9
48883 | 6 | 1 | 2019-12-31 | 2020-12-31 | 365 | 7.0168 | 7
47713 | 9.156 | 1 | 2019-12-31 | 2020-12-31 | 365 | 10.7076 | 10
43652 | 6.4 | 1 | 2019-12-31 | 2020-12-31 | 365 | 7.4845 | 7
59598 | 30.525 | 0.9 | 2019-12-31 | 2020-12-31 | 365 | 32.128 | 32
45764 | 34.32 | 0.9 | 2019-12-31 | 2020-12-31 | 365 | 36.1223 | 36
44573 | 11.44 | 1 | 2019-12-31 | 2020-12-31 | 365 | 13.3786 | 13
58677 | 40.32 | 0.9 | 2019-12-31 | 2020-12-31 | 365 | 42.4374 | 42
47715 | 5.865 | 1 | 2019-12-31 | 2020-12-31 | 365 | 6.8589 | 6
34343 | 24.852 | 1 | 2019-12-31 | 2020-12-31 | 365 | 29.0634 | 29
59192 | 9.75 | 1 | 2019-12-31 | 2020-12-31 | 365 | 11.4022 | 11
50031 | 6.48 | 1 | 2019-12-31 | 2020-12-31 | 365 | 7.5781 | 7
56040 | 7.245 | 1 | 2019-12-31 | 2020-12-31 | 365 | 8.4727 | 8
56049 | 10.385 | 1 | 2019-12-31 | 2020-12-31 | 365 | 12.1448 | 12
56051 | 4.14 | 1 | 2019-12-31 | 2020-12-31 | 365 | 4.8416 | 4
56278 | 8.625 | 1 | 2019-12-31 | 2020-12-31 | 365 | 10.0866 | 10
56280 | 5.232 | 1 | 2019-12-31 | 2020-12-31 | 365 | 6.1186 | 6
56779 | 4.485 | 1 | 2019-12-31 | 2020-12-31 | 365 | 5.245 | 5
56887 | 5.565 | 1 | 2019-12-31 | 2020-12-31 | 365 | 6.508 | 6
57516 | 8.625 | 1 | 2019-12-31 | 2020-12-31 | 365 | 10.0866 | 10
57524 | 7.245 | 1 | 2019-12-31 | 2020-12-31 | 365 | 8.4727 | 8
56771 | 7.59 | 1 | 2019-12-31 | 2020-12-31 | 365 | 8.8762 | 8
56774 | 5.04 | 1 | 2019-12-31 | 2020-12-31 | 365 | 5.8941 | 5
57795 | 7.245 | 1 | 2019-12-31 | 2020-12-31 | 365 | 8.4727 | 8
57853 | 7.035 | 1 | 2019-12-31 | 2020-12-31 | 365 | 8.2272 | 8
58066 | 7.194 | 1 | 2019-12-31 | 2020-12-31 | 365 | 8.4131 | 8
58536 | 4.355 | 1 | 2019-12-31 | 2020-12-31 | 365 | 5.093 | 5
58670 | 7.37 | 1 | 2019-12-31 | 2020-12-31 | 365 | 8.6189 | 8
59337 | 11.6 | 1 | 2019-12-31 | 2020-12-31 | 365 | 13.5657 | 13
59476 | 4.675 | 1 | 2019-12-31 | 2020-12-31 | 365 | 5.4672 | 5
45698 | 8.175 | 1 | 2019-12-31 | 2020-12-31 | 365 | 9.5603 | 9
58804 | 6.9 | 1 | 2019-12-31 | 2020-12-31 | 365 | 8.0693 | 8
55945 | 8.1 | 1 | 2019-12-31 | 2020-12-31 | 365 | 9.4726 | 9
59980 | 13.05 | 1 | 2019-12-31 | 2020-12-31 | 365 | 15.2615 | 15
56591 | 4.2 | 1 | 2019-12-31 | 2020-12-31 | 365 | 4.9117 | 4
57271 | 9.66 | 1 | 2019-12-31 | 2020-12-31 | 365 | 11.297 | 11
57493 | 6.3 | 1 | 2019-12-31 | 2020-12-31 | 365 | 7.3676 | 7
56495 | 9.36 | 1 | 2019-12-31 | 2020-12-31 | 365 | 10.9461 | 10
56768 | 11.44 | 1 | 2019-12-31 | 2020-12-31 | 365 | 13.3786 | 13
56228 | 6.09 | 1 | 2019-12-31 | 2020-12-31 | 365 | 7.122 | 7
56400 | 7.83 | 1 | 2019-12-31 | 2020-12-31 | 365 | 9.1569 | 9
49415 | 5.3 | 1 | 2019-12-31 | 2020-12-31 | 365 | 6.1981 | 6
60529 | 11.2 | 1 | 2019-12-31 | 2020-12-31 | 365 | 13.098 | 13
60567 | 7.8 | 1 | 2019-12-31 | 2020-12-31 | 365 | 9.1218 | 9
45253 | 8.1 | 1 | 2019-12-31 | 2020-12-31 | 365 | 9.4726 | 9
44362 | 3.64 | 1 | 2019-12-31 | 2020-12-31 | 365 | 4.2568 | 4
49400 | 7.56 | 1 | 2019-12-31 | 2020-12-31 | 365 | 8.8411 | 8
37510 | 24.852 | 1 | 2019-12-31 | 2020-12-31 | 365 | 29.0634 | 29
43850 | 13.34 | 1 | 2019-12-31 | 2020-12-31 | 365 | 15.6006 | 15
59978 | 6.38 | 1 | 2019-12-31 | 2020-12-31 | 365 | 7.4612 | 7
29901 | 20.52 | 1 | 2019-12-31 | 2020-12-31 | 365 | 23.9973 | 23
49826 | 5.2 | 1 | 2019-12-31 | 2020-12-31 | 365 | 6.0812 | 6
50117 | 6.38 | 1 | 2019-12-31 | 2020-12-31 | 365 | 7.4612 | 7
45062 | 7.035 | 1 | 2019-12-31 | 2020-12-31 | 365 | 8.2272 | 8
45047 | 9.18 | 1 | 2019-12-31 | 2020-12-31 | 365 | 10.7356 | 10
57693 | 9.66 | 1 | 2019-12-31 | 2020-12-31 | 365 | 11.297 | 11
58572 | 2.68 | 1 | 2019-12-31 | 2020-12-31 | 365 | 3.1342 | 3
58053 | 9.75 | 1 | 2019-12-31 | 2020-12-31 | 365 | 11.4022 | 11
50056 | 12.54 | 1 | 2019-12-31 | 2020-12-31 | 365 | 14.665 | 14
44187 | 8.1 | 1 | 2019-12-31 | 2020-12-31 | 365 | 9.4726 | 9
44016 | 7 | 1 | 2019-12-31 | 2020-12-31 | 365 | 8.1862 | 8
56885 | 13.05 | 1 | 2019-12-31 | 2020-12-31 | 365 | 15.2615 | 15
60626 | 7.68 | 1 | 2019-12-31 | 2020-12-31 | 365 | 8.9815 | 8
61357 | 8.96 | 1 | 2019-12-31 | 2020-12-31 | 365 | 10.4784 | 10
61402 | 16 | 1 | 2019-12-31 | 2020-12-31 | 365 | 18.7114 | 18
61097 | 11.16 | 1 | 2019-12-31 | 2020-12-31 | 365 | 13.0512 | 13
62081 | 10.137 | 1 | 2019-12-31 | 2020-12-31 | 365 | 11.8548 | 11
61644 | 11.34 | 1 | 2019-12-31 | 2020-12-31 | 365 | 13.2617 | 13
61651 | 10.4 | 1 | 2019-12-31 | 2020-12-31 | 365 | 12.1624 | 12
61741 | 10.44 | 1 | 2019-12-31 | 2020-12-31 | 365 | 12.2092 | 12
59339 | 11.34 | 1 | 2019-12-31 | 2020-12-31 | 365 | 13.2617 | 13
43582 | 10.395 | 1 | 2019-12-31 | 2020-12-31 | 365 | 12.1565 | 12
57313 | 8.55 | 1 | 2019-12-31 | 2020-12-31 | 365 | 9.9989 | 9
56238 | 4.35 | 1 | 2019-12-31 | 2020-12-31 | 365 | 5.0872 | 5
50433 | 3.705 | 1 | 2019-12-31 | 2020-12-31 | 365 | 4.3328 | 4
56225 | 10.15 | 1 | 2019-12-31 | 2020-12-31 | 365 | 11.87 | 11
34529 | 27.84 | 0.9 | 2019-12-31 | 2020-12-31 | 365 | 29.302 | 29
56891 | 10.6 | 1 | 2019-12-31 | 2020-12-31 | 365 | 12.3963 | 12
56143 | 9.69 | 1 | 2019-12-31 | 2020-12-31 | 365 | 11.3321 | 11
60436 | 5.13 | 1 | 2019-12-31 | 2020-12-31 | 365 | 5.9993 | 5
59970 | 10.15 | 1 | 2019-12-31 | 2020-12-31 | 365 | 11.87 | 11
62016 | 9.88 | 1 | 2019-12-31 | 2020-12-31 | 365 | 11.5543 | 11
62014 | 11.2 | 1 | 2019-12-31 | 2020-12-31 | 365 | 13.098 | 13
62002 | 5.76 | 1 | 2019-12-31 | 2020-12-31 | 365 | 6.7361 | 6
35583 | 85.68 | 0.9 | 2019-12-31 | 2020-12-31 | 365 | 90.1794 | 90
44420 | 5.22 | 1 | 2019-12-31 | 2020-12-31 | 365 | 6.1046 | 6
61929 | 11.2 | 1 | 2019-12-31 | 2020-12-31 | 365 | 13.098 | 13
50834 | 9.275 | 1 | 2019-12-31 | 2020-12-31 | 365 | 10.8467 | 10
61993 | 3.6 | 1 | 2019-12-31 | 2020-12-31 | 365 | 4.2101 | 4
61990 | 10.08 | 1 | 2019-12-31 | 2020-12-31 | 365 | 11.7882 | 11
61981 | 8.8 | 1 | 2019-12-31 | 2020-12-31 | 365 | 10.2912 | 10
59421 | 11.1 | 1 | 2019-12-31 | 2020-12-31 | 365 | 12.981 | 12
59477 | 10.725 | 1 | 2019-12-31 | 2020-12-31 | 365 | 12.5425 | 12
61980 | 6.6 | 1 | 2019-12-31 | 2020-12-31 | 365 | 7.7184 | 7
61979 | 8.1 | 1 | 2019-12-31 | 2020-12-31 | 365 | 9.4726 | 9
61978 | 14.388 | 1 | 2019-12-31 | 2020-12-31 | 365 | 16.8262 | 16
61976 | 8.1 | 1 | 2019-12-31 | 2020-12-31 | 365 | 9.4726 | 9
61933 | 24.75 | 1 | 2019-12-31 | 2020-12-31 | 365 | 28.9441 | 28
61925 | 7.15 | 1 | 2019-12-31 | 2020-12-31 | 365 | 8.3616 | 8
61911 | 10.88 | 1 | 2019-12-31 | 2020-12-31 | 365 | 12.7237 | 12
62106 | 9.9 | 1 | 2019-12-31 | 2020-12-31 | 365 | 11.5777 | 11
61909 | 10.56 | 1 | 2019-12-31 | 2020-12-31 | 365 | 12.3495 | 12
61908 | 9.28 | 1 | 2019-12-31 | 2020-12-31 | 365 | 10.8526 | 10
61905 | 11.88 | 1 | 2019-12-31 | 2020-12-31 | 365 | 13.8932 | 13
61855 | 11.61 | 1 | 2019-12-31 | 2020-12-31 | 365 | 13.5774 | 13
61903 | 4.94 | 1 | 2019-12-31 | 2020-12-31 | 365 | 5.7771 | 5
61902 | 12.74 | 1 | 2019-12-31 | 2020-12-31 | 365 | 14.8989 | 14
61863 | 11.88 | 1 | 2019-12-31 | 2020-12-31 | 365 | 13.8932 | 13
61848 | 9.72 | 1 | 2019-12-31 | 2020-12-31 | 365 | 11.3672 | 11
61845 | 4.8 | 1 | 2019-12-31 | 2020-12-31 | 365 | 5.6134 | 5
61843 | 8.7 | 1 | 2019-12-31 | 2020-12-31 | 365 | 10.1743 | 10
61841 | 5.46 | 1 | 2019-12-31 | 2020-12-31 | 365 | 6.3853 | 6
61988 | 7.68 | 1 | 2019-12-31 | 2020-12-31 | 365 | 8.9815 | 8
62096 | 7.04 | 1 | 2019-12-31 | 2020-12-31 | 365 | 8.233 | 8
62045 | 4.68 | 1 | 2019-12-31 | 2020-12-31 | 365 | 5.4731 | 5
62095 | 8.91 | 1 | 2019-12-31 | 2020-12-31 | 365 | 10.4199 | 10
62088 | 24.57 | 1 | 2019-12-31 | 2020-12-31 | 365 | 28.7336 | 28
62086 | 7.56 | 1 | 2019-12-31 | 2020-12-31 | 365 | 8.8411 | 8
62083 | 8.04 | 1 | 2019-12-31 | 2020-12-31 | 365 | 9.4025 | 9
61906 | 13.44 | 1 | 2019-12-31 | 2020-12-31 | 365 | 15.7175 | 15
61872 | 9.28 | 1 | 2019-12-31 | 2020-12-31 | 365 | 10.8526 | 10
61865 | 12.15 | 1 | 2019-12-31 | 2020-12-31 | 365 | 14.2089 | 14
61859 | 3.84 | 1 | 2019-12-31 | 2020-12-31 | 365 | 4.4907 | 4
62048 | 4.505 | 1 | 2019-12-31 | 2020-12-31 | 365 | 5.2684 | 5
62034 | 4.59 | 1 | 2019-12-31 | 2020-12-31 | 365 | 5.3678 | 5
62033 | 5.94 | 1 | 2019-12-31 | 2020-12-31 | 365 | 6.9466 | 6
61737 | 6.96 | 1 | 2019-12-31 | 2020-12-31 | 365 | 8.1394 | 8
61733 | 13.26 | 1 | 2019-12-31 | 2020-12-31 | 365 | 15.507 | 15
61724 | 5.72 | 1 | 2019-12-31 | 2020-12-31 | 365 | 6.6893 | 6
61721 | 8.32 | 1 | 2019-12-31 | 2020-12-31 | 365 | 9.7299 | 9
61720 | 12.76 | 1 | 2019-12-31 | 2020-12-31 | 365 | 14.9223 | 14
61717 | 7.54 | 1 | 2019-12-31 | 2020-12-31 | 365 | 8.8177 | 8
61273 | 8.215 | 1 | 2019-12-31 | 2020-12-31 | 365 | 9.6071 | 9
61715 | 3.48 | 1 | 2019-12-31 | 2020-12-31 | 365 | 4.0697 | 4
61282 | 10.24 | 1 | 2019-12-31 | 2020-12-31 | 365 | 11.9753 | 11
61648 | 8.91 | 1 | 2019-12-31 | 2020-12-31 | 365 | 10.4199 | 10
61646 | 13.05 | 1 | 2019-12-31 | 2020-12-31 | 365 | 15.2615 | 15
61278 | 6.03 | 1 | 2019-12-31 | 2020-12-31 | 365 | 7.0518 | 7
61746 | 17.4 | 1 | 2019-12-31 | 2020-12-31 | 365 | 20.3486 | 20
61118 | 4.24 | 1 | 2019-12-31 | 2020-12-31 | 365 | 4.9585 | 4
61124 | 3.975 | 1 | 2019-12-31 | 2020-12-31 | 365 | 4.6486 | 4
61127 | 4.77 | 1 | 2019-12-31 | 2020-12-31 | 365 | 5.5783 | 5
62032 | 3.78 | 1 | 2019-12-31 | 2020-12-31 | 365 | 4.4206 | 4
58940 | 7.685 | 1 | 2019-12-31 | 2020-12-31 | 365 | 8.9873 | 8
59075 | 6 | 1 | 2019-12-31 | 2020-12-31 | 365 | 7.0168 | 7
59186 | 7.59 | 1 | 2019-12-31 | 2020-12-31 | 365 | 8.8762 | 8
59187 | 6.9 | 1 | 2019-12-31 | 2020-12-31 | 365 | 8.0693 | 8
59333 | 3.975 | 1 | 2019-12-31 | 2020-12-31 | 365 | 4.6486 | 4
59334 | 7.56 | 1 | 2019-12-31 | 2020-12-31 | 365 | 8.8411 | 8
59478 | 8.28 | 1 | 2019-12-31 | 2020-12-31 | 365 | 9.6831 | 9
59479 | 5.52 | 1 | 2019-12-31 | 2020-12-31 | 365 | 6.4554 | 6
59480 | 9 | 1 | 2019-12-31 | 2020-12-31 | 365 | 10.5251 | 10
59760 | 8.25 | 1 | 2019-12-31 | 2020-12-31 | 365 | 9.648 | 9
59876 | 11.7 | 1 | 2019-12-31 | 2020-12-31 | 365 | 13.6827 | 13
44517 | 8.97 | 1 | 2019-12-31 | 2020-12-31 | 365 | 10.4901 | 10
50750 | 10.14 | 1 | 2019-12-31 | 2020-12-31 | 365 | 11.8583 | 11
50759 | 4.24 | 1 | 2019-12-31 | 2020-12-31 | 365 | 4.9585 | 4
61868 | 10.56 | 1 | 2019-12-31 | 2020-12-31 | 365 | 12.3495 | 12
61977 | 6.175 | 1 | 2019-12-31 | 2020-12-31 | 365 | 7.2214 | 7
62047 | 65.4 | 0.9 | 2019-12-31 | 2020-12-31 | 365 | 68.8344 | 68
49396 | 5.04 | 1 | 2019-12-31 | 2020-12-31 | 365 | 5.8941 | 5
49904 | 24.91 | 1 | 2019-12-31 | 2020-12-31 | 365 | 29.1312 | 29
46994 | 6.24 | 1 | 2019-12-31 | 2020-12-31 | 365 | 7.2974 | 7
51118 | 13.44 | 1 | 2019-12-31 | 2020-12-31 | 365 | 15.7175 | 15
62100 | 5.4 | 1 | 2019-12-31 | 2020-12-31 | 365 | 6.3151 | 6
62097 | 5.13 | 1 | 2019-12-31 | 2020-12-31 | 365 | 5.9993 | 5
62013 | 7.68 | 1 | 2019-12-31 | 2020-12-31 | 365 | 8.9815 | 8
61935 | 7.68 | 1 | 2019-12-31 | 2020-12-31 | 365 | 8.9815 | 8
61915 | 7.68 | 1 | 2019-12-31 | 2020-12-31 | 365 | 8.9815 | 8
61851 | 7.68 | 1 | 2019-12-31 | 2020-12-31 | 365 | 8.9815 | 8
62085 | 7.68 | 1 | 2019-12-31 | 2020-12-31 | 365 | 8.9815 | 8
36237 | 8.28 | 1 | 2019-12-31 | 2020-12-31 | 365 | 9.6831 | 9
61833 | 10.335 | 1 | 2019-12-31 | 2020-12-31 | 365 | 12.0864 | 12
46593 | 5.2 | 1 | 2019-12-31 | 2020-12-31 | 365 | 6.0812 | 6
60029 | 6.54 | 1 | 2019-12-31 | 2020-12-31 | 365 | 7.6483 | 7
60036 | 8.82 | 1 | 2019-12-31 | 2020-12-31 | 365 | 10.3146 | 10
59594 | 6.213 | 1 | 2019-12-31 | 2020-12-31 | 365 | 7.2659 | 7
60133 | 11.4 | 1 | 2019-12-31 | 2020-12-31 | 365 | 13.3318 | 13
60138 | 10.35 | 1 | 2019-12-31 | 2020-12-31 | 365 | 12.1039 | 12
60142 | 6.6 | 1 | 2019-12-31 | 2020-12-31 | 365 | 7.7184 | 7
60150 | 6.03 | 1 | 2019-12-31 | 2020-12-31 | 365 | 7.0518 | 7
59762 | 6.16 | 1 | 2019-12-31 | 2020-12-31 | 365 | 7.2039 | 7
62050 | 8.7 | 1 | 2019-12-31 | 2020-12-31 | 365 | 10.1743 | 10
59338 | 3.924 | 1 | 2019-12-31 | 2020-12-31 | 365 | 4.589 | 4
61003 | 9.54 | 1 | 2019-12-31 | 2020-12-31 | 365 | 11.1566 | 11
45259 | 13.5 | 1 | 2019-12-31 | 2020-12-31 | 365 | 15.7877 | 15
62909 | 10.695 | 1 | 2019-12-31 | 2020-12-31 | 365 | 12.5074 | 12
62280 | 5.12 | 1 | 2019-12-31 | 2020-12-31 | 365 | 5.9876 | 5
62324 | 7.2 | 1 | 2019-12-31 | 2020-12-31 | 365 | 8.4201 | 8
60320 | 7.035 | 1 | 2019-12-31 | 2020-12-31 | 365 | 8.2272 | 8
45778 | 7.98 | 1 | 2019-12-31 | 2020-12-31 | 365 | 9.3323 | 9
48658 | 10.395 | 1 | 2019-12-31 | 2020-12-31 | 365 | 12.1565 | 12
48714 | 9.81 | 1 | 2019-12-31 | 2020-12-31 | 365 | 11.4724 | 11
60561 | 8.4 | 1 | 2019-12-31 | 2020-12-31 | 365 | 9.8235 | 9
60570 | 7.8 | 1 | 2019-12-31 | 2020-12-31 | 365 | 9.1218 | 9
60531 | 10.2 | 1 | 2019-12-31 | 2020-12-31 | 365 | 11.9285 | 11
60573 | 3.18 | 1 | 2019-12-31 | 2020-12-31 | 365 | 3.7189 | 3
34219 | 37.278 | 0.9 | 2019-12-31 | 2020-12-31 | 365 | 39.2356 | 39
51047 | 7.98 | 1 | 2019-12-31 | 2020-12-31 | 365 | 9.3323 | 9
60751 | 9.9 | 1 | 2019-12-31 | 2020-12-31 | 365 | 11.5777 | 11
60757 | 9.045 | 1 | 2019-12-31 | 2020-12-31 | 365 | 10.5778 | 10
60864 | 10.72 | 1 | 2019-12-31 | 2020-12-31 | 365 | 12.5366 | 12
60874 | 6.21 | 1 | 2019-12-31 | 2020-12-31 | 365 | 7.2623 | 7
60869 | 8.375 | 1 | 2019-12-31 | 2020-12-31 | 365 | 9.7942 | 9
60885 | 5.36 | 1 | 2019-12-31 | 2020-12-31 | 365 | 6.2683 | 6
60886 | 4.5 | 1 | 2019-12-31 | 2020-12-31 | 365 | 5.2626 | 5
36778 | 10.464 | 1 | 2019-12-31 | 2020-12-31 | 365 | 12.2372 | 12
61030 | 9.81 | 1 | 2019-12-31 | 2020-12-31 | 365 | 11.4724 | 11
61115 | 7.245 | 1 | 2019-12-31 | 2020-12-31 | 365 | 8.4727 | 8
60766 | 11.1 | 1 | 2019-12-31 | 2020-12-31 | 365 | 12.981 | 12
61163 | 5.4 | 1 | 2019-12-31 | 2020-12-31 | 365 | 6.3151 | 6
34667 | 227.37 | 0.9 | 2019-12-31 | 2020-12-31 | 365 | 239.3101 | 239
60530 | 15.9 | 1 | 2019-12-31 | 2020-12-31 | 365 | 18.5944 | 18
44287 | 8.32 | 1 | 2019-12-31 | 2020-12-31 | 365 | 9.7299 | 9
46588 | 11.445 | 1 | 2019-12-31 | 2020-12-31 | 365 | 13.3845 | 13
35916 | 11.772 | 1 | 2019-12-31 | 2020-12-31 | 365 | 13.7669 | 13
36115 | 3.9 | 1 | 2019-12-31 | 2020-12-31 | 365 | 4.5609 | 4
51035 | 2.9 | 1 | 2019-12-31 | 2020-12-31 | 365 | 3.3914 | 3
50172 | 10.695 | 1 | 2019-12-31 | 2020-12-31 | 365 | 12.5074 | 12
60560 | 7.848 | 1 | 2019-12-31 | 2020-12-31 | 365 | 9.1779 | 9
45430 | 7.28 | 1 | 2019-12-31 | 2020-12-31 | 365 | 8.5137 | 8
51028 | 6.24 | 1 | 2019-12-31 | 2020-12-31 | 365 | 7.2974 | 7
43964 | 24.795 | 1 | 2019-12-31 | 2020-12-31 | 365 | 28.9968 | 28
61130 | 7.42 | 1 | 2019-12-31 | 2020-12-31 | 365 | 8.6774 | 8
61150 | 9.975 | 1 | 2019-12-31 | 2020-12-31 | 365 | 11.6654 | 11
61145 | 3.64 | 1 | 2019-12-31 | 2020-12-31 | 365 | 4.2568 | 4
61162 | 9.66 | 1 | 2019-12-31 | 2020-12-31 | 365 | 11.297 | 11
61160 | 2.8 | 1 | 2019-12-31 | 2020-12-31 | 365 | 3.2745 | 3
61206 | 6.16 | 1 | 2019-12-31 | 2020-12-31 | 365 | 7.2039 | 7
61211 | 8.4 | 1 | 2019-12-31 | 2020-12-31 | 365 | 9.8235 | 9
61216 | 10.2 | 1 | 2019-12-31 | 2020-12-31 | 365 | 11.9285 | 11
61268 | 9.045 | 1 | 2019-12-31 | 2020-12-31 | 365 | 10.5778 | 10
61272 | 13.455 | 1 | 2019-12-31 | 2020-12-31 | 365 | 15.7351 | 15
61275 | 6.9 | 1 | 2019-12-31 | 2020-12-31 | 365 | 8.0693 | 8
61276 | 7.935 | 1 | 2019-12-31 | 2020-12-31 | 365 | 9.2797 | 9
61283 | 13.5 | 1 | 2019-12-31 | 2020-12-31 | 365 | 15.7877 | 15
61285 | 10.005 | 1 | 2019-12-31 | 2020-12-31 | 365 | 11.7004 | 11
61353 | 5.8 | 1 | 2019-12-31 | 2020-12-31 | 365 | 6.7829 | 6
61401 | 10.35 | 1 | 2019-12-31 | 2020-12-31 | 365 | 12.1039 | 12
61447 | 6.6 | 1 | 2019-12-31 | 2020-12-31 | 365 | 7.7184 | 7
61466 | 12.24 | 1 | 2019-12-31 | 2020-12-31 | 365 | 14.3142 | 14
61469 | 10.695 | 1 | 2019-12-31 | 2020-12-31 | 365 | 12.5074 | 12
61472 | 6.9 | 1 | 2019-12-31 | 2020-12-31 | 365 | 8.0693 | 8
61525 | 6.48 | 1 | 2019-12-31 | 2020-12-31 | 365 | 7.5781 | 7
61530 | 5.4 | 1 | 2019-12-31 | 2020-12-31 | 365 | 6.3151 | 6
61533 | 3.9 | 1 | 2019-12-31 | 2020-12-31 | 365 | 4.5609 | 4
44528 | 9.61 | 1 | 2019-12-31 | 2020-12-31 | 365 | 11.2385 | 11
61161 | 6.9 | 1 | 2019-12-31 | 2020-12-31 | 365 | 8.0693 | 8
50033 | 10.137 | 1 | 2019-12-31 | 2020-12-31 | 365 | 11.8548 | 11
45051 | 6.84 | 1 | 2019-12-31 | 2020-12-31 | 365 | 7.9991 | 7
61467 | 8.97 | 1 | 2019-12-31 | 2020-12-31 | 365 | 10.4901 | 10
61280 | 8.175 | 1 | 2019-12-31 | 2020-12-31 | 365 | 9.5603 | 9
34683 | 62.01 | 0.9 | 2019-12-31 | 2020-12-31 | 365 | 65.2664 | 65
61638 | 7.83 | 1 | 2019-12-31 | 2020-12-31 | 365 | 9.1569 | 9
61714 | 9.28 | 1 | 2019-12-31 | 2020-12-31 | 365 | 10.8526 | 10
61770 | 4.56 | 1 | 2019-12-31 | 2020-12-31 | 365 | 5.3327 | 5
61839 | 9.88 | 1 | 2019-12-31 | 2020-12-31 | 365 | 11.5543 | 11
61166 | 11.13 | 1 | 2019-12-31 | 2020-12-31 | 365 | 13.0161 | 13
62052 | 5.8 | 1 | 2019-12-31 | 2020-12-31 | 365 | 6.7829 | 6
62059 | 8.12 | 1 | 2019-12-31 | 2020-12-31 | 365 | 9.496 | 9
62063 | 15.042 | 1 | 2019-12-31 | 2020-12-31 | 365 | 17.591 | 17
62155 | 11.7 | 1 | 2019-12-31 | 2020-12-31 | 365 | 13.6827 | 13
62156 | 7.015 | 1 | 2019-12-31 | 2020-12-31 | 365 | 8.2038 | 8
62172 | 8.97 | 1 | 2019-12-31 | 2020-12-31 | 365 | 10.4901 | 10
62175 | 8.1 | 1 | 2019-12-31 | 2020-12-31 | 365 | 9.4726 | 9
62177 | 8.4 | 1 | 2019-12-31 | 2020-12-31 | 365 | 9.8235 | 9
62178 | 7.245 | 1 | 2019-12-31 | 2020-12-31 | 365 | 8.4727 | 8
62179 | 5.865 | 1 | 2019-12-31 | 2020-12-31 | 365 | 6.8589 | 6
62180 | 5.4 | 1 | 2019-12-31 | 2020-12-31 | 365 | 6.3151 | 6
62182 | 13.68 | 1 | 2019-12-31 | 2020-12-31 | 365 | 15.9982 | 15
62183 | 9.35 | 1 | 2019-12-31 | 2020-12-31 | 365 | 10.9345 | 10
62184 | 6.875 | 1 | 2019-12-31 | 2020-12-31 | 365 | 8.04 | 8
62190 | 9.6 | 1 | 2019-12-31 | 2020-12-31 | 365 | 11.2268 | 11
62193 | 7.37 | 1 | 2019-12-31 | 2020-12-31 | 365 | 8.6189 | 8
62196 | 9.9 | 1 | 2019-12-31 | 2020-12-31 | 365 | 11.5777 | 11
61729 | 6.76 | 1 | 2019-12-31 | 2020-12-31 | 365 | 7.9055 | 7
62254 | 3.72 | 1 | 2019-12-31 | 2020-12-31 | 365 | 4.3504 | 4
62262 | 15.87 | 1 | 2019-12-31 | 2020-12-31 | 365 | 18.5593 | 18
62271 | 5.8 | 1 | 2019-12-31 | 2020-12-31 | 365 | 6.7829 | 6
62283 | 8.625 | 1 | 2019-12-31 | 2020-12-31 | 365 | 10.0866 | 10
62287 | 7.035 | 1 | 2019-12-31 | 2020-12-31 | 365 | 8.2272 | 8
62294 | 5.865 | 1 | 2019-12-31 | 2020-12-31 | 365 | 6.8589 | 6
62296 | 6.9 | 1 | 2019-12-31 | 2020-12-31 | 365 | 8.0693 | 8
62303 | 5.7 | 1 | 2019-12-31 | 2020-12-31 | 365 | 6.6659 | 6
62333 | 16.43 | 1 | 2019-12-31 | 2020-12-31 | 365 | 19.2142 | 19
62342 | 7.95 | 1 | 2019-12-31 | 2020-12-31 | 365 | 9.2972 | 9
62349 | 8.41 | 1 | 2019-12-31 | 2020-12-31 | 365 | 9.8352 | 9
62355 | 8.4 | 1 | 2019-12-31 | 2020-12-31 | 365 | 9.8235 | 9
62444 | 9 | 1 | 2019-12-31 | 2020-12-31 | 365 | 10.5251 | 10
61222 | 9.36 | 1 | 2019-12-31 | 2020-12-31 | 365 | 10.9461 | 10
59482 | 4.48 | 1 | 2019-12-31 | 2020-12-31 | 365 | 5.2392 | 5
59967 | 8.64 | 1 | 2019-12-31 | 2020-12-31 | 365 | 10.1041 | 10
60984 | 6.4 | 1 | 2019-12-31 | 2020-12-31 | 365 | 7.4845 | 7
61167 | 14.4 | 1 | 2019-12-31 | 2020-12-31 | 365 | 16.8402 | 16
61445 | 7.36 | 1 | 2019-12-31 | 2020-12-31 | 365 | 8.6072 | 8
34552 | 137.7 | 0.9 | 2019-12-31 | 2020-12-31 | 365 | 144.9312 | 144
62125 | 9.6 | 1 | 2019-12-31 | 2020-12-31 | 365 | 11.2268 | 11
62308 | 8 | 1 | 2019-12-31 | 2020-12-31 | 365 | 9.3557 | 9
50987 | 5.76 | 1 | 2019-12-31 | 2020-12-31 | 365 | 6.7361 | 6
62270 | 13.11 | 1 | 2019-12-31 | 2020-12-31 | 365 | 15.3316 | 15
50937 | 2.28 | 1 | 2019-12-31 | 2020-12-31 | 365 | 2.6664 | 2
50555 | 3.52 | 1 | 2019-12-31 | 2020-12-31 | 365 | 4.1165 | 4
50472 | 8.265 | 1 | 2019-12-31 | 2020-12-31 | 365 | 9.6656 | 9
44514 | 4.76 | 1 | 2019-12-31 | 2020-12-31 | 365 | 5.5666 | 5
62171 | 7.8 | 1 | 2019-12-31 | 2020-12-31 | 365 | 9.1218 | 9
62174 | 8.7 | 1 | 2019-12-31 | 2020-12-31 | 365 | 10.1743 | 10
62761 | 7.98 | 1 | 2019-12-31 | 2020-12-31 | 365 | 9.3323 | 9
62762 | 9.9 | 1 | 2019-12-31 | 2020-12-31 | 365 | 11.5777 | 11
62766 | 9.9 | 1 | 2019-12-31 | 2020-12-31 | 365 | 11.5777 | 11
62768 | 6.03 | 1 | 2019-12-31 | 2020-12-31 | 365 | 7.0518 | 7
62776 | 10.385 | 1 | 2019-12-31 | 2020-12-31 | 365 | 12.1448 | 12
62790 | 8.96 | 1 | 2019-12-31 | 2020-12-31 | 365 | 10.4784 | 10
62870 | 30.24 | 0.9 | 2019-12-31 | 2020-12-31 | 365 | 31.828 | 31
62794 | 6.84 | 1 | 2019-12-31 | 2020-12-31 | 365 | 7.9991 | 7
58942 | 9.86 | 1 | 2019-12-31 | 2020-12-31 | 365 | 11.5309 | 11
59756 | 10.72 | 1 | 2019-12-31 | 2020-12-31 | 365 | 12.5366 | 12
62797 | 17.28 | 1 | 2019-12-31 | 2020-12-31 | 365 | 20.2083 | 20
59973 | 7.83 | 1 | 2019-12-31 | 2020-12-31 | 365 | 9.1569 | 9
60384 | 10.695 | 1 | 2019-12-31 | 2020-12-31 | 365 | 12.5074 | 12
45407 | 10.26 | 1 | 2019-12-31 | 2020-12-31 | 365 | 11.9987 | 11
50037 | 8.19 | 1 | 2019-12-31 | 2020-12-31 | 365 | 9.5779 | 9
61555 | 8.55 | 1 | 2019-12-31 | 2020-12-31 | 365 | 9.9989 | 9
44248 | 8.4 | 1 | 2019-12-31 | 2020-12-31 | 365 | 9.8235 | 9
62300 | 9.28 | 1 | 2019-12-31 | 2020-12-31 | 365 | 10.8526 | 10
62285 | 6 | 1 | 2019-12-31 | 2020-12-31 | 365 | 7.0168 | 7
62286 | 6.3 | 1 | 2019-12-31 | 2020-12-31 | 365 | 7.3676 | 7
62863 | 5.185 | 1 | 2019-12-31 | 2020-12-31 | 365 | 6.0637 | 6
62879 | 9.6 | 1 | 2019-12-31 | 2020-12-31 | 365 | 11.2268 | 11
62186 | 6.1 | 1 | 2019-12-31 | 2020-12-31 | 365 | 7.1337 | 7
62910 | 4.83 | 1 | 2019-12-31 | 2020-12-31 | 365 | 5.6485 | 5
62911 | 6.6 | 1 | 2019-12-31 | 2020-12-31 | 365 | 7.7184 | 7
62913 | 5.1 | 1 | 2019-12-31 | 2020-12-31 | 365 | 5.9642 | 5
62917 | 7.8 | 1 | 2019-12-31 | 2020-12-31 | 365 | 9.1218 | 9
62919 | 6.7 | 1 | 2019-12-31 | 2020-12-31 | 365 | 7.8354 | 7
62922 | 6.21 | 1 | 2019-12-31 | 2020-12-31 | 365 | 7.2623 | 7
62924 | 6.21 | 1 | 2019-12-31 | 2020-12-31 | 365 | 7.2623 | 7
62930 | 4.5 | 1 | 2019-12-31 | 2020-12-31 | 365 | 5.2626 | 5
62933 | 4.69 | 1 | 2019-12-31 | 2020-12-31 | 365 | 5.4848 | 5
62936 | 7.2 | 1 | 2019-12-31 | 2020-12-31 | 365 | 8.4201 | 8
62937 | 9.57 | 1 | 2019-12-31 | 2020-12-31 | 365 | 11.1917 | 11
62939 | 5.886 | 1 | 2019-12-31 | 2020-12-31 | 365 | 6.8834 | 6
62943 | 10.137 | 1 | 2019-12-31 | 2020-12-31 | 365 | 11.8548 | 11
62804 | 9.96 | 1 | 2019-12-31 | 2020-12-31 | 365 | 11.6478 | 11
47700 | 9.66 | 1 | 2019-12-31 | 2020-12-31 | 365 | 11.297 | 11
59188 | 17.98 | 1 | 2019-12-31 | 2020-12-31 | 365 | 21.0269 | 21
61079 | 8.7 | 1 | 2019-12-31 | 2020-12-31 | 365 | 10.1743 | 10
61202 | 6.24 | 1 | 2019-12-31 | 2020-12-31 | 365 | 7.2974 | 7
62057 | 7.83 | 1 | 2019-12-31 | 2020-12-31 | 365 | 9.1569 | 9
62126 | 17.4 | 1 | 2019-12-31 | 2020-12-31 | 365 | 20.3486 | 20
62181 | 9.315 | 1 | 2019-12-31 | 2020-12-31 | 365 | 10.8935 | 10
62268 | 8.12 | 1 | 2019-12-31 | 2020-12-31 | 365 | 9.496 | 9
62275 | 10.44 | 1 | 2019-12-31 | 2020-12-31 | 365 | 12.2092 | 12
62276 | 10.15 | 1 | 2019-12-31 | 2020-12-31 | 365 | 11.87 | 11
62282 | 13.34 | 1 | 2019-12-31 | 2020-12-31 | 365 | 15.6006 | 15
63197 | 8.37 | 1 | 2019-12-31 | 2020-12-31 | 365 | 9.7884 | 9
63209 | 10.5 | 1 | 2019-12-31 | 2020-12-31 | 365 | 12.2793 | 12
63210 | 10.8 | 1 | 2019-12-31 | 2020-12-31 | 365 | 12.6302 | 12
62771 | 7.68 | 1 | 2019-12-31 | 2020-12-31 | 365 | 8.9815 | 8
59969 | 10.15 | 1 | 2019-12-31 | 2020-12-31 | 365 | 11.87 | 11
63231 | 8.12 | 1 | 2019-12-31 | 2020-12-31 | 365 | 9.496 | 9
50854 | 8.55 | 1 | 2019-12-31 | 2020-12-31 | 365 | 9.9989 | 9
63348 | 24.9 | 1 | 2019-12-31 | 2020-12-31 | 365 | 29.1196 | 29
63354 | 10.35 | 1 | 2019-12-31 | 2020-12-31 | 365 | 12.1039 | 12
63360 | 10.005 | 1 | 2019-12-31 | 2020-12-31 | 365 | 11.7004 | 11
63365 | 8.97 | 1 | 2019-12-31 | 2020-12-31 | 365 | 10.4901 | 10
63369 | 24.96 | 1 | 2019-12-31 | 2020-12-31 | 365 | 29.1897 | 29
63371 | 6.7 | 1 | 2019-12-31 | 2020-12-31 | 365 | 7.8354 | 7
63424 | 12 | 1 | 2019-12-31 | 2020-12-31 | 365 | 14.0335 | 14
63426 | 4.8 | 1 | 2019-12-31 | 2020-12-31 | 365 | 5.6134 | 5
63429 | 13.115 | 1 | 2019-12-31 | 2020-12-31 | 365 | 15.3375 | 15
63447 | 5.52 | 1 | 2019-12-31 | 2020-12-31 | 365 | 6.4554 | 6
63448 | 15.3 | 1 | 2019-12-31 | 2020-12-31 | 365 | 17.8927 | 17
63452 | 5.36 | 1 | 2019-12-31 | 2020-12-31 | 365 | 6.2683 | 6
63456 | 7.245 | 1 | 2019-12-31 | 2020-12-31 | 365 | 8.4727 | 8
51463 | 43.68 | 1 | 2019-12-31 | 2020-12-31 | 365 | 51.082 | 51
63525 | 9.28 | 1 | 2019-12-31 | 2020-12-31 | 365 | 10.8526 | 10
63194 | 10 | 1 | 2019-12-31 | 2020-12-31 | 365 | 11.6946 | 11
63527 | 7.93 | 1 | 2019-12-31 | 2020-12-31 | 365 | 9.2738 | 9
63597 | 7.875 | 1 | 2019-12-31 | 2020-12-31 | 365 | 9.2095 | 9
63599 | 6.6 | 1 | 2019-12-31 | 2020-12-31 | 365 | 7.7184 | 7
63638 | 8.4 | 1 | 2019-12-31 | 2020-12-31 | 365 | 9.8235 | 9
63643 | 15.87 | 1 | 2019-12-31 | 2020-12-31 | 365 | 18.5593 | 18
63656 | 7.98 | 1 | 2019-12-31 | 2020-12-31 | 365 | 9.3323 | 9
63661 | 11.97 | 1 | 2019-12-31 | 2020-12-31 | 365 | 13.9984 | 13
63664 | 7.125 | 1 | 2019-12-31 | 2020-12-31 | 365 | 8.3324 | 8
63683 | 9.975 | 1 | 2019-12-31 | 2020-12-31 | 365 | 11.6654 | 11
63686 | 7.935 | 1 | 2019-12-31 | 2020-12-31 | 365 | 9.2797 | 9
63668 | 11.97 | 1 | 2019-12-31 | 2020-12-31 | 365 | 13.9984 | 13
63719 | 5.232 | 1 | 2019-12-31 | 2020-12-31 | 365 | 6.1186 | 6
63910 | 10.08 | 1 | 2019-12-31 | 2020-12-31 | 365 | 11.7882 | 11
46765 | 7.59 | 1 | 2019-12-31 | 2020-12-31 | 365 | 8.8762 | 8
43979 | 24.852 | 1 | 2019-12-31 | 2020-12-31 | 365 | 29.0634 | 29
63991 | 7.02 | 1 | 2019-12-31 | 2020-12-31 | 365 | 8.2096 | 8
64002 | 10.5 | 1 | 2019-12-31 | 2020-12-31 | 365 | 12.2793 | 12
64009 | 10.56 | 1 | 2019-12-31 | 2020-12-31 | 365 | 12.3495 | 12
36644 | 15.675 | 1 | 2019-12-31 | 2020-12-31 | 365 | 18.3313 | 18
63995 | 10.6 | 1 | 2019-12-31 | 2020-12-31 | 365 | 12.3963 | 12
64136 | 8.502 | 1 | 2019-12-31 | 2020-12-31 | 365 | 9.9427 | 9
64137 | 8.1 | 1 | 2019-12-31 | 2020-12-31 | 365 | 9.4726 | 9
64138 | 11.52 | 1 | 2019-12-31 | 2020-12-31 | 365 | 13.4722 | 13
64139 | 9.38 | 1 | 2019-12-31 | 2020-12-31 | 365 | 10.9695 | 10
64008 | 18 | 1 | 2019-12-31 | 2020-12-31 | 365 | 21.0503 | 21
64004 | 31.2 | 0.9 | 2019-12-31 | 2020-12-31 | 365 | 32.8384 | 32
64110 | 11.89 | 1 | 2019-12-31 | 2020-12-31 | 365 | 13.9049 | 13
49686 | 8.505 | 1 | 2019-12-31 | 2020-12-31 | 365 | 9.9463 | 9
64207 | 8.7 | 1 | 2019-12-31 | 2020-12-31 | 365 | 10.1743 | 10
64210 | 11.1 | 1 | 2019-12-31 | 2020-12-31 | 365 | 12.981 | 12
59587 | 13.4 | 1 | 2019-12-31 | 2020-12-31 | 365 | 15.6708 | 15
60129 | 5.175 | 1 | 2019-12-31 | 2020-12-31 | 365 | 6.052 | 6
60152 | 10.005 | 1 | 2019-12-31 | 2020-12-31 | 365 | 11.7004 | 11
60435 | 4.56 | 1 | 2019-12-31 | 2020-12-31 | 365 | 5.3327 | 5
60879 | 9 | 1 | 2019-12-31 | 2020-12-31 | 365 | 10.5251 | 10
60883 | 5.52 | 1 | 2019-12-31 | 2020-12-31 | 365 | 6.4554 | 6
61926 | 5.13 | 1 | 2019-12-31 | 2020-12-31 | 365 | 5.9993 | 5
62830 | 9.9 | 1 | 2019-12-31 | 2020-12-31 | 365 | 11.5777 | 11
62908 | 6.54 | 1 | 2019-12-31 | 2020-12-31 | 365 | 7.6483 | 7
64378 | 6.89 | 1 | 2019-12-31 | 2020-12-31 | 365 | 8.0576 | 8
64386 | 6.54 | 1 | 2019-12-31 | 2020-12-31 | 365 | 7.6483 | 7
64457 | 8.625 | 1 | 2019-12-31 | 2020-12-31 | 365 | 10.0866 | 10
40834 | 13.11 | 1 | 2019-12-31 | 2020-12-31 | 365 | 15.3316 | 15
64459 | 8.64 | 1 | 2019-12-31 | 2020-12-31 | 365 | 10.1041 | 10
49203 | 10.137 | 1 | 2019-12-31 | 2020-12-31 | 365 | 11.8548 | 11
61718 | 14.56 | 1 | 2019-12-31 | 2020-12-31 | 365 | 17.0273 | 17
61754 | 13.26 | 1 | 2019-12-31 | 2020-12-31 | 365 | 15.507 | 15
64772 | 5.2 | 1 | 2019-12-31 | 2020-12-31 | 365 | 6.0812 | 6
64803 | 7.41 | 1 | 2019-12-31 | 2020-12-31 | 365 | 8.6657 | 8
46544 | 24.96 | 1 | 2019-12-31 | 2020-12-31 | 365 | 29.1897 | 29
62187 | 8.4 | 1 | 2019-12-31 | 2020-12-31 | 365 | 9.8235 | 9
62914 | 4.02 | 1 | 2019-12-31 | 2020-12-31 | 365 | 4.7012 | 4
62094 | 6.4 | 1 | 2019-12-31 | 2020-12-31 | 365 | 7.4845 | 7
61219 | 9.6 | 1 | 2019-12-31 | 2020-12-31 | 365 | 11.2268 | 11
62191 | 1.92 | 1 | 2019-12-31 | 2020-12-31 | 365 | 2.2454 | 2
29897 | 20.4 | 1 | 2019-12-31 | 2020-12-31 | 365 | 23.857 | 23
29886 | 22.22 | 1 | 2019-12-31 | 2020-12-31 | 365 | 25.9854 | 25
62757 | 10.08 | 1 | 2019-12-31 | 2020-12-31 | 365 | 11.7882 | 11
63242 | 7.695 | 1 | 2019-12-31 | 2020-12-31 | 365 | 8.999 | 8
63522 | 12.21 | 1 | 2019-12-31 | 2020-12-31 | 365 | 14.2791 | 14
64773 | 7.41 | 1 | 2019-12-31 | 2020-12-31 | 365 | 8.6657 | 8
64798 | 13.11 | 1 | 2019-12-31 | 2020-12-31 | 365 | 15.3316 | 15
51829 | 187.86 | 0.9 | 2019-12-31 | 2020-12-31 | 365 | 197.7253 | 197
34558 | 60.495 | 0.9 | 2019-12-31 | 2020-12-31 | 365 | 63.6718 | 63
26685 | 2179.3 | 0.9 | 2019-12-31 | 2020-12-31 | 365 | 2293.7438 | 2293
58944 | 4.76 | 1 | 2019-12-31 | 2020-12-31 | 365 | 5.5666 | 5
59416 | 5.035 | 1 | 2019-12-31 | 2020-12-31 | 365 | 5.8882 | 5
60577 | 6.625 | 1 | 2019-12-31 | 2020-12-31 | 365 | 7.7477 | 7
60631 | 10.6 | 1 | 2019-12-31 | 2020-12-31 | 365 | 12.3963 | 12
60761 | 9.01 | 1 | 2019-12-31 | 2020-12-31 | 365 | 10.5368 | 10
61350 | 2.65 | 1 | 2019-12-31 | 2020-12-31 | 365 | 3.0991 | 3
61133 | 8.4 | 1 | 2019-12-31 | 2020-12-31 | 365 | 9.8235 | 9
61137 | 7 | 1 | 2019-12-31 | 2020-12-31 | 365 | 8.1862 | 8
61140 | 8.48 | 1 | 2019-12-31 | 2020-12-31 | 365 | 9.917 | 9
61142 | 11.2 | 1 | 2019-12-31 | 2020-12-31 | 365 | 13.098 | 13
61159 | 7.84 | 1 | 2019-12-31 | 2020-12-31 | 365 | 9.1686 | 9
61164 | 7.28 | 1 | 2019-12-31 | 2020-12-31 | 365 | 8.5137 | 8
61286 | 10.6 | 1 | 2019-12-31 | 2020-12-31 | 365 | 12.3963 | 12
63679 | 9.975 | 1 | 2019-12-31 | 2020-12-31 | 365 | 11.6654 | 11
63739 | 24.9 | 1 | 2019-12-31 | 2020-12-31 | 365 | 29.1196 | 29
63598 | 2.85 | 1 | 2019-12-31 | 2020-12-31 | 365 | 3.333 | 3
63232 | 6.27 | 1 | 2019-12-31 | 2020-12-31 | 365 | 7.3325 | 7
49797 | 7.84 | 1 | 2019-12-31 | 2020-12-31 | 365 | 9.1686 | 9
63374 | 5.04 | 1 | 2019-12-31 | 2020-12-31 | 365 | 5.8941 | 5
64381 | 7.2 | 1 | 2019-12-31 | 2020-12-31 | 365 | 8.4201 | 8
63244 | 17.68 | 1 | 2019-12-31 | 2020-12-31 | 365 | 20.6761 | 20
64382 | 7.04 | 1 | 2019-12-31 | 2020-12-31 | 365 | 8.233 | 8
63233 | 11.115 | 1 | 2019-12-31 | 2020-12-31 | 365 | 12.9985 | 12
63726 | 6.84 | 1 | 2019-12-31 | 2020-12-31 | 365 | 7.9991 | 7
59983 | 9.28 | 1 | 2019-12-31 | 2020-12-31 | 365 | 10.8526 | 10
26698 | 471.225 | 0.9 | 2019-12-31 | 2020-12-31 | 365 | 495.9709 | 495
62772 | 12.8 | 1 | 2019-12-31 | 2020-12-31 | 365 | 14.9691 | 14
64114 | 9.72 | 1 | 2019-12-31 | 2020-12-31 | 365 | 11.3672 | 11
65626 | 5.7 | 1 | 2019-12-31 | 2020-12-31 | 365 | 6.6659 | 6
65666 | 11.4 | 1 | 2019-12-31 | 2020-12-31 | 365 | 13.3318 | 13
65668 | 8.7 | 1 | 2019-12-31 | 2020-12-31 | 365 | 10.1743 | 10
65669 | 12.18 | 1 | 2019-12-31 | 2020-12-31 | 365 | 14.244 | 14
62185 | 6.4 | 1 | 2019-12-31 | 2020-12-31 | 365 | 7.4845 | 7
65675 | 24.48 | 1 | 2019-12-31 | 2020-12-31 | 365 | 28.6284 | 28
36151 | 14.96 | 1 | 2019-12-31 | 2020-12-31 | 365 | 17.4951 | 17
63722 | 9.24 | 1 | 2019-12-31 | 2020-12-31 | 365 | 10.8058 | 10
65677 | 6.96 | 1 | 2019-12-31 | 2020-12-31 | 365 | 8.1394 | 8
63720 | 12.18 | 1 | 2019-12-31 | 2020-12-31 | 365 | 14.244 | 14
64458 | 6 | 1 | 2019-12-31 | 2020-12-31 | 365 | 7.0168 | 7
63879 | 14.4 | 1 | 2019-12-31 | 2020-12-31 | 365 | 16.8402 | 16
64467 | 24.852 | 1 | 2019-12-31 | 2020-12-31 | 365 | 29.0634 | 29
65766 | 6.67 | 1 | 2019-12-31 | 2020-12-31 | 365 | 7.8003 | 7
65805 | 5.36 | 1 | 2019-12-31 | 2020-12-31 | 365 | 6.2683 | 6
65807 | 9.81 | 1 | 2019-12-31 | 2020-12-31 | 365 | 11.4724 | 11
65855 | 12.4 | 1 | 2019-12-31 | 2020-12-31 | 365 | 14.5013 | 14
65857 | 21.6 | 1 | 2019-12-31 | 2020-12-31 | 365 | 25.2603 | 25
65864 | 6.36 | 1 | 2019-12-31 | 2020-12-31 | 365 | 7.4378 | 7
65875 | 8.37 | 1 | 2019-12-31 | 2020-12-31 | 365 | 9.7884 | 9
65906 | 5.44 | 1 | 2019-12-31 | 2020-12-31 | 365 | 6.3619 | 6
66076 | 5.1 | 1 | 2019-12-31 | 2020-12-31 | 365 | 5.9642 | 5
34355 | 28.449 | 0.9 | 2019-12-31 | 2020-12-31 | 365 | 29.943 | 29
63334 | 32.76 | 0.9 | 2019-12-31 | 2020-12-31 | 365 | 34.4804 | 34
63048 | 98.1 | 1 | 2019-12-31 | 2020-12-31 | 365 | 114.724 | 114
50983 | 11.4 | 1 | 2019-12-31 | 2020-12-31 | 365 | 13.3318 | 13
51041 | 12.825 | 1 | 2019-12-31 | 2020-12-31 | 365 | 14.9983 | 14
62927 | 9.483 | 1 | 2019-12-31 | 2020-12-31 | 365 | 11.09 | 11
64799 | 8.7 | 1 | 2019-12-31 | 2020-12-31 | 365 | 10.1743 | 10
65769 | 7.83 | 1 | 2019-12-31 | 2020-12-31 | 365 | 9.1569 | 9
66656 | 12.42 | 1 | 2019-12-31 | 2020-12-31 | 365 | 14.5247 | 14
65916 | 6.44 | 1 | 2019-12-31 | 2020-12-31 | 365 | 7.5313 | 7
65917 | 11.2 | 1 | 2019-12-31 | 2020-12-31 | 365 | 13.098 | 13
66756 | 6.67 | 1 | 2019-12-31 | 2020-12-31 | 365 | 7.8003 | 7
45247 | 9.975 | 1 | 2019-12-31 | 2020-12-31 | 365 | 11.6654 | 11
66811 | 11.89 | 1 | 2019-12-31 | 2020-12-31 | 365 | 13.9049 | 13
63468 | 9.3 | 1 | 2019-12-31 | 2020-12-31 | 365 | 10.876 | 10
65721 | 13.395 | 1 | 2019-12-31 | 2020-12-31 | 365 | 15.6649 | 15
65724 | 8.55 | 1 | 2019-12-31 | 2020-12-31 | 365 | 9.9989 | 9
66304 | 8.96 | 1 | 2019-12-31 | 2020-12-31 | 365 | 10.4784 | 10
65913 | 10.08 | 1 | 2019-12-31 | 2020-12-31 | 365 | 11.7882 | 11
44172 | 8.55 | 1 | 2019-12-31 | 2020-12-31 | 365 | 9.9989 | 9
63730 | 12.753 | 1 | 2019-12-31 | 2020-12-31 | 365 | 14.9141 | 14
63732 | 8.175 | 1 | 2019-12-31 | 2020-12-31 | 365 | 9.5603 | 9
66998 | 8.96 | 1 | 2019-12-31 | 2020-12-31 | 365 | 10.4784 | 10
67007 | 8.1 | 1 | 2019-12-31 | 2020-12-31 | 365 | 9.4726 | 9
67046 | 3.64 | 1 | 2019-12-31 | 2020-12-31 | 365 | 4.2568 | 4
67047 | 6.16 | 1 | 2019-12-31 | 2020-12-31 | 365 | 7.2039 | 7
67051 | 4.76 | 1 | 2019-12-31 | 2020-12-31 | 365 | 5.5666 | 5
67053 | 5.88 | 1 | 2019-12-31 | 2020-12-31 | 365 | 6.8764 | 6
67063 | 6.72 | 1 | 2019-12-31 | 2020-12-31 | 365 | 7.8588 | 7
67003 | 5.8 | 1 | 2019-12-31 | 2020-12-31 | 365 | 6.7829 | 6
67333 | 15.39 | 1 | 2019-12-31 | 2020-12-31 | 365 | 17.998 | 17
67336 | 4.64 | 1 | 2019-12-31 | 2020-12-31 | 365 | 5.4263 | 5
67339 | 9.975 | 1 | 2019-12-31 | 2020-12-31 | 365 | 11.6654 | 11
67344 | 5.7 | 1 | 2019-12-31 | 2020-12-31 | 365 | 6.6659 | 6
67346 | 6.84 | 1 | 2019-12-31 | 2020-12-31 | 365 | 7.9991 | 7
67348 | 8.55 | 1 | 2019-12-31 | 2020-12-31 | 365 | 9.9989 | 9
34362 | 115.758 | 0.9 | 2019-12-31 | 2020-12-31 | 365 | 121.8369 | 121
65662 | 10.26 | 1 | 2019-12-31 | 2020-12-31 | 365 | 11.9987 | 11
65689 | 13.34 | 1 | 2019-12-31 | 2020-12-31 | 365 | 15.6006 | 15
65693 | 13.34 | 1 | 2019-12-31 | 2020-12-31 | 365 | 15.6006 | 15
65835 | 6.48 | 1 | 2019-12-31 | 2020-12-31 | 365 | 7.5781 | 7
67438 | 9.69 | 1 | 2019-12-31 | 2020-12-31 | 365 | 11.3321 | 11
63203 | 6 | 1 | 2019-12-31 | 2020-12-31 | 365 | 7.0168 | 7
67582 | 6.21 | 1 | 2019-12-31 | 2020-12-31 | 365 | 7.2623 | 7
67637 | 8.96 | 1 | 2019-12-31 | 2020-12-31 | 365 | 10.4784 | 10
67638 | 7.36 | 1 | 2019-12-31 | 2020-12-31 | 365 | 8.6072 | 8
65702 | 9.765 | 1 | 2019-12-31 | 2020-12-31 | 365 | 11.4198 | 11
67525 | 4.16 | 1 | 2019-12-31 | 2020-12-31 | 365 | 4.865 | 4
66700 | 7.8 | 1 | 2019-12-31 | 2020-12-31 | 365 | 9.1218 | 9
67581 | 8.48 | 1 | 2019-12-31 | 2020-12-31 | 365 | 9.917 | 9
66718 | 10.2 | 1 | 2019-12-31 | 2020-12-31 | 365 | 11.9285 | 11
64604 | 3.92 | 1 | 2019-12-31 | 2020-12-31 | 365 | 4.5843 | 4
66719 | 11.4 | 1 | 2019-12-31 | 2020-12-31 | 365 | 13.3318 | 13
66721 | 11.4 | 1 | 2019-12-31 | 2020-12-31 | 365 | 13.3318 | 13
66724 | 11.34 | 1 | 2019-12-31 | 2020-12-31 | 365 | 13.2617 | 13
67440 | 12 | 1 | 2019-12-31 | 2020-12-31 | 365 | 14.0335 | 14
67644 | 6.72 | 1 | 2019-12-31 | 2020-12-31 | 365 | 7.8588 | 7
67645 | 7.02 | 1 | 2019-12-31 | 2020-12-31 | 365 | 8.2096 | 8
67646 | 13.12 | 1 | 2019-12-31 | 2020-12-31 | 365 | 15.3433 | 15
67648 | 10.88 | 1 | 2019-12-31 | 2020-12-31 | 365 | 12.7237 | 12
67651 | 6.24 | 1 | 2019-12-31 | 2020-12-31 | 365 | 7.2974 | 7
67653 | 4.24 | 1 | 2019-12-31 | 2020-12-31 | 365 | 4.9585 | 4
67049 | 5.6 | 1 | 2019-12-31 | 2020-12-31 | 365 | 6.549 | 6
66717 | 8.19 | 1 | 2019-12-31 | 2020-12-31 | 365 | 9.5779 | 9
66720 | 13.34 | 1 | 2019-12-31 | 2020-12-31 | 365 | 15.6006 | 15
62046 | 8.829 | 1 | 2019-12-31 | 2020-12-31 | 365 | 10.3252 | 10
50849 | 6.82 | 1 | 2019-12-31 | 2020-12-31 | 365 | 7.9757 | 7
63724 | 10.05 | 1 | 2019-12-31 | 2020-12-31 | 365 | 11.7531 | 11
66195 | 8.12 | 1 | 2019-12-31 | 2020-12-31 | 365 | 9.496 | 9
66816 | 4.06 | 1 | 2019-12-31 | 2020-12-31 | 365 | 4.748 | 4
66723 | 13.26 | 1 | 2019-12-31 | 2020-12-31 | 365 | 15.507 | 15
63051 | 23.94 | 1 | 2019-12-31 | 2020-12-31 | 365 | 27.9969 | 27
33740 | 347.2 | 0.9 | 2019-12-31 | 2020-12-31 | 365 | 365.4329 | 365
34468 | 1300.005 | 0.9 | 2019-12-31 | 2020-12-31 | 365 | 1368.2735 | 1368
51029 | 7.56 | 1 | 2019-12-31 | 2020-12-31 | 365 | 8.8411 | 8
64471 | 4.69 | 1 | 2019-12-31 | 2020-12-31 | 365 | 5.4848 | 5
64612 | 13.34 | 1 | 2019-12-31 | 2020-12-31 | 365 | 15.6006 | 15
64614 | 5.795 | 1 | 2019-12-31 | 2020-12-31 | 365 | 6.777 | 6
64544 | 6.9 | 1 | 2019-12-31 | 2020-12-31 | 365 | 8.0693 | 8
64545 | 12.19 | 1 | 2019-12-31 | 2020-12-31 | 365 | 14.2557 | 14
64699 | 11.925 | 1 | 2019-12-31 | 2020-12-31 | 365 | 13.9458 | 13
43653 | 14.96 | 1 | 2019-12-31 | 2020-12-31 | 365 | 17.4951 | 17
44484 | 11.34 | 1 | 2019-12-31 | 2020-12-31 | 365 | 13.2617 | 13
33931 | 60.495 | 0.9 | 2019-12-31 | 2020-12-31 | 365 | 63.6718 | 63
46119 | 11.4 | 1 | 2019-12-31 | 2020-12-31 | 365 | 13.3318 | 13
64804 | 2.85 | 1 | 2019-12-31 | 2020-12-31 | 365 | 3.333 | 3
63328 | 43.68 | 0.9 | 2019-12-31 | 2020-12-31 | 365 | 45.9738 | 45
64805 | 7.32 | 1 | 2019-12-31 | 2020-12-31 | 365 | 8.5604 | 8
64807 | 8.1 | 1 | 2019-12-31 | 2020-12-31 | 365 | 9.4726 | 9
36653 | 19.38 | 1 | 2019-12-31 | 2020-12-31 | 365 | 22.6641 | 22
63958 | 115.32 | 0.9 | 2019-12-31 | 2020-12-31 | 365 | 121.3759 | 121
64361 | 319.725 | 0.9 | 2019-12-31 | 2020-12-31 | 365 | 336.515 | 336
64200 | 216.92 | 0.9 | 2019-12-31 | 2020-12-31 | 365 | 228.3113 | 228
65401 | 12.32 | 1 | 2019-12-31 | 2020-12-31 | 365 | 14.4077 | 14
65414 | 10.464 | 1 | 2019-12-31 | 2020-12-31 | 365 | 12.2372 | 12
43637 | 7.93 | 1 | 2019-12-31 | 2020-12-31 | 365 | 9.2738 | 9
65424 | 4.575 | 1 | 2019-12-31 | 2020-12-31 | 365 | 5.3503 | 5
48241 | 12.73 | 1 | 2019-12-31 | 2020-12-31 | 365 | 14.8872 | 14
64599 | 6.9 | 1 | 2019-12-31 | 2020-12-31 | 365 | 8.0693 | 8
65526 | 7.8 | 1 | 2019-12-31 | 2020-12-31 | 365 | 9.1218 | 9
58323 | 9.6 | 0.8 | 2019-12-31 | 2020-12-31 | 365 | 8.9815 | 8
65602 | 7.56 | 1 | 2019-12-31 | 2020-12-31 | 365 | 8.8411 | 8
49192 | 7.84 | 1 | 2019-12-31 | 2020-12-31 | 365 | 9.1686 | 9
65605 | 6.7 | 1 | 2019-12-31 | 2020-12-31 | 365 | 7.8354 | 7
65606 | 9 | 1 | 2019-12-31 | 2020-12-31 | 365 | 10.5251 | 10
65607 | 4.48 | 1 | 2019-12-31 | 2020-12-31 | 365 | 5.2392 | 5
65608 | 6.9 | 1 | 2019-12-31 | 2020-12-31 | 365 | 8.0693 | 8
65610 | 4.2 | 1 | 2019-12-31 | 2020-12-31 | 365 | 4.9117 | 4
65613 | 8.1 | 1 | 2019-12-31 | 2020-12-31 | 365 | 9.4726 | 9
65617 | 16.677 | 1 | 2019-12-31 | 2020-12-31 | 365 | 19.5031 | 19
65629 | 13.44 | 1 | 2019-12-31 | 2020-12-31 | 365 | 15.7175 | 15
65660 | 6.27 | 1 | 2019-12-31 | 2020-12-31 | 365 | 7.3325 | 7
65697 | 10.2 | 1 | 2019-12-31 | 2020-12-31 | 365 | 11.9285 | 11
65712 | 3.78 | 1 | 2019-12-31 | 2020-12-31 | 365 | 4.4206 | 4
65777 | 6.9 | 1 | 2019-12-31 | 2020-12-31 | 365 | 8.0693 | 8
65783 | 12.06 | 1 | 2019-12-31 | 2020-12-31 | 365 | 14.1037 | 14
65795 | 9.69 | 1 | 2019-12-31 | 2020-12-31 | 365 | 11.3321 | 11
65798 | 6.05 | 1 | 2019-12-31 | 2020-12-31 | 365 | 7.0752 | 7
65801 | 8.4 | 1 | 2019-12-31 | 2020-12-31 | 365 | 9.8235 | 9
48263 | 3.05 | 1 | 2019-12-31 | 2020-12-31 | 365 | 3.5669 | 3
65837 | 7.935 | 1 | 2019-12-31 | 2020-12-31 | 365 | 9.2797 | 9
65842 | 6.93 | 1 | 2019-12-31 | 2020-12-31 | 365 | 8.1044 | 8
65845 | 19.38 | 1 | 2019-12-31 | 2020-12-31 | 365 | 22.6641 | 22
65854 | 13.12 | 1 | 2019-12-31 | 2020-12-31 | 365 | 15.3433 | 15
65860 | 13.734 | 1 | 2019-12-31 | 2020-12-31 | 365 | 16.0614 | 16
65867 | 4.578 | 0.8 | 2019-12-31 | 2020-12-31 | 365 | 4.283 | 4
65870 | 8.55 | 1 | 2019-12-31 | 2020-12-31 | 365 | 9.9989 | 9
65873 | 12.42 | 0.8 | 2019-12-31 | 2020-12-31 | 365 | 11.6198 | 11
65834 | 9.52 | 1 | 2019-12-31 | 2020-12-31 | 365 | 11.1333 | 11
65909 | 4.5 | 1 | 2019-12-31 | 2020-12-31 | 365 | 5.2626 | 5
65958 | 10.88 | 1 | 2019-12-31 | 2020-12-31 | 365 | 12.7237 | 12
65960 | 5.1 | 0.8 | 2019-12-31 | 2020-12-31 | 365 | 4.7714 | 4
65962 | 8.28 | 0.8 | 2019-12-31 | 2020-12-31 | 365 | 7.7465 | 7
65852 | 18 | 1 | 2019-12-31 | 2020-12-31 | 365 | 21.0503 | 21
65986 | 12.6 | 1 | 2019-12-31 | 2020-12-31 | 365 | 14.7352 | 14
65965 | 7.5 | 1 | 2019-12-31 | 2020-12-31 | 365 | 8.7709 | 8
67584 | 4.5 | 1 | 2019-12-31 | 2020-12-31 | 365 | 5.2626 | 5
65959 | 8.16 | 0.8 | 2019-12-31 | 2020-12-31 | 365 | 7.6342 | 7
66078 | 12.15 | 0.8 | 2019-12-31 | 2020-12-31 | 365 | 11.3672 | 11
66079 | 5.44 | 1 | 2019-12-31 | 2020-12-31 | 365 | 6.3619 | 6
65967 | 8.16 | 0.8 | 2019-12-31 | 2020-12-31 | 365 | 7.6342 | 7
65905 | 9.86 | 1 | 2019-12-31 | 2020-12-31 | 365 | 11.5309 | 11
66114 | 11.1 | 0.8 | 2019-12-31 | 2020-12-31 | 365 | 10.3848 | 10
66116 | 3.15 | 1 | 2019-12-31 | 2020-12-31 | 365 | 3.6838 | 3
66119 | 8.04 | 0.8 | 2019-12-31 | 2020-12-31 | 365 | 7.522 | 7
66191 | 7.95 | 0.8 | 2019-12-31 | 2020-12-31 | 365 | 7.4378 | 7
65921 | 6.44 | 1 | 2019-12-31 | 2020-12-31 | 365 | 7.5313 | 7
66231 | 7.8 | 1 | 2019-12-31 | 2020-12-31 | 365 | 9.1218 | 9
66264 | 7.2 | 0.8 | 2019-12-31 | 2020-12-31 | 365 | 6.7361 | 6
66266 | 12.06 | 0.8 | 2019-12-31 | 2020-12-31 | 365 | 11.283 | 11
65840 | 8.16 | 1 | 2019-12-31 | 2020-12-31 | 365 | 9.5428 | 9
64697 | 410.8 | 1 | 2019-12-31 | 2020-12-31 | 365 | 480.4142 | 480
62289 | 9.66 | 1 | 2019-12-31 | 2020-12-31 | 365 | 11.297 | 11
64473 | 8.625 | 1 | 2019-12-31 | 2020-12-31 | 365 | 10.0866 | 10
64609 | 6.21 | 1 | 2019-12-31 | 2020-12-31 | 365 | 7.2623 | 7
49599 | 13.455 | 1 | 2019-12-31 | 2020-12-31 | 365 | 15.7351 | 15
65521 | 6.365 | 1 | 2019-12-31 | 2020-12-31 | 365 | 7.4436 | 7
65524 | 5.865 | 1 | 2019-12-31 | 2020-12-31 | 365 | 6.8589 | 6
65601 | 8.97 | 1 | 2019-12-31 | 2020-12-31 | 365 | 10.4901 | 10
65531 | 8.28 | 1 | 2019-12-31 | 2020-12-31 | 365 | 9.6831 | 9
65604 | 9.66 | 1 | 2019-12-31 | 2020-12-31 | 365 | 11.297 | 11
65698 | 8.625 | 1 | 2019-12-31 | 2020-12-31 | 365 | 10.0866 | 10
65699 | 7.245 | 1 | 2019-12-31 | 2020-12-31 | 365 | 8.4727 | 8
65701 | 9.66 | 1 | 2019-12-31 | 2020-12-31 | 365 | 11.297 | 11
65836 | 8.04 | 1 | 2019-12-31 | 2020-12-31 | 365 | 9.4025 | 9
65858 | 4.905 | 1 | 2019-12-31 | 2020-12-31 | 365 | 5.7362 | 5
65863 | 8.175 | 1 | 2019-12-31 | 2020-12-31 | 365 | 9.5603 | 9
65961 | 6.7 | 0.8 | 2019-12-31 | 2020-12-31 | 365 | 6.2683 | 6
64610 | 12 | 1 | 2019-12-31 | 2020-12-31 | 365 | 14.0335 | 14
64615 | 7.875 | 1 | 2019-12-31 | 2020-12-31 | 365 | 9.2095 | 9
43144 | 13.86 | 1 | 2019-12-31 | 2020-12-31 | 365 | 16.2087 | 16
64700 | 9.12 | 1 | 2019-12-31 | 2020-12-31 | 365 | 10.6655 | 10
65670 | 4.64 | 1 | 2019-12-31 | 2020-12-31 | 365 | 5.4263 | 5
65711 | 13.44 | 1 | 2019-12-31 | 2020-12-31 | 365 | 15.7175 | 15
65727 | 8.12 | 1 | 2019-12-31 | 2020-12-31 | 365 | 9.496 | 9
65785 | 5.13 | 1 | 2019-12-31 | 2020-12-31 | 365 | 5.9993 | 5
65831 | 17.98 | 1 | 2019-12-31 | 2020-12-31 | 365 | 21.0269 | 21
65871 | 5.7 | 1 | 2019-12-31 | 2020-12-31 | 365 | 6.6659 | 6
65872 | 24.96 | 1 | 2019-12-31 | 2020-12-31 | 365 | 29.1897 | 29
65963 | 8.12 | 1 | 2019-12-31 | 2020-12-31 | 365 | 9.496 | 9
66077 | 7.125 | 0.8 | 2019-12-31 | 2020-12-31 | 365 | 6.6659 | 6
66081 | 8.64 | 0.8 | 2019-12-31 | 2020-12-31 | 365 | 8.0833 | 8
65515 | 9.69 | 1 | 2019-12-31 | 2020-12-31 | 365 | 11.3321 | 11
36178 | 17.004 | 1 | 2019-12-31 | 2020-12-31 | 365 | 19.8855 | 19
65850 | 19.38 | 1 | 2019-12-31 | 2020-12-31 | 365 | 22.6641 | 22
64611 | 18 | 1 | 2019-12-31 | 2020-12-31 | 365 | 21.0503 | 21
64800 | 5.22 | 1 | 2019-12-31 | 2020-12-31 | 365 | 6.1046 | 6
44120 | 5.98 | 1 | 2019-12-31 | 2020-12-31 | 365 | 6.9934 | 6
49014 | 24.14 | 1 | 2019-12-31 | 2020-12-31 | 365 | 28.2308 | 28
33823 | 498.96 | 0.9 | 2019-12-31 | 2020-12-31 | 365 | 525.1624 | 525
65672 | 13.395 | 1 | 2019-12-31 | 2020-12-31 | 365 | 15.6649 | 15
65874 | 7.695 | 1 | 2019-12-31 | 2020-12-31 | 365 | 8.999 | 8
65889 | 6.84 | 1 | 2019-12-31 | 2020-12-31 | 365 | 7.9991 | 7
49121 | 5.5 | 1 | 2019-12-31 | 2020-12-31 | 365 | 6.432 | 6
64602 | 6.9 | 1 | 2019-12-31 | 2020-12-31 | 365 | 8.0693 | 8
65891 | 10.35 | 1 | 2019-12-31 | 2020-12-31 | 365 | 12.1039 | 12
62966 | 17.1 | 1 | 2019-12-31 | 2020-12-31 | 365 | 19.9978 | 19
64548 | 8.1 | 1 | 2019-12-31 | 2020-12-31 | 365 | 9.4726 | 9
65508 | 8.16 | 1 | 2019-12-31 | 2020-12-31 | 365 | 9.5428 | 9
65957 | 13.395 | 1 | 2019-12-31 | 2020-12-31 | 365 | 15.6649 | 15
35982 | 10.35 | 0.8 | 2019-12-31 | 2020-12-31 | 365 | 9.6831 | 9
65792 | 3 | 1 | 2019-12-31 | 2020-12-31 | 365 | 3.5084 | 3
65797 | 23.04 | 1 | 2019-12-31 | 2020-12-31 | 365 | 26.9444 | 26
65705 | 24.885 | 1 | 2019-12-31 | 2020-12-31 | 365 | 29.102 | 29
65923 | 5.4 | 1 | 2019-12-31 | 2020-12-31 | 365 | 6.3151 | 6
65902 | 8.125 | 0.8 | 2019-12-31 | 2020-12-31 | 365 | 7.6015 | 7
66194 | 5.2 | 0.8 | 2019-12-31 | 2020-12-31 | 365 | 4.865 | 4
50429 | 4.34 | 1 | 2019-12-31 | 2020-12-31 | 365 | 5.0755 | 5
66546 | 6.21 | 0.8 | 2019-12-31 | 2020-12-31 | 365 | 5.8099 | 5
66554 | 6 | 0.8 | 2019-12-31 | 2020-12-31 | 365 | 5.6134 | 5
66557 | 12.915 | 1 | 2019-12-31 | 2020-12-31 | 365 | 15.1036 | 15
66561 | 5.7 | 1 | 2019-12-31 | 2020-12-31 | 365 | 6.6659 | 6
66596 | 10.5 | 1 | 2019-12-31 | 2020-12-31 | 365 | 12.2793 | 12
66610 | 11.13 | 1 | 2019-12-31 | 2020-12-31 | 365 | 13.0161 | 13
66613 | 7.695 | 0.8 | 2019-12-31 | 2020-12-31 | 365 | 7.1992 | 7
66620 | 5.695 | 0.8 | 2019-12-31 | 2020-12-31 | 365 | 5.3281 | 5
66648 | 7.84 | 1 | 2019-12-31 | 2020-12-31 | 365 | 9.1686 | 9
66673 | 4.8 | 1 | 2019-12-31 | 2020-12-31 | 365 | 5.6134 | 5
66699 | 14.4 | 0.8 | 2019-12-31 | 2020-12-31 | 365 | 13.4722 | 13
66701 | 5.7 | 0.8 | 2019-12-31 | 2020-12-31 | 365 | 5.3327 | 5
66703 | 6 | 0.8 | 2019-12-31 | 2020-12-31 | 365 | 5.6134 | 5
66729 | 5.76 | 0.8 | 2019-12-31 | 2020-12-31 | 365 | 5.3889 | 5
66080 | 9.045 | 1 | 2019-12-31 | 2020-12-31 | 365 | 10.5778 | 10
66808 | 5.13 | 0.8 | 2019-12-31 | 2020-12-31 | 365 | 4.7995 | 4
66818 | 11.4 | 1 | 2019-12-31 | 2020-12-31 | 365 | 13.3318 | 13
66820 | 13.395 | 1 | 2019-12-31 | 2020-12-31 | 365 | 15.6649 | 15
66887 | 9.66 | 0.8 | 2019-12-31 | 2020-12-31 | 365 | 9.0376 | 9
66814 | 9.28 | 1 | 2019-12-31 | 2020-12-31 | 365 | 10.8526 | 10
65900 | 10.26 | 1 | 2019-12-31 | 2020-12-31 | 365 | 11.9987 | 11
40836 | 11.772 | 1 | 2019-12-31 | 2020-12-31 | 365 | 13.7669 | 13
66551 | 4.16 | 1 | 2019-12-31 | 2020-12-31 | 365 | 4.865 | 4
66367 | 8.4 | 0.8 | 2019-12-31 | 2020-12-31 | 365 | 7.8588 | 7
43645 | 14.96 | 0.8 | 2019-12-31 | 2020-12-31 | 365 | 13.9961 | 13
60222 | 3.08 | 1 | 2019-12-31 | 2020-12-31 | 365 | 3.6019 | 3
67667 | 5.72 | 0.8 | 2019-12-31 | 2020-12-31 | 365 | 5.3514 | 5
66343 | 7.56 | 1 | 2019-12-31 | 2020-12-31 | 365 | 8.8411 | 8
66615 | 7.56 | 0.8 | 2019-12-31 | 2020-12-31 | 365 | 7.0729 | 7
66819 | 4.56 | 0.8 | 2019-12-31 | 2020-12-31 | 365 | 4.2662 | 4
67044 | 11.445 | 0.8 | 2019-12-31 | 2020-12-31 | 365 | 10.7076 | 10
67050 | 11.2 | 1 | 2019-12-31 | 2020-12-31 | 365 | 13.098 | 13
67054 | 6.44 | 0.8 | 2019-12-31 | 2020-12-31 | 365 | 6.0251 | 6
67055 | 8.4 | 1 | 2019-12-31 | 2020-12-31 | 365 | 9.8235 | 9
67057 | 11.2 | 1 | 2019-12-31 | 2020-12-31 | 365 | 13.098 | 13
67059 | 11.2 | 1 | 2019-12-31 | 2020-12-31 | 365 | 13.098 | 13
67061 | 5.88 | 1 | 2019-12-31 | 2020-12-31 | 365 | 6.8764 | 6
67065 | 7.36 | 0.8 | 2019-12-31 | 2020-12-31 | 365 | 6.8858 | 6
67066 | 3.9 | 1 | 2019-12-31 | 2020-12-31 | 365 | 4.5609 | 4
67174 | 5.232 | 0.8 | 2019-12-31 | 2020-12-31 | 365 | 4.8949 | 4
67179 | 10.791 | 0.8 | 2019-12-31 | 2020-12-31 | 365 | 10.0957 | 10
65182 | 28.665 | 0.9 | 2019-12-31 | 2020-12-31 | 365 | 30.1703 | 30
67257 | 7.2 | 0.8 | 2019-12-31 | 2020-12-31 | 365 | 6.7361 | 6
48235 | 8.04 | 0.8 | 2019-12-31 | 2020-12-31 | 365 | 7.522 | 7
67331 | 17.28 | 0.8 | 2019-12-31 | 2020-12-31 | 365 | 16.1666 | 16
67334 | 15 | 1 | 2019-12-31 | 2020-12-31 | 365 | 17.5419 | 17
67338 | 8.55 | 0.8 | 2019-12-31 | 2020-12-31 | 365 | 7.9991 | 7
67341 | 7.41 | 1 | 2019-12-31 | 2020-12-31 | 365 | 8.6657 | 8
67342 | 5.865 | 0.8 | 2019-12-31 | 2020-12-31 | 365 | 5.4871 | 5
46976 | 3.84 | 1 | 2019-12-31 | 2020-12-31 | 365 | 4.4907 | 4
67580 | 11.025 | 0.8 | 2019-12-31 | 2020-12-31 | 365 | 10.3146 | 10
67612 | 6.84 | 0.8 | 2019-12-31 | 2020-12-31 | 365 | 6.3993 | 6
67436 | 11.84 | 0.8 | 2019-12-31 | 2020-12-31 | 365 | 11.0771 | 11
44531 | 7.41 | 0.8 | 2019-12-31 | 2020-12-31 | 365 | 6.9326 | 6
67685 | 5.1 | 0.8 | 2019-12-31 | 2020-12-31 | 365 | 4.7714 | 4
67700 | 12.06 | 0.8 | 2019-12-31 | 2020-12-31 | 365 | 11.283 | 11
67701 | 9.315 | 0.8 | 2019-12-31 | 2020-12-31 | 365 | 8.7148 | 8
67702 | 11.055 | 0.8 | 2019-12-31 | 2020-12-31 | 365 | 10.3427 | 10
65839 | 10.08 | 1 | 2019-12-31 | 2020-12-31 | 365 | 11.7882 | 11
67684 | 5.13 | 1 | 2019-12-31 | 2020-12-31 | 365 | 5.9993 | 5
67683 | 3.35 | 0.8 | 2019-12-31 | 2020-12-31 | 365 | 3.1342 | 3
67759 | 8.1 | 1 | 2019-12-31 | 2020-12-31 | 365 | 9.4726 | 9
67808 | 5.4 | 0.8 | 2019-12-31 | 2020-12-31 | 365 | 5.0521 | 5
67809 | 13.25 | 0.8 | 2019-12-31 | 2020-12-31 | 365 | 12.3963 | 12
67810 | 11.385 | 0.8 | 2019-12-31 | 2020-12-31 | 365 | 10.6514 | 10
67901 | 9.1 | 0.8 | 2019-12-31 | 2020-12-31 | 365 | 8.5137 | 8
67945 | 7.56 | 0.8 | 2019-12-31 | 2020-12-31 | 365 | 7.0729 | 7
67635 | 8.502 | 1 | 2019-12-31 | 2020-12-31 | 365 | 9.9427 | 9
67948 | 5.1 | 0.8 | 2019-12-31 | 2020-12-31 | 365 | 4.7714 | 4
67950 | 10.08 | 1 | 2019-12-31 | 2020-12-31 | 365 | 11.7882 | 11
67953 | 5.886 | 0.8 | 2019-12-31 | 2020-12-31 | 365 | 5.5068 | 5
67870 | 18.9 | 0.8 | 2019-12-31 | 2020-12-31 | 365 | 17.6822 | 17
68030 | 6.27 | 0.8 | 2019-12-31 | 2020-12-31 | 365 | 5.866 | 5
67177 | 6.7 | 0.8 | 2019-12-31 | 2020-12-31 | 365 | 6.2683 | 6
66990 | 9.24 | 0.8 | 2019-12-31 | 2020-12-31 | 365 | 8.6446 | 8
66993 | 6.12 | 0.8 | 2019-12-31 | 2020-12-31 | 365 | 5.7257 | 5
67048 | 8.4 | 1 | 2019-12-31 | 2020-12-31 | 365 | 9.8235 | 9
67807 | 5.94 | 1 | 2019-12-31 | 2020-12-31 | 365 | 6.9466 | 6
43829 | 6.9 | 0.8 | 2019-12-31 | 2020-12-31 | 365 | 6.4554 | 6
66541 | 10.675 | 1 | 2019-12-31 | 2020-12-31 | 365 | 12.484 | 12
66805 | 6.96 | 1 | 2019-12-31 | 2020-12-31 | 365 | 8.1394 | 8
67654 | 4.5 | 1 | 2019-12-31 | 2020-12-31 | 365 | 5.2626 | 5
62192 | 7.035 | 1 | 2019-12-31 | 2020-12-31 | 365 | 8.2272 | 8
67954 | 9.69 | 1 | 2019-12-31 | 2020-12-31 | 365 | 11.3321 | 11
44932 | 9.9 | 1 | 2019-12-31 | 2020-12-31 | 365 | 11.5777 | 11
68250 | 7.41 | 0.8 | 2019-12-31 | 2020-12-31 | 365 | 6.9326 | 6
68117 | 6.867 | 0.8 | 2019-12-31 | 2020-12-31 | 365 | 6.4245 | 6
68118 | 10.05 | 0.8 | 2019-12-31 | 2020-12-31 | 365 | 9.4025 | 9
68119 | 5.22 | 1 | 2019-12-31 | 2020-12-31 | 365 | 6.1046 | 6
68120 | 12.73 | 0.8 | 2019-12-31 | 2020-12-31 | 365 | 11.9098 | 11
68121 | 10.05 | 0.8 | 2019-12-31 | 2020-12-31 | 365 | 9.4025 | 9
68122 | 6.9 | 0.8 | 2019-12-31 | 2020-12-31 | 365 | 6.4554 | 6
68133 | 9.8 | 0.8 | 2019-12-31 | 2020-12-31 | 365 | 9.1686 | 9
68134 | 8.502 | 0.8 | 2019-12-31 | 2020-12-31 | 365 | 7.9542 | 7
68136 | 9.38 | 0.8 | 2019-12-31 | 2020-12-31 | 365 | 8.7756 | 8
68138 | 5.04 | 0.8 | 2019-12-31 | 2020-12-31 | 365 | 4.7153 | 4
68141 | 6.27 | 0.8 | 2019-12-31 | 2020-12-31 | 365 | 5.866 | 5
68286 | 5.175 | 0.8 | 2019-12-31 | 2020-12-31 | 365 | 4.8416 | 4
68288 | 10.5 | 0.8 | 2019-12-31 | 2020-12-31 | 365 | 9.8235 | 9
68289 | 7.848 | 0.8 | 2019-12-31 | 2020-12-31 | 365 | 7.3423 | 7
68290 | 4.76 | 0.8 | 2019-12-31 | 2020-12-31 | 365 | 4.4533 | 4
68291 | 10.15 | 0.8 | 2019-12-31 | 2020-12-31 | 365 | 9.496 | 9
68336 | 9.38 | 0.8 | 2019-12-31 | 2020-12-31 | 365 | 8.7756 | 8
68380 | 9 | 0.8 | 2019-12-31 | 2020-12-31 | 365 | 8.4201 | 8
68381 | 8.12 | 0.8 | 2019-12-31 | 2020-12-31 | 365 | 7.5968 | 7
68384 | 14.4 | 0.8 | 2019-12-31 | 2020-12-31 | 365 | 13.4722 | 13
68386 | 10.464 | 0.8 | 2019-12-31 | 2020-12-31 | 365 | 9.7898 | 9
68387 | 5.4 | 0.8 | 2019-12-31 | 2020-12-31 | 365 | 5.0521 | 5
68390 | 12 | 0.8 | 2019-12-31 | 2020-12-31 | 365 | 11.2268 | 11
68392 | 4.94 | 0.8 | 2019-12-31 | 2020-12-31 | 365 | 4.6217 | 4
68420 | 24.4 | 0.8 | 2019-12-31 | 2020-12-31 | 365 | 22.8279 | 22
68505 | 6.48 | 0.8 | 2019-12-31 | 2020-12-31 | 365 | 6.0625 | 6
68537 | 8.96 | 1 | 2019-12-31 | 2020-12-31 | 365 | 10.4784 | 10
68064 | 12 | 0.8 | 2019-12-31 | 2020-12-31 | 365 | 11.2268 | 11
45410 | 7.98 | 0.8 | 2019-12-31 | 2020-12-31 | 365 | 7.4658 | 7
68203 | 7.98 | 0.8 | 2019-12-31 | 2020-12-31 | 365 | 7.4658 | 7
49191 | 31.185 | 0.7 | 2019-12-31 | 2020-12-31 | 365 | 25.5287 | 25
68774 | 12.825 | 0.8 | 2019-12-31 | 2020-12-31 | 365 | 11.9987 | 11
68634 | 10.26 | 1 | 2019-12-31 | 2020-12-31 | 365 | 11.9987 | 11
68779 | 9.6 | 0.8 | 2019-12-31 | 2020-12-31 | 365 | 8.9815 | 8
68793 | 5.76 | 0.8 | 2019-12-31 | 2020-12-31 | 365 | 5.3889 | 5
68812 | 8.12 | 1 | 2019-12-31 | 2020-12-31 | 365 | 9.496 | 9
68905 | 9.8 | 1 | 2019-12-31 | 2020-12-31 | 365 | 11.4607 | 11
68908 | 9.38 | 0.8 | 2019-12-31 | 2020-12-31 | 365 | 8.7756 | 8
68919 | 14.28 | 1 | 2019-12-31 | 2020-12-31 | 365 | 16.6999 | 16
68923 | 11.4 | 1 | 2019-12-31 | 2020-12-31 | 365 | 13.3318 | 13
68935 | 6.09 | 0.8 | 2019-12-31 | 2020-12-31 | 365 | 5.6976 | 5
68959 | 5.04 | 0.8 | 2019-12-31 | 2020-12-31 | 365 | 4.7153 | 4
69028 | 5.8 | 1 | 2019-12-31 | 2020-12-31 | 365 | 6.7829 | 6
69032 | 3.6 | 0.8 | 2019-12-31 | 2020-12-31 | 365 | 3.368 | 3
69038 | 3.3 | 0.8 | 2019-12-31 | 2020-12-31 | 365 | 3.0874 | 3
68929 | 10.8 | 0.8 | 2019-12-31 | 2020-12-31 | 365 | 10.1041 | 10
68910 | 12.06 | 0.8 | 2019-12-31 | 2020-12-31 | 365 | 11.283 | 11
69099 | 6.6 | 0.8 | 2019-12-31 | 2020-12-31 | 365 | 6.1747 | 6
69128 | 6.75 | 1 | 2019-12-31 | 2020-12-31 | 365 | 7.8939 | 7
69129 | 11.6 | 1 | 2019-12-31 | 2020-12-31 | 365 | 13.5657 | 13
68771 | 6.27 | 0.8 | 2019-12-31 | 2020-12-31 | 365 | 5.866 | 5
69133 | 8.82 | 0.8 | 2019-12-31 | 2020-12-31 | 365 | 8.2517 | 8
68928 | 5.695 | 0.8 | 2019-12-31 | 2020-12-31 | 365 | 5.3281 | 5
69101 | 21.6 | 0.8 | 2019-12-31 | 2020-12-31 | 365 | 20.2083 | 20
69203 | 5.12 | 0.8 | 2019-12-31 | 2020-12-31 | 365 | 4.7901 | 4
36121 | 3.64 | 0.8 | 2019-12-31 | 2020-12-31 | 365 | 3.4055 | 3
69205 | 11.01 | 0.8 | 2019-12-31 | 2020-12-31 | 365 | 10.3006 | 10
69204 | 5.76 | 0.8 | 2019-12-31 | 2020-12-31 | 365 | 5.3889 | 5
69273 | 10.56 | 0.8 | 2019-12-31 | 2020-12-31 | 365 | 9.8796 | 9
69274 | 5.67 | 0.8 | 2019-12-31 | 2020-12-31 | 365 | 5.3047 | 5
69283 | 7.59 | 0.8 | 2019-12-31 | 2020-12-31 | 365 | 7.101 | 7
69285 | 5.886 | 0.8 | 2019-12-31 | 2020-12-31 | 365 | 5.5068 | 5
69289 | 5.13 | 1 | 2019-12-31 | 2020-12-31 | 365 | 5.9993 | 5
69272 | 8.45 | 0.8 | 2019-12-31 | 2020-12-31 | 365 | 7.9055 | 7
69271 | 7 | 0.8 | 2019-12-31 | 2020-12-31 | 365 | 6.549 | 6
69324 | 12.16 | 0.8 | 2019-12-31 | 2020-12-31 | 365 | 11.3765 | 11
69325 | 5.232 | 0.8 | 2019-12-31 | 2020-12-31 | 365 | 4.8949 | 4
69041 | 8.06 | 0.8 | 2019-12-31 | 2020-12-31 | 365 | 7.5407 | 7
65099 | 32.55 | 0.9 | 2019-12-31 | 2020-12-31 | 365 | 34.2593 | 34
69381 | 6.6 | 0.8 | 2019-12-31 | 2020-12-31 | 365 | 6.1747 | 6
31831 | 248.57 | 0.8 | 2019-12-31 | 2020-12-31 | 365 | 232.5541 | 232
64456 | 29.12 | 0.7 | 2019-12-31 | 2020-12-31 | 365 | 23.8383 | 23
46564 | 14.3 | 1 | 2019-12-31 | 2020-12-31 | 365 | 16.7233 | 16
69043 | 5.7 | 0.8 | 2019-12-31 | 2020-12-31 | 365 | 5.3327 | 5
69484 | 8.12 | 0.8 | 2019-12-31 | 2020-12-31 | 365 | 7.5968 | 7
69485 | 10.8 | 0.8 | 2019-12-31 | 2020-12-31 | 365 | 10.1041 | 10
69487 | 3.99 | 0.8 | 2019-12-31 | 2020-12-31 | 365 | 3.7329 | 3
69489 | 11.285 | 0.8 | 2019-12-31 | 2020-12-31 | 365 | 10.5579 | 10
69493 | 7.25 | 0.8 | 2019-12-31 | 2020-12-31 | 365 | 6.7829 | 6
69497 | 7.68 | 0.8 | 2019-12-31 | 2020-12-31 | 365 | 7.1852 | 7
43480 | 977.73 | 0.9 | 2019-12-31 | 2020-12-31 | 365 | 1029.0745 | 1029
69531 | 8.04 | 0.8 | 2019-12-31 | 2020-12-31 | 365 | 7.522 | 7
34329 | 347.76 | 1 | 2019-12-31 | 2020-12-31 | 365 | 406.6914 | 406
68419 | 3.92 | 1 | 2019-12-31 | 2020-12-31 | 365 | 4.5843 | 4
68633 | 15.39 | 1 | 2019-12-31 | 2020-12-31 | 365 | 17.998 | 17
69530 | 9.69 | 0.8 | 2019-12-31 | 2020-12-31 | 365 | 9.0657 | 9
67768 | 12.8 | 0.8 | 2019-12-31 | 2020-12-31 | 365 | 11.9753 | 11
34047 | 112 | 0.9 | 2019-12-31 | 2020-12-31 | 365 | 117.8816 | 117
69003 | 25.2 | 0.6 | 2019-12-31 | 2020-12-31 | 365 | 17.6822 | 17
69035 | 11.97 | 0.8 | 2019-12-31 | 2020-12-31 | 365 | 11.1987 | 11
69578 | 7.02 | 0.8 | 2019-12-31 | 2020-12-31 | 365 | 6.5677 | 6
69660 | 5.559 | 1 | 2019-12-31 | 2020-12-31 | 365 | 6.501 | 6
69686 | 7.37 | 0.8 | 2019-12-31 | 2020-12-31 | 365 | 6.8951 | 6
69691 | 10.24 | 0.8 | 2019-12-31 | 2020-12-31 | 365 | 9.5802 | 9
69694 | 5.12 | 0.8 | 2019-12-31 | 2020-12-31 | 365 | 4.7901 | 4
69697 | 8.625 | 0.8 | 2019-12-31 | 2020-12-31 | 365 | 8.0693 | 8
69698 | 13.5 | 0.8 | 2019-12-31 | 2020-12-31 | 365 | 12.6302 | 12
69699 | 9.72 | 0.8 | 2019-12-31 | 2020-12-31 | 365 | 9.0937 | 9
69728 | 9.6 | 0.8 | 2019-12-31 | 2020-12-31 | 365 | 8.9815 | 8
69730 | 5.8 | 1 | 2019-12-31 | 2020-12-31 | 365 | 6.7829 | 6
69732 | 11.96 | 0.8 | 2019-12-31 | 2020-12-31 | 365 | 11.1894 | 11
69734 | 14.535 | 0.8 | 2019-12-31 | 2020-12-31 | 365 | 13.5985 | 13
69735 | 5.04 | 0.8 | 2019-12-31 | 2020-12-31 | 365 | 4.7153 | 4
69736 | 36.6 | 0.9 | 2019-12-31 | 2020-12-31 | 365 | 38.522 | 38
69741 | 12.16 | 0.8 | 2019-12-31 | 2020-12-31 | 365 | 11.3765 | 11
69785 | 9.28 | 0.8 | 2019-12-31 | 2020-12-31 | 365 | 8.6821 | 8
69787 | 6.213 | 0.8 | 2019-12-31 | 2020-12-31 | 365 | 5.8127 | 5
69788 | 16.96 | 0.8 | 2019-12-31 | 2020-12-31 | 365 | 15.8672 | 15
69826 | 9.975 | 0.8 | 2019-12-31 | 2020-12-31 | 365 | 9.3323 | 9
65861 | 6.84 | 1 | 2019-12-31 | 2020-12-31 | 365 | 7.9991 | 7
50556 | 7.8 | 1 | 2019-12-31 | 2020-12-31 | 365 | 9.1218 | 9
65407 | 10.15 | 1 | 2019-12-31 | 2020-12-31 | 365 | 11.87 | 11
69846 | 11.2 | 0.8 | 2019-12-31 | 2020-12-31 | 365 | 10.4784 | 10
69851 | 10.92 | 0.8 | 2019-12-31 | 2020-12-31 | 365 | 10.2164 | 10
69100 | 9.45 | 0.8 | 2019-12-31 | 2020-12-31 | 365 | 8.8411 | 8
69529 | 10.137 | 1 | 2019-12-31 | 2020-12-31 | 365 | 11.8548 | 11
69849 | 2.56 | 0.8 | 2019-12-31 | 2020-12-31 | 365 | 2.3951 | 2
69865 | 10.15 | 0.8 | 2019-12-31 | 2020-12-31 | 365 | 9.496 | 9
69866 | 8.28 | 0.8 | 2019-12-31 | 2020-12-31 | 365 | 7.7465 | 7
69867 | 11.055 | 0.8 | 2019-12-31 | 2020-12-31 | 365 | 10.3427 | 10
69869 | 4.64 | 0.8 | 2019-12-31 | 2020-12-31 | 365 | 4.341 | 4
69872 | 6.71 | 0.8 | 2019-12-31 | 2020-12-31 | 365 | 6.2777 | 6
63346 | 138.6 | 0.9 | 2019-12-31 | 2020-12-31 | 365 | 145.8784 | 145
69871 | 9.315 | 0.8 | 2019-12-31 | 2020-12-31 | 365 | 8.7148 | 8
63515 | 234.5 | 0.7 | 2019-12-31 | 2020-12-31 | 365 | 191.9669 | 191
43620 | 18.425 | 0.8 | 2019-12-31 | 2020-12-31 | 365 | 17.2378 | 17
69902 | 10.24 | 0.8 | 2019-12-31 | 2020-12-31 | 365 | 9.5802 | 9
69914 | 9.6 | 0.8 | 2019-12-31 | 2020-12-31 | 365 | 8.9815 | 8
69916 | 6.875 | 1 | 2019-12-31 | 2020-12-31 | 365 | 8.04 | 8
69917 | 4.2 | 0.8 | 2019-12-31 | 2020-12-31 | 365 | 3.9294 | 3
69919 | 3.92 | 0.8 | 2019-12-31 | 2020-12-31 | 365 | 3.6674 | 3
69920 | 7.035 | 0.8 | 2019-12-31 | 2020-12-31 | 365 | 6.5817 | 6
69915 | 7.84 | 0.8 | 2019-12-31 | 2020-12-31 | 365 | 7.3349 | 7
69935 | 8.64 | 0.8 | 2019-12-31 | 2020-12-31 | 365 | 8.0833 | 8
69939 | 8.55 | 0.8 | 2019-12-31 | 2020-12-31 | 365 | 7.9991 | 7
69942 | 5.7 | 0.8 | 2019-12-31 | 2020-12-31 | 365 | 5.3327 | 5
69944 | 11.4 | 0.8 | 2019-12-31 | 2020-12-31 | 365 | 10.6655 | 10
69938 | 9.88 | 1 | 2019-12-31 | 2020-12-31 | 365 | 11.5543 | 11
68292 | 14.3 | 0.8 | 2019-12-31 | 2020-12-31 | 365 | 13.3786 | 13
70067 | 24.82 | 0.8 | 2019-12-31 | 2020-12-31 | 365 | 23.2208 | 23
70008 | 5.12 | 0.8 | 2019-12-31 | 2020-12-31 | 365 | 4.7901 | 4
70009 | 5.46 | 0.8 | 2019-12-31 | 2020-12-31 | 365 | 5.1082 | 5
70010 | 8.502 | 0.8 | 2019-12-31 | 2020-12-31 | 365 | 7.9542 | 7
70013 | 4.905 | 0.8 | 2019-12-31 | 2020-12-31 | 365 | 4.589 | 4
70014 | 10.464 | 0.8 | 2019-12-31 | 2020-12-31 | 365 | 9.7898 | 9
69943 | 13.395 | 0.8 | 2019-12-31 | 2020-12-31 | 365 | 12.5319 | 12
70007 | 10.24 | 0.8 | 2019-12-31 | 2020-12-31 | 365 | 9.5802 | 9
70044 | 3.135 | 0.8 | 2019-12-31 | 2020-12-31 | 365 | 2.933 | 2
70045 | 8.96 | 0.8 | 2019-12-31 | 2020-12-31 | 365 | 8.3827 | 8
70150 | 9.69 | 0.8 | 2019-12-31 | 2020-12-31 | 365 | 9.0657 | 9
70262 | 8.8 | 0.8 | 2019-12-31 | 2020-12-31 | 365 | 8.233 | 8
70263 | 7.848 | 0.8 | 2019-12-31 | 2020-12-31 | 365 | 7.3423 | 7
70555 | 10.08 | 0.8 | 2019-12-31 | 2020-12-31 | 365 | 9.4305 | 9
69913 | 7.95 | 0.8 | 2019-12-31 | 2020-12-31 | 365 | 7.4378 | 7
70351 | 13.34 | 1 | 2019-12-31 | 2020-12-31 | 365 | 15.6006 | 15
70353 | 6.9 | 0.8 | 2019-12-31 | 2020-12-31 | 365 | 6.4554 | 6
70354 | 3.99 | 0.8 | 2019-12-31 | 2020-12-31 | 365 | 3.7329 | 3
70355 | 3.15 | 0.8 | 2019-12-31 | 2020-12-31 | 365 | 2.947 | 2
70356 | 6.38 | 0.8 | 2019-12-31 | 2020-12-31 | 365 | 5.9689 | 5
70416 | 8.4 | 0.8 | 2019-12-31 | 2020-12-31 | 365 | 7.8588 | 7
70420 | 12.6 | 0.8 | 2019-12-31 | 2020-12-31 | 365 | 11.7882 | 11
70428 | 23.32 | 1 | 2019-12-31 | 2020-12-31 | 365 | 27.2718 | 27
69103 | 11.39 | 0.8 | 2019-12-31 | 2020-12-31 | 365 | 10.6561 | 10
70527 | 7.5 | 0.8 | 2019-12-31 | 2020-12-31 | 365 | 7.0168 | 7
70528 | 23.625 | 0.8 | 2019-12-31 | 2020-12-31 | 365 | 22.1028 | 22
70529 | 4.56 | 0.8 | 2019-12-31 | 2020-12-31 | 365 | 4.2662 | 4
70530 | 11.04 | 0.8 | 2019-12-31 | 2020-12-31 | 365 | 10.3287 | 10
70531 | 18.72 | 0.8 | 2019-12-31 | 2020-12-31 | 365 | 17.5138 | 17
70533 | 3.135 | 0.8 | 2019-12-31 | 2020-12-31 | 365 | 2.933 | 2
70537 | 7.28 | 0.8 | 2019-12-31 | 2020-12-31 | 365 | 6.8109 | 6
70546 | 10.36 | 0.8 | 2019-12-31 | 2020-12-31 | 365 | 9.6925 | 9
70558 | 19.76 | 0.8 | 2019-12-31 | 2020-12-31 | 365 | 18.4868 | 18
70564 | 13.02 | 0.8 | 2019-12-31 | 2020-12-31 | 365 | 12.1811 | 12
70532 | 12 | 0.8 | 2019-12-31 | 2020-12-31 | 365 | 11.2268 | 11
70653 | 6.44 | 1 | 2019-12-31 | 2020-12-31 | 365 | 7.5313 | 7
68907 | 13.08 | 0.8 | 2019-12-31 | 2020-12-31 | 365 | 12.2372 | 12
69040 | 9.81 | 0.8 | 2019-12-31 | 2020-12-31 | 365 | 9.1779 | 9
70687 | 13.34 | 1 | 2019-12-31 | 2020-12-31 | 365 | 15.6006 | 15
70711 | 10.2 | 0.8 | 2019-12-31 | 2020-12-31 | 365 | 9.5428 | 9
70659 | 5.83 | 1 | 2019-12-31 | 2020-12-31 | 365 | 6.818 | 6
70710 | 7.28 | 0.8 | 2019-12-31 | 2020-12-31 | 365 | 6.8109 | 6
63344 | 32.4 | 0.9 | 2019-12-31 | 2020-12-31 | 365 | 34.1015 | 34
70576 | 9.12 | 0.8 | 2019-12-31 | 2020-12-31 | 365 | 8.5324 | 8
70582 | 10.26 | 0.8 | 2019-12-31 | 2020-12-31 | 365 | 9.5989 | 9
70148 | 4.56 | 0.8 | 2019-12-31 | 2020-12-31 | 365 | 4.2662 | 4
70652 | 7.848 | 0.8 | 2019-12-31 | 2020-12-31 | 365 | 7.3423 | 7
70654 | 8.84 | 0.8 | 2019-12-31 | 2020-12-31 | 365 | 8.2704 | 8
70655 | 13.395 | 0.8 | 2019-12-31 | 2020-12-31 | 365 | 12.5319 | 12
70682 | 7.245 | 0.8 | 2019-12-31 | 2020-12-31 | 365 | 6.7782 | 6
70683 | 9.12 | 0.8 | 2019-12-31 | 2020-12-31 | 365 | 8.5324 | 8
69386 | 3.24 | 0.8 | 2019-12-31 | 2020-12-31 | 365 | 3.0312 | 3
70688 | 7.935 | 0.8 | 2019-12-31 | 2020-12-31 | 365 | 7.4237 | 7
70712 | 7.83 | 1 | 2019-12-31 | 2020-12-31 | 365 | 9.1569 | 9
70690 | 8.64 | 1 | 2019-12-31 | 2020-12-31 | 365 | 10.1041 | 10
70965 | 7.84 | 0.8 | 2019-12-31 | 2020-12-31 | 365 | 7.3349 | 7
70970 | 8.925 | 1 | 2019-12-31 | 2020-12-31 | 365 | 10.4374 | 10
70975 | 8.04 | 0.8 | 2019-12-31 | 2020-12-31 | 365 | 7.522 | 7
70977 | 7.59 | 0.8 | 2019-12-31 | 2020-12-31 | 365 | 7.101 | 7
70978 | 4.48 | 0.8 | 2019-12-31 | 2020-12-31 | 365 | 4.1913 | 4
70981 | 9.9 | 0.8 | 2019-12-31 | 2020-12-31 | 365 | 9.2621 | 9
70986 | 20.88 | 0.8 | 2019-12-31 | 2020-12-31 | 365 | 19.5347 | 19
70976 | 5.4 | 0.8 | 2019-12-31 | 2020-12-31 | 365 | 5.0521 | 5
70993 | 15.696 | 0.8 | 2019-12-31 | 2020-12-31 | 365 | 14.6847 | 14
70997 | 10.5 | 0.8 | 2019-12-31 | 2020-12-31 | 365 | 9.8235 | 9
70998 | 8.4 | 0.8 | 2019-12-31 | 2020-12-31 | 365 | 7.8588 | 7
43633 | 12.4 | 0.8 | 2019-12-31 | 2020-12-31 | 365 | 11.601 | 11
70999 | 4.55 | 0.8 | 2019-12-31 | 2020-12-31 | 365 | 4.2568 | 4
71000 | 8.04 | 0.8 | 2019-12-31 | 2020-12-31 | 365 | 7.522 | 7
71003 | 5.4 | 0.8 | 2019-12-31 | 2020-12-31 | 365 | 5.0521 | 5
70539 | 9.52 | 0.8 | 2019-12-31 | 2020-12-31 | 365 | 8.9066 | 8
70550 | 4.48 | 0.8 | 2019-12-31 | 2020-12-31 | 365 | 4.1913 | 4
63339 | 94.52 | 0.9 | 2019-12-31 | 2020-12-31 | 365 | 99.4836 | 99
70994 | 2.88 | 0.8 | 2019-12-31 | 2020-12-31 | 365 | 2.6944 | 2
71002 | 9.315 | 0.8 | 2019-12-31 | 2020-12-31 | 365 | 8.7148 | 8
63347 | 300.22 | 0.7 | 2019-12-31 | 2020-12-31 | 365 | 245.7667 | 245
50182 | 12.72 | 0.8 | 2019-12-31 | 2020-12-31 | 365 | 11.9004 | 11
70979 | 9.6 | 0.8 | 2019-12-31 | 2020-12-31 | 365 | 8.9815 | 8
70995 | 9 | 0.8 | 2019-12-31 | 2020-12-31 | 365 | 8.4201 | 8
70996 | 8.4 | 0.8 | 2019-12-31 | 2020-12-31 | 365 | 7.8588 | 7
70658 | 9.6 | 1 | 2019-12-31 | 2020-12-31 | 365 | 11.2268 | 11
71065 | 12.32 | 0.8 | 2019-12-31 | 2020-12-31 | 365 | 11.5262 | 11
71070 | 10.8 | 0.8 | 2019-12-31 | 2020-12-31 | 365 | 10.1041 | 10
64702 | 229.554 | 0.9 | 2019-12-31 | 2020-12-31 | 365 | 241.6088 | 241
64703 | 130.56 | 0.9 | 2019-12-31 | 2020-12-31 | 365 | 137.4162 | 137
34659 | 125.28 | 1 | 2019-12-31 | 2020-12-31 | 365 | 146.5099 | 146
71129 | 6.05 | 0.8 | 2019-12-31 | 2020-12-31 | 365 | 5.6602 | 5
71130 | 5.32 | 0.8 | 2019-12-31 | 2020-12-31 | 365 | 4.9772 | 4
71137 | 8.4 | 0.8 | 2019-12-31 | 2020-12-31 | 365 | 7.8588 | 7
65096 | 49.8 | 0.7 | 2019-12-31 | 2020-12-31 | 365 | 40.7674 | 40
71205 | 11.385 | 0.8 | 2019-12-31 | 2020-12-31 | 365 | 10.6514 | 10
64469 | 68 | 0.7 | 2019-12-31 | 2020-12-31 | 365 | 55.6663 | 55
71217 | 7.5 | 0.8 | 2019-12-31 | 2020-12-31 | 365 | 7.0168 | 7
71220 | 12.76 | 1 | 2019-12-31 | 2020-12-31 | 365 | 14.9223 | 14
71242 | 7.848 | 0.8 | 2019-12-31 | 2020-12-31 | 365 | 7.3423 | 7
71243 | 9.6 | 0.8 | 2019-12-31 | 2020-12-31 | 365 | 8.9815 | 8
71247 | 8.54 | 0.8 | 2019-12-31 | 2020-12-31 | 365 | 7.9898 | 7
71304 | 8.64 | 0.8 | 2019-12-31 | 2020-12-31 | 365 | 8.0833 | 8
71390 | 5.13 | 0.8 | 2019-12-31 | 2020-12-31 | 365 | 4.7995 | 4
71393 | 24.852 | 0.8 | 2019-12-31 | 2020-12-31 | 365 | 23.2507 | 23
71395 | 3.92 | 0.8 | 2019-12-31 | 2020-12-31 | 365 | 3.6674 | 3
71396 | 4.905 | 1 | 2019-12-31 | 2020-12-31 | 365 | 5.7362 | 5
71397 | 8.04 | 0.8 | 2019-12-31 | 2020-12-31 | 365 | 7.522 | 7
71245 | 7.98 | 0.8 | 2019-12-31 | 2020-12-31 | 365 | 7.4658 | 7
71426 | 8.625 | 0.8 | 2019-12-31 | 2020-12-31 | 365 | 8.0693 | 8
64808 | 37.8 | 0.7 | 2019-12-31 | 2020-12-31 | 365 | 30.9439 | 30
63326 | 649.77 | 0.9 | 2019-12-31 | 2020-12-31 | 365 | 683.892 | 683
71425 | 10.05 | 1 | 2019-12-31 | 2020-12-31 | 365 | 11.7531 | 11
71533 | 3.99 | 1 | 2019-12-31 | 2020-12-31 | 365 | 4.6661 | 4
71535 | 11.925 | 0.8 | 2019-12-31 | 2020-12-31 | 365 | 11.1566 | 11
71542 | 11.16 | 0.8 | 2019-12-31 | 2020-12-31 | 365 | 10.4409 | 10
71545 | 7.56 | 1 | 2019-12-31 | 2020-12-31 | 365 | 8.8411 | 8
46764 | 14.82 | 0.8 | 2019-12-31 | 2020-12-31 | 365 | 13.8651 | 13
64890 | 711.04 | 0.7 | 2019-12-31 | 2020-12-31 | 365 | 582.073 | 582
71667 | 9.9 | 0.8 | 2019-12-31 | 2020-12-31 | 365 | 9.2621 | 9
71668 | 13.11 | 0.8 | 2019-12-31 | 2020-12-31 | 365 | 12.2653 | 12
71669 | 13.4 | 0.8 | 2019-12-31 | 2020-12-31 | 365 | 12.5366 | 12
69039 | 9.45 | 0.8 | 2019-12-31 | 2020-12-31 | 365 | 8.8411 | 8
71719 | 10.36 | 0.8 | 2019-12-31 | 2020-12-31 | 365 | 9.6925 | 9
71726 | 6.4 | 0.8 | 2019-12-31 | 2020-12-31 | 365 | 5.9876 | 5
71305 | 4.32 | 0.8 | 2019-12-31 | 2020-12-31 | 365 | 4.0417 | 4
64961 | 13.34 | 0.8 | 2019-12-31 | 2020-12-31 | 365 | 12.4805 | 12
35114 | 4229.1 | 1 | 2019-12-31 | 2020-12-31 | 365 | 4945.7633 | 4945
71772 | 13.455 | 0.8 | 2019-12-31 | 2020-12-31 | 365 | 12.5881 | 12
71773 | 8.04 | 0.8 | 2019-12-31 | 2020-12-31 | 365 | 7.522 | 7
71802 | 10.24 | 0.8 | 2019-12-31 | 2020-12-31 | 365 | 9.5802 | 9
71863 | 10.44 | 0.8 | 2019-12-31 | 2020-12-31 | 365 | 9.7673 | 9
71864 | 6.93 | 0.8 | 2019-12-31 | 2020-12-31 | 365 | 6.4835 | 6
71865 | 7.5 | 0.8 | 2019-12-31 | 2020-12-31 | 365 | 7.0168 | 7
71940 | 24.79 | 0.8 | 2019-12-31 | 2020-12-31 | 365 | 23.1927 | 23
71943 | 9.15 | 0.8 | 2019-12-31 | 2020-12-31 | 365 | 8.5604 | 8
71945 | 9.8 | 0.8 | 2019-12-31 | 2020-12-31 | 365 | 9.1686 | 9
71955 | 9.12 | 0.8 | 2019-12-31 | 2020-12-31 | 365 | 8.5324 | 8
71966 | 19.32 | 0.8 | 2019-12-31 | 2020-12-31 | 365 | 18.0752 | 18
71797 | 10.05 | 0.8 | 2019-12-31 | 2020-12-31 | 365 | 9.4025 | 9
71795 | 9.9 | 0.8 | 2019-12-31 | 2020-12-31 | 365 | 9.2621 | 9
71798 | 8.625 | 0.8 | 2019-12-31 | 2020-12-31 | 365 | 8.0693 | 8
71959 | 8.4 | 0.8 | 2019-12-31 | 2020-12-31 | 365 | 7.8588 | 7
72040 | 4.8 | 0.8 | 2019-12-31 | 2020-12-31 | 365 | 4.4907 | 4
72041 | 8.32 | 0.8 | 2019-12-31 | 2020-12-31 | 365 | 7.7839 | 7
72042 | 11.7 | 0.8 | 2019-12-31 | 2020-12-31 | 365 | 10.9461 | 10
72043 | 10.8 | 0.8 | 2019-12-31 | 2020-12-31 | 365 | 10.1041 | 10
72045 | 5.04 | 0.8 | 2019-12-31 | 2020-12-31 | 365 | 4.7153 | 4
72381 | 7.54 | 1 | 2019-12-31 | 2020-12-31 | 365 | 8.8177 | 8
72387 | 8.12 | 0.8 | 2019-12-31 | 2020-12-31 | 365 | 7.5968 | 7
72388 | 5.04 | 0.8 | 2019-12-31 | 2020-12-31 | 365 | 4.7153 | 4
72044 | 8.375 | 0.8 | 2019-12-31 | 2020-12-31 | 365 | 7.8354 | 7
72330 | 9.62 | 0.8 | 2019-12-31 | 2020-12-31 | 365 | 9.0002 | 9
72050 | 12.6 | 0.8 | 2019-12-31 | 2020-12-31 | 365 | 11.7882 | 11
72216 | 10.4 | 1 | 2019-12-31 | 2020-12-31 | 365 | 12.1624 | 12
72217 | 5.025 | 0.8 | 2019-12-31 | 2020-12-31 | 365 | 4.7012 | 4
72218 | 10.385 | 0.8 | 2019-12-31 | 2020-12-31 | 365 | 9.7159 | 9
72219 | 6.27 | 0.8 | 2019-12-31 | 2020-12-31 | 365 | 5.866 | 5
72049 | 10.05 | 0.8 | 2019-12-31 | 2020-12-31 | 365 | 9.4025 | 9
72380 | 13.5 | 0.8 | 2019-12-31 | 2020-12-31 | 365 | 12.6302 | 12
71303 | 2.61 | 0.8 | 2019-12-31 | 2020-12-31 | 365 | 2.4418 | 2
72092 | 7.875 | 0.8 | 2019-12-31 | 2020-12-31 | 365 | 7.3676 | 7
72391 | 6.72 | 0.8 | 2019-12-31 | 2020-12-31 | 365 | 6.287 | 6
72394 | 3.92 | 0.8 | 2019-12-31 | 2020-12-31 | 365 | 3.6674 | 3
72396 | 4.2 | 0.8 | 2019-12-31 | 2020-12-31 | 365 | 3.9294 | 3
72399 | 6.16 | 0.8 | 2019-12-31 | 2020-12-31 | 365 | 5.7631 | 5
72420 | 4.76 | 0.8 | 2019-12-31 | 2020-12-31 | 365 | 4.4533 | 4
72329 | 13.495 | 0.8 | 2019-12-31 | 2020-12-31 | 365 | 12.6255 | 12
72723 | 11.445 | 0.8 | 2019-12-31 | 2020-12-31 | 365 | 10.7076 | 10
36248 | 649.9 | 0.7 | 2019-12-31 | 2020-12-31 | 365 | 532.0224 | 532
43640 | 4.2 | 0.8 | 2019-12-31 | 2020-12-31 | 365 | 3.9294 | 3
72660 | 10.08 | 0.8 | 2019-12-31 | 2020-12-31 | 365 | 9.4305 | 9
72661 | 8.82 | 1 | 2019-12-31 | 2020-12-31 | 365 | 10.3146 | 10
72662 | 10.8 | 0.8 | 2019-12-31 | 2020-12-31 | 365 | 10.1041 | 10
72663 | 8.64 | 0.8 | 2019-12-31 | 2020-12-31 | 365 | 8.0833 | 8
72664 | 4.2 | 0.8 | 2019-12-31 | 2020-12-31 | 365 | 3.9294 | 3
72665 | 7.59 | 0.8 | 2019-12-31 | 2020-12-31 | 365 | 7.101 | 7
72724 | 7.194 | 0.8 | 2019-12-31 | 2020-12-31 | 365 | 6.7305 | 6
72735 | 7.68 | 0.8 | 2019-12-31 | 2020-12-31 | 365 | 7.1852 | 7
72760 | 6.03 | 0.8 | 2019-12-31 | 2020-12-31 | 365 | 5.6415 | 5
72762 | 4.5 | 0.8 | 2019-12-31 | 2020-12-31 | 365 | 4.2101 | 4
72764 | 2.85 | 0.8 | 2019-12-31 | 2020-12-31 | 365 | 2.6664 | 2
72822 | 7.68 | 0.8 | 2019-12-31 | 2020-12-31 | 365 | 7.1852 | 7
72048 | 12.395 | 0.8 | 2019-12-31 | 2020-12-31 | 365 | 11.5964 | 11
72824 | 10.08 | 0.8 | 2019-12-31 | 2020-12-31 | 365 | 9.4305 | 9
72828 | 6.7 | 0.8 | 2019-12-31 | 2020-12-31 | 365 | 6.2683 | 6
72848 | 11.1 | 0.8 | 2019-12-31 | 2020-12-31 | 365 | 10.3848 | 10
72849 | 6.71 | 0.8 | 2019-12-31 | 2020-12-31 | 365 | 6.2777 | 6
72845 | 9.24 | 0.8 | 2019-12-31 | 2020-12-31 | 365 | 8.6446 | 8
68320 | 4.2 | 0.8 | 2019-12-31 | 2020-12-31 | 365 | 3.9294 | 3
72874 | 9.45 | 0.8 | 2019-12-31 | 2020-12-31 | 365 | 8.8411 | 8
72882 | 5.4 | 0.8 | 2019-12-31 | 2020-12-31 | 365 | 5.0521 | 5
72886 | 12.395 | 0.8 | 2019-12-31 | 2020-12-31 | 365 | 11.5964 | 11
72889 | 6.72 | 0.8 | 2019-12-31 | 2020-12-31 | 365 | 6.287 | 6
72324 | 24.57 | 0.8 | 2019-12-31 | 2020-12-31 | 365 | 22.9869 | 22
72918 | 8.96 | 0.8 | 2019-12-31 | 2020-12-31 | 365 | 8.3827 | 8
72919 | 2.86 | 0.8 | 2019-12-31 | 2020-12-31 | 365 | 2.6757 | 2
72869 | 2.56 | 0.8 | 2019-12-31 | 2020-12-31 | 365 | 2.3951 | 2
72752 | 13.5 | 0.8 | 2019-12-31 | 2020-12-31 | 365 | 12.6302 | 12
43804 | 4.725 | 0.8 | 2019-12-31 | 2020-12-31 | 365 | 4.4206 | 4
73048 | 15.87 | 0.8 | 2019-12-31 | 2020-12-31 | 365 | 14.8475 | 14
73079 | 7.2 | 0.8 | 2019-12-31 | 2020-12-31 | 365 | 6.7361 | 6
73081 | 7.695 | 0.8 | 2019-12-31 | 2020-12-31 | 365 | 7.1992 | 7
73083 | 4.5 | 0.8 | 2019-12-31 | 2020-12-31 | 365 | 4.2101 | 4
64445 | 44.2 | 0.8 | 2019-12-31 | 2020-12-31 | 365 | 41.3521 | 41
73137 | 11.2 | 0.8 | 2019-12-31 | 2020-12-31 | 365 | 10.4784 | 10
72829 | 12.73 | 0.8 | 2019-12-31 | 2020-12-31 | 365 | 11.9098 | 11
73234 | 7 | 0.8 | 2019-12-31 | 2020-12-31 | 365 | 6.549 | 6
73237 | 4.2 | 0.8 | 2019-12-31 | 2020-12-31 | 365 | 3.9294 | 3
73284 | 12 | 0.8 | 2019-12-31 | 2020-12-31 | 365 | 11.2268 | 11
73330 | 13.8 | 1 | 2019-12-31 | 2020-12-31 | 365 | 16.1385 | 16
73331 | 10.72 | 0.8 | 2019-12-31 | 2020-12-31 | 365 | 10.0293 | 10
73334 | 6.1 | 0.8 | 2019-12-31 | 2020-12-31 | 365 | 5.707 | 5
73352 | 6.27 | 0.8 | 2019-12-31 | 2020-12-31 | 365 | 5.866 | 5
73353 | 9.715 | 0.8 | 2019-12-31 | 2020-12-31 | 365 | 9.089 | 9
73355 | 10.8 | 0.8 | 2019-12-31 | 2020-12-31 | 365 | 10.1041 | 10
73356 | 12.73 | 0.8 | 2019-12-31 | 2020-12-31 | 365 | 11.9098 | 11
73383 | 8.265 | 0.8 | 2019-12-31 | 2020-12-31 | 365 | 7.7325 | 7
73385 | 9.52 | 0.8 | 2019-12-31 | 2020-12-31 | 365 | 8.9066 | 8
73388 | 9.765 | 0.8 | 2019-12-31 | 2020-12-31 | 365 | 9.1358 | 9
73420 | 9.045 | 0.8 | 2019-12-31 | 2020-12-31 | 365 | 8.4622 | 8
73428 | 3.08 | 0.8 | 2019-12-31 | 2020-12-31 | 365 | 2.8815 | 2
73433 | 9.52 | 0.8 | 2019-12-31 | 2020-12-31 | 365 | 8.9066 | 8
73438 | 14.84 | 0.8 | 2019-12-31 | 2020-12-31 | 365 | 13.8838 | 13
72885 | 8.12 | 0.8 | 2019-12-31 | 2020-12-31 | 365 | 7.5968 | 7
73056 | 4.14 | 0.8 | 2019-12-31 | 2020-12-31 | 365 | 3.8733 | 3
49940 | 6.3 | 0.8 | 2019-12-31 | 2020-12-31 | 365 | 5.8941 | 5
73116 | 9.24 | 0.8 | 2019-12-31 | 2020-12-31 | 365 | 8.6446 | 8
73333 | 6 | 0.8 | 2019-12-31 | 2020-12-31 | 365 | 5.6134 | 5
73436 | 10.92 | 0.8 | 2019-12-31 | 2020-12-31 | 365 | 10.2164 | 10
63058 | 345.05 | 0.7 | 2019-12-31 | 2020-12-31 | 365 | 282.4655 | 282
73515 | 8.4 | 0.8 | 2019-12-31 | 2020-12-31 | 365 | 7.8588 | 7
73531 | 12.3 | 0.8 | 2019-12-31 | 2020-12-31 | 365 | 11.5075 | 11
73623 | 11.59 | 0.8 | 2019-12-31 | 2020-12-31 | 365 | 10.8432 | 10
73624 | 5.88 | 0.8 | 2019-12-31 | 2020-12-31 | 365 | 5.5011 | 5
73626 | 10.26 | 0.8 | 2019-12-31 | 2020-12-31 | 365 | 9.5989 | 9
73627 | 8.835 | 0.8 | 2019-12-31 | 2020-12-31 | 365 | 8.2657 | 8
73628 | 7.83 | 1 | 2019-12-31 | 2020-12-31 | 365 | 9.1569 | 9
73532 | 5.415 | 0.8 | 2019-12-31 | 2020-12-31 | 365 | 5.0661 | 5
50990 | 9.9 | 0.8 | 2019-12-31 | 2020-12-31 | 365 | 9.2621 | 9
73683 | 13.4 | 0.8 | 2019-12-31 | 2020-12-31 | 365 | 12.5366 | 12
73687 | 9.9 | 0.8 | 2019-12-31 | 2020-12-31 | 365 | 9.2621 | 9
73838 | 9.3 | 0.8 | 2019-12-31 | 2020-12-31 | 365 | 8.7008 | 8
73025 | 5.13 | 0.8 | 2019-12-31 | 2020-12-31 | 365 | 4.7995 | 4
72846 | 7.68 | 0.8 | 2019-12-31 | 2020-12-31 | 365 | 7.1852 | 7
73924 | 6.03 | 0.8 | 2019-12-31 | 2020-12-31 | 365 | 5.6415 | 5
43975 | 12.76 | 0.8 | 2019-12-31 | 2020-12-31 | 365 | 11.9378 | 11
73078 | 10.4 | 1 | 2019-12-31 | 2020-12-31 | 365 | 12.1624 | 12
73431 | 6.16 | 0.8 | 2019-12-31 | 2020-12-31 | 365 | 5.7631 | 5
73625 | 9.975 | 0.8 | 2019-12-31 | 2020-12-31 | 365 | 9.3323 | 9
73629 | 9.69 | 0.8 | 2019-12-31 | 2020-12-31 | 365 | 9.0657 | 9
73630 | 7.125 | 0.8 | 2019-12-31 | 2020-12-31 | 365 | 6.6659 | 6
73952 | 5.13 | 1 | 2019-12-31 | 2020-12-31 | 365 | 5.9993 | 5
73958 | 8.04 | 0.8 | 2019-12-31 | 2020-12-31 | 365 | 7.522 | 7
73968 | 8.28 | 0.8 | 2019-12-31 | 2020-12-31 | 365 | 7.7465 | 7
73978 | 6 | 0.8 | 2019-12-31 | 2020-12-31 | 365 | 5.6134 | 5
73980 | 6.16 | 0.8 | 2019-12-31 | 2020-12-31 | 365 | 5.7631 | 5
73961 | 9.28 | 1 | 2019-12-31 | 2020-12-31 | 365 | 10.8526 | 10
73962 | 10.83 | 0.8 | 2019-12-31 | 2020-12-31 | 365 | 10.1322 | 10
73965 | 13.395 | 1 | 2019-12-31 | 2020-12-31 | 365 | 15.6649 | 15
73947 | 12.76 | 1 | 2019-12-31 | 2020-12-31 | 365 | 14.9223 | 14
73516 | 4.8 | 0.8 | 2019-12-31 | 2020-12-31 | 365 | 4.4907 | 4
72771 | 8.97 | 0.8 | 2019-12-31 | 2020-12-31 | 365 | 8.392 | 8
72769 | 6.67 | 0.8 | 2019-12-31 | 2020-12-31 | 365 | 6.2402 | 6
72047 | 10.72 | 0.8 | 2019-12-31 | 2020-12-31 | 365 | 10.0293 | 10
72046 | 9.483 | 0.8 | 2019-12-31 | 2020-12-31 | 365 | 8.872 | 8
73949 | 9.975 | 1 | 2019-12-31 | 2020-12-31 | 365 | 11.6654 | 11
73282 | 6.7 | 0.8 | 2019-12-31 | 2020-12-31 | 365 | 6.2683 | 6
73943 | 6.24 | 1 | 2019-12-31 | 2020-12-31 | 365 | 7.2974 | 7
73921 | 10.4 | 0.8 | 2019-12-31 | 2020-12-31 | 365 | 9.7299 | 9
74064 | 5.4 | 0.8 | 2019-12-31 | 2020-12-31 | 365 | 5.0521 | 5
74065 | 7.035 | 0.8 | 2019-12-31 | 2020-12-31 | 365 | 6.5817 | 6
74066 | 6.615 | 0.8 | 2019-12-31 | 2020-12-31 | 365 | 6.1888 | 6
74067 | 9.57 | 0.8 | 2019-12-31 | 2020-12-31 | 365 | 8.9534 | 8
74070 | 9.92 | 0.8 | 2019-12-31 | 2020-12-31 | 365 | 9.2808 | 9
74071 | 13.16 | 0.8 | 2019-12-31 | 2020-12-31 | 365 | 12.3121 | 12
73939 | 9 | 0.8 | 2019-12-31 | 2020-12-31 | 365 | 8.4201 | 8
73945 | 4.8 | 1 | 2019-12-31 | 2020-12-31 | 365 | 5.6134 | 5
73960 | 9.86 | 0.8 | 2019-12-31 | 2020-12-31 | 365 | 9.2247 | 9
73837 | 9.99 | 1 | 2019-12-31 | 2020-12-31 | 365 | 11.6829 | 11
74273 | 4.48 | 0.8 | 2019-12-31 | 2020-12-31 | 365 | 4.1913 | 4
74168 | 9.44 | 0.8 | 2019-12-31 | 2020-12-31 | 365 | 8.8318 | 8
74069 | 8.96 | 0.8 | 2019-12-31 | 2020-12-31 | 365 | 8.3827 | 8
74270 | 6.72 | 0.8 | 2019-12-31 | 2020-12-31 | 365 | 6.287 | 6
74271 | 6.44 | 0.8 | 2019-12-31 | 2020-12-31 | 365 | 6.0251 | 6
74272 | 10.03 | 0.8 | 2019-12-31 | 2020-12-31 | 365 | 9.3837 | 9
74334 | 5.76 | 0.8 | 2019-12-31 | 2020-12-31 | 365 | 5.3889 | 5
74335 | 12.8 | 0.8 | 2019-12-31 | 2020-12-31 | 365 | 11.9753 | 11
74336 | 9.12 | 0.8 | 2019-12-31 | 2020-12-31 | 365 | 8.5324 | 8
74167 | 16.2 | 0.8 | 2019-12-31 | 2020-12-31 | 365 | 15.1562 | 15
74269 | 7.92 | 0.8 | 2019-12-31 | 2020-12-31 | 365 | 7.4097 | 7
74337 | 8.71 | 0.8 | 2019-12-31 | 2020-12-31 | 365 | 8.1488 | 8
74367 | 8.7 | 0.8 | 2019-12-31 | 2020-12-31 | 365 | 8.1394 | 8
74368 | 14.04 | 0.8 | 2019-12-31 | 2020-12-31 | 365 | 13.1354 | 13
74369 | 2.44 | 0.8 | 2019-12-31 | 2020-12-31 | 365 | 2.2828 | 2
74370 | 13.3 | 0.8 | 2019-12-31 | 2020-12-31 | 365 | 12.4431 | 12
74371 | 9.24 | 0.8 | 2019-12-31 | 2020-12-31 | 365 | 8.6446 | 8
74439 | 4.02 | 0.8 | 2019-12-31 | 2020-12-31 | 365 | 3.761 | 3
74440 | 7.37 | 0.8 | 2019-12-31 | 2020-12-31 | 365 | 6.8951 | 6
74442 | 12.426 | 0.8 | 2019-12-31 | 2020-12-31 | 365 | 11.6254 | 11
74443 | 13.395 | 0.8 | 2019-12-31 | 2020-12-31 | 365 | 12.5319 | 12
74444 | 7.68 | 0.8 | 2019-12-31 | 2020-12-31 | 365 | 7.1852 | 7
74445 | 10.56 | 0.8 | 2019-12-31 | 2020-12-31 | 365 | 9.8796 | 9
74441 | 7.68 | 0.8 | 2019-12-31 | 2020-12-31 | 365 | 7.1852 | 7
74333 | 6.03 | 0.8 | 2019-12-31 | 2020-12-31 | 365 | 5.6415 | 5
72736 | 7.2 | 0.8 | 2019-12-31 | 2020-12-31 | 365 | 6.7361 | 6
74491 | 7.84 | 0.8 | 2019-12-31 | 2020-12-31 | 365 | 7.3349 | 7
74488 | 10.44 | 0.8 | 2019-12-31 | 2020-12-31 | 365 | 9.7673 | 9
74504 | 5.04 | 0.8 | 2019-12-31 | 2020-12-31 | 365 | 4.7153 | 4
73519 | 12.6 | 0.8 | 2019-12-31 | 2020-12-31 | 365 | 11.7882 | 11
74509 | 8.12 | 0.8 | 2019-12-31 | 2020-12-31 | 365 | 7.5968 | 7
74438 | 10.325 | 0.8 | 2019-12-31 | 2020-12-31 | 365 | 9.6597 | 9
74503 | 6.72 | 0.8 | 2019-12-31 | 2020-12-31 | 365 | 6.287 | 6
65095 | 23.36 | 0.8 | 2019-12-31 | 2020-12-31 | 365 | 21.8549 | 21
74517 | 7.2 | 0.8 | 2019-12-31 | 2020-12-31 | 365 | 6.7361 | 6
74518 | 11.4 | 0.8 | 2019-12-31 | 2020-12-31 | 365 | 10.6655 | 10
73975 | 9.28 | 0.8 | 2019-12-31 | 2020-12-31 | 365 | 8.6821 | 8
74525 | 4.48 | 0.8 | 2019-12-31 | 2020-12-31 | 365 | 4.1913 | 4
74526 | 11.385 | 0.8 | 2019-12-31 | 2020-12-31 | 365 | 10.6514 | 10
74543 | 13.44 | 0.8 | 2019-12-31 | 2020-12-31 | 365 | 12.574 | 12
74068 | 8.55 | 0.8 | 2019-12-31 | 2020-12-31 | 365 | 7.9991 | 7
74547 | 6.44 | 0.8 | 2019-12-31 | 2020-12-31 | 365 | 6.0251 | 6
74608 | 8.28 | 0.8 | 2019-12-31 | 2020-12-31 | 365 | 7.7465 | 7
71206 | 12.8 | 0.8 | 2019-12-31 | 2020-12-31 | 365 | 11.9753 | 11
74630 | 9.6 | 1 | 2019-12-31 | 2020-12-31 | 365 | 11.2268 | 11
74502 | 7.84 | 0.8 | 2019-12-31 | 2020-12-31 | 365 | 7.3349 | 7
62849 | 118.4 | 0.9 | 2019-12-31 | 2020-12-31 | 365 | 124.6177 | 124
74670 | 7.56 | 0.8 | 2019-12-31 | 2020-12-31 | 365 | 7.0729 | 7
74672 | 10.24 | 0.8 | 2019-12-31 | 2020-12-31 | 365 | 9.5802 | 9
74673 | 10.72 | 0.8 | 2019-12-31 | 2020-12-31 | 365 | 10.0293 | 10
74675 | 7.36 | 0.8 | 2019-12-31 | 2020-12-31 | 365 | 6.8858 | 6
74486 | 3.3 | 0.8 | 2019-12-31 | 2020-12-31 | 365 | 3.0874 | 3
74678 | 9.28 | 0.8 | 2019-12-31 | 2020-12-31 | 365 | 8.6821 | 8
74707 | 5.76 | 0.8 | 2019-12-31 | 2020-12-31 | 365 | 5.3889 | 5
74762 | 8.28 | 0.8 | 2019-12-31 | 2020-12-31 | 365 | 7.7465 | 7
74763 | 11.2 | 0.8 | 2019-12-31 | 2020-12-31 | 365 | 10.4784 | 10
74786 | 11.2 | 0.8 | 2019-12-31 | 2020-12-31 | 365 | 10.4784 | 10
74787 | 6.9 | 0.8 | 2019-12-31 | 2020-12-31 | 365 | 6.4554 | 6
74788 | 9.24 | 0.8 | 2019-12-31 | 2020-12-31 | 365 | 8.6446 | 8
74811 | 7.8 | 0.8 | 2019-12-31 | 2020-12-31 | 365 | 7.2974 | 7
74541 | 10.695 | 0.8 | 2019-12-31 | 2020-12-31 | 365 | 10.0059 | 10
74676 | 12.25 | 0.8 | 2019-12-31 | 2020-12-31 | 365 | 11.4607 | 11
74838 | 12.06 | 0.8 | 2019-12-31 | 2020-12-31 | 365 | 11.283 | 11
74839 | 6.5 | 0.8 | 2019-12-31 | 2020-12-31 | 365 | 6.0812 | 6
74840 | 5.12 | 0.8 | 2019-12-31 | 2020-12-31 | 365 | 4.7901 | 4
74852 | 12.18 | 0.8 | 2019-12-31 | 2020-12-31 | 365 | 11.3952 | 11
74889 | 11.2 | 0.8 | 2019-12-31 | 2020-12-31 | 365 | 10.4784 | 10
74894 | 5.11 | 0.8 | 2019-12-31 | 2020-12-31 | 365 | 4.7808 | 4
74897 | 8.64 | 0.8 | 2019-12-31 | 2020-12-31 | 365 | 8.0833 | 8
74899 | 9.28 | 0.8 | 2019-12-31 | 2020-12-31 | 365 | 8.6821 | 8
74666 | 2.88 | 0.8 | 2019-12-31 | 2020-12-31 | 365 | 2.6944 | 2
75014 | 14.4 | 0.8 | 2019-12-31 | 2020-12-31 | 365 | 13.4722 | 13
75015 | 11.2 | 0.8 | 2019-12-31 | 2020-12-31 | 365 | 10.4784 | 10
75016 | 7.68 | 0.8 | 2019-12-31 | 2020-12-31 | 365 | 7.1852 | 7
75017 | 5.13 | 0.8 | 2019-12-31 | 2020-12-31 | 365 | 4.7995 | 4
75019 | 10.545 | 0.8 | 2019-12-31 | 2020-12-31 | 365 | 9.8656 | 9
75018 | 13.4 | 0.8 | 2019-12-31 | 2020-12-31 | 365 | 12.5366 | 12
75094 | 9.9 | 0.8 | 2019-12-31 | 2020-12-31 | 365 | 9.2621 | 9
73386 | 4.8 | 0.8 | 2019-12-31 | 2020-12-31 | 365 | 4.4907 | 4
75182 | 17.28 | 0.8 | 2019-12-31 | 2020-12-31 | 365 | 16.1666 | 16
74946 | 6.38 | 0.8 | 2019-12-31 | 2020-12-31 | 365 | 5.9689 | 5
75181 | 5.12 | 0.8 | 2019-12-31 | 2020-12-31 | 365 | 4.7901 | 4
75183 | 5.4 | 0.8 | 2019-12-31 | 2020-12-31 | 365 | 5.0521 | 5
75281 | 15.39 | 0.8 | 2019-12-31 | 2020-12-31 | 365 | 14.3984 | 14
75285 | 4.845 | 0.8 | 2019-12-31 | 2020-12-31 | 365 | 4.5328 | 4
75290 | 7.035 | 0.8 | 2019-12-31 | 2020-12-31 | 365 | 6.5817 | 6
74949 | 10.08 | 0.8 | 2019-12-31 | 2020-12-31 | 365 | 9.4305 | 9
75333 | 7.155 | 1 | 2019-12-31 | 2020-12-31 | 365 | 8.3675 | 8
75335 | 3.92 | 0.8 | 2019-12-31 | 2020-12-31 | 365 | 3.6674 | 3
75336 | 7 | 0.8 | 2019-12-31 | 2020-12-31 | 365 | 6.549 | 6
75289 | 7.41 | 0.8 | 2019-12-31 | 2020-12-31 | 365 | 6.9326 | 6
75180 | 5.52 | 0.8 | 2019-12-31 | 2020-12-31 | 365 | 5.1643 | 5
75332 | 5.04 | 1 | 2019-12-31 | 2020-12-31 | 365 | 5.8941 | 5
75369 | 13.325 | 0.8 | 2019-12-31 | 2020-12-31 | 365 | 12.4664 | 12
75443 | 11.97 | 0.8 | 2019-12-31 | 2020-12-31 | 365 | 11.1987 | 11
75441 | 12.47 | 0.8 | 2019-12-31 | 2020-12-31 | 365 | 11.6665 | 11
75445 | 12.54 | 0.8 | 2019-12-31 | 2020-12-31 | 365 | 11.732 | 11
75499 | 6.38 | 0.8 | 2019-12-31 | 2020-12-31 | 365 | 5.9689 | 5
75500 | 7.32 | 0.8 | 2019-12-31 | 2020-12-31 | 365 | 6.8484 | 6
75501 | 14.64 | 0.8 | 2019-12-31 | 2020-12-31 | 365 | 13.6967 | 13
75523 | 7.68 | 0.8 | 2019-12-31 | 2020-12-31 | 365 | 7.1852 | 7
75525 | 9.715 | 0.8 | 2019-12-31 | 2020-12-31 | 365 | 9.089 | 9
75577 | 13.34 | 0.8 | 2019-12-31 | 2020-12-31 | 365 | 12.4805 | 12
75212 | 3.48 | 0.8 | 2019-12-31 | 2020-12-31 | 365 | 3.2558 | 3
75438 | 6.555 | 0.8 | 2019-12-31 | 2020-12-31 | 365 | 6.1326 | 6
75440 | 2.565 | 0.8 | 2019-12-31 | 2020-12-31 | 365 | 2.3997 | 2
75593 | 3.9 | 0.8 | 2019-12-31 | 2020-12-31 | 365 | 3.6487 | 3
75631 | 2.8 | 0.8 | 2019-12-31 | 2020-12-31 | 365 | 2.6196 | 2
75635 | 7.15 | 0.8 | 2019-12-31 | 2020-12-31 | 365 | 6.6893 | 6
75702 | 4.56 | 0.8 | 2019-12-31 | 2020-12-31 | 365 | 4.2662 | 4
75703 | 8.4 | 0.8 | 2019-12-31 | 2020-12-31 | 365 | 7.8588 | 7
75705 | 13.395 | 0.8 | 2019-12-31 | 2020-12-31 | 365 | 12.5319 | 12
75707 | 10.92 | 0.8 | 2019-12-31 | 2020-12-31 | 365 | 10.2164 | 10
75711 | 7.84 | 0.8 | 2019-12-31 | 2020-12-31 | 365 | 7.3349 | 7
75437 | 13.12 | 0.8 | 2019-12-31 | 2020-12-31 | 365 | 12.2747 | 12
75524 | 7.2 | 0.8 | 2019-12-31 | 2020-12-31 | 365 | 6.7361 | 6
75753 | 4.5 | 0.8 | 2019-12-31 | 2020-12-31 | 365 | 4.2101 | 4
75754 | 5.695 | 0.8 | 2019-12-31 | 2020-12-31 | 365 | 5.3281 | 5
75755 | 7.98 | 0.8 | 2019-12-31 | 2020-12-31 | 365 | 7.4658 | 7
75757 | 10.385 | 0.8 | 2019-12-31 | 2020-12-31 | 365 | 9.7159 | 9
75758 | 8 | 0.8 | 2019-12-31 | 2020-12-31 | 365 | 7.4845 | 7
75759 | 15.075 | 0.8 | 2019-12-31 | 2020-12-31 | 365 | 14.1037 | 14
75331 | 5.04 | 0.8 | 2019-12-31 | 2020-12-31 | 365 | 4.7153 | 4
75840 | 3.19 | 0.8 | 2019-12-31 | 2020-12-31 | 365 | 2.9845 | 2
75841 | 4.8 | 0.8 | 2019-12-31 | 2020-12-31 | 365 | 4.4907 | 4
75862 | 7.8 | 0.8 | 2019-12-31 | 2020-12-31 | 365 | 7.2974 | 7
75864 | 15.41 | 0.8 | 2019-12-31 | 2020-12-31 | 365 | 14.4171 | 14
75867 | 7.42 | 1 | 2019-12-31 | 2020-12-31 | 365 | 8.6774 | 8
75868 | 9.975 | 0.8 | 2019-12-31 | 2020-12-31 | 365 | 9.3323 | 9
75704 | 5.13 | 0.8 | 2019-12-31 | 2020-12-31 | 365 | 4.7995 | 4
75633 | 6.96 | 0.8 | 2019-12-31 | 2020-12-31 | 365 | 6.5116 | 6
75756 | 7.695 | 0.8 | 2019-12-31 | 2020-12-31 | 365 | 7.1992 | 7
75879 | 7.83 | 0.8 | 2019-12-31 | 2020-12-31 | 365 | 7.3255 | 7
75883 | 3.9 | 0.8 | 2019-12-31 | 2020-12-31 | 365 | 3.6487 | 3
75439 | 9.975 | 1 | 2019-12-31 | 2020-12-31 | 365 | 11.6654 | 11
75859 | 9 | 0.8 | 2019-12-31 | 2020-12-31 | 365 | 8.4201 | 8
75940 | 7.68 | 0.8 | 2019-12-31 | 2020-12-31 | 365 | 7.1852 | 7
75941 | 4.48 | 0.8 | 2019-12-31 | 2020-12-31 | 365 | 4.1913 | 4
75942 | 6.6 | 0.8 | 2019-12-31 | 2020-12-31 | 365 | 6.1747 | 6
75943 | 6.84 | 0.8 | 2019-12-31 | 2020-12-31 | 365 | 6.3993 | 6
75944 | 9.405 | 0.8 | 2019-12-31 | 2020-12-31 | 365 | 8.799 | 8
75945 | 5.94 | 0.8 | 2019-12-31 | 2020-12-31 | 365 | 5.5573 | 5
75217 | 23.52 | 0.8 | 2019-12-31 | 2020-12-31 | 365 | 22.0046 | 22
76086 | 9.45 | 0.8 | 2019-12-31 | 2020-12-31 | 365 | 8.8411 | 8
76092 | 7.67 | 0.8 | 2019-12-31 | 2020-12-31 | 365 | 7.1758 | 7
76094 | 6 | 0.8 | 2019-12-31 | 2020-12-31 | 365 | 5.6134 | 5
76096 | 9.8 | 0.8 | 2019-12-31 | 2020-12-31 | 365 | 9.1686 | 9
75288 | 5.985 | 0.8 | 2019-12-31 | 2020-12-31 | 365 | 5.5994 | 5
76206 | 8.4 | 0.8 | 2019-12-31 | 2020-12-31 | 365 | 7.8588 | 7
76245 | 10.72 | 0.8 | 2019-12-31 | 2020-12-31 | 365 | 10.0293 | 10
75283 | 11.39 | 0.8 | 2019-12-31 | 2020-12-31 | 365 | 10.6561 | 10
76248 | 10.24 | 0.8 | 2019-12-31 | 2020-12-31 | 365 | 9.5802 | 9
76249 | 13.44 | 0.8 | 2019-12-31 | 2020-12-31 | 365 | 12.574 | 12
76250 | 9.69 | 0.8 | 2019-12-31 | 2020-12-31 | 365 | 9.0657 | 9
76252 | 6.27 | 0.8 | 2019-12-31 | 2020-12-31 | 365 | 5.866 | 5
76256 | 4.275 | 0.8 | 2019-12-31 | 2020-12-31 | 365 | 3.9996 | 3
76254 | 103.005 | 0.6 | 2019-12-31 | 2020-12-31 | 365 | 72.2761 | 72
76294 | 24.96 | 0.8 | 2019-12-31 | 2020-12-31 | 365 | 23.3518 | 23
76295 | 4.425 | 0.8 | 2019-12-31 | 2020-12-31 | 365 | 4.1399 | 4
76297 | 5.2 | 0.8 | 2019-12-31 | 2020-12-31 | 365 | 4.865 | 4
76298 | 4.64 | 0.8 | 2019-12-31 | 2020-12-31 | 365 | 4.341 | 4
76299 | 5.12 | 0.8 | 2019-12-31 | 2020-12-31 | 365 | 4.7901 | 4
76300 | 8.91 | 0.8 | 2019-12-31 | 2020-12-31 | 365 | 8.3359 | 8
76336 | 6.4 | 0.8 | 2019-12-31 | 2020-12-31 | 365 | 5.9876 | 5
76337 | 8.04 | 0.8 | 2019-12-31 | 2020-12-31 | 365 | 7.522 | 7
76338 | 5.76 | 0.8 | 2019-12-31 | 2020-12-31 | 365 | 5.3889 | 5
76340 | 9.9 | 0.8 | 2019-12-31 | 2020-12-31 | 365 | 9.2621 | 9
76342 | 3.6 | 0.8 | 2019-12-31 | 2020-12-31 | 365 | 3.368 | 3
76585 | 9.6 | 0.8 | 2019-12-31 | 2020-12-31 | 365 | 8.9815 | 8
76586 | 4.275 | 0.8 | 2019-12-31 | 2020-12-31 | 365 | 3.9996 | 3
76589 | 5.76 | 0.8 | 2019-12-31 | 2020-12-31 | 365 | 5.3889 | 5
76595 | 6.72 | 0.8 | 2019-12-31 | 2020-12-31 | 365 | 6.287 | 6
76581 | 8.55 | 0.8 | 2019-12-31 | 2020-12-31 | 365 | 7.9991 | 7
76702 | 6.555 | 0.8 | 2019-12-31 | 2020-12-31 | 365 | 6.1326 | 6
75374 | 12.95 | 0.8 | 2019-12-31 | 2020-12-31 | 365 | 12.1156 | 12
75287 | 5.985 | 0.8 | 2019-12-31 | 2020-12-31 | 365 | 5.5994 | 5
76421 | 13.4 | 0.8 | 2019-12-31 | 2020-12-31 | 365 | 12.5366 | 12
76422 | 5.6 | 0.8 | 2019-12-31 | 2020-12-31 | 365 | 5.2392 | 5
76425 | 7.5 | 0.8 | 2019-12-31 | 2020-12-31 | 365 | 7.0168 | 7
76428 | 11.025 | 0.8 | 2019-12-31 | 2020-12-31 | 365 | 10.3146 | 10
76433 | 11.76 | 0.8 | 2019-12-31 | 2020-12-31 | 365 | 11.0023 | 11
76435 | 13.44 | 0.8 | 2019-12-31 | 2020-12-31 | 365 | 12.574 | 12
76465 | 5.985 | 0.8 | 2019-12-31 | 2020-12-31 | 365 | 5.5994 | 5
76466 | 5.6 | 0.8 | 2019-12-31 | 2020-12-31 | 365 | 5.2392 | 5
76467 | 9.92 | 0.8 | 2019-12-31 | 2020-12-31 | 365 | 9.2808 | 9
76471 | 6.38 | 0.8 | 2019-12-31 | 2020-12-31 | 365 | 5.9689 | 5
76204 | 5.31 | 0.8 | 2019-12-31 | 2020-12-31 | 365 | 4.9679 | 4
76472 | 15.3 | 0.8 | 2019-12-31 | 2020-12-31 | 365 | 14.3142 | 14
76430 | 9.9 | 0.8 | 2019-12-31 | 2020-12-31 | 365 | 9.2621 | 9
76575 | 9.52 | 0.8 | 2019-12-31 | 2020-12-31 | 365 | 8.9066 | 8
76577 | 4.275 | 0.8 | 2019-12-31 | 2020-12-31 | 365 | 3.9996 | 3
76580 | 14.4 | 0.8 | 2019-12-31 | 2020-12-31 | 365 | 13.4722 | 13
75860 | 12.025 | 0.8 | 2019-12-31 | 2020-12-31 | 365 | 11.2502 | 11
76559 | 11.7 | 0.8 | 2019-12-31 | 2020-12-31 | 365 | 10.9461 | 10
76582 | 9.975 | 0.8 | 2019-12-31 | 2020-12-31 | 365 | 9.3323 | 9
76583 | 9.28 | 0.8 | 2019-12-31 | 2020-12-31 | 365 | 8.6821 | 8
76584 | 12.98 | 0.8 | 2019-12-31 | 2020-12-31 | 365 | 12.1437 | 12
76339 | 9.9 | 0.8 | 2019-12-31 | 2020-12-31 | 365 | 9.2621 | 9
76341 | 13.8 | 0.8 | 2019-12-31 | 2020-12-31 | 365 | 12.9108 | 12
76592 | 5.025 | 0.8 | 2019-12-31 | 2020-12-31 | 365 | 4.7012 | 4
76714 | 8.1 | 0.8 | 2019-12-31 | 2020-12-31 | 365 | 7.5781 | 7
64547 | 87 | 0.7 | 2019-12-31 | 2020-12-31 | 365 | 71.2201 | 71
76772 | 7.92 | 0.8 | 2019-12-31 | 2020-12-31 | 365 | 7.4097 | 7
76599 | 13.16 | 0.8 | 2019-12-31 | 2020-12-31 | 365 | 12.3121 | 12
76711 | 7.8 | 0.8 | 2019-12-31 | 2020-12-31 | 365 | 7.2974 | 7
76920 | 12.06 | 0.8 | 2019-12-31 | 2020-12-31 | 365 | 11.283 | 11
76960 | 5.36 | 0.8 | 2019-12-31 | 2020-12-31 | 365 | 5.0146 | 5
76962 | 12.6 | 0.8 | 2019-12-31 | 2020-12-31 | 365 | 11.7882 | 11
77002 | 4.64 | 0.8 | 2019-12-31 | 2020-12-31 | 365 | 4.341 | 4
77003 | 10.44 | 0.8 | 2019-12-31 | 2020-12-31 | 365 | 9.7673 | 9
76961 | 7.245 | 0.8 | 2019-12-31 | 2020-12-31 | 365 | 6.7782 | 6
76420 | 12.4 | 0.8 | 2019-12-31 | 2020-12-31 | 365 | 11.601 | 11
76963 | 6.38 | 0.8 | 2019-12-31 | 2020-12-31 | 365 | 5.9689 | 5
77040 | 8.71 | 0.8 | 2019-12-31 | 2020-12-31 | 365 | 8.1488 | 8
77092 | 2.4 | 0.8 | 2019-12-31 | 2020-12-31 | 365 | 2.2454 | 2
77093 | 7.41 | 0.8 | 2019-12-31 | 2020-12-31 | 365 | 6.9326 | 6
77096 | 5.04 | 0.8 | 2019-12-31 | 2020-12-31 | 365 | 4.7153 | 4
77139 | 7.28 | 0.8 | 2019-12-31 | 2020-12-31 | 365 | 6.8109 | 6
77140 | 8.1 | 0.8 | 2019-12-31 | 2020-12-31 | 365 | 7.5781 | 7
77173 | 14.25 | 0.8 | 2019-12-31 | 2020-12-31 | 365 | 13.3318 | 13
77179 | 6.16 | 0.8 | 2019-12-31 | 2020-12-31 | 365 | 5.7631 | 5
77181 | 8.4 | 0.8 | 2019-12-31 | 2020-12-31 | 365 | 7.8588 | 7
77178 | 9.28 | 0.8 | 2019-12-31 | 2020-12-31 | 365 | 8.6821 | 8
77209 | 4.56 | 0.8 | 2019-12-31 | 2020-12-31 | 365 | 4.2662 | 4
77211 | 8.55 | 0.8 | 2019-12-31 | 2020-12-31 | 365 | 7.9991 | 7
77212 | 10.88 | 0.8 | 2019-12-31 | 2020-12-31 | 365 | 10.179 | 10
77213 | 7.98 | 0.8 | 2019-12-31 | 2020-12-31 | 365 | 7.4658 | 7
77215 | 7.68 | 0.8 | 2019-12-31 | 2020-12-31 | 365 | 7.1852 | 7
77216 | 6.4 | 0.8 | 2019-12-31 | 2020-12-31 | 365 | 5.9876 | 5
77217 | 9.69 | 0.8 | 2019-12-31 | 2020-12-31 | 365 | 9.0657 | 9
77218 | 5.7 | 0.8 | 2019-12-31 | 2020-12-31 | 365 | 5.3327 | 5
77250 | 4.4 | 1 | 2019-12-31 | 2020-12-31 | 365 | 5.1456 | 5
77251 | 7.5 | 0.8 | 2019-12-31 | 2020-12-31 | 365 | 7.0168 | 7
77252 | 6.49 | 0.8 | 2019-12-31 | 2020-12-31 | 365 | 6.0718 | 6
76918 | 4.8 | 0.8 | 2019-12-31 | 2020-12-31 | 365 | 4.4907 | 4
77253 | 12.395 | 0.8 | 2019-12-31 | 2020-12-31 | 365 | 11.5964 | 11
77091 | 11.4 | 0.8 | 2019-12-31 | 2020-12-31 | 365 | 10.6655 | 10
75893 | 5.31 | 0.8 | 2019-12-31 | 2020-12-31 | 365 | 4.9679 | 4
77355 | 7.375 | 0.8 | 2019-12-31 | 2020-12-31 | 365 | 6.8998 | 6
77359 | 7.5 | 0.8 | 2019-12-31 | 2020-12-31 | 365 | 7.0168 | 7
77433 | 3.465 | 0.8 | 2019-12-31 | 2020-12-31 | 365 | 3.2417 | 3
77429 | 6.72 | 0.8 | 2019-12-31 | 2020-12-31 | 365 | 6.287 | 6
77427 | 9.9 | 0.8 | 2019-12-31 | 2020-12-31 | 365 | 9.2621 | 9
76205 | 5.4 | 0.8 | 2019-12-31 | 2020-12-31 | 365 | 5.0521 | 5
77366 | 7.8 | 0.8 | 2019-12-31 | 2020-12-31 | 365 | 7.2974 | 7
77099 | 7.84 | 0.8 | 2019-12-31 | 2020-12-31 | 365 | 7.3349 | 7
76095 | 6.48 | 0.8 | 2019-12-31 | 2020-12-31 | 365 | 6.0625 | 6
75714 | 5.7 | 0.8 | 2019-12-31 | 2020-12-31 | 365 | 5.3327 | 5
75709 | 5.13 | 0.8 | 2019-12-31 | 2020-12-31 | 365 | 4.7995 | 4
75446 | 9.135 | 0.8 | 2019-12-31 | 2020-12-31 | 365 | 8.5464 | 8
75093 | 6.48 | 0.8 | 2019-12-31 | 2020-12-31 | 365 | 6.0625 | 6
77368 | 5.04 | 0.8 | 2019-12-31 | 2020-12-31 | 365 | 4.7153 | 4
77367 | 7.8 | 0.8 | 2019-12-31 | 2020-12-31 | 365 | 7.2974 | 7
77365 | 9.24 | 0.8 | 2019-12-31 | 2020-12-31 | 365 | 8.6446 | 8
77364 | 11.76 | 0.8 | 2019-12-31 | 2020-12-31 | 365 | 11.0023 | 11
77360 | 10.56 | 0.8 | 2019-12-31 | 2020-12-31 | 365 | 9.8796 | 9
77386 | 5.9 | 0.8 | 2019-12-31 | 2020-12-31 | 365 | 5.5199 | 5
77363 | 12.95 | 0.8 | 2019-12-31 | 2020-12-31 | 365 | 12.1156 | 12
77479 | 3.72 | 0.8 | 2019-12-31 | 2020-12-31 | 365 | 3.4803 | 3
77483 | 5.31 | 0.8 | 2019-12-31 | 2020-12-31 | 365 | 4.9679 | 4
77484 | 9.69 | 0.8 | 2019-12-31 | 2020-12-31 | 365 | 9.0657 | 9
77585 | 7.14 | 1 | 2019-12-31 | 2020-12-31 | 365 | 8.3499 | 8
77589 | 6.03 | 0.8 | 2019-12-31 | 2020-12-31 | 365 | 5.6415 | 5
77590 | 5.12 | 0.8 | 2019-12-31 | 2020-12-31 | 365 | 4.7901 | 4
77591 | 13.2 | 0.8 | 2019-12-31 | 2020-12-31 | 365 | 12.3495 | 12
77592 | 9.6 | 0.8 | 2019-12-31 | 2020-12-31 | 365 | 8.9815 | 8
77593 | 15.18 | 0.8 | 2019-12-31 | 2020-12-31 | 365 | 14.2019 | 14
77595 | 7.84 | 0.8 | 2019-12-31 | 2020-12-31 | 365 | 7.3349 | 7
77596 | 24.79 | 0.8 | 2019-12-31 | 2020-12-31 | 365 | 23.1927 | 23
77608 | 5.22 | 0.8 | 2019-12-31 | 2020-12-31 | 365 | 4.8837 | 4
77610 | 3.19 | 0.8 | 2019-12-31 | 2020-12-31 | 365 | 2.9845 | 2
77612 | 8.99 | 0.8 | 2019-12-31 | 2020-12-31 | 365 | 8.4108 | 8
77616 | 7.04 | 0.8 | 2019-12-31 | 2020-12-31 | 365 | 6.5864 | 6
77594 | 6.93 | 0.8 | 2019-12-31 | 2020-12-31 | 365 | 6.4835 | 6
77631 | 8.99 | 0.8 | 2019-12-31 | 2020-12-31 | 365 | 8.4108 | 8
77635 | 7.15 | 0.8 | 2019-12-31 | 2020-12-31 | 365 | 6.6893 | 6
77711 | 3.05 | 0.8 | 2019-12-31 | 2020-12-31 | 365 | 2.8535 | 2
77712 | 3 | 0.8 | 2019-12-31 | 2020-12-31 | 365 | 2.8067 | 2
77713 | 8.26 | 0.8 | 2019-12-31 | 2020-12-31 | 365 | 7.7278 | 7
77714 | 10.325 | 0.8 | 2019-12-31 | 2020-12-31 | 365 | 9.6597 | 9
77742 | 5.22 | 0.8 | 2019-12-31 | 2020-12-31 | 365 | 4.8837 | 4
77743 | 8.375 | 0.8 | 2019-12-31 | 2020-12-31 | 365 | 7.8354 | 7
77744 | 12.16 | 0.8 | 2019-12-31 | 2020-12-31 | 365 | 11.3765 | 11
77745 | 6.4 | 0.8 | 2019-12-31 | 2020-12-31 | 365 | 5.9876 | 5
77746 | 11.84 | 0.8 | 2019-12-31 | 2020-12-31 | 365 | 11.0771 | 11
77747 | 7.705 | 0.8 | 2019-12-31 | 2020-12-31 | 365 | 7.2086 | 7
77748 | 12.255 | 0.8 | 2019-12-31 | 2020-12-31 | 365 | 11.4654 | 11
77749 | 7.37 | 0.8 | 2019-12-31 | 2020-12-31 | 365 | 6.8951 | 6
77751 | 8.85 | 0.8 | 2019-12-31 | 2020-12-31 | 365 | 8.2798 | 8
77752 | 3.1 | 0.8 | 2019-12-31 | 2020-12-31 | 365 | 2.9003 | 2
77804 | 16.2 | 0.8 | 2019-12-31 | 2020-12-31 | 365 | 15.1562 | 15
77805 | 5.355 | 0.8 | 2019-12-31 | 2020-12-31 | 365 | 5.01 | 5
77806 | 5.985 | 0.8 | 2019-12-31 | 2020-12-31 | 365 | 5.5994 | 5
77807 | 4.27 | 0.8 | 2019-12-31 | 2020-12-31 | 365 | 3.9949 | 3
77808 | 31.62 | 0.6 | 2019-12-31 | 2020-12-31 | 365 | 22.187 | 22
77709 | 2.805 | 0.8 | 2019-12-31 | 2020-12-31 | 365 | 2.6243 | 2
77837 | 10.5 | 0.8 | 2019-12-31 | 2020-12-31 | 365 | 9.8235 | 9
77838 | 9.45 | 0.8 | 2019-12-31 | 2020-12-31 | 365 | 8.8411 | 8
77839 | 12.2 | 0.8 | 2019-12-31 | 2020-12-31 | 365 | 11.4139 | 11
77840 | 3.135 | 0.8 | 2019-12-31 | 2020-12-31 | 365 | 2.933 | 2
77841 | 11.055 | 0.8 | 2019-12-31 | 2020-12-31 | 365 | 10.3427 | 10
77843 | 12.06 | 0.8 | 2019-12-31 | 2020-12-31 | 365 | 11.283 | 11
77361 | 7.56 | 0.8 | 2019-12-31 | 2020-12-31 | 365 | 7.0729 | 7
75215 | 10.5 | 0.8 | 2019-12-31 | 2020-12-31 | 365 | 9.8235 | 9
77417 | 7.92 | 0.8 | 2019-12-31 | 2020-12-31 | 365 | 7.4097 | 7
77586 | 7.8 | 0.8 | 2019-12-31 | 2020-12-31 | 365 | 7.2974 | 7
77708 | 12.2 | 0.8 | 2019-12-31 | 2020-12-31 | 365 | 11.4139 | 11
77142 | 5.4 | 0.8 | 2019-12-31 | 2020-12-31 | 365 | 5.0521 | 5
77902 | 9.6 | 0.8 | 2019-12-31 | 2020-12-31 | 365 | 8.9815 | 8
77903 | 8.32 | 0.8 | 2019-12-31 | 2020-12-31 | 365 | 7.7839 | 7
77906 | 10.8 | 0.8 | 2019-12-31 | 2020-12-31 | 365 | 10.1041 | 10
77907 | 7.035 | 0.8 | 2019-12-31 | 2020-12-31 | 365 | 6.5817 | 6
77909 | 6.4 | 0.8 | 2019-12-31 | 2020-12-31 | 365 | 5.9876 | 5
77910 | 9.36 | 0.8 | 2019-12-31 | 2020-12-31 | 365 | 8.7569 | 8
77914 | 3.135 | 0.8 | 2019-12-31 | 2020-12-31 | 365 | 2.933 | 2
77916 | 13.395 | 0.8 | 2019-12-31 | 2020-12-31 | 365 | 12.5319 | 12
77920 | 8.71 | 0.8 | 2019-12-31 | 2020-12-31 | 365 | 8.1488 | 8
77922 | 7.37 | 0.8 | 2019-12-31 | 2020-12-31 | 365 | 6.8951 | 6
77925 | 8.04 | 0.8 | 2019-12-31 | 2020-12-31 | 365 | 7.522 | 7
77928 | 8 | 0.8 | 2019-12-31 | 2020-12-31 | 365 | 7.4845 | 7
77935 | 7.36 | 0.8 | 2019-12-31 | 2020-12-31 | 365 | 6.8858 | 6
77936 | 12.06 | 0.8 | 2019-12-31 | 2020-12-31 | 365 | 11.283 | 11
77937 | 8.96 | 0.8 | 2019-12-31 | 2020-12-31 | 365 | 8.3827 | 8
77959 | 13.44 | 0.8 | 2019-12-31 | 2020-12-31 | 365 | 12.574 | 12
77960 | 9.6 | 0.8 | 2019-12-31 | 2020-12-31 | 365 | 8.9815 | 8
77962 | 6.4 | 0.8 | 2019-12-31 | 2020-12-31 | 365 | 5.9876 | 5
77963 | 11.39 | 0.8 | 2019-12-31 | 2020-12-31 | 365 | 10.6561 | 10
78002 | 9.9 | 0.8 | 2019-12-31 | 2020-12-31 | 365 | 9.2621 | 9
78005 | 9.9 | 0.8 | 2019-12-31 | 2020-12-31 | 365 | 9.2621 | 9
77614 | 3.77 | 0.8 | 2019-12-31 | 2020-12-31 | 365 | 3.5271 | 3
78076 | 9.8 | 0.8 | 2019-12-31 | 2020-12-31 | 365 | 9.1686 | 9
78078 | 3.63 | 0.8 | 2019-12-31 | 2020-12-31 | 365 | 3.3961 | 3
78080 | 4.485 | 0.8 | 2019-12-31 | 2020-12-31 | 365 | 4.196 | 4
78082 | 12.6 | 0.8 | 2019-12-31 | 2020-12-31 | 365 | 11.7882 | 11
78085 | 6.7 | 0.8 | 2019-12-31 | 2020-12-31 | 365 | 6.2683 | 6
78129 | 10.08 | 0.8 | 2019-12-31 | 2020-12-31 | 365 | 9.4305 | 9
78130 | 7.68 | 0.8 | 2019-12-31 | 2020-12-31 | 365 | 7.1852 | 7
78131 | 4.64 | 0.8 | 2019-12-31 | 2020-12-31 | 365 | 4.341 | 4
78134 | 8.835 | 0.8 | 2019-12-31 | 2020-12-31 | 365 | 8.2657 | 8
77964 | 5.4 | 0.8 | 2019-12-31 | 2020-12-31 | 365 | 5.0521 | 5
63517 | 33.06 | 0.7 | 2019-12-31 | 2020-12-31 | 365 | 27.0636 | 27
78128 | 5.4 | 0.8 | 2019-12-31 | 2020-12-31 | 365 | 5.0521 | 5
78228 | 6.38 | 0.8 | 2019-12-31 | 2020-12-31 | 365 | 5.9689 | 5
78385 | 8.4 | 0.8 | 2019-12-31 | 2020-12-31 | 365 | 7.8588 | 7
78397 | 12.25 | 0.8 | 2019-12-31 | 2020-12-31 | 365 | 11.4607 | 11
78394 | 9.92 | 0.8 | 2019-12-31 | 2020-12-31 | 365 | 9.2808 | 9
78391 | 10.24 | 0.8 | 2019-12-31 | 2020-12-31 | 365 | 9.5802 | 9
78388 | 6 | 0.8 | 2019-12-31 | 2020-12-31 | 365 | 5.6134 | 5
78277 | 11.115 | 0.8 | 2019-12-31 | 2020-12-31 | 365 | 10.3988 | 10
78279 | 8.96 | 0.8 | 2019-12-31 | 2020-12-31 | 365 | 8.3827 | 8
78280 | 12.42 | 0.8 | 2019-12-31 | 2020-12-31 | 365 | 11.6198 | 11
78330 | 7.98 | 0.8 | 2019-12-31 | 2020-12-31 | 365 | 7.4658 | 7
78338 | 3.96 | 0.8 | 2019-12-31 | 2020-12-31 | 365 | 3.7048 | 3
78341 | 4.65 | 0.8 | 2019-12-31 | 2020-12-31 | 365 | 4.3504 | 4
78399 | 8.835 | 0.8 | 2019-12-31 | 2020-12-31 | 365 | 8.2657 | 8
78401 | 8.505 | 0.8 | 2019-12-31 | 2020-12-31 | 365 | 7.957 | 7
78403 | 5.22 | 0.8 | 2019-12-31 | 2020-12-31 | 365 | 4.8837 | 4
78405 | 10.83 | 0.8 | 2019-12-31 | 2020-12-31 | 365 | 10.1322 | 10
78406 | 9.975 | 0.8 | 2019-12-31 | 2020-12-31 | 365 | 9.3323 | 9
78407 | 13.34 | 0.8 | 2019-12-31 | 2020-12-31 | 365 | 12.4805 | 12
78441 | 9.3 | 0.8 | 2019-12-31 | 2020-12-31 | 365 | 8.7008 | 8
78582 | 20.7 | 0.8 | 2019-12-31 | 2020-12-31 | 365 | 19.3663 | 19
78586 | 10.56 | 0.8 | 2019-12-31 | 2020-12-31 | 365 | 9.8796 | 9
78590 | 17.55 | 0.8 | 2019-12-31 | 2020-12-31 | 365 | 16.4192 | 16
78597 | 4.56 | 0.8 | 2019-12-31 | 2020-12-31 | 365 | 4.2662 | 4
78602 | 6.67 | 0.8 | 2019-12-31 | 2020-12-31 | 365 | 6.2402 | 6
78610 | 9.9 | 0.8 | 2019-12-31 | 2020-12-31 | 365 | 9.2621 | 9
78612 | 12.8 | 0.8 | 2019-12-31 | 2020-12-31 | 365 | 11.9753 | 11
78613 | 12.6 | 0.8 | 2019-12-31 | 2020-12-31 | 365 | 11.7882 | 11
78281 | 8.375 | 0.8 | 2019-12-31 | 2020-12-31 | 365 | 7.8354 | 7
77803 | 9.9 | 0.8 | 2019-12-31 | 2020-12-31 | 365 | 9.2621 | 9
78781 | 7.7 | 0.8 | 2019-12-31 | 2020-12-31 | 365 | 7.2039 | 7
78783 | 10.15 | 0.8 | 2019-12-31 | 2020-12-31 | 365 | 9.496 | 9
78784 | 7.35 | 0.8 | 2019-12-31 | 2020-12-31 | 365 | 6.8764 | 6
78785 | 6.3 | 0.8 | 2019-12-31 | 2020-12-31 | 365 | 5.8941 | 5
78786 | 13.3 | 0.8 | 2019-12-31 | 2020-12-31 | 365 | 12.4431 | 12
78789 | 9.57 | 0.8 | 2019-12-31 | 2020-12-31 | 365 | 8.9534 | 8
78790 | 7.35 | 0.8 | 2019-12-31 | 2020-12-31 | 365 | 6.8764 | 6
78791 | 7.035 | 0.8 | 2019-12-31 | 2020-12-31 | 365 | 6.5817 | 6
78792 | 11.6 | 0.8 | 2019-12-31 | 2020-12-31 | 365 | 10.8526 | 10
78794 | 7.68 | 0.8 | 2019-12-31 | 2020-12-31 | 365 | 7.1852 | 7
78795 | 7.41 | 0.8 | 2019-12-31 | 2020-12-31 | 365 | 6.9326 | 6
78797 | 4.64 | 0.8 | 2019-12-31 | 2020-12-31 | 365 | 4.341 | 4
78803 | 5.36 | 0.8 | 2019-12-31 | 2020-12-31 | 365 | 5.0146 | 5
78814 | 6.555 | 0.8 | 2019-12-31 | 2020-12-31 | 365 | 6.1326 | 6
72722 | 399.36 | 0.6 | 2019-12-31 | 2020-12-31 | 365 | 280.2213 | 280
78337 | 8.25 | 0.8 | 2019-12-31 | 2020-12-31 | 365 | 7.7184 | 7
78339 | 24.94 | 0.8 | 2019-12-31 | 2020-12-31 | 365 | 23.3331 | 23
78340 | 7.8 | 0.8 | 2019-12-31 | 2020-12-31 | 365 | 7.2974 | 7
78881 | 6 | 0.8 | 2019-12-31 | 2020-12-31 | 365 | 5.6134 | 5
78882 | 8.55 | 0.8 | 2019-12-31 | 2020-12-31 | 365 | 7.9991 | 7
78887 | 3 | 0.8 | 2019-12-31 | 2020-12-31 | 365 | 2.8067 | 2
78801 | 7.92 | 0.8 | 2019-12-31 | 2020-12-31 | 365 | 7.4097 | 7
78885 | 10.56 | 0.8 | 2019-12-31 | 2020-12-31 | 365 | 9.8796 | 9
78940 | 7.26 | 0.8 | 2019-12-31 | 2020-12-31 | 365 | 6.7922 | 6
78939 | 9.75 | 0.8 | 2019-12-31 | 2020-12-31 | 365 | 9.1218 | 9
78976 | 14.405 | 0.8 | 2019-12-31 | 2020-12-31 | 365 | 13.4769 | 13
78563 | 8.4 | 0.8 | 2019-12-31 | 2020-12-31 | 365 | 7.8588 | 7
78806 | 6.555 | 0.8 | 2019-12-31 | 2020-12-31 | 365 | 6.1326 | 6
79062 | 10.5 | 0.8 | 2019-12-31 | 2020-12-31 | 365 | 9.8235 | 9
79069 | 10.62 | 0.8 | 2019-12-31 | 2020-12-31 | 365 | 9.9357 | 9
79150 | 11.52 | 0.8 | 2019-12-31 | 2020-12-31 | 365 | 10.7777 | 10
79151 | 24.96 | 0.8 | 2019-12-31 | 2020-12-31 | 365 | 23.3518 | 23
79152 | 13.44 | 0.8 | 2019-12-31 | 2020-12-31 | 365 | 12.574 | 12
79153 | 8 | 0.8 | 2019-12-31 | 2020-12-31 | 365 | 7.4845 | 7
78343 | 24.852 | 0.8 | 2019-12-31 | 2020-12-31 | 365 | 23.2507 | 23
76077 | 8.25 | 0.8 | 2019-12-31 | 2020-12-31 | 365 | 7.7184 | 7
79147 | 6.96 | 0.8 | 2019-12-31 | 2020-12-31 | 365 | 6.5116 | 6
79356 | 10.23 | 0.8 | 2019-12-31 | 2020-12-31 | 365 | 9.5709 | 9
79357 | 11.055 | 0.8 | 2019-12-31 | 2020-12-31 | 365 | 10.3427 | 10
79360 | 13.34 | 0.8 | 2019-12-31 | 2020-12-31 | 365 | 12.4805 | 12
79361 | 20.16 | 0.8 | 2019-12-31 | 2020-12-31 | 365 | 18.8611 | 18
79362 | 9.045 | 0.8 | 2019-12-31 | 2020-12-31 | 365 | 8.4622 | 8
63340 | 725.76 | 1 | 2019-12-31 | 2020-12-31 | 365 | 848.7473 | 848
79146 | 5.8 | 0.8 | 2019-12-31 | 2020-12-31 | 365 | 5.4263 | 5
79363 | 7.83 | 0.8 | 2019-12-31 | 2020-12-31 | 365 | 7.3255 | 7
79059 | 8.4 | 0.8 | 2019-12-31 | 2020-12-31 | 365 | 7.8588 | 7
78975 | 12.69 | 0.8 | 2019-12-31 | 2020-12-31 | 365 | 11.8724 | 11
79458 | 8.71 | 0.8 | 2019-12-31 | 2020-12-31 | 365 | 8.1488 | 8
79461 | 9.72 | 0.8 | 2019-12-31 | 2020-12-31 | 365 | 9.0937 | 9
79462 | 6.48 | 0.8 | 2019-12-31 | 2020-12-31 | 365 | 6.0625 | 6
79464 | 11.89 | 0.8 | 2019-12-31 | 2020-12-31 | 365 | 11.1239 | 11
79466 | 9.28 | 0.8 | 2019-12-31 | 2020-12-31 | 365 | 8.6821 | 8
79468 | 7.54 | 0.8 | 2019-12-31 | 2020-12-31 | 365 | 7.0542 | 7
79469 | 6.38 | 0.8 | 2019-12-31 | 2020-12-31 | 365 | 5.9689 | 5
79472 | 18.85 | 0.8 | 2019-12-31 | 2020-12-31 | 365 | 17.6355 | 17
79473 | 12.18 | 0.8 | 2019-12-31 | 2020-12-31 | 365 | 11.3952 | 11
79476 | 16.08 | 0.8 | 2019-12-31 | 2020-12-31 | 365 | 15.0439 | 15
79477 | 6.4 | 0.8 | 2019-12-31 | 2020-12-31 | 365 | 5.9876 | 5
79622 | 9.92 | 0.8 | 2019-12-31 | 2020-12-31 | 365 | 9.2808 | 9
79144 | 8.12 | 0.8 | 2019-12-31 | 2020-12-31 | 365 | 7.5968 | 7
79148 | 5.22 | 0.8 | 2019-12-31 | 2020-12-31 | 365 | 4.8837 | 4
79530 | 7.5 | 0.8 | 2019-12-31 | 2020-12-31 | 365 | 7.0168 | 7
77358 | 159.84 | 0.6 | 2019-12-31 | 2020-12-31 | 365 | 112.1559 | 112
79632 | 13.2 | 0.8 | 2019-12-31 | 2020-12-31 | 365 | 12.3495 | 12
79633 | 9.145 | 0.8 | 2019-12-31 | 2020-12-31 | 365 | 8.5558 | 8
79630 | 15.87 | 0.8 | 2019-12-31 | 2020-12-31 | 365 | 14.8475 | 14
79656 | 4.64 | 0.8 | 2019-12-31 | 2020-12-31 | 365 | 4.341 | 4
79657 | 7.08 | 0.8 | 2019-12-31 | 2020-12-31 | 365 | 6.6238 | 6
79659 | 24.94 | 0.8 | 2019-12-31 | 2020-12-31 | 365 | 23.3331 | 23
79662 | 20.88 | 0.8 | 2019-12-31 | 2020-12-31 | 365 | 19.5347 | 19
79663 | 14.49 | 0.8 | 2019-12-31 | 2020-12-31 | 365 | 13.5564 | 13
79149 | 9.1 | 0.8 | 2019-12-31 | 2020-12-31 | 365 | 8.5137 | 8
79627 | 6.3 | 0.8 | 2019-12-31 | 2020-12-31 | 365 | 5.8941 | 5
79784 | 7.2 | 0.8 | 2019-12-31 | 2020-12-31 | 365 | 6.7361 | 6
78798 | 6.96 | 0.8 | 2019-12-31 | 2020-12-31 | 365 | 6.5116 | 6
79358 | 8.12 | 0.8 | 2019-12-31 | 2020-12-31 | 365 | 7.5968 | 7
64472 | 74.82 | 0.9 | 2019-12-31 | 2020-12-31 | 365 | 78.7491 | 78
79789 | 5.95 | 0.8 | 2019-12-31 | 2020-12-31 | 365 | 5.5666 | 5
79790 | 4.65 | 0.8 | 2019-12-31 | 2020-12-31 | 365 | 4.3504 | 4
79845 | 6.6 | 0.8 | 2019-12-31 | 2020-12-31 | 365 | 6.1747 | 6
79846 | 5.9 | 0.8 | 2019-12-31 | 2020-12-31 | 365 | 5.5199 | 5
79856 | 3.9 | 0.8 | 2019-12-31 | 2020-12-31 | 365 | 3.6487 | 3
79858 | 11.505 | 0.8 | 2019-12-31 | 2020-12-31 | 365 | 10.7637 | 10
79861 | 7.2 | 0.8 | 2019-12-31 | 2020-12-31 | 365 | 6.7361 | 6
79870 | 5.1 | 0.8 | 2019-12-31 | 2020-12-31 | 365 | 4.7714 | 4
79872 | 11.31 | 0.8 | 2019-12-31 | 2020-12-31 | 365 | 10.5813 | 10
79875 | 11.505 | 0.8 | 2019-12-31 | 2020-12-31 | 365 | 10.7637 | 10
79878 | 7.2 | 0.8 | 2019-12-31 | 2020-12-31 | 365 | 6.7361 | 6
79915 | 9 | 0.8 | 2019-12-31 | 2020-12-31 | 365 | 8.4201 | 8
79917 | 5.76 | 0.8 | 2019-12-31 | 2020-12-31 | 365 | 5.3889 | 5
79923 | 9.9 | 0.8 | 2019-12-31 | 2020-12-31 | 365 | 9.2621 | 9
79927 | 5.04 | 0.8 | 2019-12-31 | 2020-12-31 | 365 | 4.7153 | 4
79934 | 11.16 | 0.8 | 2019-12-31 | 2020-12-31 | 365 | 10.4409 | 10
79939 | 8.04 | 0.8 | 2019-12-31 | 2020-12-31 | 365 | 7.522 | 7
79940 | 10.44 | 0.8 | 2019-12-31 | 2020-12-31 | 365 | 9.7673 | 9
49631 | 3.18 | 0.8 | 2019-12-31 | 2020-12-31 | 365 | 2.9751 | 2
49635 | 5.83 | 0.8 | 2019-12-31 | 2020-12-31 | 365 | 5.4544 | 5
65256 | 68 | 0.9 | 2019-12-31 | 2020-12-31 | 365 | 71.571 | 71
79843 | 6.9 | 0.8 | 2019-12-31 | 2020-12-31 | 365 | 6.4554 | 6
80033 | 9.24 | 0.8 | 2019-12-31 | 2020-12-31 | 365 | 8.6446 | 8
80034 | 5.7 | 0.8 | 2019-12-31 | 2020-12-31 | 365 | 5.3327 | 5
80035 | 8.91 | 0.8 | 2019-12-31 | 2020-12-31 | 365 | 8.3359 | 8
80036 | 3.835 | 0.8 | 2019-12-31 | 2020-12-31 | 365 | 3.5879 | 3
80037 | 12.9 | 0.8 | 2019-12-31 | 2020-12-31 | 365 | 12.0688 | 12
80038 | 4.5 | 0.8 | 2019-12-31 | 2020-12-31 | 365 | 4.2101 | 4
80039 | 5.232 | 0.8 | 2019-12-31 | 2020-12-31 | 365 | 4.8949 | 4
80040 | 11.16 | 0.8 | 2019-12-31 | 2020-12-31 | 365 | 10.4409 | 10
80043 | 7.2 | 0.8 | 2019-12-31 | 2020-12-31 | 365 | 6.7361 | 6
80045 | 12.825 | 0.8 | 2019-12-31 | 2020-12-31 | 365 | 11.9987 | 11
80046 | 11.6 | 0.8 | 2019-12-31 | 2020-12-31 | 365 | 10.8526 | 10
80047 | 11.55 | 0.8 | 2019-12-31 | 2020-12-31 | 365 | 10.8058 | 10
80048 | 13.3 | 0.8 | 2019-12-31 | 2020-12-31 | 365 | 12.4431 | 12
80049 | 8.96 | 0.8 | 2019-12-31 | 2020-12-31 | 365 | 8.3827 | 8
80053 | 9.9 | 0.8 | 2019-12-31 | 2020-12-31 | 365 | 9.2621 | 9
79787 | 10.92 | 0.8 | 2019-12-31 | 2020-12-31 | 365 | 10.2164 | 10
79842 | 6.96 | 0.8 | 2019-12-31 | 2020-12-31 | 365 | 6.5116 | 6
79967 | 22.8 | 0.8 | 2019-12-31 | 2020-12-31 | 365 | 21.331 | 21
79936 | 8.54 | 0.8 | 2019-12-31 | 2020-12-31 | 365 | 7.9898 | 7
78978 | 12.24 | 0.8 | 2019-12-31 | 2020-12-31 | 365 | 11.4514 | 11
79919 | 7.32 | 0.8 | 2019-12-31 | 2020-12-31 | 365 | 6.8484 | 6
79459 | 12.8 | 0.8 | 2019-12-31 | 2020-12-31 | 365 | 11.9753 | 11
79914 | 4.48 | 0.8 | 2019-12-31 | 2020-12-31 | 365 | 4.1913 | 4
77710 | 3.48 | 0.8 | 2019-12-31 | 2020-12-31 | 365 | 3.2558 | 3
78774 | 4.35 | 0.8 | 2019-12-31 | 2020-12-31 | 365 | 4.0697 | 4
80219 | 7.8 | 0.8 | 2019-12-31 | 2020-12-31 | 365 | 7.2974 | 7
80221 | 10.8 | 0.8 | 2019-12-31 | 2020-12-31 | 365 | 10.1041 | 10
80222 | 7.8 | 0.8 | 2019-12-31 | 2020-12-31 | 365 | 7.2974 | 7
79867 | 6.6 | 0.8 | 2019-12-31 | 2020-12-31 | 365 | 6.1747 | 6
80224 | 6 | 0.8 | 2019-12-31 | 2020-12-31 | 365 | 5.6134 | 5
79847 | 6.38 | 0.8 | 2019-12-31 | 2020-12-31 | 365 | 5.9689 | 5
80319 | 18.3 | 0.8 | 2019-12-31 | 2020-12-31 | 365 | 17.1209 | 17
80322 | 12.16 | 0.8 | 2019-12-31 | 2020-12-31 | 365 | 11.3765 | 11
80327 | 11.16 | 0.8 | 2019-12-31 | 2020-12-31 | 365 | 10.4409 | 10
80335 | 7.83 | 0.8 | 2019-12-31 | 2020-12-31 | 365 | 7.3255 | 7
80336 | 4.06 | 0.8 | 2019-12-31 | 2020-12-31 | 365 | 3.7984 | 3
80338 | 5.76 | 0.8 | 2019-12-31 | 2020-12-31 | 365 | 5.3889 | 5
80339 | 6.96 | 0.8 | 2019-12-31 | 2020-12-31 | 365 | 6.5116 | 6
80212 | 8.06 | 0.8 | 2019-12-31 | 2020-12-31 | 365 | 7.5407 | 7
79969 | 5.28 | 0.8 | 2019-12-31 | 2020-12-31 | 365 | 4.9398 | 4
78778 | 23.544 | 0.8 | 2019-12-31 | 2020-12-31 | 365 | 22.027 | 22
80369 | 12.39 | 0.8 | 2019-12-31 | 2020-12-31 | 365 | 11.5917 | 11
80377 | 11.89 | 0.8 | 2019-12-31 | 2020-12-31 | 365 | 11.1239 | 11
80380 | 8.12 | 0.8 | 2019-12-31 | 2020-12-31 | 365 | 7.5968 | 7
80382 | 9.69 | 0.8 | 2019-12-31 | 2020-12-31 | 365 | 9.0657 | 9
80052 | 5.4 | 0.8 | 2019-12-31 | 2020-12-31 | 365 | 5.0521 | 5
80044 | 13.2 | 0.8 | 2019-12-31 | 2020-12-31 | 365 | 12.3495 | 12
80032 | 3.19 | 0.8 | 2019-12-31 | 2020-12-31 | 365 | 2.9845 | 2
80041 | 7.83 | 0.8 | 2019-12-31 | 2020-12-31 | 365 | 7.3255 | 7
80387 | 4.06 | 0.8 | 2019-12-31 | 2020-12-31 | 365 | 3.7984 | 3
80388 | 7.25 | 0.8 | 2019-12-31 | 2020-12-31 | 365 | 6.7829 | 6
80389 | 8.25 | 0.8 | 2019-12-31 | 2020-12-31 | 365 | 7.7184 | 7
80391 | 13.395 | 0.8 | 2019-12-31 | 2020-12-31 | 365 | 12.5319 | 12
80393 | 11.772 | 0.8 | 2019-12-31 | 2020-12-31 | 365 | 11.0135 | 11
78609 | 11.2 | 0.8 | 2019-12-31 | 2020-12-31 | 365 | 10.4784 | 10
79947 | 3.35 | 0.8 | 2019-12-31 | 2020-12-31 | 365 | 3.1342 | 3
78811 | 9.28 | 0.8 | 2019-12-31 | 2020-12-31 | 365 | 8.6821 | 8
80472 | 12.6 | 0.8 | 2019-12-31 | 2020-12-31 | 365 | 11.7882 | 11
80474 | 5.985 | 0.8 | 2019-12-31 | 2020-12-31 | 365 | 5.5994 | 5
80324 | 4.845 | 1 | 2019-12-31 | 2020-12-31 | 365 | 5.666 | 5
79968 | 5.04 | 0.8 | 2019-12-31 | 2020-12-31 | 365 | 4.7153 | 4
80483 | 10.26 | 0.8 | 2019-12-31 | 2020-12-31 | 365 | 9.5989 | 9
80485 | 5.46 | 0.8 | 2019-12-31 | 2020-12-31 | 365 | 5.1082 | 5
80469 | 9.57 | 0.8 | 2019-12-31 | 2020-12-31 | 365 | 8.9534 | 8
80470 | 6.09 | 0.8 | 2019-12-31 | 2020-12-31 | 365 | 5.6976 | 5
80497 | 7.98 | 0.8 | 2019-12-31 | 2020-12-31 | 365 | 7.4658 | 7
80476 | 8.41 | 0.8 | 2019-12-31 | 2020-12-31 | 365 | 7.8681 | 7
80480 | 13.395 | 0.8 | 2019-12-31 | 2020-12-31 | 365 | 12.5319 | 12
80477 | 6.67 | 0.8 | 2019-12-31 | 2020-12-31 | 365 | 6.2402 | 6
80572 | 6.2 | 0.8 | 2019-12-31 | 2020-12-31 | 365 | 5.8005 | 5
80581 | 10.675 | 0.8 | 2019-12-31 | 2020-12-31 | 365 | 9.9872 | 9
80582 | 13.395 | 0.8 | 2019-12-31 | 2020-12-31 | 365 | 12.5319 | 12
80583 | 12.825 | 0.8 | 2019-12-31 | 2020-12-31 | 365 | 11.9987 | 11
80577 | 6.6 | 0.8 | 2019-12-31 | 2020-12-31 | 365 | 6.1747 | 6
80601 | 4.845 | 0.8 | 2019-12-31 | 2020-12-31 | 365 | 4.5328 | 4
80620 | 8.7 | 0.8 | 2019-12-31 | 2020-12-31 | 365 | 8.1394 | 8
80383 | 7.83 | 0.8 | 2019-12-31 | 2020-12-31 | 365 | 7.3255 | 7
80399 | 8.26 | 0.8 | 2019-12-31 | 2020-12-31 | 365 | 7.7278 | 7
80401 | 6.67 | 0.8 | 2019-12-31 | 2020-12-31 | 365 | 6.2402 | 6
79911 | 6.72 | 0.8 | 2019-12-31 | 2020-12-31 | 365 | 6.287 | 6
80402 | 3.48 | 0.8 | 2019-12-31 | 2020-12-31 | 365 | 3.2558 | 3
80403 | 11.89 | 0.8 | 2019-12-31 | 2020-12-31 | 365 | 11.1239 | 11
80404 | 11.505 | 0.8 | 2019-12-31 | 2020-12-31 | 365 | 10.7637 | 10
80384 | 9.735 | 0.8 | 2019-12-31 | 2020-12-31 | 365 | 9.1078 | 9
80563 | 10.73 | 0.8 | 2019-12-31 | 2020-12-31 | 365 | 10.0386 | 10
80567 | 5.22 | 0.8 | 2019-12-31 | 2020-12-31 | 365 | 4.8837 | 4
80220 | 32.48 | 0.6 | 2019-12-31 | 2020-12-31 | 365 | 22.7904 | 22
79970 | 8.58 | 0.8 | 2019-12-31 | 2020-12-31 | 365 | 8.0272 | 8
80596 | 8.125 | 0.8 | 2019-12-31 | 2020-12-31 | 365 | 7.6015 | 7
80598 | 9.57 | 0.8 | 2019-12-31 | 2020-12-31 | 365 | 8.9534 | 8
80599 | 5.8 | 0.8 | 2019-12-31 | 2020-12-31 | 365 | 5.4263 | 5
80600 | 10.15 | 0.8 | 2019-12-31 | 2020-12-31 | 365 | 9.496 | 9
80603 | 7 | 0.8 | 2019-12-31 | 2020-12-31 | 365 | 6.549 | 6
80605 | 3.77 | 0.8 | 2019-12-31 | 2020-12-31 | 365 | 3.5271 | 3
80607 | 13.34 | 0.8 | 2019-12-31 | 2020-12-31 | 365 | 12.4805 | 12
80614 | 13.34 | 0.8 | 2019-12-31 | 2020-12-31 | 365 | 12.4805 | 12
80615 | 7.35 | 0.8 | 2019-12-31 | 2020-12-31 | 365 | 6.8764 | 6
80616 | 6.84 | 0.8 | 2019-12-31 | 2020-12-31 | 365 | 6.3993 | 6
80617 | 24.64 | 0.8 | 2019-12-31 | 2020-12-31 | 365 | 23.0524 | 23
80618 | 8.4 | 0.8 | 2019-12-31 | 2020-12-31 | 365 | 7.8588 | 7
78779 | 13.32 | 0.8 | 2019-12-31 | 2020-12-31 | 365 | 12.4618 | 12
79145 | 5.22 | 0.8 | 2019-12-31 | 2020-12-31 | 365 | 4.8837 | 4
79865 | 8.64 | 0.8 | 2019-12-31 | 2020-12-31 | 365 | 8.0833 | 8
80326 | 12.6 | 0.8 | 2019-12-31 | 2020-12-31 | 365 | 11.7882 | 11
80328 | 11.84 | 0.8 | 2019-12-31 | 2020-12-31 | 365 | 11.0771 | 11
80042 | 10.64 | 0.8 | 2019-12-31 | 2020-12-31 | 365 | 9.9544 | 9
80662 | 13.395 | 0.8 | 2019-12-31 | 2020-12-31 | 365 | 12.5319 | 12
80691 | 8.4 | 0.8 | 2019-12-31 | 2020-12-31 | 365 | 7.8588 | 7
80693 | 7.54 | 0.8 | 2019-12-31 | 2020-12-31 | 365 | 7.0542 | 7
80687 | 12.74 | 0.8 | 2019-12-31 | 2020-12-31 | 365 | 11.9191 | 11
78799 | 8.12 | 0.8 | 2019-12-31 | 2020-12-31 | 365 | 7.5968 | 7
80569 | 15.25 | 0.8 | 2019-12-31 | 2020-12-31 | 365 | 14.2674 | 14
79931 | 8.4 | 0.8 | 2019-12-31 | 2020-12-31 | 365 | 7.8588 | 7
80325 | 9.72 | 0.8 | 2019-12-31 | 2020-12-31 | 365 | 9.0937 | 9
80657 | 4.8 | 0.8 | 2019-12-31 | 2020-12-31 | 365 | 4.4907 | 4
79359 | 35.88 | 0.6 | 2019-12-31 | 2020-12-31 | 365 | 25.1761 | 25
80715 | 8.12 | 0.8 | 2019-12-31 | 2020-12-31 | 365 | 7.5968 | 7
80748 | 9.045 | 0.8 | 2019-12-31 | 2020-12-31 | 365 | 8.4622 | 8
80749 | 8.375 | 0.8 | 2019-12-31 | 2020-12-31 | 365 | 7.8354 | 7
80750 | 6 | 0.8 | 2019-12-31 | 2020-12-31 | 365 | 5.6134 | 5
80771 | 3.48 | 0.8 | 2019-12-31 | 2020-12-31 | 365 | 3.2558 | 3
80390 | 6.27 | 0.8 | 2019-12-31 | 2020-12-31 | 365 | 5.866 | 5
80690 | 21.76 | 0.8 | 2019-12-31 | 2020-12-31 | 365 | 20.358 | 20
80689 | 34 | 0.6 | 2019-12-31 | 2020-12-31 | 365 | 23.857 | 23
80776 | 8.7 | 0.8 | 2019-12-31 | 2020-12-31 | 365 | 8.1394 | 8
80610 | 10.88 | 0.8 | 2019-12-31 | 2020-12-31 | 365 | 10.179 | 10
80612 | 16.415 | 0.8 | 2019-12-31 | 2020-12-31 | 365 | 15.3573 | 15
80791 | 11.39 | 0.8 | 2019-12-31 | 2020-12-31 | 365 | 10.6561 | 10
80050 | 7 | 0.8 | 2019-12-31 | 2020-12-31 | 365 | 6.549 | 6
80051 | 9.45 | 0.8 | 2019-12-31 | 2020-12-31 | 365 | 8.8411 | 8
80621 | 9.405 | 0.8 | 2019-12-31 | 2020-12-31 | 365 | 8.799 | 8
80482 | 4.845 | 0.8 | 2019-12-31 | 2020-12-31 | 365 | 4.5328 | 4
80211 | 12.18 | 0.8 | 2019-12-31 | 2020-12-31 | 365 | 11.3952 | 11
80597 | 9.28 | 0.8 | 2019-12-31 | 2020-12-31 | 365 | 8.6821 | 8
80667 | 14.79 | 0.8 | 2019-12-31 | 2020-12-31 | 365 | 13.8371 | 13
80686 | 11.505 | 0.8 | 2019-12-31 | 2020-12-31 | 365 | 10.7637 | 10
80772 | 15.075 | 0.8 | 2019-12-31 | 2020-12-31 | 365 | 14.1037 | 14
80872 | 1.55 | 0.8 | 2019-12-31 | 2020-12-31 | 365 | 1.4501 | 1
80875 | 12.76 | 0.8 | 2019-12-31 | 2020-12-31 | 365 | 11.9378 | 11
80877 | 10.5 | 0.8 | 2019-12-31 | 2020-12-31 | 365 | 9.8235 | 9
80879 | 6.27 | 0.8 | 2019-12-31 | 2020-12-31 | 365 | 5.866 | 5
80663 | 4.56 | 0.8 | 2019-12-31 | 2020-12-31 | 365 | 4.2662 | 4
80892 | 7.2 | 0.8 | 2019-12-31 | 2020-12-31 | 365 | 6.7361 | 6
80893 | 7 | 0.8 | 2019-12-31 | 2020-12-31 | 365 | 6.549 | 6
80917 | 8.1 | 0.8 | 2019-12-31 | 2020-12-31 | 365 | 7.5781 | 7
80920 | 9.57 | 0.8 | 2019-12-31 | 2020-12-31 | 365 | 8.9534 | 8
80923 | 7.25 | 0.8 | 2019-12-31 | 2020-12-31 | 365 | 6.7829 | 6
80949 | 10.83 | 0.8 | 2019-12-31 | 2020-12-31 | 365 | 10.1322 | 10
80950 | 11.97 | 0.8 | 2019-12-31 | 2020-12-31 | 365 | 11.1987 | 11
80951 | 7.37 | 0.8 | 2019-12-31 | 2020-12-31 | 365 | 6.8951 | 6
80953 | 4.35 | 0.8 | 2019-12-31 | 2020-12-31 | 365 | 4.0697 | 4
80956 | 5.4 | 0.8 | 2019-12-31 | 2020-12-31 | 365 | 5.0521 | 5
80957 | 9.28 | 0.8 | 2019-12-31 | 2020-12-31 | 365 | 8.6821 | 8
80992 | 26.22 | 0.6 | 2019-12-31 | 2020-12-31 | 365 | 18.3979 | 18
80993 | 6.96 | 0.8 | 2019-12-31 | 2020-12-31 | 365 | 6.5116 | 6
80995 | 12.18 | 0.8 | 2019-12-31 | 2020-12-31 | 365 | 11.3952 | 11
81036 | 6.7 | 0.8 | 2019-12-31 | 2020-12-31 | 365 | 6.2683 | 6
81037 | 7.35 | 0.8 | 2019-12-31 | 2020-12-31 | 365 | 6.8764 | 6
81038 | 8.4 | 0.8 | 2019-12-31 | 2020-12-31 | 365 | 7.8588 | 7
81039 | 10.15 | 0.8 | 2019-12-31 | 2020-12-31 | 365 | 9.496 | 9
81040 | 8.4 | 0.8 | 2019-12-31 | 2020-12-31 | 365 | 7.8588 | 7
81041 | 4.9 | 0.8 | 2019-12-31 | 2020-12-31 | 365 | 4.5843 | 4
81086 | 11.6 | 0.8 | 2019-12-31 | 2020-12-31 | 365 | 10.8526 | 10
81089 | 6.67 | 0.8 | 2019-12-31 | 2020-12-31 | 365 | 6.2402 | 6
81090 | 13.34 | 0.8 | 2019-12-31 | 2020-12-31 | 365 | 12.4805 | 12
81095 | 2.9 | 0.8 | 2019-12-31 | 2020-12-31 | 365 | 2.7131 | 2
80717 | 9.405 | 0.8 | 2019-12-31 | 2020-12-31 | 365 | 8.799 | 8
80873 | 273.76 | 0.7 | 2019-12-31 | 2020-12-31 | 365 | 224.106 | 224
81098 | 2.32 | 0.8 | 2019-12-31 | 2020-12-31 | 365 | 2.1705 | 2
81103 | 5.2 | 0.8 | 2019-12-31 | 2020-12-31 | 365 | 4.865 | 4
81105 | 6.6 | 0.8 | 2019-12-31 | 2020-12-31 | 365 | 6.1747 | 6
81114 | 6.84 | 0.8 | 2019-12-31 | 2020-12-31 | 365 | 6.3993 | 6
81161 | 20.88 | 0.8 | 2019-12-31 | 2020-12-31 | 365 | 19.5347 | 19
80914 | 10.44 | 0.8 | 2019-12-31 | 2020-12-31 | 365 | 9.7673 | 9
81207 | 10.5 | 0.8 | 2019-12-31 | 2020-12-31 | 365 | 9.8235 | 9
81209 | 9.28 | 0.8 | 2019-12-31 | 2020-12-31 | 365 | 8.6821 | 8
80874 | 7.41 | 0.8 | 2019-12-31 | 2020-12-31 | 365 | 6.9326 | 6
80955 | 4.06 | 0.8 | 2019-12-31 | 2020-12-31 | 365 | 3.7984 | 3
80990 | 7.015 | 1 | 2019-12-31 | 2020-12-31 | 365 | 8.2038 | 8
81035 | 4.29 | 0.8 | 2019-12-31 | 2020-12-31 | 365 | 4.0136 | 4
81084 | 9.86 | 0.8 | 2019-12-31 | 2020-12-31 | 365 | 9.2247 | 9
81092 | 9.28 | 0.8 | 2019-12-31 | 2020-12-31 | 365 | 8.6821 | 8
81097 | 4.06 | 0.8 | 2019-12-31 | 2020-12-31 | 365 | 3.7984 | 3
81205 | 7.83 | 0.8 | 2019-12-31 | 2020-12-31 | 365 | 7.3255 | 7
81210 | 9.57 | 0.8 | 2019-12-31 | 2020-12-31 | 365 | 8.9534 | 8
81211 | 6.7 | 0.8 | 2019-12-31 | 2020-12-31 | 365 | 6.2683 | 6
81212 | 10.385 | 0.8 | 2019-12-31 | 2020-12-31 | 365 | 9.7159 | 9
81220 | 13.34 | 0.8 | 2019-12-31 | 2020-12-31 | 365 | 12.4805 | 12
81226 | 7.93 | 0.8 | 2019-12-31 | 2020-12-31 | 365 | 7.4191 | 7
81231 | 6.38 | 0.8 | 2019-12-31 | 2020-12-31 | 365 | 5.9689 | 5
81238 | 23.2 | 0.8 | 2019-12-31 | 2020-12-31 | 365 | 21.7052 | 21
81287 | 12.25 | 0.8 | 2019-12-31 | 2020-12-31 | 365 | 11.4607 | 11
80658 | 6.3 | 0.8 | 2019-12-31 | 2020-12-31 | 365 | 5.8941 | 5
81336 | 5.95 | 0.8 | 2019-12-31 | 2020-12-31 | 365 | 5.5666 | 5
81338 | 7.41 | 0.8 | 2019-12-31 | 2020-12-31 | 365 | 6.9326 | 6
80659 | 40.89 | 0.6 | 2019-12-31 | 2020-12-31 | 365 | 28.6915 | 28
81381 | 15.39 | 0.8 | 2019-12-31 | 2020-12-31 | 365 | 14.3984 | 14
81382 | 6.785 | 0.8 | 2019-12-31 | 2020-12-31 | 365 | 6.3478 | 6
81383 | 7.25 | 0.8 | 2019-12-31 | 2020-12-31 | 365 | 6.7829 | 6
81386 | 6.49 | 0.8 | 2019-12-31 | 2020-12-31 | 365 | 6.0718 | 6
81388 | 12.71 | 0.8 | 2019-12-31 | 2020-12-31 | 365 | 11.8911 | 11
81391 | 9.28 | 0.8 | 2019-12-31 | 2020-12-31 | 365 | 8.6821 | 8
81399 | 4.56 | 0.8 | 2019-12-31 | 2020-12-31 | 365 | 4.2662 | 4
81404 | 5.8 | 0.8 | 2019-12-31 | 2020-12-31 | 365 | 5.4263 | 5
81406 | 7.83 | 0.8 | 2019-12-31 | 2020-12-31 | 365 | 7.3255 | 7
81411 | 6.09 | 0.8 | 2019-12-31 | 2020-12-31 | 365 | 5.6976 | 5
81416 | 6.195 | 0.8 | 2019-12-31 | 2020-12-31 | 365 | 5.7958 | 5
81111 | 8.99 | 0.8 | 2019-12-31 | 2020-12-31 | 365 | 8.4108 | 8
81393 | 5.51 | 0.8 | 2019-12-31 | 2020-12-31 | 365 | 5.155 | 5
81432 | 6.09 | 0.8 | 2019-12-31 | 2020-12-31 | 365 | 5.6976 | 5
81433 | 12.285 | 0.8 | 2019-12-31 | 2020-12-31 | 365 | 11.4935 | 11
80952 | 11.725 | 0.8 | 2019-12-31 | 2020-12-31 | 365 | 10.9695 | 10
80954 | 6.38 | 0.8 | 2019-12-31 | 2020-12-31 | 365 | 5.9689 | 5
81526 | 23.46 | 0.8 | 2019-12-31 | 2020-12-31 | 365 | 21.9484 | 21
81532 | 12.8 | 0.8 | 2019-12-31 | 2020-12-31 | 365 | 11.9753 | 11
81533 | 9.86 | 0.8 | 2019-12-31 | 2020-12-31 | 365 | 9.2247 | 9
81534 | 4.425 | 0.8 | 2019-12-31 | 2020-12-31 | 365 | 4.1399 | 4
81119 | 13.2 | 0.8 | 2019-12-31 | 2020-12-31 | 365 | 12.3495 | 12
81288 | 4.06 | 0.8 | 2019-12-31 | 2020-12-31 | 365 | 3.7984 | 3
81289 | 4.35 | 0.8 | 2019-12-31 | 2020-12-31 | 365 | 4.0697 | 4
81402 | 8.41 | 0.8 | 2019-12-31 | 2020-12-31 | 365 | 7.8681 | 7
81408 | 4.64 | 0.8 | 2019-12-31 | 2020-12-31 | 365 | 4.341 | 4
81413 | 15.87 | 0.8 | 2019-12-31 | 2020-12-31 | 365 | 14.8475 | 14
81082 | 8.41 | 0.8 | 2019-12-31 | 2020-12-31 | 365 | 7.8681 | 7
81527 | 7.14 | 1 | 2019-12-31 | 2020-12-31 | 365 | 8.3499 | 8
80773 | 13.44 | 0.8 | 2019-12-31 | 2020-12-31 | 365 | 12.574 | 12
81640 | 5.13 | 0.8 | 2019-12-31 | 2020-12-31 | 365 | 4.7995 | 4
81646 | 5.36 | 0.8 | 2019-12-31 | 2020-12-31 | 365 | 5.0146 | 5
81651 | 8.04 | 0.8 | 2019-12-31 | 2020-12-31 | 365 | 7.522 | 7
81656 | 6.785 | 0.8 | 2019-12-31 | 2020-12-31 | 365 | 6.3478 | 6
81658 | 8.12 | 0.8 | 2019-12-31 | 2020-12-31 | 365 | 7.5968 | 7
81667 | 10.2 | 0.8 | 2019-12-31 | 2020-12-31 | 365 | 9.5428 | 9
81670 | 12.255 | 0.8 | 2019-12-31 | 2020-12-31 | 365 | 11.4654 | 11
81672 | 6.38 | 0.8 | 2019-12-31 | 2020-12-31 | 365 | 5.9689 | 5
81675 | 5.6 | 0.8 | 2019-12-31 | 2020-12-31 | 365 | 5.2392 | 5
81680 | 10.08 | 0.8 | 2019-12-31 | 2020-12-31 | 365 | 9.4305 | 9
81687 | 6.09 | 0.8 | 2019-12-31 | 2020-12-31 | 365 | 5.6976 | 5
81682 | 2.9 | 0.8 | 2019-12-31 | 2020-12-31 | 365 | 2.7131 | 2
81415 | 8.1 | 0.8 | 2019-12-31 | 2020-12-31 | 365 | 7.5781 | 7
81722 | 7.68 | 0.8 | 2019-12-31 | 2020-12-31 | 365 | 7.1852 | 7
81732 | 7.965 | 0.8 | 2019-12-31 | 2020-12-31 | 365 | 7.4518 | 7
81723 | 8.05 | 0.8 | 2019-12-31 | 2020-12-31 | 365 | 7.5313 | 7
81747 | 4.93 | 0.8 | 2019-12-31 | 2020-12-31 | 365 | 4.6124 | 4
81702 | 8 | 0.8 | 2019-12-31 | 2020-12-31 | 365 | 7.4845 | 7
81081 | 10.15 | 0.8 | 2019-12-31 | 2020-12-31 | 365 | 9.496 | 9
81968 | 7.44 | 0.8 | 2019-12-31 | 2020-12-31 | 365 | 6.9606 | 6
81966 | 9.57 | 0.8 | 2019-12-31 | 2020-12-31 | 365 | 8.9534 | 8
81962 | 7.83 | 0.8 | 2019-12-31 | 2020-12-31 | 365 | 7.3255 | 7
81960 | 7.25 | 0.8 | 2019-12-31 | 2020-12-31 | 365 | 6.7829 | 6
81959 | 4.845 | 0.8 | 2019-12-31 | 2020-12-31 | 365 | 4.5328 | 4
81952 | 5.6 | 0.8 | 2019-12-31 | 2020-12-31 | 365 | 5.2392 | 5
81897 | 4.76 | 0.8 | 2019-12-31 | 2020-12-31 | 365 | 4.4533 | 4
81881 | 12.255 | 0.8 | 2019-12-31 | 2020-12-31 | 365 | 11.4654 | 11
81879 | 7.375 | 0.8 | 2019-12-31 | 2020-12-31 | 365 | 6.8998 | 6
81875 | 13.395 | 0.8 | 2019-12-31 | 2020-12-31 | 365 | 12.5319 | 12
81873 | 9.92 | 0.8 | 2019-12-31 | 2020-12-31 | 365 | 9.2808 | 9
81337 | 9.92 | 0.8 | 2019-12-31 | 2020-12-31 | 365 | 9.2808 | 9
80991 | 11.395 | 1 | 2019-12-31 | 2020-12-31 | 365 | 13.326 | 13
81678 | 9.28 | 0.8 | 2019-12-31 | 2020-12-31 | 365 | 8.6821 | 8
81967 | 15.08 | 0.8 | 2019-12-31 | 2020-12-31 | 365 | 14.1084 | 14
63343 | 805.14 | 0.8 | 2019-12-31 | 2020-12-31 | 365 | 753.2632 | 753
67649 | 3.71 | 1 | 2019-12-31 | 2020-12-31 | 365 | 4.3387 | 4
82005 | 6.49 | 0.8 | 2019-12-31 | 2020-12-31 | 365 | 6.0718 | 6
82007 | 13.395 | 0.8 | 2019-12-31 | 2020-12-31 | 365 | 12.5319 | 12
82062 | 6.6 | 0.8 | 2019-12-31 | 2020-12-31 | 365 | 6.1747 | 6
82079 | 3.48 | 0.8 | 2019-12-31 | 2020-12-31 | 365 | 3.2558 | 3
81867 | 5.49 | 1 | 2019-12-31 | 2020-12-31 | 365 | 6.4203 | 6
82144 | 5.52 | 0.8 | 2019-12-31 | 2020-12-31 | 365 | 5.1643 | 5
82181 | 4.96 | 0.8 | 2019-12-31 | 2020-12-31 | 365 | 4.6404 | 4
82177 | 11.31 | 0.8 | 2019-12-31 | 2020-12-31 | 365 | 10.5813 | 10
82145 | 9.44 | 0.8 | 2019-12-31 | 2020-12-31 | 365 | 8.8318 | 8
82287 | 12.685 | 0.8 | 2019-12-31 | 2020-12-31 | 365 | 11.8677 | 11
82293 | 4.56 | 0.8 | 2019-12-31 | 2020-12-31 | 365 | 4.2662 | 4
82342 | 4.96 | 0.8 | 2019-12-31 | 2020-12-31 | 365 | 4.6404 | 4
82344 | 3.72 | 0.8 | 2019-12-31 | 2020-12-31 | 365 | 3.4803 | 3
82350 | 7.75 | 0.8 | 2019-12-31 | 2020-12-31 | 365 | 7.2507 | 7
81969 | 7.54 | 0.8 | 2019-12-31 | 2020-12-31 | 365 | 7.0542 | 7
82343 | 7.13 | 0.8 | 2019-12-31 | 2020-12-31 | 365 | 6.6706 | 6
82466 | 10.325 | 0.8 | 2019-12-31 | 2020-12-31 | 365 | 9.6597 | 9
82467 | 8.12 | 0.8 | 2019-12-31 | 2020-12-31 | 365 | 7.5968 | 7
82468 | 8.99 | 0.8 | 2019-12-31 | 2020-12-31 | 365 | 8.4108 | 8
82469 | 7.54 | 0.8 | 2019-12-31 | 2020-12-31 | 365 | 7.0542 | 7
82470 | 6.96 | 0.8 | 2019-12-31 | 2020-12-31 | 365 | 6.5116 | 6
82472 | 8.99 | 0.8 | 2019-12-31 | 2020-12-31 | 365 | 8.4108 | 8
82473 | 12.71 | 0.8 | 2019-12-31 | 2020-12-31 | 365 | 11.8911 | 11
82477 | 14.79 | 0.8 | 2019-12-31 | 2020-12-31 | 365 | 13.8371 | 13
81691 | 12.39 | 0.8 | 2019-12-31 | 2020-12-31 | 365 | 11.5917 | 11
80989 | 12.8 | 0.8 | 2019-12-31 | 2020-12-31 | 365 | 11.9753 | 11
81953 | 10.15 | 0.8 | 2019-12-31 | 2020-12-31 | 365 | 9.496 | 9
81699 | 4.35 | 0.8 | 2019-12-31 | 2020-12-31 | 365 | 4.0697 | 4
81745 | 10.03 | 0.8 | 2019-12-31 | 2020-12-31 | 365 | 9.3837 | 9
81718 | 6.1 | 0.8 | 2019-12-31 | 2020-12-31 | 365 | 5.707 | 5
81727 | 15.4 | 0.8 | 2019-12-31 | 2020-12-31 | 365 | 14.4077 | 14
81730 | 13.65 | 0.8 | 2019-12-31 | 2020-12-31 | 365 | 12.7705 | 12
81768 | 5.12 | 0.8 | 2019-12-31 | 2020-12-31 | 365 | 4.7901 | 4
82023 | 8.85 | 0.8 | 2019-12-31 | 2020-12-31 | 365 | 8.2798 | 8
81874 | 5.355 | 0.8 | 2019-12-31 | 2020-12-31 | 365 | 5.01 | 5
81876 | 9 | 0.8 | 2019-12-31 | 2020-12-31 | 365 | 8.4201 | 8
82064 | 6.38 | 0.8 | 2019-12-31 | 2020-12-31 | 365 | 5.9689 | 5
81963 | 7.25 | 0.8 | 2019-12-31 | 2020-12-31 | 365 | 6.7829 | 6
81965 | 9.765 | 0.8 | 2019-12-31 | 2020-12-31 | 365 | 9.1358 | 9
82080 | 7.68 | 0.8 | 2019-12-31 | 2020-12-31 | 365 | 7.1852 | 7
82082 | 9.36 | 0.8 | 2019-12-31 | 2020-12-31 | 365 | 8.7569 | 8
82085 | 10.725 | 0.8 | 2019-12-31 | 2020-12-31 | 365 | 10.034 | 10
82365 | 9.6 | 0.8 | 2019-12-31 | 2020-12-31 | 365 | 8.9815 | 8
82352 | 3.48 | 0.8 | 2019-12-31 | 2020-12-31 | 365 | 3.2558 | 3
82120 | 12.06 | 0.8 | 2019-12-31 | 2020-12-31 | 365 | 11.283 | 11
82178 | 7.875 | 0.8 | 2019-12-31 | 2020-12-31 | 365 | 7.3676 | 7
82491 | 9.86 | 0.8 | 2019-12-31 | 2020-12-31 | 365 | 9.2247 | 9
81380 | 10.545 | 0.8 | 2019-12-31 | 2020-12-31 | 365 | 9.8656 | 9
82247 | 10.73 | 0.8 | 2019-12-31 | 2020-12-31 | 365 | 10.0386 | 10
82248 | 6.84 | 0.8 | 2019-12-31 | 2020-12-31 | 365 | 6.3993 | 6
82249 | 5.9 | 0.8 | 2019-12-31 | 2020-12-31 | 365 | 5.5199 | 5
82250 | 9.12 | 0.8 | 2019-12-31 | 2020-12-31 | 365 | 8.5324 | 8
82251 | 8.28 | 0.8 | 2019-12-31 | 2020-12-31 | 365 | 7.7465 | 7
82252 | 4.8 | 0.8 | 2019-12-31 | 2020-12-31 | 365 | 4.4907 | 4
82254 | 8.75 | 0.8 | 2019-12-31 | 2020-12-31 | 365 | 8.1862 | 8
82258 | 5.95 | 0.8 | 2019-12-31 | 2020-12-31 | 365 | 5.5666 | 5
82260 | 4.68 | 0.8 | 2019-12-31 | 2020-12-31 | 365 | 4.3785 | 4
82264 | 9.45 | 0.8 | 2019-12-31 | 2020-12-31 | 365 | 8.8411 | 8
82266 | 10.15 | 0.8 | 2019-12-31 | 2020-12-31 | 365 | 9.496 | 9
82268 | 6.3 | 0.8 | 2019-12-31 | 2020-12-31 | 365 | 5.8941 | 5
82277 | 11.2 | 0.8 | 2019-12-31 | 2020-12-31 | 365 | 10.4784 | 10
82279 | 14.388 | 0.8 | 2019-12-31 | 2020-12-31 | 365 | 13.461 | 13
82281 | 6.3 | 0.8 | 2019-12-31 | 2020-12-31 | 365 | 5.8941 | 5
82284 | 8.96 | 0.8 | 2019-12-31 | 2020-12-31 | 365 | 8.3827 | 8
82291 | 7.705 | 0.8 | 2019-12-31 | 2020-12-31 | 365 | 7.2086 | 7
82367 | 6.36 | 0.8 | 2019-12-31 | 2020-12-31 | 365 | 5.9502 | 5
82370 | 5.31 | 0.8 | 2019-12-31 | 2020-12-31 | 365 | 4.9679 | 4
82371 | 5.4 | 0.8 | 2019-12-31 | 2020-12-31 | 365 | 5.0521 | 5
82372 | 24.65 | 0.8 | 2019-12-31 | 2020-12-31 | 365 | 23.0618 | 23
82374 | 3.1 | 0.8 | 2019-12-31 | 2020-12-31 | 365 | 2.9003 | 2
82375 | 8.75 | 0.8 | 2019-12-31 | 2020-12-31 | 365 | 8.1862 | 8
82400 | 8.91 | 0.8 | 2019-12-31 | 2020-12-31 | 365 | 8.3359 | 8
82401 | 5.8 | 0.8 | 2019-12-31 | 2020-12-31 | 365 | 5.4263 | 5
82405 | 15.37 | 0.8 | 2019-12-31 | 2020-12-31 | 365 | 14.3797 | 14
82408 | 5.51 | 0.8 | 2019-12-31 | 2020-12-31 | 365 | 5.155 | 5
82474 | 13.275 | 0.8 | 2019-12-31 | 2020-12-31 | 365 | 12.4197 | 12
82475 | 11.21 | 0.8 | 2019-12-31 | 2020-12-31 | 365 | 10.4877 | 10
82528 | 8.4 | 0.8 | 2019-12-31 | 2020-12-31 | 365 | 7.8588 | 7
82564 | 7.15 | 0.8 | 2019-12-31 | 2020-12-31 | 365 | 6.6893 | 6
82568 | 6.38 | 0.8 | 2019-12-31 | 2020-12-31 | 365 | 5.9689 | 5
82570 | 9.1 | 0.8 | 2019-12-31 | 2020-12-31 | 365 | 8.5137 | 8
82571 | 10.5 | 0.8 | 2019-12-31 | 2020-12-31 | 365 | 9.8235 | 9
82573 | 10.15 | 0.8 | 2019-12-31 | 2020-12-31 | 365 | 9.496 | 9
82576 | 10.5 | 0.8 | 2019-12-31 | 2020-12-31 | 365 | 9.8235 | 9
82579 | 7.83 | 0.8 | 2019-12-31 | 2020-12-31 | 365 | 7.3255 | 7
82583 | 7.83 | 0.8 | 2019-12-31 | 2020-12-31 | 365 | 7.3255 | 7
82066 | 24.75 | 0.8 | 2019-12-31 | 2020-12-31 | 365 | 23.1553 | 23
81698 | 9.735 | 0.8 | 2019-12-31 | 2020-12-31 | 365 | 9.1078 | 9
81863 | 4.2 | 0.8 | 2019-12-31 | 2020-12-31 | 365 | 3.9294 | 3
82403 | 6.38 | 0.8 | 2019-12-31 | 2020-12-31 | 365 | 5.9689 | 5
82584 | 14.82 | 0.8 | 2019-12-31 | 2020-12-31 | 365 | 13.8651 | 13
82346 | 16.74 | 0.8 | 2019-12-31 | 2020-12-31 | 365 | 15.6614 | 15
82398 | 5.76 | 0.8 | 2019-12-31 | 2020-12-31 | 365 | 5.3889 | 5
83051 | 9.3 | 0.8 | 2019-12-31 | 2020-12-31 | 365 | 8.7008 | 8
83048 | 5.7 | 0.8 | 2019-12-31 | 2020-12-31 | 365 | 5.3327 | 5
82471 | 4.64 | 0.8 | 2019-12-31 | 2020-12-31 | 365 | 4.341 | 4
82399 | 8.37 | 0.8 | 2019-12-31 | 2020-12-31 | 365 | 7.8307 | 7
82525 | 18.65 | 0.8 | 2019-12-31 | 2020-12-31 | 365 | 17.4483 | 17
82276 | 7 | 0.8 | 2019-12-31 | 2020-12-31 | 365 | 6.549 | 6
82638 | 8.26 | 0.8 | 2019-12-31 | 2020-12-31 | 365 | 7.7278 | 7
82643 | 6.38 | 0.8 | 2019-12-31 | 2020-12-31 | 365 | 5.9689 | 5
82657 | 10.545 | 0.8 | 2019-12-31 | 2020-12-31 | 365 | 9.8656 | 9
81958 | 6.09 | 0.8 | 2019-12-31 | 2020-12-31 | 365 | 5.6976 | 5
82690 | 12.6 | 0.8 | 2019-12-31 | 2020-12-31 | 365 | 11.7882 | 11
82694 | 6.6 | 0.8 | 2019-12-31 | 2020-12-31 | 365 | 6.1747 | 6
82695 | 6.6 | 0.8 | 2019-12-31 | 2020-12-31 | 365 | 6.1747 | 6
82698 | 4.5 | 0.8 | 2019-12-31 | 2020-12-31 | 365 | 4.2101 | 4
82701 | 5.795 | 0.8 | 2019-12-31 | 2020-12-31 | 365 | 5.4216 | 5
82705 | 12.2 | 0.8 | 2019-12-31 | 2020-12-31 | 365 | 11.4139 | 11
82734 | 5.51 | 0.8 | 2019-12-31 | 2020-12-31 | 365 | 5.155 | 5
82737 | 4.5 | 0.8 | 2019-12-31 | 2020-12-31 | 365 | 4.2101 | 4
82741 | 2.68 | 0.8 | 2019-12-31 | 2020-12-31 | 365 | 2.5073 | 2
82745 | 12.71 | 0.8 | 2019-12-31 | 2020-12-31 | 365 | 11.8911 | 11
82794 | 9.28 | 0.8 | 2019-12-31 | 2020-12-31 | 365 | 8.6821 | 8
82795 | 13.05 | 0.8 | 2019-12-31 | 2020-12-31 | 365 | 12.2092 | 12
82796 | 8.26 | 0.8 | 2019-12-31 | 2020-12-31 | 365 | 7.7278 | 7
82848 | 14 | 0.8 | 2019-12-31 | 2020-12-31 | 365 | 13.098 | 13
82852 | 12.95 | 0.8 | 2019-12-31 | 2020-12-31 | 365 | 12.1156 | 12
82854 | 8.85 | 0.8 | 2019-12-31 | 2020-12-31 | 365 | 8.2798 | 8
82855 | 8.4 | 0.8 | 2019-12-31 | 2020-12-31 | 365 | 7.8588 | 7
81883 | 5.1 | 0.8 | 2019-12-31 | 2020-12-31 | 365 | 4.7714 | 4
83234 | 13.275 | 0.8 | 2019-12-31 | 2020-12-31 | 365 | 12.4197 | 12
82179 | 4.96 | 0.8 | 2019-12-31 | 2020-12-31 | 365 | 4.6404 | 4
82143 | 7.56 | 0.8 | 2019-12-31 | 2020-12-31 | 365 | 7.0729 | 7
82582 | 12.6 | 0.8 | 2019-12-31 | 2020-12-31 | 365 | 11.7882 | 11
81664 | 13.115 | 0.8 | 2019-12-31 | 2020-12-31 | 365 | 12.27 | 12
82369 | 7.83 | 0.8 | 2019-12-31 | 2020-12-31 | 365 | 7.3255 | 7
81954 | 8.4 | 0.8 | 2019-12-31 | 2020-12-31 | 365 | 7.8588 | 7
82572 | 9.45 | 0.8 | 2019-12-31 | 2020-12-31 | 365 | 8.8411 | 8
82888 | 7.25 | 0.8 | 2019-12-31 | 2020-12-31 | 365 | 6.7829 | 6
82889 | 7.25 | 0.8 | 2019-12-31 | 2020-12-31 | 365 | 6.7829 | 6
82890 | 8.375 | 0.8 | 2019-12-31 | 2020-12-31 | 365 | 7.8354 | 7
79043 | 73.71 | 0.7 | 2019-12-31 | 2020-12-31 | 365 | 60.3406 | 60
82798 | 11.21 | 0.8 | 2019-12-31 | 2020-12-31 | 365 | 10.4877 | 10
82915 | 13.44 | 0.8 | 2019-12-31 | 2020-12-31 | 365 | 12.574 | 12
82916 | 7.08 | 0.8 | 2019-12-31 | 2020-12-31 | 365 | 6.6238 | 6
82923 | 9.92 | 0.8 | 2019-12-31 | 2020-12-31 | 365 | 9.2808 | 9
82924 | 5.7 | 0.8 | 2019-12-31 | 2020-12-31 | 365 | 5.3327 | 5
82925 | 7.81 | 0.8 | 2019-12-31 | 2020-12-31 | 365 | 7.3068 | 7
82929 | 6.12 | 0.8 | 2019-12-31 | 2020-12-31 | 365 | 5.7257 | 5
82802 | 8.555 | 0.8 | 2019-12-31 | 2020-12-31 | 365 | 8.0038 | 8
82931 | 5.85 | 0.8 | 2019-12-31 | 2020-12-31 | 365 | 5.4731 | 5
82933 | 10.8 | 0.8 | 2019-12-31 | 2020-12-31 | 365 | 10.1041 | 10
82936 | 10.005 | 0.8 | 2019-12-31 | 2020-12-31 | 365 | 9.3604 | 9
82938 | 3.84 | 0.8 | 2019-12-31 | 2020-12-31 | 365 | 3.5926 | 3
81700 | 7.375 | 0.8 | 2019-12-31 | 2020-12-31 | 365 | 6.8998 | 6
81705 | 13.3 | 0.8 | 2019-12-31 | 2020-12-31 | 365 | 12.4431 | 12
81961 | 6.96 | 0.8 | 2019-12-31 | 2020-12-31 | 365 | 6.5116 | 6
82081 | 10.385 | 0.8 | 2019-12-31 | 2020-12-31 | 365 | 9.7159 | 9
82121 | 4.14 | 0.8 | 2019-12-31 | 2020-12-31 | 365 | 3.8733 | 3
82373 | 12.71 | 0.8 | 2019-12-31 | 2020-12-31 | 365 | 11.8911 | 11
82574 | 10.85 | 0.8 | 2019-12-31 | 2020-12-31 | 365 | 10.1509 | 10
82692 | 3.3 | 0.8 | 2019-12-31 | 2020-12-31 | 365 | 3.0874 | 3
82922 | 12.9 | 0.8 | 2019-12-31 | 2020-12-31 | 365 | 12.0688 | 12
82981 | 7.25 | 0.8 | 2019-12-31 | 2020-12-31 | 365 | 6.7829 | 6
82691 | 7.2 | 0.8 | 2019-12-31 | 2020-12-31 | 365 | 6.7361 | 6
82656 | 11.52 | 0.8 | 2019-12-31 | 2020-12-31 | 365 | 10.7777 | 10
83025 | 6.49 | 0.8 | 2019-12-31 | 2020-12-31 | 365 | 6.0718 | 6
83026 | 9.735 | 0.8 | 2019-12-31 | 2020-12-31 | 365 | 9.1078 | 9
83027 | 8.555 | 0.8 | 2019-12-31 | 2020-12-31 | 365 | 8.0038 | 8
83028 | 7.965 | 0.8 | 2019-12-31 | 2020-12-31 | 365 | 7.4518 | 7
83029 | 3.77 | 0.8 | 2019-12-31 | 2020-12-31 | 365 | 3.5271 | 3
82986 | 9.145 | 0.8 | 2019-12-31 | 2020-12-31 | 365 | 8.5558 | 8
83030 | 13.2 | 0.8 | 2019-12-31 | 2020-12-31 | 365 | 12.3495 | 12
82917 | 12.42 | 0.8 | 2019-12-31 | 2020-12-31 | 365 | 11.6198 | 11
82983 | 10.325 | 0.8 | 2019-12-31 | 2020-12-31 | 365 | 9.6597 | 9
83049 | 9.9 | 0.8 | 2019-12-31 | 2020-12-31 | 365 | 9.2621 | 9
82926 | 5.4 | 0.8 | 2019-12-31 | 2020-12-31 | 365 | 5.0521 | 5
83024 | 4.425 | 0.8 | 2019-12-31 | 2020-12-31 | 365 | 4.1399 | 4
83050 | 3.245 | 0.8 | 2019-12-31 | 2020-12-31 | 365 | 3.0359 | 3
83052 | 7.2 | 0.8 | 2019-12-31 | 2020-12-31 | 365 | 6.7361 | 6
83053 | 13.275 | 0.8 | 2019-12-31 | 2020-12-31 | 365 | 12.4197 | 12
83061 | 9.28 | 0.8 | 2019-12-31 | 2020-12-31 | 365 | 8.6821 | 8
83062 | 2.48 | 0.8 | 2019-12-31 | 2020-12-31 | 365 | 2.3202 | 2
83063 | 11.31 | 0.8 | 2019-12-31 | 2020-12-31 | 365 | 10.5813 | 10
83064 | 8.55 | 0.8 | 2019-12-31 | 2020-12-31 | 365 | 7.9991 | 7
83090 | 13.275 | 0.8 | 2019-12-31 | 2020-12-31 | 365 | 12.4197 | 12
83111 | 7.41 | 0.8 | 2019-12-31 | 2020-12-31 | 365 | 6.9326 | 6
83117 | 8.32 | 0.8 | 2019-12-31 | 2020-12-31 | 365 | 7.7839 | 7
83180 | 7.2 | 0.8 | 2019-12-31 | 2020-12-31 | 365 | 6.7361 | 6
83181 | 6.3 | 0.8 | 2019-12-31 | 2020-12-31 | 365 | 5.8941 | 5
83182 | 9 | 0.8 | 2019-12-31 | 2020-12-31 | 365 | 8.4201 | 8
83183 | 4.8 | 0.8 | 2019-12-31 | 2020-12-31 | 365 | 4.4907 | 4
83184 | 8.06 | 0.8 | 2019-12-31 | 2020-12-31 | 365 | 7.5407 | 7
83192 | 11.89 | 0.8 | 2019-12-31 | 2020-12-31 | 365 | 11.1239 | 11
83200 | 10.03 | 0.8 | 2019-12-31 | 2020-12-31 | 365 | 9.3837 | 9
83220 | 4.64 | 0.8 | 2019-12-31 | 2020-12-31 | 365 | 4.341 | 4
83230 | 12.76 | 0.8 | 2019-12-31 | 2020-12-31 | 365 | 11.9378 | 11
83237 | 13.34 | 0.8 | 2019-12-31 | 2020-12-31 | 365 | 12.4805 | 12
83238 | 8.99 | 0.8 | 2019-12-31 | 2020-12-31 | 365 | 8.4108 | 8
83239 | 6.67 | 0.8 | 2019-12-31 | 2020-12-31 | 365 | 6.2402 | 6
83240 | 11.21 | 0.8 | 2019-12-31 | 2020-12-31 | 365 | 10.4877 | 10
83241 | 6.38 | 0.8 | 2019-12-31 | 2020-12-31 | 365 | 5.9689 | 5
83242 | 4.64 | 0.8 | 2019-12-31 | 2020-12-31 | 365 | 4.341 | 4
83244 | 9.6 | 0.8 | 2019-12-31 | 2020-12-31 | 365 | 8.9815 | 8
82920 | 9.28 | 0.8 | 2019-12-31 | 2020-12-31 | 365 | 8.6821 | 8
81729 | 13.44 | 0.8 | 2019-12-31 | 2020-12-31 | 365 | 12.574 | 12
83112 | 5.94 | 0.8 | 2019-12-31 | 2020-12-31 | 365 | 5.5573 | 5
83329 | 8.7 | 0.8 | 2019-12-31 | 2020-12-31 | 365 | 8.1394 | 8
83330 | 8.12 | 0.8 | 2019-12-31 | 2020-12-31 | 365 | 7.5968 | 7
83331 | 10.545 | 0.8 | 2019-12-31 | 2020-12-31 | 365 | 9.8656 | 9
83332 | 7.25 | 0.8 | 2019-12-31 | 2020-12-31 | 365 | 6.7829 | 6
83336 | 9.57 | 0.8 | 2019-12-31 | 2020-12-31 | 365 | 8.9534 | 8
83219 | 3.835 | 0.8 | 2019-12-31 | 2020-12-31 | 365 | 3.5879 | 3
83337 | 10.325 | 0.8 | 2019-12-31 | 2020-12-31 | 365 | 9.6597 | 9
83338 | 6.49 | 0.8 | 2019-12-31 | 2020-12-31 | 365 | 6.0718 | 6
83339 | 7.375 | 0.8 | 2019-12-31 | 2020-12-31 | 365 | 6.8998 | 6
83340 | 4.72 | 0.8 | 2019-12-31 | 2020-12-31 | 365 | 4.4159 | 4
83341 | 11.31 | 0.8 | 2019-12-31 | 2020-12-31 | 365 | 10.5813 | 10
83342 | 15.08 | 0.8 | 2019-12-31 | 2020-12-31 | 365 | 14.1084 | 14
83343 | 13.275 | 0.8 | 2019-12-31 | 2020-12-31 | 365 | 12.4197 | 12
83344 | 5.605 | 0.8 | 2019-12-31 | 2020-12-31 | 365 | 5.2439 | 5
83346 | 13.275 | 0.8 | 2019-12-31 | 2020-12-31 | 365 | 12.4197 | 12
83347 | 6.49 | 0.8 | 2019-12-31 | 2020-12-31 | 365 | 6.0718 | 6
83351 | 18.6 | 0.8 | 2019-12-31 | 2020-12-31 | 365 | 17.4016 | 17
83358 | 10.5 | 0.8 | 2019-12-31 | 2020-12-31 | 365 | 9.8235 | 9
82659 | 3.48 | 0.8 | 2019-12-31 | 2020-12-31 | 365 | 3.2558 | 3
83364 | 11.88 | 0.8 | 2019-12-31 | 2020-12-31 | 365 | 11.1145 | 11
83373 | 4.55 | 0.8 | 2019-12-31 | 2020-12-31 | 365 | 4.2568 | 4
83378 | 20.1 | 0.8 | 2019-12-31 | 2020-12-31 | 365 | 18.8049 | 18
83368 | 8.64 | 0.8 | 2019-12-31 | 2020-12-31 | 365 | 8.0833 | 8
81878 | 12.18 | 0.8 | 2019-12-31 | 2020-12-31 | 365 | 11.3952 | 11
83382 | 11.88 | 0.8 | 2019-12-31 | 2020-12-31 | 365 | 11.1145 | 11
83355 | 10.4 | 0.8 | 2019-12-31 | 2020-12-31 | 365 | 9.7299 | 9
83610 | 13.11 | 0.8 | 2019-12-31 | 2020-12-31 | 365 | 12.2653 | 12
83115 | 3.9 | 0.8 | 2019-12-31 | 2020-12-31 | 365 | 3.6487 | 3
82555 | 3.135 | 0.8 | 2019-12-31 | 2020-12-31 | 365 | 2.933 | 2
81764 | 249.795 | 0.6 | 2019-12-31 | 2020-12-31 | 365 | 175.2752 | 175
83527 | 7.44 | 0.8 | 2019-12-31 | 2020-12-31 | 365 | 6.9606 | 6
83528 | 9.975 | 0.8 | 2019-12-31 | 2020-12-31 | 365 | 9.3323 | 9
83529 | 6.96 | 0.8 | 2019-12-31 | 2020-12-31 | 365 | 6.5116 | 6
83530 | 7.965 | 0.8 | 2019-12-31 | 2020-12-31 | 365 | 7.4518 | 7
83531 | 13.34 | 0.8 | 2019-12-31 | 2020-12-31 | 365 | 12.4805 | 12
83532 | 8.99 | 0.8 | 2019-12-31 | 2020-12-31 | 365 | 8.4108 | 8
83540 | 5.7 | 0.8 | 2019-12-31 | 2020-12-31 | 365 | 5.3327 | 5
83541 | 11.31 | 0.8 | 2019-12-31 | 2020-12-31 | 365 | 10.5813 | 10
83542 | 10.73 | 0.8 | 2019-12-31 | 2020-12-31 | 365 | 10.0386 | 10
83545 | 11.6 | 0.8 | 2019-12-31 | 2020-12-31 | 365 | 10.8526 | 10
83556 | 7.54 | 0.8 | 2019-12-31 | 2020-12-31 | 365 | 7.0542 | 7
83558 | 5.36 | 0.8 | 2019-12-31 | 2020-12-31 | 365 | 5.0146 | 5
83560 | 7.035 | 0.8 | 2019-12-31 | 2020-12-31 | 365 | 6.5817 | 6
83609 | 8.91 | 0.8 | 2019-12-31 | 2020-12-31 | 365 | 8.3359 | 8
83613 | 8.96 | 0.8 | 2019-12-31 | 2020-12-31 | 365 | 8.3827 | 8
83656 | 13.275 | 0.8 | 2019-12-31 | 2020-12-31 | 365 | 12.4197 | 12
83657 | 11.21 | 0.8 | 2019-12-31 | 2020-12-31 | 365 | 10.4877 | 10
83659 | 5.51 | 0.8 | 2019-12-31 | 2020-12-31 | 365 | 5.155 | 5
83477 | 5.36 | 0.8 | 2019-12-31 | 2020-12-31 | 365 | 5.0146 | 5
83614 | 8.85 | 0.8 | 2019-12-31 | 2020-12-31 | 365 | 8.2798 | 8
83615 | 7.08 | 0.8 | 2019-12-31 | 2020-12-31 | 365 | 6.6238 | 6
83618 | 4.64 | 0.8 | 2019-12-31 | 2020-12-31 | 365 | 4.341 | 4
83619 | 5.51 | 0.8 | 2019-12-31 | 2020-12-31 | 365 | 5.155 | 5
83621 | 13.275 | 0.8 | 2019-12-31 | 2020-12-31 | 365 | 12.4197 | 12
83622 | 10.24 | 0.8 | 2019-12-31 | 2020-12-31 | 365 | 9.5802 | 9
83624 | 9.86 | 0.8 | 2019-12-31 | 2020-12-31 | 365 | 9.2247 | 9
83625 | 13.275 | 0.8 | 2019-12-31 | 2020-12-31 | 365 | 12.4197 | 12
83627 | 5.415 | 0.8 | 2019-12-31 | 2020-12-31 | 365 | 5.0661 | 5
83628 | 4.845 | 0.8 | 2019-12-31 | 2020-12-31 | 365 | 4.5328 | 4
83629 | 11.48 | 0.8 | 2019-12-31 | 2020-12-31 | 365 | 10.7403 | 10
83630 | 9.735 | 0.8 | 2019-12-31 | 2020-12-31 | 365 | 9.1078 | 9
83631 | 8.64 | 0.8 | 2019-12-31 | 2020-12-31 | 365 | 8.0833 | 8
83632 | 13.275 | 0.8 | 2019-12-31 | 2020-12-31 | 365 | 12.4197 | 12
83633 | 10.915 | 0.8 | 2019-12-31 | 2020-12-31 | 365 | 10.2117 | 10
83634 | 9.44 | 0.8 | 2019-12-31 | 2020-12-31 | 365 | 8.8318 | 8
83635 | 4.35 | 0.8 | 2019-12-31 | 2020-12-31 | 365 | 4.0697 | 4
83636 | 11.7 | 0.8 | 2019-12-31 | 2020-12-31 | 365 | 10.9461 | 10
83637 | 13.275 | 0.8 | 2019-12-31 | 2020-12-31 | 365 | 12.4197 | 12
83638 | 19.52 | 0.8 | 2019-12-31 | 2020-12-31 | 365 | 18.2623 | 18
83639 | 6.03 | 0.8 | 2019-12-31 | 2020-12-31 | 365 | 5.6415 | 5
83640 | 6.72 | 0.8 | 2019-12-31 | 2020-12-31 | 365 | 6.287 | 6
83643 | 10.62 | 0.8 | 2019-12-31 | 2020-12-31 | 365 | 9.9357 | 9
83645 | 13.3 | 0.8 | 2019-12-31 | 2020-12-31 | 365 | 12.4431 | 12
83646 | 7 | 0.8 | 2019-12-31 | 2020-12-31 | 365 | 6.549 | 6
83647 | 5.04 | 0.8 | 2019-12-31 | 2020-12-31 | 365 | 4.7153 | 4
83649 | 10.5 | 0.8 | 2019-12-31 | 2020-12-31 | 365 | 9.8235 | 9
83650 | 10.85 | 0.8 | 2019-12-31 | 2020-12-31 | 365 | 10.1509 | 10
83651 | 9.6 | 0.8 | 2019-12-31 | 2020-12-31 | 365 | 8.9815 | 8
83654 | 6.67 | 0.8 | 2019-12-31 | 2020-12-31 | 365 | 6.2402 | 6
83641 | 3.66 | 0.8 | 2019-12-31 | 2020-12-31 | 365 | 3.4242 | 3
81957 | 6.84 | 0.8 | 2019-12-31 | 2020-12-31 | 365 | 6.3993 | 6
83642 | 5.76 | 0.8 | 2019-12-31 | 2020-12-31 | 365 | 5.3889 | 5
82366 | 19.72 | 0.8 | 2019-12-31 | 2020-12-31 | 365 | 18.4494 | 18
83235 | 15.075 | 0.8 | 2019-12-31 | 2020-12-31 | 365 | 14.1037 | 14
83617 | 1.45 | 0.8 | 2019-12-31 | 2020-12-31 | 365 | 1.3566 | 1
83552 | 12.98 | 0.8 | 2019-12-31 | 2020-12-31 | 365 | 12.1437 | 12
83713 | 10.464 | 0.8 | 2019-12-31 | 2020-12-31 | 365 | 9.7898 | 9
83717 | 9.9 | 0.8 | 2019-12-31 | 2020-12-31 | 365 | 9.2621 | 9
83748 | 4.2 | 0.8 | 2019-12-31 | 2020-12-31 | 365 | 3.9294 | 3
83747 | 6.785 | 0.8 | 2019-12-31 | 2020-12-31 | 365 | 6.3478 | 6
83054 | 3.3 | 0.8 | 2019-12-31 | 2020-12-31 | 365 | 3.0874 | 3
81396 | 2.64 | 0.8 | 2019-12-31 | 2020-12-31 | 365 | 2.4699 | 2
83767 | 4.425 | 0.8 | 2019-12-31 | 2020-12-31 | 365 | 4.1399 | 4
83333 | 13.395 | 0.8 | 2019-12-31 | 2020-12-31 | 365 | 12.5319 | 12
82921 | 8.4 | 0.8 | 2019-12-31 | 2020-12-31 | 365 | 7.8588 | 7
83534 | 5.28 | 0.8 | 2019-12-31 | 2020-12-31 | 365 | 4.9398 | 4
83719 | 5.8 | 0.8 | 2019-12-31 | 2020-12-31 | 365 | 5.4263 | 5
83721 | 2.95 | 0.8 | 2019-12-31 | 2020-12-31 | 365 | 2.7599 | 2
83722 | 7.08 | 0.8 | 2019-12-31 | 2020-12-31 | 365 | 6.6238 | 6
83724 | 9.9 | 0.8 | 2019-12-31 | 2020-12-31 | 365 | 9.2621 | 9
83725 | 7.41 | 0.8 | 2019-12-31 | 2020-12-31 | 365 | 6.9326 | 6
83726 | 13.33 | 0.8 | 2019-12-31 | 2020-12-31 | 365 | 12.4711 | 12
83731 | 10.385 | 0.8 | 2019-12-31 | 2020-12-31 | 365 | 9.7159 | 9
83732 | 4.55 | 0.8 | 2019-12-31 | 2020-12-31 | 365 | 4.2568 | 4
83734 | 9.75 | 0.8 | 2019-12-31 | 2020-12-31 | 365 | 9.1218 | 9
83735 | 10.791 | 0.8 | 2019-12-31 | 2020-12-31 | 365 | 10.0957 | 10
83728 | 7.965 | 0.8 | 2019-12-31 | 2020-12-31 | 365 | 7.4518 | 7
83727 | 7.375 | 0.8 | 2019-12-31 | 2020-12-31 | 365 | 6.8998 | 6
83720 | 12.24 | 0.8 | 2019-12-31 | 2020-12-31 | 365 | 11.4514 | 11
83730 | 12.24 | 0.8 | 2019-12-31 | 2020-12-31 | 365 | 11.4514 | 11
83733 | 12.96 | 0.8 | 2019-12-31 | 2020-12-31 | 365 | 12.125 | 12
83653 | 14.7 | 0.8 | 2019-12-31 | 2020-12-31 | 365 | 13.7528 | 13
83780 | 10.5 | 0.8 | 2019-12-31 | 2020-12-31 | 365 | 9.8235 | 9
83785 | 16.28 | 0.8 | 2019-12-31 | 2020-12-31 | 365 | 15.231 | 15
83831 | 12.96 | 0.8 | 2019-12-31 | 2020-12-31 | 365 | 12.125 | 12
83859 | 10.03 | 0.8 | 2019-12-31 | 2020-12-31 | 365 | 9.3837 | 9
83860 | 5.31 | 0.8 | 2019-12-31 | 2020-12-31 | 365 | 4.9679 | 4
83862 | 5.6 | 0.8 | 2019-12-31 | 2020-12-31 | 365 | 5.2392 | 5
83865 | 6.3 | 0.8 | 2019-12-31 | 2020-12-31 | 365 | 5.8941 | 5
83867 | 5.605 | 0.8 | 2019-12-31 | 2020-12-31 | 365 | 5.2439 | 5
83903 | 15.045 | 0.8 | 2019-12-31 | 2020-12-31 | 365 | 14.0756 | 14
83907 | 9.1 | 0.8 | 2019-12-31 | 2020-12-31 | 365 | 8.5137 | 8
83729 | 7.15 | 0.8 | 2019-12-31 | 2020-12-31 | 365 | 6.6893 | 6
83908 | 12.95 | 0.8 | 2019-12-31 | 2020-12-31 | 365 | 12.1156 | 12
83910 | 8.75 | 0.8 | 2019-12-31 | 2020-12-31 | 365 | 8.1862 | 8
83911 | 13.3 | 0.8 | 2019-12-31 | 2020-12-31 | 365 | 12.4431 | 12
83912 | 8.4 | 0.8 | 2019-12-31 | 2020-12-31 | 365 | 7.8588 | 7
83611 | 13.11 | 0.8 | 2019-12-31 | 2020-12-31 | 365 | 12.2653 | 12
83914 | 7.68 | 0.8 | 2019-12-31 | 2020-12-31 | 365 | 7.1852 | 7
83915 | 8.12 | 0.8 | 2019-12-31 | 2020-12-31 | 365 | 7.5968 | 7
83916 | 10.88 | 0.8 | 2019-12-31 | 2020-12-31 | 365 | 10.179 | 10
83918 | 3.96 | 0.8 | 2019-12-31 | 2020-12-31 | 365 | 3.7048 | 3
83919 | 8.4 | 0.8 | 2019-12-31 | 2020-12-31 | 365 | 7.8588 | 7
83920 | 10.56 | 0.8 | 2019-12-31 | 2020-12-31 | 365 | 9.8796 | 9
83921 | 9.92 | 0.8 | 2019-12-31 | 2020-12-31 | 365 | 9.2808 | 9
83925 | 7.35 | 0.8 | 2019-12-31 | 2020-12-31 | 365 | 6.8764 | 6
83926 | 9.9 | 0.8 | 2019-12-31 | 2020-12-31 | 365 | 9.2621 | 9
83922 | 12.25 | 0.8 | 2019-12-31 | 2020-12-31 | 365 | 11.4607 | 11
83927 | 10.2 | 0.8 | 2019-12-31 | 2020-12-31 | 365 | 9.5428 | 9
82032 | 41.76 | 0.6 | 2019-12-31 | 2020-12-31 | 365 | 29.302 | 29
83913 | 9.1 | 0.8 | 2019-12-31 | 2020-12-31 | 365 | 8.5137 | 8
83644 | 7.2 | 0.8 | 2019-12-31 | 2020-12-31 | 365 | 6.7361 | 6
83616 | 9.28 | 0.8 | 2019-12-31 | 2020-12-31 | 365 | 8.6821 | 8
83623 | 7.25 | 0.8 | 2019-12-31 | 2020-12-31 | 365 | 6.7829 | 6
83928 | 11.55 | 0.8 | 2019-12-31 | 2020-12-31 | 365 | 10.8058 | 10
83971 | 8.1 | 0.8 | 2019-12-31 | 2020-12-31 | 365 | 7.5781 | 7
83814 | 9.57 | 0.8 | 2019-12-31 | 2020-12-31 | 365 | 8.9534 | 8
83816 | 12.76 | 0.8 | 2019-12-31 | 2020-12-31 | 365 | 11.9378 | 11
83535 | 4.725 | 0.8 | 2019-12-31 | 2020-12-31 | 365 | 4.4206 | 4
83716 | 11.02 | 0.8 | 2019-12-31 | 2020-12-31 | 365 | 10.31 | 10
83854 | 5.76 | 0.8 | 2019-12-31 | 2020-12-31 | 365 | 5.3889 | 5
83723 | 13.275 | 0.8 | 2019-12-31 | 2020-12-31 | 365 | 12.4197 | 12
83955 | 10.325 | 0.8 | 2019-12-31 | 2020-12-31 | 365 | 9.6597 | 9
83962 | 6.785 | 0.8 | 2019-12-31 | 2020-12-31 | 365 | 6.3478 | 6
83924 | 5.22 | 0.8 | 2019-12-31 | 2020-12-31 | 365 | 4.8837 | 4
83966 | 5.31 | 0.8 | 2019-12-31 | 2020-12-31 | 365 | 4.9679 | 4
83967 | 9.145 | 0.8 | 2019-12-31 | 2020-12-31 | 365 | 8.5558 | 8
83978 | 5.355 | 0.8 | 2019-12-31 | 2020-12-31 | 365 | 5.01 | 5
83981 | 11.6 | 0.8 | 2019-12-31 | 2020-12-31 | 365 | 10.8526 | 10
83984 | 9.28 | 0.8 | 2019-12-31 | 2020-12-31 | 365 | 8.6821 | 8
83989 | 10.15 | 0.8 | 2019-12-31 | 2020-12-31 | 365 | 9.496 | 9
84004 | 13.275 | 0.8 | 2019-12-31 | 2020-12-31 | 365 | 12.4197 | 12
84005 | 6.38 | 0.8 | 2019-12-31 | 2020-12-31 | 365 | 5.9689 | 5
83718 | 33 | 0.6 | 2019-12-31 | 2020-12-31 | 365 | 23.1553 | 23
83555 | 6.785 | 0.8 | 2019-12-31 | 2020-12-31 | 365 | 6.3478 | 6
79706 | 25.2 | 0.6 | 2019-12-31 | 2020-12-31 | 365 | 17.6822 | 17
84099 | 9.75 | 0.8 | 2019-12-31 | 2020-12-31 | 365 | 9.1218 | 9
84100 | 5.32 | 0.8 | 2019-12-31 | 2020-12-31 | 365 | 4.9772 | 4
84101 | 15.6 | 0.8 | 2019-12-31 | 2020-12-31 | 365 | 14.5949 | 14
84103 | 8.05 | 0.8 | 2019-12-31 | 2020-12-31 | 365 | 7.5313 | 7
83909 | 12.6 | 0.8 | 2019-12-31 | 2020-12-31 | 365 | 11.7882 | 11
83626 | 7.2 | 0.8 | 2019-12-31 | 2020-12-31 | 365 | 6.7361 | 6
84162 | 4.06 | 0.8 | 2019-12-31 | 2020-12-31 | 365 | 3.7984 | 3
84164 | 18.3 | 0.8 | 2019-12-31 | 2020-12-31 | 365 | 17.1209 | 17
84167 | 10.73 | 0.8 | 2019-12-31 | 2020-12-31 | 365 | 10.0386 | 10
84168 | 5.605 | 0.8 | 2019-12-31 | 2020-12-31 | 365 | 5.2439 | 5
84163 | 8.12 | 0.8 | 2019-12-31 | 2020-12-31 | 365 | 7.5968 | 7
84209 | 7.965 | 0.8 | 2019-12-31 | 2020-12-31 | 365 | 7.4518 | 7
84210 | 8.7 | 0.8 | 2019-12-31 | 2020-12-31 | 365 | 8.1394 | 8
84211 | 7.25 | 0.8 | 2019-12-31 | 2020-12-31 | 365 | 6.7829 | 6
84006 | 6.84 | 0.8 | 2019-12-31 | 2020-12-31 | 365 | 6.3993 | 6
84226 | 13.275 | 0.8 | 2019-12-31 | 2020-12-31 | 365 | 12.4197 | 12
84166 | 10.05 | 0.8 | 2019-12-31 | 2020-12-31 | 365 | 9.4025 | 9
84239 | 10.35 | 0.8 | 2019-12-31 | 2020-12-31 | 365 | 9.6831 | 9
84240 | 7.37 | 0.8 | 2019-12-31 | 2020-12-31 | 365 | 6.8951 | 6
82849 | 8.96 | 0.8 | 2019-12-31 | 2020-12-31 | 365 | 8.3827 | 8
84273 | 8.64 | 0.8 | 2019-12-31 | 2020-12-31 | 365 | 8.0833 | 8
84274 | 8.37 | 0.8 | 2019-12-31 | 2020-12-31 | 365 | 7.8307 | 7
84315 | 3.77 | 0.8 | 2019-12-31 | 2020-12-31 | 365 | 3.5271 | 3
84317 | 13.4 | 0.8 | 2019-12-31 | 2020-12-31 | 365 | 12.5366 | 12
84322 | 3.41 | 0.8 | 2019-12-31 | 2020-12-31 | 365 | 3.1903 | 3
84208 | 6.49 | 0.8 | 2019-12-31 | 2020-12-31 | 365 | 6.0718 | 6
84316 | 6.84 | 0.8 | 2019-12-31 | 2020-12-31 | 365 | 6.3993 | 6
83612 | 2.61 | 0.8 | 2019-12-31 | 2020-12-31 | 365 | 2.4418 | 2
84102 | 5.8 | 0.8 | 2019-12-31 | 2020-12-31 | 365 | 5.4263 | 5
84386 | 6.4 | 0.8 | 2019-12-31 | 2020-12-31 | 365 | 5.9876 | 5
84391 | 6.65 | 0.8 | 2019-12-31 | 2020-12-31 | 365 | 6.2215 | 6
84420 | 13.3 | 0.8 | 2019-12-31 | 2020-12-31 | 365 | 12.4431 | 12
84427 | 6.4 | 0.8 | 2019-12-31 | 2020-12-31 | 365 | 5.9876 | 5
84429 | 19.44 | 0.8 | 2019-12-31 | 2020-12-31 | 365 | 18.1874 | 18
84430 | 9.8 | 0.8 | 2019-12-31 | 2020-12-31 | 365 | 9.1686 | 9
84432 | 8.395 | 0.8 | 2019-12-31 | 2020-12-31 | 365 | 7.8541 | 7
84434 | 9.28 | 0.8 | 2019-12-31 | 2020-12-31 | 365 | 8.6821 | 8
84435 | 7.37 | 0.8 | 2019-12-31 | 2020-12-31 | 365 | 6.8951 | 6
84436 | 10.05 | 0.8 | 2019-12-31 | 2020-12-31 | 365 | 9.4025 | 9
84437 | 13.92 | 0.8 | 2019-12-31 | 2020-12-31 | 365 | 13.0231 | 13
84422 | 8.51 | 0.8 | 2019-12-31 | 2020-12-31 | 365 | 7.9617 | 7
84438 | 7.37 | 0.8 | 2019-12-31 | 2020-12-31 | 365 | 6.8951 | 6
84471 | 8.71 | 0.8 | 2019-12-31 | 2020-12-31 | 365 | 8.1488 | 8
84472 | 12.06 | 0.8 | 2019-12-31 | 2020-12-31 | 365 | 11.283 | 11
84473 | 11.52 | 0.8 | 2019-12-31 | 2020-12-31 | 365 | 10.7777 | 10
84474 | 5.85 | 0.8 | 2019-12-31 | 2020-12-31 | 365 | 5.4731 | 5
84475 | 13.865 | 0.8 | 2019-12-31 | 2020-12-31 | 365 | 12.9717 | 12
84476 | 5.85 | 0.8 | 2019-12-31 | 2020-12-31 | 365 | 5.4731 | 5
84477 | 12.48 | 0.8 | 2019-12-31 | 2020-12-31 | 365 | 11.6759 | 11
84478 | 8.28 | 0.8 | 2019-12-31 | 2020-12-31 | 365 | 7.7465 | 7
84480 | 19.215 | 0.8 | 2019-12-31 | 2020-12-31 | 365 | 17.9769 | 17
84481 | 8.555 | 0.8 | 2019-12-31 | 2020-12-31 | 365 | 8.0038 | 8
84483 | 7.37 | 0.8 | 2019-12-31 | 2020-12-31 | 365 | 6.8951 | 6
84484 | 13.34 | 0.8 | 2019-12-31 | 2020-12-31 | 365 | 12.4805 | 12
84487 | 24.42 | 0.8 | 2019-12-31 | 2020-12-31 | 365 | 22.8466 | 22
84488 | 18.5 | 0.8 | 2019-12-31 | 2020-12-31 | 365 | 17.308 | 17
84482 | 9.49 | 0.8 | 2019-12-31 | 2020-12-31 | 365 | 8.8785 | 8
84470 | 12.06 | 0.8 | 2019-12-31 | 2020-12-31 | 365 | 11.283 | 11
84576 | 7.54 | 0.8 | 2019-12-31 | 2020-12-31 | 365 | 7.0542 | 7
84580 | 9.92 | 0.8 | 2019-12-31 | 2020-12-31 | 365 | 9.2808 | 9
84589 | 11.52 | 0.8 | 2019-12-31 | 2020-12-31 | 365 | 10.7777 | 10
84598 | 8.19 | 0.8 | 2019-12-31 | 2020-12-31 | 365 | 7.6623 | 7
84600 | 5.18 | 0.8 | 2019-12-31 | 2020-12-31 | 365 | 4.8462 | 4
84604 | 7.92 | 0.8 | 2019-12-31 | 2020-12-31 | 365 | 7.4097 | 7
84611 | 6.3 | 0.8 | 2019-12-31 | 2020-12-31 | 365 | 5.8941 | 5
84613 | 10.85 | 0.8 | 2019-12-31 | 2020-12-31 | 365 | 10.1509 | 10
84616 | 7.92 | 0.8 | 2019-12-31 | 2020-12-31 | 365 | 7.4097 | 7
84657 | 11.2 | 0.8 | 2019-12-31 | 2020-12-31 | 365 | 10.4784 | 10
84658 | 8.99 | 0.8 | 2019-12-31 | 2020-12-31 | 365 | 8.4108 | 8
84602 | 7.7 | 0.8 | 2019-12-31 | 2020-12-31 | 365 | 7.2039 | 7
84659 | 10.03 | 0.8 | 2019-12-31 | 2020-12-31 | 365 | 9.3837 | 9
84479 | 11.4 | 0.8 | 2019-12-31 | 2020-12-31 | 365 | 10.6655 | 10
84593 | 8.71 | 0.8 | 2019-12-31 | 2020-12-31 | 365 | 8.1488 | 8
84663 | 11.6 | 0.8 | 2019-12-31 | 2020-12-31 | 365 | 10.8526 | 10
84695 | 4.9 | 0.8 | 2019-12-31 | 2020-12-31 | 365 | 4.5843 | 4
84698 | 6.65 | 0.8 | 2019-12-31 | 2020-12-31 | 365 | 6.2215 | 6
84700 | 8.12 | 0.8 | 2019-12-31 | 2020-12-31 | 365 | 7.5968 | 7
84702 | 7.54 | 0.8 | 2019-12-31 | 2020-12-31 | 365 | 7.0542 | 7
84703 | 13.275 | 0.8 | 2019-12-31 | 2020-12-31 | 365 | 12.4197 | 12
84704 | 7.965 | 0.8 | 2019-12-31 | 2020-12-31 | 365 | 7.4518 | 7
84705 | 8.26 | 0.8 | 2019-12-31 | 2020-12-31 | 365 | 7.7278 | 7
84706 | 14.7 | 0.8 | 2019-12-31 | 2020-12-31 | 365 | 13.7528 | 13
84708 | 11.55 | 0.8 | 2019-12-31 | 2020-12-31 | 365 | 10.8058 | 10
84710 | 8.05 | 0.8 | 2019-12-31 | 2020-12-31 | 365 | 7.5313 | 7
84711 | 6.65 | 0.8 | 2019-12-31 | 2020-12-31 | 365 | 6.2215 | 6
84712 | 5.605 | 0.8 | 2019-12-31 | 2020-12-31 | 365 | 5.2439 | 5
84713 | 5.9 | 0.8 | 2019-12-31 | 2020-12-31 | 365 | 5.5199 | 5
84714 | 5.9 | 0.8 | 2019-12-31 | 2020-12-31 | 365 | 5.5199 | 5
84736 | 6.825 | 0.8 | 2019-12-31 | 2020-12-31 | 365 | 6.3853 | 6
84738 | 7.83 | 0.8 | 2019-12-31 | 2020-12-31 | 365 | 7.3255 | 7
84740 | 10.44 | 0.8 | 2019-12-31 | 2020-12-31 | 365 | 9.7673 | 9
84742 | 8.64 | 0.8 | 2019-12-31 | 2020-12-31 | 365 | 8.0833 | 8
84485 | 6.27 | 0.8 | 2019-12-31 | 2020-12-31 | 365 | 5.866 | 5
84486 | 9.405 | 0.8 | 2019-12-31 | 2020-12-31 | 365 | 8.799 | 8
83923 | 10.915 | 0.8 | 2019-12-31 | 2020-12-31 | 365 | 10.2117 | 10
82596 | 8.41 | 0.8 | 2019-12-31 | 2020-12-31 | 365 | 7.8681 | 7
84851 | 11.6 | 0.8 | 2019-12-31 | 2020-12-31 | 365 | 10.8526 | 10
84853 | 11.05 | 0.8 | 2019-12-31 | 2020-12-31 | 365 | 10.338 | 10
84854 | 6.4 | 0.8 | 2019-12-31 | 2020-12-31 | 365 | 5.9876 | 5
84856 | 2.64 | 0.8 | 2019-12-31 | 2020-12-31 | 365 | 2.4699 | 2
84857 | 10.95 | 0.8 | 2019-12-31 | 2020-12-31 | 365 | 10.2445 | 10
84855 | 15 | 0.8 | 2019-12-31 | 2020-12-31 | 365 | 14.0335 | 14
84852 | 9.57 | 0.8 | 2019-12-31 | 2020-12-31 | 365 | 8.9534 | 8
84868 | 9.3 | 0.8 | 2019-12-31 | 2020-12-31 | 365 | 8.7008 | 8
84926 | 24.9 | 0.8 | 2019-12-31 | 2020-12-31 | 365 | 23.2956 | 23
84597 | 9.735 | 0.8 | 2019-12-31 | 2020-12-31 | 365 | 9.1078 | 9
84595 | 7.98 | 0.8 | 2019-12-31 | 2020-12-31 | 365 | 7.4658 | 7
84929 | 6.195 | 0.8 | 2019-12-31 | 2020-12-31 | 365 | 5.7958 | 5
84930 | 7.705 | 0.8 | 2019-12-31 | 2020-12-31 | 365 | 7.2086 | 7
84939 | 8.04 | 0.8 | 2019-12-31 | 2020-12-31 | 365 | 7.522 | 7
84691 | 9.28 | 0.8 | 2019-12-31 | 2020-12-31 | 365 | 8.6821 | 8
84850 | 12.18 | 0.8 | 2019-12-31 | 2020-12-31 | 365 | 11.3952 | 11
84709 | 8.75 | 0.8 | 2019-12-31 | 2020-12-31 | 365 | 8.1862 | 8
85112 | 7.8 | 0.8 | 2019-12-31 | 2020-12-31 | 365 | 7.2974 | 7
85111 | 8.775 | 0.8 | 2019-12-31 | 2020-12-31 | 365 | 8.2096 | 8
85109 | 11.8 | 0.8 | 2019-12-31 | 2020-12-31 | 365 | 11.0397 | 11
85108 | 8.4 | 0.8 | 2019-12-31 | 2020-12-31 | 365 | 7.8588 | 7
85107 | 8.85 | 0.8 | 2019-12-31 | 2020-12-31 | 365 | 8.2798 | 8
85105 | 8.775 | 0.8 | 2019-12-31 | 2020-12-31 | 365 | 8.2096 | 8
85104 | 6.03 | 0.8 | 2019-12-31 | 2020-12-31 | 365 | 5.6415 | 5
85103 | 10.72 | 0.8 | 2019-12-31 | 2020-12-31 | 365 | 10.0293 | 10
85100 | 10.08 | 0.8 | 2019-12-31 | 2020-12-31 | 365 | 9.4305 | 9
85099 | 4.55 | 0.8 | 2019-12-31 | 2020-12-31 | 365 | 4.2568 | 4
85040 | 13.275 | 0.8 | 2019-12-31 | 2020-12-31 | 365 | 12.4197 | 12
84998 | 6.67 | 0.8 | 2019-12-31 | 2020-12-31 | 365 | 6.2402 | 6
85102 | 5.85 | 0.8 | 2019-12-31 | 2020-12-31 | 365 | 5.4731 | 5
81612 | 47.64 | 0.6 | 2019-12-31 | 2020-12-31 | 365 | 33.4278 | 33
84997 | 5.51 | 0.8 | 2019-12-31 | 2020-12-31 | 365 | 5.155 | 5
85098 | 7.8 | 0.8 | 2019-12-31 | 2020-12-31 | 365 | 7.2974 | 7
84902 | 15.36 | 0.8 | 2019-12-31 | 2020-12-31 | 365 | 14.3703 | 14
84940 | 12.48 | 0.8 | 2019-12-31 | 2020-12-31 | 365 | 11.6759 | 11
84941 | 8.48 | 0.8 | 2019-12-31 | 2020-12-31 | 365 | 7.9336 | 7
84942 | 9.57 | 0.8 | 2019-12-31 | 2020-12-31 | 365 | 8.9534 | 8
84741 | 11.8 | 0.8 | 2019-12-31 | 2020-12-31 | 365 | 11.0397 | 11
84900 | 7.125 | 0.8 | 2019-12-31 | 2020-12-31 | 365 | 6.6659 | 6
85106 | 7.67 | 0.8 | 2019-12-31 | 2020-12-31 | 365 | 7.1758 | 7
84995 | 6.035 | 0.8 | 2019-12-31 | 2020-12-31 | 365 | 5.6462 | 5
84996 | 7.13 | 0.8 | 2019-12-31 | 2020-12-31 | 365 | 6.6706 | 6
85173 | 13.4 | 0.8 | 2019-12-31 | 2020-12-31 | 365 | 12.5366 | 12
85174 | 12.8 | 0.8 | 2019-12-31 | 2020-12-31 | 365 | 11.9753 | 11
85034 | 9 | 0.8 | 2019-12-31 | 2020-12-31 | 365 | 8.4201 | 8
85339 | 5.22 | 0.8 | 2019-12-31 | 2020-12-31 | 365 | 4.8837 | 4
85254 | 13.275 | 0.8 | 2019-12-31 | 2020-12-31 | 365 | 12.4197 | 12
85256 | 8.25 | 0.8 | 2019-12-31 | 2020-12-31 | 365 | 7.7184 | 7
85253 | 13.275 | 0.8 | 2019-12-31 | 2020-12-31 | 365 | 12.4197 | 12
85351 | 4.72 | 0.8 | 2019-12-31 | 2020-12-31 | 365 | 4.4159 | 4
85252 | 8.85 | 0.8 | 2019-12-31 | 2020-12-31 | 365 | 8.2798 | 8
85251 | 12 | 0.8 | 2019-12-31 | 2020-12-31 | 365 | 11.2268 | 11
85342 | 10.03 | 0.8 | 2019-12-31 | 2020-12-31 | 365 | 9.3837 | 9
85255 | 4.425 | 0.8 | 2019-12-31 | 2020-12-31 | 365 | 4.1399 | 4
85258 | 10.15 | 0.8 | 2019-12-31 | 2020-12-31 | 365 | 9.496 | 9
85176 | 8.26 | 0.8 | 2019-12-31 | 2020-12-31 | 365 | 7.7278 | 7
85408 | 3.77 | 0.8 | 2019-12-31 | 2020-12-31 | 365 | 3.5271 | 3
85350 | 6.785 | 0.8 | 2019-12-31 | 2020-12-31 | 365 | 6.3478 | 6
85330 | 8.99 | 0.8 | 2019-12-31 | 2020-12-31 | 365 | 8.4108 | 8
85341 | 16.815 | 0.8 | 2019-12-31 | 2020-12-31 | 365 | 15.7316 | 15
85345 | 5.015 | 0.8 | 2019-12-31 | 2020-12-31 | 365 | 4.6919 | 4
85421 | 3.6 | 0.8 | 2019-12-31 | 2020-12-31 | 365 | 3.368 | 3
85427 | 10.8 | 0.8 | 2019-12-31 | 2020-12-31 | 365 | 10.1041 | 10
85419 | 10.85 | 0.8 | 2019-12-31 | 2020-12-31 | 365 | 10.1509 | 10
85416 | 6 | 0.8 | 2019-12-31 | 2020-12-31 | 365 | 5.6134 | 5
85414 | 6 | 0.8 | 2019-12-31 | 2020-12-31 | 365 | 5.6134 | 5
83800 | 14.55 | 0.8 | 2019-12-31 | 2020-12-31 | 365 | 13.6125 | 13
85411 | 9 | 0.8 | 2019-12-31 | 2020-12-31 | 365 | 8.4201 | 8
85409 | 3.54 | 0.8 | 2019-12-31 | 2020-12-31 | 365 | 3.3119 | 3
85349 | 8.7 | 0.8 | 2019-12-31 | 2020-12-31 | 365 | 8.1394 | 8
85347 | 10.325 | 0.8 | 2019-12-31 | 2020-12-31 | 365 | 9.6597 | 9
85346 | 17.98 | 0.8 | 2019-12-31 | 2020-12-31 | 365 | 16.8215 | 16
85114 | 5.22 | 0.8 | 2019-12-31 | 2020-12-31 | 365 | 4.8837 | 4
85521 | 10.325 | 0.8 | 2019-12-31 | 2020-12-31 | 365 | 9.6597 | 9
85523 | 10.325 | 0.8 | 2019-12-31 | 2020-12-31 | 365 | 9.6597 | 9
85524 | 5.015 | 0.8 | 2019-12-31 | 2020-12-31 | 365 | 4.6919 | 4
85527 | 7.375 | 0.8 | 2019-12-31 | 2020-12-31 | 365 | 6.8998 | 6
85528 | 6.49 | 0.8 | 2019-12-31 | 2020-12-31 | 365 | 6.0718 | 6
85529 | 5.9 | 0.8 | 2019-12-31 | 2020-12-31 | 365 | 5.5199 | 5
85530 | 6.49 | 0.8 | 2019-12-31 | 2020-12-31 | 365 | 6.0718 | 6
85532 | 5.605 | 0.8 | 2019-12-31 | 2020-12-31 | 365 | 5.2439 | 5
85531 | 4.06 | 0.8 | 2019-12-31 | 2020-12-31 | 365 | 3.7984 | 3
85533 | 4.9 | 0.8 | 2019-12-31 | 2020-12-31 | 365 | 4.5843 | 4
85539 | 12.8 | 0.8 | 2019-12-31 | 2020-12-31 | 365 | 11.9753 | 11
85536 | 15.33 | 0.8 | 2019-12-31 | 2020-12-31 | 365 | 14.3423 | 14
85566 | 6.365 | 0.8 | 2019-12-31 | 2020-12-31 | 365 | 5.9549 | 5
85522 | 10.325 | 0.8 | 2019-12-31 | 2020-12-31 | 365 | 9.6597 | 9
85649 | 8.26 | 0.8 | 2019-12-31 | 2020-12-31 | 365 | 7.7278 | 7
85646 | 8.4 | 0.8 | 2019-12-31 | 2020-12-31 | 365 | 7.8588 | 7
84469 | 185.6 | 0.65 | 2019-12-31 | 2020-12-31 | 365 | 141.0837 | 141
85534 | 8.03 | 0.8 | 2019-12-31 | 2020-12-31 | 365 | 7.5126 | 7
85698 | 6.195 | 0.8 | 2019-12-31 | 2020-12-31 | 365 | 5.7958 | 5
85116 | 3.54 | 0.8 | 2019-12-31 | 2020-12-31 | 365 | 3.3119 | 3
85700 | 6.49 | 0.8 | 2019-12-31 | 2020-12-31 | 365 | 6.0718 | 6
85699 | 6.49 | 0.8 | 2019-12-31 | 2020-12-31 | 365 | 6.0718 | 6
85695 | 4.35 | 0.8 | 2019-12-31 | 2020-12-31 | 365 | 4.0697 | 4
77477 | 497.25 | 0.55 | 2019-12-31 | 2020-12-31 | 365 | 319.8327 | 319
85792 | 10.62 | 0.8 | 2019-12-31 | 2020-12-31 | 365 | 9.9357 | 9
85800 | 7.25 | 0.8 | 2019-12-31 | 2020-12-31 | 365 | 6.7829 | 6
85804 | 2.655 | 0.8 | 2019-12-31 | 2020-12-31 | 365 | 2.4839 | 2
85805 | 4.72 | 0.8 | 2019-12-31 | 2020-12-31 | 365 | 4.4159 | 4
85806 | 5.9 | 0.8 | 2019-12-31 | 2020-12-31 | 365 | 5.5199 | 5
85807 | 5.31 | 0.8 | 2019-12-31 | 2020-12-31 | 365 | 4.9679 | 4
85808 | 5.9 | 0.8 | 2019-12-31 | 2020-12-31 | 365 | 5.5199 | 5
85809 | 9.735 | 0.8 | 2019-12-31 | 2020-12-31 | 365 | 9.1078 | 9
85811 | 8.26 | 0.8 | 2019-12-31 | 2020-12-31 | 365 | 7.7278 | 7
85813 | 8.26 | 0.8 | 2019-12-31 | 2020-12-31 | 365 | 7.7278 | 7
85814 | 7.375 | 0.8 | 2019-12-31 | 2020-12-31 | 365 | 6.8998 | 6
85815 | 5.31 | 0.8 | 2019-12-31 | 2020-12-31 | 365 | 4.9679 | 4
85259 | 3.3 | 0.8 | 2019-12-31 | 2020-12-31 | 365 | 3.0874 | 3
85424 | 8.7 | 0.8 | 2019-12-31 | 2020-12-31 | 365 | 8.1394 | 8
85651 | 13.68 | 0.8 | 2019-12-31 | 2020-12-31 | 365 | 12.7986 | 12
85650 | 8.26 | 0.8 | 2019-12-31 | 2020-12-31 | 365 | 7.7278 | 7
85694 | 5.355 | 0.8 | 2019-12-31 | 2020-12-31 | 365 | 5.01 | 5
85819 | 4.64 | 0.8 | 2019-12-31 | 2020-12-31 | 365 | 4.341 | 4
85829 | 15.34 | 0.8 | 2019-12-31 | 2020-12-31 | 365 | 14.3516 | 14
85810 | 10.03 | 0.8 | 2019-12-31 | 2020-12-31 | 365 | 9.3837 | 9
85648 | 5.31 | 0.8 | 2019-12-31 | 2020-12-31 | 365 | 4.9679 | 4
85820 | 4.93 | 0.8 | 2019-12-31 | 2020-12-31 | 365 | 4.6124 | 4
85871 | 13.34 | 0.8 | 2019-12-31 | 2020-12-31 | 365 | 12.4805 | 12
85873 | 12.58 | 0.8 | 2019-12-31 | 2020-12-31 | 365 | 11.7694 | 11
85876 | 8.12 | 0.8 | 2019-12-31 | 2020-12-31 | 365 | 7.5968 | 7
85826 | 15 | 0.8 | 2019-12-31 | 2020-12-31 | 365 | 14.0335 | 14
85878 | 6.96 | 0.8 | 2019-12-31 | 2020-12-31 | 365 | 6.5116 | 6
85879 | 4.56 | 0.8 | 2019-12-31 | 2020-12-31 | 365 | 4.2662 | 4
85907 | 11.21 | 0.8 | 2019-12-31 | 2020-12-31 | 365 | 10.4877 | 10
85949 | 3.54 | 0.8 | 2019-12-31 | 2020-12-31 | 365 | 3.3119 | 3
85910 | 8.96 | 0.8 | 2019-12-31 | 2020-12-31 | 365 | 8.3827 | 8
85909 | 20.805 | 0.8 | 2019-12-31 | 2020-12-31 | 365 | 19.4645 | 19
85908 | 5.31 | 0.8 | 2019-12-31 | 2020-12-31 | 365 | 4.9679 | 4
85906 | 7.625 | 0.8 | 2019-12-31 | 2020-12-31 | 365 | 7.1337 | 7
85954 | 3.08 | 0.8 | 2019-12-31 | 2020-12-31 | 365 | 2.8815 | 2
85803 | 7.08 | 0.8 | 2019-12-31 | 2020-12-31 | 365 | 6.6238 | 6
85175 | 12.4 | 0.8 | 2019-12-31 | 2020-12-31 | 365 | 11.601 | 11
85645 | 12.39 | 0.8 | 2019-12-31 | 2020-12-31 | 365 | 11.5917 | 11
85978 | 9.9 | 0.8 | 2019-12-31 | 2020-12-31 | 365 | 9.2621 | 9
85977 | 5.94 | 0.8 | 2019-12-31 | 2020-12-31 | 365 | 5.5573 | 5
85976 | 6.96 | 0.8 | 2019-12-31 | 2020-12-31 | 365 | 6.5116 | 6
85989 | 7.25 | 0.8 | 2019-12-31 | 2020-12-31 | 365 | 6.7829 | 6
83554 | 7.95 | 1 | 2019-12-31 | 2020-12-31 | 365 | 9.2972 | 9
86085 | 9.28 | 0.8 | 2019-12-31 | 2020-12-31 | 365 | 8.6821 | 8
86083 | 13.33 | 0.8 | 2019-12-31 | 2020-12-31 | 365 | 12.4711 | 12
86081 | 7.7 | 0.8 | 2019-12-31 | 2020-12-31 | 365 | 7.2039 | 7
86080 | 8.555 | 0.8 | 2019-12-31 | 2020-12-31 | 365 | 8.0038 | 8
86005 | 24.84 | 0.8 | 2019-12-31 | 2020-12-31 | 365 | 23.2395 | 23
86074 | 7.125 | 0.8 | 2019-12-31 | 2020-12-31 | 365 | 6.6659 | 6
86090 | 5.22 | 0.8 | 2019-12-31 | 2020-12-31 | 365 | 4.8837 | 4
86093 | 9.45 | 0.8 | 2019-12-31 | 2020-12-31 | 365 | 8.8411 | 8
86114 | 9.9 | 0.8 | 2019-12-31 | 2020-12-31 | 365 | 9.2621 | 9
86097 | 10.325 | 0.8 | 2019-12-31 | 2020-12-31 | 365 | 9.6597 | 9
86099 | 5.31 | 0.8 | 2019-12-31 | 2020-12-31 | 365 | 4.9679 | 4
86115 | 9.9 | 0.8 | 2019-12-31 | 2020-12-31 | 365 | 9.2621 | 9
86116 | 5.25 | 0.8 | 2019-12-31 | 2020-12-31 | 365 | 4.9117 | 4
86118 | 7.92 | 0.8 | 2019-12-31 | 2020-12-31 | 365 | 7.4097 | 7
86119 | 10.08 | 0.8 | 2019-12-31 | 2020-12-31 | 365 | 9.4305 | 9
86122 | 8.775 | 0.8 | 2019-12-31 | 2020-12-31 | 365 | 8.2096 | 8
86127 | 8.26 | 0.8 | 2019-12-31 | 2020-12-31 | 365 | 7.7278 | 7
86130 | 9.72 | 0.8 | 2019-12-31 | 2020-12-31 | 365 | 9.0937 | 9
86133 | 9.75 | 0.8 | 2019-12-31 | 2020-12-31 | 365 | 9.1218 | 9
86135 | 7.54 | 0.8 | 2019-12-31 | 2020-12-31 | 365 | 7.0542 | 7
86138 | 8.7 | 1 | 2019-12-31 | 2020-12-31 | 365 | 10.1743 | 10
86158 | 12.76 | 0.8 | 2019-12-31 | 2020-12-31 | 365 | 11.9378 | 11
86159 | 4.35 | 0.8 | 2019-12-31 | 2020-12-31 | 365 | 4.0697 | 4
86226 | 8.775 | 0.8 | 2019-12-31 | 2020-12-31 | 365 | 8.2096 | 8
86224 | 6.82 | 0.8 | 2019-12-31 | 2020-12-31 | 365 | 6.3806 | 6
86222 | 9.45 | 0.8 | 2019-12-31 | 2020-12-31 | 365 | 8.8411 | 8
86219 | 4.095 | 0.8 | 2019-12-31 | 2020-12-31 | 365 | 3.8312 | 3
86161 | 11.22 | 0.8 | 2019-12-31 | 2020-12-31 | 365 | 10.4971 | 10
86216 | 12.54 | 0.8 | 2019-12-31 | 2020-12-31 | 365 | 11.732 | 11
86213 | 4.41 | 0.8 | 2019-12-31 | 2020-12-31 | 365 | 4.1259 | 4
86211 | 4.72 | 0.8 | 2019-12-31 | 2020-12-31 | 365 | 4.4159 | 4
86295 | 10.62 | 0.8 | 2019-12-31 | 2020-12-31 | 365 | 9.9357 | 9
86294 | 14.7 | 0.8 | 2019-12-31 | 2020-12-31 | 365 | 13.7528 | 13
86293 | 9.45 | 0.8 | 2019-12-31 | 2020-12-31 | 365 | 8.8411 | 8
86292 | 7 | 0.8 | 2019-12-31 | 2020-12-31 | 365 | 6.549 | 6
86302 | 6.785 | 0.8 | 2019-12-31 | 2020-12-31 | 365 | 6.3478 | 6
86298 | 9.735 | 0.8 | 2019-12-31 | 2020-12-31 | 365 | 9.1078 | 9
86308 | 5.31 | 0.8 | 2019-12-31 | 2020-12-31 | 365 | 4.9679 | 4
86365 | 2.95 | 0.8 | 2019-12-31 | 2020-12-31 | 365 | 2.7599 | 2
86362 | 5.31 | 0.8 | 2019-12-31 | 2020-12-31 | 365 | 4.9679 | 4
86361 | 12.54 | 0.8 | 2019-12-31 | 2020-12-31 | 365 | 11.732 | 11
86364 | 9.86 | 0.8 | 2019-12-31 | 2020-12-31 | 365 | 9.2247 | 9
86360 | 13.275 | 0.8 | 2019-12-31 | 2020-12-31 | 365 | 12.4197 | 12
86359 | 11.21 | 0.8 | 2019-12-31 | 2020-12-31 | 365 | 10.4877 | 10
86356 | 9.12 | 0.8 | 2019-12-31 | 2020-12-31 | 365 | 8.5324 | 8
86368 | 3.41 | 0.8 | 2019-12-31 | 2020-12-31 | 365 | 3.1903 | 3
86358 | 4.06 | 1 | 2019-12-31 | 2020-12-31 | 365 | 4.748 | 4
86357 | 4.72 | 0.8 | 2019-12-31 | 2020-12-31 | 365 | 4.4159 | 4
86363 | 5.22 | 0.8 | 2019-12-31 | 2020-12-31 | 365 | 4.8837 | 4
86376 | 14.8 | 0.8 | 2019-12-31 | 2020-12-31 | 365 | 13.8464 | 13
86393 | 9.425 | 0.8 | 2019-12-31 | 2020-12-31 | 365 | 8.8177 | 8
86353 | 12.095 | 0.8 | 2019-12-31 | 2020-12-31 | 365 | 11.3157 | 11
86352 | 7.08 | 0.8 | 2019-12-31 | 2020-12-31 | 365 | 6.6238 | 6
86349 | 4.64 | 0.8 | 2019-12-31 | 2020-12-31 | 365 | 4.341 | 4
86351 | 6.38 | 0.8 | 2019-12-31 | 2020-12-31 | 365 | 5.9689 | 5
86372 | 15 | 0.8 | 2019-12-31 | 2020-12-31 | 365 | 14.0335 | 14
86350 | 4.64 | 0.8 | 2019-12-31 | 2020-12-31 | 365 | 4.341 | 4
86348 | 7.375 | 0.8 | 2019-12-31 | 2020-12-31 | 365 | 6.8998 | 6
86345 | 10.915 | 0.8 | 2019-12-31 | 2020-12-31 | 365 | 10.2117 | 10
85818 | 9.9 | 0.8 | 2019-12-31 | 2020-12-31 | 365 | 9.2621 | 9
85343 | 7.92 | 0.8 | 2019-12-31 | 2020-12-31 | 365 | 7.4097 | 7
85875 | 4.2 | 0.8 | 2019-12-31 | 2020-12-31 | 365 | 3.9294 | 3
85877 | 6.785 | 0.8 | 2019-12-31 | 2020-12-31 | 365 | 6.3478 | 6
85913 | 12.96 | 0.8 | 2019-12-31 | 2020-12-31 | 365 | 12.125 | 12
86001 | 9.8 | 0.8 | 2019-12-31 | 2020-12-31 | 365 | 9.1686 | 9
86386 | 14.82 | 0.8 | 2019-12-31 | 2020-12-31 | 365 | 13.8651 | 13
86354 | 14.4 | 0.8 | 2019-12-31 | 2020-12-31 | 365 | 13.4722 | 13
85525 | 9.66 | 0.8 | 2019-12-31 | 2020-12-31 | 365 | 9.0376 | 9
85647 | 7 | 0.8 | 2019-12-31 | 2020-12-31 | 365 | 6.549 | 6
86472 | 5.605 | 0.8 | 2019-12-31 | 2020-12-31 | 365 | 5.2439 | 5
86473 | 2.16 | 0.8 | 2019-12-31 | 2020-12-31 | 365 | 2.0208 | 2
85905 | 9.145 | 0.8 | 2019-12-31 | 2020-12-31 | 365 | 8.5558 | 8
85914 | 5.8 | 0.8 | 2019-12-31 | 2020-12-31 | 365 | 5.4263 | 5
85916 | 13.34 | 0.8 | 2019-12-31 | 2020-12-31 | 365 | 12.4805 | 12
85952 | 6.67 | 0.8 | 2019-12-31 | 2020-12-31 | 365 | 6.2402 | 6
86102 | 7.04 | 0.8 | 2019-12-31 | 2020-12-31 | 365 | 6.5864 | 6
86470 | 5.605 | 0.8 | 2019-12-31 | 2020-12-31 | 365 | 5.2439 | 5
86565 | 6.84 | 0.8 | 2019-12-31 | 2020-12-31 | 365 | 6.3993 | 6
86593 | 7.25 | 0.8 | 2019-12-31 | 2020-12-31 | 365 | 6.7829 | 6
86595 | 5.31 | 0.8 | 2019-12-31 | 2020-12-31 | 365 | 4.9679 | 4
86599 | 3.6 | 0.8 | 2019-12-31 | 2020-12-31 | 365 | 3.368 | 3
86601 | 7.2 | 0.8 | 2019-12-31 | 2020-12-31 | 365 | 6.7361 | 6
86604 | 6 | 0.8 | 2019-12-31 | 2020-12-31 | 365 | 5.6134 | 5
86607 | 13.2 | 0.8 | 2019-12-31 | 2020-12-31 | 365 | 12.3495 | 12
83769 | 2.03 | 0.8 | 2019-12-31 | 2020-12-31 | 365 | 1.8992 | 1
83813 | 5.7 | 0.8 | 2019-12-31 | 2020-12-31 | 365 | 5.3327 | 5
86609 | 5.4 | 0.8 | 2019-12-31 | 2020-12-31 | 365 | 5.0521 | 5
86616 | 6.71 | 0.8 | 2019-12-31 | 2020-12-31 | 365 | 6.2777 | 6
86619 | 10.065 | 0.8 | 2019-12-31 | 2020-12-31 | 365 | 9.4165 | 9
86620 | 5.4 | 0.8 | 2019-12-31 | 2020-12-31 | 365 | 5.0521 | 5
86622 | 9.3 | 0.8 | 2019-12-31 | 2020-12-31 | 365 | 8.7008 | 8
86626 | 10.385 | 0.8 | 2019-12-31 | 2020-12-31 | 365 | 9.7159 | 9
86635 | 9.76 | 0.8 | 2019-12-31 | 2020-12-31 | 365 | 9.1311 | 9
86637 | 7.625 | 0.8 | 2019-12-31 | 2020-12-31 | 365 | 7.1337 | 7
86640 | 13.275 | 0.8 | 2019-12-31 | 2020-12-31 | 365 | 12.4197 | 12
86687 | 8.54 | 0.8 | 2019-12-31 | 2020-12-31 | 365 | 7.9898 | 7
86688 | 13.8 | 0.8 | 2019-12-31 | 2020-12-31 | 365 | 12.9108 | 12
86691 | 4.72 | 0.8 | 2019-12-31 | 2020-12-31 | 365 | 4.4159 | 4
86692 | 4.845 | 0.8 | 2019-12-31 | 2020-12-31 | 365 | 4.5328 | 4
86693 | 11.89 | 0.8 | 2019-12-31 | 2020-12-31 | 365 | 11.1239 | 11
86694 | 3.77 | 0.8 | 2019-12-31 | 2020-12-31 | 365 | 3.5271 | 3
86718 | 10.88 | 0.8 | 2019-12-31 | 2020-12-31 | 365 | 10.179 | 10
86719 | 11.505 | 0.8 | 2019-12-31 | 2020-12-31 | 365 | 10.7637 | 10
86722 | 10.15 | 0.8 | 2019-12-31 | 2020-12-31 | 365 | 9.496 | 9
86760 | 2.24 | 0.8 | 2019-12-31 | 2020-12-31 | 365 | 2.0957 | 2
86761 | 4.35 | 0.8 | 2019-12-31 | 2020-12-31 | 365 | 4.0697 | 4
86762 | 8.91 | 0.8 | 2019-12-31 | 2020-12-31 | 365 | 8.3359 | 8
86763 | 5.8 | 0.8 | 2019-12-31 | 2020-12-31 | 365 | 5.4263 | 5
86764 | 6.12 | 0.8 | 2019-12-31 | 2020-12-31 | 365 | 5.7257 | 5
86801 | 4.72 | 0.8 | 2019-12-31 | 2020-12-31 | 365 | 4.4159 | 4
86802 | 5.51 | 0.8 | 2019-12-31 | 2020-12-31 | 365 | 5.155 | 5
86807 | 13.275 | 0.8 | 2019-12-31 | 2020-12-31 | 365 | 12.4197 | 12
86808 | 13.275 | 0.8 | 2019-12-31 | 2020-12-31 | 365 | 12.4197 | 12
86809 | 13.275 | 0.8 | 2019-12-31 | 2020-12-31 | 365 | 12.4197 | 12
86811 | 5.9 | 0.8 | 2019-12-31 | 2020-12-31 | 365 | 5.5199 | 5
86812 | 5.415 | 0.8 | 2019-12-31 | 2020-12-31 | 365 | 5.0661 | 5
86815 | 11.505 | 0.8 | 2019-12-31 | 2020-12-31 | 365 | 10.7637 | 10
86816 | 9.735 | 0.8 | 2019-12-31 | 2020-12-31 | 365 | 9.1078 | 9
86817 | 4.72 | 0.8 | 2019-12-31 | 2020-12-31 | 365 | 4.4159 | 4
86818 | 13.275 | 0.8 | 2019-12-31 | 2020-12-31 | 365 | 12.4197 | 12
86819 | 7.965 | 0.8 | 2019-12-31 | 2020-12-31 | 365 | 7.4518 | 7
86839 | 5.94 | 0.8 | 2019-12-31 | 2020-12-31 | 365 | 5.5573 | 5
86846 | 11.21 | 0.8 | 2019-12-31 | 2020-12-31 | 365 | 10.4877 | 10
86848 | 5.605 | 0.8 | 2019-12-31 | 2020-12-31 | 365 | 5.2439 | 5
86854 | 13.275 | 0.8 | 2019-12-31 | 2020-12-31 | 365 | 12.4197 | 12
86860 | 6.3 | 0.8 | 2019-12-31 | 2020-12-31 | 365 | 5.8941 | 5
86862 | 6 | 0.8 | 2019-12-31 | 2020-12-31 | 365 | 5.6134 | 5
86471 | 10.325 | 0.8 | 2019-12-31 | 2020-12-31 | 365 | 9.6597 | 9
86597 | 6.2 | 0.8 | 2019-12-31 | 2020-12-31 | 365 | 5.8005 | 5
85990 | 6.57 | 0.8 | 2019-12-31 | 2020-12-31 | 365 | 6.1467 | 6
83236 | 11.16 | 0.8 | 2019-12-31 | 2020-12-31 | 365 | 10.4409 | 10
86800 | 8.555 | 0.8 | 2019-12-31 | 2020-12-31 | 365 | 8.0038 | 8
86918 | 4.8 | 0.8 | 2019-12-31 | 2020-12-31 | 365 | 4.4907 | 4
86952 | 4.425 | 0.8 | 2019-12-31 | 2020-12-31 | 365 | 4.1399 | 4
86954 | 7.44 | 0.8 | 2019-12-31 | 2020-12-31 | 365 | 6.9606 | 6
86955 | 11.505 | 0.8 | 2019-12-31 | 2020-12-31 | 365 | 10.7637 | 10
86956 | 13.34 | 0.8 | 2019-12-31 | 2020-12-31 | 365 | 12.4805 | 12
86957 | 7.965 | 0.8 | 2019-12-31 | 2020-12-31 | 365 | 7.4518 | 7
86958 | 4.72 | 0.8 | 2019-12-31 | 2020-12-31 | 365 | 4.4159 | 4
86959 | 9.36 | 0.8 | 2019-12-31 | 2020-12-31 | 365 | 8.7569 | 8
86961 | 10.585 | 0.8 | 2019-12-31 | 2020-12-31 | 365 | 9.903 | 9
86962 | 10.08 | 0.8 | 2019-12-31 | 2020-12-31 | 365 | 9.4305 | 9
86983 | 9.3 | 0.8 | 2019-12-31 | 2020-12-31 | 365 | 8.7008 | 8
87000 | 4.06 | 0.8 | 2019-12-31 | 2020-12-31 | 365 | 3.7984 | 3
87001 | 5.32 | 0.8 | 2019-12-31 | 2020-12-31 | 365 | 4.9772 | 4
87002 | 8.555 | 0.8 | 2019-12-31 | 2020-12-31 | 365 | 8.0038 | 8
87013 | 4.425 | 0.8 | 2019-12-31 | 2020-12-31 | 365 | 4.1399 | 4
87014 | 6.5 | 0.8 | 2019-12-31 | 2020-12-31 | 365 | 6.0812 | 6
87015 | 8.505 | 0.8 | 2019-12-31 | 2020-12-31 | 365 | 7.957 | 7
87016 | 22.125 | 0.8 | 2019-12-31 | 2020-12-31 | 365 | 20.6994 | 20
87017 | 3.96 | 0.8 | 2019-12-31 | 2020-12-31 | 365 | 3.7048 | 3
87018 | 12.54 | 0.8 | 2019-12-31 | 2020-12-31 | 365 | 11.732 | 11
87019 | 12.96 | 0.8 | 2019-12-31 | 2020-12-31 | 365 | 12.125 | 12
87020 | 7.2 | 0.8 | 2019-12-31 | 2020-12-31 | 365 | 6.7361 | 6
87021 | 5.89 | 0.8 | 2019-12-31 | 2020-12-31 | 365 | 5.5105 | 5
87022 | 12.24 | 0.8 | 2019-12-31 | 2020-12-31 | 365 | 11.4514 | 11
86617 | 7.98 | 0.8 | 2019-12-31 | 2020-12-31 | 365 | 7.4658 | 7
86720 | 5.31 | 0.8 | 2019-12-31 | 2020-12-31 | 365 | 4.9679 | 4
86804 | 13.275 | 0.8 | 2019-12-31 | 2020-12-31 | 365 | 12.4197 | 12
86810 | 13.275 | 0.8 | 2019-12-31 | 2020-12-31 | 365 | 12.4197 | 12
86814 | 10.62 | 0.8 | 2019-12-31 | 2020-12-31 | 365 | 9.9357 | 9
86850 | 12.73 | 0.8 | 2019-12-31 | 2020-12-31 | 365 | 11.9098 | 11
86852 | 3.245 | 0.8 | 2019-12-31 | 2020-12-31 | 365 | 3.0359 | 3
87012 | 15.37 | 0.8 | 2019-12-31 | 2020-12-31 | 365 | 14.3797 | 14
81896 | 74.93 | 0.55 | 2019-12-31 | 2020-12-31 | 365 | 48.1952 | 48
85874 | 4.64 | 0.8 | 2019-12-31 | 2020-12-31 | 365 | 4.341 | 4
86209 | 13.275 | 0.8 | 2019-12-31 | 2020-12-31 | 365 | 12.4197 | 12
86690 | 8.829 | 0.8 | 2019-12-31 | 2020-12-31 | 365 | 8.2601 | 8
86695 | 7.25 | 0.8 | 2019-12-31 | 2020-12-31 | 365 | 6.7829 | 6
86714 | 4.06 | 0.8 | 2019-12-31 | 2020-12-31 | 365 | 3.7984 | 3
86716 | 7.8 | 0.8 | 2019-12-31 | 2020-12-31 | 365 | 7.2974 | 7
86717 | 16.32 | 0.8 | 2019-12-31 | 2020-12-31 | 365 | 15.2685 | 15
86803 | 4.64 | 0.8 | 2019-12-31 | 2020-12-31 | 365 | 4.341 | 4
86855 | 5.22 | 0.8 | 2019-12-31 | 2020-12-31 | 365 | 4.8837 | 4
87076 | 11.02 | 0.8 | 2019-12-31 | 2020-12-31 | 365 | 10.31 | 10
87078 | 7.35 | 0.8 | 2019-12-31 | 2020-12-31 | 365 | 6.8764 | 6
87092 | 10.5 | 0.8 | 2019-12-31 | 2020-12-31 | 365 | 9.8235 | 9
87096 | 7.7 | 0.8 | 2019-12-31 | 2020-12-31 | 365 | 7.2039 | 7
87101 | 9.92 | 0.8 | 2019-12-31 | 2020-12-31 | 365 | 9.2808 | 9
87102 | 12.25 | 0.8 | 2019-12-31 | 2020-12-31 | 365 | 11.4607 | 11
87103 | 11.6 | 0.8 | 2019-12-31 | 2020-12-31 | 365 | 10.8526 | 10
87104 | 14.7 | 0.8 | 2019-12-31 | 2020-12-31 | 365 | 13.7528 | 13
87106 | 11.2 | 0.8 | 2019-12-31 | 2020-12-31 | 365 | 10.4784 | 10
87108 | 3.85 | 0.8 | 2019-12-31 | 2020-12-31 | 365 | 3.6019 | 3
87109 | 15.4 | 0.8 | 2019-12-31 | 2020-12-31 | 365 | 14.4077 | 14
87110 | 11.16 | 0.8 | 2019-12-31 | 2020-12-31 | 365 | 10.4409 | 10
87112 | 11.375 | 0.8 | 2019-12-31 | 2020-12-31 | 365 | 10.6421 | 10
87137 | 11.2 | 0.8 | 2019-12-31 | 2020-12-31 | 365 | 10.4784 | 10
87139 | 4.35 | 0.8 | 2019-12-31 | 2020-12-31 | 365 | 4.0697 | 4
87142 | 10.15 | 0.8 | 2019-12-31 | 2020-12-31 | 365 | 9.496 | 9
87143 | 8.75 | 0.8 | 2019-12-31 | 2020-12-31 | 365 | 8.1862 | 8
87145 | 7.67 | 0.8 | 2019-12-31 | 2020-12-31 | 365 | 7.1758 | 7
87146 | 12.96 | 0.8 | 2019-12-31 | 2020-12-31 | 365 | 12.125 | 12
87147 | 8.7 | 0.8 | 2019-12-31 | 2020-12-31 | 365 | 8.1394 | 8
87148 | 7 | 0.8 | 2019-12-31 | 2020-12-31 | 365 | 6.549 | 6
87149 | 9.45 | 0.8 | 2019-12-31 | 2020-12-31 | 365 | 8.8411 | 8
87150 | 5.95 | 0.8 | 2019-12-31 | 2020-12-31 | 365 | 5.5666 | 5
87151 | 5.22 | 0.8 | 2019-12-31 | 2020-12-31 | 365 | 4.8837 | 4
87152 | 4.55 | 0.8 | 2019-12-31 | 2020-12-31 | 365 | 4.2568 | 4
87193 | 9.735 | 0.8 | 2019-12-31 | 2020-12-31 | 365 | 9.1078 | 9
87197 | 3.54 | 0.8 | 2019-12-31 | 2020-12-31 | 365 | 3.3119 | 3
87203 | 10.5 | 0.8 | 2019-12-31 | 2020-12-31 | 365 | 9.8235 | 9
87204 | 9.81 | 0.8 | 2019-12-31 | 2020-12-31 | 365 | 9.1779 | 9
87208 | 6.3 | 0.8 | 2019-12-31 | 2020-12-31 | 365 | 5.8941 | 5
87209 | 14 | 0.8 | 2019-12-31 | 2020-12-31 | 365 | 13.098 | 13
87232 | 6.38 | 0.8 | 2019-12-31 | 2020-12-31 | 365 | 5.9689 | 5
87248 | 12.98 | 0.8 | 2019-12-31 | 2020-12-31 | 365 | 12.1437 | 12
87099 | 9.1 | 0.8 | 2019-12-31 | 2020-12-31 | 365 | 8.5137 | 8
87118 | 6.3 | 0.8 | 2019-12-31 | 2020-12-31 | 365 | 5.8941 | 5
81453 | 74.88 | 0.6 | 2019-12-31 | 2020-12-31 | 365 | 52.5415 | 52
86856 | 5.4 | 0.8 | 2019-12-31 | 2020-12-31 | 365 | 5.0521 | 5
87295 | 11.31 | 0.8 | 2019-12-31 | 2020-12-31 | 365 | 10.5813 | 10
87299 | 6.195 | 0.8 | 2019-12-31 | 2020-12-31 | 365 | 5.7958 | 5
87303 | 10.325 | 0.8 | 2019-12-31 | 2020-12-31 | 365 | 9.6597 | 9
87304 | 13.275 | 0.8 | 2019-12-31 | 2020-12-31 | 365 | 12.4197 | 12
87306 | 12.685 | 0.8 | 2019-12-31 | 2020-12-31 | 365 | 11.8677 | 11
87307 | 7.83 | 0.8 | 2019-12-31 | 2020-12-31 | 365 | 7.3255 | 7
87308 | 7.375 | 0.8 | 2019-12-31 | 2020-12-31 | 365 | 6.8998 | 6
87310 | 5.8 | 0.8 | 2019-12-31 | 2020-12-31 | 365 | 5.4263 | 5
87314 | 3.54 | 0.8 | 2019-12-31 | 2020-12-31 | 365 | 3.3119 | 3
87317 | 7.54 | 0.8 | 2019-12-31 | 2020-12-31 | 365 | 7.0542 | 7
87320 | 12.685 | 0.8 | 2019-12-31 | 2020-12-31 | 365 | 11.8677 | 11
87325 | 8.7 | 0.8 | 2019-12-31 | 2020-12-31 | 365 | 8.1394 | 8
87327 | 4.35 | 0.8 | 2019-12-31 | 2020-12-31 | 365 | 4.0697 | 4
87336 | 3.48 | 0.8 | 2019-12-31 | 2020-12-31 | 365 | 3.2558 | 3
87376 | 7.965 | 0.8 | 2019-12-31 | 2020-12-31 | 365 | 7.4518 | 7
87384 | 5.605 | 0.8 | 2019-12-31 | 2020-12-31 | 365 | 5.2439 | 5
87075 | 7.08 | 0.8 | 2019-12-31 | 2020-12-31 | 365 | 6.6238 | 6
87085 | 8.05 | 0.8 | 2019-12-31 | 2020-12-31 | 365 | 7.5313 | 7
87144 | 7.035 | 0.8 | 2019-12-31 | 2020-12-31 | 365 | 6.5817 | 6
87279 | 6.785 | 0.8 | 2019-12-31 | 2020-12-31 | 365 | 6.3478 | 6
87488 | 7.25 | 0.8 | 2019-12-31 | 2020-12-31 | 365 | 6.7829 | 6
87489 | 11.84 | 0.8 | 2019-12-31 | 2020-12-31 | 365 | 11.0771 | 11
87490 | 10.88 | 0.8 | 2019-12-31 | 2020-12-31 | 365 | 10.179 | 10
87491 | 8.64 | 0.8 | 2019-12-31 | 2020-12-31 | 365 | 8.0833 | 8
87492 | 12 | 0.8 | 2019-12-31 | 2020-12-31 | 365 | 11.2268 | 11
87493 | 11.55 | 0.8 | 2019-12-31 | 2020-12-31 | 365 | 10.8058 | 10
87496 | 6.3 | 0.8 | 2019-12-31 | 2020-12-31 | 365 | 5.8941 | 5
87497 | 7 | 0.8 | 2019-12-31 | 2020-12-31 | 365 | 6.549 | 6
87498 | 10.85 | 0.8 | 2019-12-31 | 2020-12-31 | 365 | 10.1509 | 10
87499 | 7.2 | 0.8 | 2019-12-31 | 2020-12-31 | 365 | 6.7361 | 6
87500 | 10.15 | 0.8 | 2019-12-31 | 2020-12-31 | 365 | 9.496 | 9
87504 | 8.05 | 0.8 | 2019-12-31 | 2020-12-31 | 365 | 7.5313 | 7
87506 | 11.89 | 0.8 | 2019-12-31 | 2020-12-31 | 365 | 11.1239 | 11
87509 | 10.24 | 0.8 | 2019-12-31 | 2020-12-31 | 365 | 9.5802 | 9
87510 | 13.3 | 0.8 | 2019-12-31 | 2020-12-31 | 365 | 12.4431 | 12
87525 | 13.34 | 0.8 | 2019-12-31 | 2020-12-31 | 365 | 12.4805 | 12
87527 | 8.75 | 0.8 | 2019-12-31 | 2020-12-31 | 365 | 8.1862 | 8
87528 | 24.5 | 0.8 | 2019-12-31 | 2020-12-31 | 365 | 22.9214 | 22
87529 | 7.35 | 0.8 | 2019-12-31 | 2020-12-31 | 365 | 6.8764 | 6
87535 | 7.35 | 0.8 | 2019-12-31 | 2020-12-31 | 365 | 6.8764 | 6
87537 | 6.65 | 0.8 | 2019-12-31 | 2020-12-31 | 365 | 6.2215 | 6
87546 | 9.145 | 0.8 | 2019-12-31 | 2020-12-31 | 365 | 8.5558 | 8
87548 | 12.685 | 0.8 | 2019-12-31 | 2020-12-31 | 365 | 11.8677 | 11
87207 | 10.15 | 0.8 | 2019-12-31 | 2020-12-31 | 365 | 9.496 | 9
87324 | 5.7 | 0.8 | 2019-12-31 | 2020-12-31 | 365 | 5.3327 | 5
87369 | 5.04 | 0.8 | 2019-12-31 | 2020-12-31 | 365 | 4.7153 | 4
87371 | 4.2 | 0.8 | 2019-12-31 | 2020-12-31 | 365 | 3.9294 | 3
87380 | 10.325 | 0.8 | 2019-12-31 | 2020-12-31 | 365 | 9.6597 | 9
87501 | 7.7 | 0.8 | 2019-12-31 | 2020-12-31 | 365 | 7.2039 | 7
87526 | 12.95 | 0.8 | 2019-12-31 | 2020-12-31 | 365 | 12.1156 | 12
87540 | 6.3 | 0.8 | 2019-12-31 | 2020-12-31 | 365 | 5.8941 | 5
87543 | 13.3 | 0.8 | 2019-12-31 | 2020-12-31 | 365 | 12.4431 | 12
87572 | 12.8 | 0.8 | 2019-12-31 | 2020-12-31 | 365 | 11.9753 | 11
87573 | 5.4 | 0.8 | 2019-12-31 | 2020-12-31 | 365 | 5.0521 | 5
87574 | 7.7 | 0.8 | 2019-12-31 | 2020-12-31 | 365 | 7.2039 | 7
87575 | 8.75 | 0.8 | 2019-12-31 | 2020-12-31 | 365 | 8.1862 | 8
87576 | 7.35 | 0.8 | 2019-12-31 | 2020-12-31 | 365 | 6.8764 | 6
87577 | 11 | 0.8 | 2019-12-31 | 2020-12-31 | 365 | 10.2912 | 10
87578 | 9.8 | 0.8 | 2019-12-31 | 2020-12-31 | 365 | 9.1686 | 9
87580 | 9.44 | 0.8 | 2019-12-31 | 2020-12-31 | 365 | 8.8318 | 8
87581 | 5.605 | 0.8 | 2019-12-31 | 2020-12-31 | 365 | 5.2439 | 5
87582 | 6.49 | 0.8 | 2019-12-31 | 2020-12-31 | 365 | 6.0718 | 6
87584 | 5.76 | 0.8 | 2019-12-31 | 2020-12-31 | 365 | 5.3889 | 5
87585 | 9.44 | 0.8 | 2019-12-31 | 2020-12-31 | 365 | 8.8318 | 8
87586 | 5.31 | 0.8 | 2019-12-31 | 2020-12-31 | 365 | 4.9679 | 4
87587 | 4.425 | 0.8 | 2019-12-31 | 2020-12-31 | 365 | 4.1399 | 4
87588 | 6.49 | 0.8 | 2019-12-31 | 2020-12-31 | 365 | 6.0718 | 6
87632 | 24.48 | 0.8 | 2019-12-31 | 2020-12-31 | 365 | 22.9027 | 22
87636 | 3.05 | 0.8 | 2019-12-31 | 2020-12-31 | 365 | 2.8535 | 2
87648 | 12.6 | 0.8 | 2019-12-31 | 2020-12-31 | 365 | 11.7882 | 11
87671 | 8.4 | 0.8 | 2019-12-31 | 2020-12-31 | 365 | 7.8588 | 7
87672 | 10.24 | 0.8 | 2019-12-31 | 2020-12-31 | 365 | 9.5802 | 9
87673 | 11.505 | 0.8 | 2019-12-31 | 2020-12-31 | 365 | 10.7637 | 10
87675 | 8.85 | 0.8 | 2019-12-31 | 2020-12-31 | 365 | 8.2798 | 8
87676 | 8.555 | 0.8 | 2019-12-31 | 2020-12-31 | 365 | 8.0038 | 8
87677 | 6.195 | 0.8 | 2019-12-31 | 2020-12-31 | 365 | 5.7958 | 5
87679 | 7.965 | 0.8 | 2019-12-31 | 2020-12-31 | 365 | 7.4518 | 7
87681 | 5.605 | 0.8 | 2019-12-31 | 2020-12-31 | 365 | 5.2439 | 5
87682 | 6.195 | 0.8 | 2019-12-31 | 2020-12-31 | 365 | 5.7958 | 5
87739 | 12.6 | 0.8 | 2019-12-31 | 2020-12-31 | 365 | 11.7882 | 11
87740 | 8.4 | 0.8 | 2019-12-31 | 2020-12-31 | 365 | 7.8588 | 7
87741 | 12.95 | 0.8 | 2019-12-31 | 2020-12-31 | 365 | 12.1156 | 12
87742 | 5.31 | 0.8 | 2019-12-31 | 2020-12-31 | 365 | 4.9679 | 4
87743 | 6.3 | 0.8 | 2019-12-31 | 2020-12-31 | 365 | 5.8941 | 5
87744 | 11.9 | 0.8 | 2019-12-31 | 2020-12-31 | 365 | 11.1333 | 11
87745 | 14.7 | 0.8 | 2019-12-31 | 2020-12-31 | 365 | 13.7528 | 13
87747 | 15 | 0.8 | 2019-12-31 | 2020-12-31 | 365 | 14.0335 | 14
87748 | 8.4 | 0.8 | 2019-12-31 | 2020-12-31 | 365 | 7.8588 | 7
87749 | 8.4 | 0.8 | 2019-12-31 | 2020-12-31 | 365 | 7.8588 | 7
87751 | 7.08 | 0.8 | 2019-12-31 | 2020-12-31 | 365 | 6.6238 | 6
87136 | 971.52 | 0.55 | 2019-12-31 | 2020-12-31 | 365 | 624.8846 | 624
87153 | 9.44 | 0.8 | 2019-12-31 | 2020-12-31 | 365 | 8.8318 | 8
87296 | 8.85 | 0.8 | 2019-12-31 | 2020-12-31 | 365 | 8.2798 | 8
87305 | 13.395 | 0.8 | 2019-12-31 | 2020-12-31 | 365 | 12.5319 | 12
87328 | 4.8 | 0.8 | 2019-12-31 | 2020-12-31 | 365 | 4.4907 | 4
87329 | 10.44 | 0.8 | 2019-12-31 | 2020-12-31 | 365 | 9.7673 | 9
87337 | 13.275 | 0.8 | 2019-12-31 | 2020-12-31 | 365 | 12.4197 | 12
87378 | 12.2 | 0.8 | 2019-12-31 | 2020-12-31 | 365 | 11.4139 | 11
87382 | 9.315 | 0.8 | 2019-12-31 | 2020-12-31 | 365 | 8.7148 | 8
87680 | 10.62 | 0.8 | 2019-12-31 | 2020-12-31 | 365 | 9.9357 | 9
87752 | 13.275 | 0.8 | 2019-12-31 | 2020-12-31 | 365 | 12.4197 | 12
87753 | 9.735 | 0.8 | 2019-12-31 | 2020-12-31 | 365 | 9.1078 | 9
87762 | 5.7 | 0.8 | 2019-12-31 | 2020-12-31 | 365 | 5.3327 | 5
87763 | 8.26 | 0.8 | 2019-12-31 | 2020-12-31 | 365 | 7.7278 | 7
87764 | 14.85 | 0.8 | 2019-12-31 | 2020-12-31 | 365 | 13.8932 | 13
87765 | 5.9 | 0.8 | 2019-12-31 | 2020-12-31 | 365 | 5.5199 | 5
87766 | 10.15 | 0.8 | 2019-12-31 | 2020-12-31 | 365 | 9.496 | 9
87767 | 7.8 | 0.8 | 2019-12-31 | 2020-12-31 | 365 | 7.2974 | 7
87768 | 14.95 | 0.8 | 2019-12-31 | 2020-12-31 | 365 | 13.9867 | 13
87769 | 7.56 | 0.8 | 2019-12-31 | 2020-12-31 | 365 | 7.0729 | 7
87770 | 12.095 | 0.8 | 2019-12-31 | 2020-12-31 | 365 | 11.3157 | 11
87771 | 9.24 | 0.8 | 2019-12-31 | 2020-12-31 | 365 | 8.6446 | 8
87772 | 8.64 | 0.8 | 2019-12-31 | 2020-12-31 | 365 | 8.0833 | 8
87774 | 8 | 0.8 | 2019-12-31 | 2020-12-31 | 365 | 7.4845 | 7
87775 | 12.95 | 0.8 | 2019-12-31 | 2020-12-31 | 365 | 12.1156 | 12
87780 | 2.95 | 0.8 | 2019-12-31 | 2020-12-31 | 365 | 2.7599 | 2
87781 | 13.57 | 0.8 | 2019-12-31 | 2020-12-31 | 365 | 12.6957 | 12
87782 | 138.3 | 0.55 | 2019-12-31 | 2020-12-31 | 365 | 88.955 | 88
87783 | 15.12 | 0.8 | 2019-12-31 | 2020-12-31 | 365 | 14.1458 | 14
87579 | 8.12 | 0.8 | 2019-12-31 | 2020-12-31 | 365 | 7.5968 | 7
87649 | 12.6 | 0.8 | 2019-12-31 | 2020-12-31 | 365 | 11.7882 | 11
87683 | 24.48 | 0.8 | 2019-12-31 | 2020-12-31 | 365 | 22.9027 | 22
87338 | 3.83 | 0.8 | 2019-12-31 | 2020-12-31 | 365 | 3.5832 | 3
87377 | 2.85 | 0.8 | 2019-12-31 | 2020-12-31 | 365 | 2.6664 | 2
87385 | 12.47 | 0.8 | 2019-12-31 | 2020-12-31 | 365 | 11.6665 | 11
87758 | 5.46 | 0.8 | 2019-12-31 | 2020-12-31 | 365 | 5.1082 | 5
87755 | 9.9 | 0.8 | 2019-12-31 | 2020-12-31 | 365 | 9.2621 | 9
87838 | 10.73 | 0.8 | 2019-12-31 | 2020-12-31 | 365 | 10.0386 | 10
87843 | 4.745 | 0.8 | 2019-12-31 | 2020-12-31 | 365 | 4.4393 | 4
87847 | 5.4 | 0.8 | 2019-12-31 | 2020-12-31 | 365 | 5.0521 | 5
87849 | 5.76 | 0.8 | 2019-12-31 | 2020-12-31 | 365 | 5.3889 | 5
87851 | 5.95 | 0.8 | 2019-12-31 | 2020-12-31 | 365 | 5.5666 | 5
87852 | 5.12 | 0.8 | 2019-12-31 | 2020-12-31 | 365 | 4.7901 | 4
87856 | 4.06 | 0.8 | 2019-12-31 | 2020-12-31 | 365 | 3.7984 | 3
87858 | 12.6 | 0.8 | 2019-12-31 | 2020-12-31 | 365 | 11.7882 | 11
87859 | 10.71 | 0.8 | 2019-12-31 | 2020-12-31 | 365 | 10.0199 | 10
87895 | 4.62 | 0.8 | 2019-12-31 | 2020-12-31 | 365 | 4.3223 | 4
87383 | 5.9 | 0.8 | 2019-12-31 | 2020-12-31 | 365 | 5.5199 | 5
87884 | 7.2 | 0.8 | 2019-12-31 | 2020-12-31 | 365 | 6.7361 | 6
87885 | 2.655 | 0.8 | 2019-12-31 | 2020-12-31 | 365 | 2.4839 | 2
87909 | 7.08 | 0.8 | 2019-12-31 | 2020-12-31 | 365 | 6.6238 | 6
87889 | 9.9 | 0.8 | 2019-12-31 | 2020-12-31 | 365 | 9.2621 | 9
87888 | 8.7 | 0.8 | 2019-12-31 | 2020-12-31 | 365 | 8.1394 | 8
87887 | 11.2 | 0.8 | 2019-12-31 | 2020-12-31 | 365 | 10.4784 | 10
87846 | 14.7 | 0.8 | 2019-12-31 | 2020-12-31 | 365 | 13.7528 | 13
87860 | 13.3 | 0.8 | 2019-12-31 | 2020-12-31 | 365 | 12.4431 | 12
87910 | 2.36 | 0.8 | 2019-12-31 | 2020-12-31 | 365 | 2.2079 | 2
87921 | 6.49 | 0.8 | 2019-12-31 | 2020-12-31 | 365 | 6.0718 | 6
87919 | 9.855 | 0.8 | 2019-12-31 | 2020-12-31 | 365 | 9.22 | 9
87961 | 10.88 | 0.8 | 2019-12-31 | 2020-12-31 | 365 | 10.179 | 10
87960 | 10.08 | 0.8 | 2019-12-31 | 2020-12-31 | 365 | 9.4305 | 9
87940 | 5.2 | 0.8 | 2019-12-31 | 2020-12-31 | 365 | 4.865 | 4
87938 | 7.375 | 0.8 | 2019-12-31 | 2020-12-31 | 365 | 6.8998 | 6
87993 | 3.5 | 0.8 | 2019-12-31 | 2020-12-31 | 365 | 3.2745 | 3
86615 | 47.52 | 0.55 | 2019-12-31 | 2020-12-31 | 365 | 30.565 | 30
87839 | 6.785 | 0.8 | 2019-12-31 | 2020-12-31 | 365 | 6.3478 | 6
87840 | 8.85 | 0.8 | 2019-12-31 | 2020-12-31 | 365 | 8.2798 | 8
87842 | 6.195 | 0.8 | 2019-12-31 | 2020-12-31 | 365 | 5.7958 | 5
87958 | 10.62 | 0.8 | 2019-12-31 | 2020-12-31 | 365 | 9.9357 | 9
87959 | 5.015 | 0.8 | 2019-12-31 | 2020-12-31 | 365 | 4.6919 | 4
88035 | 5.795 | 0.8 | 2019-12-31 | 2020-12-31 | 365 | 5.4216 | 5
88070 | 11.8 | 0.8 | 2019-12-31 | 2020-12-31 | 365 | 11.0397 | 11
88077 | 7.08 | 0.8 | 2019-12-31 | 2020-12-31 | 365 | 6.6238 | 6
88080 | 7.25 | 0.8 | 2019-12-31 | 2020-12-31 | 365 | 6.7829 | 6
88102 | 7.2 | 0.8 | 2019-12-31 | 2020-12-31 | 365 | 6.7361 | 6
88103 | 12.73 | 0.8 | 2019-12-31 | 2020-12-31 | 365 | 11.9098 | 11
87886 | 4.03 | 0.8 | 2019-12-31 | 2020-12-31 | 365 | 3.7703 | 3
88107 | 11.88 | 0.8 | 2019-12-31 | 2020-12-31 | 365 | 11.1145 | 11
88108 | 13.6 | 0.8 | 2019-12-31 | 2020-12-31 | 365 | 12.7237 | 12
88169 | 9.6 | 0.8 | 2019-12-31 | 2020-12-31 | 365 | 8.9815 | 8
88170 | 8.06 | 0.8 | 2019-12-31 | 2020-12-31 | 365 | 7.5407 | 7
88171 | 8.75 | 0.8 | 2019-12-31 | 2020-12-31 | 365 | 8.1862 | 8
88172 | 4.72 | 0.8 | 2019-12-31 | 2020-12-31 | 365 | 4.4159 | 4
87844 | 3.965 | 0.8 | 2019-12-31 | 2020-12-31 | 365 | 3.7095 | 3
87939 | 8.25 | 0.8 | 2019-12-31 | 2020-12-31 | 365 | 7.7184 | 7
88105 | 11.505 | 0.8 | 2019-12-31 | 2020-12-31 | 365 | 10.7637 | 10
88202 | 6.4 | 0.8 | 2019-12-31 | 2020-12-31 | 365 | 5.9876 | 5
88203 | 12.25 | 0.8 | 2019-12-31 | 2020-12-31 | 365 | 11.4607 | 11
88227 | 9.9 | 0.8 | 2019-12-31 | 2020-12-31 | 365 | 9.2621 | 9
88231 | 8.75 | 0.8 | 2019-12-31 | 2020-12-31 | 365 | 8.1862 | 8
88233 | 9.49 | 0.8 | 2019-12-31 | 2020-12-31 | 365 | 8.8785 | 8
88236 | 24.9 | 0.8 | 2019-12-31 | 2020-12-31 | 365 | 23.2956 | 23
88251 | 4.72 | 0.8 | 2019-12-31 | 2020-12-31 | 365 | 4.4159 | 4
88253 | 6.5 | 1 | 2019-12-31 | 2020-12-31 | 365 | 7.6015 | 7
88262 | 6.785 | 0.8 | 2019-12-31 | 2020-12-31 | 365 | 6.3478 | 6
88263 | 7.375 | 0.8 | 2019-12-31 | 2020-12-31 | 365 | 6.8998 | 6
88264 | 16.24 | 0.8 | 2019-12-31 | 2020-12-31 | 365 | 15.1936 | 15
88289 | 9.8 | 0.8 | 2019-12-31 | 2020-12-31 | 365 | 9.1686 | 9
88293 | 10.85 | 0.8 | 2019-12-31 | 2020-12-31 | 365 | 10.1509 | 10
88303 | 12.6 | 0.8 | 2019-12-31 | 2020-12-31 | 365 | 11.7882 | 11
88304 | 9.45 | 0.8 | 2019-12-31 | 2020-12-31 | 365 | 8.8411 | 8
88305 | 8.32 | 0.8 | 2019-12-31 | 2020-12-31 | 365 | 7.7839 | 7
88306 | 10.5 | 0.8 | 2019-12-31 | 2020-12-31 | 365 | 9.8235 | 9
88254 | 8.85 | 0.8 | 2019-12-31 | 2020-12-31 | 365 | 8.2798 | 8
88371 | 4.06 | 0.8 | 2019-12-31 | 2020-12-31 | 365 | 3.7984 | 3
88373 | 10.15 | 0.8 | 2019-12-31 | 2020-12-31 | 365 | 9.496 | 9
88376 | 9.36 | 0.8 | 2019-12-31 | 2020-12-31 | 365 | 8.7569 | 8
88378 | 12.87 | 0.8 | 2019-12-31 | 2020-12-31 | 365 | 12.0408 | 12
88381 | 24.9 | 0.8 | 2019-12-31 | 2020-12-31 | 365 | 23.2956 | 23
88252 | 5.28 | 0.8 | 2019-12-31 | 2020-12-31 | 365 | 4.9398 | 4
88408 | 5.25 | 0.8 | 2019-12-31 | 2020-12-31 | 365 | 4.9117 | 4
88409 | 11.84 | 0.8 | 2019-12-31 | 2020-12-31 | 365 | 11.0771 | 11
88410 | 7.7 | 0.8 | 2019-12-31 | 2020-12-31 | 365 | 7.2039 | 7
88411 | 9.76 | 0.8 | 2019-12-31 | 2020-12-31 | 365 | 9.1311 | 9
88412 | 12.54 | 0.8 | 2019-12-31 | 2020-12-31 | 365 | 11.732 | 11
88413 | 9.8 | 0.8 | 2019-12-31 | 2020-12-31 | 365 | 9.1686 | 9
88415 | 9.855 | 0.8 | 2019-12-31 | 2020-12-31 | 365 | 9.22 | 9
88416 | 9.735 | 0.8 | 2019-12-31 | 2020-12-31 | 365 | 9.1078 | 9
88448 | 10.325 | 0.8 | 2019-12-31 | 2020-12-31 | 365 | 9.6597 | 9
88464 | 4.425 | 0.8 | 2019-12-31 | 2020-12-31 | 365 | 4.1399 | 4
88501 | 11.2 | 0.8 | 2019-12-31 | 2020-12-31 | 365 | 10.4784 | 10
88504 | 7.36 | 0.8 | 2019-12-31 | 2020-12-31 | 365 | 6.8858 | 6
88507 | 11.2 | 0.8 | 2019-12-31 | 2020-12-31 | 365 | 10.4784 | 10
88508 | 11.9 | 0.8 | 2019-12-31 | 2020-12-31 | 365 | 11.1333 | 11
88367 | 9.1 | 0.8 | 2019-12-31 | 2020-12-31 | 365 | 8.5137 | 8
88498 | 9.1 | 0.8 | 2019-12-31 | 2020-12-31 | 365 | 8.5137 | 8
88543 | 7 | 0.8 | 2019-12-31 | 2020-12-31 | 365 | 6.549 | 6
88547 | 15.04 | 0.8 | 2019-12-31 | 2020-12-31 | 365 | 14.0709 | 14
88552 | 8.96 | 0.8 | 2019-12-31 | 2020-12-31 | 365 | 8.3827 | 8
88555 | 4.2 | 0.8 | 2019-12-31 | 2020-12-31 | 365 | 3.9294 | 3
88559 | 8.98 | 0.8 | 2019-12-31 | 2020-12-31 | 365 | 8.4014 | 8
88563 | 8.96 | 0.8 | 2019-12-31 | 2020-12-31 | 365 | 8.3827 | 8
88567 | 14.7 | 0.8 | 2019-12-31 | 2020-12-31 | 365 | 13.7528 | 13
88570 | 4.9 | 0.8 | 2019-12-31 | 2020-12-31 | 365 | 4.5843 | 4
88573 | 10.915 | 0.8 | 2019-12-31 | 2020-12-31 | 365 | 10.2117 | 10
88575 | 3.54 | 0.8 | 2019-12-31 | 2020-12-31 | 365 | 3.3119 | 3
88578 | 6.3 | 0.8 | 2019-12-31 | 2020-12-31 | 365 | 5.8941 | 5
88581 | 9.405 | 0.8 | 2019-12-31 | 2020-12-31 | 365 | 8.799 | 8
88618 | 9.145 | 0.8 | 2019-12-31 | 2020-12-31 | 365 | 8.5558 | 8
88619 | 13.275 | 0.8 | 2019-12-31 | 2020-12-31 | 365 | 12.4197 | 12
88622 | 5.015 | 0.8 | 2019-12-31 | 2020-12-31 | 365 | 4.6919 | 4
88623 | 9.44 | 0.8 | 2019-12-31 | 2020-12-31 | 365 | 8.8318 | 8
88405 | 8.37 | 0.8 | 2019-12-31 | 2020-12-31 | 365 | 7.8307 | 7
88406 | 5.68 | 0.8 | 2019-12-31 | 2020-12-31 | 365 | 5.314 | 5
88407 | 8.85 | 0.8 | 2019-12-31 | 2020-12-31 | 365 | 8.2798 | 8
88577 | 10.85 | 0.8 | 2019-12-31 | 2020-12-31 | 365 | 10.1509 | 10
88579 | 9.9 | 0.8 | 2019-12-31 | 2020-12-31 | 365 | 9.2621 | 9
88620 | 9.44 | 0.8 | 2019-12-31 | 2020-12-31 | 365 | 8.8318 | 8
88621 | 5.04 | 0.8 | 2019-12-31 | 2020-12-31 | 365 | 4.7153 | 4
88634 | 7.375 | 0.8 | 2019-12-31 | 2020-12-31 | 365 | 6.8998 | 6
88652 | 7.55 | 0.8 | 2019-12-31 | 2020-12-31 | 365 | 7.0635 | 7
88653 | 5.8 | 0.8 | 2019-12-31 | 2020-12-31 | 365 | 5.4263 | 5
88654 | 8.25 | 0.8 | 2019-12-31 | 2020-12-31 | 365 | 7.7184 | 7
88686 | 125.3 | 0.55 | 2019-12-31 | 2020-12-31 | 365 | 80.5933 | 80
88687 | 5.605 | 0.8 | 2019-12-31 | 2020-12-31 | 365 | 5.2439 | 5
88689 | 10.325 | 0.8 | 2019-12-31 | 2020-12-31 | 365 | 9.6597 | 9
88724 | 12.73 | 0.8 | 2019-12-31 | 2020-12-31 | 365 | 11.9098 | 11
88725 | 7.37 | 0.8 | 2019-12-31 | 2020-12-31 | 365 | 6.8951 | 6
88726 | 11.21 | 0.8 | 2019-12-31 | 2020-12-31 | 365 | 10.4877 | 10
88766 | 10.62 | 0.8 | 2019-12-31 | 2020-12-31 | 365 | 9.9357 | 9
88776 | 11.8 | 0.8 | 2019-12-31 | 2020-12-31 | 365 | 11.0397 | 11
88779 | 10.95 | 0.8 | 2019-12-31 | 2020-12-31 | 365 | 10.2445 | 10
88780 | 11.52 | 0.8 | 2019-12-31 | 2020-12-31 | 365 | 10.7777 | 10
88781 | 7.68 | 0.8 | 2019-12-31 | 2020-12-31 | 365 | 7.1852 | 7
88786 | 7.965 | 0.8 | 2019-12-31 | 2020-12-31 | 365 | 7.4518 | 7
88787 | 12.98 | 0.8 | 2019-12-31 | 2020-12-31 | 365 | 12.1437 | 12
88788 | 3.835 | 0.8 | 2019-12-31 | 2020-12-31 | 365 | 3.5879 | 3
88789 | 4.72 | 0.8 | 2019-12-31 | 2020-12-31 | 365 | 4.4159 | 4
88791 | 11.22 | 0.8 | 2019-12-31 | 2020-12-31 | 365 | 10.4971 | 10
87822 | 271.695 | 0.6 | 2019-12-31 | 2020-12-31 | 365 | 190.6419 | 190
88778 | 10.56 | 0.8 | 2019-12-31 | 2020-12-31 | 365 | 9.8796 | 9
88793 | 11.16 | 0.8 | 2019-12-31 | 2020-12-31 | 365 | 10.4409 | 10
88794 | 9.72 | 0.8 | 2019-12-31 | 2020-12-31 | 365 | 9.0937 | 9
88804 | 3.78 | 0.8 | 2019-12-31 | 2020-12-31 | 365 | 3.5364 | 3
88805 | 14.52 | 0.8 | 2019-12-31 | 2020-12-31 | 365 | 13.5844 | 13
88842 | 3.48 | 1 | 2019-12-31 | 2020-12-31 | 365 | 4.0697 | 4
88863 | 7.8 | 0.8 | 2019-12-31 | 2020-12-31 | 365 | 7.2974 | 7
88916 | 10.85 | 0.8 | 2019-12-31 | 2020-12-31 | 365 | 10.1509 | 10
88928 | 9.735 | 0.8 | 2019-12-31 | 2020-12-31 | 365 | 9.1078 | 9
88929 | 9 | 0.8 | 2019-12-31 | 2020-12-31 | 365 | 8.4201 | 8
88930 | 4.32 | 0.8 | 2019-12-31 | 2020-12-31 | 365 | 4.0417 | 4
89025 | 11.375 | 0.8 | 2019-12-31 | 2020-12-31 | 365 | 10.6421 | 10
89065 | 11.31 | 0.8 | 2019-12-31 | 2020-12-31 | 365 | 10.5813 | 10
89067 | 5.31 | 0.8 | 2019-12-31 | 2020-12-31 | 365 | 4.9679 | 4
89069 | 11.21 | 0.8 | 2019-12-31 | 2020-12-31 | 365 | 10.4877 | 10
89071 | 5.605 | 0.8 | 2019-12-31 | 2020-12-31 | 365 | 5.2439 | 5
89075 | 3.19 | 0.8 | 2019-12-31 | 2020-12-31 | 365 | 2.9845 | 2
89076 | 7.35 | 0.8 | 2019-12-31 | 2020-12-31 | 365 | 6.8764 | 6
89078 | 14.7 | 0.8 | 2019-12-31 | 2020-12-31 | 365 | 13.7528 | 13
89083 | 7.35 | 0.8 | 2019-12-31 | 2020-12-31 | 365 | 6.8764 | 6
89085 | 12.6 | 0.8 | 2019-12-31 | 2020-12-31 | 365 | 11.7882 | 11
89089 | 10.88 | 0.8 | 2019-12-31 | 2020-12-31 | 365 | 10.179 | 10
89092 | 10.56 | 0.8 | 2019-12-31 | 2020-12-31 | 365 | 9.8796 | 9
89095 | 12.95 | 0.8 | 2019-12-31 | 2020-12-31 | 365 | 12.1156 | 12
89097 | 7.98 | 0.8 | 2019-12-31 | 2020-12-31 | 365 | 7.4658 | 7
89098 | 5.015 | 0.8 | 2019-12-31 | 2020-12-31 | 365 | 4.6919 | 4
89099 | 8.555 | 0.8 | 2019-12-31 | 2020-12-31 | 365 | 8.0038 | 8
89103 | 4.72 | 0.8 | 2019-12-31 | 2020-12-31 | 365 | 4.4159 | 4
83768 | 456.28 | 0.6 | 2019-12-31 | 2020-12-31 | 365 | 320.1607 | 320
89117 | 15.045 | 0.8 | 2019-12-31 | 2020-12-31 | 365 | 14.0756 | 14
89119 | 3.15 | 0.8 | 2019-12-31 | 2020-12-31 | 365 | 2.947 | 2
89122 | 10.03 | 0.8 | 2019-12-31 | 2020-12-31 | 365 | 9.3837 | 9
89155 | 10.915 | 0.8 | 2019-12-31 | 2020-12-31 | 365 | 10.2117 | 10
89156 | 15.66 | 0.8 | 2019-12-31 | 2020-12-31 | 365 | 14.651 | 14
89214 | 10.56 | 0.8 | 2019-12-31 | 2020-12-31 | 365 | 9.8796 | 9
89215 | 6.195 | 0.8 | 2019-12-31 | 2020-12-31 | 365 | 5.7958 | 5
89217 | 7.375 | 0.8 | 2019-12-31 | 2020-12-31 | 365 | 6.8998 | 6
89288 | 6.6 | 0.8 | 2019-12-31 | 2020-12-31 | 365 | 6.1747 | 6
89292 | 4.96 | 0.8 | 2019-12-31 | 2020-12-31 | 365 | 4.6404 | 4
89296 | 11.2 | 0.8 | 2019-12-31 | 2020-12-31 | 365 | 10.4784 | 10
89299 | 3.84 | 0.8 | 2019-12-31 | 2020-12-31 | 365 | 3.5926 | 3
89301 | 11.55 | 0.8 | 2019-12-31 | 2020-12-31 | 365 | 10.8058 | 10
89302 | 10.89 | 0.8 | 2019-12-31 | 2020-12-31 | 365 | 10.1883 | 10
89304 | 8.32 | 0.8 | 2019-12-31 | 2020-12-31 | 365 | 7.7839 | 7
89322 | 5.51 | 0.8 | 2019-12-31 | 2020-12-31 | 365 | 5.155 | 5
89323 | 8.85 | 0.8 | 2019-12-31 | 2020-12-31 | 365 | 8.2798 | 8
89325 | 7.04 | 0.8 | 2019-12-31 | 2020-12-31 | 365 | 6.5864 | 6
89326 | 10.8 | 0.8 | 2019-12-31 | 2020-12-31 | 365 | 10.1041 | 10
87674 | 5.6 | 0.8 | 2019-12-31 | 2020-12-31 | 365 | 5.2392 | 5
89124 | 6.57 | 0.8 | 2019-12-31 | 2020-12-31 | 365 | 6.1467 | 6
89324 | 2.95 | 0.8 | 2019-12-31 | 2020-12-31 | 365 | 2.7599 | 2
88777 | 4.62 | 0.8 | 2019-12-31 | 2020-12-31 | 365 | 4.3223 | 4
89021 | 7.035 | 0.8 | 2019-12-31 | 2020-12-31 | 365 | 6.5817 | 6
80703 | 247.69 | 0.6 | 2019-12-31 | 2020-12-31 | 365 | 173.7981 | 173
88688 | 9.9 | 0.8 | 2019-12-31 | 2020-12-31 | 365 | 9.2621 | 9
89213 | 5.6 | 0.8 | 2019-12-31 | 2020-12-31 | 365 | 5.2392 | 5
89381 | 6.49 | 0.8 | 2019-12-31 | 2020-12-31 | 365 | 6.0718 | 6
89382 | 6.3 | 0.8 | 2019-12-31 | 2020-12-31 | 365 | 5.8941 | 5
89386 | 9.8 | 0.8 | 2019-12-31 | 2020-12-31 | 365 | 9.1686 | 9
89387 | 13.12 | 0.8 | 2019-12-31 | 2020-12-31 | 365 | 12.2747 | 12
89388 | 7 | 0.8 | 2019-12-31 | 2020-12-31 | 365 | 6.549 | 6
89389 | 7.7 | 0.8 | 2019-12-31 | 2020-12-31 | 365 | 7.2039 | 7
89390 | 8.26 | 0.8 | 2019-12-31 | 2020-12-31 | 365 | 7.7278 | 7
89391 | 12.6 | 0.8 | 2019-12-31 | 2020-12-31 | 365 | 11.7882 | 11
89491 | 7.08 | 0.8 | 2019-12-31 | 2020-12-31 | 365 | 6.6238 | 6
89492 | 10.325 | 0.8 | 2019-12-31 | 2020-12-31 | 365 | 9.6597 | 9
89493 | 7.04 | 0.8 | 2019-12-31 | 2020-12-31 | 365 | 6.5864 | 6
89494 | 11.505 | 0.8 | 2019-12-31 | 2020-12-31 | 365 | 10.7637 | 10
87893 | 94.4 | 0.55 | 2019-12-31 | 2020-12-31 | 365 | 60.7184 | 60
89542 | 6.84 | 0.8 | 2019-12-31 | 2020-12-31 | 365 | 6.3993 | 6
89545 | 8.26 | 0.8 | 2019-12-31 | 2020-12-31 | 365 | 7.7278 | 7
89547 | 15.34 | 0.8 | 2019-12-31 | 2020-12-31 | 365 | 14.3516 | 14
89552 | 8.26 | 0.8 | 2019-12-31 | 2020-12-31 | 365 | 7.7278 | 7
89555 | 4.9 | 0.8 | 2019-12-31 | 2020-12-31 | 365 | 4.5843 | 4
89558 | 12.71 | 0.8 | 2019-12-31 | 2020-12-31 | 365 | 11.8911 | 11
89570 | 5.22 | 0.8 | 2019-12-31 | 2020-12-31 | 365 | 4.8837 | 4
89618 | 4.02 | 0.8 | 2019-12-31 | 2020-12-31 | 365 | 3.761 | 3
89619 | 4.06 | 0.8 | 2019-12-31 | 2020-12-31 | 365 | 3.7984 | 3
89620 | 4.06 | 0.8 | 2019-12-31 | 2020-12-31 | 365 | 3.7984 | 3
89624 | 2.95 | 0.8 | 2019-12-31 | 2020-12-31 | 365 | 2.7599 | 2
89626 | 8.12 | 0.8 | 2019-12-31 | 2020-12-31 | 365 | 7.5968 | 7
89630 | 6.49 | 0.8 | 2019-12-31 | 2020-12-31 | 365 | 6.0718 | 6
89689 | 8.26 | 0.8 | 2019-12-31 | 2020-12-31 | 365 | 7.7278 | 7
89550 | 2.655 | 0.8 | 2019-12-31 | 2020-12-31 | 365 | 2.4839 | 2
88259 | 226.96 | 0.7 | 2019-12-31 | 2020-12-31 | 365 | 185.7944 | 185
89561 | 5.31 | 0.8 | 2019-12-31 | 2020-12-31 | 365 | 4.9679 | 4
89632 | 10.15 | 0.8 | 2019-12-31 | 2020-12-31 | 365 | 9.496 | 9
89634 | 5.015 | 0.8 | 2019-12-31 | 2020-12-31 | 365 | 4.6919 | 4
89687 | 10.325 | 0.8 | 2019-12-31 | 2020-12-31 | 365 | 9.6597 | 9
89693 | 5.31 | 0.8 | 2019-12-31 | 2020-12-31 | 365 | 4.9679 | 4
89695 | 11.84 | 0.8 | 2019-12-31 | 2020-12-31 | 365 | 11.0771 | 11
89696 | 9.28 | 0.8 | 2019-12-31 | 2020-12-31 | 365 | 8.6821 | 8
89697 | 11.89 | 0.8 | 2019-12-31 | 2020-12-31 | 365 | 11.1239 | 11
89700 | 12.95 | 0.8 | 2019-12-31 | 2020-12-31 | 365 | 12.1156 | 12
89701 | 6.3 | 0.8 | 2019-12-31 | 2020-12-31 | 365 | 5.8941 | 5
89702 | 14.5 | 0.8 | 2019-12-31 | 2020-12-31 | 365 | 13.5657 | 13
89703 | 5.8 | 0.8 | 2019-12-31 | 2020-12-31 | 365 | 5.4263 | 5
89704 | 12.8 | 0.8 | 2019-12-31 | 2020-12-31 | 365 | 11.9753 | 11
89705 | 9.6 | 0.8 | 2019-12-31 | 2020-12-31 | 365 | 8.9815 | 8
89706 | 7.7 | 0.8 | 2019-12-31 | 2020-12-31 | 365 | 7.2039 | 7
89707 | 7.56 | 0.8 | 2019-12-31 | 2020-12-31 | 365 | 7.0729 | 7
89711 | 6.27 | 0.8 | 2019-12-31 | 2020-12-31 | 365 | 5.866 | 5
89772 | 9.28 | 0.8 | 2019-12-31 | 2020-12-31 | 365 | 8.6821 | 8
89791 | 5.9 | 0.8 | 2019-12-31 | 2020-12-31 | 365 | 5.5199 | 5
89793 | 3.54 | 0.8 | 2019-12-31 | 2020-12-31 | 365 | 3.3119 | 3
89794 | 5.605 | 0.8 | 2019-12-31 | 2020-12-31 | 365 | 5.2439 | 5
89795 | 7.375 | 0.8 | 2019-12-31 | 2020-12-31 | 365 | 6.8998 | 6
89796 | 4.35 | 0.8 | 2019-12-31 | 2020-12-31 | 365 | 4.0697 | 4
89804 | 4.8 | 0.8 | 2019-12-31 | 2020-12-31 | 365 | 4.4907 | 4
89806 | 9.36 | 0.8 | 2019-12-31 | 2020-12-31 | 365 | 8.7569 | 8
89807 | 4.65 | 0.8 | 2019-12-31 | 2020-12-31 | 365 | 4.3504 | 4
89825 | 6.27 | 0.8 | 2019-12-31 | 2020-12-31 | 365 | 5.866 | 5
89826 | 11.55 | 0.8 | 2019-12-31 | 2020-12-31 | 365 | 10.8058 | 10
89827 | 13.05 | 0.8 | 2019-12-31 | 2020-12-31 | 365 | 12.2092 | 12
89849 | 6.48 | 0.8 | 2019-12-31 | 2020-12-31 | 365 | 6.0625 | 6
89925 | 5.6 | 0.8 | 2019-12-31 | 2020-12-31 | 365 | 5.2392 | 5
89926 | 7.08 | 0.8 | 2019-12-31 | 2020-12-31 | 365 | 6.6238 | 6
89931 | 6.84 | 0.8 | 2019-12-31 | 2020-12-31 | 365 | 6.3993 | 6
86570 | 54 | 0.55 | 2019-12-31 | 2020-12-31 | 365 | 34.733 | 34
87891 | 152.96 | 0.6 | 2019-12-31 | 2020-12-31 | 365 | 107.3284 | 107
89623 | 15.5 | 0.8 | 2019-12-31 | 2020-12-31 | 365 | 14.5013 | 14
89947 | 6.4 | 0.8 | 2019-12-31 | 2020-12-31 | 365 | 5.9876 | 5
89951 | 8.26 | 0.8 | 2019-12-31 | 2020-12-31 | 365 | 7.7278 | 7
89952 | 8.26 | 0.8 | 2019-12-31 | 2020-12-31 | 365 | 7.7278 | 7
89954 | 7.83 | 0.8 | 2019-12-31 | 2020-12-31 | 365 | 7.3255 | 7
90053 | 10.73 | 0.8 | 2019-12-31 | 2020-12-31 | 365 | 10.0386 | 10
90058 | 10.03 | 0.8 | 2019-12-31 | 2020-12-31 | 365 | 9.3837 | 9
90059 | 10.2 | 0.8 | 2019-12-31 | 2020-12-31 | 365 | 9.5428 | 9
90060 | 6 | 0.8 | 2019-12-31 | 2020-12-31 | 365 | 5.6134 | 5
90062 | 11.505 | 0.8 | 2019-12-31 | 2020-12-31 | 365 | 10.7637 | 10
90071 | 7.3 | 0.8 | 2019-12-31 | 2020-12-31 | 365 | 6.8296 | 6
90083 | 5.8 | 0.8 | 2019-12-31 | 2020-12-31 | 365 | 5.4263 | 5
90084 | 24.885 | 0.8 | 2019-12-31 | 2020-12-31 | 365 | 23.2816 | 23
90087 | 8.4 | 0.8 | 2019-12-31 | 2020-12-31 | 365 | 7.8588 | 7
90094 | 7.41 | 0.8 | 2019-12-31 | 2020-12-31 | 365 | 6.9326 | 6
90102 | 8.64 | 0.8 | 2019-12-31 | 2020-12-31 | 365 | 8.0833 | 8
90103 | 8.99 | 0.8 | 2019-12-31 | 2020-12-31 | 365 | 8.4108 | 8
90104 | 4.425 | 0.8 | 2019-12-31 | 2020-12-31 | 365 | 4.1399 | 4
90105 | 5.12 | 0.8 | 2019-12-31 | 2020-12-31 | 365 | 4.7901 | 4
89708 | 9.135 | 0.8 | 2019-12-31 | 2020-12-31 | 365 | 8.5464 | 8
89808 | 10.8 | 0.8 | 2019-12-31 | 2020-12-31 | 365 | 10.1041 | 10
89929 | 3.99 | 0.8 | 2019-12-31 | 2020-12-31 | 365 | 3.7329 | 3
89698 | 12 | 0.8 | 2019-12-31 | 2020-12-31 | 365 | 11.2268 | 11
89699 | 14.7 | 0.8 | 2019-12-31 | 2020-12-31 | 365 | 13.7528 | 13
89768 | 11.315 | 0.8 | 2019-12-31 | 2020-12-31 | 365 | 10.586 | 10
89923 | 11.6 | 0.8 | 2019-12-31 | 2020-12-31 | 365 | 10.8526 | 10
90188 | 9.92 | 0.8 | 2019-12-31 | 2020-12-31 | 365 | 9.2808 | 9
90270 | 15.3 | 0.8 | 2019-12-31 | 2020-12-31 | 365 | 14.3142 | 14
90310 | 8.28 | 0.8 | 2019-12-31 | 2020-12-31 | 365 | 7.7465 | 7
90314 | 5.18 | 0.8 | 2019-12-31 | 2020-12-31 | 365 | 4.8462 | 4
90371 | 11.16 | 0.8 | 2019-12-31 | 2020-12-31 | 365 | 10.4409 | 10
89940 | 9.9 | 0.8 | 2019-12-31 | 2020-12-31 | 365 | 9.2621 | 9
90195 | 14.16 | 0.8 | 2019-12-31 | 2020-12-31 | 365 | 13.2476 | 13
90386 | 21.78 | 0.8 | 2019-12-31 | 2020-12-31 | 365 | 20.3767 | 20
90391 | 3.63 | 0.8 | 2019-12-31 | 2020-12-31 | 365 | 3.3961 | 3
90395 | 6.405 | 0.8 | 2019-12-31 | 2020-12-31 | 365 | 5.9923 | 5
90398 | 6.08 | 0.8 | 2019-12-31 | 2020-12-31 | 365 | 5.6883 | 5
90402 | 13.32 | 0.8 | 2019-12-31 | 2020-12-31 | 365 | 12.4618 | 12
90418 | 8.64 | 0.8 | 2019-12-31 | 2020-12-31 | 365 | 8.0833 | 8
90419 | 5.86 | 0.8 | 2019-12-31 | 2020-12-31 | 365 | 5.4824 | 5
90425 | 15.33 | 0.8 | 2019-12-31 | 2020-12-31 | 365 | 14.3423 | 14
90426 | 12.39 | 0.8 | 2019-12-31 | 2020-12-31 | 365 | 11.5917 | 11
90427 | 3.5 | 0.8 | 2019-12-31 | 2020-12-31 | 365 | 3.2745 | 3
90515 | 7 | 0.8 | 2019-12-31 | 2020-12-31 | 365 | 6.549 | 6
82493 | 78.81 | 0.6 | 2019-12-31 | 2020-12-31 | 365 | 55.2991 | 55
89805 | 12.24 | 0.8 | 2019-12-31 | 2020-12-31 | 365 | 11.4514 | 11
90510 | 6.785 | 0.8 | 2019-12-31 | 2020-12-31 | 365 | 6.3478 | 6
90534 | 9.715 | 0.8 | 2019-12-31 | 2020-12-31 | 365 | 9.089 | 9
90536 | 9.45 | 0.8 | 2019-12-31 | 2020-12-31 | 365 | 8.8411 | 8
90539 | 8.96 | 0.8 | 2019-12-31 | 2020-12-31 | 365 | 8.3827 | 8
90544 | 7.7 | 0.8 | 2019-12-31 | 2020-12-31 | 365 | 7.2039 | 7
90550 | 8.67 | 0.8 | 2019-12-31 | 2020-12-31 | 365 | 8.1114 | 8
90555 | 7.965 | 0.8 | 2019-12-31 | 2020-12-31 | 365 | 7.4518 | 7
90559 | 7.375 | 0.8 | 2019-12-31 | 2020-12-31 | 365 | 6.8998 | 6
90562 | 6.09 | 0.8 | 2019-12-31 | 2020-12-31 | 365 | 5.6976 | 5
90564 | 7.68 | 0.8 | 2019-12-31 | 2020-12-31 | 365 | 7.1852 | 7
90577 | 8.25 | 0.8 | 2019-12-31 | 2020-12-31 | 365 | 7.7184 | 7
90579 | 7.875 | 0.8 | 2019-12-31 | 2020-12-31 | 365 | 7.3676 | 7
90582 | 4.725 | 0.8 | 2019-12-31 | 2020-12-31 | 365 | 4.4206 | 4
90583 | 10.325 | 0.8 | 2019-12-31 | 2020-12-31 | 365 | 9.6597 | 9
90592 | 9.45 | 0.8 | 2019-12-31 | 2020-12-31 | 365 | 8.8411 | 8
90593 | 3.835 | 0.8 | 2019-12-31 | 2020-12-31 | 365 | 3.5879 | 3
90594 | 4.72 | 0.8 | 2019-12-31 | 2020-12-31 | 365 | 4.4159 | 4
90595 | 9.9 | 0.8 | 2019-12-31 | 2020-12-31 | 365 | 9.2621 | 9
90596 | 7.2 | 0.8 | 2019-12-31 | 2020-12-31 | 365 | 6.7361 | 6
90602 | 5.31 | 0.8 | 2019-12-31 | 2020-12-31 | 365 | 4.9679 | 4
90696 | 23.76 | 0.8 | 2019-12-31 | 2020-12-31 | 365 | 22.2291 | 22
90702 | 11.7 | 0.8 | 2019-12-31 | 2020-12-31 | 365 | 10.9461 | 10
90769 | 5.95 | 0.8 | 2019-12-31 | 2020-12-31 | 365 | 5.5666 | 5
90772 | 5.605 | 0.8 | 2019-12-31 | 2020-12-31 | 365 | 5.2439 | 5
90780 | 5.6 | 0.8 | 2019-12-31 | 2020-12-31 | 365 | 5.2392 | 5
90385 | 6.96 | 0.8 | 2019-12-31 | 2020-12-31 | 365 | 6.5116 | 6
90598 | 9.44 | 0.8 | 2019-12-31 | 2020-12-31 | 365 | 8.8318 | 8
90730 | 13.275 | 0.8 | 2019-12-31 | 2020-12-31 | 365 | 12.4197 | 12
90768 | 6.375 | 1 | 2019-12-31 | 2020-12-31 | 365 | 7.4553 | 7
90782 | 12.685 | 0.8 | 2019-12-31 | 2020-12-31 | 365 | 11.8677 | 11
90783 | 5.6 | 0.8 | 2019-12-31 | 2020-12-31 | 365 | 5.2392 | 5
90787 | 7.08 | 0.8 | 2019-12-31 | 2020-12-31 | 365 | 6.6238 | 6
90788 | 7.375 | 0.8 | 2019-12-31 | 2020-12-31 | 365 | 6.8998 | 6
90791 | 13.02 | 0.8 | 2019-12-31 | 2020-12-31 | 365 | 12.1811 | 12
90856 | 12.06 | 0.8 | 2019-12-31 | 2020-12-31 | 365 | 11.283 | 11
90857 | 5.76 | 0.8 | 2019-12-31 | 2020-12-31 | 365 | 5.3889 | 5
90890 | 2.655 | 0.8 | 2019-12-31 | 2020-12-31 | 365 | 2.4839 | 2
90885 | 8.26 | 0.8 | 2019-12-31 | 2020-12-31 | 365 | 7.7278 | 7
90888 | 6.3 | 0.8 | 2019-12-31 | 2020-12-31 | 365 | 5.8941 | 5
90891 | 10.395 | 0.8 | 2019-12-31 | 2020-12-31 | 365 | 9.7252 | 9
90892 | 13.12 | 0.8 | 2019-12-31 | 2020-12-31 | 365 | 12.2747 | 12
90896 | 10.325 | 0.8 | 2019-12-31 | 2020-12-31 | 365 | 9.6597 | 9
90907 | 9.44 | 0.8 | 2019-12-31 | 2020-12-31 | 365 | 8.8318 | 8
90908 | 9.765 | 0.8 | 2019-12-31 | 2020-12-31 | 365 | 9.1358 | 9
90421 | 24.36 | 0.8 | 2019-12-31 | 2020-12-31 | 365 | 22.7904 | 22
90854 | 4.41 | 0.8 | 2019-12-31 | 2020-12-31 | 365 | 4.1259 | 4
90887 | 8.4 | 0.8 | 2019-12-31 | 2020-12-31 | 365 | 7.8588 | 7
90927 | 10.71 | 0.8 | 2019-12-31 | 2020-12-31 | 365 | 10.0199 | 10
90928 | 5.985 | 0.8 | 2019-12-31 | 2020-12-31 | 365 | 5.5994 | 5
90930 | 12.685 | 0.8 | 2019-12-31 | 2020-12-31 | 365 | 11.8677 | 11
90932 | 8.85 | 0.8 | 2019-12-31 | 2020-12-31 | 365 | 8.2798 | 8
90996 | 34.2 | 0.55 | 2019-12-31 | 2020-12-31 | 365 | 21.9975 | 21
90997 | 45.97 | 0.55 | 2019-12-31 | 2020-12-31 | 365 | 29.568 | 29
91162 | 7.8 | 0.8 | 2019-12-31 | 2020-12-31 | 365 | 7.2974 | 7
91173 | 11.6 | 0.8 | 2019-12-31 | 2020-12-31 | 365 | 10.8526 | 10
90786 | 9.86 | 0.8 | 2019-12-31 | 2020-12-31 | 365 | 9.2247 | 9
91028 | 31.35 | 0.55 | 2019-12-31 | 2020-12-31 | 365 | 20.1644 | 20
91002 | 10.08 | 0.8 | 2019-12-31 | 2020-12-31 | 365 | 9.4305 | 9
91003 | 5.985 | 0.8 | 2019-12-31 | 2020-12-31 | 365 | 5.5994 | 5
91035 | 8.505 | 0.8 | 2019-12-31 | 2020-12-31 | 365 | 7.957 | 7
91040 | 10.325 | 0.8 | 2019-12-31 | 2020-12-31 | 365 | 9.6597 | 9
90711 | 5.9 | 0.8 | 2019-12-31 | 2020-12-31 | 365 | 5.5199 | 5
90548 | 10.2 | 0.8 | 2019-12-31 | 2020-12-31 | 365 | 9.5428 | 9
91090 | 14.16 | 0.8 | 2019-12-31 | 2020-12-31 | 365 | 13.2476 | 13
91075 | 23.65 | 0.8 | 2019-12-31 | 2020-12-31 | 365 | 22.1262 | 22
91151 | 10.62 | 0.8 | 2019-12-31 | 2020-12-31 | 365 | 9.9357 | 9
91161 | 10.72 | 0.8 | 2019-12-31 | 2020-12-31 | 365 | 10.0293 | 10
91175 | 7.3 | 0.8 | 2019-12-31 | 2020-12-31 | 365 | 6.8296 | 6
91181 | 8.32 | 0.8 | 2019-12-31 | 2020-12-31 | 365 | 7.7839 | 7
91188 | 8.96 | 0.8 | 2019-12-31 | 2020-12-31 | 365 | 8.3827 | 8
91190 | 7.68 | 0.8 | 2019-12-31 | 2020-12-31 | 365 | 7.1852 | 7
91197 | 6.4 | 0.8 | 2019-12-31 | 2020-12-31 | 365 | 5.9876 | 5
91198 | 8.54 | 0.8 | 2019-12-31 | 2020-12-31 | 365 | 7.9898 | 7
91199 | 7.7 | 0.8 | 2019-12-31 | 2020-12-31 | 365 | 7.2039 | 7
91201 | 9.9 | 0.8 | 2019-12-31 | 2020-12-31 | 365 | 9.2621 | 9
91206 | 8.505 | 0.8 | 2019-12-31 | 2020-12-31 | 365 | 7.957 | 7
91202 | 10.95 | 0.8 | 2019-12-31 | 2020-12-31 | 365 | 10.2445 | 10
91207 | 7.56 | 0.8 | 2019-12-31 | 2020-12-31 | 365 | 7.0729 | 7
91209 | 7.92 | 0.8 | 2019-12-31 | 2020-12-31 | 365 | 7.4097 | 7
91154 | 9.38 | 0.8 | 2019-12-31 | 2020-12-31 | 365 | 8.7756 | 8
91205 | 7.92 | 0.8 | 2019-12-31 | 2020-12-31 | 365 | 7.4097 | 7
91204 | 9 | 0.8 | 2019-12-31 | 2020-12-31 | 365 | 8.4201 | 8
91238 | 10.8 | 0.8 | 2019-12-31 | 2020-12-31 | 365 | 10.1041 | 10
91236 | 6.84 | 0.8 | 2019-12-31 | 2020-12-31 | 365 | 6.3993 | 6
91096 | 4.8 | 0.8 | 2019-12-31 | 2020-12-31 | 365 | 4.4907 | 4
91200 | 9.9 | 0.8 | 2019-12-31 | 2020-12-31 | 365 | 9.2621 | 9
91276 | 4.578 | 0.8 | 2019-12-31 | 2020-12-31 | 365 | 4.283 | 4
91279 | 14.5 | 0.8 | 2019-12-31 | 2020-12-31 | 365 | 13.5657 | 13
91277 | 8.64 | 0.8 | 2019-12-31 | 2020-12-31 | 365 | 8.0833 | 8
91275 | 3.84 | 0.8 | 2019-12-31 | 2020-12-31 | 365 | 3.5926 | 3
91294 | 9.3 | 0.8 | 2019-12-31 | 2020-12-31 | 365 | 8.7008 | 8
91297 | 4.9 | 0.8 | 2019-12-31 | 2020-12-31 | 365 | 4.5843 | 4
91296 | 7.035 | 0.8 | 2019-12-31 | 2020-12-31 | 365 | 6.5817 | 6
91278 | 7.35 | 0.8 | 2019-12-31 | 2020-12-31 | 365 | 6.8764 | 6
90999 | 10.44 | 0.8 | 2019-12-31 | 2020-12-31 | 365 | 9.7673 | 9
91369 | 8.85 | 0.8 | 2019-12-31 | 2020-12-31 | 365 | 8.2798 | 8
91370 | 7.08 | 0.8 | 2019-12-31 | 2020-12-31 | 365 | 6.6238 | 6
91399 | 6.6 | 0.8 | 2019-12-31 | 2020-12-31 | 365 | 6.1747 | 6
91417 | 13.505 | 0.8 | 2019-12-31 | 2020-12-31 | 365 | 12.6348 | 12
91416 | 3.597 | 0.8 | 2019-12-31 | 2020-12-31 | 365 | 3.3652 | 3
91415 | 14.4 | 0.8 | 2019-12-31 | 2020-12-31 | 365 | 13.4722 | 13
91368 | 5.95 | 0.8 | 2019-12-31 | 2020-12-31 | 365 | 5.5666 | 5
91409 | 7.92 | 0.8 | 2019-12-31 | 2020-12-31 | 365 | 7.4097 | 7
91410 | 8.28 | 0.8 | 2019-12-31 | 2020-12-31 | 365 | 7.7465 | 7
90789 | 6.54 | 0.8 | 2019-12-31 | 2020-12-31 | 365 | 6.1186 | 6
91414 | 8.555 | 0.8 | 2019-12-31 | 2020-12-31 | 365 | 8.0038 | 8
91411 | 10.08 | 0.8 | 2019-12-31 | 2020-12-31 | 365 | 9.4305 | 9
91412 | 10.8 | 0.8 | 2019-12-31 | 2020-12-31 | 365 | 10.1041 | 10
91413 | 6.195 | 0.8 | 2019-12-31 | 2020-12-31 | 365 | 5.7958 | 5
91453 | 14.76 | 0.8 | 2019-12-31 | 2020-12-31 | 365 | 13.809 | 13
91454 | 7.08 | 0.8 | 2019-12-31 | 2020-12-31 | 365 | 6.6238 | 6
91398 | 21.7 | 0.8 | 2019-12-31 | 2020-12-31 | 365 | 20.3018 | 20
91178 | 21 | 1 | 2019-12-31 | 2020-12-31 | 365 | 24.5587 | 24
91043 | 6.2 | 0.8 | 2019-12-31 | 2020-12-31 | 365 | 5.8005 | 5
91460 | 6.49 | 0.8 | 2019-12-31 | 2020-12-31 | 365 | 6.0718 | 6
91471 | 9.735 | 0.8 | 2019-12-31 | 2020-12-31 | 365 | 9.1078 | 9
91475 | 1.55 | 0.8 | 2019-12-31 | 2020-12-31 | 365 | 1.4501 | 1
91474 | 13.02 | 0.8 | 2019-12-31 | 2020-12-31 | 365 | 12.1811 | 12
91472 | 9.6 | 0.8 | 2019-12-31 | 2020-12-31 | 365 | 8.9815 | 8
91473 | 4.96 | 0.8 | 2019-12-31 | 2020-12-31 | 365 | 4.6404 | 4
89216 | 15.4 | 0.8 | 2019-12-31 | 2020-12-31 | 365 | 14.4077 | 14
91490 | 9.9 | 0.8 | 2019-12-31 | 2020-12-31 | 365 | 9.2621 | 9
91489 | 5.04 | 0.8 | 2019-12-31 | 2020-12-31 | 365 | 4.7153 | 4
91513 | 3.96 | 0.8 | 2019-12-31 | 2020-12-31 | 365 | 3.7048 | 3
91511 | 8.37 | 0.8 | 2019-12-31 | 2020-12-31 | 365 | 7.8307 | 7
91510 | 7.13 | 0.8 | 2019-12-31 | 2020-12-31 | 365 | 6.6706 | 6
90731 | 16.8 | 0.8 | 2019-12-31 | 2020-12-31 | 365 | 15.7175 | 15
91516 | 2.95 | 0.8 | 2019-12-31 | 2020-12-31 | 365 | 2.7599 | 2
91512 | 6.82 | 0.8 | 2019-12-31 | 2020-12-31 | 365 | 6.3806 | 6
91476 | 4.578 | 0.8 | 2019-12-31 | 2020-12-31 | 365 | 4.283 | 4
91509 | 6.82 | 0.8 | 2019-12-31 | 2020-12-31 | 365 | 6.3806 | 6
91514 | 7.13 | 0.8 | 2019-12-31 | 2020-12-31 | 365 | 6.6706 | 6
91482 | 14.88 | 0.8 | 2019-12-31 | 2020-12-31 | 365 | 13.9213 | 13
91504 | 11.8 | 0.8 | 2019-12-31 | 2020-12-31 | 365 | 11.0397 | 11
91548 | 9.735 | 0.8 | 2019-12-31 | 2020-12-31 | 365 | 9.1078 | 9
91547 | 4.13 | 0.8 | 2019-12-31 | 2020-12-31 | 365 | 3.8639 | 3
91546 | 9.145 | 0.8 | 2019-12-31 | 2020-12-31 | 365 | 8.5558 | 8
91545 | 17.405 | 0.8 | 2019-12-31 | 2020-12-31 | 365 | 16.2836 | 16
91544 | 15.435 | 0.8 | 2019-12-31 | 2020-12-31 | 365 | 14.4405 | 14
91543 | 4.06 | 0.8 | 2019-12-31 | 2020-12-31 | 365 | 3.7984 | 3
91542 | 4.06 | 0.8 | 2019-12-31 | 2020-12-31 | 365 | 3.7984 | 3
91541 | 3.77 | 0.8 | 2019-12-31 | 2020-12-31 | 365 | 3.5271 | 3
91540 | 4.02 | 0.8 | 2019-12-31 | 2020-12-31 | 365 | 3.761 | 3
91539 | 8.41 | 0.8 | 2019-12-31 | 2020-12-31 | 365 | 7.8681 | 7
91552 | 5.22 | 0.8 | 2019-12-31 | 2020-12-31 | 365 | 4.8837 | 4
91568 | 10.8 | 0.8 | 2019-12-31 | 2020-12-31 | 365 | 10.1041 | 10
91569 | 7.25 | 0.8 | 2019-12-31 | 2020-12-31 | 365 | 6.7829 | 6
91583 | 10.71 | 0.8 | 2019-12-31 | 2020-12-31 | 365 | 10.0199 | 10
91584 | 8.7 | 0.8 | 2019-12-31 | 2020-12-31 | 365 | 8.1394 | 8
91515 | 9.61 | 0.8 | 2019-12-31 | 2020-12-31 | 365 | 8.9908 | 8
91593 | 6.785 | 0.8 | 2019-12-31 | 2020-12-31 | 365 | 6.3478 | 6
91592 | 6.6 | 0.8 | 2019-12-31 | 2020-12-31 | 365 | 6.1747 | 6
90909 | 4.725 | 0.8 | 2019-12-31 | 2020-12-31 | 365 | 4.4206 | 4
91598 | 13.08 | 0.8 | 2019-12-31 | 2020-12-31 | 365 | 12.2372 | 12
91599 | 7.67 | 0.8 | 2019-12-31 | 2020-12-31 | 365 | 7.1758 | 7
91602 | 4.425 | 0.8 | 2019-12-31 | 2020-12-31 | 365 | 4.1399 | 4
91607 | 4.72 | 0.8 | 2019-12-31 | 2020-12-31 | 365 | 4.4159 | 4
91608 | 5.58 | 0.8 | 2019-12-31 | 2020-12-31 | 365 | 5.2205 | 5
91609 | 11.88 | 0.8 | 2019-12-31 | 2020-12-31 | 365 | 11.1145 | 11
91649 | 9.69 | 0.8 | 2019-12-31 | 2020-12-31 | 365 | 9.0657 | 9
91650 | 5.94 | 0.8 | 2019-12-31 | 2020-12-31 | 365 | 5.5573 | 5
91653 | 3 | 0.8 | 2019-12-31 | 2020-12-31 | 365 | 2.8067 | 2
91655 | 7.04 | 0.8 | 2019-12-31 | 2020-12-31 | 365 | 6.5864 | 6
91570 | 7.08 | 0.8 | 2019-12-31 | 2020-12-31 | 365 | 6.6238 | 6
90995 | 7.2 | 0.8 | 2019-12-31 | 2020-12-31 | 365 | 6.7361 | 6
91551 | 7.965 | 0.8 | 2019-12-31 | 2020-12-31 | 365 | 7.4518 | 7
91550 | 5.4 | 0.8 | 2019-12-31 | 2020-12-31 | 365 | 5.0521 | 5
91597 | 8.502 | 0.8 | 2019-12-31 | 2020-12-31 | 365 | 7.9542 | 7
91549 | 10.44 | 0.8 | 2019-12-31 | 2020-12-31 | 365 | 9.7673 | 9
91687 | 10.175 | 1 | 2019-12-31 | 2020-12-31 | 365 | 11.8993 | 11
91689 | 8.64 | 0.8 | 2019-12-31 | 2020-12-31 | 365 | 8.0833 | 8
91690 | 7 | 0.8 | 2019-12-31 | 2020-12-31 | 365 | 6.549 | 6
91691 | 4.62 | 0.8 | 2019-12-31 | 2020-12-31 | 365 | 4.3223 | 4
91695 | 10.85 | 0.8 | 2019-12-31 | 2020-12-31 | 365 | 10.1509 | 10
91697 | 13.3 | 0.8 | 2019-12-31 | 2020-12-31 | 365 | 12.4431 | 12
91700 | 7.7 | 0.8 | 2019-12-31 | 2020-12-31 | 365 | 7.2039 | 7
91703 | 7.92 | 0.8 | 2019-12-31 | 2020-12-31 | 365 | 7.4097 | 7
91705 | 7.92 | 0.8 | 2019-12-31 | 2020-12-31 | 365 | 7.4097 | 7
91766 | 6.49 | 0.8 | 2019-12-31 | 2020-12-31 | 365 | 6.0718 | 6
91767 | 8.96 | 0.8 | 2019-12-31 | 2020-12-31 | 365 | 8.3827 | 8
91768 | 9.3 | 0.8 | 2019-12-31 | 2020-12-31 | 365 | 8.7008 | 8
91001 | 12.71 | 0.8 | 2019-12-31 | 2020-12-31 | 365 | 11.8911 | 11
91702 | 12.96 | 0.8 | 2019-12-31 | 2020-12-31 | 365 | 12.125 | 12
87892 | 95.04 | 0.55 | 2019-12-31 | 2020-12-31 | 365 | 61.13 | 61
91596 | 8.06 | 0.8 | 2019-12-31 | 2020-12-31 | 365 | 7.5407 | 7
91791 | 8.1 | 0.8 | 2019-12-31 | 2020-12-31 | 365 | 7.5781 | 7
91788 | 3.245 | 0.8 | 2019-12-31 | 2020-12-31 | 365 | 3.0359 | 3
91783 | 2.56 | 0.8 | 2019-12-31 | 2020-12-31 | 365 | 2.3951 | 2
91771 | 9.92 | 0.8 | 2019-12-31 | 2020-12-31 | 365 | 9.2808 | 9
91772 | 8.96 | 0.8 | 2019-12-31 | 2020-12-31 | 365 | 8.3827 | 8
91778 | 5.04 | 0.8 | 2019-12-31 | 2020-12-31 | 365 | 4.7153 | 4
91784 | 8.32 | 1 | 2019-12-31 | 2020-12-31 | 365 | 9.7299 | 9
91799 | 5.695 | 0.8 | 2019-12-31 | 2020-12-31 | 365 | 5.3281 | 5
91787 | 10.85 | 0.8 | 2019-12-31 | 2020-12-31 | 365 | 10.1509 | 10
91836 | 13.34 | 0.8 | 2019-12-31 | 2020-12-31 | 365 | 12.4805 | 12
91837 | 2.95 | 0.8 | 2019-12-31 | 2020-12-31 | 365 | 2.7599 | 2
91838 | 2.52 | 0.8 | 2019-12-31 | 2020-12-31 | 365 | 2.3576 | 2
91842 | 6.6 | 0.8 | 2019-12-31 | 2020-12-31 | 365 | 6.1747 | 6
91844 | 5.04 | 0.8 | 2019-12-31 | 2020-12-31 | 365 | 4.7153 | 4
91845 | 4.27 | 0.8 | 2019-12-31 | 2020-12-31 | 365 | 3.9949 | 3
91770 | 8.64 | 0.8 | 2019-12-31 | 2020-12-31 | 365 | 8.0833 | 8
91843 | 9.3 | 0.8 | 2019-12-31 | 2020-12-31 | 365 | 8.7008 | 8
91835 | 10.137 | 0.8 | 2019-12-31 | 2020-12-31 | 365 | 9.4839 | 9
91869 | 8.64 | 0.8 | 2019-12-31 | 2020-12-31 | 365 | 8.0833 | 8
91900 | 5.9 | 0.8 | 2019-12-31 | 2020-12-31 | 365 | 5.5199 | 5
91899 | 10.44 | 0.8 | 2019-12-31 | 2020-12-31 | 365 | 9.7673 | 9
91901 | 13.3 | 0.8 | 2019-12-31 | 2020-12-31 | 365 | 12.4431 | 12
91904 | 11.52 | 0.8 | 2019-12-31 | 2020-12-31 | 365 | 10.7777 | 10
91903 | 15.34 | 0.8 | 2019-12-31 | 2020-12-31 | 365 | 14.3516 | 14
91905 | 4.72 | 0.8 | 2019-12-31 | 2020-12-31 | 365 | 4.4159 | 4
91908 | 12.96 | 0.8 | 2019-12-31 | 2020-12-31 | 365 | 12.125 | 12
91848 | 5.7 | 0.8 | 2019-12-31 | 2020-12-31 | 365 | 5.3327 | 5
91870 | 8.26 | 0.8 | 2019-12-31 | 2020-12-31 | 365 | 7.7278 | 7
91857 | 6.93 | 0.8 | 2019-12-31 | 2020-12-31 | 365 | 6.4835 | 6
91856 | 5.9 | 0.8 | 2019-12-31 | 2020-12-31 | 365 | 5.5199 | 5
91854 | 5.9 | 0.8 | 2019-12-31 | 2020-12-31 | 365 | 5.5199 | 5
91847 | 5.22 | 0.8 | 2019-12-31 | 2020-12-31 | 365 | 4.8837 | 4
91849 | 5.9 | 0.8 | 2019-12-31 | 2020-12-31 | 365 | 5.5199 | 5
91871 | 9.145 | 0.8 | 2019-12-31 | 2020-12-31 | 365 | 8.5558 | 8
91902 | 6.48 | 0.8 | 2019-12-31 | 2020-12-31 | 365 | 6.0625 | 6
91852 | 10.325 | 0.8 | 2019-12-31 | 2020-12-31 | 365 | 9.6597 | 9
77476 | 917.15 | 0.65 | 2019-12-31 | 2020-12-31 | 365 | 697.1707 | 697
92072 | 5.015 | 0.8 | 2019-12-31 | 2020-12-31 | 365 | 4.6919 | 4
92097 | 2.36 | 0.8 | 2019-12-31 | 2020-12-31 | 365 | 2.2079 | 2
92096 | 6.03 | 0.8 | 2019-12-31 | 2020-12-31 | 365 | 5.6415 | 5
92095 | 6.82 | 0.8 | 2019-12-31 | 2020-12-31 | 365 | 6.3806 | 6
91792 | 4.6 | 0.8 | 2019-12-31 | 2020-12-31 | 365 | 4.3036 | 4
92070 | 8.85 | 0.8 | 2019-12-31 | 2020-12-31 | 365 | 8.2798 | 8
92092 | 7.965 | 0.8 | 2019-12-31 | 2020-12-31 | 365 | 7.4518 | 7
92094 | 9.3 | 0.8 | 2019-12-31 | 2020-12-31 | 365 | 8.7008 | 8
92105 | 6.195 | 0.8 | 2019-12-31 | 2020-12-31 | 365 | 5.7958 | 5
92107 | 9.145 | 0.8 | 2019-12-31 | 2020-12-31 | 365 | 8.5558 | 8
92109 | 4.35 | 0.8 | 2019-12-31 | 2020-12-31 | 365 | 4.0697 | 4
91106 | 34.84 | 0.55 | 2019-12-31 | 2020-12-31 | 365 | 22.4092 | 22
91916 | 6.12 | 0.8 | 2019-12-31 | 2020-12-31 | 365 | 5.7257 | 5
91917 | 5.25 | 0.8 | 2019-12-31 | 2020-12-31 | 365 | 4.9117 | 4
91918 | 8.7 | 0.8 | 2019-12-31 | 2020-12-31 | 365 | 8.1394 | 8
91919 | 9.735 | 0.8 | 2019-12-31 | 2020-12-31 | 365 | 9.1078 | 9
91921 | 9.44 | 0.8 | 2019-12-31 | 2020-12-31 | 365 | 8.8318 | 8
91940 | 5.015 | 0.8 | 2019-12-31 | 2020-12-31 | 365 | 4.6919 | 4
91944 | 10.2 | 0.8 | 2019-12-31 | 2020-12-31 | 365 | 9.5428 | 9
92002 | 9.9 | 0.8 | 2019-12-31 | 2020-12-31 | 365 | 9.2621 | 9
92006 | 12.6 | 0.8 | 2019-12-31 | 2020-12-31 | 365 | 11.7882 | 11
91909 | 12.48 | 0.8 | 2019-12-31 | 2020-12-31 | 365 | 11.6759 | 11
91832 | 7.04 | 0.8 | 2019-12-31 | 2020-12-31 | 365 | 6.5864 | 6
91924 | 12.98 | 0.8 | 2019-12-31 | 2020-12-31 | 365 | 12.1437 | 12
91830 | 9.36 | 0.8 | 2019-12-31 | 2020-12-31 | 365 | 8.7569 | 8
92232 | 7.08 | 0.8 | 2019-12-31 | 2020-12-31 | 365 | 6.6238 | 6
92234 | 5.605 | 0.8 | 2019-12-31 | 2020-12-31 | 365 | 5.2439 | 5
92224 | 3.77 | 0.8 | 2019-12-31 | 2020-12-31 | 365 | 3.5271 | 3
92235 | 12.6 | 0.8 | 2019-12-31 | 2020-12-31 | 365 | 11.7882 | 11
92225 | 4.72 | 0.8 | 2019-12-31 | 2020-12-31 | 365 | 4.4159 | 4
92230 | 3.54 | 0.8 | 2019-12-31 | 2020-12-31 | 365 | 3.3119 | 3
92229 | 7.83 | 0.8 | 2019-12-31 | 2020-12-31 | 365 | 7.3255 | 7
92227 | 5.9 | 0.8 | 2019-12-31 | 2020-12-31 | 365 | 5.5199 | 5
92223 | 5.9 | 0.8 | 2019-12-31 | 2020-12-31 | 365 | 5.5199 | 5
92226 | 15.435 | 0.8 | 2019-12-31 | 2020-12-31 | 365 | 14.4405 | 14
92185 | 5.31 | 0.8 | 2019-12-31 | 2020-12-31 | 365 | 4.9679 | 4
92162 | 3.835 | 0.8 | 2019-12-31 | 2020-12-31 | 365 | 3.5879 | 3
92166 | 12.06 | 0.8 | 2019-12-31 | 2020-12-31 | 365 | 11.283 | 11
92161 | 3.54 | 0.8 | 2019-12-31 | 2020-12-31 | 365 | 3.3119 | 3
92159 | 7.375 | 0.8 | 2019-12-31 | 2020-12-31 | 365 | 6.8998 | 6
92153 | 10.62 | 0.8 | 2019-12-31 | 2020-12-31 | 365 | 9.9357 | 9
34740 | 46.3 | 0.7 | 2019-12-31 | 2020-12-31 | 365 | 37.9022 | 37
90893 | 6.3 | 0.8 | 2019-12-31 | 2020-12-31 | 365 | 5.8941 | 5
92199 | 14.82 | 1 | 2019-12-31 | 2020-12-31 | 365 | 17.3314 | 17
92138 | 7.375 | 0.8 | 2019-12-31 | 2020-12-31 | 365 | 6.8998 | 6
92139 | 6.615 | 0.8 | 2019-12-31 | 2020-12-31 | 365 | 6.1888 | 6
92071 | 6.72 | 0.8 | 2019-12-31 | 2020-12-31 | 365 | 6.287 | 6
92005 | 9.735 | 0.8 | 2019-12-31 | 2020-12-31 | 365 | 9.1078 | 9
92213 | 9.145 | 0.8 | 2019-12-31 | 2020-12-31 | 365 | 8.5558 | 8
92212 | 11.4 | 0.8 | 2019-12-31 | 2020-12-31 | 365 | 10.6655 | 10
92198 | 7.75 | 0.8 | 2019-12-31 | 2020-12-31 | 365 | 7.2507 | 7
92218 | 3.54 | 0.8 | 2019-12-31 | 2020-12-31 | 365 | 3.3119 | 3
92210 | 6.195 | 0.8 | 2019-12-31 | 2020-12-31 | 365 | 5.7958 | 5
92202 | 5.31 | 0.8 | 2019-12-31 | 2020-12-31 | 365 | 4.9679 | 4
92203 | 4.8 | 0.8 | 2019-12-31 | 2020-12-31 | 365 | 4.4907 | 4
92197 | 7.965 | 0.8 | 2019-12-31 | 2020-12-31 | 365 | 7.4518 | 7
92200 | 6.555 | 0.8 | 2019-12-31 | 2020-12-31 | 365 | 6.1326 | 6
92211 | 7.5 | 0.8 | 2019-12-31 | 2020-12-31 | 365 | 7.0168 | 7
92219 | 8.85 | 0.8 | 2019-12-31 | 2020-12-31 | 365 | 8.2798 | 8
92201 | 16.245 | 0.8 | 2019-12-31 | 2020-12-31 | 365 | 15.1983 | 15
92228 | 6.195 | 0.8 | 2019-12-31 | 2020-12-31 | 365 | 5.7958 | 5
92221 | 5.04 | 0.8 | 2019-12-31 | 2020-12-31 | 365 | 4.7153 | 4
92091 | 4.72 | 0.8 | 2019-12-31 | 2020-12-31 | 365 | 4.4159 | 4
91999 | 14.63 | 0.8 | 2019-12-31 | 2020-12-31 | 365 | 13.6874 | 13
92160 | 11.02 | 0.8 | 2019-12-31 | 2020-12-31 | 365 | 10.31 | 10
92209 | 2.331 | 1 | 2019-12-31 | 2020-12-31 | 365 | 2.726 | 2
92231 | 8.41 | 0.8 | 2019-12-31 | 2020-12-31 | 365 | 7.8681 | 7
2385 | 12.099 | 1 | 2019-12-31 | 2020-12-31 | 365 | 14.1493 | 14
56593 | 7.848 | 1 | 2019-12-31 | 2020-12-31 | 365 | 9.1779 | 9
19871 | 13.8 | 1 | 2019-12-31 | 2020-12-31 | 365 | 16.1385 | 16
40 | 570.35 | 0.9 | 2019-12-31 | 2020-12-31 | 365 | 600.3014 | 600
2366 | 13.455 | 1 | 2019-12-31 | 2020-12-31 | 365 | 15.7351 | 15
3284 | 11.055 | 1 | 2019-12-31 | 2020-12-31 | 365 | 12.9284 | 12
44009 | 8.28 | 1 | 2019-12-31 | 2020-12-31 | 365 | 9.6831 | 9
44017 | 7.59 | 1 | 2019-12-31 | 2020-12-31 | 365 | 8.8762 | 8
27225 | 6.213 | 1 | 2019-12-31 | 2020-12-31 | 365 | 7.2659 | 7
3582 | 18 | 1 | 2019-12-31 | 2020-12-31 | 365 | 21.0503 | 21
6448 | 13.4 | 1 | 2019-12-31 | 2020-12-31 | 365 | 15.6708 | 15
5545 | 15.696 | 1 | 2019-12-31 | 2020-12-31 | 365 | 18.3558 | 18
5963 | 17.28 | 1 | 2019-12-31 | 2020-12-31 | 365 | 20.2083 | 20
5544 | 54.71 | 1 | 2019-12-31 | 2020-12-31 | 365 | 63.9812 | 63
8614 | 5.175 | 1 | 2019-12-31 | 2020-12-31 | 365 | 6.052 | 6
9579 | 19.62 | 1 | 2019-12-31 | 2020-12-31 | 365 | 22.9448 | 22
10700 | 19.8 | 1 | 2019-12-31 | 2020-12-31 | 365 | 23.1553 | 23
12543 | 93.522 | 0.9 | 2019-12-31 | 2020-12-31 | 365 | 98.4332 | 98
7218 | 112.32 | 0.9 | 2019-12-31 | 2020-12-31 | 365 | 118.2184 | 118
14246 | 724.68 | 1 | 2019-12-31 | 2020-12-31 | 365 | 847.4843 | 847
13241 | 147.82 | 0.9 | 2019-12-31 | 2020-12-31 | 365 | 155.5826 | 155
17953 | 24.75 | 1 | 2019-12-31 | 2020-12-31 | 365 | 28.9441 | 28
19373 | 59.514 | 0.9 | 2019-12-31 | 2020-12-31 | 365 | 62.6393 | 62
16493 | 45.9 | 0.9 | 2019-12-31 | 2020-12-31 | 365 | 48.3104 | 48
16526 | 62.48 | 0.9 | 2019-12-31 | 2020-12-31 | 365 | 65.7611 | 65
21347 | 97.119 | 0.9 | 2019-12-31 | 2020-12-31 | 365 | 102.2191 | 102
10207 | 26 | 0.9 | 2019-12-31 | 2020-12-31 | 365 | 27.3654 | 27
29105 | 8.829 | 1 | 2019-12-31 | 2020-12-31 | 365 | 10.3252 | 10
29471 | 7.848 | 1 | 2019-12-31 | 2020-12-31 | 365 | 9.1779 | 9
31309 | 6.21 | 1 | 2019-12-31 | 2020-12-31 | 365 | 7.2623 | 7
31304 | 156.96 | 0.9 | 2019-12-31 | 2020-12-31 | 365 | 165.2026 | 165
31368 | 291.4 | 1 | 2019-12-31 | 2020-12-31 | 365 | 340.7806 | 340
31370 | 288.3 | 1 | 2019-12-31 | 2020-12-31 | 365 | 337.1553 | 337
32976 | 9.36 | 1 | 2019-12-31 | 2020-12-31 | 365 | 10.9461 | 10
31306 | 68.016 | 1 | 2019-12-31 | 2020-12-31 | 365 | 79.542 | 79
36744 | 9.81 | 1 | 2019-12-31 | 2020-12-31 | 365 | 11.4724 | 11
36493 | 19.62 | 1 | 2019-12-31 | 2020-12-31 | 365 | 22.9448 | 22
34125 | 417.06 | 0.9 | 2019-12-31 | 2020-12-31 | 365 | 438.9615 | 438
32014 | 127.49 | 0.8 | 2019-12-31 | 2020-12-31 | 365 | 119.2756 | 119
31573 | 109.14 | 0.9 | 2019-12-31 | 2020-12-31 | 365 | 114.8714 | 114
45276 | 9.315 | 1 | 2019-12-31 | 2020-12-31 | 365 | 10.8935 | 10
36333 | 4.578 | 1 | 2019-12-31 | 2020-12-31 | 365 | 5.3538 | 5
31574 | 64.26 | 0.9 | 2019-12-31 | 2020-12-31 | 365 | 67.6345 | 67
45396 | 4.41 | 1 | 2019-12-31 | 2020-12-31 | 365 | 5.1573 | 5
44300 | 13.734 | 1 | 2019-12-31 | 2020-12-31 | 365 | 16.0614 | 16
31377 | 947.05 | 1 | 2019-12-31 | 2020-12-31 | 365 | 1107.5371 | 1107
34883 | 92.3 | 0.9 | 2019-12-31 | 2020-12-31 | 365 | 97.147 | 97
44431 | 24.885 | 1 | 2019-12-31 | 2020-12-31 | 365 | 29.102 | 29
59019 | 11.118 | 1 | 2019-12-31 | 2020-12-31 | 365 | 13.0021 | 13
57230 | 10.2 | 1 | 2019-12-31 | 2020-12-31 | 365 | 11.9285 | 11
53146 | 31 | 0.9 | 2019-12-31 | 2020-12-31 | 365 | 32.6279 | 32
61007 | 13.08 | 1 | 2019-12-31 | 2020-12-31 | 365 | 15.2965 | 15
54562 | 28.6 | 0.9 | 2019-12-31 | 2020-12-31 | 365 | 30.1019 | 30
54565 | 28.6 | 0.9 | 2019-12-31 | 2020-12-31 | 365 | 30.1019 | 30
65075 | 30.015 | 0.7 | 2019-12-31 | 2020-12-31 | 365 | 24.5709 | 24
64267 | 180.831 | 0.8 | 2019-12-31 | 2020-12-31 | 365 | 169.1797 | 169
54494 | 673.28 | 1 | 2019-12-31 | 2020-12-31 | 365 | 787.374 | 787
54559 | 73.45 | 0.7 | 2019-12-31 | 2020-12-31 | 365 | 60.1278 | 60
60933 | 737.92 | 0.8 | 2019-12-31 | 2020-12-31 | 365 | 690.3743 | 690
54556 | 80.6 | 0.7 | 2019-12-31 | 2020-12-31 | 365 | 65.9809 | 65
54591 | 65.975 | 0.7 | 2019-12-31 | 2020-12-31 | 365 | 54.0086 | 54
72228 | 24.852 | 0.8 | 2019-12-31 | 2020-12-31 | 365 | 23.2507 | 23
65077 | 67.52 | 0.7 | 2019-12-31 | 2020-12-31 | 365 | 55.2734 | 55
63498 | 47.6 | 0.65 | 2019-12-31 | 2020-12-31 | 365 | 36.1831 | 36
80077 | 5.886 | 0.8 | 2019-12-31 | 2020-12-31 | 365 | 5.5068 | 5
81987 | 109.44 | 0.6 | 2019-12-31 | 2020-12-31 | 365 | 76.7914 | 76
84528 | 4.32 | 0.8 | 2019-12-31 | 2020-12-31 | 365 | 4.0417 | 4
84848 | 23.4 | 0.8 | 2019-12-31 | 2020-12-31 | 365 | 21.8923 | 21
79976 | 241.9 | 0.6 | 2019-12-31 | 2020-12-31 | 365 | 169.7354 | 169
86331 | 15.04 | 0.8 | 2019-12-31 | 2020-12-31 | 365 | 14.0709 | 14
87050 | 4.32 | 0.8 | 2019-12-31 | 2020-12-31 | 365 | 4.0417 | 4
87131 | 6.6 | 0.8 | 2019-12-31 | 2020-12-31 | 365 | 6.1747 | 6
89149 | 6.03 | 0.8 | 2019-12-31 | 2020-12-31 | 365 | 5.6415 | 5
5679 | 2.25 | 1 | 2019-12-31 | 2020-12-31 | 365 | 2.6313 | 2
32957 | 8.97 | 1 | 2019-12-31 | 2020-12-31 | 365 | 10.4901 | 10
2015 | 8.46 | 1 | 2019-12-31 | 2020-12-31 | 365 | 9.8936 | 9
2007 | 8.525 | 1 | 2019-12-31 | 2020-12-31 | 365 | 9.9696 | 9
2008 | 8.4 | 1 | 2019-12-31 | 2020-12-31 | 365 | 9.8235 | 9
2356 | 5.94 | 1 | 2019-12-31 | 2020-12-31 | 365 | 6.9466 | 6
7839 | 4 | 1 | 2019-12-31 | 2020-12-31 | 365 | 4.6778 | 4
2978 | 6.6 | 1 | 2019-12-31 | 2020-12-31 | 365 | 7.7184 | 7
2016 | 6.48 | 1 | 2019-12-31 | 2020-12-31 | 365 | 7.5781 | 7
2977 | 4.13 | 1 | 2019-12-31 | 2020-12-31 | 365 | 4.8299 | 4
213 | 310 | 0.9 | 2019-12-31 | 2020-12-31 | 365 | 326.2793 | 326
3295 | 14.85 | 1 | 2019-12-31 | 2020-12-31 | 365 | 17.3665 | 17
3859 | 6 | 1 | 2019-12-31 | 2020-12-31 | 365 | 7.0168 | 7
2997 | 4.05 | 1 | 2019-12-31 | 2020-12-31 | 365 | 4.7363 | 4
3832 | 6.48 | 1 | 2019-12-31 | 2020-12-31 | 365 | 7.5781 | 7
7790 | 5.5 | 1 | 2019-12-31 | 2020-12-31 | 365 | 6.432 | 6
10549 | 5 | 1 | 2019-12-31 | 2020-12-31 | 365 | 5.8473 | 5
21192 | 8.4 | 1 | 2019-12-31 | 2020-12-31 | 365 | 9.8235 | 9
5242 | 5.88 | 1 | 2019-12-31 | 2020-12-31 | 365 | 6.8764 | 6
4914 | 9.52 | 1 | 2019-12-31 | 2020-12-31 | 365 | 11.1333 | 11
3108 | 5.04 | 1 | 2019-12-31 | 2020-12-31 | 365 | 5.8941 | 5
29164 | 14.82 | 1 | 2019-12-31 | 2020-12-31 | 365 | 17.3314 | 17
3800 | 12.65 | 1 | 2019-12-31 | 2020-12-31 | 365 | 14.7937 | 14
52038 | 4.335 | 1 | 2019-12-31 | 2020-12-31 | 365 | 5.0696 | 5
5726 | 6.44 | 1 | 2019-12-31 | 2020-12-31 | 365 | 7.5313 | 7
3573 | 7.7 | 1 | 2019-12-31 | 2020-12-31 | 365 | 9.0048 | 9
5408 | 5.775 | 1 | 2019-12-31 | 2020-12-31 | 365 | 6.7536 | 6
5243 | 11 | 1 | 2019-12-31 | 2020-12-31 | 365 | 12.8641 | 12
6677 | 10.78 | 1 | 2019-12-31 | 2020-12-31 | 365 | 12.6068 | 12
5720 | 3.15 | 1 | 2019-12-31 | 2020-12-31 | 365 | 3.6838 | 3
4881 | 9.405 | 1 | 2019-12-31 | 2020-12-31 | 365 | 10.9988 | 10
5119 | 6.875 | 1 | 2019-12-31 | 2020-12-31 | 365 | 8.04 | 8
2846 | 20.74 | 1 | 2019-12-31 | 2020-12-31 | 365 | 24.2546 | 24
62809 | 8.505 | 1 | 2019-12-31 | 2020-12-31 | 365 | 9.9463 | 9
17169 | 8.525 | 1 | 2019-12-31 | 2020-12-31 | 365 | 9.9696 | 9
18499 | 8.8 | 1 | 2019-12-31 | 2020-12-31 | 365 | 10.2912 | 10
3089 | 14.8 | 1 | 2019-12-31 | 2020-12-31 | 365 | 17.308 | 17
7474 | 7.5 | 1 | 2019-12-31 | 2020-12-31 | 365 | 8.7709 | 8
7842 | 4.05 | 1 | 2019-12-31 | 2020-12-31 | 365 | 4.7363 | 4
7471 | 3.36 | 1 | 2019-12-31 | 2020-12-31 | 365 | 3.9294 | 3
16023 | 9.065 | 1 | 2019-12-31 | 2020-12-31 | 365 | 10.6012 | 10
7480 | 11.115 | 1 | 2019-12-31 | 2020-12-31 | 365 | 12.9985 | 12
9066 | 7.425 | 1 | 2019-12-31 | 2020-12-31 | 365 | 8.6832 | 8
27232 | 6.12 | 1 | 2019-12-31 | 2020-12-31 | 365 | 7.1571 | 7
19153 | 9.81 | 1 | 2019-12-31 | 2020-12-31 | 365 | 11.4724 | 11
9067 | 8.12 | 1 | 2019-12-31 | 2020-12-31 | 365 | 9.496 | 9
9436 | 8.25 | 1 | 2019-12-31 | 2020-12-31 | 365 | 9.648 | 9
54393 | 13.5 | 1 | 2019-12-31 | 2020-12-31 | 365 | 15.7877 | 15
10744 | 3.92 | 1 | 2019-12-31 | 2020-12-31 | 365 | 4.5843 | 4
16894 | 5.775 | 1 | 2019-12-31 | 2020-12-31 | 365 | 6.7536 | 6
11300 | 7.8 | 1 | 2019-12-31 | 2020-12-31 | 365 | 9.1218 | 9
13285 | 6.72 | 1 | 2019-12-31 | 2020-12-31 | 365 | 7.8588 | 7
12419 | 7.7 | 1 | 2019-12-31 | 2020-12-31 | 365 | 9.0048 | 9
25524 | 10.5 | 1 | 2019-12-31 | 2020-12-31 | 365 | 12.2793 | 12
11697 | 6.6 | 1 | 2019-12-31 | 2020-12-31 | 365 | 7.7184 | 7
27918 | 8.16 | 1 | 2019-12-31 | 2020-12-31 | 365 | 9.5428 | 9
16709 | 7.84 | 1 | 2019-12-31 | 2020-12-31 | 365 | 9.1686 | 9
14067 | 9 | 1 | 2019-12-31 | 2020-12-31 | 365 | 10.5251 | 10
27028 | 7.8 | 1 | 2019-12-31 | 2020-12-31 | 365 | 9.1218 | 9
13872 | 5 | 1 | 2019-12-31 | 2020-12-31 | 365 | 5.8473 | 5
23221 | 7.2 | 1 | 2019-12-31 | 2020-12-31 | 365 | 8.4201 | 8
13606 | 8.67 | 1 | 2019-12-31 | 2020-12-31 | 365 | 10.1392 | 10
15423 | 8.67 | 1 | 2019-12-31 | 2020-12-31 | 365 | 10.1392 | 10
17665 | 5.4 | 1 | 2019-12-31 | 2020-12-31 | 365 | 6.3151 | 6
15187 | 14.02 | 1 | 2019-12-31 | 2020-12-31 | 365 | 16.3958 | 16
12626 | 8.8 | 1 | 2019-12-31 | 2020-12-31 | 365 | 10.2912 | 10
16897 | 9.7 | 1 | 2019-12-31 | 2020-12-31 | 365 | 11.3438 | 11
19426 | 10.545 | 1 | 2019-12-31 | 2020-12-31 | 365 | 12.332 | 12
19771 | 7.84 | 1 | 2019-12-31 | 2020-12-31 | 365 | 9.1686 | 9
18090 | 4.75 | 1 | 2019-12-31 | 2020-12-31 | 365 | 5.5549 | 5
17519 | 12.3 | 1 | 2019-12-31 | 2020-12-31 | 365 | 14.3844 | 14
19521 | 6.6 | 1 | 2019-12-31 | 2020-12-31 | 365 | 7.7184 | 7
18675 | 7.28 | 1 | 2019-12-31 | 2020-12-31 | 365 | 8.5137 | 8
17750 | 8.12 | 1 | 2019-12-31 | 2020-12-31 | 365 | 9.496 | 9
20840 | 4.5 | 1 | 2019-12-31 | 2020-12-31 | 365 | 5.2626 | 5
20779 | 6.72 | 1 | 2019-12-31 | 2020-12-31 | 365 | 7.8588 | 7
21074 | 8.68 | 1 | 2019-12-31 | 2020-12-31 | 365 | 10.1509 | 10
20792 | 8.32 | 1 | 2019-12-31 | 2020-12-31 | 365 | 9.7299 | 9
17369 | 9.24 | 1 | 2019-12-31 | 2020-12-31 | 365 | 10.8058 | 10
21112 | 4.77 | 1 | 2019-12-31 | 2020-12-31 | 365 | 5.5783 | 5
22612 | 4.27 | 1 | 2019-12-31 | 2020-12-31 | 365 | 4.9936 | 4
21032 | 12.4 | 1 | 2019-12-31 | 2020-12-31 | 365 | 14.5013 | 14
23326 | 10.83 | 1 | 2019-12-31 | 2020-12-31 | 365 | 12.6653 | 12
25062 | 36.68 | 0.9 | 2019-12-31 | 2020-12-31 | 365 | 38.6062 | 38
25059 | 24.84 | 1 | 2019-12-31 | 2020-12-31 | 365 | 29.0494 | 29
25064 | 12.69 | 1 | 2019-12-31 | 2020-12-31 | 365 | 14.8404 | 14
25065 | 27 | 0.9 | 2019-12-31 | 2020-12-31 | 365 | 28.4179 | 28
16598 | 8.16 | 1 | 2019-12-31 | 2020-12-31 | 365 | 9.5428 | 9
21121 | 7.395 | 1 | 2019-12-31 | 2020-12-31 | 365 | 8.6482 | 8
24931 | 37.8 | 0.9 | 2019-12-31 | 2020-12-31 | 365 | 39.785 | 39
24671 | 10.08 | 1 | 2019-12-31 | 2020-12-31 | 365 | 11.7882 | 11
23786 | 10.5 | 1 | 2019-12-31 | 2020-12-31 | 365 | 12.2793 | 12
23926 | 6.44 | 1 | 2019-12-31 | 2020-12-31 | 365 | 7.5313 | 7
25398 | 8.55 | 1 | 2019-12-31 | 2020-12-31 | 365 | 9.9989 | 9
22603 | 9.52 | 1 | 2019-12-31 | 2020-12-31 | 365 | 11.1333 | 11
25547 | 3.1 | 1 | 2019-12-31 | 2020-12-31 | 365 | 3.6253 | 3
27200 | 6.4 | 1 | 2019-12-31 | 2020-12-31 | 365 | 7.4845 | 7
24991 | 12 | 1 | 2019-12-31 | 2020-12-31 | 365 | 14.0335 | 14
24987 | 7.6 | 1 | 2019-12-31 | 2020-12-31 | 365 | 8.8879 | 8
25646 | 6.8 | 1 | 2019-12-31 | 2020-12-31 | 365 | 7.9523 | 7
25714 | 7.1 | 1 | 2019-12-31 | 2020-12-31 | 365 | 8.3032 | 8
26063 | 7.6 | 1 | 2019-12-31 | 2020-12-31 | 365 | 8.8879 | 8
26405 | 12.8 | 1 | 2019-12-31 | 2020-12-31 | 365 | 14.9691 | 14
27090 | 8.32 | 1 | 2019-12-31 | 2020-12-31 | 365 | 9.7299 | 9
27510 | 5.7 | 1 | 2019-12-31 | 2020-12-31 | 365 | 6.6659 | 6
26755 | 4.845 | 1 | 2019-12-31 | 2020-12-31 | 365 | 5.666 | 5
29957 | 6 | 1 | 2019-12-31 | 2020-12-31 | 365 | 7.0168 | 7
28003 | 2.7 | 1 | 2019-12-31 | 2020-12-31 | 365 | 3.1575 | 3
28141 | 10.12 | 1 | 2019-12-31 | 2020-12-31 | 365 | 11.8349 | 11
28158 | 12.3 | 1 | 2019-12-31 | 2020-12-31 | 365 | 14.3844 | 14
29006 | 6.7 | 1 | 2019-12-31 | 2020-12-31 | 365 | 7.8354 | 7
29754 | 6.93 | 1 | 2019-12-31 | 2020-12-31 | 365 | 8.1044 | 8
29797 | 8.8 | 1 | 2019-12-31 | 2020-12-31 | 365 | 10.2912 | 10
30662 | 11.2 | 1 | 2019-12-31 | 2020-12-31 | 365 | 13.098 | 13
30684 | 11.6 | 1 | 2019-12-31 | 2020-12-31 | 365 | 13.5657 | 13
31205 | 9.1 | 1 | 2019-12-31 | 2020-12-31 | 365 | 10.6421 | 10
31454 | 8.9 | 1 | 2019-12-31 | 2020-12-31 | 365 | 10.4082 | 10
31845 | 8.96 | 1 | 2019-12-31 | 2020-12-31 | 365 | 10.4784 | 10
32224 | 4.9 | 1 | 2019-12-31 | 2020-12-31 | 365 | 5.7304 | 5
29460 | 7.8 | 1 | 2019-12-31 | 2020-12-31 | 365 | 9.1218 | 9
30828 | 5.2 | 1 | 2019-12-31 | 2020-12-31 | 365 | 6.0812 | 6
33986 | 9.1 | 1 | 2019-12-31 | 2020-12-31 | 365 | 10.6421 | 10
34045 | 7.8 | 1 | 2019-12-31 | 2020-12-31 | 365 | 9.1218 | 9
34900 | 9 | 1 | 2019-12-31 | 2020-12-31 | 365 | 10.5251 | 10
43772 | 9.465 | 1 | 2019-12-31 | 2020-12-31 | 365 | 11.0689 | 11
37526 | 5.88 | 1 | 2019-12-31 | 2020-12-31 | 365 | 6.8764 | 6
37529 | 7.8 | 1 | 2019-12-31 | 2020-12-31 | 365 | 9.1218 | 9
37597 | 13.68 | 1 | 2019-12-31 | 2020-12-31 | 365 | 15.9982 | 15
37657 | 6.55 | 1 | 2019-12-31 | 2020-12-31 | 365 | 7.66 | 7
37668 | 9.12 | 1 | 2019-12-31 | 2020-12-31 | 365 | 10.6655 | 10
38159 | 10.92 | 1 | 2019-12-31 | 2020-12-31 | 365 | 12.7705 | 12
39793 | 7.32 | 1 | 2019-12-31 | 2020-12-31 | 365 | 8.5604 | 8
37677 | 6.9 | 1 | 2019-12-31 | 2020-12-31 | 365 | 8.0693 | 8
36462 | 15.6 | 1 | 2019-12-31 | 2020-12-31 | 365 | 18.2436 | 18
35063 | 54 | 0.9 | 2019-12-31 | 2020-12-31 | 365 | 56.8358 | 56
30022 | 7.562 | 1 | 2019-12-31 | 2020-12-31 | 365 | 8.8435 | 8
43610 | 7.8 | 1 | 2019-12-31 | 2020-12-31 | 365 | 9.1218 | 9
44173 | 11.7 | 1 | 2019-12-31 | 2020-12-31 | 365 | 13.6827 | 13
43655 | 6.84 | 1 | 2019-12-31 | 2020-12-31 | 365 | 7.9991 | 7
45424 | 10.2 | 1 | 2019-12-31 | 2020-12-31 | 365 | 11.9285 | 11
37660 | 10.98 | 1 | 2019-12-31 | 2020-12-31 | 365 | 12.8407 | 12
43778 | 11.925 | 1 | 2019-12-31 | 2020-12-31 | 365 | 13.9458 | 13
45107 | 2.86 | 1 | 2019-12-31 | 2020-12-31 | 365 | 3.3447 | 3
44225 | 6.1 | 1 | 2019-12-31 | 2020-12-31 | 365 | 7.1337 | 7
44231 | 5.7 | 1 | 2019-12-31 | 2020-12-31 | 365 | 6.6659 | 6
44243 | 4.41 | 1 | 2019-12-31 | 2020-12-31 | 365 | 5.1573 | 5
38290 | 5.46 | 1 | 2019-12-31 | 2020-12-31 | 365 | 6.3853 | 6
47431 | 8.5 | 1 | 2019-12-31 | 2020-12-31 | 365 | 9.9404 | 9
51972 | 13.545 | 1 | 2019-12-31 | 2020-12-31 | 365 | 15.8403 | 15
52546 | 14.1 | 1 | 2019-12-31 | 2020-12-31 | 365 | 16.4894 | 16
53133 | 12.255 | 1 | 2019-12-31 | 2020-12-31 | 365 | 14.3317 | 14
46629 | 9.9 | 1 | 2019-12-31 | 2020-12-31 | 365 | 11.5777 | 11
52627 | 6.6 | 1 | 2019-12-31 | 2020-12-31 | 365 | 7.7184 | 7
39082 | 11.025 | 1 | 2019-12-31 | 2020-12-31 | 365 | 12.8933 | 12
44553 | 9.8 | 1 | 2019-12-31 | 2020-12-31 | 365 | 11.4607 | 11
46740 | 7.5 | 1 | 2019-12-31 | 2020-12-31 | 365 | 8.7709 | 8
50101 | 15.6 | 1 | 2019-12-31 | 2020-12-31 | 365 | 18.2436 | 18
37524 | 11.275 | 1 | 2019-12-31 | 2020-12-31 | 365 | 13.1857 | 13
43761 | 4.56 | 1 | 2019-12-31 | 2020-12-31 | 365 | 5.3327 | 5
42710 | 7.2 | 1 | 2019-12-31 | 2020-12-31 | 365 | 8.4201 | 8
52752 | 5.415 | 1 | 2019-12-31 | 2020-12-31 | 365 | 6.3326 | 6
37528 | 12 | 1 | 2019-12-31 | 2020-12-31 | 365 | 14.0335 | 14
36494 | 13.54 | 1 | 2019-12-31 | 2020-12-31 | 365 | 15.8345 | 15
51827 | 2.4 | 1 | 2019-12-31 | 2020-12-31 | 365 | 2.8067 | 2
54644 | 7.56 | 1 | 2019-12-31 | 2020-12-31 | 365 | 8.8411 | 8
37525 | 8.82 | 1 | 2019-12-31 | 2020-12-31 | 365 | 10.3146 | 10
49215 | 4.875 | 1 | 2019-12-31 | 2020-12-31 | 365 | 5.7011 | 5
38260 | 13.23 | 1 | 2019-12-31 | 2020-12-31 | 365 | 15.472 | 15
48895 | 5.46 | 1 | 2019-12-31 | 2020-12-31 | 365 | 6.3853 | 6
55744 | 5.4 | 1 | 2019-12-31 | 2020-12-31 | 365 | 6.3151 | 6
50208 | 7.14 | 1 | 2019-12-31 | 2020-12-31 | 365 | 8.3499 | 8
48919 | 10.175 | 1 | 2019-12-31 | 2020-12-31 | 365 | 11.8993 | 11
43623 | 6.84 | 1 | 2019-12-31 | 2020-12-31 | 365 | 7.9991 | 7
54472 | 5.6 | 1 | 2019-12-31 | 2020-12-31 | 365 | 6.549 | 6
54495 | 24.5 | 1 | 2019-12-31 | 2020-12-31 | 365 | 28.6518 | 28
58920 | 7.54 | 1 | 2019-12-31 | 2020-12-31 | 365 | 8.8177 | 8
38282 | 5.67 | 1 | 2019-12-31 | 2020-12-31 | 365 | 6.6308 | 6
46148 | 12.6 | 1 | 2019-12-31 | 2020-12-31 | 365 | 14.7352 | 14
46228 | 5.7 | 1 | 2019-12-31 | 2020-12-31 | 365 | 6.6659 | 6
36806 | 6 | 1 | 2019-12-31 | 2020-12-31 | 365 | 7.0168 | 7
43625 | 5.13 | 1 | 2019-12-31 | 2020-12-31 | 365 | 5.9993 | 5
55588 | 11.2 | 1 | 2019-12-31 | 2020-12-31 | 365 | 13.098 | 13
41543 | 17.64 | 1 | 2019-12-31 | 2020-12-31 | 365 | 20.6293 | 20
48900 | 8.25 | 1 | 2019-12-31 | 2020-12-31 | 365 | 9.648 | 9
48924 | 12.1 | 1 | 2019-12-31 | 2020-12-31 | 365 | 14.1505 | 14
37527 | 11.97 | 1 | 2019-12-31 | 2020-12-31 | 365 | 13.9984 | 13
58954 | 3.92 | 1 | 2019-12-31 | 2020-12-31 | 365 | 4.5843 | 4
60155 | 13.23 | 1 | 2019-12-31 | 2020-12-31 | 365 | 15.472 | 15
58776 | 9.69 | 1 | 2019-12-31 | 2020-12-31 | 365 | 11.3321 | 11
56180 | 4.8 | 1 | 2019-12-31 | 2020-12-31 | 365 | 5.6134 | 5
58615 | 6.05 | 1 | 2019-12-31 | 2020-12-31 | 365 | 7.0752 | 7
42737 | 12.9 | 1 | 2019-12-31 | 2020-12-31 | 365 | 15.086 | 15
47218 | 9.765 | 1 | 2019-12-31 | 2020-12-31 | 365 | 11.4198 | 11
49935 | 12 | 1 | 2019-12-31 | 2020-12-31 | 365 | 14.0335 | 14
42747 | 7.245 | 1 | 2019-12-31 | 2020-12-31 | 365 | 8.4727 | 8
45265 | 7.68 | 1 | 2019-12-31 | 2020-12-31 | 365 | 8.9815 | 8
56124 | 6.48 | 1 | 2019-12-31 | 2020-12-31 | 365 | 7.5781 | 7
43624 | 8.505 | 1 | 2019-12-31 | 2020-12-31 | 365 | 9.9463 | 9
56754 | 9.9 | 1 | 2019-12-31 | 2020-12-31 | 365 | 11.5777 | 11
51353 | 10.66 | 1 | 2019-12-31 | 2020-12-31 | 365 | 12.4664 | 12
42723 | 7.56 | 1 | 2019-12-31 | 2020-12-31 | 365 | 8.8411 | 8
58715 | 2.7 | 1 | 2019-12-31 | 2020-12-31 | 365 | 3.1575 | 3
60679 | 10.395 | 1 | 2019-12-31 | 2020-12-31 | 365 | 12.1565 | 12
59867 | 6 | 1 | 2019-12-31 | 2020-12-31 | 365 | 7.0168 | 7
60630 | 6.3 | 1 | 2019-12-31 | 2020-12-31 | 365 | 7.3676 | 7
58910 | 8.265 | 1 | 2019-12-31 | 2020-12-31 | 365 | 9.6656 | 9
62510 | 7.2 | 1 | 2019-12-31 | 2020-12-31 | 365 | 8.4201 | 8
61566 | 7.56 | 1 | 2019-12-31 | 2020-12-31 | 365 | 8.8411 | 8
62734 | 9.28 | 1 | 2019-12-31 | 2020-12-31 | 365 | 10.8526 | 10
62509 | 40.92 | 0.9 | 2019-12-31 | 2020-12-31 | 365 | 43.0689 | 43
58909 | 8.48 | 1 | 2019-12-31 | 2020-12-31 | 365 | 9.917 | 9
59330 | 9.405 | 1 | 2019-12-31 | 2020-12-31 | 365 | 10.9988 | 10
38246 | 9.36 | 1 | 2019-12-31 | 2020-12-31 | 365 | 10.9461 | 10
61093 | 9.54 | 1 | 2019-12-31 | 2020-12-31 | 365 | 11.1566 | 11
62851 | 9.075 | 1 | 2019-12-31 | 2020-12-31 | 365 | 10.6128 | 10
62963 | 11 | 1 | 2019-12-31 | 2020-12-31 | 365 | 12.8641 | 12
62755 | 9.975 | 1 | 2019-12-31 | 2020-12-31 | 365 | 11.6654 | 11
63239 | 10.08 | 1 | 2019-12-31 | 2020-12-31 | 365 | 11.7882 | 11
64487 | 7.98 | 1 | 2019-12-31 | 2020-12-31 | 365 | 9.3323 | 9
61667 | 10.2 | 1 | 2019-12-31 | 2020-12-31 | 365 | 11.9285 | 11
63025 | 13.53 | 1 | 2019-12-31 | 2020-12-31 | 365 | 15.8228 | 15
64909 | 6.84 | 1 | 2019-12-31 | 2020-12-31 | 365 | 7.9991 | 7
63054 | 5.83 | 1 | 2019-12-31 | 2020-12-31 | 365 | 6.818 | 6
63303 | 18 | 1 | 2019-12-31 | 2020-12-31 | 365 | 21.0503 | 21
64324 | 9.52 | 1 | 2019-12-31 | 2020-12-31 | 365 | 11.1333 | 11
64326 | 7.74 | 1 | 2019-12-31 | 2020-12-31 | 365 | 9.0516 | 9
66667 | 8.7 | 1 | 2019-12-31 | 2020-12-31 | 365 | 10.1743 | 10
63292 | 7.95 | 1 | 2019-12-31 | 2020-12-31 | 365 | 9.2972 | 9
61092 | 6.6 | 1 | 2019-12-31 | 2020-12-31 | 365 | 7.7184 | 7
63128 | 10.395 | 1 | 2019-12-31 | 2020-12-31 | 365 | 12.1565 | 12
64142 | 7.68 | 1 | 2019-12-31 | 2020-12-31 | 365 | 8.9815 | 8
64336 | 7.2 | 1 | 2019-12-31 | 2020-12-31 | 365 | 8.4201 | 8
64396 | 2.7 | 1 | 2019-12-31 | 2020-12-31 | 365 | 3.1575 | 3
64430 | 12 | 1 | 2019-12-31 | 2020-12-31 | 365 | 14.0335 | 14
64475 | 7.155 | 1 | 2019-12-31 | 2020-12-31 | 365 | 8.3675 | 8
64476 | 9 | 1 | 2019-12-31 | 2020-12-31 | 365 | 10.5251 | 10
64607 | 7.68 | 1 | 2019-12-31 | 2020-12-31 | 365 | 8.9815 | 8
64474 | 11.6 | 1 | 2019-12-31 | 2020-12-31 | 365 | 13.5657 | 13
64698 | 5.4 | 1 | 2019-12-31 | 2020-12-31 | 365 | 6.3151 | 6
64088 | 4.725 | 1 | 2019-12-31 | 2020-12-31 | 365 | 5.5257 | 5
65046 | 12.255 | 1 | 2019-12-31 | 2020-12-31 | 365 | 14.3317 | 14
64778 | 9.45 | 1 | 2019-12-31 | 2020-12-31 | 365 | 11.0514 | 11
64954 | 4.77 | 1 | 2019-12-31 | 2020-12-31 | 365 | 5.5783 | 5
65501 | 8.32 | 1 | 2019-12-31 | 2020-12-31 | 365 | 9.7299 | 9
65833 | 5.67 | 1 | 2019-12-31 | 2020-12-31 | 365 | 6.6308 | 6
65347 | 7.8 | 1 | 2019-12-31 | 2020-12-31 | 365 | 9.1218 | 9
64483 | 9.405 | 1 | 2019-12-31 | 2020-12-31 | 365 | 10.9988 | 10
64924 | 22.2 | 1 | 2019-12-31 | 2020-12-31 | 365 | 25.962 | 25
64036 | 6.36 | 1 | 2019-12-31 | 2020-12-31 | 365 | 7.4378 | 7
64564 | 5.83 | 1 | 2019-12-31 | 2020-12-31 | 365 | 6.818 | 6
63226 | 8.55 | 1 | 2019-12-31 | 2020-12-31 | 365 | 9.9989 | 9
62964 | 10.83 | 1 | 2019-12-31 | 2020-12-31 | 365 | 12.6653 | 12
63851 | 11.2 | 1 | 2019-12-31 | 2020-12-31 | 365 | 13.098 | 13
63423 | 9.275 | 1 | 2019-12-31 | 2020-12-31 | 365 | 10.8467 | 10
63301 | 5.16 | 1 | 2019-12-31 | 2020-12-31 | 365 | 6.0344 | 6
65489 | 2.835 | 1 | 2019-12-31 | 2020-12-31 | 365 | 3.3154 | 3
65127 | 9.69 | 1 | 2019-12-31 | 2020-12-31 | 365 | 11.3321 | 11
68132 | 7.56 | 1 | 2019-12-31 | 2020-12-31 | 365 | 8.8411 | 8
68267 | 9 | 1 | 2019-12-31 | 2020-12-31 | 365 | 10.5251 | 10
68285 | 8.4 | 1 | 2019-12-31 | 2020-12-31 | 365 | 9.8235 | 9
68435 | 16.5 | 1 | 2019-12-31 | 2020-12-31 | 365 | 19.2961 | 19
68484 | 12 | 1 | 2019-12-31 | 2020-12-31 | 365 | 14.0335 | 14
68379 | 9.975 | 1 | 2019-12-31 | 2020-12-31 | 365 | 11.6654 | 11
68620 | 5.13 | 1 | 2019-12-31 | 2020-12-31 | 365 | 5.9993 | 5
69059 | 18.9 | 1 | 2019-12-31 | 2020-12-31 | 365 | 22.1028 | 22
68969 | 11.97 | 1 | 2019-12-31 | 2020-12-31 | 365 | 13.9984 | 13
69258 | 6.36 | 1 | 2019-12-31 | 2020-12-31 | 365 | 7.4378 | 7
68130 | 9.12 | 1 | 2019-12-31 | 2020-12-31 | 365 | 10.6655 | 10
68295 | 10.26 | 1 | 2019-12-31 | 2020-12-31 | 365 | 11.9987 | 11
68624 | 7.41 | 1 | 2019-12-31 | 2020-12-31 | 365 | 8.6657 | 8
68849 | 5.12 | 0.8 | 2019-12-31 | 2020-12-31 | 365 | 4.7901 | 4
68965 | 7.95 | 0.8 | 2019-12-31 | 2020-12-31 | 365 | 7.4378 | 7
68645 | 6.16 | 0.8 | 2019-12-31 | 2020-12-31 | 365 | 5.7631 | 5
69587 | 3.9 | 1 | 2019-12-31 | 2020-12-31 | 365 | 4.5609 | 4
69358 | 7.42 | 0.8 | 2019-12-31 | 2020-12-31 | 365 | 6.9419 | 6
68440 | 7.77 | 0.8 | 2019-12-31 | 2020-12-31 | 365 | 7.2694 | 7
69704 | 8.68 | 1 | 2019-12-31 | 2020-12-31 | 365 | 10.1509 | 10
70421 | 10.5 | 0.8 | 2019-12-31 | 2020-12-31 | 365 | 9.8235 | 9
69115 | 8.19 | 1 | 2019-12-31 | 2020-12-31 | 365 | 9.5779 | 9
74372 | 11.1 | 0.8 | 2019-12-31 | 2020-12-31 | 365 | 10.3848 | 10
269 | 6 | 1 | 2019-12-31 | 2020-12-31 | 365 | 7.0168 | 7
260 | 4.75 | 1 | 2019-12-31 | 2020-12-31 | 365 | 5.5549 | 5
27774 | 12.19 | 1 | 2019-12-31 | 2020-12-31 | 365 | 14.2557 | 14
30145 | 6.625 | 1 | 2019-12-31 | 2020-12-31 | 365 | 7.7477 | 7
31296 | 8.745 | 1 | 2019-12-31 | 2020-12-31 | 365 | 10.2269 | 10
33998 | 9.3 | 1 | 2019-12-31 | 2020-12-31 | 365 | 10.876 | 10
32443 | 10.07 | 1 | 2019-12-31 | 2020-12-31 | 365 | 11.7765 | 11
32434 | 6.6 | 1 | 2019-12-31 | 2020-12-31 | 365 | 7.7184 | 7
36914 | 9.54 | 1 | 2019-12-31 | 2020-12-31 | 365 | 11.1566 | 11
44129 | 7.42 | 1 | 2019-12-31 | 2020-12-31 | 365 | 8.6774 | 8
41294 | 7.95 | 1 | 2019-12-31 | 2020-12-31 | 365 | 9.2972 | 9
41266 | 8.48 | 1 | 2019-12-31 | 2020-12-31 | 365 | 9.917 | 9
37408 | 6 | 1 | 2019-12-31 | 2020-12-31 | 365 | 7.0168 | 7
45336 | 22.26 | 1 | 2019-12-31 | 2020-12-31 | 365 | 26.0322 | 26
320 | 9.25 | 1 | 2019-12-31 | 2020-12-31 | 365 | 10.8175 | 10
330 | 11.5 | 1 | 2019-12-31 | 2020-12-31 | 365 | 13.4488 | 13
328 | 4.5 | 1 | 2019-12-31 | 2020-12-31 | 365 | 5.2626 | 5
1279 | 8.5 | 1 | 2019-12-31 | 2020-12-31 | 365 | 9.9404 | 9
323 | 6 | 1 | 2019-12-31 | 2020-12-31 | 365 | 7.0168 | 7
1280 | 4 | 1 | 2019-12-31 | 2020-12-31 | 365 | 4.6778 | 4
329 | 6.25 | 1 | 2019-12-31 | 2020-12-31 | 365 | 7.3091 | 7
1281 | 12 | 1 | 2019-12-31 | 2020-12-31 | 365 | 14.0335 | 14
326 | 6.75 | 1 | 2019-12-31 | 2020-12-31 | 365 | 7.8939 | 7
5053 | 5 | 1 | 2019-12-31 | 2020-12-31 | 365 | 5.8473 | 5
1198 | 8 | 1 | 2019-12-31 | 2020-12-31 | 365 | 9.3557 | 9
1273 | 5.5 | 1 | 2019-12-31 | 2020-12-31 | 365 | 6.432 | 6
325 | 6.75 | 1 | 2019-12-31 | 2020-12-31 | 365 | 7.8939 | 7
1278 | 6.5 | 1 | 2019-12-31 | 2020-12-31 | 365 | 7.6015 | 7
319 | 8.25 | 1 | 2019-12-31 | 2020-12-31 | 365 | 9.648 | 9
1276 | 6.25 | 1 | 2019-12-31 | 2020-12-31 | 365 | 7.3091 | 7
5050 | 4 | 1 | 2019-12-31 | 2020-12-31 | 365 | 4.6778 | 4
1277 | 6.75 | 1 | 2019-12-31 | 2020-12-31 | 365 | 7.8939 | 7
1272 | 4.5 | 1 | 2019-12-31 | 2020-12-31 | 365 | 5.2626 | 5
327 | 10.5 | 1 | 2019-12-31 | 2020-12-31 | 365 | 12.2793 | 12
1275 | 9 | 1 | 2019-12-31 | 2020-12-31 | 365 | 10.5251 | 10
1274 | 4 | 1 | 2019-12-31 | 2020-12-31 | 365 | 4.6778 | 4
317 | 6.5 | 1 | 2019-12-31 | 2020-12-31 | 365 | 7.6015 | 7
1199 | 5 | 1 | 2019-12-31 | 2020-12-31 | 365 | 5.8473 | 5
261 | 9.75 | 1 | 2019-12-31 | 2020-12-31 | 365 | 11.4022 | 11
1201 | 4.5 | 1 | 2019-12-31 | 2020-12-31 | 365 | 5.2626 | 5
306 | 6.5 | 1 | 2019-12-31 | 2020-12-31 | 365 | 7.6015 | 7
1284 | 6 | 1 | 2019-12-31 | 2020-12-31 | 365 | 7.0168 | 7
11434 | 5.5 | 1 | 2019-12-31 | 2020-12-31 | 365 | 6.432 | 6
11436 | 7.15 | 1 | 2019-12-31 | 2020-12-31 | 365 | 8.3616 | 8
5060 | 9 | 1 | 2019-12-31 | 2020-12-31 | 365 | 10.5251 | 10
5062 | 10.5 | 1 | 2019-12-31 | 2020-12-31 | 365 | 12.2793 | 12
5063 | 3.5 | 1 | 2019-12-31 | 2020-12-31 | 365 | 4.0931 | 4
5061 | 6 | 1 | 2019-12-31 | 2020-12-31 | 365 | 7.0168 | 7
229 | 504.45 | 0.9 | 2019-12-31 | 2020-12-31 | 365 | 530.9407 | 530
22181 | 5 | 1 | 2019-12-31 | 2020-12-31 | 365 | 5.8473 | 5
22082 | 6 | 1 | 2019-12-31 | 2020-12-31 | 365 | 7.0168 | 7
22179 | 5 | 1 | 2019-12-31 | 2020-12-31 | 365 | 5.8473 | 5
22180 | 5 | 1 | 2019-12-31 | 2020-12-31 | 365 | 5.8473 | 5
258 | 57 | 0.9 | 2019-12-31 | 2020-12-31 | 365 | 59.9933 | 59
264 | 39 | 1 | 2019-12-31 | 2020-12-31 | 365 | 45.6089 | 45
273 | 87.61 | 0.9 | 2019-12-31 | 2020-12-31 | 365 | 92.2108 | 92
849 | 259.6 | 0.9 | 2019-12-31 | 2020-12-31 | 365 | 273.2326 | 273
246 | 97.5 | 0.9 | 2019-12-31 | 2020-12-31 | 365 | 102.6201 | 102
202 | 87.61 | 0.9 | 2019-12-31 | 2020-12-31 | 365 | 92.2108 | 92
22184 | 7 | 1 | 2019-12-31 | 2020-12-31 | 365 | 8.1862 | 8
22186 | 6 | 1 | 2019-12-31 | 2020-12-31 | 365 | 7.0168 | 7
22166 | 6 | 1 | 2019-12-31 | 2020-12-31 | 365 | 7.0168 | 7
22162 | 7 | 1 | 2019-12-31 | 2020-12-31 | 365 | 8.1862 | 8
22183 | 7 | 1 | 2019-12-31 | 2020-12-31 | 365 | 8.1862 | 8
22182 | 6 | 1 | 2019-12-31 | 2020-12-31 | 365 | 7.0168 | 7
22187 | 7 | 1 | 2019-12-31 | 2020-12-31 | 365 | 8.1862 | 8
1914 | 61.74 | 0.9 | 2019-12-31 | 2020-12-31 | 365 | 64.9822 | 64
1360 | 503.25 | 0.9 | 2019-12-31 | 2020-12-31 | 365 | 529.6777 | 529
22185 | 5 | 1 | 2019-12-31 | 2020-12-31 | 365 | 5.8473 | 5
22127 | 5 | 1 | 2019-12-31 | 2020-12-31 | 365 | 5.8473 | 5
22123 | 6 | 1 | 2019-12-31 | 2020-12-31 | 365 | 7.0168 | 7
2091 | 11 | 1 | 2019-12-31 | 2020-12-31 | 365 | 12.8641 | 12
65217 | 4.8 | 1 | 2019-12-31 | 2020-12-31 | 365 | 5.6134 | 5
4032 | 214.25 | 0.9 | 2019-12-31 | 2020-12-31 | 365 | 225.5011 | 225
4329 | 18 | 1 | 2019-12-31 | 2020-12-31 | 365 | 21.0503 | 21
4333 | 18 | 1 | 2019-12-31 | 2020-12-31 | 365 | 21.0503 | 21
4334 | 18 | 1 | 2019-12-31 | 2020-12-31 | 365 | 21.0503 | 21
4558 | 18 | 1 | 2019-12-31 | 2020-12-31 | 365 | 21.0503 | 21
4562 | 18 | 1 | 2019-12-31 | 2020-12-31 | 365 | 21.0503 | 21
4565 | 18 | 1 | 2019-12-31 | 2020-12-31 | 365 | 21.0503 | 21
4566 | 9 | 1 | 2019-12-31 | 2020-12-31 | 365 | 10.5251 | 10
3023 | 26 | 0.9 | 2019-12-31 | 2020-12-31 | 365 | 27.3654 | 27
4038 | 332.475 | 0.9 | 2019-12-31 | 2020-12-31 | 365 | 349.9346 | 349
4802 | 99 | 0.9 | 2019-12-31 | 2020-12-31 | 365 | 104.1989 | 104
6985 | 220.66 | 0.9 | 2019-12-31 | 2020-12-31 | 365 | 232.2477 | 232
6773 | 50.7 | 0.9 | 2019-12-31 | 2020-12-31 | 365 | 53.3625 | 53
9431 | 127.5 | 0.9 | 2019-12-31 | 2020-12-31 | 365 | 134.1955 | 134
4804 | 100.1 | 0.9 | 2019-12-31 | 2020-12-31 | 365 | 105.3567 | 105
4094 | 101.4 | 0.9 | 2019-12-31 | 2020-12-31 | 365 | 106.7249 | 106
3027 | 224.4 | 0.9 | 2019-12-31 | 2020-12-31 | 365 | 236.1841 | 236
9943 | 82.8 | 0.9 | 2019-12-31 | 2020-12-31 | 365 | 87.1482 | 87
4456 | 139.75 | 0.9 | 2019-12-31 | 2020-12-31 | 365 | 147.0888 | 147
5122 | 99 | 0.9 | 2019-12-31 | 2020-12-31 | 365 | 104.1989 | 104
6686 | 62.01 | 0.9 | 2019-12-31 | 2020-12-31 | 365 | 65.2664 | 65
6767 | 135.3 | 0.9 | 2019-12-31 | 2020-12-31 | 365 | 142.4051 | 142
9795 | 224.4 | 0.9 | 2019-12-31 | 2020-12-31 | 365 | 236.1841 | 236
5178 | 158.4 | 0.9 | 2019-12-31 | 2020-12-31 | 365 | 166.7182 | 166
13354 | 27 | 0.9 | 2019-12-31 | 2020-12-31 | 365 | 28.4179 | 28
22534 | 14.82 | 1 | 2019-12-31 | 2020-12-31 | 365 | 17.3314 | 17
6781 | 590 | 0.9 | 2019-12-31 | 2020-12-31 | 365 | 620.9833 | 620
9796 | 194.7 | 0.9 | 2019-12-31 | 2020-12-31 | 365 | 204.9245 | 204
12454 | 195.24 | 0.9 | 2019-12-31 | 2020-12-31 | 365 | 205.4928 | 205
14993 | 267.75 | 0.9 | 2019-12-31 | 2020-12-31 | 365 | 281.8106 | 281
16366 | 25.96 | 0.9 | 2019-12-31 | 2020-12-31 | 365 | 27.3233 | 27
15809 | 32 | 0.9 | 2019-12-31 | 2020-12-31 | 365 | 33.6804 | 33
20424 | 60.39 | 0.9 | 2019-12-31 | 2020-12-31 | 365 | 63.5613 | 63
16326 | 44.72 | 0.9 | 2019-12-31 | 2020-12-31 | 365 | 47.0684 | 47
12977 | 81 | 0.9 | 2019-12-31 | 2020-12-31 | 365 | 85.2536 | 85
15199 | 52.62 | 0.9 | 2019-12-31 | 2020-12-31 | 365 | 55.3833 | 55
12581 | 108.29 | 0.9 | 2019-12-31 | 2020-12-31 | 365 | 113.9767 | 113
5132 | 151.25 | 0.9 | 2019-12-31 | 2020-12-31 | 365 | 159.1927 | 159
12582 | 25.96 | 0.9 | 2019-12-31 | 2020-12-31 | 365 | 27.3233 | 27
20303 | 95.7 | 0.9 | 2019-12-31 | 2020-12-31 | 365 | 100.7256 | 100
19382 | 54.34 | 0.9 | 2019-12-31 | 2020-12-31 | 365 | 57.1936 | 57
15817 | 139.3 | 0.9 | 2019-12-31 | 2020-12-31 | 365 | 146.6152 | 146
12424 | 75.02 | 0.9 | 2019-12-31 | 2020-12-31 | 365 | 78.9596 | 78
12425 | 167.4 | 0.9 | 2019-12-31 | 2020-12-31 | 365 | 176.1908 | 176
16373 | 45.43 | 0.9 | 2019-12-31 | 2020-12-31 | 365 | 47.8157 | 47
15810 | 44.6 | 0.9 | 2019-12-31 | 2020-12-31 | 365 | 46.9421 | 46
15813 | 77.7 | 0.9 | 2019-12-31 | 2020-12-31 | 365 | 81.7803 | 81
15821 | 385 | 0.9 | 2019-12-31 | 2020-12-31 | 365 | 405.2179 | 405
19462 | 57.46 | 0.9 | 2019-12-31 | 2020-12-31 | 365 | 60.4775 | 60
24691 | 42 | 0.9 | 2019-12-31 | 2020-12-31 | 365 | 44.2056 | 44
21879 | 343.2 | 1 | 2019-12-31 | 2020-12-31 | 365 | 401.3587 | 401
15823 | 258.515 | 0.9 | 2019-12-31 | 2020-12-31 | 365 | 272.0907 | 272
21902 | 283.03 | 0.9 | 2019-12-31 | 2020-12-31 | 365 | 297.893 | 297
23584 | 38.4 | 0.9 | 2019-12-31 | 2020-12-31 | 365 | 40.4165 | 40
24118 | 54.08 | 0.9 | 2019-12-31 | 2020-12-31 | 365 | 56.92 | 56
22537 | 390 | 0.9 | 2019-12-31 | 2020-12-31 | 365 | 410.4805 | 410
15818 | 47.58 | 0.9 | 2019-12-31 | 2020-12-31 | 365 | 50.0786 | 50
15816 | 145.86 | 0.9 | 2019-12-31 | 2020-12-31 | 365 | 153.5197 | 153
16424 | 148.72 | 0.9 | 2019-12-31 | 2020-12-31 | 365 | 156.5299 | 156
26179 | 32.5 | 0.9 | 2019-12-31 | 2020-12-31 | 365 | 34.2067 | 34
27058 | 32.5 | 0.9 | 2019-12-31 | 2020-12-31 | 365 | 34.2067 | 34
24012 | 374.22 | 0.9 | 2019-12-31 | 2020-12-31 | 365 | 393.8718 | 393
27046 | 348.91 | 0.9 | 2019-12-31 | 2020-12-31 | 365 | 367.2327 | 367
29594 | 297.36 | 0.9 | 2019-12-31 | 2020-12-31 | 365 | 312.9756 | 312
29605 | 22.72 | 1 | 2019-12-31 | 2020-12-31 | 365 | 26.5701 | 26
29625 | 70.72 | 0.9 | 2019-12-31 | 2020-12-31 | 365 | 74.4338 | 74
29575 | 204.08 | 0.9 | 2019-12-31 | 2020-12-31 | 365 | 214.7971 | 214
31880 | 57.46 | 0.9 | 2019-12-31 | 2020-12-31 | 365 | 60.4775 | 60
31898 | 446.16 | 0.9 | 2019-12-31 | 2020-12-31 | 365 | 469.5896 | 469
35012 | 6 | 1 | 2019-12-31 | 2020-12-31 | 365 | 7.0168 | 7
34550 | 211.2 | 0.9 | 2019-12-31 | 2020-12-31 | 365 | 222.291 | 222
34546 | 72.54 | 0.9 | 2019-12-31 | 2020-12-31 | 365 | 76.3494 | 76
34540 | 110.86 | 0.9 | 2019-12-31 | 2020-12-31 | 365 | 116.6817 | 116
34613 | 383.24 | 0.9 | 2019-12-31 | 2020-12-31 | 365 | 403.3655 | 403
34046 | 54.6 | 0.9 | 2019-12-31 | 2020-12-31 | 365 | 57.4673 | 57
34622 | 145.08 | 0.9 | 2019-12-31 | 2020-12-31 | 365 | 152.6987 | 152
34672 | 537.4 | 0.9 | 2019-12-31 | 2020-12-31 | 365 | 565.621 | 565
34700 | 51.55 | 0.9 | 2019-12-31 | 2020-12-31 | 365 | 54.2571 | 54
34708 | 46.97 | 0.9 | 2019-12-31 | 2020-12-31 | 365 | 49.4366 | 49
34982 | 17.955 | 1 | 2019-12-31 | 2020-12-31 | 365 | 20.9977 | 20
34963 | 15.12 | 1 | 2019-12-31 | 2020-12-31 | 365 | 17.6822 | 17
36276 | 250.12 | 0.9 | 2019-12-31 | 2020-12-31 | 365 | 263.2548 | 263
34754 | 60.8 | 0.9 | 2019-12-31 | 2020-12-31 | 365 | 63.9929 | 63
34673 | 114.4 | 0.9 | 2019-12-31 | 2020-12-31 | 365 | 120.4076 | 120
34741 | 158.76 | 0.9 | 2019-12-31 | 2020-12-31 | 365 | 167.0971 | 167
34751 | 113.4 | 0.9 | 2019-12-31 | 2020-12-31 | 365 | 119.3551 | 119
50183 | 50.7 | 0.9 | 2019-12-31 | 2020-12-31 | 365 | 53.3625 | 53
33187 | 535.7 | 0.8 | 2019-12-31 | 2020-12-31 | 365 | 501.1838 | 501
34743 | 60.39 | 0.9 | 2019-12-31 | 2020-12-31 | 365 | 63.5613 | 63
35659 | 213 | 0.9 | 2019-12-31 | 2020-12-31 | 365 | 224.1855 | 224
34657 | 318.7 | 0.9 | 2019-12-31 | 2020-12-31 | 365 | 335.4362 | 335
34742 | 74.4 | 0.9 | 2019-12-31 | 2020-12-31 | 365 | 78.307 | 78
34738 | 249.6 | 0.9 | 2019-12-31 | 2020-12-31 | 365 | 262.7075 | 262
34655 | 53.68 | 0.9 | 2019-12-31 | 2020-12-31 | 365 | 56.499 | 56
34715 | 224.64 | 0.9 | 2019-12-31 | 2020-12-31 | 365 | 236.4367 | 236
34773 | 175.76 | 0.9 | 2019-12-31 | 2020-12-31 | 365 | 184.9899 | 184
34766 | 252.34 | 0.9 | 2019-12-31 | 2020-12-31 | 365 | 265.5914 | 265
34583 | 113.84 | 0.9 | 2019-12-31 | 2020-12-31 | 365 | 119.8182 | 119
34814 | 84.18 | 0.9 | 2019-12-31 | 2020-12-31 | 365 | 88.6006 | 88
34726 | 340.38 | 0.9 | 2019-12-31 | 2020-12-31 | 365 | 358.2547 | 358
34761 | 170.73 | 0.9 | 2019-12-31 | 2020-12-31 | 365 | 179.6957 | 179
34975 | 28.35 | 0.9 | 2019-12-31 | 2020-12-31 | 365 | 29.8388 | 29
35066 | 7.6 | 1 | 2019-12-31 | 2020-12-31 | 365 | 8.8879 | 8
34666 | 109.2 | 0.9 | 2019-12-31 | 2020-12-31 | 365 | 114.9345 | 114
34603 | 54.9 | 0.9 | 2019-12-31 | 2020-12-31 | 365 | 57.783 | 57
34755 | 124 | 0.9 | 2019-12-31 | 2020-12-31 | 365 | 130.5117 | 130
34684 | 202.8 | 0.9 | 2019-12-31 | 2020-12-31 | 365 | 213.4498 | 213
34562 | 209.56 | 0.9 | 2019-12-31 | 2020-12-31 | 365 | 220.5648 | 220
36229 | 237.05 | 0.9 | 2019-12-31 | 2020-12-31 | 365 | 249.4984 | 249
34571 | 650 | 0.9 | 2019-12-31 | 2020-12-31 | 365 | 684.1341 | 684
34987 | 7.8 | 1 | 2019-12-31 | 2020-12-31 | 365 | 9.1218 | 9
36444 | 7.8 | 1 | 2019-12-31 | 2020-12-31 | 365 | 9.1218 | 9
37704 | 24.26 | 1 | 2019-12-31 | 2020-12-31 | 365 | 28.3711 | 28
34953 | 24.9 | 1 | 2019-12-31 | 2020-12-31 | 365 | 29.1196 | 29
48903 | 10.4 | 1 | 2019-12-31 | 2020-12-31 | 365 | 12.1624 | 12
58244 | 24.3 | 1 | 2019-12-31 | 2020-12-31 | 365 | 28.4179 | 28
34806 | 145.7 | 0.9 | 2019-12-31 | 2020-12-31 | 365 | 153.3513 | 153
34555 | 363.63 | 0.9 | 2019-12-31 | 2020-12-31 | 365 | 382.7257 | 382
45509 | 9.8 | 1 | 2019-12-31 | 2020-12-31 | 365 | 11.4607 | 11
47834 | 24.3 | 1 | 2019-12-31 | 2020-12-31 | 365 | 28.4179 | 28
35141 | 24.57 | 1 | 2019-12-31 | 2020-12-31 | 365 | 28.7336 | 28
45479 | 7.56 | 1 | 2019-12-31 | 2020-12-31 | 365 | 8.8411 | 8
45484 | 24.255 | 1 | 2019-12-31 | 2020-12-31 | 365 | 28.3653 | 28
48049 | 24.255 | 1 | 2019-12-31 | 2020-12-31 | 365 | 28.3653 | 28
34642 | 91 | 0.9 | 2019-12-31 | 2020-12-31 | 365 | 95.7788 | 95
47838 | 24.57 | 1 | 2019-12-31 | 2020-12-31 | 365 | 28.7336 | 28
48410 | 24.255 | 1 | 2019-12-31 | 2020-12-31 | 365 | 28.3653 | 28
63872 | 29.76 | 0.9 | 2019-12-31 | 2020-12-31 | 365 | 31.3228 | 31
37301 | 598.5 | 0.9 | 2019-12-31 | 2020-12-31 | 365 | 629.9296 | 629
34600 | 302.4 | 0.9 | 2019-12-31 | 2020-12-31 | 365 | 318.2802 | 318
63892 | 200.88 | 0.9 | 2019-12-31 | 2020-12-31 | 365 | 211.429 | 211
35160 | 151.2 | 0.9 | 2019-12-31 | 2020-12-31 | 365 | 159.1401 | 159
35138 | 212.04 | 0.9 | 2019-12-31 | 2020-12-31 | 365 | 223.1751 | 223
63909 | 143.64 | 0.9 | 2019-12-31 | 2020-12-31 | 365 | 151.1831 | 151
34799 | 128.44 | 0.9 | 2019-12-31 | 2020-12-31 | 365 | 135.1849 | 135
34780 | 88.35 | 0.9 | 2019-12-31 | 2020-12-31 | 365 | 92.9896 | 92
35149 | 87.36 | 0.9 | 2019-12-31 | 2020-12-31 | 365 | 91.9476 | 91
35250 | 85.05 | 0.9 | 2019-12-31 | 2020-12-31 | 365 | 89.5163 | 89
34618 | 75.64 | 0.9 | 2019-12-31 | 2020-12-31 | 365 | 79.6122 | 79
47806 | 24.96 | 1 | 2019-12-31 | 2020-12-31 | 365 | 29.1897 | 29
35100 | 74.4 | 0.9 | 2019-12-31 | 2020-12-31 | 365 | 78.307 | 78
35249 | 64.79 | 0.9 | 2019-12-31 | 2020-12-31 | 365 | 68.1924 | 68
63863 | 23.94 | 1 | 2019-12-31 | 2020-12-31 | 365 | 27.9969 | 27
45447 | 24.255 | 1 | 2019-12-31 | 2020-12-31 | 365 | 28.3653 | 28
35168 | 70.98 | 0.9 | 2019-12-31 | 2020-12-31 | 365 | 74.7074 | 74
37709 | 24.885 | 1 | 2019-12-31 | 2020-12-31 | 365 | 29.102 | 29
49126 | 20.79 | 1 | 2019-12-31 | 2020-12-31 | 365 | 24.3131 | 24
63856 | 6.24 | 1 | 2019-12-31 | 2020-12-31 | 365 | 7.2974 | 7
63957 | 103.74 | 0.9 | 2019-12-31 | 2020-12-31 | 365 | 109.1878 | 109
63968 | 29.76 | 0.9 | 2019-12-31 | 2020-12-31 | 365 | 31.3228 | 31
35125 | 302.4 | 0.9 | 2019-12-31 | 2020-12-31 | 365 | 318.2802 | 318
63954 | 83.7 | 0.9 | 2019-12-31 | 2020-12-31 | 365 | 88.0954 | 88
63971 | 23.87 | 0.8 | 2019-12-31 | 2020-12-31 | 365 | 22.332 | 22
64327 | 4.2 | 0.8 | 2019-12-31 | 2020-12-31 | 365 | 3.9294 | 3
63931 | 13.5 | 1 | 2019-12-31 | 2020-12-31 | 365 | 15.7877 | 15
64619 | 93.6 | 0.9 | 2019-12-31 | 2020-12-31 | 365 | 98.5153 | 98
34783 | 75.64 | 1 | 2019-12-31 | 2020-12-31 | 365 | 88.458 | 88
47877 | 48.36 | 0.9 | 2019-12-31 | 2020-12-31 | 365 | 50.8996 | 50
63966 | 42.16 | 0.9 | 2019-12-31 | 2020-12-31 | 365 | 44.374 | 44
63986 | 25.11 | 0.9 | 2019-12-31 | 2020-12-31 | 365 | 26.4286 | 26
45580 | 25.2 | 0.9 | 2019-12-31 | 2020-12-31 | 365 | 26.5234 | 26
47891 | 37.8 | 0.9 | 2019-12-31 | 2020-12-31 | 365 | 39.785 | 39
63979 | 37.8 | 0.9 | 2019-12-31 | 2020-12-31 | 365 | 39.785 | 39
64269 | 35.34 | 0.9 | 2019-12-31 | 2020-12-31 | 365 | 37.1958 | 37
64709 | 261.44 | 0.9 | 2019-12-31 | 2020-12-31 | 365 | 275.1693 | 275
51516 | 265.2 | 0.9 | 2019-12-31 | 2020-12-31 | 365 | 279.1267 | 279
64028 | 55.8 | 0.9 | 2019-12-31 | 2020-12-31 | 365 | 58.7303 | 58
64155 | 54.6 | 0.9 | 2019-12-31 | 2020-12-31 | 365 | 57.4673 | 57
64033 | 74.4 | 0.9 | 2019-12-31 | 2020-12-31 | 365 | 78.307 | 78
64225 | 253.44 | 0.9 | 2019-12-31 | 2020-12-31 | 365 | 266.7491 | 266
34793 | 111.51 | 0.9 | 2019-12-31 | 2020-12-31 | 365 | 117.3658 | 117
35243 | 159.48 | 0.9 | 2019-12-31 | 2020-12-31 | 365 | 167.8549 | 167
64031 | 118.96 | 0.9 | 2019-12-31 | 2020-12-31 | 365 | 125.2071 | 125
64040 | 446.16 | 0.9 | 2019-12-31 | 2020-12-31 | 365 | 469.5896 | 469
64266 | 81.9 | 0.9 | 2019-12-31 | 2020-12-31 | 365 | 86.2009 | 86
64032 | 156.24 | 0.9 | 2019-12-31 | 2020-12-31 | 365 | 164.4448 | 164
64718 | 75.6 | 0.9 | 2019-12-31 | 2020-12-31 | 365 | 79.5701 | 79
64038 | 150.255 | 0.9 | 2019-12-31 | 2020-12-31 | 365 | 158.1455 | 158
47859 | 76.44 | 0.9 | 2019-12-31 | 2020-12-31 | 365 | 80.4542 | 80
35260 | 102.69 | 0.9 | 2019-12-31 | 2020-12-31 | 365 | 108.0827 | 108
64109 | 70.98 | 0.9 | 2019-12-31 | 2020-12-31 | 365 | 74.7074 | 74
35098 | 201.6 | 0.9 | 2019-12-31 | 2020-12-31 | 365 | 212.1868 | 212
35151 | 78.12 | 0.9 | 2019-12-31 | 2020-12-31 | 365 | 82.2224 | 82
69868 | 596.31 | 0.9 | 2019-12-31 | 2020-12-31 | 365 | 627.6246 | 627
64037 | 104.94 | 0.9 | 2019-12-31 | 2020-12-31 | 365 | 110.4508 | 110
64030 | 663.3 | 1 | 2019-12-31 | 2020-12-31 | 365 | 775.7028 | 775
64095 | 211.68 | 0.9 | 2019-12-31 | 2020-12-31 | 365 | 222.7962 | 222
64201 | 102.06 | 0.9 | 2019-12-31 | 2020-12-31 | 365 | 107.4196 | 107
34817 | 479.96 | 0.9 | 2019-12-31 | 2020-12-31 | 365 | 505.1646 | 505
48891 | 51.1 | 0.7 | 2019-12-31 | 2020-12-31 | 365 | 41.8316 | 41
51582 | 166.4 | 0.9 | 2019-12-31 | 2020-12-31 | 365 | 175.1383 | 175
64904 | 41.44 | 0.7 | 2019-12-31 | 2020-12-31 | 365 | 33.9237 | 33
64272 | 345.12 | 0.9 | 2019-12-31 | 2020-12-31 | 365 | 363.2436 | 363
65017 | 52.25 | 0.7 | 2019-12-31 | 2020-12-31 | 365 | 42.773 | 42
64957 | 97.24 | 0.7 | 2019-12-31 | 2020-12-31 | 365 | 79.6028 | 79
35058 | 476.28 | 0.9 | 2019-12-31 | 2020-12-31 | 365 | 501.2914 | 501
64967 | 386.59 | 0.7 | 2019-12-31 | 2020-12-31 | 365 | 316.4711 | 316
51515 | 338.52 | 0.9 | 2019-12-31 | 2020-12-31 | 365 | 356.297 | 356
65243 | 53.6 | 0.7 | 2019-12-31 | 2020-12-31 | 365 | 43.8781 | 43
35073 | 108.5 | 0.9 | 2019-12-31 | 2020-12-31 | 365 | 114.1978 | 114
34834 | 1551.25 | 0.9 | 2019-12-31 | 2020-12-31 | 365 | 1632.7123 | 1632
64034 | 518.32 | 0.9 | 2019-12-31 | 2020-12-31 | 365 | 545.5391 | 545
34630 | 300.82 | 0.9 | 2019-12-31 | 2020-12-31 | 365 | 316.6173 | 316
65231 | 50.25 | 0.7 | 2019-12-31 | 2020-12-31 | 365 | 41.1358 | 41
34701 | 1400.58 | 1 | 2019-12-31 | 2020-12-31 | 365 | 1637.9223 | 1637
64283 | 195.3 | 0.9 | 2019-12-31 | 2020-12-31 | 365 | 205.556 | 205
48589 | 102.06 | 0.9 | 2019-12-31 | 2020-12-31 | 365 | 107.4196 | 107
51583 | 156 | 0.7 | 2019-12-31 | 2020-12-31 | 365 | 127.705 | 127
63161 | 307.2 | 0.9 | 2019-12-31 | 2020-12-31 | 365 | 323.3323 | 323
65348 | 236.25 | 0.7 | 2019-12-31 | 2020-12-31 | 365 | 193.3994 | 193
35104 | 138.38 | 0.9 | 2019-12-31 | 2020-12-31 | 365 | 145.6469 | 145
74010 | 61.38 | 0.6 | 2019-12-31 | 2020-12-31 | 365 | 43.0689 | 43
64323 | 85.8 | 0.9 | 2019-12-31 | 2020-12-31 | 365 | 90.3057 | 90
65242 | 20.35 | 0.8 | 2019-12-31 | 2020-12-31 | 365 | 19.0388 | 19
34731 | 114.4 | 1 | 2019-12-31 | 2020-12-31 | 365 | 133.7862 | 133
34831 | 319.68 | 1 | 2019-12-31 | 2020-12-31 | 365 | 373.853 | 373
34718 | 148.72 | 1 | 2019-12-31 | 2020-12-31 | 365 | 173.9221 | 173
64216 | 224.44 | 0.9 | 2019-12-31 | 2020-12-31 | 365 | 236.2262 | 236
75887 | 41.34 | 0.9 | 2019-12-31 | 2020-12-31 | 365 | 43.5109 | 43
64951 | 81.9 | 0.7 | 2019-12-31 | 2020-12-31 | 365 | 67.0451 | 67
35199 | 360 | 0.9 | 2019-12-31 | 2020-12-31 | 365 | 378.905 | 378
77389 | 4.8 | 0.8 | 2019-12-31 | 2020-12-31 | 365 | 4.4907 | 4
64246 | 141.96 | 0.9 | 2019-12-31 | 2020-12-31 | 365 | 149.4149 | 149
64894 | 540 | 0.7 | 2019-12-31 | 2020-12-31 | 365 | 442.0559 | 442
51514 | 348 | 0.7 | 2019-12-31 | 2020-12-31 | 365 | 284.8805 | 284
78203 | 511.92 | 0.6 | 2019-12-31 | 2020-12-31 | 365 | 359.202 | 359
78201 | 59.8 | 0.6 | 2019-12-31 | 2020-12-31 | 365 | 41.9602 | 41
79650 | 533.65 | 0.6 | 2019-12-31 | 2020-12-31 | 365 | 374.4494 | 374
78202 | 278.72 | 0.6 | 2019-12-31 | 2020-12-31 | 365 | 195.5711 | 195
79188 | 31.2 | 0.6 | 2019-12-31 | 2020-12-31 | 365 | 21.8923 | 21
78173 | 160.8 | 0.6 | 2019-12-31 | 2020-12-31 | 365 | 112.8295 | 112
81347 | 111 | 0.6 | 2019-12-31 | 2020-12-31 | 365 | 77.886 | 77
78182 | 128 | 0.6 | 2019-12-31 | 2020-12-31 | 365 | 89.8145 | 89
78179 | 233.2 | 0.6 | 2019-12-31 | 2020-12-31 | 365 | 163.6308 | 163
78178 | 408 | 0.6 | 2019-12-31 | 2020-12-31 | 365 | 286.2838 | 286
78177 | 72 | 0.6 | 2019-12-31 | 2020-12-31 | 365 | 50.5207 | 50
78175 | 44 | 0.6 | 2019-12-31 | 2020-12-31 | 365 | 30.8737 | 30
78191 | 150 | 0.6 | 2019-12-31 | 2020-12-31 | 365 | 105.2514 | 105
78181 | 196 | 0.6 | 2019-12-31 | 2020-12-31 | 365 | 137.5285 | 137
78180 | 84 | 0.6 | 2019-12-31 | 2020-12-31 | 365 | 58.9408 | 58
78193 | 220 | 0.6 | 2019-12-31 | 2020-12-31 | 365 | 154.3687 | 154
78197 | 261.2 | 0.6 | 2019-12-31 | 2020-12-31 | 365 | 183.2778 | 183
78184 | 308 | 0.6 | 2019-12-31 | 2020-12-31 | 365 | 216.1162 | 216
78198 | 246 | 0.6 | 2019-12-31 | 2020-12-31 | 365 | 172.6123 | 172
78183 | 62.8 | 0.6 | 2019-12-31 | 2020-12-31 | 365 | 44.0653 | 44
81726 | 464 | 0.6 | 2019-12-31 | 2020-12-31 | 365 | 325.5777 | 325
78190 | 224.64 | 0.6 | 2019-12-31 | 2020-12-31 | 365 | 157.6245 | 157
78176 | 42 | 0.6 | 2019-12-31 | 2020-12-31 | 365 | 29.4704 | 29
81131 | 124.8 | 0.6 | 2019-12-31 | 2020-12-31 | 365 | 87.5692 | 87
78192 | 162 | 0.6 | 2019-12-31 | 2020-12-31 | 365 | 113.6715 | 113
78186 | 32.8 | 0.6 | 2019-12-31 | 2020-12-31 | 365 | 23.015 | 23
78189 | 144 | 0.6 | 2019-12-31 | 2020-12-31 | 365 | 101.0413 | 101
64958 | 659.34 | 0.7 | 2019-12-31 | 2020-12-31 | 365 | 539.7502 | 539
78206 | 164 | 0.6 | 2019-12-31 | 2020-12-31 | 365 | 115.0749 | 115
47957 | 14.18 | 1 | 2019-12-31 | 2020-12-31 | 365 | 16.5829 | 16
49927 | 42.47 | 0.9 | 2019-12-31 | 2020-12-31 | 365 | 44.7003 | 44
81813 | 319.2 | 0.6 | 2019-12-31 | 2020-12-31 | 365 | 223.975 | 223
81898 | 16 | 0.8 | 2019-12-31 | 2020-12-31 | 365 | 14.9691 | 14
78196 | 601.92 | 0.6 | 2019-12-31 | 2020-12-31 | 365 | 422.3528 | 422
78205 | 97.2 | 0.6 | 2019-12-31 | 2020-12-31 | 365 | 68.2029 | 68
34851 | 658.275 | 0.9 | 2019-12-31 | 2020-12-31 | 365 | 692.8437 | 692
51607 | 62.92 | 0.7 | 2019-12-31 | 2020-12-31 | 365 | 51.5077 | 51
35161 | 105.4 | 0.7 | 2019-12-31 | 2020-12-31 | 365 | 86.2828 | 86
78200 | 1024.8 | 0.6 | 2019-12-31 | 2020-12-31 | 365 | 719.0776 | 719
78211 | 22.4 | 0.8 | 2019-12-31 | 2020-12-31 | 365 | 20.9567 | 20
81810 | 52 | 0.6 | 2019-12-31 | 2020-12-31 | 365 | 36.4872 | 36
81804 | 64 | 0.55 | 2019-12-31 | 2020-12-31 | 365 | 41.165 | 41
81808 | 210 | 0.6 | 2019-12-31 | 2020-12-31 | 365 | 147.352 | 147
81814 | 80 | 0.6 | 2019-12-31 | 2020-12-31 | 365 | 56.1341 | 56
78221 | 76 | 0.55 | 2019-12-31 | 2020-12-31 | 365 | 48.8834 | 48
78342 | 1070.925 | 0.65 | 2019-12-31 | 2020-12-31 | 365 | 814.0626 | 814
78204 | 76.8 | 0.6 | 2019-12-31 | 2020-12-31 | 365 | 53.8887 | 53
78217 | 36 | 0.55 | 2019-12-31 | 2020-12-31 | 365 | 23.1553 | 23
81807 | 222 | 0.6 | 2019-12-31 | 2020-12-31 | 365 | 155.7721 | 155
88018 | 372 | 0.55 | 2019-12-31 | 2020-12-31 | 365 | 239.2715 | 239
52196 | 224.74 | 0.7 | 2019-12-31 | 2020-12-31 | 365 | 183.9771 | 183
88028 | 24 | 0.8 | 2019-12-31 | 2020-12-31 | 365 | 22.4536 | 22
78188 | 3174.75 | 0.6 | 2019-12-31 | 2020-12-31 | 365 | 2227.6459 | 2227
87532 | 6 | 0.8 | 2019-12-31 | 2020-12-31 | 365 | 5.6134 | 5
88030 | 47.2 | 0.55 | 2019-12-31 | 2020-12-31 | 365 | 30.3592 | 30
88008 | 128 | 0.55 | 2019-12-31 | 2020-12-31 | 365 | 82.33 | 82
88029 | 108 | 0.55 | 2019-12-31 | 2020-12-31 | 365 | 69.4659 | 69
90965 | 92.16 | 0.55 | 2019-12-31 | 2020-12-31 | 365 | 59.2776 | 59
62971 | 4.64 | 1 | 2019-12-31 | 2020-12-31 | 365 | 5.4263 | 5
2018 | 9.5 | 1 | 2019-12-31 | 2020-12-31 | 365 | 11.1099 | 11
681 | 12.5 | 1 | 2019-12-31 | 2020-12-31 | 365 | 14.6182 | 14
347 | 2.94 | 1 | 2019-12-31 | 2020-12-31 | 365 | 3.4382 | 3
75 | 5.39 | 1 | 2019-12-31 | 2020-12-31 | 365 | 6.3034 | 6
546 | 11.25 | 1 | 2019-12-31 | 2020-12-31 | 365 | 13.1564 | 13
252 | 8.085 | 1 | 2019-12-31 | 2020-12-31 | 365 | 9.4551 | 9
593 | 3.38 | 1 | 2019-12-31 | 2020-12-31 | 365 | 3.9528 | 3
3224 | 3.675 | 1 | 2019-12-31 | 2020-12-31 | 365 | 4.2978 | 4
2019 | 4.9 | 1 | 2019-12-31 | 2020-12-31 | 365 | 5.7304 | 5
1507 | 7.5 | 1 | 2019-12-31 | 2020-12-31 | 365 | 8.7709 | 8
1516 | 6 | 1 | 2019-12-31 | 2020-12-31 | 365 | 7.0168 | 7
1543 | 10 | 1 | 2019-12-31 | 2020-12-31 | 365 | 11.6946 | 11
3220 | 6.125 | 1 | 2019-12-31 | 2020-12-31 | 365 | 7.1629 | 7
251 | 5 | 1 | 2019-12-31 | 2020-12-31 | 365 | 5.8473 | 5
3221 | 2.45 | 1 | 2019-12-31 | 2020-12-31 | 365 | 2.8652 | 2
704 | 5.25 | 1 | 2019-12-31 | 2020-12-31 | 365 | 6.1397 | 6
201 | 13.75 | 1 | 2019-12-31 | 2020-12-31 | 365 | 16.0801 | 16
2346 | 5.2 | 1 | 2019-12-31 | 2020-12-31 | 365 | 6.0812 | 6
349 | 5.39 | 1 | 2019-12-31 | 2020-12-31 | 365 | 6.3034 | 6
3219 | 2.695 | 1 | 2019-12-31 | 2020-12-31 | 365 | 3.1517 | 3
3222 | 5.635 | 1 | 2019-12-31 | 2020-12-31 | 365 | 6.5899 | 6
2017 | 3.57 | 1 | 2019-12-31 | 2020-12-31 | 365 | 4.175 | 4
2072 | 6.37 | 1 | 2019-12-31 | 2020-12-31 | 365 | 7.4495 | 7
1473 | 10.5 | 1 | 2019-12-31 | 2020-12-31 | 365 | 12.2793 | 12
1933 | 3.43 | 1 | 2019-12-31 | 2020-12-31 | 365 | 4.0112 | 4
1383 | 5.75 | 1 | 2019-12-31 | 2020-12-31 | 365 | 6.7244 | 6
1088 | 4.25 | 1 | 2019-12-31 | 2020-12-31 | 365 | 4.9702 | 4
1928 | 4.59 | 1 | 2019-12-31 | 2020-12-31 | 365 | 5.3678 | 5
2159 | 4 | 1 | 2019-12-31 | 2020-12-31 | 365 | 4.6778 | 4
1930 | 7.25 | 1 | 2019-12-31 | 2020-12-31 | 365 | 8.4786 | 8
2075 | 4.59 | 1 | 2019-12-31 | 2020-12-31 | 365 | 5.3678 | 5
352 | 10.2 | 1 | 2019-12-31 | 2020-12-31 | 365 | 11.9285 | 11
350 | 4.5 | 1 | 2019-12-31 | 2020-12-31 | 365 | 5.2626 | 5
1111 | 6.5 | 1 | 2019-12-31 | 2020-12-31 | 365 | 7.6015 | 7
1472 | 6.75 | 1 | 2019-12-31 | 2020-12-31 | 365 | 7.8939 | 7
354 | 7.14 | 1 | 2019-12-31 | 2020-12-31 | 365 | 8.3499 | 8
2158 | 6.5 | 1 | 2019-12-31 | 2020-12-31 | 365 | 7.6015 | 7
353 | 6.25 | 1 | 2019-12-31 | 2020-12-31 | 365 | 7.3091 | 7
355 | 9.18 | 1 | 2019-12-31 | 2020-12-31 | 365 | 10.7356 | 10
3223 | 4.75 | 1 | 2019-12-31 | 2020-12-31 | 365 | 5.5549 | 5
2077 | 13.25 | 1 | 2019-12-31 | 2020-12-31 | 365 | 15.4953 | 15
1936 | 10.75 | 1 | 2019-12-31 | 2020-12-31 | 365 | 12.5717 | 12
2074 | 6.25 | 1 | 2019-12-31 | 2020-12-31 | 365 | 7.3091 | 7
3150 | 10 | 1 | 2019-12-31 | 2020-12-31 | 365 | 11.6946 | 11
2020 | 4.5 | 1 | 2019-12-31 | 2020-12-31 | 365 | 5.2626 | 5
2021 | 11.5 | 1 | 2019-12-31 | 2020-12-31 | 365 | 13.4488 | 13
547 | 9.36 | 1 | 2019-12-31 | 2020-12-31 | 365 | 10.9461 | 10
374 | 4.68 | 1 | 2019-12-31 | 2020-12-31 | 365 | 5.4731 | 5
637 | 5 | 1 | 2019-12-31 | 2020-12-31 | 365 | 5.8473 | 5
829 | 7 | 1 | 2019-12-31 | 2020-12-31 | 365 | 8.1862 | 8
757 | 5.75 | 1 | 2019-12-31 | 2020-12-31 | 365 | 6.7244 | 6
761 | 8 | 1 | 2019-12-31 | 2020-12-31 | 365 | 9.3557 | 9
862 | 4.5 | 1 | 2019-12-31 | 2020-12-31 | 365 | 5.2626 | 5
863 | 3.825 | 1 | 2019-12-31 | 2020-12-31 | 365 | 4.4732 | 4
870 | 7.83 | 1 | 2019-12-31 | 2020-12-31 | 365 | 9.1569 | 9
871 | 5.75 | 1 | 2019-12-31 | 2020-12-31 | 365 | 6.7244 | 6
830 | 4.25 | 1 | 2019-12-31 | 2020-12-31 | 365 | 4.9702 | 4
1086 | 5.75 | 1 | 2019-12-31 | 2020-12-31 | 365 | 6.7244 | 6
1474 | 7 | 1 | 2019-12-31 | 2020-12-31 | 365 | 8.1862 | 8
1521 | 9.62 | 1 | 2019-12-31 | 2020-12-31 | 365 | 11.2502 | 11
1524 | 8.75 | 1 | 2019-12-31 | 2020-12-31 | 365 | 10.2328 | 10
1526 | 7 | 1 | 2019-12-31 | 2020-12-31 | 365 | 8.1862 | 8
250 | 3.185 | 1 | 2019-12-31 | 2020-12-31 | 365 | 3.7247 | 3
3260 | 5.355 | 1 | 2019-12-31 | 2020-12-31 | 365 | 6.2625 | 6
3468 | 6.5 | 1 | 2019-12-31 | 2020-12-31 | 365 | 7.6015 | 7
3478 | 7.02 | 1 | 2019-12-31 | 2020-12-31 | 365 | 8.2096 | 8
3821 | 6.5 | 1 | 2019-12-31 | 2020-12-31 | 365 | 7.6015 | 7
3902 | 9 | 1 | 2019-12-31 | 2020-12-31 | 365 | 10.5251 | 10
4596 | 8.25 | 1 | 2019-12-31 | 2020-12-31 | 365 | 9.648 | 9
6670 | 2.5 | 1 | 2019-12-31 | 2020-12-31 | 365 | 2.9236 | 2
8610 | 4.41 | 1 | 2019-12-31 | 2020-12-31 | 365 | 5.1573 | 5
315 | 9.5 | 1 | 2019-12-31 | 2020-12-31 | 365 | 11.1099 | 11
17197 | 11.44 | 1 | 2019-12-31 | 2020-12-31 | 365 | 13.3786 | 13
3649 | 3.9 | 1 | 2019-12-31 | 2020-12-31 | 365 | 4.5609 | 4
8776 | 8.175 | 1 | 2019-12-31 | 2020-12-31 | 365 | 9.5603 | 9
4042 | 4.5 | 1 | 2019-12-31 | 2020-12-31 | 365 | 5.2626 | 5
491 | 4.25 | 1 | 2019-12-31 | 2020-12-31 | 365 | 4.9702 | 4
88369 | 3.35 | 1 | 2019-12-31 | 2020-12-31 | 365 | 3.9177 | 3
3677 | 9.156 | 1 | 2019-12-31 | 2020-12-31 | 365 | 10.7076 | 10
281 | 7.035 | 1 | 2019-12-31 | 2020-12-31 | 365 | 8.2272 | 8
1811 | 4 | 1 | 2019-12-31 | 2020-12-31 | 365 | 4.6778 | 4
2210 | 12 | 1 | 2019-12-31 | 2020-12-31 | 365 | 14.0335 | 14
8710 | 9 | 1 | 2019-12-31 | 2020-12-31 | 365 | 10.5251 | 10
6659 | 9.9 | 1 | 2019-12-31 | 2020-12-31 | 365 | 11.5777 | 11
77956 | 2.75 | 1 | 2019-12-31 | 2020-12-31 | 365 | 3.216 | 3
12280 | 14.31 | 1 | 2019-12-31 | 2020-12-31 | 365 | 16.735 | 16
2709 | 5 | 1 | 2019-12-31 | 2020-12-31 | 365 | 5.8473 | 5
5099 | 5.22 | 1 | 2019-12-31 | 2020-12-31 | 365 | 6.1046 | 6
8556 | 6.095 | 1 | 2019-12-31 | 2020-12-31 | 365 | 7.1279 | 7
2488 | 6.25 | 1 | 2019-12-31 | 2020-12-31 | 365 | 7.3091 | 7
3022 | 3.12 | 1 | 2019-12-31 | 2020-12-31 | 365 | 3.6487 | 3
43412 | 3.25 | 1 | 2019-12-31 | 2020-12-31 | 365 | 3.8007 | 3
274 | 3.64 | 1 | 2019-12-31 | 2020-12-31 | 365 | 4.2568 | 4
1397 | 5.2 | 1 | 2019-12-31 | 2020-12-31 | 365 | 6.0812 | 6
53141 | 2.6 | 1 | 2019-12-31 | 2020-12-31 | 365 | 3.0406 | 3
44958 | 7.5 | 1 | 2019-12-31 | 2020-12-31 | 365 | 8.7709 | 8
1981 | 6.5 | 1 | 2019-12-31 | 2020-12-31 | 365 | 7.6015 | 7
2003 | 4.68 | 1 | 2019-12-31 | 2020-12-31 | 365 | 5.4731 | 5
1241 | 4.86 | 1 | 2019-12-31 | 2020-12-31 | 365 | 5.6836 | 5
2706 | 4.16 | 1 | 2019-12-31 | 2020-12-31 | 365 | 4.865 | 4
2491 | 6.76 | 1 | 2019-12-31 | 2020-12-31 | 365 | 7.9055 | 7
2006 | 8.04 | 1 | 2019-12-31 | 2020-12-31 | 365 | 9.4025 | 9
2042 | 9.36 | 1 | 2019-12-31 | 2020-12-31 | 365 | 10.9461 | 10
23778 | 4.5 | 1 | 2019-12-31 | 2020-12-31 | 365 | 5.2626 | 5
2026 | 5.22 | 1 | 2019-12-31 | 2020-12-31 | 365 | 6.1046 | 6
5179 | 6 | 1 | 2019-12-31 | 2020-12-31 | 365 | 7.0168 | 7
2043 | 6.76 | 1 | 2019-12-31 | 2020-12-31 | 365 | 7.9055 | 7
2863 | 5.13 | 1 | 2019-12-31 | 2020-12-31 | 365 | 5.9993 | 5
9578 | 4.5 | 1 | 2019-12-31 | 2020-12-31 | 365 | 5.2626 | 5
1346 | 8.06 | 1 | 2019-12-31 | 2020-12-31 | 365 | 9.4258 | 9
3270 | 6 | 1 | 2019-12-31 | 2020-12-31 | 365 | 7.0168 | 7
2778 | 3.64 | 1 | 2019-12-31 | 2020-12-31 | 365 | 4.2568 | 4
2012 | 4.68 | 1 | 2019-12-31 | 2020-12-31 | 365 | 5.4731 | 5
11886 | 5 | 1 | 2019-12-31 | 2020-12-31 | 365 | 5.8473 | 5
2705 | 12.42 | 1 | 2019-12-31 | 2020-12-31 | 365 | 14.5247 | 14
5401 | 10 | 1 | 2019-12-31 | 2020-12-31 | 365 | 11.6946 | 11
1942 | 10.4 | 1 | 2019-12-31 | 2020-12-31 | 365 | 12.1624 | 12
1968 | 2.6 | 1 | 2019-12-31 | 2020-12-31 | 365 | 3.0406 | 3
13290 | 4.86 | 1 | 2019-12-31 | 2020-12-31 | 365 | 5.6836 | 5
9222 | 7.2 | 1 | 2019-12-31 | 2020-12-31 | 365 | 8.4201 | 8
1334 | 4.578 | 1 | 2019-12-31 | 2020-12-31 | 365 | 5.3538 | 5
4310 | 14.82 | 1 | 2019-12-31 | 2020-12-31 | 365 | 17.3314 | 17
13063 | 5 | 1 | 2019-12-31 | 2020-12-31 | 365 | 5.8473 | 5
2652 | 4.94 | 1 | 2019-12-31 | 2020-12-31 | 365 | 5.7771 | 5
67840 | 5 | 1 | 2019-12-31 | 2020-12-31 | 365 | 5.8473 | 5
4575 | 9.35 | 1 | 2019-12-31 | 2020-12-31 | 365 | 10.9345 | 10
1401 | 5.72 | 1 | 2019-12-31 | 2020-12-31 | 365 | 6.6893 | 6
3271 | 9.38 | 1 | 2019-12-31 | 2020-12-31 | 365 | 10.9695 | 10
3592 | 4.86 | 1 | 2019-12-31 | 2020-12-31 | 365 | 5.6836 | 5
3347 | 7.8 | 1 | 2019-12-31 | 2020-12-31 | 365 | 9.1218 | 9
17592 | 4.95 | 1 | 2019-12-31 | 2020-12-31 | 365 | 5.7888 | 5
4071 | 4.68 | 1 | 2019-12-31 | 2020-12-31 | 365 | 5.4731 | 5
2653 | 5.36 | 1 | 2019-12-31 | 2020-12-31 | 365 | 6.2683 | 6
3947 | 7.02 | 1 | 2019-12-31 | 2020-12-31 | 365 | 8.2096 | 8
20078 | 4.86 | 1 | 2019-12-31 | 2020-12-31 | 365 | 5.6836 | 5
280 | 8.32 | 1 | 2019-12-31 | 2020-12-31 | 365 | 9.7299 | 9
3498 | 7.54 | 1 | 2019-12-31 | 2020-12-31 | 365 | 8.8177 | 8
52062 | 5 | 1 | 2019-12-31 | 2020-12-31 | 365 | 5.8473 | 5
6082 | 5.2 | 1 | 2019-12-31 | 2020-12-31 | 365 | 6.0812 | 6
2839 | 7.2 | 1 | 2019-12-31 | 2020-12-31 | 365 | 8.4201 | 8
2655 | 5.17 | 1 | 2019-12-31 | 2020-12-31 | 365 | 6.0461 | 6
3865 | 7.28 | 1 | 2019-12-31 | 2020-12-31 | 365 | 8.5137 | 8
1402 | 9.995 | 1 | 2019-12-31 | 2020-12-31 | 365 | 11.6888 | 11
1403 | 7.8 | 1 | 2019-12-31 | 2020-12-31 | 365 | 9.1218 | 9
277 | 22.5 | 1 | 2019-12-31 | 2020-12-31 | 365 | 26.3129 | 26
4311 | 7.848 | 1 | 2019-12-31 | 2020-12-31 | 365 | 9.1779 | 9
4114 | 9 | 1 | 2019-12-31 | 2020-12-31 | 365 | 10.5251 | 10
4353 | 9.81 | 1 | 2019-12-31 | 2020-12-31 | 365 | 11.4724 | 11
3494 | 7.02 | 1 | 2019-12-31 | 2020-12-31 | 365 | 8.2096 | 8
2759 | 5.1 | 1 | 2019-12-31 | 2020-12-31 | 365 | 5.9642 | 5
16429 | 9 | 1 | 2019-12-31 | 2020-12-31 | 365 | 10.5251 | 10
16437 | 9 | 1 | 2019-12-31 | 2020-12-31 | 365 | 10.5251 | 10
3202 | 8.64 | 1 | 2019-12-31 | 2020-12-31 | 365 | 10.1041 | 10
16054 | 4.95 | 1 | 2019-12-31 | 2020-12-31 | 365 | 5.7888 | 5
3943 | 6.21 | 1 | 2019-12-31 | 2020-12-31 | 365 | 7.2623 | 7
3272 | 4.32 | 1 | 2019-12-31 | 2020-12-31 | 365 | 5.0521 | 5
2760 | 4.32 | 1 | 2019-12-31 | 2020-12-31 | 365 | 5.0521 | 5
2173 | 8.502 | 1 | 2019-12-31 | 2020-12-31 | 365 | 9.9427 | 9
5657 | 5.4 | 1 | 2019-12-31 | 2020-12-31 | 365 | 6.3151 | 6
6489 | 7.035 | 1 | 2019-12-31 | 2020-12-31 | 365 | 8.2272 | 8
4839 | 9.18 | 1 | 2019-12-31 | 2020-12-31 | 365 | 10.7356 | 10
3281 | 3.3 | 1 | 2019-12-31 | 2020-12-31 | 365 | 3.8592 | 3
20352 | 7.83 | 1 | 2019-12-31 | 2020-12-31 | 365 | 9.1569 | 9
3788 | 5.2 | 1 | 2019-12-31 | 2020-12-31 | 365 | 6.0812 | 6
4482 | 6.75 | 1 | 2019-12-31 | 2020-12-31 | 365 | 7.8939 | 7
1348 | 26 | 0.9 | 2019-12-31 | 2020-12-31 | 365 | 27.3654 | 27
7166 | 4.59 | 1 | 2019-12-31 | 2020-12-31 | 365 | 5.3678 | 5
4929 | 5.94 | 1 | 2019-12-31 | 2020-12-31 | 365 | 6.9466 | 6
4480 | 5.7 | 1 | 2019-12-31 | 2020-12-31 | 365 | 6.6659 | 6
3789 | 5.13 | 1 | 2019-12-31 | 2020-12-31 | 365 | 5.9993 | 5
5139 | 4.86 | 1 | 2019-12-31 | 2020-12-31 | 365 | 5.6836 | 5
4483 | 4.5 | 1 | 2019-12-31 | 2020-12-31 | 365 | 5.2626 | 5
7131 | 7.83 | 1 | 2019-12-31 | 2020-12-31 | 365 | 9.1569 | 9
11147 | 5.7 | 1 | 2019-12-31 | 2020-12-31 | 365 | 6.6659 | 6
5662 | 3.3 | 1 | 2019-12-31 | 2020-12-31 | 365 | 3.8592 | 3
10985 | 4.59 | 1 | 2019-12-31 | 2020-12-31 | 365 | 5.3678 | 5
5659 | 4.8 | 1 | 2019-12-31 | 2020-12-31 | 365 | 5.6134 | 5
5516 | 4.32 | 1 | 2019-12-31 | 2020-12-31 | 365 | 5.0521 | 5
11149 | 7.83 | 1 | 2019-12-31 | 2020-12-31 | 365 | 9.1569 | 9
5658 | 4.59 | 1 | 2019-12-31 | 2020-12-31 | 365 | 5.3678 | 5
1405 | 6.24 | 1 | 2019-12-31 | 2020-12-31 | 365 | 7.2974 | 7
1347 | 47.32 | 0.9 | 2019-12-31 | 2020-12-31 | 365 | 49.805 | 49
5356 | 6.3 | 1 | 2019-12-31 | 2020-12-31 | 365 | 7.3676 | 7
13071 | 4.59 | 1 | 2019-12-31 | 2020-12-31 | 365 | 5.3678 | 5
7603 | 5.4 | 1 | 2019-12-31 | 2020-12-31 | 365 | 6.3151 | 6
4479 | 4.68 | 1 | 2019-12-31 | 2020-12-31 | 365 | 5.4731 | 5
3944 | 4.86 | 1 | 2019-12-31 | 2020-12-31 | 365 | 5.6836 | 5
9964 | 4.8 | 1 | 2019-12-31 | 2020-12-31 | 365 | 5.6134 | 5
48040 | 3.3 | 1 | 2019-12-31 | 2020-12-31 | 365 | 3.8592 | 3
8537 | 6.03 | 1 | 2019-12-31 | 2020-12-31 | 365 | 7.0518 | 7
17680 | 9.6 | 1 | 2019-12-31 | 2020-12-31 | 365 | 11.2268 | 11
14741 | 6.48 | 1 | 2019-12-31 | 2020-12-31 | 365 | 7.5781 | 7
12560 | 6 | 1 | 2019-12-31 | 2020-12-31 | 365 | 7.0168 | 7
33082 | 4 | 1 | 2019-12-31 | 2020-12-31 | 365 | 4.6778 | 4
11148 | 4.86 | 1 | 2019-12-31 | 2020-12-31 | 365 | 5.6836 | 5
2514 | 20.64 | 1 | 2019-12-31 | 2020-12-31 | 365 | 24.1377 | 24
2524 | 4.16 | 1 | 2019-12-31 | 2020-12-31 | 365 | 4.865 | 4
2649 | 4.16 | 1 | 2019-12-31 | 2020-12-31 | 365 | 4.865 | 4
1248 | 34.2 | 0.9 | 2019-12-31 | 2020-12-31 | 365 | 35.996 | 35
3345 | 13.5 | 1 | 2019-12-31 | 2020-12-31 | 365 | 15.7877 | 15
17678 | 8.1 | 1 | 2019-12-31 | 2020-12-31 | 365 | 9.4726 | 9
20657 | 4.59 | 1 | 2019-12-31 | 2020-12-31 | 365 | 5.3678 | 5
5820 | 2.97 | 1 | 2019-12-31 | 2020-12-31 | 365 | 3.4733 | 3
5274 | 9.9 | 1 | 2019-12-31 | 2020-12-31 | 365 | 11.5777 | 11
18367 | 5.7 | 1 | 2019-12-31 | 2020-12-31 | 365 | 6.6659 | 6
12526 | 9.18 | 1 | 2019-12-31 | 2020-12-31 | 365 | 10.7356 | 10
4721 | 4.86 | 1 | 2019-12-31 | 2020-12-31 | 365 | 5.6836 | 5
13274 | 6.48 | 1 | 2019-12-31 | 2020-12-31 | 365 | 7.5781 | 7
22431 | 4.86 | 1 | 2019-12-31 | 2020-12-31 | 365 | 5.6836 | 5
7642 | 6.21 | 1 | 2019-12-31 | 2020-12-31 | 365 | 7.2623 | 7
11345 | 5.94 | 1 | 2019-12-31 | 2020-12-31 | 365 | 6.9466 | 6
17969 | 7.2 | 1 | 2019-12-31 | 2020-12-31 | 365 | 8.4201 | 8
25927 | 4.16 | 1 | 2019-12-31 | 2020-12-31 | 365 | 4.865 | 4
12773 | 7.83 | 1 | 2019-12-31 | 2020-12-31 | 365 | 9.1569 | 9
4842 | 6.21 | 1 | 2019-12-31 | 2020-12-31 | 365 | 7.2623 | 7
15117 | 10.72 | 1 | 2019-12-31 | 2020-12-31 | 365 | 12.5366 | 12
12483 | 10.26 | 1 | 2019-12-31 | 2020-12-31 | 365 | 11.9987 | 11
22432 | 5.4 | 1 | 2019-12-31 | 2020-12-31 | 365 | 6.3151 | 6
13666 | 2.43 | 1 | 2019-12-31 | 2020-12-31 | 365 | 2.8418 | 2
11150 | 3.51 | 1 | 2019-12-31 | 2020-12-31 | 365 | 4.1048 | 4
20577 | 6.3 | 1 | 2019-12-31 | 2020-12-31 | 365 | 7.3676 | 7
20817 | 4.32 | 1 | 2019-12-31 | 2020-12-31 | 365 | 5.0521 | 5
13070 | 4.86 | 1 | 2019-12-31 | 2020-12-31 | 365 | 5.6836 | 5
13649 | 3.6 | 1 | 2019-12-31 | 2020-12-31 | 365 | 4.2101 | 4
14746 | 9.6 | 1 | 2019-12-31 | 2020-12-31 | 365 | 11.2268 | 11
39286 | 6.75 | 1 | 2019-12-31 | 2020-12-31 | 365 | 7.8939 | 7
26690 | 6.21 | 1 | 2019-12-31 | 2020-12-31 | 365 | 7.2623 | 7
16636 | 10.4 | 1 | 2019-12-31 | 2020-12-31 | 365 | 12.1624 | 12
16630 | 4.68 | 1 | 2019-12-31 | 2020-12-31 | 365 | 5.4731 | 5
19375 | 5.4 | 1 | 2019-12-31 | 2020-12-31 | 365 | 6.3151 | 6
23776 | 5.67 | 1 | 2019-12-31 | 2020-12-31 | 365 | 6.6308 | 6
20573 | 8.7 | 1 | 2019-12-31 | 2020-12-31 | 365 | 10.1743 | 10
8162 | 4.32 | 1 | 2019-12-31 | 2020-12-31 | 365 | 5.0521 | 5
5693 | 9.6 | 1 | 2019-12-31 | 2020-12-31 | 365 | 11.2268 | 11
7280 | 3.3 | 1 | 2019-12-31 | 2020-12-31 | 365 | 3.8592 | 3
14995 | 5.4 | 1 | 2019-12-31 | 2020-12-31 | 365 | 6.3151 | 6
21601 | 3.9 | 1 | 2019-12-31 | 2020-12-31 | 365 | 4.5609 | 4
22004 | 4.2 | 1 | 2019-12-31 | 2020-12-31 | 365 | 4.9117 | 4
24440 | 15 | 1 | 2019-12-31 | 2020-12-31 | 365 | 17.5419 | 17
18503 | 6.48 | 1 | 2019-12-31 | 2020-12-31 | 365 | 7.5781 | 7
16631 | 5.67 | 1 | 2019-12-31 | 2020-12-31 | 365 | 6.6308 | 6
4720 | 5.886 | 1 | 2019-12-31 | 2020-12-31 | 365 | 6.8834 | 6
18365 | 7.83 | 1 | 2019-12-31 | 2020-12-31 | 365 | 9.1569 | 9
18358 | 2.7 | 1 | 2019-12-31 | 2020-12-31 | 365 | 3.1575 | 3
12469 | 4.59 | 1 | 2019-12-31 | 2020-12-31 | 365 | 5.3678 | 5
11945 | 4.8 | 1 | 2019-12-31 | 2020-12-31 | 365 | 5.6134 | 5
18361 | 8.91 | 1 | 2019-12-31 | 2020-12-31 | 365 | 10.4199 | 10
7129 | 13.2 | 1 | 2019-12-31 | 2020-12-31 | 365 | 15.4369 | 15
52373 | 16.2 | 1 | 2019-12-31 | 2020-12-31 | 365 | 18.9453 | 18
23524 | 62.37 | 0.9 | 2019-12-31 | 2020-12-31 | 365 | 65.6453 | 65
22433 | 5.4 | 1 | 2019-12-31 | 2020-12-31 | 365 | 6.3151 | 6
7128 | 8.415 | 1 | 2019-12-31 | 2020-12-31 | 365 | 9.841 | 9
42084 | 8.64 | 1 | 2019-12-31 | 2020-12-31 | 365 | 10.1041 | 10
7602 | 7.28 | 1 | 2019-12-31 | 2020-12-31 | 365 | 8.5137 | 8
21597 | 4.59 | 1 | 2019-12-31 | 2020-12-31 | 365 | 5.3678 | 5
6676 | 11 | 1 | 2019-12-31 | 2020-12-31 | 365 | 12.8641 | 12
5817 | 6.9 | 1 | 2019-12-31 | 2020-12-31 | 365 | 8.0693 | 8
9576 | 6.05 | 1 | 2019-12-31 | 2020-12-31 | 365 | 7.0752 | 7
5637 | 8.64 | 1 | 2019-12-31 | 2020-12-31 | 365 | 10.1041 | 10
32292 | 6.325 | 1 | 2019-12-31 | 2020-12-31 | 365 | 7.3968 | 7
7121 | 6.48 | 1 | 2019-12-31 | 2020-12-31 | 365 | 7.5781 | 7
11936 | 15 | 1 | 2019-12-31 | 2020-12-31 | 365 | 17.5419 | 17
7771 | 5.865 | 1 | 2019-12-31 | 2020-12-31 | 365 | 6.8589 | 6
22205 | 9.72 | 1 | 2019-12-31 | 2020-12-31 | 365 | 11.3672 | 11
7122 | 7.245 | 1 | 2019-12-31 | 2020-12-31 | 365 | 8.4727 | 8
10106 | 8.28 | 1 | 2019-12-31 | 2020-12-31 | 365 | 9.6831 | 9
9859 | 6 | 1 | 2019-12-31 | 2020-12-31 | 365 | 7.0168 | 7
7199 | 5.5 | 1 | 2019-12-31 | 2020-12-31 | 365 | 6.432 | 6
8711 | 12 | 1 | 2019-12-31 | 2020-12-31 | 365 | 14.0335 | 14
12357 | 7.848 | 1 | 2019-12-31 | 2020-12-31 | 365 | 9.1779 | 9
19028 | 4.48 | 1 | 2019-12-31 | 2020-12-31 | 365 | 5.2392 | 5
9861 | 6.9 | 1 | 2019-12-31 | 2020-12-31 | 365 | 8.0693 | 8
17843 | 6.54 | 1 | 2019-12-31 | 2020-12-31 | 365 | 7.6483 | 7
15257 | 7.035 | 1 | 2019-12-31 | 2020-12-31 | 365 | 8.2272 | 8
13065 | 4.48 | 1 | 2019-12-31 | 2020-12-31 | 365 | 5.2392 | 5
10873 | 6 | 1 | 2019-12-31 | 2020-12-31 | 365 | 7.0168 | 7
21993 | 7.848 | 1 | 2019-12-31 | 2020-12-31 | 365 | 9.1779 | 9
14328 | 8.829 | 1 | 2019-12-31 | 2020-12-31 | 365 | 10.3252 | 10
14496 | 9.9 | 1 | 2019-12-31 | 2020-12-31 | 365 | 11.5777 | 11
16968 | 5.232 | 1 | 2019-12-31 | 2020-12-31 | 365 | 6.1186 | 6
17587 | 6.72 | 1 | 2019-12-31 | 2020-12-31 | 365 | 7.8588 | 7
27079 | 6.05 | 1 | 2019-12-31 | 2020-12-31 | 365 | 7.0752 | 7
15260 | 2.616 | 1 | 2019-12-31 | 2020-12-31 | 365 | 3.0593 | 3
19635 | 5.52 | 1 | 2019-12-31 | 2020-12-31 | 365 | 6.4554 | 6
11315 | 7.848 | 1 | 2019-12-31 | 2020-12-31 | 365 | 9.1779 | 9
13019 | 8.8 | 1 | 2019-12-31 | 2020-12-31 | 365 | 10.2912 | 10
8782 | 7.245 | 1 | 2019-12-31 | 2020-12-31 | 365 | 8.4727 | 8
17673 | 6.6 | 1 | 2019-12-31 | 2020-12-31 | 365 | 7.7184 | 7
9955 | 9.9 | 1 | 2019-12-31 | 2020-12-31 | 365 | 11.5777 | 11
10107 | 8.8 | 1 | 2019-12-31 | 2020-12-31 | 365 | 10.2912 | 10
29742 | 4.578 | 1 | 2019-12-31 | 2020-12-31 | 365 | 5.3538 | 5
12866 | 9.156 | 1 | 2019-12-31 | 2020-12-31 | 365 | 10.7076 | 10
53044 | 9.156 | 1 | 2019-12-31 | 2020-12-31 | 365 | 10.7076 | 10
13976 | 11.445 | 1 | 2019-12-31 | 2020-12-31 | 365 | 13.3845 | 13
21293 | 3.6 | 1 | 2019-12-31 | 2020-12-31 | 365 | 4.2101 | 4
12025 | 4.95 | 1 | 2019-12-31 | 2020-12-31 | 365 | 5.7888 | 5
58465 | 4.95 | 1 | 2019-12-31 | 2020-12-31 | 365 | 5.7888 | 5
23770 | 4.675 | 1 | 2019-12-31 | 2020-12-31 | 365 | 5.4672 | 5
32350 | 14.85 | 1 | 2019-12-31 | 2020-12-31 | 365 | 17.3665 | 17
13656 | 6.03 | 1 | 2019-12-31 | 2020-12-31 | 365 | 7.0518 | 7
14818 | 8.4 | 1 | 2019-12-31 | 2020-12-31 | 365 | 9.8235 | 9
9433 | 7.29 | 1 | 2019-12-31 | 2020-12-31 | 365 | 8.5254 | 8
14743 | 4.8 | 1 | 2019-12-31 | 2020-12-31 | 365 | 5.6134 | 5
19023 | 6.05 | 1 | 2019-12-31 | 2020-12-31 | 365 | 7.0752 | 7
21987 | 6.867 | 1 | 2019-12-31 | 2020-12-31 | 365 | 8.0307 | 8
10582 | 12.06 | 1 | 2019-12-31 | 2020-12-31 | 365 | 14.1037 | 14
25217 | 5.232 | 1 | 2019-12-31 | 2020-12-31 | 365 | 6.1186 | 6
12236 | 5.4 | 1 | 2019-12-31 | 2020-12-31 | 365 | 6.3151 | 6
16633 | 9.81 | 1 | 2019-12-31 | 2020-12-31 | 365 | 11.4724 | 11
16635 | 8.4 | 1 | 2019-12-31 | 2020-12-31 | 365 | 9.8235 | 9
11586 | 9.3 | 1 | 2019-12-31 | 2020-12-31 | 365 | 10.876 | 10
32290 | 5.175 | 1 | 2019-12-31 | 2020-12-31 | 365 | 6.052 | 6
11346 | 7.5 | 1 | 2019-12-31 | 2020-12-31 | 365 | 8.7709 | 8
16055 | 3.92 | 1 | 2019-12-31 | 2020-12-31 | 365 | 4.5843 | 4
13017 | 4.83 | 1 | 2019-12-31 | 2020-12-31 | 365 | 5.6485 | 5
24445 | 4.4 | 1 | 2019-12-31 | 2020-12-31 | 365 | 5.1456 | 5
10696 | 9.6 | 1 | 2019-12-31 | 2020-12-31 | 365 | 11.2268 | 11
15691 | 5.7 | 1 | 2019-12-31 | 2020-12-31 | 365 | 6.6659 | 6
17591 | 6.72 | 1 | 2019-12-31 | 2020-12-31 | 365 | 7.8588 | 7
17844 | 4.8 | 1 | 2019-12-31 | 2020-12-31 | 365 | 5.6134 | 5
15694 | 7.2 | 1 | 2019-12-31 | 2020-12-31 | 365 | 8.4201 | 8
12775 | 5.225 | 1 | 2019-12-31 | 2020-12-31 | 365 | 6.1104 | 6
17177 | 6.9 | 1 | 2019-12-31 | 2020-12-31 | 365 | 8.0693 | 8
12905 | 7.2 | 1 | 2019-12-31 | 2020-12-31 | 365 | 8.4201 | 8
23040 | 9.315 | 1 | 2019-12-31 | 2020-12-31 | 365 | 10.8935 | 10
23035 | 3.3 | 1 | 2019-12-31 | 2020-12-31 | 365 | 3.8592 | 3
12286 | 7.245 | 1 | 2019-12-31 | 2020-12-31 | 365 | 8.4727 | 8
6475 | 4.05 | 1 | 2019-12-31 | 2020-12-31 | 365 | 4.7363 | 4
22434 | 7.848 | 1 | 2019-12-31 | 2020-12-31 | 365 | 9.1779 | 9
16890 | 6 | 1 | 2019-12-31 | 2020-12-31 | 365 | 7.0168 | 7
20642 | 3.575 | 1 | 2019-12-31 | 2020-12-31 | 365 | 4.1808 | 4
24181 | 7.15 | 1 | 2019-12-31 | 2020-12-31 | 365 | 8.3616 | 8
14820 | 7.28 | 1 | 2019-12-31 | 2020-12-31 | 365 | 8.5137 | 8
18364 | 6 | 1 | 2019-12-31 | 2020-12-31 | 365 | 7.0168 | 7
29679 | 8.829 | 1 | 2019-12-31 | 2020-12-31 | 365 | 10.3252 | 10
15688 | 5 | 1 | 2019-12-31 | 2020-12-31 | 365 | 5.8473 | 5
25940 | 6.6 | 1 | 2019-12-31 | 2020-12-31 | 365 | 7.7184 | 7
16629 | 6 | 1 | 2019-12-31 | 2020-12-31 | 365 | 7.0168 | 7
17675 | 3.3 | 1 | 2019-12-31 | 2020-12-31 | 365 | 3.8592 | 3
1398 | 11.4 | 1 | 2019-12-31 | 2020-12-31 | 365 | 13.3318 | 13
8433 | 17.331 | 1 | 2019-12-31 | 2020-12-31 | 365 | 20.2679 | 20
21449 | 7.59 | 1 | 2019-12-31 | 2020-12-31 | 365 | 8.8762 | 8
25225 | 3.924 | 1 | 2019-12-31 | 2020-12-31 | 365 | 4.589 | 4
29676 | 12.54 | 1 | 2019-12-31 | 2020-12-31 | 365 | 14.665 | 14
24800 | 8.4 | 1 | 2019-12-31 | 2020-12-31 | 365 | 9.8235 | 9
31047 | 5.232 | 1 | 2019-12-31 | 2020-12-31 | 365 | 6.1186 | 6
26694 | 8.25 | 1 | 2019-12-31 | 2020-12-31 | 365 | 9.648 | 9
12772 | 9.3 | 1 | 2019-12-31 | 2020-12-31 | 365 | 10.876 | 10
38412 | 11 | 1 | 2019-12-31 | 2020-12-31 | 365 | 12.8641 | 12
14771 | 9.72 | 1 | 2019-12-31 | 2020-12-31 | 365 | 11.3672 | 11
16638 | 3 | 1 | 2019-12-31 | 2020-12-31 | 365 | 3.5084 | 3
30142 | 3.924 | 1 | 2019-12-31 | 2020-12-31 | 365 | 4.589 | 4
20639 | 4.8 | 1 | 2019-12-31 | 2020-12-31 | 365 | 5.6134 | 5
12586 | 4.2 | 1 | 2019-12-31 | 2020-12-31 | 365 | 4.9117 | 4
14739 | 7.2 | 1 | 2019-12-31 | 2020-12-31 | 365 | 8.4201 | 8
28022 | 7.2 | 1 | 2019-12-31 | 2020-12-31 | 365 | 8.4201 | 8
37470 | 3.575 | 1 | 2019-12-31 | 2020-12-31 | 365 | 4.1808 | 4
13069 | 5.6 | 1 | 2019-12-31 | 2020-12-31 | 365 | 6.549 | 6
5609 | 29 | 0.9 | 2019-12-31 | 2020-12-31 | 365 | 30.5229 | 30
5859 | 18 | 1 | 2019-12-31 | 2020-12-31 | 365 | 21.0503 | 21
6074 | 7.29 | 1 | 2019-12-31 | 2020-12-31 | 365 | 8.5254 | 8
17677 | 6.867 | 1 | 2019-12-31 | 2020-12-31 | 365 | 8.0307 | 8
25560 | 9.9 | 1 | 2019-12-31 | 2020-12-31 | 365 | 11.5777 | 11
15824 | 4.125 | 1 | 2019-12-31 | 2020-12-31 | 365 | 4.824 | 4
23023 | 7.848 | 1 | 2019-12-31 | 2020-12-31 | 365 | 9.1779 | 9
15690 | 4.2 | 1 | 2019-12-31 | 2020-12-31 | 365 | 4.9117 | 4
20124 | 5.04 | 1 | 2019-12-31 | 2020-12-31 | 365 | 5.8941 | 5
18368 | 7.5 | 1 | 2019-12-31 | 2020-12-31 | 365 | 8.7709 | 8
14997 | 11.4 | 1 | 2019-12-31 | 2020-12-31 | 365 | 13.3318 | 13
15125 | 5.04 | 1 | 2019-12-31 | 2020-12-31 | 365 | 5.8941 | 5
63962 | 8.82 | 1 | 2019-12-31 | 2020-12-31 | 365 | 10.3146 | 10
10223 | 4.845 | 1 | 2019-12-31 | 2020-12-31 | 365 | 5.666 | 5
10854 | 6.6 | 1 | 2019-12-31 | 2020-12-31 | 365 | 7.7184 | 7
12285 | 7.25 | 1 | 2019-12-31 | 2020-12-31 | 365 | 8.4786 | 8
15115 | 7.25 | 1 | 2019-12-31 | 2020-12-31 | 365 | 8.4786 | 8
17567 | 8.71 | 1 | 2019-12-31 | 2020-12-31 | 365 | 10.186 | 10
16430 | 4.8 | 1 | 2019-12-31 | 2020-12-31 | 365 | 5.6134 | 5
16432 | 2.7 | 1 | 2019-12-31 | 2020-12-31 | 365 | 3.1575 | 3
16634 | 1 | 1 | 2019-12-31 | 2020-12-31 | 365 | 1.1695 | 1
20901 | 7.02 | 1 | 2019-12-31 | 2020-12-31 | 365 | 8.2096 | 8
25183 | 6.24 | 1 | 2019-12-31 | 2020-12-31 | 365 | 7.2974 | 7
14103 | 5.355 | 1 | 2019-12-31 | 2020-12-31 | 365 | 6.2625 | 6
20658 | 5.4 | 1 | 2019-12-31 | 2020-12-31 | 365 | 6.3151 | 6
17105 | 6 | 1 | 2019-12-31 | 2020-12-31 | 365 | 7.0168 | 7
17575 | 8.68 | 1 | 2019-12-31 | 2020-12-31 | 365 | 10.1509 | 10
18362 | 10.5 | 1 | 2019-12-31 | 2020-12-31 | 365 | 12.2793 | 12
16964 | 4.2 | 1 | 2019-12-31 | 2020-12-31 | 365 | 4.9117 | 4
17971 | 15.696 | 1 | 2019-12-31 | 2020-12-31 | 365 | 18.3558 | 18
23463 | 9.45 | 1 | 2019-12-31 | 2020-12-31 | 365 | 11.0514 | 11
17386 | 62.37 | 0.9 | 2019-12-31 | 2020-12-31 | 365 | 65.6453 | 65
23461 | 6.6 | 1 | 2019-12-31 | 2020-12-31 | 365 | 7.7184 | 7
23485 | 8.7 | 1 | 2019-12-31 | 2020-12-31 | 365 | 10.1743 | 10
22439 | 6 | 1 | 2019-12-31 | 2020-12-31 | 365 | 7.0168 | 7
22440 | 7.84 | 1 | 2019-12-31 | 2020-12-31 | 365 | 9.1686 | 9
23986 | 6.867 | 1 | 2019-12-31 | 2020-12-31 | 365 | 8.0307 | 8
24064 | 15.696 | 1 | 2019-12-31 | 2020-12-31 | 365 | 18.3558 | 18
21426 | 5.28 | 1 | 2019-12-31 | 2020-12-31 | 365 | 6.1747 | 6
23780 | 5.7 | 1 | 2019-12-31 | 2020-12-31 | 365 | 6.6659 | 6
24265 | 8.96 | 1 | 2019-12-31 | 2020-12-31 | 365 | 10.4784 | 10
23083 | 7.2 | 1 | 2019-12-31 | 2020-12-31 | 365 | 8.4201 | 8
25232 | 3.924 | 1 | 2019-12-31 | 2020-12-31 | 365 | 4.589 | 4
25226 | 8.25 | 1 | 2019-12-31 | 2020-12-31 | 365 | 9.648 | 9
24337 | 10.08 | 1 | 2019-12-31 | 2020-12-31 | 365 | 11.7882 | 11
21152 | 6.3 | 1 | 2019-12-31 | 2020-12-31 | 365 | 7.3676 | 7
19007 | 6.6 | 1 | 2019-12-31 | 2020-12-31 | 365 | 7.7184 | 7
23785 | 17.68 | 1 | 2019-12-31 | 2020-12-31 | 365 | 20.6761 | 20
20477 | 7.2 | 1 | 2019-12-31 | 2020-12-31 | 365 | 8.4201 | 8
23028 | 7 | 1 | 2019-12-31 | 2020-12-31 | 365 | 8.1862 | 8
22329 | 5.7 | 1 | 2019-12-31 | 2020-12-31 | 365 | 6.6659 | 6
23080 | 3.6 | 1 | 2019-12-31 | 2020-12-31 | 365 | 4.2101 | 4
23490 | 4.8 | 1 | 2019-12-31 | 2020-12-31 | 365 | 5.6134 | 5
23782 | 3.6 | 1 | 2019-12-31 | 2020-12-31 | 365 | 4.2101 | 4
24271 | 8.4 | 1 | 2019-12-31 | 2020-12-31 | 365 | 9.8235 | 9
24269 | 3 | 1 | 2019-12-31 | 2020-12-31 | 365 | 3.5084 | 3
24260 | 6.3 | 1 | 2019-12-31 | 2020-12-31 | 365 | 7.3676 | 7
24263 | 5.1 | 1 | 2019-12-31 | 2020-12-31 | 365 | 5.9642 | 5
23777 | 5.04 | 1 | 2019-12-31 | 2020-12-31 | 365 | 5.8941 | 5
25721 | 9 | 1 | 2019-12-31 | 2020-12-31 | 365 | 10.5251 | 10
25724 | 9.99 | 1 | 2019-12-31 | 2020-12-31 | 365 | 11.6829 | 11
25727 | 7.2 | 1 | 2019-12-31 | 2020-12-31 | 365 | 8.4201 | 8
25729 | 9.72 | 1 | 2019-12-31 | 2020-12-31 | 365 | 11.3672 | 11
25730 | 4.5 | 1 | 2019-12-31 | 2020-12-31 | 365 | 5.2626 | 5
26677 | 10 | 1 | 2019-12-31 | 2020-12-31 | 365 | 11.6946 | 11
26688 | 7.8 | 1 | 2019-12-31 | 2020-12-31 | 365 | 9.1218 | 9
26692 | 6 | 1 | 2019-12-31 | 2020-12-31 | 365 | 7.0168 | 7
26693 | 7.6 | 1 | 2019-12-31 | 2020-12-31 | 365 | 8.8879 | 8
26697 | 7.2 | 1 | 2019-12-31 | 2020-12-31 | 365 | 8.4201 | 8
26700 | 9.52 | 1 | 2019-12-31 | 2020-12-31 | 365 | 11.1333 | 11
25200 | 6.48 | 1 | 2019-12-31 | 2020-12-31 | 365 | 7.5781 | 7
26753 | 7.695 | 1 | 2019-12-31 | 2020-12-31 | 365 | 8.999 | 8
25239 | 6 | 1 | 2019-12-31 | 2020-12-31 | 365 | 7.0168 | 7
25240 | 9.6 | 1 | 2019-12-31 | 2020-12-31 | 365 | 11.2268 | 11
25237 | 5.4 | 1 | 2019-12-31 | 2020-12-31 | 365 | 6.3151 | 6
25234 | 5.5 | 1 | 2019-12-31 | 2020-12-31 | 365 | 6.432 | 6
24028 | 4.86 | 1 | 2019-12-31 | 2020-12-31 | 365 | 5.6836 | 5
24033 | 2.7 | 1 | 2019-12-31 | 2020-12-31 | 365 | 3.1575 | 3
28013 | 7.84 | 1 | 2019-12-31 | 2020-12-31 | 365 | 9.1686 | 9
27960 | 11.7 | 1 | 2019-12-31 | 2020-12-31 | 365 | 13.6827 | 13
27965 | 7.84 | 1 | 2019-12-31 | 2020-12-31 | 365 | 9.1686 | 9
28026 | 7.84 | 1 | 2019-12-31 | 2020-12-31 | 365 | 9.1686 | 9
25241 | 7.5 | 1 | 2019-12-31 | 2020-12-31 | 365 | 8.7709 | 8
25287 | 7.2 | 1 | 2019-12-31 | 2020-12-31 | 365 | 8.4201 | 8
25723 | 9.405 | 1 | 2019-12-31 | 2020-12-31 | 365 | 10.9988 | 10
25556 | 6 | 1 | 2019-12-31 | 2020-12-31 | 365 | 7.0168 | 7
25720 | 6.09 | 1 | 2019-12-31 | 2020-12-31 | 365 | 7.122 | 7
25732 | 4.5 | 1 | 2019-12-31 | 2020-12-31 | 365 | 5.2626 | 5
25891 | 8.4 | 1 | 2019-12-31 | 2020-12-31 | 365 | 9.8235 | 9
26034 | 6.9 | 1 | 2019-12-31 | 2020-12-31 | 365 | 8.0693 | 8
25917 | 9 | 1 | 2019-12-31 | 2020-12-31 | 365 | 10.5251 | 10
25921 | 2.44 | 1 | 2019-12-31 | 2020-12-31 | 365 | 2.8535 | 2
25912 | 9.75 | 1 | 2019-12-31 | 2020-12-31 | 365 | 11.4022 | 11
25938 | 3.24 | 1 | 2019-12-31 | 2020-12-31 | 365 | 3.7891 | 3
27978 | 6.4 | 1 | 2019-12-31 | 2020-12-31 | 365 | 7.4845 | 7
28011 | 12.9 | 1 | 2019-12-31 | 2020-12-31 | 365 | 15.086 | 15
27124 | 6.9 | 1 | 2019-12-31 | 2020-12-31 | 365 | 8.0693 | 8
27103 | 12 | 1 | 2019-12-31 | 2020-12-31 | 365 | 14.0335 | 14
28116 | 7.125 | 1 | 2019-12-31 | 2020-12-31 | 365 | 8.3324 | 8
25219 | 4.95 | 1 | 2019-12-31 | 2020-12-31 | 365 | 5.7888 | 5
24267 | 8.5 | 1 | 2019-12-31 | 2020-12-31 | 365 | 9.9404 | 9
25227 | 9.25 | 1 | 2019-12-31 | 2020-12-31 | 365 | 10.8175 | 10
25212 | 16.2 | 1 | 2019-12-31 | 2020-12-31 | 365 | 18.9453 | 18
25914 | 12.6 | 1 | 2019-12-31 | 2020-12-31 | 365 | 14.7352 | 14
25741 | 12.3 | 1 | 2019-12-31 | 2020-12-31 | 365 | 14.3844 | 14
26675 | 9.75 | 1 | 2019-12-31 | 2020-12-31 | 365 | 11.4022 | 11
30411 | 7.28 | 1 | 2019-12-31 | 2020-12-31 | 365 | 8.5137 | 8
29794 | 5.886 | 1 | 2019-12-31 | 2020-12-31 | 365 | 6.8834 | 6
31052 | 3.3 | 1 | 2019-12-31 | 2020-12-31 | 365 | 3.8592 | 3
31070 | 5.8 | 1 | 2019-12-31 | 2020-12-31 | 365 | 6.7829 | 6
31261 | 9.86 | 1 | 2019-12-31 | 2020-12-31 | 365 | 11.5309 | 11
31072 | 7.848 | 1 | 2019-12-31 | 2020-12-31 | 365 | 9.1779 | 9
33086 | 10.5 | 1 | 2019-12-31 | 2020-12-31 | 365 | 12.2793 | 12
34365 | 5.4 | 1 | 2019-12-31 | 2020-12-31 | 365 | 6.3151 | 6
36887 | 7.02 | 1 | 2019-12-31 | 2020-12-31 | 365 | 8.2096 | 8
37232 | 7.2 | 1 | 2019-12-31 | 2020-12-31 | 365 | 8.4201 | 8
29762 | 9 | 1 | 2019-12-31 | 2020-12-31 | 365 | 10.5251 | 10
29772 | 20.7 | 1 | 2019-12-31 | 2020-12-31 | 365 | 24.2078 | 24
29774 | 7.2 | 1 | 2019-12-31 | 2020-12-31 | 365 | 8.4201 | 8
29788 | 7.44 | 1 | 2019-12-31 | 2020-12-31 | 365 | 8.7008 | 8
29789 | 25 | 1 | 2019-12-31 | 2020-12-31 | 365 | 29.2365 | 29
29796 | 8.1 | 1 | 2019-12-31 | 2020-12-31 | 365 | 9.4726 | 9
30071 | 4.2 | 1 | 2019-12-31 | 2020-12-31 | 365 | 4.9117 | 4
30146 | 10.8 | 1 | 2019-12-31 | 2020-12-31 | 365 | 12.6302 | 12
30784 | 3.9 | 1 | 2019-12-31 | 2020-12-31 | 365 | 4.5609 | 4
30783 | 7.5 | 1 | 2019-12-31 | 2020-12-31 | 365 | 8.7709 | 8
31054 | 6.2 | 1 | 2019-12-31 | 2020-12-31 | 365 | 7.2507 | 7
31060 | 6.2 | 1 | 2019-12-31 | 2020-12-31 | 365 | 7.2507 | 7
31063 | 6.2 | 1 | 2019-12-31 | 2020-12-31 | 365 | 7.2507 | 7
31067 | 4.2 | 1 | 2019-12-31 | 2020-12-31 | 365 | 4.9117 | 4
31074 | 9 | 1 | 2019-12-31 | 2020-12-31 | 365 | 10.5251 | 10
31258 | 9 | 1 | 2019-12-31 | 2020-12-31 | 365 | 10.5251 | 10
31259 | 7.5 | 1 | 2019-12-31 | 2020-12-31 | 365 | 8.7709 | 8
31265 | 4.5 | 1 | 2019-12-31 | 2020-12-31 | 365 | 5.2626 | 5
32296 | 7.44 | 1 | 2019-12-31 | 2020-12-31 | 365 | 8.7008 | 8
32298 | 9.38 | 1 | 2019-12-31 | 2020-12-31 | 365 | 10.9695 | 10
33087 | 4.8 | 1 | 2019-12-31 | 2020-12-31 | 365 | 5.6134 | 5
33094 | 7.5 | 1 | 2019-12-31 | 2020-12-31 | 365 | 8.7709 | 8
34380 | 6 | 1 | 2019-12-31 | 2020-12-31 | 365 | 7.0168 | 7
34060 | 8.4 | 1 | 2019-12-31 | 2020-12-31 | 365 | 9.8235 | 9
35039 | 5.6 | 1 | 2019-12-31 | 2020-12-31 | 365 | 6.549 | 6
35057 | 3.9 | 1 | 2019-12-31 | 2020-12-31 | 365 | 4.5609 | 4
35075 | 7.5 | 1 | 2019-12-31 | 2020-12-31 | 365 | 8.7709 | 8
35507 | 3 | 1 | 2019-12-31 | 2020-12-31 | 365 | 3.5084 | 3
35575 | 7.13 | 1 | 2019-12-31 | 2020-12-31 | 365 | 8.3382 | 8
36254 | 6.51 | 1 | 2019-12-31 | 2020-12-31 | 365 | 7.6132 | 7
36814 | 9.81 | 1 | 2019-12-31 | 2020-12-31 | 365 | 11.4724 | 11
37240 | 6.2 | 1 | 2019-12-31 | 2020-12-31 | 365 | 7.2507 | 7
36533 | 10.464 | 1 | 2019-12-31 | 2020-12-31 | 365 | 12.2372 | 12
36433 | 14.49 | 1 | 2019-12-31 | 2020-12-31 | 365 | 16.9455 | 16
37346 | 5.7 | 1 | 2019-12-31 | 2020-12-31 | 365 | 6.6659 | 6
36955 | 8.7 | 1 | 2019-12-31 | 2020-12-31 | 365 | 10.1743 | 10
37936 | 5.4 | 1 | 2019-12-31 | 2020-12-31 | 365 | 6.3151 | 6
37992 | 9.156 | 1 | 2019-12-31 | 2020-12-31 | 365 | 10.7076 | 10
36421 | 8.16 | 1 | 2019-12-31 | 2020-12-31 | 365 | 9.5428 | 9
35045 | 35 | 0.9 | 2019-12-31 | 2020-12-31 | 365 | 36.838 | 36
41168 | 7.2 | 1 | 2019-12-31 | 2020-12-31 | 365 | 8.4201 | 8
42845 | 7.68 | 1 | 2019-12-31 | 2020-12-31 | 365 | 8.9815 | 8
45106 | 9.45 | 1 | 2019-12-31 | 2020-12-31 | 365 | 11.0514 | 11
45435 | 7.44 | 1 | 2019-12-31 | 2020-12-31 | 365 | 8.7008 | 8
39387 | 13.08 | 1 | 2019-12-31 | 2020-12-31 | 365 | 15.2965 | 15
31057 | 8.37 | 1 | 2019-12-31 | 2020-12-31 | 365 | 9.7884 | 9
35513 | 13.02 | 1 | 2019-12-31 | 2020-12-31 | 365 | 15.2264 | 15
49922 | 6.84 | 1 | 2019-12-31 | 2020-12-31 | 365 | 7.9991 | 7
43297 | 6 | 1 | 2019-12-31 | 2020-12-31 | 365 | 7.0168 | 7
44302 | 10.14 | 1 | 2019-12-31 | 2020-12-31 | 365 | 11.8583 | 11
41039 | 13.734 | 1 | 2019-12-31 | 2020-12-31 | 365 | 16.0614 | 16
37207 | 3.11 | 1 | 2019-12-31 | 2020-12-31 | 365 | 3.637 | 3
37165 | 15.525 | 1 | 2019-12-31 | 2020-12-31 | 365 | 18.1559 | 18
51061 | 6.6 | 1 | 2019-12-31 | 2020-12-31 | 365 | 7.7184 | 7
36975 | 10.464 | 1 | 2019-12-31 | 2020-12-31 | 365 | 12.2372 | 12
45444 | 13.86 | 1 | 2019-12-31 | 2020-12-31 | 365 | 16.2087 | 16
47603 | 3.99 | 1 | 2019-12-31 | 2020-12-31 | 365 | 4.6661 | 4
53759 | 6.615 | 1 | 2019-12-31 | 2020-12-31 | 365 | 7.736 | 7
38394 | 4.5 | 1 | 2019-12-31 | 2020-12-31 | 365 | 5.2626 | 5
42537 | 10.71 | 1 | 2019-12-31 | 2020-12-31 | 365 | 12.5249 | 12
41967 | 6.3 | 1 | 2019-12-31 | 2020-12-31 | 365 | 7.3676 | 7
42110 | 12 | 1 | 2019-12-31 | 2020-12-31 | 365 | 14.0335 | 14
41924 | 12 | 1 | 2019-12-31 | 2020-12-31 | 365 | 14.0335 | 14
38375 | 9.135 | 1 | 2019-12-31 | 2020-12-31 | 365 | 10.683 | 10
41195 | 8.19 | 1 | 2019-12-31 | 2020-12-31 | 365 | 9.5779 | 9
38325 | 7.2 | 1 | 2019-12-31 | 2020-12-31 | 365 | 8.4201 | 8
44146 | 8.82 | 1 | 2019-12-31 | 2020-12-31 | 365 | 10.3146 | 10
51464 | 6.24 | 1 | 2019-12-31 | 2020-12-31 | 365 | 7.2974 | 7
42536 | 4.8 | 1 | 2019-12-31 | 2020-12-31 | 365 | 5.6134 | 5
52931 | 10.5 | 1 | 2019-12-31 | 2020-12-31 | 365 | 12.2793 | 12
55801 | 6.5 | 1 | 2019-12-31 | 2020-12-31 | 365 | 7.6015 | 7
44131 | 8.68 | 1 | 2019-12-31 | 2020-12-31 | 365 | 10.1509 | 10
45678 | 5.5 | 1 | 2019-12-31 | 2020-12-31 | 365 | 6.432 | 6
38354 | 5.985 | 1 | 2019-12-31 | 2020-12-31 | 365 | 6.9992 | 6
46029 | 7.02 | 1 | 2019-12-31 | 2020-12-31 | 365 | 8.2096 | 8
41125 | 5.72 | 1 | 2019-12-31 | 2020-12-31 | 365 | 6.6893 | 6
37307 | 10 | 1 | 2019-12-31 | 2020-12-31 | 365 | 11.6946 | 11
37273 | 4.02 | 1 | 2019-12-31 | 2020-12-31 | 365 | 4.7012 | 4
41988 | 9.45 | 1 | 2019-12-31 | 2020-12-31 | 365 | 11.0514 | 11
37339 | 12.753 | 1 | 2019-12-31 | 2020-12-31 | 365 | 14.9141 | 14
37337 | 4.58 | 1 | 2019-12-31 | 2020-12-31 | 365 | 5.3561 | 5
45350 | 6.2 | 1 | 2019-12-31 | 2020-12-31 | 365 | 7.2507 | 7
46274 | 8.68 | 1 | 2019-12-31 | 2020-12-31 | 365 | 10.1509 | 10
38369 | 12.48 | 1 | 2019-12-31 | 2020-12-31 | 365 | 14.5949 | 14
43032 | 8.19 | 1 | 2019-12-31 | 2020-12-31 | 365 | 9.5779 | 9
41879 | 5.775 | 1 | 2019-12-31 | 2020-12-31 | 365 | 6.7536 | 6
42076 | 10 | 1 | 2019-12-31 | 2020-12-31 | 365 | 11.6946 | 11
47101 | 7.87 | 1 | 2019-12-31 | 2020-12-31 | 365 | 9.2037 | 9
36948 | 7.28 | 1 | 2019-12-31 | 2020-12-31 | 365 | 8.5137 | 8
46285 | 8.82 | 1 | 2019-12-31 | 2020-12-31 | 365 | 10.3146 | 10
44964 | 6.3 | 1 | 2019-12-31 | 2020-12-31 | 365 | 7.3676 | 7
49986 | 6.6 | 1 | 2019-12-31 | 2020-12-31 | 365 | 7.7184 | 7
37020 | 4.5 | 1 | 2019-12-31 | 2020-12-31 | 365 | 5.2626 | 5
37049 | 4.578 | 1 | 2019-12-31 | 2020-12-31 | 365 | 5.3538 | 5
38318 | 3.94 | 1 | 2019-12-31 | 2020-12-31 | 365 | 4.6077 | 4
42527 | 6.72 | 1 | 2019-12-31 | 2020-12-31 | 365 | 7.8588 | 7
41069 | 8.829 | 1 | 2019-12-31 | 2020-12-31 | 365 | 10.3252 | 10
44007 | 9.92 | 1 | 2019-12-31 | 2020-12-31 | 365 | 11.601 | 11
30781 | 10.14 | 1 | 2019-12-31 | 2020-12-31 | 365 | 11.8583 | 11
47098 | 6.6 | 1 | 2019-12-31 | 2020-12-31 | 365 | 7.7184 | 7
43736 | 5.4 | 1 | 2019-12-31 | 2020-12-31 | 365 | 6.3151 | 6
50174 | 7.521 | 1 | 2019-12-31 | 2020-12-31 | 365 | 8.7955 | 8
37288 | 4.905 | 1 | 2019-12-31 | 2020-12-31 | 365 | 5.7362 | 5
41139 | 8.4 | 1 | 2019-12-31 | 2020-12-31 | 365 | 9.8235 | 9
49805 | 9.92 | 1 | 2019-12-31 | 2020-12-31 | 365 | 11.601 | 11
38386 | 8.82 | 1 | 2019-12-31 | 2020-12-31 | 365 | 10.3146 | 10
39194 | 7.56 | 1 | 2019-12-31 | 2020-12-31 | 365 | 8.8411 | 8
41048 | 10.14 | 1 | 2019-12-31 | 2020-12-31 | 365 | 11.8583 | 11
43349 | 9.81 | 1 | 2019-12-31 | 2020-12-31 | 365 | 11.4724 | 11
47982 | 7.6 | 1 | 2019-12-31 | 2020-12-31 | 365 | 8.8879 | 8
46028 | 6.3 | 1 | 2019-12-31 | 2020-12-31 | 365 | 7.3676 | 7
37320 | 9.81 | 1 | 2019-12-31 | 2020-12-31 | 365 | 11.4724 | 11
38346 | 8.1 | 1 | 2019-12-31 | 2020-12-31 | 365 | 9.4726 | 9
38337 | 7.521 | 1 | 2019-12-31 | 2020-12-31 | 365 | 8.7955 | 8
44145 | 9.135 | 1 | 2019-12-31 | 2020-12-31 | 365 | 10.683 | 10
43090 | 7.194 | 1 | 2019-12-31 | 2020-12-31 | 365 | 8.4131 | 8
42133 | 6.21 | 1 | 2019-12-31 | 2020-12-31 | 365 | 7.2623 | 7
37334 | 6.3 | 1 | 2019-12-31 | 2020-12-31 | 365 | 7.3676 | 7
45094 | 14.35 | 1 | 2019-12-31 | 2020-12-31 | 365 | 16.7818 | 16
41860 | 3.924 | 1 | 2019-12-31 | 2020-12-31 | 365 | 4.589 | 4
38000 | 9.75 | 1 | 2019-12-31 | 2020-12-31 | 365 | 11.4022 | 11
38992 | 6.6 | 1 | 2019-12-31 | 2020-12-31 | 365 | 7.7184 | 7
37281 | 14.715 | 1 | 2019-12-31 | 2020-12-31 | 365 | 17.2086 | 17
46271 | 7.44 | 1 | 2019-12-31 | 2020-12-31 | 365 | 8.7008 | 8
41131 | 9.66 | 1 | 2019-12-31 | 2020-12-31 | 365 | 11.297 | 11
44977 | 7.5 | 1 | 2019-12-31 | 2020-12-31 | 365 | 8.7709 | 8
45676 | 7.035 | 1 | 2019-12-31 | 2020-12-31 | 365 | 8.2272 | 8
46153 | 6.2 | 1 | 2019-12-31 | 2020-12-31 | 365 | 7.2507 | 7
37642 | 6.3 | 1 | 2019-12-31 | 2020-12-31 | 365 | 7.3676 | 7
44136 | 6.867 | 1 | 2019-12-31 | 2020-12-31 | 365 | 8.0307 | 8
46278 | 8.4 | 1 | 2019-12-31 | 2020-12-31 | 365 | 9.8235 | 9
46203 | 8.99 | 1 | 2019-12-31 | 2020-12-31 | 365 | 10.5134 | 10
39252 | 2.25 | 1 | 2019-12-31 | 2020-12-31 | 365 | 2.6313 | 2
48004 | 7.44 | 1 | 2019-12-31 | 2020-12-31 | 365 | 8.7008 | 8
43285 | 5.4 | 1 | 2019-12-31 | 2020-12-31 | 365 | 6.3151 | 6
30779 | 10.5 | 1 | 2019-12-31 | 2020-12-31 | 365 | 12.2793 | 12
46284 | 7.44 | 1 | 2019-12-31 | 2020-12-31 | 365 | 8.7008 | 8
56064 | 1.5 | 1 | 2019-12-31 | 2020-12-31 | 365 | 1.7542 | 1
51233 | 7.2 | 1 | 2019-12-31 | 2020-12-31 | 365 | 8.4201 | 8
50084 | 7.5 | 1 | 2019-12-31 | 2020-12-31 | 365 | 8.7709 | 8
46248 | 6 | 1 | 2019-12-31 | 2020-12-31 | 365 | 7.0168 | 7
49250 | 7.5 | 1 | 2019-12-31 | 2020-12-31 | 365 | 8.7709 | 8
48346 | 9.6 | 1 | 2019-12-31 | 2020-12-31 | 365 | 11.2268 | 11
55210 | 6.867 | 1 | 2019-12-31 | 2020-12-31 | 365 | 8.0307 | 8
51106 | 9.6 | 1 | 2019-12-31 | 2020-12-31 | 365 | 11.2268 | 11
51240 | 4.2 | 1 | 2019-12-31 | 2020-12-31 | 365 | 4.9117 | 4
50639 | 5.7 | 1 | 2019-12-31 | 2020-12-31 | 365 | 6.6659 | 6
50082 | 5.4 | 1 | 2019-12-31 | 2020-12-31 | 365 | 6.3151 | 6
50861 | 5.4 | 1 | 2019-12-31 | 2020-12-31 | 365 | 6.3151 | 6
37968 | 6.21 | 1 | 2019-12-31 | 2020-12-31 | 365 | 7.2623 | 7
47979 | 4.41 | 1 | 2019-12-31 | 2020-12-31 | 365 | 5.1573 | 5
50979 | 5.865 | 1 | 2019-12-31 | 2020-12-31 | 365 | 6.8589 | 6
55953 | 6.3 | 1 | 2019-12-31 | 2020-12-31 | 365 | 7.3676 | 7
55952 | 10.08 | 1 | 2019-12-31 | 2020-12-31 | 365 | 11.7882 | 11
43045 | 9.045 | 1 | 2019-12-31 | 2020-12-31 | 365 | 10.5778 | 10
49546 | 8.28 | 1 | 2019-12-31 | 2020-12-31 | 365 | 9.6831 | 9
35001 | 60.495 | 0.9 | 2019-12-31 | 2020-12-31 | 365 | 63.6718 | 63
57622 | 50 | 0.9 | 2019-12-31 | 2020-12-31 | 365 | 52.6257 | 52
43819 | 6.867 | 1 | 2019-12-31 | 2020-12-31 | 365 | 8.0307 | 8
49970 | 9.483 | 1 | 2019-12-31 | 2020-12-31 | 365 | 11.09 | 11
43015 | 12.426 | 1 | 2019-12-31 | 2020-12-31 | 365 | 14.5317 | 14
55846 | 6 | 1 | 2019-12-31 | 2020-12-31 | 365 | 7.0168 | 7
37326 | 4.83 | 1 | 2019-12-31 | 2020-12-31 | 365 | 5.6485 | 5
45439 | 4 | 1 | 2019-12-31 | 2020-12-31 | 365 | 4.6778 | 4
43779 | 5.232 | 1 | 2019-12-31 | 2020-12-31 | 365 | 6.1186 | 6
43080 | 9.81 | 1 | 2019-12-31 | 2020-12-31 | 365 | 11.4724 | 11
44709 | 5.25 | 1 | 2019-12-31 | 2020-12-31 | 365 | 6.1397 | 6
49424 | 7.28 | 1 | 2019-12-31 | 2020-12-31 | 365 | 8.5137 | 8
46025 | 9.81 | 1 | 2019-12-31 | 2020-12-31 | 365 | 11.4724 | 11
49798 | 11.25 | 1 | 2019-12-31 | 2020-12-31 | 365 | 13.1564 | 13
47537 | 8.502 | 1 | 2019-12-31 | 2020-12-31 | 365 | 9.9427 | 9
37313 | 6.867 | 1 | 2019-12-31 | 2020-12-31 | 365 | 8.0307 | 8
49246 | 8.82 | 1 | 2019-12-31 | 2020-12-31 | 365 | 10.3146 | 10
49423 | 6.75 | 1 | 2019-12-31 | 2020-12-31 | 365 | 7.8939 | 7
49428 | 4.68 | 1 | 2019-12-31 | 2020-12-31 | 365 | 5.4731 | 5
57648 | 13.64 | 1 | 2019-12-31 | 2020-12-31 | 365 | 15.9514 | 15
47986 | 5.559 | 1 | 2019-12-31 | 2020-12-31 | 365 | 6.501 | 6
50061 | 4.578 | 1 | 2019-12-31 | 2020-12-31 | 365 | 5.3538 | 5
42524 | 2.943 | 1 | 2019-12-31 | 2020-12-31 | 365 | 3.4417 | 3
46032 | 6.867 | 1 | 2019-12-31 | 2020-12-31 | 365 | 8.0307 | 8
49543 | 11.655 | 1 | 2019-12-31 | 2020-12-31 | 365 | 13.6301 | 13
37308 | 5.04 | 1 | 2019-12-31 | 2020-12-31 | 365 | 5.8941 | 5
59111 | 7.848 | 1 | 2019-12-31 | 2020-12-31 | 365 | 9.1779 | 9
58062 | 10.695 | 1 | 2019-12-31 | 2020-12-31 | 365 | 12.5074 | 12
56179 | 2.943 | 1 | 2019-12-31 | 2020-12-31 | 365 | 3.4417 | 3
56445 | 5 | 1 | 2019-12-31 | 2020-12-31 | 365 | 5.8473 | 5
58436 | 5.415 | 1 | 2019-12-31 | 2020-12-31 | 365 | 6.3326 | 6
41181 | 5.46 | 1 | 2019-12-31 | 2020-12-31 | 365 | 6.3853 | 6
50063 | 5.559 | 1 | 2019-12-31 | 2020-12-31 | 365 | 6.501 | 6
37981 | 12.16 | 1 | 2019-12-31 | 2020-12-31 | 365 | 14.2206 | 14
49791 | 12.16 | 1 | 2019-12-31 | 2020-12-31 | 365 | 14.2206 | 14
47543 | 6.25 | 1 | 2019-12-31 | 2020-12-31 | 365 | 7.3091 | 7
38609 | 6.4 | 1 | 2019-12-31 | 2020-12-31 | 365 | 7.4845 | 7
59438 | 5.985 | 1 | 2019-12-31 | 2020-12-31 | 365 | 6.9992 | 6
59433 | 6.24 | 1 | 2019-12-31 | 2020-12-31 | 365 | 7.2974 | 7
59210 | 6.54 | 1 | 2019-12-31 | 2020-12-31 | 365 | 7.6483 | 7
59217 | 5.232 | 1 | 2019-12-31 | 2020-12-31 | 365 | 6.1186 | 6
58471 | 7.56 | 1 | 2019-12-31 | 2020-12-31 | 365 | 8.8411 | 8
59142 | 4.8 | 1 | 2019-12-31 | 2020-12-31 | 365 | 5.6134 | 5
58464 | 10.08 | 1 | 2019-12-31 | 2020-12-31 | 365 | 11.7882 | 11
58067 | 6.615 | 1 | 2019-12-31 | 2020-12-31 | 365 | 7.736 | 7
58423 | 6.21 | 1 | 2019-12-31 | 2020-12-31 | 365 | 7.2623 | 7
58441 | 6.3 | 1 | 2019-12-31 | 2020-12-31 | 365 | 7.3676 | 7
58050 | 11.025 | 1 | 2019-12-31 | 2020-12-31 | 365 | 12.8933 | 12
57998 | 3.6 | 1 | 2019-12-31 | 2020-12-31 | 365 | 4.2101 | 4
58021 | 4.251 | 1 | 2019-12-31 | 2020-12-31 | 365 | 4.9714 | 4
57742 | 10.85 | 1 | 2019-12-31 | 2020-12-31 | 365 | 12.6886 | 12
57981 | 4.08 | 1 | 2019-12-31 | 2020-12-31 | 365 | 4.7714 | 4
57416 | 4.5 | 1 | 2019-12-31 | 2020-12-31 | 365 | 5.2626 | 5
57634 | 7.4 | 1 | 2019-12-31 | 2020-12-31 | 365 | 8.654 | 8
57722 | 13.02 | 1 | 2019-12-31 | 2020-12-31 | 365 | 15.2264 | 15
56508 | 3.465 | 1 | 2019-12-31 | 2020-12-31 | 365 | 4.0522 | 4
57341 | 3.78 | 1 | 2019-12-31 | 2020-12-31 | 365 | 4.4206 | 4
56304 | 5.355 | 1 | 2019-12-31 | 2020-12-31 | 365 | 6.2625 | 6
58039 | 7.56 | 1 | 2019-12-31 | 2020-12-31 | 365 | 8.8411 | 8
56312 | 8.19 | 1 | 2019-12-31 | 2020-12-31 | 365 | 9.5779 | 9
41059 | 9.6 | 1 | 2019-12-31 | 2020-12-31 | 365 | 11.2268 | 11
59200 | 5.232 | 1 | 2019-12-31 | 2020-12-31 | 365 | 6.1186 | 6
61417 | 9 | 1 | 2019-12-31 | 2020-12-31 | 365 | 10.5251 | 10
61473 | 10.464 | 1 | 2019-12-31 | 2020-12-31 | 365 | 12.2372 | 12
46027 | 3.924 | 1 | 2019-12-31 | 2020-12-31 | 365 | 4.589 | 4
56285 | 3.78 | 1 | 2019-12-31 | 2020-12-31 | 365 | 4.4206 | 4
57302 | 5.67 | 1 | 2019-12-31 | 2020-12-31 | 365 | 6.6308 | 6
59122 | 7.848 | 1 | 2019-12-31 | 2020-12-31 | 365 | 9.1779 | 9
35150 | 94.224 | 0.9 | 2019-12-31 | 2020-12-31 | 365 | 99.1721 | 99
50062 | 6.867 | 1 | 2019-12-31 | 2020-12-31 | 365 | 8.0307 | 8
42529 | 8.829 | 1 | 2019-12-31 | 2020-12-31 | 365 | 10.3252 | 10
42534 | 7.98 | 1 | 2019-12-31 | 2020-12-31 | 365 | 9.3323 | 9
45315 | 8.68 | 1 | 2019-12-31 | 2020-12-31 | 365 | 10.1509 | 10
45335 | 2 | 1 | 2019-12-31 | 2020-12-31 | 365 | 2.3389 | 2
44310 | 10.8 | 1 | 2019-12-31 | 2020-12-31 | 365 | 12.6302 | 12
42530 | 5.886 | 1 | 2019-12-31 | 2020-12-31 | 365 | 6.8834 | 6
59925 | 8.505 | 1 | 2019-12-31 | 2020-12-31 | 365 | 9.9463 | 9
59302 | 3.78 | 1 | 2019-12-31 | 2020-12-31 | 365 | 4.4206 | 4
47533 | 12.4 | 1 | 2019-12-31 | 2020-12-31 | 365 | 14.5013 | 14
46223 | 7.44 | 1 | 2019-12-31 | 2020-12-31 | 365 | 8.7008 | 8
59471 | 35.97 | 0.9 | 2019-12-31 | 2020-12-31 | 365 | 37.8589 | 37
60090 | 7.848 | 1 | 2019-12-31 | 2020-12-31 | 365 | 9.1779 | 9
60286 | 8.502 | 1 | 2019-12-31 | 2020-12-31 | 365 | 9.9427 | 9
60432 | 4.14 | 1 | 2019-12-31 | 2020-12-31 | 365 | 4.8416 | 4
60836 | 2.289 | 1 | 2019-12-31 | 2020-12-31 | 365 | 2.6769 | 2
60865 | 7.56 | 1 | 2019-12-31 | 2020-12-31 | 365 | 8.8411 | 8
60880 | 9.81 | 1 | 2019-12-31 | 2020-12-31 | 365 | 11.4724 | 11
60916 | 5.559 | 1 | 2019-12-31 | 2020-12-31 | 365 | 6.501 | 6
60936 | 5.67 | 1 | 2019-12-31 | 2020-12-31 | 365 | 6.6308 | 6
60941 | 10.137 | 1 | 2019-12-31 | 2020-12-31 | 365 | 11.8548 | 11
61000 | 6.6 | 1 | 2019-12-31 | 2020-12-31 | 365 | 7.7184 | 7
61059 | 5.67 | 1 | 2019-12-31 | 2020-12-31 | 365 | 6.6308 | 6
47519 | 9.81 | 1 | 2019-12-31 | 2020-12-31 | 365 | 11.4724 | 11
50635 | 5.886 | 1 | 2019-12-31 | 2020-12-31 | 365 | 6.8834 | 6
61480 | 10.71 | 1 | 2019-12-31 | 2020-12-31 | 365 | 12.5249 | 12
62080 | 10.137 | 1 | 2019-12-31 | 2020-12-31 | 365 | 11.8548 | 11
44986 | 16.023 | 1 | 2019-12-31 | 2020-12-31 | 365 | 18.7383 | 18
60961 | 11.44 | 1 | 2019-12-31 | 2020-12-31 | 365 | 13.3786 | 13
61181 | 9.3 | 1 | 2019-12-31 | 2020-12-31 | 365 | 10.876 | 10
61274 | 10.08 | 1 | 2019-12-31 | 2020-12-31 | 365 | 11.7882 | 11
61291 | 4.64 | 1 | 2019-12-31 | 2020-12-31 | 365 | 5.4263 | 5
61400 | 3.924 | 1 | 2019-12-31 | 2020-12-31 | 365 | 4.589 | 4
61634 | 4.578 | 1 | 2019-12-31 | 2020-12-31 | 365 | 5.3538 | 5
62093 | 13.02 | 1 | 2019-12-31 | 2020-12-31 | 365 | 15.2264 | 15
62243 | 6.54 | 1 | 2019-12-31 | 2020-12-31 | 365 | 7.6483 | 7
62261 | 5.67 | 1 | 2019-12-31 | 2020-12-31 | 365 | 6.6308 | 6
62272 | 4.725 | 1 | 2019-12-31 | 2020-12-31 | 365 | 5.5257 | 5
62274 | 11.772 | 1 | 2019-12-31 | 2020-12-31 | 365 | 13.7669 | 13
49971 | 7.04 | 1 | 2019-12-31 | 2020-12-31 | 365 | 8.233 | 8
61722 | 5.76 | 1 | 2019-12-31 | 2020-12-31 | 365 | 6.7361 | 6
62166 | 8.32 | 1 | 2019-12-31 | 2020-12-31 | 365 | 9.7299 | 9
50985 | 4.8 | 1 | 2019-12-31 | 2020-12-31 | 365 | 5.6134 | 5
60995 | 12 | 1 | 2019-12-31 | 2020-12-31 | 365 | 14.0335 | 14
49224 | 7.44 | 1 | 2019-12-31 | 2020-12-31 | 365 | 8.7008 | 8
59319 | 7.44 | 1 | 2019-12-31 | 2020-12-31 | 365 | 8.7008 | 8
63622 | 6.9 | 1 | 2019-12-31 | 2020-12-31 | 365 | 8.0693 | 8
49796 | 8.829 | 1 | 2019-12-31 | 2020-12-31 | 365 | 10.3252 | 10
49228 | 11.772 | 1 | 2019-12-31 | 2020-12-31 | 365 | 13.7669 | 13
49129 | 11.445 | 1 | 2019-12-31 | 2020-12-31 | 365 | 13.3845 | 13
63895 | 5.886 | 1 | 2019-12-31 | 2020-12-31 | 365 | 6.8834 | 6
63897 | 10.137 | 1 | 2019-12-31 | 2020-12-31 | 365 | 11.8548 | 11
63903 | 6.3 | 1 | 2019-12-31 | 2020-12-31 | 365 | 7.3676 | 7
63908 | 5.52 | 1 | 2019-12-31 | 2020-12-31 | 365 | 6.4554 | 6
63912 | 9.57 | 1 | 2019-12-31 | 2020-12-31 | 365 | 11.1917 | 11
63956 | 7.848 | 1 | 2019-12-31 | 2020-12-31 | 365 | 9.1779 | 9
64075 | 11.385 | 1 | 2019-12-31 | 2020-12-31 | 365 | 13.3143 | 13
64094 | 9.6 | 1 | 2019-12-31 | 2020-12-31 | 365 | 11.2268 | 11
64172 | 13.734 | 1 | 2019-12-31 | 2020-12-31 | 365 | 16.0614 | 16
64193 | 4.905 | 1 | 2019-12-31 | 2020-12-31 | 365 | 5.7362 | 5
47998 | 5.7 | 1 | 2019-12-31 | 2020-12-31 | 365 | 6.6659 | 6
64211 | 6.21 | 1 | 2019-12-31 | 2020-12-31 | 365 | 7.2623 | 7
64278 | 5.985 | 1 | 2019-12-31 | 2020-12-31 | 365 | 6.9992 | 6
64286 | 5.886 | 1 | 2019-12-31 | 2020-12-31 | 365 | 6.8834 | 6
64329 | 10.137 | 1 | 2019-12-31 | 2020-12-31 | 365 | 11.8548 | 11
54319 | 4.55 | 1 | 2019-12-31 | 2020-12-31 | 365 | 5.321 | 5
50830 | 8.505 | 1 | 2019-12-31 | 2020-12-31 | 365 | 9.9463 | 9
64384 | 6.9 | 1 | 2019-12-31 | 2020-12-31 | 365 | 8.0693 | 8
47099 | 17.36 | 1 | 2019-12-31 | 2020-12-31 | 365 | 20.3018 | 20
61053 | 6.93 | 1 | 2019-12-31 | 2020-12-31 | 365 | 8.1044 | 8
50058 | 7.8 | 1 | 2019-12-31 | 2020-12-31 | 365 | 9.1218 | 9
61247 | 6.2 | 1 | 2019-12-31 | 2020-12-31 | 365 | 7.2507 | 7
65193 | 13.64 | 1 | 2019-12-31 | 2020-12-31 | 365 | 15.9514 | 15
45999 | 7.68 | 1 | 2019-12-31 | 2020-12-31 | 365 | 8.9815 | 8
63569 | 6.21 | 1 | 2019-12-31 | 2020-12-31 | 365 | 7.2623 | 7
64102 | 11.772 | 1 | 2019-12-31 | 2020-12-31 | 365 | 13.7669 | 13
64073 | 7.125 | 1 | 2019-12-31 | 2020-12-31 | 365 | 8.3324 | 8
64624 | 4.14 | 1 | 2019-12-31 | 2020-12-31 | 365 | 4.8416 | 4
64631 | 9.12 | 1 | 2019-12-31 | 2020-12-31 | 365 | 10.6655 | 10
64903 | 5.44 | 1 | 2019-12-31 | 2020-12-31 | 365 | 6.3619 | 6
60962 | 8.82 | 1 | 2019-12-31 | 2020-12-31 | 365 | 10.3146 | 10
62091 | 6.875 | 1 | 2019-12-31 | 2020-12-31 | 365 | 8.04 | 8
64177 | 4.5 | 1 | 2019-12-31 | 2020-12-31 | 365 | 5.2626 | 5
64205 | 8.82 | 1 | 2019-12-31 | 2020-12-31 | 365 | 10.3146 | 10
63801 | 9.3 | 1 | 2019-12-31 | 2020-12-31 | 365 | 10.876 | 10
63756 | 6.2 | 1 | 2019-12-31 | 2020-12-31 | 365 | 7.2507 | 7
64182 | 12 | 1 | 2019-12-31 | 2020-12-31 | 365 | 14.0335 | 14
65132 | 3.72 | 1 | 2019-12-31 | 2020-12-31 | 365 | 4.3504 | 4
50907 | 7.848 | 1 | 2019-12-31 | 2020-12-31 | 365 | 9.1779 | 9
61253 | 8.68 | 1 | 2019-12-31 | 2020-12-31 | 365 | 10.1509 | 10
44972 | 24.852 | 1 | 2019-12-31 | 2020-12-31 | 365 | 29.0634 | 29
49425 | 14.715 | 1 | 2019-12-31 | 2020-12-31 | 365 | 17.2086 | 17
65681 | 7.68 | 1 | 2019-12-31 | 2020-12-31 | 365 | 8.9815 | 8
65688 | 7.194 | 1 | 2019-12-31 | 2020-12-31 | 365 | 8.4131 | 8
65694 | 7.245 | 1 | 2019-12-31 | 2020-12-31 | 365 | 8.4727 | 8
47942 | 7.8 | 1 | 2019-12-31 | 2020-12-31 | 365 | 9.1218 | 9
65200 | 8.7 | 1 | 2019-12-31 | 2020-12-31 | 365 | 10.1743 | 10
66664 | 7.194 | 1 | 2019-12-31 | 2020-12-31 | 365 | 8.4131 | 8
66666 | 12.4 | 1 | 2019-12-31 | 2020-12-31 | 365 | 14.5013 | 14
66698 | 10.35 | 1 | 2019-12-31 | 2020-12-31 | 365 | 12.1039 | 12
66732 | 8.28 | 1 | 2019-12-31 | 2020-12-31 | 365 | 9.6831 | 9
66736 | 2.76 | 1 | 2019-12-31 | 2020-12-31 | 365 | 3.2277 | 3
64152 | 4.68 | 1 | 2019-12-31 | 2020-12-31 | 365 | 5.4731 | 5
62246 | 3.15 | 1 | 2019-12-31 | 2020-12-31 | 365 | 3.6838 | 3
61683 | 6.3 | 1 | 2019-12-31 | 2020-12-31 | 365 | 7.3676 | 7
62235 | 12.4 | 1 | 2019-12-31 | 2020-12-31 | 365 | 14.5013 | 14
67313 | 7.59 | 1 | 2019-12-31 | 2020-12-31 | 365 | 8.8762 | 8
67321 | 9.81 | 1 | 2019-12-31 | 2020-12-31 | 365 | 11.4724 | 11
67340 | 4.83 | 1 | 2019-12-31 | 2020-12-31 | 365 | 5.6485 | 5
67345 | 11.118 | 1 | 2019-12-31 | 2020-12-31 | 365 | 13.0021 | 13
67442 | 9.483 | 1 | 2019-12-31 | 2020-12-31 | 365 | 11.09 | 11
46634 | 5 | 1 | 2019-12-31 | 2020-12-31 | 365 | 5.8473 | 5
67324 | 12.753 | 1 | 2019-12-31 | 2020-12-31 | 365 | 14.9141 | 14
46626 | 5 | 1 | 2019-12-31 | 2020-12-31 | 365 | 5.8473 | 5
63833 | 7.5 | 1 | 2019-12-31 | 2020-12-31 | 365 | 8.7709 | 8
64322 | 11.2 | 1 | 2019-12-31 | 2020-12-31 | 365 | 13.098 | 13
65715 | 13.33 | 1 | 2019-12-31 | 2020-12-31 | 365 | 15.5889 | 15
46267 | 7.44 | 1 | 2019-12-31 | 2020-12-31 | 365 | 8.7008 | 8
50806 | 7.848 | 1 | 2019-12-31 | 2020-12-31 | 365 | 9.1779 | 9
49975 | 7.848 | 1 | 2019-12-31 | 2020-12-31 | 365 | 9.1779 | 9
64713 | 10.5 | 1 | 2019-12-31 | 2020-12-31 | 365 | 12.2793 | 12
64920 | 5.985 | 1 | 2019-12-31 | 2020-12-31 | 365 | 6.9992 | 6
65081 | 7.2 | 1 | 2019-12-31 | 2020-12-31 | 365 | 8.4201 | 8
65088 | 2.48 | 1 | 2019-12-31 | 2020-12-31 | 365 | 2.9003 | 2
65213 | 11.2 | 1 | 2019-12-31 | 2020-12-31 | 365 | 13.098 | 13
65218 | 7.28 | 1 | 2019-12-31 | 2020-12-31 | 365 | 8.5137 | 8
65703 | 9 | 0.8 | 2019-12-31 | 2020-12-31 | 365 | 8.4201 | 8
65743 | 5.67 | 0.8 | 2019-12-31 | 2020-12-31 | 365 | 5.3047 | 5
65713 | 7.194 | 0.8 | 2019-12-31 | 2020-12-31 | 365 | 6.7305 | 6
64441 | 11.445 | 1 | 2019-12-31 | 2020-12-31 | 365 | 13.3845 | 13
65076 | 11.4 | 1 | 2019-12-31 | 2020-12-31 | 365 | 13.3318 | 13
65029 | 68 | 0.9 | 2019-12-31 | 2020-12-31 | 365 | 71.571 | 71
65173 | 5.232 | 1 | 2019-12-31 | 2020-12-31 | 365 | 6.1186 | 6
65519 | 7.44 | 1 | 2019-12-31 | 2020-12-31 | 365 | 8.7008 | 8
65554 | 7.44 | 1 | 2019-12-31 | 2020-12-31 | 365 | 8.7008 | 8
65686 | 10.385 | 1 | 2019-12-31 | 2020-12-31 | 365 | 12.1448 | 12
65742 | 7.68 | 1 | 2019-12-31 | 2020-12-31 | 365 | 8.9815 | 8
65072 | 8.64 | 1 | 2019-12-31 | 2020-12-31 | 365 | 10.1041 | 10
64642 | 6.3 | 1 | 2019-12-31 | 2020-12-31 | 365 | 7.3676 | 7
66034 | 8.64 | 1 | 2019-12-31 | 2020-12-31 | 365 | 10.1041 | 10
46287 | 43.82 | 0.9 | 2019-12-31 | 2020-12-31 | 365 | 46.1212 | 46
66647 | 7.44 | 0.8 | 2019-12-31 | 2020-12-31 | 365 | 6.9606 | 6
65740 | 15.36 | 1 | 2019-12-31 | 2020-12-31 | 365 | 17.9629 | 17
66832 | 6.54 | 0.8 | 2019-12-31 | 2020-12-31 | 365 | 6.1186 | 6
66747 | 6.36 | 0.8 | 2019-12-31 | 2020-12-31 | 365 | 5.9502 | 5
67355 | 10.92 | 0.8 | 2019-12-31 | 2020-12-31 | 365 | 10.2164 | 10
67903 | 9.12 | 0.8 | 2019-12-31 | 2020-12-31 | 365 | 8.5324 | 8
46628 | 5 | 1 | 2019-12-31 | 2020-12-31 | 365 | 5.8473 | 5
67459 | 8.32 | 0.8 | 2019-12-31 | 2020-12-31 | 365 | 7.7839 | 7
67610 | 6.54 | 1 | 2019-12-31 | 2020-12-31 | 365 | 7.6483 | 7
67614 | 4.251 | 0.8 | 2019-12-31 | 2020-12-31 | 365 | 3.9771 | 3
66924 | 9.61 | 0.8 | 2019-12-31 | 2020-12-31 | 365 | 8.9908 | 8
67713 | 6.54 | 0.8 | 2019-12-31 | 2020-12-31 | 365 | 6.1186 | 6
67717 | 8.64 | 0.8 | 2019-12-31 | 2020-12-31 | 365 | 8.0833 | 8
67724 | 11.2 | 0.8 | 2019-12-31 | 2020-12-31 | 365 | 10.4784 | 10
67755 | 9.6 | 0.8 | 2019-12-31 | 2020-12-31 | 365 | 8.9815 | 8
67760 | 6.867 | 0.8 | 2019-12-31 | 2020-12-31 | 365 | 6.4245 | 6
67834 | 7.2 | 1 | 2019-12-31 | 2020-12-31 | 365 | 8.4201 | 8
67872 | 12.24 | 0.8 | 2019-12-31 | 2020-12-31 | 365 | 11.4514 | 11
65683 | 7.875 | 1 | 2019-12-31 | 2020-12-31 | 365 | 9.2095 | 9
66722 | 7.68 | 1 | 2019-12-31 | 2020-12-31 | 365 | 8.9815 | 8
66912 | 8.829 | 0.8 | 2019-12-31 | 2020-12-31 | 365 | 8.2601 | 8
66929 | 7.68 | 0.8 | 2019-12-31 | 2020-12-31 | 365 | 7.1852 | 7
68006 | 5.94 | 0.8 | 2019-12-31 | 2020-12-31 | 365 | 5.5573 | 5
67727 | 5.36 | 1 | 2019-12-31 | 2020-12-31 | 365 | 6.2683 | 6
66909 | 5.83 | 0.8 | 2019-12-31 | 2020-12-31 | 365 | 5.4544 | 5
64735 | 9.8 | 1 | 2019-12-31 | 2020-12-31 | 365 | 11.4607 | 11
68023 | 5.5 | 1 | 2019-12-31 | 2020-12-31 | 365 | 6.432 | 6
68028 | 9.72 | 1 | 2019-12-31 | 2020-12-31 | 365 | 11.3672 | 11
68073 | 8.28 | 1 | 2019-12-31 | 2020-12-31 | 365 | 9.6831 | 9
68074 | 5.886 | 1 | 2019-12-31 | 2020-12-31 | 365 | 6.8834 | 6
68218 | 4.251 | 0.8 | 2019-12-31 | 2020-12-31 | 365 | 3.9771 | 3
68228 | 8.829 | 0.8 | 2019-12-31 | 2020-12-31 | 365 | 8.2601 | 8
68244 | 6.36 | 1 | 2019-12-31 | 2020-12-31 | 365 | 7.4378 | 7
68254 | 8.64 | 0.8 | 2019-12-31 | 2020-12-31 | 365 | 8.0833 | 8
68269 | 5.76 | 0.8 | 2019-12-31 | 2020-12-31 | 365 | 5.3889 | 5
68275 | 5.12 | 1 | 2019-12-31 | 2020-12-31 | 365 | 5.9876 | 5
68279 | 8.96 | 1 | 2019-12-31 | 2020-12-31 | 365 | 10.4784 | 10
68282 | 4.905 | 1 | 2019-12-31 | 2020-12-31 | 365 | 5.7362 | 5
68284 | 7.848 | 1 | 2019-12-31 | 2020-12-31 | 365 | 9.1779 | 9
68303 | 8.28 | 0.8 | 2019-12-31 | 2020-12-31 | 365 | 7.7465 | 7
68326 | 4.68 | 1 | 2019-12-31 | 2020-12-31 | 365 | 5.4731 | 5
68438 | 19.2 | 0.8 | 2019-12-31 | 2020-12-31 | 365 | 17.9629 | 17
68256 | 4.8 | 0.8 | 2019-12-31 | 2020-12-31 | 365 | 4.4907 | 4
68837 | 11.2 | 0.8 | 2019-12-31 | 2020-12-31 | 365 | 10.4784 | 10
68846 | 10.88 | 0.8 | 2019-12-31 | 2020-12-31 | 365 | 10.179 | 10
68851 | 4.32 | 0.8 | 2019-12-31 | 2020-12-31 | 365 | 4.0417 | 4
68855 | 7.56 | 0.8 | 2019-12-31 | 2020-12-31 | 365 | 7.0729 | 7
68314 | 4.5 | 0.8 | 2019-12-31 | 2020-12-31 | 365 | 4.2101 | 4
69001 | 9.92 | 0.8 | 2019-12-31 | 2020-12-31 | 365 | 9.2808 | 9
69005 | 8.32 | 0.8 | 2019-12-31 | 2020-12-31 | 365 | 7.7839 | 7
69164 | 10.88 | 0.8 | 2019-12-31 | 2020-12-31 | 365 | 10.179 | 10
69165 | 3.6 | 0.8 | 2019-12-31 | 2020-12-31 | 365 | 3.368 | 3
69170 | 6.48 | 0.8 | 2019-12-31 | 2020-12-31 | 365 | 6.0625 | 6
69206 | 10.05 | 0.8 | 2019-12-31 | 2020-12-31 | 365 | 9.4025 | 9
69277 | 6.72 | 0.8 | 2019-12-31 | 2020-12-31 | 365 | 6.287 | 6
69307 | 12 | 0.8 | 2019-12-31 | 2020-12-31 | 365 | 11.2268 | 11
69312 | 4.16 | 0.8 | 2019-12-31 | 2020-12-31 | 365 | 3.892 | 3
69524 | 5.025 | 0.8 | 2019-12-31 | 2020-12-31 | 365 | 4.7012 | 4
69526 | 4.251 | 0.8 | 2019-12-31 | 2020-12-31 | 365 | 3.9771 | 3
69543 | 8.64 | 0.8 | 2019-12-31 | 2020-12-31 | 365 | 8.0833 | 8
68241 | 9.315 | 1 | 2019-12-31 | 2020-12-31 | 365 | 10.8935 | 10
44143 | 11.772 | 1 | 2019-12-31 | 2020-12-31 | 365 | 13.7669 | 13
69705 | 4.8 | 0.8 | 2019-12-31 | 2020-12-31 | 365 | 4.4907 | 4
69708 | 9.6 | 0.8 | 2019-12-31 | 2020-12-31 | 365 | 8.9815 | 8
69711 | 5.4 | 0.8 | 2019-12-31 | 2020-12-31 | 365 | 5.0521 | 5
69713 | 10.56 | 0.8 | 2019-12-31 | 2020-12-31 | 365 | 9.8796 | 9
69715 | 16.08 | 1 | 2019-12-31 | 2020-12-31 | 365 | 18.8049 | 18
69829 | 5.886 | 0.8 | 2019-12-31 | 2020-12-31 | 365 | 5.5068 | 5
69831 | 3.84 | 0.8 | 2019-12-31 | 2020-12-31 | 365 | 3.5926 | 3
69832 | 4.27 | 0.8 | 2019-12-31 | 2020-12-31 | 365 | 3.9949 | 3
69833 | 5.44 | 0.8 | 2019-12-31 | 2020-12-31 | 365 | 5.0895 | 5
64197 | 13.11 | 1 | 2019-12-31 | 2020-12-31 | 365 | 15.3316 | 15
50060 | 5.232 | 0.8 | 2019-12-31 | 2020-12-31 | 365 | 4.8949 | 4
70327 | 9.045 | 0.8 | 2019-12-31 | 2020-12-31 | 365 | 8.4622 | 8
70328 | 5.232 | 0.8 | 2019-12-31 | 2020-12-31 | 365 | 4.8949 | 4
70332 | 8.28 | 0.8 | 2019-12-31 | 2020-12-31 | 365 | 7.7465 | 7
70341 | 8.64 | 0.8 | 2019-12-31 | 2020-12-31 | 365 | 8.0833 | 8
70345 | 10.8 | 0.8 | 2019-12-31 | 2020-12-31 | 365 | 10.1041 | 10
70347 | 8.96 | 0.8 | 2019-12-31 | 2020-12-31 | 365 | 8.3827 | 8
70348 | 7.56 | 0.8 | 2019-12-31 | 2020-12-31 | 365 | 7.0729 | 7
70455 | 7.36 | 0.8 | 2019-12-31 | 2020-12-31 | 365 | 6.8858 | 6
70465 | 5.4 | 0.8 | 2019-12-31 | 2020-12-31 | 365 | 5.0521 | 5
70637 | 9.156 | 0.8 | 2019-12-31 | 2020-12-31 | 365 | 8.5661 | 8
70628 | 9.86 | 0.8 | 2019-12-31 | 2020-12-31 | 365 | 9.2247 | 9
70696 | 9.6 | 0.8 | 2019-12-31 | 2020-12-31 | 365 | 8.9815 | 8
70723 | 7.521 | 0.8 | 2019-12-31 | 2020-12-31 | 365 | 7.0364 | 7
70724 | 12.765 | 0.8 | 2019-12-31 | 2020-12-31 | 365 | 11.9425 | 11
70579 | 12.06 | 0.8 | 2019-12-31 | 2020-12-31 | 365 | 11.283 | 11
70685 | 5.44 | 0.8 | 2019-12-31 | 2020-12-31 | 365 | 5.0895 | 5
70686 | 7.2 | 0.8 | 2019-12-31 | 2020-12-31 | 365 | 6.7361 | 6
70702 | 2.56 | 0.8 | 2019-12-31 | 2020-12-31 | 365 | 2.3951 | 2
70761 | 11.52 | 0.8 | 2019-12-31 | 2020-12-31 | 365 | 10.7777 | 10
70768 | 7.68 | 0.8 | 2019-12-31 | 2020-12-31 | 365 | 7.1852 | 7
70783 | 9.9 | 0.8 | 2019-12-31 | 2020-12-31 | 365 | 9.2621 | 9
70794 | 6.4 | 0.8 | 2019-12-31 | 2020-12-31 | 365 | 5.9876 | 5
70796 | 8.7 | 0.8 | 2019-12-31 | 2020-12-31 | 365 | 8.1394 | 8
70865 | 3.78 | 0.8 | 2019-12-31 | 2020-12-31 | 365 | 3.5364 | 3
70881 | 6.615 | 0.8 | 2019-12-31 | 2020-12-31 | 365 | 6.1888 | 6
71022 | 12.81 | 0.8 | 2019-12-31 | 2020-12-31 | 365 | 11.9846 | 11
70991 | 8.502 | 0.8 | 2019-12-31 | 2020-12-31 | 365 | 7.9542 | 7
71014 | 31.5 | 0.9 | 2019-12-31 | 2020-12-31 | 365 | 33.1542 | 33
71074 | 6.3 | 0.8 | 2019-12-31 | 2020-12-31 | 365 | 5.8941 | 5
71077 | 8.505 | 0.8 | 2019-12-31 | 2020-12-31 | 365 | 7.957 | 7
71136 | 5.886 | 0.8 | 2019-12-31 | 2020-12-31 | 365 | 5.5068 | 5
71140 | 9.6 | 0.8 | 2019-12-31 | 2020-12-31 | 365 | 8.9815 | 8
70848 | 16.8 | 0.8 | 2019-12-31 | 2020-12-31 | 365 | 15.7175 | 15
71313 | 4.86 | 0.8 | 2019-12-31 | 2020-12-31 | 365 | 4.5469 | 4
71315 | 3.2 | 0.8 | 2019-12-31 | 2020-12-31 | 365 | 2.9938 | 2
71316 | 8.64 | 0.8 | 2019-12-31 | 2020-12-31 | 365 | 8.0833 | 8
71336 | 5.76 | 0.8 | 2019-12-31 | 2020-12-31 | 365 | 5.3889 | 5
71384 | 8.96 | 0.8 | 2019-12-31 | 2020-12-31 | 365 | 8.3827 | 8
71392 | 12.2 | 0.8 | 2019-12-31 | 2020-12-31 | 365 | 11.4139 | 11
71317 | 7 | 0.8 | 2019-12-31 | 2020-12-31 | 365 | 6.549 | 6
71759 | 7.56 | 1 | 2019-12-31 | 2020-12-31 | 365 | 8.8411 | 8
71760 | 9.45 | 0.8 | 2019-12-31 | 2020-12-31 | 365 | 8.8411 | 8
71761 | 3.24 | 0.8 | 2019-12-31 | 2020-12-31 | 365 | 3.0312 | 3
71762 | 8.32 | 0.8 | 2019-12-31 | 2020-12-31 | 365 | 7.7839 | 7
71771 | 8.175 | 0.8 | 2019-12-31 | 2020-12-31 | 365 | 7.6483 | 7
71770 | 4.48 | 0.8 | 2019-12-31 | 2020-12-31 | 365 | 4.1913 | 4
71811 | 10.24 | 0.8 | 2019-12-31 | 2020-12-31 | 365 | 9.5802 | 9
71849 | 6.48 | 0.8 | 2019-12-31 | 2020-12-31 | 365 | 6.0625 | 6
71961 | 6.405 | 0.8 | 2019-12-31 | 2020-12-31 | 365 | 5.9923 | 5
71857 | 8.99 | 0.8 | 2019-12-31 | 2020-12-31 | 365 | 8.4108 | 8
71832 | 2.943 | 0.8 | 2019-12-31 | 2020-12-31 | 365 | 2.7534 | 2
72096 | 2.24 | 0.8 | 2019-12-31 | 2020-12-31 | 365 | 2.0957 | 2
72097 | 9.6 | 0.8 | 2019-12-31 | 2020-12-31 | 365 | 8.9815 | 8
72109 | 2.17 | 0.8 | 2019-12-31 | 2020-12-31 | 365 | 2.0302 | 2
72171 | 4.16 | 0.8 | 2019-12-31 | 2020-12-31 | 365 | 3.892 | 3
72173 | 4.8 | 0.8 | 2019-12-31 | 2020-12-31 | 365 | 4.4907 | 4
72133 | 6.4 | 0.8 | 2019-12-31 | 2020-12-31 | 365 | 5.9876 | 5
72426 | 7.98 | 0.8 | 2019-12-31 | 2020-12-31 | 365 | 7.4658 | 7
72613 | 11.2 | 0.8 | 2019-12-31 | 2020-12-31 | 365 | 10.4784 | 10
72603 | 9.81 | 0.8 | 2019-12-31 | 2020-12-31 | 365 | 9.1779 | 9
72611 | 4.32 | 0.8 | 2019-12-31 | 2020-12-31 | 365 | 4.0417 | 4
72612 | 6.4 | 0.8 | 2019-12-31 | 2020-12-31 | 365 | 5.9876 | 5
72682 | 8.28 | 0.8 | 2019-12-31 | 2020-12-31 | 365 | 7.7465 | 7
72717 | 5.44 | 0.8 | 2019-12-31 | 2020-12-31 | 365 | 5.0895 | 5
72839 | 6.48 | 0.8 | 2019-12-31 | 2020-12-31 | 365 | 6.0625 | 6
72841 | 8.96 | 0.8 | 2019-12-31 | 2020-12-31 | 365 | 8.3827 | 8
72052 | 9.6 | 0.8 | 2019-12-31 | 2020-12-31 | 365 | 8.9815 | 8
73152 | 8.16 | 0.8 | 2019-12-31 | 2020-12-31 | 365 | 7.6342 | 7
73281 | 5.6 | 0.8 | 2019-12-31 | 2020-12-31 | 365 | 5.2392 | 5
73283 | 8.64 | 0.8 | 2019-12-31 | 2020-12-31 | 365 | 8.0833 | 8
73296 | 8.64 | 0.8 | 2019-12-31 | 2020-12-31 | 365 | 8.0833 | 8
73304 | 4.8 | 0.8 | 2019-12-31 | 2020-12-31 | 365 | 4.4907 | 4
72873 | 7.44 | 0.8 | 2019-12-31 | 2020-12-31 | 365 | 6.9606 | 6
72879 | 8.96 | 0.8 | 2019-12-31 | 2020-12-31 | 365 | 8.3827 | 8
73302 | 8.54 | 0.8 | 2019-12-31 | 2020-12-31 | 365 | 7.9898 | 7
72100 | 17.64 | 0.8 | 2019-12-31 | 2020-12-31 | 365 | 16.5034 | 16
73287 | 8.96 | 0.8 | 2019-12-31 | 2020-12-31 | 365 | 8.3827 | 8
72789 | 4.14 | 0.8 | 2019-12-31 | 2020-12-31 | 365 | 3.8733 | 3
73288 | 8.96 | 0.8 | 2019-12-31 | 2020-12-31 | 365 | 8.3827 | 8
73720 | 8.96 | 0.8 | 2019-12-31 | 2020-12-31 | 365 | 8.3827 | 8
73727 | 12 | 0.8 | 2019-12-31 | 2020-12-31 | 365 | 11.2268 | 11
73731 | 3.84 | 0.8 | 2019-12-31 | 2020-12-31 | 365 | 3.5926 | 3
73733 | 8.64 | 0.8 | 2019-12-31 | 2020-12-31 | 365 | 8.0833 | 8
73735 | 6.72 | 0.8 | 2019-12-31 | 2020-12-31 | 365 | 6.287 | 6
73290 | 5.76 | 0.8 | 2019-12-31 | 2020-12-31 | 365 | 5.3889 | 5
73748 | 2.88 | 0.8 | 2019-12-31 | 2020-12-31 | 365 | 2.6944 | 2
73752 | 10.695 | 0.8 | 2019-12-31 | 2020-12-31 | 365 | 10.0059 | 10
73772 | 8.28 | 0.8 | 2019-12-31 | 2020-12-31 | 365 | 7.7465 | 7
73785 | 8.96 | 0.8 | 2019-12-31 | 2020-12-31 | 365 | 8.3827 | 8
73876 | 7.68 | 0.8 | 2019-12-31 | 2020-12-31 | 365 | 7.1852 | 7
73879 | 7.2 | 0.8 | 2019-12-31 | 2020-12-31 | 365 | 6.7361 | 6
73887 | 11.2 | 0.8 | 2019-12-31 | 2020-12-31 | 365 | 10.4784 | 10
73721 | 11.2 | 0.8 | 2019-12-31 | 2020-12-31 | 365 | 10.4784 | 10
73932 | 10.08 | 0.8 | 2019-12-31 | 2020-12-31 | 365 | 9.4305 | 9
73730 | 10.395 | 0.8 | 2019-12-31 | 2020-12-31 | 365 | 9.7252 | 9
73898 | 7.36 | 0.8 | 2019-12-31 | 2020-12-31 | 365 | 6.8858 | 6
73979 | 7.2 | 0.8 | 2019-12-31 | 2020-12-31 | 365 | 6.7361 | 6
73763 | 7.93 | 0.8 | 2019-12-31 | 2020-12-31 | 365 | 7.4191 | 7
73969 | 6 | 0.8 | 2019-12-31 | 2020-12-31 | 365 | 5.6134 | 5
74457 | 11.16 | 0.8 | 2019-12-31 | 2020-12-31 | 365 | 10.4409 | 10
74433 | 12.8 | 0.8 | 2019-12-31 | 2020-12-31 | 365 | 11.9753 | 11
74528 | 7.705 | 0.8 | 2019-12-31 | 2020-12-31 | 365 | 7.2086 | 7
74531 | 6.84 | 0.8 | 2019-12-31 | 2020-12-31 | 365 | 6.3993 | 6
74534 | 5.11 | 0.8 | 2019-12-31 | 2020-12-31 | 365 | 4.7808 | 4
74546 | 9.72 | 0.8 | 2019-12-31 | 2020-12-31 | 365 | 9.0937 | 9
74536 | 5.76 | 0.8 | 2019-12-31 | 2020-12-31 | 365 | 5.3889 | 5
74651 | 8.82 | 0.8 | 2019-12-31 | 2020-12-31 | 365 | 8.2517 | 8
74539 | 8.64 | 0.8 | 2019-12-31 | 2020-12-31 | 365 | 8.0833 | 8
74430 | 4.69 | 0.8 | 2019-12-31 | 2020-12-31 | 365 | 4.3878 | 4
74790 | 1.92 | 0.8 | 2019-12-31 | 2020-12-31 | 365 | 1.7963 | 1
74827 | 9.36 | 0.8 | 2019-12-31 | 2020-12-31 | 365 | 8.7569 | 8
74831 | 9.81 | 0.8 | 2019-12-31 | 2020-12-31 | 365 | 9.1779 | 9
74832 | 9.76 | 0.8 | 2019-12-31 | 2020-12-31 | 365 | 9.1311 | 9
74834 | 10.22 | 0.8 | 2019-12-31 | 2020-12-31 | 365 | 9.5615 | 9
74836 | 6.72 | 0.8 | 2019-12-31 | 2020-12-31 | 365 | 6.287 | 6
74848 | 12.42 | 0.8 | 2019-12-31 | 2020-12-31 | 365 | 11.6198 | 11
74858 | 8 | 0.8 | 2019-12-31 | 2020-12-31 | 365 | 7.4845 | 7
74860 | 7.68 | 0.8 | 2019-12-31 | 2020-12-31 | 365 | 7.1852 | 7
74862 | 24.92 | 0.8 | 2019-12-31 | 2020-12-31 | 365 | 23.3144 | 23
74868 | 6.4 | 0.8 | 2019-12-31 | 2020-12-31 | 365 | 5.9876 | 5
74871 | 8.7 | 0.8 | 2019-12-31 | 2020-12-31 | 365 | 8.1394 | 8
74880 | 8.32 | 0.8 | 2019-12-31 | 2020-12-31 | 365 | 7.7839 | 7
74881 | 6.48 | 0.8 | 2019-12-31 | 2020-12-31 | 365 | 6.0625 | 6
74905 | 8.32 | 0.8 | 2019-12-31 | 2020-12-31 | 365 | 7.7839 | 7
74824 | 3.465 | 0.8 | 2019-12-31 | 2020-12-31 | 365 | 3.2417 | 3
74937 | 12.6 | 0.8 | 2019-12-31 | 2020-12-31 | 365 | 11.7882 | 11
74939 | 8.32 | 0.8 | 2019-12-31 | 2020-12-31 | 365 | 7.7839 | 7
74845 | 7.68 | 0.8 | 2019-12-31 | 2020-12-31 | 365 | 7.1852 | 7
72620 | 10.08 | 0.8 | 2019-12-31 | 2020-12-31 | 365 | 9.4305 | 9
74545 | 10 | 0.8 | 2019-12-31 | 2020-12-31 | 365 | 9.3557 | 9
76069 | 24.82 | 0.8 | 2019-12-31 | 2020-12-31 | 365 | 23.2208 | 23
76164 | 10.08 | 0.8 | 2019-12-31 | 2020-12-31 | 365 | 9.4305 | 9
76177 | 5.76 | 0.8 | 2019-12-31 | 2020-12-31 | 365 | 5.3889 | 5
76180 | 5.76 | 0.8 | 2019-12-31 | 2020-12-31 | 365 | 5.3889 | 5
76189 | 3.924 | 0.8 | 2019-12-31 | 2020-12-31 | 365 | 3.6712 | 3
76203 | 10.791 | 0.8 | 2019-12-31 | 2020-12-31 | 365 | 10.0957 | 10
76237 | 7.2 | 0.8 | 2019-12-31 | 2020-12-31 | 365 | 6.7361 | 6
76246 | 7.68 | 0.8 | 2019-12-31 | 2020-12-31 | 365 | 7.1852 | 7
76255 | 7.8 | 0.8 | 2019-12-31 | 2020-12-31 | 365 | 7.2974 | 7
76283 | 2.8 | 0.8 | 2019-12-31 | 2020-12-31 | 365 | 2.6196 | 2
76285 | 12.2 | 0.8 | 2019-12-31 | 2020-12-31 | 365 | 11.4139 | 11
76286 | 6.3 | 0.8 | 2019-12-31 | 2020-12-31 | 365 | 5.8941 | 5
76330 | 9.49 | 0.8 | 2019-12-31 | 2020-12-31 | 365 | 8.8785 | 8
76335 | 5.175 | 0.8 | 2019-12-31 | 2020-12-31 | 365 | 4.8416 | 4
76401 | 16.32 | 0.8 | 2019-12-31 | 2020-12-31 | 365 | 15.2685 | 15
76171 | 3.6 | 0.8 | 2019-12-31 | 2020-12-31 | 365 | 3.368 | 3
76247 | 9.92 | 0.8 | 2019-12-31 | 2020-12-31 | 365 | 9.2808 | 9
76251 | 11.52 | 0.8 | 2019-12-31 | 2020-12-31 | 365 | 10.7777 | 10
76445 | 11.2 | 0.8 | 2019-12-31 | 2020-12-31 | 365 | 10.4784 | 10
76820 | 4.68 | 0.8 | 2019-12-31 | 2020-12-31 | 365 | 4.3785 | 4
76826 | 12.045 | 0.8 | 2019-12-31 | 2020-12-31 | 365 | 11.2689 | 11
76830 | 6.72 | 0.8 | 2019-12-31 | 2020-12-31 | 365 | 6.287 | 6
76802 | 4.02 | 0.8 | 2019-12-31 | 2020-12-31 | 365 | 3.761 | 3
76780 | 6.4 | 0.8 | 2019-12-31 | 2020-12-31 | 365 | 5.9876 | 5
76929 | 9.49 | 0.8 | 2019-12-31 | 2020-12-31 | 365 | 8.8785 | 8
76930 | 4.8 | 0.8 | 2019-12-31 | 2020-12-31 | 365 | 4.4907 | 4
77035 | 7.92 | 0.8 | 2019-12-31 | 2020-12-31 | 365 | 7.4097 | 7
77036 | 11.97 | 0.8 | 2019-12-31 | 2020-12-31 | 365 | 11.1987 | 11
76794 | 7.68 | 0.8 | 2019-12-31 | 2020-12-31 | 365 | 7.1852 | 7
77272 | 4.578 | 0.8 | 2019-12-31 | 2020-12-31 | 365 | 4.283 | 4
77273 | 11.22 | 0.8 | 2019-12-31 | 2020-12-31 | 365 | 10.4971 | 10
77295 | 6.615 | 0.8 | 2019-12-31 | 2020-12-31 | 365 | 6.1888 | 6
77022 | 6.6 | 0.8 | 2019-12-31 | 2020-12-31 | 365 | 6.1747 | 6
77300 | 8.395 | 0.8 | 2019-12-31 | 2020-12-31 | 365 | 7.8541 | 7
77322 | 10.88 | 0.8 | 2019-12-31 | 2020-12-31 | 365 | 10.179 | 10
77340 | 8.04 | 0.8 | 2019-12-31 | 2020-12-31 | 365 | 7.522 | 7
77356 | 8.64 | 0.8 | 2019-12-31 | 2020-12-31 | 365 | 8.0833 | 8
77274 | 5.6 | 0.8 | 2019-12-31 | 2020-12-31 | 365 | 5.2392 | 5
77348 | 11.34 | 0.8 | 2019-12-31 | 2020-12-31 | 365 | 10.6093 | 10
77362 | 6.72 | 0.8 | 2019-12-31 | 2020-12-31 | 365 | 6.287 | 6
77396 | 3.84 | 0.8 | 2019-12-31 | 2020-12-31 | 365 | 3.5926 | 3
77400 | 5.475 | 0.8 | 2019-12-31 | 2020-12-31 | 365 | 5.1222 | 5
77403 | 8.04 | 0.8 | 2019-12-31 | 2020-12-31 | 365 | 7.522 | 7
77303 | 17.92 | 0.8 | 2019-12-31 | 2020-12-31 | 365 | 16.7654 | 16
77404 | 10.95 | 0.8 | 2019-12-31 | 2020-12-31 | 365 | 10.2445 | 10
77411 | 9.045 | 0.8 | 2019-12-31 | 2020-12-31 | 365 | 8.4622 | 8
77418 | 7.68 | 0.8 | 2019-12-31 | 2020-12-31 | 365 | 7.1852 | 7
77422 | 7.92 | 0.8 | 2019-12-31 | 2020-12-31 | 365 | 7.4097 | 7
77434 | 9.38 | 0.8 | 2019-12-31 | 2020-12-31 | 365 | 8.7756 | 8
77352 | 6.3 | 0.8 | 2019-12-31 | 2020-12-31 | 365 | 5.8941 | 5
77292 | 6.365 | 0.8 | 2019-12-31 | 2020-12-31 | 365 | 5.9549 | 5
77315 | 6.4 | 0.8 | 2019-12-31 | 2020-12-31 | 365 | 5.9876 | 5
77753 | 8.58 | 0.8 | 2019-12-31 | 2020-12-31 | 365 | 8.0272 | 8
77754 | 5.6 | 0.8 | 2019-12-31 | 2020-12-31 | 365 | 5.2392 | 5
77755 | 9.28 | 0.8 | 2019-12-31 | 2020-12-31 | 365 | 8.6821 | 8
77757 | 6.93 | 0.8 | 2019-12-31 | 2020-12-31 | 365 | 6.4835 | 6
77760 | 9.76 | 0.8 | 2019-12-31 | 2020-12-31 | 365 | 9.1311 | 9
77764 | 6.4 | 0.8 | 2019-12-31 | 2020-12-31 | 365 | 5.9876 | 5
77780 | 7.04 | 0.8 | 2019-12-31 | 2020-12-31 | 365 | 6.5864 | 6
77788 | 7.41 | 0.8 | 2019-12-31 | 2020-12-31 | 365 | 6.9326 | 6
77791 | 8.76 | 0.8 | 2019-12-31 | 2020-12-31 | 365 | 8.1956 | 8
77792 | 5.11 | 0.8 | 2019-12-31 | 2020-12-31 | 365 | 4.7808 | 4
77432 | 11.385 | 0.8 | 2019-12-31 | 2020-12-31 | 365 | 10.6514 | 10
77813 | 7.04 | 0.8 | 2019-12-31 | 2020-12-31 | 365 | 6.5864 | 6
77435 | 5.8 | 0.8 | 2019-12-31 | 2020-12-31 | 365 | 5.4263 | 5
77769 | 3.78 | 0.8 | 2019-12-31 | 2020-12-31 | 365 | 3.5364 | 3
77423 | 7.59 | 0.8 | 2019-12-31 | 2020-12-31 | 365 | 7.101 | 7
77882 | 6.3 | 0.8 | 2019-12-31 | 2020-12-31 | 365 | 5.8941 | 5
77884 | 7.848 | 0.8 | 2019-12-31 | 2020-12-31 | 365 | 7.3423 | 7
77908 | 24.84 | 0.8 | 2019-12-31 | 2020-12-31 | 365 | 23.2395 | 23
77918 | 12.6 | 0.8 | 2019-12-31 | 2020-12-31 | 365 | 11.7882 | 11
77939 | 4.905 | 0.8 | 2019-12-31 | 2020-12-31 | 365 | 4.589 | 4
77941 | 8.829 | 0.8 | 2019-12-31 | 2020-12-31 | 365 | 8.2601 | 8
77947 | 6.48 | 0.8 | 2019-12-31 | 2020-12-31 | 365 | 6.0625 | 6
77950 | 7.848 | 0.8 | 2019-12-31 | 2020-12-31 | 365 | 7.3423 | 7
77942 | 9.72 | 0.8 | 2019-12-31 | 2020-12-31 | 365 | 9.0937 | 9
77940 | 8.64 | 0.8 | 2019-12-31 | 2020-12-31 | 365 | 8.0833 | 8
77949 | 5.232 | 0.8 | 2019-12-31 | 2020-12-31 | 365 | 4.8949 | 4
78334 | 8.96 | 0.8 | 2019-12-31 | 2020-12-31 | 365 | 8.3827 | 8
78276 | 3.63 | 0.8 | 2019-12-31 | 2020-12-31 | 365 | 3.3961 | 3
78301 | 8.58 | 0.8 | 2019-12-31 | 2020-12-31 | 365 | 8.0272 | 8
78266 | 6.57 | 0.8 | 2019-12-31 | 2020-12-31 | 365 | 6.1467 | 6
78260 | 6.205 | 0.8 | 2019-12-31 | 2020-12-31 | 365 | 5.8052 | 5
78270 | 7.56 | 0.8 | 2019-12-31 | 2020-12-31 | 365 | 7.0729 | 7
78272 | 7.2 | 0.8 | 2019-12-31 | 2020-12-31 | 365 | 6.7361 | 6
78274 | 4.8 | 0.8 | 2019-12-31 | 2020-12-31 | 365 | 4.4907 | 4
78318 | 10.71 | 0.8 | 2019-12-31 | 2020-12-31 | 365 | 10.0199 | 10
78321 | 6.48 | 0.8 | 2019-12-31 | 2020-12-31 | 365 | 6.0625 | 6
78336 | 9.45 | 0.8 | 2019-12-31 | 2020-12-31 | 365 | 8.8411 | 8
78356 | 9.38 | 0.8 | 2019-12-31 | 2020-12-31 | 365 | 8.7756 | 8
78345 | 10.56 | 0.8 | 2019-12-31 | 2020-12-31 | 365 | 9.8796 | 9
78499 | 6.2 | 0.8 | 2019-12-31 | 2020-12-31 | 365 | 5.8005 | 5
78646 | 12.87 | 0.8 | 2019-12-31 | 2020-12-31 | 365 | 12.0408 | 12
78647 | 12.06 | 0.8 | 2019-12-31 | 2020-12-31 | 365 | 11.283 | 11
78654 | 7.04 | 0.8 | 2019-12-31 | 2020-12-31 | 365 | 6.5864 | 6
78662 | 7.26 | 0.8 | 2019-12-31 | 2020-12-31 | 365 | 6.7922 | 6
78669 | 6.93 | 0.8 | 2019-12-31 | 2020-12-31 | 365 | 6.4835 | 6
78682 | 5.12 | 0.8 | 2019-12-31 | 2020-12-31 | 365 | 4.7901 | 4
77885 | 4.56 | 1 | 2019-12-31 | 2020-12-31 | 365 | 5.3327 | 5
79051 | 7.56 | 0.8 | 2019-12-31 | 2020-12-31 | 365 | 7.0729 | 7
79052 | 11.39 | 0.8 | 2019-12-31 | 2020-12-31 | 365 | 10.6561 | 10
78650 | 10.92 | 0.8 | 2019-12-31 | 2020-12-31 | 365 | 10.2164 | 10
78651 | 9.6 | 0.8 | 2019-12-31 | 2020-12-31 | 365 | 8.9815 | 8
78680 | 8.04 | 0.8 | 2019-12-31 | 2020-12-31 | 365 | 7.522 | 7
78684 | 7.2 | 0.8 | 2019-12-31 | 2020-12-31 | 365 | 6.7361 | 6
78930 | 11.2 | 0.8 | 2019-12-31 | 2020-12-31 | 365 | 10.4784 | 10
79090 | 8.28 | 0.8 | 2019-12-31 | 2020-12-31 | 365 | 7.7465 | 7
79109 | 6.365 | 0.8 | 2019-12-31 | 2020-12-31 | 365 | 5.9549 | 5
79131 | 11.2 | 0.8 | 2019-12-31 | 2020-12-31 | 365 | 10.4784 | 10
79132 | 5.76 | 0.8 | 2019-12-31 | 2020-12-31 | 365 | 5.3889 | 5
79135 | 4.68 | 0.8 | 2019-12-31 | 2020-12-31 | 365 | 4.3785 | 4
78645 | 8.505 | 0.8 | 2019-12-31 | 2020-12-31 | 365 | 7.957 | 7
78507 | 6.935 | 0.8 | 2019-12-31 | 2020-12-31 | 365 | 6.4882 | 6
78999 | 94.12 | 0.7 | 2019-12-31 | 2020-12-31 | 365 | 77.0487 | 77
79095 | 9.9 | 0.8 | 2019-12-31 | 2020-12-31 | 365 | 9.2621 | 9
79245 | 7.84 | 0.8 | 2019-12-31 | 2020-12-31 | 365 | 7.3349 | 7
79249 | 9.72 | 0.8 | 2019-12-31 | 2020-12-31 | 365 | 9.0937 | 9
79118 | 13.734 | 0.8 | 2019-12-31 | 2020-12-31 | 365 | 12.8491 | 12
79133 | 8.91 | 0.8 | 2019-12-31 | 2020-12-31 | 365 | 8.3359 | 8
79606 | 9 | 0.8 | 2019-12-31 | 2020-12-31 | 365 | 8.4201 | 8
79604 | 5.76 | 0.8 | 2019-12-31 | 2020-12-31 | 365 | 5.3889 | 5
79603 | 8.04 | 0.8 | 2019-12-31 | 2020-12-31 | 365 | 7.522 | 7
79600 | 12.4 | 0.8 | 2019-12-31 | 2020-12-31 | 365 | 11.601 | 11
78681 | 8.04 | 0.8 | 2019-12-31 | 2020-12-31 | 365 | 7.522 | 7
79592 | 9.12 | 0.8 | 2019-12-31 | 2020-12-31 | 365 | 8.5324 | 8
79587 | 4.9 | 0.8 | 2019-12-31 | 2020-12-31 | 365 | 4.5843 | 4
79582 | 8.55 | 0.8 | 2019-12-31 | 2020-12-31 | 365 | 7.9991 | 7
78254 | 7.54 | 0.8 | 2019-12-31 | 2020-12-31 | 365 | 7.0542 | 7
79741 | 8.96 | 0.8 | 2019-12-31 | 2020-12-31 | 365 | 8.3827 | 8
79743 | 4.32 | 0.8 | 2019-12-31 | 2020-12-31 | 365 | 4.0417 | 4
79744 | 6 | 0.8 | 2019-12-31 | 2020-12-31 | 365 | 5.6134 | 5
79602 | 9.94 | 0.8 | 2019-12-31 | 2020-12-31 | 365 | 9.2995 | 9
79751 | 7.04 | 0.8 | 2019-12-31 | 2020-12-31 | 365 | 6.5864 | 6
79746 | 5.04 | 0.8 | 2019-12-31 | 2020-12-31 | 365 | 4.7153 | 4
79581 | 4.32 | 0.8 | 2019-12-31 | 2020-12-31 | 365 | 4.0417 | 4
79749 | 6.3 | 0.8 | 2019-12-31 | 2020-12-31 | 365 | 5.8941 | 5
80155 | 2.97 | 0.8 | 2019-12-31 | 2020-12-31 | 365 | 2.7786 | 2
80274 | 5.12 | 0.8 | 2019-12-31 | 2020-12-31 | 365 | 4.7901 | 4
80289 | 5.36 | 0.8 | 2019-12-31 | 2020-12-31 | 365 | 5.0146 | 5
79235 | 10.44 | 0.8 | 2019-12-31 | 2020-12-31 | 365 | 9.7673 | 9
80471 | 7.84 | 0.8 | 2019-12-31 | 2020-12-31 | 365 | 7.3349 | 7
80473 | 5.025 | 0.8 | 2019-12-31 | 2020-12-31 | 365 | 4.7012 | 4
80475 | 8.32 | 0.8 | 2019-12-31 | 2020-12-31 | 365 | 7.7839 | 7
80506 | 6.6 | 0.8 | 2019-12-31 | 2020-12-31 | 365 | 6.1747 | 6
80510 | 8.64 | 0.8 | 2019-12-31 | 2020-12-31 | 365 | 8.0833 | 8
80692 | 7.56 | 0.8 | 2019-12-31 | 2020-12-31 | 365 | 7.0729 | 7
80695 | 8.829 | 0.8 | 2019-12-31 | 2020-12-31 | 365 | 8.2601 | 8
80502 | 10.72 | 0.8 | 2019-12-31 | 2020-12-31 | 365 | 10.0293 | 10
80793 | 6.76 | 1 | 2019-12-31 | 2020-12-31 | 365 | 7.9055 | 7
80696 | 9.72 | 0.8 | 2019-12-31 | 2020-12-31 | 365 | 9.0937 | 9
80805 | 11.055 | 0.8 | 2019-12-31 | 2020-12-31 | 365 | 10.3427 | 10
80478 | 10.56 | 0.8 | 2019-12-31 | 2020-12-31 | 365 | 9.8796 | 9
80490 | 9.92 | 0.8 | 2019-12-31 | 2020-12-31 | 365 | 9.2808 | 9
80997 | 3.84 | 0.8 | 2019-12-31 | 2020-12-31 | 365 | 3.5926 | 3
81269 | 6.84 | 0.8 | 2019-12-31 | 2020-12-31 | 365 | 6.3993 | 6
81048 | 5.12 | 0.8 | 2019-12-31 | 2020-12-31 | 365 | 4.7901 | 4
81168 | 15.12 | 0.8 | 2019-12-31 | 2020-12-31 | 365 | 14.1458 | 14
81146 | 9.715 | 0.8 | 2019-12-31 | 2020-12-31 | 365 | 9.089 | 9
81066 | 3.24 | 0.8 | 2019-12-31 | 2020-12-31 | 365 | 3.0312 | 3
81334 | 19.08 | 0.8 | 2019-12-31 | 2020-12-31 | 365 | 17.8506 | 17
81057 | 7.68 | 0.8 | 2019-12-31 | 2020-12-31 | 365 | 7.1852 | 7
81351 | 4.32 | 0.8 | 2019-12-31 | 2020-12-31 | 365 | 4.0417 | 4
81561 | 4.13 | 0.8 | 2019-12-31 | 2020-12-31 | 365 | 3.8639 | 3
81559 | 2.97 | 0.8 | 2019-12-31 | 2020-12-31 | 365 | 2.7786 | 2
81825 | 12.24 | 0.8 | 2019-12-31 | 2020-12-31 | 365 | 11.4514 | 11
81779 | 7.92 | 0.8 | 2019-12-31 | 2020-12-31 | 365 | 7.4097 | 7
81772 | 7.59 | 0.8 | 2019-12-31 | 2020-12-31 | 365 | 7.101 | 7
81888 | 12.24 | 0.8 | 2019-12-31 | 2020-12-31 | 365 | 11.4514 | 11
81143 | 10.24 | 0.8 | 2019-12-31 | 2020-12-31 | 365 | 9.5802 | 9
81623 | 2.56 | 0.8 | 2019-12-31 | 2020-12-31 | 365 | 2.3951 | 2
81977 | 7.68 | 0.8 | 2019-12-31 | 2020-12-31 | 365 | 7.1852 | 7
81978 | 11.2 | 0.8 | 2019-12-31 | 2020-12-31 | 365 | 10.4784 | 10
81136 | 8.91 | 0.8 | 2019-12-31 | 2020-12-31 | 365 | 8.3359 | 8
81716 | 8 | 0.8 | 2019-12-31 | 2020-12-31 | 365 | 7.4845 | 7
81537 | 24.78 | 0.8 | 2019-12-31 | 2020-12-31 | 365 | 23.1834 | 23
81591 | 6.48 | 0.8 | 2019-12-31 | 2020-12-31 | 365 | 6.0625 | 6
81535 | 11.52 | 0.8 | 2019-12-31 | 2020-12-31 | 365 | 10.7777 | 10
81166 | 12.88 | 0.8 | 2019-12-31 | 2020-12-31 | 365 | 12.0501 | 12
80795 | 7.98 | 0.8 | 2019-12-31 | 2020-12-31 | 365 | 7.4658 | 7
82186 | 7.56 | 0.8 | 2019-12-31 | 2020-12-31 | 365 | 7.0729 | 7
81704 | 12.6 | 0.8 | 2019-12-31 | 2020-12-31 | 365 | 11.7882 | 11
81862 | 6.03 | 0.8 | 2019-12-31 | 2020-12-31 | 365 | 5.6415 | 5
82024 | 3.78 | 0.8 | 2019-12-31 | 2020-12-31 | 365 | 3.5364 | 3
82025 | 12 | 0.8 | 2019-12-31 | 2020-12-31 | 365 | 11.2268 | 11
82309 | 12.24 | 0.8 | 2019-12-31 | 2020-12-31 | 365 | 11.4514 | 11
82377 | 7.37 | 0.8 | 2019-12-31 | 2020-12-31 | 365 | 6.8951 | 6
82422 | 6.7 | 0.8 | 2019-12-31 | 2020-12-31 | 365 | 6.2683 | 6
81889 | 11.8 | 0.8 | 2019-12-31 | 2020-12-31 | 365 | 11.0397 | 11
82354 | 4.38 | 0.8 | 2019-12-31 | 2020-12-31 | 365 | 4.0978 | 4
82636 | 6.12 | 0.8 | 2019-12-31 | 2020-12-31 | 365 | 5.7257 | 5
82793 | 4.905 | 0.8 | 2019-12-31 | 2020-12-31 | 365 | 4.589 | 4
82846 | 10.08 | 0.8 | 2019-12-31 | 2020-12-31 | 365 | 9.4305 | 9
82847 | 12.095 | 0.8 | 2019-12-31 | 2020-12-31 | 365 | 11.3157 | 11
82851 | 13.4 | 0.8 | 2019-12-31 | 2020-12-31 | 365 | 12.5366 | 12
82887 | 9.81 | 0.8 | 2019-12-31 | 2020-12-31 | 365 | 9.1779 | 9
82892 | 10.8 | 0.8 | 2019-12-31 | 2020-12-31 | 365 | 10.1041 | 10
82368 | 9.92 | 0.8 | 2019-12-31 | 2020-12-31 | 365 | 9.2808 | 9
83080 | 6.72 | 0.8 | 2019-12-31 | 2020-12-31 | 365 | 6.287 | 6
83113 | 6.12 | 0.8 | 2019-12-31 | 2020-12-31 | 365 | 5.7257 | 5
81581 | 13.23 | 0.8 | 2019-12-31 | 2020-12-31 | 365 | 12.3776 | 12
83262 | 10.8 | 0.8 | 2019-12-31 | 2020-12-31 | 365 | 10.1041 | 10
83328 | 24.85 | 0.8 | 2019-12-31 | 2020-12-31 | 365 | 23.2489 | 23
83293 | 102 | 0.7 | 2019-12-31 | 2020-12-31 | 365 | 83.4994 | 83
82980 | 11.34 | 0.8 | 2019-12-31 | 2020-12-31 | 365 | 10.6093 | 10
83472 | 13.34 | 0.8 | 2019-12-31 | 2020-12-31 | 365 | 12.4805 | 12
83652 | 12.96 | 0.8 | 2019-12-31 | 2020-12-31 | 365 | 12.125 | 12
83655 | 8.829 | 0.8 | 2019-12-31 | 2020-12-31 | 365 | 8.2601 | 8
83543 | 6.12 | 0.8 | 2019-12-31 | 2020-12-31 | 365 | 5.7257 | 5
83557 | 8.58 | 0.8 | 2019-12-31 | 2020-12-31 | 365 | 8.0272 | 8
83291 | 5.04 | 0.8 | 2019-12-31 | 2020-12-31 | 365 | 4.7153 | 4
83745 | 5.559 | 0.8 | 2019-12-31 | 2020-12-31 | 365 | 5.2008 | 5
83829 | 10.385 | 0.8 | 2019-12-31 | 2020-12-31 | 365 | 9.7159 | 9
83774 | 8.64 | 0.8 | 2019-12-31 | 2020-12-31 | 365 | 8.0833 | 8
83438 | 8.64 | 0.8 | 2019-12-31 | 2020-12-31 | 365 | 8.0833 | 8
82307 | 12.6 | 0.8 | 2019-12-31 | 2020-12-31 | 365 | 11.7882 | 11
83282 | 6.2 | 0.8 | 2019-12-31 | 2020-12-31 | 365 | 5.8005 | 5
83345 | 8.25 | 0.8 | 2019-12-31 | 2020-12-31 | 365 | 7.7184 | 7
83441 | 10.23 | 0.8 | 2019-12-31 | 2020-12-31 | 365 | 9.5709 | 9
83825 | 6 | 0.8 | 2019-12-31 | 2020-12-31 | 365 | 5.6134 | 5
83740 | 4.14 | 0.8 | 2019-12-31 | 2020-12-31 | 365 | 3.8733 | 3
83965 | 13.42 | 0.8 | 2019-12-31 | 2020-12-31 | 365 | 12.5553 | 12
84009 | 12.095 | 0.8 | 2019-12-31 | 2020-12-31 | 365 | 11.3157 | 11
83411 | 17.4 | 0.8 | 2019-12-31 | 2020-12-31 | 365 | 16.2789 | 16
84241 | 7.7 | 0.8 | 2019-12-31 | 2020-12-31 | 365 | 7.2039 | 7
84292 | 6.4 | 0.8 | 2019-12-31 | 2020-12-31 | 365 | 5.9876 | 5
84283 | 6.49 | 0.8 | 2019-12-31 | 2020-12-31 | 365 | 6.0718 | 6
84341 | 6.84 | 0.8 | 2019-12-31 | 2020-12-31 | 365 | 6.3993 | 6
84365 | 4.32 | 0.8 | 2019-12-31 | 2020-12-31 | 365 | 4.0417 | 4
83199 | 8.88 | 0.8 | 2019-12-31 | 2020-12-31 | 365 | 8.3078 | 8
84726 | 6.3 | 0.8 | 2019-12-31 | 2020-12-31 | 365 | 5.8941 | 5
84766 | 11.9 | 0.8 | 2019-12-31 | 2020-12-31 | 365 | 11.1333 | 11
84758 | 2.52 | 0.8 | 2019-12-31 | 2020-12-31 | 365 | 2.3576 | 2
84751 | 9.28 | 0.8 | 2019-12-31 | 2020-12-31 | 365 | 8.6821 | 8
84743 | 6.12 | 0.8 | 2019-12-31 | 2020-12-31 | 365 | 5.7257 | 5
84745 | 8.04 | 0.8 | 2019-12-31 | 2020-12-31 | 365 | 7.522 | 7
84732 | 3.84 | 0.8 | 2019-12-31 | 2020-12-31 | 365 | 3.5926 | 3
84730 | 13.32 | 0.8 | 2019-12-31 | 2020-12-31 | 365 | 12.4618 | 12
84903 | 15.12 | 0.8 | 2019-12-31 | 2020-12-31 | 365 | 14.1458 | 14
84674 | 7.4 | 0.8 | 2019-12-31 | 2020-12-31 | 365 | 6.9232 | 6
80517 | 11.2 | 0.8 | 2019-12-31 | 2020-12-31 | 365 | 10.4784 | 10
85120 | 4.251 | 0.8 | 2019-12-31 | 2020-12-31 | 365 | 3.9771 | 3
85132 | 4.32 | 0.8 | 2019-12-31 | 2020-12-31 | 365 | 4.0417 | 4
85197 | 5.76 | 0.8 | 2019-12-31 | 2020-12-31 | 365 | 5.3889 | 5
85133 | 7.2 | 0.8 | 2019-12-31 | 2020-12-31 | 365 | 6.7361 | 6
85052 | 13.44 | 0.8 | 2019-12-31 | 2020-12-31 | 365 | 12.574 | 12
84768 | 12.24 | 0.8 | 2019-12-31 | 2020-12-31 | 365 | 11.4514 | 11
84950 | 6.825 | 0.8 | 2019-12-31 | 2020-12-31 | 365 | 6.3853 | 6
84952 | 11.22 | 0.8 | 2019-12-31 | 2020-12-31 | 365 | 10.4971 | 10
84955 | 7.56 | 0.8 | 2019-12-31 | 2020-12-31 | 365 | 7.0729 | 7
84972 | 6.84 | 0.8 | 2019-12-31 | 2020-12-31 | 365 | 6.3993 | 6
85110 | 9.38 | 0.8 | 2019-12-31 | 2020-12-31 | 365 | 8.7756 | 8
85113 | 9.92 | 0.8 | 2019-12-31 | 2020-12-31 | 365 | 9.2808 | 9
85115 | 2.88 | 0.8 | 2019-12-31 | 2020-12-31 | 365 | 2.6944 | 2
85128 | 7.15 | 0.8 | 2019-12-31 | 2020-12-31 | 365 | 6.6893 | 6
85179 | 7.56 | 0.8 | 2019-12-31 | 2020-12-31 | 365 | 7.0729 | 7
85178 | 10.08 | 0.8 | 2019-12-31 | 2020-12-31 | 365 | 9.4305 | 9
85187 | 18.585 | 0.8 | 2019-12-31 | 2020-12-31 | 365 | 17.3875 | 17
85441 | 7.67 | 0.8 | 2019-12-31 | 2020-12-31 | 365 | 7.1758 | 7
85435 | 5.85 | 0.8 | 2019-12-31 | 2020-12-31 | 365 | 5.4731 | 5
85499 | 9.72 | 0.8 | 2019-12-31 | 2020-12-31 | 365 | 9.0937 | 9
85500 | 8.64 | 0.8 | 2019-12-31 | 2020-12-31 | 365 | 8.0833 | 8
84978 | 12.06 | 0.8 | 2019-12-31 | 2020-12-31 | 365 | 11.283 | 11
84724 | 7.37 | 0.8 | 2019-12-31 | 2020-12-31 | 365 | 6.8951 | 6
85502 | 9.715 | 0.8 | 2019-12-31 | 2020-12-31 | 365 | 9.089 | 9
85503 | 17.28 | 0.8 | 2019-12-31 | 2020-12-31 | 365 | 16.1666 | 16
85505 | 7.67 | 0.8 | 2019-12-31 | 2020-12-31 | 365 | 7.1758 | 7
82945 | 5.7 | 1 | 2019-12-31 | 2020-12-31 | 365 | 6.6659 | 6
85507 | 4.32 | 0.8 | 2019-12-31 | 2020-12-31 | 365 | 4.0417 | 4
85508 | 13.505 | 0.8 | 2019-12-31 | 2020-12-31 | 365 | 12.6348 | 12
85131 | 5.7 | 0.8 | 2019-12-31 | 2020-12-31 | 365 | 5.3327 | 5
85624 | 5.4 | 0.8 | 2019-12-31 | 2020-12-31 | 365 | 5.0521 | 5
85690 | 8.64 | 0.8 | 2019-12-31 | 2020-12-31 | 365 | 8.0833 | 8
85684 | 5.76 | 0.8 | 2019-12-31 | 2020-12-31 | 365 | 5.3889 | 5
85697 | 4.48 | 0.8 | 2019-12-31 | 2020-12-31 | 365 | 4.1913 | 4
85490 | 7.36 | 0.8 | 2019-12-31 | 2020-12-31 | 365 | 6.8858 | 6
84962 | 7.04 | 0.8 | 2019-12-31 | 2020-12-31 | 365 | 6.5864 | 6
85832 | 1.8 | 0.8 | 2019-12-31 | 2020-12-31 | 365 | 1.684 | 1
85682 | 5.12 | 0.8 | 2019-12-31 | 2020-12-31 | 365 | 4.7901 | 4
85504 | 5.76 | 0.8 | 2019-12-31 | 2020-12-31 | 365 | 5.3889 | 5
85496 | 7.2 | 0.8 | 2019-12-31 | 2020-12-31 | 365 | 6.7361 | 6
85686 | 2.24 | 0.8 | 2019-12-31 | 2020-12-31 | 365 | 2.0957 | 2
85842 | 7.56 | 0.8 | 2019-12-31 | 2020-12-31 | 365 | 7.0729 | 7
86020 | 13.65 | 0.8 | 2019-12-31 | 2020-12-31 | 365 | 12.7705 | 12
86022 | 11.2 | 0.8 | 2019-12-31 | 2020-12-31 | 365 | 10.4784 | 10
86024 | 4.68 | 0.8 | 2019-12-31 | 2020-12-31 | 365 | 4.3785 | 4
86025 | 6.48 | 0.8 | 2019-12-31 | 2020-12-31 | 365 | 6.0625 | 6
86026 | 8.64 | 0.8 | 2019-12-31 | 2020-12-31 | 365 | 8.0833 | 8
86029 | 7.92 | 0.8 | 2019-12-31 | 2020-12-31 | 365 | 7.4097 | 7
86043 | 5.23 | 0.8 | 2019-12-31 | 2020-12-31 | 365 | 4.893 | 4
86136 | 8.64 | 0.8 | 2019-12-31 | 2020-12-31 | 365 | 8.0833 | 8
86218 | 9.72 | 0.8 | 2019-12-31 | 2020-12-31 | 365 | 9.0937 | 9
86214 | 7.15 | 0.8 | 2019-12-31 | 2020-12-31 | 365 | 6.6893 | 6
86208 | 5.886 | 0.8 | 2019-12-31 | 2020-12-31 | 365 | 5.5068 | 5
86205 | 7.56 | 0.8 | 2019-12-31 | 2020-12-31 | 365 | 7.0729 | 7
85841 | 3.015 | 0.8 | 2019-12-31 | 2020-12-31 | 365 | 2.8207 | 2
85992 | 6.5 | 0.8 | 2019-12-31 | 2020-12-31 | 365 | 6.0812 | 6
86732 | 9.9 | 0.8 | 2019-12-31 | 2020-12-31 | 365 | 9.2621 | 9
86738 | 7.848 | 0.8 | 2019-12-31 | 2020-12-31 | 365 | 7.3423 | 7
86741 | 4.32 | 0.8 | 2019-12-31 | 2020-12-31 | 365 | 4.0417 | 4
86746 | 5.12 | 0.8 | 2019-12-31 | 2020-12-31 | 365 | 4.7901 | 4
86751 | 7.848 | 0.8 | 2019-12-31 | 2020-12-31 | 365 | 7.3423 | 7
86754 | 15.12 | 0.8 | 2019-12-31 | 2020-12-31 | 365 | 14.1458 | 14
86756 | 9.72 | 0.8 | 2019-12-31 | 2020-12-31 | 365 | 9.0937 | 9
86776 | 6.48 | 0.8 | 2019-12-31 | 2020-12-31 | 365 | 6.0625 | 6
86777 | 20.52 | 0.8 | 2019-12-31 | 2020-12-31 | 365 | 19.1979 | 19
78515 | 220.5 | 0.7 | 2019-12-31 | 2020-12-31 | 365 | 180.5062 | 180
86125 | 7.2 | 0.8 | 2019-12-31 | 2020-12-31 | 365 | 6.7361 | 6
86247 | 11.52 | 0.8 | 2019-12-31 | 2020-12-31 | 365 | 10.7777 | 10
86758 | 4.91 | 0.8 | 2019-12-31 | 2020-12-31 | 365 | 4.5936 | 4
87005 | 3.597 | 0.8 | 2019-12-31 | 2020-12-31 | 365 | 3.3652 | 3
78641 | 229.5 | 0.7 | 2019-12-31 | 2020-12-31 | 365 | 187.8737 | 187
78642 | 171 | 0.7 | 2019-12-31 | 2020-12-31 | 365 | 139.9844 | 139
86404 | 5.56 | 0.8 | 2019-12-31 | 2020-12-31 | 365 | 5.2018 | 5
86726 | 4.32 | 0.8 | 2019-12-31 | 2020-12-31 | 365 | 4.0417 | 4
86728 | 5.175 | 0.8 | 2019-12-31 | 2020-12-31 | 365 | 4.8416 | 4
87111 | 5.58 | 0.8 | 2019-12-31 | 2020-12-31 | 365 | 5.2205 | 5
85843 | 7.36 | 0.8 | 2019-12-31 | 2020-12-31 | 365 | 6.8858 | 6
87666 | 5.4 | 0.8 | 2019-12-31 | 2020-12-31 | 365 | 5.0521 | 5
87667 | 12.6 | 0.8 | 2019-12-31 | 2020-12-31 | 365 | 11.7882 | 11
87668 | 24.96 | 0.8 | 2019-12-31 | 2020-12-31 | 365 | 23.3518 | 23
87669 | 8.175 | 0.8 | 2019-12-31 | 2020-12-31 | 365 | 7.6483 | 7
87670 | 9.72 | 0.8 | 2019-12-31 | 2020-12-31 | 365 | 9.0937 | 9
87735 | 5.76 | 0.8 | 2019-12-31 | 2020-12-31 | 365 | 5.3889 | 5
87737 | 12.96 | 0.8 | 2019-12-31 | 2020-12-31 | 365 | 12.125 | 12
87738 | 4.32 | 0.8 | 2019-12-31 | 2020-12-31 | 365 | 4.0417 | 4
87736 | 6.7 | 0.8 | 2019-12-31 | 2020-12-31 | 365 | 6.2683 | 6
87957 | 7.56 | 0.8 | 2019-12-31 | 2020-12-31 | 365 | 7.0729 | 7
87956 | 11.52 | 0.8 | 2019-12-31 | 2020-12-31 | 365 | 10.7777 | 10
87955 | 7.2 | 0.8 | 2019-12-31 | 2020-12-31 | 365 | 6.7361 | 6
87954 | 9.81 | 0.8 | 2019-12-31 | 2020-12-31 | 365 | 9.1779 | 9
87953 | 7.36 | 0.8 | 2019-12-31 | 2020-12-31 | 365 | 6.8858 | 6
87951 | 9.156 | 0.8 | 2019-12-31 | 2020-12-31 | 365 | 8.5661 | 8
88052 | 31.32 | 0.65 | 2019-12-31 | 2020-12-31 | 365 | 23.8079 | 23
88066 | 31.32 | 0.65 | 2019-12-31 | 2020-12-31 | 365 | 23.8079 | 23
87952 | 10.8 | 0.8 | 2019-12-31 | 2020-12-31 | 365 | 10.1041 | 10
88211 | 6.84 | 0.8 | 2019-12-31 | 2020-12-31 | 365 | 6.3993 | 6
88548 | 7.56 | 0.8 | 2019-12-31 | 2020-12-31 | 365 | 7.0729 | 7
88565 | 9.36 | 0.8 | 2019-12-31 | 2020-12-31 | 365 | 8.7569 | 8
78510 | 117 | 0.7 | 2019-12-31 | 2020-12-31 | 365 | 95.7788 | 95
88419 | 6.89 | 0.8 | 2019-12-31 | 2020-12-31 | 365 | 6.4461 | 6
88736 | 5.4 | 0.8 | 2019-12-31 | 2020-12-31 | 365 | 5.0521 | 5
88742 | 2.88 | 0.8 | 2019-12-31 | 2020-12-31 | 365 | 2.6944 | 2
88740 | 9.81 | 0.8 | 2019-12-31 | 2020-12-31 | 365 | 9.1779 | 9
88799 | 9.54 | 1 | 2019-12-31 | 2020-12-31 | 365 | 11.1566 | 11
88868 | 10.44 | 0.8 | 2019-12-31 | 2020-12-31 | 365 | 9.7673 | 9
88872 | 7.2 | 0.8 | 2019-12-31 | 2020-12-31 | 365 | 6.7361 | 6
88874 | 7.92 | 0.8 | 2019-12-31 | 2020-12-31 | 365 | 7.4097 | 7
88880 | 10.24 | 0.8 | 2019-12-31 | 2020-12-31 | 365 | 9.5802 | 9
88881 | 14.16 | 0.8 | 2019-12-31 | 2020-12-31 | 365 | 13.2476 | 13
88883 | 11.21 | 0.8 | 2019-12-31 | 2020-12-31 | 365 | 10.4877 | 10
89054 | 10.137 | 0.8 | 2019-12-31 | 2020-12-31 | 365 | 9.4839 | 9
88741 | 5.4 | 0.8 | 2019-12-31 | 2020-12-31 | 365 | 5.0521 | 5
88258 | 7.67 | 0.8 | 2019-12-31 | 2020-12-31 | 365 | 7.1758 | 7
88869 | 5.76 | 0.8 | 2019-12-31 | 2020-12-31 | 365 | 5.3889 | 5
89121 | 24.96 | 0.8 | 2019-12-31 | 2020-12-31 | 365 | 23.3518 | 23
89133 | 6.12 | 0.8 | 2019-12-31 | 2020-12-31 | 365 | 5.7257 | 5
89138 | 8.45 | 0.8 | 2019-12-31 | 2020-12-31 | 365 | 7.9055 | 7
89175 | 11.725 | 0.8 | 2019-12-31 | 2020-12-31 | 365 | 10.9695 | 10
89178 | 7.92 | 0.8 | 2019-12-31 | 2020-12-31 | 365 | 7.4097 | 7
88737 | 8.64 | 0.8 | 2019-12-31 | 2020-12-31 | 365 | 8.0833 | 8
86036 | 6.7 | 0.8 | 2019-12-31 | 2020-12-31 | 365 | 6.2683 | 6
89521 | 2.88 | 0.8 | 2019-12-31 | 2020-12-31 | 365 | 2.6944 | 2
89523 | 11.8 | 0.8 | 2019-12-31 | 2020-12-31 | 365 | 11.0397 | 11
89526 | 7.848 | 0.8 | 2019-12-31 | 2020-12-31 | 365 | 7.3423 | 7
89528 | 10.545 | 0.8 | 2019-12-31 | 2020-12-31 | 365 | 9.8656 | 9
89529 | 6.3 | 0.8 | 2019-12-31 | 2020-12-31 | 365 | 5.8941 | 5
89530 | 9.61 | 0.8 | 2019-12-31 | 2020-12-31 | 365 | 8.9908 | 8
89533 | 5.9 | 0.8 | 2019-12-31 | 2020-12-31 | 365 | 5.5199 | 5
89534 | 12.24 | 0.8 | 2019-12-31 | 2020-12-31 | 365 | 11.4514 | 11
86765 | 8.04 | 0.8 | 2019-12-31 | 2020-12-31 | 365 | 7.522 | 7
87107 | 324 | 0.65 | 2019-12-31 | 2020-12-31 | 365 | 246.2883 | 246
89130 | 7.92 | 0.8 | 2019-12-31 | 2020-12-31 | 365 | 7.4097 | 7
89532 | 8.04 | 0.8 | 2019-12-31 | 2020-12-31 | 365 | 7.522 | 7
89934 | 6.57 | 0.8 | 2019-12-31 | 2020-12-31 | 365 | 6.1467 | 6
82256 | 3 | 0.8 | 2019-12-31 | 2020-12-31 | 365 | 2.8067 | 2
89525 | 5.232 | 0.8 | 2019-12-31 | 2020-12-31 | 365 | 4.8949 | 4
89958 | 11.52 | 0.8 | 2019-12-31 | 2020-12-31 | 365 | 10.7777 | 10
89963 | 9.36 | 0.8 | 2019-12-31 | 2020-12-31 | 365 | 8.7569 | 8
89969 | 7.705 | 0.8 | 2019-12-31 | 2020-12-31 | 365 | 7.2086 | 7
89973 | 9.045 | 0.8 | 2019-12-31 | 2020-12-31 | 365 | 8.4622 | 8
89982 | 5.04 | 0.8 | 2019-12-31 | 2020-12-31 | 365 | 4.7153 | 4
89984 | 7.56 | 0.8 | 2019-12-31 | 2020-12-31 | 365 | 7.0729 | 7
90004 | 4.02 | 0.8 | 2019-12-31 | 2020-12-31 | 365 | 3.761 | 3
90007 | 9.36 | 0.8 | 2019-12-31 | 2020-12-31 | 365 | 8.7569 | 8
90009 | 6.84 | 0.8 | 2019-12-31 | 2020-12-31 | 365 | 6.3993 | 6
90089 | 13.44 | 0.8 | 2019-12-31 | 2020-12-31 | 365 | 12.574 | 12
90092 | 6.84 | 0.8 | 2019-12-31 | 2020-12-31 | 365 | 6.3993 | 6
90093 | 8.64 | 0.8 | 2019-12-31 | 2020-12-31 | 365 | 8.0833 | 8
90095 | 9 | 0.8 | 2019-12-31 | 2020-12-31 | 365 | 8.4201 | 8
90097 | 12.24 | 0.8 | 2019-12-31 | 2020-12-31 | 365 | 11.4514 | 11
90285 | 8.64 | 0.8 | 2019-12-31 | 2020-12-31 | 365 | 8.0833 | 8
90290 | 6.48 | 0.8 | 2019-12-31 | 2020-12-31 | 365 | 6.0625 | 6
90011 | 16.56 | 0.8 | 2019-12-31 | 2020-12-31 | 365 | 15.493 | 15
90014 | 5.76 | 0.8 | 2019-12-31 | 2020-12-31 | 365 | 5.3889 | 5
90294 | 7.37 | 0.8 | 2019-12-31 | 2020-12-31 | 365 | 6.8951 | 6
90599 | 6.84 | 0.8 | 2019-12-31 | 2020-12-31 | 365 | 6.3993 | 6
90604 | 14.16 | 0.8 | 2019-12-31 | 2020-12-31 | 365 | 13.2476 | 13
90606 | 7.67 | 0.8 | 2019-12-31 | 2020-12-31 | 365 | 7.1758 | 7
90608 | 5.76 | 0.8 | 2019-12-31 | 2020-12-31 | 365 | 5.3889 | 5
90610 | 11.88 | 0.8 | 2019-12-31 | 2020-12-31 | 365 | 11.1145 | 11
90623 | 24.78 | 0.8 | 2019-12-31 | 2020-12-31 | 365 | 23.1834 | 23
90677 | 11.8 | 0.8 | 2019-12-31 | 2020-12-31 | 365 | 11.0397 | 11
90694 | 6.48 | 0.8 | 2019-12-31 | 2020-12-31 | 365 | 6.0625 | 6
90293 | 12.41 | 0.8 | 2019-12-31 | 2020-12-31 | 365 | 11.6104 | 11
90637 | 10.73 | 0.8 | 2019-12-31 | 2020-12-31 | 365 | 10.0386 | 10
90686 | 10.8 | 0.8 | 2019-12-31 | 2020-12-31 | 365 | 10.1041 | 10
90785 | 14.16 | 0.8 | 2019-12-31 | 2020-12-31 | 365 | 13.2476 | 13
90819 | 15.04 | 0.8 | 2019-12-31 | 2020-12-31 | 365 | 14.0709 | 14
90824 | 12.24 | 0.8 | 2019-12-31 | 2020-12-31 | 365 | 11.4514 | 11
90829 | 5.886 | 0.8 | 2019-12-31 | 2020-12-31 | 365 | 5.5068 | 5
90835 | 9 | 0.8 | 2019-12-31 | 2020-12-31 | 365 | 8.4201 | 8
90838 | 4.425 | 0.8 | 2019-12-31 | 2020-12-31 | 365 | 4.1399 | 4
90790 | 10.4 | 0.8 | 2019-12-31 | 2020-12-31 | 365 | 9.7299 | 9
91295 | 5.6 | 0.8 | 2019-12-31 | 2020-12-31 | 365 | 5.2392 | 5
91293 | 12.8 | 0.8 | 2019-12-31 | 2020-12-31 | 365 | 11.9753 | 11
91280 | 9.72 | 0.8 | 2019-12-31 | 2020-12-31 | 365 | 9.0937 | 9
91282 | 4.905 | 0.8 | 2019-12-31 | 2020-12-31 | 365 | 4.589 | 4
91283 | 12.685 | 0.8 | 2019-12-31 | 2020-12-31 | 365 | 11.8677 | 11
91284 | 5.76 | 0.8 | 2019-12-31 | 2020-12-31 | 365 | 5.3889 | 5
91285 | 7.2 | 0.8 | 2019-12-31 | 2020-12-31 | 365 | 6.7361 | 6
91287 | 7.04 | 0.8 | 2019-12-31 | 2020-12-31 | 365 | 6.5864 | 6
91292 | 7.35 | 0.8 | 2019-12-31 | 2020-12-31 | 365 | 6.8764 | 6
91456 | 7.04 | 0.8 | 2019-12-31 | 2020-12-31 | 365 | 6.5864 | 6
91455 | 14.4 | 0.8 | 2019-12-31 | 2020-12-31 | 365 | 13.4722 | 13
91438 | 10.56 | 0.8 | 2019-12-31 | 2020-12-31 | 365 | 9.8796 | 9
91433 | 7.56 | 0.8 | 2019-12-31 | 2020-12-31 | 365 | 7.0729 | 7
91437 | 11.52 | 0.8 | 2019-12-31 | 2020-12-31 | 365 | 10.7777 | 10
91481 | 6.4 | 0.8 | 2019-12-31 | 2020-12-31 | 365 | 5.9876 | 5
91533 | 13.44 | 0.8 | 2019-12-31 | 2020-12-31 | 365 | 12.574 | 12
91505 | 3.24 | 0.8 | 2019-12-31 | 2020-12-31 | 365 | 3.0312 | 3
91495 | 4.32 | 0.8 | 2019-12-31 | 2020-12-31 | 365 | 4.0417 | 4
91554 | 5.925 | 0.8 | 2019-12-31 | 2020-12-31 | 365 | 5.5432 | 5
91661 | 9.86 | 0.8 | 2019-12-31 | 2020-12-31 | 365 | 9.2247 | 9
91480 | 5.8 | 0.8 | 2019-12-31 | 2020-12-31 | 365 | 5.4263 | 5
91851 | 12.24 | 0.8 | 2019-12-31 | 2020-12-31 | 365 | 11.4514 | 11
91435 | 24.84 | 0.8 | 2019-12-31 | 2020-12-31 | 365 | 23.2395 | 23
91894 | 6.5 | 0.8 | 2019-12-31 | 2020-12-31 | 365 | 6.0812 | 6
92192 | 8.32 | 0.8 | 2019-12-31 | 2020-12-31 | 365 | 7.7839 | 7
92195 | 16.425 | 1 | 2019-12-31 | 2020-12-31 | 365 | 19.2084 | 19
92189 | 10.08 | 0.8 | 2019-12-31 | 2020-12-31 | 365 | 9.4305 | 9
92190 | 5.04 | 0.8 | 2019-12-31 | 2020-12-31 | 365 | 4.7153 | 4
92194 | 5.67 | 0.8 | 2019-12-31 | 2020-12-31 | 365 | 5.3047 | 5
92193 | 4.29 | 0.8 | 2019-12-31 | 2020-12-31 | 365 | 4.0136 | 4
92196 | 13.23 | 1 | 2019-12-31 | 2020-12-31 | 365 | 15.472 | 15
802 | 4.5 | 1 | 2019-12-31 | 2020-12-31 | 365 | 5.2626 | 5
1089 | 3.9 | 1 | 2019-12-31 | 2020-12-31 | 365 | 4.5609 | 4
2507 | 3.75 | 1 | 2019-12-31 | 2020-12-31 | 365 | 4.3855 | 4
1155 | 5.25 | 1 | 2019-12-31 | 2020-12-31 | 365 | 6.1397 | 6
2197 | 1.75 | 1 | 2019-12-31 | 2020-12-31 | 365 | 2.0466 | 2
3212 | 5.13 | 1 | 2019-12-31 | 2020-12-31 | 365 | 5.9993 | 5
2160 | 9.25 | 1 | 2019-12-31 | 2020-12-31 | 365 | 10.8175 | 10
2028 | 5.145 | 1 | 2019-12-31 | 2020-12-31 | 365 | 6.0169 | 6
3120 | 9.8 | 1 | 2019-12-31 | 2020-12-31 | 365 | 11.4607 | 11
1381 | 5.2 | 1 | 2019-12-31 | 2020-12-31 | 365 | 6.0812 | 6
602 | 7.75 | 1 | 2019-12-31 | 2020-12-31 | 365 | 9.0633 | 9
3670 | 11.25 | 1 | 2019-12-31 | 2020-12-31 | 365 | 13.1564 | 13
1266 | 5 | 1 | 2019-12-31 | 2020-12-31 | 365 | 5.8473 | 5
371 | 6 | 1 | 2019-12-31 | 2020-12-31 | 365 | 7.0168 | 7
342 | 6.5 | 1 | 2019-12-31 | 2020-12-31 | 365 | 7.6015 | 7
341 | 9 | 1 | 2019-12-31 | 2020-12-31 | 365 | 10.5251 | 10
1423 | 10 | 1 | 2019-12-31 | 2020-12-31 | 365 | 11.6946 | 11
1542 | 6 | 1 | 2019-12-31 | 2020-12-31 | 365 | 7.0168 | 7
3211 | 3.43 | 1 | 2019-12-31 | 2020-12-31 | 365 | 4.0112 | 4
1415 | 2.5 | 1 | 2019-12-31 | 2020-12-31 | 365 | 2.9236 | 2
3673 | 5.5 | 1 | 2019-12-31 | 2020-12-31 | 365 | 6.432 | 6
1683 | 7 | 1 | 2019-12-31 | 2020-12-31 | 365 | 8.1862 | 8
1455 | 6 | 1 | 2019-12-31 | 2020-12-31 | 365 | 7.0168 | 7
263 | 8.25 | 1 | 2019-12-31 | 2020-12-31 | 365 | 9.648 | 9
1456 | 3.5 | 1 | 2019-12-31 | 2020-12-31 | 365 | 4.0931 | 4
1325 | 7.8 | 1 | 2019-12-31 | 2020-12-31 | 365 | 9.1218 | 9
3694 | 5.39 | 1 | 2019-12-31 | 2020-12-31 | 365 | 6.3034 | 6
1268 | 5 | 1 | 2019-12-31 | 2020-12-31 | 365 | 5.8473 | 5
2222 | 7 | 1 | 2019-12-31 | 2020-12-31 | 365 | 8.1862 | 8
3214 | 6.05 | 1 | 2019-12-31 | 2020-12-31 | 365 | 7.0752 | 7
2214 | 5.5 | 1 | 2019-12-31 | 2020-12-31 | 365 | 6.432 | 6
2284 | 5.5 | 1 | 2019-12-31 | 2020-12-31 | 365 | 6.432 | 6
3419 | 4.5 | 1 | 2019-12-31 | 2020-12-31 | 365 | 5.2626 | 5
1540 | 3.57 | 1 | 2019-12-31 | 2020-12-31 | 365 | 4.175 | 4
4211 | 6.5 | 1 | 2019-12-31 | 2020-12-31 | 365 | 7.6015 | 7
3872 | 7.75 | 1 | 2019-12-31 | 2020-12-31 | 365 | 9.0633 | 9
1173 | 6.75 | 1 | 2019-12-31 | 2020-12-31 | 365 | 7.8939 | 7
343 | 8.25 | 1 | 2019-12-31 | 2020-12-31 | 365 | 9.648 | 9
2345 | 7.5 | 1 | 2019-12-31 | 2020-12-31 | 365 | 8.7709 | 8
2516 | 9 | 1 | 2019-12-31 | 2020-12-31 | 365 | 10.5251 | 10
1428 | 6 | 1 | 2019-12-31 | 2020-12-31 | 365 | 7.0168 | 7
2223 | 3 | 1 | 2019-12-31 | 2020-12-31 | 365 | 3.5084 | 3
4701 | 5 | 1 | 2019-12-31 | 2020-12-31 | 365 | 5.8473 | 5
1323 | 7 | 1 | 2019-12-31 | 2020-12-31 | 365 | 8.1862 | 8
2791 | 10 | 1 | 2019-12-31 | 2020-12-31 | 365 | 11.6946 | 11
2161 | 5.83 | 1 | 2019-12-31 | 2020-12-31 | 365 | 6.818 | 6
1170 | 6.5 | 1 | 2019-12-31 | 2020-12-31 | 365 | 7.6015 | 7
2212 | 6 | 1 | 2019-12-31 | 2020-12-31 | 365 | 7.0168 | 7
1859 | 9.8 | 1 | 2019-12-31 | 2020-12-31 | 365 | 11.4607 | 11
7304 | 4.9 | 1 | 2019-12-31 | 2020-12-31 | 365 | 5.7304 | 5
3787 | 3.64 | 1 | 2019-12-31 | 2020-12-31 | 365 | 4.2568 | 4
2506 | 9 | 1 | 2019-12-31 | 2020-12-31 | 365 | 10.5251 | 10
1262 | 5.83 | 1 | 2019-12-31 | 2020-12-31 | 365 | 6.818 | 6
2289 | 13.5 | 1 | 2019-12-31 | 2020-12-31 | 365 | 15.7877 | 15
2291 | 5 | 1 | 2019-12-31 | 2020-12-31 | 365 | 5.8473 | 5
2521 | 12.25 | 1 | 2019-12-31 | 2020-12-31 | 365 | 14.3259 | 14
1853 | 3.5 | 1 | 2019-12-31 | 2020-12-31 | 365 | 4.0931 | 4
3115 | 7.5 | 1 | 2019-12-31 | 2020-12-31 | 365 | 8.7709 | 8
1697 | 6.25 | 1 | 2019-12-31 | 2020-12-31 | 365 | 7.3091 | 7
2030 | 3.5 | 1 | 2019-12-31 | 2020-12-31 | 365 | 4.0931 | 4
3142 | 3.5 | 1 | 2019-12-31 | 2020-12-31 | 365 | 4.0931 | 4
3208 | 4.75 | 1 | 2019-12-31 | 2020-12-31 | 365 | 5.5549 | 5
2508 | 7 | 1 | 2019-12-31 | 2020-12-31 | 365 | 8.1862 | 8
1160 | 9 | 1 | 2019-12-31 | 2020-12-31 | 365 | 10.5251 | 10
1330 | 7.75 | 1 | 2019-12-31 | 2020-12-31 | 365 | 9.0633 | 9
3146 | 5.88 | 1 | 2019-12-31 | 2020-12-31 | 365 | 6.8764 | 6
5469 | 5.25 | 1 | 2019-12-31 | 2020-12-31 | 365 | 6.1397 | 6
1172 | 4.5 | 1 | 2019-12-31 | 2020-12-31 | 365 | 5.2626 | 5
1156 | 8.5 | 1 | 2019-12-31 | 2020-12-31 | 365 | 9.9404 | 9
9645 | 9.18 | 1 | 2019-12-31 | 2020-12-31 | 365 | 10.7356 | 10
2287 | 3.12 | 1 | 2019-12-31 | 2020-12-31 | 365 | 3.6487 | 3
3828 | 9 | 1 | 2019-12-31 | 2020-12-31 | 365 | 10.5251 | 10
2990 | 4.75 | 1 | 2019-12-31 | 2020-12-31 | 365 | 5.5549 | 5
3589 | 7.5 | 1 | 2019-12-31 | 2020-12-31 | 365 | 8.7709 | 8
1270 | 2.5 | 1 | 2019-12-31 | 2020-12-31 | 365 | 2.9236 | 2
1520 | 6.76 | 1 | 2019-12-31 | 2020-12-31 | 365 | 7.9055 | 7
1411 | 7.5 | 1 | 2019-12-31 | 2020-12-31 | 365 | 8.7709 | 8
339 | 8 | 1 | 2019-12-31 | 2020-12-31 | 365 | 9.3557 | 9
3594 | 8 | 1 | 2019-12-31 | 2020-12-31 | 365 | 9.3557 | 9
4076 | 4.5 | 1 | 2019-12-31 | 2020-12-31 | 365 | 5.2626 | 5
2211 | 5.25 | 1 | 2019-12-31 | 2020-12-31 | 365 | 6.1397 | 6
3980 | 6.5 | 1 | 2019-12-31 | 2020-12-31 | 365 | 7.6015 | 7
5467 | 5.5 | 1 | 2019-12-31 | 2020-12-31 | 365 | 6.432 | 6
3206 | 7.7 | 1 | 2019-12-31 | 2020-12-31 | 365 | 9.0048 | 9
3205 | 4.25 | 1 | 2019-12-31 | 2020-12-31 | 365 | 4.9702 | 4
4231 | 6.25 | 1 | 2019-12-31 | 2020-12-31 | 365 | 7.3091 | 7
3482 | 4.335 | 1 | 2019-12-31 | 2020-12-31 | 365 | 5.0696 | 5
3213 | 8.1 | 1 | 2019-12-31 | 2020-12-31 | 365 | 9.4726 | 9
3505 | 4.25 | 1 | 2019-12-31 | 2020-12-31 | 365 | 4.9702 | 4
2505 | 9 | 1 | 2019-12-31 | 2020-12-31 | 365 | 10.5251 | 10
4884 | 11.25 | 1 | 2019-12-31 | 2020-12-31 | 365 | 13.1564 | 13
1382 | 5.25 | 1 | 2019-12-31 | 2020-12-31 | 365 | 6.1397 | 6
3207 | 5.88 | 1 | 2019-12-31 | 2020-12-31 | 365 | 6.8764 | 6
1413 | 9 | 1 | 2019-12-31 | 2020-12-31 | 365 | 10.5251 | 10
3695 | 4.75 | 1 | 2019-12-31 | 2020-12-31 | 365 | 5.5549 | 5
1421 | 5 | 1 | 2019-12-31 | 2020-12-31 | 365 | 5.8473 | 5
3199 | 5.75 | 1 | 2019-12-31 | 2020-12-31 | 365 | 6.7244 | 6
3148 | 9.75 | 1 | 2019-12-31 | 2020-12-31 | 365 | 11.4022 | 11
2340 | 7.25 | 1 | 2019-12-31 | 2020-12-31 | 365 | 8.4786 | 8
1345 | 8.1 | 1 | 2019-12-31 | 2020-12-31 | 365 | 9.4726 | 9
1387 | 4.25 | 1 | 2019-12-31 | 2020-12-31 | 365 | 4.9702 | 4
1541 | 5.75 | 1 | 2019-12-31 | 2020-12-31 | 365 | 6.7244 | 6
1699 | 8.5 | 1 | 2019-12-31 | 2020-12-31 | 365 | 9.9404 | 9
4468 | 8.5 | 1 | 2019-12-31 | 2020-12-31 | 365 | 9.9404 | 9
3209 | 5.94 | 1 | 2019-12-31 | 2020-12-31 | 365 | 6.9466 | 6
1858 | 5.5 | 1 | 2019-12-31 | 2020-12-31 | 365 | 6.432 | 6
3215 | 7.29 | 1 | 2019-12-31 | 2020-12-31 | 365 | 8.5254 | 8
4077 | 4.16 | 1 | 2019-12-31 | 2020-12-31 | 365 | 4.865 | 4
3198 | 4.845 | 1 | 2019-12-31 | 2020-12-31 | 365 | 5.666 | 5
1260 | 5 | 1 | 2019-12-31 | 2020-12-31 | 365 | 5.8473 | 5
1385 | 7.29 | 1 | 2019-12-31 | 2020-12-31 | 365 | 8.5254 | 8
3691 | 6.75 | 1 | 2019-12-31 | 2020-12-31 | 365 | 7.8939 | 7
340 | 4.5 | 1 | 2019-12-31 | 2020-12-31 | 365 | 5.2626 | 5
2685 | 7 | 1 | 2019-12-31 | 2020-12-31 | 365 | 8.1862 | 8
2523 | 8 | 1 | 2019-12-31 | 2020-12-31 | 365 | 9.3557 | 9
3817 | 7 | 1 | 2019-12-31 | 2020-12-31 | 365 | 8.1862 | 8
3693 | 6.9 | 1 | 2019-12-31 | 2020-12-31 | 365 | 8.0693 | 8
3204 | 4.165 | 1 | 2019-12-31 | 2020-12-31 | 365 | 4.8708 | 4
3233 | 11.5 | 1 | 2019-12-31 | 2020-12-31 | 365 | 13.4488 | 13
3726 | 7 | 1 | 2019-12-31 | 2020-12-31 | 365 | 8.1862 | 8
2344 | 5.46 | 1 | 2019-12-31 | 2020-12-31 | 365 | 6.3853 | 6
2208 | 6 | 1 | 2019-12-31 | 2020-12-31 | 365 | 7.0168 | 7
3780 | 2.5 | 1 | 2019-12-31 | 2020-12-31 | 365 | 2.9236 | 2
1861 | 5.5 | 1 | 2019-12-31 | 2020-12-31 | 365 | 6.432 | 6
3591 | 4.25 | 1 | 2019-12-31 | 2020-12-31 | 365 | 4.9702 | 4
1429 | 6.885 | 1 | 2019-12-31 | 2020-12-31 | 365 | 8.0517 | 8
3599 | 5.25 | 1 | 2019-12-31 | 2020-12-31 | 365 | 6.1397 | 6
1427 | 7.75 | 1 | 2019-12-31 | 2020-12-31 | 365 | 9.0633 | 9
1269 | 12.24 | 1 | 2019-12-31 | 2020-12-31 | 365 | 14.3142 | 14
3874 | 9 | 1 | 2019-12-31 | 2020-12-31 | 365 | 10.5251 | 10
8404 | 9 | 1 | 2019-12-31 | 2020-12-31 | 365 | 10.5251 | 10
4041 | 7.02 | 1 | 2019-12-31 | 2020-12-31 | 365 | 8.2096 | 8
1344 | 6.37 | 1 | 2019-12-31 | 2020-12-31 | 365 | 7.4495 | 7
4528 | 5.5 | 1 | 2019-12-31 | 2020-12-31 | 365 | 6.432 | 6
3564 | 5 | 1 | 2019-12-31 | 2020-12-31 | 365 | 5.8473 | 5
3196 | 9.8 | 1 | 2019-12-31 | 2020-12-31 | 365 | 11.4607 | 11
1860 | 3.5 | 1 | 2019-12-31 | 2020-12-31 | 365 | 4.0931 | 4
4228 | 5.25 | 1 | 2019-12-31 | 2020-12-31 | 365 | 6.1397 | 6
3672 | 7 | 1 | 2019-12-31 | 2020-12-31 | 365 | 8.1862 | 8
4040 | 8 | 1 | 2019-12-31 | 2020-12-31 | 365 | 9.3557 | 9
4167 | 8.5 | 1 | 2019-12-31 | 2020-12-31 | 365 | 9.9404 | 9
3675 | 5.635 | 1 | 2019-12-31 | 2020-12-31 | 365 | 6.5899 | 6
1384 | 6.63 | 1 | 2019-12-31 | 2020-12-31 | 365 | 7.7535 | 7
3671 | 6 | 1 | 2019-12-31 | 2020-12-31 | 365 | 7.0168 | 7
4069 | 3 | 1 | 2019-12-31 | 2020-12-31 | 365 | 3.5084 | 3
3604 | 8.25 | 1 | 2019-12-31 | 2020-12-31 | 365 | 9.648 | 9
7782 | 7.25 | 1 | 2019-12-31 | 2020-12-31 | 365 | 8.4786 | 8
5468 | 7.02 | 1 | 2019-12-31 | 2020-12-31 | 365 | 8.2096 | 8
2758 | 5 | 1 | 2019-12-31 | 2020-12-31 | 365 | 5.8473 | 5
822 | 3.5 | 1 | 2019-12-31 | 2020-12-31 | 365 | 4.0931 | 4
827 | 2.5 | 1 | 2019-12-31 | 2020-12-31 | 365 | 2.9236 | 2
828 | 4.25 | 1 | 2019-12-31 | 2020-12-31 | 365 | 4.9702 | 4
759 | 8 | 1 | 2019-12-31 | 2020-12-31 | 365 | 9.3557 | 9
1162 | 8.25 | 1 | 2019-12-31 | 2020-12-31 | 365 | 9.648 | 9
1171 | 8.75 | 1 | 2019-12-31 | 2020-12-31 | 365 | 10.2328 | 10
1263 | 5.5 | 1 | 2019-12-31 | 2020-12-31 | 365 | 6.432 | 6
1412 | 9 | 1 | 2019-12-31 | 2020-12-31 | 365 | 10.5251 | 10
1673 | 5 | 1 | 2019-12-31 | 2020-12-31 | 365 | 5.8473 | 5
3026 | 7.8 | 1 | 2019-12-31 | 2020-12-31 | 365 | 9.1218 | 9
2249 | 9.99 | 1 | 2019-12-31 | 2020-12-31 | 365 | 11.6829 | 11
3603 | 4.68 | 1 | 2019-12-31 | 2020-12-31 | 365 | 5.4731 | 5
4469 | 3.675 | 1 | 2019-12-31 | 2020-12-31 | 365 | 4.2978 | 4
826 | 9 | 1 | 2019-12-31 | 2020-12-31 | 365 | 10.5251 | 10
1684 | 8.84 | 1 | 2019-12-31 | 2020-12-31 | 365 | 10.338 | 10
1856 | 8.64 | 1 | 2019-12-31 | 2020-12-31 | 365 | 10.1041 | 10
1855 | 6.375 | 1 | 2019-12-31 | 2020-12-31 | 365 | 7.4553 | 7
1854 | 5.4 | 1 | 2019-12-31 | 2020-12-31 | 365 | 6.3151 | 6
2050 | 4.655 | 1 | 2019-12-31 | 2020-12-31 | 365 | 5.4438 | 5
2045 | 4.5 | 1 | 2019-12-31 | 2020-12-31 | 365 | 5.2626 | 5
2044 | 9 | 1 | 2019-12-31 | 2020-12-31 | 365 | 10.5251 | 10
2029 | 5.2 | 1 | 2019-12-31 | 2020-12-31 | 365 | 6.0812 | 6
2163 | 5.25 | 1 | 2019-12-31 | 2020-12-31 | 365 | 6.1397 | 6
2162 | 6.25 | 1 | 2019-12-31 | 2020-12-31 | 365 | 7.3091 | 7
2681 | 7.5 | 1 | 2019-12-31 | 2020-12-31 | 365 | 8.7709 | 8
2680 | 9 | 1 | 2019-12-31 | 2020-12-31 | 365 | 10.5251 | 10
2674 | 9 | 1 | 2019-12-31 | 2020-12-31 | 365 | 10.5251 | 10
2672 | 4.5 | 1 | 2019-12-31 | 2020-12-31 | 365 | 5.2626 | 5
3269 | 17.5 | 1 | 2019-12-31 | 2020-12-31 | 365 | 20.4656 | 20
3268 | 7.02 | 1 | 2019-12-31 | 2020-12-31 | 365 | 8.2096 | 8
3265 | 6 | 1 | 2019-12-31 | 2020-12-31 | 365 | 7.0168 | 7
3562 | 10.92 | 1 | 2019-12-31 | 2020-12-31 | 365 | 12.7705 | 12
3696 | 6.75 | 1 | 2019-12-31 | 2020-12-31 | 365 | 7.8939 | 7
3697 | 10.965 | 1 | 2019-12-31 | 2020-12-31 | 365 | 12.8231 | 12
3698 | 5.75 | 1 | 2019-12-31 | 2020-12-31 | 365 | 6.7244 | 6
3266 | 7 | 1 | 2019-12-31 | 2020-12-31 | 365 | 8.1862 | 8
3779 | 3.25 | 1 | 2019-12-31 | 2020-12-31 | 365 | 3.8007 | 3
3782 | 8 | 1 | 2019-12-31 | 2020-12-31 | 365 | 9.3557 | 9
3783 | 6 | 1 | 2019-12-31 | 2020-12-31 | 365 | 7.0168 | 7
3785 | 7.54 | 1 | 2019-12-31 | 2020-12-31 | 365 | 8.8177 | 8
3818 | 10 | 1 | 2019-12-31 | 2020-12-31 | 365 | 11.6946 | 11
3873 | 7 | 1 | 2019-12-31 | 2020-12-31 | 365 | 8.1862 | 8
3906 | 8.5 | 1 | 2019-12-31 | 2020-12-31 | 365 | 9.9404 | 9
3977 | 2.75 | 1 | 2019-12-31 | 2020-12-31 | 365 | 3.216 | 3
3978 | 5.72 | 1 | 2019-12-31 | 2020-12-31 | 365 | 6.6893 | 6
4011 | 8.33 | 1 | 2019-12-31 | 2020-12-31 | 365 | 9.7416 | 9
4057 | 5.635 | 1 | 2019-12-31 | 2020-12-31 | 365 | 6.5899 | 6
4072 | 5.25 | 1 | 2019-12-31 | 2020-12-31 | 365 | 6.1397 | 6
4175 | 6.25 | 1 | 2019-12-31 | 2020-12-31 | 365 | 7.3091 | 7
4441 | 9 | 1 | 2019-12-31 | 2020-12-31 | 365 | 10.5251 | 10
4440 | 8.25 | 1 | 2019-12-31 | 2020-12-31 | 365 | 9.648 | 9
4593 | 13.78 | 1 | 2019-12-31 | 2020-12-31 | 365 | 16.1152 | 16
4686 | 2.5 | 1 | 2019-12-31 | 2020-12-31 | 365 | 2.9236 | 2
4688 | 2.5 | 1 | 2019-12-31 | 2020-12-31 | 365 | 2.9236 | 2
4853 | 6.25 | 1 | 2019-12-31 | 2020-12-31 | 365 | 7.3091 | 7
236 | 136.29 | 0.9 | 2019-12-31 | 2020-12-31 | 365 | 143.4471 | 143
2450 | 150.45 | 0.9 | 2019-12-31 | 2020-12-31 | 365 | 158.3507 | 158
73206 | 9.28 | 0.8 | 2019-12-31 | 2020-12-31 | 365 | 8.6821 | 8
75339 | 8 | 0.8 | 2019-12-31 | 2020-12-31 | 365 | 7.4845 | 7
73224 | 4.93 | 0.8 | 2019-12-31 | 2020-12-31 | 365 | 4.6124 | 4
71006 | 11.89 | 0.8 | 2019-12-31 | 2020-12-31 | 365 | 11.1239 | 11
79892 | 4.06 | 0.8 | 2019-12-31 | 2020-12-31 | 365 | 3.7984 | 3
73223 | 10.15 | 0.8 | 2019-12-31 | 2020-12-31 | 365 | 9.496 | 9
79853 | 9.44 | 0.8 | 2019-12-31 | 2020-12-31 | 365 | 8.8318 | 8
79732 | 2.9 | 0.8 | 2019-12-31 | 2020-12-31 | 365 | 2.7131 | 2
81379 | 7.975 | 0.8 | 2019-12-31 | 2020-12-31 | 365 | 7.4612 | 7
79731 | 3.48 | 0.8 | 2019-12-31 | 2020-12-31 | 365 | 3.2558 | 3
73221 | 5.94 | 0.8 | 2019-12-31 | 2020-12-31 | 365 | 5.5573 | 5
79849 | 12.98 | 0.8 | 2019-12-31 | 2020-12-31 | 365 | 12.1437 | 12
79851 | 4.13 | 0.8 | 2019-12-31 | 2020-12-31 | 365 | 3.8639 | 3
82595 | 5.2 | 0.8 | 2019-12-31 | 2020-12-31 | 365 | 4.865 | 4
87416 | 7.8 | 0.8 | 2019-12-31 | 2020-12-31 | 365 | 7.2974 | 7
79850 | 12.1 | 0.8 | 2019-12-31 | 2020-12-31 | 365 | 11.3204 | 11
87413 | 8.4 | 0.8 | 2019-12-31 | 2020-12-31 | 365 | 7.8588 | 7
87278 | 7.08 | 0.8 | 2019-12-31 | 2020-12-31 | 365 | 6.6238 | 6
89613 | 4.06 | 0.8 | 2019-12-31 | 2020-12-31 | 365 | 3.7984 | 3
89614 | 7.2 | 0.8 | 2019-12-31 | 2020-12-31 | 365 | 6.7361 | 6
89615 | 3.77 | 0.8 | 2019-12-31 | 2020-12-31 | 365 | 3.5271 | 3
89616 | 8.555 | 0.8 | 2019-12-31 | 2020-12-31 | 365 | 8.0038 | 8
87391 | 6.195 | 0.8 | 2019-12-31 | 2020-12-31 | 365 | 5.7958 | 5
87414 | 7.375 | 0.8 | 2019-12-31 | 2020-12-31 | 365 | 6.8998 | 6
87418 | 6.785 | 0.8 | 2019-12-31 | 2020-12-31 | 365 | 6.3478 | 6
89589 | 7.705 | 0.8 | 2019-12-31 | 2020-12-31 | 365 | 7.2086 | 7
89617 | 5.31 | 0.8 | 2019-12-31 | 2020-12-31 | 365 | 4.9679 | 4
89754 | 5.1 | 0.8 | 2019-12-31 | 2020-12-31 | 365 | 4.7714 | 4
91107 | 6 | 0.8 | 2019-12-31 | 2020-12-31 | 365 | 5.6134 | 5
90107 | 8.85 | 0.8 | 2019-12-31 | 2020-12-31 | 365 | 8.2798 | 8
90108 | 6.49 | 0.8 | 2019-12-31 | 2020-12-31 | 365 | 6.0718 | 6
89612 | 7.5 | 0.8 | 2019-12-31 | 2020-12-31 | 365 | 7.0168 | 7
356 | 11.118 | 1 | 2019-12-31 | 2020-12-31 | 365 | 13.0021 | 13
312 | 6.5 | 1 | 2019-12-31 | 2020-12-31 | 365 | 7.6015 | 7
457 | 9.156 | 1 | 2019-12-31 | 2020-12-31 | 365 | 10.7076 | 10
1720 | 10 | 1 | 2019-12-31 | 2020-12-31 | 365 | 11.6946 | 11
2487 | 10 | 1 | 2019-12-31 | 2020-12-31 | 365 | 11.6946 | 11
2651 | 6.75 | 1 | 2019-12-31 | 2020-12-31 | 365 | 7.8939 | 7
459 | 3.685 | 1 | 2019-12-31 | 2020-12-31 | 365 | 4.3095 | 4
1031 | 4.5 | 1 | 2019-12-31 | 2020-12-31 | 365 | 5.2626 | 5
4335 | 4.8 | 1 | 2019-12-31 | 2020-12-31 | 365 | 5.6134 | 5
2185 | 4.32 | 1 | 2019-12-31 | 2020-12-31 | 365 | 5.0521 | 5
3495 | 20.16 | 1 | 2019-12-31 | 2020-12-31 | 365 | 23.5763 | 23
5036 | 5.04 | 1 | 2019-12-31 | 2020-12-31 | 365 | 5.8941 | 5
5035 | 6.72 | 1 | 2019-12-31 | 2020-12-31 | 365 | 7.8588 | 7
5020 | 9.81 | 1 | 2019-12-31 | 2020-12-31 | 365 | 11.4724 | 11
908 | 8.04 | 1 | 2019-12-31 | 2020-12-31 | 365 | 9.4025 | 9
5037 | 9.98 | 1 | 2019-12-31 | 2020-12-31 | 365 | 11.6712 | 11
12671 | 13.92 | 1 | 2019-12-31 | 2020-12-31 | 365 | 16.2789 | 16
10993 | 8.1 | 1 | 2019-12-31 | 2020-12-31 | 365 | 9.4726 | 9
5034 | 10 | 1 | 2019-12-31 | 2020-12-31 | 365 | 11.6946 | 11
10994 | 9.98 | 1 | 2019-12-31 | 2020-12-31 | 365 | 11.6712 | 11
22316 | 10.92 | 1 | 2019-12-31 | 2020-12-31 | 365 | 12.7705 | 12
16174 | 8.97 | 1 | 2019-12-31 | 2020-12-31 | 365 | 10.4901 | 10
27229 | 8.415 | 1 | 2019-12-31 | 2020-12-31 | 365 | 9.841 | 9
25953 | 7.2 | 1 | 2019-12-31 | 2020-12-31 | 365 | 8.4201 | 8
17388 | 10 | 1 | 2019-12-31 | 2020-12-31 | 365 | 11.6946 | 11
4341 | 10 | 1 | 2019-12-31 | 2020-12-31 | 365 | 11.6946 | 11
27114 | 5.7 | 1 | 2019-12-31 | 2020-12-31 | 365 | 6.6659 | 6
27620 | 6.54 | 1 | 2019-12-31 | 2020-12-31 | 365 | 7.6483 | 7
28446 | 4.2 | 1 | 2019-12-31 | 2020-12-31 | 365 | 4.9117 | 4
50181 | 7.2 | 1 | 2019-12-31 | 2020-12-31 | 365 | 8.4201 | 8
53689 | 5.4 | 1 | 2019-12-31 | 2020-12-31 | 365 | 6.3151 | 6
32949 | 7.2 | 1 | 2019-12-31 | 2020-12-31 | 365 | 8.4201 | 8
50132 | 7.98 | 1 | 2019-12-31 | 2020-12-31 | 365 | 9.3323 | 9
44675 | 152.75 | 0.9 | 2019-12-31 | 2020-12-31 | 365 | 160.7715 | 160
48509 | 5.67 | 1 | 2019-12-31 | 2020-12-31 | 365 | 6.6308 | 6
62539 | 6 | 1 | 2019-12-31 | 2020-12-31 | 365 | 7.0168 | 7
61165 | 8.1 | 1 | 2019-12-31 | 2020-12-31 | 365 | 9.4726 | 9
57992 | 6.48 | 1 | 2019-12-31 | 2020-12-31 | 365 | 7.5781 | 7
63542 | 5.4 | 1 | 2019-12-31 | 2020-12-31 | 365 | 6.3151 | 6
10986 | 2062.08 | 1 | 2019-12-31 | 2020-12-31 | 365 | 2411.5201 | 2411
63138 | 6 | 1 | 2019-12-31 | 2020-12-31 | 365 | 7.0168 | 7
67392 | 7.521 | 0.8 | 2019-12-31 | 2020-12-31 | 365 | 7.0364 | 7
68931 | 7.155 | 0.8 | 2019-12-31 | 2020-12-31 | 365 | 6.694 | 6
72605 | 5.5 | 0.8 | 2019-12-31 | 2020-12-31 | 365 | 5.1456 | 5
73346 | 7.2 | 0.8 | 2019-12-31 | 2020-12-31 | 365 | 6.7361 | 6
75869 | 3.2 | 0.8 | 2019-12-31 | 2020-12-31 | 365 | 2.9938 | 2
78314 | 9.9 | 0.8 | 2019-12-31 | 2020-12-31 | 365 | 9.2621 | 9
78351 | 9.9 | 0.8 | 2019-12-31 | 2020-12-31 | 365 | 9.2621 | 9
78045 | 8.25 | 0.8 | 2019-12-31 | 2020-12-31 | 365 | 7.7184 | 7
75197 | 24.852 | 0.8 | 2019-12-31 | 2020-12-31 | 365 | 23.2507 | 23
78058 | 9.92 | 0.8 | 2019-12-31 | 2020-12-31 | 365 | 9.2808 | 9
79788 | 5.28 | 0.8 | 2019-12-31 | 2020-12-31 | 365 | 4.9398 | 4
79800 | 7.04 | 0.8 | 2019-12-31 | 2020-12-31 | 365 | 6.5864 | 6
80301 | 4.55 | 0.8 | 2019-12-31 | 2020-12-31 | 365 | 4.2568 | 4
80237 | 7.68 | 0.8 | 2019-12-31 | 2020-12-31 | 365 | 7.1852 | 7
80996 | 3.9 | 0.8 | 2019-12-31 | 2020-12-31 | 365 | 3.6487 | 3
80792 | 6.83 | 0.8 | 2019-12-31 | 2020-12-31 | 365 | 6.3899 | 6
81542 | 9.92 | 0.8 | 2019-12-31 | 2020-12-31 | 365 | 9.2808 | 9
81611 | 9.72 | 0.8 | 2019-12-31 | 2020-12-31 | 365 | 9.0937 | 9
81892 | 784.08 | 0.6 | 2019-12-31 | 2020-12-31 | 365 | 550.1701 | 550
79863 | 9.9 | 0.8 | 2019-12-31 | 2020-12-31 | 365 | 9.2621 | 9
83159 | 8.4 | 0.8 | 2019-12-31 | 2020-12-31 | 365 | 7.8588 | 7
83828 | 2.88 | 0.8 | 2019-12-31 | 2020-12-31 | 365 | 2.6944 | 2
83870 | 7.04 | 0.8 | 2019-12-31 | 2020-12-31 | 365 | 6.5864 | 6
83954 | 9.92 | 0.8 | 2019-12-31 | 2020-12-31 | 365 | 9.2808 | 9
79804 | 5.12 | 0.8 | 2019-12-31 | 2020-12-31 | 365 | 4.7901 | 4
79833 | 4.96 | 0.8 | 2019-12-31 | 2020-12-31 | 365 | 4.6404 | 4
81922 | 7.83 | 0.8 | 2019-12-31 | 2020-12-31 | 365 | 7.3255 | 7
83107 | 11.7 | 0.8 | 2019-12-31 | 2020-12-31 | 365 | 10.9461 | 10
79387 | 15.9 | 0.8 | 2019-12-31 | 2020-12-31 | 365 | 14.8755 | 14
80158 | 3876.48 | 0.65 | 2019-12-31 | 2020-12-31 | 365 | 2946.7024 | 2946
87398 | 9.24 | 0.8 | 2019-12-31 | 2020-12-31 | 365 | 8.6446 | 8
87561 | 4.48 | 0.8 | 2019-12-31 | 2020-12-31 | 365 | 4.1913 | 4
87400 | 2.64 | 0.8 | 2019-12-31 | 2020-12-31 | 365 | 2.4699 | 2
88647 | 4.8 | 0.8 | 2019-12-31 | 2020-12-31 | 365 | 4.4907 | 4
89101 | 6 | 0.8 | 2019-12-31 | 2020-12-31 | 365 | 5.6134 | 5
90764 | 8.64 | 0.8 | 2019-12-31 | 2020-12-31 | 365 | 8.0833 | 8
365 | 4.9 | 1 | 2019-12-31 | 2020-12-31 | 365 | 5.7304 | 5
366 | 5.145 | 1 | 2019-12-31 | 2020-12-31 | 365 | 6.0169 | 6
1752 | 3.92 | 1 | 2019-12-31 | 2020-12-31 | 365 | 4.5843 | 4
2279 | 5.5 | 1 | 2019-12-31 | 2020-12-31 | 365 | 6.432 | 6
367 | 8.32 | 1 | 2019-12-31 | 2020-12-31 | 365 | 9.7299 | 9
3160 | 5.25 | 1 | 2019-12-31 | 2020-12-31 | 365 | 6.1397 | 6
368 | 5.76 | 1 | 2019-12-31 | 2020-12-31 | 365 | 6.7361 | 6
369 | 9 | 1 | 2019-12-31 | 2020-12-31 | 365 | 10.5251 | 10
370 | 4 | 1 | 2019-12-31 | 2020-12-31 | 365 | 4.6778 | 4
372 | 7.105 | 1 | 2019-12-31 | 2020-12-31 | 365 | 8.309 | 8
373 | 4.9 | 1 | 2019-12-31 | 2020-12-31 | 365 | 5.7304 | 5
3175 | 7.84 | 1 | 2019-12-31 | 2020-12-31 | 365 | 9.1686 | 9
3156 | 4.5 | 1 | 2019-12-31 | 2020-12-31 | 365 | 5.2626 | 5
375 | 9.36 | 1 | 2019-12-31 | 2020-12-31 | 365 | 10.9461 | 10
1759 | 8.085 | 1 | 2019-12-31 | 2020-12-31 | 365 | 9.4551 | 9
1722 | 5.88 | 1 | 2019-12-31 | 2020-12-31 | 365 | 6.8764 | 6
1721 | 5.75 | 1 | 2019-12-31 | 2020-12-31 | 365 | 6.7244 | 6
2022 | 5.5 | 1 | 2019-12-31 | 2020-12-31 | 365 | 6.432 | 6
2254 | 4.9 | 1 | 2019-12-31 | 2020-12-31 | 365 | 5.7304 | 5
2080 | 6.5 | 1 | 2019-12-31 | 2020-12-31 | 365 | 7.6015 | 7
1726 | 9 | 1 | 2019-12-31 | 2020-12-31 | 365 | 10.5251 | 10
3167 | 12.75 | 1 | 2019-12-31 | 2020-12-31 | 365 | 14.9106 | 14
378 | 2.94 | 1 | 2019-12-31 | 2020-12-31 | 365 | 3.4382 | 3
376 | 5.25 | 1 | 2019-12-31 | 2020-12-31 | 365 | 6.1397 | 6
377 | 5.5 | 1 | 2019-12-31 | 2020-12-31 | 365 | 6.432 | 6
379 | 9.8 | 1 | 2019-12-31 | 2020-12-31 | 365 | 11.4607 | 11
1727 | 5 | 1 | 2019-12-31 | 2020-12-31 | 365 | 5.8473 | 5
805 | 6.5 | 1 | 2019-12-31 | 2020-12-31 | 365 | 7.6015 | 7
4832 | 4.75 | 1 | 2019-12-31 | 2020-12-31 | 365 | 5.5549 | 5
811 | 3.5 | 1 | 2019-12-31 | 2020-12-31 | 365 | 4.0931 | 4
807 | 7.5 | 1 | 2019-12-31 | 2020-12-31 | 365 | 8.7709 | 8
1090 | 6 | 1 | 2019-12-31 | 2020-12-31 | 365 | 7.0168 | 7
806 | 4 | 1 | 2019-12-31 | 2020-12-31 | 365 | 4.6778 | 4
2217 | 10 | 1 | 2019-12-31 | 2020-12-31 | 365 | 11.6946 | 11
2062 | 8.5 | 1 | 2019-12-31 | 2020-12-31 | 365 | 9.9404 | 9
3163 | 7.5 | 1 | 2019-12-31 | 2020-12-31 | 365 | 8.7709 | 8
2220 | 5.88 | 1 | 2019-12-31 | 2020-12-31 | 365 | 6.8764 | 6
1716 | 6.615 | 1 | 2019-12-31 | 2020-12-31 | 365 | 7.736 | 7
2300 | 2.94 | 1 | 2019-12-31 | 2020-12-31 | 365 | 3.4382 | 3
1756 | 6.37 | 1 | 2019-12-31 | 2020-12-31 | 365 | 7.4495 | 7
3159 | 4.165 | 1 | 2019-12-31 | 2020-12-31 | 365 | 4.8708 | 4
1717 | 8.75 | 1 | 2019-12-31 | 2020-12-31 | 365 | 10.2328 | 10
3171 | 4.41 | 1 | 2019-12-31 | 2020-12-31 | 365 | 5.1573 | 5
808 | 9.18 | 1 | 2019-12-31 | 2020-12-31 | 365 | 10.7356 | 10
1760 | 7.5 | 1 | 2019-12-31 | 2020-12-31 | 365 | 8.7709 | 8
2380 | 8.16 | 1 | 2019-12-31 | 2020-12-31 | 365 | 9.5428 | 9
2066 | 8.16 | 1 | 2019-12-31 | 2020-12-31 | 365 | 9.5428 | 9
2023 | 5.61 | 1 | 2019-12-31 | 2020-12-31 | 365 | 6.5607 | 6
1123 | 8.75 | 1 | 2019-12-31 | 2020-12-31 | 365 | 10.2328 | 10
1093 | 5.355 | 1 | 2019-12-31 | 2020-12-31 | 365 | 6.2625 | 6
1096 | 6.25 | 1 | 2019-12-31 | 2020-12-31 | 365 | 7.3091 | 7
1559 | 7.75 | 1 | 2019-12-31 | 2020-12-31 | 365 | 9.0633 | 9
1532 | 7.5 | 1 | 2019-12-31 | 2020-12-31 | 365 | 8.7709 | 8
2065 | 9.18 | 1 | 2019-12-31 | 2020-12-31 | 365 | 10.7356 | 10
1097 | 7.395 | 1 | 2019-12-31 | 2020-12-31 | 365 | 8.6482 | 8
814 | 6.615 | 1 | 2019-12-31 | 2020-12-31 | 365 | 7.736 | 7
816 | 7.14 | 1 | 2019-12-31 | 2020-12-31 | 365 | 8.3499 | 8
817 | 8.925 | 1 | 2019-12-31 | 2020-12-31 | 365 | 10.4374 | 10
2379 | 5.355 | 1 | 2019-12-31 | 2020-12-31 | 365 | 6.2625 | 6
818 | 6.375 | 1 | 2019-12-31 | 2020-12-31 | 365 | 7.4553 | 7
1119 | 7.14 | 1 | 2019-12-31 | 2020-12-31 | 365 | 8.3499 | 8
1534 | 5.355 | 1 | 2019-12-31 | 2020-12-31 | 365 | 6.2625 | 6
1112 | 10.2 | 1 | 2019-12-31 | 2020-12-31 | 365 | 11.9285 | 11
2377 | 3.43 | 1 | 2019-12-31 | 2020-12-31 | 365 | 4.0112 | 4
809 | 4.845 | 1 | 2019-12-31 | 2020-12-31 | 365 | 5.666 | 5
812 | 6.37 | 1 | 2019-12-31 | 2020-12-31 | 365 | 7.4495 | 7
1370 | 7.5 | 1 | 2019-12-31 | 2020-12-31 | 365 | 8.7709 | 8
2063 | 3.75 | 1 | 2019-12-31 | 2020-12-31 | 365 | 4.3855 | 4
3157 | 4.9 | 1 | 2019-12-31 | 2020-12-31 | 365 | 5.7304 | 5
813 | 5.1 | 1 | 2019-12-31 | 2020-12-31 | 365 | 5.9642 | 5
2064 | 3.5 | 1 | 2019-12-31 | 2020-12-31 | 365 | 4.0931 | 4
2255 | 6.12 | 1 | 2019-12-31 | 2020-12-31 | 365 | 7.1571 | 7
1648 | 6.25 | 1 | 2019-12-31 | 2020-12-31 | 365 | 7.3091 | 7
1713 | 7.14 | 1 | 2019-12-31 | 2020-12-31 | 365 | 8.3499 | 8
820 | 4.335 | 1 | 2019-12-31 | 2020-12-31 | 365 | 5.0696 | 5
2302 | 8.085 | 1 | 2019-12-31 | 2020-12-31 | 365 | 9.4551 | 9
1723 | 6.25 | 1 | 2019-12-31 | 2020-12-31 | 365 | 7.3091 | 7
2221 | 3.92 | 1 | 2019-12-31 | 2020-12-31 | 365 | 4.5843 | 4
1650 | 4.845 | 1 | 2019-12-31 | 2020-12-31 | 365 | 5.666 | 5
1714 | 9.75 | 1 | 2019-12-31 | 2020-12-31 | 365 | 11.4022 | 11
1612 | 6.75 | 1 | 2019-12-31 | 2020-12-31 | 365 | 7.8939 | 7
1538 | 5.5 | 1 | 2019-12-31 | 2020-12-31 | 365 | 6.432 | 6
1095 | 6.885 | 1 | 2019-12-31 | 2020-12-31 | 365 | 8.0517 | 8
1561 | 6.25 | 1 | 2019-12-31 | 2020-12-31 | 365 | 7.3091 | 7
1642 | 8.5 | 1 | 2019-12-31 | 2020-12-31 | 365 | 9.9404 | 9
1644 | 6.25 | 1 | 2019-12-31 | 2020-12-31 | 365 | 7.3091 | 7
1535 | 3.57 | 1 | 2019-12-31 | 2020-12-31 | 365 | 4.175 | 4
1755 | 4.08 | 1 | 2019-12-31 | 2020-12-31 | 365 | 4.7714 | 4
1098 | 4.75 | 1 | 2019-12-31 | 2020-12-31 | 365 | 5.5549 | 5
3152 | 4.41 | 1 | 2019-12-31 | 2020-12-31 | 365 | 5.1573 | 5
3158 | 8.5 | 1 | 2019-12-31 | 2020-12-31 | 365 | 9.9404 | 9
1271 | 4.08 | 1 | 2019-12-31 | 2020-12-31 | 365 | 4.7714 | 4
3164 | 9 | 1 | 2019-12-31 | 2020-12-31 | 365 | 10.5251 | 10
1725 | 5.75 | 1 | 2019-12-31 | 2020-12-31 | 365 | 6.7244 | 6
2374 | 9.5 | 1 | 2019-12-31 | 2020-12-31 | 365 | 11.1099 | 11
1560 | 8.5 | 1 | 2019-12-31 | 2020-12-31 | 365 | 9.9404 | 9
1531 | 8.67 | 1 | 2019-12-31 | 2020-12-31 | 365 | 10.1392 | 10
1611 | 4.5 | 1 | 2019-12-31 | 2020-12-31 | 365 | 5.2626 | 5
2375 | 4.845 | 1 | 2019-12-31 | 2020-12-31 | 365 | 5.666 | 5
3161 | 5.1 | 1 | 2019-12-31 | 2020-12-31 | 365 | 5.9642 | 5
2218 | 9.5 | 1 | 2019-12-31 | 2020-12-31 | 365 | 11.1099 | 11
1646 | 5.61 | 1 | 2019-12-31 | 2020-12-31 | 365 | 6.5607 | 6
2378 | 6.25 | 1 | 2019-12-31 | 2020-12-31 | 365 | 7.3091 | 7
3162 | 12.5 | 1 | 2019-12-31 | 2020-12-31 | 365 | 14.6182 | 14
1121 | 9 | 1 | 2019-12-31 | 2020-12-31 | 365 | 10.5251 | 10
1567 | 7 | 1 | 2019-12-31 | 2020-12-31 | 365 | 8.1862 | 8
1610 | 4.845 | 1 | 2019-12-31 | 2020-12-31 | 365 | 5.666 | 5
1711 | 3.57 | 1 | 2019-12-31 | 2020-12-31 | 365 | 4.175 | 4
1712 | 4.75 | 1 | 2019-12-31 | 2020-12-31 | 365 | 5.5549 | 5
1757 | 5.88 | 1 | 2019-12-31 | 2020-12-31 | 365 | 6.8764 | 6
5003 | 3.92 | 1 | 2019-12-31 | 2020-12-31 | 365 | 4.5843 | 4
2376 | 3.75 | 1 | 2019-12-31 | 2020-12-31 | 365 | 4.3855 | 4
3484 | 8.415 | 1 | 2019-12-31 | 2020-12-31 | 365 | 9.841 | 9
2251 | 9.945 | 1 | 2019-12-31 | 2020-12-31 | 365 | 11.6303 | 11
2278 | 9.25 | 1 | 2019-12-31 | 2020-12-31 | 365 | 10.8175 | 10
3577 | 7 | 1 | 2019-12-31 | 2020-12-31 | 365 | 8.1862 | 8
3682 | 7 | 1 | 2019-12-31 | 2020-12-31 | 365 | 8.1862 | 8
3970 | 2.25 | 1 | 2019-12-31 | 2020-12-31 | 365 | 2.6313 | 2
363 | 313.5 | 0.9 | 2019-12-31 | 2020-12-31 | 365 | 329.9631 | 329
278 | 600 | 0.9 | 2019-12-31 | 2020-12-31 | 365 | 631.5084 | 631
243 | 97.4 | 0.9 | 2019-12-31 | 2020-12-31 | 365 | 102.5149 | 102
241 | 69.3 | 1 | 2019-12-31 | 2020-12-31 | 365 | 81.0436 | 81
26053 | 1390.8 | 1 | 2019-12-31 | 2020-12-31 | 365 | 1626.485 | 1626
26057 | 1390.8 | 1 | 2019-12-31 | 2020-12-31 | 365 | 1626.485 | 1626
27284 | 21.58 | 1 | 2019-12-31 | 2020-12-31 | 365 | 25.2369 | 25
25283 | 71.76 | 1 | 2019-12-31 | 2020-12-31 | 365 | 83.9204 | 83
60016 | 44.16 | 1 | 2019-12-31 | 2020-12-31 | 365 | 51.6434 | 51
165 | 256 | 0.9 | 2019-12-31 | 2020-12-31 | 365 | 269.4436 | 269
166 | 186 | 0.9 | 2019-12-31 | 2020-12-31 | 365 | 195.7676 | 195
799 | 1020.24 | 0.9 | 2019-12-31 | 2020-12-31 | 365 | 1073.8169 | 1073
7456 | 15 | 1 | 2019-12-31 | 2020-12-31 | 365 | 17.5419 | 17
3814 | 5 | 1 | 2019-12-31 | 2020-12-31 | 365 | 5.8473 | 5
2478 | 5.46 | 1 | 2019-12-31 | 2020-12-31 | 365 | 6.3853 | 6
1831 | 3.975 | 1 | 2019-12-31 | 2020-12-31 | 365 | 4.6486 | 4
887 | 3.924 | 1 | 2019-12-31 | 2020-12-31 | 365 | 4.589 | 4
2203 | 14.75 | 1 | 2019-12-31 | 2020-12-31 | 365 | 17.2495 | 17
14046 | 7 | 1 | 2019-12-31 | 2020-12-31 | 365 | 8.1862 | 8
4516 | 5 | 1 | 2019-12-31 | 2020-12-31 | 365 | 5.8473 | 5
2201 | 7.25 | 1 | 2019-12-31 | 2020-12-31 | 365 | 8.4786 | 8
10603 | 4.5 | 1 | 2019-12-31 | 2020-12-31 | 365 | 5.2626 | 5
2429 | 4.4 | 1 | 2019-12-31 | 2020-12-31 | 365 | 5.1456 | 5
899 | 5.886 | 1 | 2019-12-31 | 2020-12-31 | 365 | 6.8834 | 6
888 | 11.76 | 1 | 2019-12-31 | 2020-12-31 | 365 | 13.7528 | 13
2336 | 6.76 | 1 | 2019-12-31 | 2020-12-31 | 365 | 7.9055 | 7
1422 | 9.9 | 1 | 2019-12-31 | 2020-12-31 | 365 | 11.5777 | 11
1557 | 13.734 | 1 | 2019-12-31 | 2020-12-31 | 365 | 16.0614 | 16
2106 | 3 | 1 | 2019-12-31 | 2020-12-31 | 365 | 3.5084 | 3
2107 | 7.425 | 1 | 2019-12-31 | 2020-12-31 | 365 | 8.6832 | 8
1497 | 3.975 | 1 | 2019-12-31 | 2020-12-31 | 365 | 4.6486 | 4
3948 | 9 | 1 | 2019-12-31 | 2020-12-31 | 365 | 10.5251 | 10
3116 | 4.95 | 1 | 2019-12-31 | 2020-12-31 | 365 | 5.7888 | 5
2198 | 8.4 | 1 | 2019-12-31 | 2020-12-31 | 365 | 9.8235 | 9
886 | 7.848 | 1 | 2019-12-31 | 2020-12-31 | 365 | 9.1779 | 9
5134 | 4 | 1 | 2019-12-31 | 2020-12-31 | 365 | 4.6778 | 4
2110 | 4.95 | 1 | 2019-12-31 | 2020-12-31 | 365 | 5.7888 | 5
2689 | 7.848 | 1 | 2019-12-31 | 2020-12-31 | 365 | 9.1779 | 9
1324 | 10.35 | 1 | 2019-12-31 | 2020-12-31 | 365 | 12.1039 | 12
1794 | 7.848 | 1 | 2019-12-31 | 2020-12-31 | 365 | 9.1779 | 9
2428 | 5.886 | 1 | 2019-12-31 | 2020-12-31 | 365 | 6.8834 | 6
2792 | 8.28 | 1 | 2019-12-31 | 2020-12-31 | 365 | 9.6831 | 9
37538 | 6.75 | 1 | 2019-12-31 | 2020-12-31 | 365 | 7.8939 | 7
6923 | 12 | 1 | 2019-12-31 | 2020-12-31 | 365 | 14.0335 | 14
2996 | 7.7 | 1 | 2019-12-31 | 2020-12-31 | 365 | 9.0048 | 9
1498 | 10.8 | 1 | 2019-12-31 | 2020-12-31 | 365 | 12.6302 | 12
4486 | 9.62 | 1 | 2019-12-31 | 2020-12-31 | 365 | 11.2502 | 11
4101 | 6.72 | 1 | 2019-12-31 | 2020-12-31 | 365 | 7.8588 | 7
3370 | 5 | 1 | 2019-12-31 | 2020-12-31 | 365 | 5.8473 | 5
3679 | 8.7 | 1 | 2019-12-31 | 2020-12-31 | 365 | 10.1743 | 10
3813 | 14.82 | 1 | 2019-12-31 | 2020-12-31 | 365 | 17.3314 | 17
32052 | 5.04 | 1 | 2019-12-31 | 2020-12-31 | 365 | 5.8941 | 5
10208 | 9.405 | 1 | 2019-12-31 | 2020-12-31 | 365 | 10.9988 | 10
2793 | 6.555 | 1 | 2019-12-31 | 2020-12-31 | 365 | 7.6658 | 7
5636 | 10 | 1 | 2019-12-31 | 2020-12-31 | 365 | 11.6946 | 11
9466 | 4.675 | 1 | 2019-12-31 | 2020-12-31 | 365 | 5.4672 | 5
16672 | 12 | 1 | 2019-12-31 | 2020-12-31 | 365 | 14.0335 | 14
4850 | 8.04 | 1 | 2019-12-31 | 2020-12-31 | 365 | 9.4025 | 9
29200 | 5.06 | 1 | 2019-12-31 | 2020-12-31 | 365 | 5.9175 | 5
4586 | 4.95 | 1 | 2019-12-31 | 2020-12-31 | 365 | 5.7888 | 5
10211 | 10.92 | 1 | 2019-12-31 | 2020-12-31 | 365 | 12.7705 | 12
3369 | 7.65 | 1 | 2019-12-31 | 2020-12-31 | 365 | 8.9464 | 8
4100 | 8.28 | 1 | 2019-12-31 | 2020-12-31 | 365 | 9.6831 | 9
4529 | 9.045 | 1 | 2019-12-31 | 2020-12-31 | 365 | 10.5778 | 10
16691 | 7.25 | 1 | 2019-12-31 | 2020-12-31 | 365 | 8.4786 | 8
24145 | 7.7 | 1 | 2019-12-31 | 2020-12-31 | 365 | 9.0048 | 9
19341 | 3.025 | 1 | 2019-12-31 | 2020-12-31 | 365 | 3.5376 | 3
20137 | 5.25 | 1 | 2019-12-31 | 2020-12-31 | 365 | 6.1397 | 6
2900 | 12.42 | 1 | 2019-12-31 | 2020-12-31 | 365 | 14.5247 | 14
10766 | 3.3 | 1 | 2019-12-31 | 2020-12-31 | 365 | 3.8592 | 3
37569 | 4 | 1 | 2019-12-31 | 2020-12-31 | 365 | 4.6778 | 4
10125 | 7.7 | 1 | 2019-12-31 | 2020-12-31 | 365 | 9.0048 | 9
5135 | 2.25 | 1 | 2019-12-31 | 2020-12-31 | 365 | 2.6313 | 2
1649 | 3.3 | 1 | 2019-12-31 | 2020-12-31 | 365 | 3.8592 | 3
41671 | 9 | 1 | 2019-12-31 | 2020-12-31 | 365 | 10.5251 | 10
37559 | 3.575 | 1 | 2019-12-31 | 2020-12-31 | 365 | 4.1808 | 4
5368 | 4.95 | 1 | 2019-12-31 | 2020-12-31 | 365 | 5.7888 | 5
2642 | 3.45 | 1 | 2019-12-31 | 2020-12-31 | 365 | 4.0346 | 4
2267 | 33.48 | 0.9 | 2019-12-31 | 2020-12-31 | 365 | 35.2382 | 35
12413 | 9 | 1 | 2019-12-31 | 2020-12-31 | 365 | 10.5251 | 10
18780 | 7.7 | 1 | 2019-12-31 | 2020-12-31 | 365 | 9.0048 | 9
9264 | 6.6 | 1 | 2019-12-31 | 2020-12-31 | 365 | 7.7184 | 7
19780 | 6 | 1 | 2019-12-31 | 2020-12-31 | 365 | 7.0168 | 7
5739 | 3.27 | 1 | 2019-12-31 | 2020-12-31 | 365 | 3.8241 | 3
19043 | 6.72 | 1 | 2019-12-31 | 2020-12-31 | 365 | 7.8588 | 7
11811 | 3.36 | 1 | 2019-12-31 | 2020-12-31 | 365 | 3.9294 | 3
5596 | 9.5 | 1 | 2019-12-31 | 2020-12-31 | 365 | 11.1099 | 11
7752 | 11.7 | 1 | 2019-12-31 | 2020-12-31 | 365 | 13.6827 | 13
10763 | 5.07 | 1 | 2019-12-31 | 2020-12-31 | 365 | 5.9292 | 5
5673 | 4.95 | 1 | 2019-12-31 | 2020-12-31 | 365 | 5.7888 | 5
6154 | 8.25 | 1 | 2019-12-31 | 2020-12-31 | 365 | 9.648 | 9
5674 | 7.2 | 1 | 2019-12-31 | 2020-12-31 | 365 | 8.4201 | 8
11497 | 6.72 | 1 | 2019-12-31 | 2020-12-31 | 365 | 7.8588 | 7
6930 | 8.845 | 1 | 2019-12-31 | 2020-12-31 | 365 | 10.3439 | 10
11371 | 9.72 | 1 | 2019-12-31 | 2020-12-31 | 365 | 11.3672 | 11
7096 | 13.11 | 1 | 2019-12-31 | 2020-12-31 | 365 | 15.3316 | 15
6940 | 6.21 | 1 | 2019-12-31 | 2020-12-31 | 365 | 7.2623 | 7
13282 | 14.3 | 1 | 2019-12-31 | 2020-12-31 | 365 | 16.7233 | 16
12916 | 5.67 | 1 | 2019-12-31 | 2020-12-31 | 365 | 6.6308 | 6
12881 | 5.5 | 1 | 2019-12-31 | 2020-12-31 | 365 | 6.432 | 6
12882 | 6.5 | 1 | 2019-12-31 | 2020-12-31 | 365 | 7.6015 | 7
29973 | 9.9 | 1 | 2019-12-31 | 2020-12-31 | 365 | 11.5777 | 11
13537 | 7.848 | 1 | 2019-12-31 | 2020-12-31 | 365 | 9.1779 | 9
10053 | 5.175 | 1 | 2019-12-31 | 2020-12-31 | 365 | 6.052 | 6
10602 | 8.829 | 1 | 2019-12-31 | 2020-12-31 | 365 | 10.3252 | 10
16680 | 6.54 | 1 | 2019-12-31 | 2020-12-31 | 365 | 7.6483 | 7
11137 | 4.905 | 1 | 2019-12-31 | 2020-12-31 | 365 | 5.7362 | 5
24615 | 3.27 | 1 | 2019-12-31 | 2020-12-31 | 365 | 3.8241 | 3
20430 | 5.175 | 1 | 2019-12-31 | 2020-12-31 | 365 | 6.052 | 6
53936 | 5.25 | 1 | 2019-12-31 | 2020-12-31 | 365 | 6.1397 | 6
18880 | 11.04 | 1 | 2019-12-31 | 2020-12-31 | 365 | 12.9108 | 12
18892 | 7.59 | 1 | 2019-12-31 | 2020-12-31 | 365 | 8.8762 | 8
17450 | 14.145 | 1 | 2019-12-31 | 2020-12-31 | 365 | 16.542 | 16
8822 | 4.83 | 1 | 2019-12-31 | 2020-12-31 | 365 | 5.6485 | 5
8820 | 5.175 | 1 | 2019-12-31 | 2020-12-31 | 365 | 6.052 | 6
15188 | 2.75 | 1 | 2019-12-31 | 2020-12-31 | 365 | 3.216 | 3
24616 | 5.232 | 1 | 2019-12-31 | 2020-12-31 | 365 | 6.1186 | 6
15921 | 6.44 | 1 | 2019-12-31 | 2020-12-31 | 365 | 7.5313 | 7
20192 | 2.616 | 1 | 2019-12-31 | 2020-12-31 | 365 | 3.0593 | 3
10867 | 7.245 | 1 | 2019-12-31 | 2020-12-31 | 365 | 8.4727 | 8
13950 | 3.92 | 1 | 2019-12-31 | 2020-12-31 | 365 | 4.5843 | 4
17082 | 6.03 | 1 | 2019-12-31 | 2020-12-31 | 365 | 7.0518 | 7
10771 | 12 | 1 | 2019-12-31 | 2020-12-31 | 365 | 14.0335 | 14
10776 | 9.38 | 1 | 2019-12-31 | 2020-12-31 | 365 | 10.9695 | 10
12455 | 6.54 | 1 | 2019-12-31 | 2020-12-31 | 365 | 7.6483 | 7
13283 | 9.81 | 1 | 2019-12-31 | 2020-12-31 | 365 | 11.4724 | 11
17433 | 4.578 | 1 | 2019-12-31 | 2020-12-31 | 365 | 5.3538 | 5
19710 | 6.6 | 1 | 2019-12-31 | 2020-12-31 | 365 | 7.7184 | 7
14019 | 3.924 | 1 | 2019-12-31 | 2020-12-31 | 365 | 4.589 | 4
24137 | 6.21 | 1 | 2019-12-31 | 2020-12-31 | 365 | 7.2623 | 7
13774 | 5 | 1 | 2019-12-31 | 2020-12-31 | 365 | 5.8473 | 5
5677 | 7.194 | 1 | 2019-12-31 | 2020-12-31 | 365 | 8.4131 | 8
6593 | 6.6 | 1 | 2019-12-31 | 2020-12-31 | 365 | 7.7184 | 7
26630 | 8.16 | 1 | 2019-12-31 | 2020-12-31 | 365 | 9.5428 | 9
15925 | 7.95 | 1 | 2019-12-31 | 2020-12-31 | 365 | 9.2972 | 9
13281 | 6.05 | 1 | 2019-12-31 | 2020-12-31 | 365 | 7.0752 | 7
26171 | 9.045 | 1 | 2019-12-31 | 2020-12-31 | 365 | 10.5778 | 10
20761 | 9.075 | 1 | 2019-12-31 | 2020-12-31 | 365 | 10.6128 | 10
17770 | 7.84 | 1 | 2019-12-31 | 2020-12-31 | 365 | 9.1686 | 9
23997 | 5.9 | 1 | 2019-12-31 | 2020-12-31 | 365 | 6.8998 | 6
25793 | 7.15 | 1 | 2019-12-31 | 2020-12-31 | 365 | 8.3616 | 8
15918 | 5.98 | 1 | 2019-12-31 | 2020-12-31 | 365 | 6.9934 | 6
36325 | 4.905 | 1 | 2019-12-31 | 2020-12-31 | 365 | 5.7362 | 5
19430 | 5.175 | 1 | 2019-12-31 | 2020-12-31 | 365 | 6.052 | 6
23183 | 7.705 | 1 | 2019-12-31 | 2020-12-31 | 365 | 9.0107 | 9
17165 | 11.2 | 1 | 2019-12-31 | 2020-12-31 | 365 | 13.098 | 13
26176 | 10 | 1 | 2019-12-31 | 2020-12-31 | 365 | 11.6946 | 11
20762 | 3.924 | 1 | 2019-12-31 | 2020-12-31 | 365 | 4.589 | 4
29970 | 11.4 | 1 | 2019-12-31 | 2020-12-31 | 365 | 13.3318 | 13
37471 | 10.464 | 1 | 2019-12-31 | 2020-12-31 | 365 | 12.2372 | 12
20172 | 5.6 | 1 | 2019-12-31 | 2020-12-31 | 365 | 6.549 | 6
17081 | 9.6 | 1 | 2019-12-31 | 2020-12-31 | 365 | 11.2268 | 11
27167 | 6.16 | 1 | 2019-12-31 | 2020-12-31 | 365 | 7.2039 | 7
20405 | 10 | 1 | 2019-12-31 | 2020-12-31 | 365 | 11.6946 | 11
13957 | 9.18 | 1 | 2019-12-31 | 2020-12-31 | 365 | 10.7356 | 10
19344 | 7.935 | 1 | 2019-12-31 | 2020-12-31 | 365 | 9.2797 | 9
28998 | 12.426 | 1 | 2019-12-31 | 2020-12-31 | 365 | 14.5317 | 14
6178 | 27 | 0.9 | 2019-12-31 | 2020-12-31 | 365 | 28.4179 | 28
6742 | 27 | 0.9 | 2019-12-31 | 2020-12-31 | 365 | 28.4179 | 28
17437 | 4.52 | 1 | 2019-12-31 | 2020-12-31 | 365 | 5.286 | 5
16682 | 3.924 | 1 | 2019-12-31 | 2020-12-31 | 365 | 4.589 | 4
16825 | 24.6 | 1 | 2019-12-31 | 2020-12-31 | 365 | 28.7687 | 28
16862 | 9.8 | 1 | 2019-12-31 | 2020-12-31 | 365 | 11.4607 | 11
20209 | 19.62 | 1 | 2019-12-31 | 2020-12-31 | 365 | 22.9448 | 22
18068 | 23.544 | 1 | 2019-12-31 | 2020-12-31 | 365 | 27.5338 | 27
16445 | 8.175 | 1 | 2019-12-31 | 2020-12-31 | 365 | 9.5603 | 9
10087 | 15 | 1 | 2019-12-31 | 2020-12-31 | 365 | 17.5419 | 17
19033 | 8.28 | 1 | 2019-12-31 | 2020-12-31 | 365 | 9.6831 | 9
20518 | 3.135 | 1 | 2019-12-31 | 2020-12-31 | 365 | 3.6663 | 3
20514 | 8.28 | 1 | 2019-12-31 | 2020-12-31 | 365 | 9.6831 | 9
19703 | 5.46 | 1 | 2019-12-31 | 2020-12-31 | 365 | 6.3853 | 6
20187 | 7 | 1 | 2019-12-31 | 2020-12-31 | 365 | 8.1862 | 8
20522 | 7.84 | 1 | 2019-12-31 | 2020-12-31 | 365 | 9.1686 | 9
18435 | 6 | 1 | 2019-12-31 | 2020-12-31 | 365 | 7.0168 | 7
18782 | 19.8 | 1 | 2019-12-31 | 2020-12-31 | 365 | 23.1553 | 23
20572 | 5.04 | 1 | 2019-12-31 | 2020-12-31 | 365 | 5.8941 | 5
16867 | 8.4 | 1 | 2019-12-31 | 2020-12-31 | 365 | 9.8235 | 9
21070 | 6.867 | 1 | 2019-12-31 | 2020-12-31 | 365 | 8.0307 | 8
21072 | 13.23 | 1 | 2019-12-31 | 2020-12-31 | 365 | 15.472 | 15
23216 | 9.483 | 1 | 2019-12-31 | 2020-12-31 | 365 | 11.09 | 11
23506 | 3.92 | 1 | 2019-12-31 | 2020-12-31 | 365 | 4.5843 | 4
22559 | 10.8 | 1 | 2019-12-31 | 2020-12-31 | 365 | 12.6302 | 12
23995 | 7.8 | 1 | 2019-12-31 | 2020-12-31 | 365 | 9.1218 | 9
16685 | 4.2 | 1 | 2019-12-31 | 2020-12-31 | 365 | 4.9117 | 4
17775 | 7.6 | 1 | 2019-12-31 | 2020-12-31 | 365 | 8.8879 | 8
24673 | 9.81 | 1 | 2019-12-31 | 2020-12-31 | 365 | 11.4724 | 11
25109 | 8.28 | 1 | 2019-12-31 | 2020-12-31 | 365 | 9.6831 | 9
24619 | 8.12 | 1 | 2019-12-31 | 2020-12-31 | 365 | 9.496 | 9
26236 | 4.6 | 1 | 2019-12-31 | 2020-12-31 | 365 | 5.3795 | 5
26168 | 7.2 | 1 | 2019-12-31 | 2020-12-31 | 365 | 8.4201 | 8
26174 | 9.715 | 1 | 2019-12-31 | 2020-12-31 | 365 | 11.3613 | 11
24621 | 7.848 | 1 | 2019-12-31 | 2020-12-31 | 365 | 9.1779 | 9
25103 | 9.315 | 1 | 2019-12-31 | 2020-12-31 | 365 | 10.8935 | 10
26834 | 9.405 | 1 | 2019-12-31 | 2020-12-31 | 365 | 10.9988 | 10
28014 | 6.63 | 1 | 2019-12-31 | 2020-12-31 | 365 | 7.7535 | 7
27036 | 12.5 | 1 | 2019-12-31 | 2020-12-31 | 365 | 14.6182 | 14
24345 | 7.05 | 1 | 2019-12-31 | 2020-12-31 | 365 | 8.2447 | 8
28016 | 4.64 | 1 | 2019-12-31 | 2020-12-31 | 365 | 5.4263 | 5
30554 | 5.06 | 1 | 2019-12-31 | 2020-12-31 | 365 | 5.9175 | 5
30547 | 10.791 | 1 | 2019-12-31 | 2020-12-31 | 365 | 12.6196 | 12
31294 | 4.95 | 1 | 2019-12-31 | 2020-12-31 | 365 | 5.7888 | 5
31204 | 7.82 | 1 | 2019-12-31 | 2020-12-31 | 365 | 9.1452 | 9
31508 | 2.76 | 1 | 2019-12-31 | 2020-12-31 | 365 | 3.2277 | 3
33015 | 7 | 1 | 2019-12-31 | 2020-12-31 | 365 | 8.1862 | 8
31658 | 9.6 | 1 | 2019-12-31 | 2020-12-31 | 365 | 11.2268 | 11
30573 | 9.36 | 1 | 2019-12-31 | 2020-12-31 | 365 | 10.9461 | 10
33484 | 9.9 | 1 | 2019-12-31 | 2020-12-31 | 365 | 11.5777 | 11
30563 | 10.791 | 1 | 2019-12-31 | 2020-12-31 | 365 | 12.6196 | 12
37195 | 13.407 | 1 | 2019-12-31 | 2020-12-31 | 365 | 15.679 | 15
37432 | 10.25 | 1 | 2019-12-31 | 2020-12-31 | 365 | 11.987 | 11
31504 | 9.81 | 1 | 2019-12-31 | 2020-12-31 | 365 | 11.4724 | 11
33692 | 3.57 | 1 | 2019-12-31 | 2020-12-31 | 365 | 4.175 | 4
29975 | 9.9 | 1 | 2019-12-31 | 2020-12-31 | 365 | 11.5777 | 11
29710 | 11.73 | 1 | 2019-12-31 | 2020-12-31 | 365 | 13.7178 | 13
29978 | 9.35 | 1 | 2019-12-31 | 2020-12-31 | 365 | 10.9345 | 10
30558 | 9.9 | 1 | 2019-12-31 | 2020-12-31 | 365 | 11.5777 | 11
30550 | 9.36 | 1 | 2019-12-31 | 2020-12-31 | 365 | 10.9461 | 10
31118 | 7.848 | 1 | 2019-12-31 | 2020-12-31 | 365 | 9.1779 | 9
31397 | 7.125 | 1 | 2019-12-31 | 2020-12-31 | 365 | 8.3324 | 8
31855 | 3.42 | 1 | 2019-12-31 | 2020-12-31 | 365 | 3.9996 | 3
32253 | 10.132 | 1 | 2019-12-31 | 2020-12-31 | 365 | 11.849 | 11
33022 | 11.4 | 1 | 2019-12-31 | 2020-12-31 | 365 | 13.3318 | 13
34170 | 9.9 | 1 | 2019-12-31 | 2020-12-31 | 365 | 11.5777 | 11
34282 | 12.48 | 1 | 2019-12-31 | 2020-12-31 | 365 | 14.5949 | 14
32266 | 27.468 | 0.9 | 2019-12-31 | 2020-12-31 | 365 | 28.9105 | 28
37088 | 5.7 | 1 | 2019-12-31 | 2020-12-31 | 365 | 6.6659 | 6
35710 | 6.84 | 1 | 2019-12-31 | 2020-12-31 | 365 | 7.9991 | 7
36579 | 14.715 | 1 | 2019-12-31 | 2020-12-31 | 365 | 17.2086 | 17
36839 | 6.4 | 1 | 2019-12-31 | 2020-12-31 | 365 | 7.4845 | 7
36903 | 7.59 | 1 | 2019-12-31 | 2020-12-31 | 365 | 8.8762 | 8
36359 | 13.44 | 1 | 2019-12-31 | 2020-12-31 | 365 | 15.7175 | 15
36397 | 9.975 | 1 | 2019-12-31 | 2020-12-31 | 365 | 11.6654 | 11
37652 | 4.905 | 1 | 2019-12-31 | 2020-12-31 | 365 | 5.7362 | 5
38048 | 8.04 | 1 | 2019-12-31 | 2020-12-31 | 365 | 9.4025 | 9
38600 | 12 | 1 | 2019-12-31 | 2020-12-31 | 365 | 14.0335 | 14
38612 | 9.8 | 1 | 2019-12-31 | 2020-12-31 | 365 | 11.4607 | 11
38624 | 7.935 | 1 | 2019-12-31 | 2020-12-31 | 365 | 9.2797 | 9
34043 | 37.932 | 0.9 | 2019-12-31 | 2020-12-31 | 365 | 39.924 | 39
34307 | 49.05 | 0.9 | 2019-12-31 | 2020-12-31 | 365 | 51.6258 | 51
40776 | 9.9 | 1 | 2019-12-31 | 2020-12-31 | 365 | 11.5777 | 11
40802 | 14.82 | 1 | 2019-12-31 | 2020-12-31 | 365 | 17.3314 | 17
49200 | 10 | 1 | 2019-12-31 | 2020-12-31 | 365 | 11.6946 | 11
38098 | 122.4 | 0.9 | 2019-12-31 | 2020-12-31 | 365 | 128.8277 | 128
42403 | 8.5 | 1 | 2019-12-31 | 2020-12-31 | 365 | 9.9404 | 9
45084 | 6.76 | 1 | 2019-12-31 | 2020-12-31 | 365 | 7.9055 | 7
45405 | 2.75 | 1 | 2019-12-31 | 2020-12-31 | 365 | 3.216 | 3
38097 | 88.5 | 0.9 | 2019-12-31 | 2020-12-31 | 365 | 93.1475 | 93
46217 | 9.2 | 1 | 2019-12-31 | 2020-12-31 | 365 | 10.759 | 10
33024 | 9.9 | 1 | 2019-12-31 | 2020-12-31 | 365 | 11.5777 | 11
46221 | 7.68 | 1 | 2019-12-31 | 2020-12-31 | 365 | 8.9815 | 8
48555 | 7.6 | 1 | 2019-12-31 | 2020-12-31 | 365 | 8.8879 | 8
49747 | 6.24 | 1 | 2019-12-31 | 2020-12-31 | 365 | 7.2974 | 7
37431 | 9.81 | 1 | 2019-12-31 | 2020-12-31 | 365 | 11.4724 | 11
37459 | 9.5 | 1 | 2019-12-31 | 2020-12-31 | 365 | 11.1099 | 11
42308 | 8.829 | 1 | 2019-12-31 | 2020-12-31 | 365 | 10.3252 | 10
36965 | 13.455 | 1 | 2019-12-31 | 2020-12-31 | 365 | 15.7351 | 15
38259 | 22.89 | 1 | 2019-12-31 | 2020-12-31 | 365 | 26.7689 | 26
37429 | 6.75 | 1 | 2019-12-31 | 2020-12-31 | 365 | 7.8939 | 7
52233 | 9.95 | 1 | 2019-12-31 | 2020-12-31 | 365 | 11.6361 | 11
52237 | 8.82 | 1 | 2019-12-31 | 2020-12-31 | 365 | 10.3146 | 10
44359 | 4.56 | 1 | 2019-12-31 | 2020-12-31 | 365 | 5.3327 | 5
46197 | 11.25 | 1 | 2019-12-31 | 2020-12-31 | 365 | 13.1564 | 13
47458 | 24.64 | 1 | 2019-12-31 | 2020-12-31 | 365 | 28.8155 | 28
48725 | 11.6 | 1 | 2019-12-31 | 2020-12-31 | 365 | 13.5657 | 13
50115 | 11.6 | 1 | 2019-12-31 | 2020-12-31 | 365 | 13.5657 | 13
49772 | 11.6 | 1 | 2019-12-31 | 2020-12-31 | 365 | 13.5657 | 13
37428 | 8.829 | 1 | 2019-12-31 | 2020-12-31 | 365 | 10.3252 | 10
48696 | 7.98 | 1 | 2019-12-31 | 2020-12-31 | 365 | 9.3323 | 9
47855 | 8.505 | 1 | 2019-12-31 | 2020-12-31 | 365 | 9.9463 | 9
41850 | 6.84 | 1 | 2019-12-31 | 2020-12-31 | 365 | 7.9991 | 7
56710 | 6.05 | 1 | 2019-12-31 | 2020-12-31 | 365 | 7.0752 | 7
37506 | 12.753 | 1 | 2019-12-31 | 2020-12-31 | 365 | 14.9141 | 14
37788 | 5.886 | 1 | 2019-12-31 | 2020-12-31 | 365 | 6.8834 | 6
37147 | 9.045 | 1 | 2019-12-31 | 2020-12-31 | 365 | 10.5778 | 10
50113 | 8.7 | 1 | 2019-12-31 | 2020-12-31 | 365 | 10.1743 | 10
49871 | 6 | 1 | 2019-12-31 | 2020-12-31 | 365 | 7.0168 | 7
40924 | 9.81 | 1 | 2019-12-31 | 2020-12-31 | 365 | 11.4724 | 11
42832 | 12.426 | 1 | 2019-12-31 | 2020-12-31 | 365 | 14.5317 | 14
40814 | 12.765 | 1 | 2019-12-31 | 2020-12-31 | 365 | 14.9282 | 14
38102 | 6.9 | 1 | 2019-12-31 | 2020-12-31 | 365 | 8.0693 | 8
37504 | 12.6 | 1 | 2019-12-31 | 2020-12-31 | 365 | 14.7352 | 14
38625 | 3.924 | 1 | 2019-12-31 | 2020-12-31 | 365 | 4.589 | 4
49873 | 7.125 | 1 | 2019-12-31 | 2020-12-31 | 365 | 8.3324 | 8
37469 | 7.848 | 1 | 2019-12-31 | 2020-12-31 | 365 | 9.1779 | 9
41593 | 4.83 | 1 | 2019-12-31 | 2020-12-31 | 365 | 5.6485 | 5
39315 | 12.753 | 1 | 2019-12-31 | 2020-12-31 | 365 | 14.9141 | 14
53303 | 11.88 | 1 | 2019-12-31 | 2020-12-31 | 365 | 13.8932 | 13
54283 | 25 | 1 | 2019-12-31 | 2020-12-31 | 365 | 29.2365 | 29
45128 | 17.658 | 1 | 2019-12-31 | 2020-12-31 | 365 | 20.6503 | 20
39734 | 9.66 | 1 | 2019-12-31 | 2020-12-31 | 365 | 11.297 | 11
49870 | 5.76 | 1 | 2019-12-31 | 2020-12-31 | 365 | 6.7361 | 6
54618 | 7.56 | 1 | 2019-12-31 | 2020-12-31 | 365 | 8.8411 | 8
42462 | 6.25 | 1 | 2019-12-31 | 2020-12-31 | 365 | 7.3091 | 7
49767 | 24.96 | 1 | 2019-12-31 | 2020-12-31 | 365 | 29.1897 | 29
49296 | 9.4 | 1 | 2019-12-31 | 2020-12-31 | 365 | 10.9929 | 10
56152 | 7.8 | 1 | 2019-12-31 | 2020-12-31 | 365 | 9.1218 | 9
56359 | 11.7 | 1 | 2019-12-31 | 2020-12-31 | 365 | 13.6827 | 13
57741 | 9.9 | 1 | 2019-12-31 | 2020-12-31 | 365 | 11.5777 | 11
59473 | 14.79 | 1 | 2019-12-31 | 2020-12-31 | 365 | 17.2963 | 17
38445 | 8.502 | 1 | 2019-12-31 | 2020-12-31 | 365 | 9.9427 | 9
51326 | 11.97 | 1 | 2019-12-31 | 2020-12-31 | 365 | 13.9984 | 13
51346 | 10.08 | 1 | 2019-12-31 | 2020-12-31 | 365 | 11.7882 | 11
51347 | 11.97 | 1 | 2019-12-31 | 2020-12-31 | 365 | 13.9984 | 13
51348 | 11.34 | 1 | 2019-12-31 | 2020-12-31 | 365 | 13.2617 | 13
51349 | 9.45 | 1 | 2019-12-31 | 2020-12-31 | 365 | 11.0514 | 11
51378 | 10.08 | 1 | 2019-12-31 | 2020-12-31 | 365 | 11.7882 | 11
37465 | 5.886 | 1 | 2019-12-31 | 2020-12-31 | 365 | 6.8834 | 6
37505 | 6.4 | 1 | 2019-12-31 | 2020-12-31 | 365 | 7.4845 | 7
50751 | 2.616 | 1 | 2019-12-31 | 2020-12-31 | 365 | 3.0593 | 3
55866 | 5.1 | 1 | 2019-12-31 | 2020-12-31 | 365 | 5.9642 | 5
43058 | 8.829 | 1 | 2019-12-31 | 2020-12-31 | 365 | 10.3252 | 10
56158 | 13.3 | 1 | 2019-12-31 | 2020-12-31 | 365 | 15.5538 | 15
46218 | 6.72 | 1 | 2019-12-31 | 2020-12-31 | 365 | 7.8588 | 7
61244 | 12 | 1 | 2019-12-31 | 2020-12-31 | 365 | 14.0335 | 14
58912 | 5.886 | 1 | 2019-12-31 | 2020-12-31 | 365 | 6.8834 | 6
59481 | 9.6 | 1 | 2019-12-31 | 2020-12-31 | 365 | 11.2268 | 11
50111 | 9.86 | 1 | 2019-12-31 | 2020-12-31 | 365 | 11.5309 | 11
60680 | 5.1 | 1 | 2019-12-31 | 2020-12-31 | 365 | 5.9642 | 5
61827 | 7.935 | 1 | 2019-12-31 | 2020-12-31 | 365 | 9.2797 | 9
43832 | 9.6 | 1 | 2019-12-31 | 2020-12-31 | 365 | 11.2268 | 11
62007 | 7.04 | 1 | 2019-12-31 | 2020-12-31 | 365 | 8.233 | 8
38626 | 6.4 | 1 | 2019-12-31 | 2020-12-31 | 365 | 7.4845 | 7
40769 | 13.455 | 1 | 2019-12-31 | 2020-12-31 | 365 | 15.7351 | 15
62656 | 6.54 | 1 | 2019-12-31 | 2020-12-31 | 365 | 7.6483 | 7
46128 | 9.156 | 1 | 2019-12-31 | 2020-12-31 | 365 | 10.7076 | 10
41833 | 2.61 | 1 | 2019-12-31 | 2020-12-31 | 365 | 3.0523 | 3
62819 | 12 | 1 | 2019-12-31 | 2020-12-31 | 365 | 14.0335 | 14
60538 | 6.615 | 1 | 2019-12-31 | 2020-12-31 | 365 | 7.736 | 7
63111 | 8.28 | 1 | 2019-12-31 | 2020-12-31 | 365 | 9.6831 | 9
63502 | 9 | 1 | 2019-12-31 | 2020-12-31 | 365 | 10.5251 | 10
63621 | 12.753 | 1 | 2019-12-31 | 2020-12-31 | 365 | 14.9141 | 14
65295 | 12.075 | 1 | 2019-12-31 | 2020-12-31 | 365 | 14.1212 | 14
63435 | 9.6 | 1 | 2019-12-31 | 2020-12-31 | 365 | 11.2268 | 11
64485 | 5.7 | 1 | 2019-12-31 | 2020-12-31 | 365 | 6.6659 | 6
62636 | 4.8 | 1 | 2019-12-31 | 2020-12-31 | 365 | 5.6134 | 5
62965 | 9.52 | 1 | 2019-12-31 | 2020-12-31 | 365 | 11.1333 | 11
64255 | 8.4 | 1 | 2019-12-31 | 2020-12-31 | 365 | 9.8235 | 9
64395 | 3.924 | 1 | 2019-12-31 | 2020-12-31 | 365 | 4.589 | 4
63225 | 8.4 | 1 | 2019-12-31 | 2020-12-31 | 365 | 9.8235 | 9
63900 | 8.7 | 1 | 2019-12-31 | 2020-12-31 | 365 | 10.1743 | 10
64692 | 7.2 | 1 | 2019-12-31 | 2020-12-31 | 365 | 8.4201 | 8
64693 | 12 | 1 | 2019-12-31 | 2020-12-31 | 365 | 14.0335 | 14
64816 | 27 | 0.9 | 2019-12-31 | 2020-12-31 | 365 | 28.4179 | 28
65317 | 7.3 | 1 | 2019-12-31 | 2020-12-31 | 365 | 8.5371 | 8
64029 | 10.5 | 1 | 2019-12-31 | 2020-12-31 | 365 | 12.2793 | 12
65313 | 13.5 | 1 | 2019-12-31 | 2020-12-31 | 365 | 15.7877 | 15
66270 | 4.14 | 1 | 2019-12-31 | 2020-12-31 | 365 | 4.8416 | 4
66671 | 6 | 1 | 2019-12-31 | 2020-12-31 | 365 | 7.0168 | 7
66773 | 3.45 | 1 | 2019-12-31 | 2020-12-31 | 365 | 4.0346 | 4
66778 | 8.28 | 1 | 2019-12-31 | 2020-12-31 | 365 | 9.6831 | 9
66896 | 8.829 | 1 | 2019-12-31 | 2020-12-31 | 365 | 10.3252 | 10
51227 | 6.5 | 1 | 2019-12-31 | 2020-12-31 | 365 | 7.6015 | 7
64027 | 6.7 | 1 | 2019-12-31 | 2020-12-31 | 365 | 7.8354 | 7
67520 | 12.42 | 1 | 2019-12-31 | 2020-12-31 | 365 | 14.5247 | 14
67639 | 5.175 | 1 | 2019-12-31 | 2020-12-31 | 365 | 6.052 | 6
48752 | 12.825 | 1 | 2019-12-31 | 2020-12-31 | 365 | 14.9983 | 14
65736 | 5.886 | 1 | 2019-12-31 | 2020-12-31 | 365 | 6.8834 | 6
65876 | 12 | 1 | 2019-12-31 | 2020-12-31 | 365 | 14.0335 | 14
65878 | 6.38 | 1 | 2019-12-31 | 2020-12-31 | 365 | 7.4612 | 7
64484 | 4.8 | 1 | 2019-12-31 | 2020-12-31 | 365 | 5.6134 | 5
64687 | 9.28 | 1 | 2019-12-31 | 2020-12-31 | 365 | 10.8526 | 10
65364 | 10.791 | 1 | 2019-12-31 | 2020-12-31 | 365 | 12.6196 | 12
64820 | 5.13 | 1 | 2019-12-31 | 2020-12-31 | 365 | 5.9993 | 5
64508 | 8.625 | 1 | 2019-12-31 | 2020-12-31 | 365 | 10.0866 | 10
64507 | 8.625 | 1 | 2019-12-31 | 2020-12-31 | 365 | 10.0866 | 10
64253 | 5.13 | 1 | 2019-12-31 | 2020-12-31 | 365 | 5.9993 | 5
40915 | 11.118 | 1 | 2019-12-31 | 2020-12-31 | 365 | 13.0021 | 13
65680 | 9.805 | 1 | 2019-12-31 | 2020-12-31 | 365 | 11.4666 | 11
66672 | 12 | 1 | 2019-12-31 | 2020-12-31 | 365 | 14.0335 | 14
67306 | 27 | 0.9 | 2019-12-31 | 2020-12-31 | 365 | 28.4179 | 28
67307 | 27 | 0.9 | 2019-12-31 | 2020-12-31 | 365 | 28.4179 | 28
67308 | 27 | 0.9 | 2019-12-31 | 2020-12-31 | 365 | 28.4179 | 28
65342 | 11.2 | 1 | 2019-12-31 | 2020-12-31 | 365 | 13.098 | 13
67305 | 9.6 | 1 | 2019-12-31 | 2020-12-31 | 365 | 11.2268 | 11
67431 | 9.9 | 1 | 2019-12-31 | 2020-12-31 | 365 | 11.5777 | 11
67876 | 4.48 | 1 | 2019-12-31 | 2020-12-31 | 365 | 5.2392 | 5
68036 | 13.08 | 1 | 2019-12-31 | 2020-12-31 | 365 | 15.2965 | 15
68038 | 12.16 | 1 | 2019-12-31 | 2020-12-31 | 365 | 14.2206 | 14
65259 | 48 | 0.9 | 2019-12-31 | 2020-12-31 | 365 | 50.5207 | 50
63422 | 144 | 0.9 | 2019-12-31 | 2020-12-31 | 365 | 151.562 | 151
68041 | 7.2 | 1 | 2019-12-31 | 2020-12-31 | 365 | 8.4201 | 8
67983 | 12.8 | 1 | 2019-12-31 | 2020-12-31 | 365 | 14.9691 | 14
68054 | 9.156 | 1 | 2019-12-31 | 2020-12-31 | 365 | 10.7076 | 10
68081 | 7.04 | 1 | 2019-12-31 | 2020-12-31 | 365 | 8.233 | 8
65344 | 58.206 | 0.9 | 2019-12-31 | 2020-12-31 | 365 | 61.2626 | 61
68519 | 4.69 | 1 | 2019-12-31 | 2020-12-31 | 365 | 5.4848 | 5
68629 | 12.075 | 1 | 2019-12-31 | 2020-12-31 | 365 | 14.1212 | 14
68496 | 7.8 | 1 | 2019-12-31 | 2020-12-31 | 365 | 9.1218 | 9
69037 | 6.48 | 1 | 2019-12-31 | 2020-12-31 | 365 | 7.5781 | 7
66902 | 12.42 | 0.8 | 2019-12-31 | 2020-12-31 | 365 | 11.6198 | 11
67787 | 10.08 | 0.8 | 2019-12-31 | 2020-12-31 | 365 | 9.4305 | 9
67786 | 9.72 | 0.8 | 2019-12-31 | 2020-12-31 | 365 | 9.0937 | 9
36939 | 628.5 | 0.8 | 2019-12-31 | 2020-12-31 | 365 | 588.0045 | 588
68717 | 9.045 | 0.8 | 2019-12-31 | 2020-12-31 | 365 | 8.4622 | 8
69114 | 6.48 | 0.8 | 2019-12-31 | 2020-12-31 | 365 | 6.0625 | 6
69359 | 5.36 | 0.8 | 2019-12-31 | 2020-12-31 | 365 | 5.0146 | 5
69090 | 6.21 | 0.8 | 2019-12-31 | 2020-12-31 | 365 | 5.8099 | 5
65305 | 31.392 | 0.7 | 2019-12-31 | 2020-12-31 | 365 | 25.6982 | 25
69941 | 5.76 | 0.8 | 2019-12-31 | 2020-12-31 | 365 | 5.3889 | 5
69972 | 18 | 0.8 | 2019-12-31 | 2020-12-31 | 365 | 16.8402 | 16
70681 | 9.69 | 1 | 2019-12-31 | 2020-12-31 | 365 | 11.3321 | 11
70722 | 8.04 | 0.8 | 2019-12-31 | 2020-12-31 | 365 | 7.522 | 7
70810 | 11.16 | 0.8 | 2019-12-31 | 2020-12-31 | 365 | 10.4409 | 10
70684 | 9.765 | 1 | 2019-12-31 | 2020-12-31 | 365 | 11.4198 | 11
34626 | 61.6 | 0.8 | 2019-12-31 | 2020-12-31 | 365 | 57.631 | 57
42561 | 13 | 0.8 | 2019-12-31 | 2020-12-31 | 365 | 12.1624 | 12
49758 | 12 | 0.8 | 2019-12-31 | 2020-12-31 | 365 | 11.2268 | 11
65346 | 90.75 | 1 | 2019-12-31 | 2020-12-31 | 365 | 106.1285 | 106
71501 | 9 | 0.8 | 2019-12-31 | 2020-12-31 | 365 | 8.4201 | 8
71503 | 13.4 | 0.8 | 2019-12-31 | 2020-12-31 | 365 | 12.5366 | 12
71504 | 10.05 | 0.8 | 2019-12-31 | 2020-12-31 | 365 | 9.4025 | 9
69397 | 3.815 | 1 | 2019-12-31 | 2020-12-31 | 365 | 4.4615 | 4
71505 | 4.14 | 0.8 | 2019-12-31 | 2020-12-31 | 365 | 3.8733 | 3
71742 | 6.84 | 0.8 | 2019-12-31 | 2020-12-31 | 365 | 6.3993 | 6
71246 | 3.3 | 0.8 | 2019-12-31 | 2020-12-31 | 365 | 3.0874 | 3
71774 | 2.88 | 0.8 | 2019-12-31 | 2020-12-31 | 365 | 2.6944 | 2
71796 | 8.64 | 0.8 | 2019-12-31 | 2020-12-31 | 365 | 8.0833 | 8
72601 | 12.76 | 0.8 | 2019-12-31 | 2020-12-31 | 365 | 11.9378 | 11
72452 | 7.2 | 0.8 | 2019-12-31 | 2020-12-31 | 365 | 6.7361 | 6
72553 | 8.64 | 0.8 | 2019-12-31 | 2020-12-31 | 365 | 8.0833 | 8
72597 | 6.48 | 0.8 | 2019-12-31 | 2020-12-31 | 365 | 6.0625 | 6
72813 | 7.848 | 0.8 | 2019-12-31 | 2020-12-31 | 365 | 7.3423 | 7
73008 | 7.848 | 0.8 | 2019-12-31 | 2020-12-31 | 365 | 7.3423 | 7
65307 | 56.16 | 0.8 | 2019-12-31 | 2020-12-31 | 365 | 52.5415 | 52
71101 | 2.94 | 0.8 | 2019-12-31 | 2020-12-31 | 365 | 2.7506 | 2
73335 | 24 | 0.8 | 2019-12-31 | 2020-12-31 | 365 | 22.4536 | 22
72677 | 9.9 | 0.8 | 2019-12-31 | 2020-12-31 | 365 | 9.2621 | 9
73605 | 10.44 | 0.8 | 2019-12-31 | 2020-12-31 | 365 | 9.7673 | 9
73726 | 6.615 | 0.8 | 2019-12-31 | 2020-12-31 | 365 | 6.1888 | 6
73734 | 11.385 | 0.8 | 2019-12-31 | 2020-12-31 | 365 | 10.6514 | 10
73897 | 9.6 | 0.8 | 2019-12-31 | 2020-12-31 | 365 | 8.9815 | 8
73893 | 5.28 | 0.8 | 2019-12-31 | 2020-12-31 | 365 | 4.9398 | 4
73959 | 7.56 | 0.8 | 2019-12-31 | 2020-12-31 | 365 | 7.0729 | 7
74166 | 8.28 | 0.8 | 2019-12-31 | 2020-12-31 | 365 | 7.7465 | 7
73332 | 11.04 | 0.8 | 2019-12-31 | 2020-12-31 | 365 | 10.3287 | 10
73601 | 9.86 | 0.8 | 2019-12-31 | 2020-12-31 | 365 | 9.2247 | 9
74476 | 2.16 | 0.8 | 2019-12-31 | 2020-12-31 | 365 | 2.0208 | 2
74803 | 5.4 | 0.8 | 2019-12-31 | 2020-12-31 | 365 | 5.0521 | 5
75135 | 3.96 | 0.8 | 2019-12-31 | 2020-12-31 | 365 | 3.7048 | 3
75138 | 12 | 0.8 | 2019-12-31 | 2020-12-31 | 365 | 11.2268 | 11
75136 | 4.86 | 0.8 | 2019-12-31 | 2020-12-31 | 365 | 4.5469 | 4
75137 | 7.245 | 0.8 | 2019-12-31 | 2020-12-31 | 365 | 6.7782 | 6
65262 | 25.53 | 0.7 | 2019-12-31 | 2020-12-31 | 365 | 20.8994 | 20
75334 | 9.36 | 0.8 | 2019-12-31 | 2020-12-31 | 365 | 8.7569 | 8
74664 | 2.64 | 0.8 | 2019-12-31 | 2020-12-31 | 365 | 2.4699 | 2
75325 | 6.7 | 0.8 | 2019-12-31 | 2020-12-31 | 365 | 6.2683 | 6
75617 | 8.775 | 0.8 | 2019-12-31 | 2020-12-31 | 365 | 8.2096 | 8
75618 | 8.25 | 0.8 | 2019-12-31 | 2020-12-31 | 365 | 7.7184 | 7
76053 | 12.6 | 0.8 | 2019-12-31 | 2020-12-31 | 365 | 11.7882 | 11
76260 | 7.2 | 0.8 | 2019-12-31 | 2020-12-31 | 365 | 6.7361 | 6
76262 | 9.38 | 0.8 | 2019-12-31 | 2020-12-31 | 365 | 8.7756 | 8
76679 | 10.05 | 0.8 | 2019-12-31 | 2020-12-31 | 365 | 9.4025 | 9
76499 | 14.49 | 0.8 | 2019-12-31 | 2020-12-31 | 365 | 13.5564 | 13
74851 | 14.335 | 0.8 | 2019-12-31 | 2020-12-31 | 365 | 13.4114 | 13
76419 | 10.72 | 0.8 | 2019-12-31 | 2020-12-31 | 365 | 10.0293 | 10
77436 | 10.72 | 0.8 | 2019-12-31 | 2020-12-31 | 365 | 10.0293 | 10
77402 | 7.84 | 0.8 | 2019-12-31 | 2020-12-31 | 365 | 7.3349 | 7
77369 | 7.92 | 0.8 | 2019-12-31 | 2020-12-31 | 365 | 7.4097 | 7
76261 | 12 | 0.8 | 2019-12-31 | 2020-12-31 | 365 | 11.2268 | 11
77683 | 7.37 | 0.8 | 2019-12-31 | 2020-12-31 | 365 | 6.8951 | 6
77285 | 6.7 | 0.8 | 2019-12-31 | 2020-12-31 | 365 | 6.2683 | 6
77828 | 3.6 | 0.8 | 2019-12-31 | 2020-12-31 | 365 | 3.368 | 3
77878 | 4.32 | 0.8 | 2019-12-31 | 2020-12-31 | 365 | 4.0417 | 4
77370 | 2.32 | 0.8 | 2019-12-31 | 2020-12-31 | 365 | 2.1705 | 2
77897 | 12.825 | 0.8 | 2019-12-31 | 2020-12-31 | 365 | 11.9987 | 11
77954 | 11.39 | 0.8 | 2019-12-31 | 2020-12-31 | 365 | 10.6561 | 10
77955 | 8.64 | 0.8 | 2019-12-31 | 2020-12-31 | 365 | 8.0833 | 8
65679 | 12.24 | 0.8 | 2019-12-31 | 2020-12-31 | 365 | 11.4514 | 11
78072 | 6.5 | 0.8 | 2019-12-31 | 2020-12-31 | 365 | 6.0812 | 6
78021 | 7.56 | 0.8 | 2019-12-31 | 2020-12-31 | 365 | 7.0729 | 7
78172 | 4.32 | 0.8 | 2019-12-31 | 2020-12-31 | 365 | 4.0417 | 4
78326 | 5.232 | 0.8 | 2019-12-31 | 2020-12-31 | 365 | 4.8949 | 4
78562 | 8.64 | 0.8 | 2019-12-31 | 2020-12-31 | 365 | 8.0833 | 8
78705 | 11.4 | 0.8 | 2019-12-31 | 2020-12-31 | 365 | 10.6655 | 10
78706 | 6.48 | 0.8 | 2019-12-31 | 2020-12-31 | 365 | 6.0625 | 6
78944 | 9.24 | 0.8 | 2019-12-31 | 2020-12-31 | 365 | 8.6446 | 8
79198 | 4.02 | 0.8 | 2019-12-31 | 2020-12-31 | 365 | 3.761 | 3
79267 | 15.745 | 0.8 | 2019-12-31 | 2020-12-31 | 365 | 14.7305 | 14
79268 | 12 | 0.8 | 2019-12-31 | 2020-12-31 | 365 | 11.2268 | 11
79283 | 14.4 | 0.8 | 2019-12-31 | 2020-12-31 | 365 | 13.4722 | 13
79282 | 12 | 0.8 | 2019-12-31 | 2020-12-31 | 365 | 11.2268 | 11
79285 | 11.7 | 0.8 | 2019-12-31 | 2020-12-31 | 365 | 10.9461 | 10
79284 | 18 | 0.8 | 2019-12-31 | 2020-12-31 | 365 | 16.8402 | 16
79388 | 9.1 | 0.8 | 2019-12-31 | 2020-12-31 | 365 | 8.5137 | 8
79389 | 9.68 | 0.8 | 2019-12-31 | 2020-12-31 | 365 | 9.0563 | 9
79390 | 8.76 | 0.8 | 2019-12-31 | 2020-12-31 | 365 | 8.1956 | 8
79266 | 15.075 | 0.8 | 2019-12-31 | 2020-12-31 | 365 | 14.1037 | 14
79491 | 5.6 | 0.8 | 2019-12-31 | 2020-12-31 | 365 | 5.2392 | 5
79553 | 8.502 | 0.8 | 2019-12-31 | 2020-12-31 | 365 | 7.9542 | 7
79649 | 7.2 | 0.8 | 2019-12-31 | 2020-12-31 | 365 | 6.7361 | 6
79269 | 9.8 | 0.8 | 2019-12-31 | 2020-12-31 | 365 | 9.1686 | 9
79724 | 12 | 0.8 | 2019-12-31 | 2020-12-31 | 365 | 11.2268 | 11
79725 | 8.4 | 0.8 | 2019-12-31 | 2020-12-31 | 365 | 7.8588 | 7
79723 | 24 | 0.8 | 2019-12-31 | 2020-12-31 | 365 | 22.4536 | 22
79728 | 8.4 | 0.8 | 2019-12-31 | 2020-12-31 | 365 | 7.8588 | 7
79888 | 9.81 | 0.8 | 2019-12-31 | 2020-12-31 | 365 | 9.1779 | 9
79891 | 7.194 | 0.8 | 2019-12-31 | 2020-12-31 | 365 | 6.7305 | 6
79966 | 7.245 | 0.8 | 2019-12-31 | 2020-12-31 | 365 | 6.7782 | 6
80213 | 4.32 | 0.8 | 2019-12-31 | 2020-12-31 | 365 | 4.0417 | 4
80264 | 10.08 | 0.8 | 2019-12-31 | 2020-12-31 | 365 | 9.4305 | 9
80334 | 5.76 | 0.8 | 2019-12-31 | 2020-12-31 | 365 | 5.3889 | 5
80123 | 3.18 | 1 | 2019-12-31 | 2020-12-31 | 365 | 3.7189 | 3
80430 | 6.867 | 0.8 | 2019-12-31 | 2020-12-31 | 365 | 6.4245 | 6
80488 | 6.96 | 0.8 | 2019-12-31 | 2020-12-31 | 365 | 6.5116 | 6
80588 | 12.426 | 0.8 | 2019-12-31 | 2020-12-31 | 365 | 11.6254 | 11
80697 | 7.2 | 0.8 | 2019-12-31 | 2020-12-31 | 365 | 6.7361 | 6
80698 | 18.36 | 0.8 | 2019-12-31 | 2020-12-31 | 365 | 17.177 | 17
80699 | 2.88 | 0.8 | 2019-12-31 | 2020-12-31 | 365 | 2.6944 | 2
80700 | 10.05 | 0.8 | 2019-12-31 | 2020-12-31 | 365 | 9.4025 | 9
80701 | 14.82 | 0.8 | 2019-12-31 | 2020-12-31 | 365 | 13.8651 | 13
80702 | 9.156 | 0.8 | 2019-12-31 | 2020-12-31 | 365 | 8.5661 | 8
80757 | 5.232 | 0.8 | 2019-12-31 | 2020-12-31 | 365 | 4.8949 | 4
80756 | 14.388 | 0.8 | 2019-12-31 | 2020-12-31 | 365 | 13.461 | 13
80493 | 4.8 | 0.8 | 2019-12-31 | 2020-12-31 | 365 | 4.4907 | 4
80649 | 12.6 | 0.8 | 2019-12-31 | 2020-12-31 | 365 | 11.7882 | 11
80894 | 14.535 | 0.8 | 2019-12-31 | 2020-12-31 | 365 | 13.5985 | 13
80468 | 5.28 | 0.8 | 2019-12-31 | 2020-12-31 | 365 | 4.9398 | 4
81000 | 6.4 | 0.8 | 2019-12-31 | 2020-12-31 | 365 | 5.9876 | 5
80648 | 11.31 | 0.8 | 2019-12-31 | 2020-12-31 | 365 | 10.5813 | 10
80721 | 70.29 | 0.6 | 2019-12-31 | 2020-12-31 | 365 | 49.3208 | 49
81122 | 14.04 | 0.8 | 2019-12-31 | 2020-12-31 | 365 | 13.1354 | 13
80498 | 9.38 | 0.8 | 2019-12-31 | 2020-12-31 | 365 | 8.7756 | 8
81864 | 10.791 | 0.8 | 2019-12-31 | 2020-12-31 | 365 | 10.0957 | 10
81661 | 172.8 | 0.6 | 2019-12-31 | 2020-12-31 | 365 | 121.2496 | 121
81529 | 6.96 | 0.8 | 2019-12-31 | 2020-12-31 | 365 | 6.5116 | 6
82100 | 4.905 | 0.8 | 2019-12-31 | 2020-12-31 | 365 | 4.589 | 4
82118 | 10.08 | 0.8 | 2019-12-31 | 2020-12-31 | 365 | 9.4305 | 9
81796 | 9.36 | 0.8 | 2019-12-31 | 2020-12-31 | 365 | 8.7569 | 8
82131 | 14.4 | 0.8 | 2019-12-31 | 2020-12-31 | 365 | 13.4722 | 13
82176 | 10.05 | 0.8 | 2019-12-31 | 2020-12-31 | 365 | 9.4025 | 9
82304 | 12.24 | 0.8 | 2019-12-31 | 2020-12-31 | 365 | 11.4514 | 11
82526 | 12.099 | 0.8 | 2019-12-31 | 2020-12-31 | 365 | 11.3194 | 11
82531 | 9.72 | 0.8 | 2019-12-31 | 2020-12-31 | 365 | 9.0937 | 9
82532 | 14.4 | 0.8 | 2019-12-31 | 2020-12-31 | 365 | 13.4722 | 13
82751 | 6.54 | 0.8 | 2019-12-31 | 2020-12-31 | 365 | 6.1186 | 6
82775 | 12.099 | 0.8 | 2019-12-31 | 2020-12-31 | 365 | 11.3194 | 11
82182 | 15.08 | 0.8 | 2019-12-31 | 2020-12-31 | 365 | 14.1084 | 14
82844 | 4.62 | 0.8 | 2019-12-31 | 2020-12-31 | 365 | 4.3223 | 4
83327 | 5.8 | 0.8 | 2019-12-31 | 2020-12-31 | 365 | 5.4263 | 5
82092 | 10.5 | 0.8 | 2019-12-31 | 2020-12-31 | 365 | 9.8235 | 9
83452 | 10.464 | 0.8 | 2019-12-31 | 2020-12-31 | 365 | 9.7898 | 9
83481 | 14.4 | 0.8 | 2019-12-31 | 2020-12-31 | 365 | 13.4722 | 13
83539 | 8.502 | 0.8 | 2019-12-31 | 2020-12-31 | 365 | 7.9542 | 7
83538 | 7.84 | 0.8 | 2019-12-31 | 2020-12-31 | 365 | 7.3349 | 7
83869 | 11.118 | 0.8 | 2019-12-31 | 2020-12-31 | 365 | 10.4016 | 10
83873 | 8.64 | 0.8 | 2019-12-31 | 2020-12-31 | 365 | 8.0833 | 8
83848 | 5.52 | 0.8 | 2019-12-31 | 2020-12-31 | 365 | 5.1643 | 5
83824 | 4.68 | 0.8 | 2019-12-31 | 2020-12-31 | 365 | 4.3785 | 4
83823 | 7.56 | 0.8 | 2019-12-31 | 2020-12-31 | 365 | 7.0729 | 7
83822 | 5.175 | 0.8 | 2019-12-31 | 2020-12-31 | 365 | 4.8416 | 4
83821 | 12.06 | 0.8 | 2019-12-31 | 2020-12-31 | 365 | 11.283 | 11
83819 | 5.4 | 0.8 | 2019-12-31 | 2020-12-31 | 365 | 5.0521 | 5
83820 | 20.928 | 0.8 | 2019-12-31 | 2020-12-31 | 365 | 19.5796 | 19
83817 | 8.829 | 0.8 | 2019-12-31 | 2020-12-31 | 365 | 8.2601 | 8
83818 | 5.886 | 0.8 | 2019-12-31 | 2020-12-31 | 365 | 5.5068 | 5
83963 | 12.426 | 0.8 | 2019-12-31 | 2020-12-31 | 365 | 11.6254 | 11
83958 | 12 | 0.8 | 2019-12-31 | 2020-12-31 | 365 | 11.2268 | 11
83961 | 9.6 | 0.8 | 2019-12-31 | 2020-12-31 | 365 | 8.9815 | 8
84145 | 12 | 0.8 | 2019-12-31 | 2020-12-31 | 365 | 11.2268 | 11
84146 | 8.4 | 0.8 | 2019-12-31 | 2020-12-31 | 365 | 7.8588 | 7
84148 | 12 | 0.8 | 2019-12-31 | 2020-12-31 | 365 | 11.2268 | 11
84149 | 12 | 0.8 | 2019-12-31 | 2020-12-31 | 365 | 11.2268 | 11
84147 | 9 | 0.8 | 2019-12-31 | 2020-12-31 | 365 | 8.4201 | 8
84126 | 10.08 | 0.8 | 2019-12-31 | 2020-12-31 | 365 | 9.4305 | 9
83537 | 5.67 | 0.8 | 2019-12-31 | 2020-12-31 | 365 | 5.3047 | 5
84238 | 6.54 | 0.8 | 2019-12-31 | 2020-12-31 | 365 | 6.1186 | 6
84278 | 6.6 | 0.8 | 2019-12-31 | 2020-12-31 | 365 | 6.1747 | 6
84468 | 12.96 | 0.8 | 2019-12-31 | 2020-12-31 | 365 | 12.125 | 12
84529 | 7.56 | 0.8 | 2019-12-31 | 2020-12-31 | 365 | 7.0729 | 7
84530 | 10.08 | 0.8 | 2019-12-31 | 2020-12-31 | 365 | 9.4305 | 9
84531 | 10.8 | 0.8 | 2019-12-31 | 2020-12-31 | 365 | 10.1041 | 10
84628 | 11.7 | 0.8 | 2019-12-31 | 2020-12-31 | 365 | 10.9461 | 10
84543 | 6.54 | 0.8 | 2019-12-31 | 2020-12-31 | 365 | 6.1186 | 6
84806 | 7.92 | 0.8 | 2019-12-31 | 2020-12-31 | 365 | 7.4097 | 7
84859 | 11.88 | 0.8 | 2019-12-31 | 2020-12-31 | 365 | 11.1145 | 11
84860 | 10.137 | 0.8 | 2019-12-31 | 2020-12-31 | 365 | 9.4839 | 9
83536 | 6.16 | 0.8 | 2019-12-31 | 2020-12-31 | 365 | 5.7631 | 5
84314 | 14.388 | 0.8 | 2019-12-31 | 2020-12-31 | 365 | 13.461 | 13
84944 | 7.521 | 0.8 | 2019-12-31 | 2020-12-31 | 365 | 7.0364 | 7
85086 | 10.791 | 0.8 | 2019-12-31 | 2020-12-31 | 365 | 10.0957 | 10
85097 | 6.365 | 0.8 | 2019-12-31 | 2020-12-31 | 365 | 5.9549 | 5
85204 | 15.075 | 0.8 | 2019-12-31 | 2020-12-31 | 365 | 14.1037 | 14
85170 | 8.64 | 0.8 | 2019-12-31 | 2020-12-31 | 365 | 8.0833 | 8
85260 | 14.388 | 0.8 | 2019-12-31 | 2020-12-31 | 365 | 13.461 | 13
85273 | 12.96 | 0.8 | 2019-12-31 | 2020-12-31 | 365 | 12.125 | 12
85292 | 14.4 | 0.8 | 2019-12-31 | 2020-12-31 | 365 | 13.4722 | 13
85271 | 8.64 | 0.8 | 2019-12-31 | 2020-12-31 | 365 | 8.0833 | 8
85360 | 5.232 | 0.8 | 2019-12-31 | 2020-12-31 | 365 | 4.8949 | 4
85526 | 7.56 | 0.8 | 2019-12-31 | 2020-12-31 | 365 | 7.0729 | 7
85469 | 7.848 | 0.8 | 2019-12-31 | 2020-12-31 | 365 | 7.3423 | 7
85375 | 7.92 | 0.8 | 2019-12-31 | 2020-12-31 | 365 | 7.4097 | 7
85371 | 4.251 | 0.8 | 2019-12-31 | 2020-12-31 | 365 | 3.9771 | 3
85340 | 12.6 | 0.8 | 2019-12-31 | 2020-12-31 | 365 | 11.7882 | 11
85338 | 9.8 | 0.8 | 2019-12-31 | 2020-12-31 | 365 | 9.1686 | 9
85364 | 7.2 | 0.8 | 2019-12-31 | 2020-12-31 | 365 | 6.7361 | 6
85348 | 5.04 | 0.8 | 2019-12-31 | 2020-12-31 | 365 | 4.7153 | 4
85362 | 9 | 0.8 | 2019-12-31 | 2020-12-31 | 365 | 8.4201 | 8
85537 | 13.68 | 0.8 | 2019-12-31 | 2020-12-31 | 365 | 12.7986 | 12
82045 | 65.55 | 0.6 | 2019-12-31 | 2020-12-31 | 365 | 45.9949 | 45
85703 | 5.76 | 0.8 | 2019-12-31 | 2020-12-31 | 365 | 5.3889 | 5
85701 | 15.12 | 0.8 | 2019-12-31 | 2020-12-31 | 365 | 14.1458 | 14
85855 | 8.64 | 0.8 | 2019-12-31 | 2020-12-31 | 365 | 8.0833 | 8
85702 | 4.91 | 0.8 | 2019-12-31 | 2020-12-31 | 365 | 4.5936 | 4
85881 | 5.4 | 0.8 | 2019-12-31 | 2020-12-31 | 365 | 5.0521 | 5
85897 | 6.9 | 0.8 | 2019-12-31 | 2020-12-31 | 365 | 6.4554 | 6
85326 | 14.07 | 0.8 | 2019-12-31 | 2020-12-31 | 365 | 13.1634 | 13
85884 | 15.12 | 0.8 | 2019-12-31 | 2020-12-31 | 365 | 14.1458 | 14
85337 | 4.16 | 0.8 | 2019-12-31 | 2020-12-31 | 365 | 3.892 | 3
86092 | 6.48 | 0.8 | 2019-12-31 | 2020-12-31 | 365 | 6.0625 | 6
86088 | 3.6 | 0.8 | 2019-12-31 | 2020-12-31 | 365 | 3.368 | 3
86094 | 10.695 | 0.8 | 2019-12-31 | 2020-12-31 | 365 | 10.0059 | 10
86101 | 12.24 | 0.8 | 2019-12-31 | 2020-12-31 | 365 | 11.4514 | 11
86105 | 15.18 | 0.8 | 2019-12-31 | 2020-12-31 | 365 | 14.2019 | 14
86156 | 8.835 | 0.8 | 2019-12-31 | 2020-12-31 | 365 | 8.2657 | 8
86160 | 2.88 | 0.8 | 2019-12-31 | 2020-12-31 | 365 | 2.6944 | 2
86162 | 8.502 | 0.8 | 2019-12-31 | 2020-12-31 | 365 | 7.9542 | 7
86163 | 2.88 | 0.8 | 2019-12-31 | 2020-12-31 | 365 | 2.6944 | 2
86238 | 11.772 | 0.8 | 2019-12-31 | 2020-12-31 | 365 | 11.0135 | 11
86240 | 4.58 | 0.8 | 2019-12-31 | 2020-12-31 | 365 | 4.2849 | 4
86239 | 6.54 | 0.8 | 2019-12-31 | 2020-12-31 | 365 | 6.1186 | 6
86387 | 5.52 | 0.8 | 2019-12-31 | 2020-12-31 | 365 | 5.1643 | 5
86474 | 9.45 | 0.8 | 2019-12-31 | 2020-12-31 | 365 | 8.8411 | 8
86479 | 13.53 | 0.8 | 2019-12-31 | 2020-12-31 | 365 | 12.6582 | 12
86552 | 13.68 | 0.8 | 2019-12-31 | 2020-12-31 | 365 | 12.7986 | 12
79655 | 104.04 | 0.7 | 2019-12-31 | 2020-12-31 | 365 | 85.1694 | 85
86480 | 8.4 | 0.8 | 2019-12-31 | 2020-12-31 | 365 | 7.8588 | 7
86618 | 6.7 | 0.8 | 2019-12-31 | 2020-12-31 | 365 | 6.2683 | 6
86813 | 5.76 | 0.8 | 2019-12-31 | 2020-12-31 | 365 | 5.3889 | 5
86830 | 5.04 | 0.8 | 2019-12-31 | 2020-12-31 | 365 | 4.7153 | 4
86838 | 9.81 | 0.8 | 2019-12-31 | 2020-12-31 | 365 | 9.1779 | 9
86847 | 6.48 | 0.8 | 2019-12-31 | 2020-12-31 | 365 | 6.0625 | 6
86849 | 8.83 | 0.8 | 2019-12-31 | 2020-12-31 | 365 | 8.2611 | 8
86851 | 21.6 | 0.8 | 2019-12-31 | 2020-12-31 | 365 | 20.2083 | 20
86853 | 4.58 | 0.8 | 2019-12-31 | 2020-12-31 | 365 | 4.2849 | 4
86889 | 7.2 | 0.8 | 2019-12-31 | 2020-12-31 | 365 | 6.7361 | 6
86896 | 12 | 0.8 | 2019-12-31 | 2020-12-31 | 365 | 11.2268 | 11
86902 | 12.6 | 0.8 | 2019-12-31 | 2020-12-31 | 365 | 11.7882 | 11
86477 | 4.32 | 0.8 | 2019-12-31 | 2020-12-31 | 365 | 4.0417 | 4
86475 | 5.76 | 0.8 | 2019-12-31 | 2020-12-31 | 365 | 5.3889 | 5
86491 | 7.94 | 0.8 | 2019-12-31 | 2020-12-31 | 365 | 7.4284 | 7
87006 | 13.68 | 0.8 | 2019-12-31 | 2020-12-31 | 365 | 12.7986 | 12
87024 | 5.559 | 0.8 | 2019-12-31 | 2020-12-31 | 365 | 5.2008 | 5
86845 | 11.16 | 0.8 | 2019-12-31 | 2020-12-31 | 365 | 10.4409 | 10
86880 | 12.6 | 0.8 | 2019-12-31 | 2020-12-31 | 365 | 11.7882 | 11
86897 | 12 | 0.8 | 2019-12-31 | 2020-12-31 | 365 | 11.2268 | 11
87309 | 9.81 | 0.8 | 2019-12-31 | 2020-12-31 | 365 | 9.1779 | 9
87316 | 2.88 | 0.8 | 2019-12-31 | 2020-12-31 | 365 | 2.6944 | 2
87323 | 7.521 | 0.8 | 2019-12-31 | 2020-12-31 | 365 | 7.0364 | 7
87326 | 6.9 | 0.8 | 2019-12-31 | 2020-12-31 | 365 | 6.4554 | 6
82046 | 71.76 | 0.55 | 2019-12-31 | 2020-12-31 | 365 | 46.1562 | 46
87379 | 8.28 | 0.8 | 2019-12-31 | 2020-12-31 | 365 | 7.7465 | 7
87257 | 9.9 | 0.8 | 2019-12-31 | 2020-12-31 | 365 | 9.2621 | 9
87514 | 5.886 | 0.8 | 2019-12-31 | 2020-12-31 | 365 | 5.5068 | 5
87517 | 9.156 | 0.8 | 2019-12-31 | 2020-12-31 | 365 | 8.5661 | 8
87602 | 5.76 | 0.8 | 2019-12-31 | 2020-12-31 | 365 | 5.3889 | 5
87917 | 8.4 | 0.8 | 2019-12-31 | 2020-12-31 | 365 | 7.8588 | 7
87916 | 6.867 | 0.8 | 2019-12-31 | 2020-12-31 | 365 | 6.4245 | 6
82044 | 37.8 | 0.6 | 2019-12-31 | 2020-12-31 | 365 | 26.5234 | 26
88182 | 3.96 | 0.8 | 2019-12-31 | 2020-12-31 | 365 | 3.7048 | 3
88185 | 4.48 | 0.8 | 2019-12-31 | 2020-12-31 | 365 | 4.1913 | 4
88184 | 12.2 | 0.8 | 2019-12-31 | 2020-12-31 | 365 | 11.4139 | 11
88255 | 8.64 | 0.8 | 2019-12-31 | 2020-12-31 | 365 | 8.0833 | 8
88257 | 13.4 | 0.8 | 2019-12-31 | 2020-12-31 | 365 | 12.5366 | 12
88300 | 10.137 | 0.8 | 2019-12-31 | 2020-12-31 | 365 | 9.4839 | 9
88183 | 15.18 | 0.8 | 2019-12-31 | 2020-12-31 | 365 | 14.2019 | 14
88509 | 7.92 | 0.8 | 2019-12-31 | 2020-12-31 | 365 | 7.4097 | 7
88256 | 10.24 | 0.8 | 2019-12-31 | 2020-12-31 | 365 | 9.5802 | 9
88510 | 12.96 | 0.8 | 2019-12-31 | 2020-12-31 | 365 | 12.125 | 12
88511 | 12.6 | 0.8 | 2019-12-31 | 2020-12-31 | 365 | 11.7882 | 11
88734 | 4.905 | 0.8 | 2019-12-31 | 2020-12-31 | 365 | 4.589 | 4
88735 | 9.81 | 0.8 | 2019-12-31 | 2020-12-31 | 365 | 9.1779 | 9
88877 | 9.156 | 0.8 | 2019-12-31 | 2020-12-31 | 365 | 8.5661 | 8
88879 | 12.24 | 0.8 | 2019-12-31 | 2020-12-31 | 365 | 11.4514 | 11
89218 | 13 | 0.8 | 2019-12-31 | 2020-12-31 | 365 | 12.1624 | 12
89219 | 12 | 0.8 | 2019-12-31 | 2020-12-31 | 365 | 11.2268 | 11
89220 | 12.6 | 0.8 | 2019-12-31 | 2020-12-31 | 365 | 11.7882 | 11
89221 | 9 | 0.8 | 2019-12-31 | 2020-12-31 | 365 | 8.4201 | 8
89225 | 12.6 | 0.8 | 2019-12-31 | 2020-12-31 | 365 | 11.7882 | 11
89409 | 10.85 | 0.8 | 2019-12-31 | 2020-12-31 | 365 | 10.1509 | 10
88646 | 11.55 | 0.8 | 2019-12-31 | 2020-12-31 | 365 | 10.8058 | 10
89524 | 12 | 0.8 | 2019-12-31 | 2020-12-31 | 365 | 11.2268 | 11
89527 | 7.245 | 0.8 | 2019-12-31 | 2020-12-31 | 365 | 6.7782 | 6
89531 | 9.8 | 0.8 | 2019-12-31 | 2020-12-31 | 365 | 9.1686 | 9
89536 | 12 | 0.8 | 2019-12-31 | 2020-12-31 | 365 | 11.2268 | 11
88873 | 12.41 | 0.8 | 2019-12-31 | 2020-12-31 | 365 | 11.6104 | 11
89822 | 8.71 | 0.8 | 2019-12-31 | 2020-12-31 | 365 | 8.1488 | 8
89823 | 8.4 | 0.8 | 2019-12-31 | 2020-12-31 | 365 | 7.8588 | 7
89824 | 12.96 | 0.8 | 2019-12-31 | 2020-12-31 | 365 | 12.125 | 12
89537 | 13.2 | 0.8 | 2019-12-31 | 2020-12-31 | 365 | 12.3495 | 12
90111 | 10.56 | 0.8 | 2019-12-31 | 2020-12-31 | 365 | 9.8796 | 9
90114 | 12.075 | 0.8 | 2019-12-31 | 2020-12-31 | 365 | 11.297 | 11
90115 | 5.36 | 0.8 | 2019-12-31 | 2020-12-31 | 365 | 5.0146 | 5
90113 | 5.04 | 0.8 | 2019-12-31 | 2020-12-31 | 365 | 4.7153 | 4
90110 | 7.92 | 0.8 | 2019-12-31 | 2020-12-31 | 365 | 7.4097 | 7
90450 | 13.3 | 0.8 | 2019-12-31 | 2020-12-31 | 365 | 12.4431 | 12
90859 | 9.28 | 0.8 | 2019-12-31 | 2020-12-31 | 365 | 8.6821 | 8
90860 | 15.12 | 0.8 | 2019-12-31 | 2020-12-31 | 365 | 14.1458 | 14
90861 | 9.81 | 0.8 | 2019-12-31 | 2020-12-31 | 365 | 9.1779 | 9
90864 | 5.28 | 0.8 | 2019-12-31 | 2020-12-31 | 365 | 4.9398 | 4
91336 | 7.2 | 0.8 | 2019-12-31 | 2020-12-31 | 365 | 6.7361 | 6
91337 | 9.72 | 0.8 | 2019-12-31 | 2020-12-31 | 365 | 9.0937 | 9
91338 | 12.43 | 0.8 | 2019-12-31 | 2020-12-31 | 365 | 11.6291 | 11
91339 | 8.64 | 0.8 | 2019-12-31 | 2020-12-31 | 365 | 8.0833 | 8
91555 | 8.32 | 0.8 | 2019-12-31 | 2020-12-31 | 365 | 7.7839 | 7
91571 | 10.98 | 0.8 | 2019-12-31 | 2020-12-31 | 365 | 10.2725 | 10
91573 | 10.8 | 0.8 | 2019-12-31 | 2020-12-31 | 365 | 10.1041 | 10
91575 | 9.81 | 0.8 | 2019-12-31 | 2020-12-31 | 365 | 9.1779 | 9
91578 | 13.68 | 0.8 | 2019-12-31 | 2020-12-31 | 365 | 12.7986 | 12
91576 | 9.72 | 0.8 | 2019-12-31 | 2020-12-31 | 365 | 9.0937 | 9
91579 | 5.12 | 0.8 | 2019-12-31 | 2020-12-31 | 365 | 4.7901 | 4
90862 | 6.3 | 0.8 | 2019-12-31 | 2020-12-31 | 365 | 5.8941 | 5
91603 | 10.8 | 0.8 | 2019-12-31 | 2020-12-31 | 365 | 10.1041 | 10
91648 | 4.65 | 0.8 | 2019-12-31 | 2020-12-31 | 365 | 4.3504 | 4
91580 | 7.848 | 0.8 | 2019-12-31 | 2020-12-31 | 365 | 7.3423 | 7
91581 | 10.08 | 0.8 | 2019-12-31 | 2020-12-31 | 365 | 9.4305 | 9
91582 | 7.68 | 0.8 | 2019-12-31 | 2020-12-31 | 365 | 7.1852 | 7
91679 | 13.4 | 0.8 | 2019-12-31 | 2020-12-31 | 365 | 12.5366 | 12
91574 | 24 | 0.8 | 2019-12-31 | 2020-12-31 | 365 | 22.4536 | 22
92134 | 7.29 | 0.8 | 2019-12-31 | 2020-12-31 | 365 | 6.8203 | 6
91850 | 7.92 | 0.8 | 2019-12-31 | 2020-12-31 | 365 | 7.4097 | 7
83648 | 6.867 | 0.8 | 2019-12-31 | 2020-12-31 | 365 | 6.4245 | 6
3790 | 2.08 | 1 | 2019-12-31 | 2020-12-31 | 365 | 2.4325 | 2
7441 | 9 | 1 | 2019-12-31 | 2020-12-31 | 365 | 10.5251 | 10
2156 | 7.95 | 1 | 2019-12-31 | 2020-12-31 | 365 | 9.2972 | 9
4234 | 7 | 1 | 2019-12-31 | 2020-12-31 | 365 | 8.1862 | 8
1529 | 7 | 1 | 2019-12-31 | 2020-12-31 | 365 | 8.1862 | 8
3868 | 3 | 1 | 2019-12-31 | 2020-12-31 | 365 | 3.5084 | 3
2989 | 4.25 | 1 | 2019-12-31 | 2020-12-31 | 365 | 4.9702 | 4
1339 | 7.84 | 1 | 2019-12-31 | 2020-12-31 | 365 | 9.1686 | 9
1341 | 6.375 | 1 | 2019-12-31 | 2020-12-31 | 365 | 7.4553 | 7
3602 | 9 | 1 | 2019-12-31 | 2020-12-31 | 365 | 10.5251 | 10
1698 | 3.12 | 1 | 2019-12-31 | 2020-12-31 | 365 | 3.6487 | 3
4944 | 5.5 | 1 | 2019-12-31 | 2020-12-31 | 365 | 6.432 | 6
2186 | 6.5 | 1 | 2019-12-31 | 2020-12-31 | 365 | 7.6015 | 7
3601 | 8.32 | 1 | 2019-12-31 | 2020-12-31 | 365 | 9.7299 | 9
4442 | 6 | 1 | 2019-12-31 | 2020-12-31 | 365 | 7.0168 | 7
1342 | 7 | 1 | 2019-12-31 | 2020-12-31 | 365 | 8.1862 | 8
5492 | 4.25 | 1 | 2019-12-31 | 2020-12-31 | 365 | 4.9702 | 4
4933 | 9.36 | 1 | 2019-12-31 | 2020-12-31 | 365 | 10.9461 | 10
3778 | 4 | 1 | 2019-12-31 | 2020-12-31 | 365 | 4.6778 | 4
5172 | 3.64 | 1 | 2019-12-31 | 2020-12-31 | 365 | 4.2568 | 4
2237 | 3.25 | 1 | 2019-12-31 | 2020-12-31 | 365 | 3.8007 | 3
6538 | 3.185 | 1 | 2019-12-31 | 2020-12-31 | 365 | 3.7247 | 3
3826 | 7.75 | 1 | 2019-12-31 | 2020-12-31 | 365 | 9.0633 | 9
2518 | 5 | 1 | 2019-12-31 | 2020-12-31 | 365 | 5.8473 | 5
9248 | 6.375 | 1 | 2019-12-31 | 2020-12-31 | 365 | 7.4553 | 7
5007 | 6.375 | 1 | 2019-12-31 | 2020-12-31 | 365 | 7.4553 | 7
4640 | 4.5 | 1 | 2019-12-31 | 2020-12-31 | 365 | 5.2626 | 5
3963 | 8.91 | 1 | 2019-12-31 | 2020-12-31 | 365 | 10.4199 | 10
5498 | 2.805 | 1 | 2019-12-31 | 2020-12-31 | 365 | 3.2803 | 3
7305 | 4.59 | 1 | 2019-12-31 | 2020-12-31 | 365 | 5.3678 | 5
5486 | 6.63 | 1 | 2019-12-31 | 2020-12-31 | 365 | 7.7535 | 7
4702 | 8.64 | 1 | 2019-12-31 | 2020-12-31 | 365 | 10.1041 | 10
4526 | 9 | 1 | 2019-12-31 | 2020-12-31 | 365 | 10.5251 | 10
3907 | 8.82 | 1 | 2019-12-31 | 2020-12-31 | 365 | 10.3146 | 10
6672 | 5.145 | 1 | 2019-12-31 | 2020-12-31 | 365 | 6.0169 | 6
5005 | 5 | 1 | 2019-12-31 | 2020-12-31 | 365 | 5.8473 | 5
8654 | 2 | 1 | 2019-12-31 | 2020-12-31 | 365 | 2.3389 | 2
5491 | 5.225 | 1 | 2019-12-31 | 2020-12-31 | 365 | 6.1104 | 6
4704 | 7 | 1 | 2019-12-31 | 2020-12-31 | 365 | 8.1862 | 8
3483 | 7.5 | 1 | 2019-12-31 | 2020-12-31 | 365 | 8.7709 | 8
4831 | 7.595 | 1 | 2019-12-31 | 2020-12-31 | 365 | 8.882 | 8
4165 | 3.675 | 1 | 2019-12-31 | 2020-12-31 | 365 | 4.2978 | 4
6003 | 8 | 1 | 2019-12-31 | 2020-12-31 | 365 | 9.3557 | 9
13522 | 4.08 | 1 | 2019-12-31 | 2020-12-31 | 365 | 4.7714 | 4
5978 | 5.5 | 1 | 2019-12-31 | 2020-12-31 | 365 | 6.432 | 6
5495 | 7 | 1 | 2019-12-31 | 2020-12-31 | 365 | 8.1862 | 8
7081 | 11.7 | 1 | 2019-12-31 | 2020-12-31 | 365 | 13.6827 | 13
5225 | 9.5 | 1 | 2019-12-31 | 2020-12-31 | 365 | 11.1099 | 11
4232 | 5.5 | 1 | 2019-12-31 | 2020-12-31 | 365 | 6.432 | 6
6602 | 5.98 | 1 | 2019-12-31 | 2020-12-31 | 365 | 6.9934 | 6
6660 | 8.25 | 1 | 2019-12-31 | 2020-12-31 | 365 | 9.648 | 9
4443 | 6.37 | 1 | 2019-12-31 | 2020-12-31 | 365 | 7.4495 | 7
3237 | 5.39 | 1 | 2019-12-31 | 2020-12-31 | 365 | 6.3034 | 6
6607 | 2.45 | 1 | 2019-12-31 | 2020-12-31 | 365 | 2.8652 | 2
5487 | 3.315 | 1 | 2019-12-31 | 2020-12-31 | 365 | 3.8768 | 3
6947 | 6.24 | 1 | 2019-12-31 | 2020-12-31 | 365 | 7.2974 | 7
5006 | 7.65 | 1 | 2019-12-31 | 2020-12-31 | 365 | 8.9464 | 8
3117 | 5.1 | 1 | 2019-12-31 | 2020-12-31 | 365 | 5.9642 | 5
2049 | 5.46 | 1 | 2019-12-31 | 2020-12-31 | 365 | 6.3853 | 6
7927 | 6.5 | 1 | 2019-12-31 | 2020-12-31 | 365 | 7.6015 | 7
4887 | 7.02 | 1 | 2019-12-31 | 2020-12-31 | 365 | 8.2096 | 8
4706 | 3.75 | 1 | 2019-12-31 | 2020-12-31 | 365 | 4.3855 | 4
3680 | 5.865 | 1 | 2019-12-31 | 2020-12-31 | 365 | 6.8589 | 6
4830 | 8.58 | 1 | 2019-12-31 | 2020-12-31 | 365 | 10.034 | 10
2683 | 2.25 | 1 | 2019-12-31 | 2020-12-31 | 365 | 2.6313 | 2
3267 | 6.25 | 1 | 2019-12-31 | 2020-12-31 | 365 | 7.3091 | 7
3479 | 8 | 1 | 2019-12-31 | 2020-12-31 | 365 | 9.3557 | 9
5223 | 4.59 | 1 | 2019-12-31 | 2020-12-31 | 365 | 5.3678 | 5
6601 | 8.82 | 1 | 2019-12-31 | 2020-12-31 | 365 | 10.3146 | 10
9156 | 4.655 | 1 | 2019-12-31 | 2020-12-31 | 365 | 5.4438 | 5
6445 | 5.1 | 1 | 2019-12-31 | 2020-12-31 | 365 | 5.9642 | 5
5485 | 6.63 | 1 | 2019-12-31 | 2020-12-31 | 365 | 7.7535 | 7
6447 | 5 | 1 | 2019-12-31 | 2020-12-31 | 365 | 5.8473 | 5
8427 | 6.37 | 1 | 2019-12-31 | 2020-12-31 | 365 | 7.4495 | 7
6646 | 8.25 | 1 | 2019-12-31 | 2020-12-31 | 365 | 9.648 | 9
10725 | 3.12 | 1 | 2019-12-31 | 2020-12-31 | 365 | 3.6487 | 3
3669 | 8 | 1 | 2019-12-31 | 2020-12-31 | 365 | 9.3557 | 9
3867 | 5.25 | 1 | 2019-12-31 | 2020-12-31 | 365 | 6.1397 | 6
3904 | 6.37 | 1 | 2019-12-31 | 2020-12-31 | 365 | 7.4495 | 7
3983 | 4.75 | 1 | 2019-12-31 | 2020-12-31 | 365 | 5.5549 | 5
8434 | 5.25 | 1 | 2019-12-31 | 2020-12-31 | 365 | 6.1397 | 6
5168 | 4.94 | 1 | 2019-12-31 | 2020-12-31 | 365 | 5.7771 | 5
6667 | 6.76 | 1 | 2019-12-31 | 2020-12-31 | 365 | 7.9055 | 7
5891 | 7.5 | 1 | 2019-12-31 | 2020-12-31 | 365 | 8.7709 | 8
7435 | 3.92 | 1 | 2019-12-31 | 2020-12-31 | 365 | 4.5843 | 4
6674 | 5.5 | 1 | 2019-12-31 | 2020-12-31 | 365 | 6.432 | 6
10516 | 4.42 | 1 | 2019-12-31 | 2020-12-31 | 365 | 5.169 | 5
5227 | 10.25 | 1 | 2019-12-31 | 2020-12-31 | 365 | 11.987 | 11
5962 | 5.2 | 1 | 2019-12-31 | 2020-12-31 | 365 | 6.0812 | 6
6733 | 3.315 | 1 | 2019-12-31 | 2020-12-31 | 365 | 3.8768 | 3
6604 | 6.25 | 1 | 2019-12-31 | 2020-12-31 | 365 | 7.3091 | 7
5489 | 5.61 | 1 | 2019-12-31 | 2020-12-31 | 365 | 6.5607 | 6
10718 | 5.25 | 1 | 2019-12-31 | 2020-12-31 | 365 | 6.1397 | 6
4236 | 8.82 | 1 | 2019-12-31 | 2020-12-31 | 365 | 10.3146 | 10
4525 | 5.25 | 1 | 2019-12-31 | 2020-12-31 | 365 | 6.1397 | 6
4530 | 3.92 | 1 | 2019-12-31 | 2020-12-31 | 365 | 4.5843 | 4
3578 | 6.5 | 1 | 2019-12-31 | 2020-12-31 | 365 | 7.6015 | 7
6739 | 4.75 | 1 | 2019-12-31 | 2020-12-31 | 365 | 5.5549 | 5
9343 | 6.75 | 1 | 2019-12-31 | 2020-12-31 | 365 | 7.8939 | 7
3968 | 7.25 | 1 | 2019-12-31 | 2020-12-31 | 365 | 8.4786 | 8
4610 | 9 | 1 | 2019-12-31 | 2020-12-31 | 365 | 10.5251 | 10
4597 | 6.615 | 1 | 2019-12-31 | 2020-12-31 | 365 | 7.736 | 7
4645 | 8.085 | 1 | 2019-12-31 | 2020-12-31 | 365 | 9.4551 | 9
4851 | 6.37 | 1 | 2019-12-31 | 2020-12-31 | 365 | 7.4495 | 7
4854 | 8.32 | 1 | 2019-12-31 | 2020-12-31 | 365 | 9.7299 | 9
4890 | 7.35 | 1 | 2019-12-31 | 2020-12-31 | 365 | 8.5955 | 8
4940 | 6 | 1 | 2019-12-31 | 2020-12-31 | 365 | 7.0168 | 7
4939 | 6.5 | 1 | 2019-12-31 | 2020-12-31 | 365 | 7.6015 | 7
4941 | 9 | 1 | 2019-12-31 | 2020-12-31 | 365 | 10.5251 | 10
5008 | 5.5 | 1 | 2019-12-31 | 2020-12-31 | 365 | 6.432 | 6
5173 | 3.92 | 1 | 2019-12-31 | 2020-12-31 | 365 | 4.5843 | 4
5200 | 5.25 | 1 | 2019-12-31 | 2020-12-31 | 365 | 6.1397 | 6
5206 | 3.25 | 1 | 2019-12-31 | 2020-12-31 | 365 | 3.8007 | 3
6024 | 6.12 | 1 | 2019-12-31 | 2020-12-31 | 365 | 7.1571 | 7
6025 | 4.08 | 1 | 2019-12-31 | 2020-12-31 | 365 | 4.7714 | 4
5587 | 9 | 1 | 2019-12-31 | 2020-12-31 | 365 | 10.5251 | 10
5589 | 4.95 | 1 | 2019-12-31 | 2020-12-31 | 365 | 5.7888 | 5
6539 | 6.5 | 1 | 2019-12-31 | 2020-12-31 | 365 | 7.6015 | 7
6068 | 6.75 | 1 | 2019-12-31 | 2020-12-31 | 365 | 7.8939 | 7
6449 | 7.14 | 1 | 2019-12-31 | 2020-12-31 | 365 | 8.3499 | 8
6599 | 9.88 | 1 | 2019-12-31 | 2020-12-31 | 365 | 11.5543 | 11
6600 | 4.25 | 1 | 2019-12-31 | 2020-12-31 | 365 | 4.9702 | 4
6669 | 5.5 | 1 | 2019-12-31 | 2020-12-31 | 365 | 6.432 | 6
7439 | 9.88 | 1 | 2019-12-31 | 2020-12-31 | 365 | 11.5543 | 11
7929 | 10.535 | 1 | 2019-12-31 | 2020-12-31 | 365 | 12.3203 | 12
7945 | 6.86 | 1 | 2019-12-31 | 2020-12-31 | 365 | 8.0225 | 8
9205 | 8.82 | 1 | 2019-12-31 | 2020-12-31 | 365 | 10.3146 | 10
9212 | 6.25 | 1 | 2019-12-31 | 2020-12-31 | 365 | 7.3091 | 7
7773 | 7.5 | 1 | 2019-12-31 | 2020-12-31 | 365 | 8.7709 | 8
7865 | 4.5 | 1 | 2019-12-31 | 2020-12-31 | 365 | 5.2626 | 5
8672 | 2.94 | 1 | 2019-12-31 | 2020-12-31 | 365 | 3.4382 | 3
6734 | 7.28 | 1 | 2019-12-31 | 2020-12-31 | 365 | 8.5137 | 8
12053 | 6.25 | 1 | 2019-12-31 | 2020-12-31 | 365 | 7.3091 | 7
13773 | 2.5 | 1 | 2019-12-31 | 2020-12-31 | 365 | 2.9236 | 2
16002 | 3.25 | 1 | 2019-12-31 | 2020-12-31 | 365 | 3.8007 | 3
16006 | 6.75 | 1 | 2019-12-31 | 2020-12-31 | 365 | 7.8939 | 7
16880 | 8.5 | 1 | 2019-12-31 | 2020-12-31 | 365 | 9.9404 | 9
16882 | 4.05 | 1 | 2019-12-31 | 2020-12-31 | 365 | 4.7363 | 4
17609 | 19 | 1 | 2019-12-31 | 2020-12-31 | 365 | 22.2197 | 22
16879 | 7.905 | 1 | 2019-12-31 | 2020-12-31 | 365 | 9.2446 | 9
18182 | 10.26 | 1 | 2019-12-31 | 2020-12-31 | 365 | 11.9987 | 11
23483 | 3.25 | 1 | 2019-12-31 | 2020-12-31 | 365 | 3.8007 | 3
23486 | 4.75 | 1 | 2019-12-31 | 2020-12-31 | 365 | 5.5549 | 5
23489 | 15.6 | 1 | 2019-12-31 | 2020-12-31 | 365 | 18.2436 | 18
23491 | 4.25 | 1 | 2019-12-31 | 2020-12-31 | 365 | 4.9702 | 4
23537 | 5 | 1 | 2019-12-31 | 2020-12-31 | 365 | 5.8473 | 5
23746 | 7.35 | 1 | 2019-12-31 | 2020-12-31 | 365 | 8.5955 | 8
25155 | 9.62 | 1 | 2019-12-31 | 2020-12-31 | 365 | 11.2502 | 11
24542 | 5.94 | 1 | 2019-12-31 | 2020-12-31 | 365 | 6.9466 | 6
2538 | 4.16 | 1 | 2019-12-31 | 2020-12-31 | 365 | 4.865 | 4
19702 | 4.5 | 1 | 2019-12-31 | 2020-12-31 | 365 | 5.2626 | 5
2479 | 8.64 | 1 | 2019-12-31 | 2020-12-31 | 365 | 10.1041 | 10
6467 | 12.15 | 1 | 2019-12-31 | 2020-12-31 | 365 | 14.2089 | 14
1251 | 8.75 | 1 | 2019-12-31 | 2020-12-31 | 365 | 10.2328 | 10
1232 | 5.2 | 1 | 2019-12-31 | 2020-12-31 | 365 | 6.0812 | 6
1249 | 8.58 | 1 | 2019-12-31 | 2020-12-31 | 365 | 10.034 | 10
1216 | 7.25 | 1 | 2019-12-31 | 2020-12-31 | 365 | 8.4786 | 8
1228 | 11.5 | 1 | 2019-12-31 | 2020-12-31 | 365 | 13.4488 | 13
1257 | 5.5 | 1 | 2019-12-31 | 2020-12-31 | 365 | 6.432 | 6
3193 | 4.25 | 1 | 2019-12-31 | 2020-12-31 | 365 | 4.9702 | 4
1237 | 9 | 1 | 2019-12-31 | 2020-12-31 | 365 | 10.5251 | 10
1306 | 10 | 1 | 2019-12-31 | 2020-12-31 | 365 | 11.6946 | 11
1196 | 7.25 | 1 | 2019-12-31 | 2020-12-31 | 365 | 8.4786 | 8
1239 | 6.095 | 1 | 2019-12-31 | 2020-12-31 | 365 | 7.1279 | 7
1235 | 10.5 | 1 | 2019-12-31 | 2020-12-31 | 365 | 12.2793 | 12
1252 | 5.98 | 1 | 2019-12-31 | 2020-12-31 | 365 | 6.9934 | 6
1223 | 5.035 | 1 | 2019-12-31 | 2020-12-31 | 365 | 5.8882 | 5
1247 | 7 | 1 | 2019-12-31 | 2020-12-31 | 365 | 8.1862 | 8
1215 | 7.155 | 1 | 2019-12-31 | 2020-12-31 | 365 | 8.3675 | 8
1184 | 8 | 1 | 2019-12-31 | 2020-12-31 | 365 | 9.3557 | 9
1218 | 5.94 | 1 | 2019-12-31 | 2020-12-31 | 365 | 6.9466 | 6
1169 | 6 | 1 | 2019-12-31 | 2020-12-31 | 365 | 7.0168 | 7
4415 | 5.035 | 1 | 2019-12-31 | 2020-12-31 | 365 | 5.8882 | 5
1240 | 4.5 | 1 | 2019-12-31 | 2020-12-31 | 365 | 5.2626 | 5
3168 | 6 | 1 | 2019-12-31 | 2020-12-31 | 365 | 7.0168 | 7
1302 | 5 | 1 | 2019-12-31 | 2020-12-31 | 365 | 5.8473 | 5
1189 | 6.48 | 1 | 2019-12-31 | 2020-12-31 | 365 | 7.5781 | 7
2443 | 8.1 | 1 | 2019-12-31 | 2020-12-31 | 365 | 9.4726 | 9
1579 | 8 | 1 | 2019-12-31 | 2020-12-31 | 365 | 9.3557 | 9
2441 | 6.48 | 1 | 2019-12-31 | 2020-12-31 | 365 | 7.5781 | 7
1905 | 9.18 | 1 | 2019-12-31 | 2020-12-31 | 365 | 10.7356 | 10
1948 | 5.94 | 1 | 2019-12-31 | 2020-12-31 | 365 | 6.9466 | 6
1220 | 8.75 | 1 | 2019-12-31 | 2020-12-31 | 365 | 10.2328 | 10
9641 | 8.91 | 1 | 2019-12-31 | 2020-12-31 | 365 | 10.4199 | 10
1238 | 9.18 | 1 | 2019-12-31 | 2020-12-31 | 365 | 10.7356 | 10
1224 | 5 | 1 | 2019-12-31 | 2020-12-31 | 365 | 5.8473 | 5
3364 | 3.75 | 1 | 2019-12-31 | 2020-12-31 | 365 | 4.3855 | 4
1873 | 6.5 | 1 | 2019-12-31 | 2020-12-31 | 365 | 7.6015 | 7
3195 | 11.34 | 1 | 2019-12-31 | 2020-12-31 | 365 | 13.2617 | 13
1863 | 5.5 | 1 | 2019-12-31 | 2020-12-31 | 365 | 6.432 | 6
1222 | 10.07 | 1 | 2019-12-31 | 2020-12-31 | 365 | 11.7765 | 11
5136 | 9.75 | 1 | 2019-12-31 | 2020-12-31 | 365 | 11.4022 | 11
1868 | 5.565 | 1 | 2019-12-31 | 2020-12-31 | 365 | 6.508 | 6
1191 | 6 | 1 | 2019-12-31 | 2020-12-31 | 365 | 7.0168 | 7
1214 | 7.95 | 1 | 2019-12-31 | 2020-12-31 | 365 | 9.2972 | 9
3929 | 11.22 | 1 | 2019-12-31 | 2020-12-31 | 365 | 13.1213 | 13
3762 | 8.1 | 1 | 2019-12-31 | 2020-12-31 | 365 | 9.4726 | 9
1580 | 7.02 | 1 | 2019-12-31 | 2020-12-31 | 365 | 8.2096 | 8
2481 | 11.75 | 1 | 2019-12-31 | 2020-12-31 | 365 | 13.7412 | 13
12204 | 5.1 | 1 | 2019-12-31 | 2020-12-31 | 365 | 5.9642 | 5
4659 | 6.5 | 1 | 2019-12-31 | 2020-12-31 | 365 | 7.6015 | 7
1194 | 4 | 1 | 2019-12-31 | 2020-12-31 | 365 | 4.6778 | 4
2537 | 6.5 | 1 | 2019-12-31 | 2020-12-31 | 365 | 7.6015 | 7
1581 | 4 | 1 | 2019-12-31 | 2020-12-31 | 365 | 4.6778 | 4
7530 | 3.24 | 1 | 2019-12-31 | 2020-12-31 | 365 | 3.7891 | 3
3748 | 8 | 1 | 2019-12-31 | 2020-12-31 | 365 | 9.3557 | 9
2501 | 6.5 | 1 | 2019-12-31 | 2020-12-31 | 365 | 7.6015 | 7
5930 | 9.99 | 1 | 2019-12-31 | 2020-12-31 | 365 | 11.6829 | 11
4269 | 6.48 | 1 | 2019-12-31 | 2020-12-31 | 365 | 7.5781 | 7
2927 | 8 | 1 | 2019-12-31 | 2020-12-31 | 365 | 9.3557 | 9
3352 | 10.5 | 1 | 2019-12-31 | 2020-12-31 | 365 | 12.2793 | 12
4981 | 2.7 | 1 | 2019-12-31 | 2020-12-31 | 365 | 3.1575 | 3
1903 | 8.91 | 1 | 2019-12-31 | 2020-12-31 | 365 | 10.4199 | 10
1183 | 12.96 | 1 | 2019-12-31 | 2020-12-31 | 365 | 15.1562 | 15
9001 | 2 | 1 | 2019-12-31 | 2020-12-31 | 365 | 2.3389 | 2
2517 | 6.75 | 1 | 2019-12-31 | 2020-12-31 | 365 | 7.8939 | 7
1258 | 9.75 | 1 | 2019-12-31 | 2020-12-31 | 365 | 11.4022 | 11
3348 | 12.5 | 1 | 2019-12-31 | 2020-12-31 | 365 | 14.6182 | 14
3362 | 6.21 | 1 | 2019-12-31 | 2020-12-31 | 365 | 7.2623 | 7
2438 | 5.5 | 1 | 2019-12-31 | 2020-12-31 | 365 | 6.432 | 6
1193 | 5.035 | 1 | 2019-12-31 | 2020-12-31 | 365 | 5.8882 | 5
4930 | 9.72 | 1 | 2019-12-31 | 2020-12-31 | 365 | 11.3672 | 11
2475 | 5.3 | 1 | 2019-12-31 | 2020-12-31 | 365 | 6.1981 | 6
1192 | 3.975 | 1 | 2019-12-31 | 2020-12-31 | 365 | 4.6486 | 4
2480 | 13.23 | 1 | 2019-12-31 | 2020-12-31 | 365 | 15.472 | 15
3342 | 6.48 | 1 | 2019-12-31 | 2020-12-31 | 365 | 7.5781 | 7
4369 | 6.21 | 1 | 2019-12-31 | 2020-12-31 | 365 | 7.2623 | 7
2484 | 14.5 | 1 | 2019-12-31 | 2020-12-31 | 365 | 16.9572 | 16
2474 | 5 | 1 | 2019-12-31 | 2020-12-31 | 365 | 5.8473 | 5
3194 | 9.72 | 1 | 2019-12-31 | 2020-12-31 | 365 | 11.3672 | 11
2432 | 9.5 | 1 | 2019-12-31 | 2020-12-31 | 365 | 11.1099 | 11
5561 | 4.25 | 1 | 2019-12-31 | 2020-12-31 | 365 | 4.9702 | 4
2466 | 8.5 | 1 | 2019-12-31 | 2020-12-31 | 365 | 9.9404 | 9
2908 | 9.5 | 1 | 2019-12-31 | 2020-12-31 | 365 | 11.1099 | 11
3745 | 10.26 | 1 | 2019-12-31 | 2020-12-31 | 365 | 11.9987 | 11
10674 | 3.24 | 1 | 2019-12-31 | 2020-12-31 | 365 | 3.7891 | 3
1245 | 7 | 1 | 2019-12-31 | 2020-12-31 | 365 | 8.1862 | 8
4622 | 6.75 | 1 | 2019-12-31 | 2020-12-31 | 365 | 7.8939 | 7
3752 | 6.48 | 1 | 2019-12-31 | 2020-12-31 | 365 | 7.5781 | 7
3761 | 5.75 | 1 | 2019-12-31 | 2020-12-31 | 365 | 6.7244 | 6
3366 | 7.25 | 1 | 2019-12-31 | 2020-12-31 | 365 | 8.4786 | 8
2407 | 5.4 | 1 | 2019-12-31 | 2020-12-31 | 365 | 6.3151 | 6
5608 | 12.5 | 1 | 2019-12-31 | 2020-12-31 | 365 | 14.6182 | 14
1254 | 6.5 | 1 | 2019-12-31 | 2020-12-31 | 365 | 7.6015 | 7
2515 | 7.5 | 1 | 2019-12-31 | 2020-12-31 | 365 | 8.7709 | 8
3753 | 10.53 | 1 | 2019-12-31 | 2020-12-31 | 365 | 12.3144 | 12
2430 | 11.07 | 1 | 2019-12-31 | 2020-12-31 | 365 | 12.9459 | 12
2473 | 10.53 | 1 | 2019-12-31 | 2020-12-31 | 365 | 12.3144 | 12
2436 | 6 | 1 | 2019-12-31 | 2020-12-31 | 365 | 7.0168 | 7
4371 | 7.685 | 1 | 2019-12-31 | 2020-12-31 | 365 | 8.9873 | 8
3354 | 8.37 | 1 | 2019-12-31 | 2020-12-31 | 365 | 9.7884 | 9
3351 | 7.29 | 1 | 2019-12-31 | 2020-12-31 | 365 | 8.5254 | 8
4576 | 3.5 | 1 | 2019-12-31 | 2020-12-31 | 365 | 4.0931 | 4
4366 | 14.84 | 1 | 2019-12-31 | 2020-12-31 | 365 | 17.3548 | 17
3357 | 4.75 | 1 | 2019-12-31 | 2020-12-31 | 365 | 5.5549 | 5
4248 | 4.59 | 1 | 2019-12-31 | 2020-12-31 | 365 | 5.3678 | 5
1902 | 10.26 | 1 | 2019-12-31 | 2020-12-31 | 365 | 11.9987 | 11
4725 | 9.18 | 1 | 2019-12-31 | 2020-12-31 | 365 | 10.7356 | 10
2906 | 12.96 | 1 | 2019-12-31 | 2020-12-31 | 365 | 15.1562 | 15
2969 | 9.45 | 1 | 2019-12-31 | 2020-12-31 | 365 | 11.0514 | 11
7476 | 10.26 | 1 | 2019-12-31 | 2020-12-31 | 365 | 11.9987 | 11
2520 | 6.21 | 1 | 2019-12-31 | 2020-12-31 | 365 | 7.2623 | 7
15206 | 11.88 | 1 | 2019-12-31 | 2020-12-31 | 365 | 13.8932 | 13
5137 | 7.56 | 1 | 2019-12-31 | 2020-12-31 | 365 | 8.8411 | 8
3185 | 8.91 | 1 | 2019-12-31 | 2020-12-31 | 365 | 10.4199 | 10
2905 | 5.75 | 1 | 2019-12-31 | 2020-12-31 | 365 | 6.7244 | 6
2444 | 8.37 | 1 | 2019-12-31 | 2020-12-31 | 365 | 9.7884 | 9
5931 | 6.21 | 1 | 2019-12-31 | 2020-12-31 | 365 | 7.2623 | 7
4625 | 10.8 | 1 | 2019-12-31 | 2020-12-31 | 365 | 12.6302 | 12
5413 | 13.23 | 1 | 2019-12-31 | 2020-12-31 | 365 | 15.472 | 15
5146 | 9.18 | 1 | 2019-12-31 | 2020-12-31 | 365 | 10.7356 | 10
5024 | 9.5 | 1 | 2019-12-31 | 2020-12-31 | 365 | 11.1099 | 11
2448 | 8.37 | 1 | 2019-12-31 | 2020-12-31 | 365 | 9.7884 | 9
4222 | 10 | 1 | 2019-12-31 | 2020-12-31 | 365 | 11.6946 | 11
2536 | 7.56 | 1 | 2019-12-31 | 2020-12-31 | 365 | 8.8411 | 8
4200 | 10.8 | 1 | 2019-12-31 | 2020-12-31 | 365 | 12.6302 | 12
2476 | 8.1 | 1 | 2019-12-31 | 2020-12-31 | 365 | 9.4726 | 9
1298 | 25 | 1 | 2019-12-31 | 2020-12-31 | 365 | 29.2365 | 29
1299 | 8.5 | 1 | 2019-12-31 | 2020-12-31 | 365 | 9.9404 | 9
1300 | 6.095 | 1 | 2019-12-31 | 2020-12-31 | 365 | 7.1279 | 7
1293 | 6.36 | 1 | 2019-12-31 | 2020-12-31 | 365 | 7.4378 | 7
1294 | 9.18 | 1 | 2019-12-31 | 2020-12-31 | 365 | 10.7356 | 10
1291 | 6.36 | 1 | 2019-12-31 | 2020-12-31 | 365 | 7.4378 | 7
1292 | 5.46 | 1 | 2019-12-31 | 2020-12-31 | 365 | 6.3853 | 6
1259 | 5 | 1 | 2019-12-31 | 2020-12-31 | 365 | 5.8473 | 5
1290 | 3 | 1 | 2019-12-31 | 2020-12-31 | 365 | 3.5084 | 3
1264 | 7.95 | 1 | 2019-12-31 | 2020-12-31 | 365 | 9.2972 | 9
1267 | 11.75 | 1 | 2019-12-31 | 2020-12-31 | 365 | 13.7412 | 13
1337 | 5.3 | 1 | 2019-12-31 | 2020-12-31 | 365 | 6.1981 | 6
1261 | 8.75 | 1 | 2019-12-31 | 2020-12-31 | 365 | 10.2328 | 10
1910 | 11 | 1 | 2019-12-31 | 2020-12-31 | 365 | 12.8641 | 12
5614 | 7.25 | 1 | 2019-12-31 | 2020-12-31 | 365 | 8.4786 | 8
2435 | 8.25 | 1 | 2019-12-31 | 2020-12-31 | 365 | 9.648 | 9
4219 | 6.75 | 1 | 2019-12-31 | 2020-12-31 | 365 | 7.8939 | 7
5138 | 3.24 | 1 | 2019-12-31 | 2020-12-31 | 365 | 3.7891 | 3
11405 | 8.75 | 1 | 2019-12-31 | 2020-12-31 | 365 | 10.2328 | 10
2445 | 9.72 | 1 | 2019-12-31 | 2020-12-31 | 365 | 11.3672 | 11
2971 | 5.25 | 1 | 2019-12-31 | 2020-12-31 | 365 | 6.1397 | 6
60364 | 7.25 | 1 | 2019-12-31 | 2020-12-31 | 365 | 8.4786 | 8
4126 | 10.53 | 1 | 2019-12-31 | 2020-12-31 | 365 | 12.3144 | 12
5298 | 8 | 1 | 2019-12-31 | 2020-12-31 | 365 | 9.3557 | 9
4223 | 6.25 | 1 | 2019-12-31 | 2020-12-31 | 365 | 7.3091 | 7
4108 | 6.25 | 1 | 2019-12-31 | 2020-12-31 | 365 | 7.3091 | 7
5696 | 7.29 | 1 | 2019-12-31 | 2020-12-31 | 365 | 8.5254 | 8
4431 | 6.21 | 1 | 2019-12-31 | 2020-12-31 | 365 | 7.2623 | 7
3343 | 5.67 | 1 | 2019-12-31 | 2020-12-31 | 365 | 6.6308 | 6
4457 | 3.78 | 1 | 2019-12-31 | 2020-12-31 | 365 | 4.4206 | 4
2535 | 7.56 | 1 | 2019-12-31 | 2020-12-31 | 365 | 8.8411 | 8
16657 | 5.67 | 1 | 2019-12-31 | 2020-12-31 | 365 | 6.6308 | 6
10675 | 6.5 | 1 | 2019-12-31 | 2020-12-31 | 365 | 7.6015 | 7
4216 | 5.4 | 1 | 2019-12-31 | 2020-12-31 | 365 | 6.3151 | 6
5563 | 7.02 | 1 | 2019-12-31 | 2020-12-31 | 365 | 8.2096 | 8
3760 | 8.75 | 1 | 2019-12-31 | 2020-12-31 | 365 | 10.2328 | 10
4726 | 9.45 | 1 | 2019-12-31 | 2020-12-31 | 365 | 11.0514 | 11
3346 | 5.5 | 1 | 2019-12-31 | 2020-12-31 | 365 | 6.432 | 6
6645 | 5.5 | 1 | 2019-12-31 | 2020-12-31 | 365 | 6.432 | 6
4249 | 7.25 | 1 | 2019-12-31 | 2020-12-31 | 365 | 8.4786 | 8
4309 | 9.25 | 1 | 2019-12-31 | 2020-12-31 | 365 | 10.8175 | 10
5067 | 8.91 | 1 | 2019-12-31 | 2020-12-31 | 365 | 10.4199 | 10
5559 | 9 | 1 | 2019-12-31 | 2020-12-31 | 365 | 10.5251 | 10
3372 | 12.5 | 1 | 2019-12-31 | 2020-12-31 | 365 | 14.6182 | 14
5404 | 8.75 | 1 | 2019-12-31 | 2020-12-31 | 365 | 10.2328 | 10
4109 | 5.94 | 1 | 2019-12-31 | 2020-12-31 | 365 | 6.9466 | 6
4723 | 5 | 1 | 2019-12-31 | 2020-12-31 | 365 | 5.8473 | 5
4580 | 7.5 | 1 | 2019-12-31 | 2020-12-31 | 365 | 8.7709 | 8
2519 | 5.75 | 1 | 2019-12-31 | 2020-12-31 | 365 | 6.7244 | 6
5266 | 9.75 | 1 | 2019-12-31 | 2020-12-31 | 365 | 11.4022 | 11
5615 | 17.01 | 1 | 2019-12-31 | 2020-12-31 | 365 | 19.8925 | 19
5670 | 5.5 | 1 | 2019-12-31 | 2020-12-31 | 365 | 6.432 | 6
3192 | 5 | 1 | 2019-12-31 | 2020-12-31 | 365 | 5.8473 | 5
11899 | 3.78 | 1 | 2019-12-31 | 2020-12-31 | 365 | 4.4206 | 4
4006 | 3.51 | 1 | 2019-12-31 | 2020-12-31 | 365 | 4.1048 | 4
5352 | 6.25 | 1 | 2019-12-31 | 2020-12-31 | 365 | 7.3091 | 7
4803 | 8.75 | 1 | 2019-12-31 | 2020-12-31 | 365 | 10.2328 | 10
4722 | 2.5 | 1 | 2019-12-31 | 2020-12-31 | 365 | 2.9236 | 2
5038 | 9.75 | 1 | 2019-12-31 | 2020-12-31 | 365 | 11.4022 | 11
4964 | 10.26 | 1 | 2019-12-31 | 2020-12-31 | 365 | 11.9987 | 11
5432 | 11.88 | 1 | 2019-12-31 | 2020-12-31 | 365 | 13.8932 | 13
5611 | 9.75 | 1 | 2019-12-31 | 2020-12-31 | 365 | 11.4022 | 11
11534 | 4.05 | 1 | 2019-12-31 | 2020-12-31 | 365 | 4.7363 | 4
5710 | 6.75 | 1 | 2019-12-31 | 2020-12-31 | 365 | 7.8939 | 7
5803 | 5.13 | 1 | 2019-12-31 | 2020-12-31 | 365 | 5.9993 | 5
2917 | 5.67 | 1 | 2019-12-31 | 2020-12-31 | 365 | 6.6308 | 6
4432 | 12.42 | 1 | 2019-12-31 | 2020-12-31 | 365 | 14.5247 | 14
3747 | 8.1 | 1 | 2019-12-31 | 2020-12-31 | 365 | 9.4726 | 9
3749 | 8.5 | 1 | 2019-12-31 | 2020-12-31 | 365 | 9.9404 | 9
4227 | 7.75 | 1 | 2019-12-31 | 2020-12-31 | 365 | 9.0633 | 9
9488 | 13.23 | 1 | 2019-12-31 | 2020-12-31 | 365 | 15.472 | 15
5752 | 5.94 | 1 | 2019-12-31 | 2020-12-31 | 365 | 6.9466 | 6
4921 | 8 | 1 | 2019-12-31 | 2020-12-31 | 365 | 9.3557 | 9
2907 | 3 | 1 | 2019-12-31 | 2020-12-31 | 365 | 3.5084 | 3
4214 | 7.02 | 1 | 2019-12-31 | 2020-12-31 | 365 | 8.2096 | 8
3344 | 6.25 | 1 | 2019-12-31 | 2020-12-31 | 365 | 7.3091 | 7
5613 | 7.02 | 1 | 2019-12-31 | 2020-12-31 | 365 | 8.2096 | 8
4579 | 6 | 1 | 2019-12-31 | 2020-12-31 | 365 | 7.0168 | 7
3991 | 5.75 | 1 | 2019-12-31 | 2020-12-31 | 365 | 6.7244 | 6
11795 | 7.75 | 1 | 2019-12-31 | 2020-12-31 | 365 | 9.0633 | 9
16362 | 12.42 | 1 | 2019-12-31 | 2020-12-31 | 365 | 14.5247 | 14
4737 | 7.75 | 1 | 2019-12-31 | 2020-12-31 | 365 | 9.0633 | 9
4961 | 5.67 | 1 | 2019-12-31 | 2020-12-31 | 365 | 6.6308 | 6
4631 | 10 | 1 | 2019-12-31 | 2020-12-31 | 365 | 11.6946 | 11
3353 | 5.94 | 1 | 2019-12-31 | 2020-12-31 | 365 | 6.9466 | 6
4429 | 9.25 | 1 | 2019-12-31 | 2020-12-31 | 365 | 10.8175 | 10
6420 | 14.85 | 1 | 2019-12-31 | 2020-12-31 | 365 | 17.3665 | 17
5612 | 8.64 | 1 | 2019-12-31 | 2020-12-31 | 365 | 10.1041 | 10
4681 | 6 | 1 | 2019-12-31 | 2020-12-31 | 365 | 7.0168 | 7
5312 | 5.4 | 1 | 2019-12-31 | 2020-12-31 | 365 | 6.3151 | 6
12190 | 5.94 | 1 | 2019-12-31 | 2020-12-31 | 365 | 6.9466 | 6
6461 | 8.64 | 1 | 2019-12-31 | 2020-12-31 | 365 | 10.1041 | 10
3930 | 7.75 | 1 | 2019-12-31 | 2020-12-31 | 365 | 9.0633 | 9
5728 | 4.5 | 1 | 2019-12-31 | 2020-12-31 | 365 | 5.2626 | 5
5115 | 7.75 | 1 | 2019-12-31 | 2020-12-31 | 365 | 9.0633 | 9
4552 | 7.29 | 1 | 2019-12-31 | 2020-12-31 | 365 | 8.5254 | 8
4116 | 10.53 | 1 | 2019-12-31 | 2020-12-31 | 365 | 12.3144 | 12
13547 | 10 | 1 | 2019-12-31 | 2020-12-31 | 365 | 11.6946 | 11
2970 | 7.25 | 1 | 2019-12-31 | 2020-12-31 | 365 | 8.4786 | 8
4111 | 5.4 | 1 | 2019-12-31 | 2020-12-31 | 365 | 6.3151 | 6
5712 | 9.45 | 1 | 2019-12-31 | 2020-12-31 | 365 | 11.0514 | 11
11492 | 5.75 | 1 | 2019-12-31 | 2020-12-31 | 365 | 6.7244 | 6
5009 | 5.67 | 1 | 2019-12-31 | 2020-12-31 | 365 | 6.6308 | 6
4656 | 4.05 | 1 | 2019-12-31 | 2020-12-31 | 365 | 4.7363 | 4
5711 | 1.5 | 1 | 2019-12-31 | 2020-12-31 | 365 | 1.7542 | 1
12210 | 7.25 | 1 | 2019-12-31 | 2020-12-31 | 365 | 8.4786 | 8
3940 | 5.4 | 1 | 2019-12-31 | 2020-12-31 | 365 | 6.3151 | 6
20842 | 4.16 | 1 | 2019-12-31 | 2020-12-31 | 365 | 4.865 | 4
4190 | 3.24 | 1 | 2019-12-31 | 2020-12-31 | 365 | 3.7891 | 3
3371 | 6 | 1 | 2019-12-31 | 2020-12-31 | 365 | 7.0168 | 7
11489 | 9.18 | 1 | 2019-12-31 | 2020-12-31 | 365 | 10.7356 | 10
12804 | 4.32 | 1 | 2019-12-31 | 2020-12-31 | 365 | 5.0521 | 5
5564 | 8.25 | 1 | 2019-12-31 | 2020-12-31 | 365 | 9.648 | 9
9421 | 4 | 1 | 2019-12-31 | 2020-12-31 | 365 | 4.6778 | 4
52316 | 14.85 | 1 | 2019-12-31 | 2020-12-31 | 365 | 17.3665 | 17
12398 | 11.34 | 1 | 2019-12-31 | 2020-12-31 | 365 | 13.2617 | 13
5721 | 7.56 | 1 | 2019-12-31 | 2020-12-31 | 365 | 8.8411 | 8
4585 | 4.5 | 1 | 2019-12-31 | 2020-12-31 | 365 | 5.2626 | 5
4115 | 9.72 | 1 | 2019-12-31 | 2020-12-31 | 365 | 11.3672 | 11
13762 | 14.58 | 1 | 2019-12-31 | 2020-12-31 | 365 | 17.0507 | 17
3990 | 5.13 | 1 | 2019-12-31 | 2020-12-31 | 365 | 5.9993 | 5
5305 | 7.5 | 1 | 2019-12-31 | 2020-12-31 | 365 | 8.7709 | 8
1297 | 6 | 1 | 2019-12-31 | 2020-12-31 | 365 | 7.0168 | 7
1288 | 8.48 | 1 | 2019-12-31 | 2020-12-31 | 365 | 9.917 | 9
1585 | 4.5 | 1 | 2019-12-31 | 2020-12-31 | 365 | 5.2626 | 5
1584 | 8.48 | 1 | 2019-12-31 | 2020-12-31 | 365 | 9.917 | 9
1582 | 41.04 | 0.9 | 2019-12-31 | 2020-12-31 | 365 | 43.1952 | 43
1908 | 5.3 | 1 | 2019-12-31 | 2020-12-31 | 365 | 6.1981 | 6
1907 | 6.48 | 1 | 2019-12-31 | 2020-12-31 | 365 | 7.5781 | 7
3763 | 5 | 1 | 2019-12-31 | 2020-12-31 | 365 | 5.8473 | 5
5065 | 8 | 1 | 2019-12-31 | 2020-12-31 | 365 | 9.3557 | 9
5813 | 11 | 1 | 2019-12-31 | 2020-12-31 | 365 | 12.8641 | 12
7758 | 9.18 | 1 | 2019-12-31 | 2020-12-31 | 365 | 10.7356 | 10
4578 | 6.5 | 1 | 2019-12-31 | 2020-12-31 | 365 | 7.6015 | 7
6425 | 5.13 | 1 | 2019-12-31 | 2020-12-31 | 365 | 5.9993 | 5
7205 | 5.25 | 1 | 2019-12-31 | 2020-12-31 | 365 | 6.1397 | 6
4550 | 6 | 1 | 2019-12-31 | 2020-12-31 | 365 | 7.0168 | 7
4682 | 3.78 | 1 | 2019-12-31 | 2020-12-31 | 365 | 4.4206 | 4
4572 | 7.75 | 1 | 2019-12-31 | 2020-12-31 | 365 | 9.0633 | 9
5522 | 6 | 1 | 2019-12-31 | 2020-12-31 | 365 | 7.0168 | 7
80890 | 5.94 | 1 | 2019-12-31 | 2020-12-31 | 365 | 6.9466 | 6
5705 | 8.25 | 1 | 2019-12-31 | 2020-12-31 | 365 | 9.648 | 9
5143 | 8.25 | 1 | 2019-12-31 | 2020-12-31 | 365 | 9.648 | 9
14823 | 6.75 | 1 | 2019-12-31 | 2020-12-31 | 365 | 7.8939 | 7
5140 | 7.29 | 1 | 2019-12-31 | 2020-12-31 | 365 | 8.5254 | 8
4253 | 10.53 | 1 | 2019-12-31 | 2020-12-31 | 365 | 12.3144 | 12
3941 | 9.18 | 1 | 2019-12-31 | 2020-12-31 | 365 | 10.7356 | 10
5203 | 5.94 | 1 | 2019-12-31 | 2020-12-31 | 365 | 6.9466 | 6
3833 | 9.45 | 1 | 2019-12-31 | 2020-12-31 | 365 | 11.0514 | 11
4417 | 5 | 1 | 2019-12-31 | 2020-12-31 | 365 | 5.8473 | 5
5021 | 3.75 | 1 | 2019-12-31 | 2020-12-31 | 365 | 4.3855 | 4
6596 | 8.25 | 1 | 2019-12-31 | 2020-12-31 | 365 | 9.648 | 9
5355 | 3.78 | 1 | 2019-12-31 | 2020-12-31 | 365 | 4.4206 | 4
11800 | 4.5 | 1 | 2019-12-31 | 2020-12-31 | 365 | 5.2626 | 5
4361 | 4 | 1 | 2019-12-31 | 2020-12-31 | 365 | 4.6778 | 4
11684 | 5.25 | 1 | 2019-12-31 | 2020-12-31 | 365 | 6.1397 | 6
5610 | 2.04 | 1 | 2019-12-31 | 2020-12-31 | 365 | 2.3857 | 2
5116 | 8 | 1 | 2019-12-31 | 2020-12-31 | 365 | 9.3557 | 9
9599 | 13.25 | 1 | 2019-12-31 | 2020-12-31 | 365 | 15.4953 | 15
11891 | 7.56 | 1 | 2019-12-31 | 2020-12-31 | 365 | 8.8411 | 8
11544 | 7.02 | 1 | 2019-12-31 | 2020-12-31 | 365 | 8.2096 | 8
10757 | 7.29 | 1 | 2019-12-31 | 2020-12-31 | 365 | 8.5254 | 8
14297 | 7.25 | 1 | 2019-12-31 | 2020-12-31 | 365 | 8.4786 | 8
6634 | 8.25 | 1 | 2019-12-31 | 2020-12-31 | 365 | 9.648 | 9
5300 | 5 | 1 | 2019-12-31 | 2020-12-31 | 365 | 5.8473 | 5
5074 | 8.64 | 1 | 2019-12-31 | 2020-12-31 | 365 | 10.1041 | 10
3986 | 9.45 | 1 | 2019-12-31 | 2020-12-31 | 365 | 11.0514 | 11
5412 | 2.43 | 1 | 2019-12-31 | 2020-12-31 | 365 | 2.8418 | 2
4312 | 4.5 | 1 | 2019-12-31 | 2020-12-31 | 365 | 5.2626 | 5
6712 | 7.905 | 1 | 2019-12-31 | 2020-12-31 | 365 | 9.2446 | 9
4581 | 8.37 | 1 | 2019-12-31 | 2020-12-31 | 365 | 9.7884 | 9
5032 | 8.1 | 1 | 2019-12-31 | 2020-12-31 | 365 | 9.4726 | 9
4978 | 8.37 | 1 | 2019-12-31 | 2020-12-31 | 365 | 9.7884 | 9
12841 | 7.83 | 1 | 2019-12-31 | 2020-12-31 | 365 | 9.1569 | 9
4670 | 6.48 | 1 | 2019-12-31 | 2020-12-31 | 365 | 7.5781 | 7
6603 | 7.56 | 1 | 2019-12-31 | 2020-12-31 | 365 | 8.8411 | 8
5304 | 4.86 | 1 | 2019-12-31 | 2020-12-31 | 365 | 5.6836 | 5
12851 | 5.13 | 1 | 2019-12-31 | 2020-12-31 | 365 | 5.9993 | 5
18417 | 5.25 | 1 | 2019-12-31 | 2020-12-31 | 365 | 6.1397 | 6
6595 | 7.5 | 1 | 2019-12-31 | 2020-12-31 | 365 | 8.7709 | 8
13573 | 15.93 | 1 | 2019-12-31 | 2020-12-31 | 365 | 18.6295 | 18
14685 | 4.5 | 1 | 2019-12-31 | 2020-12-31 | 365 | 5.2626 | 5
2504 | 4.25 | 1 | 2019-12-31 | 2020-12-31 | 365 | 4.9702 | 4
2502 | 6 | 1 | 2019-12-31 | 2020-12-31 | 365 | 7.0168 | 7
2496 | 16.695 | 1 | 2019-12-31 | 2020-12-31 | 365 | 19.5241 | 19
2495 | 8.37 | 1 | 2019-12-31 | 2020-12-31 | 365 | 9.7884 | 9
2529 | 8.37 | 1 | 2019-12-31 | 2020-12-31 | 365 | 9.7884 | 9
2522 | 15.66 | 1 | 2019-12-31 | 2020-12-31 | 365 | 18.3137 | 18
2503 | 5.67 | 1 | 2019-12-31 | 2020-12-31 | 365 | 6.6308 | 6
2975 | 3.24 | 1 | 2019-12-31 | 2020-12-31 | 365 | 3.7891 | 3
2973 | 5.4 | 1 | 2019-12-31 | 2020-12-31 | 365 | 6.3151 | 6
2972 | 7.83 | 1 | 2019-12-31 | 2020-12-31 | 365 | 9.1569 | 9
5303 | 6.21 | 1 | 2019-12-31 | 2020-12-31 | 365 | 7.2623 | 7
5241 | 6.75 | 1 | 2019-12-31 | 2020-12-31 | 365 | 7.8939 | 7
5678 | 6.48 | 1 | 2019-12-31 | 2020-12-31 | 365 | 7.5781 | 7
4963 | 3.78 | 1 | 2019-12-31 | 2020-12-31 | 365 | 4.4206 | 4
4731 | 10.26 | 1 | 2019-12-31 | 2020-12-31 | 365 | 11.9987 | 11
12208 | 7 | 1 | 2019-12-31 | 2020-12-31 | 365 | 8.1862 | 8
4728 | 8.91 | 1 | 2019-12-31 | 2020-12-31 | 365 | 10.4199 | 10
5763 | 6.5 | 1 | 2019-12-31 | 2020-12-31 | 365 | 7.6015 | 7
4729 | 12.96 | 1 | 2019-12-31 | 2020-12-31 | 365 | 15.1562 | 15
3822 | 10.8 | 1 | 2019-12-31 | 2020-12-31 | 365 | 12.6302 | 12
3975 | 8.37 | 1 | 2019-12-31 | 2020-12-31 | 365 | 9.7884 | 9
3979 | 7.02 | 1 | 2019-12-31 | 2020-12-31 | 365 | 8.2096 | 8
3984 | 10.8 | 1 | 2019-12-31 | 2020-12-31 | 365 | 12.6302 | 12
3987 | 4.5 | 1 | 2019-12-31 | 2020-12-31 | 365 | 5.2626 | 5
3989 | 4.5 | 1 | 2019-12-31 | 2020-12-31 | 365 | 5.2626 | 5
9424 | 4.32 | 1 | 2019-12-31 | 2020-12-31 | 365 | 5.0521 | 5
5733 | 7.02 | 1 | 2019-12-31 | 2020-12-31 | 365 | 8.2096 | 8
54596 | 6.75 | 1 | 2019-12-31 | 2020-12-31 | 365 | 7.8939 | 7
5558 | 11.34 | 1 | 2019-12-31 | 2020-12-31 | 365 | 13.2617 | 13
81314 | 6 | 1 | 2019-12-31 | 2020-12-31 | 365 | 7.0168 | 7
26661 | 7.5 | 1 | 2019-12-31 | 2020-12-31 | 365 | 8.7709 | 8
5423 | 4.5 | 1 | 2019-12-31 | 2020-12-31 | 365 | 5.2626 | 5
12379 | 5.4 | 1 | 2019-12-31 | 2020-12-31 | 365 | 6.3151 | 6
5414 | 2.65 | 1 | 2019-12-31 | 2020-12-31 | 365 | 3.0991 | 3
54595 | 11.07 | 1 | 2019-12-31 | 2020-12-31 | 365 | 12.9459 | 12
13969 | 5.1 | 1 | 2019-12-31 | 2020-12-31 | 365 | 5.9642 | 5
11472 | 10.8 | 1 | 2019-12-31 | 2020-12-31 | 365 | 12.6302 | 12
6608 | 7.5 | 1 | 2019-12-31 | 2020-12-31 | 365 | 8.7709 | 8
12103 | 10.26 | 1 | 2019-12-31 | 2020-12-31 | 365 | 11.9987 | 11
10855 | 4.59 | 1 | 2019-12-31 | 2020-12-31 | 365 | 5.3678 | 5
11793 | 5.94 | 1 | 2019-12-31 | 2020-12-31 | 365 | 6.9466 | 6
12953 | 13.77 | 1 | 2019-12-31 | 2020-12-31 | 365 | 16.1035 | 16
12284 | 6.885 | 1 | 2019-12-31 | 2020-12-31 | 365 | 8.0517 | 8
12200 | 6 | 1 | 2019-12-31 | 2020-12-31 | 365 | 7.0168 | 7
11241 | 7 | 1 | 2019-12-31 | 2020-12-31 | 365 | 8.1862 | 8
15429 | 8.64 | 1 | 2019-12-31 | 2020-12-31 | 365 | 10.1041 | 10
11441 | 5.865 | 1 | 2019-12-31 | 2020-12-31 | 365 | 6.8589 | 6
11348 | 6.63 | 1 | 2019-12-31 | 2020-12-31 | 365 | 7.7535 | 7
16466 | 5.4 | 1 | 2019-12-31 | 2020-12-31 | 365 | 6.3151 | 6
11852 | 5.1 | 1 | 2019-12-31 | 2020-12-31 | 365 | 5.9642 | 5
12856 | 9.435 | 1 | 2019-12-31 | 2020-12-31 | 365 | 11.0339 | 11
13956 | 6.375 | 1 | 2019-12-31 | 2020-12-31 | 365 | 7.4553 | 7
14336 | 6.12 | 1 | 2019-12-31 | 2020-12-31 | 365 | 7.1571 | 7
13768 | 9.18 | 1 | 2019-12-31 | 2020-12-31 | 365 | 10.7356 | 10
12230 | 9.18 | 1 | 2019-12-31 | 2020-12-31 | 365 | 10.7356 | 10
13946 | 5.355 | 1 | 2019-12-31 | 2020-12-31 | 365 | 6.2625 | 6
22019 | 6.375 | 1 | 2019-12-31 | 2020-12-31 | 365 | 7.4553 | 7
17485 | 5.5 | 1 | 2019-12-31 | 2020-12-31 | 365 | 6.432 | 6
21502 | 6.48 | 1 | 2019-12-31 | 2020-12-31 | 365 | 7.5781 | 7
12798 | 6.12 | 1 | 2019-12-31 | 2020-12-31 | 365 | 7.1571 | 7
12187 | 9.435 | 1 | 2019-12-31 | 2020-12-31 | 365 | 11.0339 | 11
13863 | 7.02 | 1 | 2019-12-31 | 2020-12-31 | 365 | 8.2096 | 8
12806 | 5.865 | 1 | 2019-12-31 | 2020-12-31 | 365 | 6.8589 | 6
13944 | 8.75 | 1 | 2019-12-31 | 2020-12-31 | 365 | 10.2328 | 10
13903 | 7.83 | 1 | 2019-12-31 | 2020-12-31 | 365 | 9.1569 | 9
15192 | 3.825 | 1 | 2019-12-31 | 2020-12-31 | 365 | 4.4732 | 4
15926 | 5.67 | 1 | 2019-12-31 | 2020-12-31 | 365 | 6.6308 | 6
12399 | 6.12 | 1 | 2019-12-31 | 2020-12-31 | 365 | 7.1571 | 7
16639 | 9.18 | 1 | 2019-12-31 | 2020-12-31 | 365 | 10.7356 | 10
12393 | 11.07 | 1 | 2019-12-31 | 2020-12-31 | 365 | 12.9459 | 12
56198 | 7.65 | 1 | 2019-12-31 | 2020-12-31 | 365 | 8.9464 | 8
13952 | 10.455 | 1 | 2019-12-31 | 2020-12-31 | 365 | 12.2267 | 12
12845 | 8.64 | 1 | 2019-12-31 | 2020-12-31 | 365 | 10.1041 | 10
14287 | 6.21 | 1 | 2019-12-31 | 2020-12-31 | 365 | 7.2623 | 7
12249 | 7.83 | 1 | 2019-12-31 | 2020-12-31 | 365 | 9.1569 | 9
13894 | 7.02 | 1 | 2019-12-31 | 2020-12-31 | 365 | 8.2096 | 8
23153 | 5.1 | 1 | 2019-12-31 | 2020-12-31 | 365 | 5.9642 | 5
11443 | 11.5 | 1 | 2019-12-31 | 2020-12-31 | 365 | 13.4488 | 13
12500 | 6.12 | 1 | 2019-12-31 | 2020-12-31 | 365 | 7.1571 | 7
8918 | 8.25 | 1 | 2019-12-31 | 2020-12-31 | 365 | 9.648 | 9
15195 | 5.94 | 1 | 2019-12-31 | 2020-12-31 | 365 | 6.9466 | 6
17903 | 6.5 | 1 | 2019-12-31 | 2020-12-31 | 365 | 7.6015 | 7
12496 | 8.37 | 1 | 2019-12-31 | 2020-12-31 | 365 | 9.7884 | 9
16984 | 6.12 | 1 | 2019-12-31 | 2020-12-31 | 365 | 7.1571 | 7
13888 | 5.1 | 1 | 2019-12-31 | 2020-12-31 | 365 | 5.9642 | 5
15574 | 5.4 | 1 | 2019-12-31 | 2020-12-31 | 365 | 6.3151 | 6
12281 | 8.37 | 1 | 2019-12-31 | 2020-12-31 | 365 | 9.7884 | 9
24321 | 5.4 | 1 | 2019-12-31 | 2020-12-31 | 365 | 6.3151 | 6
17899 | 12.15 | 1 | 2019-12-31 | 2020-12-31 | 365 | 14.2089 | 14
15942 | 7.65 | 1 | 2019-12-31 | 2020-12-31 | 365 | 8.9464 | 8
17921 | 7.905 | 1 | 2019-12-31 | 2020-12-31 | 365 | 9.2446 | 9
24545 | 5 | 1 | 2019-12-31 | 2020-12-31 | 365 | 5.8473 | 5
11558 | 6.48 | 1 | 2019-12-31 | 2020-12-31 | 365 | 7.5781 | 7
11587 | 8.67 | 1 | 2019-12-31 | 2020-12-31 | 365 | 10.1392 | 10
23139 | 5.1 | 1 | 2019-12-31 | 2020-12-31 | 365 | 5.9642 | 5
17653 | 9.075 | 1 | 2019-12-31 | 2020-12-31 | 365 | 10.6128 | 10
15058 | 3.825 | 1 | 2019-12-31 | 2020-12-31 | 365 | 4.4732 | 4
3891 | 6.5 | 1 | 2019-12-31 | 2020-12-31 | 365 | 7.6015 | 7
3976 | 9.72 | 1 | 2019-12-31 | 2020-12-31 | 365 | 11.3672 | 11
3985 | 6.21 | 1 | 2019-12-31 | 2020-12-31 | 365 | 7.2623 | 7
3988 | 4 | 1 | 2019-12-31 | 2020-12-31 | 365 | 4.6778 | 4
3946 | 9.45 | 1 | 2019-12-31 | 2020-12-31 | 365 | 11.0514 | 11
4308 | 5 | 1 | 2019-12-31 | 2020-12-31 | 365 | 5.8473 | 5
24326 | 7.14 | 1 | 2019-12-31 | 2020-12-31 | 365 | 8.3499 | 8
16524 | 6.12 | 1 | 2019-12-31 | 2020-12-31 | 365 | 7.1571 | 7
15002 | 2.7 | 1 | 2019-12-31 | 2020-12-31 | 365 | 3.1575 | 3
10699 | 9.69 | 1 | 2019-12-31 | 2020-12-31 | 365 | 11.3321 | 11
14347 | 2.7 | 1 | 2019-12-31 | 2020-12-31 | 365 | 3.1575 | 3
15056 | 9.18 | 1 | 2019-12-31 | 2020-12-31 | 365 | 10.7356 | 10
13653 | 7.395 | 1 | 2019-12-31 | 2020-12-31 | 365 | 8.6482 | 8
15932 | 5.355 | 1 | 2019-12-31 | 2020-12-31 | 365 | 6.2625 | 6
14999 | 14.31 | 1 | 2019-12-31 | 2020-12-31 | 365 | 16.735 | 16
13544 | 10.71 | 1 | 2019-12-31 | 2020-12-31 | 365 | 12.5249 | 12
12290 | 8.415 | 1 | 2019-12-31 | 2020-12-31 | 365 | 9.841 | 9
11797 | 5.61 | 1 | 2019-12-31 | 2020-12-31 | 365 | 6.5607 | 6
13541 | 5.4 | 1 | 2019-12-31 | 2020-12-31 | 365 | 6.3151 | 6
14341 | 5.4 | 1 | 2019-12-31 | 2020-12-31 | 365 | 6.3151 | 6
17890 | 7.83 | 1 | 2019-12-31 | 2020-12-31 | 365 | 9.1569 | 9
4205 | 5.4 | 1 | 2019-12-31 | 2020-12-31 | 365 | 6.3151 | 6
4322 | 7.29 | 1 | 2019-12-31 | 2020-12-31 | 365 | 8.5254 | 8
4318 | 5.75 | 1 | 2019-12-31 | 2020-12-31 | 365 | 6.7244 | 6
4362 | 2.25 | 1 | 2019-12-31 | 2020-12-31 | 365 | 2.6313 | 2
4367 | 16.2 | 1 | 2019-12-31 | 2020-12-31 | 365 | 18.9453 | 18
4418 | 8.1 | 1 | 2019-12-31 | 2020-12-31 | 365 | 9.4726 | 9
4365 | 2.45 | 1 | 2019-12-31 | 2020-12-31 | 365 | 2.8652 | 2
4251 | 6.21 | 1 | 2019-12-31 | 2020-12-31 | 365 | 7.2623 | 7
4276 | 3.78 | 1 | 2019-12-31 | 2020-12-31 | 365 | 4.4206 | 4
4677 | 3.5 | 1 | 2019-12-31 | 2020-12-31 | 365 | 4.0931 | 4
4279 | 3.5 | 1 | 2019-12-31 | 2020-12-31 | 365 | 4.0931 | 4
4574 | 5.13 | 1 | 2019-12-31 | 2020-12-31 | 365 | 5.9993 | 5
4634 | 8.1 | 1 | 2019-12-31 | 2020-12-31 | 365 | 9.4726 | 9
4654 | 2.7 | 1 | 2019-12-31 | 2020-12-31 | 365 | 3.1575 | 3
4683 | 10.26 | 1 | 2019-12-31 | 2020-12-31 | 365 | 11.9987 | 11
4911 | 5.4 | 1 | 2019-12-31 | 2020-12-31 | 365 | 6.3151 | 6
4912 | 6.5 | 1 | 2019-12-31 | 2020-12-31 | 365 | 7.6015 | 7
4915 | 6.75 | 1 | 2019-12-31 | 2020-12-31 | 365 | 7.8939 | 7
4924 | 8.25 | 1 | 2019-12-31 | 2020-12-31 | 365 | 9.648 | 9
4931 | 4.75 | 1 | 2019-12-31 | 2020-12-31 | 365 | 5.5549 | 5
5039 | 7.56 | 1 | 2019-12-31 | 2020-12-31 | 365 | 8.8411 | 8
5187 | 6.48 | 1 | 2019-12-31 | 2020-12-31 | 365 | 7.5781 | 7
5365 | 9.18 | 1 | 2019-12-31 | 2020-12-31 | 365 | 10.7356 | 10
5400 | 10.8 | 1 | 2019-12-31 | 2020-12-31 | 365 | 12.6302 | 12
1301 | 8.215 | 1 | 2019-12-31 | 2020-12-31 | 365 | 9.6071 | 9
5196 | 6.75 | 1 | 2019-12-31 | 2020-12-31 | 365 | 7.8939 | 7
5299 | 9.99 | 1 | 2019-12-31 | 2020-12-31 | 365 | 11.6829 | 11
5302 | 4.86 | 1 | 2019-12-31 | 2020-12-31 | 365 | 5.6836 | 5
5309 | 6.25 | 1 | 2019-12-31 | 2020-12-31 | 365 | 7.3091 | 7
11853 | 9.325 | 1 | 2019-12-31 | 2020-12-31 | 365 | 10.9052 | 10
19272 | 10.53 | 1 | 2019-12-31 | 2020-12-31 | 365 | 12.3144 | 12
13884 | 5.13 | 1 | 2019-12-31 | 2020-12-31 | 365 | 5.9993 | 5
17469 | 6.63 | 1 | 2019-12-31 | 2020-12-31 | 365 | 7.7535 | 7
12860 | 10.71 | 1 | 2019-12-31 | 2020-12-31 | 365 | 12.5249 | 12
11442 | 6.375 | 1 | 2019-12-31 | 2020-12-31 | 365 | 7.4553 | 7
12234 | 6.21 | 1 | 2019-12-31 | 2020-12-31 | 365 | 7.2623 | 7
15000 | 2.7 | 1 | 2019-12-31 | 2020-12-31 | 365 | 3.1575 | 3
15785 | 9.18 | 1 | 2019-12-31 | 2020-12-31 | 365 | 10.7356 | 10
13570 | 5.1 | 1 | 2019-12-31 | 2020-12-31 | 365 | 5.9642 | 5
13958 | 14.535 | 1 | 2019-12-31 | 2020-12-31 | 365 | 16.9981 | 16
80891 | 10.965 | 1 | 2019-12-31 | 2020-12-31 | 365 | 12.8231 | 12
14339 | 5.61 | 1 | 2019-12-31 | 2020-12-31 | 365 | 6.5607 | 6
11222 | 10.5 | 1 | 2019-12-31 | 2020-12-31 | 365 | 12.2793 | 12
11907 | 5.61 | 1 | 2019-12-31 | 2020-12-31 | 365 | 6.5607 | 6
12827 | 7.29 | 1 | 2019-12-31 | 2020-12-31 | 365 | 8.5254 | 8
15065 | 7.02 | 1 | 2019-12-31 | 2020-12-31 | 365 | 8.2096 | 8
50593 | 6.12 | 1 | 2019-12-31 | 2020-12-31 | 365 | 7.1571 | 7
15198 | 9.99 | 1 | 2019-12-31 | 2020-12-31 | 365 | 11.6829 | 11
5580 | 12.15 | 1 | 2019-12-31 | 2020-12-31 | 365 | 14.2089 | 14
5560 | 7.42 | 1 | 2019-12-31 | 2020-12-31 | 365 | 8.6774 | 8
5607 | 5.94 | 1 | 2019-12-31 | 2020-12-31 | 365 | 6.9466 | 6
5616 | 20 | 1 | 2019-12-31 | 2020-12-31 | 365 | 23.3892 | 23
5665 | 8.37 | 1 | 2019-12-31 | 2020-12-31 | 365 | 9.7884 | 9
23230 | 6.375 | 1 | 2019-12-31 | 2020-12-31 | 365 | 7.4553 | 7
25740 | 7.395 | 1 | 2019-12-31 | 2020-12-31 | 365 | 8.6482 | 8
12348 | 5.13 | 1 | 2019-12-31 | 2020-12-31 | 365 | 5.9993 | 5
15391 | 12.96 | 1 | 2019-12-31 | 2020-12-31 | 365 | 15.1562 | 15
16365 | 6.63 | 1 | 2019-12-31 | 2020-12-31 | 365 | 7.7535 | 7
17467 | 4.05 | 1 | 2019-12-31 | 2020-12-31 | 365 | 4.7363 | 4
14310 | 5.61 | 1 | 2019-12-31 | 2020-12-31 | 365 | 6.5607 | 6
11837 | 9.45 | 1 | 2019-12-31 | 2020-12-31 | 365 | 11.0514 | 11
16371 | 8.16 | 1 | 2019-12-31 | 2020-12-31 | 365 | 9.5428 | 9
23136 | 6.875 | 1 | 2019-12-31 | 2020-12-31 | 365 | 8.04 | 8
19038 | 10.71 | 1 | 2019-12-31 | 2020-12-31 | 365 | 12.5249 | 12
6784 | 7.75 | 1 | 2019-12-31 | 2020-12-31 | 365 | 9.0633 | 9
7543 | 4.25 | 1 | 2019-12-31 | 2020-12-31 | 365 | 4.9702 | 4
11851 | 4.59 | 1 | 2019-12-31 | 2020-12-31 | 365 | 5.3678 | 5
50554 | 14.28 | 1 | 2019-12-31 | 2020-12-31 | 365 | 16.6999 | 16
15218 | 6.885 | 1 | 2019-12-31 | 2020-12-31 | 365 | 8.0517 | 8
13664 | 7.83 | 1 | 2019-12-31 | 2020-12-31 | 365 | 9.1569 | 9
50559 | 6.89 | 1 | 2019-12-31 | 2020-12-31 | 365 | 8.0576 | 8
21635 | 8.925 | 1 | 2019-12-31 | 2020-12-31 | 365 | 10.4374 | 10
14996 | 5.865 | 1 | 2019-12-31 | 2020-12-31 | 365 | 6.8589 | 6
24394 | 7.28 | 1 | 2019-12-31 | 2020-12-31 | 365 | 8.5137 | 8
17840 | 10.26 | 1 | 2019-12-31 | 2020-12-31 | 365 | 11.9987 | 11
16993 | 5.4 | 1 | 2019-12-31 | 2020-12-31 | 365 | 6.3151 | 6
17864 | 9.69 | 1 | 2019-12-31 | 2020-12-31 | 365 | 11.3321 | 11
26978 | 8.415 | 1 | 2019-12-31 | 2020-12-31 | 365 | 9.841 | 9
12503 | 6.48 | 1 | 2019-12-31 | 2020-12-31 | 365 | 7.5781 | 7
18923 | 5.1 | 1 | 2019-12-31 | 2020-12-31 | 365 | 5.9642 | 5
15667 | 5.4 | 1 | 2019-12-31 | 2020-12-31 | 365 | 6.3151 | 6
17468 | 7.14 | 1 | 2019-12-31 | 2020-12-31 | 365 | 8.3499 | 8
12802 | 7.02 | 1 | 2019-12-31 | 2020-12-31 | 365 | 8.2096 | 8
15543 | 6.12 | 1 | 2019-12-31 | 2020-12-31 | 365 | 7.1571 | 7
18273 | 6.885 | 1 | 2019-12-31 | 2020-12-31 | 365 | 8.0517 | 8
12385 | 7.56 | 1 | 2019-12-31 | 2020-12-31 | 365 | 8.8411 | 8
15547 | 9.45 | 1 | 2019-12-31 | 2020-12-31 | 365 | 11.0514 | 11
26086 | 5.775 | 1 | 2019-12-31 | 2020-12-31 | 365 | 6.7536 | 6
13849 | 10.455 | 1 | 2019-12-31 | 2020-12-31 | 365 | 12.2267 | 12
17871 | 6.375 | 1 | 2019-12-31 | 2020-12-31 | 365 | 7.4553 | 7
15389 | 9.99 | 1 | 2019-12-31 | 2020-12-31 | 365 | 11.6829 | 11
12800 | 9.18 | 1 | 2019-12-31 | 2020-12-31 | 365 | 10.7356 | 10
17474 | 7.29 | 1 | 2019-12-31 | 2020-12-31 | 365 | 8.5254 | 8
4315 | 2.97 | 1 | 2019-12-31 | 2020-12-31 | 365 | 3.4733 | 3
5359 | 7.56 | 1 | 2019-12-31 | 2020-12-31 | 365 | 8.8411 | 8
9021 | 8.64 | 1 | 2019-12-31 | 2020-12-31 | 365 | 10.1041 | 10
8364 | 5.75 | 1 | 2019-12-31 | 2020-12-31 | 365 | 6.7244 | 6
16950 | 9.45 | 1 | 2019-12-31 | 2020-12-31 | 365 | 11.0514 | 11
13917 | 5 | 1 | 2019-12-31 | 2020-12-31 | 365 | 5.8473 | 5
15006 | 8.37 | 1 | 2019-12-31 | 2020-12-31 | 365 | 9.7884 | 9
15323 | 9.99 | 1 | 2019-12-31 | 2020-12-31 | 365 | 11.6829 | 11
16522 | 8.925 | 1 | 2019-12-31 | 2020-12-31 | 365 | 10.4374 | 10
22278 | 4.08 | 1 | 2019-12-31 | 2020-12-31 | 365 | 4.7714 | 4
15316 | 7.905 | 1 | 2019-12-31 | 2020-12-31 | 365 | 9.2446 | 9
16502 | 3.51 | 1 | 2019-12-31 | 2020-12-31 | 365 | 4.1048 | 4
15016 | 2.805 | 1 | 2019-12-31 | 2020-12-31 | 365 | 3.2803 | 3
15400 | 6.12 | 1 | 2019-12-31 | 2020-12-31 | 365 | 7.1571 | 7
17475 | 8.91 | 1 | 2019-12-31 | 2020-12-31 | 365 | 10.4199 | 10
16402 | 6.63 | 1 | 2019-12-31 | 2020-12-31 | 365 | 7.7535 | 7
53953 | 7.155 | 1 | 2019-12-31 | 2020-12-31 | 365 | 8.3675 | 8
23145 | 9.1 | 1 | 2019-12-31 | 2020-12-31 | 365 | 10.6421 | 10
16389 | 8.67 | 1 | 2019-12-31 | 2020-12-31 | 365 | 10.1392 | 10
58988 | 9.1 | 1 | 2019-12-31 | 2020-12-31 | 365 | 10.6421 | 10
50564 | 12.65 | 1 | 2019-12-31 | 2020-12-31 | 365 | 14.7937 | 14
6648 | 8.37 | 1 | 2019-12-31 | 2020-12-31 | 365 | 9.7884 | 9
7139 | 13 | 1 | 2019-12-31 | 2020-12-31 | 365 | 15.203 | 15
7615 | 12.42 | 1 | 2019-12-31 | 2020-12-31 | 365 | 14.5247 | 14
7496 | 6.75 | 1 | 2019-12-31 | 2020-12-31 | 365 | 7.8939 | 7
11335 | 4.25 | 1 | 2019-12-31 | 2020-12-31 | 365 | 4.9702 | 4
11342 | 5.25 | 1 | 2019-12-31 | 2020-12-31 | 365 | 6.1397 | 6
10721 | 11.34 | 1 | 2019-12-31 | 2020-12-31 | 365 | 13.2617 | 13
11246 | 5.4 | 1 | 2019-12-31 | 2020-12-31 | 365 | 6.3151 | 6
5941 | 7.02 | 1 | 2019-12-31 | 2020-12-31 | 365 | 8.2096 | 8
5952 | 8 | 1 | 2019-12-31 | 2020-12-31 | 365 | 9.3557 | 9
11453 | 7.14 | 1 | 2019-12-31 | 2020-12-31 | 365 | 8.3499 | 8
11500 | 8.91 | 1 | 2019-12-31 | 2020-12-31 | 365 | 10.4199 | 10
11691 | 17.01 | 1 | 2019-12-31 | 2020-12-31 | 365 | 19.8925 | 19
11696 | 7.29 | 1 | 2019-12-31 | 2020-12-31 | 365 | 8.5254 | 8
11743 | 7.02 | 1 | 2019-12-31 | 2020-12-31 | 365 | 8.2096 | 8
7992 | 5.67 | 1 | 2019-12-31 | 2020-12-31 | 365 | 6.6308 | 6
12741 | 9 | 1 | 2019-12-31 | 2020-12-31 | 365 | 10.5251 | 10
11438 | 7.65 | 1 | 2019-12-31 | 2020-12-31 | 365 | 8.9464 | 8
11238 | 2.7 | 1 | 2019-12-31 | 2020-12-31 | 365 | 3.1575 | 3
11894 | 9.435 | 1 | 2019-12-31 | 2020-12-31 | 365 | 11.0339 | 11
11817 | 5.13 | 1 | 2019-12-31 | 2020-12-31 | 365 | 5.9993 | 5
12196 | 7.5 | 1 | 2019-12-31 | 2020-12-31 | 365 | 8.7709 | 8
12183 | 11.22 | 1 | 2019-12-31 | 2020-12-31 | 365 | 13.1213 | 13
13188 | 7.83 | 1 | 2019-12-31 | 2020-12-31 | 365 | 9.1569 | 9
12111 | 8.37 | 1 | 2019-12-31 | 2020-12-31 | 365 | 9.7884 | 9
11662 | 4.5 | 1 | 2019-12-31 | 2020-12-31 | 365 | 5.2626 | 5
12493 | 6.185 | 1 | 2019-12-31 | 2020-12-31 | 365 | 7.2331 | 7
9709 | 9.72 | 1 | 2019-12-31 | 2020-12-31 | 365 | 11.3672 | 11
22243 | 7.83 | 1 | 2019-12-31 | 2020-12-31 | 365 | 9.1569 | 9
18412 | 5.61 | 1 | 2019-12-31 | 2020-12-31 | 365 | 6.5607 | 6
11653 | 10.25 | 1 | 2019-12-31 | 2020-12-31 | 365 | 11.987 | 11
13676 | 12.24 | 1 | 2019-12-31 | 2020-12-31 | 365 | 14.3142 | 14
13668 | 6.12 | 1 | 2019-12-31 | 2020-12-31 | 365 | 7.1571 | 7
13661 | 6.12 | 1 | 2019-12-31 | 2020-12-31 | 365 | 7.1571 | 7
13542 | 12.69 | 1 | 2019-12-31 | 2020-12-31 | 365 | 14.8404 | 14
14113 | 4.05 | 1 | 2019-12-31 | 2020-12-31 | 365 | 4.7363 | 4
14304 | 5.4 | 1 | 2019-12-31 | 2020-12-31 | 365 | 6.3151 | 6
14563 | 9.18 | 1 | 2019-12-31 | 2020-12-31 | 365 | 10.7356 | 10
15204 | 7.65 | 1 | 2019-12-31 | 2020-12-31 | 365 | 8.9464 | 8
15223 | 6.885 | 1 | 2019-12-31 | 2020-12-31 | 365 | 8.0517 | 8
12604 | 5.13 | 1 | 2019-12-31 | 2020-12-31 | 365 | 5.9993 | 5
15545 | 8.67 | 1 | 2019-12-31 | 2020-12-31 | 365 | 10.1392 | 10
12818 | 9.69 | 1 | 2019-12-31 | 2020-12-31 | 365 | 11.3321 | 11
12834 | 4.32 | 1 | 2019-12-31 | 2020-12-31 | 365 | 5.0521 | 5
14583 | 8.67 | 1 | 2019-12-31 | 2020-12-31 | 365 | 10.1392 | 10
18924 | 11.22 | 1 | 2019-12-31 | 2020-12-31 | 365 | 13.1213 | 13
14248 | 9.45 | 1 | 2019-12-31 | 2020-12-31 | 365 | 11.0514 | 11
14305 | 2.7 | 1 | 2019-12-31 | 2020-12-31 | 365 | 3.1575 | 3
14307 | 2.16 | 1 | 2019-12-31 | 2020-12-31 | 365 | 2.526 | 2
14313 | 6.12 | 1 | 2019-12-31 | 2020-12-31 | 365 | 7.1571 | 7
14825 | 9.69 | 1 | 2019-12-31 | 2020-12-31 | 365 | 11.3321 | 11
15663 | 11.34 | 1 | 2019-12-31 | 2020-12-31 | 365 | 13.2617 | 13
15664 | 8.925 | 1 | 2019-12-31 | 2020-12-31 | 365 | 10.4374 | 10
15665 | 4.32 | 1 | 2019-12-31 | 2020-12-31 | 365 | 5.0521 | 5
15666 | 7.29 | 1 | 2019-12-31 | 2020-12-31 | 365 | 8.5254 | 8
15720 | 6.885 | 1 | 2019-12-31 | 2020-12-31 | 365 | 8.0517 | 8
15860 | 9.99 | 1 | 2019-12-31 | 2020-12-31 | 365 | 11.6829 | 11
15864 | 6.12 | 1 | 2019-12-31 | 2020-12-31 | 365 | 7.1571 | 7
15937 | 13.26 | 1 | 2019-12-31 | 2020-12-31 | 365 | 15.507 | 15
19445 | 4.86 | 1 | 2019-12-31 | 2020-12-31 | 365 | 5.6836 | 5
16372 | 9.72 | 1 | 2019-12-31 | 2020-12-31 | 365 | 11.3672 | 11
16376 | 8 | 1 | 2019-12-31 | 2020-12-31 | 365 | 9.3557 | 9
16404 | 8.91 | 1 | 2019-12-31 | 2020-12-31 | 365 | 10.4199 | 10
16406 | 11.22 | 1 | 2019-12-31 | 2020-12-31 | 365 | 13.1213 | 13
16414 | 20.79 | 1 | 2019-12-31 | 2020-12-31 | 365 | 24.3131 | 24
16420 | 6.75 | 1 | 2019-12-31 | 2020-12-31 | 365 | 7.8939 | 7
16434 | 6.63 | 1 | 2019-12-31 | 2020-12-31 | 365 | 7.7535 | 7
16422 | 4.32 | 1 | 2019-12-31 | 2020-12-31 | 365 | 5.0521 | 5
16446 | 5 | 1 | 2019-12-31 | 2020-12-31 | 365 | 5.8473 | 5
16467 | 3.57 | 1 | 2019-12-31 | 2020-12-31 | 365 | 4.175 | 4
16470 | 6.48 | 1 | 2019-12-31 | 2020-12-31 | 365 | 7.5781 | 7
16473 | 7.65 | 1 | 2019-12-31 | 2020-12-31 | 365 | 8.9464 | 8
16475 | 5.865 | 1 | 2019-12-31 | 2020-12-31 | 365 | 6.8589 | 6
16417 | 6.05 | 1 | 2019-12-31 | 2020-12-31 | 365 | 7.0752 | 7
16520 | 7.29 | 1 | 2019-12-31 | 2020-12-31 | 365 | 8.5254 | 8
16521 | 6.21 | 1 | 2019-12-31 | 2020-12-31 | 365 | 7.2623 | 7
16386 | 9.18 | 1 | 2019-12-31 | 2020-12-31 | 365 | 10.7356 | 10
16415 | 14.79 | 1 | 2019-12-31 | 2020-12-31 | 365 | 17.2963 | 17
16416 | 6.375 | 1 | 2019-12-31 | 2020-12-31 | 365 | 7.4553 | 7
16476 | 44.88 | 0.9 | 2019-12-31 | 2020-12-31 | 365 | 47.2368 | 47
16650 | 9.72 | 1 | 2019-12-31 | 2020-12-31 | 365 | 11.3672 | 11
16644 | 8.37 | 1 | 2019-12-31 | 2020-12-31 | 365 | 9.7884 | 9
15955 | 7.83 | 1 | 2019-12-31 | 2020-12-31 | 365 | 9.1569 | 9
16754 | 9.35 | 1 | 2019-12-31 | 2020-12-31 | 365 | 10.9345 | 10
15012 | 9.72 | 1 | 2019-12-31 | 2020-12-31 | 365 | 11.3672 | 11
15116 | 8.1 | 1 | 2019-12-31 | 2020-12-31 | 365 | 9.4726 | 9
15019 | 12.75 | 1 | 2019-12-31 | 2020-12-31 | 365 | 14.9106 | 14
15114 | 5.1 | 1 | 2019-12-31 | 2020-12-31 | 365 | 5.9642 | 5
13567 | 7.1 | 1 | 2019-12-31 | 2020-12-31 | 365 | 8.3032 | 8
13540 | 7.29 | 1 | 2019-12-31 | 2020-12-31 | 365 | 8.5254 | 8
15553 | 6.63 | 1 | 2019-12-31 | 2020-12-31 | 365 | 7.7535 | 7
16983 | 8.8 | 1 | 2019-12-31 | 2020-12-31 | 365 | 10.2912 | 10
16955 | 8.37 | 1 | 2019-12-31 | 2020-12-31 | 365 | 9.7884 | 9
16967 | 7.29 | 1 | 2019-12-31 | 2020-12-31 | 365 | 8.5254 | 8
16972 | 10.455 | 1 | 2019-12-31 | 2020-12-31 | 365 | 12.2267 | 12
16987 | 7.29 | 1 | 2019-12-31 | 2020-12-31 | 365 | 8.5254 | 8
16988 | 6.6 | 1 | 2019-12-31 | 2020-12-31 | 365 | 7.7184 | 7
16994 | 10.965 | 1 | 2019-12-31 | 2020-12-31 | 365 | 12.8231 | 12
16995 | 6.375 | 1 | 2019-12-31 | 2020-12-31 | 365 | 7.4553 | 7
17010 | 9.9 | 1 | 2019-12-31 | 2020-12-31 | 365 | 11.5777 | 11
17012 | 7.02 | 1 | 2019-12-31 | 2020-12-31 | 365 | 8.2096 | 8
17017 | 9.72 | 1 | 2019-12-31 | 2020-12-31 | 365 | 11.3672 | 11
17055 | 13.005 | 1 | 2019-12-31 | 2020-12-31 | 365 | 15.2088 | 15
17060 | 8.25 | 1 | 2019-12-31 | 2020-12-31 | 365 | 9.648 | 9
17065 | 7.02 | 1 | 2019-12-31 | 2020-12-31 | 365 | 8.2096 | 8
17399 | 4.59 | 1 | 2019-12-31 | 2020-12-31 | 365 | 5.3678 | 5
17451 | 7.395 | 1 | 2019-12-31 | 2020-12-31 | 365 | 8.6482 | 8
17476 | 7.905 | 1 | 2019-12-31 | 2020-12-31 | 365 | 9.2446 | 9
17481 | 8.37 | 1 | 2019-12-31 | 2020-12-31 | 365 | 9.7884 | 9
17634 | 11.07 | 1 | 2019-12-31 | 2020-12-31 | 365 | 12.9459 | 12
18265 | 7.7 | 1 | 2019-12-31 | 2020-12-31 | 365 | 9.0048 | 9
18266 | 5.5 | 1 | 2019-12-31 | 2020-12-31 | 365 | 6.432 | 6
17845 | 10.5 | 1 | 2019-12-31 | 2020-12-31 | 365 | 12.2793 | 12
17849 | 7.425 | 1 | 2019-12-31 | 2020-12-31 | 365 | 8.6832 | 8
17851 | 7.14 | 1 | 2019-12-31 | 2020-12-31 | 365 | 8.3499 | 8
17854 | 4.4 | 1 | 2019-12-31 | 2020-12-31 | 365 | 5.1456 | 5
17404 | 5.67 | 1 | 2019-12-31 | 2020-12-31 | 365 | 6.6308 | 6
18077 | 12.69 | 1 | 2019-12-31 | 2020-12-31 | 365 | 14.8404 | 14
18099 | 7.15 | 1 | 2019-12-31 | 2020-12-31 | 365 | 8.3616 | 8
18422 | 8.67 | 1 | 2019-12-31 | 2020-12-31 | 365 | 10.1392 | 10
18697 | 14.04 | 1 | 2019-12-31 | 2020-12-31 | 365 | 16.4192 | 16
19377 | 5.67 | 1 | 2019-12-31 | 2020-12-31 | 365 | 6.6308 | 6
17058 | 9.88 | 1 | 2019-12-31 | 2020-12-31 | 365 | 11.5543 | 11
17062 | 7.975 | 1 | 2019-12-31 | 2020-12-31 | 365 | 9.3264 | 9
18267 | 9.69 | 1 | 2019-12-31 | 2020-12-31 | 365 | 11.3321 | 11
18272 | 8.58 | 1 | 2019-12-31 | 2020-12-31 | 365 | 10.034 | 10
18274 | 4.16 | 1 | 2019-12-31 | 2020-12-31 | 365 | 4.865 | 4
17859 | 6.24 | 1 | 2019-12-31 | 2020-12-31 | 365 | 7.2974 | 7
18069 | 5.46 | 1 | 2019-12-31 | 2020-12-31 | 365 | 6.3853 | 6
18687 | 19.38 | 1 | 2019-12-31 | 2020-12-31 | 365 | 22.6641 | 22
19620 | 5.94 | 1 | 2019-12-31 | 2020-12-31 | 365 | 6.9466 | 6
15662 | 8 | 1 | 2019-12-31 | 2020-12-31 | 365 | 9.3557 | 9
15424 | 7.56 | 1 | 2019-12-31 | 2020-12-31 | 365 | 8.8411 | 8
15425 | 8.16 | 1 | 2019-12-31 | 2020-12-31 | 365 | 9.5428 | 9
15549 | 8.75 | 1 | 2019-12-31 | 2020-12-31 | 365 | 10.2328 | 10
23915 | 10.455 | 1 | 2019-12-31 | 2020-12-31 | 365 | 12.2267 | 12
18072 | 7.425 | 1 | 2019-12-31 | 2020-12-31 | 365 | 8.6832 | 8
18268 | 6 | 1 | 2019-12-31 | 2020-12-31 | 365 | 7.0168 | 7
18070 | 8.8 | 1 | 2019-12-31 | 2020-12-31 | 365 | 10.2912 | 10
13874 | 16.757 | 1 | 2019-12-31 | 2020-12-31 | 365 | 19.5966 | 19
13879 | 9.69 | 1 | 2019-12-31 | 2020-12-31 | 365 | 11.3321 | 11
19371 | 14.535 | 1 | 2019-12-31 | 2020-12-31 | 365 | 16.9981 | 16
18271 | 8.415 | 1 | 2019-12-31 | 2020-12-31 | 365 | 9.841 | 9
22225 | 10.26 | 1 | 2019-12-31 | 2020-12-31 | 365 | 11.9987 | 11
17137 | 9.075 | 1 | 2019-12-31 | 2020-12-31 | 365 | 10.6128 | 10
17173 | 5.98 | 1 | 2019-12-31 | 2020-12-31 | 365 | 6.9934 | 6
17175 | 10.725 | 1 | 2019-12-31 | 2020-12-31 | 365 | 12.5425 | 12
17206 | 11.985 | 1 | 2019-12-31 | 2020-12-31 | 365 | 14.016 | 14
17336 | 7.975 | 1 | 2019-12-31 | 2020-12-31 | 365 | 9.3264 | 9
17442 | 4.16 | 1 | 2019-12-31 | 2020-12-31 | 365 | 4.865 | 4
17688 | 9.45 | 1 | 2019-12-31 | 2020-12-31 | 365 | 11.0514 | 11
17860 | 4.59 | 1 | 2019-12-31 | 2020-12-31 | 365 | 5.3678 | 5
17862 | 16.32 | 1 | 2019-12-31 | 2020-12-31 | 365 | 19.0856 | 19
17868 | 16.2 | 1 | 2019-12-31 | 2020-12-31 | 365 | 18.9453 | 18
17875 | 8.25 | 1 | 2019-12-31 | 2020-12-31 | 365 | 9.648 | 9
17877 | 8.32 | 1 | 2019-12-31 | 2020-12-31 | 365 | 9.7299 | 9
17880 | 9.9 | 1 | 2019-12-31 | 2020-12-31 | 365 | 11.5777 | 11
17883 | 7.14 | 1 | 2019-12-31 | 2020-12-31 | 365 | 8.3499 | 8
17895 | 11.7 | 1 | 2019-12-31 | 2020-12-31 | 365 | 13.6827 | 13
17922 | 5.355 | 1 | 2019-12-31 | 2020-12-31 | 365 | 6.2625 | 6
17950 | 11 | 1 | 2019-12-31 | 2020-12-31 | 365 | 12.8641 | 12
18454 | 2.04 | 1 | 2019-12-31 | 2020-12-31 | 365 | 2.3857 | 2
18671 | 11.07 | 1 | 2019-12-31 | 2020-12-31 | 365 | 12.9459 | 12
18672 | 8.25 | 1 | 2019-12-31 | 2020-12-31 | 365 | 9.648 | 9
18692 | 7.975 | 1 | 2019-12-31 | 2020-12-31 | 365 | 9.3264 | 9
19221 | 4.94 | 1 | 2019-12-31 | 2020-12-31 | 365 | 5.7771 | 5
19438 | 4.94 | 1 | 2019-12-31 | 2020-12-31 | 365 | 5.7771 | 5
19456 | 6.05 | 1 | 2019-12-31 | 2020-12-31 | 365 | 7.0752 | 7
19480 | 8.58 | 1 | 2019-12-31 | 2020-12-31 | 365 | 10.034 | 10
19463 | 12.48 | 1 | 2019-12-31 | 2020-12-31 | 365 | 14.5949 | 14
19505 | 8.32 | 1 | 2019-12-31 | 2020-12-31 | 365 | 9.7299 | 9
20016 | 7.02 | 1 | 2019-12-31 | 2020-12-31 | 365 | 8.2096 | 8
20119 | 7.14 | 1 | 2019-12-31 | 2020-12-31 | 365 | 8.3499 | 8
20132 | 6.325 | 1 | 2019-12-31 | 2020-12-31 | 365 | 7.3968 | 7
20155 | 10.45 | 1 | 2019-12-31 | 2020-12-31 | 365 | 12.2209 | 12
20356 | 14.025 | 1 | 2019-12-31 | 2020-12-31 | 365 | 16.4017 | 16
20378 | 12.1 | 1 | 2019-12-31 | 2020-12-31 | 365 | 14.1505 | 14
20432 | 12.65 | 1 | 2019-12-31 | 2020-12-31 | 365 | 14.7937 | 14
20433 | 5.2 | 1 | 2019-12-31 | 2020-12-31 | 365 | 6.0812 | 6
20434 | 12.65 | 1 | 2019-12-31 | 2020-12-31 | 365 | 14.7937 | 14
20441 | 3.12 | 1 | 2019-12-31 | 2020-12-31 | 365 | 3.6487 | 3
20452 | 6.76 | 1 | 2019-12-31 | 2020-12-31 | 365 | 7.9055 | 7
20459 | 3.3 | 1 | 2019-12-31 | 2020-12-31 | 365 | 3.8592 | 3
20504 | 12.96 | 1 | 2019-12-31 | 2020-12-31 | 365 | 15.1562 | 15
20506 | 5.2 | 1 | 2019-12-31 | 2020-12-31 | 365 | 6.0812 | 6
20508 | 5.775 | 1 | 2019-12-31 | 2020-12-31 | 365 | 6.7536 | 6
20483 | 5.225 | 1 | 2019-12-31 | 2020-12-31 | 365 | 6.1104 | 6
20545 | 4.675 | 1 | 2019-12-31 | 2020-12-31 | 365 | 5.4672 | 5
20716 | 11.18 | 1 | 2019-12-31 | 2020-12-31 | 365 | 13.0746 | 13
16525 | 10.2 | 1 | 2019-12-31 | 2020-12-31 | 365 | 11.9285 | 11
16665 | 4.95 | 1 | 2019-12-31 | 2020-12-31 | 365 | 5.7888 | 5
16700 | 9.18 | 1 | 2019-12-31 | 2020-12-31 | 365 | 10.7356 | 10
16777 | 6.375 | 1 | 2019-12-31 | 2020-12-31 | 365 | 7.4553 | 7
17016 | 8.06 | 1 | 2019-12-31 | 2020-12-31 | 365 | 9.4258 | 9
17020 | 9.62 | 1 | 2019-12-31 | 2020-12-31 | 365 | 11.2502 | 11
17027 | 16.065 | 1 | 2019-12-31 | 2020-12-31 | 365 | 18.7874 | 18
17069 | 11.55 | 1 | 2019-12-31 | 2020-12-31 | 365 | 13.5073 | 13
19726 | 7.8 | 1 | 2019-12-31 | 2020-12-31 | 365 | 9.1218 | 9
17671 | 9.625 | 1 | 2019-12-31 | 2020-12-31 | 365 | 11.2561 | 11
17023 | 8.415 | 1 | 2019-12-31 | 2020-12-31 | 365 | 9.841 | 9
19629 | 7.65 | 1 | 2019-12-31 | 2020-12-31 | 365 | 8.9464 | 8
20025 | 9.945 | 1 | 2019-12-31 | 2020-12-31 | 365 | 11.6303 | 11
16640 | 9.18 | 1 | 2019-12-31 | 2020-12-31 | 365 | 10.7356 | 10
20715 | 5.4 | 1 | 2019-12-31 | 2020-12-31 | 365 | 6.3151 | 6
20491 | 3.75 | 1 | 2019-12-31 | 2020-12-31 | 365 | 4.3855 | 4
20737 | 14.28 | 1 | 2019-12-31 | 2020-12-31 | 365 | 16.6999 | 16
20738 | 10.45 | 1 | 2019-12-31 | 2020-12-31 | 365 | 12.2209 | 12
20739 | 4.4 | 1 | 2019-12-31 | 2020-12-31 | 365 | 5.1456 | 5
20759 | 7.7 | 1 | 2019-12-31 | 2020-12-31 | 365 | 9.0048 | 9
20757 | 10.92 | 1 | 2019-12-31 | 2020-12-31 | 365 | 12.7705 | 12
20763 | 5.46 | 1 | 2019-12-31 | 2020-12-31 | 365 | 6.3853 | 6
20760 | 6.885 | 1 | 2019-12-31 | 2020-12-31 | 365 | 8.0517 | 8
20764 | 8.06 | 1 | 2019-12-31 | 2020-12-31 | 365 | 9.4258 | 9
20783 | 7.54 | 1 | 2019-12-31 | 2020-12-31 | 365 | 8.8177 | 8
20805 | 14.58 | 1 | 2019-12-31 | 2020-12-31 | 365 | 17.0507 | 17
20843 | 16.225 | 1 | 2019-12-31 | 2020-12-31 | 365 | 18.9745 | 18
20822 | 7.975 | 1 | 2019-12-31 | 2020-12-31 | 365 | 9.3264 | 9
20745 | 5.98 | 1 | 2019-12-31 | 2020-12-31 | 365 | 6.9934 | 6
20824 | 11.44 | 1 | 2019-12-31 | 2020-12-31 | 365 | 13.3786 | 13
20825 | 9.9 | 1 | 2019-12-31 | 2020-12-31 | 365 | 11.5777 | 11
17923 | 8.925 | 1 | 2019-12-31 | 2020-12-31 | 365 | 10.4374 | 10
17447 | 8.1 | 1 | 2019-12-31 | 2020-12-31 | 365 | 9.4726 | 9
21209 | 5.775 | 1 | 2019-12-31 | 2020-12-31 | 365 | 6.7536 | 6
21221 | 7.02 | 1 | 2019-12-31 | 2020-12-31 | 365 | 8.2096 | 8
21248 | 3.85 | 1 | 2019-12-31 | 2020-12-31 | 365 | 4.5024 | 4
21263 | 7.8 | 1 | 2019-12-31 | 2020-12-31 | 365 | 9.1218 | 9
21259 | 5.46 | 1 | 2019-12-31 | 2020-12-31 | 365 | 6.3853 | 6
21274 | 3.85 | 1 | 2019-12-31 | 2020-12-31 | 365 | 4.5024 | 4
21283 | 4.675 | 1 | 2019-12-31 | 2020-12-31 | 365 | 5.4672 | 5
20902 | 12.375 | 1 | 2019-12-31 | 2020-12-31 | 365 | 14.4721 | 14
21710 | 14.025 | 1 | 2019-12-31 | 2020-12-31 | 365 | 16.4017 | 16
21840 | 9.075 | 1 | 2019-12-31 | 2020-12-31 | 365 | 10.6128 | 10
18680 | 8.06 | 1 | 2019-12-31 | 2020-12-31 | 365 | 9.4258 | 9
17924 | 4.125 | 1 | 2019-12-31 | 2020-12-31 | 365 | 4.824 | 4
21592 | 2.75 | 1 | 2019-12-31 | 2020-12-31 | 365 | 3.216 | 3
21600 | 6.05 | 1 | 2019-12-31 | 2020-12-31 | 365 | 7.0752 | 7
21727 | 3.025 | 1 | 2019-12-31 | 2020-12-31 | 365 | 3.5376 | 3
21516 | 5.2 | 1 | 2019-12-31 | 2020-12-31 | 365 | 6.0812 | 6
22115 | 5.13 | 1 | 2019-12-31 | 2020-12-31 | 365 | 5.9993 | 5
20574 | 4.5 | 1 | 2019-12-31 | 2020-12-31 | 365 | 5.2626 | 5
22140 | 12.96 | 1 | 2019-12-31 | 2020-12-31 | 365 | 15.1562 | 15
22153 | 9.36 | 1 | 2019-12-31 | 2020-12-31 | 365 | 10.9461 | 10
22151 | 9.625 | 1 | 2019-12-31 | 2020-12-31 | 365 | 11.2561 | 11
22158 | 10.4 | 1 | 2019-12-31 | 2020-12-31 | 365 | 12.1624 | 12
22167 | 9.1 | 1 | 2019-12-31 | 2020-12-31 | 365 | 10.6421 | 10
21243 | 4.4 | 1 | 2019-12-31 | 2020-12-31 | 365 | 5.1456 | 5
22194 | 11.7 | 1 | 2019-12-31 | 2020-12-31 | 365 | 13.6827 | 13
22206 | 6.76 | 1 | 2019-12-31 | 2020-12-31 | 365 | 7.9055 | 7
22213 | 12.1 | 1 | 2019-12-31 | 2020-12-31 | 365 | 14.1505 | 14
22220 | 8.84 | 1 | 2019-12-31 | 2020-12-31 | 365 | 10.338 | 10
22240 | 12.1 | 1 | 2019-12-31 | 2020-12-31 | 365 | 14.1505 | 14
22637 | 3.12 | 1 | 2019-12-31 | 2020-12-31 | 365 | 3.6487 | 3
22911 | 6.05 | 1 | 2019-12-31 | 2020-12-31 | 365 | 7.0752 | 7
22509 | 13.77 | 1 | 2019-12-31 | 2020-12-31 | 365 | 16.1035 | 16
22600 | 6.05 | 1 | 2019-12-31 | 2020-12-31 | 365 | 7.0752 | 7
5675 | 2.16 | 1 | 2019-12-31 | 2020-12-31 | 365 | 2.526 | 2
23484 | 7.28 | 1 | 2019-12-31 | 2020-12-31 | 365 | 8.5137 | 8
23527 | 8.25 | 1 | 2019-12-31 | 2020-12-31 | 365 | 9.648 | 9
23554 | 9.9 | 1 | 2019-12-31 | 2020-12-31 | 365 | 11.5777 | 11
23555 | 9.88 | 1 | 2019-12-31 | 2020-12-31 | 365 | 11.5543 | 11
23557 | 7.7 | 1 | 2019-12-31 | 2020-12-31 | 365 | 9.0048 | 9
23617 | 4.16 | 1 | 2019-12-31 | 2020-12-31 | 365 | 4.865 | 4
23616 | 5.5 | 1 | 2019-12-31 | 2020-12-31 | 365 | 6.432 | 6
23627 | 6.05 | 1 | 2019-12-31 | 2020-12-31 | 365 | 7.0752 | 7
23703 | 11.985 | 1 | 2019-12-31 | 2020-12-31 | 365 | 14.016 | 14
23711 | 4.68 | 1 | 2019-12-31 | 2020-12-31 | 365 | 5.4731 | 5
23476 | 5.61 | 1 | 2019-12-31 | 2020-12-31 | 365 | 6.5607 | 6
23345 | 11.475 | 1 | 2019-12-31 | 2020-12-31 | 365 | 13.4196 | 13
23366 | 8.1 | 1 | 2019-12-31 | 2020-12-31 | 365 | 9.4726 | 9
23147 | 7.28 | 1 | 2019-12-31 | 2020-12-31 | 365 | 8.5137 | 8
23148 | 8.525 | 1 | 2019-12-31 | 2020-12-31 | 365 | 9.9696 | 9
23149 | 5.46 | 1 | 2019-12-31 | 2020-12-31 | 365 | 6.3853 | 6
23156 | 4.125 | 1 | 2019-12-31 | 2020-12-31 | 365 | 4.824 | 4
23186 | 8.58 | 1 | 2019-12-31 | 2020-12-31 | 365 | 10.034 | 10
23188 | 6.05 | 1 | 2019-12-31 | 2020-12-31 | 365 | 7.0752 | 7
23558 | 9.1 | 1 | 2019-12-31 | 2020-12-31 | 365 | 10.6421 | 10
23295 | 6 | 1 | 2019-12-31 | 2020-12-31 | 365 | 7.0168 | 7
23305 | 6.24 | 1 | 2019-12-31 | 2020-12-31 | 365 | 7.2974 | 7
23316 | 5.61 | 1 | 2019-12-31 | 2020-12-31 | 365 | 6.5607 | 6
19554 | 78.96 | 0.9 | 2019-12-31 | 2020-12-31 | 365 | 83.1065 | 83
20740 | 8.8 | 1 | 2019-12-31 | 2020-12-31 | 365 | 10.2912 | 10
21652 | 7.28 | 1 | 2019-12-31 | 2020-12-31 | 365 | 8.5137 | 8
23982 | 5.775 | 1 | 2019-12-31 | 2020-12-31 | 365 | 6.7536 | 6
23779 | 4.505 | 1 | 2019-12-31 | 2020-12-31 | 365 | 5.2684 | 5
23783 | 15.95 | 1 | 2019-12-31 | 2020-12-31 | 365 | 18.6529 | 18
23781 | 6.325 | 1 | 2019-12-31 | 2020-12-31 | 365 | 7.3968 | 7
23862 | 4.4 | 1 | 2019-12-31 | 2020-12-31 | 365 | 5.1456 | 5
20449 | 4.125 | 1 | 2019-12-31 | 2020-12-31 | 365 | 4.824 | 4
24341 | 12.75 | 1 | 2019-12-31 | 2020-12-31 | 365 | 14.9106 | 14
24348 | 7.02 | 1 | 2019-12-31 | 2020-12-31 | 365 | 8.2096 | 8
24365 | 14.85 | 1 | 2019-12-31 | 2020-12-31 | 365 | 17.3665 | 17
21702 | 5.1 | 1 | 2019-12-31 | 2020-12-31 | 365 | 5.9642 | 5
23516 | 9.075 | 1 | 2019-12-31 | 2020-12-31 | 365 | 10.6128 | 10
23985 | 9.36 | 1 | 2019-12-31 | 2020-12-31 | 365 | 10.9461 | 10
23788 | 9.18 | 1 | 2019-12-31 | 2020-12-31 | 365 | 10.7356 | 10
24385 | 4.42 | 1 | 2019-12-31 | 2020-12-31 | 365 | 5.169 | 5
24391 | 10.14 | 1 | 2019-12-31 | 2020-12-31 | 365 | 11.8583 | 11
24476 | 7.7 | 1 | 2019-12-31 | 2020-12-31 | 365 | 9.0048 | 9
25483 | 7.95 | 1 | 2019-12-31 | 2020-12-31 | 365 | 9.2972 | 9
25487 | 4.5 | 1 | 2019-12-31 | 2020-12-31 | 365 | 5.2626 | 5
25532 | 9.9 | 1 | 2019-12-31 | 2020-12-31 | 365 | 11.5777 | 11
25561 | 10.175 | 1 | 2019-12-31 | 2020-12-31 | 365 | 11.8993 | 11
25701 | 7.28 | 1 | 2019-12-31 | 2020-12-31 | 365 | 8.5137 | 8
26050 | 9.9 | 1 | 2019-12-31 | 2020-12-31 | 365 | 11.5777 | 11
25574 | 14.3 | 1 | 2019-12-31 | 2020-12-31 | 365 | 16.7233 | 16
26060 | 5.2 | 1 | 2019-12-31 | 2020-12-31 | 365 | 6.0812 | 6
12973 | 5.13 | 1 | 2019-12-31 | 2020-12-31 | 365 | 5.9993 | 5
17472 | 6.48 | 1 | 2019-12-31 | 2020-12-31 | 365 | 7.5781 | 7
26760 | 0.27 | 1 | 2019-12-31 | 2020-12-31 | 365 | 0.31575 | 0
15394 | 9.945 | 1 | 2019-12-31 | 2020-12-31 | 365 | 11.6303 | 11
24949 | 11.34 | 1 | 2019-12-31 | 2020-12-31 | 365 | 13.2617 | 13
20801 | 8.84 | 1 | 2019-12-31 | 2020-12-31 | 365 | 10.338 | 10
25568 | 6.875 | 1 | 2019-12-31 | 2020-12-31 | 365 | 8.04 | 8
13868 | 7.02 | 1 | 2019-12-31 | 2020-12-31 | 365 | 8.2096 | 8
25550 | 4.4 | 1 | 2019-12-31 | 2020-12-31 | 365 | 5.1456 | 5
24006 | 7.15 | 1 | 2019-12-31 | 2020-12-31 | 365 | 8.3616 | 8
13948 | 9.72 | 1 | 2019-12-31 | 2020-12-31 | 365 | 11.3672 | 11
12965 | 8.925 | 1 | 2019-12-31 | 2020-12-31 | 365 | 10.4374 | 10
21877 | 11.44 | 1 | 2019-12-31 | 2020-12-31 | 365 | 13.3786 | 13
23774 | 2.475 | 1 | 2019-12-31 | 2020-12-31 | 365 | 2.8944 | 2
24555 | 11.96 | 1 | 2019-12-31 | 2020-12-31 | 365 | 13.9867 | 13
25009 | 9.075 | 1 | 2019-12-31 | 2020-12-31 | 365 | 10.6128 | 10
25433 | 8.525 | 1 | 2019-12-31 | 2020-12-31 | 365 | 9.9696 | 9
26093 | 5.775 | 1 | 2019-12-31 | 2020-12-31 | 365 | 6.7536 | 6
26099 | 12.19 | 1 | 2019-12-31 | 2020-12-31 | 365 | 14.2557 | 14
26102 | 7.54 | 1 | 2019-12-31 | 2020-12-31 | 365 | 8.8177 | 8
26659 | 12 | 1 | 2019-12-31 | 2020-12-31 | 365 | 14.0335 | 14
26660 | 16.64 | 1 | 2019-12-31 | 2020-12-31 | 365 | 19.4598 | 19
12865 | 14.85 | 1 | 2019-12-31 | 2020-12-31 | 365 | 17.3665 | 17
24617 | 6.095 | 1 | 2019-12-31 | 2020-12-31 | 365 | 7.1279 | 7
26757 | 7.14 | 1 | 2019-12-31 | 2020-12-31 | 365 | 8.3499 | 8
26766 | 18.36 | 1 | 2019-12-31 | 2020-12-31 | 365 | 21.4713 | 21
26785 | 6.05 | 1 | 2019-12-31 | 2020-12-31 | 365 | 7.0752 | 7
24957 | 23.14 | 1 | 2019-12-31 | 2020-12-31 | 365 | 27.0613 | 27
26960 | 4.24 | 1 | 2019-12-31 | 2020-12-31 | 365 | 4.9585 | 4
26966 | 11.4 | 1 | 2019-12-31 | 2020-12-31 | 365 | 13.3318 | 13
16527 | 5.13 | 1 | 2019-12-31 | 2020-12-31 | 365 | 5.9993 | 5
17669 | 9.18 | 1 | 2019-12-31 | 2020-12-31 | 365 | 10.7356 | 10
25756 | 6.875 | 1 | 2019-12-31 | 2020-12-31 | 365 | 8.04 | 8
27207 | 7.425 | 1 | 2019-12-31 | 2020-12-31 | 365 | 8.6832 | 8
27208 | 4.4 | 1 | 2019-12-31 | 2020-12-31 | 365 | 5.1456 | 5
27209 | 13.2 | 1 | 2019-12-31 | 2020-12-31 | 365 | 15.4369 | 15
27228 | 7.15 | 1 | 2019-12-31 | 2020-12-31 | 365 | 8.3616 | 8
27230 | 4.77 | 1 | 2019-12-31 | 2020-12-31 | 365 | 5.5783 | 5
27295 | 9.01 | 1 | 2019-12-31 | 2020-12-31 | 365 | 10.5368 | 10
27447 | 5.775 | 1 | 2019-12-31 | 2020-12-31 | 365 | 6.7536 | 6
27348 | 10.2 | 1 | 2019-12-31 | 2020-12-31 | 365 | 11.9285 | 11
27448 | 11.1 | 1 | 2019-12-31 | 2020-12-31 | 365 | 12.981 | 12
27440 | 5.7 | 1 | 2019-12-31 | 2020-12-31 | 365 | 6.6659 | 6
27435 | 10.4 | 1 | 2019-12-31 | 2020-12-31 | 365 | 12.1624 | 12
27425 | 5.98 | 1 | 2019-12-31 | 2020-12-31 | 365 | 6.9934 | 6
27762 | 9.625 | 1 | 2019-12-31 | 2020-12-31 | 365 | 11.2561 | 11
25669 | 6.36 | 1 | 2019-12-31 | 2020-12-31 | 365 | 7.4378 | 7
25675 | 5.775 | 1 | 2019-12-31 | 2020-12-31 | 365 | 6.7536 | 6
24985 | 6.05 | 1 | 2019-12-31 | 2020-12-31 | 365 | 7.0752 | 7
25712 | 6.9 | 1 | 2019-12-31 | 2020-12-31 | 365 | 8.0693 | 8
25746 | 10.07 | 1 | 2019-12-31 | 2020-12-31 | 365 | 11.7765 | 11
25750 | 4.2 | 1 | 2019-12-31 | 2020-12-31 | 365 | 4.9117 | 4
25951 | 7.8 | 1 | 2019-12-31 | 2020-12-31 | 365 | 9.1218 | 9
25955 | 11 | 1 | 2019-12-31 | 2020-12-31 | 365 | 12.8641 | 12
25967 | 7.425 | 1 | 2019-12-31 | 2020-12-31 | 365 | 8.6832 | 8
26031 | 14.025 | 1 | 2019-12-31 | 2020-12-31 | 365 | 16.4017 | 16
26367 | 10.45 | 1 | 2019-12-31 | 2020-12-31 | 365 | 12.2209 | 12
26368 | 4.505 | 1 | 2019-12-31 | 2020-12-31 | 365 | 5.2684 | 5
26534 | 7.8 | 1 | 2019-12-31 | 2020-12-31 | 365 | 9.1218 | 9
26418 | 4.59 | 1 | 2019-12-31 | 2020-12-31 | 365 | 5.3678 | 5
26424 | 9.62 | 1 | 2019-12-31 | 2020-12-31 | 365 | 11.2502 | 11
26796 | 6.325 | 1 | 2019-12-31 | 2020-12-31 | 365 | 7.3968 | 7
26803 | 7.54 | 1 | 2019-12-31 | 2020-12-31 | 365 | 8.8177 | 8
27121 | 8.25 | 1 | 2019-12-31 | 2020-12-31 | 365 | 9.648 | 9
27594 | 9.805 | 1 | 2019-12-31 | 2020-12-31 | 365 | 11.4666 | 11
27601 | 7.155 | 1 | 2019-12-31 | 2020-12-31 | 365 | 8.3675 | 8
27609 | 6.325 | 1 | 2019-12-31 | 2020-12-31 | 365 | 7.3968 | 7
23724 | 5.225 | 1 | 2019-12-31 | 2020-12-31 | 365 | 6.1104 | 6
28110 | 5.775 | 1 | 2019-12-31 | 2020-12-31 | 365 | 6.7536 | 6
28118 | 5.1 | 1 | 2019-12-31 | 2020-12-31 | 365 | 5.9642 | 5
28105 | 8.745 | 1 | 2019-12-31 | 2020-12-31 | 365 | 10.2269 | 10
28099 | 4.8 | 1 | 2019-12-31 | 2020-12-31 | 365 | 5.6134 | 5
28290 | 5.83 | 1 | 2019-12-31 | 2020-12-31 | 365 | 6.818 | 6
28151 | 9 | 1 | 2019-12-31 | 2020-12-31 | 365 | 10.5251 | 10
28170 | 8.925 | 1 | 2019-12-31 | 2020-12-31 | 365 | 10.4374 | 10
29107 | 9.625 | 1 | 2019-12-31 | 2020-12-31 | 365 | 11.2561 | 11
29016 | 6 | 1 | 2019-12-31 | 2020-12-31 | 365 | 7.0168 | 7
29101 | 5.46 | 1 | 2019-12-31 | 2020-12-31 | 365 | 6.3853 | 6
29102 | 10.07 | 1 | 2019-12-31 | 2020-12-31 | 365 | 11.7765 | 11
24327 | 14.3 | 1 | 2019-12-31 | 2020-12-31 | 365 | 16.7233 | 16
26795 | 11.44 | 1 | 2019-12-31 | 2020-12-31 | 365 | 13.3786 | 13
29334 | 7.425 | 1 | 2019-12-31 | 2020-12-31 | 365 | 8.6832 | 8
29308 | 9.075 | 1 | 2019-12-31 | 2020-12-31 | 365 | 10.6128 | 10
29309 | 7.8 | 1 | 2019-12-31 | 2020-12-31 | 365 | 9.1218 | 9
29511 | 8.25 | 1 | 2019-12-31 | 2020-12-31 | 365 | 9.648 | 9
30131 | 5.72 | 1 | 2019-12-31 | 2020-12-31 | 365 | 6.6893 | 6
30201 | 4.95 | 1 | 2019-12-31 | 2020-12-31 | 365 | 5.7888 | 5
30938 | 6.875 | 1 | 2019-12-31 | 2020-12-31 | 365 | 8.04 | 8
25679 | 5.5 | 1 | 2019-12-31 | 2020-12-31 | 365 | 6.432 | 6
30698 | 9.35 | 1 | 2019-12-31 | 2020-12-31 | 365 | 10.9345 | 10
31877 | 5.7 | 1 | 2019-12-31 | 2020-12-31 | 365 | 6.6659 | 6
31896 | 6 | 1 | 2019-12-31 | 2020-12-31 | 365 | 7.0168 | 7
31926 | 6 | 1 | 2019-12-31 | 2020-12-31 | 365 | 7.0168 | 7
31945 | 4.8 | 1 | 2019-12-31 | 2020-12-31 | 365 | 5.6134 | 5
33199 | 6.095 | 1 | 2019-12-31 | 2020-12-31 | 365 | 7.1279 | 7
33985 | 5.4 | 1 | 2019-12-31 | 2020-12-31 | 365 | 6.3151 | 6
33994 | 10.07 | 1 | 2019-12-31 | 2020-12-31 | 365 | 11.7765 | 11
34014 | 2.75 | 1 | 2019-12-31 | 2020-12-31 | 365 | 3.216 | 3
33781 | 11.1 | 1 | 2019-12-31 | 2020-12-31 | 365 | 12.981 | 12
33515 | 6.5 | 1 | 2019-12-31 | 2020-12-31 | 365 | 7.6015 | 7
34056 | 4.95 | 1 | 2019-12-31 | 2020-12-31 | 365 | 5.7888 | 5
34061 | 7.8 | 1 | 2019-12-31 | 2020-12-31 | 365 | 9.1218 | 9
25924 | 9.9 | 1 | 2019-12-31 | 2020-12-31 | 365 | 11.5777 | 11
28181 | 8.06 | 1 | 2019-12-31 | 2020-12-31 | 365 | 9.4258 | 9
33758 | 5.035 | 1 | 2019-12-31 | 2020-12-31 | 365 | 5.8882 | 5
33935 | 5.3 | 1 | 2019-12-31 | 2020-12-31 | 365 | 6.1981 | 6
33944 | 5.035 | 1 | 2019-12-31 | 2020-12-31 | 365 | 5.8882 | 5
34011 | 20.625 | 1 | 2019-12-31 | 2020-12-31 | 365 | 24.1201 | 24
34078 | 6 | 1 | 2019-12-31 | 2020-12-31 | 365 | 7.0168 | 7
34099 | 9.6 | 1 | 2019-12-31 | 2020-12-31 | 365 | 11.2268 | 11
34115 | 5.4 | 1 | 2019-12-31 | 2020-12-31 | 365 | 6.3151 | 6
34174 | 6.6 | 1 | 2019-12-31 | 2020-12-31 | 365 | 7.7184 | 7
34257 | 2.7 | 1 | 2019-12-31 | 2020-12-31 | 365 | 3.1575 | 3
34259 | 8.745 | 1 | 2019-12-31 | 2020-12-31 | 365 | 10.2269 | 10
34276 | 4.8 | 1 | 2019-12-31 | 2020-12-31 | 365 | 5.6134 | 5
34176 | 8.525 | 1 | 2019-12-31 | 2020-12-31 | 365 | 9.9696 | 9
34145 | 7.15 | 1 | 2019-12-31 | 2020-12-31 | 365 | 8.3616 | 8
34332 | 12 | 1 | 2019-12-31 | 2020-12-31 | 365 | 14.0335 | 14
34340 | 9.54 | 1 | 2019-12-31 | 2020-12-31 | 365 | 11.1566 | 11
34280 | 6 | 1 | 2019-12-31 | 2020-12-31 | 365 | 7.0168 | 7
34342 | 4.16 | 1 | 2019-12-31 | 2020-12-31 | 365 | 4.865 | 4
34281 | 3.3 | 1 | 2019-12-31 | 2020-12-31 | 365 | 3.8592 | 3
34351 | 10.6 | 1 | 2019-12-31 | 2020-12-31 | 365 | 12.3963 | 12
34350 | 8.25 | 1 | 2019-12-31 | 2020-12-31 | 365 | 9.648 | 9
34288 | 5.3 | 1 | 2019-12-31 | 2020-12-31 | 365 | 6.1981 | 6
34386 | 9.3 | 1 | 2019-12-31 | 2020-12-31 | 365 | 10.876 | 10
34129 | 6.625 | 1 | 2019-12-31 | 2020-12-31 | 365 | 7.7477 | 7
34341 | 7.42 | 1 | 2019-12-31 | 2020-12-31 | 365 | 8.6774 | 8
34135 | 14.84 | 1 | 2019-12-31 | 2020-12-31 | 365 | 17.3548 | 17
34460 | 8.37 | 1 | 2019-12-31 | 2020-12-31 | 365 | 9.7884 | 9
34559 | 15.6 | 1 | 2019-12-31 | 2020-12-31 | 365 | 18.2436 | 18
34262 | 4.2 | 1 | 2019-12-31 | 2020-12-31 | 365 | 4.9117 | 4
34617 | 2.7 | 1 | 2019-12-31 | 2020-12-31 | 365 | 3.1575 | 3
34629 | 5.83 | 1 | 2019-12-31 | 2020-12-31 | 365 | 6.818 | 6
34610 | 3.575 | 1 | 2019-12-31 | 2020-12-31 | 365 | 4.1808 | 4
34633 | 11.4 | 1 | 2019-12-31 | 2020-12-31 | 365 | 13.3318 | 13
34636 | 7.54 | 1 | 2019-12-31 | 2020-12-31 | 365 | 8.8177 | 8
34650 | 5.4 | 1 | 2019-12-31 | 2020-12-31 | 365 | 6.3151 | 6
34658 | 7.155 | 1 | 2019-12-31 | 2020-12-31 | 365 | 8.3675 | 8
33756 | 7.8 | 1 | 2019-12-31 | 2020-12-31 | 365 | 9.1218 | 9
34154 | 6.3 | 1 | 2019-12-31 | 2020-12-31 | 365 | 7.3676 | 7
34140 | 11.13 | 1 | 2019-12-31 | 2020-12-31 | 365 | 13.0161 | 13
34108 | 7.155 | 1 | 2019-12-31 | 2020-12-31 | 365 | 8.3675 | 8
34064 | 6.6 | 1 | 2019-12-31 | 2020-12-31 | 365 | 7.7184 | 7
34081 | 6.9 | 1 | 2019-12-31 | 2020-12-31 | 365 | 8.0693 | 8
34074 | 15.6 | 1 | 2019-12-31 | 2020-12-31 | 365 | 18.2436 | 18
34071 | 5.61 | 1 | 2019-12-31 | 2020-12-31 | 365 | 6.5607 | 6
33938 | 5.4 | 1 | 2019-12-31 | 2020-12-31 | 365 | 6.3151 | 6
33937 | 9.35 | 1 | 2019-12-31 | 2020-12-31 | 365 | 10.9345 | 10
33824 | 9 | 1 | 2019-12-31 | 2020-12-31 | 365 | 10.5251 | 10
33809 | 22 | 1 | 2019-12-31 | 2020-12-31 | 365 | 25.7281 | 25
33818 | 5.775 | 1 | 2019-12-31 | 2020-12-31 | 365 | 6.7536 | 6
34898 | 6.89 | 1 | 2019-12-31 | 2020-12-31 | 365 | 8.0576 | 8
33780 | 5.4 | 1 | 2019-12-31 | 2020-12-31 | 365 | 6.3151 | 6
33773 | 4.95 | 1 | 2019-12-31 | 2020-12-31 | 365 | 5.7888 | 5
33760 | 13 | 1 | 2019-12-31 | 2020-12-31 | 365 | 15.203 | 15
33770 | 4.8 | 1 | 2019-12-31 | 2020-12-31 | 365 | 5.6134 | 5
33747 | 4.505 | 1 | 2019-12-31 | 2020-12-31 | 365 | 5.2684 | 5
33751 | 8.4 | 1 | 2019-12-31 | 2020-12-31 | 365 | 9.8235 | 9
34904 | 6.875 | 1 | 2019-12-31 | 2020-12-31 | 365 | 8.04 | 8
34716 | 6.36 | 1 | 2019-12-31 | 2020-12-31 | 365 | 7.4378 | 7
34625 | 6.095 | 1 | 2019-12-31 | 2020-12-31 | 365 | 7.1279 | 7
34941 | 4.4 | 1 | 2019-12-31 | 2020-12-31 | 365 | 5.1456 | 5
33563 | 12.19 | 1 | 2019-12-31 | 2020-12-31 | 365 | 14.2557 | 14
33641 | 10.92 | 1 | 2019-12-31 | 2020-12-31 | 365 | 12.7705 | 12
34322 | 9.9 | 1 | 2019-12-31 | 2020-12-31 | 365 | 11.5777 | 11
33631 | 8.58 | 1 | 2019-12-31 | 2020-12-31 | 365 | 10.034 | 10
33646 | 6.3 | 1 | 2019-12-31 | 2020-12-31 | 365 | 7.3676 | 7
33829 | 3.025 | 1 | 2019-12-31 | 2020-12-31 | 365 | 3.5376 | 3
33609 | 11.13 | 1 | 2019-12-31 | 2020-12-31 | 365 | 13.0161 | 13
31886 | 4.2 | 1 | 2019-12-31 | 2020-12-31 | 365 | 4.9117 | 4
32970 | 7.8 | 1 | 2019-12-31 | 2020-12-31 | 365 | 9.1218 | 9
33610 | 8.32 | 1 | 2019-12-31 | 2020-12-31 | 365 | 9.7299 | 9
33554 | 10.07 | 1 | 2019-12-31 | 2020-12-31 | 365 | 11.7765 | 11
33501 | 2.75 | 1 | 2019-12-31 | 2020-12-31 | 365 | 3.216 | 3
33789 | 10.8 | 1 | 2019-12-31 | 2020-12-31 | 365 | 12.6302 | 12
33822 | 8.1 | 1 | 2019-12-31 | 2020-12-31 | 365 | 9.4726 | 9
34936 | 9.1 | 1 | 2019-12-31 | 2020-12-31 | 365 | 10.6421 | 10
34945 | 6.095 | 1 | 2019-12-31 | 2020-12-31 | 365 | 7.1279 | 7
34984 | 9 | 1 | 2019-12-31 | 2020-12-31 | 365 | 10.5251 | 10
34994 | 11.7 | 1 | 2019-12-31 | 2020-12-31 | 365 | 13.6827 | 13
34998 | 3.975 | 1 | 2019-12-31 | 2020-12-31 | 365 | 4.6486 | 4
34929 | 4.8 | 1 | 2019-12-31 | 2020-12-31 | 365 | 5.6134 | 5
34934 | 7.2 | 1 | 2019-12-31 | 2020-12-31 | 365 | 8.4201 | 8
34958 | 4.77 | 1 | 2019-12-31 | 2020-12-31 | 365 | 5.5783 | 5
35031 | 7.2 | 1 | 2019-12-31 | 2020-12-31 | 365 | 8.4201 | 8
33769 | 13.515 | 1 | 2019-12-31 | 2020-12-31 | 365 | 15.8053 | 15
33940 | 10.175 | 1 | 2019-12-31 | 2020-12-31 | 365 | 11.8993 | 11
34995 | 4.8 | 1 | 2019-12-31 | 2020-12-31 | 365 | 5.6134 | 5
33750 | 3.975 | 1 | 2019-12-31 | 2020-12-31 | 365 | 4.6486 | 4
33834 | 16.64 | 1 | 2019-12-31 | 2020-12-31 | 365 | 19.4598 | 19
35107 | 8.215 | 1 | 2019-12-31 | 2020-12-31 | 365 | 9.6071 | 9
34166 | 16.8 | 1 | 2019-12-31 | 2020-12-31 | 365 | 19.6469 | 19
34722 | 12.3 | 1 | 2019-12-31 | 2020-12-31 | 365 | 14.3844 | 14
34939 | 6 | 1 | 2019-12-31 | 2020-12-31 | 365 | 7.0168 | 7
34069 | 12 | 1 | 2019-12-31 | 2020-12-31 | 365 | 14.0335 | 14
34275 | 3.3 | 1 | 2019-12-31 | 2020-12-31 | 365 | 3.8592 | 3
35340 | 14.7 | 1 | 2019-12-31 | 2020-12-31 | 365 | 17.1911 | 17
34921 | 11.1 | 1 | 2019-12-31 | 2020-12-31 | 365 | 12.981 | 12
35400 | 6.3 | 1 | 2019-12-31 | 2020-12-31 | 365 | 7.3676 | 7
35448 | 10.8 | 1 | 2019-12-31 | 2020-12-31 | 365 | 12.6302 | 12
36871 | 5.225 | 1 | 2019-12-31 | 2020-12-31 | 365 | 6.1104 | 6
36902 | 7.2 | 1 | 2019-12-31 | 2020-12-31 | 365 | 8.4201 | 8
34068 | 11.825 | 1 | 2019-12-31 | 2020-12-31 | 365 | 13.8289 | 13
37032 | 4.95 | 1 | 2019-12-31 | 2020-12-31 | 365 | 5.7888 | 5
36823 | 4.24 | 1 | 2019-12-31 | 2020-12-31 | 365 | 4.9585 | 4
37038 | 9.1 | 1 | 2019-12-31 | 2020-12-31 | 365 | 10.6421 | 10
35070 | 13.77 | 1 | 2019-12-31 | 2020-12-31 | 365 | 16.1035 | 16
34066 | 6.9 | 1 | 2019-12-31 | 2020-12-31 | 365 | 8.0693 | 8
37160 | 4.5 | 1 | 2019-12-31 | 2020-12-31 | 365 | 5.2626 | 5
37141 | 7.02 | 1 | 2019-12-31 | 2020-12-31 | 365 | 8.2096 | 8
37138 | 5.98 | 1 | 2019-12-31 | 2020-12-31 | 365 | 6.9934 | 6
37179 | 4.675 | 1 | 2019-12-31 | 2020-12-31 | 365 | 5.4672 | 5
37187 | 9.275 | 1 | 2019-12-31 | 2020-12-31 | 365 | 10.8467 | 10
37192 | 4.95 | 1 | 2019-12-31 | 2020-12-31 | 365 | 5.7888 | 5
37188 | 9.45 | 1 | 2019-12-31 | 2020-12-31 | 365 | 11.0514 | 11
37208 | 7.8 | 1 | 2019-12-31 | 2020-12-31 | 365 | 9.1218 | 9
37215 | 9.35 | 1 | 2019-12-31 | 2020-12-31 | 365 | 10.9345 | 10
37239 | 5.1 | 1 | 2019-12-31 | 2020-12-31 | 365 | 5.9642 | 5
37253 | 4.24 | 1 | 2019-12-31 | 2020-12-31 | 365 | 4.9585 | 4
37269 | 10.2 | 1 | 2019-12-31 | 2020-12-31 | 365 | 11.9285 | 11
37258 | 6 | 1 | 2019-12-31 | 2020-12-31 | 365 | 7.0168 | 7
37302 | 8.525 | 1 | 2019-12-31 | 2020-12-31 | 365 | 9.9696 | 9
37332 | 9.99 | 1 | 2019-12-31 | 2020-12-31 | 365 | 11.6829 | 11
37335 | 8.84 | 1 | 2019-12-31 | 2020-12-31 | 365 | 10.338 | 10
37306 | 11.18 | 1 | 2019-12-31 | 2020-12-31 | 365 | 13.0746 | 13
37050 | 4.675 | 1 | 2019-12-31 | 2020-12-31 | 365 | 5.4672 | 5
37424 | 8.215 | 1 | 2019-12-31 | 2020-12-31 | 365 | 9.6071 | 9
37349 | 7.28 | 1 | 2019-12-31 | 2020-12-31 | 365 | 8.5137 | 8
37433 | 8.4 | 1 | 2019-12-31 | 2020-12-31 | 365 | 9.8235 | 9
37434 | 9.9 | 1 | 2019-12-31 | 2020-12-31 | 365 | 11.5777 | 11
37439 | 9.805 | 1 | 2019-12-31 | 2020-12-31 | 365 | 11.4666 | 11
36851 | 4.95 | 1 | 2019-12-31 | 2020-12-31 | 365 | 5.7888 | 5
37373 | 9 | 1 | 2019-12-31 | 2020-12-31 | 365 | 10.5251 | 10
36883 | 8.06 | 1 | 2019-12-31 | 2020-12-31 | 365 | 9.4258 | 9
35462 | 8.48 | 1 | 2019-12-31 | 2020-12-31 | 365 | 9.917 | 9
35483 | 5.5 | 1 | 2019-12-31 | 2020-12-31 | 365 | 6.432 | 6
34292 | 8.215 | 1 | 2019-12-31 | 2020-12-31 | 365 | 9.6071 | 9
35576 | 5.4 | 1 | 2019-12-31 | 2020-12-31 | 365 | 6.3151 | 6
35588 | 7.155 | 1 | 2019-12-31 | 2020-12-31 | 365 | 8.3675 | 8
35383 | 4.77 | 1 | 2019-12-31 | 2020-12-31 | 365 | 5.5783 | 5
34393 | 6.325 | 1 | 2019-12-31 | 2020-12-31 | 365 | 7.3968 | 7
35137 | 5.4 | 1 | 2019-12-31 | 2020-12-31 | 365 | 6.3151 | 6
35852 | 9.6 | 1 | 2019-12-31 | 2020-12-31 | 365 | 11.2268 | 11
35864 | 8.1 | 1 | 2019-12-31 | 2020-12-31 | 365 | 9.4726 | 9
33794 | 10.175 | 1 | 2019-12-31 | 2020-12-31 | 365 | 11.8993 | 11
35905 | 9.9 | 1 | 2019-12-31 | 2020-12-31 | 365 | 11.5777 | 11
35911 | 12.1 | 1 | 2019-12-31 | 2020-12-31 | 365 | 14.1505 | 14
27768 | 5.565 | 1 | 2019-12-31 | 2020-12-31 | 365 | 6.508 | 6
36284 | 12 | 1 | 2019-12-31 | 2020-12-31 | 365 | 14.0335 | 14
36293 | 16.65 | 1 | 2019-12-31 | 2020-12-31 | 365 | 19.4715 | 19
36305 | 7.8 | 1 | 2019-12-31 | 2020-12-31 | 365 | 9.1218 | 9
36580 | 12.65 | 1 | 2019-12-31 | 2020-12-31 | 365 | 14.7937 | 14
36693 | 8.84 | 1 | 2019-12-31 | 2020-12-31 | 365 | 10.338 | 10
36724 | 10.175 | 1 | 2019-12-31 | 2020-12-31 | 365 | 11.8993 | 11
36749 | 6.63 | 1 | 2019-12-31 | 2020-12-31 | 365 | 7.7535 | 7
36875 | 7.25 | 1 | 2019-12-31 | 2020-12-31 | 365 | 8.4786 | 8
36710 | 10.71 | 1 | 2019-12-31 | 2020-12-31 | 365 | 12.5249 | 12
36968 | 4.95 | 1 | 2019-12-31 | 2020-12-31 | 365 | 5.7888 | 5
35936 | 7.5 | 1 | 2019-12-31 | 2020-12-31 | 365 | 8.7709 | 8
36345 | 11.1 | 1 | 2019-12-31 | 2020-12-31 | 365 | 12.981 | 12
36415 | 5.4 | 1 | 2019-12-31 | 2020-12-31 | 365 | 6.3151 | 6
36465 | 11.825 | 1 | 2019-12-31 | 2020-12-31 | 365 | 13.8289 | 13
36950 | 10.4 | 1 | 2019-12-31 | 2020-12-31 | 365 | 12.1624 | 12
34652 | 4.5 | 1 | 2019-12-31 | 2020-12-31 | 365 | 5.2626 | 5
34054 | 7.51 | 1 | 2019-12-31 | 2020-12-31 | 365 | 8.7826 | 8
17387 | 9.62 | 1 | 2019-12-31 | 2020-12-31 | 365 | 11.2502 | 11
36582 | 8.8 | 1 | 2019-12-31 | 2020-12-31 | 365 | 10.2912 | 10
36595 | 6 | 1 | 2019-12-31 | 2020-12-31 | 365 | 7.0168 | 7
35123 | 9.62 | 1 | 2019-12-31 | 2020-12-31 | 365 | 11.2502 | 11
36635 | 5.4 | 1 | 2019-12-31 | 2020-12-31 | 365 | 6.3151 | 6
17495 | 6.375 | 1 | 2019-12-31 | 2020-12-31 | 365 | 7.4553 | 7
34685 | 5.7 | 1 | 2019-12-31 | 2020-12-31 | 365 | 6.6659 | 6
36743 | 5.4 | 1 | 2019-12-31 | 2020-12-31 | 365 | 6.3151 | 6
36813 | 8.4 | 1 | 2019-12-31 | 2020-12-31 | 365 | 9.8235 | 9
36614 | 2.7 | 1 | 2019-12-31 | 2020-12-31 | 365 | 3.1575 | 3
36841 | 6.6 | 1 | 2019-12-31 | 2020-12-31 | 365 | 7.7184 | 7
37222 | 7.02 | 1 | 2019-12-31 | 2020-12-31 | 365 | 8.2096 | 8
34096 | 12 | 1 | 2019-12-31 | 2020-12-31 | 365 | 14.0335 | 14
35494 | 3.64 | 1 | 2019-12-31 | 2020-12-31 | 365 | 4.2568 | 4
35868 | 5.83 | 1 | 2019-12-31 | 2020-12-31 | 365 | 6.818 | 6
36838 | 4.77 | 1 | 2019-12-31 | 2020-12-31 | 365 | 5.5783 | 5
37058 | 4.4 | 1 | 2019-12-31 | 2020-12-31 | 365 | 5.1456 | 5
34371 | 3.9 | 1 | 2019-12-31 | 2020-12-31 | 365 | 4.5609 | 4
29675 | 10.2 | 1 | 2019-12-31 | 2020-12-31 | 365 | 11.9285 | 11
24624 | 11.18 | 1 | 2019-12-31 | 2020-12-31 | 365 | 13.0746 | 13
25995 | 11.825 | 1 | 2019-12-31 | 2020-12-31 | 365 | 13.8289 | 13
29432 | 3.575 | 1 | 2019-12-31 | 2020-12-31 | 365 | 4.1808 | 4
29680 | 8.7 | 1 | 2019-12-31 | 2020-12-31 | 365 | 10.1743 | 10
34358 | 11.4 | 1 | 2019-12-31 | 2020-12-31 | 365 | 13.3318 | 13
34556 | 11.4 | 1 | 2019-12-31 | 2020-12-31 | 365 | 13.3318 | 13
34589 | 8.525 | 1 | 2019-12-31 | 2020-12-31 | 365 | 9.9696 | 9
34591 | 7.155 | 1 | 2019-12-31 | 2020-12-31 | 365 | 8.3675 | 8
34643 | 9 | 1 | 2019-12-31 | 2020-12-31 | 365 | 10.5251 | 10
34662 | 5.83 | 1 | 2019-12-31 | 2020-12-31 | 365 | 6.818 | 6
34690 | 3.6 | 1 | 2019-12-31 | 2020-12-31 | 365 | 4.2101 | 4
33983 | 6.625 | 1 | 2019-12-31 | 2020-12-31 | 365 | 7.7477 | 7
34922 | 12 | 1 | 2019-12-31 | 2020-12-31 | 365 | 14.0335 | 14
34578 | 4.505 | 1 | 2019-12-31 | 2020-12-31 | 365 | 5.2684 | 5
34705 | 11 | 1 | 2019-12-31 | 2020-12-31 | 365 | 12.8641 | 12
34964 | 10.07 | 1 | 2019-12-31 | 2020-12-31 | 365 | 11.7765 | 11
34974 | 5.7 | 1 | 2019-12-31 | 2020-12-31 | 365 | 6.6659 | 6
34364 | 16.2 | 1 | 2019-12-31 | 2020-12-31 | 365 | 18.9453 | 18
34908 | 5.7 | 1 | 2019-12-31 | 2020-12-31 | 365 | 6.6659 | 6
34703 | 7.2 | 1 | 2019-12-31 | 2020-12-31 | 365 | 8.4201 | 8
41192 | 8.1 | 1 | 2019-12-31 | 2020-12-31 | 365 | 9.4726 | 9
35118 | 4.8 | 1 | 2019-12-31 | 2020-12-31 | 365 | 5.6134 | 5
19454 | 5.2 | 1 | 2019-12-31 | 2020-12-31 | 365 | 6.0812 | 6
25758 | 11.18 | 1 | 2019-12-31 | 2020-12-31 | 365 | 13.0746 | 13
25681 | 12.19 | 1 | 2019-12-31 | 2020-12-31 | 365 | 14.2557 | 14
35411 | 6.9 | 1 | 2019-12-31 | 2020-12-31 | 365 | 8.0693 | 8
35449 | 8.215 | 1 | 2019-12-31 | 2020-12-31 | 365 | 9.6071 | 9
39255 | 6 | 1 | 2019-12-31 | 2020-12-31 | 365 | 7.0168 | 7
35348 | 5.3 | 1 | 2019-12-31 | 2020-12-31 | 365 | 6.1981 | 6
35352 | 6 | 1 | 2019-12-31 | 2020-12-31 | 365 | 7.0168 | 7
35355 | 9 | 1 | 2019-12-31 | 2020-12-31 | 365 | 10.5251 | 10
35474 | 7.2 | 1 | 2019-12-31 | 2020-12-31 | 365 | 8.4201 | 8
35503 | 12.65 | 1 | 2019-12-31 | 2020-12-31 | 365 | 14.7937 | 14
35520 | 7.2 | 1 | 2019-12-31 | 2020-12-31 | 365 | 8.4201 | 8
35532 | 12 | 1 | 2019-12-31 | 2020-12-31 | 365 | 14.0335 | 14
35559 | 7.155 | 1 | 2019-12-31 | 2020-12-31 | 365 | 8.3675 | 8
35571 | 7.5 | 1 | 2019-12-31 | 2020-12-31 | 365 | 8.7709 | 8
34653 | 6 | 1 | 2019-12-31 | 2020-12-31 | 365 | 7.0168 | 7
35881 | 5.1 | 1 | 2019-12-31 | 2020-12-31 | 365 | 5.9642 | 5
35908 | 11.4 | 1 | 2019-12-31 | 2020-12-31 | 365 | 13.3318 | 13
35914 | 4.24 | 1 | 2019-12-31 | 2020-12-31 | 365 | 4.9585 | 4
35927 | 5.4 | 1 | 2019-12-31 | 2020-12-31 | 365 | 6.3151 | 6
35539 | 9.54 | 1 | 2019-12-31 | 2020-12-31 | 365 | 11.1566 | 11
36314 | 6.9 | 1 | 2019-12-31 | 2020-12-31 | 365 | 8.0693 | 8
36919 | 6.3 | 1 | 2019-12-31 | 2020-12-31 | 365 | 7.3676 | 7
36928 | 8.4 | 1 | 2019-12-31 | 2020-12-31 | 365 | 9.8235 | 9
36932 | 6.9 | 1 | 2019-12-31 | 2020-12-31 | 365 | 8.0693 | 8
36940 | 11.7 | 1 | 2019-12-31 | 2020-12-31 | 365 | 13.6827 | 13
36918 | 5.5 | 1 | 2019-12-31 | 2020-12-31 | 365 | 6.432 | 6
36831 | 2.915 | 1 | 2019-12-31 | 2020-12-31 | 365 | 3.409 | 3
36727 | 8.84 | 1 | 2019-12-31 | 2020-12-31 | 365 | 10.338 | 10
37068 | 6.3 | 1 | 2019-12-31 | 2020-12-31 | 365 | 7.3676 | 7
36620 | 11.61 | 1 | 2019-12-31 | 2020-12-31 | 365 | 13.5774 | 13
36651 | 6.48 | 1 | 2019-12-31 | 2020-12-31 | 365 | 7.5781 | 7
36680 | 9.36 | 1 | 2019-12-31 | 2020-12-31 | 365 | 10.9461 | 10
36696 | 4.5 | 1 | 2019-12-31 | 2020-12-31 | 365 | 5.2626 | 5
36701 | 5.7 | 1 | 2019-12-31 | 2020-12-31 | 365 | 6.6659 | 6
36708 | 4.77 | 1 | 2019-12-31 | 2020-12-31 | 365 | 5.5783 | 5
36709 | 8.745 | 1 | 2019-12-31 | 2020-12-31 | 365 | 10.2269 | 10
36820 | 6.05 | 1 | 2019-12-31 | 2020-12-31 | 365 | 7.0752 | 7
36850 | 7.95 | 1 | 2019-12-31 | 2020-12-31 | 365 | 9.2972 | 9
37167 | 4.2 | 1 | 2019-12-31 | 2020-12-31 | 365 | 4.9117 | 4
37180 | 12 | 1 | 2019-12-31 | 2020-12-31 | 365 | 14.0335 | 14
37204 | 6.6 | 1 | 2019-12-31 | 2020-12-31 | 365 | 7.7184 | 7
37212 | 8.4 | 1 | 2019-12-31 | 2020-12-31 | 365 | 9.8235 | 9
36908 | 6.3 | 1 | 2019-12-31 | 2020-12-31 | 365 | 7.3676 | 7
37233 | 11.34 | 1 | 2019-12-31 | 2020-12-31 | 365 | 13.2617 | 13
37244 | 7.95 | 1 | 2019-12-31 | 2020-12-31 | 365 | 9.2972 | 9
37303 | 9.3 | 1 | 2019-12-31 | 2020-12-31 | 365 | 10.876 | 10
36581 | 6.6 | 1 | 2019-12-31 | 2020-12-31 | 365 | 7.7184 | 7
36588 | 8.84 | 1 | 2019-12-31 | 2020-12-31 | 365 | 10.338 | 10
36586 | 4.05 | 1 | 2019-12-31 | 2020-12-31 | 365 | 4.7363 | 4
37543 | 11.925 | 1 | 2019-12-31 | 2020-12-31 | 365 | 13.9458 | 13
37565 | 9.805 | 1 | 2019-12-31 | 2020-12-31 | 365 | 11.4666 | 11
37650 | 11.1 | 1 | 2019-12-31 | 2020-12-31 | 365 | 12.981 | 12
37743 | 11.4 | 1 | 2019-12-31 | 2020-12-31 | 365 | 13.3318 | 13
38081 | 12 | 1 | 2019-12-31 | 2020-12-31 | 365 | 14.0335 | 14
38085 | 9.3 | 1 | 2019-12-31 | 2020-12-31 | 365 | 10.876 | 10
37554 | 5.4 | 1 | 2019-12-31 | 2020-12-31 | 365 | 6.3151 | 6
37570 | 7.95 | 1 | 2019-12-31 | 2020-12-31 | 365 | 9.2972 | 9
38090 | 9 | 1 | 2019-12-31 | 2020-12-31 | 365 | 10.5251 | 10
37530 | 8.1 | 1 | 2019-12-31 | 2020-12-31 | 365 | 9.4726 | 9
37686 | 4.5 | 1 | 2019-12-31 | 2020-12-31 | 365 | 5.2626 | 5
37531 | 5.1 | 1 | 2019-12-31 | 2020-12-31 | 365 | 5.9642 | 5
38088 | 4.77 | 1 | 2019-12-31 | 2020-12-31 | 365 | 5.5783 | 5
38342 | 15 | 1 | 2019-12-31 | 2020-12-31 | 365 | 17.5419 | 17
37693 | 8.4 | 1 | 2019-12-31 | 2020-12-31 | 365 | 9.8235 | 9
39771 | 6.89 | 1 | 2019-12-31 | 2020-12-31 | 365 | 8.0576 | 8
40030 | 4.8 | 1 | 2019-12-31 | 2020-12-31 | 365 | 5.6134 | 5
35036 | 4.5 | 1 | 2019-12-31 | 2020-12-31 | 365 | 5.2626 | 5
37683 | 5.83 | 1 | 2019-12-31 | 2020-12-31 | 365 | 6.818 | 6
38104 | 9.805 | 1 | 2019-12-31 | 2020-12-31 | 365 | 11.4666 | 11
34965 | 26.125 | 0.9 | 2019-12-31 | 2020-12-31 | 365 | 27.4969 | 27
41078 | 16.165 | 1 | 2019-12-31 | 2020-12-31 | 365 | 18.9043 | 18
37197 | 4.8 | 1 | 2019-12-31 | 2020-12-31 | 365 | 5.6134 | 5
41284 | 7.7 | 1 | 2019-12-31 | 2020-12-31 | 365 | 9.0048 | 9
41605 | 9.075 | 1 | 2019-12-31 | 2020-12-31 | 365 | 10.6128 | 10
42533 | 7.8 | 1 | 2019-12-31 | 2020-12-31 | 365 | 9.1218 | 9
41430 | 7.15 | 1 | 2019-12-31 | 2020-12-31 | 365 | 8.3616 | 8
41597 | 6.48 | 1 | 2019-12-31 | 2020-12-31 | 365 | 7.5781 | 7
41901 | 3.975 | 1 | 2019-12-31 | 2020-12-31 | 365 | 4.6486 | 4
41930 | 12 | 1 | 2019-12-31 | 2020-12-31 | 365 | 14.0335 | 14
42045 | 8.64 | 1 | 2019-12-31 | 2020-12-31 | 365 | 10.1041 | 10
42481 | 6.36 | 1 | 2019-12-31 | 2020-12-31 | 365 | 7.4378 | 7
41629 | 5.2 | 1 | 2019-12-31 | 2020-12-31 | 365 | 6.0812 | 6
42115 | 10.5 | 1 | 2019-12-31 | 2020-12-31 | 365 | 12.2793 | 12
42151 | 11 | 1 | 2019-12-31 | 2020-12-31 | 365 | 12.8641 | 12
43428 | 12.72 | 1 | 2019-12-31 | 2020-12-31 | 365 | 14.8755 | 14
43478 | 6.6 | 1 | 2019-12-31 | 2020-12-31 | 365 | 7.7184 | 7
41819 | 7.56 | 1 | 2019-12-31 | 2020-12-31 | 365 | 8.8411 | 8
43659 | 10.8 | 1 | 2019-12-31 | 2020-12-31 | 365 | 12.6302 | 12
43662 | 8.7 | 1 | 2019-12-31 | 2020-12-31 | 365 | 10.1743 | 10
44317 | 5.5 | 1 | 2019-12-31 | 2020-12-31 | 365 | 6.432 | 6
43749 | 8.1 | 1 | 2019-12-31 | 2020-12-31 | 365 | 9.4726 | 9
45533 | 6.885 | 1 | 2019-12-31 | 2020-12-31 | 365 | 8.0517 | 8
45278 | 8.06 | 1 | 2019-12-31 | 2020-12-31 | 365 | 9.4258 | 9
45344 | 8.7 | 1 | 2019-12-31 | 2020-12-31 | 365 | 10.1743 | 10
45349 | 9.3 | 1 | 2019-12-31 | 2020-12-31 | 365 | 10.876 | 10
45353 | 5.3 | 1 | 2019-12-31 | 2020-12-31 | 365 | 6.1981 | 6
46393 | 12.19 | 1 | 2019-12-31 | 2020-12-31 | 365 | 14.2557 | 14
36734 | 7.28 | 1 | 2019-12-31 | 2020-12-31 | 365 | 8.5137 | 8
37655 | 4.8 | 1 | 2019-12-31 | 2020-12-31 | 365 | 5.6134 | 5
43859 | 7.2 | 1 | 2019-12-31 | 2020-12-31 | 365 | 8.4201 | 8
47748 | 9.18 | 1 | 2019-12-31 | 2020-12-31 | 365 | 10.7356 | 10
41099 | 9.62 | 1 | 2019-12-31 | 2020-12-31 | 365 | 11.2502 | 11
43791 | 5.1 | 1 | 2019-12-31 | 2020-12-31 | 365 | 5.9642 | 5
42316 | 9 | 1 | 2019-12-31 | 2020-12-31 | 365 | 10.5251 | 10
40649 | 9.6 | 1 | 2019-12-31 | 2020-12-31 | 365 | 11.2268 | 11
43056 | 8.4 | 1 | 2019-12-31 | 2020-12-31 | 365 | 9.8235 | 9
38407 | 7.425 | 1 | 2019-12-31 | 2020-12-31 | 365 | 8.6832 | 8
38682 | 10.4 | 1 | 2019-12-31 | 2020-12-31 | 365 | 12.1624 | 12
41206 | 6 | 1 | 2019-12-31 | 2020-12-31 | 365 | 7.0168 | 7
41984 | 7.685 | 1 | 2019-12-31 | 2020-12-31 | 365 | 8.9873 | 8
43328 | 6.6 | 1 | 2019-12-31 | 2020-12-31 | 365 | 7.7184 | 7
41175 | 3.9 | 1 | 2019-12-31 | 2020-12-31 | 365 | 4.5609 | 4
40384 | 10.2 | 1 | 2019-12-31 | 2020-12-31 | 365 | 11.9285 | 11
47729 | 9.35 | 1 | 2019-12-31 | 2020-12-31 | 365 | 10.9345 | 10
42410 | 5.1 | 1 | 2019-12-31 | 2020-12-31 | 365 | 5.9642 | 5
41251 | 6.3 | 1 | 2019-12-31 | 2020-12-31 | 365 | 7.3676 | 7
39068 | 9.01 | 1 | 2019-12-31 | 2020-12-31 | 365 | 10.5368 | 10
41119 | 19.8 | 1 | 2019-12-31 | 2020-12-31 | 365 | 23.1553 | 23
40041 | 9.075 | 1 | 2019-12-31 | 2020-12-31 | 365 | 10.6128 | 10
40306 | 12 | 1 | 2019-12-31 | 2020-12-31 | 365 | 14.0335 | 14
41317 | 18.55 | 1 | 2019-12-31 | 2020-12-31 | 365 | 21.6935 | 21
40996 | 23.7 | 1 | 2019-12-31 | 2020-12-31 | 365 | 27.7162 | 27
40003 | 7.8 | 1 | 2019-12-31 | 2020-12-31 | 365 | 9.1218 | 9
40259 | 7.8 | 1 | 2019-12-31 | 2020-12-31 | 365 | 9.1218 | 9
39962 | 6.36 | 1 | 2019-12-31 | 2020-12-31 | 365 | 7.4378 | 7
45273 | 8.1 | 1 | 2019-12-31 | 2020-12-31 | 365 | 9.4726 | 9
43763 | 5.4 | 1 | 2019-12-31 | 2020-12-31 | 365 | 6.3151 | 6
42320 | 11.66 | 1 | 2019-12-31 | 2020-12-31 | 365 | 13.6359 | 13
42606 | 9.6 | 1 | 2019-12-31 | 2020-12-31 | 365 | 11.2268 | 11
42749 | 10.8 | 1 | 2019-12-31 | 2020-12-31 | 365 | 12.6302 | 12
43024 | 6.625 | 1 | 2019-12-31 | 2020-12-31 | 365 | 7.7477 | 7
38702 | 6.9 | 1 | 2019-12-31 | 2020-12-31 | 365 | 8.0693 | 8
42431 | 8.48 | 1 | 2019-12-31 | 2020-12-31 | 365 | 9.917 | 9
39220 | 4.24 | 1 | 2019-12-31 | 2020-12-31 | 365 | 4.9585 | 4
43403 | 5.4 | 1 | 2019-12-31 | 2020-12-31 | 365 | 6.3151 | 6
43268 | 6.6 | 1 | 2019-12-31 | 2020-12-31 | 365 | 7.7184 | 7
40367 | 7.685 | 1 | 2019-12-31 | 2020-12-31 | 365 | 8.9873 | 8
42058 | 5.565 | 1 | 2019-12-31 | 2020-12-31 | 365 | 6.508 | 6
40347 | 9.6 | 1 | 2019-12-31 | 2020-12-31 | 365 | 11.2268 | 11
43388 | 6 | 1 | 2019-12-31 | 2020-12-31 | 365 | 7.0168 | 7
45515 | 5.1 | 1 | 2019-12-31 | 2020-12-31 | 365 | 5.9642 | 5
42038 | 9.3 | 1 | 2019-12-31 | 2020-12-31 | 365 | 10.876 | 10
44203 | 3.3 | 1 | 2019-12-31 | 2020-12-31 | 365 | 3.8592 | 3
43670 | 9.99 | 1 | 2019-12-31 | 2020-12-31 | 365 | 11.6829 | 11
38850 | 2.65 | 1 | 2019-12-31 | 2020-12-31 | 365 | 3.0991 | 3
43613 | 4.2 | 1 | 2019-12-31 | 2020-12-31 | 365 | 4.9117 | 4
40949 | 6.89 | 1 | 2019-12-31 | 2020-12-31 | 365 | 8.0576 | 8
38928 | 7.95 | 1 | 2019-12-31 | 2020-12-31 | 365 | 9.2972 | 9
39153 | 11.395 | 1 | 2019-12-31 | 2020-12-31 | 365 | 13.326 | 13
42382 | 6.6 | 1 | 2019-12-31 | 2020-12-31 | 365 | 7.7184 | 7
41683 | 7.5 | 1 | 2019-12-31 | 2020-12-31 | 365 | 8.7709 | 8
43086 | 6.9 | 1 | 2019-12-31 | 2020-12-31 | 365 | 8.0693 | 8
41708 | 9.9 | 1 | 2019-12-31 | 2020-12-31 | 365 | 11.5777 | 11
42050 | 7.02 | 1 | 2019-12-31 | 2020-12-31 | 365 | 8.2096 | 8
40731 | 4.77 | 1 | 2019-12-31 | 2020-12-31 | 365 | 5.5783 | 5
43702 | 9.9 | 1 | 2019-12-31 | 2020-12-31 | 365 | 11.5777 | 11
38556 | 8.1 | 1 | 2019-12-31 | 2020-12-31 | 365 | 9.4726 | 9
41085 | 6 | 1 | 2019-12-31 | 2020-12-31 | 365 | 7.0168 | 7
41191 | 20.4 | 1 | 2019-12-31 | 2020-12-31 | 365 | 23.857 | 23
39026 | 8.48 | 1 | 2019-12-31 | 2020-12-31 | 365 | 9.917 | 9
43664 | 18.6 | 1 | 2019-12-31 | 2020-12-31 | 365 | 21.752 | 21
41241 | 7.42 | 1 | 2019-12-31 | 2020-12-31 | 365 | 8.6774 | 8
42317 | 12.3 | 1 | 2019-12-31 | 2020-12-31 | 365 | 14.3844 | 14
42074 | 7.685 | 1 | 2019-12-31 | 2020-12-31 | 365 | 8.9873 | 8
41774 | 7.5 | 1 | 2019-12-31 | 2020-12-31 | 365 | 8.7709 | 8
35486 | 12.19 | 1 | 2019-12-31 | 2020-12-31 | 365 | 14.2557 | 14
35363 | 9 | 1 | 2019-12-31 | 2020-12-31 | 365 | 10.5251 | 10
35918 | 8.4 | 1 | 2019-12-31 | 2020-12-31 | 365 | 9.8235 | 9
36853 | 8.745 | 1 | 2019-12-31 | 2020-12-31 | 365 | 10.2269 | 10
37289 | 9.3 | 1 | 2019-12-31 | 2020-12-31 | 365 | 10.876 | 10
37294 | 4.505 | 1 | 2019-12-31 | 2020-12-31 | 365 | 5.2684 | 5
38366 | 8.1 | 1 | 2019-12-31 | 2020-12-31 | 365 | 9.4726 | 9
43817 | 7.56 | 1 | 2019-12-31 | 2020-12-31 | 365 | 8.8411 | 8
40214 | 10.5 | 1 | 2019-12-31 | 2020-12-31 | 365 | 12.2793 | 12
44708 | 12 | 1 | 2019-12-31 | 2020-12-31 | 365 | 14.0335 | 14
44352 | 7.8 | 1 | 2019-12-31 | 2020-12-31 | 365 | 9.1218 | 9
43391 | 5.035 | 1 | 2019-12-31 | 2020-12-31 | 365 | 5.8882 | 5
41897 | 8.7 | 1 | 2019-12-31 | 2020-12-31 | 365 | 10.1743 | 10
43719 | 5.1 | 1 | 2019-12-31 | 2020-12-31 | 365 | 5.9642 | 5
43671 | 11.4 | 1 | 2019-12-31 | 2020-12-31 | 365 | 13.3318 | 13
43714 | 5.1 | 1 | 2019-12-31 | 2020-12-31 | 365 | 5.9642 | 5
41871 | 3.6 | 1 | 2019-12-31 | 2020-12-31 | 365 | 4.2101 | 4
45470 | 12.69 | 1 | 2019-12-31 | 2020-12-31 | 365 | 14.8404 | 14
43822 | 6.6 | 1 | 2019-12-31 | 2020-12-31 | 365 | 7.7184 | 7
43758 | 8.7 | 1 | 2019-12-31 | 2020-12-31 | 365 | 10.1743 | 10
39946 | 6.6 | 1 | 2019-12-31 | 2020-12-31 | 365 | 7.7184 | 7
44095 | 4.05 | 1 | 2019-12-31 | 2020-12-31 | 365 | 4.7363 | 4
35923 | 64.005 | 0.9 | 2019-12-31 | 2020-12-31 | 365 | 67.3662 | 67
44196 | 6.3 | 1 | 2019-12-31 | 2020-12-31 | 365 | 7.3676 | 7
41973 | 7.28 | 1 | 2019-12-31 | 2020-12-31 | 365 | 8.5137 | 8
47775 | 10.865 | 1 | 2019-12-31 | 2020-12-31 | 365 | 12.7062 | 12
52043 | 9.01 | 1 | 2019-12-31 | 2020-12-31 | 365 | 10.5368 | 10
38892 | 7.5 | 1 | 2019-12-31 | 2020-12-31 | 365 | 8.7709 | 8
46587 | 4.2 | 1 | 2019-12-31 | 2020-12-31 | 365 | 4.9117 | 4
48627 | 9.6 | 1 | 2019-12-31 | 2020-12-31 | 365 | 11.2268 | 11
47111 | 6 | 1 | 2019-12-31 | 2020-12-31 | 365 | 7.0168 | 7
49953 | 5.4 | 1 | 2019-12-31 | 2020-12-31 | 365 | 6.3151 | 6
47467 | 10.8 | 1 | 2019-12-31 | 2020-12-31 | 365 | 12.6302 | 12
49613 | 8.4 | 1 | 2019-12-31 | 2020-12-31 | 365 | 9.8235 | 9
46528 | 5.7 | 1 | 2019-12-31 | 2020-12-31 | 365 | 6.6659 | 6
46137 | 7.8 | 1 | 2019-12-31 | 2020-12-31 | 365 | 9.1218 | 9
18133 | 10.4 | 1 | 2019-12-31 | 2020-12-31 | 365 | 12.1624 | 12
40955 | 5.7 | 1 | 2019-12-31 | 2020-12-31 | 365 | 6.6659 | 6
42003 | 6.9 | 1 | 2019-12-31 | 2020-12-31 | 365 | 8.0693 | 8
53162 | 5.3 | 1 | 2019-12-31 | 2020-12-31 | 365 | 6.1981 | 6
53167 | 9.01 | 1 | 2019-12-31 | 2020-12-31 | 365 | 10.5368 | 10
47828 | 9 | 1 | 2019-12-31 | 2020-12-31 | 365 | 10.5251 | 10
53163 | 6.3 | 1 | 2019-12-31 | 2020-12-31 | 365 | 7.3676 | 7
50118 | 4.5 | 1 | 2019-12-31 | 2020-12-31 | 365 | 5.2626 | 5
44809 | 7.2 | 1 | 2019-12-31 | 2020-12-31 | 365 | 8.4201 | 8
41994 | 3.975 | 1 | 2019-12-31 | 2020-12-31 | 365 | 4.6486 | 4
42651 | 6.9 | 1 | 2019-12-31 | 2020-12-31 | 365 | 8.0693 | 8
43802 | 5.83 | 1 | 2019-12-31 | 2020-12-31 | 365 | 6.818 | 6
47712 | 5.4 | 1 | 2019-12-31 | 2020-12-31 | 365 | 6.3151 | 6
46636 | 3.71 | 1 | 2019-12-31 | 2020-12-31 | 365 | 4.3387 | 4
47721 | 5.7 | 1 | 2019-12-31 | 2020-12-31 | 365 | 6.6659 | 6
43673 | 15.93 | 1 | 2019-12-31 | 2020-12-31 | 365 | 18.6295 | 18
45316 | 6.6 | 1 | 2019-12-31 | 2020-12-31 | 365 | 7.7184 | 7
43406 | 8.64 | 1 | 2019-12-31 | 2020-12-31 | 365 | 10.1041 | 10
40440 | 4.5 | 1 | 2019-12-31 | 2020-12-31 | 365 | 5.2626 | 5
53304 | 6 | 1 | 2019-12-31 | 2020-12-31 | 365 | 7.0168 | 7
53524 | 9 | 1 | 2019-12-31 | 2020-12-31 | 365 | 10.5251 | 10
39894 | 5.4 | 1 | 2019-12-31 | 2020-12-31 | 365 | 6.3151 | 6
29437 | 10.71 | 1 | 2019-12-31 | 2020-12-31 | 365 | 12.5249 | 12
39119 | 6.095 | 1 | 2019-12-31 | 2020-12-31 | 365 | 7.1279 | 7
54001 | 4.8 | 1 | 2019-12-31 | 2020-12-31 | 365 | 5.6134 | 5
48940 | 5.4 | 1 | 2019-12-31 | 2020-12-31 | 365 | 6.3151 | 6
46018 | 8.4 | 1 | 2019-12-31 | 2020-12-31 | 365 | 9.8235 | 9
41954 | 9.6 | 1 | 2019-12-31 | 2020-12-31 | 365 | 11.2268 | 11
44546 | 14.7 | 1 | 2019-12-31 | 2020-12-31 | 365 | 17.1911 | 17
43777 | 7.42 | 1 | 2019-12-31 | 2020-12-31 | 365 | 8.6774 | 8
43744 | 9.9 | 1 | 2019-12-31 | 2020-12-31 | 365 | 11.5777 | 11
55607 | 250 | 0.9 | 2019-12-31 | 2020-12-31 | 365 | 263.1285 | 263
55524 | 26.4 | 0.9 | 2019-12-31 | 2020-12-31 | 365 | 27.7864 | 27
49491 | 6.36 | 1 | 2019-12-31 | 2020-12-31 | 365 | 7.4378 | 7
48333 | 5.565 | 1 | 2019-12-31 | 2020-12-31 | 365 | 6.508 | 6
48950 | 9.54 | 1 | 2019-12-31 | 2020-12-31 | 365 | 11.1566 | 11
50905 | 5.7 | 1 | 2019-12-31 | 2020-12-31 | 365 | 6.6659 | 6
41209 | 12 | 1 | 2019-12-31 | 2020-12-31 | 365 | 14.0335 | 14
40404 | 11.7 | 1 | 2019-12-31 | 2020-12-31 | 365 | 13.6827 | 13
46715 | 5.565 | 1 | 2019-12-31 | 2020-12-31 | 365 | 6.508 | 6
50909 | 6.21 | 1 | 2019-12-31 | 2020-12-31 | 365 | 7.2623 | 7
48378 | 3.71 | 1 | 2019-12-31 | 2020-12-31 | 365 | 4.3387 | 4
39378 | 4.77 | 1 | 2019-12-31 | 2020-12-31 | 365 | 5.5783 | 5
43999 | 4.505 | 1 | 2019-12-31 | 2020-12-31 | 365 | 5.2684 | 5
48593 | 7.5 | 1 | 2019-12-31 | 2020-12-31 | 365 | 8.7709 | 8
50106 | 3.9 | 1 | 2019-12-31 | 2020-12-31 | 365 | 4.5609 | 4
50801 | 1.855 | 1 | 2019-12-31 | 2020-12-31 | 365 | 2.1693 | 2
44013 | 16.43 | 1 | 2019-12-31 | 2020-12-31 | 365 | 19.2142 | 19
42473 | 6.6 | 1 | 2019-12-31 | 2020-12-31 | 365 | 7.7184 | 7
45338 | 9 | 1 | 2019-12-31 | 2020-12-31 | 365 | 10.5251 | 10
40969 | 9.6 | 1 | 2019-12-31 | 2020-12-31 | 365 | 11.2268 | 11
48624 | 7.29 | 1 | 2019-12-31 | 2020-12-31 | 365 | 8.5254 | 8
49978 | 9.99 | 1 | 2019-12-31 | 2020-12-31 | 365 | 11.6829 | 11
49090 | 8.1 | 1 | 2019-12-31 | 2020-12-31 | 365 | 9.4726 | 9
48955 | 6 | 1 | 2019-12-31 | 2020-12-31 | 365 | 7.0168 | 7
51435 | 7.2 | 1 | 2019-12-31 | 2020-12-31 | 365 | 8.4201 | 8
49100 | 5.1 | 1 | 2019-12-31 | 2020-12-31 | 365 | 5.9642 | 5
47234 | 9.275 | 1 | 2019-12-31 | 2020-12-31 | 365 | 10.8467 | 10
50977 | 4.16 | 1 | 2019-12-31 | 2020-12-31 | 365 | 4.865 | 4
45674 | 5.7 | 1 | 2019-12-31 | 2020-12-31 | 365 | 6.6659 | 6
48578 | 7.5 | 1 | 2019-12-31 | 2020-12-31 | 365 | 8.7709 | 8
51428 | 6.6 | 1 | 2019-12-31 | 2020-12-31 | 365 | 7.7184 | 7
43729 | 4.5 | 1 | 2019-12-31 | 2020-12-31 | 365 | 5.2626 | 5
51328 | 6.625 | 1 | 2019-12-31 | 2020-12-31 | 365 | 7.7477 | 7
49983 | 5.7 | 1 | 2019-12-31 | 2020-12-31 | 365 | 6.6659 | 6
43390 | 4.5 | 1 | 2019-12-31 | 2020-12-31 | 365 | 5.2626 | 5
45384 | 3.6 | 1 | 2019-12-31 | 2020-12-31 | 365 | 4.2101 | 4
49120 | 4.5 | 1 | 2019-12-31 | 2020-12-31 | 365 | 5.2626 | 5
48570 | 4.5 | 1 | 2019-12-31 | 2020-12-31 | 365 | 5.2626 | 5
49761 | 6.3 | 1 | 2019-12-31 | 2020-12-31 | 365 | 7.3676 | 7
45267 | 4.77 | 1 | 2019-12-31 | 2020-12-31 | 365 | 5.5783 | 5
51436 | 5.7 | 1 | 2019-12-31 | 2020-12-31 | 365 | 6.6659 | 6
47411 | 9.18 | 1 | 2019-12-31 | 2020-12-31 | 365 | 10.7356 | 10
51398 | 4.5 | 1 | 2019-12-31 | 2020-12-31 | 365 | 5.2626 | 5
47478 | 8.7 | 1 | 2019-12-31 | 2020-12-31 | 365 | 10.1743 | 10
49639 | 16.5 | 1 | 2019-12-31 | 2020-12-31 | 365 | 19.2961 | 19
46633 | 4.505 | 1 | 2019-12-31 | 2020-12-31 | 365 | 5.2684 | 5
47085 | 7.95 | 1 | 2019-12-31 | 2020-12-31 | 365 | 9.2972 | 9
43409 | 3.18 | 1 | 2019-12-31 | 2020-12-31 | 365 | 3.7189 | 3
46551 | 5.1 | 1 | 2019-12-31 | 2020-12-31 | 365 | 5.9642 | 5
43372 | 10.07 | 1 | 2019-12-31 | 2020-12-31 | 365 | 11.7765 | 11
42018 | 12.19 | 1 | 2019-12-31 | 2020-12-31 | 365 | 14.2557 | 14
49552 | 13.515 | 1 | 2019-12-31 | 2020-12-31 | 365 | 15.8053 | 15
43376 | 8.1 | 1 | 2019-12-31 | 2020-12-31 | 365 | 9.4726 | 9
41780 | 14.4 | 1 | 2019-12-31 | 2020-12-31 | 365 | 16.8402 | 16
46987 | 5.4 | 1 | 2019-12-31 | 2020-12-31 | 365 | 6.3151 | 6
49115 | 4.5 | 1 | 2019-12-31 | 2020-12-31 | 365 | 5.2626 | 5
43385 | 9.6 | 1 | 2019-12-31 | 2020-12-31 | 365 | 11.2268 | 11
45866 | 9.9 | 1 | 2019-12-31 | 2020-12-31 | 365 | 11.5777 | 11
54156 | 3 | 1 | 2019-12-31 | 2020-12-31 | 365 | 3.5084 | 3
43776 | 9 | 1 | 2019-12-31 | 2020-12-31 | 365 | 10.5251 | 10
46627 | 4.2 | 1 | 2019-12-31 | 2020-12-31 | 365 | 4.9117 | 4
30691 | 16.575 | 1 | 2019-12-31 | 2020-12-31 | 365 | 19.3838 | 19
48583 | 10.07 | 1 | 2019-12-31 | 2020-12-31 | 365 | 11.7765 | 11
45847 | 12.9 | 1 | 2019-12-31 | 2020-12-31 | 365 | 15.086 | 15
50052 | 3 | 1 | 2019-12-31 | 2020-12-31 | 365 | 3.5084 | 3
44005 | 7.95 | 1 | 2019-12-31 | 2020-12-31 | 365 | 9.2972 | 9
42842 | 4.5 | 1 | 2019-12-31 | 2020-12-31 | 365 | 5.2626 | 5
47943 | 7.5 | 1 | 2019-12-31 | 2020-12-31 | 365 | 8.7709 | 8
43849 | 5.1 | 1 | 2019-12-31 | 2020-12-31 | 365 | 5.9642 | 5
45721 | 15.6 | 1 | 2019-12-31 | 2020-12-31 | 365 | 18.2436 | 18
53996 | 12 | 1 | 2019-12-31 | 2020-12-31 | 365 | 14.0335 | 14
54002 | 10.8 | 1 | 2019-12-31 | 2020-12-31 | 365 | 12.6302 | 12
48547 | 6.12 | 1 | 2019-12-31 | 2020-12-31 | 365 | 7.1571 | 7
41865 | 5.7 | 1 | 2019-12-31 | 2020-12-31 | 365 | 6.6659 | 6
51369 | 6.6 | 1 | 2019-12-31 | 2020-12-31 | 365 | 7.7184 | 7
49566 | 13.5 | 1 | 2019-12-31 | 2020-12-31 | 365 | 15.7877 | 15
51214 | 9.18 | 1 | 2019-12-31 | 2020-12-31 | 365 | 10.7356 | 10
47394 | 6.6 | 1 | 2019-12-31 | 2020-12-31 | 365 | 7.7184 | 7
51438 | 3.6 | 1 | 2019-12-31 | 2020-12-31 | 365 | 4.2101 | 4
44386 | 4.77 | 1 | 2019-12-31 | 2020-12-31 | 365 | 5.5783 | 5
42425 | 9.6 | 1 | 2019-12-31 | 2020-12-31 | 365 | 11.2268 | 11
50044 | 10.07 | 1 | 2019-12-31 | 2020-12-31 | 365 | 11.7765 | 11
40467 | 13.23 | 1 | 2019-12-31 | 2020-12-31 | 365 | 15.472 | 15
49844 | 6.6 | 1 | 2019-12-31 | 2020-12-31 | 365 | 7.7184 | 7
45352 | 6 | 1 | 2019-12-31 | 2020-12-31 | 365 | 7.0168 | 7
50053 | 6.36 | 1 | 2019-12-31 | 2020-12-31 | 365 | 7.4378 | 7
43322 | 4.2 | 1 | 2019-12-31 | 2020-12-31 | 365 | 4.9117 | 4
38425 | 11.66 | 1 | 2019-12-31 | 2020-12-31 | 365 | 13.6359 | 13
45355 | 3.18 | 1 | 2019-12-31 | 2020-12-31 | 365 | 3.7189 | 3
55460 | 6 | 1 | 2019-12-31 | 2020-12-31 | 365 | 7.0168 | 7
55464 | 12 | 1 | 2019-12-31 | 2020-12-31 | 365 | 14.0335 | 14
55440 | 10.865 | 1 | 2019-12-31 | 2020-12-31 | 365 | 12.7062 | 12
51403 | 9 | 1 | 2019-12-31 | 2020-12-31 | 365 | 10.5251 | 10
51202 | 12 | 1 | 2019-12-31 | 2020-12-31 | 365 | 14.0335 | 14
40316 | 7.5 | 1 | 2019-12-31 | 2020-12-31 | 365 | 8.7709 | 8
43105 | 12 | 1 | 2019-12-31 | 2020-12-31 | 365 | 14.0335 | 14
54425 | 10.8 | 1 | 2019-12-31 | 2020-12-31 | 365 | 12.6302 | 12
46550 | 3 | 1 | 2019-12-31 | 2020-12-31 | 365 | 3.5084 | 3
44422 | 5.1 | 1 | 2019-12-31 | 2020-12-31 | 365 | 5.9642 | 5
54603 | 11.4 | 1 | 2019-12-31 | 2020-12-31 | 365 | 13.3318 | 13
51537 | 5.4 | 1 | 2019-12-31 | 2020-12-31 | 365 | 6.3151 | 6
55539 | 5.83 | 1 | 2019-12-31 | 2020-12-31 | 365 | 6.818 | 6
55401 | 10.8 | 1 | 2019-12-31 | 2020-12-31 | 365 | 12.6302 | 12
50049 | 9 | 1 | 2019-12-31 | 2020-12-31 | 365 | 10.5251 | 10
44960 | 8.48 | 1 | 2019-12-31 | 2020-12-31 | 365 | 9.917 | 9
51060 | 4.24 | 1 | 2019-12-31 | 2020-12-31 | 365 | 4.9585 | 4
49520 | 10.8 | 1 | 2019-12-31 | 2020-12-31 | 365 | 12.6302 | 12
34948 | 5.4 | 1 | 2019-12-31 | 2020-12-31 | 365 | 6.3151 | 6
56756 | 9.01 | 1 | 2019-12-31 | 2020-12-31 | 365 | 10.5368 | 10
56769 | 6.89 | 1 | 2019-12-31 | 2020-12-31 | 365 | 8.0576 | 8
38451 | 35.62 | 0.9 | 2019-12-31 | 2020-12-31 | 365 | 37.4905 | 37
43393 | 10.5 | 1 | 2019-12-31 | 2020-12-31 | 365 | 12.2793 | 12
48527 | 4.5 | 1 | 2019-12-31 | 2020-12-31 | 365 | 5.2626 | 5
55918 | 5.3 | 1 | 2019-12-31 | 2020-12-31 | 365 | 6.1981 | 6
43310 | 3 | 1 | 2019-12-31 | 2020-12-31 | 365 | 3.5084 | 3
56879 | 5.83 | 1 | 2019-12-31 | 2020-12-31 | 365 | 6.818 | 6
47074 | 4.8 | 1 | 2019-12-31 | 2020-12-31 | 365 | 5.6134 | 5
41417 | 8.1 | 1 | 2019-12-31 | 2020-12-31 | 365 | 9.4726 | 9
47718 | 6 | 1 | 2019-12-31 | 2020-12-31 | 365 | 7.0168 | 7
51540 | 4.8 | 1 | 2019-12-31 | 2020-12-31 | 365 | 5.6134 | 5
45347 | 7.975 | 1 | 2019-12-31 | 2020-12-31 | 365 | 9.3264 | 9
41922 | 6.76 | 1 | 2019-12-31 | 2020-12-31 | 365 | 7.9055 | 7
56066 | 9.805 | 1 | 2019-12-31 | 2020-12-31 | 365 | 11.4666 | 11
55715 | 5.3 | 1 | 2019-12-31 | 2020-12-31 | 365 | 6.1981 | 6
55796 | 3.18 | 1 | 2019-12-31 | 2020-12-31 | 365 | 3.7189 | 3
56008 | 2.25 | 1 | 2019-12-31 | 2020-12-31 | 365 | 2.6313 | 2
56001 | 9.805 | 1 | 2019-12-31 | 2020-12-31 | 365 | 11.4666 | 11
56000 | 10.8 | 1 | 2019-12-31 | 2020-12-31 | 365 | 12.6302 | 12
55920 | 6.625 | 1 | 2019-12-31 | 2020-12-31 | 365 | 7.7477 | 7
55913 | 6 | 1 | 2019-12-31 | 2020-12-31 | 365 | 7.0168 | 7
55840 | 8.1 | 1 | 2019-12-31 | 2020-12-31 | 365 | 9.4726 | 9
55850 | 3.6 | 1 | 2019-12-31 | 2020-12-31 | 365 | 4.2101 | 4
55822 | 6.3 | 1 | 2019-12-31 | 2020-12-31 | 365 | 7.3676 | 7
55825 | 5.4 | 1 | 2019-12-31 | 2020-12-31 | 365 | 6.3151 | 6
55915 | 6.9 | 1 | 2019-12-31 | 2020-12-31 | 365 | 8.0693 | 8
55814 | 5.4 | 1 | 2019-12-31 | 2020-12-31 | 365 | 6.3151 | 6
55819 | 13.8 | 1 | 2019-12-31 | 2020-12-31 | 365 | 16.1385 | 16
55652 | 8.1 | 1 | 2019-12-31 | 2020-12-31 | 365 | 9.4726 | 9
55632 | 4.8 | 1 | 2019-12-31 | 2020-12-31 | 365 | 5.6134 | 5
55532 | 11.395 | 1 | 2019-12-31 | 2020-12-31 | 365 | 13.326 | 13
55766 | 10.2 | 1 | 2019-12-31 | 2020-12-31 | 365 | 11.9285 | 11
55530 | 5.7 | 1 | 2019-12-31 | 2020-12-31 | 365 | 6.6659 | 6
55513 | 10.5 | 1 | 2019-12-31 | 2020-12-31 | 365 | 12.2793 | 12
55504 | 4.2 | 1 | 2019-12-31 | 2020-12-31 | 365 | 4.9117 | 4
55336 | 7.5 | 1 | 2019-12-31 | 2020-12-31 | 365 | 8.7709 | 8
55809 | 4.05 | 1 | 2019-12-31 | 2020-12-31 | 365 | 4.7363 | 4
43995 | 12.69 | 1 | 2019-12-31 | 2020-12-31 | 365 | 14.8404 | 14
44193 | 7.8 | 1 | 2019-12-31 | 2020-12-31 | 365 | 9.1218 | 9
45653 | 6.095 | 1 | 2019-12-31 | 2020-12-31 | 365 | 7.1279 | 7
48963 | 15 | 1 | 2019-12-31 | 2020-12-31 | 365 | 17.5419 | 17
50207 | 5.4 | 1 | 2019-12-31 | 2020-12-31 | 365 | 6.3151 | 6
38377 | 4.59 | 1 | 2019-12-31 | 2020-12-31 | 365 | 5.3678 | 5
47012 | 7.5 | 1 | 2019-12-31 | 2020-12-31 | 365 | 8.7709 | 8
48894 | 8.4 | 1 | 2019-12-31 | 2020-12-31 | 365 | 9.8235 | 9
44047 | 5.4 | 1 | 2019-12-31 | 2020-12-31 | 365 | 6.3151 | 6
43366 | 6.9 | 1 | 2019-12-31 | 2020-12-31 | 365 | 8.0693 | 8
39201 | 4.8 | 1 | 2019-12-31 | 2020-12-31 | 365 | 5.6134 | 5
40985 | 3.3 | 1 | 2019-12-31 | 2020-12-31 | 365 | 3.8592 | 3
38623 | 18.9 | 1 | 2019-12-31 | 2020-12-31 | 365 | 22.1028 | 22
43296 | 3.6 | 1 | 2019-12-31 | 2020-12-31 | 365 | 4.2101 | 4
55528 | 5.035 | 1 | 2019-12-31 | 2020-12-31 | 365 | 5.8882 | 5
45263 | 7.2 | 1 | 2019-12-31 | 2020-12-31 | 365 | 8.4201 | 8
44194 | 8.1 | 1 | 2019-12-31 | 2020-12-31 | 365 | 9.4726 | 9
54411 | 6 | 1 | 2019-12-31 | 2020-12-31 | 365 | 7.0168 | 7
42049 | 6.36 | 1 | 2019-12-31 | 2020-12-31 | 365 | 7.4378 | 7
45486 | 6.095 | 1 | 2019-12-31 | 2020-12-31 | 365 | 7.1279 | 7
54791 | 8.4 | 1 | 2019-12-31 | 2020-12-31 | 365 | 9.8235 | 9
55925 | 5.035 | 1 | 2019-12-31 | 2020-12-31 | 365 | 5.8882 | 5
55772 | 8.7 | 1 | 2019-12-31 | 2020-12-31 | 365 | 10.1743 | 10
54924 | 3.18 | 1 | 2019-12-31 | 2020-12-31 | 365 | 3.7189 | 3
55805 | 6.6 | 1 | 2019-12-31 | 2020-12-31 | 365 | 7.7184 | 7
50129 | 4.32 | 1 | 2019-12-31 | 2020-12-31 | 365 | 5.0521 | 5
52930 | 9 | 1 | 2019-12-31 | 2020-12-31 | 365 | 10.5251 | 10
49555 | 6.89 | 1 | 2019-12-31 | 2020-12-31 | 365 | 8.0576 | 8
55324 | 3.71 | 1 | 2019-12-31 | 2020-12-31 | 365 | 4.3387 | 4
37274 | 43.74 | 0.9 | 2019-12-31 | 2020-12-31 | 365 | 46.037 | 46
51532 | 7.2 | 1 | 2019-12-31 | 2020-12-31 | 365 | 8.4201 | 8
57135 | 10.8 | 1 | 2019-12-31 | 2020-12-31 | 365 | 12.6302 | 12
59065 | 11.4 | 1 | 2019-12-31 | 2020-12-31 | 365 | 13.3318 | 13
58015 | 13.2 | 1 | 2019-12-31 | 2020-12-31 | 365 | 15.4369 | 15
58573 | 5.3 | 1 | 2019-12-31 | 2020-12-31 | 365 | 6.1981 | 6
57802 | 6 | 1 | 2019-12-31 | 2020-12-31 | 365 | 7.0168 | 7
38732 | 5.3 | 1 | 2019-12-31 | 2020-12-31 | 365 | 6.1981 | 6
41609 | 3.975 | 1 | 2019-12-31 | 2020-12-31 | 365 | 4.6486 | 4
43398 | 8.4 | 1 | 2019-12-31 | 2020-12-31 | 365 | 9.8235 | 9
58882 | 14.575 | 1 | 2019-12-31 | 2020-12-31 | 365 | 17.0449 | 17
59281 | 8.1 | 1 | 2019-12-31 | 2020-12-31 | 365 | 9.4726 | 9
52667 | 5.565 | 1 | 2019-12-31 | 2020-12-31 | 365 | 6.508 | 6
50124 | 4.5 | 1 | 2019-12-31 | 2020-12-31 | 365 | 5.2626 | 5
55172 | 3.3 | 1 | 2019-12-31 | 2020-12-31 | 365 | 3.8592 | 3
56544 | 17.1 | 1 | 2019-12-31 | 2020-12-31 | 365 | 19.9978 | 19
57148 | 5.035 | 1 | 2019-12-31 | 2020-12-31 | 365 | 5.8882 | 5
57649 | 7.8 | 1 | 2019-12-31 | 2020-12-31 | 365 | 9.1218 | 9
59095 | 4.77 | 1 | 2019-12-31 | 2020-12-31 | 365 | 5.5783 | 5
55332 | 11.4 | 1 | 2019-12-31 | 2020-12-31 | 365 | 13.3318 | 13
55919 | 8.1 | 1 | 2019-12-31 | 2020-12-31 | 365 | 9.4726 | 9
56526 | 14.1 | 1 | 2019-12-31 | 2020-12-31 | 365 | 16.4894 | 16
56530 | 8.48 | 1 | 2019-12-31 | 2020-12-31 | 365 | 9.917 | 9
56536 | 9.3 | 1 | 2019-12-31 | 2020-12-31 | 365 | 10.876 | 10
56559 | 3 | 1 | 2019-12-31 | 2020-12-31 | 365 | 3.5084 | 3
57026 | 3.3 | 1 | 2019-12-31 | 2020-12-31 | 365 | 3.8592 | 3
57052 | 4.77 | 1 | 2019-12-31 | 2020-12-31 | 365 | 5.5783 | 5
57093 | 7.8 | 1 | 2019-12-31 | 2020-12-31 | 365 | 9.1218 | 9
57162 | 5.4 | 1 | 2019-12-31 | 2020-12-31 | 365 | 6.3151 | 6
57083 | 15.37 | 1 | 2019-12-31 | 2020-12-31 | 365 | 17.9746 | 17
57160 | 8.1 | 1 | 2019-12-31 | 2020-12-31 | 365 | 9.4726 | 9
57129 | 3.3 | 1 | 2019-12-31 | 2020-12-31 | 365 | 3.8592 | 3
58024 | 6 | 1 | 2019-12-31 | 2020-12-31 | 365 | 7.0168 | 7
58261 | 12.455 | 1 | 2019-12-31 | 2020-12-31 | 365 | 14.5656 | 14
58443 | 12 | 1 | 2019-12-31 | 2020-12-31 | 365 | 14.0335 | 14
58449 | 9.01 | 1 | 2019-12-31 | 2020-12-31 | 365 | 10.5368 | 10
58458 | 6.9 | 1 | 2019-12-31 | 2020-12-31 | 365 | 8.0693 | 8
58466 | 3.9 | 1 | 2019-12-31 | 2020-12-31 | 365 | 4.5609 | 4
58467 | 3.18 | 1 | 2019-12-31 | 2020-12-31 | 365 | 3.7189 | 3
58469 | 2.7 | 1 | 2019-12-31 | 2020-12-31 | 365 | 3.1575 | 3
58503 | 3 | 1 | 2019-12-31 | 2020-12-31 | 365 | 3.5084 | 3
58510 | 6.3 | 1 | 2019-12-31 | 2020-12-31 | 365 | 7.3676 | 7
58554 | 4.5 | 1 | 2019-12-31 | 2020-12-31 | 365 | 5.2626 | 5
58576 | 3 | 1 | 2019-12-31 | 2020-12-31 | 365 | 3.5084 | 3
58580 | 4.5 | 1 | 2019-12-31 | 2020-12-31 | 365 | 5.2626 | 5
58583 | 3 | 1 | 2019-12-31 | 2020-12-31 | 365 | 3.5084 | 3
58637 | 3.9 | 1 | 2019-12-31 | 2020-12-31 | 365 | 4.5609 | 4
58638 | 3.9 | 1 | 2019-12-31 | 2020-12-31 | 365 | 4.5609 | 4
58640 | 6.3 | 1 | 2019-12-31 | 2020-12-31 | 365 | 7.3676 | 7
58733 | 8.4 | 1 | 2019-12-31 | 2020-12-31 | 365 | 9.8235 | 9
58736 | 9.805 | 1 | 2019-12-31 | 2020-12-31 | 365 | 11.4666 | 11
58739 | 6.6 | 1 | 2019-12-31 | 2020-12-31 | 365 | 7.7184 | 7
58742 | 7.42 | 1 | 2019-12-31 | 2020-12-31 | 365 | 8.6774 | 8
58747 | 5.7 | 1 | 2019-12-31 | 2020-12-31 | 365 | 6.6659 | 6
58748 | 3 | 1 | 2019-12-31 | 2020-12-31 | 365 | 3.5084 | 3
58751 | 7.5 | 1 | 2019-12-31 | 2020-12-31 | 365 | 8.7709 | 8
58759 | 8.215 | 1 | 2019-12-31 | 2020-12-31 | 365 | 9.6071 | 9
58760 | 5.4 | 1 | 2019-12-31 | 2020-12-31 | 365 | 6.3151 | 6
58883 | 8.745 | 1 | 2019-12-31 | 2020-12-31 | 365 | 10.2269 | 10
58555 | 3.18 | 1 | 2019-12-31 | 2020-12-31 | 365 | 3.7189 | 3
58894 | 5.83 | 1 | 2019-12-31 | 2020-12-31 | 365 | 6.818 | 6
59058 | 6 | 1 | 2019-12-31 | 2020-12-31 | 365 | 7.0168 | 7
59100 | 3.9 | 1 | 2019-12-31 | 2020-12-31 | 365 | 4.5609 | 4
59236 | 12 | 1 | 2019-12-31 | 2020-12-31 | 365 | 14.0335 | 14
59239 | 14.1 | 1 | 2019-12-31 | 2020-12-31 | 365 | 16.4894 | 16
59238 | 5.355 | 1 | 2019-12-31 | 2020-12-31 | 365 | 6.2625 | 6
57644 | 6 | 1 | 2019-12-31 | 2020-12-31 | 365 | 7.0168 | 7
57646 | 3.3 | 1 | 2019-12-31 | 2020-12-31 | 365 | 3.8592 | 3
57650 | 7.155 | 1 | 2019-12-31 | 2020-12-31 | 365 | 8.3675 | 8
57652 | 3.71 | 1 | 2019-12-31 | 2020-12-31 | 365 | 4.3387 | 4
57659 | 6.095 | 1 | 2019-12-31 | 2020-12-31 | 365 | 7.1279 | 7
57777 | 7.42 | 1 | 2019-12-31 | 2020-12-31 | 365 | 8.6774 | 8
57780 | 8.4 | 1 | 2019-12-31 | 2020-12-31 | 365 | 9.8235 | 9
57790 | 4.5 | 1 | 2019-12-31 | 2020-12-31 | 365 | 5.2626 | 5
57804 | 3 | 1 | 2019-12-31 | 2020-12-31 | 365 | 3.5084 | 3
57984 | 9.3 | 1 | 2019-12-31 | 2020-12-31 | 365 | 10.876 | 10
59335 | 19.5 | 1 | 2019-12-31 | 2020-12-31 | 365 | 22.8045 | 22
59336 | 5.1 | 1 | 2019-12-31 | 2020-12-31 | 365 | 5.9642 | 5
59350 | 6.625 | 1 | 2019-12-31 | 2020-12-31 | 365 | 7.7477 | 7
59349 | 3 | 1 | 2019-12-31 | 2020-12-31 | 365 | 3.5084 | 3
59367 | 4.5 | 1 | 2019-12-31 | 2020-12-31 | 365 | 5.2626 | 5
59366 | 5.4 | 1 | 2019-12-31 | 2020-12-31 | 365 | 6.3151 | 6
59369 | 9.275 | 1 | 2019-12-31 | 2020-12-31 | 365 | 10.8467 | 10
54077 | 5.3 | 1 | 2019-12-31 | 2020-12-31 | 365 | 6.1981 | 6
47708 | 7.95 | 1 | 2019-12-31 | 2020-12-31 | 365 | 9.2972 | 9
44336 | 9 | 1 | 2019-12-31 | 2020-12-31 | 365 | 10.5251 | 10
50714 | 5.565 | 1 | 2019-12-31 | 2020-12-31 | 365 | 6.508 | 6
51057 | 6.36 | 1 | 2019-12-31 | 2020-12-31 | 365 | 7.4378 | 7
44540 | 8.745 | 1 | 2019-12-31 | 2020-12-31 | 365 | 10.2269 | 10
43814 | 8.4 | 1 | 2019-12-31 | 2020-12-31 | 365 | 9.8235 | 9
44206 | 8.4 | 1 | 2019-12-31 | 2020-12-31 | 365 | 9.8235 | 9
44191 | 4.5 | 1 | 2019-12-31 | 2020-12-31 | 365 | 5.2626 | 5
50045 | 6.6 | 1 | 2019-12-31 | 2020-12-31 | 365 | 7.7184 | 7
43797 | 8.7 | 1 | 2019-12-31 | 2020-12-31 | 365 | 10.1743 | 10
50908 | 7.42 | 1 | 2019-12-31 | 2020-12-31 | 365 | 8.6774 | 8
49106 | 13.8 | 1 | 2019-12-31 | 2020-12-31 | 365 | 16.1385 | 16
47719 | 7.83 | 1 | 2019-12-31 | 2020-12-31 | 365 | 9.1569 | 9
43844 | 9 | 1 | 2019-12-31 | 2020-12-31 | 365 | 10.5251 | 10
48411 | 5.3 | 1 | 2019-12-31 | 2020-12-31 | 365 | 6.1981 | 6
55323 | 4.2 | 1 | 2019-12-31 | 2020-12-31 | 365 | 4.9117 | 4
49122 | 12.3 | 1 | 2019-12-31 | 2020-12-31 | 365 | 14.3844 | 14
46139 | 12.19 | 1 | 2019-12-31 | 2020-12-31 | 365 | 14.2557 | 14
45285 | 6.9 | 1 | 2019-12-31 | 2020-12-31 | 365 | 8.0693 | 8
43340 | 5.83 | 1 | 2019-12-31 | 2020-12-31 | 365 | 6.818 | 6
43753 | 9.9 | 1 | 2019-12-31 | 2020-12-31 | 365 | 11.5777 | 11
50986 | 7.5 | 1 | 2019-12-31 | 2020-12-31 | 365 | 8.7709 | 8
50969 | 9.805 | 1 | 2019-12-31 | 2020-12-31 | 365 | 11.4666 | 11
50156 | 9.01 | 1 | 2019-12-31 | 2020-12-31 | 365 | 10.5368 | 10
51104 | 4.505 | 1 | 2019-12-31 | 2020-12-31 | 365 | 5.2684 | 5
57778 | 9.54 | 1 | 2019-12-31 | 2020-12-31 | 365 | 11.1566 | 11
57469 | 10.07 | 1 | 2019-12-31 | 2020-12-31 | 365 | 11.7765 | 11
57786 | 7.42 | 1 | 2019-12-31 | 2020-12-31 | 365 | 8.6774 | 8
57801 | 4.5 | 1 | 2019-12-31 | 2020-12-31 | 365 | 5.2626 | 5
57890 | 10.8 | 1 | 2019-12-31 | 2020-12-31 | 365 | 12.6302 | 12
57969 | 9.9 | 1 | 2019-12-31 | 2020-12-31 | 365 | 11.5777 | 11
58006 | 13.5 | 1 | 2019-12-31 | 2020-12-31 | 365 | 15.7877 | 15
57792 | 3 | 1 | 2019-12-31 | 2020-12-31 | 365 | 3.5084 | 3
43434 | 5.1 | 1 | 2019-12-31 | 2020-12-31 | 365 | 5.9642 | 5
41280 | 3.18 | 1 | 2019-12-31 | 2020-12-31 | 365 | 3.7189 | 3
46252 | 6 | 1 | 2019-12-31 | 2020-12-31 | 365 | 7.0168 | 7
50910 | 6 | 1 | 2019-12-31 | 2020-12-31 | 365 | 7.0168 | 7
50614 | 5.4 | 1 | 2019-12-31 | 2020-12-31 | 365 | 6.3151 | 6
57024 | 7.8 | 1 | 2019-12-31 | 2020-12-31 | 365 | 9.1218 | 9
57025 | 3.3 | 1 | 2019-12-31 | 2020-12-31 | 365 | 3.8592 | 3
57653 | 3 | 1 | 2019-12-31 | 2020-12-31 | 365 | 3.5084 | 3
57668 | 10.8 | 1 | 2019-12-31 | 2020-12-31 | 365 | 12.6302 | 12
55517 | 2.915 | 1 | 2019-12-31 | 2020-12-31 | 365 | 3.409 | 3
57718 | 5.1 | 1 | 2019-12-31 | 2020-12-31 | 365 | 5.9642 | 5
57028 | 5.1 | 1 | 2019-12-31 | 2020-12-31 | 365 | 5.9642 | 5
59628 | 6.625 | 1 | 2019-12-31 | 2020-12-31 | 365 | 7.7477 | 7
59637 | 3.825 | 1 | 2019-12-31 | 2020-12-31 | 365 | 4.4732 | 4
59661 | 12 | 1 | 2019-12-31 | 2020-12-31 | 365 | 14.0335 | 14
59663 | 12.19 | 1 | 2019-12-31 | 2020-12-31 | 365 | 14.2557 | 14
59660 | 8.1 | 1 | 2019-12-31 | 2020-12-31 | 365 | 9.4726 | 9
59666 | 8.745 | 1 | 2019-12-31 | 2020-12-31 | 365 | 10.2269 | 10
59665 | 5.7 | 1 | 2019-12-31 | 2020-12-31 | 365 | 6.6659 | 6
59668 | 5.4 | 1 | 2019-12-31 | 2020-12-31 | 365 | 6.3151 | 6
59692 | 6.095 | 1 | 2019-12-31 | 2020-12-31 | 365 | 7.1279 | 7
59859 | 6.6 | 1 | 2019-12-31 | 2020-12-31 | 365 | 7.7184 | 7
60025 | 2.1 | 1 | 2019-12-31 | 2020-12-31 | 365 | 2.4559 | 2
60174 | 12.19 | 1 | 2019-12-31 | 2020-12-31 | 365 | 14.2557 | 14
60179 | 4.8 | 1 | 2019-12-31 | 2020-12-31 | 365 | 5.6134 | 5
60900 | 9.01 | 1 | 2019-12-31 | 2020-12-31 | 365 | 10.5368 | 10
59244 | 3 | 1 | 2019-12-31 | 2020-12-31 | 365 | 3.5084 | 3
61128 | 3.3 | 1 | 2019-12-31 | 2020-12-31 | 365 | 3.8592 | 3
49838 | 16.2 | 1 | 2019-12-31 | 2020-12-31 | 365 | 18.9453 | 18
59353 | 7.2 | 1 | 2019-12-31 | 2020-12-31 | 365 | 8.4201 | 8
58753 | 9 | 1 | 2019-12-31 | 2020-12-31 | 365 | 10.5251 | 10
58885 | 21.6 | 1 | 2019-12-31 | 2020-12-31 | 365 | 25.2603 | 25
48019 | 2.915 | 1 | 2019-12-31 | 2020-12-31 | 365 | 3.409 | 3
56307 | 3.18 | 1 | 2019-12-31 | 2020-12-31 | 365 | 3.7189 | 3
58518 | 3.6 | 1 | 2019-12-31 | 2020-12-31 | 365 | 4.2101 | 4
43834 | 2.7 | 1 | 2019-12-31 | 2020-12-31 | 365 | 3.1575 | 3
58732 | 7.5 | 1 | 2019-12-31 | 2020-12-31 | 365 | 8.7709 | 8
60890 | 3 | 1 | 2019-12-31 | 2020-12-31 | 365 | 3.5084 | 3
60554 | 8.4 | 1 | 2019-12-31 | 2020-12-31 | 365 | 9.8235 | 9
55335 | 6.89 | 1 | 2019-12-31 | 2020-12-31 | 365 | 8.0576 | 8
41983 | 10.2 | 1 | 2019-12-31 | 2020-12-31 | 365 | 11.9285 | 11
60994 | 18.9 | 1 | 2019-12-31 | 2020-12-31 | 365 | 22.1028 | 22
60992 | 9.6 | 1 | 2019-12-31 | 2020-12-31 | 365 | 11.2268 | 11
60989 | 5.3 | 1 | 2019-12-31 | 2020-12-31 | 365 | 6.1981 | 6
60914 | 12.19 | 1 | 2019-12-31 | 2020-12-31 | 365 | 14.2557 | 14
59616 | 5.3 | 1 | 2019-12-31 | 2020-12-31 | 365 | 6.1981 | 6
60022 | 6.3 | 1 | 2019-12-31 | 2020-12-31 | 365 | 7.3676 | 7
58442 | 8.4 | 1 | 2019-12-31 | 2020-12-31 | 365 | 9.8235 | 9
59662 | 8.4 | 1 | 2019-12-31 | 2020-12-31 | 365 | 9.8235 | 9
43362 | 5.4 | 1 | 2019-12-31 | 2020-12-31 | 365 | 6.3151 | 6
61362 | 7.8 | 1 | 2019-12-31 | 2020-12-31 | 365 | 9.1218 | 9
60012 | 21.9 | 1 | 2019-12-31 | 2020-12-31 | 365 | 25.6112 | 25
47250 | 12 | 1 | 2019-12-31 | 2020-12-31 | 365 | 14.0335 | 14
59110 | 5.035 | 1 | 2019-12-31 | 2020-12-31 | 365 | 5.8882 | 5
59055 | 7.5 | 1 | 2019-12-31 | 2020-12-31 | 365 | 8.7709 | 8
59357 | 3.445 | 1 | 2019-12-31 | 2020-12-31 | 365 | 4.0288 | 4
43665 | 4.2 | 1 | 2019-12-31 | 2020-12-31 | 365 | 4.9117 | 4
59381 | 4.24 | 1 | 2019-12-31 | 2020-12-31 | 365 | 4.9585 | 4
58884 | 6.6 | 1 | 2019-12-31 | 2020-12-31 | 365 | 7.7184 | 7
47716 | 6.6 | 1 | 2019-12-31 | 2020-12-31 | 365 | 7.7184 | 7
57030 | 5.83 | 1 | 2019-12-31 | 2020-12-31 | 365 | 6.818 | 6
55166 | 11.925 | 1 | 2019-12-31 | 2020-12-31 | 365 | 13.9458 | 13
47409 | 9.01 | 1 | 2019-12-31 | 2020-12-31 | 365 | 10.5368 | 10
51095 | 6.36 | 1 | 2019-12-31 | 2020-12-31 | 365 | 7.4378 | 7
49356 | 3 | 1 | 2019-12-31 | 2020-12-31 | 365 | 3.5084 | 3
58497 | 4.5 | 1 | 2019-12-31 | 2020-12-31 | 365 | 5.2626 | 5
42370 | 5.1 | 1 | 2019-12-31 | 2020-12-31 | 365 | 5.9642 | 5
56555 | 6.3 | 1 | 2019-12-31 | 2020-12-31 | 365 | 7.3676 | 7
61998 | 10.8 | 1 | 2019-12-31 | 2020-12-31 | 365 | 12.6302 | 12
59297 | 3.3 | 1 | 2019-12-31 | 2020-12-31 | 365 | 3.8592 | 3
59307 | 4.8 | 1 | 2019-12-31 | 2020-12-31 | 365 | 5.6134 | 5
59344 | 6 | 1 | 2019-12-31 | 2020-12-31 | 365 | 7.0168 | 7
60037 | 4.2 | 1 | 2019-12-31 | 2020-12-31 | 365 | 4.9117 | 4
59993 | 10.8 | 1 | 2019-12-31 | 2020-12-31 | 365 | 12.6302 | 12
59989 | 8.745 | 1 | 2019-12-31 | 2020-12-31 | 365 | 10.2269 | 10
56855 | 8.4 | 1 | 2019-12-31 | 2020-12-31 | 365 | 9.8235 | 9
61169 | 7.95 | 1 | 2019-12-31 | 2020-12-31 | 365 | 9.2972 | 9
59279 | 3 | 1 | 2019-12-31 | 2020-12-31 | 365 | 3.5084 | 3
59282 | 4.24 | 1 | 2019-12-31 | 2020-12-31 | 365 | 4.9585 | 4
59866 | 3.6 | 1 | 2019-12-31 | 2020-12-31 | 365 | 4.2101 | 4
60014 | 11.4 | 1 | 2019-12-31 | 2020-12-31 | 365 | 13.3318 | 13
60008 | 5.4 | 1 | 2019-12-31 | 2020-12-31 | 365 | 6.3151 | 6
60211 | 5.7 | 1 | 2019-12-31 | 2020-12-31 | 365 | 6.6659 | 6
60513 | 6.6 | 1 | 2019-12-31 | 2020-12-31 | 365 | 7.7184 | 7
60541 | 6 | 1 | 2019-12-31 | 2020-12-31 | 365 | 7.0168 | 7
60565 | 6 | 1 | 2019-12-31 | 2020-12-31 | 365 | 7.0168 | 7
60839 | 3.3 | 1 | 2019-12-31 | 2020-12-31 | 365 | 3.8592 | 3
60855 | 8.4 | 1 | 2019-12-31 | 2020-12-31 | 365 | 9.8235 | 9
60884 | 12.72 | 1 | 2019-12-31 | 2020-12-31 | 365 | 14.8755 | 14
61002 | 4.8 | 1 | 2019-12-31 | 2020-12-31 | 365 | 5.6134 | 5
60226 | 7.5 | 1 | 2019-12-31 | 2020-12-31 | 365 | 8.7709 | 8
61625 | 11.4 | 1 | 2019-12-31 | 2020-12-31 | 365 | 13.3318 | 13
43384 | 8.25 | 1 | 2019-12-31 | 2020-12-31 | 365 | 9.648 | 9
60862 | 9 | 1 | 2019-12-31 | 2020-12-31 | 365 | 10.5251 | 10
60549 | 7.8 | 1 | 2019-12-31 | 2020-12-31 | 365 | 9.1218 | 9
60471 | 8.91 | 1 | 2019-12-31 | 2020-12-31 | 365 | 10.4199 | 10
38957 | 5.4 | 1 | 2019-12-31 | 2020-12-31 | 365 | 6.3151 | 6
61385 | 10.2 | 1 | 2019-12-31 | 2020-12-31 | 365 | 11.9285 | 11
61412 | 16.8 | 1 | 2019-12-31 | 2020-12-31 | 365 | 19.6469 | 19
61499 | 4.5 | 1 | 2019-12-31 | 2020-12-31 | 365 | 5.2626 | 5
61503 | 8.4 | 1 | 2019-12-31 | 2020-12-31 | 365 | 9.8235 | 9
61542 | 8.1 | 1 | 2019-12-31 | 2020-12-31 | 365 | 9.4726 | 9
61546 | 9 | 1 | 2019-12-31 | 2020-12-31 | 365 | 10.5251 | 10
61710 | 4.5 | 1 | 2019-12-31 | 2020-12-31 | 365 | 5.2626 | 5
62203 | 5.035 | 1 | 2019-12-31 | 2020-12-31 | 365 | 5.8882 | 5
62210 | 5.1 | 1 | 2019-12-31 | 2020-12-31 | 365 | 5.9642 | 5
62215 | 11.7 | 1 | 2019-12-31 | 2020-12-31 | 365 | 13.6827 | 13
62216 | 8.745 | 1 | 2019-12-31 | 2020-12-31 | 365 | 10.2269 | 10
62221 | 6.9 | 1 | 2019-12-31 | 2020-12-31 | 365 | 8.0693 | 8
62241 | 4.2 | 1 | 2019-12-31 | 2020-12-31 | 365 | 4.9117 | 4
38896 | 11.55 | 1 | 2019-12-31 | 2020-12-31 | 365 | 13.5073 | 13
44698 | 4.8 | 1 | 2019-12-31 | 2020-12-31 | 365 | 5.6134 | 5
62689 | 6.9 | 1 | 2019-12-31 | 2020-12-31 | 365 | 8.0693 | 8
62699 | 11.4 | 1 | 2019-12-31 | 2020-12-31 | 365 | 13.3318 | 13
60193 | 12 | 1 | 2019-12-31 | 2020-12-31 | 365 | 14.0335 | 14
60497 | 3.6 | 1 | 2019-12-31 | 2020-12-31 | 365 | 4.2101 | 4
48402 | 13.2 | 1 | 2019-12-31 | 2020-12-31 | 365 | 15.4369 | 15
61544 | 5.3 | 1 | 2019-12-31 | 2020-12-31 | 365 | 6.1981 | 6
61027 | 9 | 1 | 2019-12-31 | 2020-12-31 | 365 | 10.5251 | 10
61632 | 11.1 | 1 | 2019-12-31 | 2020-12-31 | 365 | 12.981 | 12
59621 | 3 | 1 | 2019-12-31 | 2020-12-31 | 365 | 3.5084 | 3
63199 | 6.9 | 1 | 2019-12-31 | 2020-12-31 | 365 | 8.0693 | 8
63211 | 6.6 | 1 | 2019-12-31 | 2020-12-31 | 365 | 7.7184 | 7
63402 | 7.5 | 1 | 2019-12-31 | 2020-12-31 | 365 | 8.7709 | 8
63407 | 6.9 | 1 | 2019-12-31 | 2020-12-31 | 365 | 8.0693 | 8
63408 | 3.71 | 1 | 2019-12-31 | 2020-12-31 | 365 | 4.3387 | 4
63205 | 12 | 1 | 2019-12-31 | 2020-12-31 | 365 | 14.0335 | 14
39934 | 7.8 | 1 | 2019-12-31 | 2020-12-31 | 365 | 9.1218 | 9
63674 | 3.71 | 1 | 2019-12-31 | 2020-12-31 | 365 | 4.3387 | 4
63771 | 7.95 | 1 | 2019-12-31 | 2020-12-31 | 365 | 9.2972 | 9
39968 | 6.325 | 1 | 2019-12-31 | 2020-12-31 | 365 | 7.3968 | 7
63816 | 6.6 | 1 | 2019-12-31 | 2020-12-31 | 365 | 7.7184 | 7
63843 | 12 | 1 | 2019-12-31 | 2020-12-31 | 365 | 14.0335 | 14
62715 | 5.4 | 1 | 2019-12-31 | 2020-12-31 | 365 | 6.3151 | 6
64220 | 5.1 | 1 | 2019-12-31 | 2020-12-31 | 365 | 5.9642 | 5
61237 | 9.72 | 1 | 2019-12-31 | 2020-12-31 | 365 | 11.3672 | 11
64292 | 5.7 | 1 | 2019-12-31 | 2020-12-31 | 365 | 6.6659 | 6
64468 | 5.565 | 1 | 2019-12-31 | 2020-12-31 | 365 | 6.508 | 6
64478 | 9.54 | 1 | 2019-12-31 | 2020-12-31 | 365 | 11.1566 | 11
64416 | 3.71 | 1 | 2019-12-31 | 2020-12-31 | 365 | 4.3387 | 4
64279 | 5.035 | 1 | 2019-12-31 | 2020-12-31 | 365 | 5.8882 | 5
48617 | 4.2 | 1 | 2019-12-31 | 2020-12-31 | 365 | 4.9117 | 4
64080 | 8.7 | 1 | 2019-12-31 | 2020-12-31 | 365 | 10.1743 | 10
64581 | 6.3 | 1 | 2019-12-31 | 2020-12-31 | 365 | 7.3676 | 7
64594 | 6.9 | 1 | 2019-12-31 | 2020-12-31 | 365 | 8.0693 | 8
64597 | 8.1 | 1 | 2019-12-31 | 2020-12-31 | 365 | 9.4726 | 9
64613 | 4.5 | 1 | 2019-12-31 | 2020-12-31 | 365 | 5.2626 | 5
64432 | 15.3 | 1 | 2019-12-31 | 2020-12-31 | 365 | 17.8927 | 17
64717 | 4.8 | 1 | 2019-12-31 | 2020-12-31 | 365 | 5.6134 | 5
64779 | 5.4 | 1 | 2019-12-31 | 2020-12-31 | 365 | 6.3151 | 6
64855 | 12 | 1 | 2019-12-31 | 2020-12-31 | 365 | 14.0335 | 14
47990 | 15.105 | 1 | 2019-12-31 | 2020-12-31 | 365 | 17.6647 | 17
64907 | 5.035 | 1 | 2019-12-31 | 2020-12-31 | 365 | 5.8882 | 5
63793 | 8.4 | 1 | 2019-12-31 | 2020-12-31 | 365 | 9.8235 | 9
45440 | 6.36 | 1 | 2019-12-31 | 2020-12-31 | 365 | 7.4378 | 7
63822 | 5.035 | 1 | 2019-12-31 | 2020-12-31 | 365 | 5.8882 | 5
63767 | 4.5 | 1 | 2019-12-31 | 2020-12-31 | 365 | 5.2626 | 5
63403 | 12.9 | 1 | 2019-12-31 | 2020-12-31 | 365 | 15.086 | 15
63583 | 4.2 | 1 | 2019-12-31 | 2020-12-31 | 365 | 4.9117 | 4
64113 | 5.3 | 1 | 2019-12-31 | 2020-12-31 | 365 | 6.1981 | 6
65473 | 6.3 | 1 | 2019-12-31 | 2020-12-31 | 365 | 7.3676 | 7
65530 | 6.3 | 1 | 2019-12-31 | 2020-12-31 | 365 | 7.3676 | 7
65580 | 4.5 | 1 | 2019-12-31 | 2020-12-31 | 365 | 5.2626 | 5
65623 | 7.42 | 1 | 2019-12-31 | 2020-12-31 | 365 | 8.6774 | 8
65643 | 11.4 | 1 | 2019-12-31 | 2020-12-31 | 365 | 13.3318 | 13
65687 | 12.9 | 1 | 2019-12-31 | 2020-12-31 | 365 | 15.086 | 15
65690 | 18.285 | 1 | 2019-12-31 | 2020-12-31 | 365 | 21.3836 | 21
65700 | 6.89 | 1 | 2019-12-31 | 2020-12-31 | 365 | 8.0576 | 8
65707 | 7.2 | 1 | 2019-12-31 | 2020-12-31 | 365 | 8.4201 | 8
63208 | 3.6 | 1 | 2019-12-31 | 2020-12-31 | 365 | 4.2101 | 4
63799 | 4.8 | 1 | 2019-12-31 | 2020-12-31 | 365 | 5.6134 | 5
50068 | 3.6 | 1 | 2019-12-31 | 2020-12-31 | 365 | 4.2101 | 4
64299 | 6 | 1 | 2019-12-31 | 2020-12-31 | 365 | 7.0168 | 7
64477 | 8.4 | 1 | 2019-12-31 | 2020-12-31 | 365 | 9.8235 | 9
64482 | 5.1 | 1 | 2019-12-31 | 2020-12-31 | 365 | 5.9642 | 5
64041 | 8.48 | 1 | 2019-12-31 | 2020-12-31 | 365 | 9.917 | 9
60516 | 11.1 | 1 | 2019-12-31 | 2020-12-31 | 365 | 12.981 | 12
65853 | 9 | 1 | 2019-12-31 | 2020-12-31 | 365 | 10.5251 | 10
65856 | 5.83 | 1 | 2019-12-31 | 2020-12-31 | 365 | 6.818 | 6
65859 | 7.8 | 1 | 2019-12-31 | 2020-12-31 | 365 | 9.1218 | 9
65866 | 3.6 | 1 | 2019-12-31 | 2020-12-31 | 365 | 4.2101 | 4
65892 | 9 | 1 | 2019-12-31 | 2020-12-31 | 365 | 10.5251 | 10
66120 | 18.9 | 1 | 2019-12-31 | 2020-12-31 | 365 | 22.1028 | 22
66232 | 4.8 | 1 | 2019-12-31 | 2020-12-31 | 365 | 5.6134 | 5
66233 | 9 | 1 | 2019-12-31 | 2020-12-31 | 365 | 10.5251 | 10
66235 | 5.4 | 1 | 2019-12-31 | 2020-12-31 | 365 | 6.3151 | 6
66237 | 9.6 | 1 | 2019-12-31 | 2020-12-31 | 365 | 11.2268 | 11
66240 | 4.2 | 1 | 2019-12-31 | 2020-12-31 | 365 | 4.9117 | 4
66254 | 3.6 | 1 | 2019-12-31 | 2020-12-31 | 365 | 4.2101 | 4
66259 | 5.4 | 1 | 2019-12-31 | 2020-12-31 | 365 | 6.3151 | 6
66262 | 8.4 | 1 | 2019-12-31 | 2020-12-31 | 365 | 9.8235 | 9
66265 | 7.5 | 1 | 2019-12-31 | 2020-12-31 | 365 | 8.7709 | 8
66396 | 8.4 | 1 | 2019-12-31 | 2020-12-31 | 365 | 9.8235 | 9
66411 | 17.1 | 1 | 2019-12-31 | 2020-12-31 | 365 | 19.9978 | 19
66535 | 4.5 | 1 | 2019-12-31 | 2020-12-31 | 365 | 5.2626 | 5
66539 | 6.3 | 1 | 2019-12-31 | 2020-12-31 | 365 | 7.3676 | 7
48395 | 3.6 | 1 | 2019-12-31 | 2020-12-31 | 365 | 4.2101 | 4
66636 | 7.8 | 1 | 2019-12-31 | 2020-12-31 | 365 | 9.1218 | 9
43856 | 8.4 | 1 | 2019-12-31 | 2020-12-31 | 365 | 9.8235 | 9
61543 | 4.5 | 1 | 2019-12-31 | 2020-12-31 | 365 | 5.2626 | 5
59608 | 24.91 | 1 | 2019-12-31 | 2020-12-31 | 365 | 29.1312 | 29
61549 | 20.4 | 1 | 2019-12-31 | 2020-12-31 | 365 | 23.857 | 23
65898 | 7.155 | 1 | 2019-12-31 | 2020-12-31 | 365 | 8.3675 | 8
66751 | 6.095 | 1 | 2019-12-31 | 2020-12-31 | 365 | 7.1279 | 7
59974 | 6.625 | 1 | 2019-12-31 | 2020-12-31 | 365 | 7.7477 | 7
67230 | 4.8 | 1 | 2019-12-31 | 2020-12-31 | 365 | 5.6134 | 5
65894 | 9.35 | 1 | 2019-12-31 | 2020-12-31 | 365 | 10.9345 | 10
65904 | 7.685 | 1 | 2019-12-31 | 2020-12-31 | 365 | 8.9873 | 8
66267 | 12 | 1 | 2019-12-31 | 2020-12-31 | 365 | 14.0335 | 14
67056 | 7.95 | 1 | 2019-12-31 | 2020-12-31 | 365 | 9.2972 | 9
67216 | 3.6 | 1 | 2019-12-31 | 2020-12-31 | 365 | 4.2101 | 4
66375 | 11.395 | 1 | 2019-12-31 | 2020-12-31 | 365 | 13.326 | 13
66524 | 12.19 | 1 | 2019-12-31 | 2020-12-31 | 365 | 14.2557 | 14
66948 | 9 | 1 | 2019-12-31 | 2020-12-31 | 365 | 10.5251 | 10
67203 | 10.865 | 1 | 2019-12-31 | 2020-12-31 | 365 | 12.7062 | 12
59116 | 5.4 | 1 | 2019-12-31 | 2020-12-31 | 365 | 6.3151 | 6
66243 | 10.8 | 1 | 2019-12-31 | 2020-12-31 | 365 | 12.6302 | 12
61697 | 6.6 | 1 | 2019-12-31 | 2020-12-31 | 365 | 7.7184 | 7
61700 | 8.1 | 1 | 2019-12-31 | 2020-12-31 | 365 | 9.4726 | 9
66238 | 4.24 | 1 | 2019-12-31 | 2020-12-31 | 365 | 4.9585 | 4
64863 | 4.24 | 1 | 2019-12-31 | 2020-12-31 | 365 | 4.9585 | 4
63841 | 4.8 | 1 | 2019-12-31 | 2020-12-31 | 365 | 5.6134 | 5
65639 | 5.7 | 1 | 2019-12-31 | 2020-12-31 | 365 | 6.6659 | 6
67410 | 5.1 | 1 | 2019-12-31 | 2020-12-31 | 365 | 5.9642 | 5
67411 | 8.48 | 1 | 2019-12-31 | 2020-12-31 | 365 | 9.917 | 9
67457 | 5.565 | 1 | 2019-12-31 | 2020-12-31 | 365 | 6.508 | 6
67548 | 8.1 | 1 | 2019-12-31 | 2020-12-31 | 365 | 9.4726 | 9
67550 | 3.3 | 0.8 | 2019-12-31 | 2020-12-31 | 365 | 3.0874 | 3
67603 | 5.4 | 1 | 2019-12-31 | 2020-12-31 | 365 | 6.3151 | 6
67196 | 10.865 | 1 | 2019-12-31 | 2020-12-31 | 365 | 12.7062 | 12
67788 | 9.275 | 1 | 2019-12-31 | 2020-12-31 | 365 | 10.8467 | 10
67873 | 16.2 | 0.8 | 2019-12-31 | 2020-12-31 | 365 | 15.1562 | 15
67896 | 7.8 | 0.8 | 2019-12-31 | 2020-12-31 | 365 | 7.2974 | 7
67908 | 7.15 | 0.8 | 2019-12-31 | 2020-12-31 | 365 | 6.6893 | 6
67409 | 5.1 | 1 | 2019-12-31 | 2020-12-31 | 365 | 5.9642 | 5
67952 | 12.6 | 0.8 | 2019-12-31 | 2020-12-31 | 365 | 11.7882 | 11
67959 | 8.215 | 0.8 | 2019-12-31 | 2020-12-31 | 365 | 7.6857 | 7
68021 | 12 | 0.8 | 2019-12-31 | 2020-12-31 | 365 | 11.2268 | 11
68024 | 5.3 | 0.8 | 2019-12-31 | 2020-12-31 | 365 | 4.9585 | 4
67963 | 18.285 | 0.8 | 2019-12-31 | 2020-12-31 | 365 | 17.1069 | 17
65208 | 7.42 | 1 | 2019-12-31 | 2020-12-31 | 365 | 8.6774 | 8
67400 | 10.8 | 1 | 2019-12-31 | 2020-12-31 | 365 | 12.6302 | 12
68152 | 6.6 | 0.8 | 2019-12-31 | 2020-12-31 | 365 | 6.1747 | 6
68372 | 6.05 | 1 | 2019-12-31 | 2020-12-31 | 365 | 7.0752 | 7
68382 | 8.7 | 0.8 | 2019-12-31 | 2020-12-31 | 365 | 8.1394 | 8
68385 | 2.12 | 0.8 | 2019-12-31 | 2020-12-31 | 365 | 1.9834 | 1
68389 | 5.7 | 0.8 | 2019-12-31 | 2020-12-31 | 365 | 5.3327 | 5
68431 | 9 | 1 | 2019-12-31 | 2020-12-31 | 365 | 10.5251 | 10
68434 | 7.2 | 0.8 | 2019-12-31 | 2020-12-31 | 365 | 6.7361 | 6
68437 | 11.1 | 0.8 | 2019-12-31 | 2020-12-31 | 365 | 10.3848 | 10
68441 | 5.4 | 0.8 | 2019-12-31 | 2020-12-31 | 365 | 5.0521 | 5
68682 | 5.1 | 0.8 | 2019-12-31 | 2020-12-31 | 365 | 4.7714 | 4
68167 | 5.4 | 0.8 | 2019-12-31 | 2020-12-31 | 365 | 5.0521 | 5
68429 | 21.06 | 0.8 | 2019-12-31 | 2020-12-31 | 365 | 19.7031 | 19
68675 | 14.84 | 0.8 | 2019-12-31 | 2020-12-31 | 365 | 13.8838 | 13
67799 | 11.7 | 1 | 2019-12-31 | 2020-12-31 | 365 | 13.6827 | 13
68425 | 9.6 | 0.8 | 2019-12-31 | 2020-12-31 | 365 | 8.9815 | 8
62225 | 56.1 | 0.9 | 2019-12-31 | 2020-12-31 | 365 | 59.046 | 59
53158 | 44.28 | 0.8 | 2019-12-31 | 2020-12-31 | 365 | 41.427 | 41
64042 | 108 | 0.7 | 2019-12-31 | 2020-12-31 | 365 | 88.4112 | 88
68933 | 8.215 | 0.8 | 2019-12-31 | 2020-12-31 | 365 | 7.6857 | 7
68479 | 11 | 0.8 | 2019-12-31 | 2020-12-31 | 365 | 10.2912 | 10
68450 | 12.925 | 0.8 | 2019-12-31 | 2020-12-31 | 365 | 12.0922 | 12
69134 | 7.2 | 0.8 | 2019-12-31 | 2020-12-31 | 365 | 6.7361 | 6
69135 | 7.685 | 0.8 | 2019-12-31 | 2020-12-31 | 365 | 7.1898 | 7
69326 | 7.95 | 0.8 | 2019-12-31 | 2020-12-31 | 365 | 7.4378 | 7
70046 | 7.5 | 0.8 | 2019-12-31 | 2020-12-31 | 365 | 7.0168 | 7
70083 | 5.225 | 0.8 | 2019-12-31 | 2020-12-31 | 365 | 4.8883 | 4
66590 | 3.3 | 1 | 2019-12-31 | 2020-12-31 | 365 | 3.8592 | 3
70043 | 8.7 | 1 | 2019-12-31 | 2020-12-31 | 365 | 10.1743 | 10
70368 | 2.4 | 0.8 | 2019-12-31 | 2020-12-31 | 365 | 2.2454 | 2
70390 | 9.275 | 0.8 | 2019-12-31 | 2020-12-31 | 365 | 8.6774 | 8
70401 | 5.565 | 0.8 | 2019-12-31 | 2020-12-31 | 365 | 5.2064 | 5
70438 | 8.4 | 0.8 | 2019-12-31 | 2020-12-31 | 365 | 7.8588 | 7
70439 | 7.2 | 0.8 | 2019-12-31 | 2020-12-31 | 365 | 6.7361 | 6
70488 | 7.2 | 0.8 | 2019-12-31 | 2020-12-31 | 365 | 6.7361 | 6
70436 | 6.3 | 0.8 | 2019-12-31 | 2020-12-31 | 365 | 5.8941 | 5
70430 | 12 | 0.8 | 2019-12-31 | 2020-12-31 | 365 | 11.2268 | 11
70047 | 4.2 | 0.8 | 2019-12-31 | 2020-12-31 | 365 | 3.9294 | 3
70440 | 5.3 | 0.8 | 2019-12-31 | 2020-12-31 | 365 | 4.9585 | 4
64417 | 22 | 0.8 | 2019-12-31 | 2020-12-31 | 365 | 20.5825 | 20
70431 | 7.425 | 0.8 | 2019-12-31 | 2020-12-31 | 365 | 6.9466 | 6
70472 | 9.01 | 0.8 | 2019-12-31 | 2020-12-31 | 365 | 8.4295 | 8
59640 | 5.3 | 1 | 2019-12-31 | 2020-12-31 | 365 | 6.1981 | 6
71365 | 9.3 | 1 | 2019-12-31 | 2020-12-31 | 365 | 10.876 | 10
71473 | 10.07 | 0.8 | 2019-12-31 | 2020-12-31 | 365 | 9.4212 | 9
72433 | 12 | 0.8 | 2019-12-31 | 2020-12-31 | 365 | 11.2268 | 11
73119 | 7.15 | 0.8 | 2019-12-31 | 2020-12-31 | 365 | 6.6893 | 6
73120 | 4.8 | 0.8 | 2019-12-31 | 2020-12-31 | 365 | 4.4907 | 4
73096 | 8.8 | 0.8 | 2019-12-31 | 2020-12-31 | 365 | 8.233 | 8
73159 | 10.2 | 0.8 | 2019-12-31 | 2020-12-31 | 365 | 9.5428 | 9
73162 | 5.83 | 0.8 | 2019-12-31 | 2020-12-31 | 365 | 5.4544 | 5
73172 | 3.3 | 0.8 | 2019-12-31 | 2020-12-31 | 365 | 3.0874 | 3
73209 | 6.6 | 0.8 | 2019-12-31 | 2020-12-31 | 365 | 6.1747 | 6
73187 | 8.7 | 0.8 | 2019-12-31 | 2020-12-31 | 365 | 8.1394 | 8
73348 | 5.4 | 0.8 | 2019-12-31 | 2020-12-31 | 365 | 5.0521 | 5
73349 | 9.9 | 0.8 | 2019-12-31 | 2020-12-31 | 365 | 9.2621 | 9
73358 | 7.5 | 0.8 | 2019-12-31 | 2020-12-31 | 365 | 7.0168 | 7
73359 | 6.875 | 0.8 | 2019-12-31 | 2020-12-31 | 365 | 6.432 | 6
73362 | 3 | 0.8 | 2019-12-31 | 2020-12-31 | 365 | 2.8067 | 2
73364 | 11.4 | 0.8 | 2019-12-31 | 2020-12-31 | 365 | 10.6655 | 10
73366 | 6.9 | 0.8 | 2019-12-31 | 2020-12-31 | 365 | 6.4554 | 6
73367 | 10.2 | 0.8 | 2019-12-31 | 2020-12-31 | 365 | 9.5428 | 9
73368 | 5.225 | 0.8 | 2019-12-31 | 2020-12-31 | 365 | 4.8883 | 4
73369 | 12 | 0.8 | 2019-12-31 | 2020-12-31 | 365 | 11.2268 | 11
73370 | 4.5 | 0.8 | 2019-12-31 | 2020-12-31 | 365 | 4.2101 | 4
73371 | 3.025 | 0.8 | 2019-12-31 | 2020-12-31 | 365 | 2.8301 | 2
73396 | 9.6 | 0.8 | 2019-12-31 | 2020-12-31 | 365 | 8.9815 | 8
73397 | 2.7 | 0.8 | 2019-12-31 | 2020-12-31 | 365 | 2.526 | 2
73406 | 7.2 | 0.8 | 2019-12-31 | 2020-12-31 | 365 | 6.7361 | 6
73414 | 3 | 0.8 | 2019-12-31 | 2020-12-31 | 365 | 2.8067 | 2
73439 | 6 | 0.8 | 2019-12-31 | 2020-12-31 | 365 | 5.6134 | 5
73440 | 8.48 | 0.8 | 2019-12-31 | 2020-12-31 | 365 | 7.9336 | 7
73441 | 7.425 | 0.8 | 2019-12-31 | 2020-12-31 | 365 | 6.9466 | 6
73035 | 3.85 | 0.8 | 2019-12-31 | 2020-12-31 | 365 | 3.6019 | 3
73487 | 8.525 | 0.8 | 2019-12-31 | 2020-12-31 | 365 | 7.9757 | 7
62901 | 100.8 | 0.7 | 2019-12-31 | 2020-12-31 | 365 | 82.5171 | 82
73363 | 7.65 | 0.8 | 2019-12-31 | 2020-12-31 | 365 | 7.1571 | 7
73410 | 12 | 0.8 | 2019-12-31 | 2020-12-31 | 365 | 11.2268 | 11
73524 | 5.795 | 0.8 | 2019-12-31 | 2020-12-31 | 365 | 5.4216 | 5
73541 | 7.32 | 0.8 | 2019-12-31 | 2020-12-31 | 365 | 6.8484 | 6
73549 | 3.85 | 0.8 | 2019-12-31 | 2020-12-31 | 365 | 3.6019 | 3
73552 | 8.1 | 0.8 | 2019-12-31 | 2020-12-31 | 365 | 7.5781 | 7
73557 | 6.1 | 0.8 | 2019-12-31 | 2020-12-31 | 365 | 5.707 | 5
73568 | 9.9 | 0.8 | 2019-12-31 | 2020-12-31 | 365 | 9.2621 | 9
73573 | 5.5 | 0.8 | 2019-12-31 | 2020-12-31 | 365 | 5.1456 | 5
73576 | 8.7 | 0.8 | 2019-12-31 | 2020-12-31 | 365 | 8.1394 | 8
73631 | 6.6 | 0.8 | 2019-12-31 | 2020-12-31 | 365 | 6.1747 | 6
73632 | 8.4 | 0.8 | 2019-12-31 | 2020-12-31 | 365 | 7.8588 | 7
73633 | 4.27 | 0.8 | 2019-12-31 | 2020-12-31 | 365 | 3.9949 | 3
73635 | 3.9 | 0.8 | 2019-12-31 | 2020-12-31 | 365 | 3.6487 | 3
73527 | 7.2 | 0.8 | 2019-12-31 | 2020-12-31 | 365 | 6.7361 | 6
73688 | 10.2 | 0.8 | 2019-12-31 | 2020-12-31 | 365 | 9.5428 | 9
74088 | 6.6 | 1 | 2019-12-31 | 2020-12-31 | 365 | 7.7184 | 7
74376 | 5.04 | 0.8 | 2019-12-31 | 2020-12-31 | 365 | 4.7153 | 4
74386 | 12.3 | 0.8 | 2019-12-31 | 2020-12-31 | 365 | 11.5075 | 11
74391 | 9.3 | 0.8 | 2019-12-31 | 2020-12-31 | 365 | 8.7008 | 8
74394 | 11.73 | 0.8 | 2019-12-31 | 2020-12-31 | 365 | 10.9742 | 10
74447 | 11 | 0.8 | 2019-12-31 | 2020-12-31 | 365 | 10.2912 | 10
74468 | 7.2 | 1 | 2019-12-31 | 2020-12-31 | 365 | 8.4201 | 8
74448 | 9.01 | 0.8 | 2019-12-31 | 2020-12-31 | 365 | 8.4295 | 8
74508 | 4.41 | 0.8 | 2019-12-31 | 2020-12-31 | 365 | 4.1259 | 4
74375 | 11.55 | 0.8 | 2019-12-31 | 2020-12-31 | 365 | 10.8058 | 10
74373 | 14.03 | 0.8 | 2019-12-31 | 2020-12-31 | 365 | 13.126 | 13
74529 | 10.395 | 0.8 | 2019-12-31 | 2020-12-31 | 365 | 9.7252 | 9
74533 | 7.245 | 0.8 | 2019-12-31 | 2020-12-31 | 365 | 6.7782 | 6
74610 | 82.5 | 0.6 | 2019-12-31 | 2020-12-31 | 365 | 57.8883 | 57
74665 | 5.1 | 0.8 | 2019-12-31 | 2020-12-31 | 365 | 4.7714 | 4
73100 | 6.36 | 0.8 | 2019-12-31 | 2020-12-31 | 365 | 5.9502 | 5
73036 | 11.73 | 0.8 | 2019-12-31 | 2020-12-31 | 365 | 10.9742 | 10
73400 | 4.59 | 0.8 | 2019-12-31 | 2020-12-31 | 365 | 4.2943 | 4
73505 | 12.375 | 0.8 | 2019-12-31 | 2020-12-31 | 365 | 11.5777 | 11
73562 | 10.8 | 0.8 | 2019-12-31 | 2020-12-31 | 365 | 10.1041 | 10
73365 | 21.3 | 0.8 | 2019-12-31 | 2020-12-31 | 365 | 19.9276 | 19
73360 | 12.375 | 0.8 | 2019-12-31 | 2020-12-31 | 365 | 11.5777 | 11
74532 | 6.27 | 0.8 | 2019-12-31 | 2020-12-31 | 365 | 5.866 | 5
74710 | 5.5 | 0.8 | 2019-12-31 | 2020-12-31 | 365 | 5.1456 | 5
74708 | 7.26 | 0.8 | 2019-12-31 | 2020-12-31 | 365 | 6.7922 | 6
74821 | 7.7 | 0.8 | 2019-12-31 | 2020-12-31 | 365 | 7.2039 | 7
74719 | 4.675 | 0.8 | 2019-12-31 | 2020-12-31 | 365 | 4.3738 | 4
74736 | 9.6 | 0.8 | 2019-12-31 | 2020-12-31 | 365 | 8.9815 | 8
74732 | 8.19 | 0.8 | 2019-12-31 | 2020-12-31 | 365 | 7.6623 | 7
74952 | 9.35 | 0.8 | 2019-12-31 | 2020-12-31 | 365 | 8.7476 | 8
75448 | 24.085 | 0.8 | 2019-12-31 | 2020-12-31 | 365 | 22.5332 | 22
75381 | 8.925 | 0.8 | 2019-12-31 | 2020-12-31 | 365 | 8.3499 | 8
76117 | 15.435 | 0.8 | 2019-12-31 | 2020-12-31 | 365 | 14.4405 | 14
76363 | 7.7 | 0.8 | 2019-12-31 | 2020-12-31 | 365 | 7.2039 | 7
61528 | 326.72 | 0.9 | 2019-12-31 | 2020-12-31 | 365 | 343.8774 | 343
78230 | 8.48 | 0.8 | 2019-12-31 | 2020-12-31 | 365 | 7.9336 | 7
78423 | 3 | 1 | 2019-12-31 | 2020-12-31 | 365 | 3.5084 | 3
70051 | 24.6 | 0.8 | 2019-12-31 | 2020-12-31 | 365 | 23.015 | 23
79320 | 14.31 | 0.8 | 2019-12-31 | 2020-12-31 | 365 | 13.388 | 13
82935 | 9 | 0.8 | 2019-12-31 | 2020-12-31 | 365 | 8.4201 | 8
61614 | 7.2 | 1 | 2019-12-31 | 2020-12-31 | 365 | 8.4201 | 8
86263 | 18.02 | 1 | 2019-12-31 | 2020-12-31 | 365 | 21.0737 | 21
86567 | 8.25 | 0.8 | 2019-12-31 | 2020-12-31 | 365 | 7.7184 | 7
1638 | 5.75 | 1 | 2019-12-31 | 2020-12-31 | 365 | 6.7244 | 6
5632 | 7 | 1 | 2019-12-31 | 2020-12-31 | 365 | 8.1862 | 8
1335 | 7 | 1 | 2019-12-31 | 2020-12-31 | 365 | 8.1862 | 8
1911 | 8.745 | 1 | 2019-12-31 | 2020-12-31 | 365 | 10.2269 | 10
1614 | 8 | 1 | 2019-12-31 | 2020-12-31 | 365 | 9.3557 | 9
1916 | 5.72 | 1 | 2019-12-31 | 2020-12-31 | 365 | 6.6893 | 6
5095 | 7.425 | 1 | 2019-12-31 | 2020-12-31 | 365 | 8.6832 | 8
4591 | 8 | 1 | 2019-12-31 | 2020-12-31 | 365 | 9.3557 | 9
5133 | 5.72 | 1 | 2019-12-31 | 2020-12-31 | 365 | 6.6893 | 6
4736 | 7.8 | 1 | 2019-12-31 | 2020-12-31 | 365 | 9.1218 | 9
6518 | 6.76 | 1 | 2019-12-31 | 2020-12-31 | 365 | 7.9055 | 7
9442 | 5.98 | 1 | 2019-12-31 | 2020-12-31 | 365 | 6.9934 | 6
9441 | 9.9 | 1 | 2019-12-31 | 2020-12-31 | 365 | 11.5777 | 11
9434 | 5.4 | 1 | 2019-12-31 | 2020-12-31 | 365 | 6.3151 | 6
9439 | 6.195 | 1 | 2019-12-31 | 2020-12-31 | 365 | 7.2448 | 7
9437 | 9.995 | 1 | 2019-12-31 | 2020-12-31 | 365 | 11.6888 | 11
23576 | 4.59 | 1 | 2019-12-31 | 2020-12-31 | 365 | 5.3678 | 5
5351 | 8 | 1 | 2019-12-31 | 2020-12-31 | 365 | 9.3557 | 9
5690 | 4.68 | 1 | 2019-12-31 | 2020-12-31 | 365 | 5.4731 | 5
7933 | 5.2 | 1 | 2019-12-31 | 2020-12-31 | 365 | 6.0812 | 6
9443 | 5.46 | 1 | 2019-12-31 | 2020-12-31 | 365 | 6.3853 | 6
11562 | 18.2 | 1 | 2019-12-31 | 2020-12-31 | 365 | 21.2842 | 21
11650 | 9.98 | 1 | 2019-12-31 | 2020-12-31 | 365 | 11.6712 | 11
18676 | 9.44 | 1 | 2019-12-31 | 2020-12-31 | 365 | 11.0397 | 11
12405 | 6.72 | 1 | 2019-12-31 | 2020-12-31 | 365 | 7.8588 | 7
16655 | 7.375 | 1 | 2019-12-31 | 2020-12-31 | 365 | 8.6248 | 8
18466 | 10 | 1 | 2019-12-31 | 2020-12-31 | 365 | 11.6946 | 11
18460 | 10 | 1 | 2019-12-31 | 2020-12-31 | 365 | 11.6946 | 11
21575 | 9.3 | 1 | 2019-12-31 | 2020-12-31 | 365 | 10.876 | 10
23501 | 9.92 | 1 | 2019-12-31 | 2020-12-31 | 365 | 11.601 | 11
27378 | 12.6 | 1 | 2019-12-31 | 2020-12-31 | 365 | 14.7352 | 14
34694 | 9.45 | 1 | 2019-12-31 | 2020-12-31 | 365 | 11.0514 | 11
32365 | 9.92 | 1 | 2019-12-31 | 2020-12-31 | 365 | 11.601 | 11
36679 | 9.92 | 1 | 2019-12-31 | 2020-12-31 | 365 | 11.601 | 11
32317 | 9.92 | 1 | 2019-12-31 | 2020-12-31 | 365 | 11.601 | 11
33046 | 9.92 | 1 | 2019-12-31 | 2020-12-31 | 365 | 11.601 | 11
49769 | 9.6 | 1 | 2019-12-31 | 2020-12-31 | 365 | 11.2268 | 11
53147 | 5.2 | 1 | 2019-12-31 | 2020-12-31 | 365 | 6.0812 | 6
49933 | 8.64 | 1 | 2019-12-31 | 2020-12-31 | 365 | 10.1041 | 10
51109 | 3.8 | 1 | 2019-12-31 | 2020-12-31 | 365 | 4.4439 | 4
54759 | 8.32 | 1 | 2019-12-31 | 2020-12-31 | 365 | 9.7299 | 9
49764 | 10.24 | 1 | 2019-12-31 | 2020-12-31 | 365 | 11.9753 | 11
57113 | 7.54 | 1 | 2019-12-31 | 2020-12-31 | 365 | 8.8177 | 8
57506 | 8.71 | 1 | 2019-12-31 | 2020-12-31 | 365 | 10.186 | 10
56410 | 12.18 | 1 | 2019-12-31 | 2020-12-31 | 365 | 14.244 | 14
57211 | 10.85 | 1 | 2019-12-31 | 2020-12-31 | 365 | 12.6886 | 12
57501 | 7.04 | 1 | 2019-12-31 | 2020-12-31 | 365 | 8.233 | 8
55923 | 10.24 | 1 | 2019-12-31 | 2020-12-31 | 365 | 11.9753 | 11
59216 | 10.995 | 1 | 2019-12-31 | 2020-12-31 | 365 | 12.8582 | 12
57107 | 8.96 | 1 | 2019-12-31 | 2020-12-31 | 365 | 10.4784 | 10
65065 | 16.96 | 1 | 2019-12-31 | 2020-12-31 | 365 | 19.834 | 19
61500 | 6.03 | 1 | 2019-12-31 | 2020-12-31 | 365 | 7.0518 | 7
60837 | 10.24 | 1 | 2019-12-31 | 2020-12-31 | 365 | 11.9753 | 11
65543 | 8.7 | 1 | 2019-12-31 | 2020-12-31 | 365 | 10.1743 | 10
65545 | 11.14 | 1 | 2019-12-31 | 2020-12-31 | 365 | 13.0278 | 13
65547 | 11.16 | 1 | 2019-12-31 | 2020-12-31 | 365 | 13.0512 | 13
65559 | 10.35 | 1 | 2019-12-31 | 2020-12-31 | 365 | 12.1039 | 12
62314 | 11.52 | 1 | 2019-12-31 | 2020-12-31 | 365 | 13.4722 | 13
63645 | 14.76 | 1 | 2019-12-31 | 2020-12-31 | 365 | 17.2612 | 17
66246 | 7.56 | 1 | 2019-12-31 | 2020-12-31 | 365 | 8.8411 | 8
66249 | 8.16 | 0.8 | 2019-12-31 | 2020-12-31 | 365 | 7.6342 | 7
66278 | 11.52 | 1 | 2019-12-31 | 2020-12-31 | 365 | 13.4722 | 13
66370 | 10.5 | 0.8 | 2019-12-31 | 2020-12-31 | 365 | 9.8235 | 9
67879 | 7.82 | 0.8 | 2019-12-31 | 2020-12-31 | 365 | 7.3161 | 7
66280 | 9.425 | 1 | 2019-12-31 | 2020-12-31 | 365 | 11.0222 | 11
66363 | 7.68 | 1 | 2019-12-31 | 2020-12-31 | 365 | 8.9815 | 8
66285 | 5.52 | 1 | 2019-12-31 | 2020-12-31 | 365 | 6.4554 | 6
66358 | 7.92 | 1 | 2019-12-31 | 2020-12-31 | 365 | 9.2621 | 9
66377 | 9.92 | 0.8 | 2019-12-31 | 2020-12-31 | 365 | 9.2808 | 9
66283 | 4.485 | 1 | 2019-12-31 | 2020-12-31 | 365 | 5.245 | 5
66398 | 7.8 | 0.8 | 2019-12-31 | 2020-12-31 | 365 | 7.2974 | 7
70374 | 10.56 | 0.8 | 2019-12-31 | 2020-12-31 | 365 | 9.8796 | 9
66282 | 10.8 | 1 | 2019-12-31 | 2020-12-31 | 365 | 12.6302 | 12
73641 | 11.56 | 0.8 | 2019-12-31 | 2020-12-31 | 365 | 10.8152 | 10
73645 | 9.66 | 0.8 | 2019-12-31 | 2020-12-31 | 365 | 9.0376 | 9
73880 | 7.82 | 0.8 | 2019-12-31 | 2020-12-31 | 365 | 7.3161 | 7
74459 | 5.44 | 0.8 | 2019-12-31 | 2020-12-31 | 365 | 5.0895 | 5
76274 | 10.92 | 0.8 | 2019-12-31 | 2020-12-31 | 365 | 10.2164 | 10
76278 | 9.9 | 0.8 | 2019-12-31 | 2020-12-31 | 365 | 9.2621 | 9
76484 | 10.88 | 0.8 | 2019-12-31 | 2020-12-31 | 365 | 10.179 | 10
79628 | 8.1 | 0.8 | 2019-12-31 | 2020-12-31 | 365 | 7.5781 | 7
80429 | 4.96 | 0.8 | 2019-12-31 | 2020-12-31 | 365 | 4.6404 | 4
80447 | 7.5 | 0.8 | 2019-12-31 | 2020-12-31 | 365 | 7.0168 | 7
80451 | 12 | 0.8 | 2019-12-31 | 2020-12-31 | 365 | 11.2268 | 11
80229 | 11.9 | 0.8 | 2019-12-31 | 2020-12-31 | 365 | 11.1333 | 11
80241 | 3.795 | 0.8 | 2019-12-31 | 2020-12-31 | 365 | 3.5505 | 3
80926 | 9.99 | 0.8 | 2019-12-31 | 2020-12-31 | 365 | 9.3463 | 9
80933 | 9.1 | 0.8 | 2019-12-31 | 2020-12-31 | 365 | 8.5137 | 8
80939 | 6.9 | 0.8 | 2019-12-31 | 2020-12-31 | 365 | 6.4554 | 6
80944 | 10.36 | 0.8 | 2019-12-31 | 2020-12-31 | 365 | 9.6925 | 9
81856 | 7 | 0.8 | 2019-12-31 | 2020-12-31 | 365 | 6.549 | 6
81915 | 8.37 | 0.8 | 2019-12-31 | 2020-12-31 | 365 | 7.8307 | 7
83494 | 11.84 | 0.8 | 2019-12-31 | 2020-12-31 | 365 | 11.0771 | 11
83760 | 13.33 | 0.8 | 2019-12-31 | 2020-12-31 | 365 | 12.4711 | 12
84060 | 26.6 | 0.6 | 2019-12-31 | 2020-12-31 | 365 | 18.6646 | 18
84346 | 8.4 | 0.8 | 2019-12-31 | 2020-12-31 | 365 | 7.8588 | 7
82689 | 19.365 | 0.8 | 2019-12-31 | 2020-12-31 | 365 | 18.1173 | 18
87533 | 10.8 | 0.8 | 2019-12-31 | 2020-12-31 | 365 | 10.1041 | 10
89106 | 7.75 | 0.8 | 2019-12-31 | 2020-12-31 | 365 | 7.2507 | 7
91397 | 11.47 | 0.8 | 2019-12-31 | 2020-12-31 | 365 | 10.731 | 10
92215 | 10.8 | 1 | 2019-12-31 | 2020-12-31 | 365 | 12.6302 | 12
877 | 9.156 | 1 | 2019-12-31 | 2020-12-31 | 365 | 10.7076 | 10
3474 | 2.943 | 1 | 2019-12-31 | 2020-12-31 | 365 | 3.4417 | 3
3477 | 7.194 | 1 | 2019-12-31 | 2020-12-31 | 365 | 8.4131 | 8
878 | 10.464 | 1 | 2019-12-31 | 2020-12-31 | 365 | 12.2372 | 12
879 | 11.772 | 1 | 2019-12-31 | 2020-12-31 | 365 | 13.7669 | 13
880 | 10.725 | 1 | 2019-12-31 | 2020-12-31 | 365 | 12.5425 | 12
672 | 14.715 | 1 | 2019-12-31 | 2020-12-31 | 365 | 17.2086 | 17
4065 | 9.075 | 1 | 2019-12-31 | 2020-12-31 | 365 | 10.6128 | 10
883 | 11.04 | 1 | 2019-12-31 | 2020-12-31 | 365 | 12.9108 | 12
884 | 5.886 | 1 | 2019-12-31 | 2020-12-31 | 365 | 6.8834 | 6
882 | 12.099 | 1 | 2019-12-31 | 2020-12-31 | 365 | 14.1493 | 14
881 | 6.54 | 1 | 2019-12-31 | 2020-12-31 | 365 | 7.6483 | 7
3471 | 10.791 | 1 | 2019-12-31 | 2020-12-31 | 365 | 12.6196 | 12
3472 | 4.251 | 1 | 2019-12-31 | 2020-12-31 | 365 | 4.9714 | 4
1667 | 5.886 | 1 | 2019-12-31 | 2020-12-31 | 365 | 6.8834 | 6
1674 | 4.75 | 1 | 2019-12-31 | 2020-12-31 | 365 | 5.5549 | 5
3467 | 9.483 | 1 | 2019-12-31 | 2020-12-31 | 365 | 11.09 | 11
16661 | 3.25 | 1 | 2019-12-31 | 2020-12-31 | 365 | 3.8007 | 3
3473 | 7.848 | 1 | 2019-12-31 | 2020-12-31 | 365 | 9.1779 | 9
3476 | 5.639 | 1 | 2019-12-31 | 2020-12-31 | 365 | 6.5946 | 6
3475 | 6.54 | 1 | 2019-12-31 | 2020-12-31 | 365 | 7.6483 | 7
4938 | 11.772 | 1 | 2019-12-31 | 2020-12-31 | 365 | 13.7669 | 13
6639 | 12.099 | 1 | 2019-12-31 | 2020-12-31 | 365 | 14.1493 | 14
6640 | 10.464 | 1 | 2019-12-31 | 2020-12-31 | 365 | 12.2372 | 12
6636 | 14.061 | 1 | 2019-12-31 | 2020-12-31 | 365 | 16.4438 | 16
6635 | 12.6 | 1 | 2019-12-31 | 2020-12-31 | 365 | 14.7352 | 14
6642 | 6.54 | 1 | 2019-12-31 | 2020-12-31 | 365 | 7.6483 | 7
6637 | 8.502 | 1 | 2019-12-31 | 2020-12-31 | 365 | 9.9427 | 9
6643 | 13.08 | 1 | 2019-12-31 | 2020-12-31 | 365 | 15.2965 | 15
6638 | 11.772 | 1 | 2019-12-31 | 2020-12-31 | 365 | 13.7669 | 13
6641 | 6.54 | 1 | 2019-12-31 | 2020-12-31 | 365 | 7.6483 | 7
9831 | 3.57 | 1 | 2019-12-31 | 2020-12-31 | 365 | 4.175 | 4
11483 | 13.44 | 1 | 2019-12-31 | 2020-12-31 | 365 | 15.7175 | 15
11485 | 8.829 | 1 | 2019-12-31 | 2020-12-31 | 365 | 10.3252 | 10
12404 | 5.886 | 1 | 2019-12-31 | 2020-12-31 | 365 | 6.8834 | 6
11484 | 9.156 | 1 | 2019-12-31 | 2020-12-31 | 365 | 10.7076 | 10
11488 | 6.7 | 1 | 2019-12-31 | 2020-12-31 | 365 | 7.8354 | 7
11487 | 12.395 | 1 | 2019-12-31 | 2020-12-31 | 365 | 14.4955 | 14
11486 | 12.753 | 1 | 2019-12-31 | 2020-12-31 | 365 | 14.9141 | 14
12403 | 12.099 | 1 | 2019-12-31 | 2020-12-31 | 365 | 14.1493 | 14
12402 | 9.156 | 1 | 2019-12-31 | 2020-12-31 | 365 | 10.7076 | 10
12406 | 9.315 | 1 | 2019-12-31 | 2020-12-31 | 365 | 10.8935 | 10
12401 | 7.521 | 1 | 2019-12-31 | 2020-12-31 | 365 | 8.7955 | 8
4846 | 73.255 | 0.9 | 2019-12-31 | 2020-12-31 | 365 | 77.1019 | 77
15354 | 11.118 | 1 | 2019-12-31 | 2020-12-31 | 365 | 13.0021 | 13
15353 | 8.829 | 1 | 2019-12-31 | 2020-12-31 | 365 | 10.3252 | 10
6644 | 20.601 | 1 | 2019-12-31 | 2020-12-31 | 365 | 24.092 | 24
11540 | 3 | 1 | 2019-12-31 | 2020-12-31 | 365 | 3.5084 | 3
11496 | 9.81 | 1 | 2019-12-31 | 2020-12-31 | 365 | 11.4724 | 11
12390 | 16.677 | 1 | 2019-12-31 | 2020-12-31 | 365 | 19.5031 | 19
15357 | 12.42 | 1 | 2019-12-31 | 2020-12-31 | 365 | 14.5247 | 14
12408 | 6.867 | 1 | 2019-12-31 | 2020-12-31 | 365 | 8.0307 | 8
15356 | 18.639 | 1 | 2019-12-31 | 2020-12-31 | 365 | 21.7976 | 21
19932 | 5.886 | 1 | 2019-12-31 | 2020-12-31 | 365 | 6.8834 | 6
19926 | 5.886 | 1 | 2019-12-31 | 2020-12-31 | 365 | 6.8834 | 6
19899 | 16.75 | 1 | 2019-12-31 | 2020-12-31 | 365 | 19.5885 | 19
21099 | 6.9 | 1 | 2019-12-31 | 2020-12-31 | 365 | 8.0693 | 8
23902 | 3.38 | 1 | 2019-12-31 | 2020-12-31 | 365 | 3.9528 | 3
21922 | 10 | 1 | 2019-12-31 | 2020-12-31 | 365 | 11.6946 | 11
21091 | 11 | 1 | 2019-12-31 | 2020-12-31 | 365 | 12.8641 | 12
23533 | 5.5 | 1 | 2019-12-31 | 2020-12-31 | 365 | 6.432 | 6
23888 | 9 | 1 | 2019-12-31 | 2020-12-31 | 365 | 10.5251 | 10
23891 | 9 | 1 | 2019-12-31 | 2020-12-31 | 365 | 10.5251 | 10
23423 | 6.5 | 1 | 2019-12-31 | 2020-12-31 | 365 | 7.6015 | 7
24450 | 9 | 1 | 2019-12-31 | 2020-12-31 | 365 | 10.5251 | 10
26516 | 9 | 1 | 2019-12-31 | 2020-12-31 | 365 | 10.5251 | 10
26459 | 14.835 | 1 | 2019-12-31 | 2020-12-31 | 365 | 17.3489 | 17
26498 | 10.5 | 1 | 2019-12-31 | 2020-12-31 | 365 | 12.2793 | 12
26526 | 7 | 1 | 2019-12-31 | 2020-12-31 | 365 | 8.1862 | 8
21104 | 10 | 1 | 2019-12-31 | 2020-12-31 | 365 | 11.6946 | 11
26485 | 9.75 | 1 | 2019-12-31 | 2020-12-31 | 365 | 11.4022 | 11
27001 | 7 | 1 | 2019-12-31 | 2020-12-31 | 365 | 8.1862 | 8
35748 | 14.388 | 1 | 2019-12-31 | 2020-12-31 | 365 | 16.8262 | 16
35742 | 5.25 | 1 | 2019-12-31 | 2020-12-31 | 365 | 6.1397 | 6
35752 | 9.75 | 1 | 2019-12-31 | 2020-12-31 | 365 | 11.4022 | 11
35773 | 5 | 1 | 2019-12-31 | 2020-12-31 | 365 | 5.8473 | 5
35781 | 15.95 | 1 | 2019-12-31 | 2020-12-31 | 365 | 18.6529 | 18
35762 | 15 | 1 | 2019-12-31 | 2020-12-31 | 365 | 17.5419 | 17
35784 | 15.95 | 1 | 2019-12-31 | 2020-12-31 | 365 | 18.6529 | 18
35743 | 5.75 | 1 | 2019-12-31 | 2020-12-31 | 365 | 6.7244 | 6
35750 | 22 | 1 | 2019-12-31 | 2020-12-31 | 365 | 25.7281 | 25
35747 | 9 | 1 | 2019-12-31 | 2020-12-31 | 365 | 10.5251 | 10
35739 | 22 | 1 | 2019-12-31 | 2020-12-31 | 365 | 25.7281 | 25
35735 | 18.425 | 1 | 2019-12-31 | 2020-12-31 | 365 | 21.5473 | 21
35741 | 12 | 1 | 2019-12-31 | 2020-12-31 | 365 | 14.0335 | 14
27254 | 24.77 | 1 | 2019-12-31 | 2020-12-31 | 365 | 28.9675 | 28
36923 | 7.54 | 1 | 2019-12-31 | 2020-12-31 | 365 | 8.8177 | 8
52814 | 32.25 | 0.9 | 2019-12-31 | 2020-12-31 | 365 | 33.9436 | 33
35758 | 9.25 | 1 | 2019-12-31 | 2020-12-31 | 365 | 10.8175 | 10
35761 | 10 | 1 | 2019-12-31 | 2020-12-31 | 365 | 11.6946 | 11
35765 | 10.14 | 1 | 2019-12-31 | 2020-12-31 | 365 | 11.8583 | 11
35757 | 14.271 | 1 | 2019-12-31 | 2020-12-31 | 365 | 16.6894 | 16
35756 | 14 | 1 | 2019-12-31 | 2020-12-31 | 365 | 16.3724 | 16
35753 | 11 | 1 | 2019-12-31 | 2020-12-31 | 365 | 12.8641 | 12
35838 | 8.829 | 1 | 2019-12-31 | 2020-12-31 | 365 | 10.3252 | 10
35760 | 9.156 | 1 | 2019-12-31 | 2020-12-31 | 365 | 10.7076 | 10
35771 | 8.25 | 1 | 2019-12-31 | 2020-12-31 | 365 | 9.648 | 9
35737 | 7.5 | 1 | 2019-12-31 | 2020-12-31 | 365 | 8.7709 | 8
41596 | 15.696 | 1 | 2019-12-31 | 2020-12-31 | 365 | 18.3558 | 18
44549 | 9.25 | 1 | 2019-12-31 | 2020-12-31 | 365 | 10.8175 | 10
35775 | 6 | 1 | 2019-12-31 | 2020-12-31 | 365 | 7.0168 | 7
35774 | 9.25 | 1 | 2019-12-31 | 2020-12-31 | 365 | 10.8175 | 10
35842 | 10.137 | 1 | 2019-12-31 | 2020-12-31 | 365 | 11.8548 | 11
37291 | 25 | 1 | 2019-12-31 | 2020-12-31 | 365 | 29.2365 | 29
51974 | 7 | 1 | 2019-12-31 | 2020-12-31 | 365 | 8.1862 | 8
47272 | 9.75 | 1 | 2019-12-31 | 2020-12-31 | 365 | 11.4022 | 11
35839 | 10.75 | 1 | 2019-12-31 | 2020-12-31 | 365 | 12.5717 | 12
42413 | 9.41 | 1 | 2019-12-31 | 2020-12-31 | 365 | 11.0046 | 11
48966 | 10.5 | 1 | 2019-12-31 | 2020-12-31 | 365 | 12.2793 | 12
35768 | 18.966 | 1 | 2019-12-31 | 2020-12-31 | 365 | 22.18 | 22
47574 | 5.25 | 1 | 2019-12-31 | 2020-12-31 | 365 | 6.1397 | 6
45245 | 6 | 1 | 2019-12-31 | 2020-12-31 | 365 | 7.0168 | 7
47793 | 8.75 | 1 | 2019-12-31 | 2020-12-31 | 365 | 10.2328 | 10
35848 | 14.07 | 1 | 2019-12-31 | 2020-12-31 | 365 | 16.4543 | 16
37270 | 14.388 | 1 | 2019-12-31 | 2020-12-31 | 365 | 16.8262 | 16
48045 | 5 | 1 | 2019-12-31 | 2020-12-31 | 365 | 5.8473 | 5
50177 | 6.9 | 1 | 2019-12-31 | 2020-12-31 | 365 | 8.0693 | 8
48026 | 6 | 1 | 2019-12-31 | 2020-12-31 | 365 | 7.0168 | 7
53263 | 10.464 | 1 | 2019-12-31 | 2020-12-31 | 365 | 12.2372 | 12
58833 | 9.6 | 1 | 2019-12-31 | 2020-12-31 | 365 | 11.2268 | 11
47731 | 5 | 1 | 2019-12-31 | 2020-12-31 | 365 | 5.8473 | 5
47582 | 10.137 | 1 | 2019-12-31 | 2020-12-31 | 365 | 11.8548 | 11
48976 | 13.08 | 1 | 2019-12-31 | 2020-12-31 | 365 | 15.2965 | 15
54144 | 13.08 | 1 | 2019-12-31 | 2020-12-31 | 365 | 15.2965 | 15
58622 | 12.753 | 1 | 2019-12-31 | 2020-12-31 | 365 | 14.9141 | 14
58620 | 11.04 | 1 | 2019-12-31 | 2020-12-31 | 365 | 12.9108 | 12
52902 | 6.9 | 1 | 2019-12-31 | 2020-12-31 | 365 | 8.0693 | 8
54514 | 182.865 | 0.9 | 2019-12-31 | 2020-12-31 | 365 | 192.468 | 192
54512 | 234.58 | 0.9 | 2019-12-31 | 2020-12-31 | 365 | 246.8987 | 246
62072 | 6.625 | 1 | 2019-12-31 | 2020-12-31 | 365 | 7.7477 | 7
42344 | 9 | 1 | 2019-12-31 | 2020-12-31 | 365 | 10.5251 | 10
45068 | 9 | 1 | 2019-12-31 | 2020-12-31 | 365 | 10.5251 | 10
35801 | 30.45 | 0.9 | 2019-12-31 | 2020-12-31 | 365 | 32.0491 | 32
43249 | 384.8 | 0.9 | 2019-12-31 | 2020-12-31 | 365 | 405.0074 | 405
65154 | 13.08 | 1 | 2019-12-31 | 2020-12-31 | 365 | 15.2965 | 15
58635 | 9.315 | 1 | 2019-12-31 | 2020-12-31 | 365 | 10.8935 | 10
53954 | 64.89 | 0.9 | 2019-12-31 | 2020-12-31 | 365 | 68.2976 | 68
62154 | 14.061 | 1 | 2019-12-31 | 2020-12-31 | 365 | 16.4438 | 16
45091 | 34.8 | 0.9 | 2019-12-31 | 2020-12-31 | 365 | 36.6275 | 36
66586 | 11.772 | 0.8 | 2019-12-31 | 2020-12-31 | 365 | 11.0135 | 11
68856 | 9.81 | 0.8 | 2019-12-31 | 2020-12-31 | 365 | 9.1779 | 9
68871 | 8.12 | 0.8 | 2019-12-31 | 2020-12-31 | 365 | 7.5968 | 7
73136 | 6.08 | 0.8 | 2019-12-31 | 2020-12-31 | 365 | 5.6883 | 5
68862 | 10.08 | 0.8 | 2019-12-31 | 2020-12-31 | 365 | 9.4305 | 9
68869 | 9.9 | 0.8 | 2019-12-31 | 2020-12-31 | 365 | 9.2621 | 9
73145 | 2.75 | 0.8 | 2019-12-31 | 2020-12-31 | 365 | 2.5728 | 2
66585 | 25 | 0.8 | 2019-12-31 | 2020-12-31 | 365 | 23.3892 | 23
58636 | 10.35 | 0.8 | 2019-12-31 | 2020-12-31 | 365 | 9.6831 | 9
59880 | 6.54 | 0.8 | 2019-12-31 | 2020-12-31 | 365 | 6.1186 | 6
76731 | 8.1 | 0.8 | 2019-12-31 | 2020-12-31 | 365 | 7.5781 | 7
76732 | 9.715 | 0.8 | 2019-12-31 | 2020-12-31 | 365 | 9.089 | 9
76751 | 16.35 | 0.8 | 2019-12-31 | 2020-12-31 | 365 | 15.2965 | 15
76754 | 9.81 | 0.8 | 2019-12-31 | 2020-12-31 | 365 | 9.1779 | 9
76756 | 10.137 | 0.8 | 2019-12-31 | 2020-12-31 | 365 | 9.4839 | 9
76757 | 13.455 | 0.8 | 2019-12-31 | 2020-12-31 | 365 | 12.5881 | 12
76755 | 16.023 | 0.8 | 2019-12-31 | 2020-12-31 | 365 | 14.9906 | 14
76758 | 8.71 | 0.8 | 2019-12-31 | 2020-12-31 | 365 | 8.1488 | 8
76761 | 7.2 | 0.8 | 2019-12-31 | 2020-12-31 | 365 | 6.7361 | 6
76752 | 5.232 | 0.8 | 2019-12-31 | 2020-12-31 | 365 | 4.8949 | 4
76759 | 14.388 | 0.8 | 2019-12-31 | 2020-12-31 | 365 | 13.461 | 13
76768 | 7.848 | 0.8 | 2019-12-31 | 2020-12-31 | 365 | 7.3423 | 7
76771 | 9.715 | 0.8 | 2019-12-31 | 2020-12-31 | 365 | 9.089 | 9
80056 | 7.521 | 0.8 | 2019-12-31 | 2020-12-31 | 365 | 7.0364 | 7
80058 | 13.08 | 0.8 | 2019-12-31 | 2020-12-31 | 365 | 12.2372 | 12
80060 | 10.464 | 0.8 | 2019-12-31 | 2020-12-31 | 365 | 9.7898 | 9
80061 | 7.194 | 0.8 | 2019-12-31 | 2020-12-31 | 365 | 6.7305 | 6
80065 | 5.76 | 0.8 | 2019-12-31 | 2020-12-31 | 365 | 5.3889 | 5
80066 | 5.232 | 0.8 | 2019-12-31 | 2020-12-31 | 365 | 4.8949 | 4
80062 | 7.194 | 0.8 | 2019-12-31 | 2020-12-31 | 365 | 6.7305 | 6
76769 | 10.464 | 0.8 | 2019-12-31 | 2020-12-31 | 365 | 9.7898 | 9
76765 | 8.829 | 0.8 | 2019-12-31 | 2020-12-31 | 365 | 8.2601 | 8
76766 | 9.156 | 0.8 | 2019-12-31 | 2020-12-31 | 365 | 8.5661 | 8
76763 | 7.92 | 0.8 | 2019-12-31 | 2020-12-31 | 365 | 7.4097 | 7
80064 | 10.137 | 0.8 | 2019-12-31 | 2020-12-31 | 365 | 9.4839 | 9
76764 | 5.886 | 0.8 | 2019-12-31 | 2020-12-31 | 365 | 5.5068 | 5
80121 | 11.52 | 0.8 | 2019-12-31 | 2020-12-31 | 365 | 10.7777 | 10
76762 | 20.88 | 0.8 | 2019-12-31 | 2020-12-31 | 365 | 19.5347 | 19
80067 | 6.12 | 0.8 | 2019-12-31 | 2020-12-31 | 365 | 5.7257 | 5
80059 | 14.061 | 0.8 | 2019-12-31 | 2020-12-31 | 365 | 13.155 | 13
80057 | 13.08 | 0.8 | 2019-12-31 | 2020-12-31 | 365 | 12.2372 | 12
80514 | 7.8 | 0.8 | 2019-12-31 | 2020-12-31 | 365 | 7.2974 | 7
49776 | 13.08 | 0.8 | 2019-12-31 | 2020-12-31 | 365 | 12.2372 | 12
82930 | 13.407 | 0.8 | 2019-12-31 | 2020-12-31 | 365 | 12.5432 | 12
82934 | 9.81 | 0.8 | 2019-12-31 | 2020-12-31 | 365 | 9.1779 | 9
82940 | 10.791 | 0.8 | 2019-12-31 | 2020-12-31 | 365 | 10.0957 | 10
82968 | 8.175 | 0.8 | 2019-12-31 | 2020-12-31 | 365 | 7.6483 | 7
82969 | 8.04 | 0.8 | 2019-12-31 | 2020-12-31 | 365 | 7.522 | 7
82970 | 7.194 | 0.8 | 2019-12-31 | 2020-12-31 | 365 | 6.7305 | 6
82971 | 12.6 | 0.8 | 2019-12-31 | 2020-12-31 | 365 | 11.7882 | 11
82972 | 7.194 | 0.8 | 2019-12-31 | 2020-12-31 | 365 | 6.7305 | 6
82973 | 7.56 | 0.8 | 2019-12-31 | 2020-12-31 | 365 | 7.0729 | 7
82974 | 10.05 | 0.8 | 2019-12-31 | 2020-12-31 | 365 | 9.4025 | 9
82975 | 8.502 | 0.8 | 2019-12-31 | 2020-12-31 | 365 | 7.9542 | 7
82976 | 10.137 | 0.8 | 2019-12-31 | 2020-12-31 | 365 | 9.4839 | 9
82979 | 11.445 | 0.8 | 2019-12-31 | 2020-12-31 | 365 | 10.7076 | 10
82997 | 9.81 | 0.8 | 2019-12-31 | 2020-12-31 | 365 | 9.1779 | 9
83007 | 10.08 | 0.8 | 2019-12-31 | 2020-12-31 | 365 | 9.4305 | 9
83010 | 8.502 | 0.8 | 2019-12-31 | 2020-12-31 | 365 | 7.9542 | 7
83038 | 3.924 | 0.8 | 2019-12-31 | 2020-12-31 | 365 | 3.6712 | 3
83039 | 11.16 | 0.8 | 2019-12-31 | 2020-12-31 | 365 | 10.4409 | 10
82977 | 6.867 | 0.8 | 2019-12-31 | 2020-12-31 | 365 | 6.4245 | 6
80529 | 24.6 | 0.8 | 2019-12-31 | 2020-12-31 | 365 | 23.015 | 23
82948 | 10.385 | 0.8 | 2019-12-31 | 2020-12-31 | 365 | 9.7159 | 9
83766 | 13.734 | 0.8 | 2019-12-31 | 2020-12-31 | 365 | 12.8491 | 12
82952 | 12.96 | 0.8 | 2019-12-31 | 2020-12-31 | 365 | 12.125 | 12
83770 | 15.37 | 0.8 | 2019-12-31 | 2020-12-31 | 365 | 14.3797 | 14
84008 | 14.715 | 0.8 | 2019-12-31 | 2020-12-31 | 365 | 13.7669 | 13
84497 | 6.867 | 0.8 | 2019-12-31 | 2020-12-31 | 365 | 6.4245 | 6
84494 | 10.137 | 0.8 | 2019-12-31 | 2020-12-31 | 365 | 9.4839 | 9
84503 | 6.54 | 0.8 | 2019-12-31 | 2020-12-31 | 365 | 6.1186 | 6
84500 | 6.48 | 0.8 | 2019-12-31 | 2020-12-31 | 365 | 6.0625 | 6
84518 | 9.81 | 0.8 | 2019-12-31 | 2020-12-31 | 365 | 9.1779 | 9
84495 | 9.156 | 0.8 | 2019-12-31 | 2020-12-31 | 365 | 8.5661 | 8
84504 | 10.137 | 0.8 | 2019-12-31 | 2020-12-31 | 365 | 9.4839 | 9
84490 | 8.502 | 0.8 | 2019-12-31 | 2020-12-31 | 365 | 7.9542 | 7
84498 | 10.137 | 0.8 | 2019-12-31 | 2020-12-31 | 365 | 9.4839 | 9
84519 | 11.254 | 0.8 | 2019-12-31 | 2020-12-31 | 365 | 10.5289 | 10
84520 | 5.886 | 0.8 | 2019-12-31 | 2020-12-31 | 365 | 5.5068 | 5
84521 | 24.2 | 0.8 | 2019-12-31 | 2020-12-31 | 365 | 22.6407 | 22
84501 | 13.734 | 0.8 | 2019-12-31 | 2020-12-31 | 365 | 12.8491 | 12
84516 | 8.75 | 0.8 | 2019-12-31 | 2020-12-31 | 365 | 8.1862 | 8
84522 | 6.7 | 0.8 | 2019-12-31 | 2020-12-31 | 365 | 6.2683 | 6
84526 | 9.81 | 0.8 | 2019-12-31 | 2020-12-31 | 365 | 9.1779 | 9
84517 | 10.5 | 0.8 | 2019-12-31 | 2020-12-31 | 365 | 9.8235 | 9
85580 | 10.137 | 0.8 | 2019-12-31 | 2020-12-31 | 365 | 9.4839 | 9
85578 | 9.986 | 0.8 | 2019-12-31 | 2020-12-31 | 365 | 9.3426 | 9
85574 | 11.8 | 0.8 | 2019-12-31 | 2020-12-31 | 365 | 11.0397 | 11
85571 | 7 | 0.8 | 2019-12-31 | 2020-12-31 | 365 | 6.549 | 6
85561 | 12.395 | 0.8 | 2019-12-31 | 2020-12-31 | 365 | 11.5964 | 11
85559 | 8.175 | 0.8 | 2019-12-31 | 2020-12-31 | 365 | 7.6483 | 7
85575 | 9.81 | 0.8 | 2019-12-31 | 2020-12-31 | 365 | 9.1779 | 9
86246 | 10.137 | 0.8 | 2019-12-31 | 2020-12-31 | 365 | 9.4839 | 9
85560 | 7.194 | 0.8 | 2019-12-31 | 2020-12-31 | 365 | 6.7305 | 6
86366 | 11.772 | 0.8 | 2019-12-31 | 2020-12-31 | 365 | 11.0135 | 11
85558 | 9.483 | 0.8 | 2019-12-31 | 2020-12-31 | 365 | 8.872 | 8
85564 | 10.05 | 0.8 | 2019-12-31 | 2020-12-31 | 365 | 9.4025 | 9
86413 | 10.137 | 0.8 | 2019-12-31 | 2020-12-31 | 365 | 9.4839 | 9
86904 | 10.137 | 0.8 | 2019-12-31 | 2020-12-31 | 365 | 9.4839 | 9
86960 | 5.886 | 0.8 | 2019-12-31 | 2020-12-31 | 365 | 5.5068 | 5
86999 | 9.156 | 0.8 | 2019-12-31 | 2020-12-31 | 365 | 8.5661 | 8
86907 | 6.213 | 0.8 | 2019-12-31 | 2020-12-31 | 365 | 5.8127 | 5
85563 | 7.194 | 0.8 | 2019-12-31 | 2020-12-31 | 365 | 6.7305 | 6
87133 | 10.15 | 0.8 | 2019-12-31 | 2020-12-31 | 365 | 9.496 | 9
87134 | 11.445 | 0.8 | 2019-12-31 | 2020-12-31 | 365 | 10.7076 | 10
88116 | 8.64 | 0.8 | 2019-12-31 | 2020-12-31 | 365 | 8.0833 | 8
86151 | 9.81 | 0.8 | 2019-12-31 | 2020-12-31 | 365 | 9.1779 | 9
87004 | 8.58 | 0.8 | 2019-12-31 | 2020-12-31 | 365 | 8.0272 | 8
88031 | 10.137 | 0.8 | 2019-12-31 | 2020-12-31 | 365 | 9.4839 | 9
87135 | 13.734 | 0.8 | 2019-12-31 | 2020-12-31 | 365 | 12.8491 | 12
88100 | 6.54 | 0.8 | 2019-12-31 | 2020-12-31 | 365 | 6.1186 | 6
88106 | 12.48 | 0.8 | 2019-12-31 | 2020-12-31 | 365 | 11.6759 | 11
88114 | 6.54 | 0.8 | 2019-12-31 | 2020-12-31 | 365 | 6.1186 | 6
88209 | 3.924 | 0.8 | 2019-12-31 | 2020-12-31 | 365 | 3.6712 | 3
88104 | 12.16 | 0.8 | 2019-12-31 | 2020-12-31 | 365 | 11.3765 | 11
88109 | 9.81 | 0.8 | 2019-12-31 | 2020-12-31 | 365 | 9.1779 | 9
88121 | 10.137 | 0.8 | 2019-12-31 | 2020-12-31 | 365 | 9.4839 | 9
88125 | 7.194 | 0.8 | 2019-12-31 | 2020-12-31 | 365 | 6.7305 | 6
88126 | 6.54 | 0.8 | 2019-12-31 | 2020-12-31 | 365 | 6.1186 | 6
88034 | 12.426 | 0.8 | 2019-12-31 | 2020-12-31 | 365 | 11.6254 | 11
88101 | 5.886 | 0.8 | 2019-12-31 | 2020-12-31 | 365 | 5.5068 | 5
88032 | 17.985 | 0.8 | 2019-12-31 | 2020-12-31 | 365 | 16.8262 | 16
89694 | 9.81 | 0.8 | 2019-12-31 | 2020-12-31 | 365 | 9.1779 | 9
90076 | 4.578 | 0.8 | 2019-12-31 | 2020-12-31 | 365 | 4.283 | 4
90088 | 14.061 | 0.8 | 2019-12-31 | 2020-12-31 | 365 | 13.155 | 13
90082 | 10.85 | 0.8 | 2019-12-31 | 2020-12-31 | 365 | 10.1509 | 10
90077 | 9.156 | 0.8 | 2019-12-31 | 2020-12-31 | 365 | 8.5661 | 8
89975 | 6.867 | 0.8 | 2019-12-31 | 2020-12-31 | 365 | 6.4245 | 6
90075 | 4.578 | 0.8 | 2019-12-31 | 2020-12-31 | 365 | 4.283 | 4
88033 | 8.04 | 0.8 | 2019-12-31 | 2020-12-31 | 365 | 7.522 | 7
90079 | 10.137 | 0.8 | 2019-12-31 | 2020-12-31 | 365 | 9.4839 | 9
90080 | 8.58 | 0.8 | 2019-12-31 | 2020-12-31 | 365 | 8.0272 | 8
90271 | 3.575 | 0.8 | 2019-12-31 | 2020-12-31 | 365 | 3.3447 | 3
88111 | 12.426 | 0.8 | 2019-12-31 | 2020-12-31 | 365 | 11.6254 | 11
1019 | 17.08 | 1 | 2019-12-31 | 2020-12-31 | 365 | 19.9744 | 19
1517 | 253.76 | 0.9 | 2019-12-31 | 2020-12-31 | 365 | 267.086 | 267
8709 | 3.99 | 1 | 2019-12-31 | 2020-12-31 | 365 | 4.6661 | 4
1020 | 4.8 | 1 | 2019-12-31 | 2020-12-31 | 365 | 5.6134 | 5
76872 | 7.68 | 1 | 2019-12-31 | 2020-12-31 | 365 | 8.9815 | 8
5360 | 4.86 | 1 | 2019-12-31 | 2020-12-31 | 365 | 5.6836 | 5
10360 | 8.91 | 1 | 2019-12-31 | 2020-12-31 | 365 | 10.4199 | 10
4195 | 9.9 | 1 | 2019-12-31 | 2020-12-31 | 365 | 11.5777 | 11
14095 | 15 | 1 | 2019-12-31 | 2020-12-31 | 365 | 17.5419 | 17
52673 | 6.67 | 1 | 2019-12-31 | 2020-12-31 | 365 | 7.8003 | 7
1022 | 6.12 | 1 | 2019-12-31 | 2020-12-31 | 365 | 7.1571 | 7
52664 | 8.28 | 1 | 2019-12-31 | 2020-12-31 | 365 | 9.6831 | 9
52672 | 11.5 | 1 | 2019-12-31 | 2020-12-31 | 365 | 13.4488 | 13
52668 | 8.28 | 1 | 2019-12-31 | 2020-12-31 | 365 | 9.6831 | 9
4151 | 8.84 | 1 | 2019-12-31 | 2020-12-31 | 365 | 10.338 | 10
52670 | 5.79 | 1 | 2019-12-31 | 2020-12-31 | 365 | 6.7712 | 6
4204 | 4.505 | 1 | 2019-12-31 | 2020-12-31 | 365 | 5.2684 | 5
3954 | 5.225 | 1 | 2019-12-31 | 2020-12-31 | 365 | 6.1104 | 6
3952 | 8.25 | 1 | 2019-12-31 | 2020-12-31 | 365 | 9.648 | 9
4208 | 6.6 | 1 | 2019-12-31 | 2020-12-31 | 365 | 7.7184 | 7
2308 | 6.6 | 1 | 2019-12-31 | 2020-12-31 | 365 | 7.7184 | 7
4207 | 5.3 | 1 | 2019-12-31 | 2020-12-31 | 365 | 6.1981 | 6
1819 | 14.85 | 1 | 2019-12-31 | 2020-12-31 | 365 | 17.3665 | 17
4149 | 3.6 | 1 | 2019-12-31 | 2020-12-31 | 365 | 4.2101 | 4
52674 | 7.26 | 1 | 2019-12-31 | 2020-12-31 | 365 | 8.4903 | 8
7661 | 11.66 | 1 | 2019-12-31 | 2020-12-31 | 365 | 13.6359 | 13
3958 | 8.68 | 1 | 2019-12-31 | 2020-12-31 | 365 | 10.1509 | 10
52671 | 6.44 | 1 | 2019-12-31 | 2020-12-31 | 365 | 7.5313 | 7
3949 | 13.52 | 1 | 2019-12-31 | 2020-12-31 | 365 | 15.8111 | 15
3956 | 4.5 | 1 | 2019-12-31 | 2020-12-31 | 365 | 5.2626 | 5
9128 | 11.6 | 1 | 2019-12-31 | 2020-12-31 | 365 | 13.5657 | 13
2307 | 9.54 | 1 | 2019-12-31 | 2020-12-31 | 365 | 11.1566 | 11
4197 | 5.4 | 1 | 2019-12-31 | 2020-12-31 | 365 | 6.3151 | 6
4420 | 6.24 | 1 | 2019-12-31 | 2020-12-31 | 365 | 7.2974 | 7
52675 | 6.28 | 1 | 2019-12-31 | 2020-12-31 | 365 | 7.3442 | 7
5361 | 7.15 | 1 | 2019-12-31 | 2020-12-31 | 365 | 8.3616 | 8
3951 | 8.1 | 1 | 2019-12-31 | 2020-12-31 | 365 | 9.4726 | 9
4202 | 9.54 | 1 | 2019-12-31 | 2020-12-31 | 365 | 11.1566 | 11
7426 | 3.575 | 1 | 2019-12-31 | 2020-12-31 | 365 | 4.1808 | 4
4212 | 9.36 | 1 | 2019-12-31 | 2020-12-31 | 365 | 10.9461 | 10
1029 | 5 | 1 | 2019-12-31 | 2020-12-31 | 365 | 5.8473 | 5
1028 | 18.72 | 1 | 2019-12-31 | 2020-12-31 | 365 | 21.8923 | 21
52660 | 7.965 | 1 | 2019-12-31 | 2020-12-31 | 365 | 9.3147 | 9
9120 | 11.56 | 1 | 2019-12-31 | 2020-12-31 | 365 | 13.519 | 13
4210 | 5.3 | 1 | 2019-12-31 | 2020-12-31 | 365 | 6.1981 | 6
81461 | 6.72 | 1 | 2019-12-31 | 2020-12-31 | 365 | 7.8588 | 7
3863 | 5.94 | 1 | 2019-12-31 | 2020-12-31 | 365 | 6.9466 | 6
10295 | 6.8 | 1 | 2019-12-31 | 2020-12-31 | 365 | 7.9523 | 7
19713 | 5.32 | 1 | 2019-12-31 | 2020-12-31 | 365 | 6.2215 | 6
5435 | 5.04 | 1 | 2019-12-31 | 2020-12-31 | 365 | 5.8941 | 5
52665 | 4.37 | 1 | 2019-12-31 | 2020-12-31 | 365 | 5.1105 | 5
4206 | 12.96 | 1 | 2019-12-31 | 2020-12-31 | 365 | 15.1562 | 15
52663 | 7.26 | 1 | 2019-12-31 | 2020-12-31 | 365 | 8.4903 | 8
14254 | 5.94 | 1 | 2019-12-31 | 2020-12-31 | 365 | 6.9466 | 6
4196 | 4.59 | 1 | 2019-12-31 | 2020-12-31 | 365 | 5.3678 | 5
4220 | 11.18 | 1 | 2019-12-31 | 2020-12-31 | 365 | 13.0746 | 13
19483 | 11.825 | 1 | 2019-12-31 | 2020-12-31 | 365 | 13.8289 | 13
52659 | 3.68 | 1 | 2019-12-31 | 2020-12-31 | 365 | 4.3036 | 4
4209 | 4.5 | 1 | 2019-12-31 | 2020-12-31 | 365 | 5.2626 | 5
10363 | 6 | 1 | 2019-12-31 | 2020-12-31 | 365 | 7.0168 | 7
18527 | 7.8 | 1 | 2019-12-31 | 2020-12-31 | 365 | 9.1218 | 9
48822 | 10.8 | 1 | 2019-12-31 | 2020-12-31 | 365 | 12.6302 | 12
14057 | 10.4 | 1 | 2019-12-31 | 2020-12-31 | 365 | 12.1624 | 12
14108 | 5.1 | 1 | 2019-12-31 | 2020-12-31 | 365 | 5.9642 | 5
43397 | 9 | 1 | 2019-12-31 | 2020-12-31 | 365 | 10.5251 | 10
14205 | 4.655 | 1 | 2019-12-31 | 2020-12-31 | 365 | 5.4438 | 5
7653 | 9.01 | 1 | 2019-12-31 | 2020-12-31 | 365 | 10.5368 | 10
2312 | 2.58 | 1 | 2019-12-31 | 2020-12-31 | 365 | 3.0172 | 3
1940 | 4.77 | 1 | 2019-12-31 | 2020-12-31 | 365 | 5.5783 | 5
1801 | 206.64 | 0.8 | 2019-12-31 | 2020-12-31 | 365 | 193.3258 | 193
26012 | 15 | 1 | 2019-12-31 | 2020-12-31 | 365 | 17.5419 | 17
5379 | 6.05 | 1 | 2019-12-31 | 2020-12-31 | 365 | 7.0752 | 7
52658 | 8.97 | 1 | 2019-12-31 | 2020-12-31 | 365 | 10.4901 | 10
5382 | 12.19 | 1 | 2019-12-31 | 2020-12-31 | 365 | 14.2557 | 14
7648 | 6.89 | 1 | 2019-12-31 | 2020-12-31 | 365 | 8.0576 | 8
12237 | 7.425 | 1 | 2019-12-31 | 2020-12-31 | 365 | 8.6832 | 8
7660 | 9.72 | 1 | 2019-12-31 | 2020-12-31 | 365 | 11.3672 | 11
9131 | 5 | 1 | 2019-12-31 | 2020-12-31 | 365 | 5.8473 | 5
12736 | 6 | 1 | 2019-12-31 | 2020-12-31 | 365 | 7.0168 | 7
10356 | 8.4 | 1 | 2019-12-31 | 2020-12-31 | 365 | 9.8235 | 9
10681 | 9.72 | 1 | 2019-12-31 | 2020-12-31 | 365 | 11.3672 | 11
19708 | 7 | 1 | 2019-12-31 | 2020-12-31 | 365 | 8.1862 | 8
5434 | 5.83 | 1 | 2019-12-31 | 2020-12-31 | 365 | 6.818 | 6
7655 | 10.08 | 1 | 2019-12-31 | 2020-12-31 | 365 | 11.7882 | 11
5391 | 7.83 | 1 | 2019-12-31 | 2020-12-31 | 365 | 9.1569 | 9
12731 | 5.4 | 1 | 2019-12-31 | 2020-12-31 | 365 | 6.3151 | 6
7675 | 7.15 | 1 | 2019-12-31 | 2020-12-31 | 365 | 8.3616 | 8
10355 | 7.425 | 1 | 2019-12-31 | 2020-12-31 | 365 | 8.6832 | 8
7669 | 10.6 | 1 | 2019-12-31 | 2020-12-31 | 365 | 12.3963 | 12
14131 | 5 | 1 | 2019-12-31 | 2020-12-31 | 365 | 5.8473 | 5
5436 | 3.64 | 1 | 2019-12-31 | 2020-12-31 | 365 | 4.2568 | 4
7657 | 9.075 | 1 | 2019-12-31 | 2020-12-31 | 365 | 10.6128 | 10
14128 | 2.97 | 1 | 2019-12-31 | 2020-12-31 | 365 | 3.4733 | 3
10852 | 5.4 | 1 | 2019-12-31 | 2020-12-31 | 365 | 6.3151 | 6
10361 | 12.42 | 1 | 2019-12-31 | 2020-12-31 | 365 | 14.5247 | 14
14105 | 11.275 | 1 | 2019-12-31 | 2020-12-31 | 365 | 13.1857 | 13
7672 | 8.91 | 1 | 2019-12-31 | 2020-12-31 | 365 | 10.4199 | 10
12288 | 9.9 | 1 | 2019-12-31 | 2020-12-31 | 365 | 11.5777 | 11
7666 | 6.89 | 1 | 2019-12-31 | 2020-12-31 | 365 | 8.0576 | 8
4213 | 6.75 | 1 | 2019-12-31 | 2020-12-31 | 365 | 7.8939 | 7
4215 | 2.145 | 1 | 2019-12-31 | 2020-12-31 | 365 | 2.5085 | 2
4218 | 8.1 | 1 | 2019-12-31 | 2020-12-31 | 365 | 9.4726 | 9
4254 | 19.2 | 1 | 2019-12-31 | 2020-12-31 | 365 | 22.4536 | 22
4256 | 19.2 | 1 | 2019-12-31 | 2020-12-31 | 365 | 22.4536 | 22
4257 | 19.2 | 1 | 2019-12-31 | 2020-12-31 | 365 | 22.4536 | 22
4224 | 11.18 | 1 | 2019-12-31 | 2020-12-31 | 365 | 13.0746 | 13
14098 | 8.8 | 1 | 2019-12-31 | 2020-12-31 | 365 | 10.2912 | 10
12732 | 4.05 | 1 | 2019-12-31 | 2020-12-31 | 365 | 4.7363 | 4
12718 | 5.4 | 1 | 2019-12-31 | 2020-12-31 | 365 | 6.3151 | 6
7432 | 10.4 | 1 | 2019-12-31 | 2020-12-31 | 365 | 12.1624 | 12
7670 | 6.875 | 1 | 2019-12-31 | 2020-12-31 | 365 | 8.04 | 8
42852 | 9.6 | 1 | 2019-12-31 | 2020-12-31 | 365 | 11.2268 | 11
7677 | 8.64 | 1 | 2019-12-31 | 2020-12-31 | 365 | 10.1041 | 10
18530 | 9.35 | 1 | 2019-12-31 | 2020-12-31 | 365 | 10.9345 | 10
36780 | 6.36 | 1 | 2019-12-31 | 2020-12-31 | 365 | 7.4378 | 7
10298 | 7.56 | 1 | 2019-12-31 | 2020-12-31 | 365 | 8.8411 | 8
7680 | 6.72 | 1 | 2019-12-31 | 2020-12-31 | 365 | 7.8588 | 7
9108 | 6.36 | 1 | 2019-12-31 | 2020-12-31 | 365 | 7.4378 | 7
7652 | 14.945 | 1 | 2019-12-31 | 2020-12-31 | 365 | 17.4776 | 17
9102 | 5.67 | 1 | 2019-12-31 | 2020-12-31 | 365 | 6.6308 | 6
19711 | 14.84 | 1 | 2019-12-31 | 2020-12-31 | 365 | 17.3548 | 17
17313 | 4.32 | 1 | 2019-12-31 | 2020-12-31 | 365 | 5.0521 | 5
12289 | 10.8 | 1 | 2019-12-31 | 2020-12-31 | 365 | 12.6302 | 12
17298 | 7.56 | 1 | 2019-12-31 | 2020-12-31 | 365 | 8.8411 | 8
12287 | 8.91 | 1 | 2019-12-31 | 2020-12-31 | 365 | 10.4199 | 10
36782 | 6.21 | 1 | 2019-12-31 | 2020-12-31 | 365 | 7.2623 | 7
10880 | 8.1 | 1 | 2019-12-31 | 2020-12-31 | 365 | 9.4726 | 9
12728 | 6.6 | 1 | 2019-12-31 | 2020-12-31 | 365 | 7.7184 | 7
12292 | 10.8 | 1 | 2019-12-31 | 2020-12-31 | 365 | 12.6302 | 12
22058 | 9.72 | 1 | 2019-12-31 | 2020-12-31 | 365 | 11.3672 | 11
2904 | 14.56 | 1 | 2019-12-31 | 2020-12-31 | 365 | 17.0273 | 17
14250 | 4.25 | 1 | 2019-12-31 | 2020-12-31 | 365 | 4.9702 | 4
9098 | 6.48 | 1 | 2019-12-31 | 2020-12-31 | 365 | 7.5781 | 7
52035 | 7.75 | 1 | 2019-12-31 | 2020-12-31 | 365 | 9.0633 | 9
42159 | 4.86 | 1 | 2019-12-31 | 2020-12-31 | 365 | 5.6836 | 5
12720 | 5.775 | 1 | 2019-12-31 | 2020-12-31 | 365 | 6.7536 | 6
12727 | 13.25 | 1 | 2019-12-31 | 2020-12-31 | 365 | 15.4953 | 15
12734 | 7.02 | 1 | 2019-12-31 | 2020-12-31 | 365 | 8.2096 | 8
16477 | 5.5 | 1 | 2019-12-31 | 2020-12-31 | 365 | 6.432 | 6
16441 | 7.75 | 1 | 2019-12-31 | 2020-12-31 | 365 | 9.0633 | 9
17315 | 5.25 | 1 | 2019-12-31 | 2020-12-31 | 365 | 6.1397 | 6
14132 | 4.42 | 1 | 2019-12-31 | 2020-12-31 | 365 | 5.169 | 5
22520 | 8.1 | 1 | 2019-12-31 | 2020-12-31 | 365 | 9.4726 | 9
16352 | 7.155 | 1 | 2019-12-31 | 2020-12-31 | 365 | 8.3675 | 8
17302 | 7.75 | 1 | 2019-12-31 | 2020-12-31 | 365 | 9.0633 | 9
26385 | 4.125 | 1 | 2019-12-31 | 2020-12-31 | 365 | 4.824 | 4
12721 | 5.5 | 1 | 2019-12-31 | 2020-12-31 | 365 | 6.432 | 6
18526 | 8.4 | 1 | 2019-12-31 | 2020-12-31 | 365 | 9.8235 | 9
14100 | 6.89 | 1 | 2019-12-31 | 2020-12-31 | 365 | 8.0576 | 8
42570 | 12.96 | 1 | 2019-12-31 | 2020-12-31 | 365 | 15.1562 | 15
16588 | 8.37 | 1 | 2019-12-31 | 2020-12-31 | 365 | 9.7884 | 9
16481 | 3.5 | 1 | 2019-12-31 | 2020-12-31 | 365 | 4.0931 | 4
16356 | 11.88 | 1 | 2019-12-31 | 2020-12-31 | 365 | 13.8932 | 13
19707 | 6.05 | 1 | 2019-12-31 | 2020-12-31 | 365 | 7.0752 | 7
4217 | 4.24 | 1 | 2019-12-31 | 2020-12-31 | 365 | 4.9585 | 4
4464 | 3 | 1 | 2019-12-31 | 2020-12-31 | 365 | 3.5084 | 3
4465 | 5.565 | 1 | 2019-12-31 | 2020-12-31 | 365 | 6.508 | 6
5437 | 12.48 | 1 | 2019-12-31 | 2020-12-31 | 365 | 14.5949 | 14
50550 | 7.56 | 1 | 2019-12-31 | 2020-12-31 | 365 | 8.8411 | 8
25056 | 6 | 1 | 2019-12-31 | 2020-12-31 | 365 | 7.0168 | 7
20880 | 6.89 | 1 | 2019-12-31 | 2020-12-31 | 365 | 8.0576 | 8
16364 | 12.42 | 1 | 2019-12-31 | 2020-12-31 | 365 | 14.5247 | 14
25075 | 8.12 | 1 | 2019-12-31 | 2020-12-31 | 365 | 9.496 | 9
32854 | 11.88 | 1 | 2019-12-31 | 2020-12-31 | 365 | 13.8932 | 13
18514 | 4.24 | 1 | 2019-12-31 | 2020-12-31 | 365 | 4.9585 | 4
16586 | 11.925 | 1 | 2019-12-31 | 2020-12-31 | 365 | 13.9458 | 13
48818 | 4.86 | 1 | 2019-12-31 | 2020-12-31 | 365 | 5.6836 | 5
12239 | 7 | 1 | 2019-12-31 | 2020-12-31 | 365 | 8.1862 | 8
14125 | 5.3 | 1 | 2019-12-31 | 2020-12-31 | 365 | 6.1981 | 6
20195 | 5.04 | 1 | 2019-12-31 | 2020-12-31 | 365 | 5.8941 | 5
25047 | 10.64 | 1 | 2019-12-31 | 2020-12-31 | 365 | 12.4431 | 12
22553 | 5.04 | 1 | 2019-12-31 | 2020-12-31 | 365 | 5.8941 | 5
16353 | 5.3 | 1 | 2019-12-31 | 2020-12-31 | 365 | 6.1981 | 6
17317 | 8.84 | 1 | 2019-12-31 | 2020-12-31 | 365 | 10.338 | 10
16581 | 6.48 | 1 | 2019-12-31 | 2020-12-31 | 365 | 7.5781 | 7
42578 | 7.42 | 1 | 2019-12-31 | 2020-12-31 | 365 | 8.6774 | 8
16361 | 5.6 | 1 | 2019-12-31 | 2020-12-31 | 365 | 6.549 | 6
17305 | 6.48 | 1 | 2019-12-31 | 2020-12-31 | 365 | 7.5781 | 7
19439 | 7.848 | 1 | 2019-12-31 | 2020-12-31 | 365 | 9.1779 | 9
17314 | 4.95 | 1 | 2019-12-31 | 2020-12-31 | 365 | 5.7888 | 5
32858 | 4.77 | 1 | 2019-12-31 | 2020-12-31 | 365 | 5.5783 | 5
7686 | 1.75 | 1 | 2019-12-31 | 2020-12-31 | 365 | 2.0466 | 2
17311 | 9 | 1 | 2019-12-31 | 2020-12-31 | 365 | 10.5251 | 10
26378 | 2.6 | 1 | 2019-12-31 | 2020-12-31 | 365 | 3.0406 | 3
48824 | 4.9 | 1 | 2019-12-31 | 2020-12-31 | 365 | 5.7304 | 5
18850 | 14.84 | 1 | 2019-12-31 | 2020-12-31 | 365 | 17.3548 | 17
17318 | 4 | 1 | 2019-12-31 | 2020-12-31 | 365 | 4.6778 | 4
52034 | 13.2 | 1 | 2019-12-31 | 2020-12-31 | 365 | 15.4369 | 15
22116 | 6.36 | 1 | 2019-12-31 | 2020-12-31 | 365 | 7.4378 | 7
45229 | 7.98 | 1 | 2019-12-31 | 2020-12-31 | 365 | 9.3323 | 9
66682 | 9.12 | 1 | 2019-12-31 | 2020-12-31 | 365 | 10.6655 | 10
4252 | 31.2 | 1 | 2019-12-31 | 2020-12-31 | 365 | 36.4872 | 36
7688 | 9.36 | 1 | 2019-12-31 | 2020-12-31 | 365 | 10.9461 | 10
48820 | 10.335 | 1 | 2019-12-31 | 2020-12-31 | 365 | 12.0864 | 12
91148 | 6.75 | 1 | 2019-12-31 | 2020-12-31 | 365 | 7.8939 | 7
17306 | 10.64 | 1 | 2019-12-31 | 2020-12-31 | 365 | 12.4431 | 12
22028 | 9.54 | 1 | 2019-12-31 | 2020-12-31 | 365 | 11.1566 | 11
18515 | 9.01 | 1 | 2019-12-31 | 2020-12-31 | 365 | 10.5368 | 10
32864 | 7.2 | 1 | 2019-12-31 | 2020-12-31 | 365 | 8.4201 | 8
20032 | 3.85 | 1 | 2019-12-31 | 2020-12-31 | 365 | 4.5024 | 4
57512 | 6.25 | 1 | 2019-12-31 | 2020-12-31 | 365 | 7.3091 | 7
10199 | 50 | 0.9 | 2019-12-31 | 2020-12-31 | 365 | 52.6257 | 52
12684 | 8.75 | 1 | 2019-12-31 | 2020-12-31 | 365 | 10.2328 | 10
14159 | 4.5 | 1 | 2019-12-31 | 2020-12-31 | 365 | 5.2626 | 5
12294 | 6.16 | 1 | 2019-12-31 | 2020-12-31 | 365 | 7.2039 | 7
10683 | 12.753 | 1 | 2019-12-31 | 2020-12-31 | 365 | 14.9141 | 14
14153 | 13.44 | 1 | 2019-12-31 | 2020-12-31 | 365 | 15.7175 | 15
12696 | 4.94 | 1 | 2019-12-31 | 2020-12-31 | 365 | 5.7771 | 5
12678 | 6.89 | 1 | 2019-12-31 | 2020-12-31 | 365 | 8.0576 | 8
12673 | 66 | 0.9 | 2019-12-31 | 2020-12-31 | 365 | 69.4659 | 69
14199 | 4.25 | 1 | 2019-12-31 | 2020-12-31 | 365 | 4.9702 | 4
14189 | 8.4 | 1 | 2019-12-31 | 2020-12-31 | 365 | 9.8235 | 9
14164 | 9 | 1 | 2019-12-31 | 2020-12-31 | 365 | 10.5251 | 10
16302 | 8 | 1 | 2019-12-31 | 2020-12-31 | 365 | 9.3557 | 9
16311 | 5.2 | 1 | 2019-12-31 | 2020-12-31 | 365 | 6.0812 | 6
16557 | 3 | 1 | 2019-12-31 | 2020-12-31 | 365 | 3.5084 | 3
16556 | 9.18 | 1 | 2019-12-31 | 2020-12-31 | 365 | 10.7356 | 10
16893 | 4.41 | 1 | 2019-12-31 | 2020-12-31 | 365 | 5.1573 | 5
16889 | 11.75 | 1 | 2019-12-31 | 2020-12-31 | 365 | 13.7412 | 13
16896 | 4 | 1 | 2019-12-31 | 2020-12-31 | 365 | 4.6778 | 4
16898 | 3.5 | 1 | 2019-12-31 | 2020-12-31 | 365 | 4.0931 | 4
16899 | 5.5 | 1 | 2019-12-31 | 2020-12-31 | 365 | 6.432 | 6
16901 | 7 | 1 | 2019-12-31 | 2020-12-31 | 365 | 8.1862 | 8
17319 | 4.25 | 1 | 2019-12-31 | 2020-12-31 | 365 | 4.9702 | 4
17323 | 13 | 1 | 2019-12-31 | 2020-12-31 | 365 | 15.203 | 15
17325 | 8.75 | 1 | 2019-12-31 | 2020-12-31 | 365 | 10.2328 | 10
17328 | 8.75 | 1 | 2019-12-31 | 2020-12-31 | 365 | 10.2328 | 10
17330 | 5.25 | 1 | 2019-12-31 | 2020-12-31 | 365 | 6.1397 | 6
17333 | 6.5 | 1 | 2019-12-31 | 2020-12-31 | 365 | 7.6015 | 7
17353 | 6 | 1 | 2019-12-31 | 2020-12-31 | 365 | 7.0168 | 7
17357 | 10.26 | 1 | 2019-12-31 | 2020-12-31 | 365 | 11.9987 | 11
17359 | 4.5 | 1 | 2019-12-31 | 2020-12-31 | 365 | 5.2626 | 5
18543 | 11.115 | 1 | 2019-12-31 | 2020-12-31 | 365 | 12.9985 | 12
18546 | 9 | 1 | 2019-12-31 | 2020-12-31 | 365 | 10.5251 | 10
18798 | 5.04 | 1 | 2019-12-31 | 2020-12-31 | 365 | 5.8941 | 5
18800 | 7.56 | 1 | 2019-12-31 | 2020-12-31 | 365 | 8.8411 | 8
18802 | 5.6 | 1 | 2019-12-31 | 2020-12-31 | 365 | 6.549 | 6
18847 | 7.28 | 1 | 2019-12-31 | 2020-12-31 | 365 | 8.5137 | 8
20052 | 10 | 1 | 2019-12-31 | 2020-12-31 | 365 | 11.6946 | 11
20056 | 5.4 | 1 | 2019-12-31 | 2020-12-31 | 365 | 6.3151 | 6
17347 | 9 | 1 | 2019-12-31 | 2020-12-31 | 365 | 10.5251 | 10
18537 | 7.02 | 1 | 2019-12-31 | 2020-12-31 | 365 | 8.2096 | 8
14185 | 6.89 | 1 | 2019-12-31 | 2020-12-31 | 365 | 8.0576 | 8
12675 | 5.3 | 1 | 2019-12-31 | 2020-12-31 | 365 | 6.1981 | 6
18539 | 4.48 | 1 | 2019-12-31 | 2020-12-31 | 365 | 5.2392 | 5
17361 | 4.25 | 1 | 2019-12-31 | 2020-12-31 | 365 | 4.9702 | 4
19735 | 11.2 | 1 | 2019-12-31 | 2020-12-31 | 365 | 13.098 | 13
17335 | 4.76 | 1 | 2019-12-31 | 2020-12-31 | 365 | 5.5666 | 5
22560 | 9.8 | 1 | 2019-12-31 | 2020-12-31 | 365 | 11.4607 | 11
12689 | 9.45 | 1 | 2019-12-31 | 2020-12-31 | 365 | 11.0514 | 11
14194 | 6.75 | 1 | 2019-12-31 | 2020-12-31 | 365 | 7.8939 | 7
17321 | 6.825 | 1 | 2019-12-31 | 2020-12-31 | 365 | 7.9816 | 7
7682 | 206.64 | 1 | 2019-12-31 | 2020-12-31 | 365 | 241.6572 | 241
16884 | 8.58 | 1 | 2019-12-31 | 2020-12-31 | 365 | 10.034 | 10
14190 | 10.92 | 1 | 2019-12-31 | 2020-12-31 | 365 | 12.7705 | 12
16513 | 9.435 | 1 | 2019-12-31 | 2020-12-31 | 365 | 11.0339 | 11
12743 | 30.78 | 0.9 | 2019-12-31 | 2020-12-31 | 365 | 32.3964 | 32
12739 | 30.78 | 0.9 | 2019-12-31 | 2020-12-31 | 365 | 32.3964 | 32
16885 | 7.95 | 1 | 2019-12-31 | 2020-12-31 | 365 | 9.2972 | 9
16886 | 8.37 | 1 | 2019-12-31 | 2020-12-31 | 365 | 9.7884 | 9
18785 | 11.5 | 1 | 2019-12-31 | 2020-12-31 | 365 | 13.4488 | 13
18632 | 6.75 | 1 | 2019-12-31 | 2020-12-31 | 365 | 7.8939 | 7
18834 | 5.6 | 1 | 2019-12-31 | 2020-12-31 | 365 | 6.549 | 6
18531 | 24.08 | 1 | 2019-12-31 | 2020-12-31 | 365 | 28.1606 | 28
18541 | 11.76 | 1 | 2019-12-31 | 2020-12-31 | 365 | 13.7528 | 13
18547 | 7.35 | 1 | 2019-12-31 | 2020-12-31 | 365 | 8.5955 | 8
18544 | 11.115 | 1 | 2019-12-31 | 2020-12-31 | 365 | 12.9985 | 12
18821 | 6.21 | 1 | 2019-12-31 | 2020-12-31 | 365 | 7.2623 | 7
18828 | 7.56 | 1 | 2019-12-31 | 2020-12-31 | 365 | 8.8411 | 8
18816 | 9.99 | 1 | 2019-12-31 | 2020-12-31 | 365 | 11.6829 | 11
20050 | 10.26 | 1 | 2019-12-31 | 2020-12-31 | 365 | 11.9987 | 11
16900 | 6.25 | 1 | 2019-12-31 | 2020-12-31 | 365 | 7.3091 | 7
20188 | 5.04 | 1 | 2019-12-31 | 2020-12-31 | 365 | 5.8941 | 5
20059 | 3.5 | 1 | 2019-12-31 | 2020-12-31 | 365 | 4.0931 | 4
20058 | 8.5 | 1 | 2019-12-31 | 2020-12-31 | 365 | 9.9404 | 9
20054 | 4.25 | 1 | 2019-12-31 | 2020-12-31 | 365 | 4.9702 | 4
19730 | 8.1 | 1 | 2019-12-31 | 2020-12-31 | 365 | 9.4726 | 9
19714 | 4.4 | 1 | 2019-12-31 | 2020-12-31 | 365 | 5.1456 | 5
18824 | 7.28 | 1 | 2019-12-31 | 2020-12-31 | 365 | 8.5137 | 8
20191 | 7.56 | 1 | 2019-12-31 | 2020-12-31 | 365 | 8.8411 | 8
20055 | 9 | 1 | 2019-12-31 | 2020-12-31 | 365 | 10.5251 | 10
18818 | 11.25 | 1 | 2019-12-31 | 2020-12-31 | 365 | 13.1564 | 13
20193 | 10 | 1 | 2019-12-31 | 2020-12-31 | 365 | 11.6946 | 11
20185 | 12.32 | 1 | 2019-12-31 | 2020-12-31 | 365 | 14.4077 | 14
20057 | 7.56 | 1 | 2019-12-31 | 2020-12-31 | 365 | 8.8411 | 8
20053 | 15 | 1 | 2019-12-31 | 2020-12-31 | 365 | 17.5419 | 17
22125 | 7.28 | 1 | 2019-12-31 | 2020-12-31 | 365 | 8.5137 | 8
22134 | 7.56 | 1 | 2019-12-31 | 2020-12-31 | 365 | 8.8411 | 8
22647 | 11.2 | 1 | 2019-12-31 | 2020-12-31 | 365 | 13.098 | 13
22043 | 10.8 | 1 | 2019-12-31 | 2020-12-31 | 365 | 12.6302 | 12
22514 | 8.845 | 1 | 2019-12-31 | 2020-12-31 | 365 | 10.3439 | 10
22543 | 4.2 | 1 | 2019-12-31 | 2020-12-31 | 365 | 4.9117 | 4
22545 | 8.68 | 1 | 2019-12-31 | 2020-12-31 | 365 | 10.1509 | 10
22550 | 7.56 | 1 | 2019-12-31 | 2020-12-31 | 365 | 8.8411 | 8
22018 | 12.42 | 1 | 2019-12-31 | 2020-12-31 | 365 | 14.5247 | 14
24191 | 15.5 | 1 | 2019-12-31 | 2020-12-31 | 365 | 18.1266 | 18
20049 | 7.56 | 1 | 2019-12-31 | 2020-12-31 | 365 | 8.8411 | 8
23769 | 9.99 | 1 | 2019-12-31 | 2020-12-31 | 365 | 11.6829 | 11
22121 | 5.04 | 1 | 2019-12-31 | 2020-12-31 | 365 | 5.8941 | 5
22041 | 5.94 | 1 | 2019-12-31 | 2020-12-31 | 365 | 6.9466 | 6
22522 | 7.56 | 1 | 2019-12-31 | 2020-12-31 | 365 | 8.8411 | 8
22540 | 6.48 | 1 | 2019-12-31 | 2020-12-31 | 365 | 7.5781 | 7
22111 | 19.98 | 1 | 2019-12-31 | 2020-12-31 | 365 | 23.3658 | 23
25945 | 7.28 | 1 | 2019-12-31 | 2020-12-31 | 365 | 8.5137 | 8
25797 | 4 | 1 | 2019-12-31 | 2020-12-31 | 365 | 4.6778 | 4
25689 | 5.865 | 1 | 2019-12-31 | 2020-12-31 | 365 | 6.8589 | 6
25799 | 6 | 1 | 2019-12-31 | 2020-12-31 | 365 | 7.0168 | 7
26059 | 10 | 1 | 2019-12-31 | 2020-12-31 | 365 | 11.6946 | 11
26129 | 10.8 | 1 | 2019-12-31 | 2020-12-31 | 365 | 12.6302 | 12
26131 | 4.32 | 1 | 2019-12-31 | 2020-12-31 | 365 | 5.0521 | 5
26135 | 7.28 | 1 | 2019-12-31 | 2020-12-31 | 365 | 8.5137 | 8
25073 | 4.24 | 1 | 2019-12-31 | 2020-12-31 | 365 | 4.9585 | 4
22155 | 4.59 | 1 | 2019-12-31 | 2020-12-31 | 365 | 5.3678 | 5
25080 | 10.335 | 1 | 2019-12-31 | 2020-12-31 | 365 | 12.0864 | 12
25668 | 8 | 1 | 2019-12-31 | 2020-12-31 | 365 | 9.3557 | 9
25671 | 8.91 | 1 | 2019-12-31 | 2020-12-31 | 365 | 10.4199 | 10
25673 | 8.5 | 1 | 2019-12-31 | 2020-12-31 | 365 | 9.9404 | 9
25677 | 9.45 | 1 | 2019-12-31 | 2020-12-31 | 365 | 11.0514 | 11
25680 | 5.4 | 1 | 2019-12-31 | 2020-12-31 | 365 | 6.3151 | 6
25783 | 6.75 | 1 | 2019-12-31 | 2020-12-31 | 365 | 7.8939 | 7
25688 | 10.8 | 1 | 2019-12-31 | 2020-12-31 | 365 | 12.6302 | 12
25687 | 9.69 | 1 | 2019-12-31 | 2020-12-31 | 365 | 11.3321 | 11
25685 | 5.4 | 1 | 2019-12-31 | 2020-12-31 | 365 | 6.3151 | 6
25684 | 9.72 | 1 | 2019-12-31 | 2020-12-31 | 365 | 11.3672 | 11
26354 | 8.5 | 1 | 2019-12-31 | 2020-12-31 | 365 | 9.9404 | 9
26062 | 8.5 | 1 | 2019-12-31 | 2020-12-31 | 365 | 9.9404 | 9
18797 | 8.75 | 1 | 2019-12-31 | 2020-12-31 | 365 | 10.2328 | 10
25595 | 5.75 | 1 | 2019-12-31 | 2020-12-31 | 365 | 6.7244 | 6
25600 | 4.25 | 1 | 2019-12-31 | 2020-12-31 | 365 | 4.9702 | 4
25607 | 9 | 1 | 2019-12-31 | 2020-12-31 | 365 | 10.5251 | 10
25639 | 9.72 | 1 | 2019-12-31 | 2020-12-31 | 365 | 11.3672 | 11
25640 | 13.23 | 1 | 2019-12-31 | 2020-12-31 | 365 | 15.472 | 15
26284 | 5.04 | 1 | 2019-12-31 | 2020-12-31 | 365 | 5.8941 | 5
26274 | 7.02 | 1 | 2019-12-31 | 2020-12-31 | 365 | 8.2096 | 8
26375 | 4.32 | 1 | 2019-12-31 | 2020-12-31 | 365 | 5.0521 | 5
26381 | 7.8 | 1 | 2019-12-31 | 2020-12-31 | 365 | 9.1218 | 9
26383 | 9.8 | 1 | 2019-12-31 | 2020-12-31 | 365 | 11.4607 | 11
25611 | 12.96 | 1 | 2019-12-31 | 2020-12-31 | 365 | 15.1562 | 15
25128 | 7.02 | 1 | 2019-12-31 | 2020-12-31 | 365 | 8.2096 | 8
22119 | 8.37 | 1 | 2019-12-31 | 2020-12-31 | 365 | 9.7884 | 9
25624 | 10.8 | 1 | 2019-12-31 | 2020-12-31 | 365 | 12.6302 | 12
25616 | 8.91 | 1 | 2019-12-31 | 2020-12-31 | 365 | 10.4199 | 10
25618 | 8.91 | 1 | 2019-12-31 | 2020-12-31 | 365 | 10.4199 | 10
26394 | 2 | 1 | 2019-12-31 | 2020-12-31 | 365 | 2.3389 | 2
26251 | 5.13 | 1 | 2019-12-31 | 2020-12-31 | 365 | 5.9993 | 5
26352 | 3 | 1 | 2019-12-31 | 2020-12-31 | 365 | 3.5084 | 3
26369 | 11.5 | 1 | 2019-12-31 | 2020-12-31 | 365 | 13.4488 | 13
26372 | 8.75 | 1 | 2019-12-31 | 2020-12-31 | 365 | 10.2328 | 10
26382 | 5.04 | 1 | 2019-12-31 | 2020-12-31 | 365 | 5.8941 | 5
26389 | 3.8 | 1 | 2019-12-31 | 2020-12-31 | 365 | 4.4439 | 4
26271 | 9.99 | 1 | 2019-12-31 | 2020-12-31 | 365 | 11.6829 | 11
26015 | 4.32 | 1 | 2019-12-31 | 2020-12-31 | 365 | 5.0521 | 5
25686 | 12.6 | 1 | 2019-12-31 | 2020-12-31 | 365 | 14.7352 | 14
26672 | 11.5 | 1 | 2019-12-31 | 2020-12-31 | 365 | 13.4488 | 13
26390 | 5 | 1 | 2019-12-31 | 2020-12-31 | 365 | 5.8473 | 5
25140 | 9.8 | 1 | 2019-12-31 | 2020-12-31 | 365 | 11.4607 | 11
25759 | 9.45 | 1 | 2019-12-31 | 2020-12-31 | 365 | 11.0514 | 11
25796 | 10.75 | 1 | 2019-12-31 | 2020-12-31 | 365 | 12.5717 | 12
26071 | 7.25 | 1 | 2019-12-31 | 2020-12-31 | 365 | 8.4786 | 8
26124 | 11.5 | 1 | 2019-12-31 | 2020-12-31 | 365 | 13.4488 | 13
26141 | 11 | 1 | 2019-12-31 | 2020-12-31 | 365 | 12.8641 | 12
26010 | 8.25 | 1 | 2019-12-31 | 2020-12-31 | 365 | 9.648 | 9
26238 | 9 | 1 | 2019-12-31 | 2020-12-31 | 365 | 10.5251 | 10
26241 | 7.75 | 1 | 2019-12-31 | 2020-12-31 | 365 | 9.0633 | 9
26674 | 7.84 | 1 | 2019-12-31 | 2020-12-31 | 365 | 9.1686 | 9
26245 | 8.4 | 1 | 2019-12-31 | 2020-12-31 | 365 | 9.8235 | 9
25766 | 8.1 | 1 | 2019-12-31 | 2020-12-31 | 365 | 9.4726 | 9
25761 | 4.86 | 1 | 2019-12-31 | 2020-12-31 | 365 | 5.6836 | 5
25764 | 10.8 | 1 | 2019-12-31 | 2020-12-31 | 365 | 12.6302 | 12
25787 | 9.75 | 1 | 2019-12-31 | 2020-12-31 | 365 | 11.4022 | 11
25972 | 15 | 1 | 2019-12-31 | 2020-12-31 | 365 | 17.5419 | 17
26008 | 11.34 | 1 | 2019-12-31 | 2020-12-31 | 365 | 13.2617 | 13
26066 | 11.5 | 1 | 2019-12-31 | 2020-12-31 | 365 | 13.4488 | 13
26069 | 11.5 | 1 | 2019-12-31 | 2020-12-31 | 365 | 13.4488 | 13
26288 | 3.92 | 1 | 2019-12-31 | 2020-12-31 | 365 | 4.5843 | 4
26294 | 6.16 | 1 | 2019-12-31 | 2020-12-31 | 365 | 7.2039 | 7
26297 | 4.8 | 1 | 2019-12-31 | 2020-12-31 | 365 | 5.6134 | 5
26300 | 9.3 | 1 | 2019-12-31 | 2020-12-31 | 365 | 10.876 | 10
26305 | 7.2 | 1 | 2019-12-31 | 2020-12-31 | 365 | 8.4201 | 8
26339 | 8.25 | 1 | 2019-12-31 | 2020-12-31 | 365 | 9.648 | 9
26341 | 7.75 | 1 | 2019-12-31 | 2020-12-31 | 365 | 9.0633 | 9
26355 | 6.25 | 1 | 2019-12-31 | 2020-12-31 | 365 | 7.3091 | 7
26373 | 9.72 | 1 | 2019-12-31 | 2020-12-31 | 365 | 11.3672 | 11
26377 | 7 | 1 | 2019-12-31 | 2020-12-31 | 365 | 8.1862 | 8
26387 | 6.72 | 1 | 2019-12-31 | 2020-12-31 | 365 | 7.8588 | 7
25976 | 9 | 1 | 2019-12-31 | 2020-12-31 | 365 | 10.5251 | 10
31450 | 10.4 | 1 | 2019-12-31 | 2020-12-31 | 365 | 12.1624 | 12
31456 | 7.02 | 1 | 2019-12-31 | 2020-12-31 | 365 | 8.2096 | 8
31462 | 10.8 | 1 | 2019-12-31 | 2020-12-31 | 365 | 12.6302 | 12
31468 | 10.8 | 1 | 2019-12-31 | 2020-12-31 | 365 | 12.6302 | 12
31418 | 9.75 | 1 | 2019-12-31 | 2020-12-31 | 365 | 11.4022 | 11
31893 | 5.67 | 1 | 2019-12-31 | 2020-12-31 | 365 | 6.6308 | 6
31897 | 7.98 | 1 | 2019-12-31 | 2020-12-31 | 365 | 9.3323 | 9
31973 | 10.26 | 1 | 2019-12-31 | 2020-12-31 | 365 | 11.9987 | 11
32685 | 5.32 | 1 | 2019-12-31 | 2020-12-31 | 365 | 6.2215 | 6
32688 | 6.21 | 1 | 2019-12-31 | 2020-12-31 | 365 | 7.2623 | 7
32757 | 13.23 | 1 | 2019-12-31 | 2020-12-31 | 365 | 15.472 | 15
32848 | 5.76 | 1 | 2019-12-31 | 2020-12-31 | 365 | 6.7361 | 6
32932 | 7.56 | 1 | 2019-12-31 | 2020-12-31 | 365 | 8.8411 | 8
32552 | 14.04 | 1 | 2019-12-31 | 2020-12-31 | 365 | 16.4192 | 16
32554 | 12.9 | 1 | 2019-12-31 | 2020-12-31 | 365 | 15.086 | 15
32558 | 6 | 1 | 2019-12-31 | 2020-12-31 | 365 | 7.0168 | 7
32563 | 4.59 | 1 | 2019-12-31 | 2020-12-31 | 365 | 5.3678 | 5
32667 | 7.8 | 1 | 2019-12-31 | 2020-12-31 | 365 | 9.1218 | 9
32671 | 10.8 | 1 | 2019-12-31 | 2020-12-31 | 365 | 12.6302 | 12
32677 | 9.18 | 1 | 2019-12-31 | 2020-12-31 | 365 | 10.7356 | 10
32683 | 6.5 | 1 | 2019-12-31 | 2020-12-31 | 365 | 7.6015 | 7
33905 | 5.5 | 1 | 2019-12-31 | 2020-12-31 | 365 | 6.432 | 6
33910 | 4 | 1 | 2019-12-31 | 2020-12-31 | 365 | 4.6778 | 4
33977 | 6.3 | 1 | 2019-12-31 | 2020-12-31 | 365 | 7.3676 | 7
33979 | 5.04 | 1 | 2019-12-31 | 2020-12-31 | 365 | 5.8941 | 5
33980 | 4.8 | 1 | 2019-12-31 | 2020-12-31 | 365 | 5.6134 | 5
33981 | 6 | 1 | 2019-12-31 | 2020-12-31 | 365 | 7.0168 | 7
33301 | 10 | 1 | 2019-12-31 | 2020-12-31 | 365 | 11.6946 | 11
33360 | 6 | 1 | 2019-12-31 | 2020-12-31 | 365 | 7.0168 | 7
33361 | 3.75 | 1 | 2019-12-31 | 2020-12-31 | 365 | 4.3855 | 4
33369 | 4.25 | 1 | 2019-12-31 | 2020-12-31 | 365 | 4.9702 | 4
31445 | 3.8 | 1 | 2019-12-31 | 2020-12-31 | 365 | 4.4439 | 4
30264 | 87.75 | 0.9 | 2019-12-31 | 2020-12-31 | 365 | 92.3581 | 92
33373 | 4.08 | 1 | 2019-12-31 | 2020-12-31 | 365 | 4.7714 | 4
33395 | 4.845 | 1 | 2019-12-31 | 2020-12-31 | 365 | 5.666 | 5
33398 | 6.75 | 1 | 2019-12-31 | 2020-12-31 | 365 | 7.8939 | 7
33403 | 7.905 | 1 | 2019-12-31 | 2020-12-31 | 365 | 9.2446 | 9
33418 | 9.18 | 1 | 2019-12-31 | 2020-12-31 | 365 | 10.7356 | 10
33425 | 3.3 | 1 | 2019-12-31 | 2020-12-31 | 365 | 3.8592 | 3
33430 | 3.5 | 1 | 2019-12-31 | 2020-12-31 | 365 | 4.0931 | 4
33438 | 7.75 | 1 | 2019-12-31 | 2020-12-31 | 365 | 9.0633 | 9
33442 | 7.56 | 1 | 2019-12-31 | 2020-12-31 | 365 | 8.8411 | 8
33444 | 5.67 | 1 | 2019-12-31 | 2020-12-31 | 365 | 6.6308 | 6
33449 | 11 | 1 | 2019-12-31 | 2020-12-31 | 365 | 12.8641 | 12
31978 | 5.94 | 1 | 2019-12-31 | 2020-12-31 | 365 | 6.9466 | 6
33671 | 8.925 | 1 | 2019-12-31 | 2020-12-31 | 365 | 10.4374 | 10
33675 | 6.25 | 1 | 2019-12-31 | 2020-12-31 | 365 | 7.3091 | 7
33681 | 8.5 | 1 | 2019-12-31 | 2020-12-31 | 365 | 9.9404 | 9
33720 | 10.07 | 1 | 2019-12-31 | 2020-12-31 | 365 | 11.7765 | 11
33729 | 10.64 | 1 | 2019-12-31 | 2020-12-31 | 365 | 12.4431 | 12
33801 | 12 | 1 | 2019-12-31 | 2020-12-31 | 365 | 14.0335 | 14
33805 | 12.42 | 1 | 2019-12-31 | 2020-12-31 | 365 | 14.5247 | 14
33896 | 10.26 | 1 | 2019-12-31 | 2020-12-31 | 365 | 11.9987 | 11
35077 | 6.6 | 1 | 2019-12-31 | 2020-12-31 | 365 | 7.7184 | 7
35103 | 8.91 | 1 | 2019-12-31 | 2020-12-31 | 365 | 10.4199 | 10
33836 | 6.3 | 1 | 2019-12-31 | 2020-12-31 | 365 | 7.3676 | 7
33830 | 5.04 | 1 | 2019-12-31 | 2020-12-31 | 365 | 5.8941 | 5
33840 | 4.48 | 1 | 2019-12-31 | 2020-12-31 | 365 | 5.2392 | 5
35183 | 11.5 | 1 | 2019-12-31 | 2020-12-31 | 365 | 13.4488 | 13
35224 | 9.45 | 1 | 2019-12-31 | 2020-12-31 | 365 | 11.0514 | 11
35256 | 9.5 | 1 | 2019-12-31 | 2020-12-31 | 365 | 11.1099 | 11
36900 | 11 | 1 | 2019-12-31 | 2020-12-31 | 365 | 12.8641 | 12
36915 | 5.4 | 1 | 2019-12-31 | 2020-12-31 | 365 | 6.3151 | 6
36964 | 6 | 1 | 2019-12-31 | 2020-12-31 | 365 | 7.0168 | 7
36980 | 6.48 | 1 | 2019-12-31 | 2020-12-31 | 365 | 7.5781 | 7
36988 | 6.63 | 1 | 2019-12-31 | 2020-12-31 | 365 | 7.7535 | 7
37002 | 7.56 | 1 | 2019-12-31 | 2020-12-31 | 365 | 8.8411 | 8
37110 | 3.92 | 1 | 2019-12-31 | 2020-12-31 | 365 | 4.5843 | 4
37119 | 6.9 | 1 | 2019-12-31 | 2020-12-31 | 365 | 8.0693 | 8
37124 | 6.44 | 1 | 2019-12-31 | 2020-12-31 | 365 | 7.5313 | 7
36563 | 9.6 | 1 | 2019-12-31 | 2020-12-31 | 365 | 11.2268 | 11
36564 | 4.2 | 1 | 2019-12-31 | 2020-12-31 | 365 | 4.9117 | 4
37127 | 6.6 | 1 | 2019-12-31 | 2020-12-31 | 365 | 7.7184 | 7
37338 | 4.425 | 1 | 2019-12-31 | 2020-12-31 | 365 | 5.1749 | 5
37342 | 2.45 | 1 | 2019-12-31 | 2020-12-31 | 365 | 2.8652 | 2
37353 | 8.91 | 1 | 2019-12-31 | 2020-12-31 | 365 | 10.4199 | 10
37360 | 6.24 | 1 | 2019-12-31 | 2020-12-31 | 365 | 7.2974 | 7
37420 | 9.72 | 1 | 2019-12-31 | 2020-12-31 | 365 | 11.3672 | 11
37350 | 10 | 1 | 2019-12-31 | 2020-12-31 | 365 | 11.6946 | 11
37423 | 7.14 | 1 | 2019-12-31 | 2020-12-31 | 365 | 8.3499 | 8
33391 | 8.75 | 1 | 2019-12-31 | 2020-12-31 | 365 | 10.2328 | 10
35634 | 7.8 | 1 | 2019-12-31 | 2020-12-31 | 365 | 9.1218 | 9
35620 | 3.5 | 1 | 2019-12-31 | 2020-12-31 | 365 | 4.0931 | 4
36068 | 8.1 | 1 | 2019-12-31 | 2020-12-31 | 365 | 9.4726 | 9
36556 | 10.92 | 1 | 2019-12-31 | 2020-12-31 | 365 | 12.7705 | 12
36566 | 11.2 | 1 | 2019-12-31 | 2020-12-31 | 365 | 13.098 | 13
36895 | 5 | 1 | 2019-12-31 | 2020-12-31 | 365 | 5.8473 | 5
37013 | 9.9 | 1 | 2019-12-31 | 2020-12-31 | 365 | 11.5777 | 11
37329 | 3.25 | 1 | 2019-12-31 | 2020-12-31 | 365 | 3.8007 | 3
37369 | 7.625 | 1 | 2019-12-31 | 2020-12-31 | 365 | 8.9171 | 8
37419 | 10.25 | 1 | 2019-12-31 | 2020-12-31 | 365 | 11.987 | 11
36535 | 7.2 | 1 | 2019-12-31 | 2020-12-31 | 365 | 8.4201 | 8
36544 | 5.1 | 1 | 2019-12-31 | 2020-12-31 | 365 | 5.9642 | 5
36548 | 12 | 1 | 2019-12-31 | 2020-12-31 | 365 | 14.0335 | 14
36550 | 6.9 | 1 | 2019-12-31 | 2020-12-31 | 365 | 8.0693 | 8
37096 | 6.5 | 1 | 2019-12-31 | 2020-12-31 | 365 | 7.6015 | 7
33882 | 5.4 | 1 | 2019-12-31 | 2020-12-31 | 365 | 6.3151 | 6
36791 | 8.75 | 1 | 2019-12-31 | 2020-12-31 | 365 | 10.2328 | 10
36970 | 5.75 | 1 | 2019-12-31 | 2020-12-31 | 365 | 6.7244 | 6
33890 | 10.5 | 1 | 2019-12-31 | 2020-12-31 | 365 | 12.2793 | 12
36910 | 3.5 | 1 | 2019-12-31 | 2020-12-31 | 365 | 4.0931 | 4
37101 | 15 | 1 | 2019-12-31 | 2020-12-31 | 365 | 17.5419 | 17
37103 | 12 | 1 | 2019-12-31 | 2020-12-31 | 365 | 14.0335 | 14
31865 | 3.99 | 1 | 2019-12-31 | 2020-12-31 | 365 | 4.6661 | 4
32680 | 10.4 | 1 | 2019-12-31 | 2020-12-31 | 365 | 12.1624 | 12
32681 | 9.36 | 1 | 2019-12-31 | 2020-12-31 | 365 | 10.9461 | 10
33688 | 8.91 | 1 | 2019-12-31 | 2020-12-31 | 365 | 10.4199 | 10
35195 | 8.1 | 1 | 2019-12-31 | 2020-12-31 | 365 | 9.4726 | 9
35234 | 5.13 | 1 | 2019-12-31 | 2020-12-31 | 365 | 5.9993 | 5
35242 | 7.5 | 1 | 2019-12-31 | 2020-12-31 | 365 | 8.7709 | 8
35248 | 2.6 | 1 | 2019-12-31 | 2020-12-31 | 365 | 3.0406 | 3
35264 | 2.43 | 1 | 2019-12-31 | 2020-12-31 | 365 | 2.8418 | 2
35469 | 8.7 | 1 | 2019-12-31 | 2020-12-31 | 365 | 10.1743 | 10
35606 | 10.5 | 1 | 2019-12-31 | 2020-12-31 | 365 | 12.2793 | 12
35616 | 7.75 | 1 | 2019-12-31 | 2020-12-31 | 365 | 9.0633 | 9
35623 | 8.75 | 1 | 2019-12-31 | 2020-12-31 | 365 | 10.2328 | 10
35627 | 9.25 | 1 | 2019-12-31 | 2020-12-31 | 365 | 10.8175 | 10
35640 | 9.72 | 1 | 2019-12-31 | 2020-12-31 | 365 | 11.3672 | 11
35720 | 7.54 | 1 | 2019-12-31 | 2020-12-31 | 365 | 8.8177 | 8
36056 | 6 | 1 | 2019-12-31 | 2020-12-31 | 365 | 7.0168 | 7
37122 | 7.8 | 1 | 2019-12-31 | 2020-12-31 | 365 | 9.1218 | 9
37133 | 10.2 | 1 | 2019-12-31 | 2020-12-31 | 365 | 11.9285 | 11
37136 | 12 | 1 | 2019-12-31 | 2020-12-31 | 365 | 14.0335 | 14
37137 | 3.6 | 1 | 2019-12-31 | 2020-12-31 | 365 | 4.2101 | 4
37139 | 9.6 | 1 | 2019-12-31 | 2020-12-31 | 365 | 11.2268 | 11
37142 | 7.2 | 1 | 2019-12-31 | 2020-12-31 | 365 | 8.4201 | 8
36565 | 9 | 1 | 2019-12-31 | 2020-12-31 | 365 | 10.5251 | 10
37380 | 15 | 1 | 2019-12-31 | 2020-12-31 | 365 | 17.5419 | 17
37417 | 6.615 | 1 | 2019-12-31 | 2020-12-31 | 365 | 7.736 | 7
37415 | 6.63 | 1 | 2019-12-31 | 2020-12-31 | 365 | 7.7535 | 7
42837 | 7.28 | 1 | 2019-12-31 | 2020-12-31 | 365 | 8.5137 | 8
43092 | 3 | 1 | 2019-12-31 | 2020-12-31 | 365 | 3.5084 | 3
43111 | 3.825 | 1 | 2019-12-31 | 2020-12-31 | 365 | 4.4732 | 4
43125 | 5.1 | 1 | 2019-12-31 | 2020-12-31 | 365 | 5.9642 | 5
43164 | 6 | 1 | 2019-12-31 | 2020-12-31 | 365 | 7.0168 | 7
43173 | 9.18 | 1 | 2019-12-31 | 2020-12-31 | 365 | 10.7356 | 10
43359 | 3.6 | 1 | 2019-12-31 | 2020-12-31 | 365 | 4.2101 | 4
43367 | 9.36 | 1 | 2019-12-31 | 2020-12-31 | 365 | 10.9461 | 10
43377 | 5.4 | 1 | 2019-12-31 | 2020-12-31 | 365 | 6.3151 | 6
43383 | 8.4 | 1 | 2019-12-31 | 2020-12-31 | 365 | 9.8235 | 9
43387 | 8.7 | 1 | 2019-12-31 | 2020-12-31 | 365 | 10.1743 | 10
43404 | 3.3 | 1 | 2019-12-31 | 2020-12-31 | 365 | 3.8592 | 3
43415 | 5.4 | 1 | 2019-12-31 | 2020-12-31 | 365 | 6.3151 | 6
44401 | 5.94 | 1 | 2019-12-31 | 2020-12-31 | 365 | 6.9466 | 6
44423 | 7.65 | 1 | 2019-12-31 | 2020-12-31 | 365 | 8.9464 | 8
45187 | 7.25 | 1 | 2019-12-31 | 2020-12-31 | 365 | 8.4786 | 8
45198 | 5.61 | 1 | 2019-12-31 | 2020-12-31 | 365 | 6.5607 | 6
45209 | 11 | 1 | 2019-12-31 | 2020-12-31 | 365 | 12.8641 | 12
45226 | 11.44 | 1 | 2019-12-31 | 2020-12-31 | 365 | 13.3786 | 13
45418 | 9.72 | 1 | 2019-12-31 | 2020-12-31 | 365 | 11.3672 | 11
45421 | 6.6 | 1 | 2019-12-31 | 2020-12-31 | 365 | 7.7184 | 7
45422 | 10.08 | 1 | 2019-12-31 | 2020-12-31 | 365 | 11.7882 | 11
44024 | 12.825 | 1 | 2019-12-31 | 2020-12-31 | 365 | 14.9983 | 14
44034 | 9 | 1 | 2019-12-31 | 2020-12-31 | 365 | 10.5251 | 10
44114 | 4.8 | 1 | 2019-12-31 | 2020-12-31 | 365 | 5.6134 | 5
44116 | 5.04 | 1 | 2019-12-31 | 2020-12-31 | 365 | 5.8941 | 5
44097 | 22.68 | 1 | 2019-12-31 | 2020-12-31 | 365 | 26.5234 | 26
45794 | 9.72 | 1 | 2019-12-31 | 2020-12-31 | 365 | 11.3672 | 11
45798 | 10.455 | 1 | 2019-12-31 | 2020-12-31 | 365 | 12.2267 | 12
45802 | 7.75 | 1 | 2019-12-31 | 2020-12-31 | 365 | 9.0633 | 9
44156 | 6 | 1 | 2019-12-31 | 2020-12-31 | 365 | 7.0168 | 7
42848 | 6.063 | 1 | 2019-12-31 | 2020-12-31 | 365 | 7.0904 | 7
44049 | 9.9 | 1 | 2019-12-31 | 2020-12-31 | 365 | 11.5777 | 11
44107 | 11 | 1 | 2019-12-31 | 2020-12-31 | 365 | 12.8641 | 12
35024 | 337.18 | 0.9 | 2019-12-31 | 2020-12-31 | 365 | 354.8867 | 354
47182 | 4.48 | 1 | 2019-12-31 | 2020-12-31 | 365 | 5.2392 | 5
37293 | 6.405 | 1 | 2019-12-31 | 2020-12-31 | 365 | 7.4904 | 7
41811 | 5.25 | 1 | 2019-12-31 | 2020-12-31 | 365 | 6.1397 | 6
43353 | 9.8 | 1 | 2019-12-31 | 2020-12-31 | 365 | 11.4607 | 11
43370 | 3.6 | 1 | 2019-12-31 | 2020-12-31 | 365 | 4.2101 | 4
44839 | 2.188 | 1 | 2019-12-31 | 2020-12-31 | 365 | 2.5588 | 2
45795 | 14.7 | 1 | 2019-12-31 | 2020-12-31 | 365 | 17.1911 | 17
33731 | 9.9 | 1 | 2019-12-31 | 2020-12-31 | 365 | 11.5777 | 11
37115 | 12.6 | 1 | 2019-12-31 | 2020-12-31 | 365 | 14.7352 | 14
43299 | 10.78 | 1 | 2019-12-31 | 2020-12-31 | 365 | 12.6068 | 12
36639 | 24.9 | 1 | 2019-12-31 | 2020-12-31 | 365 | 29.1196 | 29
47451 | 7 | 1 | 2019-12-31 | 2020-12-31 | 365 | 8.1862 | 8
51338 | 4.8 | 1 | 2019-12-31 | 2020-12-31 | 365 | 5.6134 | 5
52599 | 7.82 | 1 | 2019-12-31 | 2020-12-31 | 365 | 9.1452 | 9
49133 | 7.84 | 1 | 2019-12-31 | 2020-12-31 | 365 | 9.1686 | 9
48161 | 4.48 | 1 | 2019-12-31 | 2020-12-31 | 365 | 5.2392 | 5
47092 | 6.9 | 1 | 2019-12-31 | 2020-12-31 | 365 | 8.0693 | 8
47589 | 5.5 | 1 | 2019-12-31 | 2020-12-31 | 365 | 6.432 | 6
52542 | 5.79 | 1 | 2019-12-31 | 2020-12-31 | 365 | 6.7712 | 6
52545 | 6.28 | 1 | 2019-12-31 | 2020-12-31 | 365 | 7.3442 | 7
47487 | 21.655 | 1 | 2019-12-31 | 2020-12-31 | 365 | 25.3247 | 25
52747 | 5.67 | 1 | 2019-12-31 | 2020-12-31 | 365 | 6.6308 | 6
52548 | 11.4 | 1 | 2019-12-31 | 2020-12-31 | 365 | 13.3318 | 13
51422 | 12 | 1 | 2019-12-31 | 2020-12-31 | 365 | 14.0335 | 14
51419 | 10.75 | 1 | 2019-12-31 | 2020-12-31 | 365 | 12.5717 | 12
51337 | 5.5 | 1 | 2019-12-31 | 2020-12-31 | 365 | 6.432 | 6
47353 | 6 | 1 | 2019-12-31 | 2020-12-31 | 365 | 7.0168 | 7
51335 | 3.66 | 1 | 2019-12-31 | 2020-12-31 | 365 | 4.2802 | 4
51138 | 4.08 | 1 | 2019-12-31 | 2020-12-31 | 365 | 4.7714 | 4
47495 | 5.185 | 1 | 2019-12-31 | 2020-12-31 | 365 | 6.0637 | 6
48181 | 5.985 | 1 | 2019-12-31 | 2020-12-31 | 365 | 6.9992 | 6
48193 | 6.48 | 1 | 2019-12-31 | 2020-12-31 | 365 | 7.5781 | 7
49578 | 3.51 | 1 | 2019-12-31 | 2020-12-31 | 365 | 4.1048 | 4
49861 | 5.67 | 1 | 2019-12-31 | 2020-12-31 | 365 | 6.6308 | 6
50016 | 4.5 | 1 | 2019-12-31 | 2020-12-31 | 365 | 5.2626 | 5
50201 | 3.5 | 1 | 2019-12-31 | 2020-12-31 | 365 | 4.0931 | 4
50202 | 6.75 | 1 | 2019-12-31 | 2020-12-31 | 365 | 7.8939 | 7
51336 | 11.5 | 1 | 2019-12-31 | 2020-12-31 | 365 | 13.4488 | 13
47370 | 5.7 | 1 | 2019-12-31 | 2020-12-31 | 365 | 6.6659 | 6
43136 | 9.9 | 1 | 2019-12-31 | 2020-12-31 | 365 | 11.5777 | 11
46282 | 8.1 | 1 | 2019-12-31 | 2020-12-31 | 365 | 9.4726 | 9
44149 | 5.04 | 1 | 2019-12-31 | 2020-12-31 | 365 | 5.8941 | 5
44157 | 5.4 | 1 | 2019-12-31 | 2020-12-31 | 365 | 6.3151 | 6
44134 | 10.8 | 1 | 2019-12-31 | 2020-12-31 | 365 | 12.6302 | 12
52601 | 11.1 | 1 | 2019-12-31 | 2020-12-31 | 365 | 12.981 | 12
44155 | 10.26 | 1 | 2019-12-31 | 2020-12-31 | 365 | 11.9987 | 11
47457 | 2.35 | 1 | 2019-12-31 | 2020-12-31 | 365 | 2.7482 | 2
50203 | 10.8 | 1 | 2019-12-31 | 2020-12-31 | 365 | 12.6302 | 12
47087 | 6.3 | 1 | 2019-12-31 | 2020-12-31 | 365 | 7.3676 | 7
51417 | 3.65 | 1 | 2019-12-31 | 2020-12-31 | 365 | 4.2685 | 4
32567 | 12.6 | 1 | 2019-12-31 | 2020-12-31 | 365 | 14.7352 | 14
52600 | 6 | 1 | 2019-12-31 | 2020-12-31 | 365 | 7.0168 | 7
50737 | 2.75 | 1 | 2019-12-31 | 2020-12-31 | 365 | 3.216 | 3
50746 | 6 | 1 | 2019-12-31 | 2020-12-31 | 365 | 7.0168 | 7
50873 | 4.335 | 1 | 2019-12-31 | 2020-12-31 | 365 | 5.0696 | 5
52604 | 5.1 | 1 | 2019-12-31 | 2020-12-31 | 365 | 5.9642 | 5
52624 | 11.985 | 1 | 2019-12-31 | 2020-12-31 | 365 | 14.016 | 14
52745 | 8.4 | 1 | 2019-12-31 | 2020-12-31 | 365 | 9.8235 | 9
47177 | 6.25 | 1 | 2019-12-31 | 2020-12-31 | 365 | 7.3091 | 7
52748 | 9.45 | 1 | 2019-12-31 | 2020-12-31 | 365 | 11.0514 | 11
52746 | 8.67 | 1 | 2019-12-31 | 2020-12-31 | 365 | 10.1392 | 10
47358 | 6.3 | 1 | 2019-12-31 | 2020-12-31 | 365 | 7.3676 | 7
47103 | 5.1 | 1 | 2019-12-31 | 2020-12-31 | 365 | 5.9642 | 5
47096 | 7.2 | 1 | 2019-12-31 | 2020-12-31 | 365 | 8.4201 | 8
46290 | 7.8 | 1 | 2019-12-31 | 2020-12-31 | 365 | 9.1218 | 9
47116 | 9.6 | 1 | 2019-12-31 | 2020-12-31 | 365 | 11.2268 | 11
43463 | 12.285 | 1 | 2019-12-31 | 2020-12-31 | 365 | 14.3668 | 14
44152 | 5.7 | 1 | 2019-12-31 | 2020-12-31 | 365 | 6.6659 | 6
44144 | 8.505 | 1 | 2019-12-31 | 2020-12-31 | 365 | 9.9463 | 9
44153 | 6 | 1 | 2019-12-31 | 2020-12-31 | 365 | 7.0168 | 7
50845 | 5.7 | 1 | 2019-12-31 | 2020-12-31 | 365 | 6.6659 | 6
44135 | 12 | 1 | 2019-12-31 | 2020-12-31 | 365 | 14.0335 | 14
44138 | 9.3 | 1 | 2019-12-31 | 2020-12-31 | 365 | 10.876 | 10
44162 | 6.75 | 1 | 2019-12-31 | 2020-12-31 | 365 | 7.8939 | 7
44192 | 3.9 | 1 | 2019-12-31 | 2020-12-31 | 365 | 4.5609 | 4
44682 | 4.5 | 1 | 2019-12-31 | 2020-12-31 | 365 | 5.2626 | 5
47013 | 10.08 | 1 | 2019-12-31 | 2020-12-31 | 365 | 11.7882 | 11
42360 | 6.48 | 1 | 2019-12-31 | 2020-12-31 | 365 | 7.5781 | 7
47363 | 3.9 | 1 | 2019-12-31 | 2020-12-31 | 365 | 4.5609 | 4
43909 | 13.52 | 1 | 2019-12-31 | 2020-12-31 | 365 | 15.8111 | 15
37422 | 8.413 | 1 | 2019-12-31 | 2020-12-31 | 365 | 9.8387 | 9
49855 | 5.7 | 1 | 2019-12-31 | 2020-12-31 | 365 | 6.6659 | 6
46268 | 13 | 1 | 2019-12-31 | 2020-12-31 | 365 | 15.203 | 15
44147 | 11.025 | 1 | 2019-12-31 | 2020-12-31 | 365 | 12.8933 | 12
44713 | 12 | 1 | 2019-12-31 | 2020-12-31 | 365 | 14.0335 | 14
51470 | 7.2 | 1 | 2019-12-31 | 2020-12-31 | 365 | 8.4201 | 8
51469 | 8.4 | 1 | 2019-12-31 | 2020-12-31 | 365 | 9.8235 | 9
47043 | 11.025 | 1 | 2019-12-31 | 2020-12-31 | 365 | 12.8933 | 12
47109 | 7.8 | 1 | 2019-12-31 | 2020-12-31 | 365 | 9.1218 | 9
47426 | 12.6 | 1 | 2019-12-31 | 2020-12-31 | 365 | 14.7352 | 14
50544 | 6 | 1 | 2019-12-31 | 2020-12-31 | 365 | 7.0168 | 7
44101 | 14.4 | 1 | 2019-12-31 | 2020-12-31 | 365 | 16.8402 | 16
49143 | 6.25 | 1 | 2019-12-31 | 2020-12-31 | 365 | 7.3091 | 7
49509 | 10.5 | 1 | 2019-12-31 | 2020-12-31 | 365 | 12.2793 | 12
49389 | 6.6 | 1 | 2019-12-31 | 2020-12-31 | 365 | 7.7184 | 7
49136 | 8.1 | 1 | 2019-12-31 | 2020-12-31 | 365 | 9.4726 | 9
48201 | 4.2 | 1 | 2019-12-31 | 2020-12-31 | 365 | 4.9117 | 4
51136 | 6.615 | 1 | 2019-12-31 | 2020-12-31 | 365 | 7.736 | 7
50200 | 11.4 | 1 | 2019-12-31 | 2020-12-31 | 365 | 13.3318 | 13
45277 | 6.36 | 1 | 2019-12-31 | 2020-12-31 | 365 | 7.4378 | 7
50850 | 7.98 | 1 | 2019-12-31 | 2020-12-31 | 365 | 9.3323 | 9
47026 | 5.04 | 1 | 2019-12-31 | 2020-12-31 | 365 | 5.8941 | 5
47020 | 10.4 | 1 | 2019-12-31 | 2020-12-31 | 365 | 12.1624 | 12
45792 | 4.41 | 1 | 2019-12-31 | 2020-12-31 | 365 | 5.1573 | 5
50866 | 4.845 | 1 | 2019-12-31 | 2020-12-31 | 365 | 5.666 | 5
43470 | 17.1 | 1 | 2019-12-31 | 2020-12-31 | 365 | 19.9978 | 19
50753 | 16.38 | 1 | 2019-12-31 | 2020-12-31 | 365 | 19.1558 | 19
44845 | 11.88 | 1 | 2019-12-31 | 2020-12-31 | 365 | 13.8932 | 13
44105 | 5.94 | 1 | 2019-12-31 | 2020-12-31 | 365 | 6.9466 | 6
47556 | 12.6 | 1 | 2019-12-31 | 2020-12-31 | 365 | 14.7352 | 14
51467 | 13.42 | 1 | 2019-12-31 | 2020-12-31 | 365 | 15.6942 | 15
56434 | 6.63 | 1 | 2019-12-31 | 2020-12-31 | 365 | 7.7535 | 7
56432 | 3.3 | 1 | 2019-12-31 | 2020-12-31 | 365 | 3.8592 | 3
56155 | 4.08 | 1 | 2019-12-31 | 2020-12-31 | 365 | 4.7714 | 4
55320 | 9.6 | 1 | 2019-12-31 | 2020-12-31 | 365 | 11.2268 | 11
55274 | 9.9 | 1 | 2019-12-31 | 2020-12-31 | 365 | 11.5777 | 11
55262 | 5.4 | 1 | 2019-12-31 | 2020-12-31 | 365 | 6.3151 | 6
55258 | 7.8 | 1 | 2019-12-31 | 2020-12-31 | 365 | 9.1218 | 9
55255 | 6 | 1 | 2019-12-31 | 2020-12-31 | 365 | 7.0168 | 7
55248 | 8.25 | 1 | 2019-12-31 | 2020-12-31 | 365 | 9.648 | 9
55239 | 4.75 | 1 | 2019-12-31 | 2020-12-31 | 365 | 5.5549 | 5
54958 | 3.9 | 1 | 2019-12-31 | 2020-12-31 | 365 | 4.5609 | 4
55001 | 6 | 1 | 2019-12-31 | 2020-12-31 | 365 | 7.0168 | 7
55017 | 6.6 | 1 | 2019-12-31 | 2020-12-31 | 365 | 7.7184 | 7
55025 | 5.25 | 1 | 2019-12-31 | 2020-12-31 | 365 | 6.1397 | 6
56709 | 5.6 | 1 | 2019-12-31 | 2020-12-31 | 365 | 6.549 | 6
55013 | 8 | 1 | 2019-12-31 | 2020-12-31 | 365 | 9.3557 | 9
54993 | 7.56 | 1 | 2019-12-31 | 2020-12-31 | 365 | 8.8411 | 8
56438 | 7.25 | 1 | 2019-12-31 | 2020-12-31 | 365 | 8.4786 | 8
55242 | 5.865 | 1 | 2019-12-31 | 2020-12-31 | 365 | 6.8589 | 6
55251 | 8.25 | 1 | 2019-12-31 | 2020-12-31 | 365 | 9.648 | 9
55253 | 3 | 1 | 2019-12-31 | 2020-12-31 | 365 | 3.5084 | 3
55276 | 6 | 1 | 2019-12-31 | 2020-12-31 | 365 | 7.0168 | 7
56748 | 17.5 | 1 | 2019-12-31 | 2020-12-31 | 365 | 20.4656 | 20
55245 | 6.75 | 1 | 2019-12-31 | 2020-12-31 | 365 | 7.8939 | 7
47441 | 9.3 | 1 | 2019-12-31 | 2020-12-31 | 365 | 10.876 | 10
56159 | 6.63 | 1 | 2019-12-31 | 2020-12-31 | 365 | 7.7535 | 7
46141 | 9.81 | 1 | 2019-12-31 | 2020-12-31 | 365 | 11.4724 | 11
55003 | 10.5 | 1 | 2019-12-31 | 2020-12-31 | 365 | 12.2793 | 12
55244 | 11.5 | 1 | 2019-12-31 | 2020-12-31 | 365 | 13.4488 | 13
49850 | 5.7 | 1 | 2019-12-31 | 2020-12-31 | 365 | 6.6659 | 6
48770 | 10.53 | 1 | 2019-12-31 | 2020-12-31 | 365 | 12.3144 | 12
54536 | 14.025 | 1 | 2019-12-31 | 2020-12-31 | 365 | 16.4017 | 16
35593 | 120 | 0.9 | 2019-12-31 | 2020-12-31 | 365 | 126.3017 | 126
54532 | 7.65 | 1 | 2019-12-31 | 2020-12-31 | 365 | 8.9464 | 8
44142 | 8.32 | 1 | 2019-12-31 | 2020-12-31 | 365 | 9.7299 | 9
47375 | 13.005 | 1 | 2019-12-31 | 2020-12-31 | 365 | 15.2088 | 15
55854 | 6.24 | 1 | 2019-12-31 | 2020-12-31 | 365 | 7.2974 | 7
56160 | 12.5 | 1 | 2019-12-31 | 2020-12-31 | 365 | 14.6182 | 14
49845 | 7.8 | 1 | 2019-12-31 | 2020-12-31 | 365 | 9.1218 | 9
45780 | 7.28 | 1 | 2019-12-31 | 2020-12-31 | 365 | 8.5137 | 8
55322 | 3.9 | 1 | 2019-12-31 | 2020-12-31 | 365 | 4.5609 | 4
55321 | 6.4 | 1 | 2019-12-31 | 2020-12-31 | 365 | 7.4845 | 7
50860 | 12.54 | 1 | 2019-12-31 | 2020-12-31 | 365 | 14.665 | 14
47561 | 9.12 | 1 | 2019-12-31 | 2020-12-31 | 365 | 10.6655 | 10
56154 | 3.188 | 1 | 2019-12-31 | 2020-12-31 | 365 | 3.7282 | 3
54957 | 3.975 | 1 | 2019-12-31 | 2020-12-31 | 365 | 4.6486 | 4
54956 | 3.013 | 1 | 2019-12-31 | 2020-12-31 | 365 | 3.5236 | 3
36645 | 73.2 | 1 | 2019-12-31 | 2020-12-31 | 365 | 85.6045 | 85
50833 | 13.86 | 1 | 2019-12-31 | 2020-12-31 | 365 | 16.2087 | 16
47403 | 15.12 | 1 | 2019-12-31 | 2020-12-31 | 365 | 17.6822 | 17
51020 | 7.5 | 1 | 2019-12-31 | 2020-12-31 | 365 | 8.7709 | 8
49496 | 12 | 1 | 2019-12-31 | 2020-12-31 | 365 | 14.0335 | 14
50548 | 7.28 | 1 | 2019-12-31 | 2020-12-31 | 365 | 8.5137 | 8
50545 | 13.2 | 1 | 2019-12-31 | 2020-12-31 | 365 | 15.4369 | 15
50933 | 4.725 | 1 | 2019-12-31 | 2020-12-31 | 365 | 5.5257 | 5
45807 | 7.56 | 1 | 2019-12-31 | 2020-12-31 | 365 | 8.8411 | 8
49141 | 8.5 | 1 | 2019-12-31 | 2020-12-31 | 365 | 9.9404 | 9
49112 | 12.285 | 1 | 2019-12-31 | 2020-12-31 | 365 | 14.3668 | 14
58859 | 8.67 | 1 | 2019-12-31 | 2020-12-31 | 365 | 10.1392 | 10
58633 | 8.19 | 1 | 2019-12-31 | 2020-12-31 | 365 | 9.5779 | 9
58590 | 5.7 | 1 | 2019-12-31 | 2020-12-31 | 365 | 6.6659 | 6
58584 | 4.08 | 1 | 2019-12-31 | 2020-12-31 | 365 | 4.7714 | 4
58585 | 8.16 | 1 | 2019-12-31 | 2020-12-31 | 365 | 9.5428 | 9
57576 | 9.69 | 1 | 2019-12-31 | 2020-12-31 | 365 | 11.3321 | 11
57573 | 10.8 | 1 | 2019-12-31 | 2020-12-31 | 365 | 12.6302 | 12
57510 | 5.4 | 1 | 2019-12-31 | 2020-12-31 | 365 | 6.3151 | 6
57511 | 7.2 | 1 | 2019-12-31 | 2020-12-31 | 365 | 8.4201 | 8
56442 | 8.4 | 1 | 2019-12-31 | 2020-12-31 | 365 | 9.8235 | 9
56758 | 5.4 | 1 | 2019-12-31 | 2020-12-31 | 365 | 6.3151 | 6
56436 | 4.75 | 1 | 2019-12-31 | 2020-12-31 | 365 | 5.5549 | 5
56433 | 6.63 | 1 | 2019-12-31 | 2020-12-31 | 365 | 7.7535 | 7
56435 | 12 | 1 | 2019-12-31 | 2020-12-31 | 365 | 14.0335 | 14
56165 | 4.2 | 1 | 2019-12-31 | 2020-12-31 | 365 | 4.9117 | 4
60127 | 6.25 | 1 | 2019-12-31 | 2020-12-31 | 365 | 7.3091 | 7
60125 | 6.6 | 1 | 2019-12-31 | 2020-12-31 | 365 | 7.7184 | 7
59600 | 8.415 | 1 | 2019-12-31 | 2020-12-31 | 365 | 9.841 | 9
60048 | 5.67 | 1 | 2019-12-31 | 2020-12-31 | 365 | 6.6308 | 6
60010 | 8.5 | 1 | 2019-12-31 | 2020-12-31 | 365 | 9.9404 | 9
59646 | 4.08 | 1 | 2019-12-31 | 2020-12-31 | 365 | 4.7714 | 4
59658 | 6 | 1 | 2019-12-31 | 2020-12-31 | 365 | 7.0168 | 7
59656 | 5.4 | 1 | 2019-12-31 | 2020-12-31 | 365 | 6.3151 | 6
59657 | 4.2 | 1 | 2019-12-31 | 2020-12-31 | 365 | 4.9117 | 4
58860 | 5.4 | 1 | 2019-12-31 | 2020-12-31 | 365 | 6.3151 | 6
45816 | 11.025 | 1 | 2019-12-31 | 2020-12-31 | 365 | 12.8933 | 12
51239 | 11.34 | 1 | 2019-12-31 | 2020-12-31 | 365 | 13.2617 | 13
58856 | 10.08 | 1 | 2019-12-31 | 2020-12-31 | 365 | 11.7882 | 11
60006 | 7.56 | 1 | 2019-12-31 | 2020-12-31 | 365 | 8.8411 | 8
60009 | 10.2 | 1 | 2019-12-31 | 2020-12-31 | 365 | 11.9285 | 11
59602 | 13.86 | 1 | 2019-12-31 | 2020-12-31 | 365 | 16.2087 | 16
59652 | 6.5 | 1 | 2019-12-31 | 2020-12-31 | 365 | 7.6015 | 7
58858 | 3.99 | 1 | 2019-12-31 | 2020-12-31 | 365 | 4.6661 | 4
58634 | 7.8 | 1 | 2019-12-31 | 2020-12-31 | 365 | 9.1218 | 9
58653 | 13.5 | 1 | 2019-12-31 | 2020-12-31 | 365 | 15.7877 | 15
56783 | 5.1 | 1 | 2019-12-31 | 2020-12-31 | 365 | 5.9642 | 5
56441 | 6.3 | 1 | 2019-12-31 | 2020-12-31 | 365 | 7.3676 | 7
56430 | 3.6 | 1 | 2019-12-31 | 2020-12-31 | 365 | 4.2101 | 4
44169 | 9.99 | 1 | 2019-12-31 | 2020-12-31 | 365 | 11.6829 | 11
46231 | 10.8 | 1 | 2019-12-31 | 2020-12-31 | 365 | 12.6302 | 12
58632 | 4.75 | 1 | 2019-12-31 | 2020-12-31 | 365 | 5.5549 | 5
56439 | 5.355 | 1 | 2019-12-31 | 2020-12-31 | 365 | 6.2625 | 6
45796 | 13 | 1 | 2019-12-31 | 2020-12-31 | 365 | 15.203 | 15
57885 | 25 | 1 | 2019-12-31 | 2020-12-31 | 365 | 29.2365 | 29
60580 | 12 | 1 | 2019-12-31 | 2020-12-31 | 365 | 14.0335 | 14
60585 | 10.2 | 1 | 2019-12-31 | 2020-12-31 | 365 | 11.9285 | 11
57883 | 2.7 | 1 | 2019-12-31 | 2020-12-31 | 365 | 3.1575 | 3
57884 | 7.2 | 1 | 2019-12-31 | 2020-12-31 | 365 | 8.4201 | 8
59604 | 7.65 | 1 | 2019-12-31 | 2020-12-31 | 365 | 8.9464 | 8
58588 | 6.6 | 1 | 2019-12-31 | 2020-12-31 | 365 | 7.7184 | 7
56431 | 11.5 | 1 | 2019-12-31 | 2020-12-31 | 365 | 13.4488 | 13
56864 | 7.95 | 1 | 2019-12-31 | 2020-12-31 | 365 | 9.2972 | 9
60593 | 11 | 1 | 2019-12-31 | 2020-12-31 | 365 | 12.8641 | 12
60598 | 6.12 | 1 | 2019-12-31 | 2020-12-31 | 365 | 7.1571 | 7
60641 | 9.6 | 1 | 2019-12-31 | 2020-12-31 | 365 | 11.2268 | 11
60582 | 6.6 | 1 | 2019-12-31 | 2020-12-31 | 365 | 7.7184 | 7
60581 | 8.415 | 1 | 2019-12-31 | 2020-12-31 | 365 | 9.841 | 9
60583 | 3.6 | 1 | 2019-12-31 | 2020-12-31 | 365 | 4.2101 | 4
60586 | 9.3 | 1 | 2019-12-31 | 2020-12-31 | 365 | 10.876 | 10
47354 | 7.2 | 1 | 2019-12-31 | 2020-12-31 | 365 | 8.4201 | 8
57887 | 11.025 | 1 | 2019-12-31 | 2020-12-31 | 365 | 12.8933 | 12
57886 | 8.625 | 1 | 2019-12-31 | 2020-12-31 | 365 | 10.0866 | 10
57882 | 4.8 | 1 | 2019-12-31 | 2020-12-31 | 365 | 5.6134 | 5
59647 | 7.685 | 1 | 2019-12-31 | 2020-12-31 | 365 | 8.9873 | 8
55318 | 7.8 | 1 | 2019-12-31 | 2020-12-31 | 365 | 9.1218 | 9
62021 | 6.6 | 1 | 2019-12-31 | 2020-12-31 | 365 | 7.7184 | 7
62112 | 3.25 | 1 | 2019-12-31 | 2020-12-31 | 365 | 3.8007 | 3
61705 | 4.59 | 1 | 2019-12-31 | 2020-12-31 | 365 | 5.3678 | 5
61696 | 3.57 | 1 | 2019-12-31 | 2020-12-31 | 365 | 4.175 | 4
61816 | 8.16 | 1 | 2019-12-31 | 2020-12-31 | 365 | 9.5428 | 9
61810 | 8.91 | 1 | 2019-12-31 | 2020-12-31 | 365 | 10.4199 | 10
61809 | 6.48 | 1 | 2019-12-31 | 2020-12-31 | 365 | 7.5781 | 7
62020 | 3.15 | 1 | 2019-12-31 | 2020-12-31 | 365 | 3.6838 | 3
59650 | 7.848 | 1 | 2019-12-31 | 2020-12-31 | 365 | 9.1779 | 9
60124 | 3.848 | 1 | 2019-12-31 | 2020-12-31 | 365 | 4.5001 | 4
56167 | 10.8 | 1 | 2019-12-31 | 2020-12-31 | 365 | 12.6302 | 12
60642 | 4.144 | 1 | 2019-12-31 | 2020-12-31 | 365 | 4.8462 | 4
47568 | 12.6 | 1 | 2019-12-31 | 2020-12-31 | 365 | 14.7352 | 14
61682 | 3.563 | 1 | 2019-12-31 | 2020-12-31 | 365 | 4.1668 | 4
62022 | 2.665 | 1 | 2019-12-31 | 2020-12-31 | 365 | 3.1166 | 3
60123 | 24.84 | 1 | 2019-12-31 | 2020-12-31 | 365 | 29.0494 | 29
60011 | 11.025 | 1 | 2019-12-31 | 2020-12-31 | 365 | 12.8933 | 12
62123 | 8.5 | 1 | 2019-12-31 | 2020-12-31 | 365 | 9.9404 | 9
62121 | 7.5 | 1 | 2019-12-31 | 2020-12-31 | 365 | 8.7709 | 8
62122 | 13.25 | 1 | 2019-12-31 | 2020-12-31 | 365 | 15.4953 | 15
62120 | 3.75 | 1 | 2019-12-31 | 2020-12-31 | 365 | 4.3855 | 4
62119 | 10.137 | 1 | 2019-12-31 | 2020-12-31 | 365 | 11.8548 | 11
62109 | 5.75 | 1 | 2019-12-31 | 2020-12-31 | 365 | 6.7244 | 6
62102 | 10.5 | 1 | 2019-12-31 | 2020-12-31 | 365 | 12.2793 | 12
61690 | 4.8 | 1 | 2019-12-31 | 2020-12-31 | 365 | 5.6134 | 5
63198 | 6.93 | 1 | 2019-12-31 | 2020-12-31 | 365 | 8.1044 | 8
60600 | 10.75 | 1 | 2019-12-31 | 2020-12-31 | 365 | 12.5717 | 12
60601 | 11.22 | 1 | 2019-12-31 | 2020-12-31 | 365 | 13.1213 | 13
60893 | 4.2 | 1 | 2019-12-31 | 2020-12-31 | 365 | 4.9117 | 4
60895 | 7.8 | 1 | 2019-12-31 | 2020-12-31 | 365 | 9.1218 | 9
60896 | 5.13 | 1 | 2019-12-31 | 2020-12-31 | 365 | 5.9993 | 5
51465 | 7.56 | 1 | 2019-12-31 | 2020-12-31 | 365 | 8.8411 | 8
47036 | 12.285 | 1 | 2019-12-31 | 2020-12-31 | 365 | 14.3668 | 14
49107 | 12 | 1 | 2019-12-31 | 2020-12-31 | 365 | 14.0335 | 14
61078 | 6.3 | 1 | 2019-12-31 | 2020-12-31 | 365 | 7.3676 | 7
60644 | 6.93 | 1 | 2019-12-31 | 2020-12-31 | 365 | 8.1044 | 8
60645 | 5.67 | 1 | 2019-12-31 | 2020-12-31 | 365 | 6.6308 | 6
60646 | 9 | 1 | 2019-12-31 | 2020-12-31 | 365 | 10.5251 | 10
60647 | 10.395 | 1 | 2019-12-31 | 2020-12-31 | 365 | 12.1565 | 12
61695 | 6.93 | 1 | 2019-12-31 | 2020-12-31 | 365 | 8.1044 | 8
61701 | 7.905 | 1 | 2019-12-31 | 2020-12-31 | 365 | 9.2446 | 9
61704 | 6.12 | 1 | 2019-12-31 | 2020-12-31 | 365 | 7.1571 | 7
61708 | 3.9 | 1 | 2019-12-31 | 2020-12-31 | 365 | 4.5609 | 4
61709 | 6.93 | 1 | 2019-12-31 | 2020-12-31 | 365 | 8.1044 | 8
61814 | 8.55 | 1 | 2019-12-31 | 2020-12-31 | 365 | 9.9989 | 9
61817 | 10.8 | 1 | 2019-12-31 | 2020-12-31 | 365 | 12.6302 | 12
62023 | 4.59 | 1 | 2019-12-31 | 2020-12-31 | 365 | 5.3678 | 5
62024 | 8.16 | 1 | 2019-12-31 | 2020-12-31 | 365 | 9.5428 | 9
62025 | 3.6 | 1 | 2019-12-31 | 2020-12-31 | 365 | 4.2101 | 4
62026 | 3.06 | 1 | 2019-12-31 | 2020-12-31 | 365 | 3.5785 | 3
62028 | 5.61 | 1 | 2019-12-31 | 2020-12-31 | 365 | 6.5607 | 6
62029 | 6.3 | 1 | 2019-12-31 | 2020-12-31 | 365 | 7.3676 | 7
62030 | 4.08 | 1 | 2019-12-31 | 2020-12-31 | 365 | 4.7714 | 4
62107 | 6 | 1 | 2019-12-31 | 2020-12-31 | 365 | 7.0168 | 7
63193 | 11.34 | 1 | 2019-12-31 | 2020-12-31 | 365 | 13.2617 | 13
63265 | 13.5 | 1 | 2019-12-31 | 2020-12-31 | 365 | 15.7877 | 15
62027 | 3.57 | 1 | 2019-12-31 | 2020-12-31 | 365 | 4.175 | 4
63587 | 7.5 | 1 | 2019-12-31 | 2020-12-31 | 365 | 8.7709 | 8
63721 | 4.08 | 1 | 2019-12-31 | 2020-12-31 | 365 | 4.7714 | 4
63723 | 7.65 | 1 | 2019-12-31 | 2020-12-31 | 365 | 8.9464 | 8
63727 | 7.395 | 1 | 2019-12-31 | 2020-12-31 | 365 | 8.6482 | 8
61076 | 3.922 | 1 | 2019-12-31 | 2020-12-31 | 365 | 4.5866 | 4
62019 | 8.1 | 1 | 2019-12-31 | 2020-12-31 | 365 | 9.4726 | 9
58652 | 4.44 | 1 | 2019-12-31 | 2020-12-31 | 365 | 5.1924 | 5
64986 | 9.6 | 1 | 2019-12-31 | 2020-12-31 | 365 | 11.2268 | 11
64995 | 5.25 | 1 | 2019-12-31 | 2020-12-31 | 365 | 6.1397 | 6
64997 | 6.12 | 1 | 2019-12-31 | 2020-12-31 | 365 | 7.1571 | 7
50924 | 6.3 | 1 | 2019-12-31 | 2020-12-31 | 365 | 7.3676 | 7
50994 | 3.78 | 1 | 2019-12-31 | 2020-12-31 | 365 | 4.4206 | 4
62103 | 7.56 | 1 | 2019-12-31 | 2020-12-31 | 365 | 8.8411 | 8
63780 | 9.6 | 1 | 2019-12-31 | 2020-12-31 | 365 | 11.2268 | 11
63725 | 12.5 | 1 | 2019-12-31 | 2020-12-31 | 365 | 14.6182 | 14
64999 | 5.1 | 1 | 2019-12-31 | 2020-12-31 | 365 | 5.9642 | 5
65001 | 6.3 | 1 | 2019-12-31 | 2020-12-31 | 365 | 7.3676 | 7
65004 | 7.2 | 1 | 2019-12-31 | 2020-12-31 | 365 | 8.4201 | 8
65009 | 4.5 | 1 | 2019-12-31 | 2020-12-31 | 365 | 5.2626 | 5
65215 | 13.5 | 1 | 2019-12-31 | 2020-12-31 | 365 | 15.7877 | 15
65221 | 3.9 | 1 | 2019-12-31 | 2020-12-31 | 365 | 4.5609 | 4
65369 | 6.63 | 1 | 2019-12-31 | 2020-12-31 | 365 | 7.7535 | 7
65374 | 5.4 | 1 | 2019-12-31 | 2020-12-31 | 365 | 6.3151 | 6
65385 | 9.135 | 1 | 2019-12-31 | 2020-12-31 | 365 | 10.683 | 10
65388 | 6.3 | 1 | 2019-12-31 | 2020-12-31 | 365 | 7.3676 | 7
63284 | 4.8 | 1 | 2019-12-31 | 2020-12-31 | 365 | 5.6134 | 5
62031 | 10.2 | 1 | 2019-12-31 | 2020-12-31 | 365 | 11.9285 | 11
63581 | 11.34 | 1 | 2019-12-31 | 2020-12-31 | 365 | 13.2617 | 13
63584 | 12.6 | 1 | 2019-12-31 | 2020-12-31 | 365 | 14.7352 | 14
63585 | 15 | 1 | 2019-12-31 | 2020-12-31 | 365 | 17.5419 | 17
63586 | 7.8 | 1 | 2019-12-31 | 2020-12-31 | 365 | 9.1218 | 9
63589 | 7.5 | 1 | 2019-12-31 | 2020-12-31 | 365 | 8.7709 | 8
63591 | 11.025 | 1 | 2019-12-31 | 2020-12-31 | 365 | 12.8933 | 12
63592 | 9.6 | 1 | 2019-12-31 | 2020-12-31 | 365 | 11.2268 | 11
63593 | 14.1 | 1 | 2019-12-31 | 2020-12-31 | 365 | 16.4894 | 16
63594 | 14.1 | 1 | 2019-12-31 | 2020-12-31 | 365 | 16.4894 | 16
63595 | 8.82 | 1 | 2019-12-31 | 2020-12-31 | 365 | 10.3146 | 10
63596 | 3.3 | 1 | 2019-12-31 | 2020-12-31 | 365 | 3.8592 | 3
63715 | 6.6 | 1 | 2019-12-31 | 2020-12-31 | 365 | 7.7184 | 7
63728 | 9.3 | 1 | 2019-12-31 | 2020-12-31 | 365 | 10.876 | 10
63772 | 4.8 | 1 | 2019-12-31 | 2020-12-31 | 365 | 5.6134 | 5
63776 | 14.49 | 1 | 2019-12-31 | 2020-12-31 | 365 | 16.9455 | 16
47275 | 10.8 | 1 | 2019-12-31 | 2020-12-31 | 365 | 12.6302 | 12
63590 | 11.025 | 1 | 2019-12-31 | 2020-12-31 | 365 | 12.8933 | 12
63706 | 15.18 | 1 | 2019-12-31 | 2020-12-31 | 365 | 17.7524 | 17
63783 | 11.34 | 1 | 2019-12-31 | 2020-12-31 | 365 | 13.2617 | 13
63283 | 9 | 1 | 2019-12-31 | 2020-12-31 | 365 | 10.5251 | 10
42343 | 42 | 0.9 | 2019-12-31 | 2020-12-31 | 365 | 44.2056 | 44
42142 | 4.688 | 1 | 2019-12-31 | 2020-12-31 | 365 | 5.4824 | 5
63200 | 5.355 | 1 | 2019-12-31 | 2020-12-31 | 365 | 6.2625 | 6
58587 | 2 | 1 | 2019-12-31 | 2020-12-31 | 365 | 2.3389 | 2
63285 | 6.375 | 1 | 2019-12-31 | 2020-12-31 | 365 | 7.4553 | 7
63287 | 5.1 | 1 | 2019-12-31 | 2020-12-31 | 365 | 5.9642 | 5
63588 | 7.5 | 1 | 2019-12-31 | 2020-12-31 | 365 | 8.7709 | 8
63717 | 11.22 | 1 | 2019-12-31 | 2020-12-31 | 365 | 13.1213 | 13
63718 | 6 | 1 | 2019-12-31 | 2020-12-31 | 365 | 7.0168 | 7
64978 | 8.7 | 1 | 2019-12-31 | 2020-12-31 | 365 | 10.1743 | 10
65582 | 5.355 | 1 | 2019-12-31 | 2020-12-31 | 365 | 6.2625 | 6
65584 | 6.885 | 1 | 2019-12-31 | 2020-12-31 | 365 | 8.0517 | 8
65802 | 6 | 1 | 2019-12-31 | 2020-12-31 | 365 | 7.0168 | 7
65804 | 8.4 | 1 | 2019-12-31 | 2020-12-31 | 365 | 9.8235 | 9
65809 | 6.9 | 1 | 2019-12-31 | 2020-12-31 | 365 | 8.0693 | 8
65977 | 8.1 | 1 | 2019-12-31 | 2020-12-31 | 365 | 9.4726 | 9
65980 | 10.8 | 1 | 2019-12-31 | 2020-12-31 | 365 | 12.6302 | 12
65981 | 7.65 | 1 | 2019-12-31 | 2020-12-31 | 365 | 8.9464 | 8
66258 | 7.8 | 1 | 2019-12-31 | 2020-12-31 | 365 | 9.1218 | 9
66260 | 10.965 | 1 | 2019-12-31 | 2020-12-31 | 365 | 12.8231 | 12
66261 | 6.6 | 1 | 2019-12-31 | 2020-12-31 | 365 | 7.7184 | 7
66263 | 7.5 | 1 | 2019-12-31 | 2020-12-31 | 365 | 8.7709 | 8
66284 | 8.4 | 1 | 2019-12-31 | 2020-12-31 | 365 | 9.8235 | 9
66293 | 6.76 | 1 | 2019-12-31 | 2020-12-31 | 365 | 7.9055 | 7
66437 | 7.625 | 1 | 2019-12-31 | 2020-12-31 | 365 | 8.9171 | 8
66442 | 11.895 | 1 | 2019-12-31 | 2020-12-31 | 365 | 13.9107 | 13
66530 | 10.4 | 1 | 2019-12-31 | 2020-12-31 | 365 | 12.1624 | 12
66532 | 12.6 | 1 | 2019-12-31 | 2020-12-31 | 365 | 14.7352 | 14
66534 | 7.245 | 1 | 2019-12-31 | 2020-12-31 | 365 | 8.4727 | 8
66543 | 5.1 | 1 | 2019-12-31 | 2020-12-31 | 365 | 5.9642 | 5
66547 | 2.4 | 1 | 2019-12-31 | 2020-12-31 | 365 | 2.8067 | 2
66558 | 13.5 | 1 | 2019-12-31 | 2020-12-31 | 365 | 15.7877 | 15
65380 | 5.4 | 1 | 2019-12-31 | 2020-12-31 | 365 | 6.3151 | 6
65393 | 7.5 | 1 | 2019-12-31 | 2020-12-31 | 365 | 8.7709 | 8
65397 | 6.615 | 1 | 2019-12-31 | 2020-12-31 | 365 | 7.736 | 7
65403 | 16.32 | 1 | 2019-12-31 | 2020-12-31 | 365 | 19.0856 | 19
65431 | 3.42 | 1 | 2019-12-31 | 2020-12-31 | 365 | 3.9996 | 3
65454 | 9.6 | 1 | 2019-12-31 | 2020-12-31 | 365 | 11.2268 | 11
65459 | 22.8 | 1 | 2019-12-31 | 2020-12-31 | 365 | 26.6637 | 26
65461 | 5.7 | 1 | 2019-12-31 | 2020-12-31 | 365 | 6.6659 | 6
65506 | 10.2 | 1 | 2019-12-31 | 2020-12-31 | 365 | 11.9285 | 11
65513 | 6.5 | 1 | 2019-12-31 | 2020-12-31 | 365 | 7.6015 | 7
65522 | 7.2 | 1 | 2019-12-31 | 2020-12-31 | 365 | 8.4201 | 8
66257 | 7.2 | 1 | 2019-12-31 | 2020-12-31 | 365 | 8.4201 | 8
66446 | 12 | 1 | 2019-12-31 | 2020-12-31 | 365 | 14.0335 | 14
66745 | 5.72 | 1 | 2019-12-31 | 2020-12-31 | 365 | 6.6893 | 6
66748 | 5.1 | 1 | 2019-12-31 | 2020-12-31 | 365 | 5.9642 | 5
66639 | 8.1 | 1 | 2019-12-31 | 2020-12-31 | 365 | 9.4726 | 9
66031 | 7.68 | 1 | 2019-12-31 | 2020-12-31 | 365 | 8.9815 | 8
65800 | 3.51 | 1 | 2019-12-31 | 2020-12-31 | 365 | 4.1048 | 4
67432 | 6.3 | 1 | 2019-12-31 | 2020-12-31 | 365 | 7.3676 | 7
67435 | 7.685 | 1 | 2019-12-31 | 2020-12-31 | 365 | 8.9873 | 8
67622 | 10.5 | 1 | 2019-12-31 | 2020-12-31 | 365 | 12.2793 | 12
67624 | 11.475 | 1 | 2019-12-31 | 2020-12-31 | 365 | 13.4196 | 13
67626 | 2.75 | 1 | 2019-12-31 | 2020-12-31 | 365 | 3.216 | 3
67629 | 6.12 | 1 | 2019-12-31 | 2020-12-31 | 365 | 7.1571 | 7
67631 | 4.335 | 1 | 2019-12-31 | 2020-12-31 | 365 | 5.0696 | 5
67636 | 4.59 | 1 | 2019-12-31 | 2020-12-31 | 365 | 5.3678 | 5
67641 | 5.1 | 1 | 2019-12-31 | 2020-12-31 | 365 | 5.9642 | 5
50703 | 7.98 | 1 | 2019-12-31 | 2020-12-31 | 365 | 9.3323 | 9
61693 | 15.075 | 1 | 2019-12-31 | 2020-12-31 | 365 | 17.6296 | 17
66540 | 5.72 | 1 | 2019-12-31 | 2020-12-31 | 365 | 6.6893 | 6
66945 | 7.395 | 1 | 2019-12-31 | 2020-12-31 | 365 | 8.6482 | 8
66979 | 7.56 | 1 | 2019-12-31 | 2020-12-31 | 365 | 8.8411 | 8
66983 | 10.2 | 1 | 2019-12-31 | 2020-12-31 | 365 | 11.9285 | 11
67264 | 8.12 | 1 | 2019-12-31 | 2020-12-31 | 365 | 9.496 | 9
65226 | 89.32 | 0.9 | 2019-12-31 | 2020-12-31 | 365 | 94.0106 | 94
66737 | 9.18 | 1 | 2019-12-31 | 2020-12-31 | 365 | 10.7356 | 10
66775 | 11.118 | 1 | 2019-12-31 | 2020-12-31 | 365 | 13.0021 | 13
66883 | 9 | 1 | 2019-12-31 | 2020-12-31 | 365 | 10.5251 | 10
66905 | 10.137 | 1 | 2019-12-31 | 2020-12-31 | 365 | 11.8548 | 11
66904 | 15.87 | 1 | 2019-12-31 | 2020-12-31 | 365 | 18.5593 | 18
66903 | 6.867 | 1 | 2019-12-31 | 2020-12-31 | 365 | 8.0307 | 8
66772 | 5.559 | 1 | 2019-12-31 | 2020-12-31 | 365 | 6.501 | 6
66865 | 8.502 | 1 | 2019-12-31 | 2020-12-31 | 365 | 9.9427 | 9
66868 | 8.829 | 1 | 2019-12-31 | 2020-12-31 | 365 | 10.3252 | 10
66869 | 7.848 | 1 | 2019-12-31 | 2020-12-31 | 365 | 9.1779 | 9
66885 | 10.385 | 1 | 2019-12-31 | 2020-12-31 | 365 | 12.1448 | 12
66705 | 4.64 | 1 | 2019-12-31 | 2020-12-31 | 365 | 5.4263 | 5
66549 | 5.865 | 1 | 2019-12-31 | 2020-12-31 | 365 | 6.8589 | 6
65456 | 12.6 | 1 | 2019-12-31 | 2020-12-31 | 365 | 14.7352 | 14
66884 | 5.36 | 1 | 2019-12-31 | 2020-12-31 | 365 | 6.2683 | 6
46266 | 8.505 | 1 | 2019-12-31 | 2020-12-31 | 365 | 9.9463 | 9
49597 | 5.04 | 1 | 2019-12-31 | 2020-12-31 | 365 | 5.8941 | 5
23634 | 748.775 | 0.9 | 2019-12-31 | 2020-12-31 | 365 | 788.0962 | 788
65682 | 7.98 | 1 | 2019-12-31 | 2020-12-31 | 365 | 9.3323 | 9
34055 | 861 | 1 | 2019-12-31 | 2020-12-31 | 365 | 1006.9051 | 1006
66781 | 9.81 | 1 | 2019-12-31 | 2020-12-31 | 365 | 11.4724 | 11
66777 | 6.54 | 1 | 2019-12-31 | 2020-12-31 | 365 | 7.6483 | 7
65235 | 123.82 | 0.9 | 2019-12-31 | 2020-12-31 | 365 | 130.3223 | 130
66641 | 18.24 | 1 | 2019-12-31 | 2020-12-31 | 365 | 21.331 | 21
66642 | 8.4 | 1 | 2019-12-31 | 2020-12-31 | 365 | 9.8235 | 9
66677 | 6.6 | 1 | 2019-12-31 | 2020-12-31 | 365 | 7.7184 | 7
66678 | 8.4 | 1 | 2019-12-31 | 2020-12-31 | 365 | 9.8235 | 9
66704 | 6.27 | 1 | 2019-12-31 | 2020-12-31 | 365 | 7.3325 | 7
66870 | 8.19 | 0.8 | 2019-12-31 | 2020-12-31 | 365 | 7.6623 | 7
66743 | 5.1 | 1 | 2019-12-31 | 2020-12-31 | 365 | 5.9642 | 5
66738 | 6.6 | 1 | 2019-12-31 | 2020-12-31 | 365 | 7.7184 | 7
66680 | 11.34 | 1 | 2019-12-31 | 2020-12-31 | 365 | 13.2617 | 13
66679 | 11.34 | 1 | 2019-12-31 | 2020-12-31 | 365 | 13.2617 | 13
66643 | 6.63 | 1 | 2019-12-31 | 2020-12-31 | 365 | 7.7535 | 7
67433 | 6.6 | 1 | 2019-12-31 | 2020-12-31 | 365 | 7.7184 | 7
67434 | 14.49 | 1 | 2019-12-31 | 2020-12-31 | 365 | 16.9455 | 16
66977 | 11.34 | 1 | 2019-12-31 | 2020-12-31 | 365 | 13.2617 | 13
66947 | 6.76 | 1 | 2019-12-31 | 2020-12-31 | 365 | 7.9055 | 7
66460 | 5.1 | 1 | 2019-12-31 | 2020-12-31 | 365 | 5.9642 | 5
63707 | 49.5 | 0.9 | 2019-12-31 | 2020-12-31 | 365 | 52.0994 | 52
66949 | 5.7 | 1 | 2019-12-31 | 2020-12-31 | 365 | 6.6659 | 6
66740 | 13.5 | 1 | 2019-12-31 | 2020-12-31 | 365 | 15.7877 | 15
66681 | 15.39 | 1 | 2019-12-31 | 2020-12-31 | 365 | 17.998 | 17
66867 | 18.312 | 1 | 2019-12-31 | 2020-12-31 | 365 | 21.4152 | 21
66750 | 11.34 | 1 | 2019-12-31 | 2020-12-31 | 365 | 13.2617 | 13
66479 | 10.4 | 0.8 | 2019-12-31 | 2020-12-31 | 365 | 9.7299 | 9
55315 | 342.68 | 0.9 | 2019-12-31 | 2020-12-31 | 365 | 360.6755 | 360
68332 | 9.15 | 0.8 | 2019-12-31 | 2020-12-31 | 365 | 8.5604 | 8
68334 | 12.6 | 0.8 | 2019-12-31 | 2020-12-31 | 365 | 11.7882 | 11
68341 | 5.7 | 0.8 | 2019-12-31 | 2020-12-31 | 365 | 5.3327 | 5
68344 | 13.115 | 0.8 | 2019-12-31 | 2020-12-31 | 365 | 12.27 | 12
68375 | 24.885 | 1 | 2019-12-31 | 2020-12-31 | 365 | 29.102 | 29
68232 | 19.8 | 1 | 2019-12-31 | 2020-12-31 | 365 | 23.1553 | 23
68190 | 11.52 | 1 | 2019-12-31 | 2020-12-31 | 365 | 13.4722 | 13
68191 | 4.27 | 1 | 2019-12-31 | 2020-12-31 | 365 | 4.9936 | 4
68193 | 11.025 | 1 | 2019-12-31 | 2020-12-31 | 365 | 12.8933 | 12
68194 | 8.4 | 1 | 2019-12-31 | 2020-12-31 | 365 | 9.8235 | 9
68210 | 10.5 | 1 | 2019-12-31 | 2020-12-31 | 365 | 12.2793 | 12
68199 | 5.7 | 1 | 2019-12-31 | 2020-12-31 | 365 | 6.6659 | 6
68213 | 8.4 | 1 | 2019-12-31 | 2020-12-31 | 365 | 9.8235 | 9
68200 | 8.505 | 1 | 2019-12-31 | 2020-12-31 | 365 | 9.9463 | 9
68215 | 7.75 | 1 | 2019-12-31 | 2020-12-31 | 365 | 9.0633 | 9
68220 | 9.6 | 1 | 2019-12-31 | 2020-12-31 | 365 | 11.2268 | 11
68221 | 7.04 | 1 | 2019-12-31 | 2020-12-31 | 365 | 8.233 | 8
68233 | 4.725 | 1 | 2019-12-31 | 2020-12-31 | 365 | 5.5257 | 5
68240 | 11.025 | 0.8 | 2019-12-31 | 2020-12-31 | 365 | 10.3146 | 10
68243 | 3.05 | 0.8 | 2019-12-31 | 2020-12-31 | 365 | 2.8535 | 2
68339 | 13.68 | 0.8 | 2019-12-31 | 2020-12-31 | 365 | 12.7986 | 12
68642 | 8.19 | 0.8 | 2019-12-31 | 2020-12-31 | 365 | 7.6623 | 7
68198 | 6.405 | 1 | 2019-12-31 | 2020-12-31 | 365 | 7.4904 | 7
68192 | 6.3 | 1 | 2019-12-31 | 2020-12-31 | 365 | 7.3676 | 7
68745 | 7.43 | 1 | 2019-12-31 | 2020-12-31 | 365 | 8.6891 | 8
68234 | 6.3 | 1 | 2019-12-31 | 2020-12-31 | 365 | 7.3676 | 7
68242 | 12.2 | 0.8 | 2019-12-31 | 2020-12-31 | 365 | 11.4139 | 11
68345 | 8.82 | 0.8 | 2019-12-31 | 2020-12-31 | 365 | 8.2517 | 8
68230 | 11.34 | 1 | 2019-12-31 | 2020-12-31 | 365 | 13.2617 | 13
68235 | 10.675 | 0.8 | 2019-12-31 | 2020-12-31 | 365 | 9.9872 | 9
69093 | 5.3 | 1 | 2019-12-31 | 2020-12-31 | 365 | 6.1981 | 6
69096 | 4.2 | 1 | 2019-12-31 | 2020-12-31 | 365 | 4.9117 | 4
69098 | 8.1 | 1 | 2019-12-31 | 2020-12-31 | 365 | 9.4726 | 9
69105 | 7.245 | 0.8 | 2019-12-31 | 2020-12-31 | 365 | 6.7782 | 6
69106 | 11.025 | 0.8 | 2019-12-31 | 2020-12-31 | 365 | 10.3146 | 10
69107 | 3.42 | 0.8 | 2019-12-31 | 2020-12-31 | 365 | 3.1996 | 3
64990 | 182.24 | 0.9 | 2019-12-31 | 2020-12-31 | 365 | 191.8102 | 191
69306 | 11.655 | 0.8 | 2019-12-31 | 2020-12-31 | 365 | 10.904 | 10
69276 | 8.4 | 1 | 2019-12-31 | 2020-12-31 | 365 | 9.8235 | 9
68089 | 8.502 | 1 | 2019-12-31 | 2020-12-31 | 365 | 9.9427 | 9
69094 | 8.925 | 1 | 2019-12-31 | 2020-12-31 | 365 | 10.4374 | 10
69548 | 8.4 | 1 | 2019-12-31 | 2020-12-31 | 365 | 9.8235 | 9
69549 | 4.8 | 1 | 2019-12-31 | 2020-12-31 | 365 | 5.6134 | 5
69550 | 6.3 | 1 | 2019-12-31 | 2020-12-31 | 365 | 7.3676 | 7
69551 | 4.8 | 1 | 2019-12-31 | 2020-12-31 | 365 | 5.6134 | 5
69552 | 22.68 | 0.8 | 2019-12-31 | 2020-12-31 | 365 | 21.2187 | 21
69553 | 5.61 | 0.8 | 2019-12-31 | 2020-12-31 | 365 | 5.2485 | 5
69554 | 4.5 | 0.8 | 2019-12-31 | 2020-12-31 | 365 | 4.2101 | 4
69592 | 6.9 | 0.8 | 2019-12-31 | 2020-12-31 | 365 | 6.4554 | 6
69593 | 8.32 | 0.8 | 2019-12-31 | 2020-12-31 | 365 | 7.7839 | 7
69594 | 8.67 | 0.8 | 2019-12-31 | 2020-12-31 | 365 | 8.1114 | 8
69595 | 4.845 | 0.8 | 2019-12-31 | 2020-12-31 | 365 | 4.5328 | 4
69596 | 6.6 | 0.8 | 2019-12-31 | 2020-12-31 | 365 | 6.1747 | 6
69611 | 11.025 | 0.8 | 2019-12-31 | 2020-12-31 | 365 | 10.3146 | 10
69612 | 8.58 | 0.8 | 2019-12-31 | 2020-12-31 | 365 | 8.0272 | 8
68219 | 10.8 | 1 | 2019-12-31 | 2020-12-31 | 365 | 12.6302 | 12
68346 | 10.71 | 0.8 | 2019-12-31 | 2020-12-31 | 365 | 10.0199 | 10
69097 | 6.6 | 1 | 2019-12-31 | 2020-12-31 | 365 | 7.7184 | 7
69557 | 4.59 | 0.8 | 2019-12-31 | 2020-12-31 | 365 | 4.2943 | 4
69614 | 5.7 | 0.8 | 2019-12-31 | 2020-12-31 | 365 | 5.3327 | 5
69615 | 2.835 | 0.8 | 2019-12-31 | 2020-12-31 | 365 | 2.6523 | 2
69618 | 9.735 | 0.8 | 2019-12-31 | 2020-12-31 | 365 | 9.1078 | 9
69620 | 5.67 | 0.8 | 2019-12-31 | 2020-12-31 | 365 | 5.3047 | 5
69623 | 4.56 | 0.8 | 2019-12-31 | 2020-12-31 | 365 | 4.2662 | 4
69625 | 5.985 | 0.8 | 2019-12-31 | 2020-12-31 | 365 | 5.5994 | 5
69646 | 7.08 | 0.8 | 2019-12-31 | 2020-12-31 | 365 | 6.6238 | 6
69647 | 9.15 | 0.8 | 2019-12-31 | 2020-12-31 | 365 | 8.5604 | 8
69648 | 5.7 | 0.8 | 2019-12-31 | 2020-12-31 | 365 | 5.3327 | 5
69649 | 8.82 | 0.8 | 2019-12-31 | 2020-12-31 | 365 | 8.2517 | 8
68417 | 52.49 | 0.9 | 2019-12-31 | 2020-12-31 | 365 | 55.2465 | 55
63955 | 40.25 | 0.7 | 2019-12-31 | 2020-12-31 | 365 | 32.9495 | 32
70016 | 5.98 | 1 | 2019-12-31 | 2020-12-31 | 365 | 6.9934 | 6
70017 | 11.4 | 1 | 2019-12-31 | 2020-12-31 | 365 | 13.3318 | 13
70018 | 10.395 | 1 | 2019-12-31 | 2020-12-31 | 365 | 12.1565 | 12
70019 | 7.2 | 0.8 | 2019-12-31 | 2020-12-31 | 365 | 6.7361 | 6
70020 | 6.9 | 0.8 | 2019-12-31 | 2020-12-31 | 365 | 6.4554 | 6
70021 | 7.2 | 0.8 | 2019-12-31 | 2020-12-31 | 365 | 6.7361 | 6
70042 | 4.27 | 0.8 | 2019-12-31 | 2020-12-31 | 365 | 3.9949 | 3
70326 | 5.985 | 0.8 | 2019-12-31 | 2020-12-31 | 365 | 5.5994 | 5
70459 | 9.81 | 1 | 2019-12-31 | 2020-12-31 | 365 | 11.4724 | 11
70460 | 4.32 | 0.8 | 2019-12-31 | 2020-12-31 | 365 | 4.0417 | 4
70462 | 9.156 | 0.8 | 2019-12-31 | 2020-12-31 | 365 | 8.5661 | 8
70464 | 11.16 | 0.8 | 2019-12-31 | 2020-12-31 | 365 | 10.4409 | 10
70466 | 10.695 | 0.8 | 2019-12-31 | 2020-12-31 | 365 | 10.0059 | 10
70468 | 11.16 | 0.8 | 2019-12-31 | 2020-12-31 | 365 | 10.4409 | 10
70470 | 11.16 | 0.8 | 2019-12-31 | 2020-12-31 | 365 | 10.4409 | 10
70473 | 10.464 | 0.8 | 2019-12-31 | 2020-12-31 | 365 | 9.7898 | 9
70478 | 11.16 | 0.8 | 2019-12-31 | 2020-12-31 | 365 | 10.4409 | 10
70479 | 7.848 | 0.8 | 2019-12-31 | 2020-12-31 | 365 | 7.3423 | 7
70480 | 16.75 | 0.8 | 2019-12-31 | 2020-12-31 | 365 | 15.6708 | 15
70482 | 11.16 | 0.8 | 2019-12-31 | 2020-12-31 | 365 | 10.4409 | 10
70491 | 5.46 | 0.8 | 2019-12-31 | 2020-12-31 | 365 | 5.1082 | 5
70492 | 2.34 | 0.8 | 2019-12-31 | 2020-12-31 | 365 | 2.1892 | 2
70493 | 10.545 | 0.8 | 2019-12-31 | 2020-12-31 | 365 | 9.8656 | 9
70499 | 9.483 | 0.8 | 2019-12-31 | 2020-12-31 | 365 | 8.872 | 8
70507 | 10.8 | 0.8 | 2019-12-31 | 2020-12-31 | 365 | 10.1041 | 10
70510 | 9.975 | 1 | 2019-12-31 | 2020-12-31 | 365 | 11.6654 | 11
70505 | 9.38 | 0.8 | 2019-12-31 | 2020-12-31 | 365 | 8.7756 | 8
69621 | 7.68 | 0.8 | 2019-12-31 | 2020-12-31 | 365 | 7.1852 | 7
70012 | 10.965 | 1 | 2019-12-31 | 2020-12-31 | 365 | 12.8231 | 12
70713 | 3.64 | 0.8 | 2019-12-31 | 2020-12-31 | 365 | 3.4055 | 3
70714 | 21.045 | 1 | 2019-12-31 | 2020-12-31 | 365 | 24.6113 | 24
70715 | 5.72 | 0.8 | 2019-12-31 | 2020-12-31 | 365 | 5.3514 | 5
70513 | 4.575 | 1 | 2019-12-31 | 2020-12-31 | 365 | 5.3503 | 5
70457 | 9.9 | 1 | 2019-12-31 | 2020-12-31 | 365 | 11.5777 | 11
70023 | 7.02 | 0.8 | 2019-12-31 | 2020-12-31 | 365 | 6.5677 | 6
70011 | 15.68 | 1 | 2019-12-31 | 2020-12-31 | 365 | 18.3371 | 18
70481 | 6.867 | 0.8 | 2019-12-31 | 2020-12-31 | 365 | 6.4245 | 6
70483 | 7.035 | 0.8 | 2019-12-31 | 2020-12-31 | 365 | 6.5817 | 6
70489 | 6.7 | 0.8 | 2019-12-31 | 2020-12-31 | 365 | 6.2683 | 6
70494 | 8.505 | 0.8 | 2019-12-31 | 2020-12-31 | 365 | 7.957 | 7
66553 | 13.545 | 1 | 2019-12-31 | 2020-12-31 | 365 | 15.8403 | 15
69095 | 4.335 | 1 | 2019-12-31 | 2020-12-31 | 365 | 5.0696 | 5
71566 | 9.72 | 0.8 | 2019-12-31 | 2020-12-31 | 365 | 9.0937 | 9
71712 | 5.72 | 0.8 | 2019-12-31 | 2020-12-31 | 365 | 5.3514 | 5
71714 | 5.3 | 0.8 | 2019-12-31 | 2020-12-31 | 365 | 4.9585 | 4
71717 | 4.8 | 0.8 | 2019-12-31 | 2020-12-31 | 365 | 4.4907 | 4
71720 | 4.88 | 0.8 | 2019-12-31 | 2020-12-31 | 365 | 4.5656 | 4
71722 | 5.8 | 0.8 | 2019-12-31 | 2020-12-31 | 365 | 5.4263 | 5
71725 | 4.88 | 0.8 | 2019-12-31 | 2020-12-31 | 365 | 4.5656 | 4
71729 | 6.09 | 0.8 | 2019-12-31 | 2020-12-31 | 365 | 5.6976 | 5
71734 | 9.45 | 0.8 | 2019-12-31 | 2020-12-31 | 365 | 8.8411 | 8
71735 | 3.05 | 0.8 | 2019-12-31 | 2020-12-31 | 365 | 2.8535 | 2
71737 | 10.98 | 0.8 | 2019-12-31 | 2020-12-31 | 365 | 10.2725 | 10
71708 | 7.905 | 1 | 2019-12-31 | 2020-12-31 | 365 | 9.2446 | 9
71858 | 6.09 | 0.8 | 2019-12-31 | 2020-12-31 | 365 | 5.6976 | 5
71876 | 4.845 | 1 | 2019-12-31 | 2020-12-31 | 365 | 5.666 | 5
71929 | 4.27 | 0.8 | 2019-12-31 | 2020-12-31 | 365 | 3.9949 | 3
71931 | 4.88 | 0.8 | 2019-12-31 | 2020-12-31 | 365 | 4.5656 | 4
71934 | 7.93 | 0.8 | 2019-12-31 | 2020-12-31 | 365 | 7.4191 | 7
71938 | 4.575 | 0.8 | 2019-12-31 | 2020-12-31 | 365 | 4.2802 | 4
71952 | 9.145 | 0.8 | 2019-12-31 | 2020-12-31 | 365 | 8.5558 | 8
71958 | 3.6 | 0.8 | 2019-12-31 | 2020-12-31 | 365 | 3.368 | 3
71960 | 9.15 | 0.8 | 2019-12-31 | 2020-12-31 | 365 | 8.5604 | 8
71973 | 6 | 0.8 | 2019-12-31 | 2020-12-31 | 365 | 5.6134 | 5
71889 | 4.2 | 0.8 | 2019-12-31 | 2020-12-31 | 365 | 3.9294 | 3
71705 | 11.05 | 0.8 | 2019-12-31 | 2020-12-31 | 365 | 10.338 | 10
71941 | 6.67 | 0.8 | 2019-12-31 | 2020-12-31 | 365 | 6.2402 | 6
71948 | 10.675 | 0.8 | 2019-12-31 | 2020-12-31 | 365 | 9.9872 | 9
71964 | 6.1 | 0.8 | 2019-12-31 | 2020-12-31 | 365 | 5.707 | 5
71967 | 9.735 | 0.8 | 2019-12-31 | 2020-12-31 | 365 | 9.1078 | 9
71969 | 4.575 | 0.8 | 2019-12-31 | 2020-12-31 | 365 | 4.2802 | 4
70490 | 5.52 | 0.8 | 2019-12-31 | 2020-12-31 | 365 | 5.1643 | 5
71731 | 12.2 | 0.8 | 2019-12-31 | 2020-12-31 | 365 | 11.4139 | 11
71971 | 9.765 | 0.8 | 2019-12-31 | 2020-12-31 | 365 | 9.1358 | 9
71730 | 4.88 | 0.8 | 2019-12-31 | 2020-12-31 | 365 | 4.5656 | 4
71939 | 11.7 | 0.8 | 2019-12-31 | 2020-12-31 | 365 | 10.9461 | 10
71912 | 10.08 | 0.8 | 2019-12-31 | 2020-12-31 | 365 | 9.4305 | 9
72745 | 10.675 | 0.8 | 2019-12-31 | 2020-12-31 | 365 | 9.9872 | 9
72746 | 6.75 | 1 | 2019-12-31 | 2020-12-31 | 365 | 7.8939 | 7
72747 | 6.885 | 1 | 2019-12-31 | 2020-12-31 | 365 | 8.0517 | 8
72748 | 6.375 | 1 | 2019-12-31 | 2020-12-31 | 365 | 7.4553 | 7
72749 | 6.44 | 0.8 | 2019-12-31 | 2020-12-31 | 365 | 6.0251 | 6
72751 | 11.18 | 0.8 | 2019-12-31 | 2020-12-31 | 365 | 10.4597 | 10
72755 | 4.575 | 0.8 | 2019-12-31 | 2020-12-31 | 365 | 4.2802 | 4
72758 | 8.505 | 0.8 | 2019-12-31 | 2020-12-31 | 365 | 7.957 | 7
72783 | 6.4 | 0.8 | 2019-12-31 | 2020-12-31 | 365 | 5.9876 | 5
72786 | 11.285 | 0.8 | 2019-12-31 | 2020-12-31 | 365 | 10.5579 | 10
72795 | 5.795 | 0.8 | 2019-12-31 | 2020-12-31 | 365 | 5.4216 | 5
72796 | 9.6 | 0.8 | 2019-12-31 | 2020-12-31 | 365 | 8.9815 | 8
72797 | 10.05 | 0.8 | 2019-12-31 | 2020-12-31 | 365 | 9.4025 | 9
72799 | 5.8 | 0.8 | 2019-12-31 | 2020-12-31 | 365 | 5.4263 | 5
72862 | 5.886 | 0.8 | 2019-12-31 | 2020-12-31 | 365 | 5.5068 | 5
72866 | 7.848 | 0.8 | 2019-12-31 | 2020-12-31 | 365 | 7.3423 | 7
72867 | 11.52 | 0.8 | 2019-12-31 | 2020-12-31 | 365 | 10.7777 | 10
72872 | 5.886 | 0.8 | 2019-12-31 | 2020-12-31 | 365 | 5.5068 | 5
73211 | 13.5 | 1 | 2019-12-31 | 2020-12-31 | 365 | 15.7877 | 15
73212 | 8.45 | 0.8 | 2019-12-31 | 2020-12-31 | 365 | 7.9055 | 7
73213 | 5.4 | 0.8 | 2019-12-31 | 2020-12-31 | 365 | 5.0521 | 5
73214 | 11.02 | 0.8 | 2019-12-31 | 2020-12-31 | 365 | 10.31 | 10
73215 | 6.71 | 0.8 | 2019-12-31 | 2020-12-31 | 365 | 6.2777 | 6
73216 | 6.12 | 0.8 | 2019-12-31 | 2020-12-31 | 365 | 5.7257 | 5
73305 | 11.2 | 0.8 | 2019-12-31 | 2020-12-31 | 365 | 10.4784 | 10
73306 | 10.8 | 0.8 | 2019-12-31 | 2020-12-31 | 365 | 10.1041 | 10
73309 | 8.235 | 0.8 | 2019-12-31 | 2020-12-31 | 365 | 7.7044 | 7
73310 | 16.2 | 0.8 | 2019-12-31 | 2020-12-31 | 365 | 15.1562 | 15
73318 | 6.67 | 0.8 | 2019-12-31 | 2020-12-31 | 365 | 6.2402 | 6
73327 | 9.3 | 0.8 | 2019-12-31 | 2020-12-31 | 365 | 8.7008 | 8
73328 | 9.15 | 0.8 | 2019-12-31 | 2020-12-31 | 365 | 8.5604 | 8
72865 | 5.232 | 0.8 | 2019-12-31 | 2020-12-31 | 365 | 4.8949 | 4
72868 | 8.375 | 0.8 | 2019-12-31 | 2020-12-31 | 365 | 7.8354 | 7
72871 | 11.16 | 0.8 | 2019-12-31 | 2020-12-31 | 365 | 10.4409 | 10
73308 | 12.47 | 0.8 | 2019-12-31 | 2020-12-31 | 365 | 11.6665 | 11
66640 | 11.18 | 1 | 2019-12-31 | 2020-12-31 | 365 | 13.0746 | 13
73701 | 10.56 | 0.8 | 2019-12-31 | 2020-12-31 | 365 | 9.8796 | 9
73710 | 7.8 | 0.8 | 2019-12-31 | 2020-12-31 | 365 | 7.2974 | 7
73712 | 8.505 | 0.8 | 2019-12-31 | 2020-12-31 | 365 | 7.957 | 7
73714 | 10.8 | 0.8 | 2019-12-31 | 2020-12-31 | 365 | 10.1041 | 10
73757 | 4.59 | 1 | 2019-12-31 | 2020-12-31 | 365 | 5.3678 | 5
73761 | 11.73 | 0.8 | 2019-12-31 | 2020-12-31 | 365 | 10.9742 | 10
73771 | 6.7 | 0.8 | 2019-12-31 | 2020-12-31 | 365 | 6.2683 | 6
73780 | 9.81 | 0.8 | 2019-12-31 | 2020-12-31 | 365 | 9.1779 | 9
73783 | 10.08 | 0.8 | 2019-12-31 | 2020-12-31 | 365 | 9.4305 | 9
73794 | 9.315 | 0.8 | 2019-12-31 | 2020-12-31 | 365 | 8.7148 | 8
73767 | 6.54 | 0.8 | 2019-12-31 | 2020-12-31 | 365 | 6.1186 | 6
73796 | 9.156 | 0.8 | 2019-12-31 | 2020-12-31 | 365 | 8.5661 | 8
73769 | 5.886 | 0.8 | 2019-12-31 | 2020-12-31 | 365 | 5.5068 | 5
73799 | 4.251 | 0.8 | 2019-12-31 | 2020-12-31 | 365 | 3.9771 | 3
73800 | 4.485 | 0.8 | 2019-12-31 | 2020-12-31 | 365 | 4.196 | 4
73802 | 7.935 | 0.8 | 2019-12-31 | 2020-12-31 | 365 | 7.4237 | 7
73803 | 4.578 | 0.8 | 2019-12-31 | 2020-12-31 | 365 | 4.283 | 4
73805 | 9.72 | 0.8 | 2019-12-31 | 2020-12-31 | 365 | 9.0937 | 9
73807 | 8.97 | 0.8 | 2019-12-31 | 2020-12-31 | 365 | 8.392 | 8
73808 | 10.385 | 0.8 | 2019-12-31 | 2020-12-31 | 365 | 9.7159 | 9
73810 | 10.695 | 0.8 | 2019-12-31 | 2020-12-31 | 365 | 10.0059 | 10
73811 | 7.521 | 0.8 | 2019-12-31 | 2020-12-31 | 365 | 7.0364 | 7
73813 | 4.83 | 0.8 | 2019-12-31 | 2020-12-31 | 365 | 4.5188 | 4
73821 | 11.16 | 0.8 | 2019-12-31 | 2020-12-31 | 365 | 10.4409 | 10
73822 | 9.72 | 0.8 | 2019-12-31 | 2020-12-31 | 365 | 9.0937 | 9
73825 | 8.829 | 0.8 | 2019-12-31 | 2020-12-31 | 365 | 8.2601 | 8
73827 | 9.156 | 0.8 | 2019-12-31 | 2020-12-31 | 365 | 8.5661 | 8
71926 | 10.62 | 0.8 | 2019-12-31 | 2020-12-31 | 365 | 9.9357 | 9
71944 | 11.59 | 0.8 | 2019-12-31 | 2020-12-31 | 365 | 10.8432 | 10
71909 | 25.83 | 0.6 | 2019-12-31 | 2020-12-31 | 365 | 18.1243 | 18
72784 | 6.54 | 1 | 2019-12-31 | 2020-12-31 | 365 | 7.6483 | 7
72798 | 9.92 | 0.8 | 2019-12-31 | 2020-12-31 | 365 | 9.2808 | 9
72750 | 10.2 | 0.8 | 2019-12-31 | 2020-12-31 | 365 | 9.5428 | 9
72787 | 13.23 | 0.8 | 2019-12-31 | 2020-12-31 | 365 | 12.3776 | 12
73913 | 8.97 | 0.8 | 2019-12-31 | 2020-12-31 | 365 | 8.392 | 8
73912 | 5.232 | 0.8 | 2019-12-31 | 2020-12-31 | 365 | 4.8949 | 4
73758 | 10.695 | 0.8 | 2019-12-31 | 2020-12-31 | 365 | 10.0059 | 10
73824 | 7.59 | 0.8 | 2019-12-31 | 2020-12-31 | 365 | 7.101 | 7
73829 | 5.61 | 1 | 2019-12-31 | 2020-12-31 | 365 | 6.5607 | 6
73702 | 3.05 | 0.8 | 2019-12-31 | 2020-12-31 | 365 | 2.8535 | 2
73698 | 7.65 | 1 | 2019-12-31 | 2020-12-31 | 365 | 8.9464 | 8
73970 | 9.88 | 0.8 | 2019-12-31 | 2020-12-31 | 365 | 9.2434 | 9
73974 | 9.405 | 0.8 | 2019-12-31 | 2020-12-31 | 365 | 8.799 | 8
73985 | 9.18 | 0.8 | 2019-12-31 | 2020-12-31 | 365 | 8.5885 | 8
73986 | 6.6 | 0.8 | 2019-12-31 | 2020-12-31 | 365 | 6.1747 | 6
73988 | 9.15 | 0.8 | 2019-12-31 | 2020-12-31 | 365 | 8.5604 | 8
73989 | 7.56 | 0.8 | 2019-12-31 | 2020-12-31 | 365 | 7.0729 | 7
73910 | 10.385 | 0.8 | 2019-12-31 | 2020-12-31 | 365 | 9.7159 | 9
74818 | 5.98 | 0.8 | 2019-12-31 | 2020-12-31 | 365 | 5.5947 | 5
74815 | 7.98 | 0.8 | 2019-12-31 | 2020-12-31 | 365 | 7.4658 | 7
74817 | 4.8 | 0.8 | 2019-12-31 | 2020-12-31 | 365 | 4.4907 | 4
74819 | 8.37 | 0.8 | 2019-12-31 | 2020-12-31 | 365 | 7.8307 | 7
74901 | 2.7 | 0.8 | 2019-12-31 | 2020-12-31 | 365 | 2.526 | 2
74931 | 8.54 | 0.8 | 2019-12-31 | 2020-12-31 | 365 | 7.9898 | 7
74936 | 8.4 | 0.8 | 2019-12-31 | 2020-12-31 | 365 | 7.8588 | 7
74942 | 7.84 | 0.8 | 2019-12-31 | 2020-12-31 | 365 | 7.3349 | 7
74943 | 5.49 | 0.8 | 2019-12-31 | 2020-12-31 | 365 | 5.1363 | 5
74944 | 11.025 | 0.8 | 2019-12-31 | 2020-12-31 | 365 | 10.3146 | 10
74953 | 10.98 | 0.8 | 2019-12-31 | 2020-12-31 | 365 | 10.2725 | 10
74959 | 14.7 | 0.8 | 2019-12-31 | 2020-12-31 | 365 | 13.7528 | 13
74962 | 10.2 | 0.8 | 2019-12-31 | 2020-12-31 | 365 | 9.5428 | 9
74963 | 6.72 | 0.8 | 2019-12-31 | 2020-12-31 | 365 | 6.287 | 6
74966 | 9.36 | 0.8 | 2019-12-31 | 2020-12-31 | 365 | 8.7569 | 8
74968 | 8.4 | 0.8 | 2019-12-31 | 2020-12-31 | 365 | 7.8588 | 7
74970 | 10.8 | 0.8 | 2019-12-31 | 2020-12-31 | 365 | 10.1041 | 10
74982 | 19.8 | 0.8 | 2019-12-31 | 2020-12-31 | 365 | 18.5242 | 18
74993 | 9.625 | 0.8 | 2019-12-31 | 2020-12-31 | 365 | 9.0048 | 9
74997 | 6.5 | 0.8 | 2019-12-31 | 2020-12-31 | 365 | 6.0812 | 6
75000 | 3.52 | 0.8 | 2019-12-31 | 2020-12-31 | 365 | 3.2932 | 3
75002 | 10.175 | 0.8 | 2019-12-31 | 2020-12-31 | 365 | 9.5194 | 9
75004 | 4.725 | 0.8 | 2019-12-31 | 2020-12-31 | 365 | 4.4206 | 4
75005 | 4.48 | 0.8 | 2019-12-31 | 2020-12-31 | 365 | 4.1913 | 4
75006 | 4.725 | 0.8 | 2019-12-31 | 2020-12-31 | 365 | 4.4206 | 4
75007 | 7.54 | 0.8 | 2019-12-31 | 2020-12-31 | 365 | 7.0542 | 7
75009 | 5.225 | 0.8 | 2019-12-31 | 2020-12-31 | 365 | 4.8883 | 4
75010 | 11.025 | 0.8 | 2019-12-31 | 2020-12-31 | 365 | 10.3146 | 10
75013 | 6.4 | 0.8 | 2019-12-31 | 2020-12-31 | 365 | 5.9876 | 5
74989 | 7.15 | 0.8 | 2019-12-31 | 2020-12-31 | 365 | 6.6893 | 6
74995 | 10.8 | 0.8 | 2019-12-31 | 2020-12-31 | 365 | 10.1041 | 10
74965 | 12.42 | 0.8 | 2019-12-31 | 2020-12-31 | 365 | 11.6198 | 11
75003 | 11.1 | 0.8 | 2019-12-31 | 2020-12-31 | 365 | 10.3848 | 10
75011 | 8.28 | 0.8 | 2019-12-31 | 2020-12-31 | 365 | 7.7465 | 7
74981 | 5.1 | 1 | 2019-12-31 | 2020-12-31 | 365 | 5.9642 | 5
44535 | 388.74 | 0.65 | 2019-12-31 | 2020-12-31 | 365 | 295.5003 | 295
75345 | 7.7 | 0.8 | 2019-12-31 | 2020-12-31 | 365 | 7.2039 | 7
73990 | 5.225 | 0.8 | 2019-12-31 | 2020-12-31 | 365 | 4.8883 | 4
75008 | 20.1 | 0.8 | 2019-12-31 | 2020-12-31 | 365 | 18.8049 | 18
75012 | 6.825 | 0.8 | 2019-12-31 | 2020-12-31 | 365 | 6.3853 | 6
73699 | 7.32 | 1 | 2019-12-31 | 2020-12-31 | 365 | 8.5604 | 8
73765 | 10.137 | 0.8 | 2019-12-31 | 2020-12-31 | 365 | 9.4839 | 9
76030 | 6.25 | 1 | 2019-12-31 | 2020-12-31 | 365 | 7.3091 | 7
76033 | 5.7 | 0.8 | 2019-12-31 | 2020-12-31 | 365 | 5.3327 | 5
76059 | 10.325 | 0.8 | 2019-12-31 | 2020-12-31 | 365 | 9.6597 | 9
76060 | 5.6 | 0.8 | 2019-12-31 | 2020-12-31 | 365 | 5.2392 | 5
76062 | 6.4 | 0.8 | 2019-12-31 | 2020-12-31 | 365 | 5.9876 | 5
76063 | 6 | 0.8 | 2019-12-31 | 2020-12-31 | 365 | 5.6134 | 5
76065 | 10.56 | 0.8 | 2019-12-31 | 2020-12-31 | 365 | 9.8796 | 9
76068 | 5.76 | 0.8 | 2019-12-31 | 2020-12-31 | 365 | 5.3889 | 5
76071 | 10.8 | 0.8 | 2019-12-31 | 2020-12-31 | 365 | 10.1041 | 10
76073 | 5.135 | 0.8 | 2019-12-31 | 2020-12-31 | 365 | 4.8041 | 4
76075 | 6.4 | 0.8 | 2019-12-31 | 2020-12-31 | 365 | 5.9876 | 5
76078 | 9.76 | 0.8 | 2019-12-31 | 2020-12-31 | 365 | 9.1311 | 9
76082 | 4.69 | 0.8 | 2019-12-31 | 2020-12-31 | 365 | 4.3878 | 4
76084 | 4.16 | 0.8 | 2019-12-31 | 2020-12-31 | 365 | 3.892 | 3
76087 | 7.67 | 0.8 | 2019-12-31 | 2020-12-31 | 365 | 7.1758 | 7
76089 | 2.12 | 0.8 | 2019-12-31 | 2020-12-31 | 365 | 1.9834 | 1
76090 | 11.655 | 0.8 | 2019-12-31 | 2020-12-31 | 365 | 10.904 | 10
74820 | 13.725 | 0.8 | 2019-12-31 | 2020-12-31 | 365 | 12.8407 | 12
76066 | 8.68 | 0.8 | 2019-12-31 | 2020-12-31 | 365 | 8.1207 | 8
76081 | 9.24 | 0.8 | 2019-12-31 | 2020-12-31 | 365 | 8.6446 | 8
76894 | 8.7 | 1 | 2019-12-31 | 2020-12-31 | 365 | 10.1743 | 10
76895 | 6.12 | 0.8 | 2019-12-31 | 2020-12-31 | 365 | 5.7257 | 5
76897 | 11.4 | 0.8 | 2019-12-31 | 2020-12-31 | 365 | 10.6655 | 10
76899 | 5.985 | 0.8 | 2019-12-31 | 2020-12-31 | 365 | 5.5994 | 5
76902 | 9.075 | 0.8 | 2019-12-31 | 2020-12-31 | 365 | 8.4903 | 8
76904 | 7.04 | 0.8 | 2019-12-31 | 2020-12-31 | 365 | 6.5864 | 6
76906 | 10.2 | 0.8 | 2019-12-31 | 2020-12-31 | 365 | 9.5428 | 9
76907 | 7.14 | 0.8 | 2019-12-31 | 2020-12-31 | 365 | 6.68 | 6
76908 | 2.28 | 0.8 | 2019-12-31 | 2020-12-31 | 365 | 2.1331 | 2
76910 | 11.31 | 0.8 | 2019-12-31 | 2020-12-31 | 365 | 10.5813 | 10
76911 | 10.56 | 0.8 | 2019-12-31 | 2020-12-31 | 365 | 9.8796 | 9
76079 | 13.12 | 0.8 | 2019-12-31 | 2020-12-31 | 365 | 12.2747 | 12
73984 | 4.16 | 0.8 | 2019-12-31 | 2020-12-31 | 365 | 3.892 | 3
74816 | 9.28 | 0.8 | 2019-12-31 | 2020-12-31 | 365 | 8.6821 | 8
77123 | 24.96 | 1 | 2019-12-31 | 2020-12-31 | 365 | 29.1897 | 29
77126 | 6.27 | 0.8 | 2019-12-31 | 2020-12-31 | 365 | 5.866 | 5
77127 | 3.3 | 0.8 | 2019-12-31 | 2020-12-31 | 365 | 3.0874 | 3
77129 | 24.85 | 0.8 | 2019-12-31 | 2020-12-31 | 365 | 23.2489 | 23
77130 | 6.75 | 0.8 | 2019-12-31 | 2020-12-31 | 365 | 6.3151 | 6
77131 | 5.1 | 0.8 | 2019-12-31 | 2020-12-31 | 365 | 4.7714 | 4
77132 | 8.25 | 0.8 | 2019-12-31 | 2020-12-31 | 365 | 7.7184 | 7
77133 | 10.5 | 0.8 | 2019-12-31 | 2020-12-31 | 365 | 9.8235 | 9
77135 | 8.91 | 0.8 | 2019-12-31 | 2020-12-31 | 365 | 8.3359 | 8
74988 | 11.48 | 0.8 | 2019-12-31 | 2020-12-31 | 365 | 10.7403 | 10
76909 | 6.8 | 0.8 | 2019-12-31 | 2020-12-31 | 365 | 6.3619 | 6
77128 | 3.575 | 0.8 | 2019-12-31 | 2020-12-31 | 365 | 3.3447 | 3
77350 | 108.205 | 0.6 | 2019-12-31 | 2020-12-31 | 365 | 75.9249 | 75
77371 | 12.9 | 0.8 | 2019-12-31 | 2020-12-31 | 365 | 12.0688 | 12
63734 | 348.48 | 0.7 | 2019-12-31 | 2020-12-31 | 365 | 285.2734 | 285
79055 | 11.84 | 0.8 | 2019-12-31 | 2020-12-31 | 365 | 11.0771 | 11
79056 | 3.24 | 0.8 | 2019-12-31 | 2020-12-31 | 365 | 3.0312 | 3
79058 | 7.68 | 0.8 | 2019-12-31 | 2020-12-31 | 365 | 7.1852 | 7
79060 | 8.235 | 0.8 | 2019-12-31 | 2020-12-31 | 365 | 7.7044 | 7
79061 | 9.48 | 0.8 | 2019-12-31 | 2020-12-31 | 365 | 8.8692 | 8
79068 | 4.16 | 0.8 | 2019-12-31 | 2020-12-31 | 365 | 3.892 | 3
79072 | 7.36 | 0.8 | 2019-12-31 | 2020-12-31 | 365 | 6.8858 | 6
79073 | 7.3 | 0.8 | 2019-12-31 | 2020-12-31 | 365 | 6.8296 | 6
79057 | 11.2 | 0.8 | 2019-12-31 | 2020-12-31 | 365 | 10.4784 | 10
79053 | 6.05 | 0.8 | 2019-12-31 | 2020-12-31 | 365 | 5.6602 | 5
79256 | 12.39 | 0.8 | 2019-12-31 | 2020-12-31 | 365 | 11.5917 | 11
79257 | 8.69 | 0.8 | 2019-12-31 | 2020-12-31 | 365 | 8.1301 | 8
79258 | 9.24 | 0.8 | 2019-12-31 | 2020-12-31 | 365 | 8.6446 | 8
79259 | 5.475 | 0.8 | 2019-12-31 | 2020-12-31 | 365 | 5.1222 | 5
79260 | 4.93 | 0.8 | 2019-12-31 | 2020-12-31 | 365 | 4.6124 | 4
79263 | 13.2 | 0.8 | 2019-12-31 | 2020-12-31 | 365 | 12.3495 | 12
79065 | 7.59 | 0.8 | 2019-12-31 | 2020-12-31 | 365 | 7.101 | 7
79261 | 7.68 | 0.8 | 2019-12-31 | 2020-12-31 | 365 | 7.1852 | 7
79624 | 8.64 | 0.8 | 2019-12-31 | 2020-12-31 | 365 | 8.0833 | 8
79629 | 4.08 | 0.8 | 2019-12-31 | 2020-12-31 | 365 | 3.8171 | 3
79712 | 7.155 | 0.8 | 2019-12-31 | 2020-12-31 | 365 | 6.694 | 6
79713 | 5.9 | 0.8 | 2019-12-31 | 2020-12-31 | 365 | 5.5199 | 5
79714 | 11.21 | 0.8 | 2019-12-31 | 2020-12-31 | 365 | 10.4877 | 10
79715 | 7.26 | 0.8 | 2019-12-31 | 2020-12-31 | 365 | 6.7922 | 6
79716 | 6.6 | 0.8 | 2019-12-31 | 2020-12-31 | 365 | 6.1747 | 6
79717 | 3.84 | 0.8 | 2019-12-31 | 2020-12-31 | 365 | 3.5926 | 3
79720 | 7.08 | 0.8 | 2019-12-31 | 2020-12-31 | 365 | 6.6238 | 6
79054 | 9.6 | 0.8 | 2019-12-31 | 2020-12-31 | 365 | 8.9815 | 8
79626 | 14.19 | 0.8 | 2019-12-31 | 2020-12-31 | 365 | 13.2757 | 13
79262 | 15.12 | 0.8 | 2019-12-31 | 2020-12-31 | 365 | 14.1458 | 14
79711 | 10.395 | 0.8 | 2019-12-31 | 2020-12-31 | 365 | 9.7252 | 9
79905 | 8.7 | 0.8 | 2019-12-31 | 2020-12-31 | 365 | 8.1394 | 8
79906 | 14.52 | 0.8 | 2019-12-31 | 2020-12-31 | 365 | 13.5844 | 13
79909 | 4.06 | 0.8 | 2019-12-31 | 2020-12-31 | 365 | 3.7984 | 3
79910 | 10.24 | 0.8 | 2019-12-31 | 2020-12-31 | 365 | 9.5802 | 9
79631 | 6 | 1 | 2019-12-31 | 2020-12-31 | 365 | 7.0168 | 7
79926 | 8.375 | 0.8 | 2019-12-31 | 2020-12-31 | 365 | 7.8354 | 7
79928 | 9.92 | 0.8 | 2019-12-31 | 2020-12-31 | 365 | 9.2808 | 9
79942 | 14.52 | 0.8 | 2019-12-31 | 2020-12-31 | 365 | 13.5844 | 13
79946 | 7.04 | 0.8 | 2019-12-31 | 2020-12-31 | 365 | 6.5864 | 6
79948 | 14.08 | 0.8 | 2019-12-31 | 2020-12-31 | 365 | 13.1728 | 13
79979 | 5.8 | 0.8 | 2019-12-31 | 2020-12-31 | 365 | 5.4263 | 5
79985 | 6.4 | 0.8 | 2019-12-31 | 2020-12-31 | 365 | 5.9876 | 5
79987 | 4.48 | 0.8 | 2019-12-31 | 2020-12-31 | 365 | 4.1913 | 4
80004 | 13.2 | 0.8 | 2019-12-31 | 2020-12-31 | 365 | 12.3495 | 12
79988 | 5.44 | 0.8 | 2019-12-31 | 2020-12-31 | 365 | 5.0895 | 5
79989 | 7.37 | 0.8 | 2019-12-31 | 2020-12-31 | 365 | 6.8951 | 6
79992 | 5.985 | 0.8 | 2019-12-31 | 2020-12-31 | 365 | 5.5994 | 5
79994 | 6.4 | 0.8 | 2019-12-31 | 2020-12-31 | 365 | 5.9876 | 5
80000 | 7.665 | 0.8 | 2019-12-31 | 2020-12-31 | 365 | 7.1711 | 7
80005 | 7.92 | 0.8 | 2019-12-31 | 2020-12-31 | 365 | 7.4097 | 7
79984 | 3.924 | 0.8 | 2019-12-31 | 2020-12-31 | 365 | 3.6712 | 3
80003 | 7.2 | 1 | 2019-12-31 | 2020-12-31 | 365 | 8.4201 | 8
80028 | 6.75 | 0.8 | 2019-12-31 | 2020-12-31 | 365 | 6.3151 | 6
79922 | 11.315 | 0.8 | 2019-12-31 | 2020-12-31 | 365 | 10.586 | 10
79623 | 10.05 | 0.8 | 2019-12-31 | 2020-12-31 | 365 | 9.4025 | 9
80170 | 4.86 | 0.8 | 2019-12-31 | 2020-12-31 | 365 | 4.5469 | 4
80173 | 9.045 | 0.8 | 2019-12-31 | 2020-12-31 | 365 | 8.4622 | 8
80185 | 11.39 | 0.8 | 2019-12-31 | 2020-12-31 | 365 | 10.6561 | 10
80189 | 9.24 | 0.8 | 2019-12-31 | 2020-12-31 | 365 | 8.6446 | 8
80190 | 5.44 | 0.8 | 2019-12-31 | 2020-12-31 | 365 | 5.0895 | 5
80208 | 5.4 | 0.8 | 2019-12-31 | 2020-12-31 | 365 | 5.0521 | 5
80209 | 7.68 | 0.8 | 2019-12-31 | 2020-12-31 | 365 | 7.1852 | 7
80238 | 7.08 | 0.8 | 2019-12-31 | 2020-12-31 | 365 | 6.6238 | 6
80240 | 7.68 | 0.8 | 2019-12-31 | 2020-12-31 | 365 | 7.1852 | 7
80243 | 4.62 | 0.8 | 2019-12-31 | 2020-12-31 | 365 | 4.3223 | 4
80245 | 3.6 | 0.8 | 2019-12-31 | 2020-12-31 | 365 | 3.368 | 3
80246 | 10.2 | 0.8 | 2019-12-31 | 2020-12-31 | 365 | 9.5428 | 9
80247 | 12.925 | 0.8 | 2019-12-31 | 2020-12-31 | 365 | 12.0922 | 12
80249 | 10.2 | 0.8 | 2019-12-31 | 2020-12-31 | 365 | 9.5428 | 9
80250 | 9.855 | 0.8 | 2019-12-31 | 2020-12-31 | 365 | 9.22 | 9
80251 | 7.14 | 0.8 | 2019-12-31 | 2020-12-31 | 365 | 6.68 | 6
80252 | 7.95 | 0.8 | 2019-12-31 | 2020-12-31 | 365 | 7.4378 | 7
80256 | 7.83 | 0.8 | 2019-12-31 | 2020-12-31 | 365 | 7.3255 | 7
80257 | 12.32 | 0.8 | 2019-12-31 | 2020-12-31 | 365 | 11.5262 | 11
79907 | 37.92 | 0.6 | 2019-12-31 | 2020-12-31 | 365 | 26.6076 | 26
79918 | 5.605 | 0.8 | 2019-12-31 | 2020-12-31 | 365 | 5.2439 | 5
79932 | 6.08 | 0.8 | 2019-12-31 | 2020-12-31 | 365 | 5.6883 | 5
80239 | 4.02 | 0.8 | 2019-12-31 | 2020-12-31 | 365 | 3.761 | 3
79719 | 5.6 | 0.8 | 2019-12-31 | 2020-12-31 | 365 | 5.2392 | 5
80253 | 7.68 | 0.8 | 2019-12-31 | 2020-12-31 | 365 | 7.1852 | 7
80179 | 12.3 | 0.8 | 2019-12-31 | 2020-12-31 | 365 | 11.5075 | 11
80024 | 14.52 | 0.8 | 2019-12-31 | 2020-12-31 | 365 | 13.5844 | 13
80176 | 5.94 | 0.8 | 2019-12-31 | 2020-12-31 | 365 | 5.5573 | 5
80248 | 7.7 | 0.8 | 2019-12-31 | 2020-12-31 | 365 | 7.2039 | 7
79908 | 14.08 | 0.8 | 2019-12-31 | 2020-12-31 | 365 | 13.1728 | 13
79943 | 4.48 | 0.8 | 2019-12-31 | 2020-12-31 | 365 | 4.1913 | 4
80593 | 7.8 | 0.8 | 2019-12-31 | 2020-12-31 | 365 | 7.2974 | 7
80594 | 9.625 | 0.8 | 2019-12-31 | 2020-12-31 | 365 | 9.0048 | 9
80487 | 5.775 | 0.8 | 2019-12-31 | 2020-12-31 | 365 | 5.4029 | 5
80491 | 13.2 | 0.8 | 2019-12-31 | 2020-12-31 | 365 | 12.3495 | 12
80495 | 11.825 | 0.8 | 2019-12-31 | 2020-12-31 | 365 | 11.0631 | 11
80503 | 8.502 | 0.8 | 2019-12-31 | 2020-12-31 | 365 | 7.9542 | 7
80590 | 11.6 | 0.8 | 2019-12-31 | 2020-12-31 | 365 | 10.8526 | 10
80026 | 18 | 0.8 | 2019-12-31 | 2020-12-31 | 365 | 16.8402 | 16
80595 | 4.51 | 0.8 | 2019-12-31 | 2020-12-31 | 365 | 4.2194 | 4
80171 | 10.665 | 0.8 | 2019-12-31 | 2020-12-31 | 365 | 9.9778 | 9
80025 | 10.8 | 0.8 | 2019-12-31 | 2020-12-31 | 365 | 10.1041 | 10
80660 | 13.5 | 0.8 | 2019-12-31 | 2020-12-31 | 365 | 12.6302 | 12
80651 | 12.16 | 0.8 | 2019-12-31 | 2020-12-31 | 365 | 11.3765 | 11
78060 | 51.15 | 0.6 | 2019-12-31 | 2020-12-31 | 365 | 35.8907 | 35
80029 | 7.28 | 0.8 | 2019-12-31 | 2020-12-31 | 365 | 6.8109 | 6
80242 | 6.4 | 1 | 2019-12-31 | 2020-12-31 | 365 | 7.4845 | 7
80653 | 8.525 | 0.8 | 2019-12-31 | 2020-12-31 | 365 | 7.9757 | 7
80210 | 7.04 | 0.8 | 2019-12-31 | 2020-12-31 | 365 | 6.5864 | 6
80654 | 13.475 | 0.8 | 2019-12-31 | 2020-12-31 | 365 | 12.6068 | 12
80650 | 7.98 | 0.8 | 2019-12-31 | 2020-12-31 | 365 | 7.4658 | 7
80027 | 3.96 | 0.8 | 2019-12-31 | 2020-12-31 | 365 | 3.7048 | 3
82457 | 9.9 | 0.8 | 2019-12-31 | 2020-12-31 | 365 | 9.2621 | 9
82460 | 7.83 | 0.8 | 2019-12-31 | 2020-12-31 | 365 | 7.3255 | 7
82461 | 3.84 | 0.8 | 2019-12-31 | 2020-12-31 | 365 | 3.5926 | 3
82462 | 7.7 | 0.8 | 2019-12-31 | 2020-12-31 | 365 | 7.2039 | 7
82463 | 11.285 | 0.8 | 2019-12-31 | 2020-12-31 | 365 | 10.5579 | 10
82478 | 3.015 | 0.8 | 2019-12-31 | 2020-12-31 | 365 | 2.8207 | 2
82480 | 6.7 | 0.8 | 2019-12-31 | 2020-12-31 | 365 | 6.2683 | 6
82484 | 5.2 | 0.8 | 2019-12-31 | 2020-12-31 | 365 | 4.865 | 4
82486 | 9.455 | 0.8 | 2019-12-31 | 2020-12-31 | 365 | 8.8458 | 8
82487 | 7.425 | 0.8 | 2019-12-31 | 2020-12-31 | 365 | 6.9466 | 6
82489 | 11.825 | 0.8 | 2019-12-31 | 2020-12-31 | 365 | 11.0631 | 11
82492 | 8.58 | 0.8 | 2019-12-31 | 2020-12-31 | 365 | 8.0272 | 8
82495 | 10.88 | 0.8 | 2019-12-31 | 2020-12-31 | 365 | 10.179 | 10
82497 | 6.21 | 0.8 | 2019-12-31 | 2020-12-31 | 365 | 5.8099 | 5
82499 | 11.52 | 0.8 | 2019-12-31 | 2020-12-31 | 365 | 10.7777 | 10
82518 | 9.28 | 0.8 | 2019-12-31 | 2020-12-31 | 365 | 8.6821 | 8
82522 | 8.32 | 0.8 | 2019-12-31 | 2020-12-31 | 365 | 7.7839 | 7
82523 | 12.8 | 0.8 | 2019-12-31 | 2020-12-31 | 365 | 11.9753 | 11
82524 | 10.665 | 0.8 | 2019-12-31 | 2020-12-31 | 365 | 9.9778 | 9
82520 | 9.72 | 0.8 | 2019-12-31 | 2020-12-31 | 365 | 9.0937 | 9
82488 | 13.72 | 0.8 | 2019-12-31 | 2020-12-31 | 365 | 12.836 | 12
82490 | 6.72 | 0.8 | 2019-12-31 | 2020-12-31 | 365 | 6.287 | 6
82481 | 3.285 | 0.8 | 2019-12-31 | 2020-12-31 | 365 | 3.0733 | 3
82455 | 9.45 | 0.8 | 2019-12-31 | 2020-12-31 | 365 | 8.8411 | 8
82459 | 9.6 | 0.8 | 2019-12-31 | 2020-12-31 | 365 | 8.9815 | 8
82476 | 6.67 | 0.8 | 2019-12-31 | 2020-12-31 | 365 | 6.2402 | 6
82597 | 3.965 | 0.8 | 2019-12-31 | 2020-12-31 | 365 | 3.7095 | 3
82599 | 5.1 | 0.8 | 2019-12-31 | 2020-12-31 | 365 | 4.7714 | 4
82600 | 11.39 | 0.8 | 2019-12-31 | 2020-12-31 | 365 | 10.6561 | 10
82602 | 7.68 | 0.8 | 2019-12-31 | 2020-12-31 | 365 | 7.1852 | 7
82604 | 8.04 | 0.8 | 2019-12-31 | 2020-12-31 | 365 | 7.522 | 7
82605 | 12 | 0.8 | 2019-12-31 | 2020-12-31 | 365 | 11.2268 | 11
82607 | 13.6 | 0.8 | 2019-12-31 | 2020-12-31 | 365 | 12.7237 | 12
82616 | 5.76 | 0.8 | 2019-12-31 | 2020-12-31 | 365 | 5.3889 | 5
82620 | 4.48 | 0.8 | 2019-12-31 | 2020-12-31 | 365 | 4.1913 | 4
82622 | 10.08 | 0.8 | 2019-12-31 | 2020-12-31 | 365 | 9.4305 | 9
82519 | 7.36 | 0.8 | 2019-12-31 | 2020-12-31 | 365 | 6.8858 | 6
82623 | 13.2 | 0.8 | 2019-12-31 | 2020-12-31 | 365 | 12.3495 | 12
82625 | 3.2 | 0.8 | 2019-12-31 | 2020-12-31 | 365 | 2.9938 | 2
82626 | 3.3 | 0.8 | 2019-12-31 | 2020-12-31 | 365 | 3.0874 | 3
82627 | 6.7 | 0.8 | 2019-12-31 | 2020-12-31 | 365 | 6.2683 | 6
82630 | 3.48 | 0.8 | 2019-12-31 | 2020-12-31 | 365 | 3.2558 | 3
82650 | 10.44 | 0.8 | 2019-12-31 | 2020-12-31 | 365 | 9.7673 | 9
82651 | 12.54 | 0.8 | 2019-12-31 | 2020-12-31 | 365 | 11.732 | 11
82653 | 9.48 | 0.8 | 2019-12-31 | 2020-12-31 | 365 | 8.8692 | 8
82654 | 6.72 | 0.8 | 2019-12-31 | 2020-12-31 | 365 | 6.287 | 6
82699 | 8.64 | 0.8 | 2019-12-31 | 2020-12-31 | 365 | 8.0833 | 8
82628 | 7.975 | 0.8 | 2019-12-31 | 2020-12-31 | 365 | 7.4612 | 7
82771 | 7.965 | 0.8 | 2019-12-31 | 2020-12-31 | 365 | 7.4518 | 7
82783 | 10.56 | 0.8 | 2019-12-31 | 2020-12-31 | 365 | 9.8796 | 9
82784 | 11.88 | 0.8 | 2019-12-31 | 2020-12-31 | 365 | 11.1145 | 11
82785 | 12.8 | 0.8 | 2019-12-31 | 2020-12-31 | 365 | 11.9753 | 11
82786 | 10.98 | 0.8 | 2019-12-31 | 2020-12-31 | 365 | 10.2725 | 10
82787 | 11 | 0.8 | 2019-12-31 | 2020-12-31 | 365 | 10.2912 | 10
82788 | 11.68 | 0.8 | 2019-12-31 | 2020-12-31 | 365 | 10.9274 | 10
82789 | 8.555 | 0.8 | 2019-12-31 | 2020-12-31 | 365 | 8.0038 | 8
82790 | 8.32 | 0.8 | 2019-12-31 | 2020-12-31 | 365 | 7.7839 | 7
82799 | 9.15 | 0.8 | 2019-12-31 | 2020-12-31 | 365 | 8.5604 | 8
82618 | 12.73 | 0.8 | 2019-12-31 | 2020-12-31 | 365 | 11.9098 | 11
82521 | 10.385 | 0.8 | 2019-12-31 | 2020-12-31 | 365 | 9.7159 | 9
82954 | 9.38 | 0.8 | 2019-12-31 | 2020-12-31 | 365 | 8.7756 | 8
82955 | 9.125 | 0.8 | 2019-12-31 | 2020-12-31 | 365 | 8.5371 | 8
82956 | 9.8 | 0.8 | 2019-12-31 | 2020-12-31 | 365 | 9.1686 | 9
82959 | 6.03 | 0.8 | 2019-12-31 | 2020-12-31 | 365 | 5.6415 | 5
82960 | 6.6 | 0.8 | 2019-12-31 | 2020-12-31 | 365 | 6.1747 | 6
82961 | 6.08 | 0.8 | 2019-12-31 | 2020-12-31 | 365 | 5.6883 | 5
82703 | 9.92 | 0.8 | 2019-12-31 | 2020-12-31 | 365 | 9.2808 | 9
82706 | 12.375 | 0.8 | 2019-12-31 | 2020-12-31 | 365 | 11.5777 | 11
82608 | 8.8 | 0.8 | 2019-12-31 | 2020-12-31 | 365 | 8.233 | 8
83249 | 3.835 | 0.8 | 2019-12-31 | 2020-12-31 | 365 | 3.5879 | 3
83257 | 12.8 | 0.8 | 2019-12-31 | 2020-12-31 | 365 | 11.9753 | 11
83263 | 14.6 | 0.8 | 2019-12-31 | 2020-12-31 | 365 | 13.6593 | 13
83264 | 12.24 | 0.8 | 2019-12-31 | 2020-12-31 | 365 | 11.4514 | 11
83266 | 6.4 | 0.8 | 2019-12-31 | 2020-12-31 | 365 | 5.9876 | 5
83267 | 17.08 | 0.8 | 2019-12-31 | 2020-12-31 | 365 | 15.9795 | 15
83269 | 10.24 | 0.8 | 2019-12-31 | 2020-12-31 | 365 | 9.5802 | 9
82772 | 9.15 | 0.8 | 2019-12-31 | 2020-12-31 | 365 | 8.5604 | 8
82606 | 3.3 | 0.8 | 2019-12-31 | 2020-12-31 | 365 | 3.0874 | 3
83251 | 13.95 | 0.8 | 2019-12-31 | 2020-12-31 | 365 | 13.0512 | 13
83253 | 8.45 | 0.8 | 2019-12-31 | 2020-12-31 | 365 | 7.9055 | 7
83265 | 10.2 | 0.8 | 2019-12-31 | 2020-12-31 | 365 | 9.5428 | 9
83259 | 8.32 | 0.8 | 2019-12-31 | 2020-12-31 | 365 | 7.7839 | 7
82458 | 10.791 | 0.8 | 2019-12-31 | 2020-12-31 | 365 | 10.0957 | 10
83427 | 9.01 | 0.8 | 2019-12-31 | 2020-12-31 | 365 | 8.4295 | 8
83428 | 12.47 | 0.8 | 2019-12-31 | 2020-12-31 | 365 | 11.6665 | 11
83429 | 12.455 | 0.8 | 2019-12-31 | 2020-12-31 | 365 | 11.6525 | 11
83430 | 10.92 | 0.8 | 2019-12-31 | 2020-12-31 | 365 | 10.2164 | 10
83431 | 23.16 | 0.8 | 2019-12-31 | 2020-12-31 | 365 | 21.6678 | 21
83571 | 14.4 | 0.8 | 2019-12-31 | 2020-12-31 | 365 | 13.4722 | 13
83594 | 8.12 | 0.8 | 2019-12-31 | 2020-12-31 | 365 | 7.5968 | 7
83596 | 9.24 | 0.8 | 2019-12-31 | 2020-12-31 | 365 | 8.6446 | 8
83591 | 8.71 | 0.8 | 2019-12-31 | 2020-12-31 | 365 | 8.1488 | 8
83570 | 5.775 | 0.8 | 2019-12-31 | 2020-12-31 | 365 | 5.4029 | 5
82958 | 5.76 | 0.8 | 2019-12-31 | 2020-12-31 | 365 | 5.3889 | 5
83793 | 12.87 | 0.8 | 2019-12-31 | 2020-12-31 | 365 | 12.0408 | 12
83569 | 6 | 1 | 2019-12-31 | 2020-12-31 | 365 | 7.0168 | 7
82957 | 29.7 | 0.6 | 2019-12-31 | 2020-12-31 | 365 | 20.8398 | 20
83255 | 33 | 0.6 | 2019-12-31 | 2020-12-31 | 365 | 23.1553 | 23
84425 | 4.59 | 0.8 | 2019-12-31 | 2020-12-31 | 365 | 4.2943 | 4
84428 | 4.08 | 0.8 | 2019-12-31 | 2020-12-31 | 365 | 3.8171 | 3
84431 | 6.49 | 0.8 | 2019-12-31 | 2020-12-31 | 365 | 6.0718 | 6
84433 | 5.925 | 0.8 | 2019-12-31 | 2020-12-31 | 365 | 5.5432 | 5
84759 | 8.76 | 0.8 | 2019-12-31 | 2020-12-31 | 365 | 8.1956 | 8
84761 | 3.96 | 0.8 | 2019-12-31 | 2020-12-31 | 365 | 3.7048 | 3
84763 | 12.87 | 0.8 | 2019-12-31 | 2020-12-31 | 365 | 12.0408 | 12
84764 | 9.9 | 0.8 | 2019-12-31 | 2020-12-31 | 365 | 9.2621 | 9
84760 | 8.375 | 0.8 | 2019-12-31 | 2020-12-31 | 365 | 7.8354 | 7
84762 | 9.125 | 0.8 | 2019-12-31 | 2020-12-31 | 365 | 8.5371 | 8
85445 | 14.965 | 0.8 | 2019-12-31 | 2020-12-31 | 365 | 14.0008 | 14
85447 | 6.49 | 0.8 | 2019-12-31 | 2020-12-31 | 365 | 6.0718 | 6
85448 | 14.57 | 0.8 | 2019-12-31 | 2020-12-31 | 365 | 13.6312 | 13
85446 | 6.4 | 0.8 | 2019-12-31 | 2020-12-31 | 365 | 5.9876 | 5
85458 | 8.12 | 0.8 | 2019-12-31 | 2020-12-31 | 365 | 7.5968 | 7
85459 | 9.765 | 0.8 | 2019-12-31 | 2020-12-31 | 365 | 9.1358 | 9
85461 | 16.47 | 0.8 | 2019-12-31 | 2020-12-31 | 365 | 15.4088 | 15
85462 | 7.44 | 0.8 | 2019-12-31 | 2020-12-31 | 365 | 6.9606 | 6
85463 | 8.64 | 0.8 | 2019-12-31 | 2020-12-31 | 365 | 8.0833 | 8
85464 | 8.4 | 0.8 | 2019-12-31 | 2020-12-31 | 365 | 7.8588 | 7
85562 | 13.02 | 0.8 | 2019-12-31 | 2020-12-31 | 365 | 12.1811 | 12
85567 | 9.28 | 0.8 | 2019-12-31 | 2020-12-31 | 365 | 8.6821 | 8
85569 | 3.84 | 0.8 | 2019-12-31 | 2020-12-31 | 365 | 3.5926 | 3
85570 | 10.23 | 0.8 | 2019-12-31 | 2020-12-31 | 365 | 9.5709 | 9
85576 | 4.96 | 0.8 | 2019-12-31 | 2020-12-31 | 365 | 4.6404 | 4
85579 | 8.96 | 0.8 | 2019-12-31 | 2020-12-31 | 365 | 8.3827 | 8
85581 | 12.775 | 0.8 | 2019-12-31 | 2020-12-31 | 365 | 11.9519 | 11
85583 | 8.32 | 0.8 | 2019-12-31 | 2020-12-31 | 365 | 7.7839 | 7
85584 | 8.37 | 0.8 | 2019-12-31 | 2020-12-31 | 365 | 7.8307 | 7
85585 | 2.88 | 0.8 | 2019-12-31 | 2020-12-31 | 365 | 2.6944 | 2
85587 | 14.85 | 0.8 | 2019-12-31 | 2020-12-31 | 365 | 13.8932 | 13
85572 | 8.58 | 0.8 | 2019-12-31 | 2020-12-31 | 365 | 8.0272 | 8
85449 | 12.045 | 0.8 | 2019-12-31 | 2020-12-31 | 365 | 11.2689 | 11
85457 | 11.6 | 0.8 | 2019-12-31 | 2020-12-31 | 365 | 10.8526 | 10
85582 | 14.52 | 0.8 | 2019-12-31 | 2020-12-31 | 365 | 13.5844 | 13
86697 | 3.85 | 0.8 | 2019-12-31 | 2020-12-31 | 365 | 3.6019 | 3
86698 | 9.92 | 0.8 | 2019-12-31 | 2020-12-31 | 365 | 9.2808 | 9
86699 | 11.05 | 0.8 | 2019-12-31 | 2020-12-31 | 365 | 10.338 | 10
86721 | 5.605 | 0.8 | 2019-12-31 | 2020-12-31 | 365 | 5.2439 | 5
86723 | 15.36 | 0.8 | 2019-12-31 | 2020-12-31 | 365 | 14.3703 | 14
86733 | 12.25 | 0.8 | 2019-12-31 | 2020-12-31 | 365 | 11.4607 | 11
86734 | 3.84 | 0.8 | 2019-12-31 | 2020-12-31 | 365 | 3.5926 | 3
86735 | 11.21 | 0.8 | 2019-12-31 | 2020-12-31 | 365 | 10.4877 | 10
86736 | 5.36 | 0.8 | 2019-12-31 | 2020-12-31 | 365 | 5.0146 | 5
86737 | 9.61 | 0.8 | 2019-12-31 | 2020-12-31 | 365 | 8.9908 | 8
86739 | 11.2 | 0.8 | 2019-12-31 | 2020-12-31 | 365 | 10.4784 | 10
86740 | 14.72 | 0.8 | 2019-12-31 | 2020-12-31 | 365 | 13.7716 | 13
86743 | 3.78 | 0.8 | 2019-12-31 | 2020-12-31 | 365 | 3.5364 | 3
86747 | 7.68 | 0.8 | 2019-12-31 | 2020-12-31 | 365 | 7.1852 | 7
86750 | 10.56 | 0.8 | 2019-12-31 | 2020-12-31 | 365 | 9.8796 | 9
86791 | 8.12 | 0.8 | 2019-12-31 | 2020-12-31 | 365 | 7.5968 | 7
86793 | 6.49 | 0.8 | 2019-12-31 | 2020-12-31 | 365 | 6.0718 | 6
86794 | 5.6 | 0.8 | 2019-12-31 | 2020-12-31 | 365 | 5.2392 | 5
86796 | 16.8 | 0.8 | 2019-12-31 | 2020-12-31 | 365 | 15.7175 | 15
86821 | 9.28 | 0.8 | 2019-12-31 | 2020-12-31 | 365 | 8.6821 | 8
86822 | 12.8 | 0.8 | 2019-12-31 | 2020-12-31 | 365 | 11.9753 | 11
86824 | 3.355 | 0.8 | 2019-12-31 | 2020-12-31 | 365 | 3.1388 | 3
86826 | 10.56 | 0.8 | 2019-12-31 | 2020-12-31 | 365 | 9.8796 | 9
86832 | 6.49 | 0.8 | 2019-12-31 | 2020-12-31 | 365 | 6.0718 | 6
86833 | 13.735 | 0.8 | 2019-12-31 | 2020-12-31 | 365 | 12.85 | 12
86835 | 12.95 | 0.8 | 2019-12-31 | 2020-12-31 | 365 | 12.1156 | 12
86836 | 10.585 | 0.8 | 2019-12-31 | 2020-12-31 | 365 | 9.903 | 9
86840 | 7.68 | 0.8 | 2019-12-31 | 2020-12-31 | 365 | 7.1852 | 7
86842 | 5.12 | 0.8 | 2019-12-31 | 2020-12-31 | 365 | 4.7901 | 4
86843 | 14.85 | 0.8 | 2019-12-31 | 2020-12-31 | 365 | 13.8932 | 13
86792 | 7.44 | 0.8 | 2019-12-31 | 2020-12-31 | 365 | 6.9606 | 6
86727 | 4.74 | 0.8 | 2019-12-31 | 2020-12-31 | 365 | 4.4346 | 4
86729 | 12.24 | 0.8 | 2019-12-31 | 2020-12-31 | 365 | 11.4514 | 11
86730 | 10.72 | 0.8 | 2019-12-31 | 2020-12-31 | 365 | 10.0293 | 10
86731 | 8.96 | 0.8 | 2019-12-31 | 2020-12-31 | 365 | 8.3827 | 8
86742 | 6.4 | 0.8 | 2019-12-31 | 2020-12-31 | 365 | 5.9876 | 5
86749 | 7.92 | 0.8 | 2019-12-31 | 2020-12-31 | 365 | 7.4097 | 7
86795 | 11.8 | 0.8 | 2019-12-31 | 2020-12-31 | 365 | 11.0397 | 11
86797 | 12.95 | 0.8 | 2019-12-31 | 2020-12-31 | 365 | 12.1156 | 12
86820 | 11.5 | 0.8 | 2019-12-31 | 2020-12-31 | 365 | 10.759 | 10
87297 | 9.425 | 0.8 | 2019-12-31 | 2020-12-31 | 365 | 8.8177 | 8
87298 | 4.03 | 0.8 | 2019-12-31 | 2020-12-31 | 365 | 3.7703 | 3
87302 | 6.51 | 0.8 | 2019-12-31 | 2020-12-31 | 365 | 6.0905 | 6
87311 | 8.68 | 0.8 | 2019-12-31 | 2020-12-31 | 365 | 8.1207 | 8
87313 | 5.58 | 0.8 | 2019-12-31 | 2020-12-31 | 365 | 5.2205 | 5
87315 | 5.58 | 0.8 | 2019-12-31 | 2020-12-31 | 365 | 5.2205 | 5
87318 | 11.59 | 0.8 | 2019-12-31 | 2020-12-31 | 365 | 10.8432 | 10
87319 | 3.05 | 0.8 | 2019-12-31 | 2020-12-31 | 365 | 2.8535 | 2
87322 | 3.84 | 0.8 | 2019-12-31 | 2020-12-31 | 365 | 3.5926 | 3
87300 | 11.655 | 0.8 | 2019-12-31 | 2020-12-31 | 365 | 10.904 | 10
87301 | 8.505 | 0.8 | 2019-12-31 | 2020-12-31 | 365 | 7.957 | 7
87330 | 10.22 | 0.8 | 2019-12-31 | 2020-12-31 | 365 | 9.5615 | 9
87331 | 3.24 | 0.8 | 2019-12-31 | 2020-12-31 | 365 | 3.0312 | 3
87332 | 6.93 | 0.8 | 2019-12-31 | 2020-12-31 | 365 | 6.4835 | 6
87333 | 12.395 | 0.8 | 2019-12-31 | 2020-12-31 | 365 | 11.5964 | 11
87334 | 8.64 | 0.8 | 2019-12-31 | 2020-12-31 | 365 | 8.0833 | 8
87335 | 6.48 | 0.8 | 2019-12-31 | 2020-12-31 | 365 | 6.0625 | 6
87363 | 5.76 | 0.8 | 2019-12-31 | 2020-12-31 | 365 | 5.3889 | 5
86790 | 4.06 | 0.8 | 2019-12-31 | 2020-12-31 | 365 | 3.7984 | 3
86745 | 9.92 | 0.8 | 2019-12-31 | 2020-12-31 | 365 | 9.2808 | 9
88435 | 3.18 | 0.8 | 2019-12-31 | 2020-12-31 | 365 | 2.9751 | 2
88436 | 6.03 | 0.8 | 2019-12-31 | 2020-12-31 | 365 | 5.6415 | 5
88437 | 3.9 | 0.8 | 2019-12-31 | 2020-12-31 | 365 | 3.6487 | 3
88438 | 24.7 | 0.8 | 2019-12-31 | 2020-12-31 | 365 | 23.1085 | 23
88441 | 11.025 | 0.8 | 2019-12-31 | 2020-12-31 | 365 | 10.3146 | 10
88442 | 10.56 | 0.8 | 2019-12-31 | 2020-12-31 | 365 | 9.8796 | 9
88467 | 19.71 | 0.8 | 2019-12-31 | 2020-12-31 | 365 | 18.44 | 18
88468 | 8.4 | 0.8 | 2019-12-31 | 2020-12-31 | 365 | 7.8588 | 7
88473 | 2.56 | 0.8 | 2019-12-31 | 2020-12-31 | 365 | 2.3951 | 2
88474 | 9.38 | 0.8 | 2019-12-31 | 2020-12-31 | 365 | 8.7756 | 8
88477 | 12.54 | 0.8 | 2019-12-31 | 2020-12-31 | 365 | 11.732 | 11
88481 | 6.4 | 0.8 | 2019-12-31 | 2020-12-31 | 365 | 5.9876 | 5
88483 | 4.32 | 0.8 | 2019-12-31 | 2020-12-31 | 365 | 4.0417 | 4
88484 | 8.26 | 0.8 | 2019-12-31 | 2020-12-31 | 365 | 7.7278 | 7
88475 | 3 | 0.8 | 2019-12-31 | 2020-12-31 | 365 | 2.8067 | 2
88465 | 5.12 | 0.8 | 2019-12-31 | 2020-12-31 | 365 | 4.7901 | 4
88476 | 11.16 | 0.8 | 2019-12-31 | 2020-12-31 | 365 | 10.4409 | 10
88445 | 7.92 | 0.8 | 2019-12-31 | 2020-12-31 | 365 | 7.4097 | 7
88479 | 9.15 | 0.8 | 2019-12-31 | 2020-12-31 | 365 | 8.5604 | 8
88446 | 8.85 | 0.8 | 2019-12-31 | 2020-12-31 | 365 | 8.2798 | 8
89362 | 8.16 | 1 | 2019-12-31 | 2020-12-31 | 365 | 9.5428 | 9
89363 | 8.7 | 0.8 | 2019-12-31 | 2020-12-31 | 365 | 8.1394 | 8
89364 | 11.275 | 0.8 | 2019-12-31 | 2020-12-31 | 365 | 10.5485 | 10
89365 | 9.92 | 0.8 | 2019-12-31 | 2020-12-31 | 365 | 9.2808 | 9
89366 | 13.42 | 0.8 | 2019-12-31 | 2020-12-31 | 365 | 12.5553 | 12
89113 | 6.8 | 0.8 | 2019-12-31 | 2020-12-31 | 365 | 6.3619 | 6
89495 | 9.76 | 0.8 | 2019-12-31 | 2020-12-31 | 365 | 9.1311 | 9
89498 | 9.36 | 0.8 | 2019-12-31 | 2020-12-31 | 365 | 8.7569 | 8
89499 | 9.6 | 0.8 | 2019-12-31 | 2020-12-31 | 365 | 8.9815 | 8
89506 | 9.92 | 0.8 | 2019-12-31 | 2020-12-31 | 365 | 9.2808 | 9
89507 | 7.56 | 0.8 | 2019-12-31 | 2020-12-31 | 365 | 7.0729 | 7
89508 | 4.8 | 0.8 | 2019-12-31 | 2020-12-31 | 365 | 4.4907 | 4
89509 | 11.16 | 0.8 | 2019-12-31 | 2020-12-31 | 365 | 10.4409 | 10
89510 | 2.56 | 0.8 | 2019-12-31 | 2020-12-31 | 365 | 2.3951 | 2
89511 | 8.58 | 0.8 | 2019-12-31 | 2020-12-31 | 365 | 8.0272 | 8
89512 | 6.4 | 0.8 | 2019-12-31 | 2020-12-31 | 365 | 5.9876 | 5
89513 | 3.48 | 0.8 | 2019-12-31 | 2020-12-31 | 365 | 3.2558 | 3
89514 | 5.44 | 0.8 | 2019-12-31 | 2020-12-31 | 365 | 5.0895 | 5
89515 | 14.235 | 0.8 | 2019-12-31 | 2020-12-31 | 365 | 13.3178 | 13
89496 | 13.4 | 0.8 | 2019-12-31 | 2020-12-31 | 365 | 12.5366 | 12
89497 | 8.28 | 0.8 | 2019-12-31 | 2020-12-31 | 365 | 7.7465 | 7
90337 | 12.09 | 0.8 | 2019-12-31 | 2020-12-31 | 365 | 11.311 | 11
90350 | 8.85 | 0.8 | 2019-12-31 | 2020-12-31 | 365 | 8.2798 | 8
90353 | 8.96 | 0.8 | 2019-12-31 | 2020-12-31 | 365 | 8.3827 | 8
90359 | 7.375 | 0.8 | 2019-12-31 | 2020-12-31 | 365 | 6.8998 | 6
90364 | 9.38 | 0.8 | 2019-12-31 | 2020-12-31 | 365 | 8.7756 | 8
90366 | 7.92 | 0.8 | 2019-12-31 | 2020-12-31 | 365 | 7.4097 | 7
90340 | 13 | 0.8 | 2019-12-31 | 2020-12-31 | 365 | 12.1624 | 12
90351 | 9.44 | 0.8 | 2019-12-31 | 2020-12-31 | 365 | 8.8318 | 8
90365 | 4.65 | 0.8 | 2019-12-31 | 2020-12-31 | 365 | 4.3504 | 4
90355 | 20.145 | 0.8 | 2019-12-31 | 2020-12-31 | 365 | 18.847 | 18
90361 | 6.7 | 0.8 | 2019-12-31 | 2020-12-31 | 365 | 6.2683 | 6
90390 | 12.06 | 0.8 | 2019-12-31 | 2020-12-31 | 365 | 11.283 | 11
90399 | 7.68 | 0.8 | 2019-12-31 | 2020-12-31 | 365 | 7.1852 | 7
90400 | 6.27 | 0.8 | 2019-12-31 | 2020-12-31 | 365 | 5.866 | 5
90401 | 12.24 | 0.8 | 2019-12-31 | 2020-12-31 | 365 | 11.4514 | 11
90403 | 6.4 | 0.8 | 2019-12-31 | 2020-12-31 | 365 | 5.9876 | 5
90472 | 9.6 | 0.8 | 2019-12-31 | 2020-12-31 | 365 | 8.9815 | 8
90475 | 8.54 | 0.8 | 2019-12-31 | 2020-12-31 | 365 | 7.9898 | 7
90478 | 8.4 | 0.8 | 2019-12-31 | 2020-12-31 | 365 | 7.8588 | 7
82700 | 13.475 | 0.8 | 2019-12-31 | 2020-12-31 | 365 | 12.6068 | 12
90339 | 6.7 | 0.8 | 2019-12-31 | 2020-12-31 | 365 | 6.2683 | 6
90357 | 12.21 | 0.8 | 2019-12-31 | 2020-12-31 | 365 | 11.4233 | 11
90483 | 9.76 | 0.8 | 2019-12-31 | 2020-12-31 | 365 | 9.1311 | 9
90484 | 6.4 | 0.8 | 2019-12-31 | 2020-12-31 | 365 | 5.9876 | 5
90532 | 5.025 | 0.8 | 2019-12-31 | 2020-12-31 | 365 | 4.7012 | 4
90533 | 5.44 | 0.8 | 2019-12-31 | 2020-12-31 | 365 | 5.0895 | 5
90535 | 8.68 | 0.8 | 2019-12-31 | 2020-12-31 | 365 | 8.1207 | 8
90537 | 5.84 | 0.8 | 2019-12-31 | 2020-12-31 | 365 | 5.4637 | 5
90538 | 9.44 | 0.8 | 2019-12-31 | 2020-12-31 | 365 | 8.8318 | 8
90543 | 6.2 | 0.8 | 2019-12-31 | 2020-12-31 | 365 | 5.8005 | 5
90545 | 12.21 | 0.8 | 2019-12-31 | 2020-12-31 | 365 | 11.4233 | 11
90551 | 12.06 | 0.8 | 2019-12-31 | 2020-12-31 | 365 | 11.283 | 11
90553 | 5.31 | 0.8 | 2019-12-31 | 2020-12-31 | 365 | 4.9679 | 4
90701 | 5.95 | 0.8 | 2019-12-31 | 2020-12-31 | 365 | 5.5666 | 5
90705 | 7.25 | 0.8 | 2019-12-31 | 2020-12-31 | 365 | 6.7829 | 6
90477 | 12.35 | 0.8 | 2019-12-31 | 2020-12-31 | 365 | 11.5543 | 11
90231 | 10.03 | 0.8 | 2019-12-31 | 2020-12-31 | 365 | 9.3837 | 9
90481 | 1.98 | 0.8 | 2019-12-31 | 2020-12-31 | 365 | 1.8524 | 1
90778 | 7.32 | 0.8 | 2019-12-31 | 2020-12-31 | 365 | 6.8484 | 6
91621 | 8.04 | 0.8 | 2019-12-31 | 2020-12-31 | 365 | 7.522 | 7
91624 | 13.33 | 0.8 | 2019-12-31 | 2020-12-31 | 365 | 12.4711 | 12
91625 | 12.95 | 0.8 | 2019-12-31 | 2020-12-31 | 365 | 12.1156 | 12
91623 | 5.1 | 0.8 | 2019-12-31 | 2020-12-31 | 365 | 4.7714 | 4
91626 | 5.78 | 0.8 | 2019-12-31 | 2020-12-31 | 365 | 5.4076 | 5
91627 | 6.3 | 0.8 | 2019-12-31 | 2020-12-31 | 365 | 5.8941 | 5
91629 | 9.57 | 0.8 | 2019-12-31 | 2020-12-31 | 365 | 8.9534 | 8
91620 | 12.41 | 0.8 | 2019-12-31 | 2020-12-31 | 365 | 11.6104 | 11
91628 | 7.35 | 0.8 | 2019-12-31 | 2020-12-31 | 365 | 6.8764 | 6
91619 | 12.76 | 0.8 | 2019-12-31 | 2020-12-31 | 365 | 11.9378 | 11
91813 | 7.48 | 0.8 | 2019-12-31 | 2020-12-31 | 365 | 6.998 | 6
91810 | 7.8 | 0.8 | 2019-12-31 | 2020-12-31 | 365 | 7.2974 | 7
91817 | 6.44 | 0.8 | 2019-12-31 | 2020-12-31 | 365 | 6.0251 | 6
91818 | 15.3 | 0.8 | 2019-12-31 | 2020-12-31 | 365 | 14.3142 | 14
91809 | 11.78 | 0.8 | 2019-12-31 | 2020-12-31 | 365 | 11.021 | 11
91814 | 18.29 | 0.8 | 2019-12-31 | 2020-12-31 | 365 | 17.1115 | 17
91815 | 9 | 0.8 | 2019-12-31 | 2020-12-31 | 365 | 8.4201 | 8
91816 | 5.89 | 0.8 | 2019-12-31 | 2020-12-31 | 365 | 5.5105 | 5
91819 | 3.96 | 0.8 | 2019-12-31 | 2020-12-31 | 365 | 3.7048 | 3
91820 | 10.5 | 0.8 | 2019-12-31 | 2020-12-31 | 365 | 9.8235 | 9
91821 | 6.365 | 0.8 | 2019-12-31 | 2020-12-31 | 365 | 5.9549 | 5
91826 | 5.36 | 0.8 | 2019-12-31 | 2020-12-31 | 365 | 5.0146 | 5
91825 | 6.03 | 0.8 | 2019-12-31 | 2020-12-31 | 365 | 5.6415 | 5
91824 | 6.7 | 0.8 | 2019-12-31 | 2020-12-31 | 365 | 6.2683 | 6
91822 | 5.76 | 0.8 | 2019-12-31 | 2020-12-31 | 365 | 5.3889 | 5
91823 | 10.24 | 0.8 | 2019-12-31 | 2020-12-31 | 365 | 9.5802 | 9
91811 | 7.965 | 0.8 | 2019-12-31 | 2020-12-31 | 365 | 7.4518 | 7
91827 | 2.97 | 0.8 | 2019-12-31 | 2020-12-31 | 365 | 2.7786 | 2
90388 | 12.21 | 0.8 | 2019-12-31 | 2020-12-31 | 365 | 11.4233 | 11
91968 | 1.375 | 0.8 | 2019-12-31 | 2020-12-31 | 365 | 1.2864 | 1
91955 | 5.25 | 0.8 | 2019-12-31 | 2020-12-31 | 365 | 4.9117 | 4
91958 | 12.71 | 0.8 | 2019-12-31 | 2020-12-31 | 365 | 11.8911 | 11
91952 | 10.325 | 0.8 | 2019-12-31 | 2020-12-31 | 365 | 9.6597 | 9
91959 | 8.76 | 0.8 | 2019-12-31 | 2020-12-31 | 365 | 8.1956 | 8
91960 | 9.9 | 0.8 | 2019-12-31 | 2020-12-31 | 365 | 9.2621 | 9
91961 | 9.75 | 0.8 | 2019-12-31 | 2020-12-31 | 365 | 9.1218 | 9
91962 | 12.24 | 0.8 | 2019-12-31 | 2020-12-31 | 365 | 11.4514 | 11
91925 | 9.455 | 0.8 | 2019-12-31 | 2020-12-31 | 365 | 8.8458 | 8
91963 | 10.8 | 0.8 | 2019-12-31 | 2020-12-31 | 365 | 10.1041 | 10
91965 | 10.8 | 0.8 | 2019-12-31 | 2020-12-31 | 365 | 10.1041 | 10
91964 | 15.41 | 0.8 | 2019-12-31 | 2020-12-31 | 365 | 14.4171 | 14
91966 | 8.64 | 0.8 | 2019-12-31 | 2020-12-31 | 365 | 8.0833 | 8
91967 | 10.03 | 0.8 | 2019-12-31 | 2020-12-31 | 365 | 9.3837 | 9
91808 | 4.03 | 0.8 | 2019-12-31 | 2020-12-31 | 365 | 3.7703 | 3
91971 | 11.52 | 0.8 | 2019-12-31 | 2020-12-31 | 365 | 10.7777 | 10
92067 | 7.7 | 0.8 | 2019-12-31 | 2020-12-31 | 365 | 7.2039 | 7
92069 | 4.48 | 0.8 | 2019-12-31 | 2020-12-31 | 365 | 4.1913 | 4
91969 | 15.12 | 0.8 | 2019-12-31 | 2020-12-31 | 365 | 14.1458 | 14
92068 | 2.56 | 0.8 | 2019-12-31 | 2020-12-31 | 365 | 2.3951 | 2
92147 | 6.12 | 0.8 | 2019-12-31 | 2020-12-31 | 365 | 5.7257 | 5
92148 | 6.84 | 0.8 | 2019-12-31 | 2020-12-31 | 365 | 6.3993 | 6
92149 | 4.42 | 0.8 | 2019-12-31 | 2020-12-31 | 365 | 4.1352 | 4
92151 | 13.065 | 0.8 | 2019-12-31 | 2020-12-31 | 365 | 12.2232 | 12
92156 | 9.15 | 0.8 | 2019-12-31 | 2020-12-31 | 365 | 8.5604 | 8
92154 | 7.93 | 0.8 | 2019-12-31 | 2020-12-31 | 365 | 7.4191 | 7
92155 | 10.03 | 0.8 | 2019-12-31 | 2020-12-31 | 365 | 9.3837 | 9
92180 | 10.065 | 0.8 | 2019-12-31 | 2020-12-31 | 365 | 9.4165 | 9
92165 | 9.38 | 0.8 | 2019-12-31 | 2020-12-31 | 365 | 8.7756 | 8
90558 | 15.48 | 0.8 | 2019-12-31 | 2020-12-31 | 365 | 14.4826 | 14
92173 | 8.555 | 0.8 | 2019-12-31 | 2020-12-31 | 365 | 8.0038 | 8
92167 | 10.05 | 0.8 | 2019-12-31 | 2020-12-31 | 365 | 9.4025 | 9
92179 | 8.76 | 0.8 | 2019-12-31 | 2020-12-31 | 365 | 8.1956 | 8
92168 | 6.7 | 0.8 | 2019-12-31 | 2020-12-31 | 365 | 6.2683 | 6
92169 | 10.05 | 0.8 | 2019-12-31 | 2020-12-31 | 365 | 9.4025 | 9
92178 | 4.88 | 0.8 | 2019-12-31 | 2020-12-31 | 365 | 4.5656 | 4
92171 | 3.685 | 0.8 | 2019-12-31 | 2020-12-31 | 365 | 3.4476 | 3
92182 | 12.095 | 0.8 | 2019-12-31 | 2020-12-31 | 365 | 11.3157 | 11
92172 | 12.395 | 0.8 | 2019-12-31 | 2020-12-31 | 365 | 11.5964 | 11
92183 | 10.05 | 0.8 | 2019-12-31 | 2020-12-31 | 365 | 9.4025 | 9
92175 | 10.24 | 0.8 | 2019-12-31 | 2020-12-31 | 365 | 9.5802 | 9
92176 | 11.84 | 0.8 | 2019-12-31 | 2020-12-31 | 365 | 11.0771 | 11
92177 | 12.24 | 0.8 | 2019-12-31 | 2020-12-31 | 365 | 11.4514 | 11
92150 | 5.49 | 0.8 | 2019-12-31 | 2020-12-31 | 365 | 5.1363 | 5
92237 | 13.065 | 0.8 | 2019-12-31 | 2020-12-31 | 365 | 12.2232 | 12
92181 | 7.32 | 0.8 | 2019-12-31 | 2020-12-31 | 365 | 6.8484 | 6
667 | 2745.6 | 0.9 | 2019-12-31 | 2020-12-31 | 365 | 2889.7824 | 2889
1830 | 24.84 | 1 | 2019-12-31 | 2020-12-31 | 365 | 29.0494 | 29
1689 | 4.165 | 1 | 2019-12-31 | 2020-12-31 | 365 | 4.8708 | 4
1625 | 6.96 | 1 | 2019-12-31 | 2020-12-31 | 365 | 8.1394 | 8
1675 | 4.9 | 1 | 2019-12-31 | 2020-12-31 | 365 | 5.7304 | 5
1676 | 4.59 | 1 | 2019-12-31 | 2020-12-31 | 365 | 5.3678 | 5
1682 | 4.165 | 1 | 2019-12-31 | 2020-12-31 | 365 | 4.8708 | 4
1694 | 2.75 | 1 | 2019-12-31 | 2020-12-31 | 365 | 3.216 | 3
1695 | 4 | 1 | 2019-12-31 | 2020-12-31 | 365 | 4.6778 | 4
1654 | 2.55 | 1 | 2019-12-31 | 2020-12-31 | 365 | 2.9821 | 2
1657 | 4.9 | 1 | 2019-12-31 | 2020-12-31 | 365 | 5.7304 | 5
1658 | 4.845 | 1 | 2019-12-31 | 2020-12-31 | 365 | 5.666 | 5
1659 | 2.55 | 1 | 2019-12-31 | 2020-12-31 | 365 | 2.9821 | 2
1669 | 5 | 1 | 2019-12-31 | 2020-12-31 | 365 | 5.8473 | 5
1661 | 5 | 1 | 2019-12-31 | 2020-12-31 | 365 | 5.8473 | 5
1665 | 5 | 1 | 2019-12-31 | 2020-12-31 | 365 | 5.8473 | 5
1670 | 2.5 | 1 | 2019-12-31 | 2020-12-31 | 365 | 2.9236 | 2
1641 | 3.92 | 1 | 2019-12-31 | 2020-12-31 | 365 | 4.5843 | 4
1643 | 4.75 | 1 | 2019-12-31 | 2020-12-31 | 365 | 5.5549 | 5
1645 | 3.315 | 1 | 2019-12-31 | 2020-12-31 | 365 | 3.8768 | 3
1660 | 5.5 | 1 | 2019-12-31 | 2020-12-31 | 365 | 6.432 | 6
1622 | 3 | 1 | 2019-12-31 | 2020-12-31 | 365 | 3.5084 | 3
1624 | 9.065 | 1 | 2019-12-31 | 2020-12-31 | 365 | 10.6012 | 10
1626 | 1.785 | 1 | 2019-12-31 | 2020-12-31 | 365 | 2.0875 | 2
1620 | 11.73 | 1 | 2019-12-31 | 2020-12-31 | 365 | 13.7178 | 13
1627 | 3.57 | 1 | 2019-12-31 | 2020-12-31 | 365 | 4.175 | 4
1628 | 3.315 | 1 | 2019-12-31 | 2020-12-31 | 365 | 3.8768 | 3
1629 | 6.12 | 1 | 2019-12-31 | 2020-12-31 | 365 | 7.1571 | 7
1647 | 4 | 1 | 2019-12-31 | 2020-12-31 | 365 | 4.6778 | 4
1630 | 4.9 | 1 | 2019-12-31 | 2020-12-31 | 365 | 5.7304 | 5
1631 | 5.145 | 1 | 2019-12-31 | 2020-12-31 | 365 | 6.0169 | 6
1635 | 1.715 | 1 | 2019-12-31 | 2020-12-31 | 365 | 2.0056 | 2
1707 | 4.655 | 1 | 2019-12-31 | 2020-12-31 | 365 | 5.4438 | 5
1708 | 4.08 | 1 | 2019-12-31 | 2020-12-31 | 365 | 4.7714 | 4
1709 | 8.925 | 1 | 2019-12-31 | 2020-12-31 | 365 | 10.4374 | 10
1705 | 5.145 | 1 | 2019-12-31 | 2020-12-31 | 365 | 6.0169 | 6
1703 | 8.67 | 1 | 2019-12-31 | 2020-12-31 | 365 | 10.1392 | 10
1256 | 6.75 | 1 | 2019-12-31 | 2020-12-31 | 365 | 7.8939 | 7
1692 | 8 | 1 | 2019-12-31 | 2020-12-31 | 365 | 9.3557 | 9
1623 | 3.75 | 1 | 2019-12-31 | 2020-12-31 | 365 | 4.3855 | 4
1706 | 6.25 | 1 | 2019-12-31 | 2020-12-31 | 365 | 7.3091 | 7
1640 | 6.375 | 1 | 2019-12-31 | 2020-12-31 | 365 | 7.4553 | 7
1691 | 4.41 | 1 | 2019-12-31 | 2020-12-31 | 365 | 5.1573 | 5
1693 | 3.5 | 1 | 2019-12-31 | 2020-12-31 | 365 | 4.0931 | 4
1672 | 4.165 | 1 | 2019-12-31 | 2020-12-31 | 365 | 4.8708 | 4
1634 | 1.715 | 1 | 2019-12-31 | 2020-12-31 | 365 | 2.0056 | 2
1696 | 3.5 | 1 | 2019-12-31 | 2020-12-31 | 365 | 4.0931 | 4
20497 | 6.12 | 1 | 2019-12-31 | 2020-12-31 | 365 | 7.1571 | 7
12565 | 5.1 | 1 | 2019-12-31 | 2020-12-31 | 365 | 5.9642 | 5
7354 | 4.845 | 1 | 2019-12-31 | 2020-12-31 | 365 | 5.666 | 5
17757 | 8.16 | 1 | 2019-12-31 | 2020-12-31 | 365 | 9.5428 | 9
7352 | 3.825 | 1 | 2019-12-31 | 2020-12-31 | 365 | 4.4732 | 4
11947 | 4.335 | 1 | 2019-12-31 | 2020-12-31 | 365 | 5.0696 | 5
46184 | 6.375 | 1 | 2019-12-31 | 2020-12-31 | 365 | 7.4553 | 7
6869 | 8.16 | 1 | 2019-12-31 | 2020-12-31 | 365 | 9.5428 | 9
11938 | 4.845 | 1 | 2019-12-31 | 2020-12-31 | 365 | 5.666 | 5
6834 | 8.67 | 1 | 2019-12-31 | 2020-12-31 | 365 | 10.1392 | 10
16840 | 6.63 | 1 | 2019-12-31 | 2020-12-31 | 365 | 7.7535 | 7
12554 | 6.12 | 1 | 2019-12-31 | 2020-12-31 | 365 | 7.1571 | 7
11928 | 8.16 | 1 | 2019-12-31 | 2020-12-31 | 365 | 9.5428 | 9
7275 | 4.845 | 1 | 2019-12-31 | 2020-12-31 | 365 | 5.666 | 5
9807 | 3.57 | 1 | 2019-12-31 | 2020-12-31 | 365 | 4.175 | 4
18507 | 13.77 | 1 | 2019-12-31 | 2020-12-31 | 365 | 16.1035 | 16
14573 | 10.455 | 1 | 2019-12-31 | 2020-12-31 | 365 | 12.2267 | 12
9824 | 9.69 | 1 | 2019-12-31 | 2020-12-31 | 365 | 11.3321 | 11
20509 | 8.415 | 1 | 2019-12-31 | 2020-12-31 | 365 | 9.841 | 9
47239 | 2.55 | 1 | 2019-12-31 | 2020-12-31 | 365 | 2.9821 | 2
13650 | 7.395 | 1 | 2019-12-31 | 2020-12-31 | 365 | 8.6482 | 8
9496 | 7.905 | 1 | 2019-12-31 | 2020-12-31 | 365 | 9.2446 | 9
9956 | 7.905 | 1 | 2019-12-31 | 2020-12-31 | 365 | 9.2446 | 9
7260 | 7.905 | 1 | 2019-12-31 | 2020-12-31 | 365 | 9.2446 | 9
10687 | 5.61 | 1 | 2019-12-31 | 2020-12-31 | 365 | 6.5607 | 6
6785 | 7.905 | 1 | 2019-12-31 | 2020-12-31 | 365 | 9.2446 | 9
12381 | 6.885 | 1 | 2019-12-31 | 2020-12-31 | 365 | 8.0517 | 8
16838 | 12.24 | 1 | 2019-12-31 | 2020-12-31 | 365 | 14.3142 | 14
13674 | 6.12 | 1 | 2019-12-31 | 2020-12-31 | 365 | 7.1571 | 7
20500 | 6.885 | 1 | 2019-12-31 | 2020-12-31 | 365 | 8.0517 | 8
6954 | 5.1 | 1 | 2019-12-31 | 2020-12-31 | 365 | 5.9642 | 5
7266 | 8.67 | 1 | 2019-12-31 | 2020-12-31 | 365 | 10.1392 | 10
16438 | 10.965 | 1 | 2019-12-31 | 2020-12-31 | 365 | 12.8231 | 12
23529 | 5.355 | 1 | 2019-12-31 | 2020-12-31 | 365 | 6.2625 | 6
13645 | 2.805 | 1 | 2019-12-31 | 2020-12-31 | 365 | 3.2803 | 3
11935 | 9.69 | 1 | 2019-12-31 | 2020-12-31 | 365 | 11.3321 | 11
12373 | 6.885 | 1 | 2019-12-31 | 2020-12-31 | 365 | 8.0517 | 8
6903 | 5.865 | 1 | 2019-12-31 | 2020-12-31 | 365 | 6.8589 | 6
7065 | 3.315 | 1 | 2019-12-31 | 2020-12-31 | 365 | 3.8768 | 3
16854 | 7.905 | 1 | 2019-12-31 | 2020-12-31 | 365 | 9.2446 | 9
16820 | 8.925 | 1 | 2019-12-31 | 2020-12-31 | 365 | 10.4374 | 10
14060 | 6.375 | 1 | 2019-12-31 | 2020-12-31 | 365 | 7.4553 | 7
7062 | 6.885 | 1 | 2019-12-31 | 2020-12-31 | 365 | 8.0517 | 8
9937 | 4.335 | 1 | 2019-12-31 | 2020-12-31 | 365 | 5.0696 | 5
7056 | 5.865 | 1 | 2019-12-31 | 2020-12-31 | 365 | 6.8589 | 6
14058 | 6.885 | 1 | 2019-12-31 | 2020-12-31 | 365 | 8.0517 | 8
7040 | 10.2 | 1 | 2019-12-31 | 2020-12-31 | 365 | 11.9285 | 11
14638 | 7.14 | 1 | 2019-12-31 | 2020-12-31 | 365 | 8.3499 | 8
15905 | 4.845 | 1 | 2019-12-31 | 2020-12-31 | 365 | 5.666 | 5
9811 | 5.355 | 1 | 2019-12-31 | 2020-12-31 | 365 | 6.2625 | 6
12355 | 7.14 | 1 | 2019-12-31 | 2020-12-31 | 365 | 8.3499 | 8
17754 | 3.57 | 1 | 2019-12-31 | 2020-12-31 | 365 | 4.175 | 4
12369 | 6.63 | 1 | 2019-12-31 | 2020-12-31 | 365 | 7.7535 | 7
20450 | 3.57 | 1 | 2019-12-31 | 2020-12-31 | 365 | 4.175 | 4
6851 | 5.1 | 1 | 2019-12-31 | 2020-12-31 | 365 | 5.9642 | 5
12748 | 5.355 | 1 | 2019-12-31 | 2020-12-31 | 365 | 6.2625 | 6
15883 | 7.65 | 1 | 2019-12-31 | 2020-12-31 | 365 | 8.9464 | 8
9890 | 5.1 | 1 | 2019-12-31 | 2020-12-31 | 365 | 5.9642 | 5
6821 | 3.315 | 1 | 2019-12-31 | 2020-12-31 | 365 | 3.8768 | 3
7269 | 8.415 | 1 | 2019-12-31 | 2020-12-31 | 365 | 9.841 | 9
6895 | 8.67 | 1 | 2019-12-31 | 2020-12-31 | 365 | 10.1392 | 10
10060 | 7.65 | 1 | 2019-12-31 | 2020-12-31 | 365 | 8.9464 | 8
16821 | 3.825 | 1 | 2019-12-31 | 2020-12-31 | 365 | 4.4732 | 4
13741 | 3.315 | 1 | 2019-12-31 | 2020-12-31 | 365 | 3.8768 | 3
18500 | 10.455 | 1 | 2019-12-31 | 2020-12-31 | 365 | 12.2267 | 12
8381 | 8.16 | 1 | 2019-12-31 | 2020-12-31 | 365 | 9.5428 | 9
12625 | 6.375 | 1 | 2019-12-31 | 2020-12-31 | 365 | 7.4553 | 7
7068 | 3.825 | 1 | 2019-12-31 | 2020-12-31 | 365 | 4.4732 | 4
9916 | 9.69 | 1 | 2019-12-31 | 2020-12-31 | 365 | 11.3321 | 11
10688 | 8.415 | 1 | 2019-12-31 | 2020-12-31 | 365 | 9.841 | 9
9896 | 8.925 | 1 | 2019-12-31 | 2020-12-31 | 365 | 10.4374 | 10
12567 | 5.61 | 1 | 2019-12-31 | 2020-12-31 | 365 | 6.5607 | 6
12624 | 9.18 | 1 | 2019-12-31 | 2020-12-31 | 365 | 10.7356 | 10
7202 | 7.905 | 1 | 2019-12-31 | 2020-12-31 | 365 | 9.2446 | 9
9958 | 11.22 | 1 | 2019-12-31 | 2020-12-31 | 365 | 13.1213 | 13
9707 | 5.865 | 1 | 2019-12-31 | 2020-12-31 | 365 | 6.8589 | 6
15907 | 8.16 | 1 | 2019-12-31 | 2020-12-31 | 365 | 9.5428 | 9
10151 | 6.12 | 1 | 2019-12-31 | 2020-12-31 | 365 | 7.1571 | 7
15911 | 6.885 | 1 | 2019-12-31 | 2020-12-31 | 365 | 8.0517 | 8
9872 | 6.12 | 1 | 2019-12-31 | 2020-12-31 | 365 | 7.1571 | 7
23560 | 6.63 | 1 | 2019-12-31 | 2020-12-31 | 365 | 7.7535 | 7
9462 | 7.905 | 1 | 2019-12-31 | 2020-12-31 | 365 | 9.2446 | 9
9464 | 2.805 | 1 | 2019-12-31 | 2020-12-31 | 365 | 3.2803 | 3
20466 | 3.825 | 1 | 2019-12-31 | 2020-12-31 | 365 | 4.4732 | 4
9468 | 7.395 | 1 | 2019-12-31 | 2020-12-31 | 365 | 8.6482 | 8
9905 | 5.1 | 1 | 2019-12-31 | 2020-12-31 | 365 | 5.9642 | 5
23523 | 3.315 | 1 | 2019-12-31 | 2020-12-31 | 365 | 3.8768 | 3
10773 | 10.965 | 1 | 2019-12-31 | 2020-12-31 | 365 | 12.8231 | 12
9491 | 10.2 | 1 | 2019-12-31 | 2020-12-31 | 365 | 11.9285 | 11
9718 | 7.65 | 1 | 2019-12-31 | 2020-12-31 | 365 | 8.9464 | 8
9953 | 2.805 | 1 | 2019-12-31 | 2020-12-31 | 365 | 3.2803 | 3
9487 | 6.63 | 1 | 2019-12-31 | 2020-12-31 | 365 | 7.7535 | 7
9884 | 7.65 | 1 | 2019-12-31 | 2020-12-31 | 365 | 8.9464 | 8
9493 | 3.825 | 1 | 2019-12-31 | 2020-12-31 | 365 | 4.4732 | 4
9829 | 4.845 | 1 | 2019-12-31 | 2020-12-31 | 365 | 5.666 | 5
10690 | 11.22 | 1 | 2019-12-31 | 2020-12-31 | 365 | 13.1213 | 13
14257 | 6.885 | 1 | 2019-12-31 | 2020-12-31 | 365 | 8.0517 | 8
9458 | 2.295 | 1 | 2019-12-31 | 2020-12-31 | 365 | 2.6839 | 2
11005 | 8.415 | 1 | 2019-12-31 | 2020-12-31 | 365 | 9.841 | 9
15902 | 7.65 | 1 | 2019-12-31 | 2020-12-31 | 365 | 8.9464 | 8
10680 | 3.825 | 1 | 2019-12-31 | 2020-12-31 | 365 | 4.4732 | 4
10147 | 6.63 | 1 | 2019-12-31 | 2020-12-31 | 365 | 7.7535 | 7
15027 | 4.59 | 1 | 2019-12-31 | 2020-12-31 | 365 | 5.3678 | 5
16857 | 7.14 | 1 | 2019-12-31 | 2020-12-31 | 365 | 8.3499 | 8
9454 | 6.12 | 1 | 2019-12-31 | 2020-12-31 | 365 | 7.1571 | 7
14578 | 9.69 | 1 | 2019-12-31 | 2020-12-31 | 365 | 11.3321 | 11
12229 | 8.16 | 1 | 2019-12-31 | 2020-12-31 | 365 | 9.5428 | 9
9944 | 7.905 | 1 | 2019-12-31 | 2020-12-31 | 365 | 9.2446 | 9
15947 | 6.375 | 1 | 2019-12-31 | 2020-12-31 | 365 | 7.4553 | 7
12569 | 4.335 | 1 | 2019-12-31 | 2020-12-31 | 365 | 5.0696 | 5
52194 | 6.12 | 1 | 2019-12-31 | 2020-12-31 | 365 | 7.1571 | 7
13640 | 4.845 | 1 | 2019-12-31 | 2020-12-31 | 365 | 5.666 | 5
9498 | 9.945 | 1 | 2019-12-31 | 2020-12-31 | 365 | 11.6303 | 11
12568 | 8.415 | 1 | 2019-12-31 | 2020-12-31 | 365 | 9.841 | 9
16835 | 3.57 | 1 | 2019-12-31 | 2020-12-31 | 365 | 4.175 | 4
12391 | 6.375 | 1 | 2019-12-31 | 2020-12-31 | 365 | 7.4553 | 7
9470 | 11.985 | 1 | 2019-12-31 | 2020-12-31 | 365 | 14.016 | 14
12559 | 3.06 | 1 | 2019-12-31 | 2020-12-31 | 365 | 3.5785 | 3
11955 | 7.65 | 1 | 2019-12-31 | 2020-12-31 | 365 | 8.9464 | 8
14281 | 4.335 | 1 | 2019-12-31 | 2020-12-31 | 365 | 5.0696 | 5
9900 | 5.61 | 1 | 2019-12-31 | 2020-12-31 | 365 | 6.5607 | 6
10772 | 3.315 | 1 | 2019-12-31 | 2020-12-31 | 365 | 3.8768 | 3
11007 | 4.845 | 1 | 2019-12-31 | 2020-12-31 | 365 | 5.666 | 5
9490 | 6.12 | 1 | 2019-12-31 | 2020-12-31 | 365 | 7.1571 | 7
9919 | 9.435 | 1 | 2019-12-31 | 2020-12-31 | 365 | 11.0339 | 11
9501 | 6.12 | 1 | 2019-12-31 | 2020-12-31 | 365 | 7.1571 | 7
9776 | 8.415 | 1 | 2019-12-31 | 2020-12-31 | 365 | 9.841 | 9
9509 | 5.1 | 1 | 2019-12-31 | 2020-12-31 | 365 | 5.9642 | 5
12571 | 6.63 | 1 | 2019-12-31 | 2020-12-31 | 365 | 7.7535 | 7
14054 | 9.435 | 1 | 2019-12-31 | 2020-12-31 | 365 | 11.0339 | 11
12378 | 8.67 | 1 | 2019-12-31 | 2020-12-31 | 365 | 10.1392 | 10
12366 | 4.845 | 1 | 2019-12-31 | 2020-12-31 | 365 | 5.666 | 5
14582 | 5.61 | 1 | 2019-12-31 | 2020-12-31 | 365 | 6.5607 | 6
12563 | 7.14 | 1 | 2019-12-31 | 2020-12-31 | 365 | 8.3499 | 8
15897 | 4.335 | 1 | 2019-12-31 | 2020-12-31 | 365 | 5.0696 | 5
46647 | 5.61 | 1 | 2019-12-31 | 2020-12-31 | 365 | 6.5607 | 6
16819 | 9.18 | 1 | 2019-12-31 | 2020-12-31 | 365 | 10.7356 | 10
47242 | 7.395 | 1 | 2019-12-31 | 2020-12-31 | 365 | 8.6482 | 8
9506 | 4.59 | 1 | 2019-12-31 | 2020-12-31 | 365 | 5.3678 | 5
15900 | 5.1 | 1 | 2019-12-31 | 2020-12-31 | 365 | 5.9642 | 5
14568 | 9.435 | 1 | 2019-12-31 | 2020-12-31 | 365 | 11.0339 | 11
16843 | 6.375 | 1 | 2019-12-31 | 2020-12-31 | 365 | 7.4553 | 7
14062 | 7.65 | 1 | 2019-12-31 | 2020-12-31 | 365 | 8.9464 | 8
77850 | 7.14 | 1 | 2019-12-31 | 2020-12-31 | 365 | 8.3499 | 8
14279 | 14.535 | 1 | 2019-12-31 | 2020-12-31 | 365 | 16.9981 | 16
9888 | 5.1 | 1 | 2019-12-31 | 2020-12-31 | 365 | 5.9642 | 5
9913 | 5.1 | 1 | 2019-12-31 | 2020-12-31 | 365 | 5.9642 | 5
20728 | 13.77 | 1 | 2019-12-31 | 2020-12-31 | 365 | 16.1035 | 16
16479 | 12.75 | 1 | 2019-12-31 | 2020-12-31 | 365 | 14.9106 | 14
11962 | 9.435 | 1 | 2019-12-31 | 2020-12-31 | 365 | 11.0339 | 11
11379 | 3.06 | 1 | 2019-12-31 | 2020-12-31 | 365 | 3.5785 | 3
10137 | 5.61 | 1 | 2019-12-31 | 2020-12-31 | 365 | 6.5607 | 6
14055 | 6.12 | 1 | 2019-12-31 | 2020-12-31 | 365 | 7.1571 | 7
77790 | 3.315 | 1 | 2019-12-31 | 2020-12-31 | 365 | 3.8768 | 3
9821 | 10.965 | 1 | 2019-12-31 | 2020-12-31 | 365 | 12.8231 | 12
18510 | 11.985 | 1 | 2019-12-31 | 2020-12-31 | 365 | 14.016 | 14
14061 | 5.1 | 1 | 2019-12-31 | 2020-12-31 | 365 | 5.9642 | 5
9867 | 3.315 | 1 | 2019-12-31 | 2020-12-31 | 365 | 3.8768 | 3
20444 | 5.865 | 1 | 2019-12-31 | 2020-12-31 | 365 | 6.8589 | 6
14059 | 7.395 | 1 | 2019-12-31 | 2020-12-31 | 365 | 8.6482 | 8
14053 | 4.59 | 1 | 2019-12-31 | 2020-12-31 | 365 | 5.3678 | 5
12361 | 7.14 | 1 | 2019-12-31 | 2020-12-31 | 365 | 8.3499 | 8
10141 | 6.63 | 1 | 2019-12-31 | 2020-12-31 | 365 | 7.7535 | 7
51837 | 10.2 | 1 | 2019-12-31 | 2020-12-31 | 365 | 11.9285 | 11
11008 | 5.355 | 1 | 2019-12-31 | 2020-12-31 | 365 | 6.2625 | 6
10134 | 12.75 | 1 | 2019-12-31 | 2020-12-31 | 365 | 14.9106 | 14
23525 | 8.925 | 1 | 2019-12-31 | 2020-12-31 | 365 | 10.4374 | 10
9816 | 9.435 | 1 | 2019-12-31 | 2020-12-31 | 365 | 11.0339 | 11
10122 | 7.905 | 1 | 2019-12-31 | 2020-12-31 | 365 | 9.2446 | 9
44934 | 10.71 | 1 | 2019-12-31 | 2020-12-31 | 365 | 12.5249 | 12
10124 | 6.63 | 1 | 2019-12-31 | 2020-12-31 | 365 | 7.7535 | 7
14063 | 3.825 | 1 | 2019-12-31 | 2020-12-31 | 365 | 4.4732 | 4
10774 | 4.335 | 1 | 2019-12-31 | 2020-12-31 | 365 | 5.0696 | 5
15904 | 4.335 | 1 | 2019-12-31 | 2020-12-31 | 365 | 5.0696 | 5
12749 | 8.415 | 1 | 2019-12-31 | 2020-12-31 | 365 | 9.841 | 9
9909 | 8.415 | 1 | 2019-12-31 | 2020-12-31 | 365 | 9.841 | 9
13790 | 7.14 | 1 | 2019-12-31 | 2020-12-31 | 365 | 8.3499 | 8
9654 | 10.965 | 1 | 2019-12-31 | 2020-12-31 | 365 | 12.8231 | 12
9779 | 5.1 | 1 | 2019-12-31 | 2020-12-31 | 365 | 5.9642 | 5
13607 | 4.335 | 1 | 2019-12-31 | 2020-12-31 | 365 | 5.0696 | 5
12573 | 4.845 | 1 | 2019-12-31 | 2020-12-31 | 365 | 5.666 | 5
16833 | 4.845 | 1 | 2019-12-31 | 2020-12-31 | 365 | 5.666 | 5
9847 | 2.04 | 1 | 2019-12-31 | 2020-12-31 | 365 | 2.3857 | 2
13608 | 4.59 | 1 | 2019-12-31 | 2020-12-31 | 365 | 5.3678 | 5
9803 | 4.59 | 1 | 2019-12-31 | 2020-12-31 | 365 | 5.3678 | 5
14758 | 6.885 | 1 | 2019-12-31 | 2020-12-31 | 365 | 8.0517 | 8
17760 | 5.61 | 1 | 2019-12-31 | 2020-12-31 | 365 | 6.5607 | 6
11385 | 3.57 | 1 | 2019-12-31 | 2020-12-31 | 365 | 4.175 | 4
9646 | 3.825 | 1 | 2019-12-31 | 2020-12-31 | 365 | 4.4732 | 4
15914 | 4.335 | 1 | 2019-12-31 | 2020-12-31 | 365 | 5.0696 | 5
9513 | 5.1 | 1 | 2019-12-31 | 2020-12-31 | 365 | 5.9642 | 5
11964 | 11.475 | 1 | 2019-12-31 | 2020-12-31 | 365 | 13.4196 | 13
10677 | 6.885 | 1 | 2019-12-31 | 2020-12-31 | 365 | 8.0517 | 8
10775 | 5.355 | 1 | 2019-12-31 | 2020-12-31 | 365 | 6.2625 | 6
17798 | 5.61 | 1 | 2019-12-31 | 2020-12-31 | 365 | 6.5607 | 6
10682 | 11.22 | 1 | 2019-12-31 | 2020-12-31 | 365 | 13.1213 | 13
13643 | 11.475 | 1 | 2019-12-31 | 2020-12-31 | 365 | 13.4196 | 13
10679 | 3.57 | 1 | 2019-12-31 | 2020-12-31 | 365 | 4.175 | 4
10685 | 9.435 | 1 | 2019-12-31 | 2020-12-31 | 365 | 11.0339 | 11
13611 | 7.905 | 1 | 2019-12-31 | 2020-12-31 | 365 | 9.2446 | 9
16826 | 4.845 | 1 | 2019-12-31 | 2020-12-31 | 365 | 5.666 | 5
46705 | 4.335 | 1 | 2019-12-31 | 2020-12-31 | 365 | 5.0696 | 5
6243 | 5.76 | 1 | 2019-12-31 | 2020-12-31 | 365 | 6.7361 | 6
6761 | 6.12 | 1 | 2019-12-31 | 2020-12-31 | 365 | 7.1571 | 7
6789 | 5.61 | 1 | 2019-12-31 | 2020-12-31 | 365 | 6.5607 | 6
6823 | 5.25 | 1 | 2019-12-31 | 2020-12-31 | 365 | 6.1397 | 6
6815 | 3.185 | 1 | 2019-12-31 | 2020-12-31 | 365 | 3.7247 | 3
6820 | 3.5 | 1 | 2019-12-31 | 2020-12-31 | 365 | 4.0931 | 4
6832 | 8.5 | 1 | 2019-12-31 | 2020-12-31 | 365 | 9.9404 | 9
6953 | 7.14 | 1 | 2019-12-31 | 2020-12-31 | 365 | 8.3499 | 8
6908 | 3 | 1 | 2019-12-31 | 2020-12-31 | 365 | 3.5084 | 3
6882 | 5.635 | 1 | 2019-12-31 | 2020-12-31 | 365 | 6.5899 | 6
6889 | 3.75 | 1 | 2019-12-31 | 2020-12-31 | 365 | 4.3855 | 4
6888 | 3.75 | 1 | 2019-12-31 | 2020-12-31 | 365 | 4.3855 | 4
6844 | 5.1 | 1 | 2019-12-31 | 2020-12-31 | 365 | 5.9642 | 5
7114 | 5 | 1 | 2019-12-31 | 2020-12-31 | 365 | 5.8473 | 5
6881 | 5.61 | 1 | 2019-12-31 | 2020-12-31 | 365 | 6.5607 | 6
6880 | 4.335 | 1 | 2019-12-31 | 2020-12-31 | 365 | 5.0696 | 5
6892 | 4.08 | 1 | 2019-12-31 | 2020-12-31 | 365 | 4.7714 | 4
6833 | 7.395 | 1 | 2019-12-31 | 2020-12-31 | 365 | 8.6482 | 8
6934 | 2.5 | 1 | 2019-12-31 | 2020-12-31 | 365 | 2.9236 | 2
6871 | 4.5 | 1 | 2019-12-31 | 2020-12-31 | 365 | 5.2626 | 5
6896 | 6.5 | 1 | 2019-12-31 | 2020-12-31 | 365 | 7.6015 | 7
6826 | 7.65 | 1 | 2019-12-31 | 2020-12-31 | 365 | 8.9464 | 8
6829 | 1.25 | 1 | 2019-12-31 | 2020-12-31 | 365 | 1.4618 | 1
6864 | 2.94 | 1 | 2019-12-31 | 2020-12-31 | 365 | 3.4382 | 3
6876 | 1.96 | 1 | 2019-12-31 | 2020-12-31 | 365 | 2.2921 | 2
6898 | 6.12 | 1 | 2019-12-31 | 2020-12-31 | 365 | 7.1571 | 7
6885 | 6 | 1 | 2019-12-31 | 2020-12-31 | 365 | 7.0168 | 7
6912 | 4.845 | 1 | 2019-12-31 | 2020-12-31 | 365 | 5.666 | 5
7113 | 8.16 | 1 | 2019-12-31 | 2020-12-31 | 365 | 9.5428 | 9
7158 | 6.12 | 1 | 2019-12-31 | 2020-12-31 | 365 | 7.1571 | 7
6983 | 4.08 | 1 | 2019-12-31 | 2020-12-31 | 365 | 4.7714 | 4
6849 | 2 | 1 | 2019-12-31 | 2020-12-31 | 365 | 2.3389 | 2
6902 | 7.905 | 1 | 2019-12-31 | 2020-12-31 | 365 | 9.2446 | 9
7118 | 9 | 1 | 2019-12-31 | 2020-12-31 | 365 | 10.5251 | 10
6906 | 5.865 | 1 | 2019-12-31 | 2020-12-31 | 365 | 6.8589 | 6
7066 | 7.65 | 1 | 2019-12-31 | 2020-12-31 | 365 | 8.9464 | 8
6890 | 6 | 1 | 2019-12-31 | 2020-12-31 | 365 | 7.0168 | 7
7053 | 5.865 | 1 | 2019-12-31 | 2020-12-31 | 365 | 6.8589 | 6
7044 | 4.75 | 1 | 2019-12-31 | 2020-12-31 | 365 | 5.5549 | 5
7031 | 9.435 | 1 | 2019-12-31 | 2020-12-31 | 365 | 11.0339 | 11
6928 | 6.25 | 1 | 2019-12-31 | 2020-12-31 | 365 | 7.3091 | 7
7042 | 5.1 | 1 | 2019-12-31 | 2020-12-31 | 365 | 5.9642 | 5
7154 | 5.61 | 1 | 2019-12-31 | 2020-12-31 | 365 | 6.5607 | 6
7093 | 4.5 | 1 | 2019-12-31 | 2020-12-31 | 365 | 5.2626 | 5
7060 | 3.06 | 1 | 2019-12-31 | 2020-12-31 | 365 | 3.5785 | 3
7076 | 4.08 | 1 | 2019-12-31 | 2020-12-31 | 365 | 4.7714 | 4
7087 | 4.5 | 1 | 2019-12-31 | 2020-12-31 | 365 | 5.2626 | 5
7073 | 8.415 | 1 | 2019-12-31 | 2020-12-31 | 365 | 9.841 | 9
7064 | 7.14 | 1 | 2019-12-31 | 2020-12-31 | 365 | 8.3499 | 8
7143 | 5.1 | 1 | 2019-12-31 | 2020-12-31 | 365 | 5.9642 | 5
7106 | 5.5 | 1 | 2019-12-31 | 2020-12-31 | 365 | 6.432 | 6
6846 | 2.75 | 1 | 2019-12-31 | 2020-12-31 | 365 | 3.216 | 3
7127 | 5.865 | 1 | 2019-12-31 | 2020-12-31 | 365 | 6.8589 | 6
6835 | 7.84 | 1 | 2019-12-31 | 2020-12-31 | 365 | 9.1686 | 9
6828 | 3.185 | 1 | 2019-12-31 | 2020-12-31 | 365 | 3.7247 | 3
6872 | 3.5 | 1 | 2019-12-31 | 2020-12-31 | 365 | 4.0931 | 4
6867 | 8.25 | 1 | 2019-12-31 | 2020-12-31 | 365 | 9.648 | 9
7115 | 8.67 | 1 | 2019-12-31 | 2020-12-31 | 365 | 10.1392 | 10
6884 | 4.75 | 1 | 2019-12-31 | 2020-12-31 | 365 | 5.5549 | 5
6822 | 6 | 1 | 2019-12-31 | 2020-12-31 | 365 | 7.0168 | 7
7391 | 9.18 | 1 | 2019-12-31 | 2020-12-31 | 365 | 10.7356 | 10
7399 | 4 | 1 | 2019-12-31 | 2020-12-31 | 365 | 4.6778 | 4
6858 | 3.185 | 1 | 2019-12-31 | 2020-12-31 | 365 | 3.7247 | 3
7050 | 6.63 | 1 | 2019-12-31 | 2020-12-31 | 365 | 7.7535 | 7
6847 | 5.355 | 1 | 2019-12-31 | 2020-12-31 | 365 | 6.2625 | 6
6868 | 5.355 | 1 | 2019-12-31 | 2020-12-31 | 365 | 6.2625 | 6
7370 | 3.675 | 1 | 2019-12-31 | 2020-12-31 | 365 | 4.2978 | 4
6845 | 6.63 | 1 | 2019-12-31 | 2020-12-31 | 365 | 7.7535 | 7
7404 | 3.825 | 1 | 2019-12-31 | 2020-12-31 | 365 | 4.4732 | 4
6878 | 9.69 | 1 | 2019-12-31 | 2020-12-31 | 365 | 11.3321 | 11
6874 | 1.53 | 1 | 2019-12-31 | 2020-12-31 | 365 | 1.7893 | 1
7396 | 8.67 | 1 | 2019-12-31 | 2020-12-31 | 365 | 10.1392 | 10
7398 | 5.25 | 1 | 2019-12-31 | 2020-12-31 | 365 | 6.1397 | 6
7444 | 5 | 1 | 2019-12-31 | 2020-12-31 | 365 | 5.8473 | 5
7369 | 5 | 1 | 2019-12-31 | 2020-12-31 | 365 | 5.8473 | 5
7372 | 5.75 | 1 | 2019-12-31 | 2020-12-31 | 365 | 6.7244 | 6
7378 | 4.75 | 1 | 2019-12-31 | 2020-12-31 | 365 | 5.5549 | 5
7077 | 5.865 | 1 | 2019-12-31 | 2020-12-31 | 365 | 6.8589 | 6
7045 | 5.1 | 1 | 2019-12-31 | 2020-12-31 | 365 | 5.9642 | 5
7133 | 5.5 | 1 | 2019-12-31 | 2020-12-31 | 365 | 6.432 | 6
6935 | 5 | 1 | 2019-12-31 | 2020-12-31 | 365 | 5.8473 | 5
6909 | 4.59 | 1 | 2019-12-31 | 2020-12-31 | 365 | 5.3678 | 5
7055 | 6.63 | 1 | 2019-12-31 | 2020-12-31 | 365 | 7.7535 | 7
7070 | 2 | 1 | 2019-12-31 | 2020-12-31 | 365 | 2.3389 | 2
7882 | 6.63 | 1 | 2019-12-31 | 2020-12-31 | 365 | 7.7535 | 7
7397 | 7.14 | 1 | 2019-12-31 | 2020-12-31 | 365 | 8.3499 | 8
7883 | 8.415 | 1 | 2019-12-31 | 2020-12-31 | 365 | 9.841 | 9
7885 | 6.63 | 1 | 2019-12-31 | 2020-12-31 | 365 | 7.7535 | 7
7022 | 6.63 | 1 | 2019-12-31 | 2020-12-31 | 365 | 7.7535 | 7
7887 | 3.315 | 1 | 2019-12-31 | 2020-12-31 | 365 | 3.8768 | 3
7392 | 2.25 | 1 | 2019-12-31 | 2020-12-31 | 365 | 2.6313 | 2
7390 | 3.75 | 1 | 2019-12-31 | 2020-12-31 | 365 | 4.3855 | 4
7849 | 4.59 | 1 | 2019-12-31 | 2020-12-31 | 365 | 5.3678 | 5
7032 | 8.16 | 1 | 2019-12-31 | 2020-12-31 | 365 | 9.5428 | 9
7851 | 4.59 | 1 | 2019-12-31 | 2020-12-31 | 365 | 5.3678 | 5
7039 | 8.67 | 1 | 2019-12-31 | 2020-12-31 | 365 | 10.1392 | 10
6919 | 9.18 | 1 | 2019-12-31 | 2020-12-31 | 365 | 10.7356 | 10
7021 | 4.08 | 1 | 2019-12-31 | 2020-12-31 | 365 | 4.7714 | 4
7148 | 7.905 | 1 | 2019-12-31 | 2020-12-31 | 365 | 9.2446 | 9
7150 | 7.65 | 1 | 2019-12-31 | 2020-12-31 | 365 | 8.9464 | 8
7038 | 3.825 | 1 | 2019-12-31 | 2020-12-31 | 365 | 4.4732 | 4
7162 | 9 | 1 | 2019-12-31 | 2020-12-31 | 365 | 10.5251 | 10
7012 | 4.59 | 1 | 2019-12-31 | 2020-12-31 | 365 | 5.3678 | 5
7169 | 5.865 | 1 | 2019-12-31 | 2020-12-31 | 365 | 6.8589 | 6
7857 | 7.14 | 1 | 2019-12-31 | 2020-12-31 | 365 | 8.3499 | 8
7187 | 4 | 1 | 2019-12-31 | 2020-12-31 | 365 | 4.6778 | 4
7163 | 8.415 | 1 | 2019-12-31 | 2020-12-31 | 365 | 9.841 | 9
7182 | 4.08 | 1 | 2019-12-31 | 2020-12-31 | 365 | 4.7714 | 4
6984 | 6.63 | 1 | 2019-12-31 | 2020-12-31 | 365 | 7.7535 | 7
7107 | 5.1 | 1 | 2019-12-31 | 2020-12-31 | 365 | 5.9642 | 5
6926 | 7 | 1 | 2019-12-31 | 2020-12-31 | 365 | 8.1862 | 8
7905 | 4.5 | 1 | 2019-12-31 | 2020-12-31 | 365 | 5.2626 | 5
7891 | 5.355 | 1 | 2019-12-31 | 2020-12-31 | 365 | 6.2625 | 6
7896 | 8.25 | 1 | 2019-12-31 | 2020-12-31 | 365 | 9.648 | 9
7172 | 3.57 | 1 | 2019-12-31 | 2020-12-31 | 365 | 4.175 | 4
7898 | 6.375 | 1 | 2019-12-31 | 2020-12-31 | 365 | 7.4553 | 7
7902 | 2.94 | 1 | 2019-12-31 | 2020-12-31 | 365 | 3.4382 | 3
7142 | 9.435 | 1 | 2019-12-31 | 2020-12-31 | 365 | 11.0339 | 11
7079 | 3.06 | 1 | 2019-12-31 | 2020-12-31 | 365 | 3.5785 | 3
6914 | 7 | 1 | 2019-12-31 | 2020-12-31 | 365 | 8.1862 | 8
7043 | 8.085 | 1 | 2019-12-31 | 2020-12-31 | 365 | 9.4551 | 9
6894 | 2.94 | 1 | 2019-12-31 | 2020-12-31 | 365 | 3.4382 | 3
7029 | 7.75 | 1 | 2019-12-31 | 2020-12-31 | 365 | 9.0633 | 9
6922 | 3.06 | 1 | 2019-12-31 | 2020-12-31 | 365 | 3.5785 | 3
7183 | 4.59 | 1 | 2019-12-31 | 2020-12-31 | 365 | 5.3678 | 5
7019 | 4.335 | 1 | 2019-12-31 | 2020-12-31 | 365 | 5.0696 | 5
6960 | 5.1 | 1 | 2019-12-31 | 2020-12-31 | 365 | 5.9642 | 5
6839 | 1.785 | 1 | 2019-12-31 | 2020-12-31 | 365 | 2.0875 | 2
6968 | 7.5 | 1 | 2019-12-31 | 2020-12-31 | 365 | 8.7709 | 8
6855 | 4.335 | 1 | 2019-12-31 | 2020-12-31 | 365 | 5.0696 | 5
7078 | 6.12 | 1 | 2019-12-31 | 2020-12-31 | 365 | 7.1571 | 7
7141 | 5.865 | 1 | 2019-12-31 | 2020-12-31 | 365 | 6.8589 | 6
7151 | 5.1 | 1 | 2019-12-31 | 2020-12-31 | 365 | 5.9642 | 5
6904 | 5.865 | 1 | 2019-12-31 | 2020-12-31 | 365 | 6.8589 | 6
7105 | 8.925 | 1 | 2019-12-31 | 2020-12-31 | 365 | 10.4374 | 10
6899 | 4.845 | 1 | 2019-12-31 | 2020-12-31 | 365 | 5.666 | 5
7033 | 9.18 | 1 | 2019-12-31 | 2020-12-31 | 365 | 10.7356 | 10
6981 | 6 | 1 | 2019-12-31 | 2020-12-31 | 365 | 7.0168 | 7
7123 | 5.1 | 1 | 2019-12-31 | 2020-12-31 | 365 | 5.9642 | 5
6963 | 7.5 | 1 | 2019-12-31 | 2020-12-31 | 365 | 8.7709 | 8
7160 | 5.355 | 1 | 2019-12-31 | 2020-12-31 | 365 | 6.2625 | 6
7155 | 6.885 | 1 | 2019-12-31 | 2020-12-31 | 365 | 8.0517 | 8
7010 | 8.415 | 1 | 2019-12-31 | 2020-12-31 | 365 | 9.841 | 9
6870 | 4.59 | 1 | 2019-12-31 | 2020-12-31 | 365 | 5.3678 | 5
6824 | 7.25 | 1 | 2019-12-31 | 2020-12-31 | 365 | 8.4786 | 8
7086 | 5.61 | 1 | 2019-12-31 | 2020-12-31 | 365 | 6.5607 | 6
6993 | 3.825 | 1 | 2019-12-31 | 2020-12-31 | 365 | 4.4732 | 4
7090 | 3.315 | 1 | 2019-12-31 | 2020-12-31 | 365 | 3.8768 | 3
7119 | 2.55 | 1 | 2019-12-31 | 2020-12-31 | 365 | 2.9821 | 2
7110 | 4.5 | 1 | 2019-12-31 | 2020-12-31 | 365 | 5.2626 | 5
6988 | 2.75 | 1 | 2019-12-31 | 2020-12-31 | 365 | 3.216 | 3
7000 | 3.315 | 1 | 2019-12-31 | 2020-12-31 | 365 | 3.8768 | 3
6944 | 6.63 | 1 | 2019-12-31 | 2020-12-31 | 365 | 7.7535 | 7
6861 | 3.675 | 1 | 2019-12-31 | 2020-12-31 | 365 | 4.2978 | 4
6976 | 5.61 | 1 | 2019-12-31 | 2020-12-31 | 365 | 6.5607 | 6
7181 | 6.63 | 1 | 2019-12-31 | 2020-12-31 | 365 | 7.7535 | 7
6955 | 3.06 | 1 | 2019-12-31 | 2020-12-31 | 365 | 3.5785 | 3
6958 | 4.08 | 1 | 2019-12-31 | 2020-12-31 | 365 | 4.7714 | 4
6877 | 4.5 | 1 | 2019-12-31 | 2020-12-31 | 365 | 5.2626 | 5
6972 | 2.55 | 1 | 2019-12-31 | 2020-12-31 | 365 | 2.9821 | 2
6995 | 7.395 | 1 | 2019-12-31 | 2020-12-31 | 365 | 8.6482 | 8
6974 | 7.14 | 1 | 2019-12-31 | 2020-12-31 | 365 | 8.3499 | 8
6859 | 6.5 | 1 | 2019-12-31 | 2020-12-31 | 365 | 7.6015 | 7
6850 | 9.69 | 1 | 2019-12-31 | 2020-12-31 | 365 | 11.3321 | 11
7120 | 5.1 | 1 | 2019-12-31 | 2020-12-31 | 365 | 5.9642 | 5
7506 | 4.59 | 1 | 2019-12-31 | 2020-12-31 | 365 | 5.3678 | 5
6830 | 4.08 | 1 | 2019-12-31 | 2020-12-31 | 365 | 4.7714 | 4
7211 | 5.865 | 1 | 2019-12-31 | 2020-12-31 | 365 | 6.8589 | 6
7365 | 6.885 | 1 | 2019-12-31 | 2020-12-31 | 365 | 8.0517 | 8
7501 | 7.35 | 1 | 2019-12-31 | 2020-12-31 | 365 | 8.5955 | 8
6913 | 5.1 | 1 | 2019-12-31 | 2020-12-31 | 365 | 5.9642 | 5
6907 | 4.335 | 1 | 2019-12-31 | 2020-12-31 | 365 | 5.0696 | 5
6886 | 4.335 | 1 | 2019-12-31 | 2020-12-31 | 365 | 5.0696 | 5
7379 | 5.5 | 1 | 2019-12-31 | 2020-12-31 | 365 | 6.432 | 6
7382 | 6.12 | 1 | 2019-12-31 | 2020-12-31 | 365 | 7.1571 | 7
6959 | 8 | 1 | 2019-12-31 | 2020-12-31 | 365 | 9.3557 | 9
6854 | 8.75 | 1 | 2019-12-31 | 2020-12-31 | 365 | 10.2328 | 10
7083 | 5.5 | 1 | 2019-12-31 | 2020-12-31 | 365 | 6.432 | 6
7074 | 9.18 | 1 | 2019-12-31 | 2020-12-31 | 365 | 10.7356 | 10
7069 | 7.5 | 1 | 2019-12-31 | 2020-12-31 | 365 | 8.7709 | 8
7117 | 2.55 | 1 | 2019-12-31 | 2020-12-31 | 365 | 2.9821 | 2
7061 | 6.63 | 1 | 2019-12-31 | 2020-12-31 | 365 | 7.7535 | 7
7059 | 7.65 | 1 | 2019-12-31 | 2020-12-31 | 365 | 8.9464 | 8
7116 | 4.75 | 1 | 2019-12-31 | 2020-12-31 | 365 | 5.5549 | 5
7112 | 5.355 | 1 | 2019-12-31 | 2020-12-31 | 365 | 6.2625 | 6
7052 | 5.75 | 1 | 2019-12-31 | 2020-12-31 | 365 | 6.7244 | 6
7109 | 4.335 | 1 | 2019-12-31 | 2020-12-31 | 365 | 5.0696 | 5
7101 | 3.57 | 1 | 2019-12-31 | 2020-12-31 | 365 | 4.175 | 4
7513 | 2.45 | 1 | 2019-12-31 | 2020-12-31 | 365 | 2.8652 | 2
7690 | 7.5 | 1 | 2019-12-31 | 2020-12-31 | 365 | 8.7709 | 8
7047 | 4.335 | 1 | 2019-12-31 | 2020-12-31 | 365 | 5.0696 | 5
7102 | 7.14 | 1 | 2019-12-31 | 2020-12-31 | 365 | 8.3499 | 8
7041 | 3.825 | 1 | 2019-12-31 | 2020-12-31 | 365 | 4.4732 | 4
7085 | 7.75 | 1 | 2019-12-31 | 2020-12-31 | 365 | 9.0633 | 9
7082 | 5.865 | 1 | 2019-12-31 | 2020-12-31 | 365 | 6.8589 | 6
7067 | 8.925 | 1 | 2019-12-31 | 2020-12-31 | 365 | 10.4374 | 10
7552 | 6.63 | 1 | 2019-12-31 | 2020-12-31 | 365 | 7.7535 | 7
7168 | 3.315 | 1 | 2019-12-31 | 2020-12-31 | 365 | 3.8768 | 3
7174 | 3.825 | 1 | 2019-12-31 | 2020-12-31 | 365 | 4.4732 | 4
6964 | 5.61 | 1 | 2019-12-31 | 2020-12-31 | 365 | 6.5607 | 6
7157 | 4.845 | 1 | 2019-12-31 | 2020-12-31 | 365 | 5.666 | 5
7153 | 9.945 | 1 | 2019-12-31 | 2020-12-31 | 365 | 11.6303 | 11
7004 | 4.59 | 1 | 2019-12-31 | 2020-12-31 | 365 | 5.3678 | 5
7137 | 2.805 | 1 | 2019-12-31 | 2020-12-31 | 365 | 3.2803 | 3
7383 | 1.5 | 1 | 2019-12-31 | 2020-12-31 | 365 | 1.7542 | 1
6970 | 5.355 | 1 | 2019-12-31 | 2020-12-31 | 365 | 6.2625 | 6
7380 | 8.16 | 1 | 2019-12-31 | 2020-12-31 | 365 | 9.5428 | 9
7745 | 2.5 | 1 | 2019-12-31 | 2020-12-31 | 365 | 2.9236 | 2
7737 | 2.04 | 1 | 2019-12-31 | 2020-12-31 | 365 | 2.3857 | 2
7678 | 6.75 | 1 | 2019-12-31 | 2020-12-31 | 365 | 7.8939 | 7
7683 | 4.845 | 1 | 2019-12-31 | 2020-12-31 | 365 | 5.666 | 5
7684 | 5.355 | 1 | 2019-12-31 | 2020-12-31 | 365 | 6.2625 | 6
7376 | 6.86 | 1 | 2019-12-31 | 2020-12-31 | 365 | 8.0225 | 8
7692 | 6.375 | 1 | 2019-12-31 | 2020-12-31 | 365 | 7.4553 | 7
7694 | 6.63 | 1 | 2019-12-31 | 2020-12-31 | 365 | 7.7535 | 7
7046 | 6.63 | 1 | 2019-12-31 | 2020-12-31 | 365 | 7.7535 | 7
7037 | 9.69 | 1 | 2019-12-31 | 2020-12-31 | 365 | 11.3321 | 11
7785 | 7.14 | 1 | 2019-12-31 | 2020-12-31 | 365 | 8.3499 | 8
7697 | 4.845 | 1 | 2019-12-31 | 2020-12-31 | 365 | 5.666 | 5
6956 | 3.675 | 1 | 2019-12-31 | 2020-12-31 | 365 | 4.2978 | 4
7049 | 8.67 | 1 | 2019-12-31 | 2020-12-31 | 365 | 10.1392 | 10
7698 | 4.59 | 1 | 2019-12-31 | 2020-12-31 | 365 | 5.3678 | 5
7034 | 3.06 | 1 | 2019-12-31 | 2020-12-31 | 365 | 3.5785 | 3
7700 | 5.865 | 1 | 2019-12-31 | 2020-12-31 | 365 | 6.8589 | 6
7025 | 3 | 1 | 2019-12-31 | 2020-12-31 | 365 | 3.5084 | 3
7781 | 9.69 | 1 | 2019-12-31 | 2020-12-31 | 365 | 11.3321 | 11
7787 | 7.14 | 1 | 2019-12-31 | 2020-12-31 | 365 | 8.3499 | 8
7702 | 3.825 | 1 | 2019-12-31 | 2020-12-31 | 365 | 4.4732 | 4
7016 | 6.63 | 1 | 2019-12-31 | 2020-12-31 | 365 | 7.7535 | 7
7791 | 7.14 | 1 | 2019-12-31 | 2020-12-31 | 365 | 8.3499 | 8
7007 | 8.16 | 1 | 2019-12-31 | 2020-12-31 | 365 | 9.5428 | 9
7705 | 5.355 | 1 | 2019-12-31 | 2020-12-31 | 365 | 6.2625 | 6
7730 | 9.18 | 1 | 2019-12-31 | 2020-12-31 | 365 | 10.7356 | 10
7020 | 7.395 | 1 | 2019-12-31 | 2020-12-31 | 365 | 8.6482 | 8
7385 | 8.67 | 1 | 2019-12-31 | 2020-12-31 | 365 | 10.1392 | 10
7014 | 9.435 | 1 | 2019-12-31 | 2020-12-31 | 365 | 11.0339 | 11
7733 | 3.825 | 1 | 2019-12-31 | 2020-12-31 | 365 | 4.4732 | 4
7389 | 6.5 | 1 | 2019-12-31 | 2020-12-31 | 365 | 7.6015 | 7
7011 | 2.295 | 1 | 2019-12-31 | 2020-12-31 | 365 | 2.6839 | 2
7005 | 5.1 | 1 | 2019-12-31 | 2020-12-31 | 365 | 5.9642 | 5
7051 | 3.315 | 1 | 2019-12-31 | 2020-12-31 | 365 | 3.8768 | 3
7714 | 6.885 | 1 | 2019-12-31 | 2020-12-31 | 365 | 8.0517 | 8
7717 | 10 | 1 | 2019-12-31 | 2020-12-31 | 365 | 11.6946 | 11
7405 | 5.1 | 1 | 2019-12-31 | 2020-12-31 | 365 | 5.9642 | 5
7900 | 7.14 | 1 | 2019-12-31 | 2020-12-31 | 365 | 8.3499 | 8
7455 | 4.845 | 1 | 2019-12-31 | 2020-12-31 | 365 | 5.666 | 5
7403 | 3.06 | 1 | 2019-12-31 | 2020-12-31 | 365 | 3.5785 | 3
7889 | 6.375 | 1 | 2019-12-31 | 2020-12-31 | 365 | 7.4553 | 7
7400 | 5.865 | 1 | 2019-12-31 | 2020-12-31 | 365 | 6.8589 | 6
7897 | 4.335 | 1 | 2019-12-31 | 2020-12-31 | 365 | 5.0696 | 5
7276 | 5.1 | 1 | 2019-12-31 | 2020-12-31 | 365 | 5.9642 | 5
7707 | 9 | 1 | 2019-12-31 | 2020-12-31 | 365 | 10.5251 | 10
7184 | 4.845 | 1 | 2019-12-31 | 2020-12-31 | 365 | 5.666 | 5
7271 | 3.57 | 1 | 2019-12-31 | 2020-12-31 | 365 | 4.175 | 4
7713 | 3.06 | 1 | 2019-12-31 | 2020-12-31 | 365 | 3.5785 | 3
7952 | 6 | 1 | 2019-12-31 | 2020-12-31 | 365 | 7.0168 | 7
7943 | 5.355 | 1 | 2019-12-31 | 2020-12-31 | 365 | 6.2625 | 6
7375 | 6.885 | 1 | 2019-12-31 | 2020-12-31 | 365 | 8.0517 | 8
7937 | 3.75 | 1 | 2019-12-31 | 2020-12-31 | 365 | 4.3855 | 4
7956 | 4.59 | 1 | 2019-12-31 | 2020-12-31 | 365 | 5.3678 | 5
7252 | 5.865 | 1 | 2019-12-31 | 2020-12-31 | 365 | 6.8589 | 6
7213 | 3.06 | 1 | 2019-12-31 | 2020-12-31 | 365 | 3.5785 | 3
7936 | 4.75 | 1 | 2019-12-31 | 2020-12-31 | 365 | 5.5549 | 5
7207 | 4.845 | 1 | 2019-12-31 | 2020-12-31 | 365 | 5.666 | 5
7923 | 7.14 | 1 | 2019-12-31 | 2020-12-31 | 365 | 8.3499 | 8
7192 | 6.5 | 1 | 2019-12-31 | 2020-12-31 | 365 | 7.6015 | 7
7953 | 6.885 | 1 | 2019-12-31 | 2020-12-31 | 365 | 8.0517 | 8
7214 | 7.5 | 1 | 2019-12-31 | 2020-12-31 | 365 | 8.7709 | 8
7206 | 4.08 | 1 | 2019-12-31 | 2020-12-31 | 365 | 4.7714 | 4
7212 | 2.25 | 1 | 2019-12-31 | 2020-12-31 | 365 | 2.6313 | 2
7203 | 9.18 | 1 | 2019-12-31 | 2020-12-31 | 365 | 10.7356 | 10
7208 | 7.395 | 1 | 2019-12-31 | 2020-12-31 | 365 | 8.6482 | 8
7250 | 9.065 | 1 | 2019-12-31 | 2020-12-31 | 365 | 10.6012 | 10
7246 | 5.5 | 1 | 2019-12-31 | 2020-12-31 | 365 | 6.432 | 6
7198 | 6.375 | 1 | 2019-12-31 | 2020-12-31 | 365 | 7.4553 | 7
7209 | 7.25 | 1 | 2019-12-31 | 2020-12-31 | 365 | 8.4786 | 8
7241 | 5.355 | 1 | 2019-12-31 | 2020-12-31 | 365 | 6.2625 | 6
7505 | 4.59 | 1 | 2019-12-31 | 2020-12-31 | 365 | 5.3678 | 5
6900 | 5.5 | 1 | 2019-12-31 | 2020-12-31 | 365 | 6.432 | 6
7237 | 5.75 | 1 | 2019-12-31 | 2020-12-31 | 365 | 6.7244 | 6
6840 | 6.75 | 1 | 2019-12-31 | 2020-12-31 | 365 | 7.8939 | 7
7511 | 5.1 | 1 | 2019-12-31 | 2020-12-31 | 365 | 5.9642 | 5
6957 | 6.375 | 1 | 2019-12-31 | 2020-12-31 | 365 | 7.4553 | 7
7254 | 7.905 | 1 | 2019-12-31 | 2020-12-31 | 365 | 9.2446 | 9
6893 | 9 | 1 | 2019-12-31 | 2020-12-31 | 365 | 10.5251 | 10
7922 | 3.5 | 1 | 2019-12-31 | 2020-12-31 | 365 | 4.0931 | 4
6951 | 6 | 1 | 2019-12-31 | 2020-12-31 | 365 | 7.0168 | 7
7517 | 2.805 | 1 | 2019-12-31 | 2020-12-31 | 365 | 3.2803 | 3
6986 | 5.865 | 1 | 2019-12-31 | 2020-12-31 | 365 | 6.8589 | 6
7920 | 4.08 | 1 | 2019-12-31 | 2020-12-31 | 365 | 4.7714 | 4
6950 | 4.25 | 1 | 2019-12-31 | 2020-12-31 | 365 | 4.9702 | 4
6948 | 4 | 1 | 2019-12-31 | 2020-12-31 | 365 | 4.6778 | 4
7911 | 7.65 | 1 | 2019-12-31 | 2020-12-31 | 365 | 8.9464 | 8
6946 | 6 | 1 | 2019-12-31 | 2020-12-31 | 365 | 7.0168 | 7
7794 | 8.75 | 1 | 2019-12-31 | 2020-12-31 | 365 | 10.2328 | 10
6966 | 7.25 | 1 | 2019-12-31 | 2020-12-31 | 365 | 8.4786 | 8
7393 | 2.04 | 1 | 2019-12-31 | 2020-12-31 | 365 | 2.3857 | 2
8021 | 4.845 | 1 | 2019-12-31 | 2020-12-31 | 365 | 5.666 | 5
7134 | 7.5 | 1 | 2019-12-31 | 2020-12-31 | 365 | 8.7709 | 8
7299 | 7 | 1 | 2019-12-31 | 2020-12-31 | 365 | 8.1862 | 8
7740 | 6.5 | 1 | 2019-12-31 | 2020-12-31 | 365 | 7.6015 | 7
7440 | 5.865 | 1 | 2019-12-31 | 2020-12-31 | 365 | 6.8589 | 6
7743 | 4.335 | 1 | 2019-12-31 | 2020-12-31 | 365 | 5.0696 | 5
6905 | 4.335 | 1 | 2019-12-31 | 2020-12-31 | 365 | 5.0696 | 5
7457 | 5.355 | 1 | 2019-12-31 | 2020-12-31 | 365 | 6.2625 | 6
7442 | 5.61 | 1 | 2019-12-31 | 2020-12-31 | 365 | 6.5607 | 6
8325 | 4 | 1 | 2019-12-31 | 2020-12-31 | 365 | 4.6778 | 4
7504 | 7.25 | 1 | 2019-12-31 | 2020-12-31 | 365 | 8.4786 | 8
7219 | 3.315 | 1 | 2019-12-31 | 2020-12-31 | 365 | 3.8768 | 3
7994 | 5.5 | 1 | 2019-12-31 | 2020-12-31 | 365 | 6.432 | 6
7216 | 6.885 | 1 | 2019-12-31 | 2020-12-31 | 365 | 8.0517 | 8
7215 | 7.65 | 1 | 2019-12-31 | 2020-12-31 | 365 | 8.9464 | 8
6901 | 3.92 | 1 | 2019-12-31 | 2020-12-31 | 365 | 4.5843 | 4
7604 | 3.25 | 1 | 2019-12-31 | 2020-12-31 | 365 | 3.8007 | 3
7436 | 8.415 | 1 | 2019-12-31 | 2020-12-31 | 365 | 9.841 | 9
7374 | 6.375 | 1 | 2019-12-31 | 2020-12-31 | 365 | 7.4553 | 7
7297 | 4.5 | 1 | 2019-12-31 | 2020-12-31 | 365 | 5.2626 | 5
7006 | 5 | 1 | 2019-12-31 | 2020-12-31 | 365 | 5.8473 | 5
8343 | 3.57 | 1 | 2019-12-31 | 2020-12-31 | 365 | 4.175 | 4
7301 | 7.75 | 1 | 2019-12-31 | 2020-12-31 | 365 | 9.0633 | 9
7308 | 8.75 | 1 | 2019-12-31 | 2020-12-31 | 365 | 10.2328 | 10
7302 | 7.65 | 1 | 2019-12-31 | 2020-12-31 | 365 | 8.9464 | 8
6998 | 8.67 | 1 | 2019-12-31 | 2020-12-31 | 365 | 10.1392 | 10
7907 | 5.355 | 1 | 2019-12-31 | 2020-12-31 | 365 | 6.2625 | 6
6980 | 5.355 | 1 | 2019-12-31 | 2020-12-31 | 365 | 6.2625 | 6
8157 | 4.25 | 1 | 2019-12-31 | 2020-12-31 | 365 | 4.9702 | 4
6991 | 6.12 | 1 | 2019-12-31 | 2020-12-31 | 365 | 7.1571 | 7
8136 | 5.865 | 1 | 2019-12-31 | 2020-12-31 | 365 | 6.8589 | 6
6967 | 4.75 | 1 | 2019-12-31 | 2020-12-31 | 365 | 5.5549 | 5
6961 | 6.63 | 1 | 2019-12-31 | 2020-12-31 | 365 | 7.7535 | 7
7349 | 7.14 | 1 | 2019-12-31 | 2020-12-31 | 365 | 8.3499 | 8
7347 | 7.65 | 1 | 2019-12-31 | 2020-12-31 | 365 | 8.9464 | 8
7300 | 6.885 | 1 | 2019-12-31 | 2020-12-31 | 365 | 8.0517 | 8
6911 | 7.395 | 1 | 2019-12-31 | 2020-12-31 | 365 | 8.6482 | 8
6917 | 4.41 | 1 | 2019-12-31 | 2020-12-31 | 365 | 5.1573 | 5
8100 | 8.415 | 1 | 2019-12-31 | 2020-12-31 | 365 | 9.841 | 9
6891 | 8 | 1 | 2019-12-31 | 2020-12-31 | 365 | 9.3557 | 9
7319 | 4.08 | 1 | 2019-12-31 | 2020-12-31 | 365 | 4.7714 | 4
7063 | 3.825 | 1 | 2019-12-31 | 2020-12-31 | 365 | 4.4732 | 4
7058 | 6.75 | 1 | 2019-12-31 | 2020-12-31 | 365 | 7.8939 | 7
7475 | 4.165 | 1 | 2019-12-31 | 2020-12-31 | 365 | 4.8708 | 4
7145 | 7.65 | 1 | 2019-12-31 | 2020-12-31 | 365 | 8.9464 | 8
7084 | 8.67 | 1 | 2019-12-31 | 2020-12-31 | 365 | 10.1392 | 10
7001 | 6.375 | 1 | 2019-12-31 | 2020-12-31 | 365 | 7.4553 | 7
8105 | 3.57 | 1 | 2019-12-31 | 2020-12-31 | 365 | 4.175 | 4
7265 | 7.105 | 1 | 2019-12-31 | 2020-12-31 | 365 | 8.309 | 8
8112 | 6.12 | 1 | 2019-12-31 | 2020-12-31 | 365 | 7.1571 | 7
7373 | 4.08 | 1 | 2019-12-31 | 2020-12-31 | 365 | 4.7714 | 4
8158 | 7.905 | 1 | 2019-12-31 | 2020-12-31 | 365 | 9.2446 | 9
7524 | 5.5 | 1 | 2019-12-31 | 2020-12-31 | 365 | 6.432 | 6
8154 | 6.12 | 1 | 2019-12-31 | 2020-12-31 | 365 | 7.1571 | 7
8119 | 5.1 | 1 | 2019-12-31 | 2020-12-31 | 365 | 5.9642 | 5
7520 | 4.25 | 1 | 2019-12-31 | 2020-12-31 | 365 | 4.9702 | 4
7264 | 9.75 | 1 | 2019-12-31 | 2020-12-31 | 365 | 11.4022 | 11
8123 | 4.08 | 1 | 2019-12-31 | 2020-12-31 | 365 | 4.7714 | 4
7518 | 5.5 | 1 | 2019-12-31 | 2020-12-31 | 365 | 6.432 | 6
7364 | 3.75 | 1 | 2019-12-31 | 2020-12-31 | 365 | 4.3855 | 4
8118 | 3.57 | 1 | 2019-12-31 | 2020-12-31 | 365 | 4.175 | 4
8166 | 2.25 | 1 | 2019-12-31 | 2020-12-31 | 365 | 2.6313 | 2
7515 | 7.75 | 1 | 2019-12-31 | 2020-12-31 | 365 | 9.0633 | 9
8114 | 9.18 | 1 | 2019-12-31 | 2020-12-31 | 365 | 10.7356 | 10
7509 | 6.25 | 1 | 2019-12-31 | 2020-12-31 | 365 | 7.3091 | 7
7499 | 8 | 1 | 2019-12-31 | 2020-12-31 | 365 | 9.3557 | 9
8107 | 7.14 | 1 | 2019-12-31 | 2020-12-31 | 365 | 8.3499 | 8
8172 | 9.435 | 1 | 2019-12-31 | 2020-12-31 | 365 | 11.0339 | 11
7363 | 5.75 | 1 | 2019-12-31 | 2020-12-31 | 365 | 6.7244 | 6
8102 | 5 | 1 | 2019-12-31 | 2020-12-31 | 365 | 5.8473 | 5
7465 | 8.25 | 1 | 2019-12-31 | 2020-12-31 | 365 | 9.648 | 9
7287 | 5.61 | 1 | 2019-12-31 | 2020-12-31 | 365 | 6.5607 | 6
8179 | 8.16 | 1 | 2019-12-31 | 2020-12-31 | 365 | 9.5428 | 9
7462 | 5.5 | 1 | 2019-12-31 | 2020-12-31 | 365 | 6.432 | 6
8091 | 5.5 | 1 | 2019-12-31 | 2020-12-31 | 365 | 6.432 | 6
8089 | 9.435 | 1 | 2019-12-31 | 2020-12-31 | 365 | 11.0339 | 11
7284 | 7 | 1 | 2019-12-31 | 2020-12-31 | 365 | 8.1862 | 8
8087 | 5.1 | 1 | 2019-12-31 | 2020-12-31 | 365 | 5.9642 | 5
7547 | 4.5 | 1 | 2019-12-31 | 2020-12-31 | 365 | 5.2626 | 5
8078 | 7.65 | 1 | 2019-12-31 | 2020-12-31 | 365 | 8.9464 | 8
7282 | 7.905 | 1 | 2019-12-31 | 2020-12-31 | 365 | 9.2446 | 9
7542 | 2.04 | 1 | 2019-12-31 | 2020-12-31 | 365 | 2.3857 | 2
8074 | 6.885 | 1 | 2019-12-31 | 2020-12-31 | 365 | 8.0517 | 8
7273 | 6.375 | 1 | 2019-12-31 | 2020-12-31 | 365 | 7.4553 | 7
8071 | 4.845 | 1 | 2019-12-31 | 2020-12-31 | 365 | 5.666 | 5
7535 | 4.08 | 1 | 2019-12-31 | 2020-12-31 | 365 | 4.7714 | 4
8204 | 5.5 | 1 | 2019-12-31 | 2020-12-31 | 365 | 6.432 | 6
8188 | 9.18 | 1 | 2019-12-31 | 2020-12-31 | 365 | 10.7356 | 10
7531 | 6.75 | 1 | 2019-12-31 | 2020-12-31 | 365 | 7.8939 | 7
7528 | 2.805 | 1 | 2019-12-31 | 2020-12-31 | 365 | 3.2803 | 3
7272 | 6.63 | 1 | 2019-12-31 | 2020-12-31 | 365 | 7.7535 | 7
8183 | 5.865 | 1 | 2019-12-31 | 2020-12-31 | 365 | 6.8589 | 6
7270 | 4.59 | 1 | 2019-12-31 | 2020-12-31 | 365 | 5.3678 | 5
7522 | 8.925 | 1 | 2019-12-31 | 2020-12-31 | 365 | 10.4374 | 10
7295 | 3.57 | 1 | 2019-12-31 | 2020-12-31 | 365 | 4.175 | 4
8120 | 5.355 | 1 | 2019-12-31 | 2020-12-31 | 365 | 6.2625 | 6
8194 | 8.5 | 1 | 2019-12-31 | 2020-12-31 | 365 | 9.9404 | 9
7018 | 5.865 | 1 | 2019-12-31 | 2020-12-31 | 365 | 6.8589 | 6
8380 | 5.355 | 1 | 2019-12-31 | 2020-12-31 | 365 | 6.2625 | 6
7293 | 9.69 | 1 | 2019-12-31 | 2020-12-31 | 365 | 11.3321 | 11
7294 | 2.295 | 1 | 2019-12-31 | 2020-12-31 | 365 | 2.6839 | 2
8383 | 4.59 | 1 | 2019-12-31 | 2020-12-31 | 365 | 5.3678 | 5
8124 | 3.06 | 1 | 2019-12-31 | 2020-12-31 | 365 | 3.5785 | 3
8388 | 9.945 | 1 | 2019-12-31 | 2020-12-31 | 365 | 11.6303 | 11
7584 | 4.5 | 1 | 2019-12-31 | 2020-12-31 | 365 | 5.2626 | 5
8126 | 8.16 | 1 | 2019-12-31 | 2020-12-31 | 365 | 9.5428 | 9
8379 | 3.57 | 1 | 2019-12-31 | 2020-12-31 | 365 | 4.175 | 4
7582 | 6.885 | 1 | 2019-12-31 | 2020-12-31 | 365 | 8.0517 | 8
8375 | 5.355 | 1 | 2019-12-31 | 2020-12-31 | 365 | 6.2625 | 6
7579 | 2.75 | 1 | 2019-12-31 | 2020-12-31 | 365 | 3.216 | 3
8370 | 7.395 | 1 | 2019-12-31 | 2020-12-31 | 365 | 8.6482 | 8
8135 | 4.335 | 1 | 2019-12-31 | 2020-12-31 | 365 | 5.0696 | 5
7317 | 6 | 1 | 2019-12-31 | 2020-12-31 | 365 | 7.0168 | 7
8132 | 5.1 | 1 | 2019-12-31 | 2020-12-31 | 365 | 5.9642 | 5
7712 | 7.14 | 1 | 2019-12-31 | 2020-12-31 | 365 | 8.3499 | 8
8323 | 6.375 | 1 | 2019-12-31 | 2020-12-31 | 365 | 7.4553 | 7
7709 | 7 | 1 | 2019-12-31 | 2020-12-31 | 365 | 8.1862 | 8
7706 | 6.885 | 1 | 2019-12-31 | 2020-12-31 | 365 | 8.0517 | 8
8320 | 5.61 | 1 | 2019-12-31 | 2020-12-31 | 365 | 6.5607 | 6
7699 | 3.57 | 1 | 2019-12-31 | 2020-12-31 | 365 | 4.175 | 4
8155 | 8.415 | 1 | 2019-12-31 | 2020-12-31 | 365 | 9.841 | 9
7696 | 5.865 | 1 | 2019-12-31 | 2020-12-31 | 365 | 6.8589 | 6
8290 | 9.18 | 1 | 2019-12-31 | 2020-12-31 | 365 | 10.7356 | 10
7693 | 4.08 | 1 | 2019-12-31 | 2020-12-31 | 365 | 4.7714 | 4
8279 | 6.885 | 1 | 2019-12-31 | 2020-12-31 | 365 | 8.0517 | 8
7689 | 4.5 | 1 | 2019-12-31 | 2020-12-31 | 365 | 5.2626 | 5
8164 | 9.18 | 1 | 2019-12-31 | 2020-12-31 | 365 | 10.7356 | 10
8269 | 6.75 | 1 | 2019-12-31 | 2020-12-31 | 365 | 7.8939 | 7
8260 | 6.375 | 1 | 2019-12-31 | 2020-12-31 | 365 | 7.4553 | 7
7685 | 2.75 | 1 | 2019-12-31 | 2020-12-31 | 365 | 3.216 | 3
8174 | 4.335 | 1 | 2019-12-31 | 2020-12-31 | 365 | 5.0696 | 5
7676 | 7.905 | 1 | 2019-12-31 | 2020-12-31 | 365 | 9.2446 | 9
8178 | 3.315 | 1 | 2019-12-31 | 2020-12-31 | 365 | 3.8768 | 3
8390 | 9.18 | 1 | 2019-12-31 | 2020-12-31 | 365 | 10.7356 | 10
7671 | 2 | 1 | 2019-12-31 | 2020-12-31 | 365 | 2.3389 | 2
7664 | 7.25 | 1 | 2019-12-31 | 2020-12-31 | 365 | 8.4786 | 8
7659 | 6.12 | 1 | 2019-12-31 | 2020-12-31 | 365 | 7.1571 | 7
8275 | 4.845 | 1 | 2019-12-31 | 2020-12-31 | 365 | 5.666 | 5
8273 | 5.5 | 1 | 2019-12-31 | 2020-12-31 | 365 | 6.432 | 6
8200 | 4.845 | 1 | 2019-12-31 | 2020-12-31 | 365 | 5.666 | 5
8268 | 6.63 | 1 | 2019-12-31 | 2020-12-31 | 365 | 7.7535 | 7
8266 | 5.5 | 1 | 2019-12-31 | 2020-12-31 | 365 | 6.432 | 6
8098 | 5.5 | 1 | 2019-12-31 | 2020-12-31 | 365 | 6.432 | 6
8147 | 3.315 | 1 | 2019-12-31 | 2020-12-31 | 365 | 3.8768 | 3
8207 | 7.14 | 1 | 2019-12-31 | 2020-12-31 | 365 | 8.3499 | 8
7643 | 5.61 | 1 | 2019-12-31 | 2020-12-31 | 365 | 6.5607 | 6
8248 | 8.415 | 1 | 2019-12-31 | 2020-12-31 | 365 | 9.841 | 9
8068 | 7.905 | 1 | 2019-12-31 | 2020-12-31 | 365 | 9.2446 | 9
7640 | 6 | 1 | 2019-12-31 | 2020-12-31 | 365 | 7.0168 | 7
8244 | 9.18 | 1 | 2019-12-31 | 2020-12-31 | 365 | 10.7356 | 10
8239 | 6.12 | 1 | 2019-12-31 | 2020-12-31 | 365 | 7.1571 | 7
8234 | 4.59 | 1 | 2019-12-31 | 2020-12-31 | 365 | 5.3678 | 5
8226 | 5.355 | 1 | 2019-12-31 | 2020-12-31 | 365 | 6.2625 | 6
8229 | 4.59 | 1 | 2019-12-31 | 2020-12-31 | 365 | 5.3678 | 5
7630 | 6.12 | 1 | 2019-12-31 | 2020-12-31 | 365 | 7.1571 | 7
8219 | 6.63 | 1 | 2019-12-31 | 2020-12-31 | 365 | 7.7535 | 7
7624 | 6.5 | 1 | 2019-12-31 | 2020-12-31 | 365 | 7.6015 | 7
8208 | 8.415 | 1 | 2019-12-31 | 2020-12-31 | 365 | 9.841 | 9
7619 | 7.65 | 1 | 2019-12-31 | 2020-12-31 | 365 | 8.9464 | 8
8080 | 6.63 | 1 | 2019-12-31 | 2020-12-31 | 365 | 7.7535 | 7
7634 | 6.75 | 1 | 2019-12-31 | 2020-12-31 | 365 | 7.8939 | 7
7453 | 4.59 | 1 | 2019-12-31 | 2020-12-31 | 365 | 5.3678 | 5
7449 | 4.5 | 1 | 2019-12-31 | 2020-12-31 | 365 | 5.2626 | 5
7450 | 4.59 | 1 | 2019-12-31 | 2020-12-31 | 365 | 5.3678 | 5
8358 | 7.14 | 1 | 2019-12-31 | 2020-12-31 | 365 | 8.3499 | 8
8092 | 6.25 | 1 | 2019-12-31 | 2020-12-31 | 365 | 7.3091 | 7
8153 | 6.12 | 1 | 2019-12-31 | 2020-12-31 | 365 | 7.1571 | 7
7447 | 7.25 | 1 | 2019-12-31 | 2020-12-31 | 365 | 8.4786 | 8
8055 | 5.1 | 1 | 2019-12-31 | 2020-12-31 | 365 | 5.9642 | 5
8361 | 6.12 | 1 | 2019-12-31 | 2020-12-31 | 365 | 7.1571 | 7
7446 | 3.825 | 1 | 2019-12-31 | 2020-12-31 | 365 | 4.4732 | 4
8037 | 8 | 1 | 2019-12-31 | 2020-12-31 | 365 | 9.3557 | 9
7445 | 9.75 | 1 | 2019-12-31 | 2020-12-31 | 365 | 11.4022 | 11
8031 | 4.845 | 1 | 2019-12-31 | 2020-12-31 | 365 | 5.666 | 5
8365 | 3.825 | 1 | 2019-12-31 | 2020-12-31 | 365 | 4.4732 | 4
8019 | 5.1 | 1 | 2019-12-31 | 2020-12-31 | 365 | 5.9642 | 5
7532 | 4.335 | 1 | 2019-12-31 | 2020-12-31 | 365 | 5.0696 | 5
7545 | 3.185 | 1 | 2019-12-31 | 2020-12-31 | 365 | 3.7247 | 3
8369 | 8.415 | 1 | 2019-12-31 | 2020-12-31 | 365 | 9.841 | 9
8012 | 7.395 | 1 | 2019-12-31 | 2020-12-31 | 365 | 8.6482 | 8
8210 | 3.5 | 1 | 2019-12-31 | 2020-12-31 | 365 | 4.0931 | 4
7516 | 6.12 | 1 | 2019-12-31 | 2020-12-31 | 365 | 7.1571 | 7
7510 | 6.25 | 1 | 2019-12-31 | 2020-12-31 | 365 | 7.3091 | 7
7508 | 7.395 | 1 | 2019-12-31 | 2020-12-31 | 365 | 8.6482 | 8
7540 | 7.395 | 1 | 2019-12-31 | 2020-12-31 | 365 | 8.6482 | 8
7539 | 5.61 | 1 | 2019-12-31 | 2020-12-31 | 365 | 6.5607 | 6
7537 | 4.845 | 1 | 2019-12-31 | 2020-12-31 | 365 | 5.666 | 5
8101 | 9.18 | 1 | 2019-12-31 | 2020-12-31 | 365 | 10.7356 | 10
8300 | 9.69 | 1 | 2019-12-31 | 2020-12-31 | 365 | 11.3321 | 11
8314 | 7.905 | 1 | 2019-12-31 | 2020-12-31 | 365 | 9.2446 | 9
7536 | 6 | 1 | 2019-12-31 | 2020-12-31 | 365 | 7.0168 | 7
7533 | 6 | 1 | 2019-12-31 | 2020-12-31 | 365 | 7.0168 | 7
7580 | 7.395 | 1 | 2019-12-31 | 2020-12-31 | 365 | 8.6482 | 8
7578 | 5 | 1 | 2019-12-31 | 2020-12-31 | 365 | 5.8473 | 5
7576 | 5.355 | 1 | 2019-12-31 | 2020-12-31 | 365 | 6.2625 | 6
8396 | 5.865 | 1 | 2019-12-31 | 2020-12-31 | 365 | 6.8589 | 6
7570 | 5.5 | 1 | 2019-12-31 | 2020-12-31 | 365 | 6.432 | 6
8393 | 4.59 | 1 | 2019-12-31 | 2020-12-31 | 365 | 5.3678 | 5
7574 | 4.75 | 1 | 2019-12-31 | 2020-12-31 | 365 | 5.5549 | 5
7563 | 4.08 | 1 | 2019-12-31 | 2020-12-31 | 365 | 4.7714 | 4
7968 | 6.12 | 1 | 2019-12-31 | 2020-12-31 | 365 | 7.1571 | 7
7561 | 7 | 1 | 2019-12-31 | 2020-12-31 | 365 | 8.1862 | 8
8474 | 4.845 | 1 | 2019-12-31 | 2020-12-31 | 365 | 5.666 | 5
7523 | 6 | 1 | 2019-12-31 | 2020-12-31 | 365 | 7.0168 | 7
7967 | 6.5 | 1 | 2019-12-31 | 2020-12-31 | 365 | 7.6015 | 7
7633 | 7.65 | 1 | 2019-12-31 | 2020-12-31 | 365 | 8.9464 | 8
7965 | 4.59 | 1 | 2019-12-31 | 2020-12-31 | 365 | 5.3678 | 5
7625 | 4.845 | 1 | 2019-12-31 | 2020-12-31 | 365 | 5.666 | 5
7964 | 6.63 | 1 | 2019-12-31 | 2020-12-31 | 365 | 7.7535 | 7
7621 | 6.885 | 1 | 2019-12-31 | 2020-12-31 | 365 | 8.0517 | 8
7962 | 4.845 | 1 | 2019-12-31 | 2020-12-31 | 365 | 5.666 | 5
8083 | 5.865 | 1 | 2019-12-31 | 2020-12-31 | 365 | 6.8589 | 6
8065 | 3.06 | 1 | 2019-12-31 | 2020-12-31 | 365 | 3.5785 | 3
7814 | 3.75 | 1 | 2019-12-31 | 2020-12-31 | 365 | 4.3855 | 4
8453 | 5.865 | 1 | 2019-12-31 | 2020-12-31 | 365 | 6.8589 | 6
8159 | 2.295 | 1 | 2019-12-31 | 2020-12-31 | 365 | 2.6839 | 2
7864 | 5.5 | 1 | 2019-12-31 | 2020-12-31 | 365 | 6.432 | 6
8063 | 5.1 | 1 | 2019-12-31 | 2020-12-31 | 365 | 5.9642 | 5
8470 | 7.14 | 1 | 2019-12-31 | 2020-12-31 | 365 | 8.3499 | 8
7799 | 6.5 | 1 | 2019-12-31 | 2020-12-31 | 365 | 7.6015 | 7
8030 | 2.5 | 1 | 2019-12-31 | 2020-12-31 | 365 | 2.9236 | 2
7825 | 3.825 | 1 | 2019-12-31 | 2020-12-31 | 365 | 4.4732 | 4
7948 | 7.14 | 1 | 2019-12-31 | 2020-12-31 | 365 | 8.3499 | 8
7720 | 3.25 | 1 | 2019-12-31 | 2020-12-31 | 365 | 3.8007 | 3
7719 | 2.55 | 1 | 2019-12-31 | 2020-12-31 | 365 | 2.9821 | 2
8356 | 9.18 | 1 | 2019-12-31 | 2020-12-31 | 365 | 10.7356 | 10
7821 | 3.57 | 1 | 2019-12-31 | 2020-12-31 | 365 | 4.175 | 4
8002 | 7.395 | 1 | 2019-12-31 | 2020-12-31 | 365 | 8.6482 | 8
8445 | 5.355 | 1 | 2019-12-31 | 2020-12-31 | 365 | 6.2625 | 6
7716 | 5.25 | 1 | 2019-12-31 | 2020-12-31 | 365 | 6.1397 | 6
8006 | 7.5 | 1 | 2019-12-31 | 2020-12-31 | 365 | 8.7709 | 8
8435 | 9.18 | 1 | 2019-12-31 | 2020-12-31 | 365 | 10.7356 | 10
8084 | 2.805 | 1 | 2019-12-31 | 2020-12-31 | 365 | 3.2803 | 3
7715 | 5 | 1 | 2019-12-31 | 2020-12-31 | 365 | 5.8473 | 5
7999 | 8.16 | 1 | 2019-12-31 | 2020-12-31 | 365 | 9.5428 | 9
8081 | 3.06 | 1 | 2019-12-31 | 2020-12-31 | 365 | 3.5785 | 3
7858 | 3.315 | 1 | 2019-12-31 | 2020-12-31 | 365 | 3.8768 | 3
7855 | 5.865 | 1 | 2019-12-31 | 2020-12-31 | 365 | 6.8589 | 6
7997 | 6.885 | 1 | 2019-12-31 | 2020-12-31 | 365 | 8.0517 | 8
7837 | 6.12 | 1 | 2019-12-31 | 2020-12-31 | 365 | 7.1571 | 7
8152 | 6 | 1 | 2019-12-31 | 2020-12-31 | 365 | 7.0168 | 7
8156 | 6.63 | 1 | 2019-12-31 | 2020-12-31 | 365 | 7.7535 | 7
7810 | 4 | 1 | 2019-12-31 | 2020-12-31 | 365 | 4.6778 | 4
7792 | 4.25 | 1 | 2019-12-31 | 2020-12-31 | 365 | 4.9702 | 4
7711 | 5.1 | 1 | 2019-12-31 | 2020-12-31 | 365 | 5.9642 | 5
8354 | 7.5 | 1 | 2019-12-31 | 2020-12-31 | 365 | 8.7709 | 8
7991 | 3.5 | 1 | 2019-12-31 | 2020-12-31 | 365 | 4.0931 | 4
8149 | 7.75 | 1 | 2019-12-31 | 2020-12-31 | 365 | 9.0633 | 9
7703 | 5.355 | 1 | 2019-12-31 | 2020-12-31 | 365 | 6.2625 | 6
8145 | 5.355 | 1 | 2019-12-31 | 2020-12-31 | 365 | 6.2625 | 6
8142 | 5.5 | 1 | 2019-12-31 | 2020-12-31 | 365 | 6.432 | 6
7464 | 5.355 | 1 | 2019-12-31 | 2020-12-31 | 365 | 6.2625 | 6
8437 | 6 | 1 | 2019-12-31 | 2020-12-31 | 365 | 7.0168 | 7
8113 | 7.25 | 1 | 2019-12-31 | 2020-12-31 | 365 | 8.4786 | 8
7463 | 5.5 | 1 | 2019-12-31 | 2020-12-31 | 365 | 6.432 | 6
8106 | 5.355 | 1 | 2019-12-31 | 2020-12-31 | 365 | 6.2625 | 6
8304 | 6.375 | 1 | 2019-12-31 | 2020-12-31 | 365 | 7.4553 | 7
7459 | 6.75 | 1 | 2019-12-31 | 2020-12-31 | 365 | 7.8939 | 7
7242 | 8.415 | 1 | 2019-12-31 | 2020-12-31 | 365 | 9.841 | 9
8205 | 6.12 | 1 | 2019-12-31 | 2020-12-31 | 365 | 7.1571 | 7
7525 | 9.69 | 1 | 2019-12-31 | 2020-12-31 | 365 | 11.3321 | 11
7521 | 6.375 | 1 | 2019-12-31 | 2020-12-31 | 365 | 7.4553 | 7
7519 | 3.57 | 1 | 2019-12-31 | 2020-12-31 | 365 | 4.175 | 4
7500 | 6.75 | 1 | 2019-12-31 | 2020-12-31 | 365 | 7.8939 | 7
8010 | 4.08 | 1 | 2019-12-31 | 2020-12-31 | 365 | 4.7714 | 4
7497 | 2.75 | 1 | 2019-12-31 | 2020-12-31 | 365 | 3.216 | 3
8003 | 6.63 | 1 | 2019-12-31 | 2020-12-31 | 365 | 7.7535 | 7
8302 | 8 | 1 | 2019-12-31 | 2020-12-31 | 365 | 9.3557 | 9
7493 | 4.59 | 1 | 2019-12-31 | 2020-12-31 | 365 | 5.3678 | 5
7995 | 9.945 | 1 | 2019-12-31 | 2020-12-31 | 365 | 11.6303 | 11
7489 | 7.14 | 1 | 2019-12-31 | 2020-12-31 | 365 | 8.3499 | 8
7833 | 4.335 | 1 | 2019-12-31 | 2020-12-31 | 365 | 5.0696 | 5
7485 | 6.5 | 1 | 2019-12-31 | 2020-12-31 | 365 | 7.6015 | 7
8077 | 6.75 | 1 | 2019-12-31 | 2020-12-31 | 365 | 7.8939 | 7
6978 | 6.375 | 1 | 2019-12-31 | 2020-12-31 | 365 | 7.4553 | 7
7482 | 5.39 | 1 | 2019-12-31 | 2020-12-31 | 365 | 6.3034 | 6
8533 | 6.25 | 1 | 2019-12-31 | 2020-12-31 | 365 | 7.3091 | 7
8131 | 5.355 | 1 | 2019-12-31 | 2020-12-31 | 365 | 6.2625 | 6
7551 | 6.25 | 1 | 2019-12-31 | 2020-12-31 | 365 | 7.3091 | 7
8360 | 5.61 | 1 | 2019-12-31 | 2020-12-31 | 365 | 6.5607 | 6
7296 | 7.75 | 1 | 2019-12-31 | 2020-12-31 | 365 | 9.0633 | 9
7587 | 8.75 | 1 | 2019-12-31 | 2020-12-31 | 365 | 10.2328 | 10
8357 | 4.59 | 1 | 2019-12-31 | 2020-12-31 | 365 | 5.3678 | 5
7571 | 4.845 | 1 | 2019-12-31 | 2020-12-31 | 365 | 5.666 | 5
7454 | 5.61 | 1 | 2019-12-31 | 2020-12-31 | 365 | 6.5607 | 6
7566 | 5.1 | 1 | 2019-12-31 | 2020-12-31 | 365 | 5.9642 | 5
8366 | 7.25 | 1 | 2019-12-31 | 2020-12-31 | 365 | 8.4786 | 8
7575 | 4.08 | 1 | 2019-12-31 | 2020-12-31 | 365 | 4.7714 | 4
8363 | 6.375 | 1 | 2019-12-31 | 2020-12-31 | 365 | 7.4553 | 7
7298 | 3.57 | 1 | 2019-12-31 | 2020-12-31 | 365 | 4.175 | 4
8235 | 3.06 | 1 | 2019-12-31 | 2020-12-31 | 365 | 3.5785 | 3
8150 | 9.435 | 1 | 2019-12-31 | 2020-12-31 | 365 | 11.0339 | 11
7674 | 4.335 | 1 | 2019-12-31 | 2020-12-31 | 365 | 5.0696 | 5
7562 | 5.1 | 1 | 2019-12-31 | 2020-12-31 | 365 | 5.9642 | 5
8272 | 8.67 | 1 | 2019-12-31 | 2020-12-31 | 365 | 10.1392 | 10
7572 | 1.75 | 1 | 2019-12-31 | 2020-12-31 | 365 | 2.0466 | 2
7548 | 7.65 | 1 | 2019-12-31 | 2020-12-31 | 365 | 8.9464 | 8
7797 | 7.14 | 1 | 2019-12-31 | 2020-12-31 | 365 | 8.3499 | 8
7458 | 4.335 | 1 | 2019-12-31 | 2020-12-31 | 365 | 5.0696 | 5
7494 | 4.335 | 1 | 2019-12-31 | 2020-12-31 | 365 | 5.0696 | 5
7805 | 3 | 1 | 2019-12-31 | 2020-12-31 | 365 | 3.5084 | 3
7452 | 9.69 | 1 | 2019-12-31 | 2020-12-31 | 365 | 11.3321 | 11
7811 | 5.865 | 1 | 2019-12-31 | 2020-12-31 | 365 | 6.8589 | 6
7448 | 4.59 | 1 | 2019-12-31 | 2020-12-31 | 365 | 5.3678 | 5
7577 | 8.925 | 1 | 2019-12-31 | 2020-12-31 | 365 | 10.4374 | 10
7725 | 6.12 | 1 | 2019-12-31 | 2020-12-31 | 365 | 7.1571 | 7
8143 | 5.61 | 1 | 2019-12-31 | 2020-12-31 | 365 | 6.5607 | 6
7990 | 2.55 | 1 | 2019-12-31 | 2020-12-31 | 365 | 2.9821 | 2
7687 | 8.67 | 1 | 2019-12-31 | 2020-12-31 | 365 | 10.1392 | 10
8217 | 6.12 | 1 | 2019-12-31 | 2020-12-31 | 365 | 7.1571 | 7
7544 | 5 | 1 | 2019-12-31 | 2020-12-31 | 365 | 5.8473 | 5
7727 | 7.65 | 1 | 2019-12-31 | 2020-12-31 | 365 | 8.9464 | 8
7726 | 9.69 | 1 | 2019-12-31 | 2020-12-31 | 365 | 11.3321 | 11
7529 | 7.395 | 1 | 2019-12-31 | 2020-12-31 | 365 | 8.6482 | 8
6996 | 2.04 | 1 | 2019-12-31 | 2020-12-31 | 365 | 2.3857 | 2
7835 | 8.415 | 1 | 2019-12-31 | 2020-12-31 | 365 | 9.841 | 9
6990 | 4.08 | 1 | 2019-12-31 | 2020-12-31 | 365 | 4.7714 | 4
7002 | 2.94 | 1 | 2019-12-31 | 2020-12-31 | 365 | 3.4382 | 3
7502 | 3.06 | 1 | 2019-12-31 | 2020-12-31 | 365 | 3.5785 | 3
6999 | 5.865 | 1 | 2019-12-31 | 2020-12-31 | 365 | 6.8589 | 6
7498 | 4.08 | 1 | 2019-12-31 | 2020-12-31 | 365 | 4.7714 | 4
7175 | 6.25 | 1 | 2019-12-31 | 2020-12-31 | 365 | 7.3091 | 7
7196 | 8.16 | 1 | 2019-12-31 | 2020-12-31 | 365 | 9.5428 | 9
7194 | 3.825 | 1 | 2019-12-31 | 2020-12-31 | 365 | 4.4732 | 4
7165 | 3.315 | 1 | 2019-12-31 | 2020-12-31 | 365 | 3.8768 | 3
7190 | 3.825 | 1 | 2019-12-31 | 2020-12-31 | 365 | 4.4732 | 4
7185 | 5.75 | 1 | 2019-12-31 | 2020-12-31 | 365 | 6.7244 | 6
7195 | 6.12 | 1 | 2019-12-31 | 2020-12-31 | 365 | 7.1571 | 7
7191 | 7.14 | 1 | 2019-12-31 | 2020-12-31 | 365 | 8.3499 | 8
7268 | 3.06 | 1 | 2019-12-31 | 2020-12-31 | 365 | 3.5785 | 3
7259 | 7.905 | 1 | 2019-12-31 | 2020-12-31 | 365 | 9.2446 | 9
7189 | 8.25 | 1 | 2019-12-31 | 2020-12-31 | 365 | 9.648 | 9
7188 | 5.865 | 1 | 2019-12-31 | 2020-12-31 | 365 | 6.8589 | 6
8148 | 8.67 | 1 | 2019-12-31 | 2020-12-31 | 365 | 10.1392 | 10
7322 | 2.75 | 1 | 2019-12-31 | 2020-12-31 | 365 | 3.216 | 3
7806 | 4.5 | 1 | 2019-12-31 | 2020-12-31 | 365 | 5.2626 | 5
9039 | 4.165 | 1 | 2019-12-31 | 2020-12-31 | 365 | 4.8708 | 4
7803 | 6.885 | 1 | 2019-12-31 | 2020-12-31 | 365 | 8.0517 | 8
8407 | 8.16 | 1 | 2019-12-31 | 2020-12-31 | 365 | 9.5428 | 9
8391 | 5.61 | 1 | 2019-12-31 | 2020-12-31 | 365 | 6.5607 | 6
7818 | 2.75 | 1 | 2019-12-31 | 2020-12-31 | 365 | 3.216 | 3
7819 | 4.25 | 1 | 2019-12-31 | 2020-12-31 | 365 | 4.9702 | 4
7673 | 6.57 | 1 | 2019-12-31 | 2020-12-31 | 365 | 7.6834 | 7
7847 | 6.12 | 1 | 2019-12-31 | 2020-12-31 | 365 | 7.1571 | 7
8165 | 4 | 1 | 2019-12-31 | 2020-12-31 | 365 | 4.6778 | 4
8457 | 3 | 1 | 2019-12-31 | 2020-12-31 | 365 | 3.5084 | 3
8460 | 8.415 | 1 | 2019-12-31 | 2020-12-31 | 365 | 9.841 | 9
7969 | 8.67 | 1 | 2019-12-31 | 2020-12-31 | 365 | 10.1392 | 10
7668 | 8 | 1 | 2019-12-31 | 2020-12-31 | 365 | 9.3557 | 9
7665 | 3.75 | 1 | 2019-12-31 | 2020-12-31 | 365 | 4.3855 | 4
7986 | 7.65 | 1 | 2019-12-31 | 2020-12-31 | 365 | 8.9464 | 8
7976 | 8.415 | 1 | 2019-12-31 | 2020-12-31 | 365 | 9.841 | 9
7662 | 6.375 | 1 | 2019-12-31 | 2020-12-31 | 365 | 7.4553 | 7
7974 | 6.5 | 1 | 2019-12-31 | 2020-12-31 | 365 | 7.6015 | 7
7975 | 7.65 | 1 | 2019-12-31 | 2020-12-31 | 365 | 8.9464 | 8
7646 | 7 | 1 | 2019-12-31 | 2020-12-31 | 365 | 8.1862 | 8
7973 | 8.16 | 1 | 2019-12-31 | 2020-12-31 | 365 | 9.5428 | 9
7972 | 4 | 1 | 2019-12-31 | 2020-12-31 | 365 | 4.6778 | 4
7888 | 5.865 | 1 | 2019-12-31 | 2020-12-31 | 365 | 6.8589 | 6
7971 | 8.67 | 1 | 2019-12-31 | 2020-12-31 | 365 | 10.1392 | 10
7815 | 3.06 | 1 | 2019-12-31 | 2020-12-31 | 365 | 3.5785 | 3
7813 | 5.865 | 1 | 2019-12-31 | 2020-12-31 | 365 | 6.8589 | 6
8732 | 6.885 | 1 | 2019-12-31 | 2020-12-31 | 365 | 8.0517 | 8
7779 | 6.12 | 1 | 2019-12-31 | 2020-12-31 | 365 | 7.1571 | 7
8313 | 7.14 | 1 | 2019-12-31 | 2020-12-31 | 365 | 8.3499 | 8
7617 | 9.18 | 1 | 2019-12-31 | 2020-12-31 | 365 | 10.7356 | 10
7607 | 5.635 | 1 | 2019-12-31 | 2020-12-31 | 365 | 6.5899 | 6
8317 | 9.18 | 1 | 2019-12-31 | 2020-12-31 | 365 | 10.7356 | 10
7623 | 5.61 | 1 | 2019-12-31 | 2020-12-31 | 365 | 6.5607 | 6
7632 | 5.355 | 1 | 2019-12-31 | 2020-12-31 | 365 | 6.2625 | 6
8324 | 4.08 | 1 | 2019-12-31 | 2020-12-31 | 365 | 4.7714 | 4
6937 | 6.375 | 1 | 2019-12-31 | 2020-12-31 | 365 | 7.4553 | 7
7611 | 6.25 | 1 | 2019-12-31 | 2020-12-31 | 365 | 7.3091 | 7
7638 | 2 | 1 | 2019-12-31 | 2020-12-31 | 365 | 2.3389 | 2
8443 | 7.65 | 1 | 2019-12-31 | 2020-12-31 | 365 | 8.9464 | 8
8328 | 8.415 | 1 | 2019-12-31 | 2020-12-31 | 365 | 9.841 | 9
8389 | 5.865 | 1 | 2019-12-31 | 2020-12-31 | 365 | 6.8589 | 6
7658 | 5.355 | 1 | 2019-12-31 | 2020-12-31 | 365 | 6.2625 | 6
8417 | 6.75 | 1 | 2019-12-31 | 2020-12-31 | 365 | 7.8939 | 7
8387 | 4.335 | 1 | 2019-12-31 | 2020-12-31 | 365 | 5.0696 | 5
8727 | 5.865 | 1 | 2019-12-31 | 2020-12-31 | 365 | 6.8589 | 6
8721 | 4.59 | 1 | 2019-12-31 | 2020-12-31 | 365 | 5.3678 | 5
7908 | 3.06 | 1 | 2019-12-31 | 2020-12-31 | 365 | 3.5785 | 3
8653 | 7.14 | 1 | 2019-12-31 | 2020-12-31 | 365 | 8.3499 | 8
8650 | 6.375 | 1 | 2019-12-31 | 2020-12-31 | 365 | 7.4553 | 7
7961 | 4 | 1 | 2019-12-31 | 2020-12-31 | 365 | 4.6778 | 4
8645 | 8.67 | 1 | 2019-12-31 | 2020-12-31 | 365 | 10.1392 | 10
7960 | 7.905 | 1 | 2019-12-31 | 2020-12-31 | 365 | 9.2446 | 9
8638 | 5.865 | 1 | 2019-12-31 | 2020-12-31 | 365 | 6.8589 | 6
7957 | 6.885 | 1 | 2019-12-31 | 2020-12-31 | 365 | 8.0517 | 8
8630 | 3.825 | 1 | 2019-12-31 | 2020-12-31 | 365 | 4.4732 | 4
7993 | 5.355 | 1 | 2019-12-31 | 2020-12-31 | 365 | 6.2625 | 6
8612 | 4.335 | 1 | 2019-12-31 | 2020-12-31 | 365 | 5.0696 | 5
7988 | 4.59 | 1 | 2019-12-31 | 2020-12-31 | 365 | 5.3678 | 5
8018 | 5.75 | 1 | 2019-12-31 | 2020-12-31 | 365 | 6.7244 | 6
8573 | 4.59 | 1 | 2019-12-31 | 2020-12-31 | 365 | 5.3678 | 5
8749 | 6.63 | 1 | 2019-12-31 | 2020-12-31 | 365 | 7.7535 | 7
8738 | 7.395 | 1 | 2019-12-31 | 2020-12-31 | 365 | 8.6482 | 8
9363 | 4.08 | 1 | 2019-12-31 | 2020-12-31 | 365 | 4.7714 | 4
7996 | 5.355 | 1 | 2019-12-31 | 2020-12-31 | 365 | 6.2625 | 6
8023 | 5.355 | 1 | 2019-12-31 | 2020-12-31 | 365 | 6.2625 | 6
8550 | 7.905 | 1 | 2019-12-31 | 2020-12-31 | 365 | 9.2446 | 9
9368 | 2.75 | 1 | 2019-12-31 | 2020-12-31 | 365 | 3.216 | 3
9372 | 8.415 | 1 | 2019-12-31 | 2020-12-31 | 365 | 9.841 | 9
8609 | 5.1 | 1 | 2019-12-31 | 2020-12-31 | 365 | 5.9642 | 5
7829 | 4.845 | 1 | 2019-12-31 | 2020-12-31 | 365 | 5.666 | 5
8566 | 5.1 | 1 | 2019-12-31 | 2020-12-31 | 365 | 5.9642 | 5
9380 | 8.75 | 1 | 2019-12-31 | 2020-12-31 | 365 | 10.2328 | 10
8848 | 6.885 | 1 | 2019-12-31 | 2020-12-31 | 365 | 8.0517 | 8
8576 | 7.395 | 1 | 2019-12-31 | 2020-12-31 | 365 | 8.6482 | 8
9384 | 6.12 | 1 | 2019-12-31 | 2020-12-31 | 365 | 7.1571 | 7
7892 | 1.53 | 1 | 2019-12-31 | 2020-12-31 | 365 | 1.7893 | 1
8586 | 1.75 | 1 | 2019-12-31 | 2020-12-31 | 365 | 2.0466 | 2
9394 | 4.08 | 1 | 2019-12-31 | 2020-12-31 | 365 | 4.7714 | 4
9389 | 9.18 | 1 | 2019-12-31 | 2020-12-31 | 365 | 10.7356 | 10
8837 | 4 | 1 | 2019-12-31 | 2020-12-31 | 365 | 4.6778 | 4
8318 | 8.67 | 1 | 2019-12-31 | 2020-12-31 | 365 | 10.1392 | 10
8970 | 7.14 | 1 | 2019-12-31 | 2020-12-31 | 365 | 8.3499 | 8
7808 | 3.825 | 1 | 2019-12-31 | 2020-12-31 | 365 | 4.4732 | 4
8962 | 8.415 | 1 | 2019-12-31 | 2020-12-31 | 365 | 9.841 | 9
8949 | 8.415 | 1 | 2019-12-31 | 2020-12-31 | 365 | 9.841 | 9
8956 | 7.905 | 1 | 2019-12-31 | 2020-12-31 | 365 | 9.2446 | 9
8932 | 6 | 1 | 2019-12-31 | 2020-12-31 | 365 | 7.0168 | 7
7831 | 3.5 | 1 | 2019-12-31 | 2020-12-31 | 365 | 4.0931 | 4
7824 | 4.08 | 1 | 2019-12-31 | 2020-12-31 | 365 | 4.7714 | 4
8151 | 8.67 | 1 | 2019-12-31 | 2020-12-31 | 365 | 10.1392 | 10
8250 | 2.75 | 1 | 2019-12-31 | 2020-12-31 | 365 | 3.216 | 3
8928 | 8.415 | 1 | 2019-12-31 | 2020-12-31 | 365 | 9.841 | 9
8238 | 5.61 | 1 | 2019-12-31 | 2020-12-31 | 365 | 6.5607 | 6
8647 | 2.55 | 1 | 2019-12-31 | 2020-12-31 | 365 | 2.9821 | 2
8221 | 9.69 | 1 | 2019-12-31 | 2020-12-31 | 365 | 11.3321 | 11
8211 | 5.355 | 1 | 2019-12-31 | 2020-12-31 | 365 | 6.2625 | 6
8636 | 8.16 | 1 | 2019-12-31 | 2020-12-31 | 365 | 9.5428 | 9
8627 | 7.395 | 1 | 2019-12-31 | 2020-12-31 | 365 | 8.6482 | 8
8740 | 7.65 | 1 | 2019-12-31 | 2020-12-31 | 365 | 8.9464 | 8
8000 | 4.845 | 1 | 2019-12-31 | 2020-12-31 | 365 | 5.666 | 5
8416 | 3.825 | 1 | 2019-12-31 | 2020-12-31 | 365 | 4.4732 | 4
8429 | 8.16 | 1 | 2019-12-31 | 2020-12-31 | 365 | 9.5428 | 9
7817 | 6.63 | 1 | 2019-12-31 | 2020-12-31 | 365 | 7.7535 | 7
8060 | 4.59 | 1 | 2019-12-31 | 2020-12-31 | 365 | 5.3678 | 5
9326 | 2.805 | 1 | 2019-12-31 | 2020-12-31 | 365 | 3.2803 | 3
8047 | 6.63 | 1 | 2019-12-31 | 2020-12-31 | 365 | 7.7535 | 7
8546 | 4.5 | 1 | 2019-12-31 | 2020-12-31 | 365 | 5.2626 | 5
7708 | 5.61 | 1 | 2019-12-31 | 2020-12-31 | 365 | 6.5607 | 6
8425 | 8.925 | 1 | 2019-12-31 | 2020-12-31 | 365 | 10.4374 | 10
7850 | 4.75 | 1 | 2019-12-31 | 2020-12-31 | 365 | 5.5549 | 5
9302 | 5.865 | 1 | 2019-12-31 | 2020-12-31 | 365 | 6.8589 | 6
7695 | 7.25 | 1 | 2019-12-31 | 2020-12-31 | 365 | 8.4786 | 8
8409 | 7.5 | 1 | 2019-12-31 | 2020-12-31 | 365 | 8.7709 | 8
8146 | 6.885 | 1 | 2019-12-31 | 2020-12-31 | 365 | 8.0517 | 8
9324 | 4.845 | 1 | 2019-12-31 | 2020-12-31 | 365 | 5.666 | 5
8046 | 7.395 | 1 | 2019-12-31 | 2020-12-31 | 365 | 8.6482 | 8
8421 | 4.08 | 1 | 2019-12-31 | 2020-12-31 | 365 | 4.7714 | 4
8170 | 8.16 | 1 | 2019-12-31 | 2020-12-31 | 365 | 9.5428 | 9
8494 | 5 | 1 | 2019-12-31 | 2020-12-31 | 365 | 5.8473 | 5
9325 | 9.435 | 1 | 2019-12-31 | 2020-12-31 | 365 | 11.0339 | 11
7828 | 9.435 | 1 | 2019-12-31 | 2020-12-31 | 365 | 11.0339 | 11
8161 | 7.395 | 1 | 2019-12-31 | 2020-12-31 | 365 | 8.6482 | 8
7721 | 6.63 | 1 | 2019-12-31 | 2020-12-31 | 365 | 7.7535 | 7
8439 | 5.61 | 1 | 2019-12-31 | 2020-12-31 | 365 | 6.5607 | 6
7701 | 6.63 | 1 | 2019-12-31 | 2020-12-31 | 365 | 7.7535 | 7
9009 | 5.61 | 1 | 2019-12-31 | 2020-12-31 | 365 | 6.5607 | 6
8177 | 5.61 | 1 | 2019-12-31 | 2020-12-31 | 365 | 6.5607 | 6
7704 | 6.375 | 1 | 2019-12-31 | 2020-12-31 | 365 | 7.4553 | 7
8167 | 6.885 | 1 | 2019-12-31 | 2020-12-31 | 365 | 8.0517 | 8
7691 | 4.25 | 1 | 2019-12-31 | 2020-12-31 | 365 | 4.9702 | 4
8496 | 3.25 | 1 | 2019-12-31 | 2020-12-31 | 365 | 3.8007 | 3
8466 | 8.925 | 1 | 2019-12-31 | 2020-12-31 | 365 | 10.4374 | 10
8386 | 7 | 1 | 2019-12-31 | 2020-12-31 | 365 | 8.1862 | 8
8469 | 6.12 | 1 | 2019-12-31 | 2020-12-31 | 365 | 7.1571 | 7
8333 | 9.69 | 1 | 2019-12-31 | 2020-12-31 | 365 | 11.3321 | 11
8651 | 6.12 | 1 | 2019-12-31 | 2020-12-31 | 365 | 7.1571 | 7
8329 | 4.5 | 1 | 2019-12-31 | 2020-12-31 | 365 | 5.2626 | 5
8315 | 8.16 | 1 | 2019-12-31 | 2020-12-31 | 365 | 9.5428 | 9
8247 | 6.63 | 1 | 2019-12-31 | 2020-12-31 | 365 | 7.7535 | 7
9662 | 7.395 | 1 | 2019-12-31 | 2020-12-31 | 365 | 8.6482 | 8
8321 | 3.315 | 1 | 2019-12-31 | 2020-12-31 | 365 | 3.8768 | 3
8890 | 5.355 | 1 | 2019-12-31 | 2020-12-31 | 365 | 6.2625 | 6
8884 | 2.805 | 1 | 2019-12-31 | 2020-12-31 | 365 | 3.2803 | 3
8261 | 6.12 | 1 | 2019-12-31 | 2020-12-31 | 365 | 7.1571 | 7
8418 | 4.08 | 1 | 2019-12-31 | 2020-12-31 | 365 | 4.7714 | 4
9401 | 5.355 | 1 | 2019-12-31 | 2020-12-31 | 365 | 6.2625 | 6
8887 | 5.61 | 1 | 2019-12-31 | 2020-12-31 | 365 | 6.5607 | 6
8560 | 4.335 | 1 | 2019-12-31 | 2020-12-31 | 365 | 5.0696 | 5
8452 | 4.08 | 1 | 2019-12-31 | 2020-12-31 | 365 | 4.7714 | 4
8289 | 7.65 | 1 | 2019-12-31 | 2020-12-31 | 365 | 8.9464 | 8
9416 | 3.825 | 1 | 2019-12-31 | 2020-12-31 | 365 | 4.4732 | 4
8426 | 4.08 | 1 | 2019-12-31 | 2020-12-31 | 365 | 4.7714 | 4
8311 | 8.67 | 1 | 2019-12-31 | 2020-12-31 | 365 | 10.1392 | 10
9415 | 3.315 | 1 | 2019-12-31 | 2020-12-31 | 365 | 3.8768 | 3
8308 | 7.395 | 1 | 2019-12-31 | 2020-12-31 | 365 | 8.6482 | 8
8227 | 8.925 | 1 | 2019-12-31 | 2020-12-31 | 365 | 10.4374 | 10
8294 | 4.335 | 1 | 2019-12-31 | 2020-12-31 | 365 | 5.0696 | 5
8237 | 9.945 | 1 | 2019-12-31 | 2020-12-31 | 365 | 11.6303 | 11
8875 | 6.12 | 1 | 2019-12-31 | 2020-12-31 | 365 | 7.1571 | 7
8282 | 8.67 | 1 | 2019-12-31 | 2020-12-31 | 365 | 10.1392 | 10
8299 | 2.295 | 1 | 2019-12-31 | 2020-12-31 | 365 | 2.6839 | 2
8346 | 6.12 | 1 | 2019-12-31 | 2020-12-31 | 365 | 7.1571 | 7
8726 | 3.315 | 1 | 2019-12-31 | 2020-12-31 | 365 | 3.8768 | 3
9670 | 5.865 | 1 | 2019-12-31 | 2020-12-31 | 365 | 6.8589 | 6
8471 | 7.905 | 1 | 2019-12-31 | 2020-12-31 | 365 | 9.2446 | 9
8742 | 8.16 | 1 | 2019-12-31 | 2020-12-31 | 365 | 9.5428 | 9
8464 | 9.69 | 1 | 2019-12-31 | 2020-12-31 | 365 | 11.3321 | 11
9127 | 6.375 | 1 | 2019-12-31 | 2020-12-31 | 365 | 7.4553 | 7
8786 | 3.825 | 1 | 2019-12-31 | 2020-12-31 | 365 | 4.4732 | 4
8480 | 8.67 | 1 | 2019-12-31 | 2020-12-31 | 365 | 10.1392 | 10
8752 | 5.61 | 1 | 2019-12-31 | 2020-12-31 | 365 | 6.5607 | 6
9149 | 9.945 | 1 | 2019-12-31 | 2020-12-31 | 365 | 11.6303 | 11
8765 | 7.14 | 1 | 2019-12-31 | 2020-12-31 | 365 | 8.3499 | 8
9123 | 8.67 | 1 | 2019-12-31 | 2020-12-31 | 365 | 10.1392 | 10
9640 | 3.825 | 1 | 2019-12-31 | 2020-12-31 | 365 | 4.4732 | 4
8774 | 3.06 | 1 | 2019-12-31 | 2020-12-31 | 365 | 3.5785 | 3
8458 | 6.375 | 1 | 2019-12-31 | 2020-12-31 | 365 | 7.4553 | 7
8737 | 8.16 | 1 | 2019-12-31 | 2020-12-31 | 365 | 9.5428 | 9
9137 | 8.16 | 1 | 2019-12-31 | 2020-12-31 | 365 | 9.5428 | 9
8760 | 5.61 | 1 | 2019-12-31 | 2020-12-31 | 365 | 6.5607 | 6
8611 | 5.865 | 1 | 2019-12-31 | 2020-12-31 | 365 | 6.8589 | 6
8713 | 6.885 | 1 | 2019-12-31 | 2020-12-31 | 365 | 8.0517 | 8
8508 | 5.335 | 1 | 2019-12-31 | 2020-12-31 | 365 | 6.2391 | 6
8756 | 6 | 1 | 2019-12-31 | 2020-12-31 | 365 | 7.0168 | 7
9665 | 4.845 | 1 | 2019-12-31 | 2020-12-31 | 365 | 5.666 | 5
9612 | 7 | 1 | 2019-12-31 | 2020-12-31 | 365 | 8.1862 | 8
9514 | 4.845 | 1 | 2019-12-31 | 2020-12-31 | 365 | 5.666 | 5
9551 | 4.59 | 1 | 2019-12-31 | 2020-12-31 | 365 | 5.3678 | 5
8988 | 3.06 | 1 | 2019-12-31 | 2020-12-31 | 365 | 3.5785 | 3
9101 | 2.04 | 1 | 2019-12-31 | 2020-12-31 | 365 | 2.3857 | 2
8834 | 8.415 | 1 | 2019-12-31 | 2020-12-31 | 365 | 9.841 | 9
8791 | 6.12 | 1 | 2019-12-31 | 2020-12-31 | 365 | 7.1571 | 7
8594 | 7 | 1 | 2019-12-31 | 2020-12-31 | 365 | 8.1862 | 8
8983 | 7.14 | 1 | 2019-12-31 | 2020-12-31 | 365 | 8.3499 | 8
9166 | 7.905 | 1 | 2019-12-31 | 2020-12-31 | 365 | 9.2446 | 9
8660 | 6.12 | 1 | 2019-12-31 | 2020-12-31 | 365 | 7.1571 | 7
9183 | 8.415 | 1 | 2019-12-31 | 2020-12-31 | 365 | 9.841 | 9
9173 | 5.1 | 1 | 2019-12-31 | 2020-12-31 | 365 | 5.9642 | 5
9409 | 8.16 | 1 | 2019-12-31 | 2020-12-31 | 365 | 9.5428 | 9
9095 | 4.59 | 1 | 2019-12-31 | 2020-12-31 | 365 | 5.3678 | 5
9184 | 7.395 | 1 | 2019-12-31 | 2020-12-31 | 365 | 8.6482 | 8
8690 | 6.63 | 1 | 2019-12-31 | 2020-12-31 | 365 | 7.7535 | 7
9185 | 6.63 | 1 | 2019-12-31 | 2020-12-31 | 365 | 7.7535 | 7
9556 | 6.885 | 1 | 2019-12-31 | 2020-12-31 | 365 | 8.0517 | 8
8680 | 5.355 | 1 | 2019-12-31 | 2020-12-31 | 365 | 6.2625 | 6
8656 | 6.885 | 1 | 2019-12-31 | 2020-12-31 | 365 | 8.0517 | 8
8652 | 4.08 | 1 | 2019-12-31 | 2020-12-31 | 365 | 4.7714 | 4
8798 | 6.63 | 1 | 2019-12-31 | 2020-12-31 | 365 | 7.7535 | 7
9191 | 7.14 | 1 | 2019-12-31 | 2020-12-31 | 365 | 8.3499 | 8
8801 | 5.865 | 1 | 2019-12-31 | 2020-12-31 | 365 | 6.8589 | 6
9195 | 5.355 | 1 | 2019-12-31 | 2020-12-31 | 365 | 6.2625 | 6
8839 | 4.335 | 1 | 2019-12-31 | 2020-12-31 | 365 | 5.0696 | 5
9204 | 9.18 | 1 | 2019-12-31 | 2020-12-31 | 365 | 10.7356 | 10
9352 | 3.315 | 1 | 2019-12-31 | 2020-12-31 | 365 | 3.8768 | 3
9353 | 6.25 | 1 | 2019-12-31 | 2020-12-31 | 365 | 7.3091 | 7
8803 | 8.415 | 1 | 2019-12-31 | 2020-12-31 | 365 | 9.841 | 9
9933 | 6.63 | 1 | 2019-12-31 | 2020-12-31 | 365 | 7.7535 | 7
9162 | 3.315 | 1 | 2019-12-31 | 2020-12-31 | 365 | 3.8768 | 3
9055 | 4.59 | 1 | 2019-12-31 | 2020-12-31 | 365 | 5.3678 | 5
8856 | 6.12 | 1 | 2019-12-31 | 2020-12-31 | 365 | 7.1571 | 7
8934 | 8.16 | 1 | 2019-12-31 | 2020-12-31 | 365 | 9.5428 | 9
9096 | 8.925 | 1 | 2019-12-31 | 2020-12-31 | 365 | 10.4374 | 10
9373 | 3.825 | 1 | 2019-12-31 | 2020-12-31 | 365 | 4.4732 | 4
8862 | 3.06 | 1 | 2019-12-31 | 2020-12-31 | 365 | 3.5785 | 3
9357 | 8.67 | 1 | 2019-12-31 | 2020-12-31 | 365 | 10.1392 | 10
8854 | 7.65 | 1 | 2019-12-31 | 2020-12-31 | 365 | 8.9464 | 8
8929 | 4.08 | 1 | 2019-12-31 | 2020-12-31 | 365 | 4.7714 | 4
8937 | 6.885 | 1 | 2019-12-31 | 2020-12-31 | 365 | 8.0517 | 8
9789 | 6.63 | 1 | 2019-12-31 | 2020-12-31 | 365 | 7.7535 | 7
9018 | 4.335 | 1 | 2019-12-31 | 2020-12-31 | 365 | 5.0696 | 5
9851 | 6.12 | 1 | 2019-12-31 | 2020-12-31 | 365 | 7.1571 | 7
8944 | 6.63 | 1 | 2019-12-31 | 2020-12-31 | 365 | 7.7535 | 7
9844 | 7.14 | 1 | 2019-12-31 | 2020-12-31 | 365 | 8.3499 | 8
9650 | 8.16 | 1 | 2019-12-31 | 2020-12-31 | 365 | 9.5428 | 9
9025 | 4.59 | 1 | 2019-12-31 | 2020-12-31 | 365 | 5.3678 | 5
9848 | 8.67 | 1 | 2019-12-31 | 2020-12-31 | 365 | 10.1392 | 10
9005 | 7.65 | 1 | 2019-12-31 | 2020-12-31 | 365 | 8.9464 | 8
9675 | 4.08 | 1 | 2019-12-31 | 2020-12-31 | 365 | 4.7714 | 4
9017 | 4.335 | 1 | 2019-12-31 | 2020-12-31 | 365 | 5.0696 | 5
9823 | 4.335 | 1 | 2019-12-31 | 2020-12-31 | 365 | 5.0696 | 5
9849 | 8.16 | 1 | 2019-12-31 | 2020-12-31 | 365 | 9.5428 | 9
9853 | 5.1 | 1 | 2019-12-31 | 2020-12-31 | 365 | 5.9642 | 5
9563 | 8.16 | 1 | 2019-12-31 | 2020-12-31 | 365 | 9.5428 | 9
9567 | 4.08 | 1 | 2019-12-31 | 2020-12-31 | 365 | 4.7714 | 4
9539 | 6.12 | 1 | 2019-12-31 | 2020-12-31 | 365 | 7.1571 | 7
7729 | 9.945 | 1 | 2019-12-31 | 2020-12-31 | 365 | 11.6303 | 11
9052 | 9.435 | 1 | 2019-12-31 | 2020-12-31 | 365 | 11.0339 | 11
8554 | 6.75 | 1 | 2019-12-31 | 2020-12-31 | 365 | 7.8939 | 7
8829 | 7.65 | 1 | 2019-12-31 | 2020-12-31 | 365 | 8.9464 | 8
8041 | 5.865 | 1 | 2019-12-31 | 2020-12-31 | 365 | 6.8589 | 6
8826 | 5.865 | 1 | 2019-12-31 | 2020-12-31 | 365 | 6.8589 | 6
8036 | 8.16 | 1 | 2019-12-31 | 2020-12-31 | 365 | 9.5428 | 9
8805 | 6.12 | 1 | 2019-12-31 | 2020-12-31 | 365 | 7.1571 | 7
8032 | 6.63 | 1 | 2019-12-31 | 2020-12-31 | 365 | 7.7535 | 7
8796 | 5.75 | 1 | 2019-12-31 | 2020-12-31 | 365 | 6.7244 | 6
9288 | 6.375 | 1 | 2019-12-31 | 2020-12-31 | 365 | 7.4553 | 7
9284 | 9.945 | 1 | 2019-12-31 | 2020-12-31 | 365 | 11.6303 | 11
8794 | 5.61 | 1 | 2019-12-31 | 2020-12-31 | 365 | 6.5607 | 6
9282 | 9.435 | 1 | 2019-12-31 | 2020-12-31 | 365 | 11.0339 | 11
9279 | 6.63 | 1 | 2019-12-31 | 2020-12-31 | 365 | 7.7535 | 7
9268 | 4.08 | 1 | 2019-12-31 | 2020-12-31 | 365 | 4.7714 | 4
9271 | 6.12 | 1 | 2019-12-31 | 2020-12-31 | 365 | 7.1571 | 7
7361 | 5.145 | 1 | 2019-12-31 | 2020-12-31 | 365 | 6.0169 | 6
9263 | 9.18 | 1 | 2019-12-31 | 2020-12-31 | 365 | 10.7356 | 10
7360 | 7.395 | 1 | 2019-12-31 | 2020-12-31 | 365 | 8.6482 | 8
9422 | 7.65 | 1 | 2019-12-31 | 2020-12-31 | 365 | 8.9464 | 8
9405 | 6.885 | 1 | 2019-12-31 | 2020-12-31 | 365 | 8.0517 | 8
7769 | 9.18 | 1 | 2019-12-31 | 2020-12-31 | 365 | 10.7356 | 10
7795 | 3.57 | 1 | 2019-12-31 | 2020-12-31 | 365 | 4.175 | 4
7798 | 2.25 | 1 | 2019-12-31 | 2020-12-31 | 365 | 2.6313 | 2
8326 | 8.67 | 1 | 2019-12-31 | 2020-12-31 | 365 | 10.1392 | 10
7762 | 5.61 | 1 | 2019-12-31 | 2020-12-31 | 365 | 6.5607 | 6
8987 | 3.57 | 1 | 2019-12-31 | 2020-12-31 | 365 | 4.175 | 4
7881 | 3.57 | 1 | 2019-12-31 | 2020-12-31 | 365 | 4.175 | 4
8034 | 2.295 | 1 | 2019-12-31 | 2020-12-31 | 365 | 2.6839 | 2
7796 | 7.5 | 1 | 2019-12-31 | 2020-12-31 | 365 | 8.7709 | 8
7804 | 5 | 1 | 2019-12-31 | 2020-12-31 | 365 | 5.8473 | 5
8984 | 7.14 | 1 | 2019-12-31 | 2020-12-31 | 365 | 8.3499 | 8
7809 | 7.395 | 1 | 2019-12-31 | 2020-12-31 | 365 | 8.6482 | 8
8056 | 8.415 | 1 | 2019-12-31 | 2020-12-31 | 365 | 9.841 | 9
7778 | 5.1 | 1 | 2019-12-31 | 2020-12-31 | 365 | 5.9642 | 5
7639 | 6.885 | 1 | 2019-12-31 | 2020-12-31 | 365 | 8.0517 | 8
7763 | 4.75 | 1 | 2019-12-31 | 2020-12-31 | 365 | 5.5549 | 5
8979 | 6.12 | 1 | 2019-12-31 | 2020-12-31 | 365 | 7.1571 | 7
7895 | 9.435 | 1 | 2019-12-31 | 2020-12-31 | 365 | 11.0339 | 11
8043 | 3.825 | 1 | 2019-12-31 | 2020-12-31 | 365 | 4.4732 | 4
7793 | 5.5 | 1 | 2019-12-31 | 2020-12-31 | 365 | 6.432 | 6
7820 | 6.375 | 1 | 2019-12-31 | 2020-12-31 | 365 | 7.4553 | 7
8144 | 7.65 | 1 | 2019-12-31 | 2020-12-31 | 365 | 8.9464 | 8
8108 | 3.825 | 1 | 2019-12-31 | 2020-12-31 | 365 | 4.4732 | 4
7816 | 5.1 | 1 | 2019-12-31 | 2020-12-31 | 365 | 5.9642 | 5
7635 | 7.395 | 1 | 2019-12-31 | 2020-12-31 | 365 | 8.6482 | 8
7886 | 6.375 | 1 | 2019-12-31 | 2020-12-31 | 365 | 7.4553 | 7
7789 | 7.14 | 1 | 2019-12-31 | 2020-12-31 | 365 | 8.3499 | 8
7931 | 5.5 | 1 | 2019-12-31 | 2020-12-31 | 365 | 6.432 | 6
8974 | 7.14 | 1 | 2019-12-31 | 2020-12-31 | 365 | 8.3499 | 8
8104 | 3.06 | 1 | 2019-12-31 | 2020-12-31 | 365 | 3.5785 | 3
7786 | 8.925 | 1 | 2019-12-31 | 2020-12-31 | 365 | 10.4374 | 10
8176 | 9.18 | 1 | 2019-12-31 | 2020-12-31 | 365 | 10.7356 | 10
7784 | 6.12 | 1 | 2019-12-31 | 2020-12-31 | 365 | 7.1571 | 7
8094 | 5.5 | 1 | 2019-12-31 | 2020-12-31 | 365 | 6.432 | 6
7776 | 4.08 | 1 | 2019-12-31 | 2020-12-31 | 365 | 4.7714 | 4
8965 | 5.355 | 1 | 2019-12-31 | 2020-12-31 | 365 | 6.2625 | 6
8271 | 4.335 | 1 | 2019-12-31 | 2020-12-31 | 365 | 5.0696 | 5
8090 | 4.845 | 1 | 2019-12-31 | 2020-12-31 | 365 | 5.666 | 5
8026 | 3.315 | 1 | 2019-12-31 | 2020-12-31 | 365 | 3.8768 | 3
8042 | 3.5 | 1 | 2019-12-31 | 2020-12-31 | 365 | 4.0931 | 4
8958 | 6.63 | 1 | 2019-12-31 | 2020-12-31 | 365 | 7.7535 | 7
8258 | 6.63 | 1 | 2019-12-31 | 2020-12-31 | 365 | 7.7535 | 7
8017 | 3.57 | 1 | 2019-12-31 | 2020-12-31 | 365 | 4.175 | 4
8262 | 6.63 | 1 | 2019-12-31 | 2020-12-31 | 365 | 7.7535 | 7
8254 | 3.57 | 1 | 2019-12-31 | 2020-12-31 | 365 | 4.175 | 4
8341 | 9.945 | 1 | 2019-12-31 | 2020-12-31 | 365 | 11.6303 | 11
7812 | 9.435 | 1 | 2019-12-31 | 2020-12-31 | 365 | 11.0339 | 11
9163 | 15.25 | 1 | 2019-12-31 | 2020-12-31 | 365 | 17.8343 | 17
8224 | 5.61 | 1 | 2019-12-31 | 2020-12-31 | 365 | 6.5607 | 6
9295 | 5.1 | 1 | 2019-12-31 | 2020-12-31 | 365 | 5.9642 | 5
8062 | 9.435 | 1 | 2019-12-31 | 2020-12-31 | 365 | 11.0339 | 11
8201 | 8.75 | 1 | 2019-12-31 | 2020-12-31 | 365 | 10.2328 | 10
7822 | 6 | 1 | 2019-12-31 | 2020-12-31 | 365 | 7.0168 | 7
8337 | 8.925 | 1 | 2019-12-31 | 2020-12-31 | 365 | 10.4374 | 10
8334 | 5.355 | 1 | 2019-12-31 | 2020-12-31 | 365 | 6.2625 | 6
9252 | 1.53 | 1 | 2019-12-31 | 2020-12-31 | 365 | 1.7893 | 1
8196 | 4.08 | 1 | 2019-12-31 | 2020-12-31 | 365 | 4.7714 | 4
8192 | 3.57 | 1 | 2019-12-31 | 2020-12-31 | 365 | 4.175 | 4
8069 | 7.65 | 1 | 2019-12-31 | 2020-12-31 | 365 | 8.9464 | 8
7772 | 5 | 1 | 2019-12-31 | 2020-12-31 | 365 | 5.8473 | 5
8190 | 3.5 | 1 | 2019-12-31 | 2020-12-31 | 365 | 4.0931 | 4
8392 | 7.65 | 1 | 2019-12-31 | 2020-12-31 | 365 | 8.9464 | 8
8332 | 6.885 | 1 | 2019-12-31 | 2020-12-31 | 365 | 8.0517 | 8
7836 | 6.63 | 1 | 2019-12-31 | 2020-12-31 | 365 | 7.7535 | 7
8330 | 6.375 | 1 | 2019-12-31 | 2020-12-31 | 365 | 7.4553 | 7
8478 | 9.435 | 1 | 2019-12-31 | 2020-12-31 | 365 | 11.0339 | 11
7944 | 6.12 | 1 | 2019-12-31 | 2020-12-31 | 365 | 7.1571 | 7
8029 | 5.5 | 1 | 2019-12-31 | 2020-12-31 | 365 | 6.432 | 6
7841 | 4.845 | 1 | 2019-12-31 | 2020-12-31 | 365 | 5.666 | 5
9292 | 7 | 1 | 2019-12-31 | 2020-12-31 | 365 | 8.1862 | 8
8486 | 6.12 | 1 | 2019-12-31 | 2020-12-31 | 365 | 7.1571 | 7
8093 | 5.1 | 1 | 2019-12-31 | 2020-12-31 | 365 | 5.9642 | 5
7844 | 9 | 1 | 2019-12-31 | 2020-12-31 | 365 | 10.5251 | 10
8044 | 7.65 | 1 | 2019-12-31 | 2020-12-31 | 365 | 8.9464 | 8
8489 | 4.08 | 1 | 2019-12-31 | 2020-12-31 | 365 | 4.7714 | 4
8284 | 7.905 | 1 | 2019-12-31 | 2020-12-31 | 365 | 9.2446 | 9
9083 | 10.71 | 1 | 2019-12-31 | 2020-12-31 | 365 | 12.5249 | 12
9257 | 2.55 | 1 | 2019-12-31 | 2020-12-31 | 365 | 2.9821 | 2
7838 | 8.16 | 1 | 2019-12-31 | 2020-12-31 | 365 | 9.5428 | 9
8276 | 3.06 | 1 | 2019-12-31 | 2020-12-31 | 365 | 3.5785 | 3
8295 | 6.375 | 1 | 2019-12-31 | 2020-12-31 | 365 | 7.4553 | 7
7760 | 4.75 | 1 | 2019-12-31 | 2020-12-31 | 365 | 5.5549 | 5
7755 | 7.905 | 1 | 2019-12-31 | 2020-12-31 | 365 | 9.2446 | 9
8306 | 6.12 | 1 | 2019-12-31 | 2020-12-31 | 365 | 7.1571 | 7
8605 | 4.08 | 1 | 2019-12-31 | 2020-12-31 | 365 | 4.7714 | 4
8599 | 4.08 | 1 | 2019-12-31 | 2020-12-31 | 365 | 4.7714 | 4
8570 | 7.395 | 1 | 2019-12-31 | 2020-12-31 | 365 | 8.6482 | 8
9308 | 5.06 | 1 | 2019-12-31 | 2020-12-31 | 365 | 5.9175 | 5
8561 | 4.335 | 1 | 2019-12-31 | 2020-12-31 | 365 | 5.0696 | 5
7848 | 2.805 | 1 | 2019-12-31 | 2020-12-31 | 365 | 3.2803 | 3
8874 | 3.315 | 1 | 2019-12-31 | 2020-12-31 | 365 | 3.8768 | 3
9244 | 10 | 1 | 2019-12-31 | 2020-12-31 | 365 | 11.6946 | 11
8086 | 8.16 | 1 | 2019-12-31 | 2020-12-31 | 365 | 9.5428 | 9
8873 | 6.12 | 1 | 2019-12-31 | 2020-12-31 | 365 | 7.1571 | 7
8076 | 4.335 | 1 | 2019-12-31 | 2020-12-31 | 365 | 5.0696 | 5
9341 | 5.865 | 1 | 2019-12-31 | 2020-12-31 | 365 | 6.8589 | 6
8015 | 3.825 | 1 | 2019-12-31 | 2020-12-31 | 365 | 4.4732 | 4
7846 | 8.415 | 1 | 2019-12-31 | 2020-12-31 | 365 | 9.841 | 9
8883 | 4.08 | 1 | 2019-12-31 | 2020-12-31 | 365 | 4.7714 | 4
8095 | 4.335 | 1 | 2019-12-31 | 2020-12-31 | 365 | 5.0696 | 5
8882 | 6.375 | 1 | 2019-12-31 | 2020-12-31 | 365 | 7.4553 | 7
7840 | 5.5 | 1 | 2019-12-31 | 2020-12-31 | 365 | 6.432 | 6
8014 | 6.25 | 1 | 2019-12-31 | 2020-12-31 | 365 | 7.3091 | 7
8011 | 8.415 | 1 | 2019-12-31 | 2020-12-31 | 365 | 9.841 | 9
7843 | 4.75 | 1 | 2019-12-31 | 2020-12-31 | 365 | 5.5549 | 5
8881 | 6.12 | 1 | 2019-12-31 | 2020-12-31 | 365 | 7.1571 | 7
8064 | 6.885 | 1 | 2019-12-31 | 2020-12-31 | 365 | 8.0517 | 8
8008 | 7.395 | 1 | 2019-12-31 | 2020-12-31 | 365 | 8.6482 | 8
8039 | 6.885 | 1 | 2019-12-31 | 2020-12-31 | 365 | 8.0517 | 8
8880 | 15.3 | 1 | 2019-12-31 | 2020-12-31 | 365 | 17.8927 | 17
8109 | 6.12 | 1 | 2019-12-31 | 2020-12-31 | 365 | 7.1571 | 7
8004 | 6.63 | 1 | 2019-12-31 | 2020-12-31 | 365 | 7.7535 | 7
7913 | 6.12 | 1 | 2019-12-31 | 2020-12-31 | 365 | 7.1571 | 7
7210 | 3.825 | 1 | 2019-12-31 | 2020-12-31 | 365 | 4.4732 | 4
8878 | 9.69 | 1 | 2019-12-31 | 2020-12-31 | 365 | 11.3321 | 11
8103 | 6.63 | 1 | 2019-12-31 | 2020-12-31 | 365 | 7.7535 | 7
8001 | 5.865 | 1 | 2019-12-31 | 2020-12-31 | 365 | 6.8589 | 6
9497 | 5.61 | 1 | 2019-12-31 | 2020-12-31 | 365 | 6.5607 | 6
8876 | 3.57 | 1 | 2019-12-31 | 2020-12-31 | 365 | 4.175 | 4
9006 | 8.415 | 1 | 2019-12-31 | 2020-12-31 | 365 | 9.841 | 9
9002 | 4.5 | 1 | 2019-12-31 | 2020-12-31 | 365 | 5.2626 | 5
8116 | 4.845 | 1 | 2019-12-31 | 2020-12-31 | 365 | 5.666 | 5
7998 | 5.865 | 1 | 2019-12-31 | 2020-12-31 | 365 | 6.8589 | 6
8013 | 7.905 | 1 | 2019-12-31 | 2020-12-31 | 365 | 9.2446 | 9
8889 | 8.16 | 1 | 2019-12-31 | 2020-12-31 | 365 | 9.5428 | 9
8888 | 5.1 | 1 | 2019-12-31 | 2020-12-31 | 365 | 5.9642 | 5
8886 | 9.18 | 1 | 2019-12-31 | 2020-12-31 | 365 | 10.7356 | 10
9499 | 6.63 | 1 | 2019-12-31 | 2020-12-31 | 365 | 7.7535 | 7
8885 | 8.16 | 1 | 2019-12-31 | 2020-12-31 | 365 | 9.5428 | 9
8035 | 4.845 | 1 | 2019-12-31 | 2020-12-31 | 365 | 5.666 | 5
8099 | 3.315 | 1 | 2019-12-31 | 2020-12-31 | 365 | 3.8768 | 3
8463 | 5.5 | 1 | 2019-12-31 | 2020-12-31 | 365 | 6.432 | 6
8016 | 4.845 | 1 | 2019-12-31 | 2020-12-31 | 365 | 5.666 | 5
8477 | 3.315 | 1 | 2019-12-31 | 2020-12-31 | 365 | 3.8768 | 3
8398 | 2.295 | 1 | 2019-12-31 | 2020-12-31 | 365 | 2.6839 | 2
8483 | 6.12 | 1 | 2019-12-31 | 2020-12-31 | 365 | 7.1571 | 7
8020 | 4.335 | 1 | 2019-12-31 | 2020-12-31 | 365 | 5.0696 | 5
8488 | 6.25 | 1 | 2019-12-31 | 2020-12-31 | 365 | 7.3091 | 7
8163 | 5.865 | 1 | 2019-12-31 | 2020-12-31 | 365 | 6.8589 | 6
8406 | 4.08 | 1 | 2019-12-31 | 2020-12-31 | 365 | 4.7714 | 4
8602 | 5.355 | 1 | 2019-12-31 | 2020-12-31 | 365 | 6.2625 | 6
8492 | 7.65 | 1 | 2019-12-31 | 2020-12-31 | 365 | 8.9464 | 8
8296 | 4 | 1 | 2019-12-31 | 2020-12-31 | 365 | 4.6778 | 4
8598 | 3.06 | 1 | 2019-12-31 | 2020-12-31 | 365 | 3.5785 | 3
8385 | 2.805 | 1 | 2019-12-31 | 2020-12-31 | 365 | 3.2803 | 3
8495 | 9.25 | 1 | 2019-12-31 | 2020-12-31 | 365 | 10.8175 | 10
8045 | 2.4 | 1 | 2019-12-31 | 2020-12-31 | 365 | 2.8067 | 2
8593 | 4.335 | 1 | 2019-12-31 | 2020-12-31 | 365 | 5.0696 | 5
8186 | 8.67 | 1 | 2019-12-31 | 2020-12-31 | 365 | 10.1392 | 10
8767 | 7.14 | 1 | 2019-12-31 | 2020-12-31 | 365 | 8.3499 | 8
8419 | 5.61 | 1 | 2019-12-31 | 2020-12-31 | 365 | 6.5607 | 6
8070 | 4.845 | 1 | 2019-12-31 | 2020-12-31 | 365 | 5.666 | 5
8530 | 3.25 | 1 | 2019-12-31 | 2020-12-31 | 365 | 3.8007 | 3
8173 | 3.825 | 1 | 2019-12-31 | 2020-12-31 | 365 | 4.4732 | 4
8182 | 3.57 | 1 | 2019-12-31 | 2020-12-31 | 365 | 4.175 | 4
8038 | 5.61 | 1 | 2019-12-31 | 2020-12-31 | 365 | 6.5607 | 6
8432 | 7.14 | 1 | 2019-12-31 | 2020-12-31 | 365 | 8.3499 | 8
7939 | 5.75 | 1 | 2019-12-31 | 2020-12-31 | 365 | 6.7244 | 6
8115 | 6.63 | 1 | 2019-12-31 | 2020-12-31 | 365 | 7.7535 | 7
7746 | 8.925 | 1 | 2019-12-31 | 2020-12-31 | 365 | 10.4374 | 10
9414 | 5.61 | 1 | 2019-12-31 | 2020-12-31 | 365 | 6.5607 | 6
8877 | 8.415 | 1 | 2019-12-31 | 2020-12-31 | 365 | 9.841 | 9
8411 | 7.105 | 1 | 2019-12-31 | 2020-12-31 | 365 | 8.309 | 8
8301 | 4.845 | 1 | 2019-12-31 | 2020-12-31 | 365 | 5.666 | 5
8293 | 5.1 | 1 | 2019-12-31 | 2020-12-31 | 365 | 5.9642 | 5
9412 | 2.55 | 1 | 2019-12-31 | 2020-12-31 | 365 | 2.9821 | 2
8617 | 7.5 | 1 | 2019-12-31 | 2020-12-31 | 365 | 8.7709 | 8
8607 | 7.14 | 1 | 2019-12-31 | 2020-12-31 | 365 | 8.3499 | 8
8505 | 6.63 | 1 | 2019-12-31 | 2020-12-31 | 365 | 7.7535 | 7
9411 | 5.1 | 1 | 2019-12-31 | 2020-12-31 | 365 | 5.9642 | 5
8377 | 4.08 | 1 | 2019-12-31 | 2020-12-31 | 365 | 4.7714 | 4
9413 | 2.805 | 1 | 2019-12-31 | 2020-12-31 | 365 | 3.2803 | 3
8694 | 8.415 | 1 | 2019-12-31 | 2020-12-31 | 365 | 9.841 | 9
8220 | 4.08 | 1 | 2019-12-31 | 2020-12-31 | 365 | 4.7714 | 4
9403 | 3.57 | 1 | 2019-12-31 | 2020-12-31 | 365 | 4.175 | 4
8316 | 4.59 | 1 | 2019-12-31 | 2020-12-31 | 365 | 5.3678 | 5
8405 | 6.885 | 1 | 2019-12-31 | 2020-12-31 | 365 | 8.0517 | 8
8661 | 8.16 | 1 | 2019-12-31 | 2020-12-31 | 365 | 9.5428 | 9
9418 | 8.415 | 1 | 2019-12-31 | 2020-12-31 | 365 | 9.841 | 9
8502 | 2.55 | 1 | 2019-12-31 | 2020-12-31 | 365 | 2.9821 | 2
8751 | 4.335 | 1 | 2019-12-31 | 2020-12-31 | 365 | 5.0696 | 5
8689 | 3.825 | 1 | 2019-12-31 | 2020-12-31 | 365 | 4.4732 | 4
8506 | 8.415 | 1 | 2019-12-31 | 2020-12-31 | 365 | 9.841 | 9
8655 | 5.865 | 1 | 2019-12-31 | 2020-12-31 | 365 | 6.8589 | 6
9417 | 2.55 | 1 | 2019-12-31 | 2020-12-31 | 365 | 2.9821 | 2
9762 | 4.845 | 1 | 2019-12-31 | 2020-12-31 | 365 | 5.666 | 5
8514 | 6.12 | 1 | 2019-12-31 | 2020-12-31 | 365 | 7.1571 | 7
8255 | 9.435 | 1 | 2019-12-31 | 2020-12-31 | 365 | 11.0339 | 11
8972 | 5.1 | 1 | 2019-12-31 | 2020-12-31 | 365 | 5.9642 | 5
8643 | 3.825 | 1 | 2019-12-31 | 2020-12-31 | 365 | 4.4732 | 4
8509 | 6.75 | 1 | 2019-12-31 | 2020-12-31 | 365 | 7.8939 | 7
8671 | 8.415 | 1 | 2019-12-31 | 2020-12-31 | 365 | 9.841 | 9
8513 | 6 | 1 | 2019-12-31 | 2020-12-31 | 365 | 7.0168 | 7
8511 | 9.435 | 1 | 2019-12-31 | 2020-12-31 | 365 | 11.0339 | 11
8538 | 4.08 | 1 | 2019-12-31 | 2020-12-31 | 365 | 4.7714 | 4
8773 | 2.805 | 1 | 2019-12-31 | 2020-12-31 | 365 | 3.2803 | 3
7959 | 4.845 | 1 | 2019-12-31 | 2020-12-31 | 365 | 5.666 | 5
8613 | 8.925 | 1 | 2019-12-31 | 2020-12-31 | 365 | 10.4374 | 10
8606 | 3.06 | 1 | 2019-12-31 | 2020-12-31 | 365 | 3.5785 | 3
8549 | 12.495 | 1 | 2019-12-31 | 2020-12-31 | 365 | 14.6124 | 14
8206 | 5.61 | 1 | 2019-12-31 | 2020-12-31 | 365 | 6.5607 | 6
8604 | 2.04 | 1 | 2019-12-31 | 2020-12-31 | 365 | 2.3857 | 2
7984 | 9.435 | 1 | 2019-12-31 | 2020-12-31 | 365 | 11.0339 | 11
8195 | 8.145 | 1 | 2019-12-31 | 2020-12-31 | 365 | 9.5253 | 9
8600 | 7.395 | 1 | 2019-12-31 | 2020-12-31 | 365 | 8.6482 | 8
8846 | 12.24 | 1 | 2019-12-31 | 2020-12-31 | 365 | 14.3142 | 14
8187 | 5.865 | 1 | 2019-12-31 | 2020-12-31 | 365 | 6.8589 | 6
7983 | 5.355 | 1 | 2019-12-31 | 2020-12-31 | 365 | 6.2625 | 6
8840 | 4.59 | 1 | 2019-12-31 | 2020-12-31 | 365 | 5.3678 | 5
8184 | 9.69 | 1 | 2019-12-31 | 2020-12-31 | 365 | 11.3321 | 11
8175 | 5.61 | 1 | 2019-12-31 | 2020-12-31 | 365 | 6.5607 | 6
7982 | 6.63 | 1 | 2019-12-31 | 2020-12-31 | 365 | 7.7535 | 7
8828 | 9.435 | 1 | 2019-12-31 | 2020-12-31 | 365 | 11.0339 | 11
9644 | 5.75 | 1 | 2019-12-31 | 2020-12-31 | 365 | 6.7244 | 6
8833 | 9.945 | 1 | 2019-12-31 | 2020-12-31 | 365 | 11.6303 | 11
7963 | 5.865 | 1 | 2019-12-31 | 2020-12-31 | 365 | 6.8589 | 6
8512 | 5.865 | 1 | 2019-12-31 | 2020-12-31 | 365 | 6.8589 | 6
8825 | 7.395 | 1 | 2019-12-31 | 2020-12-31 | 365 | 8.6482 | 8
8824 | 8.925 | 1 | 2019-12-31 | 2020-12-31 | 365 | 10.4374 | 10
9698 | 3.315 | 1 | 2019-12-31 | 2020-12-31 | 365 | 3.8768 | 3
8821 | 9.945 | 1 | 2019-12-31 | 2020-12-31 | 365 | 11.6303 | 11
8657 | 7.65 | 1 | 2019-12-31 | 2020-12-31 | 365 | 8.9464 | 8
8817 | 7.905 | 1 | 2019-12-31 | 2020-12-31 | 365 | 9.2446 | 9
8815 | 6.63 | 1 | 2019-12-31 | 2020-12-31 | 365 | 7.7535 | 7
8005 | 3.825 | 1 | 2019-12-31 | 2020-12-31 | 365 | 4.4732 | 4
8171 | 5.865 | 1 | 2019-12-31 | 2020-12-31 | 365 | 6.8589 | 6
8542 | 6.12 | 1 | 2019-12-31 | 2020-12-31 | 365 | 7.1571 | 7
8281 | 3.06 | 1 | 2019-12-31 | 2020-12-31 | 365 | 3.5785 | 3
9630 | 5.355 | 1 | 2019-12-31 | 2020-12-31 | 365 | 6.2625 | 6
8808 | 7.395 | 1 | 2019-12-31 | 2020-12-31 | 365 | 8.6482 | 8
8169 | 3.5 | 1 | 2019-12-31 | 2020-12-31 | 365 | 4.0931 | 4
8575 | 4.335 | 1 | 2019-12-31 | 2020-12-31 | 365 | 5.0696 | 5
8362 | 5.61 | 1 | 2019-12-31 | 2020-12-31 | 365 | 6.5607 | 6
8523 | 4.845 | 1 | 2019-12-31 | 2020-12-31 | 365 | 5.666 | 5
8802 | 4.845 | 1 | 2019-12-31 | 2020-12-31 | 365 | 5.666 | 5
8359 | 3.57 | 1 | 2019-12-31 | 2020-12-31 | 365 | 4.175 | 4
8769 | 3.315 | 1 | 2019-12-31 | 2020-12-31 | 365 | 3.8768 | 3
8515 | 6.885 | 1 | 2019-12-31 | 2020-12-31 | 365 | 8.0517 | 8
8310 | 4.845 | 1 | 2019-12-31 | 2020-12-31 | 365 | 5.666 | 5
8292 | 7.65 | 1 | 2019-12-31 | 2020-12-31 | 365 | 8.9464 | 8
8335 | 5.355 | 1 | 2019-12-31 | 2020-12-31 | 365 | 6.2625 | 6
8757 | 7.14 | 1 | 2019-12-31 | 2020-12-31 | 365 | 8.3499 | 8
8762 | 4.335 | 1 | 2019-12-31 | 2020-12-31 | 365 | 5.0696 | 5
8631 | 5.635 | 1 | 2019-12-31 | 2020-12-31 | 365 | 6.5899 | 6
8531 | 5.355 | 1 | 2019-12-31 | 2020-12-31 | 365 | 6.2625 | 6
8535 | 7.395 | 1 | 2019-12-31 | 2020-12-31 | 365 | 8.6482 | 8
8618 | 5.865 | 1 | 2019-12-31 | 2020-12-31 | 365 | 6.8589 | 6
8476 | 3.57 | 1 | 2019-12-31 | 2020-12-31 | 365 | 4.175 | 4
9651 | 5.865 | 1 | 2019-12-31 | 2020-12-31 | 365 | 6.8589 | 6
8517 | 7.65 | 1 | 2019-12-31 | 2020-12-31 | 365 | 8.9464 | 8
8339 | 7.65 | 1 | 2019-12-31 | 2020-12-31 | 365 | 8.9464 | 8
9620 | 6.63 | 1 | 2019-12-31 | 2020-12-31 | 365 | 7.7535 | 7
9354 | 9.75 | 1 | 2019-12-31 | 2020-12-31 | 365 | 11.4022 | 11
9613 | 2.55 | 1 | 2019-12-31 | 2020-12-31 | 365 | 2.9821 | 2
8516 | 5.865 | 1 | 2019-12-31 | 2020-12-31 | 365 | 6.8589 | 6
9635 | 5.1 | 1 | 2019-12-31 | 2020-12-31 | 365 | 5.9642 | 5
8547 | 9.69 | 1 | 2019-12-31 | 2020-12-31 | 365 | 11.3321 | 11
8349 | 4.845 | 1 | 2019-12-31 | 2020-12-31 | 365 | 5.666 | 5
8615 | 9 | 1 | 2019-12-31 | 2020-12-31 | 365 | 10.5251 | 10
8212 | 8.16 | 1 | 2019-12-31 | 2020-12-31 | 365 | 9.5428 | 9
8351 | 6.12 | 1 | 2019-12-31 | 2020-12-31 | 365 | 7.1571 | 7
8484 | 2.04 | 1 | 2019-12-31 | 2020-12-31 | 365 | 2.3857 | 2
8569 | 2.805 | 1 | 2019-12-31 | 2020-12-31 | 365 | 3.2803 | 3
8350 | 2.805 | 1 | 2019-12-31 | 2020-12-31 | 365 | 3.2803 | 3
8520 | 6.12 | 1 | 2019-12-31 | 2020-12-31 | 365 | 7.1571 | 7
8637 | 7.65 | 1 | 2019-12-31 | 2020-12-31 | 365 | 8.9464 | 8
8475 | 5.865 | 1 | 2019-12-31 | 2020-12-31 | 365 | 6.8589 | 6
8479 | 3.5 | 1 | 2019-12-31 | 2020-12-31 | 365 | 4.0931 | 4
8624 | 4.845 | 1 | 2019-12-31 | 2020-12-31 | 365 | 5.666 | 5
8473 | 7.5 | 1 | 2019-12-31 | 2020-12-31 | 365 | 8.7709 | 8
9736 | 4.335 | 1 | 2019-12-31 | 2020-12-31 | 365 | 5.0696 | 5
9356 | 6.12 | 1 | 2019-12-31 | 2020-12-31 | 365 | 7.1571 | 7
9360 | 2.04 | 1 | 2019-12-31 | 2020-12-31 | 365 | 2.3857 | 2
8603 | 4.845 | 1 | 2019-12-31 | 2020-12-31 | 365 | 5.666 | 5
8232 | 6.12 | 1 | 2019-12-31 | 2020-12-31 | 365 | 7.1571 | 7
8193 | 6.63 | 1 | 2019-12-31 | 2020-12-31 | 365 | 7.7535 | 7
8297 | 5.1 | 1 | 2019-12-31 | 2020-12-31 | 365 | 5.9642 | 5
8191 | 4.08 | 1 | 2019-12-31 | 2020-12-31 | 365 | 4.7714 | 4
8280 | 9.69 | 1 | 2019-12-31 | 2020-12-31 | 365 | 11.3321 | 11
8352 | 7.14 | 1 | 2019-12-31 | 2020-12-31 | 365 | 8.3499 | 8
8216 | 4.59 | 1 | 2019-12-31 | 2020-12-31 | 365 | 5.3678 | 5
8209 | 9.18 | 1 | 2019-12-31 | 2020-12-31 | 365 | 10.7356 | 10
8367 | 6.375 | 1 | 2019-12-31 | 2020-12-31 | 365 | 7.4553 | 7
8214 | 3.06 | 1 | 2019-12-31 | 2020-12-31 | 365 | 3.5785 | 3
8267 | 9.435 | 1 | 2019-12-31 | 2020-12-31 | 365 | 11.0339 | 11
9180 | 5.865 | 1 | 2019-12-31 | 2020-12-31 | 365 | 6.8589 | 6
8202 | 4.08 | 1 | 2019-12-31 | 2020-12-31 | 365 | 4.7714 | 4
8355 | 5.61 | 1 | 2019-12-31 | 2020-12-31 | 365 | 6.5607 | 6
8698 | 2.04 | 1 | 2019-12-31 | 2020-12-31 | 365 | 2.3857 | 2
9187 | 5.865 | 1 | 2019-12-31 | 2020-12-31 | 365 | 6.8589 | 6
8160 | 1.96 | 1 | 2019-12-31 | 2020-12-31 | 365 | 2.2921 | 2
8225 | 9.555 | 1 | 2019-12-31 | 2020-12-31 | 365 | 11.1742 | 11
8921 | 5.355 | 1 | 2019-12-31 | 2020-12-31 | 365 | 6.2625 | 6
9344 | 6.12 | 1 | 2019-12-31 | 2020-12-31 | 365 | 7.1571 | 7
8811 | 8.925 | 1 | 2019-12-31 | 2020-12-31 | 365 | 10.4374 | 10
8579 | 8.67 | 1 | 2019-12-31 | 2020-12-31 | 365 | 10.1392 | 10
9728 | 6.25 | 1 | 2019-12-31 | 2020-12-31 | 365 | 7.3091 | 7
8836 | 4.59 | 1 | 2019-12-31 | 2020-12-31 | 365 | 5.3678 | 5
8626 | 5.865 | 1 | 2019-12-31 | 2020-12-31 | 365 | 6.8589 | 6
9677 | 9.18 | 1 | 2019-12-31 | 2020-12-31 | 365 | 10.7356 | 10
8807 | 5.865 | 1 | 2019-12-31 | 2020-12-31 | 365 | 6.8589 | 6
9876 | 3.825 | 1 | 2019-12-31 | 2020-12-31 | 365 | 4.4732 | 4
9552 | 4.59 | 1 | 2019-12-31 | 2020-12-31 | 365 | 5.3678 | 5
9518 | 4 | 1 | 2019-12-31 | 2020-12-31 | 365 | 4.6778 | 4
9714 | 4.08 | 1 | 2019-12-31 | 2020-12-31 | 365 | 4.7714 | 4
9547 | 6.885 | 1 | 2019-12-31 | 2020-12-31 | 365 | 8.0517 | 8
9536 | 6.12 | 1 | 2019-12-31 | 2020-12-31 | 365 | 7.1571 | 7
9511 | 4.08 | 1 | 2019-12-31 | 2020-12-31 | 365 | 4.7714 | 4
9769 | 8.5 | 1 | 2019-12-31 | 2020-12-31 | 365 | 9.9404 | 9
7353 | 1.53 | 1 | 2019-12-31 | 2020-12-31 | 365 | 1.7893 | 1
9725 | 5.335 | 1 | 2019-12-31 | 2020-12-31 | 365 | 6.2391 | 6
8678 | 3.315 | 1 | 2019-12-31 | 2020-12-31 | 365 | 3.8768 | 3
9345 | 6.63 | 1 | 2019-12-31 | 2020-12-31 | 365 | 7.7535 | 7
9558 | 5.865 | 1 | 2019-12-31 | 2020-12-31 | 365 | 6.8589 | 6
9198 | 5.1 | 1 | 2019-12-31 | 2020-12-31 | 365 | 5.9642 | 5
8743 | 3.315 | 1 | 2019-12-31 | 2020-12-31 | 365 | 3.8768 | 3
9568 | 6.75 | 1 | 2019-12-31 | 2020-12-31 | 365 | 7.8939 | 7
9211 | 7.905 | 1 | 2019-12-31 | 2020-12-31 | 365 | 9.2446 | 9
8997 | 6.885 | 1 | 2019-12-31 | 2020-12-31 | 365 | 8.0517 | 8
9560 | 4.08 | 1 | 2019-12-31 | 2020-12-31 | 365 | 4.7714 | 4
8695 | 5.61 | 1 | 2019-12-31 | 2020-12-31 | 365 | 6.5607 | 6
9991 | 7.395 | 1 | 2019-12-31 | 2020-12-31 | 365 | 8.6482 | 8
9221 | 8.16 | 1 | 2019-12-31 | 2020-12-31 | 365 | 9.5428 | 9
8666 | 5.865 | 1 | 2019-12-31 | 2020-12-31 | 365 | 6.8589 | 6
9218 | 4.845 | 1 | 2019-12-31 | 2020-12-31 | 365 | 5.666 | 5
8705 | 4.59 | 1 | 2019-12-31 | 2020-12-31 | 365 | 5.3678 | 5
9999 | 7.65 | 1 | 2019-12-31 | 2020-12-31 | 365 | 8.9464 | 8
9562 | 6.375 | 1 | 2019-12-31 | 2020-12-31 | 365 | 7.4553 | 7
9174 | 4.08 | 1 | 2019-12-31 | 2020-12-31 | 365 | 4.7714 | 4
8673 | 7.14 | 1 | 2019-12-31 | 2020-12-31 | 365 | 8.3499 | 8
8663 | 3.57 | 1 | 2019-12-31 | 2020-12-31 | 365 | 4.175 | 4
9764 | 6.375 | 1 | 2019-12-31 | 2020-12-31 | 365 | 7.4553 | 7
9996 | 4.59 | 1 | 2019-12-31 | 2020-12-31 | 365 | 5.3678 | 5
8702 | 6.885 | 1 | 2019-12-31 | 2020-12-31 | 365 | 8.0517 | 8
8700 | 8.415 | 1 | 2019-12-31 | 2020-12-31 | 365 | 9.841 | 9
9573 | 8.16 | 1 | 2019-12-31 | 2020-12-31 | 365 | 9.5428 | 9
8685 | 6.12 | 1 | 2019-12-31 | 2020-12-31 | 365 | 7.1571 | 7
9224 | 4.08 | 1 | 2019-12-31 | 2020-12-31 | 365 | 4.7714 | 4
8735 | 3.825 | 1 | 2019-12-31 | 2020-12-31 | 365 | 4.4732 | 4
8960 | 8.415 | 1 | 2019-12-31 | 2020-12-31 | 365 | 9.841 | 9
8766 | 7.905 | 1 | 2019-12-31 | 2020-12-31 | 365 | 9.2446 | 9
8787 | 2.04 | 1 | 2019-12-31 | 2020-12-31 | 365 | 2.3857 | 2
8964 | 6.12 | 1 | 2019-12-31 | 2020-12-31 | 365 | 7.1571 | 7
8750 | 7.65 | 1 | 2019-12-31 | 2020-12-31 | 365 | 8.9464 | 8
8755 | 4.75 | 1 | 2019-12-31 | 2020-12-31 | 365 | 5.5549 | 5
8978 | 9.69 | 1 | 2019-12-31 | 2020-12-31 | 365 | 11.3321 | 11
8758 | 5.61 | 1 | 2019-12-31 | 2020-12-31 | 365 | 6.5607 | 6
9348 | 2.55 | 1 | 2019-12-31 | 2020-12-31 | 365 | 2.9821 | 2
8980 | 5.1 | 1 | 2019-12-31 | 2020-12-31 | 365 | 5.9642 | 5
8288 | 6.12 | 1 | 2019-12-31 | 2020-12-31 | 365 | 7.1571 | 7
8681 | 8.67 | 1 | 2019-12-31 | 2020-12-31 | 365 | 10.1392 | 10
8969 | 8.67 | 1 | 2019-12-31 | 2020-12-31 | 365 | 10.1392 | 10
9350 | 5.865 | 1 | 2019-12-31 | 2020-12-31 | 365 | 6.8589 | 6
9188 | 3.315 | 1 | 2019-12-31 | 2020-12-31 | 365 | 3.8768 | 3
8761 | 8.415 | 1 | 2019-12-31 | 2020-12-31 | 365 | 9.841 | 9
8283 | 5.355 | 1 | 2019-12-31 | 2020-12-31 | 365 | 6.2625 | 6
8675 | 7.14 | 1 | 2019-12-31 | 2020-12-31 | 365 | 8.3499 | 8
9349 | 2.04 | 1 | 2019-12-31 | 2020-12-31 | 365 | 2.3857 | 2
8259 | 6.12 | 1 | 2019-12-31 | 2020-12-31 | 365 | 7.1571 | 7
10039 | 4.08 | 1 | 2019-12-31 | 2020-12-31 | 365 | 4.7714 | 4
8303 | 4.335 | 1 | 2019-12-31 | 2020-12-31 | 365 | 5.0696 | 5
8287 | 7.905 | 1 | 2019-12-31 | 2020-12-31 | 365 | 9.2446 | 9
9210 | 9.945 | 1 | 2019-12-31 | 2020-12-31 | 365 | 11.6303 | 11
8253 | 4.59 | 1 | 2019-12-31 | 2020-12-31 | 365 | 5.3678 | 5
8955 | 8.67 | 1 | 2019-12-31 | 2020-12-31 | 365 | 10.1392 | 10
8402 | 4.08 | 1 | 2019-12-31 | 2020-12-31 | 365 | 4.7714 | 4
9202 | 8.925 | 1 | 2019-12-31 | 2020-12-31 | 365 | 10.4374 | 10
9207 | 6.375 | 1 | 2019-12-31 | 2020-12-31 | 365 | 7.4553 | 7
8278 | 9.69 | 1 | 2019-12-31 | 2020-12-31 | 365 | 11.3321 | 11
9054 | 8.16 | 1 | 2019-12-31 | 2020-12-31 | 365 | 9.5428 | 9
8264 | 6.12 | 1 | 2019-12-31 | 2020-12-31 | 365 | 7.1571 | 7
8249 | 8.67 | 1 | 2019-12-31 | 2020-12-31 | 365 | 10.1392 | 10
8265 | 8.67 | 1 | 2019-12-31 | 2020-12-31 | 365 | 10.1392 | 10
8298 | 4 | 1 | 2019-12-31 | 2020-12-31 | 365 | 4.6778 | 4
8242 | 2.04 | 1 | 2019-12-31 | 2020-12-31 | 365 | 2.3857 | 2
8270 | 3.06 | 1 | 2019-12-31 | 2020-12-31 | 365 | 3.5785 | 3
9048 | 4.335 | 1 | 2019-12-31 | 2020-12-31 | 365 | 5.0696 | 5
8243 | 3.825 | 1 | 2019-12-31 | 2020-12-31 | 365 | 4.4732 | 4
8438 | 2.805 | 1 | 2019-12-31 | 2020-12-31 | 365 | 3.2803 | 3
8338 | 6.885 | 1 | 2019-12-31 | 2020-12-31 | 365 | 8.0517 | 8
8587 | 5.61 | 1 | 2019-12-31 | 2020-12-31 | 365 | 6.5607 | 6
8410 | 7.905 | 1 | 2019-12-31 | 2020-12-31 | 365 | 9.2446 | 9
8809 | 9.69 | 1 | 2019-12-31 | 2020-12-31 | 365 | 11.3321 | 11
8394 | 6.63 | 1 | 2019-12-31 | 2020-12-31 | 365 | 7.7535 | 7
8633 | 5.1 | 1 | 2019-12-31 | 2020-12-31 | 365 | 5.9642 | 5
7788 | 3.5 | 1 | 2019-12-31 | 2020-12-31 | 365 | 4.0931 | 4
8430 | 5.1 | 1 | 2019-12-31 | 2020-12-31 | 365 | 5.9642 | 5
8257 | 4.59 | 1 | 2019-12-31 | 2020-12-31 | 365 | 5.3678 | 5
10011 | 6.12 | 1 | 2019-12-31 | 2020-12-31 | 365 | 7.1571 | 7
8203 | 5.865 | 1 | 2019-12-31 | 2020-12-31 | 365 | 6.8589 | 6
7783 | 7.25 | 1 | 2019-12-31 | 2020-12-31 | 365 | 8.4786 | 8
7015 | 2.5 | 1 | 2019-12-31 | 2020-12-31 | 365 | 2.9236 | 2
7777 | 1.785 | 1 | 2019-12-31 | 2020-12-31 | 365 | 2.0875 | 2
7770 | 2.805 | 1 | 2019-12-31 | 2020-12-31 | 365 | 3.2803 | 3
7749 | 9.18 | 1 | 2019-12-31 | 2020-12-31 | 365 | 10.7356 | 10
7747 | 8.5 | 1 | 2019-12-31 | 2020-12-31 | 365 | 9.9404 | 9
7861 | 7.65 | 1 | 2019-12-31 | 2020-12-31 | 365 | 8.9464 | 8
7744 | 9.5 | 1 | 2019-12-31 | 2020-12-31 | 365 | 11.1099 | 11
7609 | 6.63 | 1 | 2019-12-31 | 2020-12-31 | 365 | 7.7535 | 7
7606 | 9.435 | 1 | 2019-12-31 | 2020-12-31 | 365 | 11.0339 | 11
8382 | 7.14 | 1 | 2019-12-31 | 2020-12-31 | 365 | 8.3499 | 8
7220 | 7.25 | 1 | 2019-12-31 | 2020-12-31 | 365 | 8.4786 | 8
7605 | 7.395 | 1 | 2019-12-31 | 2020-12-31 | 365 | 8.6482 | 8
7735 | 2.55 | 1 | 2019-12-31 | 2020-12-31 | 365 | 2.9821 | 2
8378 | 7.905 | 1 | 2019-12-31 | 2020-12-31 | 365 | 9.2446 | 9
8374 | 4.08 | 1 | 2019-12-31 | 2020-12-31 | 365 | 4.7714 | 4
7802 | 5.1 | 1 | 2019-12-31 | 2020-12-31 | 365 | 5.9642 | 5
8371 | 8.925 | 1 | 2019-12-31 | 2020-12-31 | 365 | 10.4374 | 10
7860 | 5.865 | 1 | 2019-12-31 | 2020-12-31 | 365 | 6.8589 | 6
7663 | 4.08 | 1 | 2019-12-31 | 2020-12-31 | 365 | 4.7714 | 4
8467 | 6.12 | 1 | 2019-12-31 | 2020-12-31 | 365 | 7.1571 | 7
8468 | 6.63 | 1 | 2019-12-31 | 2020-12-31 | 365 | 7.7535 | 7
7852 | 7.395 | 1 | 2019-12-31 | 2020-12-31 | 365 | 8.6482 | 8
7667 | 7.14 | 1 | 2019-12-31 | 2020-12-31 | 365 | 8.3499 | 8
7845 | 6.63 | 1 | 2019-12-31 | 2020-12-31 | 365 | 7.7535 | 7
8462 | 6.63 | 1 | 2019-12-31 | 2020-12-31 | 365 | 7.7535 | 7
8461 | 8.925 | 1 | 2019-12-31 | 2020-12-31 | 365 | 10.4374 | 10
7890 | 4.845 | 1 | 2019-12-31 | 2020-12-31 | 365 | 5.666 | 5
8456 | 4.59 | 1 | 2019-12-31 | 2020-12-31 | 365 | 5.3678 | 5
8454 | 7.14 | 1 | 2019-12-31 | 2020-12-31 | 365 | 8.3499 | 8
8450 | 3.315 | 1 | 2019-12-31 | 2020-12-31 | 365 | 3.8768 | 3
7834 | 6.885 | 1 | 2019-12-31 | 2020-12-31 | 365 | 8.0517 | 8
7928 | 4.5 | 1 | 2019-12-31 | 2020-12-31 | 365 | 5.2626 | 5
7925 | 3.825 | 1 | 2019-12-31 | 2020-12-31 | 365 | 4.4732 | 4
8448 | 4.08 | 1 | 2019-12-31 | 2020-12-31 | 365 | 4.7714 | 4
8444 | 8.67 | 1 | 2019-12-31 | 2020-12-31 | 365 | 10.1392 | 10
7919 | 3.825 | 1 | 2019-12-31 | 2020-12-31 | 365 | 4.4732 | 4
7724 | 7.905 | 1 | 2019-12-31 | 2020-12-31 | 365 | 9.2446 | 9
8441 | 3.57 | 1 | 2019-12-31 | 2020-12-31 | 365 | 4.175 | 4
8436 | 1.785 | 1 | 2019-12-31 | 2020-12-31 | 365 | 2.0875 | 2
7917 | 6.25 | 1 | 2019-12-31 | 2020-12-31 | 365 | 7.3091 | 7
8397 | 2.5 | 1 | 2019-12-31 | 2020-12-31 | 365 | 2.9236 | 2
8431 | 7.65 | 1 | 2019-12-31 | 2020-12-31 | 365 | 8.9464 | 8
7916 | 4.59 | 1 | 2019-12-31 | 2020-12-31 | 365 | 5.3678 | 5
8413 | 6.375 | 1 | 2019-12-31 | 2020-12-31 | 365 | 7.4553 | 7
7914 | 4.08 | 1 | 2019-12-31 | 2020-12-31 | 365 | 4.7714 | 4
8408 | 5.61 | 1 | 2019-12-31 | 2020-12-31 | 365 | 6.5607 | 6
7912 | 4.335 | 1 | 2019-12-31 | 2020-12-31 | 365 | 5.0696 | 5
8399 | 7.395 | 1 | 2019-12-31 | 2020-12-31 | 365 | 8.6482 | 8
7910 | 6.885 | 1 | 2019-12-31 | 2020-12-31 | 365 | 8.0517 | 8
9160 | 4.335 | 1 | 2019-12-31 | 2020-12-31 | 365 | 5.0696 | 5
9199 | 7.905 | 1 | 2019-12-31 | 2020-12-31 | 365 | 9.2446 | 9
8528 | 6.885 | 1 | 2019-12-31 | 2020-12-31 | 365 | 8.0517 | 8
9291 | 4.845 | 1 | 2019-12-31 | 2020-12-31 | 365 | 5.666 | 5
9495 | 4.08 | 1 | 2019-12-31 | 2020-12-31 | 365 | 4.7714 | 4
8551 | 4.59 | 1 | 2019-12-31 | 2020-12-31 | 365 | 5.3678 | 5
8571 | 4.08 | 1 | 2019-12-31 | 2020-12-31 | 365 | 4.7714 | 4
9304 | 6.63 | 1 | 2019-12-31 | 2020-12-31 | 365 | 7.7535 | 7
8497 | 2.55 | 1 | 2019-12-31 | 2020-12-31 | 365 | 2.9821 | 2
8501 | 8.415 | 1 | 2019-12-31 | 2020-12-31 | 365 | 9.841 | 9
8498 | 5.1 | 1 | 2019-12-31 | 2020-12-31 | 365 | 5.9642 | 5
8507 | 2.55 | 1 | 2019-12-31 | 2020-12-31 | 365 | 2.9821 | 2
8504 | 3.315 | 1 | 2019-12-31 | 2020-12-31 | 365 | 3.8768 | 3
9631 | 6.615 | 1 | 2019-12-31 | 2020-12-31 | 365 | 7.736 | 7
9774 | 5.61 | 1 | 2019-12-31 | 2020-12-31 | 365 | 6.5607 | 6
8344 | 3.06 | 1 | 2019-12-31 | 2020-12-31 | 365 | 3.5785 | 3
7768 | 8.16 | 1 | 2019-12-31 | 2020-12-31 | 365 | 9.5428 | 9
9167 | 7.65 | 1 | 2019-12-31 | 2020-12-31 | 365 | 8.9464 | 8
9726 | 5.865 | 1 | 2019-12-31 | 2020-12-31 | 365 | 6.8589 | 6
9118 | 7.65 | 1 | 2019-12-31 | 2020-12-31 | 365 | 8.9464 | 8
8347 | 7 | 1 | 2019-12-31 | 2020-12-31 | 365 | 8.1862 | 8
9113 | 3.06 | 1 | 2019-12-31 | 2020-12-31 | 365 | 3.5785 | 3
8583 | 4.75 | 1 | 2019-12-31 | 2020-12-31 | 365 | 5.5549 | 5
8953 | 8.67 | 1 | 2019-12-31 | 2020-12-31 | 365 | 10.1392 | 10
9897 | 5.355 | 1 | 2019-12-31 | 2020-12-31 | 365 | 6.2625 | 6
9465 | 7.65 | 1 | 2019-12-31 | 2020-12-31 | 365 | 8.9464 | 8
9467 | 6.25 | 1 | 2019-12-31 | 2020-12-31 | 365 | 7.3091 | 7
8567 | 2.805 | 1 | 2019-12-31 | 2020-12-31 | 365 | 3.2803 | 3
8558 | 7.395 | 1 | 2019-12-31 | 2020-12-31 | 365 | 8.6482 | 8
8559 | 9.69 | 1 | 2019-12-31 | 2020-12-31 | 365 | 11.3321 | 11
9908 | 4.08 | 1 | 2019-12-31 | 2020-12-31 | 365 | 4.7714 | 4
8574 | 4.845 | 1 | 2019-12-31 | 2020-12-31 | 365 | 5.666 | 5
8555 | 6.63 | 1 | 2019-12-31 | 2020-12-31 | 365 | 7.7535 | 7
8580 | 5.1 | 1 | 2019-12-31 | 2020-12-31 | 365 | 5.9642 | 5
8236 | 3.57 | 1 | 2019-12-31 | 2020-12-31 | 365 | 4.175 | 4
8590 | 5.61 | 1 | 2019-12-31 | 2020-12-31 | 365 | 6.5607 | 6
9035 | 5.355 | 1 | 2019-12-31 | 2020-12-31 | 365 | 6.2625 | 6
8977 | 3.06 | 1 | 2019-12-31 | 2020-12-31 | 365 | 3.5785 | 3
9566 | 3.315 | 1 | 2019-12-31 | 2020-12-31 | 365 | 3.8768 | 3
9527 | 5.61 | 1 | 2019-12-31 | 2020-12-31 | 365 | 6.5607 | 6
8919 | 3.315 | 1 | 2019-12-31 | 2020-12-31 | 365 | 3.8768 | 3
8946 | 4.08 | 1 | 2019-12-31 | 2020-12-31 | 365 | 4.7714 | 4
8842 | 6.885 | 1 | 2019-12-31 | 2020-12-31 | 365 | 8.0517 | 8
9110 | 5.86 | 1 | 2019-12-31 | 2020-12-31 | 365 | 6.853 | 6
8849 | 6.885 | 1 | 2019-12-31 | 2020-12-31 | 365 | 8.0517 | 8
8814 | 8.16 | 1 | 2019-12-31 | 2020-12-31 | 365 | 9.5428 | 9
8768 | 7.65 | 1 | 2019-12-31 | 2020-12-31 | 365 | 8.9464 | 8
9169 | 9.435 | 1 | 2019-12-31 | 2020-12-31 | 365 | 11.0339 | 11
8819 | 6.375 | 1 | 2019-12-31 | 2020-12-31 | 365 | 7.4553 | 7
9520 | 9.945 | 1 | 2019-12-31 | 2020-12-31 | 365 | 11.6303 | 11
9090 | 6.375 | 1 | 2019-12-31 | 2020-12-31 | 365 | 7.4553 | 7
8845 | 8.67 | 1 | 2019-12-31 | 2020-12-31 | 365 | 10.1392 | 10
8831 | 2.55 | 1 | 2019-12-31 | 2020-12-31 | 365 | 2.9821 | 2
9181 | 5 | 1 | 2019-12-31 | 2020-12-31 | 365 | 5.8473 | 5
8779 | 3.06 | 1 | 2019-12-31 | 2020-12-31 | 365 | 3.5785 | 3
8830 | 3.57 | 1 | 2019-12-31 | 2020-12-31 | 365 | 4.175 | 4
9082 | 6.12 | 1 | 2019-12-31 | 2020-12-31 | 365 | 7.1571 | 7
8926 | 5.1 | 1 | 2019-12-31 | 2020-12-31 | 365 | 5.9642 | 5
9554 | 6.12 | 1 | 2019-12-31 | 2020-12-31 | 365 | 7.1571 | 7
8864 | 6.375 | 1 | 2019-12-31 | 2020-12-31 | 365 | 7.4553 | 7
7734 | 6.885 | 1 | 2019-12-31 | 2020-12-31 | 365 | 8.0517 | 8
7884 | 4.59 | 1 | 2019-12-31 | 2020-12-31 | 365 | 5.3678 | 5
9791 | 9.945 | 1 | 2019-12-31 | 2020-12-31 | 365 | 11.6303 | 11
9971 | 5.355 | 1 | 2019-12-31 | 2020-12-31 | 365 | 6.2625 | 6
9792 | 9.435 | 1 | 2019-12-31 | 2020-12-31 | 365 | 11.0339 | 11
9974 | 3.825 | 1 | 2019-12-31 | 2020-12-31 | 365 | 4.4732 | 4
9988 | 9.945 | 1 | 2019-12-31 | 2020-12-31 | 365 | 11.6303 | 11
9980 | 7.14 | 1 | 2019-12-31 | 2020-12-31 | 365 | 8.3499 | 8
8860 | 8.415 | 1 | 2019-12-31 | 2020-12-31 | 365 | 9.841 | 9
9997 | 2.295 | 1 | 2019-12-31 | 2020-12-31 | 365 | 2.6839 | 2
8991 | 3.57 | 1 | 2019-12-31 | 2020-12-31 | 365 | 4.175 | 4
9361 | 4.335 | 1 | 2019-12-31 | 2020-12-31 | 365 | 5.0696 | 5
10001 | 5.1 | 1 | 2019-12-31 | 2020-12-31 | 365 | 5.9642 | 5
9028 | 2.805 | 1 | 2019-12-31 | 2020-12-31 | 365 | 3.2803 | 3
9826 | 6.12 | 1 | 2019-12-31 | 2020-12-31 | 365 | 7.1571 | 7
8966 | 4.59 | 1 | 2019-12-31 | 2020-12-31 | 365 | 5.3678 | 5
8241 | 6.75 | 1 | 2019-12-31 | 2020-12-31 | 365 | 7.8939 | 7
8935 | 4.59 | 1 | 2019-12-31 | 2020-12-31 | 365 | 5.3678 | 5
8222 | 4.59 | 1 | 2019-12-31 | 2020-12-31 | 365 | 5.3678 | 5
9801 | 7.395 | 1 | 2019-12-31 | 2020-12-31 | 365 | 8.6482 | 8
8231 | 5.1 | 1 | 2019-12-31 | 2020-12-31 | 365 | 5.9642 | 5
9031 | 5.865 | 1 | 2019-12-31 | 2020-12-31 | 365 | 6.8589 | 6
9813 | 3.57 | 1 | 2019-12-31 | 2020-12-31 | 365 | 4.175 | 4
8245 | 6.885 | 1 | 2019-12-31 | 2020-12-31 | 365 | 8.0517 | 8
8999 | 5.865 | 1 | 2019-12-31 | 2020-12-31 | 365 | 6.8589 | 6
9828 | 7.395 | 1 | 2019-12-31 | 2020-12-31 | 365 | 8.6482 | 8
8309 | 2.55 | 1 | 2019-12-31 | 2020-12-31 | 365 | 2.9821 | 2
9800 | 8.16 | 1 | 2019-12-31 | 2020-12-31 | 365 | 9.5428 | 9
9020 | 6.63 | 1 | 2019-12-31 | 2020-12-31 | 365 | 7.7535 | 7
9817 | 6.12 | 1 | 2019-12-31 | 2020-12-31 | 365 | 7.1571 | 7
9809 | 4.08 | 1 | 2019-12-31 | 2020-12-31 | 365 | 4.7714 | 4
9008 | 6.885 | 1 | 2019-12-31 | 2020-12-31 | 365 | 8.0517 | 8
9840 | 8.415 | 1 | 2019-12-31 | 2020-12-31 | 365 | 9.841 | 9
9004 | 5.1 | 1 | 2019-12-31 | 2020-12-31 | 365 | 5.9642 | 5
9833 | 3.315 | 1 | 2019-12-31 | 2020-12-31 | 365 | 3.8768 | 3
9804 | 9.435 | 1 | 2019-12-31 | 2020-12-31 | 365 | 11.0339 | 11
8641 | 3.315 | 1 | 2019-12-31 | 2020-12-31 | 365 | 3.8768 | 3
9838 | 9.945 | 1 | 2019-12-31 | 2020-12-31 | 365 | 11.6303 | 11
7739 | 5.25 | 1 | 2019-12-31 | 2020-12-31 | 365 | 6.1397 | 6
9835 | 6.885 | 1 | 2019-12-31 | 2020-12-31 | 365 | 8.0517 | 8
10154 | 7.905 | 1 | 2019-12-31 | 2020-12-31 | 365 | 9.2446 | 9
9517 | 6.885 | 1 | 2019-12-31 | 2020-12-31 | 365 | 8.0517 | 8
9814 | 5.865 | 1 | 2019-12-31 | 2020-12-31 | 365 | 6.8589 | 6
9839 | 3.06 | 1 | 2019-12-31 | 2020-12-31 | 365 | 3.5785 | 3
9065 | 7.395 | 1 | 2019-12-31 | 2020-12-31 | 365 | 8.6482 | 8
9854 | 5.61 | 1 | 2019-12-31 | 2020-12-31 | 365 | 6.5607 | 6
9836 | 4.08 | 1 | 2019-12-31 | 2020-12-31 | 365 | 4.7714 | 4
9806 | 6.885 | 1 | 2019-12-31 | 2020-12-31 | 365 | 8.0517 | 8
9062 | 7.65 | 1 | 2019-12-31 | 2020-12-31 | 365 | 8.9464 | 8
9061 | 2.75 | 1 | 2019-12-31 | 2020-12-31 | 365 | 3.216 | 3
9842 | 3.825 | 1 | 2019-12-31 | 2020-12-31 | 365 | 4.4732 | 4
9104 | 5.355 | 1 | 2019-12-31 | 2020-12-31 | 365 | 6.2625 | 6
9146 | 4.59 | 1 | 2019-12-31 | 2020-12-31 | 365 | 5.3678 | 5
10240 | 5.1 | 1 | 2019-12-31 | 2020-12-31 | 365 | 5.9642 | 5
9155 | 4.845 | 1 | 2019-12-31 | 2020-12-31 | 365 | 5.666 | 5
10047 | 2.55 | 1 | 2019-12-31 | 2020-12-31 | 365 | 2.9821 | 2
9759 | 7.395 | 1 | 2019-12-31 | 2020-12-31 | 365 | 8.6482 | 8
10187 | 4.845 | 1 | 2019-12-31 | 2020-12-31 | 365 | 5.666 | 5
10048 | 6.375 | 1 | 2019-12-31 | 2020-12-31 | 365 | 7.4553 | 7
9875 | 6.375 | 1 | 2019-12-31 | 2020-12-31 | 365 | 7.4553 | 7
9733 | 5.61 | 1 | 2019-12-31 | 2020-12-31 | 365 | 6.5607 | 6
9724 | 4.59 | 1 | 2019-12-31 | 2020-12-31 | 365 | 5.3678 | 5
9154 | 7.14 | 1 | 2019-12-31 | 2020-12-31 | 365 | 8.3499 | 8
10186 | 5.61 | 1 | 2019-12-31 | 2020-12-31 | 365 | 6.5607 | 6
9873 | 3.825 | 1 | 2019-12-31 | 2020-12-31 | 365 | 4.4732 | 4
10234 | 2.04 | 1 | 2019-12-31 | 2020-12-31 | 365 | 2.3857 | 2
10012 | 3.06 | 1 | 2019-12-31 | 2020-12-31 | 365 | 3.5785 | 3
9172 | 4.59 | 1 | 2019-12-31 | 2020-12-31 | 365 | 5.3678 | 5
10062 | 5.865 | 1 | 2019-12-31 | 2020-12-31 | 365 | 6.8589 | 6
10023 | 9.69 | 1 | 2019-12-31 | 2020-12-31 | 365 | 11.3321 | 11
10243 | 7.14 | 1 | 2019-12-31 | 2020-12-31 | 365 | 8.3499 | 8
9175 | 3.57 | 1 | 2019-12-31 | 2020-12-31 | 365 | 4.175 | 4
9182 | 4.08 | 1 | 2019-12-31 | 2020-12-31 | 365 | 4.7714 | 4
10073 | 8.16 | 1 | 2019-12-31 | 2020-12-31 | 365 | 9.5428 | 9
9178 | 3.825 | 1 | 2019-12-31 | 2020-12-31 | 365 | 4.4732 | 4
9170 | 4.335 | 1 | 2019-12-31 | 2020-12-31 | 365 | 5.0696 | 5
9989 | 4.08 | 1 | 2019-12-31 | 2020-12-31 | 365 | 4.7714 | 4
9189 | 4.335 | 1 | 2019-12-31 | 2020-12-31 | 365 | 5.0696 | 5
9535 | 7.65 | 1 | 2019-12-31 | 2020-12-31 | 365 | 8.9464 | 8
10057 | 3.315 | 1 | 2019-12-31 | 2020-12-31 | 365 | 3.8768 | 3
9936 | 6.885 | 1 | 2019-12-31 | 2020-12-31 | 365 | 8.0517 | 8
9982 | 6.885 | 1 | 2019-12-31 | 2020-12-31 | 365 | 8.0517 | 8
10013 | 3.06 | 1 | 2019-12-31 | 2020-12-31 | 365 | 3.5785 | 3
9561 | 5.355 | 1 | 2019-12-31 | 2020-12-31 | 365 | 6.2625 | 6
10014 | 6.12 | 1 | 2019-12-31 | 2020-12-31 | 365 | 7.1571 | 7
10279 | 4.845 | 1 | 2019-12-31 | 2020-12-31 | 365 | 5.666 | 5
9574 | 5.61 | 1 | 2019-12-31 | 2020-12-31 | 365 | 6.5607 | 6
9973 | 4.845 | 1 | 2019-12-31 | 2020-12-31 | 365 | 5.666 | 5
9969 | 2.55 | 1 | 2019-12-31 | 2020-12-31 | 365 | 2.9821 | 2
9994 | 4.08 | 1 | 2019-12-31 | 2020-12-31 | 365 | 4.7714 | 4
9737 | 4.59 | 1 | 2019-12-31 | 2020-12-31 | 365 | 5.3678 | 5
10114 | 2.55 | 1 | 2019-12-31 | 2020-12-31 | 365 | 2.9821 | 2
10040 | 4.59 | 1 | 2019-12-31 | 2020-12-31 | 365 | 5.3678 | 5
9702 | 7 | 1 | 2019-12-31 | 2020-12-31 | 365 | 8.1862 | 8
10000 | 6.375 | 1 | 2019-12-31 | 2020-12-31 | 365 | 7.4553 | 7
10007 | 8.16 | 1 | 2019-12-31 | 2020-12-31 | 365 | 9.5428 | 9
10083 | 5.865 | 1 | 2019-12-31 | 2020-12-31 | 365 | 6.8589 | 6
10054 | 5.61 | 1 | 2019-12-31 | 2020-12-31 | 365 | 6.5607 | 6
9022 | 7.5 | 1 | 2019-12-31 | 2020-12-31 | 365 | 8.7709 | 8
9047 | 9 | 1 | 2019-12-31 | 2020-12-31 | 365 | 10.5251 | 10
9013 | 5.865 | 1 | 2019-12-31 | 2020-12-31 | 365 | 6.8589 | 6
10105 | 5.355 | 1 | 2019-12-31 | 2020-12-31 | 365 | 6.2625 | 6
10046 | 7.905 | 1 | 2019-12-31 | 2020-12-31 | 365 | 9.2446 | 9
10084 | 8.67 | 1 | 2019-12-31 | 2020-12-31 | 365 | 10.1392 | 10
10030 | 6.12 | 1 | 2019-12-31 | 2020-12-31 | 365 | 7.1571 | 7
10075 | 6.885 | 1 | 2019-12-31 | 2020-12-31 | 365 | 8.0517 | 8
10072 | 6.885 | 1 | 2019-12-31 | 2020-12-31 | 365 | 8.0517 | 8
10063 | 4.335 | 1 | 2019-12-31 | 2020-12-31 | 365 | 5.0696 | 5
10070 | 3.57 | 1 | 2019-12-31 | 2020-12-31 | 365 | 4.175 | 4
10058 | 6.375 | 1 | 2019-12-31 | 2020-12-31 | 365 | 7.4553 | 7
9034 | 7.905 | 1 | 2019-12-31 | 2020-12-31 | 365 | 9.2446 | 9
10236 | 8.16 | 1 | 2019-12-31 | 2020-12-31 | 365 | 9.5428 | 9
10004 | 5.865 | 1 | 2019-12-31 | 2020-12-31 | 365 | 6.8589 | 6
10111 | 8.415 | 1 | 2019-12-31 | 2020-12-31 | 365 | 9.841 | 9
9978 | 5.865 | 1 | 2019-12-31 | 2020-12-31 | 365 | 6.8589 | 6
9042 | 3.06 | 1 | 2019-12-31 | 2020-12-31 | 365 | 3.5785 | 3
9939 | 4.08 | 1 | 2019-12-31 | 2020-12-31 | 365 | 4.7714 | 4
9959 | 4.59 | 1 | 2019-12-31 | 2020-12-31 | 365 | 5.3678 | 5
9984 | 9.18 | 1 | 2019-12-31 | 2020-12-31 | 365 | 10.7356 | 10
9846 | 5.355 | 1 | 2019-12-31 | 2020-12-31 | 365 | 6.2625 | 6
9935 | 5.865 | 1 | 2019-12-31 | 2020-12-31 | 365 | 6.8589 | 6
9972 | 5.61 | 1 | 2019-12-31 | 2020-12-31 | 365 | 6.5607 | 6
10103 | 3.315 | 1 | 2019-12-31 | 2020-12-31 | 365 | 3.8768 | 3
10008 | 3.57 | 1 | 2019-12-31 | 2020-12-31 | 365 | 4.175 | 4
9611 | 3.315 | 1 | 2019-12-31 | 2020-12-31 | 365 | 3.8768 | 3
9886 | 6.63 | 1 | 2019-12-31 | 2020-12-31 | 365 | 7.7535 | 7
9879 | 6.63 | 1 | 2019-12-31 | 2020-12-31 | 365 | 7.7535 | 7
10031 | 6.12 | 1 | 2019-12-31 | 2020-12-31 | 365 | 7.1571 | 7
9889 | 5.865 | 1 | 2019-12-31 | 2020-12-31 | 365 | 6.8589 | 6
9877 | 3.06 | 1 | 2019-12-31 | 2020-12-31 | 365 | 3.5785 | 3
9993 | 3.315 | 1 | 2019-12-31 | 2020-12-31 | 365 | 3.8768 | 3
9881 | 6.63 | 1 | 2019-12-31 | 2020-12-31 | 365 | 7.7535 | 7
9694 | 5.865 | 1 | 2019-12-31 | 2020-12-31 | 365 | 6.8589 | 6
10108 | 5.865 | 1 | 2019-12-31 | 2020-12-31 | 365 | 6.8589 | 6
10042 | 8.67 | 1 | 2019-12-31 | 2020-12-31 | 365 | 10.1392 | 10
10006 | 6.885 | 1 | 2019-12-31 | 2020-12-31 | 365 | 8.0517 | 8
9712 | 1.53 | 1 | 2019-12-31 | 2020-12-31 | 365 | 1.7893 | 1
10035 | 8.16 | 1 | 2019-12-31 | 2020-12-31 | 365 | 9.5428 | 9
9038 | 6.12 | 1 | 2019-12-31 | 2020-12-31 | 365 | 7.1571 | 7
9746 | 7.905 | 1 | 2019-12-31 | 2020-12-31 | 365 | 9.2446 | 9
9766 | 6.12 | 1 | 2019-12-31 | 2020-12-31 | 365 | 7.1571 | 7
9050 | 5.355 | 1 | 2019-12-31 | 2020-12-31 | 365 | 6.2625 | 6
9071 | 5.61 | 1 | 2019-12-31 | 2020-12-31 | 365 | 6.5607 | 6
9077 | 7.905 | 1 | 2019-12-31 | 2020-12-31 | 365 | 9.2446 | 9
9070 | 2.295 | 1 | 2019-12-31 | 2020-12-31 | 365 | 2.6839 | 2
9983 | 8.415 | 1 | 2019-12-31 | 2020-12-31 | 365 | 9.841 | 9
9074 | 5.61 | 1 | 2019-12-31 | 2020-12-31 | 365 | 6.5607 | 6
9073 | 6.375 | 1 | 2019-12-31 | 2020-12-31 | 365 | 7.4553 | 7
8199 | 3.57 | 1 | 2019-12-31 | 2020-12-31 | 365 | 4.175 | 4
9068 | 9.18 | 1 | 2019-12-31 | 2020-12-31 | 365 | 10.7356 | 10
9119 | 5.1 | 1 | 2019-12-31 | 2020-12-31 | 365 | 5.9642 | 5
9903 | 5.865 | 1 | 2019-12-31 | 2020-12-31 | 365 | 6.8589 | 6
9893 | 7.905 | 1 | 2019-12-31 | 2020-12-31 | 365 | 9.2446 | 9
9912 | 6.885 | 1 | 2019-12-31 | 2020-12-31 | 365 | 8.0517 | 8
9911 | 4.59 | 1 | 2019-12-31 | 2020-12-31 | 365 | 5.3678 | 5
9565 | 5.355 | 1 | 2019-12-31 | 2020-12-31 | 365 | 6.2625 | 6
9125 | 7.65 | 1 | 2019-12-31 | 2020-12-31 | 365 | 8.9464 | 8
9581 | 4.08 | 1 | 2019-12-31 | 2020-12-31 | 365 | 4.7714 | 4
9601 | 2.55 | 1 | 2019-12-31 | 2020-12-31 | 365 | 2.9821 | 2
9770 | 9.435 | 1 | 2019-12-31 | 2020-12-31 | 365 | 11.0339 | 11
9703 | 7.65 | 1 | 2019-12-31 | 2020-12-31 | 365 | 8.9464 | 8
9639 | 6.12 | 1 | 2019-12-31 | 2020-12-31 | 365 | 7.1571 | 7
9621 | 8.925 | 1 | 2019-12-31 | 2020-12-31 | 365 | 10.4374 | 10
9749 | 6.12 | 1 | 2019-12-31 | 2020-12-31 | 365 | 7.1571 | 7
9629 | 6.12 | 1 | 2019-12-31 | 2020-12-31 | 365 | 7.1571 | 7
9084 | 4.845 | 1 | 2019-12-31 | 2020-12-31 | 365 | 5.666 | 5
9087 | 5.865 | 1 | 2019-12-31 | 2020-12-31 | 365 | 6.8589 | 6
9753 | 9.18 | 1 | 2019-12-31 | 2020-12-31 | 365 | 10.7356 | 10
9097 | 5.1 | 1 | 2019-12-31 | 2020-12-31 | 365 | 5.9642 | 5
9786 | 4.59 | 1 | 2019-12-31 | 2020-12-31 | 365 | 5.3678 | 5
9138 | 3 | 1 | 2019-12-31 | 2020-12-31 | 365 | 3.5084 | 3
9132 | 6.375 | 1 | 2019-12-31 | 2020-12-31 | 365 | 7.4553 | 7
9717 | 6.375 | 1 | 2019-12-31 | 2020-12-31 | 365 | 7.4553 | 7
9135 | 9.69 | 1 | 2019-12-31 | 2020-12-31 | 365 | 11.3321 | 11
9741 | 5.1 | 1 | 2019-12-31 | 2020-12-31 | 365 | 5.9642 | 5
9659 | 4.59 | 1 | 2019-12-31 | 2020-12-31 | 365 | 5.3678 | 5
9143 | 5.1 | 1 | 2019-12-31 | 2020-12-31 | 365 | 5.9642 | 5
9730 | 4.59 | 1 | 2019-12-31 | 2020-12-31 | 365 | 5.3678 | 5
9656 | 8.925 | 1 | 2019-12-31 | 2020-12-31 | 365 | 10.4374 | 10
9141 | 6.63 | 1 | 2019-12-31 | 2020-12-31 | 365 | 7.7535 | 7
9142 | 4.08 | 1 | 2019-12-31 | 2020-12-31 | 365 | 4.7714 | 4
9616 | 9.18 | 1 | 2019-12-31 | 2020-12-31 | 365 | 10.7356 | 10
10067 | 5.5 | 1 | 2019-12-31 | 2020-12-31 | 365 | 6.432 | 6
10078 | 8.925 | 1 | 2019-12-31 | 2020-12-31 | 365 | 10.4374 | 10
10524 | 5.88 | 1 | 2019-12-31 | 2020-12-31 | 365 | 6.8764 | 6
10002 | 9.69 | 1 | 2019-12-31 | 2020-12-31 | 365 | 11.3321 | 11
10017 | 4.335 | 1 | 2019-12-31 | 2020-12-31 | 365 | 5.0696 | 5
10099 | 8.16 | 1 | 2019-12-31 | 2020-12-31 | 365 | 9.5428 | 9
10470 | 4.59 | 1 | 2019-12-31 | 2020-12-31 | 365 | 5.3678 | 5
10100 | 4.08 | 1 | 2019-12-31 | 2020-12-31 | 365 | 4.7714 | 4
10323 | 4.59 | 1 | 2019-12-31 | 2020-12-31 | 365 | 5.3678 | 5
10284 | 10 | 1 | 2019-12-31 | 2020-12-31 | 365 | 11.6946 | 11
10102 | 7.65 | 1 | 2019-12-31 | 2020-12-31 | 365 | 8.9464 | 8
10238 | 9.435 | 1 | 2019-12-31 | 2020-12-31 | 365 | 11.0339 | 11
10235 | 2.94 | 1 | 2019-12-31 | 2020-12-31 | 365 | 3.4382 | 3
10217 | 2.805 | 1 | 2019-12-31 | 2020-12-31 | 365 | 3.2803 | 3
10246 | 2.295 | 1 | 2019-12-31 | 2020-12-31 | 365 | 2.6839 | 2
10230 | 7.395 | 1 | 2019-12-31 | 2020-12-31 | 365 | 8.6482 | 8
10220 | 5.355 | 1 | 2019-12-31 | 2020-12-31 | 365 | 6.2625 | 6
10242 | 5.355 | 1 | 2019-12-31 | 2020-12-31 | 365 | 6.2625 | 6
10233 | 9.945 | 1 | 2019-12-31 | 2020-12-31 | 365 | 11.6303 | 11
8088 | 3.25 | 1 | 2019-12-31 | 2020-12-31 | 365 | 3.8007 | 3
10019 | 5.355 | 1 | 2019-12-31 | 2020-12-31 | 365 | 6.2625 | 6
10165 | 9.435 | 1 | 2019-12-31 | 2020-12-31 | 365 | 11.0339 | 11
9655 | 9.945 | 1 | 2019-12-31 | 2020-12-31 | 365 | 11.6303 | 11
10210 | 5.355 | 1 | 2019-12-31 | 2020-12-31 | 365 | 6.2625 | 6
10520 | 3 | 1 | 2019-12-31 | 2020-12-31 | 365 | 3.5084 | 3
9891 | 5.865 | 1 | 2019-12-31 | 2020-12-31 | 365 | 6.8589 | 6
10452 | 6.12 | 1 | 2019-12-31 | 2020-12-31 | 365 | 7.1571 | 7
10456 | 4.335 | 1 | 2019-12-31 | 2020-12-31 | 365 | 5.0696 | 5
9642 | 4.845 | 1 | 2019-12-31 | 2020-12-31 | 365 | 5.666 | 5
10382 | 5.355 | 1 | 2019-12-31 | 2020-12-31 | 365 | 6.2625 | 6
10458 | 2.805 | 1 | 2019-12-31 | 2020-12-31 | 365 | 3.2803 | 3
10216 | 4.59 | 1 | 2019-12-31 | 2020-12-31 | 365 | 5.3678 | 5
10436 | 8.925 | 1 | 2019-12-31 | 2020-12-31 | 365 | 10.4374 | 10
10414 | 2.295 | 1 | 2019-12-31 | 2020-12-31 | 365 | 2.6839 | 2
10406 | 4.59 | 1 | 2019-12-31 | 2020-12-31 | 365 | 5.3678 | 5
10377 | 8.67 | 1 | 2019-12-31 | 2020-12-31 | 365 | 10.1392 | 10
10419 | 9.69 | 1 | 2019-12-31 | 2020-12-31 | 365 | 11.3321 | 11
10518 | 3.57 | 1 | 2019-12-31 | 2020-12-31 | 365 | 4.175 | 4
10541 | 6.63 | 1 | 2019-12-31 | 2020-12-31 | 365 | 7.7535 | 7
10523 | 9.435 | 1 | 2019-12-31 | 2020-12-31 | 365 | 11.0339 | 11
10158 | 10 | 1 | 2019-12-31 | 2020-12-31 | 365 | 11.6946 | 11
10580 | 8.925 | 1 | 2019-12-31 | 2020-12-31 | 365 | 10.4374 | 10
10648 | 7.65 | 1 | 2019-12-31 | 2020-12-31 | 365 | 8.9464 | 8
9855 | 3.825 | 1 | 2019-12-31 | 2020-12-31 | 365 | 4.4732 | 4
10213 | 8.67 | 1 | 2019-12-31 | 2020-12-31 | 365 | 10.1392 | 10
9845 | 6.12 | 1 | 2019-12-31 | 2020-12-31 | 365 | 7.1571 | 7
9841 | 5.865 | 1 | 2019-12-31 | 2020-12-31 | 365 | 6.8589 | 6
10203 | 8.67 | 1 | 2019-12-31 | 2020-12-31 | 365 | 10.1392 | 10
9962 | 6.63 | 1 | 2019-12-31 | 2020-12-31 | 365 | 7.7535 | 7
9827 | 5.1 | 1 | 2019-12-31 | 2020-12-31 | 365 | 5.9642 | 5
9668 | 7 | 1 | 2019-12-31 | 2020-12-31 | 365 | 8.1862 | 8
10026 | 7.905 | 1 | 2019-12-31 | 2020-12-31 | 365 | 9.2446 | 9
9330 | 7.395 | 1 | 2019-12-31 | 2020-12-31 | 365 | 8.6482 | 8
9977 | 5.865 | 1 | 2019-12-31 | 2020-12-31 | 365 | 6.8589 | 6
9206 | 8.67 | 1 | 2019-12-31 | 2020-12-31 | 365 | 10.1392 | 10
9158 | 4.75 | 1 | 2019-12-31 | 2020-12-31 | 365 | 5.5549 | 5
10015 | 7.395 | 1 | 2019-12-31 | 2020-12-31 | 365 | 8.6482 | 8
9329 | 6.885 | 1 | 2019-12-31 | 2020-12-31 | 365 | 8.0517 | 8
9334 | 4.845 | 1 | 2019-12-31 | 2020-12-31 | 365 | 5.666 | 5
9734 | 4.845 | 1 | 2019-12-31 | 2020-12-31 | 365 | 5.666 | 5
9966 | 5.1 | 1 | 2019-12-31 | 2020-12-31 | 365 | 5.9642 | 5
9968 | 5.61 | 1 | 2019-12-31 | 2020-12-31 | 365 | 6.5607 | 6
9986 | 7.395 | 1 | 2019-12-31 | 2020-12-31 | 365 | 8.6482 | 8
9976 | 8.415 | 1 | 2019-12-31 | 2020-12-31 | 365 | 9.841 | 9
9743 | 4.08 | 1 | 2019-12-31 | 2020-12-31 | 365 | 4.7714 | 4
10009 | 8.16 | 1 | 2019-12-31 | 2020-12-31 | 365 | 9.5428 | 9
10085 | 7.14 | 1 | 2019-12-31 | 2020-12-31 | 365 | 8.3499 | 8
10228 | 3.06 | 1 | 2019-12-31 | 2020-12-31 | 365 | 3.5785 | 3
9715 | 6.885 | 1 | 2019-12-31 | 2020-12-31 | 365 | 8.0517 | 8
9995 | 7.14 | 1 | 2019-12-31 | 2020-12-31 | 365 | 8.3499 | 8
10188 | 5.1 | 1 | 2019-12-31 | 2020-12-31 | 365 | 5.9642 | 5
9998 | 4.59 | 1 | 2019-12-31 | 2020-12-31 | 365 | 5.3678 | 5
9748 | 2.805 | 1 | 2019-12-31 | 2020-12-31 | 365 | 3.2803 | 3
9600 | 6.885 | 1 | 2019-12-31 | 2020-12-31 | 365 | 8.0517 | 8
9961 | 9.435 | 1 | 2019-12-31 | 2020-12-31 | 365 | 11.0339 | 11
10857 | 2.55 | 1 | 2019-12-31 | 2020-12-31 | 365 | 2.9821 | 2
10859 | 7.905 | 1 | 2019-12-31 | 2020-12-31 | 365 | 9.2446 | 9
9580 | 6.12 | 1 | 2019-12-31 | 2020-12-31 | 365 | 7.1571 | 7
10860 | 6.63 | 1 | 2019-12-31 | 2020-12-31 | 365 | 7.7535 | 7
10864 | 7.905 | 1 | 2019-12-31 | 2020-12-31 | 365 | 9.2446 | 9
10862 | 4.59 | 1 | 2019-12-31 | 2020-12-31 | 365 | 5.3678 | 5
10865 | 5.865 | 1 | 2019-12-31 | 2020-12-31 | 365 | 6.8589 | 6
9583 | 3.06 | 1 | 2019-12-31 | 2020-12-31 | 365 | 3.5785 | 3
9894 | 2.805 | 1 | 2019-12-31 | 2020-12-31 | 365 | 3.2803 | 3
9885 | 2.55 | 1 | 2019-12-31 | 2020-12-31 | 365 | 2.9821 | 2
10415 | 4.08 | 1 | 2019-12-31 | 2020-12-31 | 365 | 4.7714 | 4
9910 | 9.69 | 1 | 2019-12-31 | 2020-12-31 | 365 | 11.3321 | 11
9898 | 9.435 | 1 | 2019-12-31 | 2020-12-31 | 365 | 11.0339 | 11
10321 | 8.16 | 1 | 2019-12-31 | 2020-12-31 | 365 | 9.5428 | 9
10098 | 7.105 | 1 | 2019-12-31 | 2020-12-31 | 365 | 8.309 | 8
10028 | 7.395 | 1 | 2019-12-31 | 2020-12-31 | 365 | 8.6482 | 8
10560 | 1.785 | 1 | 2019-12-31 | 2020-12-31 | 365 | 2.0875 | 2
10535 | 5.1 | 1 | 2019-12-31 | 2020-12-31 | 365 | 5.9642 | 5
10552 | 9.69 | 1 | 2019-12-31 | 2020-12-31 | 365 | 11.3321 | 11
10509 | 9.18 | 1 | 2019-12-31 | 2020-12-31 | 365 | 10.7356 | 10
10557 | 3.315 | 1 | 2019-12-31 | 2020-12-31 | 365 | 3.8768 | 3
10636 | 8.415 | 1 | 2019-12-31 | 2020-12-31 | 365 | 9.841 | 9
10538 | 5.61 | 1 | 2019-12-31 | 2020-12-31 | 365 | 6.5607 | 6
10540 | 7.395 | 1 | 2019-12-31 | 2020-12-31 | 365 | 8.6482 | 8
10542 | 6.885 | 1 | 2019-12-31 | 2020-12-31 | 365 | 8.0517 | 8
10545 | 9.31 | 1 | 2019-12-31 | 2020-12-31 | 365 | 10.8877 | 10
10563 | 7.65 | 1 | 2019-12-31 | 2020-12-31 | 365 | 8.9464 | 8
10261 | 8.415 | 1 | 2019-12-31 | 2020-12-31 | 365 | 9.841 | 9
10266 | 4.08 | 1 | 2019-12-31 | 2020-12-31 | 365 | 4.7714 | 4
10029 | 5.61 | 1 | 2019-12-31 | 2020-12-31 | 365 | 6.5607 | 6
10354 | 5.355 | 1 | 2019-12-31 | 2020-12-31 | 365 | 6.2625 | 6
8274 | 6.12 | 1 | 2019-12-31 | 2020-12-31 | 365 | 7.1571 | 7
10357 | 7.65 | 1 | 2019-12-31 | 2020-12-31 | 365 | 8.9464 | 8
9992 | 5.61 | 1 | 2019-12-31 | 2020-12-31 | 365 | 6.5607 | 6
8933 | 9.945 | 1 | 2019-12-31 | 2020-12-31 | 365 | 11.6303 | 11
9230 | 3.57 | 1 | 2019-12-31 | 2020-12-31 | 365 | 4.175 | 4
10341 | 8.67 | 1 | 2019-12-31 | 2020-12-31 | 365 | 10.1392 | 10
10343 | 7.14 | 1 | 2019-12-31 | 2020-12-31 | 365 | 8.3499 | 8
10348 | 6.885 | 1 | 2019-12-31 | 2020-12-31 | 365 | 8.0517 | 8
10350 | 4.845 | 1 | 2019-12-31 | 2020-12-31 | 365 | 5.666 | 5
8835 | 9.69 | 1 | 2019-12-31 | 2020-12-31 | 365 | 11.3321 | 11
10311 | 6.12 | 1 | 2019-12-31 | 2020-12-31 | 365 | 7.1571 | 7
10016 | 8.415 | 1 | 2019-12-31 | 2020-12-31 | 365 | 9.841 | 9
10313 | 7.65 | 1 | 2019-12-31 | 2020-12-31 | 365 | 8.9464 | 8
10430 | 6.12 | 1 | 2019-12-31 | 2020-12-31 | 365 | 7.1571 | 7
9144 | 4 | 1 | 2019-12-31 | 2020-12-31 | 365 | 4.6778 | 4
10440 | 5.865 | 1 | 2019-12-31 | 2020-12-31 | 365 | 6.8589 | 6
10386 | 7.14 | 1 | 2019-12-31 | 2020-12-31 | 365 | 8.3499 | 8
10056 | 7.65 | 1 | 2019-12-31 | 2020-12-31 | 365 | 8.9464 | 8
10427 | 8.16 | 1 | 2019-12-31 | 2020-12-31 | 365 | 9.5428 | 9
10522 | 3.57 | 1 | 2019-12-31 | 2020-12-31 | 365 | 4.175 | 4
10411 | 9.435 | 1 | 2019-12-31 | 2020-12-31 | 365 | 11.0339 | 11
9508 | 1.53 | 1 | 2019-12-31 | 2020-12-31 | 365 | 1.7893 | 1
9602 | 3.315 | 1 | 2019-12-31 | 2020-12-31 | 365 | 3.8768 | 3
10409 | 5.865 | 1 | 2019-12-31 | 2020-12-31 | 365 | 6.8589 | 6
10113 | 8.16 | 1 | 2019-12-31 | 2020-12-31 | 365 | 9.5428 | 9
11340 | 8.925 | 1 | 2019-12-31 | 2020-12-31 | 365 | 10.4374 | 10
11343 | 8.415 | 1 | 2019-12-31 | 2020-12-31 | 365 | 9.841 | 9
11344 | 7.65 | 1 | 2019-12-31 | 2020-12-31 | 365 | 8.9464 | 8
11349 | 4.9 | 1 | 2019-12-31 | 2020-12-31 | 365 | 5.7304 | 5
11358 | 6.375 | 1 | 2019-12-31 | 2020-12-31 | 365 | 7.4553 | 7
11350 | 8.16 | 1 | 2019-12-31 | 2020-12-31 | 365 | 9.5428 | 9
11363 | 4.08 | 1 | 2019-12-31 | 2020-12-31 | 365 | 4.7714 | 4
11357 | 5.39 | 1 | 2019-12-31 | 2020-12-31 | 365 | 6.3034 | 6
11353 | 6 | 1 | 2019-12-31 | 2020-12-31 | 365 | 7.0168 | 7
11361 | 8.16 | 1 | 2019-12-31 | 2020-12-31 | 365 | 9.5428 | 9
11381 | 7.905 | 1 | 2019-12-31 | 2020-12-31 | 365 | 9.2446 | 9
11384 | 4.08 | 1 | 2019-12-31 | 2020-12-31 | 365 | 4.7714 | 4
12064 | 5.61 | 1 | 2019-12-31 | 2020-12-31 | 365 | 6.5607 | 6
12036 | 7.395 | 1 | 2019-12-31 | 2020-12-31 | 365 | 8.6482 | 8
12060 | 7.395 | 1 | 2019-12-31 | 2020-12-31 | 365 | 8.6482 | 8
12095 | 5.355 | 1 | 2019-12-31 | 2020-12-31 | 365 | 6.2625 | 6
10421 | 5.865 | 1 | 2019-12-31 | 2020-12-31 | 365 | 6.8589 | 6
10445 | 5.865 | 1 | 2019-12-31 | 2020-12-31 | 365 | 6.8589 | 6
9892 | 7.14 | 1 | 2019-12-31 | 2020-12-31 | 365 | 8.3499 | 8
10429 | 5.865 | 1 | 2019-12-31 | 2020-12-31 | 365 | 6.8589 | 6
10424 | 6.12 | 1 | 2019-12-31 | 2020-12-31 | 365 | 7.1571 | 7
9850 | 9.69 | 1 | 2019-12-31 | 2020-12-31 | 365 | 11.3321 | 11
10526 | 4.845 | 1 | 2019-12-31 | 2020-12-31 | 365 | 5.666 | 5
10471 | 5.61 | 1 | 2019-12-31 | 2020-12-31 | 365 | 6.5607 | 6
10443 | 6.12 | 1 | 2019-12-31 | 2020-12-31 | 365 | 7.1571 | 7
10450 | 5.145 | 1 | 2019-12-31 | 2020-12-31 | 365 | 6.0169 | 6
10431 | 9.18 | 1 | 2019-12-31 | 2020-12-31 | 365 | 10.7356 | 10
10447 | 5.1 | 1 | 2019-12-31 | 2020-12-31 | 365 | 5.9642 | 5
10381 | 5.61 | 1 | 2019-12-31 | 2020-12-31 | 365 | 6.5607 | 6
10485 | 8.16 | 1 | 2019-12-31 | 2020-12-31 | 365 | 9.5428 | 9
10472 | 5.61 | 1 | 2019-12-31 | 2020-12-31 | 365 | 6.5607 | 6
10460 | 6.12 | 1 | 2019-12-31 | 2020-12-31 | 365 | 7.1571 | 7
10378 | 5.355 | 1 | 2019-12-31 | 2020-12-31 | 365 | 6.2625 | 6
10503 | 5.355 | 1 | 2019-12-31 | 2020-12-31 | 365 | 6.2625 | 6
10416 | 3.825 | 1 | 2019-12-31 | 2020-12-31 | 365 | 4.4732 | 4
10477 | 8.415 | 1 | 2019-12-31 | 2020-12-31 | 365 | 9.841 | 9
10475 | 9.435 | 1 | 2019-12-31 | 2020-12-31 | 365 | 11.0339 | 11
10517 | 5.865 | 1 | 2019-12-31 | 2020-12-31 | 365 | 6.8589 | 6
10403 | 6.63 | 1 | 2019-12-31 | 2020-12-31 | 365 | 7.7535 | 7
10493 | 5.61 | 1 | 2019-12-31 | 2020-12-31 | 365 | 6.5607 | 6
10498 | 4.59 | 1 | 2019-12-31 | 2020-12-31 | 365 | 5.3678 | 5
10374 | 4.335 | 1 | 2019-12-31 | 2020-12-31 | 365 | 5.0696 | 5
10480 | 3.315 | 1 | 2019-12-31 | 2020-12-31 | 365 | 3.8768 | 3
8213 | 6.12 | 1 | 2019-12-31 | 2020-12-31 | 365 | 7.1571 | 7
10584 | 2.805 | 1 | 2019-12-31 | 2020-12-31 | 365 | 3.2803 | 3
10583 | 9.69 | 1 | 2019-12-31 | 2020-12-31 | 365 | 11.3321 | 11
10586 | 6.375 | 1 | 2019-12-31 | 2020-12-31 | 365 | 7.4553 | 7
10544 | 5.1 | 1 | 2019-12-31 | 2020-12-31 | 365 | 5.9642 | 5
10539 | 6.12 | 1 | 2019-12-31 | 2020-12-31 | 365 | 7.1571 | 7
10578 | 4.59 | 1 | 2019-12-31 | 2020-12-31 | 365 | 5.3678 | 5
10566 | 6.63 | 1 | 2019-12-31 | 2020-12-31 | 365 | 7.7535 | 7
10570 | 6.12 | 1 | 2019-12-31 | 2020-12-31 | 365 | 7.1571 | 7
9963 | 7.14 | 1 | 2019-12-31 | 2020-12-31 | 365 | 8.3499 | 8
10564 | 6.63 | 1 | 2019-12-31 | 2020-12-31 | 365 | 7.7535 | 7
10037 | 7.395 | 1 | 2019-12-31 | 2020-12-31 | 365 | 8.6482 | 8
10548 | 2.04 | 1 | 2019-12-31 | 2020-12-31 | 365 | 2.3857 | 2
10809 | 4.5 | 1 | 2019-12-31 | 2020-12-31 | 365 | 5.2626 | 5
10795 | 6.12 | 1 | 2019-12-31 | 2020-12-31 | 365 | 7.1571 | 7
10831 | 5.355 | 1 | 2019-12-31 | 2020-12-31 | 365 | 6.2625 | 6
10813 | 5.865 | 1 | 2019-12-31 | 2020-12-31 | 365 | 6.8589 | 6
10791 | 8.415 | 1 | 2019-12-31 | 2020-12-31 | 365 | 9.841 | 9
10815 | 4.845 | 1 | 2019-12-31 | 2020-12-31 | 365 | 5.666 | 5
10896 | 9.69 | 1 | 2019-12-31 | 2020-12-31 | 365 | 11.3321 | 11
11178 | 4.335 | 1 | 2019-12-31 | 2020-12-31 | 365 | 5.0696 | 5
11182 | 5.1 | 1 | 2019-12-31 | 2020-12-31 | 365 | 5.9642 | 5
10558 | 5.865 | 1 | 2019-12-31 | 2020-12-31 | 365 | 6.8589 | 6
11174 | 8.33 | 1 | 2019-12-31 | 2020-12-31 | 365 | 9.7416 | 9
10577 | 9.945 | 1 | 2019-12-31 | 2020-12-31 | 365 | 11.6303 | 11
10574 | 6.63 | 1 | 2019-12-31 | 2020-12-31 | 365 | 7.7535 | 7
10550 | 4.335 | 1 | 2019-12-31 | 2020-12-31 | 365 | 5.0696 | 5
10565 | 5.88 | 1 | 2019-12-31 | 2020-12-31 | 365 | 6.8764 | 6
10556 | 6.12 | 1 | 2019-12-31 | 2020-12-31 | 365 | 7.1571 | 7
10652 | 5.865 | 1 | 2019-12-31 | 2020-12-31 | 365 | 6.8589 | 6
10780 | 9.945 | 1 | 2019-12-31 | 2020-12-31 | 365 | 11.6303 | 11
10779 | 7.65 | 1 | 2019-12-31 | 2020-12-31 | 365 | 8.9464 | 8
10778 | 9.18 | 1 | 2019-12-31 | 2020-12-31 | 365 | 10.7356 | 10
10777 | 5.355 | 1 | 2019-12-31 | 2020-12-31 | 365 | 6.2625 | 6
10650 | 2.805 | 1 | 2019-12-31 | 2020-12-31 | 365 | 3.2803 | 3
10833 | 7.65 | 1 | 2019-12-31 | 2020-12-31 | 365 | 8.9464 | 8
10894 | 7.65 | 1 | 2019-12-31 | 2020-12-31 | 365 | 8.9464 | 8
10897 | 5.355 | 1 | 2019-12-31 | 2020-12-31 | 365 | 6.2625 | 6
10900 | 7.14 | 1 | 2019-12-31 | 2020-12-31 | 365 | 8.3499 | 8
10902 | 4.59 | 1 | 2019-12-31 | 2020-12-31 | 365 | 5.3678 | 5
10913 | 5.61 | 1 | 2019-12-31 | 2020-12-31 | 365 | 6.5607 | 6
11083 | 3.315 | 1 | 2019-12-31 | 2020-12-31 | 365 | 3.8768 | 3
10905 | 8.16 | 1 | 2019-12-31 | 2020-12-31 | 365 | 9.5428 | 9
10926 | 8.67 | 1 | 2019-12-31 | 2020-12-31 | 365 | 10.1392 | 10
11094 | 7.84 | 1 | 2019-12-31 | 2020-12-31 | 365 | 9.1686 | 9
11098 | 3.5 | 1 | 2019-12-31 | 2020-12-31 | 365 | 4.0931 | 4
10925 | 6.12 | 1 | 2019-12-31 | 2020-12-31 | 365 | 7.1571 | 7
11099 | 6.75 | 1 | 2019-12-31 | 2020-12-31 | 365 | 7.8939 | 7
10914 | 9.18 | 1 | 2019-12-31 | 2020-12-31 | 365 | 10.7356 | 10
11101 | 5.865 | 1 | 2019-12-31 | 2020-12-31 | 365 | 6.8589 | 6
10915 | 4.08 | 1 | 2019-12-31 | 2020-12-31 | 365 | 4.7714 | 4
11102 | 7.905 | 1 | 2019-12-31 | 2020-12-31 | 365 | 9.2446 | 9
11052 | 6.12 | 1 | 2019-12-31 | 2020-12-31 | 365 | 7.1571 | 7
11104 | 9.435 | 1 | 2019-12-31 | 2020-12-31 | 365 | 11.0339 | 11
11056 | 8.67 | 1 | 2019-12-31 | 2020-12-31 | 365 | 10.1392 | 10
11058 | 6.63 | 1 | 2019-12-31 | 2020-12-31 | 365 | 7.7535 | 7
11059 | 8.16 | 1 | 2019-12-31 | 2020-12-31 | 365 | 9.5428 | 9
11108 | 9.435 | 1 | 2019-12-31 | 2020-12-31 | 365 | 11.0339 | 11
11109 | 3.57 | 1 | 2019-12-31 | 2020-12-31 | 365 | 4.175 | 4
11110 | 6.885 | 1 | 2019-12-31 | 2020-12-31 | 365 | 8.0517 | 8
10907 | 9.435 | 1 | 2019-12-31 | 2020-12-31 | 365 | 11.0339 | 11
11113 | 7.14 | 1 | 2019-12-31 | 2020-12-31 | 365 | 8.3499 | 8
11115 | 6.375 | 1 | 2019-12-31 | 2020-12-31 | 365 | 7.4553 | 7
10895 | 2.55 | 1 | 2019-12-31 | 2020-12-31 | 365 | 2.9821 | 2
11223 | 5.355 | 1 | 2019-12-31 | 2020-12-31 | 365 | 6.2625 | 6
11228 | 8.16 | 1 | 2019-12-31 | 2020-12-31 | 365 | 9.5428 | 9
11252 | 4.845 | 1 | 2019-12-31 | 2020-12-31 | 365 | 5.666 | 5
11256 | 3.675 | 1 | 2019-12-31 | 2020-12-31 | 365 | 4.2978 | 4
11260 | 4.335 | 1 | 2019-12-31 | 2020-12-31 | 365 | 5.0696 | 5
11267 | 4.08 | 1 | 2019-12-31 | 2020-12-31 | 365 | 4.7714 | 4
10594 | 5.1 | 1 | 2019-12-31 | 2020-12-31 | 365 | 5.9642 | 5
10592 | 4.845 | 1 | 2019-12-31 | 2020-12-31 | 365 | 5.666 | 5
11220 | 5.865 | 1 | 2019-12-31 | 2020-12-31 | 365 | 6.8589 | 6
9623 | 6.12 | 1 | 2019-12-31 | 2020-12-31 | 365 | 7.1571 | 7
10536 | 4.335 | 1 | 2019-12-31 | 2020-12-31 | 365 | 5.0696 | 5
10021 | 5.61 | 1 | 2019-12-31 | 2020-12-31 | 365 | 6.5607 | 6
10474 | 7.395 | 1 | 2019-12-31 | 2020-12-31 | 365 | 8.6482 | 8
10863 | 5.61 | 1 | 2019-12-31 | 2020-12-31 | 365 | 6.5607 | 6
10899 | 3.57 | 1 | 2019-12-31 | 2020-12-31 | 365 | 4.175 | 4
9624 | 4.5 | 1 | 2019-12-31 | 2020-12-31 | 365 | 5.2626 | 5
8936 | 8.415 | 1 | 2019-12-31 | 2020-12-31 | 365 | 9.841 | 9
11432 | 6.12 | 1 | 2019-12-31 | 2020-12-31 | 365 | 7.1571 | 7
11409 | 5.355 | 1 | 2019-12-31 | 2020-12-31 | 365 | 6.2625 | 6
11939 | 9.18 | 1 | 2019-12-31 | 2020-12-31 | 365 | 10.7356 | 10
11406 | 4.845 | 1 | 2019-12-31 | 2020-12-31 | 365 | 5.666 | 5
11392 | 4.845 | 1 | 2019-12-31 | 2020-12-31 | 365 | 5.666 | 5
11395 | 7.14 | 1 | 2019-12-31 | 2020-12-31 | 365 | 8.3499 | 8
11400 | 6.885 | 1 | 2019-12-31 | 2020-12-31 | 365 | 8.0517 | 8
11398 | 3.57 | 1 | 2019-12-31 | 2020-12-31 | 365 | 4.175 | 4
11404 | 8.415 | 1 | 2019-12-31 | 2020-12-31 | 365 | 9.841 | 9
12188 | 7.65 | 1 | 2019-12-31 | 2020-12-31 | 365 | 8.9464 | 8
11408 | 6.885 | 1 | 2019-12-31 | 2020-12-31 | 365 | 8.0517 | 8
12077 | 4.59 | 1 | 2019-12-31 | 2020-12-31 | 365 | 5.3678 | 5
12088 | 6.885 | 1 | 2019-12-31 | 2020-12-31 | 365 | 8.0517 | 8
9375 | 4.08 | 1 | 2019-12-31 | 2020-12-31 | 365 | 4.7714 | 4
11504 | 6.12 | 1 | 2019-12-31 | 2020-12-31 | 365 | 7.1571 | 7
11920 | 7.65 | 1 | 2019-12-31 | 2020-12-31 | 365 | 8.9464 | 8
11943 | 5.865 | 1 | 2019-12-31 | 2020-12-31 | 365 | 6.8589 | 6
11929 | 3.315 | 1 | 2019-12-31 | 2020-12-31 | 365 | 3.8768 | 3
11930 | 7.65 | 1 | 2019-12-31 | 2020-12-31 | 365 | 8.9464 | 8
12322 | 4.41 | 1 | 2019-12-31 | 2020-12-31 | 365 | 5.1573 | 5
12308 | 3.57 | 1 | 2019-12-31 | 2020-12-31 | 365 | 4.175 | 4
11926 | 4.59 | 1 | 2019-12-31 | 2020-12-31 | 365 | 5.3678 | 5
11958 | 2.295 | 1 | 2019-12-31 | 2020-12-31 | 365 | 2.6839 | 2
11924 | 7.595 | 1 | 2019-12-31 | 2020-12-31 | 365 | 8.882 | 8
11949 | 2.55 | 1 | 2019-12-31 | 2020-12-31 | 365 | 2.9821 | 2
11960 | 8.82 | 1 | 2019-12-31 | 2020-12-31 | 365 | 10.3146 | 10
11927 | 4.08 | 1 | 2019-12-31 | 2020-12-31 | 365 | 4.7714 | 4
11975 | 7.14 | 1 | 2019-12-31 | 2020-12-31 | 365 | 8.3499 | 8
11937 | 5.1 | 1 | 2019-12-31 | 2020-12-31 | 365 | 5.9642 | 5
11951 | 5.1 | 1 | 2019-12-31 | 2020-12-31 | 365 | 5.9642 | 5
11961 | 6.63 | 1 | 2019-12-31 | 2020-12-31 | 365 | 7.7535 | 7
11948 | 4.845 | 1 | 2019-12-31 | 2020-12-31 | 365 | 5.666 | 5
11931 | 2.805 | 1 | 2019-12-31 | 2020-12-31 | 365 | 3.2803 | 3
11974 | 8.82 | 1 | 2019-12-31 | 2020-12-31 | 365 | 10.3146 | 10
11990 | 8.925 | 1 | 2019-12-31 | 2020-12-31 | 365 | 10.4374 | 10
11987 | 4.59 | 1 | 2019-12-31 | 2020-12-31 | 365 | 5.3678 | 5
11984 | 9.18 | 1 | 2019-12-31 | 2020-12-31 | 365 | 10.7356 | 10
11986 | 5.865 | 1 | 2019-12-31 | 2020-12-31 | 365 | 6.8589 | 6
12002 | 3.825 | 1 | 2019-12-31 | 2020-12-31 | 365 | 4.4732 | 4
12028 | 7.905 | 1 | 2019-12-31 | 2020-12-31 | 365 | 9.2446 | 9
11993 | 4.335 | 1 | 2019-12-31 | 2020-12-31 | 365 | 5.0696 | 5
12026 | 9.69 | 1 | 2019-12-31 | 2020-12-31 | 365 | 11.3321 | 11
11998 | 5.61 | 1 | 2019-12-31 | 2020-12-31 | 365 | 6.5607 | 6
12023 | 4.845 | 1 | 2019-12-31 | 2020-12-31 | 365 | 5.666 | 5
11978 | 6.63 | 1 | 2019-12-31 | 2020-12-31 | 365 | 7.7535 | 7
11965 | 5.145 | 1 | 2019-12-31 | 2020-12-31 | 365 | 6.0169 | 6
12006 | 3.06 | 1 | 2019-12-31 | 2020-12-31 | 365 | 3.5785 | 3
11941 | 6.375 | 1 | 2019-12-31 | 2020-12-31 | 365 | 7.4553 | 7
11933 | 8.925 | 1 | 2019-12-31 | 2020-12-31 | 365 | 10.4374 | 10
12015 | 7.65 | 1 | 2019-12-31 | 2020-12-31 | 365 | 8.9464 | 8
11925 | 9.945 | 1 | 2019-12-31 | 2020-12-31 | 365 | 11.6303 | 11
11967 | 6.375 | 1 | 2019-12-31 | 2020-12-31 | 365 | 7.4553 | 7
9756 | 5.865 | 1 | 2019-12-31 | 2020-12-31 | 365 | 6.8589 | 6
11970 | 4.08 | 1 | 2019-12-31 | 2020-12-31 | 365 | 4.7714 | 4
11952 | 7.905 | 1 | 2019-12-31 | 2020-12-31 | 365 | 9.2446 | 9
12001 | 2.04 | 1 | 2019-12-31 | 2020-12-31 | 365 | 2.3857 | 2
11932 | 1.785 | 1 | 2019-12-31 | 2020-12-31 | 365 | 2.0875 | 2
11976 | 8.16 | 1 | 2019-12-31 | 2020-12-31 | 365 | 9.5428 | 9
11959 | 7.905 | 1 | 2019-12-31 | 2020-12-31 | 365 | 9.2446 | 9
12009 | 6.375 | 1 | 2019-12-31 | 2020-12-31 | 365 | 7.4553 | 7
11226 | 7.14 | 1 | 2019-12-31 | 2020-12-31 | 365 | 8.3499 | 8
9364 | 5.1 | 1 | 2019-12-31 | 2020-12-31 | 365 | 5.9642 | 5
12056 | 8.67 | 1 | 2019-12-31 | 2020-12-31 | 365 | 10.1392 | 10
12283 | 5.75 | 1 | 2019-12-31 | 2020-12-31 | 365 | 6.7244 | 6
11979 | 3.57 | 1 | 2019-12-31 | 2020-12-31 | 365 | 4.175 | 4
12777 | 7.65 | 1 | 2019-12-31 | 2020-12-31 | 365 | 8.9464 | 8
11923 | 4.08 | 1 | 2019-12-31 | 2020-12-31 | 365 | 4.7714 | 4
9710 | 7.905 | 1 | 2019-12-31 | 2020-12-31 | 365 | 9.2446 | 9
12010 | 10.965 | 1 | 2019-12-31 | 2020-12-31 | 365 | 12.8231 | 12
12024 | 11.22 | 1 | 2019-12-31 | 2020-12-31 | 365 | 13.1213 | 13
11971 | 10.71 | 1 | 2019-12-31 | 2020-12-31 | 365 | 12.5249 | 12
11982 | 10.2 | 1 | 2019-12-31 | 2020-12-31 | 365 | 11.9285 | 11
11173 | 11.475 | 1 | 2019-12-31 | 2020-12-31 | 365 | 13.4196 | 13
9719 | 10.2 | 1 | 2019-12-31 | 2020-12-31 | 365 | 11.9285 | 11
11146 | 11.73 | 1 | 2019-12-31 | 2020-12-31 | 365 | 13.7178 | 13
12027 | 10.5 | 1 | 2019-12-31 | 2020-12-31 | 365 | 12.2793 | 12
14179 | 11.73 | 1 | 2019-12-31 | 2020-12-31 | 365 | 13.7178 | 13
14174 | 15.3 | 1 | 2019-12-31 | 2020-12-31 | 365 | 17.8927 | 17
11263 | 10.2 | 1 | 2019-12-31 | 2020-12-31 | 365 | 11.9285 | 11
9636 | 11.985 | 1 | 2019-12-31 | 2020-12-31 | 365 | 14.016 | 14
9541 | 10.2 | 1 | 2019-12-31 | 2020-12-31 | 365 | 11.9285 | 11
9233 | 10.965 | 1 | 2019-12-31 | 2020-12-31 | 365 | 12.8231 | 12
8823 | 13.005 | 1 | 2019-12-31 | 2020-12-31 | 365 | 15.2088 | 15
8632 | 10.2 | 1 | 2019-12-31 | 2020-12-31 | 365 | 11.9285 | 11
9469 | 12.24 | 1 | 2019-12-31 | 2020-12-31 | 365 | 14.3142 | 14
9532 | 16.32 | 1 | 2019-12-31 | 2020-12-31 | 365 | 19.0856 | 19
9569 | 13.005 | 1 | 2019-12-31 | 2020-12-31 | 365 | 15.2088 | 15
9747 | 14.535 | 1 | 2019-12-31 | 2020-12-31 | 365 | 16.9981 | 16
8722 | 11.22 | 1 | 2019-12-31 | 2020-12-31 | 365 | 13.1213 | 13
11105 | 11.73 | 1 | 2019-12-31 | 2020-12-31 | 365 | 13.7178 | 13
9215 | 11.475 | 1 | 2019-12-31 | 2020-12-31 | 365 | 13.4196 | 13
8572 | 10.455 | 1 | 2019-12-31 | 2020-12-31 | 365 | 12.2267 | 12
8745 | 13.26 | 1 | 2019-12-31 | 2020-12-31 | 365 | 15.507 | 15
8748 | 12.24 | 1 | 2019-12-31 | 2020-12-31 | 365 | 14.3142 | 14
8810 | 13.26 | 1 | 2019-12-31 | 2020-12-31 | 365 | 15.507 | 15
8568 | 11.73 | 1 | 2019-12-31 | 2020-12-31 | 365 | 13.7178 | 13
8619 | 13.26 | 1 | 2019-12-31 | 2020-12-31 | 365 | 15.507 | 15
9432 | 10.965 | 1 | 2019-12-31 | 2020-12-31 | 365 | 12.8231 | 12
8772 | 10.965 | 1 | 2019-12-31 | 2020-12-31 | 365 | 12.8231 | 12
8989 | 14.79 | 1 | 2019-12-31 | 2020-12-31 | 365 | 17.2963 | 17
8785 | 12.75 | 1 | 2019-12-31 | 2020-12-31 | 365 | 14.9106 | 14
8490 | 17.34 | 1 | 2019-12-31 | 2020-12-31 | 365 | 20.2784 | 20
9337 | 10.2 | 1 | 2019-12-31 | 2020-12-31 | 365 | 11.9285 | 11
9339 | 17.595 | 1 | 2019-12-31 | 2020-12-31 | 365 | 20.5766 | 20
9306 | 11.22 | 1 | 2019-12-31 | 2020-12-31 | 365 | 13.1213 | 13
9307 | 14.5 | 1 | 2019-12-31 | 2020-12-31 | 365 | 16.9572 | 16
9303 | 12.24 | 1 | 2019-12-31 | 2020-12-31 | 365 | 14.3142 | 14
9351 | 12.75 | 1 | 2019-12-31 | 2020-12-31 | 365 | 14.9106 | 14
9239 | 11.73 | 1 | 2019-12-31 | 2020-12-31 | 365 | 13.7178 | 13
9232 | 10.2 | 1 | 2019-12-31 | 2020-12-31 | 365 | 11.9285 | 11
9408 | 16.5 | 1 | 2019-12-31 | 2020-12-31 | 365 | 19.2961 | 19
9301 | 13.77 | 1 | 2019-12-31 | 2020-12-31 | 365 | 16.1035 | 16
9274 | 13.26 | 1 | 2019-12-31 | 2020-12-31 | 365 | 15.507 | 15
9290 | 10.2 | 1 | 2019-12-31 | 2020-12-31 | 365 | 11.9285 | 11
9366 | 10.2 | 1 | 2019-12-31 | 2020-12-31 | 365 | 11.9285 | 11
9332 | 14.75 | 1 | 2019-12-31 | 2020-12-31 | 365 | 17.2495 | 17
8642 | 16.83 | 1 | 2019-12-31 | 2020-12-31 | 365 | 19.682 | 19
9359 | 12.495 | 1 | 2019-12-31 | 2020-12-31 | 365 | 14.6124 | 14
9283 | 15.75 | 1 | 2019-12-31 | 2020-12-31 | 365 | 18.419 | 18
9276 | 13.25 | 1 | 2019-12-31 | 2020-12-31 | 365 | 15.4953 | 15
7538 | 10.455 | 1 | 2019-12-31 | 2020-12-31 | 365 | 12.2267 | 12
9262 | 10.5 | 1 | 2019-12-31 | 2020-12-31 | 365 | 12.2793 | 12
9269 | 10.455 | 1 | 2019-12-31 | 2020-12-31 | 365 | 12.2267 | 12
9311 | 11.5 | 1 | 2019-12-31 | 2020-12-31 | 365 | 13.4488 | 13
9328 | 11.73 | 1 | 2019-12-31 | 2020-12-31 | 365 | 13.7178 | 13
8879 | 11.22 | 1 | 2019-12-31 | 2020-12-31 | 365 | 13.1213 | 13
9234 | 10.71 | 1 | 2019-12-31 | 2020-12-31 | 365 | 12.5249 | 12
9249 | 14.75 | 1 | 2019-12-31 | 2020-12-31 | 365 | 17.2495 | 17
9259 | 12.75 | 1 | 2019-12-31 | 2020-12-31 | 365 | 14.9106 | 14
9246 | 14.75 | 1 | 2019-12-31 | 2020-12-31 | 365 | 17.2495 | 17
9247 | 14.535 | 1 | 2019-12-31 | 2020-12-31 | 365 | 16.9981 | 16
9309 | 12.495 | 1 | 2019-12-31 | 2020-12-31 | 365 | 14.6124 | 14
9243 | 10.71 | 1 | 2019-12-31 | 2020-12-31 | 365 | 12.5249 | 12
9231 | 14.025 | 1 | 2019-12-31 | 2020-12-31 | 365 | 16.4017 | 16
9157 | 13.25 | 1 | 2019-12-31 | 2020-12-31 | 365 | 15.4953 | 15
8621 | 13.005 | 1 | 2019-12-31 | 2020-12-31 | 365 | 15.2088 | 15
8616 | 11.475 | 1 | 2019-12-31 | 2020-12-31 | 365 | 13.4196 | 13
9151 | 10.25 | 1 | 2019-12-31 | 2020-12-31 | 365 | 11.987 | 11
9147 | 11.5 | 1 | 2019-12-31 | 2020-12-31 | 365 | 13.4488 | 13
9139 | 10.2 | 1 | 2019-12-31 | 2020-12-31 | 365 | 11.9285 | 11
9130 | 11.475 | 1 | 2019-12-31 | 2020-12-31 | 365 | 13.4196 | 13
9012 | 13.515 | 1 | 2019-12-31 | 2020-12-31 | 365 | 15.8053 | 15
8459 | 11.475 | 1 | 2019-12-31 | 2020-12-31 | 365 | 13.4196 | 13
8472 | 10.965 | 1 | 2019-12-31 | 2020-12-31 | 365 | 12.8231 | 12
9134 | 10.455 | 1 | 2019-12-31 | 2020-12-31 | 365 | 12.2267 | 12
9124 | 17.25 | 1 | 2019-12-31 | 2020-12-31 | 365 | 20.1732 | 20
9117 | 11.73 | 1 | 2019-12-31 | 2020-12-31 | 365 | 13.7178 | 13
7560 | 11.985 | 1 | 2019-12-31 | 2020-12-31 | 365 | 14.016 | 14
9105 | 10.71 | 1 | 2019-12-31 | 2020-12-31 | 365 | 12.5249 | 12
9094 | 10.2 | 1 | 2019-12-31 | 2020-12-31 | 365 | 11.9285 | 11
9040 | 15.81 | 1 | 2019-12-31 | 2020-12-31 | 365 | 18.4892 | 18
9075 | 15 | 1 | 2019-12-31 | 2020-12-31 | 365 | 17.5419 | 17
9080 | 13.26 | 1 | 2019-12-31 | 2020-12-31 | 365 | 15.507 | 15
9086 | 13.515 | 1 | 2019-12-31 | 2020-12-31 | 365 | 15.8053 | 15
9069 | 10.535 | 1 | 2019-12-31 | 2020-12-31 | 365 | 12.3203 | 12
9072 | 11.25 | 1 | 2019-12-31 | 2020-12-31 | 365 | 13.1564 | 13
9044 | 15.555 | 1 | 2019-12-31 | 2020-12-31 | 365 | 18.191 | 18
9029 | 14.025 | 1 | 2019-12-31 | 2020-12-31 | 365 | 16.4017 | 16
9032 | 11.985 | 1 | 2019-12-31 | 2020-12-31 | 365 | 14.016 | 14
8553 | 13.515 | 1 | 2019-12-31 | 2020-12-31 | 365 | 15.8053 | 15
11980 | 10.29 | 1 | 2019-12-31 | 2020-12-31 | 365 | 12.0337 | 12
11407 | 11.73 | 1 | 2019-12-31 | 2020-12-31 | 365 | 13.7178 | 13
11356 | 15.81 | 1 | 2019-12-31 | 2020-12-31 | 365 | 18.4892 | 18
11337 | 10.71 | 1 | 2019-12-31 | 2020-12-31 | 365 | 12.5249 | 12
11197 | 10.965 | 1 | 2019-12-31 | 2020-12-31 | 365 | 12.8231 | 12
11117 | 15.555 | 1 | 2019-12-31 | 2020-12-31 | 365 | 18.191 | 18
11014 | 15.045 | 1 | 2019-12-31 | 2020-12-31 | 365 | 17.5945 | 17
11029 | 10.965 | 1 | 2019-12-31 | 2020-12-31 | 365 | 12.8231 | 12
10917 | 12.495 | 1 | 2019-12-31 | 2020-12-31 | 365 | 14.6124 | 14
10920 | 11.22 | 1 | 2019-12-31 | 2020-12-31 | 365 | 13.1213 | 13
10923 | 10.71 | 1 | 2019-12-31 | 2020-12-31 | 365 | 12.5249 | 12
10824 | 15.3 | 1 | 2019-12-31 | 2020-12-31 | 365 | 17.8927 | 17
10909 | 10.965 | 1 | 2019-12-31 | 2020-12-31 | 365 | 12.8231 | 12
10611 | 11.475 | 1 | 2019-12-31 | 2020-12-31 | 365 | 13.4196 | 13
10654 | 11.985 | 1 | 2019-12-31 | 2020-12-31 | 365 | 14.016 | 14
10814 | 11.22 | 1 | 2019-12-31 | 2020-12-31 | 365 | 13.1213 | 13
10482 | 10.2 | 1 | 2019-12-31 | 2020-12-31 | 365 | 11.9285 | 11
10561 | 15.3 | 1 | 2019-12-31 | 2020-12-31 | 365 | 17.8927 | 17
10642 | 16.83 | 1 | 2019-12-31 | 2020-12-31 | 365 | 19.682 | 19
10494 | 18.105 | 1 | 2019-12-31 | 2020-12-31 | 365 | 21.1731 | 21
10272 | 13.005 | 1 | 2019-12-31 | 2020-12-31 | 365 | 15.2088 | 15
10259 | 14.79 | 1 | 2019-12-31 | 2020-12-31 | 365 | 17.2963 | 17
10256 | 11.22 | 1 | 2019-12-31 | 2020-12-31 | 365 | 13.1213 | 13
10254 | 14.75 | 1 | 2019-12-31 | 2020-12-31 | 365 | 17.2495 | 17
10527 | 12.24 | 1 | 2019-12-31 | 2020-12-31 | 365 | 14.3142 | 14
10160 | 11.5 | 1 | 2019-12-31 | 2020-12-31 | 365 | 13.4488 | 13
10462 | 10.965 | 1 | 2019-12-31 | 2020-12-31 | 365 | 12.8231 | 12
10045 | 13.26 | 1 | 2019-12-31 | 2020-12-31 | 365 | 15.507 | 15
10345 | 11.73 | 1 | 2019-12-31 | 2020-12-31 | 365 | 13.7178 | 13
10478 | 11.475 | 1 | 2019-12-31 | 2020-12-31 | 365 | 13.4196 | 13
10442 | 14.025 | 1 | 2019-12-31 | 2020-12-31 | 365 | 16.4017 | 16
10286 | 12.75 | 1 | 2019-12-31 | 2020-12-31 | 365 | 14.9106 | 14
10367 | 15.81 | 1 | 2019-12-31 | 2020-12-31 | 365 | 18.4892 | 18
8938 | 13.005 | 1 | 2019-12-31 | 2020-12-31 | 365 | 15.2088 | 15
10339 | 10.71 | 1 | 2019-12-31 | 2020-12-31 | 365 | 12.5249 | 12
10283 | 11.475 | 1 | 2019-12-31 | 2020-12-31 | 365 | 13.4196 | 13
10294 | 11.22 | 1 | 2019-12-31 | 2020-12-31 | 365 | 13.1213 | 13
10337 | 14.025 | 1 | 2019-12-31 | 2020-12-31 | 365 | 16.4017 | 16
10277 | 11.75 | 1 | 2019-12-31 | 2020-12-31 | 365 | 13.7412 | 13
10275 | 11.475 | 1 | 2019-12-31 | 2020-12-31 | 365 | 13.4196 | 13
10274 | 13.26 | 1 | 2019-12-31 | 2020-12-31 | 365 | 15.507 | 15
10290 | 12.24 | 1 | 2019-12-31 | 2020-12-31 | 365 | 14.3142 | 14
10252 | 10.455 | 1 | 2019-12-31 | 2020-12-31 | 365 | 12.2267 | 12
10314 | 16.065 | 1 | 2019-12-31 | 2020-12-31 | 365 | 18.7874 | 18
10398 | 15.3 | 1 | 2019-12-31 | 2020-12-31 | 365 | 17.8927 | 17
10400 | 13.515 | 1 | 2019-12-31 | 2020-12-31 | 365 | 15.8053 | 15
10271 | 11.985 | 1 | 2019-12-31 | 2020-12-31 | 365 | 14.016 | 14
9751 | 10.455 | 1 | 2019-12-31 | 2020-12-31 | 365 | 12.2267 | 12
10312 | 10.25 | 1 | 2019-12-31 | 2020-12-31 | 365 | 11.987 | 11
10300 | 11.475 | 1 | 2019-12-31 | 2020-12-31 | 365 | 13.4196 | 13
9735 | 10.71 | 1 | 2019-12-31 | 2020-12-31 | 365 | 12.5249 | 12
10270 | 12.25 | 1 | 2019-12-31 | 2020-12-31 | 365 | 14.3259 | 14
10301 | 14.28 | 1 | 2019-12-31 | 2020-12-31 | 365 | 16.6999 | 16
10260 | 11.985 | 1 | 2019-12-31 | 2020-12-31 | 365 | 14.016 | 14
9731 | 13.25 | 1 | 2019-12-31 | 2020-12-31 | 365 | 15.4953 | 15
10306 | 11.22 | 1 | 2019-12-31 | 2020-12-31 | 365 | 13.1213 | 13
10309 | 10.71 | 1 | 2019-12-31 | 2020-12-31 | 365 | 12.5249 | 12
10222 | 10.2 | 1 | 2019-12-31 | 2020-12-31 | 365 | 11.9285 | 11
10289 | 10.965 | 1 | 2019-12-31 | 2020-12-31 | 365 | 12.8231 | 12
10330 | 11.22 | 1 | 2019-12-31 | 2020-12-31 | 365 | 13.1213 | 13
10292 | 14.535 | 1 | 2019-12-31 | 2020-12-31 | 365 | 16.9981 | 16
10296 | 11.73 | 1 | 2019-12-31 | 2020-12-31 | 365 | 13.7178 | 13
10281 | 15.3 | 1 | 2019-12-31 | 2020-12-31 | 365 | 17.8927 | 17
10225 | 14.025 | 1 | 2019-12-31 | 2020-12-31 | 365 | 16.4017 | 16
10285 | 17.34 | 1 | 2019-12-31 | 2020-12-31 | 365 | 20.2784 | 20
10335 | 12.75 | 1 | 2019-12-31 | 2020-12-31 | 365 | 14.9106 | 14
10101 | 10.965 | 1 | 2019-12-31 | 2020-12-31 | 365 | 12.8231 | 12
10278 | 11.25 | 1 | 2019-12-31 | 2020-12-31 | 365 | 13.1564 | 13
10326 | 10.71 | 1 | 2019-12-31 | 2020-12-31 | 365 | 12.5249 | 12
10044 | 16.83 | 1 | 2019-12-31 | 2020-12-31 | 365 | 19.682 | 19
10329 | 13.515 | 1 | 2019-12-31 | 2020-12-31 | 365 | 15.8053 | 15
10319 | 12.75 | 1 | 2019-12-31 | 2020-12-31 | 365 | 14.9106 | 14
9934 | 13.005 | 1 | 2019-12-31 | 2020-12-31 | 365 | 15.2088 | 15
10288 | 16.065 | 1 | 2019-12-31 | 2020-12-31 | 365 | 18.7874 | 18
10257 | 11.22 | 1 | 2019-12-31 | 2020-12-31 | 365 | 13.1213 | 13
9727 | 11.475 | 1 | 2019-12-31 | 2020-12-31 | 365 | 13.4196 | 13
9327 | 11.73 | 1 | 2019-12-31 | 2020-12-31 | 365 | 13.7178 | 13
8648 | 11.22 | 1 | 2019-12-31 | 2020-12-31 | 365 | 13.1213 | 13
10049 | 15.045 | 1 | 2019-12-31 | 2020-12-31 | 365 | 17.5945 | 17
10255 | 13.005 | 1 | 2019-12-31 | 2020-12-31 | 365 | 15.2088 | 15
10219 | 13.75 | 1 | 2019-12-31 | 2020-12-31 | 365 | 16.0801 | 16
10268 | 12.24 | 1 | 2019-12-31 | 2020-12-31 | 365 | 14.3142 | 14
9331 | 13.005 | 1 | 2019-12-31 | 2020-12-31 | 365 | 15.2088 | 15
10206 | 13.26 | 1 | 2019-12-31 | 2020-12-31 | 365 | 15.507 | 15
10173 | 12.24 | 1 | 2019-12-31 | 2020-12-31 | 365 | 14.3142 | 14
9109 | 13.77 | 1 | 2019-12-31 | 2020-12-31 | 365 | 16.1035 | 16
9965 | 13.77 | 1 | 2019-12-31 | 2020-12-31 | 365 | 16.1035 | 16
10201 | 10.71 | 1 | 2019-12-31 | 2020-12-31 | 365 | 12.5249 | 12
10182 | 12.495 | 1 | 2019-12-31 | 2020-12-31 | 365 | 14.6124 | 14
9878 | 12.75 | 1 | 2019-12-31 | 2020-12-31 | 365 | 14.9106 | 14
9902 | 13.26 | 1 | 2019-12-31 | 2020-12-31 | 365 | 15.507 | 15
10200 | 11.475 | 1 | 2019-12-31 | 2020-12-31 | 365 | 13.4196 | 13
10178 | 13.26 | 1 | 2019-12-31 | 2020-12-31 | 365 | 15.507 | 15
10003 | 12.75 | 1 | 2019-12-31 | 2020-12-31 | 365 | 14.9106 | 14
10172 | 13.5 | 1 | 2019-12-31 | 2020-12-31 | 365 | 15.7877 | 15
9721 | 14.025 | 1 | 2019-12-31 | 2020-12-31 | 365 | 16.4017 | 16
10202 | 10.965 | 1 | 2019-12-31 | 2020-12-31 | 365 | 12.8231 | 12
9887 | 11.76 | 1 | 2019-12-31 | 2020-12-31 | 365 | 13.7528 | 13
9577 | 13.26 | 1 | 2019-12-31 | 2020-12-31 | 365 | 15.507 | 15
10163 | 10.455 | 1 | 2019-12-31 | 2020-12-31 | 365 | 12.2267 | 12
9598 | 10.2 | 1 | 2019-12-31 | 2020-12-31 | 365 | 11.9285 | 11
10162 | 11 | 1 | 2019-12-31 | 2020-12-31 | 365 | 12.8641 | 12
9658 | 13.77 | 1 | 2019-12-31 | 2020-12-31 | 365 | 16.1035 | 16
10144 | 10.2 | 1 | 2019-12-31 | 2020-12-31 | 365 | 11.9285 | 11
10126 | 17.25 | 1 | 2019-12-31 | 2020-12-31 | 365 | 20.1732 | 20
9895 | 11.985 | 1 | 2019-12-31 | 2020-12-31 | 365 | 14.016 | 14
9899 | 15.3 | 1 | 2019-12-31 | 2020-12-31 | 365 | 17.8927 | 17
10176 | 10.5 | 1 | 2019-12-31 | 2020-12-31 | 365 | 12.2793 | 12
10079 | 12.75 | 1 | 2019-12-31 | 2020-12-31 | 365 | 14.9106 | 14
10218 | 13.515 | 1 | 2019-12-31 | 2020-12-31 | 365 | 15.8053 | 15
10123 | 16.575 | 1 | 2019-12-31 | 2020-12-31 | 365 | 19.3838 | 19
9200 | 11.73 | 1 | 2019-12-31 | 2020-12-31 | 365 | 13.7178 | 13
10061 | 13.515 | 1 | 2019-12-31 | 2020-12-31 | 365 | 15.8053 | 15
9754 | 10.965 | 1 | 2019-12-31 | 2020-12-31 | 365 | 12.8231 | 12
10077 | 10.71 | 1 | 2019-12-31 | 2020-12-31 | 365 | 12.5249 | 12
9843 | 14.79 | 1 | 2019-12-31 | 2020-12-31 | 365 | 17.2963 | 17
10065 | 12.24 | 1 | 2019-12-31 | 2020-12-31 | 365 | 14.3142 | 14
10005 | 10.2 | 1 | 2019-12-31 | 2020-12-31 | 365 | 11.9285 | 11
10215 | 10.455 | 1 | 2019-12-31 | 2020-12-31 | 365 | 12.2267 | 12
9197 | 10.2 | 1 | 2019-12-31 | 2020-12-31 | 365 | 11.9285 | 11
10209 | 12.24 | 1 | 2019-12-31 | 2020-12-31 | 365 | 14.3142 | 14
9362 | 13.005 | 1 | 2019-12-31 | 2020-12-31 | 365 | 15.2088 | 15
9729 | 14.535 | 1 | 2019-12-31 | 2020-12-31 | 365 | 16.9981 | 16
9663 | 10.2 | 1 | 2019-12-31 | 2020-12-31 | 365 | 11.9285 | 11
10169 | 12.25 | 1 | 2019-12-31 | 2020-12-31 | 365 | 14.3259 | 14
10117 | 13.005 | 1 | 2019-12-31 | 2020-12-31 | 365 | 15.2088 | 15
9091 | 12.24 | 1 | 2019-12-31 | 2020-12-31 | 365 | 14.3142 | 14
10168 | 11.475 | 1 | 2019-12-31 | 2020-12-31 | 365 | 13.4196 | 13
9015 | 11.475 | 1 | 2019-12-31 | 2020-12-31 | 365 | 13.4196 | 13
10159 | 10.25 | 1 | 2019-12-31 | 2020-12-31 | 365 | 11.987 | 11
9588 | 10.71 | 1 | 2019-12-31 | 2020-12-31 | 365 | 12.5249 | 12
10120 | 16.83 | 1 | 2019-12-31 | 2020-12-31 | 365 | 19.682 | 19
9825 | 14.79 | 1 | 2019-12-31 | 2020-12-31 | 365 | 17.2963 | 17
9100 | 10.455 | 1 | 2019-12-31 | 2020-12-31 | 365 | 12.2267 | 12
8950 | 11.73 | 1 | 2019-12-31 | 2020-12-31 | 365 | 13.7178 | 13
9866 | 13.26 | 1 | 2019-12-31 | 2020-12-31 | 365 | 15.507 | 15
8994 | 10.2 | 1 | 2019-12-31 | 2020-12-31 | 365 | 11.9285 | 11
10041 | 10.71 | 1 | 2019-12-31 | 2020-12-31 | 365 | 12.5249 | 12
10139 | 12.5 | 1 | 2019-12-31 | 2020-12-31 | 365 | 14.6182 | 14
9830 | 13.515 | 1 | 2019-12-31 | 2020-12-31 | 365 | 15.8053 | 15
8858 | 13.005 | 1 | 2019-12-31 | 2020-12-31 | 365 | 15.2088 | 15
9798 | 10.965 | 1 | 2019-12-31 | 2020-12-31 | 365 | 12.8231 | 12
9832 | 10.2 | 1 | 2019-12-31 | 2020-12-31 | 365 | 11.9285 | 11
6782 | 11.985 | 1 | 2019-12-31 | 2020-12-31 | 365 | 14.016 | 14
8943 | 11.475 | 1 | 2019-12-31 | 2020-12-31 | 365 | 13.4196 | 13
10119 | 11.22 | 1 | 2019-12-31 | 2020-12-31 | 365 | 13.1213 | 13
9059 | 14.025 | 1 | 2019-12-31 | 2020-12-31 | 365 | 16.4017 | 16
9057 | 12.75 | 1 | 2019-12-31 | 2020-12-31 | 365 | 14.9106 | 14
9228 | 13.26 | 1 | 2019-12-31 | 2020-12-31 | 365 | 15.507 | 15
10059 | 14.535 | 1 | 2019-12-31 | 2020-12-31 | 365 | 16.9981 | 16
8973 | 11.475 | 1 | 2019-12-31 | 2020-12-31 | 365 | 13.4196 | 13
10189 | 10.2 | 1 | 2019-12-31 | 2020-12-31 | 365 | 11.9285 | 11
9186 | 11.985 | 1 | 2019-12-31 | 2020-12-31 | 365 | 14.016 | 14
9193 | 10.71 | 1 | 2019-12-31 | 2020-12-31 | 365 | 12.5249 | 12
9027 | 13.005 | 1 | 2019-12-31 | 2020-12-31 | 365 | 15.2088 | 15
10071 | 12.24 | 1 | 2019-12-31 | 2020-12-31 | 365 | 14.3142 | 14
9575 | 11.22 | 1 | 2019-12-31 | 2020-12-31 | 365 | 13.1213 | 13
10132 | 10.455 | 1 | 2019-12-31 | 2020-12-31 | 365 | 12.2267 | 12
1656 | 16.32 | 1 | 2019-12-31 | 2020-12-31 | 365 | 19.0856 | 19
9145 | 10.2 | 1 | 2019-12-31 | 2020-12-31 | 365 | 11.9285 | 11
9126 | 10.2 | 1 | 2019-12-31 | 2020-12-31 | 365 | 11.9285 | 11
9627 | 10.455 | 1 | 2019-12-31 | 2020-12-31 | 365 | 12.2267 | 12
9732 | 10.965 | 1 | 2019-12-31 | 2020-12-31 | 365 | 12.8231 | 12
10036 | 12.24 | 1 | 2019-12-31 | 2020-12-31 | 365 | 14.3142 | 14
9742 | 13.515 | 1 | 2019-12-31 | 2020-12-31 | 365 | 15.8053 | 15
9045 | 15.045 | 1 | 2019-12-31 | 2020-12-31 | 365 | 17.5945 | 17
9653 | 11.75 | 1 | 2019-12-31 | 2020-12-31 | 365 | 13.7412 | 13
9797 | 14.79 | 1 | 2019-12-31 | 2020-12-31 | 365 | 17.2963 | 17
9010 | 11.22 | 1 | 2019-12-31 | 2020-12-31 | 365 | 13.1213 | 13
9064 | 11.73 | 1 | 2019-12-31 | 2020-12-31 | 365 | 13.7178 | 13
8649 | 10.2 | 1 | 2019-12-31 | 2020-12-31 | 365 | 11.9285 | 11
9548 | 11.73 | 1 | 2019-12-31 | 2020-12-31 | 365 | 13.7178 | 13
9410 | 11.73 | 1 | 2019-12-31 | 2020-12-31 | 365 | 13.7178 | 13
9793 | 12.495 | 1 | 2019-12-31 | 2020-12-31 | 365 | 14.6124 | 14
8449 | 10.2 | 1 | 2019-12-31 | 2020-12-31 | 365 | 11.9285 | 11
8233 | 10.71 | 1 | 2019-12-31 | 2020-12-31 | 365 | 12.5249 | 12
8847 | 10.455 | 1 | 2019-12-31 | 2020-12-31 | 365 | 12.2267 | 12
9216 | 11.985 | 1 | 2019-12-31 | 2020-12-31 | 365 | 14.016 | 14
9299 | 12.495 | 1 | 2019-12-31 | 2020-12-31 | 365 | 14.6124 | 14
9190 | 11.475 | 1 | 2019-12-31 | 2020-12-31 | 365 | 13.4196 | 13
8793 | 12.75 | 1 | 2019-12-31 | 2020-12-31 | 365 | 14.9106 | 14
9209 | 10.2 | 1 | 2019-12-31 | 2020-12-31 | 365 | 11.9285 | 11
9945 | 10.71 | 1 | 2019-12-31 | 2020-12-31 | 365 | 12.5249 | 12
9305 | 13.005 | 1 | 2019-12-31 | 2020-12-31 | 365 | 15.2088 | 15
8608 | 10.2 | 1 | 2019-12-31 | 2020-12-31 | 365 | 11.9285 | 11
8446 | 13.77 | 1 | 2019-12-31 | 2020-12-31 | 365 | 16.1035 | 16
8584 | 11.985 | 1 | 2019-12-31 | 2020-12-31 | 365 | 14.016 | 14
9758 | 10.2 | 1 | 2019-12-31 | 2020-12-31 | 365 | 11.9285 | 11
9223 | 11.22 | 1 | 2019-12-31 | 2020-12-31 | 365 | 13.1213 | 13
8739 | 10.71 | 1 | 2019-12-31 | 2020-12-31 | 365 | 12.5249 | 12
8797 | 10.71 | 1 | 2019-12-31 | 2020-12-31 | 365 | 12.5249 | 12
8635 | 15.81 | 1 | 2019-12-31 | 2020-12-31 | 365 | 18.4892 | 18
8639 | 10.965 | 1 | 2019-12-31 | 2020-12-31 | 365 | 12.8231 | 12
9406 | 10.2 | 1 | 2019-12-31 | 2020-12-31 | 365 | 11.9285 | 11
8577 | 10.2 | 1 | 2019-12-31 | 2020-12-31 | 365 | 11.9285 | 11
9176 | 10.2 | 1 | 2019-12-31 | 2020-12-31 | 365 | 11.9285 | 11
8731 | 11.22 | 1 | 2019-12-31 | 2020-12-31 | 365 | 13.1213 | 13
8625 | 10.2 | 1 | 2019-12-31 | 2020-12-31 | 365 | 11.9285 | 11
9674 | 14.28 | 1 | 2019-12-31 | 2020-12-31 | 365 | 16.6999 | 16
9683 | 12.75 | 1 | 2019-12-31 | 2020-12-31 | 365 | 14.9106 | 14
9116 | 10.455 | 1 | 2019-12-31 | 2020-12-31 | 365 | 12.2267 | 12
14193 | 16.83 | 1 | 2019-12-31 | 2020-12-31 | 365 | 19.682 | 19
14177 | 10.455 | 1 | 2019-12-31 | 2020-12-31 | 365 | 12.2267 | 12
14181 | 11.475 | 1 | 2019-12-31 | 2020-12-31 | 365 | 13.4196 | 13
14204 | 10.2 | 1 | 2019-12-31 | 2020-12-31 | 365 | 11.9285 | 11
16320 | 16.75 | 1 | 2019-12-31 | 2020-12-31 | 365 | 19.5885 | 19
14188 | 11.22 | 1 | 2019-12-31 | 2020-12-31 | 365 | 13.1213 | 13
8440 | 14.945 | 1 | 2019-12-31 | 2020-12-31 | 365 | 17.4776 | 17
8455 | 10.34 | 1 | 2019-12-31 | 2020-12-31 | 365 | 12.0922 | 12
7071 | 11.25 | 1 | 2019-12-31 | 2020-12-31 | 365 | 13.1564 | 13
8518 | 10.5 | 1 | 2019-12-31 | 2020-12-31 | 365 | 12.2793 | 12
8451 | 10.5 | 1 | 2019-12-31 | 2020-12-31 | 365 | 12.2793 | 12
8465 | 13.515 | 1 | 2019-12-31 | 2020-12-31 | 365 | 15.8053 | 15
11016 | 12.495 | 1 | 2019-12-31 | 2020-12-31 | 365 | 14.6124 | 14
16439 | 17.085 | 1 | 2019-12-31 | 2020-12-31 | 365 | 19.9802 | 19
10055 | 12.495 | 1 | 2019-12-31 | 2020-12-31 | 365 | 14.6124 | 14
10068 | 11.22 | 1 | 2019-12-31 | 2020-12-31 | 365 | 13.1213 | 13
9150 | 14.025 | 1 | 2019-12-31 | 2020-12-31 | 365 | 16.4017 | 16
10074 | 12.75 | 1 | 2019-12-31 | 2020-12-31 | 365 | 14.9106 | 14
12107 | 4.08 | 1 | 2019-12-31 | 2020-12-31 | 365 | 4.7714 | 4
12065 | 5.1 | 1 | 2019-12-31 | 2020-12-31 | 365 | 5.9642 | 5
12059 | 6.885 | 1 | 2019-12-31 | 2020-12-31 | 365 | 8.0517 | 8
12033 | 5.61 | 1 | 2019-12-31 | 2020-12-31 | 365 | 6.5607 | 6
12048 | 5.5 | 1 | 2019-12-31 | 2020-12-31 | 365 | 6.432 | 6
12029 | 7.395 | 1 | 2019-12-31 | 2020-12-31 | 365 | 8.6482 | 8
12066 | 5.61 | 1 | 2019-12-31 | 2020-12-31 | 365 | 6.5607 | 6
12118 | 4.9 | 1 | 2019-12-31 | 2020-12-31 | 365 | 5.7304 | 5
12042 | 4.08 | 1 | 2019-12-31 | 2020-12-31 | 365 | 4.7714 | 4
12096 | 5.355 | 1 | 2019-12-31 | 2020-12-31 | 365 | 6.2625 | 6
12089 | 7.75 | 1 | 2019-12-31 | 2020-12-31 | 365 | 9.0633 | 9
12086 | 6.125 | 1 | 2019-12-31 | 2020-12-31 | 365 | 7.1629 | 7
12098 | 4.59 | 1 | 2019-12-31 | 2020-12-31 | 365 | 5.3678 | 5
12099 | 4.08 | 1 | 2019-12-31 | 2020-12-31 | 365 | 4.7714 | 4
12090 | 4.845 | 1 | 2019-12-31 | 2020-12-31 | 365 | 5.666 | 5
12106 | 7.35 | 1 | 2019-12-31 | 2020-12-31 | 365 | 8.5955 | 8
12202 | 3.5 | 1 | 2019-12-31 | 2020-12-31 | 365 | 4.0931 | 4
12181 | 5.865 | 1 | 2019-12-31 | 2020-12-31 | 365 | 6.8589 | 6
12203 | 5.5 | 1 | 2019-12-31 | 2020-12-31 | 365 | 6.432 | 6
12175 | 4.08 | 1 | 2019-12-31 | 2020-12-31 | 365 | 4.7714 | 4
12206 | 5.865 | 1 | 2019-12-31 | 2020-12-31 | 365 | 6.8589 | 6
12094 | 9.945 | 1 | 2019-12-31 | 2020-12-31 | 365 | 11.6303 | 11
12109 | 4.845 | 1 | 2019-12-31 | 2020-12-31 | 365 | 5.666 | 5
12075 | 7.14 | 1 | 2019-12-31 | 2020-12-31 | 365 | 8.3499 | 8
12055 | 6.63 | 1 | 2019-12-31 | 2020-12-31 | 365 | 7.7535 | 7
12084 | 4.59 | 1 | 2019-12-31 | 2020-12-31 | 365 | 5.3678 | 5
12091 | 5.1 | 1 | 2019-12-31 | 2020-12-31 | 365 | 5.9642 | 5
12316 | 6.86 | 1 | 2019-12-31 | 2020-12-31 | 365 | 8.0225 | 8
12314 | 7.65 | 1 | 2019-12-31 | 2020-12-31 | 365 | 8.9464 | 8
12313 | 5.61 | 1 | 2019-12-31 | 2020-12-31 | 365 | 6.5607 | 6
12271 | 3.825 | 1 | 2019-12-31 | 2020-12-31 | 365 | 4.4732 | 4
12297 | 6.375 | 1 | 2019-12-31 | 2020-12-31 | 365 | 7.4553 | 7
12257 | 7.35 | 1 | 2019-12-31 | 2020-12-31 | 365 | 8.5955 | 8
12275 | 7.395 | 1 | 2019-12-31 | 2020-12-31 | 365 | 8.6482 | 8
12266 | 5.88 | 1 | 2019-12-31 | 2020-12-31 | 365 | 6.8764 | 6
12268 | 3.825 | 1 | 2019-12-31 | 2020-12-31 | 365 | 4.4732 | 4
12129 | 2.295 | 1 | 2019-12-31 | 2020-12-31 | 365 | 2.6839 | 2
12215 | 5.865 | 1 | 2019-12-31 | 2020-12-31 | 365 | 6.8589 | 6
12120 | 3.825 | 1 | 2019-12-31 | 2020-12-31 | 365 | 4.4732 | 4
12219 | 3.57 | 1 | 2019-12-31 | 2020-12-31 | 365 | 4.175 | 4
12093 | 6.63 | 1 | 2019-12-31 | 2020-12-31 | 365 | 7.7535 | 7
12345 | 7.65 | 1 | 2019-12-31 | 2020-12-31 | 365 | 8.9464 | 8
12353 | 7.65 | 1 | 2019-12-31 | 2020-12-31 | 365 | 8.9464 | 8
12092 | 3.825 | 1 | 2019-12-31 | 2020-12-31 | 365 | 4.4732 | 4
12318 | 4.845 | 1 | 2019-12-31 | 2020-12-31 | 365 | 5.666 | 5
12298 | 6.375 | 1 | 2019-12-31 | 2020-12-31 | 365 | 7.4553 | 7
12311 | 7.5 | 1 | 2019-12-31 | 2020-12-31 | 365 | 8.7709 | 8
12317 | 4.655 | 1 | 2019-12-31 | 2020-12-31 | 365 | 5.4438 | 5
12320 | 6.375 | 1 | 2019-12-31 | 2020-12-31 | 365 | 7.4553 | 7
12339 | 7.14 | 1 | 2019-12-31 | 2020-12-31 | 365 | 8.3499 | 8
12360 | 8.16 | 1 | 2019-12-31 | 2020-12-31 | 365 | 9.5428 | 9
12008 | 8.67 | 1 | 2019-12-31 | 2020-12-31 | 365 | 10.1392 | 10
12046 | 4.41 | 1 | 2019-12-31 | 2020-12-31 | 365 | 5.1573 | 5
12184 | 3.5 | 1 | 2019-12-31 | 2020-12-31 | 365 | 4.0931 | 4
12057 | 14.28 | 1 | 2019-12-31 | 2020-12-31 | 365 | 16.6999 | 16
12083 | 3.57 | 1 | 2019-12-31 | 2020-12-31 | 365 | 4.175 | 4
12072 | 4.335 | 1 | 2019-12-31 | 2020-12-31 | 365 | 5.0696 | 5
11999 | 6.12 | 1 | 2019-12-31 | 2020-12-31 | 365 | 7.1571 | 7
12044 | 4.845 | 1 | 2019-12-31 | 2020-12-31 | 365 | 5.666 | 5
12032 | 4.41 | 1 | 2019-12-31 | 2020-12-31 | 365 | 5.1573 | 5
12039 | 8.16 | 1 | 2019-12-31 | 2020-12-31 | 365 | 9.5428 | 9
12171 | 6.885 | 1 | 2019-12-31 | 2020-12-31 | 365 | 8.0517 | 8
12177 | 7.35 | 1 | 2019-12-31 | 2020-12-31 | 365 | 8.5955 | 8
12182 | 9.18 | 1 | 2019-12-31 | 2020-12-31 | 365 | 10.7356 | 10
12108 | 8.415 | 1 | 2019-12-31 | 2020-12-31 | 365 | 9.841 | 9
12062 | 5.5 | 1 | 2019-12-31 | 2020-12-31 | 365 | 6.432 | 6
12074 | 8.085 | 1 | 2019-12-31 | 2020-12-31 | 365 | 9.4551 | 9
12035 | 8.925 | 1 | 2019-12-31 | 2020-12-31 | 365 | 10.4374 | 10
12069 | 3.57 | 1 | 2019-12-31 | 2020-12-31 | 365 | 4.175 | 4
12051 | 7.14 | 1 | 2019-12-31 | 2020-12-31 | 365 | 8.3499 | 8
12040 | 5.1 | 1 | 2019-12-31 | 2020-12-31 | 365 | 5.9642 | 5
12113 | 9.945 | 1 | 2019-12-31 | 2020-12-31 | 365 | 11.6303 | 11
12012 | 6.63 | 1 | 2019-12-31 | 2020-12-31 | 365 | 7.7535 | 7
12194 | 1.96 | 1 | 2019-12-31 | 2020-12-31 | 365 | 2.2921 | 2
12130 | 6.63 | 1 | 2019-12-31 | 2020-12-31 | 365 | 7.7535 | 7
12186 | 8.925 | 1 | 2019-12-31 | 2020-12-31 | 365 | 10.4374 | 10
12132 | 9.69 | 1 | 2019-12-31 | 2020-12-31 | 365 | 11.3321 | 11
12124 | 6.63 | 1 | 2019-12-31 | 2020-12-31 | 365 | 7.7535 | 7
12205 | 4.5 | 1 | 2019-12-31 | 2020-12-31 | 365 | 5.2626 | 5
12217 | 5.1 | 1 | 2019-12-31 | 2020-12-31 | 365 | 5.9642 | 5
12221 | 6.125 | 1 | 2019-12-31 | 2020-12-31 | 365 | 7.1629 | 7
12214 | 6.885 | 1 | 2019-12-31 | 2020-12-31 | 365 | 8.0517 | 8
12081 | 7.905 | 1 | 2019-12-31 | 2020-12-31 | 365 | 9.2446 | 9
12216 | 7.65 | 1 | 2019-12-31 | 2020-12-31 | 365 | 8.9464 | 8
12224 | 5.355 | 1 | 2019-12-31 | 2020-12-31 | 365 | 6.2625 | 6
12138 | 3.825 | 1 | 2019-12-31 | 2020-12-31 | 365 | 4.4732 | 4
12256 | 4.59 | 1 | 2019-12-31 | 2020-12-31 | 365 | 5.3678 | 5
12114 | 5 | 1 | 2019-12-31 | 2020-12-31 | 365 | 5.8473 | 5
12250 | 7.395 | 1 | 2019-12-31 | 2020-12-31 | 365 | 8.6482 | 8
12218 | 5.61 | 1 | 2019-12-31 | 2020-12-31 | 365 | 6.5607 | 6
12235 | 4.335 | 1 | 2019-12-31 | 2020-12-31 | 365 | 5.0696 | 5
12245 | 5.865 | 1 | 2019-12-31 | 2020-12-31 | 365 | 6.8589 | 6
12244 | 5.355 | 1 | 2019-12-31 | 2020-12-31 | 365 | 6.2625 | 6
12231 | 3.675 | 1 | 2019-12-31 | 2020-12-31 | 365 | 4.2978 | 4
12227 | 6.885 | 1 | 2019-12-31 | 2020-12-31 | 365 | 8.0517 | 8
12228 | 9.69 | 1 | 2019-12-31 | 2020-12-31 | 365 | 11.3321 | 11
12334 | 6.885 | 1 | 2019-12-31 | 2020-12-31 | 365 | 8.0517 | 8
12126 | 2.805 | 1 | 2019-12-31 | 2020-12-31 | 365 | 3.2803 | 3
12207 | 6.375 | 1 | 2019-12-31 | 2020-12-31 | 365 | 7.4553 | 7
12352 | 9.555 | 1 | 2019-12-31 | 2020-12-31 | 365 | 11.1742 | 11
12243 | 8.16 | 1 | 2019-12-31 | 2020-12-31 | 365 | 9.5428 | 9
12201 | 4.59 | 1 | 2019-12-31 | 2020-12-31 | 365 | 5.3678 | 5
12358 | 6.12 | 1 | 2019-12-31 | 2020-12-31 | 365 | 7.1571 | 7
12097 | 9.31 | 1 | 2019-12-31 | 2020-12-31 | 365 | 10.8877 | 10
12363 | 2.295 | 1 | 2019-12-31 | 2020-12-31 | 365 | 2.6839 | 2
12191 | 6.12 | 1 | 2019-12-31 | 2020-12-31 | 365 | 7.1571 | 7
12295 | 7.905 | 1 | 2019-12-31 | 2020-12-31 | 365 | 9.2446 | 9
12347 | 8.16 | 1 | 2019-12-31 | 2020-12-31 | 365 | 9.5428 | 9
12222 | 9.435 | 1 | 2019-12-31 | 2020-12-31 | 365 | 11.0339 | 11
12342 | 4.59 | 1 | 2019-12-31 | 2020-12-31 | 365 | 5.3678 | 5
12343 | 3.315 | 1 | 2019-12-31 | 2020-12-31 | 365 | 3.8768 | 3
12199 | 3.92 | 1 | 2019-12-31 | 2020-12-31 | 365 | 4.5843 | 4
12786 | 3.57 | 1 | 2019-12-31 | 2020-12-31 | 365 | 4.175 | 4
12486 | 3.825 | 1 | 2019-12-31 | 2020-12-31 | 365 | 4.4732 | 4
12783 | 8.16 | 1 | 2019-12-31 | 2020-12-31 | 365 | 9.5428 | 9
12785 | 4.59 | 1 | 2019-12-31 | 2020-12-31 | 365 | 5.3678 | 5
12489 | 7.905 | 1 | 2019-12-31 | 2020-12-31 | 365 | 9.2446 | 9
12782 | 8.16 | 1 | 2019-12-31 | 2020-12-31 | 365 | 9.5428 | 9
12478 | 4.165 | 1 | 2019-12-31 | 2020-12-31 | 365 | 4.8708 | 4
12799 | 2.205 | 1 | 2019-12-31 | 2020-12-31 | 365 | 2.5787 | 2
12784 | 4.335 | 1 | 2019-12-31 | 2020-12-31 | 365 | 5.0696 | 5
12501 | 2.04 | 1 | 2019-12-31 | 2020-12-31 | 365 | 2.3857 | 2
12848 | 6.12 | 1 | 2019-12-31 | 2020-12-31 | 365 | 7.1571 | 7
12842 | 9.69 | 1 | 2019-12-31 | 2020-12-31 | 365 | 11.3321 | 11
12306 | 5.1 | 1 | 2019-12-31 | 2020-12-31 | 365 | 5.9642 | 5
12836 | 5.865 | 1 | 2019-12-31 | 2020-12-31 | 365 | 6.8589 | 6
12839 | 7.395 | 1 | 2019-12-31 | 2020-12-31 | 365 | 8.6482 | 8
12198 | 4.59 | 1 | 2019-12-31 | 2020-12-31 | 365 | 5.3678 | 5
12853 | 7.14 | 1 | 2019-12-31 | 2020-12-31 | 365 | 8.3499 | 8
12833 | 4.75 | 1 | 2019-12-31 | 2020-12-31 | 365 | 5.5549 | 5
12481 | 3.315 | 1 | 2019-12-31 | 2020-12-31 | 365 | 3.8768 | 3
12828 | 4.655 | 1 | 2019-12-31 | 2020-12-31 | 365 | 5.4438 | 5
12808 | 7.65 | 1 | 2019-12-31 | 2020-12-31 | 365 | 8.9464 | 8
12511 | 8.415 | 1 | 2019-12-31 | 2020-12-31 | 365 | 9.841 | 9
12807 | 3.315 | 1 | 2019-12-31 | 2020-12-31 | 365 | 3.8768 | 3
12525 | 7.14 | 1 | 2019-12-31 | 2020-12-31 | 365 | 8.3499 | 8
12805 | 6.885 | 1 | 2019-12-31 | 2020-12-31 | 365 | 8.0517 | 8
12803 | 3.315 | 1 | 2019-12-31 | 2020-12-31 | 365 | 3.8768 | 3
12517 | 5.865 | 1 | 2019-12-31 | 2020-12-31 | 365 | 6.8589 | 6
12861 | 3.57 | 1 | 2019-12-31 | 2020-12-31 | 365 | 4.175 | 4
12523 | 6.63 | 1 | 2019-12-31 | 2020-12-31 | 365 | 7.7535 | 7
12855 | 8.67 | 1 | 2019-12-31 | 2020-12-31 | 365 | 10.1392 | 10
12862 | 5.865 | 1 | 2019-12-31 | 2020-12-31 | 365 | 6.8589 | 6
12522 | 6.375 | 1 | 2019-12-31 | 2020-12-31 | 365 | 7.4553 | 7
12859 | 7.905 | 1 | 2019-12-31 | 2020-12-31 | 365 | 9.2446 | 9
12508 | 3.57 | 1 | 2019-12-31 | 2020-12-31 | 365 | 4.175 | 4
12857 | 6.12 | 1 | 2019-12-31 | 2020-12-31 | 365 | 7.1571 | 7
12878 | 3.43 | 1 | 2019-12-31 | 2020-12-31 | 365 | 4.0112 | 4
12519 | 2.805 | 1 | 2019-12-31 | 2020-12-31 | 365 | 3.2803 | 3
12877 | 4.41 | 1 | 2019-12-31 | 2020-12-31 | 365 | 5.1573 | 5
12880 | 6.12 | 1 | 2019-12-31 | 2020-12-31 | 365 | 7.1571 | 7
12498 | 4 | 1 | 2019-12-31 | 2020-12-31 | 365 | 4.6778 | 4
12874 | 4.08 | 1 | 2019-12-31 | 2020-12-31 | 365 | 4.7714 | 4
12879 | 7.905 | 1 | 2019-12-31 | 2020-12-31 | 365 | 9.2446 | 9
12875 | 5.865 | 1 | 2019-12-31 | 2020-12-31 | 365 | 6.8589 | 6
12515 | 7.395 | 1 | 2019-12-31 | 2020-12-31 | 365 | 8.6482 | 8
12876 | 3.315 | 1 | 2019-12-31 | 2020-12-31 | 365 | 3.8768 | 3
12535 | 3.92 | 1 | 2019-12-31 | 2020-12-31 | 365 | 4.5843 | 4
12872 | 7.905 | 1 | 2019-12-31 | 2020-12-31 | 365 | 9.2446 | 9
12873 | 7.75 | 1 | 2019-12-31 | 2020-12-31 | 365 | 9.0633 | 9
12886 | 7.65 | 1 | 2019-12-31 | 2020-12-31 | 365 | 8.9464 | 8
12893 | 7.65 | 1 | 2019-12-31 | 2020-12-31 | 365 | 8.9464 | 8
12537 | 6.86 | 1 | 2019-12-31 | 2020-12-31 | 365 | 8.0225 | 8
12536 | 5.865 | 1 | 2019-12-31 | 2020-12-31 | 365 | 6.8589 | 6
12539 | 7.395 | 1 | 2019-12-31 | 2020-12-31 | 365 | 8.6482 | 8
12533 | 6.885 | 1 | 2019-12-31 | 2020-12-31 | 365 | 8.0517 | 8
12590 | 4.08 | 1 | 2019-12-31 | 2020-12-31 | 365 | 4.7714 | 4
12584 | 6.63 | 1 | 2019-12-31 | 2020-12-31 | 365 | 7.7535 | 7
12606 | 3.315 | 1 | 2019-12-31 | 2020-12-31 | 365 | 3.8768 | 3
12607 | 4 | 1 | 2019-12-31 | 2020-12-31 | 365 | 4.6778 | 4
12593 | 4.845 | 1 | 2019-12-31 | 2020-12-31 | 365 | 5.666 | 5
12585 | 5.355 | 1 | 2019-12-31 | 2020-12-31 | 365 | 6.2625 | 6
12583 | 6.63 | 1 | 2019-12-31 | 2020-12-31 | 365 | 7.7535 | 7
12605 | 8.925 | 1 | 2019-12-31 | 2020-12-31 | 365 | 10.4374 | 10
12615 | 8.16 | 1 | 2019-12-31 | 2020-12-31 | 365 | 9.5428 | 9
12613 | 5.355 | 1 | 2019-12-31 | 2020-12-31 | 365 | 6.2625 | 6
12618 | 3.675 | 1 | 2019-12-31 | 2020-12-31 | 365 | 4.2978 | 4
12614 | 2.805 | 1 | 2019-12-31 | 2020-12-31 | 365 | 3.2803 | 3
12608 | 8.16 | 1 | 2019-12-31 | 2020-12-31 | 365 | 9.5428 | 9
12616 | 6.63 | 1 | 2019-12-31 | 2020-12-31 | 365 | 7.7535 | 7
12619 | 8.925 | 1 | 2019-12-31 | 2020-12-31 | 365 | 10.4374 | 10
12612 | 6.63 | 1 | 2019-12-31 | 2020-12-31 | 365 | 7.7535 | 7
12531 | 5.1 | 1 | 2019-12-31 | 2020-12-31 | 365 | 5.9642 | 5
12534 | 8.16 | 1 | 2019-12-31 | 2020-12-31 | 365 | 9.5428 | 9
12687 | 3.315 | 1 | 2019-12-31 | 2020-12-31 | 365 | 3.8768 | 3
12677 | 5.1 | 1 | 2019-12-31 | 2020-12-31 | 365 | 5.9642 | 5
12679 | 5.355 | 1 | 2019-12-31 | 2020-12-31 | 365 | 6.2625 | 6
12681 | 7.905 | 1 | 2019-12-31 | 2020-12-31 | 365 | 9.2446 | 9
12683 | 8.67 | 1 | 2019-12-31 | 2020-12-31 | 365 | 10.1392 | 10
12690 | 4.335 | 1 | 2019-12-31 | 2020-12-31 | 365 | 5.0696 | 5
12702 | 4.59 | 1 | 2019-12-31 | 2020-12-31 | 365 | 5.3678 | 5
12723 | 8.925 | 1 | 2019-12-31 | 2020-12-31 | 365 | 10.4374 | 10
12694 | 6.86 | 1 | 2019-12-31 | 2020-12-31 | 365 | 8.0225 | 8
12725 | 8.16 | 1 | 2019-12-31 | 2020-12-31 | 365 | 9.5428 | 9
12713 | 5.865 | 1 | 2019-12-31 | 2020-12-31 | 365 | 6.8589 | 6
12747 | 5.1 | 1 | 2019-12-31 | 2020-12-31 | 365 | 5.9642 | 5
12719 | 6.63 | 1 | 2019-12-31 | 2020-12-31 | 365 | 7.7535 | 7
12715 | 2.45 | 1 | 2019-12-31 | 2020-12-31 | 365 | 2.8652 | 2
12746 | 8.925 | 1 | 2019-12-31 | 2020-12-31 | 365 | 10.4374 | 10
12744 | 8.415 | 1 | 2019-12-31 | 2020-12-31 | 365 | 9.841 | 9
12737 | 5.61 | 1 | 2019-12-31 | 2020-12-31 | 365 | 6.5607 | 6
12599 | 6.375 | 1 | 2019-12-31 | 2020-12-31 | 365 | 7.4553 | 7
12754 | 5.355 | 1 | 2019-12-31 | 2020-12-31 | 365 | 6.2625 | 6
12759 | 2.25 | 1 | 2019-12-31 | 2020-12-31 | 365 | 2.6313 | 2
12801 | 4.335 | 1 | 2019-12-31 | 2020-12-31 | 365 | 5.0696 | 5
12787 | 5.1 | 1 | 2019-12-31 | 2020-12-31 | 365 | 5.9642 | 5
12781 | 5.88 | 1 | 2019-12-31 | 2020-12-31 | 365 | 6.8764 | 6
14318 | 13.005 | 1 | 2019-12-31 | 2020-12-31 | 365 | 15.2088 | 15
13822 | 7.65 | 1 | 2019-12-31 | 2020-12-31 | 365 | 8.9464 | 8
13736 | 7.65 | 1 | 2019-12-31 | 2020-12-31 | 365 | 8.9464 | 8
13793 | 5.355 | 1 | 2019-12-31 | 2020-12-31 | 365 | 6.2625 | 6
13316 | 6.885 | 1 | 2019-12-31 | 2020-12-31 | 365 | 8.0517 | 8
13366 | 9.435 | 1 | 2019-12-31 | 2020-12-31 | 365 | 11.0339 | 11
13323 | 7.65 | 1 | 2019-12-31 | 2020-12-31 | 365 | 8.9464 | 8
13386 | 3.75 | 1 | 2019-12-31 | 2020-12-31 | 365 | 4.3855 | 4
13395 | 8.16 | 1 | 2019-12-31 | 2020-12-31 | 365 | 9.5428 | 9
13361 | 7.14 | 1 | 2019-12-31 | 2020-12-31 | 365 | 8.3499 | 8
13474 | 9.69 | 1 | 2019-12-31 | 2020-12-31 | 365 | 11.3321 | 11
13505 | 9.435 | 1 | 2019-12-31 | 2020-12-31 | 365 | 11.0339 | 11
13406 | 5.355 | 1 | 2019-12-31 | 2020-12-31 | 365 | 6.2625 | 6
13484 | 2.55 | 1 | 2019-12-31 | 2020-12-31 | 365 | 2.9821 | 2
13498 | 6.885 | 1 | 2019-12-31 | 2020-12-31 | 365 | 8.0517 | 8
13335 | 7.905 | 1 | 2019-12-31 | 2020-12-31 | 365 | 9.2446 | 9
13488 | 4.59 | 1 | 2019-12-31 | 2020-12-31 | 365 | 5.3678 | 5
13475 | 7.65 | 1 | 2019-12-31 | 2020-12-31 | 365 | 8.9464 | 8
13828 | 6.12 | 1 | 2019-12-31 | 2020-12-31 | 365 | 7.1571 | 7
13667 | 8.415 | 1 | 2019-12-31 | 2020-12-31 | 365 | 9.841 | 9
13704 | 5.88 | 1 | 2019-12-31 | 2020-12-31 | 365 | 6.8764 | 6
13698 | 4.08 | 1 | 2019-12-31 | 2020-12-31 | 365 | 4.7714 | 4
13337 | 8 | 1 | 2019-12-31 | 2020-12-31 | 365 | 9.3557 | 9
13696 | 9.69 | 1 | 2019-12-31 | 2020-12-31 | 365 | 11.3321 | 11
13334 | 3.825 | 1 | 2019-12-31 | 2020-12-31 | 365 | 4.4732 | 4
13427 | 8.16 | 1 | 2019-12-31 | 2020-12-31 | 365 | 9.5428 | 9
13479 | 2.55 | 1 | 2019-12-31 | 2020-12-31 | 365 | 2.9821 | 2
13585 | 7.905 | 1 | 2019-12-31 | 2020-12-31 | 365 | 9.2446 | 9
13586 | 4.08 | 1 | 2019-12-31 | 2020-12-31 | 365 | 4.7714 | 4
13588 | 9.69 | 1 | 2019-12-31 | 2020-12-31 | 365 | 11.3321 | 11
13594 | 4.75 | 1 | 2019-12-31 | 2020-12-31 | 365 | 5.5549 | 5
13596 | 5.61 | 1 | 2019-12-31 | 2020-12-31 | 365 | 6.5607 | 6
13830 | 3.675 | 1 | 2019-12-31 | 2020-12-31 | 365 | 4.2978 | 4
13740 | 5.1 | 1 | 2019-12-31 | 2020-12-31 | 365 | 5.9642 | 5
13844 | 6.375 | 1 | 2019-12-31 | 2020-12-31 | 365 | 7.4553 | 7
13836 | 6.12 | 1 | 2019-12-31 | 2020-12-31 | 365 | 7.1571 | 7
13855 | 2.295 | 1 | 2019-12-31 | 2020-12-31 | 365 | 2.6839 | 2
13781 | 4.08 | 1 | 2019-12-31 | 2020-12-31 | 365 | 4.7714 | 4
13794 | 5.355 | 1 | 2019-12-31 | 2020-12-31 | 365 | 6.2625 | 6
13854 | 3.825 | 1 | 2019-12-31 | 2020-12-31 | 365 | 4.4732 | 4
13779 | 3.06 | 1 | 2019-12-31 | 2020-12-31 | 365 | 3.5785 | 3
13789 | 5.39 | 1 | 2019-12-31 | 2020-12-31 | 365 | 6.3034 | 6
13769 | 3.315 | 1 | 2019-12-31 | 2020-12-31 | 365 | 3.8768 | 3
13916 | 5.355 | 1 | 2019-12-31 | 2020-12-31 | 365 | 6.2625 | 6
12745 | 9.8 | 1 | 2019-12-31 | 2020-12-31 | 365 | 11.4607 | 11
13756 | 5.1 | 1 | 2019-12-31 | 2020-12-31 | 365 | 5.9642 | 5
13745 | 3.185 | 1 | 2019-12-31 | 2020-12-31 | 365 | 3.7247 | 3
1668 | 11.22 | 1 | 2019-12-31 | 2020-12-31 | 365 | 13.1213 | 13
13389 | 7.14 | 1 | 2019-12-31 | 2020-12-31 | 365 | 8.3499 | 8
13309 | 5.61 | 1 | 2019-12-31 | 2020-12-31 | 365 | 6.5607 | 6
13377 | 3.57 | 1 | 2019-12-31 | 2020-12-31 | 365 | 4.175 | 4
13388 | 2.55 | 1 | 2019-12-31 | 2020-12-31 | 365 | 2.9821 | 2
13372 | 7.905 | 1 | 2019-12-31 | 2020-12-31 | 365 | 9.2446 | 9
13397 | 6.615 | 1 | 2019-12-31 | 2020-12-31 | 365 | 7.736 | 7
13369 | 9.69 | 1 | 2019-12-31 | 2020-12-31 | 365 | 11.3321 | 11
13364 | 6.25 | 1 | 2019-12-31 | 2020-12-31 | 365 | 7.3091 | 7
13106 | 5.88 | 1 | 2019-12-31 | 2020-12-31 | 365 | 6.8764 | 6
13090 | 5.1 | 1 | 2019-12-31 | 2020-12-31 | 365 | 5.9642 | 5
12722 | 5.355 | 1 | 2019-12-31 | 2020-12-31 | 365 | 6.2625 | 6
13401 | 2.55 | 1 | 2019-12-31 | 2020-12-31 | 365 | 2.9821 | 2
13289 | 6.375 | 1 | 2019-12-31 | 2020-12-31 | 365 | 7.4553 | 7
13404 | 5.39 | 1 | 2019-12-31 | 2020-12-31 | 365 | 6.3034 | 6
12507 | 2.805 | 1 | 2019-12-31 | 2020-12-31 | 365 | 3.2803 | 3
13292 | 5 | 1 | 2019-12-31 | 2020-12-31 | 365 | 5.8473 | 5
13409 | 4.59 | 1 | 2019-12-31 | 2020-12-31 | 365 | 5.3678 | 5
12070 | 4.59 | 1 | 2019-12-31 | 2020-12-31 | 365 | 5.3678 | 5
13368 | 6.37 | 1 | 2019-12-31 | 2020-12-31 | 365 | 7.4495 | 7
13362 | 6.885 | 1 | 2019-12-31 | 2020-12-31 | 365 | 8.0517 | 8
13294 | 6.63 | 1 | 2019-12-31 | 2020-12-31 | 365 | 7.7535 | 7
13277 | 9.435 | 1 | 2019-12-31 | 2020-12-31 | 365 | 11.0339 | 11
13272 | 3.43 | 1 | 2019-12-31 | 2020-12-31 | 365 | 4.0112 | 4
13374 | 3.675 | 1 | 2019-12-31 | 2020-12-31 | 365 | 4.2978 | 4
13378 | 3.315 | 1 | 2019-12-31 | 2020-12-31 | 365 | 3.8768 | 3
13295 | 8.16 | 1 | 2019-12-31 | 2020-12-31 | 365 | 9.5428 | 9
13293 | 7.65 | 1 | 2019-12-31 | 2020-12-31 | 365 | 8.9464 | 8
13279 | 7.905 | 1 | 2019-12-31 | 2020-12-31 | 365 | 9.2446 | 9
13003 | 4.845 | 1 | 2019-12-31 | 2020-12-31 | 365 | 5.666 | 5
13311 | 5.865 | 1 | 2019-12-31 | 2020-12-31 | 365 | 6.8589 | 6
13313 | 7.14 | 1 | 2019-12-31 | 2020-12-31 | 365 | 8.3499 | 8
12957 | 8.67 | 1 | 2019-12-31 | 2020-12-31 | 365 | 10.1392 | 10
12849 | 7.65 | 1 | 2019-12-31 | 2020-12-31 | 365 | 8.9464 | 8
13167 | 2.94 | 1 | 2019-12-31 | 2020-12-31 | 365 | 3.4382 | 3
13179 | 8.415 | 1 | 2019-12-31 | 2020-12-31 | 365 | 9.841 | 9
13078 | 3.825 | 1 | 2019-12-31 | 2020-12-31 | 365 | 4.4732 | 4
13140 | 5.865 | 1 | 2019-12-31 | 2020-12-31 | 365 | 6.8589 | 6
13131 | 3.825 | 1 | 2019-12-31 | 2020-12-31 | 365 | 4.4732 | 4
13098 | 7.14 | 1 | 2019-12-31 | 2020-12-31 | 365 | 8.3499 | 8
12998 | 6.63 | 1 | 2019-12-31 | 2020-12-31 | 365 | 7.7535 | 7
12994 | 3.43 | 1 | 2019-12-31 | 2020-12-31 | 365 | 4.0112 | 4
13164 | 6.25 | 1 | 2019-12-31 | 2020-12-31 | 365 | 7.3091 | 7
13108 | 9.18 | 1 | 2019-12-31 | 2020-12-31 | 365 | 10.7356 | 10
12984 | 7.595 | 1 | 2019-12-31 | 2020-12-31 | 365 | 8.882 | 8
13270 | 5.1 | 1 | 2019-12-31 | 2020-12-31 | 365 | 5.9642 | 5
13183 | 7.545 | 1 | 2019-12-31 | 2020-12-31 | 365 | 8.8236 | 8
13276 | 5.61 | 1 | 2019-12-31 | 2020-12-31 | 365 | 6.5607 | 6
13102 | 6.5 | 1 | 2019-12-31 | 2020-12-31 | 365 | 7.6015 | 7
13101 | 5.1 | 1 | 2019-12-31 | 2020-12-31 | 365 | 5.9642 | 5
13116 | 6.375 | 1 | 2019-12-31 | 2020-12-31 | 365 | 7.4553 | 7
13137 | 4.845 | 1 | 2019-12-31 | 2020-12-31 | 365 | 5.666 | 5
13151 | 3.57 | 1 | 2019-12-31 | 2020-12-31 | 365 | 4.175 | 4
13105 | 6.12 | 1 | 2019-12-31 | 2020-12-31 | 365 | 7.1571 | 7
13113 | 2.295 | 1 | 2019-12-31 | 2020-12-31 | 365 | 2.6839 | 2
13097 | 7.65 | 1 | 2019-12-31 | 2020-12-31 | 365 | 8.9464 | 8
13154 | 9.555 | 1 | 2019-12-31 | 2020-12-31 | 365 | 11.1742 | 11
13157 | 7.14 | 1 | 2019-12-31 | 2020-12-31 | 365 | 8.3499 | 8
13134 | 3.825 | 1 | 2019-12-31 | 2020-12-31 | 365 | 4.4732 | 4
13119 | 2.805 | 1 | 2019-12-31 | 2020-12-31 | 365 | 3.2803 | 3
13163 | 9.18 | 1 | 2019-12-31 | 2020-12-31 | 365 | 10.7356 | 10
13149 | 6.12 | 1 | 2019-12-31 | 2020-12-31 | 365 | 7.1571 | 7
13038 | 5.355 | 1 | 2019-12-31 | 2020-12-31 | 365 | 6.2625 | 6
13084 | 3.57 | 1 | 2019-12-31 | 2020-12-31 | 365 | 4.175 | 4
13110 | 5.355 | 1 | 2019-12-31 | 2020-12-31 | 365 | 6.2625 | 6
13079 | 9.69 | 1 | 2019-12-31 | 2020-12-31 | 365 | 11.3321 | 11
13093 | 4 | 1 | 2019-12-31 | 2020-12-31 | 365 | 4.6778 | 4
13077 | 3.06 | 1 | 2019-12-31 | 2020-12-31 | 365 | 3.5785 | 3
13091 | 5.805 | 1 | 2019-12-31 | 2020-12-31 | 365 | 6.7887 | 6
13086 | 6.63 | 1 | 2019-12-31 | 2020-12-31 | 365 | 7.7535 | 7
13094 | 5.355 | 1 | 2019-12-31 | 2020-12-31 | 365 | 6.2625 | 6
12996 | 4.845 | 1 | 2019-12-31 | 2020-12-31 | 365 | 5.666 | 5
12997 | 8.67 | 1 | 2019-12-31 | 2020-12-31 | 365 | 10.1392 | 10
13010 | 7.395 | 1 | 2019-12-31 | 2020-12-31 | 365 | 8.6482 | 8
12985 | 8.415 | 1 | 2019-12-31 | 2020-12-31 | 365 | 9.841 | 9
12976 | 5.61 | 1 | 2019-12-31 | 2020-12-31 | 365 | 6.5607 | 6
12987 | 4.655 | 1 | 2019-12-31 | 2020-12-31 | 365 | 5.4438 | 5
12986 | 3.825 | 1 | 2019-12-31 | 2020-12-31 | 365 | 4.4732 | 4
13008 | 7.14 | 1 | 2019-12-31 | 2020-12-31 | 365 | 8.3499 | 8
13000 | 5.1 | 1 | 2019-12-31 | 2020-12-31 | 365 | 5.9642 | 5
12991 | 4.08 | 1 | 2019-12-31 | 2020-12-31 | 365 | 4.7714 | 4
12951 | 6.885 | 1 | 2019-12-31 | 2020-12-31 | 365 | 8.0517 | 8
12954 | 6.37 | 1 | 2019-12-31 | 2020-12-31 | 365 | 7.4495 | 7
12960 | 5.865 | 1 | 2019-12-31 | 2020-12-31 | 365 | 6.8589 | 6
12968 | 6.63 | 1 | 2019-12-31 | 2020-12-31 | 365 | 7.7535 | 7
12966 | 9.69 | 1 | 2019-12-31 | 2020-12-31 | 365 | 11.3321 | 11
12969 | 6.12 | 1 | 2019-12-31 | 2020-12-31 | 365 | 7.1571 | 7
12964 | 5.1 | 1 | 2019-12-31 | 2020-12-31 | 365 | 5.9642 | 5
12971 | 2.805 | 1 | 2019-12-31 | 2020-12-31 | 365 | 3.2803 | 3
12934 | 8.415 | 1 | 2019-12-31 | 2020-12-31 | 365 | 9.841 | 9
12890 | 4.845 | 1 | 2019-12-31 | 2020-12-31 | 365 | 5.666 | 5
12900 | 7.905 | 1 | 2019-12-31 | 2020-12-31 | 365 | 9.2446 | 9
13746 | 7.395 | 1 | 2019-12-31 | 2020-12-31 | 365 | 8.6482 | 8
13735 | 5.145 | 1 | 2019-12-31 | 2020-12-31 | 365 | 6.0169 | 6
13777 | 5.145 | 1 | 2019-12-31 | 2020-12-31 | 365 | 6.0169 | 6
13005 | 4.41 | 1 | 2019-12-31 | 2020-12-31 | 365 | 5.1573 | 5
12989 | 5.635 | 1 | 2019-12-31 | 2020-12-31 | 365 | 6.5899 | 6
12990 | 6.12 | 1 | 2019-12-31 | 2020-12-31 | 365 | 7.1571 | 7
13128 | 3.43 | 1 | 2019-12-31 | 2020-12-31 | 365 | 4.0112 | 4
13177 | 4.655 | 1 | 2019-12-31 | 2020-12-31 | 365 | 5.4438 | 5
13182 | 6.63 | 1 | 2019-12-31 | 2020-12-31 | 365 | 7.7535 | 7
13273 | 7.14 | 1 | 2019-12-31 | 2020-12-31 | 365 | 8.3499 | 8
13275 | 5.145 | 1 | 2019-12-31 | 2020-12-31 | 365 | 6.0169 | 6
13280 | 5.355 | 1 | 2019-12-31 | 2020-12-31 | 365 | 6.2625 | 6
13310 | 8.67 | 1 | 2019-12-31 | 2020-12-31 | 365 | 10.1392 | 10
13402 | 5.88 | 1 | 2019-12-31 | 2020-12-31 | 365 | 6.8764 | 6
13412 | 5.1 | 1 | 2019-12-31 | 2020-12-31 | 365 | 5.9642 | 5
13432 | 9.435 | 1 | 2019-12-31 | 2020-12-31 | 365 | 11.0339 | 11
13482 | 4.59 | 1 | 2019-12-31 | 2020-12-31 | 365 | 5.3678 | 5
13477 | 3.92 | 1 | 2019-12-31 | 2020-12-31 | 365 | 4.5843 | 4
13490 | 3.06 | 1 | 2019-12-31 | 2020-12-31 | 365 | 3.5785 | 3
13476 | 7.14 | 1 | 2019-12-31 | 2020-12-31 | 365 | 8.3499 | 8
13481 | 7.395 | 1 | 2019-12-31 | 2020-12-31 | 365 | 8.6482 | 8
13487 | 3.92 | 1 | 2019-12-31 | 2020-12-31 | 365 | 4.5843 | 4
13483 | 9.18 | 1 | 2019-12-31 | 2020-12-31 | 365 | 10.7356 | 10
13489 | 4.335 | 1 | 2019-12-31 | 2020-12-31 | 365 | 5.0696 | 5
13478 | 9.31 | 1 | 2019-12-31 | 2020-12-31 | 365 | 10.8877 | 10
13701 | 1.53 | 1 | 2019-12-31 | 2020-12-31 | 365 | 1.7893 | 1
13492 | 3 | 1 | 2019-12-31 | 2020-12-31 | 365 | 3.5084 | 3
13499 | 3.06 | 1 | 2019-12-31 | 2020-12-31 | 365 | 3.5785 | 3
13425 | 5.61 | 1 | 2019-12-31 | 2020-12-31 | 365 | 6.5607 | 6
13431 | 4.845 | 1 | 2019-12-31 | 2020-12-31 | 365 | 5.666 | 5
13428 | 7.65 | 1 | 2019-12-31 | 2020-12-31 | 365 | 8.9464 | 8
13422 | 6.86 | 1 | 2019-12-31 | 2020-12-31 | 365 | 8.0225 | 8
13423 | 6.885 | 1 | 2019-12-31 | 2020-12-31 | 365 | 8.0517 | 8
13429 | 6.375 | 1 | 2019-12-31 | 2020-12-31 | 365 | 7.4553 | 7
13420 | 5.355 | 1 | 2019-12-31 | 2020-12-31 | 365 | 6.2625 | 6
13436 | 6.63 | 1 | 2019-12-31 | 2020-12-31 | 365 | 7.7535 | 7
13433 | 8.25 | 1 | 2019-12-31 | 2020-12-31 | 365 | 9.648 | 9
13434 | 3.06 | 1 | 2019-12-31 | 2020-12-31 | 365 | 3.5785 | 3
13330 | 3.315 | 1 | 2019-12-31 | 2020-12-31 | 365 | 3.8768 | 3
13435 | 4.165 | 1 | 2019-12-31 | 2020-12-31 | 365 | 4.8708 | 4
13324 | 4.08 | 1 | 2019-12-31 | 2020-12-31 | 365 | 4.7714 | 4
13325 | 4.25 | 1 | 2019-12-31 | 2020-12-31 | 365 | 4.9702 | 4
13421 | 5.5 | 1 | 2019-12-31 | 2020-12-31 | 365 | 6.432 | 6
9500 | 6.63 | 1 | 2019-12-31 | 2020-12-31 | 365 | 7.7535 | 7
8759 | 7.14 | 1 | 2019-12-31 | 2020-12-31 | 365 | 8.3499 | 8
12995 | 7.65 | 1 | 2019-12-31 | 2020-12-31 | 365 | 8.9464 | 8
12978 | 4.165 | 1 | 2019-12-31 | 2020-12-31 | 365 | 4.8708 | 4
12291 | 2.55 | 1 | 2019-12-31 | 2020-12-31 | 365 | 2.9821 | 2
12979 | 9.75 | 1 | 2019-12-31 | 2020-12-31 | 365 | 11.4022 | 11
13332 | 7.65 | 1 | 2019-12-31 | 2020-12-31 | 365 | 8.9464 | 8
13905 | 2.55 | 1 | 2019-12-31 | 2020-12-31 | 365 | 2.9821 | 2
13938 | 6.12 | 1 | 2019-12-31 | 2020-12-31 | 365 | 7.1571 | 7
13891 | 6.63 | 1 | 2019-12-31 | 2020-12-31 | 365 | 7.7535 | 7
13919 | 5.355 | 1 | 2019-12-31 | 2020-12-31 | 365 | 6.2625 | 6
13925 | 7.75 | 1 | 2019-12-31 | 2020-12-31 | 365 | 9.0633 | 9
13914 | 3.57 | 1 | 2019-12-31 | 2020-12-31 | 365 | 4.175 | 4
13907 | 4.76 | 1 | 2019-12-31 | 2020-12-31 | 365 | 5.5666 | 5
13595 | 6.885 | 1 | 2019-12-31 | 2020-12-31 | 365 | 8.0517 | 8
13473 | 7.14 | 1 | 2019-12-31 | 2020-12-31 | 365 | 8.3499 | 8
13960 | 7.65 | 1 | 2019-12-31 | 2020-12-31 | 365 | 8.9464 | 8
13921 | 4.845 | 1 | 2019-12-31 | 2020-12-31 | 365 | 5.666 | 5
13908 | 4.845 | 1 | 2019-12-31 | 2020-12-31 | 365 | 5.666 | 5
13923 | 9.18 | 1 | 2019-12-31 | 2020-12-31 | 365 | 10.7356 | 10
13959 | 4.59 | 1 | 2019-12-31 | 2020-12-31 | 365 | 5.3678 | 5
13930 | 6.63 | 1 | 2019-12-31 | 2020-12-31 | 365 | 7.7535 | 7
13885 | 3.57 | 1 | 2019-12-31 | 2020-12-31 | 365 | 4.175 | 4
13929 | 5.355 | 1 | 2019-12-31 | 2020-12-31 | 365 | 6.2625 | 6
13935 | 7.84 | 1 | 2019-12-31 | 2020-12-31 | 365 | 9.1686 | 9
13931 | 3.825 | 1 | 2019-12-31 | 2020-12-31 | 365 | 4.4732 | 4
13941 | 4.5 | 1 | 2019-12-31 | 2020-12-31 | 365 | 5.2626 | 5
13922 | 7.14 | 1 | 2019-12-31 | 2020-12-31 | 365 | 8.3499 | 8
13913 | 3.43 | 1 | 2019-12-31 | 2020-12-31 | 365 | 4.0112 | 4
13939 | 5.75 | 1 | 2019-12-31 | 2020-12-31 | 365 | 6.7244 | 6
13936 | 4.08 | 1 | 2019-12-31 | 2020-12-31 | 365 | 4.7714 | 4
13920 | 4.335 | 1 | 2019-12-31 | 2020-12-31 | 365 | 5.0696 | 5
13937 | 5.1 | 1 | 2019-12-31 | 2020-12-31 | 365 | 5.9642 | 5
13940 | 4.845 | 1 | 2019-12-31 | 2020-12-31 | 365 | 5.666 | 5
13966 | 5.1 | 1 | 2019-12-31 | 2020-12-31 | 365 | 5.9642 | 5
13961 | 8.415 | 1 | 2019-12-31 | 2020-12-31 | 365 | 9.841 | 9
13965 | 7.905 | 1 | 2019-12-31 | 2020-12-31 | 365 | 9.2446 | 9
13971 | 4.08 | 1 | 2019-12-31 | 2020-12-31 | 365 | 4.7714 | 4
14022 | 5.25 | 1 | 2019-12-31 | 2020-12-31 | 365 | 6.1397 | 6
13978 | 3.825 | 1 | 2019-12-31 | 2020-12-31 | 365 | 4.4732 | 4
13985 | 9.945 | 1 | 2019-12-31 | 2020-12-31 | 365 | 11.6303 | 11
14007 | 6.375 | 1 | 2019-12-31 | 2020-12-31 | 365 | 7.4553 | 7
13314 | 7.14 | 1 | 2019-12-31 | 2020-12-31 | 365 | 8.3499 | 8
14109 | 4.59 | 1 | 2019-12-31 | 2020-12-31 | 365 | 5.3678 | 5
13815 | 9.18 | 1 | 2019-12-31 | 2020-12-31 | 365 | 10.7356 | 10
13934 | 7.905 | 1 | 2019-12-31 | 2020-12-31 | 365 | 9.2446 | 9
13932 | 6.12 | 1 | 2019-12-31 | 2020-12-31 | 365 | 7.1571 | 7
13911 | 2.205 | 1 | 2019-12-31 | 2020-12-31 | 365 | 2.5787 | 2
14106 | 6.885 | 1 | 2019-12-31 | 2020-12-31 | 365 | 8.0517 | 8
14101 | 2.295 | 1 | 2019-12-31 | 2020-12-31 | 365 | 2.6839 | 2
14035 | 4.845 | 1 | 2019-12-31 | 2020-12-31 | 365 | 5.666 | 5
13962 | 8.25 | 1 | 2019-12-31 | 2020-12-31 | 365 | 9.648 | 9
13986 | 9.435 | 1 | 2019-12-31 | 2020-12-31 | 365 | 11.0339 | 11
14018 | 5.5 | 1 | 2019-12-31 | 2020-12-31 | 365 | 6.432 | 6
13996 | 8.84 | 1 | 2019-12-31 | 2020-12-31 | 365 | 10.338 | 10
14001 | 9.945 | 1 | 2019-12-31 | 2020-12-31 | 365 | 11.6303 | 11
13997 | 7.395 | 1 | 2019-12-31 | 2020-12-31 | 365 | 8.6482 | 8
14004 | 7.65 | 1 | 2019-12-31 | 2020-12-31 | 365 | 8.9464 | 8
14039 | 5.61 | 1 | 2019-12-31 | 2020-12-31 | 365 | 6.5607 | 6
14275 | 5.88 | 1 | 2019-12-31 | 2020-12-31 | 365 | 6.8764 | 6
14129 | 5.355 | 1 | 2019-12-31 | 2020-12-31 | 365 | 6.2625 | 6
14267 | 6.12 | 1 | 2019-12-31 | 2020-12-31 | 365 | 7.1571 | 7
14261 | 4.59 | 1 | 2019-12-31 | 2020-12-31 | 365 | 5.3678 | 5
14155 | 9.69 | 1 | 2019-12-31 | 2020-12-31 | 365 | 11.3321 | 11
14148 | 5.635 | 1 | 2019-12-31 | 2020-12-31 | 365 | 6.5899 | 6
14141 | 7.395 | 1 | 2019-12-31 | 2020-12-31 | 365 | 8.6482 | 8
14306 | 4.845 | 1 | 2019-12-31 | 2020-12-31 | 365 | 5.666 | 5
14264 | 6.375 | 1 | 2019-12-31 | 2020-12-31 | 365 | 7.4553 | 7
14298 | 3.06 | 1 | 2019-12-31 | 2020-12-31 | 365 | 3.5785 | 3
14278 | 9.435 | 1 | 2019-12-31 | 2020-12-31 | 365 | 11.0339 | 11
14294 | 3.92 | 1 | 2019-12-31 | 2020-12-31 | 365 | 4.5843 | 4
14302 | 4.08 | 1 | 2019-12-31 | 2020-12-31 | 365 | 4.7714 | 4
14259 | 4.845 | 1 | 2019-12-31 | 2020-12-31 | 365 | 5.666 | 5
14311 | 6.885 | 1 | 2019-12-31 | 2020-12-31 | 365 | 8.0517 | 8
14288 | 7.5 | 1 | 2019-12-31 | 2020-12-31 | 365 | 8.7709 | 8
14290 | 6.375 | 1 | 2019-12-31 | 2020-12-31 | 365 | 7.4553 | 7
14363 | 7.395 | 1 | 2019-12-31 | 2020-12-31 | 365 | 8.6482 | 8
14368 | 9.435 | 1 | 2019-12-31 | 2020-12-31 | 365 | 11.0339 | 11
14340 | 5.61 | 1 | 2019-12-31 | 2020-12-31 | 365 | 6.5607 | 6
14329 | 9.5 | 1 | 2019-12-31 | 2020-12-31 | 365 | 11.1099 | 11
14330 | 6.75 | 1 | 2019-12-31 | 2020-12-31 | 365 | 7.8939 | 7
14369 | 6.885 | 1 | 2019-12-31 | 2020-12-31 | 365 | 8.0517 | 8
14327 | 6.885 | 1 | 2019-12-31 | 2020-12-31 | 365 | 8.0517 | 8
14344 | 4.845 | 1 | 2019-12-31 | 2020-12-31 | 365 | 5.666 | 5
14324 | 8.16 | 1 | 2019-12-31 | 2020-12-31 | 365 | 9.5428 | 9
14375 | 5.1 | 1 | 2019-12-31 | 2020-12-31 | 365 | 5.9642 | 5
14380 | 8.67 | 1 | 2019-12-31 | 2020-12-31 | 365 | 10.1392 | 10
14384 | 9 | 1 | 2019-12-31 | 2020-12-31 | 365 | 10.5251 | 10
14388 | 7.905 | 1 | 2019-12-31 | 2020-12-31 | 365 | 9.2446 | 9
14402 | 5.865 | 1 | 2019-12-31 | 2020-12-31 | 365 | 6.8589 | 6
14399 | 7.395 | 1 | 2019-12-31 | 2020-12-31 | 365 | 8.6482 | 8
14422 | 7.65 | 1 | 2019-12-31 | 2020-12-31 | 365 | 8.9464 | 8
14097 | 3.57 | 1 | 2019-12-31 | 2020-12-31 | 365 | 4.175 | 4
14432 | 5.1 | 1 | 2019-12-31 | 2020-12-31 | 365 | 5.9642 | 5
14461 | 4.59 | 1 | 2019-12-31 | 2020-12-31 | 365 | 5.3678 | 5
14449 | 8.75 | 1 | 2019-12-31 | 2020-12-31 | 365 | 10.2328 | 10
14465 | 4.59 | 1 | 2019-12-31 | 2020-12-31 | 365 | 5.3678 | 5
14447 | 4.335 | 1 | 2019-12-31 | 2020-12-31 | 365 | 5.0696 | 5
14463 | 5.61 | 1 | 2019-12-31 | 2020-12-31 | 365 | 6.5607 | 6
14029 | 6.12 | 1 | 2019-12-31 | 2020-12-31 | 365 | 7.1571 | 7
14456 | 6.63 | 1 | 2019-12-31 | 2020-12-31 | 365 | 7.7535 | 7
14440 | 9.25 | 1 | 2019-12-31 | 2020-12-31 | 365 | 10.8175 | 10
14468 | 6.12 | 1 | 2019-12-31 | 2020-12-31 | 365 | 7.1571 | 7
14454 | 3.06 | 1 | 2019-12-31 | 2020-12-31 | 365 | 3.5785 | 3
14472 | 3.185 | 1 | 2019-12-31 | 2020-12-31 | 365 | 3.7247 | 3
14475 | 2.295 | 1 | 2019-12-31 | 2020-12-31 | 365 | 2.6839 | 2
14464 | 3.12 | 1 | 2019-12-31 | 2020-12-31 | 365 | 3.6487 | 3
14482 | 8.67 | 1 | 2019-12-31 | 2020-12-31 | 365 | 10.1392 | 10
14458 | 5.355 | 1 | 2019-12-31 | 2020-12-31 | 365 | 6.2625 | 6
14280 | 5.355 | 1 | 2019-12-31 | 2020-12-31 | 365 | 6.2625 | 6
14441 | 3.57 | 1 | 2019-12-31 | 2020-12-31 | 365 | 4.175 | 4
14477 | 11.475 | 1 | 2019-12-31 | 2020-12-31 | 365 | 13.4196 | 13
14639 | 8.25 | 1 | 2019-12-31 | 2020-12-31 | 365 | 9.648 | 9
14594 | 6 | 1 | 2019-12-31 | 2020-12-31 | 365 | 7.0168 | 7
14580 | 6.5 | 1 | 2019-12-31 | 2020-12-31 | 365 | 7.6015 | 7
14620 | 7.65 | 1 | 2019-12-31 | 2020-12-31 | 365 | 8.9464 | 8
14584 | 6.25 | 1 | 2019-12-31 | 2020-12-31 | 365 | 7.3091 | 7
14615 | 4.08 | 1 | 2019-12-31 | 2020-12-31 | 365 | 4.7714 | 4
14643 | 4.68 | 1 | 2019-12-31 | 2020-12-31 | 365 | 5.4731 | 5
14632 | 4.845 | 1 | 2019-12-31 | 2020-12-31 | 365 | 5.666 | 5
14616 | 4.08 | 1 | 2019-12-31 | 2020-12-31 | 365 | 4.7714 | 4
14709 | 4.335 | 1 | 2019-12-31 | 2020-12-31 | 365 | 5.0696 | 5
14722 | 2.805 | 1 | 2019-12-31 | 2020-12-31 | 365 | 3.2803 | 3
14726 | 3.57 | 1 | 2019-12-31 | 2020-12-31 | 365 | 4.175 | 4
14757 | 5.865 | 1 | 2019-12-31 | 2020-12-31 | 365 | 6.8589 | 6
14751 | 8.16 | 1 | 2019-12-31 | 2020-12-31 | 365 | 9.5428 | 9
14725 | 4.335 | 1 | 2019-12-31 | 2020-12-31 | 365 | 5.0696 | 5
14690 | 5.1 | 1 | 2019-12-31 | 2020-12-31 | 365 | 5.9642 | 5
14731 | 6.25 | 1 | 2019-12-31 | 2020-12-31 | 365 | 7.3091 | 7
14871 | 6.12 | 1 | 2019-12-31 | 2020-12-31 | 365 | 7.1571 | 7
14727 | 7.395 | 1 | 2019-12-31 | 2020-12-31 | 365 | 8.6482 | 8
14848 | 3.825 | 1 | 2019-12-31 | 2020-12-31 | 365 | 4.4732 | 4
13506 | 3.43 | 1 | 2019-12-31 | 2020-12-31 | 365 | 4.0112 | 4
14864 | 4.335 | 1 | 2019-12-31 | 2020-12-31 | 365 | 5.0696 | 5
14879 | 7.395 | 1 | 2019-12-31 | 2020-12-31 | 365 | 8.6482 | 8
14840 | 6.63 | 1 | 2019-12-31 | 2020-12-31 | 365 | 7.7535 | 7
14859 | 5.1 | 1 | 2019-12-31 | 2020-12-31 | 365 | 5.9642 | 5
14843 | 4.25 | 1 | 2019-12-31 | 2020-12-31 | 365 | 4.9702 | 4
14829 | 6.12 | 1 | 2019-12-31 | 2020-12-31 | 365 | 7.1571 | 7
14849 | 7.65 | 1 | 2019-12-31 | 2020-12-31 | 365 | 8.9464 | 8
14863 | 5.1 | 1 | 2019-12-31 | 2020-12-31 | 365 | 5.9642 | 5
14883 | 8.67 | 1 | 2019-12-31 | 2020-12-31 | 365 | 10.1392 | 10
14884 | 7.65 | 1 | 2019-12-31 | 2020-12-31 | 365 | 8.9464 | 8
14839 | 7.65 | 1 | 2019-12-31 | 2020-12-31 | 365 | 8.9464 | 8
14844 | 6.12 | 1 | 2019-12-31 | 2020-12-31 | 365 | 7.1571 | 7
14861 | 4.335 | 1 | 2019-12-31 | 2020-12-31 | 365 | 5.0696 | 5
14836 | 3.06 | 1 | 2019-12-31 | 2020-12-31 | 365 | 3.5785 | 3
14890 | 4.845 | 1 | 2019-12-31 | 2020-12-31 | 365 | 5.666 | 5
14901 | 4.335 | 1 | 2019-12-31 | 2020-12-31 | 365 | 5.0696 | 5
14891 | 5.5 | 1 | 2019-12-31 | 2020-12-31 | 365 | 6.432 | 6
14908 | 8.925 | 1 | 2019-12-31 | 2020-12-31 | 365 | 10.4374 | 10
14932 | 6.63 | 1 | 2019-12-31 | 2020-12-31 | 365 | 7.7535 | 7
14898 | 3 | 1 | 2019-12-31 | 2020-12-31 | 365 | 3.5084 | 3
15020 | 2.04 | 1 | 2019-12-31 | 2020-12-31 | 365 | 2.3857 | 2
15048 | 7.14 | 1 | 2019-12-31 | 2020-12-31 | 365 | 8.3499 | 8
15029 | 4.25 | 1 | 2019-12-31 | 2020-12-31 | 365 | 4.9702 | 4
15079 | 4.335 | 1 | 2019-12-31 | 2020-12-31 | 365 | 5.0696 | 5
15037 | 6.12 | 1 | 2019-12-31 | 2020-12-31 | 365 | 7.1571 | 7
15017 | 3.57 | 1 | 2019-12-31 | 2020-12-31 | 365 | 4.175 | 4
15095 | 4.59 | 1 | 2019-12-31 | 2020-12-31 | 365 | 5.3678 | 5
15105 | 8.415 | 1 | 2019-12-31 | 2020-12-31 | 365 | 9.841 | 9
15084 | 5.355 | 1 | 2019-12-31 | 2020-12-31 | 365 | 6.2625 | 6
15106 | 6.63 | 1 | 2019-12-31 | 2020-12-31 | 365 | 7.7535 | 7
15118 | 5 | 1 | 2019-12-31 | 2020-12-31 | 365 | 5.8473 | 5
15088 | 4.08 | 1 | 2019-12-31 | 2020-12-31 | 365 | 4.7714 | 4
15120 | 4.08 | 1 | 2019-12-31 | 2020-12-31 | 365 | 4.7714 | 4
15121 | 3.675 | 1 | 2019-12-31 | 2020-12-31 | 365 | 4.2978 | 4
15162 | 2.295 | 1 | 2019-12-31 | 2020-12-31 | 365 | 2.6839 | 2
15129 | 6.885 | 1 | 2019-12-31 | 2020-12-31 | 365 | 8.0517 | 8
15146 | 5.355 | 1 | 2019-12-31 | 2020-12-31 | 365 | 6.2625 | 6
15128 | 5.61 | 1 | 2019-12-31 | 2020-12-31 | 365 | 6.5607 | 6
15189 | 3.825 | 1 | 2019-12-31 | 2020-12-31 | 365 | 4.4732 | 4
15211 | 7.14 | 1 | 2019-12-31 | 2020-12-31 | 365 | 8.3499 | 8
15646 | 6.5 | 1 | 2019-12-31 | 2020-12-31 | 365 | 7.6015 | 7
15670 | 4.25 | 1 | 2019-12-31 | 2020-12-31 | 365 | 4.9702 | 4
15205 | 5.61 | 1 | 2019-12-31 | 2020-12-31 | 365 | 6.5607 | 6
15630 | 9.36 | 1 | 2019-12-31 | 2020-12-31 | 365 | 10.9461 | 10
15603 | 7.8 | 1 | 2019-12-31 | 2020-12-31 | 365 | 9.1218 | 9
15201 | 7.14 | 1 | 2019-12-31 | 2020-12-31 | 365 | 8.3499 | 8
15517 | 6.12 | 1 | 2019-12-31 | 2020-12-31 | 365 | 7.1571 | 7
15250 | 6.885 | 1 | 2019-12-31 | 2020-12-31 | 365 | 8.0517 | 8
15594 | 8.925 | 1 | 2019-12-31 | 2020-12-31 | 365 | 10.4374 | 10
15611 | 7.395 | 1 | 2019-12-31 | 2020-12-31 | 365 | 8.6482 | 8
15614 | 5.61 | 1 | 2019-12-31 | 2020-12-31 | 365 | 6.5607 | 6
15640 | 3.315 | 1 | 2019-12-31 | 2020-12-31 | 365 | 3.8768 | 3
15593 | 4.335 | 1 | 2019-12-31 | 2020-12-31 | 365 | 5.0696 | 5
15580 | 7.905 | 1 | 2019-12-31 | 2020-12-31 | 365 | 9.2446 | 9
15624 | 9.18 | 1 | 2019-12-31 | 2020-12-31 | 365 | 10.7356 | 10
15601 | 7.905 | 1 | 2019-12-31 | 2020-12-31 | 365 | 9.2446 | 9
15718 | 4.08 | 1 | 2019-12-31 | 2020-12-31 | 365 | 4.7714 | 4
15729 | 8.415 | 1 | 2019-12-31 | 2020-12-31 | 365 | 9.841 | 9
15752 | 7 | 1 | 2019-12-31 | 2020-12-31 | 365 | 8.1862 | 8
15741 | 4.41 | 1 | 2019-12-31 | 2020-12-31 | 365 | 5.1573 | 5
15746 | 8.67 | 1 | 2019-12-31 | 2020-12-31 | 365 | 10.1392 | 10
15721 | 4.08 | 1 | 2019-12-31 | 2020-12-31 | 365 | 4.7714 | 4
15757 | 7.65 | 1 | 2019-12-31 | 2020-12-31 | 365 | 8.9464 | 8
15723 | 6.86 | 1 | 2019-12-31 | 2020-12-31 | 365 | 8.0225 | 8
15737 | 5.1 | 1 | 2019-12-31 | 2020-12-31 | 365 | 5.9642 | 5
15634 | 7.14 | 1 | 2019-12-31 | 2020-12-31 | 365 | 8.3499 | 8
15681 | 5.355 | 1 | 2019-12-31 | 2020-12-31 | 365 | 6.2625 | 6
15674 | 8.415 | 1 | 2019-12-31 | 2020-12-31 | 365 | 9.841 | 9
15768 | 8.415 | 1 | 2019-12-31 | 2020-12-31 | 365 | 9.841 | 9
15782 | 3.825 | 1 | 2019-12-31 | 2020-12-31 | 365 | 4.4732 | 4
15815 | 3.57 | 1 | 2019-12-31 | 2020-12-31 | 365 | 4.175 | 4
15786 | 6.12 | 1 | 2019-12-31 | 2020-12-31 | 365 | 7.1571 | 7
15781 | 5.865 | 1 | 2019-12-31 | 2020-12-31 | 365 | 6.8589 | 6
15800 | 9.435 | 1 | 2019-12-31 | 2020-12-31 | 365 | 11.0339 | 11
15795 | 5.61 | 1 | 2019-12-31 | 2020-12-31 | 365 | 6.5607 | 6
15827 | 4.59 | 1 | 2019-12-31 | 2020-12-31 | 365 | 5.3678 | 5
15842 | 7.905 | 1 | 2019-12-31 | 2020-12-31 | 365 | 9.2446 | 9
15820 | 9.435 | 1 | 2019-12-31 | 2020-12-31 | 365 | 11.0339 | 11
15840 | 8.06 | 1 | 2019-12-31 | 2020-12-31 | 365 | 9.4258 | 9
15874 | 2.295 | 1 | 2019-12-31 | 2020-12-31 | 365 | 2.6839 | 2
15846 | 3.315 | 1 | 2019-12-31 | 2020-12-31 | 365 | 3.8768 | 3
15887 | 6.63 | 1 | 2019-12-31 | 2020-12-31 | 365 | 7.7535 | 7
15871 | 4.25 | 1 | 2019-12-31 | 2020-12-31 | 365 | 4.9702 | 4
15896 | 6.885 | 1 | 2019-12-31 | 2020-12-31 | 365 | 8.0517 | 8
15848 | 7 | 1 | 2019-12-31 | 2020-12-31 | 365 | 8.1862 | 8
15879 | 7.14 | 1 | 2019-12-31 | 2020-12-31 | 365 | 8.3499 | 8
15912 | 1.53 | 1 | 2019-12-31 | 2020-12-31 | 365 | 1.7893 | 1
15936 | 1.53 | 1 | 2019-12-31 | 2020-12-31 | 365 | 1.7893 | 1
15963 | 6.885 | 1 | 2019-12-31 | 2020-12-31 | 365 | 8.0517 | 8
15970 | 4.59 | 1 | 2019-12-31 | 2020-12-31 | 365 | 5.3678 | 5
13912 | 7.905 | 1 | 2019-12-31 | 2020-12-31 | 365 | 9.2446 | 9
16036 | 6.5 | 1 | 2019-12-31 | 2020-12-31 | 365 | 7.6015 | 7
14444 | 4.59 | 1 | 2019-12-31 | 2020-12-31 | 365 | 5.3678 | 5
15862 | 4.08 | 1 | 2019-12-31 | 2020-12-31 | 365 | 4.7714 | 4
16177 | 5.1 | 1 | 2019-12-31 | 2020-12-31 | 365 | 5.9642 | 5
14006 | 7.65 | 1 | 2019-12-31 | 2020-12-31 | 365 | 8.9464 | 8
16179 | 8.16 | 1 | 2019-12-31 | 2020-12-31 | 365 | 9.5428 | 9
14214 | 10.455 | 1 | 2019-12-31 | 2020-12-31 | 365 | 12.2267 | 12
14317 | 13.005 | 1 | 2019-12-31 | 2020-12-31 | 365 | 15.2088 | 15
14321 | 10.2 | 1 | 2019-12-31 | 2020-12-31 | 365 | 11.9285 | 11
14209 | 10.965 | 1 | 2019-12-31 | 2020-12-31 | 365 | 12.8231 | 12
14192 | 10.2 | 1 | 2019-12-31 | 2020-12-31 | 365 | 11.9285 | 11
14299 | 10.71 | 1 | 2019-12-31 | 2020-12-31 | 365 | 12.5249 | 12
14270 | 12.24 | 1 | 2019-12-31 | 2020-12-31 | 365 | 14.3142 | 14
14320 | 10.2 | 1 | 2019-12-31 | 2020-12-31 | 365 | 11.9285 | 11
15606 | 14.79 | 1 | 2019-12-31 | 2020-12-31 | 365 | 17.2963 | 17
15755 | 10.2 | 1 | 2019-12-31 | 2020-12-31 | 365 | 11.9285 | 11
14296 | 10.2 | 1 | 2019-12-31 | 2020-12-31 | 365 | 11.9285 | 11
14319 | 11.76 | 1 | 2019-12-31 | 2020-12-31 | 365 | 13.7528 | 13
16360 | 11.73 | 1 | 2019-12-31 | 2020-12-31 | 365 | 13.7178 | 13
14212 | 10.2 | 1 | 2019-12-31 | 2020-12-31 | 365 | 11.9285 | 11
14277 | 13.005 | 1 | 2019-12-31 | 2020-12-31 | 365 | 15.2088 | 15
14309 | 17.595 | 1 | 2019-12-31 | 2020-12-31 | 365 | 20.5766 | 20
14291 | 13.515 | 1 | 2019-12-31 | 2020-12-31 | 365 | 15.8053 | 15
15717 | 10.71 | 1 | 2019-12-31 | 2020-12-31 | 365 | 12.5249 | 12
14178 | 11.475 | 1 | 2019-12-31 | 2020-12-31 | 365 | 13.4196 | 13
14400 | 13.475 | 1 | 2019-12-31 | 2020-12-31 | 365 | 15.7585 | 15
14316 | 11.22 | 1 | 2019-12-31 | 2020-12-31 | 365 | 13.1213 | 13
14252 | 13.515 | 1 | 2019-12-31 | 2020-12-31 | 365 | 15.8053 | 15
14312 | 10.965 | 1 | 2019-12-31 | 2020-12-31 | 365 | 12.8231 | 12
14838 | 10.2 | 1 | 2019-12-31 | 2020-12-31 | 365 | 11.9285 | 11
15074 | 12.75 | 1 | 2019-12-31 | 2020-12-31 | 365 | 14.9106 | 14
16323 | 16.065 | 1 | 2019-12-31 | 2020-12-31 | 365 | 18.7874 | 18
16339 | 10.965 | 1 | 2019-12-31 | 2020-12-31 | 365 | 12.8231 | 12
14765 | 10.71 | 1 | 2019-12-31 | 2020-12-31 | 365 | 12.5249 | 12
16407 | 15.81 | 1 | 2019-12-31 | 2020-12-31 | 365 | 18.4892 | 18
14737 | 10.75 | 1 | 2019-12-31 | 2020-12-31 | 365 | 12.5717 | 12
15203 | 11.475 | 1 | 2019-12-31 | 2020-12-31 | 365 | 13.4196 | 13
15849 | 11.73 | 1 | 2019-12-31 | 2020-12-31 | 365 | 13.7178 | 13
14393 | 10.045 | 1 | 2019-12-31 | 2020-12-31 | 365 | 11.7472 | 11
16355 | 10.965 | 1 | 2019-12-31 | 2020-12-31 | 365 | 12.8231 | 12
16455 | 10.445 | 1 | 2019-12-31 | 2020-12-31 | 365 | 12.215 | 12
15591 | 10.71 | 1 | 2019-12-31 | 2020-12-31 | 365 | 12.5249 | 12
16336 | 13.77 | 1 | 2019-12-31 | 2020-12-31 | 365 | 16.1035 | 16
16342 | 12.25 | 1 | 2019-12-31 | 2020-12-31 | 365 | 14.3259 | 14
16350 | 14.025 | 1 | 2019-12-31 | 2020-12-31 | 365 | 16.4017 | 16
16403 | 13.005 | 1 | 2019-12-31 | 2020-12-31 | 365 | 15.2088 | 15
12220 | 3.06 | 1 | 2019-12-31 | 2020-12-31 | 365 | 3.5785 | 3
12999 | 7.5 | 1 | 2019-12-31 | 2020-12-31 | 365 | 8.7709 | 8
15635 | 2.55 | 1 | 2019-12-31 | 2020-12-31 | 365 | 2.9821 | 2
15008 | 6.375 | 1 | 2019-12-31 | 2020-12-31 | 365 | 7.4553 | 7
15633 | 4.335 | 1 | 2019-12-31 | 2020-12-31 | 365 | 5.0696 | 5
12740 | 2.75 | 1 | 2019-12-31 | 2020-12-31 | 365 | 3.216 | 3
15712 | 3.06 | 1 | 2019-12-31 | 2020-12-31 | 365 | 3.5785 | 3
15612 | 6.76 | 1 | 2019-12-31 | 2020-12-31 | 365 | 7.9055 | 7
12902 | 3.315 | 1 | 2019-12-31 | 2020-12-31 | 365 | 3.8768 | 3
15903 | 7.395 | 1 | 2019-12-31 | 2020-12-31 | 365 | 8.6482 | 8
15984 | 3.12 | 1 | 2019-12-31 | 2020-12-31 | 365 | 3.6487 | 3
16507 | 6.12 | 1 | 2019-12-31 | 2020-12-31 | 365 | 7.1571 | 7
16066 | 7.395 | 1 | 2019-12-31 | 2020-12-31 | 365 | 8.6482 | 8
16069 | 6.63 | 1 | 2019-12-31 | 2020-12-31 | 365 | 7.7535 | 7
16212 | 2.34 | 1 | 2019-12-31 | 2020-12-31 | 365 | 2.7365 | 2
16491 | 3.825 | 1 | 2019-12-31 | 2020-12-31 | 365 | 4.4732 | 4
16255 | 5.865 | 1 | 2019-12-31 | 2020-12-31 | 365 | 6.8589 | 6
16199 | 17.85 | 1 | 2019-12-31 | 2020-12-31 | 365 | 20.8749 | 20
15844 | 4.335 | 1 | 2019-12-31 | 2020-12-31 | 365 | 5.0696 | 5
16073 | 5.355 | 1 | 2019-12-31 | 2020-12-31 | 365 | 6.2625 | 6
16114 | 7.65 | 1 | 2019-12-31 | 2020-12-31 | 365 | 8.9464 | 8
16217 | 4.335 | 1 | 2019-12-31 | 2020-12-31 | 365 | 5.0696 | 5
16514 | 3.825 | 1 | 2019-12-31 | 2020-12-31 | 365 | 4.4732 | 4
16540 | 6.63 | 1 | 2019-12-31 | 2020-12-31 | 365 | 7.7535 | 7
16200 | 4.16 | 1 | 2019-12-31 | 2020-12-31 | 365 | 4.865 | 4
16587 | 7.65 | 1 | 2019-12-31 | 2020-12-31 | 365 | 8.9464 | 8
16504 | 8.5 | 1 | 2019-12-31 | 2020-12-31 | 365 | 9.9404 | 9
16628 | 7.395 | 1 | 2019-12-31 | 2020-12-31 | 365 | 8.6482 | 8
16601 | 7.02 | 1 | 2019-12-31 | 2020-12-31 | 365 | 8.2096 | 8
15638 | 8.67 | 1 | 2019-12-31 | 2020-12-31 | 365 | 10.1392 | 10
16539 | 5.335 | 1 | 2019-12-31 | 2020-12-31 | 365 | 6.2391 | 6
16256 | 6.12 | 1 | 2019-12-31 | 2020-12-31 | 365 | 7.1571 | 7
16259 | 6.63 | 1 | 2019-12-31 | 2020-12-31 | 365 | 7.7535 | 7
16579 | 9.1 | 1 | 2019-12-31 | 2020-12-31 | 365 | 10.6421 | 10
16075 | 8.415 | 1 | 2019-12-31 | 2020-12-31 | 365 | 9.841 | 9
16580 | 13.005 | 1 | 2019-12-31 | 2020-12-31 | 365 | 15.2088 | 15
16519 | 6.885 | 1 | 2019-12-31 | 2020-12-31 | 365 | 8.0517 | 8
16627 | 15.555 | 1 | 2019-12-31 | 2020-12-31 | 365 | 18.191 | 18
16057 | 6.885 | 1 | 2019-12-31 | 2020-12-31 | 365 | 8.0517 | 8
16625 | 8.67 | 1 | 2019-12-31 | 2020-12-31 | 365 | 10.1392 | 10
16602 | 7.65 | 1 | 2019-12-31 | 2020-12-31 | 365 | 8.9464 | 8
14216 | 17.595 | 1 | 2019-12-31 | 2020-12-31 | 365 | 20.5766 | 20
14858 | 6.375 | 1 | 2019-12-31 | 2020-12-31 | 365 | 7.4553 | 7
16324 | 12.24 | 1 | 2019-12-31 | 2020-12-31 | 365 | 14.3142 | 14
16428 | 11.25 | 1 | 2019-12-31 | 2020-12-31 | 365 | 13.1564 | 13
16410 | 13.005 | 1 | 2019-12-31 | 2020-12-31 | 365 | 15.2088 | 15
16440 | 10.75 | 1 | 2019-12-31 | 2020-12-31 | 365 | 12.5717 | 12
14832 | 13.005 | 1 | 2019-12-31 | 2020-12-31 | 365 | 15.2088 | 15
16379 | 11.515 | 1 | 2019-12-31 | 2020-12-31 | 365 | 13.4663 | 13
14469 | 10.965 | 1 | 2019-12-31 | 2020-12-31 | 365 | 12.8231 | 12
15767 | 10.455 | 1 | 2019-12-31 | 2020-12-31 | 365 | 12.2267 | 12
16359 | 12.75 | 1 | 2019-12-31 | 2020-12-31 | 365 | 14.9106 | 14
15867 | 11.985 | 1 | 2019-12-31 | 2020-12-31 | 365 | 14.016 | 14
14629 | 15.81 | 1 | 2019-12-31 | 2020-12-31 | 365 | 18.4892 | 18
16358 | 11.5 | 1 | 2019-12-31 | 2020-12-31 | 365 | 13.4488 | 13
16343 | 17.595 | 1 | 2019-12-31 | 2020-12-31 | 365 | 20.5766 | 20
16450 | 10 | 1 | 2019-12-31 | 2020-12-31 | 365 | 11.6946 | 11
16458 | 17.595 | 1 | 2019-12-31 | 2020-12-31 | 365 | 20.5766 | 20
16449 | 11.22 | 1 | 2019-12-31 | 2020-12-31 | 365 | 13.1213 | 13
14710 | 10.2 | 1 | 2019-12-31 | 2020-12-31 | 365 | 11.9285 | 11
16398 | 11.27 | 1 | 2019-12-31 | 2020-12-31 | 365 | 13.1798 | 13
15605 | 11.475 | 1 | 2019-12-31 | 2020-12-31 | 365 | 13.4196 | 13
16370 | 11.22 | 1 | 2019-12-31 | 2020-12-31 | 365 | 13.1213 | 13
16444 | 11.73 | 1 | 2019-12-31 | 2020-12-31 | 365 | 13.7178 | 13
14168 | 10.71 | 1 | 2019-12-31 | 2020-12-31 | 365 | 12.5249 | 12
14175 | 16.065 | 1 | 2019-12-31 | 2020-12-31 | 365 | 18.7874 | 18
16357 | 11.22 | 1 | 2019-12-31 | 2020-12-31 | 365 | 13.1213 | 13
15806 | 11.44 | 1 | 2019-12-31 | 2020-12-31 | 365 | 13.3786 | 13
16405 | 11.73 | 1 | 2019-12-31 | 2020-12-31 | 365 | 13.7178 | 13
16485 | 17.25 | 1 | 2019-12-31 | 2020-12-31 | 365 | 20.1732 | 20
16518 | 13 | 1 | 2019-12-31 | 2020-12-31 | 365 | 15.203 | 15
14152 | 10 | 1 | 2019-12-31 | 2020-12-31 | 365 | 11.6946 | 11
16486 | 10.965 | 1 | 2019-12-31 | 2020-12-31 | 365 | 12.8231 | 12
16489 | 11 | 1 | 2019-12-31 | 2020-12-31 | 365 | 12.8641 | 12
16315 | 10.965 | 1 | 2019-12-31 | 2020-12-31 | 365 | 12.8231 | 12
14211 | 10.71 | 1 | 2019-12-31 | 2020-12-31 | 365 | 12.5249 | 12
14213 | 10.71 | 1 | 2019-12-31 | 2020-12-31 | 365 | 12.5249 | 12
16427 | 10.2 | 1 | 2019-12-31 | 2020-12-31 | 365 | 11.9285 | 11
14208 | 10.2 | 1 | 2019-12-31 | 2020-12-31 | 365 | 11.9285 | 11
14206 | 11.475 | 1 | 2019-12-31 | 2020-12-31 | 365 | 13.4196 | 13
14855 | 10.2 | 1 | 2019-12-31 | 2020-12-31 | 365 | 11.9285 | 11
16369 | 10.71 | 1 | 2019-12-31 | 2020-12-31 | 365 | 12.5249 | 12
14171 | 10.2 | 1 | 2019-12-31 | 2020-12-31 | 365 | 11.9285 | 11
16536 | 12.24 | 1 | 2019-12-31 | 2020-12-31 | 365 | 14.3142 | 14
14217 | 12.75 | 1 | 2019-12-31 | 2020-12-31 | 365 | 14.9106 | 14
14730 | 12 | 1 | 2019-12-31 | 2020-12-31 | 365 | 14.0335 | 14
16962 | 8.16 | 1 | 2019-12-31 | 2020-12-31 | 365 | 9.5428 | 9
16932 | 7.54 | 1 | 2019-12-31 | 2020-12-31 | 365 | 8.8177 | 8
16923 | 4.08 | 1 | 2019-12-31 | 2020-12-31 | 365 | 4.7714 | 4
16925 | 6.12 | 1 | 2019-12-31 | 2020-12-31 | 365 | 7.1571 | 7
16931 | 10.455 | 1 | 2019-12-31 | 2020-12-31 | 365 | 12.2267 | 12
16763 | 3.06 | 1 | 2019-12-31 | 2020-12-31 | 365 | 3.5785 | 3
16851 | 4.08 | 1 | 2019-12-31 | 2020-12-31 | 365 | 4.7714 | 4
16846 | 6.885 | 1 | 2019-12-31 | 2020-12-31 | 365 | 8.0517 | 8
15772 | 10.25 | 1 | 2019-12-31 | 2020-12-31 | 365 | 11.987 | 11
15595 | 4.16 | 1 | 2019-12-31 | 2020-12-31 | 365 | 4.865 | 4
15617 | 8.415 | 1 | 2019-12-31 | 2020-12-31 | 365 | 9.841 | 9
16888 | 3.825 | 1 | 2019-12-31 | 2020-12-31 | 365 | 4.4732 | 4
16895 | 2.86 | 1 | 2019-12-31 | 2020-12-31 | 365 | 3.3447 | 3
15583 | 5.61 | 1 | 2019-12-31 | 2020-12-31 | 365 | 6.5607 | 6
14301 | 15.3 | 1 | 2019-12-31 | 2020-12-31 | 365 | 17.8927 | 17
16911 | 7.65 | 1 | 2019-12-31 | 2020-12-31 | 365 | 8.9464 | 8
16855 | 3.185 | 1 | 2019-12-31 | 2020-12-31 | 365 | 3.7247 | 3
16887 | 9.18 | 1 | 2019-12-31 | 2020-12-31 | 365 | 10.7356 | 10
16853 | 4.42 | 1 | 2019-12-31 | 2020-12-31 | 365 | 5.169 | 5
15727 | 9.62 | 1 | 2019-12-31 | 2020-12-31 | 365 | 11.2502 | 11
16837 | 8.16 | 1 | 2019-12-31 | 2020-12-31 | 365 | 9.5428 | 9
16841 | 9.1 | 1 | 2019-12-31 | 2020-12-31 | 365 | 10.6421 | 10
16834 | 8.06 | 1 | 2019-12-31 | 2020-12-31 | 365 | 9.4258 | 9
16839 | 12.495 | 1 | 2019-12-31 | 2020-12-31 | 365 | 14.6124 | 14
16718 | 6.12 | 1 | 2019-12-31 | 2020-12-31 | 365 | 7.1571 | 7
16823 | 9.945 | 1 | 2019-12-31 | 2020-12-31 | 365 | 11.6303 | 11
13942 | 6.12 | 1 | 2019-12-31 | 2020-12-31 | 365 | 7.1571 | 7
15898 | 13.005 | 1 | 2019-12-31 | 2020-12-31 | 365 | 15.2088 | 15
16509 | 4.5 | 1 | 2019-12-31 | 2020-12-31 | 365 | 5.2626 | 5
16674 | 2.04 | 1 | 2019-12-31 | 2020-12-31 | 365 | 2.3857 | 2
16535 | 4.335 | 1 | 2019-12-31 | 2020-12-31 | 365 | 5.0696 | 5
16574 | 2.6 | 1 | 2019-12-31 | 2020-12-31 | 365 | 3.0406 | 3
16572 | 2.55 | 1 | 2019-12-31 | 2020-12-31 | 365 | 2.9821 | 2
16573 | 6.885 | 1 | 2019-12-31 | 2020-12-31 | 365 | 8.0517 | 8
16571 | 4.08 | 1 | 2019-12-31 | 2020-12-31 | 365 | 4.7714 | 4
16632 | 12.495 | 1 | 2019-12-31 | 2020-12-31 | 365 | 14.6124 | 14
16047 | 8.415 | 1 | 2019-12-31 | 2020-12-31 | 365 | 9.841 | 9
16652 | 4.08 | 1 | 2019-12-31 | 2020-12-31 | 365 | 4.7714 | 4
16087 | 6.63 | 1 | 2019-12-31 | 2020-12-31 | 365 | 7.7535 | 7
16678 | 6.63 | 1 | 2019-12-31 | 2020-12-31 | 365 | 7.7535 | 7
16679 | 4.08 | 1 | 2019-12-31 | 2020-12-31 | 365 | 4.7714 | 4
15792 | 17.595 | 1 | 2019-12-31 | 2020-12-31 | 365 | 20.5766 | 20
16762 | 6.885 | 1 | 2019-12-31 | 2020-12-31 | 365 | 8.0517 | 8
16724 | 6.5 | 1 | 2019-12-31 | 2020-12-31 | 365 | 7.6015 | 7
16715 | 7.25 | 1 | 2019-12-31 | 2020-12-31 | 365 | 8.4786 | 8
16978 | 3.06 | 1 | 2019-12-31 | 2020-12-31 | 365 | 3.5785 | 3
16969 | 5.865 | 1 | 2019-12-31 | 2020-12-31 | 365 | 6.8589 | 6
16928 | 4.845 | 1 | 2019-12-31 | 2020-12-31 | 365 | 5.666 | 5
16952 | 7.28 | 1 | 2019-12-31 | 2020-12-31 | 365 | 8.5137 | 8
15797 | 5.355 | 1 | 2019-12-31 | 2020-12-31 | 365 | 6.2625 | 6
16079 | 10.71 | 1 | 2019-12-31 | 2020-12-31 | 365 | 12.5249 | 12
16800 | 7.905 | 1 | 2019-12-31 | 2020-12-31 | 365 | 9.2446 | 9
16610 | 4.845 | 1 | 2019-12-31 | 2020-12-31 | 365 | 5.666 | 5
16612 | 12.74 | 1 | 2019-12-31 | 2020-12-31 | 365 | 14.8989 | 14
16765 | 9.69 | 1 | 2019-12-31 | 2020-12-31 | 365 | 11.3321 | 11
16616 | 5.61 | 1 | 2019-12-31 | 2020-12-31 | 365 | 6.5607 | 6
16662 | 3.78 | 1 | 2019-12-31 | 2020-12-31 | 365 | 4.4206 | 4
16798 | 10.4 | 1 | 2019-12-31 | 2020-12-31 | 365 | 12.1624 | 12
16653 | 10.02 | 1 | 2019-12-31 | 2020-12-31 | 365 | 11.718 | 11
16797 | 13.515 | 1 | 2019-12-31 | 2020-12-31 | 365 | 15.8053 | 15
16767 | 16.32 | 1 | 2019-12-31 | 2020-12-31 | 365 | 19.0856 | 19
16770 | 5.61 | 1 | 2019-12-31 | 2020-12-31 | 365 | 6.5607 | 6
16810 | 5.355 | 1 | 2019-12-31 | 2020-12-31 | 365 | 6.2625 | 6
16802 | 11.22 | 1 | 2019-12-31 | 2020-12-31 | 365 | 13.1213 | 13
16822 | 3.825 | 1 | 2019-12-31 | 2020-12-31 | 365 | 4.4732 | 4
16817 | 7.65 | 1 | 2019-12-31 | 2020-12-31 | 365 | 8.9464 | 8
16806 | 8.415 | 1 | 2019-12-31 | 2020-12-31 | 365 | 9.841 | 9
16805 | 6.5 | 1 | 2019-12-31 | 2020-12-31 | 365 | 7.6015 | 7
16804 | 4.335 | 1 | 2019-12-31 | 2020-12-31 | 365 | 5.0696 | 5
16824 | 8.16 | 1 | 2019-12-31 | 2020-12-31 | 365 | 9.5428 | 9
16814 | 5.355 | 1 | 2019-12-31 | 2020-12-31 | 365 | 6.2625 | 6
16815 | 8.925 | 1 | 2019-12-31 | 2020-12-31 | 365 | 10.4374 | 10
16974 | 8.67 | 1 | 2019-12-31 | 2020-12-31 | 365 | 10.1392 | 10
15210 | 12.24 | 1 | 2019-12-31 | 2020-12-31 | 365 | 14.3142 | 14
16071 | 8 | 1 | 2019-12-31 | 2020-12-31 | 365 | 9.3557 | 9
16229 | 6.25 | 1 | 2019-12-31 | 2020-12-31 | 365 | 7.3091 | 7
16874 | 9.435 | 1 | 2019-12-31 | 2020-12-31 | 365 | 11.0339 | 11
15889 | 4.335 | 1 | 2019-12-31 | 2020-12-31 | 365 | 5.0696 | 5
15243 | 5.865 | 1 | 2019-12-31 | 2020-12-31 | 365 | 6.8589 | 6
14064 | 5.865 | 1 | 2019-12-31 | 2020-12-31 | 365 | 6.8589 | 6
15062 | 8.25 | 1 | 2019-12-31 | 2020-12-31 | 365 | 9.648 | 9
15097 | 7.25 | 1 | 2019-12-31 | 2020-12-31 | 365 | 8.4786 | 8
15124 | 5.75 | 1 | 2019-12-31 | 2020-12-31 | 365 | 6.7244 | 6
14122 | 3.315 | 1 | 2019-12-31 | 2020-12-31 | 365 | 3.8768 | 3
16251 | 11.96 | 1 | 2019-12-31 | 2020-12-31 | 365 | 13.9867 | 13
16235 | 5.98 | 1 | 2019-12-31 | 2020-12-31 | 365 | 6.9934 | 6
15548 | 3.825 | 1 | 2019-12-31 | 2020-12-31 | 365 | 4.4732 | 4
16859 | 8.25 | 1 | 2019-12-31 | 2020-12-31 | 365 | 9.648 | 9
16083 | 5.75 | 1 | 2019-12-31 | 2020-12-31 | 365 | 6.7244 | 6
16267 | 4.08 | 1 | 2019-12-31 | 2020-12-31 | 365 | 4.7714 | 4
16863 | 2.55 | 1 | 2019-12-31 | 2020-12-31 | 365 | 2.9821 | 2
16219 | 4.25 | 1 | 2019-12-31 | 2020-12-31 | 365 | 4.9702 | 4
20714 | 5.865 | 1 | 2019-12-31 | 2020-12-31 | 365 | 6.8589 | 6
20612 | 10.71 | 1 | 2019-12-31 | 2020-12-31 | 365 | 12.5249 | 12
20605 | 7 | 1 | 2019-12-31 | 2020-12-31 | 365 | 8.1862 | 8
20445 | 5.25 | 1 | 2019-12-31 | 2020-12-31 | 365 | 6.1397 | 6
20443 | 4.59 | 1 | 2019-12-31 | 2020-12-31 | 365 | 5.3678 | 5
20439 | 3.64 | 1 | 2019-12-31 | 2020-12-31 | 365 | 4.2568 | 4
20540 | 6.5 | 1 | 2019-12-31 | 2020-12-31 | 365 | 7.6015 | 7
20493 | 7.905 | 1 | 2019-12-31 | 2020-12-31 | 365 | 9.2446 | 9
20492 | 6.76 | 1 | 2019-12-31 | 2020-12-31 | 365 | 7.9055 | 7
20489 | 7.28 | 1 | 2019-12-31 | 2020-12-31 | 365 | 8.5137 | 8
15602 | 6.12 | 1 | 2019-12-31 | 2020-12-31 | 365 | 7.1571 | 7
20515 | 7.18 | 1 | 2019-12-31 | 2020-12-31 | 365 | 8.3967 | 8
20408 | 5.1 | 1 | 2019-12-31 | 2020-12-31 | 365 | 5.9642 | 5
20512 | 7.905 | 1 | 2019-12-31 | 2020-12-31 | 365 | 9.2446 | 9
19958 | 7.28 | 1 | 2019-12-31 | 2020-12-31 | 365 | 8.5137 | 8
20653 | 5.1 | 1 | 2019-12-31 | 2020-12-31 | 365 | 5.9642 | 5
16784 | 13.77 | 1 | 2019-12-31 | 2020-12-31 | 365 | 16.1035 | 16
17008 | 5.72 | 1 | 2019-12-31 | 2020-12-31 | 365 | 6.6893 | 6
20648 | 9.435 | 1 | 2019-12-31 | 2020-12-31 | 365 | 11.0339 | 11
17429 | 15.3 | 1 | 2019-12-31 | 2020-12-31 | 365 | 17.8927 | 17
17409 | 5.5 | 1 | 2019-12-31 | 2020-12-31 | 365 | 6.432 | 6
17416 | 5.98 | 1 | 2019-12-31 | 2020-12-31 | 365 | 6.9934 | 6
17434 | 14.28 | 1 | 2019-12-31 | 2020-12-31 | 365 | 16.6999 | 16
20643 | 5.865 | 1 | 2019-12-31 | 2020-12-31 | 365 | 6.8589 | 6
16658 | 8.32 | 1 | 2019-12-31 | 2020-12-31 | 365 | 9.7299 | 9
16992 | 4.08 | 1 | 2019-12-31 | 2020-12-31 | 365 | 4.7714 | 4
20640 | 3.38 | 1 | 2019-12-31 | 2020-12-31 | 365 | 3.9528 | 3
15220 | 4.59 | 1 | 2019-12-31 | 2020-12-31 | 365 | 5.3678 | 5
20633 | 5.2 | 1 | 2019-12-31 | 2020-12-31 | 365 | 6.0812 | 6
15629 | 4.5 | 1 | 2019-12-31 | 2020-12-31 | 365 | 5.2626 | 5
15982 | 7.5 | 1 | 2019-12-31 | 2020-12-31 | 365 | 8.7709 | 8
17331 | 4.845 | 1 | 2019-12-31 | 2020-12-31 | 365 | 5.666 | 5
13833 | 6.63 | 1 | 2019-12-31 | 2020-12-31 | 365 | 7.7535 | 7
20676 | 5.61 | 1 | 2019-12-31 | 2020-12-31 | 365 | 6.5607 | 6
17350 | 4.08 | 1 | 2019-12-31 | 2020-12-31 | 365 | 4.7714 | 4
17345 | 3.825 | 1 | 2019-12-31 | 2020-12-31 | 365 | 4.4732 | 4
16759 | 4.16 | 1 | 2019-12-31 | 2020-12-31 | 365 | 4.865 | 4
17320 | 6.885 | 1 | 2019-12-31 | 2020-12-31 | 365 | 8.0517 | 8
17329 | 4.335 | 1 | 2019-12-31 | 2020-12-31 | 365 | 5.0696 | 5
16787 | 3.06 | 1 | 2019-12-31 | 2020-12-31 | 365 | 3.5785 | 3
16779 | 6.12 | 1 | 2019-12-31 | 2020-12-31 | 365 | 7.1571 | 7
20511 | 5 | 1 | 2019-12-31 | 2020-12-31 | 365 | 5.8473 | 5
17400 | 5.39 | 1 | 2019-12-31 | 2020-12-31 | 365 | 6.3034 | 6
18732 | 7.14 | 1 | 2019-12-31 | 2020-12-31 | 365 | 8.3499 | 8
16908 | 4.335 | 1 | 2019-12-31 | 2020-12-31 | 365 | 5.0696 | 5
16774 | 3.9 | 1 | 2019-12-31 | 2020-12-31 | 365 | 4.5609 | 4
17402 | 5.1 | 1 | 2019-12-31 | 2020-12-31 | 365 | 5.9642 | 5
16480 | 11.475 | 1 | 2019-12-31 | 2020-12-31 | 365 | 13.4196 | 13
17366 | 5.865 | 1 | 2019-12-31 | 2020-12-31 | 365 | 6.8589 | 6
20496 | 4.42 | 1 | 2019-12-31 | 2020-12-31 | 365 | 5.169 | 5
17385 | 3.675 | 1 | 2019-12-31 | 2020-12-31 | 365 | 4.2978 | 4
17417 | 4.845 | 1 | 2019-12-31 | 2020-12-31 | 365 | 5.666 | 5
14331 | 5.865 | 1 | 2019-12-31 | 2020-12-31 | 365 | 6.8589 | 6
20596 | 3.12 | 1 | 2019-12-31 | 2020-12-31 | 365 | 3.6487 | 3
17694 | 5.2 | 1 | 2019-12-31 | 2020-12-31 | 365 | 6.0812 | 6
17729 | 3.06 | 1 | 2019-12-31 | 2020-12-31 | 365 | 3.5785 | 3
17731 | 4.16 | 1 | 2019-12-31 | 2020-12-31 | 365 | 4.865 | 4
17604 | 2.55 | 1 | 2019-12-31 | 2020-12-31 | 365 | 2.9821 | 2
17687 | 14.025 | 1 | 2019-12-31 | 2020-12-31 | 365 | 16.4017 | 16
17737 | 5.2 | 1 | 2019-12-31 | 2020-12-31 | 365 | 6.0812 | 6
17740 | 5.98 | 1 | 2019-12-31 | 2020-12-31 | 365 | 6.9934 | 6
17743 | 6.375 | 1 | 2019-12-31 | 2020-12-31 | 365 | 7.4553 | 7
17746 | 2.55 | 1 | 2019-12-31 | 2020-12-31 | 365 | 2.9821 | 2
17759 | 4.59 | 1 | 2019-12-31 | 2020-12-31 | 365 | 5.3678 | 5
17761 | 4.1 | 1 | 2019-12-31 | 2020-12-31 | 365 | 4.7948 | 4
17768 | 2.805 | 1 | 2019-12-31 | 2020-12-31 | 365 | 3.2803 | 3
20726 | 3.9 | 1 | 2019-12-31 | 2020-12-31 | 365 | 4.5609 | 4
19954 | 5.46 | 1 | 2019-12-31 | 2020-12-31 | 365 | 6.3853 | 6
17790 | 7.905 | 1 | 2019-12-31 | 2020-12-31 | 365 | 9.2446 | 9
12622 | 6.12 | 1 | 2019-12-31 | 2020-12-31 | 365 | 7.1571 | 7
13153 | 6.12 | 1 | 2019-12-31 | 2020-12-31 | 365 | 7.1571 | 7
15739 | 9.945 | 1 | 2019-12-31 | 2020-12-31 | 365 | 11.6303 | 11
15039 | 4.335 | 1 | 2019-12-31 | 2020-12-31 | 365 | 5.0696 | 5
14759 | 5.1 | 1 | 2019-12-31 | 2020-12-31 | 365 | 5.9642 | 5
15261 | 5.355 | 1 | 2019-12-31 | 2020-12-31 | 365 | 6.2625 | 6
15643 | 11.75 | 1 | 2019-12-31 | 2020-12-31 | 365 | 13.7412 | 13
15622 | 6.12 | 1 | 2019-12-31 | 2020-12-31 | 365 | 7.1571 | 7
17786 | 4.68 | 1 | 2019-12-31 | 2020-12-31 | 365 | 5.4731 | 5
15598 | 4.59 | 1 | 2019-12-31 | 2020-12-31 | 365 | 5.3678 | 5
14900 | 8.925 | 1 | 2019-12-31 | 2020-12-31 | 365 | 10.4374 | 10
16185 | 3.675 | 1 | 2019-12-31 | 2020-12-31 | 365 | 4.2978 | 4
16497 | 6.63 | 1 | 2019-12-31 | 2020-12-31 | 365 | 7.7535 | 7
14649 | 12.495 | 1 | 2019-12-31 | 2020-12-31 | 365 | 14.6124 | 14
15024 | 4.335 | 1 | 2019-12-31 | 2020-12-31 | 365 | 5.0696 | 5
15255 | 6.12 | 1 | 2019-12-31 | 2020-12-31 | 365 | 7.1571 | 7
15234 | 4.59 | 1 | 2019-12-31 | 2020-12-31 | 365 | 5.3678 | 5
16516 | 5.1 | 1 | 2019-12-31 | 2020-12-31 | 365 | 5.9642 | 5
15668 | 6.63 | 1 | 2019-12-31 | 2020-12-31 | 365 | 7.7535 | 7
16570 | 6.885 | 1 | 2019-12-31 | 2020-12-31 | 365 | 8.0517 | 8
15650 | 6.12 | 1 | 2019-12-31 | 2020-12-31 | 365 | 7.1571 | 7
15913 | 5.61 | 1 | 2019-12-31 | 2020-12-31 | 365 | 6.5607 | 6
15052 | 9.435 | 1 | 2019-12-31 | 2020-12-31 | 365 | 11.0339 | 11
19737 | 4.845 | 1 | 2019-12-31 | 2020-12-31 | 365 | 5.666 | 5
16755 | 3.57 | 1 | 2019-12-31 | 2020-12-31 | 365 | 4.175 | 4
16712 | 7.395 | 1 | 2019-12-31 | 2020-12-31 | 365 | 8.6482 | 8
19721 | 4.08 | 1 | 2019-12-31 | 2020-12-31 | 365 | 4.7714 | 4
15678 | 2.55 | 1 | 2019-12-31 | 2020-12-31 | 365 | 2.9821 | 2
17557 | 7.65 | 1 | 2019-12-31 | 2020-12-31 | 365 | 8.9464 | 8
17563 | 3.64 | 1 | 2019-12-31 | 2020-12-31 | 365 | 4.2568 | 4
15050 | 4.59 | 1 | 2019-12-31 | 2020-12-31 | 365 | 5.3678 | 5
17535 | 4.335 | 1 | 2019-12-31 | 2020-12-31 | 365 | 5.0696 | 5
17537 | 5.61 | 1 | 2019-12-31 | 2020-12-31 | 365 | 6.5607 | 6
17540 | 4.08 | 1 | 2019-12-31 | 2020-12-31 | 365 | 4.7714 | 4
16575 | 4.845 | 1 | 2019-12-31 | 2020-12-31 | 365 | 5.666 | 5
17541 | 4.845 | 1 | 2019-12-31 | 2020-12-31 | 365 | 5.666 | 5
17632 | 10.2 | 1 | 2019-12-31 | 2020-12-31 | 365 | 11.9285 | 11
17613 | 4.42 | 1 | 2019-12-31 | 2020-12-31 | 365 | 5.169 | 5
17629 | 9.205 | 1 | 2019-12-31 | 2020-12-31 | 365 | 10.7649 | 10
14862 | 8.925 | 1 | 2019-12-31 | 2020-12-31 | 365 | 10.4374 | 10
17641 | 7.905 | 1 | 2019-12-31 | 2020-12-31 | 365 | 9.2446 | 9
17648 | 5.355 | 1 | 2019-12-31 | 2020-12-31 | 365 | 6.2625 | 6
17656 | 7.14 | 1 | 2019-12-31 | 2020-12-31 | 365 | 8.3499 | 8
17651 | 7.14 | 1 | 2019-12-31 | 2020-12-31 | 365 | 8.3499 | 8
17657 | 9.69 | 1 | 2019-12-31 | 2020-12-31 | 365 | 11.3321 | 11
17682 | 13.77 | 1 | 2019-12-31 | 2020-12-31 | 365 | 16.1035 | 16
17683 | 6.12 | 1 | 2019-12-31 | 2020-12-31 | 365 | 7.1571 | 7
17689 | 6.375 | 1 | 2019-12-31 | 2020-12-31 | 365 | 7.4553 | 7
17698 | 6.24 | 1 | 2019-12-31 | 2020-12-31 | 365 | 7.2974 | 7
17810 | 11.475 | 1 | 2019-12-31 | 2020-12-31 | 365 | 13.4196 | 13
17825 | 9.435 | 1 | 2019-12-31 | 2020-12-31 | 365 | 11.0339 | 11
17826 | 4.59 | 1 | 2019-12-31 | 2020-12-31 | 365 | 5.3678 | 5
17831 | 4.845 | 1 | 2019-12-31 | 2020-12-31 | 365 | 5.666 | 5
20007 | 5.2 | 1 | 2019-12-31 | 2020-12-31 | 365 | 6.0812 | 6
17882 | 6.885 | 1 | 2019-12-31 | 2020-12-31 | 365 | 8.0517 | 8
17885 | 11.22 | 1 | 2019-12-31 | 2020-12-31 | 365 | 13.1213 | 13
16262 | 5.355 | 1 | 2019-12-31 | 2020-12-31 | 365 | 6.2625 | 6
15057 | 4.335 | 1 | 2019-12-31 | 2020-12-31 | 365 | 5.0696 | 5
15086 | 10.92 | 1 | 2019-12-31 | 2020-12-31 | 365 | 12.7705 | 12
15193 | 7.595 | 1 | 2019-12-31 | 2020-12-31 | 365 | 8.882 | 8
15246 | 5.61 | 1 | 2019-12-31 | 2020-12-31 | 365 | 6.5607 | 6
17498 | 3.12 | 1 | 2019-12-31 | 2020-12-31 | 365 | 3.6487 | 3
17316 | 6.375 | 1 | 2019-12-31 | 2020-12-31 | 365 | 7.4553 | 7
15855 | 3.64 | 1 | 2019-12-31 | 2020-12-31 | 365 | 4.2568 | 4
14326 | 7.65 | 1 | 2019-12-31 | 2020-12-31 | 365 | 8.9464 | 8
14895 | 6 | 1 | 2019-12-31 | 2020-12-31 | 365 | 7.0168 | 7
16760 | 5.355 | 1 | 2019-12-31 | 2020-12-31 | 365 | 6.2625 | 6
16307 | 11.22 | 1 | 2019-12-31 | 2020-12-31 | 365 | 13.1213 | 13
14473 | 6.37 | 1 | 2019-12-31 | 2020-12-31 | 365 | 7.4495 | 7
18381 | 3.12 | 1 | 2019-12-31 | 2020-12-31 | 365 | 3.6487 | 3
15132 | 10.71 | 1 | 2019-12-31 | 2020-12-31 | 365 | 12.5249 | 12
17428 | 7.395 | 1 | 2019-12-31 | 2020-12-31 | 365 | 8.6482 | 8
18570 | 3.825 | 1 | 2019-12-31 | 2020-12-31 | 365 | 4.4732 | 4
18571 | 4.335 | 1 | 2019-12-31 | 2020-12-31 | 365 | 5.0696 | 5
18591 | 2.6 | 1 | 2019-12-31 | 2020-12-31 | 365 | 3.0406 | 3
17749 | 3.5 | 1 | 2019-12-31 | 2020-12-31 | 365 | 4.0931 | 4
16605 | 3.75 | 1 | 2019-12-31 | 2020-12-31 | 365 | 4.3855 | 4
14196 | 10.455 | 1 | 2019-12-31 | 2020-12-31 | 365 | 12.2267 | 12
13593 | 5.355 | 1 | 2019-12-31 | 2020-12-31 | 365 | 6.2625 | 6
18623 | 5.98 | 1 | 2019-12-31 | 2020-12-31 | 365 | 6.9934 | 6
18625 | 5.865 | 1 | 2019-12-31 | 2020-12-31 | 365 | 6.8589 | 6
18695 | 4.08 | 1 | 2019-12-31 | 2020-12-31 | 365 | 4.7714 | 4
18722 | 3.315 | 1 | 2019-12-31 | 2020-12-31 | 365 | 3.8768 | 3
18725 | 6.12 | 1 | 2019-12-31 | 2020-12-31 | 365 | 7.1571 | 7
18735 | 3.12 | 1 | 2019-12-31 | 2020-12-31 | 365 | 3.6487 | 3
18793 | 3.57 | 1 | 2019-12-31 | 2020-12-31 | 365 | 4.175 | 4
17602 | 9.1 | 1 | 2019-12-31 | 2020-12-31 | 365 | 10.6421 | 10
17617 | 2.86 | 1 | 2019-12-31 | 2020-12-31 | 365 | 3.3447 | 3
14630 | 7.395 | 1 | 2019-12-31 | 2020-12-31 | 365 | 8.6482 | 8
14628 | 4 | 1 | 2019-12-31 | 2020-12-31 | 365 | 4.6778 | 4
14644 | 5.46 | 1 | 2019-12-31 | 2020-12-31 | 365 | 6.3853 | 6
14518 | 9.18 | 1 | 2019-12-31 | 2020-12-31 | 365 | 10.7356 | 10
18386 | 11.44 | 1 | 2019-12-31 | 2020-12-31 | 365 | 13.3786 | 13
18377 | 7.28 | 1 | 2019-12-31 | 2020-12-31 | 365 | 8.5137 | 8
17970 | 11.7 | 1 | 2019-12-31 | 2020-12-31 | 365 | 13.6827 | 13
14577 | 6.86 | 1 | 2019-12-31 | 2020-12-31 | 365 | 8.0225 | 8
14626 | 7.395 | 1 | 2019-12-31 | 2020-12-31 | 365 | 8.6482 | 8
13430 | 4.335 | 1 | 2019-12-31 | 2020-12-31 | 365 | 5.0696 | 5
16781 | 3.57 | 1 | 2019-12-31 | 2020-12-31 | 365 | 4.175 | 4
18449 | 4.94 | 1 | 2019-12-31 | 2020-12-31 | 365 | 5.7771 | 5
13587 | 7.65 | 1 | 2019-12-31 | 2020-12-31 | 365 | 8.9464 | 8
18374 | 5.39 | 1 | 2019-12-31 | 2020-12-31 | 365 | 6.3034 | 6
13359 | 4.75 | 1 | 2019-12-31 | 2020-12-31 | 365 | 5.5549 | 5
18459 | 7.65 | 1 | 2019-12-31 | 2020-12-31 | 365 | 8.9464 | 8
15833 | 2.34 | 1 | 2019-12-31 | 2020-12-31 | 365 | 2.7365 | 2
13597 | 7.905 | 1 | 2019-12-31 | 2020-12-31 | 365 | 9.2446 | 9
13589 | 5.61 | 1 | 2019-12-31 | 2020-12-31 | 365 | 6.5607 | 6
18683 | 7.395 | 1 | 2019-12-31 | 2020-12-31 | 365 | 8.6482 | 8
16363 | 12.24 | 1 | 2019-12-31 | 2020-12-31 | 365 | 14.3142 | 14
15127 | 4.335 | 1 | 2019-12-31 | 2020-12-31 | 365 | 5.0696 | 5
16914 | 11.62 | 1 | 2019-12-31 | 2020-12-31 | 365 | 13.5891 | 13
17543 | 2.86 | 1 | 2019-12-31 | 2020-12-31 | 365 | 3.3447 | 3
18086 | 3.38 | 1 | 2019-12-31 | 2020-12-31 | 365 | 3.9528 | 3
14398 | 3 | 1 | 2019-12-31 | 2020-12-31 | 365 | 3.5084 | 3
15931 | 11 | 1 | 2019-12-31 | 2020-12-31 | 365 | 12.8641 | 12
14210 | 12.495 | 1 | 2019-12-31 | 2020-12-31 | 365 | 14.6124 | 14
14888 | 5.61 | 1 | 2019-12-31 | 2020-12-31 | 365 | 6.5607 | 6
14263 | 11.22 | 1 | 2019-12-31 | 2020-12-31 | 365 | 13.1213 | 13
14093 | 8.16 | 1 | 2019-12-31 | 2020-12-31 | 365 | 9.5428 | 9
15958 | 9.18 | 1 | 2019-12-31 | 2020-12-31 | 365 | 10.7356 | 10
17354 | 4.08 | 1 | 2019-12-31 | 2020-12-31 | 365 | 4.7714 | 4
13980 | 5.865 | 1 | 2019-12-31 | 2020-12-31 | 365 | 6.8589 | 6
17623 | 5.25 | 1 | 2019-12-31 | 2020-12-31 | 365 | 6.1397 | 6
14011 | 2.805 | 1 | 2019-12-31 | 2020-12-31 | 365 | 3.2803 | 3
17728 | 7.395 | 1 | 2019-12-31 | 2020-12-31 | 365 | 8.6482 | 8
18286 | 5.46 | 1 | 2019-12-31 | 2020-12-31 | 365 | 6.3853 | 6
13501 | 8.415 | 1 | 2019-12-31 | 2020-12-31 | 365 | 9.841 | 9
15899 | 3 | 1 | 2019-12-31 | 2020-12-31 | 365 | 3.5084 | 3
16668 | 4.59 | 1 | 2019-12-31 | 2020-12-31 | 365 | 5.3678 | 5
14166 | 4.59 | 1 | 2019-12-31 | 2020-12-31 | 365 | 5.3678 | 5
14013 | 5.1 | 1 | 2019-12-31 | 2020-12-31 | 365 | 5.9642 | 5
15923 | 3.57 | 1 | 2019-12-31 | 2020-12-31 | 365 | 4.175 | 4
18585 | 3.06 | 1 | 2019-12-31 | 2020-12-31 | 365 | 3.5785 | 3
17876 | 6.63 | 1 | 2019-12-31 | 2020-12-31 | 365 | 7.7535 | 7
16186 | 6.885 | 1 | 2019-12-31 | 2020-12-31 | 365 | 8.0517 | 8
15148 | 6.615 | 1 | 2019-12-31 | 2020-12-31 | 365 | 7.736 | 7
13831 | 2.805 | 1 | 2019-12-31 | 2020-12-31 | 365 | 3.2803 | 3
13480 | 3.315 | 1 | 2019-12-31 | 2020-12-31 | 365 | 3.8768 | 3
17436 | 11.73 | 1 | 2019-12-31 | 2020-12-31 | 365 | 13.7178 | 13
17440 | 4.5 | 1 | 2019-12-31 | 2020-12-31 | 365 | 5.2626 | 5
16060 | 11.22 | 1 | 2019-12-31 | 2020-12-31 | 365 | 13.1213 | 13
17478 | 3.825 | 1 | 2019-12-31 | 2020-12-31 | 365 | 4.4732 | 4
17479 | 9.435 | 1 | 2019-12-31 | 2020-12-31 | 365 | 11.0339 | 11
17482 | 7.14 | 1 | 2019-12-31 | 2020-12-31 | 365 | 8.3499 | 8
17489 | 11.96 | 1 | 2019-12-31 | 2020-12-31 | 365 | 13.9867 | 13
17559 | 3.315 | 1 | 2019-12-31 | 2020-12-31 | 365 | 3.8768 | 3
17565 | 9.69 | 1 | 2019-12-31 | 2020-12-31 | 365 | 11.3321 | 11
17573 | 10.2 | 1 | 2019-12-31 | 2020-12-31 | 365 | 11.9285 | 11
17517 | 7.65 | 1 | 2019-12-31 | 2020-12-31 | 365 | 8.9464 | 8
14893 | 4.845 | 1 | 2019-12-31 | 2020-12-31 | 365 | 5.666 | 5
15957 | 14.025 | 1 | 2019-12-31 | 2020-12-31 | 365 | 16.4017 | 16
16529 | 12.75 | 1 | 2019-12-31 | 2020-12-31 | 365 | 14.9106 | 14
15801 | 9.435 | 1 | 2019-12-31 | 2020-12-31 | 365 | 11.0339 | 11
15156 | 3.315 | 1 | 2019-12-31 | 2020-12-31 | 365 | 3.8768 | 3
19444 | 5.865 | 1 | 2019-12-31 | 2020-12-31 | 365 | 6.8589 | 6
19448 | 4.59 | 1 | 2019-12-31 | 2020-12-31 | 365 | 5.3678 | 5
16921 | 9.945 | 1 | 2019-12-31 | 2020-12-31 | 365 | 11.6303 | 11
19450 | 6.12 | 1 | 2019-12-31 | 2020-12-31 | 365 | 7.1571 | 7
16807 | 4.16 | 1 | 2019-12-31 | 2020-12-31 | 365 | 4.865 | 4
14450 | 17 | 1 | 2019-12-31 | 2020-12-31 | 365 | 19.8808 | 19
17704 | 2.205 | 1 | 2019-12-31 | 2020-12-31 | 365 | 2.5787 | 2
18693 | 5.355 | 1 | 2019-12-31 | 2020-12-31 | 365 | 6.2625 | 6
15615 | 7.14 | 1 | 2019-12-31 | 2020-12-31 | 365 | 8.3499 | 8
18095 | 6.76 | 1 | 2019-12-31 | 2020-12-31 | 365 | 7.9055 | 7
16225 | 5.2 | 1 | 2019-12-31 | 2020-12-31 | 365 | 6.0812 | 6
17421 | 4.68 | 1 | 2019-12-31 | 2020-12-31 | 365 | 5.4731 | 5
18292 | 16.12 | 1 | 2019-12-31 | 2020-12-31 | 365 | 18.8517 | 18
12975 | 4.845 | 1 | 2019-12-31 | 2020-12-31 | 365 | 5.666 | 5
14017 | 4.59 | 1 | 2019-12-31 | 2020-12-31 | 365 | 5.3678 | 5
15836 | 3.825 | 1 | 2019-12-31 | 2020-12-31 | 365 | 4.4732 | 4
13839 | 8.67 | 1 | 2019-12-31 | 2020-12-31 | 365 | 10.1392 | 10
17556 | 4.59 | 1 | 2019-12-31 | 2020-12-31 | 365 | 5.3678 | 5
18691 | 4.59 | 1 | 2019-12-31 | 2020-12-31 | 365 | 5.3678 | 5
15771 | 6 | 1 | 2019-12-31 | 2020-12-31 | 365 | 7.0168 | 7
18583 | 3.38 | 1 | 2019-12-31 | 2020-12-31 | 365 | 3.9528 | 3
17697 | 9.36 | 1 | 2019-12-31 | 2020-12-31 | 365 | 10.9461 | 10
14332 | 5.1 | 1 | 2019-12-31 | 2020-12-31 | 365 | 5.9642 | 5
18140 | 3.825 | 1 | 2019-12-31 | 2020-12-31 | 365 | 4.4732 | 4
16494 | 8.16 | 1 | 2019-12-31 | 2020-12-31 | 365 | 9.5428 | 9
18464 | 6.885 | 1 | 2019-12-31 | 2020-12-31 | 365 | 8.0517 | 8
15161 | 6.885 | 1 | 2019-12-31 | 2020-12-31 | 365 | 8.0517 | 8
17867 | 5.865 | 1 | 2019-12-31 | 2020-12-31 | 365 | 6.8589 | 6
17654 | 6.885 | 1 | 2019-12-31 | 2020-12-31 | 365 | 8.0517 | 8
17644 | 8.415 | 1 | 2019-12-31 | 2020-12-31 | 365 | 9.841 | 9
19415 | 8.415 | 1 | 2019-12-31 | 2020-12-31 | 365 | 9.841 | 9
16377 | 10.71 | 1 | 2019-12-31 | 2020-12-31 | 365 | 12.5249 | 12
13382 | 4.08 | 1 | 2019-12-31 | 2020-12-31 | 365 | 4.7714 | 4
12885 | 7.14 | 1 | 2019-12-31 | 2020-12-31 | 365 | 8.3499 | 8
17513 | 4.335 | 1 | 2019-12-31 | 2020-12-31 | 365 | 5.0696 | 5
16850 | 7.14 | 1 | 2019-12-31 | 2020-12-31 | 365 | 8.3499 | 8
13494 | 3.825 | 1 | 2019-12-31 | 2020-12-31 | 365 | 4.4732 | 4
17322 | 2.04 | 1 | 2019-12-31 | 2020-12-31 | 365 | 2.3857 | 2
15789 | 10.965 | 1 | 2019-12-31 | 2020-12-31 | 365 | 12.8231 | 12
17721 | 11.985 | 1 | 2019-12-31 | 2020-12-31 | 365 | 14.016 | 14
19465 | 3.825 | 1 | 2019-12-31 | 2020-12-31 | 365 | 4.4732 | 4
19468 | 7.395 | 1 | 2019-12-31 | 2020-12-31 | 365 | 8.6482 | 8
19477 | 5.72 | 1 | 2019-12-31 | 2020-12-31 | 365 | 6.6893 | 6
18984 | 5.61 | 1 | 2019-12-31 | 2020-12-31 | 365 | 6.5607 | 6
19460 | 4.08 | 1 | 2019-12-31 | 2020-12-31 | 365 | 4.7714 | 4
19464 | 7.28 | 1 | 2019-12-31 | 2020-12-31 | 365 | 8.5137 | 8
19546 | 3.64 | 1 | 2019-12-31 | 2020-12-31 | 365 | 4.2568 | 4
19549 | 7.65 | 1 | 2019-12-31 | 2020-12-31 | 365 | 8.9464 | 8
19551 | 4.16 | 1 | 2019-12-31 | 2020-12-31 | 365 | 4.865 | 4
19863 | 6.885 | 1 | 2019-12-31 | 2020-12-31 | 365 | 8.0517 | 8
19673 | 3.64 | 1 | 2019-12-31 | 2020-12-31 | 365 | 4.2568 | 4
15919 | 11.25 | 1 | 2019-12-31 | 2020-12-31 | 365 | 13.1564 | 13
19674 | 4.42 | 1 | 2019-12-31 | 2020-12-31 | 365 | 5.169 | 5
20086 | 10.4 | 1 | 2019-12-31 | 2020-12-31 | 365 | 12.1624 | 12
16664 | 6.885 | 1 | 2019-12-31 | 2020-12-31 | 365 | 8.0517 | 8
14905 | 6.885 | 1 | 2019-12-31 | 2020-12-31 | 365 | 8.0517 | 8
19872 | 4.42 | 1 | 2019-12-31 | 2020-12-31 | 365 | 5.169 | 5
19882 | 5.145 | 1 | 2019-12-31 | 2020-12-31 | 365 | 6.0169 | 6
19886 | 4.16 | 1 | 2019-12-31 | 2020-12-31 | 365 | 4.865 | 4
19517 | 3.9 | 1 | 2019-12-31 | 2020-12-31 | 365 | 4.5609 | 4
19897 | 6.885 | 1 | 2019-12-31 | 2020-12-31 | 365 | 8.0517 | 8
19935 | 3.64 | 1 | 2019-12-31 | 2020-12-31 | 365 | 4.2568 | 4
19944 | 3.57 | 1 | 2019-12-31 | 2020-12-31 | 365 | 4.175 | 4
19984 | 7.65 | 1 | 2019-12-31 | 2020-12-31 | 365 | 8.9464 | 8
20018 | 5.61 | 1 | 2019-12-31 | 2020-12-31 | 365 | 6.5607 | 6
19927 | 8.32 | 1 | 2019-12-31 | 2020-12-31 | 365 | 9.7299 | 9
19536 | 7.54 | 1 | 2019-12-31 | 2020-12-31 | 365 | 8.8177 | 8
19949 | 5.355 | 1 | 2019-12-31 | 2020-12-31 | 365 | 6.2625 | 6
19544 | 6.5 | 1 | 2019-12-31 | 2020-12-31 | 365 | 7.6015 | 7
19545 | 5.98 | 1 | 2019-12-31 | 2020-12-31 | 365 | 6.9934 | 6
19548 | 3.64 | 1 | 2019-12-31 | 2020-12-31 | 365 | 4.2568 | 4
19682 | 3.12 | 1 | 2019-12-31 | 2020-12-31 | 365 | 3.6487 | 3
19686 | 9.62 | 1 | 2019-12-31 | 2020-12-31 | 365 | 11.2502 | 11
17979 | 5.355 | 1 | 2019-12-31 | 2020-12-31 | 365 | 6.2625 | 6
18131 | 7.02 | 1 | 2019-12-31 | 2020-12-31 | 365 | 8.2096 | 8
13968 | 5 | 1 | 2019-12-31 | 2020-12-31 | 365 | 5.8473 | 5
19797 | 9.88 | 1 | 2019-12-31 | 2020-12-31 | 365 | 11.5543 | 11
19810 | 2.6 | 1 | 2019-12-31 | 2020-12-31 | 365 | 3.0406 | 3
19832 | 13.26 | 1 | 2019-12-31 | 2020-12-31 | 365 | 15.507 | 15
19826 | 8 | 1 | 2019-12-31 | 2020-12-31 | 365 | 9.3557 | 9
19845 | 3.12 | 1 | 2019-12-31 | 2020-12-31 | 365 | 3.6487 | 3
19794 | 4.16 | 1 | 2019-12-31 | 2020-12-31 | 365 | 4.865 | 4
19860 | 4.94 | 1 | 2019-12-31 | 2020-12-31 | 365 | 5.7771 | 5
15133 | 5.61 | 1 | 2019-12-31 | 2020-12-31 | 365 | 6.5607 | 6
15773 | 4.16 | 1 | 2019-12-31 | 2020-12-31 | 365 | 4.865 | 4
17486 | 2.86 | 1 | 2019-12-31 | 2020-12-31 | 365 | 3.3447 | 3
17487 | 5.1 | 1 | 2019-12-31 | 2020-12-31 | 365 | 5.9642 | 5
17502 | 4.335 | 1 | 2019-12-31 | 2020-12-31 | 365 | 5.0696 | 5
20777 | 2.34 | 1 | 2019-12-31 | 2020-12-31 | 365 | 2.7365 | 2
20780 | 9.1 | 1 | 2019-12-31 | 2020-12-31 | 365 | 10.6421 | 10
20782 | 7.8 | 1 | 2019-12-31 | 2020-12-31 | 365 | 9.1218 | 9
13999 | 5.61 | 1 | 2019-12-31 | 2020-12-31 | 365 | 6.5607 | 6
14497 | 6.63 | 1 | 2019-12-31 | 2020-12-31 | 365 | 7.7535 | 7
15041 | 2.805 | 1 | 2019-12-31 | 2020-12-31 | 365 | 3.2803 | 3
19453 | 8 | 1 | 2019-12-31 | 2020-12-31 | 365 | 9.3557 | 9
19752 | 5.46 | 1 | 2019-12-31 | 2020-12-31 | 365 | 6.3853 | 6
14293 | 14.28 | 1 | 2019-12-31 | 2020-12-31 | 365 | 16.6999 | 16
17965 | 9 | 1 | 2019-12-31 | 2020-12-31 | 365 | 10.5251 | 10
17363 | 9.945 | 1 | 2019-12-31 | 2020-12-31 | 365 | 11.6303 | 11
18685 | 3.64 | 1 | 2019-12-31 | 2020-12-31 | 365 | 4.2568 | 4
17571 | 11.22 | 1 | 2019-12-31 | 2020-12-31 | 365 | 13.1213 | 13
19756 | 5.1 | 1 | 2019-12-31 | 2020-12-31 | 365 | 5.9642 | 5
20781 | 9.388 | 1 | 2019-12-31 | 2020-12-31 | 365 | 10.9789 | 10
17615 | 11.7 | 1 | 2019-12-31 | 2020-12-31 | 365 | 13.6827 | 13
17630 | 5.865 | 1 | 2019-12-31 | 2020-12-31 | 365 | 6.8589 | 6
17692 | 7.28 | 1 | 2019-12-31 | 2020-12-31 | 365 | 8.5137 | 8
17701 | 5.98 | 1 | 2019-12-31 | 2020-12-31 | 365 | 6.9934 | 6
20773 | 5.5 | 1 | 2019-12-31 | 2020-12-31 | 365 | 6.432 | 6
18388 | 3.12 | 1 | 2019-12-31 | 2020-12-31 | 365 | 3.6487 | 3
19509 | 14.04 | 1 | 2019-12-31 | 2020-12-31 | 365 | 16.4192 | 16
19912 | 8.32 | 1 | 2019-12-31 | 2020-12-31 | 365 | 9.7299 | 9
19914 | 3.57 | 1 | 2019-12-31 | 2020-12-31 | 365 | 4.175 | 4
15160 | 6.63 | 1 | 2019-12-31 | 2020-12-31 | 365 | 7.7535 | 7
15164 | 4.335 | 1 | 2019-12-31 | 2020-12-31 | 365 | 5.0696 | 5
15749 | 2.805 | 1 | 2019-12-31 | 2020-12-31 | 365 | 3.2803 | 3
15856 | 4.335 | 1 | 2019-12-31 | 2020-12-31 | 365 | 5.0696 | 5
20279 | 5 | 1 | 2019-12-31 | 2020-12-31 | 365 | 5.8473 | 5
20295 | 2.805 | 1 | 2019-12-31 | 2020-12-31 | 365 | 3.2803 | 3
20354 | 6.885 | 1 | 2019-12-31 | 2020-12-31 | 365 | 8.0517 | 8
19915 | 16.32 | 1 | 2019-12-31 | 2020-12-31 | 365 | 19.0856 | 19
20362 | 8.32 | 1 | 2019-12-31 | 2020-12-31 | 365 | 9.7299 | 9
20388 | 3.12 | 1 | 2019-12-31 | 2020-12-31 | 365 | 3.6487 | 3
19956 | 13.26 | 1 | 2019-12-31 | 2020-12-31 | 365 | 15.507 | 15
20391 | 4.16 | 1 | 2019-12-31 | 2020-12-31 | 365 | 4.865 | 4
19970 | 6.12 | 1 | 2019-12-31 | 2020-12-31 | 365 | 7.1571 | 7
20410 | 2.08 | 1 | 2019-12-31 | 2020-12-31 | 365 | 2.4325 | 2
19727 | 14.025 | 1 | 2019-12-31 | 2020-12-31 | 365 | 16.4017 | 16
19774 | 10.2 | 1 | 2019-12-31 | 2020-12-31 | 365 | 11.9285 | 11
19741 | 7.14 | 1 | 2019-12-31 | 2020-12-31 | 365 | 8.3499 | 8
19801 | 5.72 | 1 | 2019-12-31 | 2020-12-31 | 365 | 6.6893 | 6
19747 | 4.845 | 1 | 2019-12-31 | 2020-12-31 | 365 | 5.666 | 5
15043 | 3.825 | 1 | 2019-12-31 | 2020-12-31 | 365 | 4.4732 | 4
20374 | 5.25 | 1 | 2019-12-31 | 2020-12-31 | 365 | 6.1397 | 6
18620 | 13.005 | 1 | 2019-12-31 | 2020-12-31 | 365 | 15.2088 | 15
19455 | 3.64 | 1 | 2019-12-31 | 2020-12-31 | 365 | 4.2568 | 4
19461 | 8.84 | 1 | 2019-12-31 | 2020-12-31 | 365 | 10.338 | 10
19467 | 5.72 | 1 | 2019-12-31 | 2020-12-31 | 365 | 6.6893 | 6
19484 | 5.98 | 1 | 2019-12-31 | 2020-12-31 | 365 | 6.9934 | 6
19490 | 3.12 | 1 | 2019-12-31 | 2020-12-31 | 365 | 3.6487 | 3
20080 | 12.74 | 1 | 2019-12-31 | 2020-12-31 | 365 | 14.8989 | 14
19513 | 4.42 | 1 | 2019-12-31 | 2020-12-31 | 365 | 5.169 | 5
20085 | 6.63 | 1 | 2019-12-31 | 2020-12-31 | 365 | 7.7535 | 7
17526 | 10.66 | 1 | 2019-12-31 | 2020-12-31 | 365 | 12.4664 | 12
14569 | 2.805 | 1 | 2019-12-31 | 2020-12-31 | 365 | 3.2803 | 3
15909 | 3.57 | 1 | 2019-12-31 | 2020-12-31 | 365 | 4.175 | 4
15798 | 11.7 | 1 | 2019-12-31 | 2020-12-31 | 365 | 13.6827 | 13
16614 | 9.18 | 1 | 2019-12-31 | 2020-12-31 | 365 | 10.7356 | 10
17771 | 4.94 | 1 | 2019-12-31 | 2020-12-31 | 365 | 5.7771 | 5
15169 | 12.495 | 1 | 2019-12-31 | 2020-12-31 | 365 | 14.6124 | 14
17936 | 8.84 | 1 | 2019-12-31 | 2020-12-31 | 365 | 10.338 | 10
17938 | 2.55 | 1 | 2019-12-31 | 2020-12-31 | 365 | 2.9821 | 2
17951 | 5.2 | 1 | 2019-12-31 | 2020-12-31 | 365 | 6.0812 | 6
15137 | 2.805 | 1 | 2019-12-31 | 2020-12-31 | 365 | 3.2803 | 3
15069 | 6.375 | 1 | 2019-12-31 | 2020-12-31 | 365 | 7.4553 | 7
17989 | 4.94 | 1 | 2019-12-31 | 2020-12-31 | 365 | 5.7771 | 5
17816 | 5.98 | 1 | 2019-12-31 | 2020-12-31 | 365 | 6.9934 | 6
15890 | 6.63 | 1 | 2019-12-31 | 2020-12-31 | 365 | 7.7535 | 7
14736 | 3.825 | 1 | 2019-12-31 | 2020-12-31 | 365 | 4.4732 | 4
13591 | 5.355 | 1 | 2019-12-31 | 2020-12-31 | 365 | 6.2625 | 6
18299 | 4.42 | 1 | 2019-12-31 | 2020-12-31 | 365 | 5.169 | 5
18302 | 9.1 | 1 | 2019-12-31 | 2020-12-31 | 365 | 10.6421 | 10
18290 | 5.46 | 1 | 2019-12-31 | 2020-12-31 | 365 | 6.3853 | 6
18293 | 1.53 | 1 | 2019-12-31 | 2020-12-31 | 365 | 1.7893 | 1
18296 | 7.14 | 1 | 2019-12-31 | 2020-12-31 | 365 | 8.3499 | 8
18307 | 6.76 | 1 | 2019-12-31 | 2020-12-31 | 365 | 7.9055 | 7
14531 | 5.61 | 1 | 2019-12-31 | 2020-12-31 | 365 | 6.5607 | 6
17340 | 4.68 | 1 | 2019-12-31 | 2020-12-31 | 365 | 5.4731 | 5
14631 | 7.905 | 1 | 2019-12-31 | 2020-12-31 | 365 | 9.2446 | 9
17375 | 16 | 1 | 2019-12-31 | 2020-12-31 | 365 | 18.7114 | 18
15872 | 3.38 | 1 | 2019-12-31 | 2020-12-31 | 365 | 3.9528 | 3
14887 | 5.39 | 1 | 2019-12-31 | 2020-12-31 | 365 | 6.3034 | 6
14648 | 11.73 | 1 | 2019-12-31 | 2020-12-31 | 365 | 13.7178 | 13
21045 | 6.63 | 1 | 2019-12-31 | 2020-12-31 | 365 | 7.7535 | 7
14697 | 3.185 | 1 | 2019-12-31 | 2020-12-31 | 365 | 3.7247 | 3
14768 | 7.395 | 1 | 2019-12-31 | 2020-12-31 | 365 | 8.6482 | 8
20892 | 2.805 | 1 | 2019-12-31 | 2020-12-31 | 365 | 3.2803 | 3
21022 | 4.08 | 1 | 2019-12-31 | 2020-12-31 | 365 | 4.7714 | 4
14158 | 15.045 | 1 | 2019-12-31 | 2020-12-31 | 365 | 17.5945 | 17
21031 | 3.64 | 1 | 2019-12-31 | 2020-12-31 | 365 | 4.2568 | 4
21033 | 2.86 | 1 | 2019-12-31 | 2020-12-31 | 365 | 3.3447 | 3
21036 | 3.12 | 1 | 2019-12-31 | 2020-12-31 | 365 | 3.6487 | 3
21040 | 9.435 | 1 | 2019-12-31 | 2020-12-31 | 365 | 11.0339 | 11
21049 | 2.08 | 1 | 2019-12-31 | 2020-12-31 | 365 | 2.4325 | 2
20012 | 3.12 | 1 | 2019-12-31 | 2020-12-31 | 365 | 3.6487 | 3
14762 | 7.28 | 1 | 2019-12-31 | 2020-12-31 | 365 | 8.5137 | 8
20000 | 9.88 | 1 | 2019-12-31 | 2020-12-31 | 365 | 11.5543 | 11
19815 | 4.59 | 1 | 2019-12-31 | 2020-12-31 | 365 | 5.3678 | 5
19687 | 3.57 | 1 | 2019-12-31 | 2020-12-31 | 365 | 4.175 | 4
14634 | 10.965 | 1 | 2019-12-31 | 2020-12-31 | 365 | 12.8231 | 12
14703 | 7.395 | 1 | 2019-12-31 | 2020-12-31 | 365 | 8.6482 | 8
15590 | 3.75 | 1 | 2019-12-31 | 2020-12-31 | 365 | 4.3855 | 4
14283 | 10.2 | 1 | 2019-12-31 | 2020-12-31 | 365 | 11.9285 | 11
17984 | 5.46 | 1 | 2019-12-31 | 2020-12-31 | 365 | 6.3853 | 6
17681 | 5.355 | 1 | 2019-12-31 | 2020-12-31 | 365 | 6.2625 | 6
15171 | 8 | 1 | 2019-12-31 | 2020-12-31 | 365 | 9.3557 | 9
15978 | 7.54 | 1 | 2019-12-31 | 2020-12-31 | 365 | 8.8177 | 8
21604 | 3.64 | 1 | 2019-12-31 | 2020-12-31 | 365 | 4.2568 | 4
16776 | 10.5 | 1 | 2019-12-31 | 2020-12-31 | 365 | 12.2793 | 12
15627 | 7.395 | 1 | 2019-12-31 | 2020-12-31 | 365 | 8.6482 | 8
21838 | 9.18 | 1 | 2019-12-31 | 2020-12-31 | 365 | 10.7356 | 10
17872 | 5.1 | 1 | 2019-12-31 | 2020-12-31 | 365 | 5.9642 | 5
14091 | 9.18 | 1 | 2019-12-31 | 2020-12-31 | 365 | 10.7356 | 10
17539 | 13.26 | 1 | 2019-12-31 | 2020-12-31 | 365 | 15.507 | 15
18379 | 15.34 | 1 | 2019-12-31 | 2020-12-31 | 365 | 17.9395 | 17
13278 | 9.5 | 1 | 2019-12-31 | 2020-12-31 | 365 | 11.1099 | 11
16764 | 7.905 | 1 | 2019-12-31 | 2020-12-31 | 365 | 9.2446 | 9
13321 | 7 | 1 | 2019-12-31 | 2020-12-31 | 365 | 8.1862 | 8
16783 | 7.65 | 1 | 2019-12-31 | 2020-12-31 | 365 | 8.9464 | 8
15607 | 12 | 1 | 2019-12-31 | 2020-12-31 | 365 | 14.0335 | 14
15113 | 4.335 | 1 | 2019-12-31 | 2020-12-31 | 365 | 5.0696 | 5
20646 | 5.98 | 1 | 2019-12-31 | 2020-12-31 | 365 | 6.9934 | 6
20651 | 7.14 | 1 | 2019-12-31 | 2020-12-31 | 365 | 8.3499 | 8
20826 | 3.92 | 1 | 2019-12-31 | 2020-12-31 | 365 | 4.5843 | 4
21308 | 2.04 | 1 | 2019-12-31 | 2020-12-31 | 365 | 2.3857 | 2
16761 | 4.68 | 1 | 2019-12-31 | 2020-12-31 | 365 | 5.4731 | 5
14885 | 5.1 | 1 | 2019-12-31 | 2020-12-31 | 365 | 5.9642 | 5
13975 | 6.12 | 1 | 2019-12-31 | 2020-12-31 | 365 | 7.1571 | 7
18080 | 8 | 1 | 2019-12-31 | 2020-12-31 | 365 | 9.3557 | 9
17596 | 6.5 | 1 | 2019-12-31 | 2020-12-31 | 365 | 7.6015 | 7
15094 | 2.94 | 1 | 2019-12-31 | 2020-12-31 | 365 | 3.4382 | 3
17599 | 4.59 | 1 | 2019-12-31 | 2020-12-31 | 365 | 5.3678 | 5
15865 | 5.2 | 1 | 2019-12-31 | 2020-12-31 | 365 | 6.0812 | 6
14338 | 10.2 | 1 | 2019-12-31 | 2020-12-31 | 365 | 11.9285 | 11
21448 | 10.4 | 1 | 2019-12-31 | 2020-12-31 | 365 | 12.1624 | 12
21468 | 9.88 | 1 | 2019-12-31 | 2020-12-31 | 365 | 11.5543 | 11
21494 | 3.64 | 1 | 2019-12-31 | 2020-12-31 | 365 | 4.2568 | 4
21500 | 3.12 | 1 | 2019-12-31 | 2020-12-31 | 365 | 3.6487 | 3
21270 | 3.64 | 1 | 2019-12-31 | 2020-12-31 | 365 | 4.2568 | 4
20888 | 4.94 | 1 | 2019-12-31 | 2020-12-31 | 365 | 5.7771 | 5
15829 | 12.48 | 1 | 2019-12-31 | 2020-12-31 | 365 | 14.5949 | 14
21093 | 10.14 | 1 | 2019-12-31 | 2020-12-31 | 365 | 11.8583 | 11
15140 | 5.5 | 1 | 2019-12-31 | 2020-12-31 | 365 | 6.432 | 6
18626 | 16.38 | 1 | 2019-12-31 | 2020-12-31 | 365 | 19.1558 | 19
16844 | 4.59 | 1 | 2019-12-31 | 2020-12-31 | 365 | 5.3678 | 5
19760 | 10.71 | 1 | 2019-12-31 | 2020-12-31 | 365 | 12.5249 | 12
17562 | 3.06 | 1 | 2019-12-31 | 2020-12-31 | 365 | 3.5785 | 3
22102 | 5.2 | 1 | 2019-12-31 | 2020-12-31 | 365 | 6.0812 | 6
22195 | 5.72 | 1 | 2019-12-31 | 2020-12-31 | 365 | 6.6893 | 6
22135 | 7.8 | 1 | 2019-12-31 | 2020-12-31 | 365 | 9.1218 | 9
22204 | 7.395 | 1 | 2019-12-31 | 2020-12-31 | 365 | 8.6482 | 8
22252 | 17.94 | 1 | 2019-12-31 | 2020-12-31 | 365 | 20.9801 | 20
17639 | 6.63 | 1 | 2019-12-31 | 2020-12-31 | 365 | 7.7535 | 7
19764 | 8 | 1 | 2019-12-31 | 2020-12-31 | 365 | 9.3557 | 9
15875 | 11.475 | 1 | 2019-12-31 | 2020-12-31 | 365 | 13.4196 | 13
17622 | 3.64 | 1 | 2019-12-31 | 2020-12-31 | 365 | 4.2568 | 4
22081 | 3.64 | 1 | 2019-12-31 | 2020-12-31 | 365 | 4.2568 | 4
22101 | 3.315 | 1 | 2019-12-31 | 2020-12-31 | 365 | 3.8768 | 3
22286 | 2.86 | 1 | 2019-12-31 | 2020-12-31 | 365 | 3.3447 | 3
21187 | 10.92 | 1 | 2019-12-31 | 2020-12-31 | 365 | 12.7705 | 12
21900 | 3.315 | 1 | 2019-12-31 | 2020-12-31 | 365 | 3.8768 | 3
21906 | 3.38 | 1 | 2019-12-31 | 2020-12-31 | 365 | 3.9528 | 3
21919 | 4.59 | 1 | 2019-12-31 | 2020-12-31 | 365 | 5.3678 | 5
14712 | 14.28 | 1 | 2019-12-31 | 2020-12-31 | 365 | 16.6999 | 16
15974 | 8.415 | 1 | 2019-12-31 | 2020-12-31 | 365 | 9.841 | 9
18084 | 3.12 | 1 | 2019-12-31 | 2020-12-31 | 365 | 3.6487 | 3
13145 | 6.63 | 1 | 2019-12-31 | 2020-12-31 | 365 | 7.7535 | 7
16996 | 6.76 | 1 | 2019-12-31 | 2020-12-31 | 365 | 7.9055 | 7
21044 | 7.02 | 1 | 2019-12-31 | 2020-12-31 | 365 | 8.2096 | 8
20407 | 3.64 | 1 | 2019-12-31 | 2020-12-31 | 365 | 4.2568 | 4
22029 | 7.02 | 1 | 2019-12-31 | 2020-12-31 | 365 | 8.2096 | 8
22035 | 3.12 | 1 | 2019-12-31 | 2020-12-31 | 365 | 3.6487 | 3
21986 | 3.38 | 1 | 2019-12-31 | 2020-12-31 | 365 | 3.9528 | 3
21991 | 17.42 | 1 | 2019-12-31 | 2020-12-31 | 365 | 20.372 | 20
22024 | 3.64 | 1 | 2019-12-31 | 2020-12-31 | 365 | 4.2568 | 4
22031 | 2.08 | 1 | 2019-12-31 | 2020-12-31 | 365 | 2.4325 | 2
22813 | 8.16 | 1 | 2019-12-31 | 2020-12-31 | 365 | 9.5428 | 9
22735 | 2.68 | 1 | 2019-12-31 | 2020-12-31 | 365 | 3.1342 | 3
22807 | 3.12 | 1 | 2019-12-31 | 2020-12-31 | 365 | 3.6487 | 3
22892 | 2.94 | 1 | 2019-12-31 | 2020-12-31 | 365 | 3.4382 | 3
22608 | 4.94 | 1 | 2019-12-31 | 2020-12-31 | 365 | 5.7771 | 5
22941 | 7.395 | 1 | 2019-12-31 | 2020-12-31 | 365 | 8.6482 | 8
23081 | 5.72 | 1 | 2019-12-31 | 2020-12-31 | 365 | 6.6893 | 6
14606 | 7.395 | 1 | 2019-12-31 | 2020-12-31 | 365 | 8.6482 | 8
15225 | 8.16 | 1 | 2019-12-31 | 2020-12-31 | 365 | 9.5428 | 9
16648 | 10.92 | 1 | 2019-12-31 | 2020-12-31 | 365 | 12.7705 | 12
16918 | 10 | 1 | 2019-12-31 | 2020-12-31 | 365 | 11.6946 | 11
21732 | 4.68 | 1 | 2019-12-31 | 2020-12-31 | 365 | 5.4731 | 5
21794 | 3.12 | 1 | 2019-12-31 | 2020-12-31 | 365 | 3.6487 | 3
21740 | 3.64 | 1 | 2019-12-31 | 2020-12-31 | 365 | 4.2568 | 4
16207 | 4.59 | 1 | 2019-12-31 | 2020-12-31 | 365 | 5.3678 | 5
19783 | 10.66 | 1 | 2019-12-31 | 2020-12-31 | 365 | 12.4664 | 12
22400 | 20.4 | 1 | 2019-12-31 | 2020-12-31 | 365 | 23.857 | 23
22413 | 7.54 | 1 | 2019-12-31 | 2020-12-31 | 365 | 8.8177 | 8
22425 | 3.9 | 1 | 2019-12-31 | 2020-12-31 | 365 | 4.5609 | 4
22451 | 3.38 | 1 | 2019-12-31 | 2020-12-31 | 365 | 3.9528 | 3
22453 | 3.825 | 1 | 2019-12-31 | 2020-12-31 | 365 | 4.4732 | 4
22391 | 3.64 | 1 | 2019-12-31 | 2020-12-31 | 365 | 4.2568 | 4
22382 | 6.24 | 1 | 2019-12-31 | 2020-12-31 | 365 | 7.2974 | 7
22542 | 5.865 | 1 | 2019-12-31 | 2020-12-31 | 365 | 6.8589 | 6
22193 | 12.75 | 1 | 2019-12-31 | 2020-12-31 | 365 | 14.9106 | 14
21080 | 3.12 | 1 | 2019-12-31 | 2020-12-31 | 365 | 3.6487 | 3
21208 | 5.98 | 1 | 2019-12-31 | 2020-12-31 | 365 | 6.9934 | 6
21214 | 3.38 | 1 | 2019-12-31 | 2020-12-31 | 365 | 3.9528 | 3
21294 | 3.64 | 1 | 2019-12-31 | 2020-12-31 | 365 | 4.2568 | 4
14274 | 10.71 | 1 | 2019-12-31 | 2020-12-31 | 365 | 12.5249 | 12
21238 | 4.08 | 1 | 2019-12-31 | 2020-12-31 | 365 | 4.7714 | 4
23376 | 4.335 | 1 | 2019-12-31 | 2020-12-31 | 365 | 5.0696 | 5
16263 | 9.69 | 1 | 2019-12-31 | 2020-12-31 | 365 | 11.3321 | 11
18688 | 7.8 | 1 | 2019-12-31 | 2020-12-31 | 365 | 9.1218 | 9
22933 | 5.1 | 1 | 2019-12-31 | 2020-12-31 | 365 | 5.9642 | 5
22096 | 7.395 | 1 | 2019-12-31 | 2020-12-31 | 365 | 8.6482 | 8
23101 | 15.86 | 1 | 2019-12-31 | 2020-12-31 | 365 | 18.5476 | 18
19822 | 5 | 1 | 2019-12-31 | 2020-12-31 | 365 | 5.8473 | 5
21582 | 5.98 | 1 | 2019-12-31 | 2020-12-31 | 365 | 6.9934 | 6
18298 | 5.72 | 1 | 2019-12-31 | 2020-12-31 | 365 | 6.6893 | 6
19511 | 7.8 | 1 | 2019-12-31 | 2020-12-31 | 365 | 9.1218 | 9
23058 | 2.86 | 1 | 2019-12-31 | 2020-12-31 | 365 | 3.3447 | 3
21063 | 11.44 | 1 | 2019-12-31 | 2020-12-31 | 365 | 13.3786 | 13
21296 | 3.675 | 1 | 2019-12-31 | 2020-12-31 | 365 | 4.2978 | 4
15131 | 2.805 | 1 | 2019-12-31 | 2020-12-31 | 365 | 3.2803 | 3
22511 | 3.9 | 1 | 2019-12-31 | 2020-12-31 | 365 | 4.5609 | 4
20043 | 7.54 | 1 | 2019-12-31 | 2020-12-31 | 365 | 8.8177 | 8
20501 | 5.72 | 1 | 2019-12-31 | 2020-12-31 | 365 | 6.6893 | 6
19744 | 8.58 | 1 | 2019-12-31 | 2020-12-31 | 365 | 10.034 | 10
20495 | 6.76 | 1 | 2019-12-31 | 2020-12-31 | 365 | 7.9055 | 7
20547 | 6.76 | 1 | 2019-12-31 | 2020-12-31 | 365 | 7.9055 | 7
20548 | 5.46 | 1 | 2019-12-31 | 2020-12-31 | 365 | 6.3853 | 6
19974 | 5.72 | 1 | 2019-12-31 | 2020-12-31 | 365 | 6.6893 | 6
19946 | 7.54 | 1 | 2019-12-31 | 2020-12-31 | 365 | 8.8177 | 8
19856 | 6.5 | 1 | 2019-12-31 | 2020-12-31 | 365 | 7.6015 | 7
19987 | 12.22 | 1 | 2019-12-31 | 2020-12-31 | 365 | 14.2908 | 14
19811 | 10.75 | 1 | 2019-12-31 | 2020-12-31 | 365 | 12.5717 | 12
20595 | 5.72 | 1 | 2019-12-31 | 2020-12-31 | 365 | 6.6893 | 6
20661 | 6.76 | 1 | 2019-12-31 | 2020-12-31 | 365 | 7.9055 | 7
20654 | 4.42 | 1 | 2019-12-31 | 2020-12-31 | 365 | 5.169 | 5
20649 | 3.9 | 1 | 2019-12-31 | 2020-12-31 | 365 | 4.5609 | 4
16957 | 4.68 | 1 | 2019-12-31 | 2020-12-31 | 365 | 5.4731 | 5
17299 | 3.9 | 1 | 2019-12-31 | 2020-12-31 | 365 | 4.5609 | 4
20516 | 8.32 | 1 | 2019-12-31 | 2020-12-31 | 365 | 9.7299 | 9
20505 | 7.28 | 1 | 2019-12-31 | 2020-12-31 | 365 | 8.5137 | 8
20499 | 4.94 | 1 | 2019-12-31 | 2020-12-31 | 365 | 5.7771 | 5
20485 | 8.32 | 1 | 2019-12-31 | 2020-12-31 | 365 | 9.7299 | 9
16782 | 7 | 1 | 2019-12-31 | 2020-12-31 | 365 | 8.1862 | 8
17411 | 4.68 | 1 | 2019-12-31 | 2020-12-31 | 365 | 5.4731 | 5
17425 | 8.84 | 1 | 2019-12-31 | 2020-12-31 | 365 | 10.338 | 10
16796 | 4.68 | 1 | 2019-12-31 | 2020-12-31 | 365 | 5.4731 | 5
16768 | 3 | 1 | 2019-12-31 | 2020-12-31 | 365 | 3.5084 | 3
16620 | 7.28 | 1 | 2019-12-31 | 2020-12-31 | 365 | 8.5137 | 8
16176 | 2.5 | 1 | 2019-12-31 | 2020-12-31 | 365 | 2.9236 | 2
15861 | 6.76 | 1 | 2019-12-31 | 2020-12-31 | 365 | 7.9055 | 7
20637 | 7.8 | 1 | 2019-12-31 | 2020-12-31 | 365 | 9.1218 | 9
20632 | 7.28 | 1 | 2019-12-31 | 2020-12-31 | 365 | 8.5137 | 8
20631 | 5.72 | 1 | 2019-12-31 | 2020-12-31 | 365 | 6.6893 | 6
20440 | 7.8 | 1 | 2019-12-31 | 2020-12-31 | 365 | 9.1218 | 9
20436 | 8.84 | 1 | 2019-12-31 | 2020-12-31 | 365 | 10.338 | 10
17561 | 8.84 | 1 | 2019-12-31 | 2020-12-31 | 365 | 10.338 | 10
17960 | 6.75 | 1 | 2019-12-31 | 2020-12-31 | 365 | 7.8939 | 7
17696 | 7.8 | 1 | 2019-12-31 | 2020-12-31 | 365 | 9.1218 | 9
17491 | 7.905 | 1 | 2019-12-31 | 2020-12-31 | 365 | 9.2446 | 9
17552 | 7.8 | 1 | 2019-12-31 | 2020-12-31 | 365 | 9.1218 | 9
17605 | 10.66 | 1 | 2019-12-31 | 2020-12-31 | 365 | 12.4664 | 12
17560 | 7.65 | 1 | 2019-12-31 | 2020-12-31 | 365 | 8.9464 | 8
17646 | 5.46 | 1 | 2019-12-31 | 2020-12-31 | 365 | 6.3853 | 6
17649 | 5.2 | 1 | 2019-12-31 | 2020-12-31 | 365 | 6.0812 | 6
17710 | 6.5 | 1 | 2019-12-31 | 2020-12-31 | 365 | 7.6015 | 7
17745 | 8.32 | 1 | 2019-12-31 | 2020-12-31 | 365 | 9.7299 | 9
20717 | 6.24 | 1 | 2019-12-31 | 2020-12-31 | 365 | 7.2974 | 7
20720 | 10.4 | 1 | 2019-12-31 | 2020-12-31 | 365 | 12.1624 | 12
17000 | 5.2 | 1 | 2019-12-31 | 2020-12-31 | 365 | 6.0812 | 6
17776 | 7.28 | 1 | 2019-12-31 | 2020-12-31 | 365 | 8.5137 | 8
16794 | 8.25 | 1 | 2019-12-31 | 2020-12-31 | 365 | 9.648 | 9
17835 | 8.415 | 1 | 2019-12-31 | 2020-12-31 | 365 | 9.841 | 9
19989 | 6.76 | 1 | 2019-12-31 | 2020-12-31 | 365 | 7.9055 | 7
19983 | 2.86 | 1 | 2019-12-31 | 2020-12-31 | 365 | 3.3447 | 3
16686 | 3.64 | 1 | 2019-12-31 | 2020-12-31 | 365 | 4.2568 | 4
16871 | 12.25 | 1 | 2019-12-31 | 2020-12-31 | 365 | 14.3259 | 14
18383 | 6.24 | 1 | 2019-12-31 | 2020-12-31 | 365 | 7.2974 | 7
18445 | 4.16 | 1 | 2019-12-31 | 2020-12-31 | 365 | 4.865 | 4
18567 | 4.68 | 1 | 2019-12-31 | 2020-12-31 | 365 | 5.4731 | 5
17897 | 9.36 | 1 | 2019-12-31 | 2020-12-31 | 365 | 10.9461 | 10
18295 | 7.8 | 1 | 2019-12-31 | 2020-12-31 | 365 | 9.1218 | 9
17645 | 9.1 | 1 | 2019-12-31 | 2020-12-31 | 365 | 10.6421 | 10
18392 | 7.28 | 1 | 2019-12-31 | 2020-12-31 | 365 | 8.5137 | 8
16775 | 7.8 | 1 | 2019-12-31 | 2020-12-31 | 365 | 9.1218 | 9
18712 | 8.06 | 1 | 2019-12-31 | 2020-12-31 | 365 | 9.4258 | 9
18795 | 8.84 | 1 | 2019-12-31 | 2020-12-31 | 365 | 10.338 | 10
17949 | 6.76 | 1 | 2019-12-31 | 2020-12-31 | 365 | 7.9055 | 7
17943 | 8.32 | 1 | 2019-12-31 | 2020-12-31 | 365 | 9.7299 | 9
18564 | 6.24 | 1 | 2019-12-31 | 2020-12-31 | 365 | 7.2974 | 7
17612 | 8.32 | 1 | 2019-12-31 | 2020-12-31 | 365 | 9.7299 | 9
17627 | 6.24 | 1 | 2019-12-31 | 2020-12-31 | 365 | 7.2974 | 7
19514 | 12.22 | 1 | 2019-12-31 | 2020-12-31 | 365 | 14.2908 | 14
19533 | 11.96 | 1 | 2019-12-31 | 2020-12-31 | 365 | 13.9867 | 13
19560 | 9.62 | 1 | 2019-12-31 | 2020-12-31 | 365 | 11.2502 | 11
19681 | 9.1 | 1 | 2019-12-31 | 2020-12-31 | 365 | 10.6421 | 10
19568 | 4.68 | 1 | 2019-12-31 | 2020-12-31 | 365 | 5.4731 | 5
19683 | 4.68 | 1 | 2019-12-31 | 2020-12-31 | 365 | 5.4731 | 5
19751 | 11.44 | 1 | 2019-12-31 | 2020-12-31 | 365 | 13.3786 | 13
19777 | 6.24 | 1 | 2019-12-31 | 2020-12-31 | 365 | 7.2974 | 7
19798 | 3.9 | 1 | 2019-12-31 | 2020-12-31 | 365 | 4.5609 | 4
19804 | 7.28 | 1 | 2019-12-31 | 2020-12-31 | 365 | 8.5137 | 8
19808 | 6.24 | 1 | 2019-12-31 | 2020-12-31 | 365 | 7.2974 | 7
19839 | 5.98 | 1 | 2019-12-31 | 2020-12-31 | 365 | 6.9934 | 6
19851 | 7.8 | 1 | 2019-12-31 | 2020-12-31 | 365 | 9.1218 | 9
19862 | 9.62 | 1 | 2019-12-31 | 2020-12-31 | 365 | 11.2502 | 11
19676 | 9.36 | 1 | 2019-12-31 | 2020-12-31 | 365 | 10.9461 | 10
19680 | 5.98 | 1 | 2019-12-31 | 2020-12-31 | 365 | 6.9934 | 6
19980 | 6.24 | 1 | 2019-12-31 | 2020-12-31 | 365 | 7.2974 | 7
19991 | 8.32 | 1 | 2019-12-31 | 2020-12-31 | 365 | 9.7299 | 9
20009 | 8.84 | 1 | 2019-12-31 | 2020-12-31 | 365 | 10.338 | 10
20014 | 12.74 | 1 | 2019-12-31 | 2020-12-31 | 365 | 14.8989 | 14
19529 | 5.2 | 1 | 2019-12-31 | 2020-12-31 | 365 | 6.0812 | 6
19918 | 7.8 | 1 | 2019-12-31 | 2020-12-31 | 365 | 9.1218 | 9
19936 | 12.74 | 1 | 2019-12-31 | 2020-12-31 | 365 | 14.8989 | 14
19952 | 6.24 | 1 | 2019-12-31 | 2020-12-31 | 365 | 7.2974 | 7
19558 | 17.94 | 1 | 2019-12-31 | 2020-12-31 | 365 | 20.9801 | 20
19565 | 4.94 | 1 | 2019-12-31 | 2020-12-31 | 365 | 5.7771 | 5
19562 | 4.68 | 1 | 2019-12-31 | 2020-12-31 | 365 | 5.4731 | 5
19566 | 5.98 | 1 | 2019-12-31 | 2020-12-31 | 365 | 6.9934 | 6
19959 | 6.5 | 1 | 2019-12-31 | 2020-12-31 | 365 | 7.6015 | 7
19973 | 10.14 | 1 | 2019-12-31 | 2020-12-31 | 365 | 11.8583 | 11
19749 | 4.42 | 1 | 2019-12-31 | 2020-12-31 | 365 | 5.169 | 5
19786 | 3.9 | 1 | 2019-12-31 | 2020-12-31 | 365 | 4.5609 | 4
19859 | 3.38 | 1 | 2019-12-31 | 2020-12-31 | 365 | 3.9528 | 3
19995 | 4.16 | 1 | 2019-12-31 | 2020-12-31 | 365 | 4.865 | 4
20026 | 6.5 | 1 | 2019-12-31 | 2020-12-31 | 365 | 7.6015 | 7
20033 | 11.7 | 1 | 2019-12-31 | 2020-12-31 | 365 | 13.6827 | 13
20037 | 9.62 | 1 | 2019-12-31 | 2020-12-31 | 365 | 11.2502 | 11
20023 | 5.2 | 1 | 2019-12-31 | 2020-12-31 | 365 | 6.0812 | 6
20030 | 9.36 | 1 | 2019-12-31 | 2020-12-31 | 365 | 10.9461 | 10
19519 | 10.14 | 1 | 2019-12-31 | 2020-12-31 | 365 | 11.8583 | 11
20403 | 11.73 | 1 | 2019-12-31 | 2020-12-31 | 365 | 13.7178 | 13
19905 | 7.8 | 1 | 2019-12-31 | 2020-12-31 | 365 | 9.1218 | 9
20286 | 5.72 | 1 | 2019-12-31 | 2020-12-31 | 365 | 6.6893 | 6
19942 | 7.28 | 1 | 2019-12-31 | 2020-12-31 | 365 | 8.5137 | 8
19948 | 11.7 | 1 | 2019-12-31 | 2020-12-31 | 365 | 13.6827 | 13
20409 | 8.32 | 1 | 2019-12-31 | 2020-12-31 | 365 | 9.7299 | 9
17713 | 4.42 | 1 | 2019-12-31 | 2020-12-31 | 365 | 5.169 | 5
14119 | 6.76 | 1 | 2019-12-31 | 2020-12-31 | 365 | 7.9055 | 7
16905 | 9.18 | 1 | 2019-12-31 | 2020-12-31 | 365 | 10.7356 | 10
17070 | 5.2 | 1 | 2019-12-31 | 2020-12-31 | 365 | 6.0812 | 6
17484 | 3.9 | 1 | 2019-12-31 | 2020-12-31 | 365 | 4.5609 | 4
17508 | 7.8 | 1 | 2019-12-31 | 2020-12-31 | 365 | 9.1218 | 9
17625 | 13.26 | 1 | 2019-12-31 | 2020-12-31 | 365 | 15.507 | 15
18709 | 13.26 | 1 | 2019-12-31 | 2020-12-31 | 365 | 15.507 | 15
18705 | 6.5 | 1 | 2019-12-31 | 2020-12-31 | 365 | 7.6015 | 7
18696 | 6.24 | 1 | 2019-12-31 | 2020-12-31 | 365 | 7.2974 | 7
18635 | 3.9 | 1 | 2019-12-31 | 2020-12-31 | 365 | 4.5609 | 4
18633 | 9.75 | 1 | 2019-12-31 | 2020-12-31 | 365 | 11.4022 | 11
18631 | 4.42 | 1 | 2019-12-31 | 2020-12-31 | 365 | 5.169 | 5
20774 | 6.5 | 1 | 2019-12-31 | 2020-12-31 | 365 | 7.6015 | 7
18622 | 8.58 | 1 | 2019-12-31 | 2020-12-31 | 365 | 10.034 | 10
18594 | 5.5 | 1 | 2019-12-31 | 2020-12-31 | 365 | 6.432 | 6
20787 | 10.92 | 1 | 2019-12-31 | 2020-12-31 | 365 | 12.7705 | 12
18593 | 6.75 | 1 | 2019-12-31 | 2020-12-31 | 365 | 7.8939 | 7
18579 | 5.46 | 1 | 2019-12-31 | 2020-12-31 | 365 | 6.3853 | 6
17619 | 6.24 | 1 | 2019-12-31 | 2020-12-31 | 365 | 7.2974 | 7
18565 | 4.68 | 1 | 2019-12-31 | 2020-12-31 | 365 | 5.4731 | 5
18463 | 5.46 | 1 | 2019-12-31 | 2020-12-31 | 365 | 6.3853 | 6
17650 | 5.46 | 1 | 2019-12-31 | 2020-12-31 | 365 | 6.3853 | 6
17779 | 11.44 | 1 | 2019-12-31 | 2020-12-31 | 365 | 13.3786 | 13
17755 | 9.88 | 1 | 2019-12-31 | 2020-12-31 | 365 | 11.5543 | 11
17902 | 8.06 | 1 | 2019-12-31 | 2020-12-31 | 365 | 9.4258 | 9
18082 | 8.32 | 1 | 2019-12-31 | 2020-12-31 | 365 | 9.7299 | 9
18134 | 6.5 | 1 | 2019-12-31 | 2020-12-31 | 365 | 7.6015 | 7
18137 | 7.54 | 1 | 2019-12-31 | 2020-12-31 | 365 | 8.8177 | 8
18300 | 10.66 | 1 | 2019-12-31 | 2020-12-31 | 365 | 12.4664 | 12
18303 | 8.06 | 1 | 2019-12-31 | 2020-12-31 | 365 | 9.4258 | 9
18380 | 8.06 | 1 | 2019-12-31 | 2020-12-31 | 365 | 9.4258 | 9
18447 | 11.96 | 1 | 2019-12-31 | 2020-12-31 | 365 | 13.9867 | 13
20575 | 7.8 | 1 | 2019-12-31 | 2020-12-31 | 365 | 9.1218 | 9
20600 | 7.28 | 1 | 2019-12-31 | 2020-12-31 | 365 | 8.5137 | 8
20613 | 10.66 | 1 | 2019-12-31 | 2020-12-31 | 365 | 12.4664 | 12
20607 | 5.2 | 1 | 2019-12-31 | 2020-12-31 | 365 | 6.0812 | 6
20725 | 7.02 | 1 | 2019-12-31 | 2020-12-31 | 365 | 8.2096 | 8
20634 | 8.32 | 1 | 2019-12-31 | 2020-12-31 | 365 | 9.7299 | 9
20884 | 13.52 | 1 | 2019-12-31 | 2020-12-31 | 365 | 15.8111 | 15
20917 | 8.06 | 1 | 2019-12-31 | 2020-12-31 | 365 | 9.4258 | 9
20953 | 8.32 | 1 | 2019-12-31 | 2020-12-31 | 365 | 9.7299 | 9
21026 | 9.1 | 1 | 2019-12-31 | 2020-12-31 | 365 | 10.6421 | 10
21039 | 9.1 | 1 | 2019-12-31 | 2020-12-31 | 365 | 10.6421 | 10
21046 | 4.68 | 1 | 2019-12-31 | 2020-12-31 | 365 | 5.4731 | 5
21153 | 8.32 | 1 | 2019-12-31 | 2020-12-31 | 365 | 9.7299 | 9
21144 | 7.54 | 1 | 2019-12-31 | 2020-12-31 | 365 | 8.8177 | 8
21156 | 4.42 | 1 | 2019-12-31 | 2020-12-31 | 365 | 5.169 | 5
21205 | 9.36 | 1 | 2019-12-31 | 2020-12-31 | 365 | 10.9461 | 10
21348 | 2.805 | 1 | 2019-12-31 | 2020-12-31 | 365 | 3.2803 | 3
19541 | 4.68 | 1 | 2019-12-31 | 2020-12-31 | 365 | 5.4731 | 5
21250 | 8.84 | 1 | 2019-12-31 | 2020-12-31 | 365 | 10.338 | 10
21316 | 6.76 | 1 | 2019-12-31 | 2020-12-31 | 365 | 7.9055 | 7
21326 | 5.98 | 1 | 2019-12-31 | 2020-12-31 | 365 | 6.9934 | 6
17496 | 3.9 | 1 | 2019-12-31 | 2020-12-31 | 365 | 4.5609 | 4
21418 | 7.8 | 1 | 2019-12-31 | 2020-12-31 | 365 | 9.1218 | 9
21428 | 4.68 | 1 | 2019-12-31 | 2020-12-31 | 365 | 5.4731 | 5
21454 | 7.28 | 1 | 2019-12-31 | 2020-12-31 | 365 | 8.5137 | 8
21505 | 6.24 | 1 | 2019-12-31 | 2020-12-31 | 365 | 7.2974 | 7
21511 | 7.28 | 1 | 2019-12-31 | 2020-12-31 | 365 | 8.5137 | 8
21523 | 7.02 | 1 | 2019-12-31 | 2020-12-31 | 365 | 8.2096 | 8
21530 | 5.2 | 1 | 2019-12-31 | 2020-12-31 | 365 | 6.0812 | 6
16195 | 10.14 | 1 | 2019-12-31 | 2020-12-31 | 365 | 11.8583 | 11
19547 | 8.84 | 1 | 2019-12-31 | 2020-12-31 | 365 | 10.338 | 10
20371 | 9.88 | 1 | 2019-12-31 | 2020-12-31 | 365 | 11.5543 | 11
20958 | 7.28 | 1 | 2019-12-31 | 2020-12-31 | 365 | 8.5137 | 8
21048 | 7.28 | 1 | 2019-12-31 | 2020-12-31 | 365 | 8.5137 | 8
21097 | 8.84 | 1 | 2019-12-31 | 2020-12-31 | 365 | 10.338 | 10
21159 | 6.76 | 1 | 2019-12-31 | 2020-12-31 | 365 | 7.9055 | 7
22136 | 7.14 | 1 | 2019-12-31 | 2020-12-31 | 365 | 8.3499 | 8
21150 | 7.28 | 1 | 2019-12-31 | 2020-12-31 | 365 | 8.5137 | 8
21589 | 7.02 | 1 | 2019-12-31 | 2020-12-31 | 365 | 8.2096 | 8
21607 | 9.1 | 1 | 2019-12-31 | 2020-12-31 | 365 | 10.6421 | 10
21610 | 9.62 | 1 | 2019-12-31 | 2020-12-31 | 365 | 11.2502 | 11
20437 | 8.06 | 1 | 2019-12-31 | 2020-12-31 | 365 | 9.4258 | 9
21737 | 6.5 | 1 | 2019-12-31 | 2020-12-31 | 365 | 7.6015 | 7
21808 | 10.66 | 1 | 2019-12-31 | 2020-12-31 | 365 | 12.4664 | 12
21996 | 4.16 | 1 | 2019-12-31 | 2020-12-31 | 365 | 4.865 | 4
19767 | 7.25 | 1 | 2019-12-31 | 2020-12-31 | 365 | 8.4786 | 8
22110 | 8.32 | 1 | 2019-12-31 | 2020-12-31 | 365 | 9.7299 | 9
21089 | 7.54 | 1 | 2019-12-31 | 2020-12-31 | 365 | 8.8177 | 8
22210 | 5.2 | 1 | 2019-12-31 | 2020-12-31 | 365 | 6.0812 | 6
21184 | 8.32 | 1 | 2019-12-31 | 2020-12-31 | 365 | 9.7299 | 9
21203 | 3.9 | 1 | 2019-12-31 | 2020-12-31 | 365 | 4.5609 | 4
21220 | 12.48 | 1 | 2019-12-31 | 2020-12-31 | 365 | 14.5949 | 14
20767 | 10.4 | 1 | 2019-12-31 | 2020-12-31 | 365 | 12.1624 | 12
21281 | 4.68 | 1 | 2019-12-31 | 2020-12-31 | 365 | 5.4731 | 5
20786 | 6.24 | 1 | 2019-12-31 | 2020-12-31 | 365 | 7.2974 | 7
20904 | 8.32 | 1 | 2019-12-31 | 2020-12-31 | 365 | 9.7299 | 9
20827 | 13 | 1 | 2019-12-31 | 2020-12-31 | 365 | 15.203 | 15
22011 | 5.2 | 1 | 2019-12-31 | 2020-12-31 | 365 | 6.0812 | 6
22089 | 7.28 | 1 | 2019-12-31 | 2020-12-31 | 365 | 8.5137 | 8
22291 | 8.06 | 1 | 2019-12-31 | 2020-12-31 | 365 | 9.4258 | 9
22295 | 6.24 | 1 | 2019-12-31 | 2020-12-31 | 365 | 7.2974 | 7
19754 | 4.94 | 1 | 2019-12-31 | 2020-12-31 | 365 | 5.7771 | 5
20024 | 4.94 | 1 | 2019-12-31 | 2020-12-31 | 365 | 5.7771 | 5
19968 | 13.52 | 1 | 2019-12-31 | 2020-12-31 | 365 | 15.8111 | 15
20005 | 4.16 | 1 | 2019-12-31 | 2020-12-31 | 365 | 4.865 | 4
17707 | 5.46 | 1 | 2019-12-31 | 2020-12-31 | 365 | 6.3853 | 6
20604 | 9.36 | 1 | 2019-12-31 | 2020-12-31 | 365 | 10.9461 | 10
20592 | 10.92 | 1 | 2019-12-31 | 2020-12-31 | 365 | 12.7705 | 12
19733 | 13.26 | 1 | 2019-12-31 | 2020-12-31 | 365 | 15.507 | 15
23078 | 15.3 | 1 | 2019-12-31 | 2020-12-31 | 365 | 17.8927 | 17
18457 | 5.2 | 1 | 2019-12-31 | 2020-12-31 | 365 | 6.0812 | 6
17752 | 14.56 | 1 | 2019-12-31 | 2020-12-31 | 365 | 17.0273 | 17
18698 | 15.34 | 1 | 2019-12-31 | 2020-12-31 | 365 | 17.9395 | 17
21921 | 6.24 | 1 | 2019-12-31 | 2020-12-31 | 365 | 7.2974 | 7
21823 | 11.96 | 1 | 2019-12-31 | 2020-12-31 | 365 | 13.9867 | 13
19553 | 8.84 | 1 | 2019-12-31 | 2020-12-31 | 365 | 10.338 | 10
22386 | 7.02 | 1 | 2019-12-31 | 2020-12-31 | 365 | 8.2096 | 8
22430 | 12.74 | 1 | 2019-12-31 | 2020-12-31 | 365 | 14.8989 | 14
22441 | 9.36 | 1 | 2019-12-31 | 2020-12-31 | 365 | 10.9461 | 10
22444 | 13 | 1 | 2019-12-31 | 2020-12-31 | 365 | 15.203 | 15
22384 | 10.4 | 1 | 2019-12-31 | 2020-12-31 | 365 | 12.1624 | 12
21102 | 5.2 | 1 | 2019-12-31 | 2020-12-31 | 365 | 6.0812 | 6
20598 | 6.5 | 1 | 2019-12-31 | 2020-12-31 | 365 | 7.6015 | 7
20664 | 7.8 | 1 | 2019-12-31 | 2020-12-31 | 365 | 9.1218 | 9
22596 | 9.36 | 1 | 2019-12-31 | 2020-12-31 | 365 | 10.9461 | 10
22615 | 13 | 1 | 2019-12-31 | 2020-12-31 | 365 | 15.203 | 15
22625 | 11.96 | 1 | 2019-12-31 | 2020-12-31 | 365 | 13.9867 | 13
22802 | 10.4 | 1 | 2019-12-31 | 2020-12-31 | 365 | 12.1624 | 12
22589 | 7.28 | 1 | 2019-12-31 | 2020-12-31 | 365 | 8.5137 | 8
22021 | 8.06 | 1 | 2019-12-31 | 2020-12-31 | 365 | 9.4258 | 9
23045 | 4.94 | 1 | 2019-12-31 | 2020-12-31 | 365 | 5.7771 | 5
22793 | 9.36 | 1 | 2019-12-31 | 2020-12-31 | 365 | 10.9461 | 10
20788 | 7.02 | 1 | 2019-12-31 | 2020-12-31 | 365 | 8.2096 | 8
20885 | 2.34 | 1 | 2019-12-31 | 2020-12-31 | 365 | 2.7365 | 2
21042 | 5.72 | 1 | 2019-12-31 | 2020-12-31 | 365 | 6.6893 | 6
21169 | 4.42 | 1 | 2019-12-31 | 2020-12-31 | 365 | 5.169 | 5
22098 | 6.24 | 1 | 2019-12-31 | 2020-12-31 | 365 | 7.2974 | 7
22455 | 4.68 | 1 | 2019-12-31 | 2020-12-31 | 365 | 5.4731 | 5
23150 | 6.24 | 1 | 2019-12-31 | 2020-12-31 | 365 | 7.2974 | 7
23373 | 6.24 | 1 | 2019-12-31 | 2020-12-31 | 365 | 7.2974 | 7
21927 | 6.5 | 1 | 2019-12-31 | 2020-12-31 | 365 | 7.6015 | 7
23342 | 4.16 | 1 | 2019-12-31 | 2020-12-31 | 365 | 4.865 | 4
23160 | 10.4 | 1 | 2019-12-31 | 2020-12-31 | 365 | 12.1624 | 12
22094 | 5.46 | 1 | 2019-12-31 | 2020-12-31 | 365 | 6.3853 | 6
21577 | 4.16 | 1 | 2019-12-31 | 2020-12-31 | 365 | 4.865 | 4
20507 | 8.58 | 1 | 2019-12-31 | 2020-12-31 | 365 | 10.034 | 10
21061 | 13.25 | 1 | 2019-12-31 | 2020-12-31 | 365 | 15.4953 | 15
22060 | 4.94 | 1 | 2019-12-31 | 2020-12-31 | 365 | 5.7771 | 5
23572 | 10.92 | 1 | 2019-12-31 | 2020-12-31 | 365 | 12.7705 | 12
23578 | 2.6 | 1 | 2019-12-31 | 2020-12-31 | 365 | 3.0406 | 3
23608 | 8.32 | 1 | 2019-12-31 | 2020-12-31 | 365 | 9.7299 | 9
23595 | 4.94 | 1 | 2019-12-31 | 2020-12-31 | 365 | 5.7771 | 5
23607 | 9.36 | 1 | 2019-12-31 | 2020-12-31 | 365 | 10.9461 | 10
23659 | 2.08 | 1 | 2019-12-31 | 2020-12-31 | 365 | 2.4325 | 2
23751 | 2.6 | 1 | 2019-12-31 | 2020-12-31 | 365 | 3.0406 | 3
23758 | 6.63 | 1 | 2019-12-31 | 2020-12-31 | 365 | 7.7535 | 7
22105 | 6.24 | 1 | 2019-12-31 | 2020-12-31 | 365 | 7.2974 | 7
23945 | 12.495 | 1 | 2019-12-31 | 2020-12-31 | 365 | 14.6124 | 14
23575 | 5.46 | 1 | 2019-12-31 | 2020-12-31 | 365 | 6.3853 | 6
22192 | 6.24 | 1 | 2019-12-31 | 2020-12-31 | 365 | 7.2974 | 7
13503 | 2.45 | 1 | 2019-12-31 | 2020-12-31 | 365 | 2.8652 | 2
20645 | 7.54 | 1 | 2019-12-31 | 2020-12-31 | 365 | 8.8177 | 8
24091 | 7.8 | 1 | 2019-12-31 | 2020-12-31 | 365 | 9.1218 | 9
14215 | 10.71 | 1 | 2019-12-31 | 2020-12-31 | 365 | 12.5249 | 12
14162 | 13.75 | 1 | 2019-12-31 | 2020-12-31 | 365 | 16.0801 | 16
24098 | 1.82 | 1 | 2019-12-31 | 2020-12-31 | 365 | 2.1284 | 2
19876 | 15.81 | 1 | 2019-12-31 | 2020-12-31 | 365 | 18.4892 | 18
22131 | 4.59 | 1 | 2019-12-31 | 2020-12-31 | 365 | 5.3678 | 5
23610 | 4.68 | 1 | 2019-12-31 | 2020-12-31 | 365 | 5.4731 | 5
23714 | 5.72 | 1 | 2019-12-31 | 2020-12-31 | 365 | 6.6893 | 6
23968 | 4.68 | 1 | 2019-12-31 | 2020-12-31 | 365 | 5.4731 | 5
23587 | 6.76 | 1 | 2019-12-31 | 2020-12-31 | 365 | 7.9055 | 7
23568 | 3.9 | 1 | 2019-12-31 | 2020-12-31 | 365 | 4.5609 | 4
23593 | 5.98 | 1 | 2019-12-31 | 2020-12-31 | 365 | 6.9934 | 6
23646 | 6.24 | 1 | 2019-12-31 | 2020-12-31 | 365 | 7.2974 | 7
23665 | 3.9 | 1 | 2019-12-31 | 2020-12-31 | 365 | 4.5609 | 4
23843 | 6.5 | 1 | 2019-12-31 | 2020-12-31 | 365 | 7.6015 | 7
23851 | 3.9 | 1 | 2019-12-31 | 2020-12-31 | 365 | 4.5609 | 4
23855 | 13 | 1 | 2019-12-31 | 2020-12-31 | 365 | 15.203 | 15
23943 | 9.36 | 1 | 2019-12-31 | 2020-12-31 | 365 | 10.9461 | 10
23954 | 13 | 1 | 2019-12-31 | 2020-12-31 | 365 | 15.203 | 15
23946 | 15.08 | 1 | 2019-12-31 | 2020-12-31 | 365 | 17.6355 | 17
23955 | 6.76 | 1 | 2019-12-31 | 2020-12-31 | 365 | 7.9055 | 7
23959 | 11.18 | 1 | 2019-12-31 | 2020-12-31 | 365 | 13.0746 | 13
24042 | 8.84 | 1 | 2019-12-31 | 2020-12-31 | 365 | 10.338 | 10
24014 | 7.8 | 1 | 2019-12-31 | 2020-12-31 | 365 | 9.1218 | 9
24039 | 8.84 | 1 | 2019-12-31 | 2020-12-31 | 365 | 10.338 | 10
24052 | 5.61 | 1 | 2019-12-31 | 2020-12-31 | 365 | 6.5607 | 6
19978 | 7.28 | 1 | 2019-12-31 | 2020-12-31 | 365 | 8.5137 | 8
20778 | 12.74 | 1 | 2019-12-31 | 2020-12-31 | 365 | 14.8989 | 14
21216 | 3.38 | 1 | 2019-12-31 | 2020-12-31 | 365 | 3.9528 | 3
20719 | 12.74 | 1 | 2019-12-31 | 2020-12-31 | 365 | 14.8989 | 14
21028 | 4.42 | 1 | 2019-12-31 | 2020-12-31 | 365 | 5.169 | 5
17958 | 2.6 | 1 | 2019-12-31 | 2020-12-31 | 365 | 3.0406 | 3
23950 | 4.68 | 1 | 2019-12-31 | 2020-12-31 | 365 | 5.4731 | 5
24431 | 2.86 | 1 | 2019-12-31 | 2020-12-31 | 365 | 3.3447 | 3
24437 | 8.32 | 1 | 2019-12-31 | 2020-12-31 | 365 | 9.7299 | 9
24533 | 2.08 | 1 | 2019-12-31 | 2020-12-31 | 365 | 2.4325 | 2
24537 | 2.6 | 1 | 2019-12-31 | 2020-12-31 | 365 | 3.0406 | 3
24538 | 8.84 | 1 | 2019-12-31 | 2020-12-31 | 365 | 10.338 | 10
24528 | 9.88 | 1 | 2019-12-31 | 2020-12-31 | 365 | 11.5543 | 11
24715 | 6.12 | 1 | 2019-12-31 | 2020-12-31 | 365 | 7.1571 | 7
24722 | 9.1 | 1 | 2019-12-31 | 2020-12-31 | 365 | 10.6421 | 10
18395 | 6.24 | 1 | 2019-12-31 | 2020-12-31 | 365 | 7.2974 | 7
18700 | 3.12 | 1 | 2019-12-31 | 2020-12-31 | 365 | 3.6487 | 3
17783 | 12.24 | 1 | 2019-12-31 | 2020-12-31 | 365 | 14.3142 | 14
16252 | 5.635 | 1 | 2019-12-31 | 2020-12-31 | 365 | 6.5899 | 6
24168 | 3.38 | 1 | 2019-12-31 | 2020-12-31 | 365 | 3.9528 | 3
24171 | 8.06 | 1 | 2019-12-31 | 2020-12-31 | 365 | 9.4258 | 9
24179 | 8.84 | 1 | 2019-12-31 | 2020-12-31 | 365 | 10.338 | 10
24180 | 7.395 | 1 | 2019-12-31 | 2020-12-31 | 365 | 8.6482 | 8
19734 | 4 | 1 | 2019-12-31 | 2020-12-31 | 365 | 4.6778 | 4
23586 | 3.38 | 1 | 2019-12-31 | 2020-12-31 | 365 | 3.9528 | 3
23687 | 6.63 | 1 | 2019-12-31 | 2020-12-31 | 365 | 7.7535 | 7
24247 | 3.64 | 1 | 2019-12-31 | 2020-12-31 | 365 | 4.2568 | 4
24256 | 7.28 | 1 | 2019-12-31 | 2020-12-31 | 365 | 8.5137 | 8
25011 | 8.06 | 1 | 2019-12-31 | 2020-12-31 | 365 | 9.4258 | 9
25013 | 3.825 | 1 | 2019-12-31 | 2020-12-31 | 365 | 4.4732 | 4
25096 | 3.64 | 1 | 2019-12-31 | 2020-12-31 | 365 | 4.2568 | 4
20554 | 4.16 | 1 | 2019-12-31 | 2020-12-31 | 365 | 4.865 | 4
21771 | 2.6 | 1 | 2019-12-31 | 2020-12-31 | 365 | 3.0406 | 3
24444 | 3.315 | 1 | 2019-12-31 | 2020-12-31 | 365 | 3.8768 | 3
24942 | 3.9 | 1 | 2019-12-31 | 2020-12-31 | 365 | 4.5609 | 4
24951 | 5.2 | 1 | 2019-12-31 | 2020-12-31 | 365 | 6.0812 | 6
24606 | 2.08 | 1 | 2019-12-31 | 2020-12-31 | 365 | 2.4325 | 2
24608 | 3.64 | 1 | 2019-12-31 | 2020-12-31 | 365 | 4.2568 | 4
16411 | 10.71 | 1 | 2019-12-31 | 2020-12-31 | 365 | 12.5249 | 12
22284 | 6.5 | 1 | 2019-12-31 | 2020-12-31 | 365 | 7.6015 | 7
17658 | 4.16 | 1 | 2019-12-31 | 2020-12-31 | 365 | 4.865 | 4
20597 | 4.42 | 1 | 2019-12-31 | 2020-12-31 | 365 | 5.169 | 5
24712 | 10.66 | 1 | 2019-12-31 | 2020-12-31 | 365 | 12.4664 | 12
24099 | 7.28 | 1 | 2019-12-31 | 2020-12-31 | 365 | 8.5137 | 8
24943 | 4.94 | 1 | 2019-12-31 | 2020-12-31 | 365 | 5.7771 | 5
24946 | 4.16 | 1 | 2019-12-31 | 2020-12-31 | 365 | 4.865 | 4
24945 | 9.88 | 1 | 2019-12-31 | 2020-12-31 | 365 | 11.5543 | 11
24950 | 9.36 | 1 | 2019-12-31 | 2020-12-31 | 365 | 10.9461 | 10
24854 | 7.02 | 1 | 2019-12-31 | 2020-12-31 | 365 | 8.2096 | 8
24859 | 8.06 | 1 | 2019-12-31 | 2020-12-31 | 365 | 9.4258 | 9
25181 | 3.38 | 1 | 2019-12-31 | 2020-12-31 | 365 | 3.9528 | 3
25553 | 12.48 | 1 | 2019-12-31 | 2020-12-31 | 365 | 14.5949 | 14
25557 | 3.64 | 1 | 2019-12-31 | 2020-12-31 | 365 | 4.2568 | 4
24529 | 10.92 | 1 | 2019-12-31 | 2020-12-31 | 365 | 12.7705 | 12
24527 | 9.1 | 1 | 2019-12-31 | 2020-12-31 | 365 | 10.6421 | 10
26666 | 8.06 | 1 | 2019-12-31 | 2020-12-31 | 365 | 9.4258 | 9
26665 | 5.2 | 1 | 2019-12-31 | 2020-12-31 | 365 | 6.0812 | 6
26670 | 3.38 | 1 | 2019-12-31 | 2020-12-31 | 365 | 3.9528 | 3
26673 | 6.37 | 1 | 2019-12-31 | 2020-12-31 | 365 | 7.4495 | 7
26667 | 6.5 | 1 | 2019-12-31 | 2020-12-31 | 365 | 7.6015 | 7
26676 | 9.36 | 1 | 2019-12-31 | 2020-12-31 | 365 | 10.9461 | 10
26696 | 3.9 | 1 | 2019-12-31 | 2020-12-31 | 365 | 4.5609 | 4
26686 | 7.28 | 1 | 2019-12-31 | 2020-12-31 | 365 | 8.5137 | 8
26705 | 13.26 | 1 | 2019-12-31 | 2020-12-31 | 365 | 15.507 | 15
26687 | 3.64 | 1 | 2019-12-31 | 2020-12-31 | 365 | 4.2568 | 4
26717 | 7.5 | 1 | 2019-12-31 | 2020-12-31 | 365 | 8.7709 | 8
26699 | 4.42 | 1 | 2019-12-31 | 2020-12-31 | 365 | 5.169 | 5
23589 | 6.63 | 1 | 2019-12-31 | 2020-12-31 | 365 | 7.7535 | 7
24598 | 5.46 | 1 | 2019-12-31 | 2020-12-31 | 365 | 6.3853 | 6
24600 | 6.5 | 1 | 2019-12-31 | 2020-12-31 | 365 | 7.6015 | 7
24604 | 7.28 | 1 | 2019-12-31 | 2020-12-31 | 365 | 8.5137 | 8
21069 | 3.9 | 1 | 2019-12-31 | 2020-12-31 | 365 | 4.5609 | 4
21218 | 10.4 | 1 | 2019-12-31 | 2020-12-31 | 365 | 12.1624 | 12
22604 | 5.2 | 1 | 2019-12-31 | 2020-12-31 | 365 | 6.0812 | 6
26761 | 7.28 | 1 | 2019-12-31 | 2020-12-31 | 365 | 8.5137 | 8
25206 | 11.7 | 1 | 2019-12-31 | 2020-12-31 | 365 | 13.6827 | 13
25531 | 4.16 | 1 | 2019-12-31 | 2020-12-31 | 365 | 4.865 | 4
25526 | 2.86 | 1 | 2019-12-31 | 2020-12-31 | 365 | 3.3447 | 3
25564 | 11.44 | 1 | 2019-12-31 | 2020-12-31 | 365 | 13.3786 | 13
26767 | 5.72 | 1 | 2019-12-31 | 2020-12-31 | 365 | 6.6893 | 6
26771 | 2.34 | 1 | 2019-12-31 | 2020-12-31 | 365 | 2.7365 | 2
26775 | 4.94 | 1 | 2019-12-31 | 2020-12-31 | 365 | 5.7771 | 5
21419 | 6.63 | 1 | 2019-12-31 | 2020-12-31 | 365 | 7.7535 | 7
22191 | 8.16 | 1 | 2019-12-31 | 2020-12-31 | 365 | 9.5428 | 9
23939 | 6.885 | 1 | 2019-12-31 | 2020-12-31 | 365 | 8.0517 | 8
26860 | 5.2 | 1 | 2019-12-31 | 2020-12-31 | 365 | 6.0812 | 6
25579 | 5.72 | 1 | 2019-12-31 | 2020-12-31 | 365 | 6.6893 | 6
26863 | 7.02 | 1 | 2019-12-31 | 2020-12-31 | 365 | 8.2096 | 8
25591 | 3.64 | 1 | 2019-12-31 | 2020-12-31 | 365 | 4.2568 | 4
26877 | 8.32 | 1 | 2019-12-31 | 2020-12-31 | 365 | 9.7299 | 9
21078 | 5.2 | 1 | 2019-12-31 | 2020-12-31 | 365 | 6.0812 | 6
23104 | 8.06 | 1 | 2019-12-31 | 2020-12-31 | 365 | 9.4258 | 9
23650 | 5.72 | 1 | 2019-12-31 | 2020-12-31 | 365 | 6.6893 | 6
23916 | 9.1 | 1 | 2019-12-31 | 2020-12-31 | 365 | 10.6421 | 10
20831 | 10.4 | 1 | 2019-12-31 | 2020-12-31 | 365 | 12.1624 | 12
23932 | 5.72 | 1 | 2019-12-31 | 2020-12-31 | 365 | 6.6893 | 6
24038 | 4.68 | 1 | 2019-12-31 | 2020-12-31 | 365 | 5.4731 | 5
24020 | 6.76 | 1 | 2019-12-31 | 2020-12-31 | 365 | 7.9055 | 7
24025 | 8.32 | 1 | 2019-12-31 | 2020-12-31 | 365 | 9.7299 | 9
26926 | 2.94 | 1 | 2019-12-31 | 2020-12-31 | 365 | 3.4382 | 3
27168 | 4.16 | 1 | 2019-12-31 | 2020-12-31 | 365 | 4.865 | 4
25590 | 7.02 | 1 | 2019-12-31 | 2020-12-31 | 365 | 8.2096 | 8
22411 | 4.68 | 1 | 2019-12-31 | 2020-12-31 | 365 | 5.4731 | 5
26979 | 3.9 | 1 | 2019-12-31 | 2020-12-31 | 365 | 4.5609 | 4
25529 | 4.16 | 1 | 2019-12-31 | 2020-12-31 | 365 | 4.865 | 4
27223 | 6.76 | 1 | 2019-12-31 | 2020-12-31 | 365 | 7.9055 | 7
27219 | 3.12 | 1 | 2019-12-31 | 2020-12-31 | 365 | 3.6487 | 3
26663 | 10.66 | 1 | 2019-12-31 | 2020-12-31 | 365 | 12.4664 | 12
25424 | 12.22 | 1 | 2019-12-31 | 2020-12-31 | 365 | 14.2908 | 14
25584 | 7.54 | 1 | 2019-12-31 | 2020-12-31 | 365 | 8.8177 | 8
25632 | 7.8 | 1 | 2019-12-31 | 2020-12-31 | 365 | 9.1218 | 9
22025 | 6.24 | 1 | 2019-12-31 | 2020-12-31 | 365 | 7.2974 | 7
22086 | 6.5 | 1 | 2019-12-31 | 2020-12-31 | 365 | 7.6015 | 7
22078 | 8.58 | 1 | 2019-12-31 | 2020-12-31 | 365 | 10.034 | 10
22387 | 5.2 | 1 | 2019-12-31 | 2020-12-31 | 365 | 6.0812 | 6
15877 | 8.16 | 1 | 2019-12-31 | 2020-12-31 | 365 | 9.5428 | 9
16958 | 5.72 | 1 | 2019-12-31 | 2020-12-31 | 365 | 6.6893 | 6
14184 | 10.2 | 1 | 2019-12-31 | 2020-12-31 | 365 | 11.9285 | 11
14183 | 13.515 | 1 | 2019-12-31 | 2020-12-31 | 365 | 15.8053 | 15
27454 | 3.825 | 1 | 2019-12-31 | 2020-12-31 | 365 | 4.4732 | 4
16892 | 5.355 | 1 | 2019-12-31 | 2020-12-31 | 365 | 6.2625 | 6
16869 | 11.73 | 1 | 2019-12-31 | 2020-12-31 | 365 | 13.7178 | 13
16858 | 3.825 | 1 | 2019-12-31 | 2020-12-31 | 365 | 4.4732 | 4
16827 | 15.81 | 1 | 2019-12-31 | 2020-12-31 | 365 | 18.4892 | 18
16766 | 6.63 | 1 | 2019-12-31 | 2020-12-31 | 365 | 7.7535 | 7
14197 | 11.73 | 1 | 2019-12-31 | 2020-12-31 | 365 | 13.7178 | 13
16387 | 11.475 | 1 | 2019-12-31 | 2020-12-31 | 365 | 13.4196 | 13
16086 | 7.65 | 1 | 2019-12-31 | 2020-12-31 | 365 | 8.9464 | 8
13853 | 7.14 | 1 | 2019-12-31 | 2020-12-31 | 365 | 8.3499 | 8
14034 | 5.61 | 1 | 2019-12-31 | 2020-12-31 | 365 | 6.5607 | 6
13590 | 4.59 | 1 | 2019-12-31 | 2020-12-31 | 365 | 5.3678 | 5
16538 | 2.86 | 1 | 2019-12-31 | 2020-12-31 | 365 | 3.3447 | 3
16496 | 4.08 | 1 | 2019-12-31 | 2020-12-31 | 365 | 4.7714 | 4
16498 | 7.395 | 1 | 2019-12-31 | 2020-12-31 | 365 | 8.6482 | 8
16048 | 5.61 | 1 | 2019-12-31 | 2020-12-31 | 365 | 6.5607 | 6
15863 | 3.315 | 1 | 2019-12-31 | 2020-12-31 | 365 | 3.8768 | 3
15811 | 6.12 | 1 | 2019-12-31 | 2020-12-31 | 365 | 7.1571 | 7
14284 | 9.18 | 1 | 2019-12-31 | 2020-12-31 | 365 | 10.7356 | 10
14354 | 6.5 | 1 | 2019-12-31 | 2020-12-31 | 365 | 7.6015 | 7
14405 | 5.635 | 1 | 2019-12-31 | 2020-12-31 | 365 | 6.5899 | 6
14614 | 6.125 | 1 | 2019-12-31 | 2020-12-31 | 365 | 7.1629 | 7
14571 | 7.905 | 1 | 2019-12-31 | 2020-12-31 | 365 | 9.2446 | 9
15943 | 6.75 | 1 | 2019-12-31 | 2020-12-31 | 365 | 7.8939 | 7
15151 | 3.825 | 1 | 2019-12-31 | 2020-12-31 | 365 | 4.4732 | 4
15034 | 1.53 | 1 | 2019-12-31 | 2020-12-31 | 365 | 1.7893 | 1
14916 | 5.355 | 1 | 2019-12-31 | 2020-12-31 | 365 | 6.2625 | 6
14665 | 4.335 | 1 | 2019-12-31 | 2020-12-31 | 365 | 5.0696 | 5
14865 | 5.355 | 1 | 2019-12-31 | 2020-12-31 | 365 | 6.2625 | 6
14881 | 3.06 | 1 | 2019-12-31 | 2020-12-31 | 365 | 3.5785 | 3
14866 | 10.4 | 1 | 2019-12-31 | 2020-12-31 | 365 | 12.1624 | 12
22631 | 4.94 | 1 | 2019-12-31 | 2020-12-31 | 365 | 5.7771 | 5
27383 | 8.415 | 1 | 2019-12-31 | 2020-12-31 | 365 | 9.841 | 9
27398 | 6.375 | 1 | 2019-12-31 | 2020-12-31 | 365 | 7.4553 | 7
15724 | 11.985 | 1 | 2019-12-31 | 2020-12-31 | 365 | 14.016 | 14
22558 | 10.14 | 1 | 2019-12-31 | 2020-12-31 | 365 | 11.8583 | 11
22565 | 5.2 | 1 | 2019-12-31 | 2020-12-31 | 365 | 6.0812 | 6
27390 | 10.71 | 1 | 2019-12-31 | 2020-12-31 | 365 | 12.5249 | 12
27404 | 6.885 | 1 | 2019-12-31 | 2020-12-31 | 365 | 8.0517 | 8
27367 | 4.335 | 1 | 2019-12-31 | 2020-12-31 | 365 | 5.0696 | 5
22797 | 8.06 | 1 | 2019-12-31 | 2020-12-31 | 365 | 9.4258 | 9
23061 | 11.44 | 1 | 2019-12-31 | 2020-12-31 | 365 | 13.3786 | 13
23152 | 4.68 | 1 | 2019-12-31 | 2020-12-31 | 365 | 5.4731 | 5
12790 | 4.08 | 1 | 2019-12-31 | 2020-12-31 | 365 | 4.7714 | 4
27364 | 9.18 | 1 | 2019-12-31 | 2020-12-31 | 365 | 10.7356 | 10
27373 | 6.63 | 1 | 2019-12-31 | 2020-12-31 | 365 | 7.7535 | 7
27394 | 8.75 | 1 | 2019-12-31 | 2020-12-31 | 365 | 10.2328 | 10
27413 | 6.12 | 1 | 2019-12-31 | 2020-12-31 | 365 | 7.1571 | 7
27365 | 8.67 | 1 | 2019-12-31 | 2020-12-31 | 365 | 10.1392 | 10
23348 | 5.2 | 1 | 2019-12-31 | 2020-12-31 | 365 | 6.0812 | 6
27384 | 7.905 | 1 | 2019-12-31 | 2020-12-31 | 365 | 9.2446 | 9
27399 | 10.2 | 1 | 2019-12-31 | 2020-12-31 | 365 | 11.9285 | 11
27377 | 3.06 | 1 | 2019-12-31 | 2020-12-31 | 365 | 3.5785 | 3
27382 | 6 | 1 | 2019-12-31 | 2020-12-31 | 365 | 7.0168 | 7
27381 | 7.65 | 1 | 2019-12-31 | 2020-12-31 | 365 | 8.9464 | 8
27503 | 4.335 | 1 | 2019-12-31 | 2020-12-31 | 365 | 5.0696 | 5
21714 | 11.7 | 1 | 2019-12-31 | 2020-12-31 | 365 | 13.6827 | 13
27581 | 4.16 | 1 | 2019-12-31 | 2020-12-31 | 365 | 4.865 | 4
27472 | 3 | 1 | 2019-12-31 | 2020-12-31 | 365 | 3.5084 | 3
27506 | 7.02 | 1 | 2019-12-31 | 2020-12-31 | 365 | 8.2096 | 8
27515 | 7 | 1 | 2019-12-31 | 2020-12-31 | 365 | 8.1862 | 8
24861 | 6.24 | 1 | 2019-12-31 | 2020-12-31 | 365 | 7.2974 | 7
24534 | 3.9 | 1 | 2019-12-31 | 2020-12-31 | 365 | 4.5609 | 4
25528 | 9.1 | 1 | 2019-12-31 | 2020-12-31 | 365 | 10.6421 | 10
24535 | 5.2 | 1 | 2019-12-31 | 2020-12-31 | 365 | 6.0812 | 6
25216 | 6.76 | 1 | 2019-12-31 | 2020-12-31 | 365 | 7.9055 | 7
25220 | 5.46 | 1 | 2019-12-31 | 2020-12-31 | 365 | 6.3853 | 6
24531 | 5.46 | 1 | 2019-12-31 | 2020-12-31 | 365 | 6.3853 | 6
21876 | 3.9 | 1 | 2019-12-31 | 2020-12-31 | 365 | 4.5609 | 4
24726 | 7.8 | 1 | 2019-12-31 | 2020-12-31 | 365 | 9.1218 | 9
18574 | 4.16 | 1 | 2019-12-31 | 2020-12-31 | 365 | 4.865 | 4
24855 | 9.62 | 1 | 2019-12-31 | 2020-12-31 | 365 | 11.2502 | 11
25422 | 4.42 | 1 | 2019-12-31 | 2020-12-31 | 365 | 5.169 | 5
21518 | 6.24 | 1 | 2019-12-31 | 2020-12-31 | 365 | 7.2974 | 7
21047 | 5.72 | 1 | 2019-12-31 | 2020-12-31 | 365 | 6.6893 | 6
21779 | 6.5 | 1 | 2019-12-31 | 2020-12-31 | 365 | 7.6015 | 7
24238 | 10.66 | 1 | 2019-12-31 | 2020-12-31 | 365 | 12.4664 | 12
21809 | 5.2 | 1 | 2019-12-31 | 2020-12-31 | 365 | 6.0812 | 6
25221 | 3.9 | 1 | 2019-12-31 | 2020-12-31 | 365 | 4.5609 | 4
25627 | 2.86 | 1 | 2019-12-31 | 2020-12-31 | 365 | 3.3447 | 3
25655 | 6.12 | 1 | 2019-12-31 | 2020-12-31 | 365 | 7.1571 | 7
25587 | 3.57 | 1 | 2019-12-31 | 2020-12-31 | 365 | 4.175 | 4
25770 | 10.92 | 1 | 2019-12-31 | 2020-12-31 | 365 | 12.7705 | 12
24151 | 5.98 | 1 | 2019-12-31 | 2020-12-31 | 365 | 6.9934 | 6
24161 | 3.64 | 1 | 2019-12-31 | 2020-12-31 | 365 | 4.2568 | 4
24153 | 7.8 | 1 | 2019-12-31 | 2020-12-31 | 365 | 9.1218 | 9
27386 | 5.355 | 1 | 2019-12-31 | 2020-12-31 | 365 | 6.2625 | 6
17419 | 13.26 | 1 | 2019-12-31 | 2020-12-31 | 365 | 15.507 | 15
17550 | 2.6 | 1 | 2019-12-31 | 2020-12-31 | 365 | 3.0406 | 3
17372 | 8.925 | 1 | 2019-12-31 | 2020-12-31 | 365 | 10.4374 | 10
17523 | 2.55 | 1 | 2019-12-31 | 2020-12-31 | 365 | 2.9821 | 2
17554 | 4.59 | 1 | 2019-12-31 | 2020-12-31 | 365 | 5.3678 | 5
17655 | 5.865 | 1 | 2019-12-31 | 2020-12-31 | 365 | 6.8589 | 6
17542 | 2.6 | 1 | 2019-12-31 | 2020-12-31 | 365 | 3.0406 | 3
27487 | 8.25 | 1 | 2019-12-31 | 2020-12-31 | 365 | 9.648 | 9
27496 | 6.75 | 1 | 2019-12-31 | 2020-12-31 | 365 | 7.8939 | 7
27498 | 10.2 | 1 | 2019-12-31 | 2020-12-31 | 365 | 11.9285 | 11
17616 | 8.58 | 1 | 2019-12-31 | 2020-12-31 | 365 | 10.034 | 10
25102 | 5.2 | 1 | 2019-12-31 | 2020-12-31 | 365 | 6.0812 | 6
17593 | 5.39 | 1 | 2019-12-31 | 2020-12-31 | 365 | 6.3034 | 6
27501 | 5.61 | 1 | 2019-12-31 | 2020-12-31 | 365 | 6.5607 | 6
24245 | 7.54 | 1 | 2019-12-31 | 2020-12-31 | 365 | 8.8177 | 8
17642 | 5.355 | 1 | 2019-12-31 | 2020-12-31 | 365 | 6.2625 | 6
27505 | 6.63 | 1 | 2019-12-31 | 2020-12-31 | 365 | 7.7535 | 7
17865 | 9.435 | 1 | 2019-12-31 | 2020-12-31 | 365 | 11.0339 | 11
27507 | 6.24 | 1 | 2019-12-31 | 2020-12-31 | 365 | 7.2974 | 7
17717 | 3.06 | 1 | 2019-12-31 | 2020-12-31 | 365 | 3.5785 | 3
17891 | 8.06 | 1 | 2019-12-31 | 2020-12-31 | 365 | 9.4258 | 9
27508 | 14.3 | 1 | 2019-12-31 | 2020-12-31 | 365 | 16.7233 | 16
27530 | 5.1 | 1 | 2019-12-31 | 2020-12-31 | 365 | 5.9642 | 5
18074 | 5.61 | 1 | 2019-12-31 | 2020-12-31 | 365 | 6.5607 | 6
17992 | 4.08 | 1 | 2019-12-31 | 2020-12-31 | 365 | 4.7714 | 4
24122 | 9.1 | 1 | 2019-12-31 | 2020-12-31 | 365 | 10.6421 | 10
25210 | 7.28 | 1 | 2019-12-31 | 2020-12-31 | 365 | 8.5137 | 8
24422 | 7.02 | 1 | 2019-12-31 | 2020-12-31 | 365 | 8.2096 | 8
18112 | 13.78 | 1 | 2019-12-31 | 2020-12-31 | 365 | 16.1152 | 16
18278 | 5.72 | 1 | 2019-12-31 | 2020-12-31 | 365 | 6.6893 | 6
18132 | 4.94 | 1 | 2019-12-31 | 2020-12-31 | 365 | 5.7771 | 5
27397 | 7.905 | 1 | 2019-12-31 | 2020-12-31 | 365 | 9.2446 | 9
20017 | 3.12 | 1 | 2019-12-31 | 2020-12-31 | 365 | 3.6487 | 3
20635 | 6.24 | 1 | 2019-12-31 | 2020-12-31 | 365 | 7.2974 | 7
20650 | 7.8 | 1 | 2019-12-31 | 2020-12-31 | 365 | 9.1218 | 9
21025 | 4.68 | 1 | 2019-12-31 | 2020-12-31 | 365 | 5.4731 | 5
21105 | 10.14 | 1 | 2019-12-31 | 2020-12-31 | 365 | 11.8583 | 11
21213 | 5.72 | 1 | 2019-12-31 | 2020-12-31 | 365 | 6.6893 | 6
21442 | 6.5 | 1 | 2019-12-31 | 2020-12-31 | 365 | 7.6015 | 7
20638 | 7.02 | 1 | 2019-12-31 | 2020-12-31 | 365 | 8.2096 | 8
21812 | 11.96 | 1 | 2019-12-31 | 2020-12-31 | 365 | 13.9867 | 13
21911 | 5.2 | 1 | 2019-12-31 | 2020-12-31 | 365 | 6.0812 | 6
22071 | 7.54 | 1 | 2019-12-31 | 2020-12-31 | 365 | 8.8177 | 8
22406 | 7.54 | 1 | 2019-12-31 | 2020-12-31 | 365 | 8.8177 | 8
22408 | 8.32 | 1 | 2019-12-31 | 2020-12-31 | 365 | 9.7299 | 9
22091 | 7.02 | 1 | 2019-12-31 | 2020-12-31 | 365 | 8.2096 | 8
22000 | 4.68 | 1 | 2019-12-31 | 2020-12-31 | 365 | 5.4731 | 5
27436 | 6.885 | 1 | 2019-12-31 | 2020-12-31 | 365 | 8.0517 | 8
27438 | 4.16 | 1 | 2019-12-31 | 2020-12-31 | 365 | 4.865 | 4
27513 | 6.63 | 1 | 2019-12-31 | 2020-12-31 | 365 | 7.7535 | 7
27444 | 7.905 | 1 | 2019-12-31 | 2020-12-31 | 365 | 9.2446 | 9
27516 | 7.905 | 1 | 2019-12-31 | 2020-12-31 | 365 | 9.2446 | 9
27442 | 4 | 1 | 2019-12-31 | 2020-12-31 | 365 | 4.6778 | 4
27431 | 6.375 | 1 | 2019-12-31 | 2020-12-31 | 365 | 7.4553 | 7
27451 | 10.78 | 1 | 2019-12-31 | 2020-12-31 | 365 | 12.6068 | 12
27452 | 4.08 | 1 | 2019-12-31 | 2020-12-31 | 365 | 4.7714 | 4
27456 | 7.02 | 1 | 2019-12-31 | 2020-12-31 | 365 | 8.2096 | 8
27457 | 6.375 | 1 | 2019-12-31 | 2020-12-31 | 365 | 7.4553 | 7
27499 | 4.08 | 1 | 2019-12-31 | 2020-12-31 | 365 | 4.7714 | 4
27495 | 8.925 | 1 | 2019-12-31 | 2020-12-31 | 365 | 10.4374 | 10
27504 | 11.22 | 1 | 2019-12-31 | 2020-12-31 | 365 | 13.1213 | 13
27512 | 3.825 | 1 | 2019-12-31 | 2020-12-31 | 365 | 4.4732 | 4
27521 | 8.32 | 1 | 2019-12-31 | 2020-12-31 | 365 | 9.7299 | 9
27526 | 4.08 | 1 | 2019-12-31 | 2020-12-31 | 365 | 4.7714 | 4
27463 | 6.12 | 1 | 2019-12-31 | 2020-12-31 | 365 | 7.1571 | 7
27460 | 3.825 | 1 | 2019-12-31 | 2020-12-31 | 365 | 4.4732 | 4
26997 | 29.58 | 0.9 | 2019-12-31 | 2020-12-31 | 365 | 31.1334 | 31
27466 | 2.295 | 1 | 2019-12-31 | 2020-12-31 | 365 | 2.6839 | 2
27536 | 9.435 | 1 | 2019-12-31 | 2020-12-31 | 365 | 11.0339 | 11
27393 | 13.005 | 1 | 2019-12-31 | 2020-12-31 | 365 | 15.2088 | 15
27400 | 6.885 | 1 | 2019-12-31 | 2020-12-31 | 365 | 8.0517 | 8
27410 | 7.65 | 1 | 2019-12-31 | 2020-12-31 | 365 | 8.9464 | 8
27403 | 10.455 | 1 | 2019-12-31 | 2020-12-31 | 365 | 12.2267 | 12
27406 | 6.12 | 1 | 2019-12-31 | 2020-12-31 | 365 | 7.1571 | 7
27411 | 7.905 | 1 | 2019-12-31 | 2020-12-31 | 365 | 9.2446 | 9
27391 | 3.5 | 1 | 2019-12-31 | 2020-12-31 | 365 | 4.0931 | 4
27412 | 8.16 | 1 | 2019-12-31 | 2020-12-31 | 365 | 9.5428 | 9
27409 | 5.865 | 1 | 2019-12-31 | 2020-12-31 | 365 | 6.8589 | 6
27402 | 10.2 | 1 | 2019-12-31 | 2020-12-31 | 365 | 11.9285 | 11
27561 | 3.75 | 1 | 2019-12-31 | 2020-12-31 | 365 | 4.3855 | 4
27565 | 8.415 | 1 | 2019-12-31 | 2020-12-31 | 365 | 9.841 | 9
27551 | 3.64 | 1 | 2019-12-31 | 2020-12-31 | 365 | 4.2568 | 4
27427 | 6.63 | 1 | 2019-12-31 | 2020-12-31 | 365 | 7.7535 | 7
26763 | 6.24 | 1 | 2019-12-31 | 2020-12-31 | 365 | 7.2974 | 7
23594 | 5.98 | 1 | 2019-12-31 | 2020-12-31 | 365 | 6.9934 | 6
27418 | 11.475 | 1 | 2019-12-31 | 2020-12-31 | 365 | 13.4196 | 13
23591 | 9.1 | 1 | 2019-12-31 | 2020-12-31 | 365 | 10.6421 | 10
27417 | 6.12 | 1 | 2019-12-31 | 2020-12-31 | 365 | 7.1571 | 7
27428 | 11.985 | 1 | 2019-12-31 | 2020-12-31 | 365 | 14.016 | 14
24019 | 5.2 | 1 | 2019-12-31 | 2020-12-31 | 365 | 6.0812 | 6
27420 | 9.69 | 1 | 2019-12-31 | 2020-12-31 | 365 | 11.3321 | 11
23573 | 13 | 1 | 2019-12-31 | 2020-12-31 | 365 | 15.203 | 15
27439 | 7.395 | 1 | 2019-12-31 | 2020-12-31 | 365 | 8.6482 | 8
27443 | 5.75 | 1 | 2019-12-31 | 2020-12-31 | 365 | 6.7244 | 6
25016 | 4.42 | 1 | 2019-12-31 | 2020-12-31 | 365 | 5.169 | 5
18311 | 8.16 | 1 | 2019-12-31 | 2020-12-31 | 365 | 9.5428 | 9
18076 | 8.84 | 1 | 2019-12-31 | 2020-12-31 | 365 | 10.338 | 10
19740 | 5.46 | 1 | 2019-12-31 | 2020-12-31 | 365 | 6.3853 | 6
19775 | 3.25 | 1 | 2019-12-31 | 2020-12-31 | 365 | 3.8007 | 3
19821 | 9.62 | 1 | 2019-12-31 | 2020-12-31 | 365 | 11.2502 | 11
18465 | 2.805 | 1 | 2019-12-31 | 2020-12-31 | 365 | 3.2803 | 3
19535 | 5.2 | 1 | 2019-12-31 | 2020-12-31 | 365 | 6.0812 | 6
19772 | 11.22 | 1 | 2019-12-31 | 2020-12-31 | 365 | 13.1213 | 13
18790 | 1.715 | 1 | 2019-12-31 | 2020-12-31 | 365 | 2.0056 | 2
27529 | 5.72 | 1 | 2019-12-31 | 2020-12-31 | 365 | 6.6893 | 6
18787 | 4.75 | 1 | 2019-12-31 | 2020-12-31 | 365 | 5.5549 | 5
18320 | 5.61 | 1 | 2019-12-31 | 2020-12-31 | 365 | 6.5607 | 6
27575 | 6 | 1 | 2019-12-31 | 2020-12-31 | 365 | 7.0168 | 7
18733 | 5.1 | 1 | 2019-12-31 | 2020-12-31 | 365 | 5.9642 | 5
27514 | 5.72 | 1 | 2019-12-31 | 2020-12-31 | 365 | 6.6893 | 6
18391 | 5.865 | 1 | 2019-12-31 | 2020-12-31 | 365 | 6.8589 | 6
23108 | 5.46 | 1 | 2019-12-31 | 2020-12-31 | 365 | 6.3853 | 6
27543 | 9.435 | 1 | 2019-12-31 | 2020-12-31 | 365 | 11.0339 | 11
28051 | 12.74 | 1 | 2019-12-31 | 2020-12-31 | 365 | 14.8989 | 14
23580 | 8.32 | 1 | 2019-12-31 | 2020-12-31 | 365 | 9.7299 | 9
21085 | 9.36 | 1 | 2019-12-31 | 2020-12-31 | 365 | 10.9461 | 10
13315 | 8.25 | 1 | 2019-12-31 | 2020-12-31 | 365 | 9.648 | 9
27517 | 5.865 | 1 | 2019-12-31 | 2020-12-31 | 365 | 6.8589 | 6
23391 | 7.28 | 1 | 2019-12-31 | 2020-12-31 | 365 | 8.5137 | 8
22003 | 7.28 | 1 | 2019-12-31 | 2020-12-31 | 365 | 8.5137 | 8
23716 | 5.2 | 1 | 2019-12-31 | 2020-12-31 | 365 | 6.0812 | 6
24030 | 5.2 | 1 | 2019-12-31 | 2020-12-31 | 365 | 6.0812 | 6
24041 | 3.9 | 1 | 2019-12-31 | 2020-12-31 | 365 | 4.5609 | 4
23661 | 3.12 | 1 | 2019-12-31 | 2020-12-31 | 365 | 3.6487 | 3
24023 | 8.84 | 1 | 2019-12-31 | 2020-12-31 | 365 | 10.338 | 10
23754 | 4.68 | 1 | 2019-12-31 | 2020-12-31 | 365 | 5.4731 | 5
24262 | 6.5 | 1 | 2019-12-31 | 2020-12-31 | 365 | 7.6015 | 7
21075 | 4.365 | 1 | 2019-12-31 | 2020-12-31 | 365 | 5.1047 | 5
20881 | 3.43 | 1 | 2019-12-31 | 2020-12-31 | 365 | 4.0112 | 4
18106 | 2.55 | 1 | 2019-12-31 | 2020-12-31 | 365 | 2.9821 | 2
23699 | 3.64 | 1 | 2019-12-31 | 2020-12-31 | 365 | 4.2568 | 4
23301 | 3.64 | 1 | 2019-12-31 | 2020-12-31 | 365 | 4.2568 | 4
17699 | 3.64 | 1 | 2019-12-31 | 2020-12-31 | 365 | 4.2568 | 4
16459 | 15.3 | 1 | 2019-12-31 | 2020-12-31 | 365 | 17.8927 | 17
14882 | 11.22 | 1 | 2019-12-31 | 2020-12-31 | 365 | 13.1213 | 13
23165 | 4.16 | 1 | 2019-12-31 | 2020-12-31 | 365 | 4.865 | 4
15732 | 9.18 | 1 | 2019-12-31 | 2020-12-31 | 365 | 10.7356 | 10
16221 | 4.335 | 1 | 2019-12-31 | 2020-12-31 | 365 | 5.0696 | 5
14276 | 11.22 | 1 | 2019-12-31 | 2020-12-31 | 365 | 13.1213 | 13
13006 | 7.395 | 1 | 2019-12-31 | 2020-12-31 | 365 | 8.6482 | 8
13926 | 4.9 | 1 | 2019-12-31 | 2020-12-31 | 365 | 5.7304 | 5
27470 | 10.455 | 1 | 2019-12-31 | 2020-12-31 | 365 | 12.2267 | 12
27480 | 3.92 | 1 | 2019-12-31 | 2020-12-31 | 365 | 4.5843 | 4
27602 | 15.08 | 1 | 2019-12-31 | 2020-12-31 | 365 | 17.6355 | 17
26765 | 11.7 | 1 | 2019-12-31 | 2020-12-31 | 365 | 13.6827 | 13
27619 | 7.54 | 1 | 2019-12-31 | 2020-12-31 | 365 | 8.8177 | 8
27694 | 3.64 | 1 | 2019-12-31 | 2020-12-31 | 365 | 4.2568 | 4
27695 | 5.61 | 1 | 2019-12-31 | 2020-12-31 | 365 | 6.5607 | 6
20955 | 3.38 | 1 | 2019-12-31 | 2020-12-31 | 365 | 3.9528 | 3
27698 | 5.1 | 1 | 2019-12-31 | 2020-12-31 | 365 | 5.9642 | 5
25592 | 8.58 | 1 | 2019-12-31 | 2020-12-31 | 365 | 10.034 | 10
21106 | 7.395 | 1 | 2019-12-31 | 2020-12-31 | 365 | 8.6482 | 8
21913 | 7.02 | 1 | 2019-12-31 | 2020-12-31 | 365 | 8.2096 | 8
27702 | 5.72 | 1 | 2019-12-31 | 2020-12-31 | 365 | 6.6893 | 6
27640 | 9.18 | 1 | 2019-12-31 | 2020-12-31 | 365 | 10.7356 | 10
26668 | 6.5 | 1 | 2019-12-31 | 2020-12-31 | 365 | 7.6015 | 7
27003 | 8.32 | 1 | 2019-12-31 | 2020-12-31 | 365 | 9.7299 | 9
27703 | 5.2 | 1 | 2019-12-31 | 2020-12-31 | 365 | 6.0812 | 6
26756 | 4.68 | 1 | 2019-12-31 | 2020-12-31 | 365 | 5.4731 | 5
27704 | 4.335 | 1 | 2019-12-31 | 2020-12-31 | 365 | 5.0696 | 5
24255 | 7.02 | 1 | 2019-12-31 | 2020-12-31 | 365 | 8.2096 | 8
27654 | 11.18 | 1 | 2019-12-31 | 2020-12-31 | 365 | 13.0746 | 13
19675 | 8.58 | 1 | 2019-12-31 | 2020-12-31 | 365 | 10.034 | 10
27657 | 3.9 | 1 | 2019-12-31 | 2020-12-31 | 365 | 4.5609 | 4
19781 | 4.68 | 1 | 2019-12-31 | 2020-12-31 | 365 | 5.4731 | 5
20498 | 8.32 | 1 | 2019-12-31 | 2020-12-31 | 365 | 9.7299 | 9
24320 | 8.58 | 1 | 2019-12-31 | 2020-12-31 | 365 | 10.034 | 10
25593 | 8.32 | 1 | 2019-12-31 | 2020-12-31 | 365 | 9.7299 | 9
24104 | 8.32 | 1 | 2019-12-31 | 2020-12-31 | 365 | 9.7299 | 9
27566 | 6.63 | 1 | 2019-12-31 | 2020-12-31 | 365 | 7.7535 | 7
15941 | 10.455 | 1 | 2019-12-31 | 2020-12-31 | 365 | 12.2267 | 12
27541 | 10.14 | 1 | 2019-12-31 | 2020-12-31 | 365 | 11.8583 | 11
27559 | 6.12 | 1 | 2019-12-31 | 2020-12-31 | 365 | 7.1571 | 7
27568 | 11.73 | 1 | 2019-12-31 | 2020-12-31 | 365 | 13.7178 | 13
27587 | 7.75 | 1 | 2019-12-31 | 2020-12-31 | 365 | 9.0633 | 9
26754 | 5.98 | 1 | 2019-12-31 | 2020-12-31 | 365 | 6.9934 | 6
27598 | 10.5 | 1 | 2019-12-31 | 2020-12-31 | 365 | 12.2793 | 12
26708 | 7.28 | 1 | 2019-12-31 | 2020-12-31 | 365 | 8.5137 | 8
27622 | 5.865 | 1 | 2019-12-31 | 2020-12-31 | 365 | 6.8589 | 6
26703 | 5.98 | 1 | 2019-12-31 | 2020-12-31 | 365 | 6.9934 | 6
27624 | 4.42 | 1 | 2019-12-31 | 2020-12-31 | 365 | 5.169 | 5
27534 | 5.98 | 1 | 2019-12-31 | 2020-12-31 | 365 | 6.9934 | 6
27538 | 9.1 | 1 | 2019-12-31 | 2020-12-31 | 365 | 10.6421 | 10
27544 | 6.12 | 1 | 2019-12-31 | 2020-12-31 | 365 | 7.1571 | 7
26752 | 3.9 | 1 | 2019-12-31 | 2020-12-31 | 365 | 4.5609 | 4
23600 | 9.36 | 1 | 2019-12-31 | 2020-12-31 | 365 | 10.9461 | 10
27707 | 4.08 | 1 | 2019-12-31 | 2020-12-31 | 365 | 4.7714 | 4
27696 | 4.68 | 1 | 2019-12-31 | 2020-12-31 | 365 | 5.4731 | 5
27709 | 4.68 | 1 | 2019-12-31 | 2020-12-31 | 365 | 5.4731 | 5
21201 | 12.22 | 1 | 2019-12-31 | 2020-12-31 | 365 | 14.2908 | 14
27726 | 7.14 | 1 | 2019-12-31 | 2020-12-31 | 365 | 8.3499 | 8
27712 | 3.9 | 1 | 2019-12-31 | 2020-12-31 | 365 | 4.5609 | 4
27760 | 13.96 | 1 | 2019-12-31 | 2020-12-31 | 365 | 16.3257 | 16
27725 | 11.18 | 1 | 2019-12-31 | 2020-12-31 | 365 | 13.0746 | 13
27764 | 9.945 | 1 | 2019-12-31 | 2020-12-31 | 365 | 11.6303 | 11
27717 | 3.825 | 1 | 2019-12-31 | 2020-12-31 | 365 | 4.4732 | 4
21311 | 6.375 | 1 | 2019-12-31 | 2020-12-31 | 365 | 7.4553 | 7
17066 | 5.2 | 1 | 2019-12-31 | 2020-12-31 | 365 | 6.0812 | 6
27686 | 6.5 | 1 | 2019-12-31 | 2020-12-31 | 365 | 7.6015 | 7
27683 | 16.9 | 1 | 2019-12-31 | 2020-12-31 | 365 | 19.7639 | 19
27857 | 4.68 | 1 | 2019-12-31 | 2020-12-31 | 365 | 5.4731 | 5
27859 | 4.42 | 1 | 2019-12-31 | 2020-12-31 | 365 | 5.169 | 5
27688 | 3.64 | 1 | 2019-12-31 | 2020-12-31 | 365 | 4.2568 | 4
27708 | 8.58 | 1 | 2019-12-31 | 2020-12-31 | 365 | 10.034 | 10
27861 | 7.54 | 1 | 2019-12-31 | 2020-12-31 | 365 | 8.8177 | 8
27710 | 8.06 | 1 | 2019-12-31 | 2020-12-31 | 365 | 9.4258 | 9
27623 | 7.28 | 1 | 2019-12-31 | 2020-12-31 | 365 | 8.5137 | 8
27711 | 2.04 | 1 | 2019-12-31 | 2020-12-31 | 365 | 2.3857 | 2
27627 | 7.14 | 1 | 2019-12-31 | 2020-12-31 | 365 | 8.3499 | 8
27713 | 5.61 | 1 | 2019-12-31 | 2020-12-31 | 365 | 6.5607 | 6
27719 | 5.46 | 1 | 2019-12-31 | 2020-12-31 | 365 | 6.3853 | 6
27714 | 6.76 | 1 | 2019-12-31 | 2020-12-31 | 365 | 7.9055 | 7
27784 | 7.28 | 1 | 2019-12-31 | 2020-12-31 | 365 | 8.5137 | 8
27769 | 7.905 | 1 | 2019-12-31 | 2020-12-31 | 365 | 9.2446 | 9
21330 | 8.32 | 1 | 2019-12-31 | 2020-12-31 | 365 | 9.7299 | 9
27845 | 5.1 | 1 | 2019-12-31 | 2020-12-31 | 365 | 5.9642 | 5
27546 | 7.905 | 1 | 2019-12-31 | 2020-12-31 | 365 | 9.2446 | 9
27355 | 3.825 | 1 | 2019-12-31 | 2020-12-31 | 365 | 4.4732 | 4
20576 | 7.8 | 1 | 2019-12-31 | 2020-12-31 | 365 | 9.1218 | 9
27614 | 9.5 | 1 | 2019-12-31 | 2020-12-31 | 365 | 11.1099 | 11
27692 | 4.845 | 1 | 2019-12-31 | 2020-12-31 | 365 | 5.666 | 5
27766 | 2.55 | 1 | 2019-12-31 | 2020-12-31 | 365 | 2.9821 | 2
27691 | 3.38 | 1 | 2019-12-31 | 2020-12-31 | 365 | 3.9528 | 3
27767 | 3.9 | 1 | 2019-12-31 | 2020-12-31 | 365 | 4.5609 | 4
27613 | 10.92 | 1 | 2019-12-31 | 2020-12-31 | 365 | 12.7705 | 12
21423 | 8.84 | 1 | 2019-12-31 | 2020-12-31 | 365 | 10.338 | 10
27849 | 4.42 | 1 | 2019-12-31 | 2020-12-31 | 365 | 5.169 | 5
27756 | 4.42 | 1 | 2019-12-31 | 2020-12-31 | 365 | 5.169 | 5
27761 | 7.02 | 1 | 2019-12-31 | 2020-12-31 | 365 | 8.2096 | 8
27563 | 9.18 | 1 | 2019-12-31 | 2020-12-31 | 365 | 10.7356 | 10
27567 | 13.515 | 1 | 2019-12-31 | 2020-12-31 | 365 | 15.8053 | 15
27603 | 8.84 | 1 | 2019-12-31 | 2020-12-31 | 365 | 10.338 | 10
27851 | 4.845 | 1 | 2019-12-31 | 2020-12-31 | 365 | 5.666 | 5
27668 | 8.16 | 1 | 2019-12-31 | 2020-12-31 | 365 | 9.5428 | 9
27854 | 3.825 | 1 | 2019-12-31 | 2020-12-31 | 365 | 4.4732 | 4
27672 | 7.02 | 1 | 2019-12-31 | 2020-12-31 | 365 | 8.2096 | 8
27591 | 6.5 | 1 | 2019-12-31 | 2020-12-31 | 365 | 7.6015 | 7
27855 | 8.84 | 1 | 2019-12-31 | 2020-12-31 | 365 | 10.338 | 10
27856 | 4.94 | 1 | 2019-12-31 | 2020-12-31 | 365 | 5.7771 | 5
20910 | 4.94 | 1 | 2019-12-31 | 2020-12-31 | 365 | 5.7771 | 5
27878 | 3.12 | 1 | 2019-12-31 | 2020-12-31 | 365 | 3.6487 | 3
27883 | 8.67 | 1 | 2019-12-31 | 2020-12-31 | 365 | 10.1392 | 10
17638 | 7.65 | 1 | 2019-12-31 | 2020-12-31 | 365 | 8.9464 | 8
27881 | 6.24 | 1 | 2019-12-31 | 2020-12-31 | 365 | 7.2974 | 7
27885 | 16.83 | 1 | 2019-12-31 | 2020-12-31 | 365 | 19.682 | 19
21284 | 11.18 | 1 | 2019-12-31 | 2020-12-31 | 365 | 13.0746 | 13
27888 | 10.5 | 1 | 2019-12-31 | 2020-12-31 | 365 | 12.2793 | 12
27906 | 5.46 | 1 | 2019-12-31 | 2020-12-31 | 365 | 6.3853 | 6
27860 | 2.5 | 1 | 2019-12-31 | 2020-12-31 | 365 | 2.9236 | 2
27862 | 5.46 | 1 | 2019-12-31 | 2020-12-31 | 365 | 6.3853 | 6
22289 | 4.16 | 1 | 2019-12-31 | 2020-12-31 | 365 | 4.865 | 4
27877 | 4.42 | 1 | 2019-12-31 | 2020-12-31 | 365 | 5.169 | 5
27788 | 5.865 | 1 | 2019-12-31 | 2020-12-31 | 365 | 6.8589 | 6
27795 | 6.375 | 1 | 2019-12-31 | 2020-12-31 | 365 | 7.4553 | 7
27803 | 14.04 | 1 | 2019-12-31 | 2020-12-31 | 365 | 16.4192 | 16
27808 | 8.16 | 1 | 2019-12-31 | 2020-12-31 | 365 | 9.5428 | 9
27880 | 15.81 | 1 | 2019-12-31 | 2020-12-31 | 365 | 18.4892 | 18
27810 | 5.145 | 1 | 2019-12-31 | 2020-12-31 | 365 | 6.0169 | 6
27815 | 4.845 | 1 | 2019-12-31 | 2020-12-31 | 365 | 5.666 | 5
27600 | 5.2 | 1 | 2019-12-31 | 2020-12-31 | 365 | 6.0812 | 6
27836 | 10.455 | 1 | 2019-12-31 | 2020-12-31 | 365 | 12.2267 | 12
27838 | 12.75 | 1 | 2019-12-31 | 2020-12-31 | 365 | 14.9106 | 14
22617 | 3.38 | 1 | 2019-12-31 | 2020-12-31 | 365 | 3.9528 | 3
27837 | 8 | 1 | 2019-12-31 | 2020-12-31 | 365 | 9.3557 | 9
27630 | 10.2 | 1 | 2019-12-31 | 2020-12-31 | 365 | 11.9285 | 11
27839 | 1.53 | 1 | 2019-12-31 | 2020-12-31 | 365 | 1.7893 | 1
27882 | 6.885 | 1 | 2019-12-31 | 2020-12-31 | 365 | 8.0517 | 8
27634 | 8.415 | 1 | 2019-12-31 | 2020-12-31 | 365 | 9.841 | 9
27936 | 10.965 | 1 | 2019-12-31 | 2020-12-31 | 365 | 12.8231 | 12
27915 | 7.54 | 1 | 2019-12-31 | 2020-12-31 | 365 | 8.8177 | 8
27869 | 4.16 | 1 | 2019-12-31 | 2020-12-31 | 365 | 4.865 | 4
27887 | 3.9 | 1 | 2019-12-31 | 2020-12-31 | 365 | 4.5609 | 4
27941 | 5.46 | 1 | 2019-12-31 | 2020-12-31 | 365 | 6.3853 | 6
27678 | 6.76 | 1 | 2019-12-31 | 2020-12-31 | 365 | 7.9055 | 7
27889 | 3.315 | 1 | 2019-12-31 | 2020-12-31 | 365 | 3.8768 | 3
23705 | 4.94 | 1 | 2019-12-31 | 2020-12-31 | 365 | 5.7771 | 5
27899 | 7.54 | 1 | 2019-12-31 | 2020-12-31 | 365 | 8.8177 | 8
27907 | 7.28 | 1 | 2019-12-31 | 2020-12-31 | 365 | 8.5137 | 8
27930 | 7.905 | 1 | 2019-12-31 | 2020-12-31 | 365 | 9.2446 | 9
27642 | 10.41 | 1 | 2019-12-31 | 2020-12-31 | 365 | 12.1741 | 12
20950 | 6.885 | 1 | 2019-12-31 | 2020-12-31 | 365 | 8.0517 | 8
27682 | 8.67 | 1 | 2019-12-31 | 2020-12-31 | 365 | 10.1392 | 10
27819 | 6.5 | 1 | 2019-12-31 | 2020-12-31 | 365 | 7.6015 | 7
27830 | 5.2 | 1 | 2019-12-31 | 2020-12-31 | 365 | 6.0812 | 6
27832 | 14.3 | 1 | 2019-12-31 | 2020-12-31 | 365 | 16.7233 | 16
27937 | 13.52 | 1 | 2019-12-31 | 2020-12-31 | 365 | 15.8111 | 15
22562 | 8.84 | 1 | 2019-12-31 | 2020-12-31 | 365 | 10.338 | 10
27956 | 10.445 | 1 | 2019-12-31 | 2020-12-31 | 365 | 12.215 | 12
27738 | 9.36 | 1 | 2019-12-31 | 2020-12-31 | 365 | 10.9461 | 10
28117 | 3.64 | 1 | 2019-12-31 | 2020-12-31 | 365 | 4.2568 | 4
28104 | 4.94 | 1 | 2019-12-31 | 2020-12-31 | 365 | 5.7771 | 5
28097 | 8.58 | 1 | 2019-12-31 | 2020-12-31 | 365 | 10.034 | 10
28056 | 8.84 | 1 | 2019-12-31 | 2020-12-31 | 365 | 10.338 | 10
28092 | 4.94 | 1 | 2019-12-31 | 2020-12-31 | 365 | 5.7771 | 5
28012 | 8.84 | 1 | 2019-12-31 | 2020-12-31 | 365 | 10.338 | 10
27933 | 5.72 | 1 | 2019-12-31 | 2020-12-31 | 365 | 6.6893 | 6
27927 | 9.88 | 1 | 2019-12-31 | 2020-12-31 | 365 | 11.5543 | 11
27939 | 3.12 | 1 | 2019-12-31 | 2020-12-31 | 365 | 3.6487 | 3
27923 | 6.76 | 1 | 2019-12-31 | 2020-12-31 | 365 | 7.9055 | 7
27945 | 6.24 | 1 | 2019-12-31 | 2020-12-31 | 365 | 7.2974 | 7
27948 | 2.295 | 1 | 2019-12-31 | 2020-12-31 | 365 | 2.6839 | 2
28053 | 9.435 | 1 | 2019-12-31 | 2020-12-31 | 365 | 11.0339 | 11
28061 | 8.84 | 1 | 2019-12-31 | 2020-12-31 | 365 | 10.338 | 10
27954 | 7.14 | 1 | 2019-12-31 | 2020-12-31 | 365 | 8.3499 | 8
27953 | 7.14 | 1 | 2019-12-31 | 2020-12-31 | 365 | 8.3499 | 8
28094 | 7.14 | 1 | 2019-12-31 | 2020-12-31 | 365 | 8.3499 | 8
28098 | 5.98 | 1 | 2019-12-31 | 2020-12-31 | 365 | 6.9934 | 6
28054 | 5.46 | 1 | 2019-12-31 | 2020-12-31 | 365 | 6.3853 | 6
28062 | 4.94 | 1 | 2019-12-31 | 2020-12-31 | 365 | 5.7771 | 5
28153 | 7.54 | 1 | 2019-12-31 | 2020-12-31 | 365 | 8.8177 | 8
28188 | 5.2 | 1 | 2019-12-31 | 2020-12-31 | 365 | 6.0812 | 6
28119 | 4.08 | 1 | 2019-12-31 | 2020-12-31 | 365 | 4.7714 | 4
28121 | 5.72 | 1 | 2019-12-31 | 2020-12-31 | 365 | 6.6893 | 6
28107 | 3.9 | 1 | 2019-12-31 | 2020-12-31 | 365 | 4.5609 | 4
23473 | 3.64 | 1 | 2019-12-31 | 2020-12-31 | 365 | 4.2568 | 4
28162 | 7.905 | 1 | 2019-12-31 | 2020-12-31 | 365 | 9.2446 | 9
28155 | 4.68 | 1 | 2019-12-31 | 2020-12-31 | 365 | 5.4731 | 5
27951 | 2.55 | 1 | 2019-12-31 | 2020-12-31 | 365 | 2.9821 | 2
28147 | 7.8 | 1 | 2019-12-31 | 2020-12-31 | 365 | 9.1218 | 9
28086 | 4.16 | 1 | 2019-12-31 | 2020-12-31 | 365 | 4.865 | 4
28005 | 3.5 | 1 | 2019-12-31 | 2020-12-31 | 365 | 4.0931 | 4
28009 | 13 | 1 | 2019-12-31 | 2020-12-31 | 365 | 15.203 | 15
28007 | 4.335 | 1 | 2019-12-31 | 2020-12-31 | 365 | 5.0696 | 5
28019 | 3.57 | 1 | 2019-12-31 | 2020-12-31 | 365 | 4.175 | 4
28015 | 4.42 | 1 | 2019-12-31 | 2020-12-31 | 365 | 5.169 | 5
28028 | 5.2 | 1 | 2019-12-31 | 2020-12-31 | 365 | 6.0812 | 6
28023 | 9.18 | 1 | 2019-12-31 | 2020-12-31 | 365 | 10.7356 | 10
28032 | 11.22 | 1 | 2019-12-31 | 2020-12-31 | 365 | 13.1213 | 13
28072 | 4.94 | 1 | 2019-12-31 | 2020-12-31 | 365 | 5.7771 | 5
28076 | 3.185 | 1 | 2019-12-31 | 2020-12-31 | 365 | 3.7247 | 3
24169 | 10.66 | 1 | 2019-12-31 | 2020-12-31 | 365 | 12.4664 | 12
25092 | 13.52 | 1 | 2019-12-31 | 2020-12-31 | 365 | 15.8111 | 15
25228 | 3.12 | 1 | 2019-12-31 | 2020-12-31 | 365 | 3.6487 | 3
25335 | 2.08 | 1 | 2019-12-31 | 2020-12-31 | 365 | 2.4325 | 2
25614 | 12.74 | 1 | 2019-12-31 | 2020-12-31 | 365 | 14.8989 | 14
26936 | 4.16 | 1 | 2019-12-31 | 2020-12-31 | 365 | 4.865 | 4
26937 | 3.825 | 1 | 2019-12-31 | 2020-12-31 | 365 | 4.4732 | 4
27252 | 10.2 | 1 | 2019-12-31 | 2020-12-31 | 365 | 11.9285 | 11
28172 | 6.5 | 1 | 2019-12-31 | 2020-12-31 | 365 | 7.6015 | 7
28177 | 2.805 | 1 | 2019-12-31 | 2020-12-31 | 365 | 3.2803 | 3
28221 | 5.46 | 1 | 2019-12-31 | 2020-12-31 | 365 | 6.3853 | 6
28230 | 9.88 | 1 | 2019-12-31 | 2020-12-31 | 365 | 11.5543 | 11
28224 | 2.6 | 1 | 2019-12-31 | 2020-12-31 | 365 | 3.0406 | 3
28242 | 3.64 | 1 | 2019-12-31 | 2020-12-31 | 365 | 4.2568 | 4
28235 | 10.14 | 1 | 2019-12-31 | 2020-12-31 | 365 | 11.8583 | 11
28154 | 4.16 | 1 | 2019-12-31 | 2020-12-31 | 365 | 4.865 | 4
28245 | 6.12 | 1 | 2019-12-31 | 2020-12-31 | 365 | 7.1571 | 7
24730 | 7.8 | 1 | 2019-12-31 | 2020-12-31 | 365 | 9.1218 | 9
28157 | 8.06 | 1 | 2019-12-31 | 2020-12-31 | 365 | 9.4258 | 9
28178 | 5.72 | 1 | 2019-12-31 | 2020-12-31 | 365 | 6.6893 | 6
28206 | 3.64 | 1 | 2019-12-31 | 2020-12-31 | 365 | 4.2568 | 4
28218 | 8.84 | 1 | 2019-12-31 | 2020-12-31 | 365 | 10.338 | 10
28228 | 8.84 | 1 | 2019-12-31 | 2020-12-31 | 365 | 10.338 | 10
28266 | 7.8 | 1 | 2019-12-31 | 2020-12-31 | 365 | 9.1218 | 9
28237 | 3.12 | 1 | 2019-12-31 | 2020-12-31 | 365 | 3.6487 | 3
28271 | 4.68 | 1 | 2019-12-31 | 2020-12-31 | 365 | 5.4731 | 5
25208 | 4.68 | 1 | 2019-12-31 | 2020-12-31 | 365 | 5.4731 | 5
28289 | 7.28 | 1 | 2019-12-31 | 2020-12-31 | 365 | 8.5137 | 8
28292 | 3.12 | 1 | 2019-12-31 | 2020-12-31 | 365 | 3.6487 | 3
28298 | 6.24 | 1 | 2019-12-31 | 2020-12-31 | 365 | 7.2974 | 7
28316 | 2.805 | 1 | 2019-12-31 | 2020-12-31 | 365 | 3.2803 | 3
28309 | 6.76 | 1 | 2019-12-31 | 2020-12-31 | 365 | 7.9055 | 7
28318 | 9.1 | 1 | 2019-12-31 | 2020-12-31 | 365 | 10.6421 | 10
28306 | 9.36 | 1 | 2019-12-31 | 2020-12-31 | 365 | 10.9461 | 10
28327 | 7.54 | 1 | 2019-12-31 | 2020-12-31 | 365 | 8.8177 | 8
28355 | 3.64 | 1 | 2019-12-31 | 2020-12-31 | 365 | 4.2568 | 4
23585 | 3.9 | 1 | 2019-12-31 | 2020-12-31 | 365 | 4.5609 | 4
28711 | 8.06 | 1 | 2019-12-31 | 2020-12-31 | 365 | 9.4258 | 9
28382 | 2.34 | 1 | 2019-12-31 | 2020-12-31 | 365 | 2.7365 | 2
28404 | 9.1 | 1 | 2019-12-31 | 2020-12-31 | 365 | 10.6421 | 10
28398 | 4.16 | 1 | 2019-12-31 | 2020-12-31 | 365 | 4.865 | 4
23368 | 5.72 | 1 | 2019-12-31 | 2020-12-31 | 365 | 6.6893 | 6
28436 | 7.54 | 1 | 2019-12-31 | 2020-12-31 | 365 | 8.8177 | 8
28035 | 7.28 | 1 | 2019-12-31 | 2020-12-31 | 365 | 8.5137 | 8
28017 | 4.16 | 1 | 2019-12-31 | 2020-12-31 | 365 | 4.865 | 4
28038 | 6.5 | 1 | 2019-12-31 | 2020-12-31 | 365 | 7.6015 | 7
27558 | 7.02 | 1 | 2019-12-31 | 2020-12-31 | 365 | 8.2096 | 8
28541 | 5.72 | 1 | 2019-12-31 | 2020-12-31 | 365 | 6.6893 | 6
28793 | 3.75 | 1 | 2019-12-31 | 2020-12-31 | 365 | 4.3855 | 4
23707 | 3.9 | 1 | 2019-12-31 | 2020-12-31 | 365 | 4.5609 | 4
22039 | 3.9 | 1 | 2019-12-31 | 2020-12-31 | 365 | 4.5609 | 4
28540 | 10.92 | 1 | 2019-12-31 | 2020-12-31 | 365 | 12.7705 | 12
28548 | 10.92 | 1 | 2019-12-31 | 2020-12-31 | 365 | 12.7705 | 12
28554 | 4.94 | 1 | 2019-12-31 | 2020-12-31 | 365 | 5.7771 | 5
27218 | 4.16 | 1 | 2019-12-31 | 2020-12-31 | 365 | 4.865 | 4
24170 | 11.96 | 1 | 2019-12-31 | 2020-12-31 | 365 | 13.9867 | 13
28550 | 4.16 | 1 | 2019-12-31 | 2020-12-31 | 365 | 4.865 | 4
28557 | 16.83 | 1 | 2019-12-31 | 2020-12-31 | 365 | 19.682 | 19
28559 | 5.61 | 1 | 2019-12-31 | 2020-12-31 | 365 | 6.5607 | 6
23564 | 4.94 | 1 | 2019-12-31 | 2020-12-31 | 365 | 5.7771 | 5
22398 | 5.2 | 1 | 2019-12-31 | 2020-12-31 | 365 | 6.0812 | 6
28602 | 4.94 | 1 | 2019-12-31 | 2020-12-31 | 365 | 5.7771 | 5
28610 | 7.8 | 1 | 2019-12-31 | 2020-12-31 | 365 | 9.1218 | 9
27222 | 4.94 | 1 | 2019-12-31 | 2020-12-31 | 365 | 5.7771 | 5
28567 | 4.68 | 1 | 2019-12-31 | 2020-12-31 | 365 | 5.4731 | 5
20784 | 9.62 | 1 | 2019-12-31 | 2020-12-31 | 365 | 11.2502 | 11
29261 | 4.845 | 1 | 2019-12-31 | 2020-12-31 | 365 | 5.666 | 5
24324 | 4.68 | 1 | 2019-12-31 | 2020-12-31 | 365 | 5.4731 | 5
24101 | 6.24 | 1 | 2019-12-31 | 2020-12-31 | 365 | 7.2974 | 7
28619 | 8.32 | 1 | 2019-12-31 | 2020-12-31 | 365 | 9.7299 | 9
28609 | 4.68 | 1 | 2019-12-31 | 2020-12-31 | 365 | 5.4731 | 5
28712 | 8.32 | 1 | 2019-12-31 | 2020-12-31 | 365 | 9.7299 | 9
28615 | 4.08 | 1 | 2019-12-31 | 2020-12-31 | 365 | 4.7714 | 4
28564 | 3.64 | 1 | 2019-12-31 | 2020-12-31 | 365 | 4.2568 | 4
28594 | 7.8 | 1 | 2019-12-31 | 2020-12-31 | 365 | 9.1218 | 9
28633 | 2.86 | 1 | 2019-12-31 | 2020-12-31 | 365 | 3.3447 | 3
28644 | 3.12 | 1 | 2019-12-31 | 2020-12-31 | 365 | 3.6487 | 3
28784 | 8.16 | 1 | 2019-12-31 | 2020-12-31 | 365 | 9.5428 | 9
28647 | 7.02 | 1 | 2019-12-31 | 2020-12-31 | 365 | 8.2096 | 8
28800 | 3.64 | 1 | 2019-12-31 | 2020-12-31 | 365 | 4.2568 | 4
28963 | 7.65 | 1 | 2019-12-31 | 2020-12-31 | 365 | 8.9464 | 8
28713 | 8.32 | 1 | 2019-12-31 | 2020-12-31 | 365 | 9.7299 | 9
28740 | 5.98 | 1 | 2019-12-31 | 2020-12-31 | 365 | 6.9934 | 6
28721 | 7.28 | 1 | 2019-12-31 | 2020-12-31 | 365 | 8.5137 | 8
28760 | 11.18 | 1 | 2019-12-31 | 2020-12-31 | 365 | 13.0746 | 13
24856 | 2.08 | 1 | 2019-12-31 | 2020-12-31 | 365 | 2.4325 | 2
28734 | 9.69 | 1 | 2019-12-31 | 2020-12-31 | 365 | 11.3321 | 11
28715 | 4.94 | 1 | 2019-12-31 | 2020-12-31 | 365 | 5.7771 | 5
28717 | 4.68 | 1 | 2019-12-31 | 2020-12-31 | 365 | 5.4731 | 5
28719 | 4.16 | 1 | 2019-12-31 | 2020-12-31 | 365 | 4.865 | 4
28726 | 15.6 | 1 | 2019-12-31 | 2020-12-31 | 365 | 18.2436 | 18
28943 | 11.475 | 1 | 2019-12-31 | 2020-12-31 | 365 | 13.4196 | 13
29255 | 5.61 | 1 | 2019-12-31 | 2020-12-31 | 365 | 6.5607 | 6
29250 | 8.415 | 1 | 2019-12-31 | 2020-12-31 | 365 | 9.841 | 9
29114 | 5.2 | 1 | 2019-12-31 | 2020-12-31 | 365 | 6.0812 | 6
29117 | 10.4 | 1 | 2019-12-31 | 2020-12-31 | 365 | 12.1624 | 12
29128 | 20.91 | 1 | 2019-12-31 | 2020-12-31 | 365 | 24.4534 | 24
29124 | 5.98 | 1 | 2019-12-31 | 2020-12-31 | 365 | 6.9934 | 6
29141 | 7.02 | 1 | 2019-12-31 | 2020-12-31 | 365 | 8.2096 | 8
29175 | 5.46 | 1 | 2019-12-31 | 2020-12-31 | 365 | 6.3853 | 6
29135 | 6.24 | 1 | 2019-12-31 | 2020-12-31 | 365 | 7.2974 | 7
28790 | 5.2 | 1 | 2019-12-31 | 2020-12-31 | 365 | 6.0812 | 6
29019 | 3.64 | 1 | 2019-12-31 | 2020-12-31 | 365 | 4.2568 | 4
27763 | 5.39 | 1 | 2019-12-31 | 2020-12-31 | 365 | 6.3034 | 6
29030 | 9.88 | 1 | 2019-12-31 | 2020-12-31 | 365 | 11.5543 | 11
29039 | 10.14 | 1 | 2019-12-31 | 2020-12-31 | 365 | 11.8583 | 11
29050 | 7.395 | 1 | 2019-12-31 | 2020-12-31 | 365 | 8.6482 | 8
27866 | 16.9 | 1 | 2019-12-31 | 2020-12-31 | 365 | 19.7639 | 19
29103 | 7.28 | 1 | 2019-12-31 | 2020-12-31 | 365 | 8.5137 | 8
29108 | 3.12 | 1 | 2019-12-31 | 2020-12-31 | 365 | 3.6487 | 3
29110 | 6.76 | 1 | 2019-12-31 | 2020-12-31 | 365 | 7.9055 | 7
29243 | 6.76 | 1 | 2019-12-31 | 2020-12-31 | 365 | 7.9055 | 7
29242 | 4.16 | 1 | 2019-12-31 | 2020-12-31 | 365 | 4.865 | 4
29235 | 13.26 | 1 | 2019-12-31 | 2020-12-31 | 365 | 15.507 | 15
29233 | 4.42 | 1 | 2019-12-31 | 2020-12-31 | 365 | 5.169 | 5
29227 | 5.46 | 1 | 2019-12-31 | 2020-12-31 | 365 | 6.3853 | 6
29223 | 5.61 | 1 | 2019-12-31 | 2020-12-31 | 365 | 6.5607 | 6
29218 | 11.18 | 1 | 2019-12-31 | 2020-12-31 | 365 | 13.0746 | 13
29215 | 6.24 | 1 | 2019-12-31 | 2020-12-31 | 365 | 7.2974 | 7
29210 | 3.64 | 1 | 2019-12-31 | 2020-12-31 | 365 | 4.2568 | 4
29219 | 6.76 | 1 | 2019-12-31 | 2020-12-31 | 365 | 7.9055 | 7
29192 | 2.6 | 1 | 2019-12-31 | 2020-12-31 | 365 | 3.0406 | 3
29194 | 8.32 | 1 | 2019-12-31 | 2020-12-31 | 365 | 9.7299 | 9
29186 | 13.52 | 1 | 2019-12-31 | 2020-12-31 | 365 | 15.8111 | 15
29183 | 13 | 1 | 2019-12-31 | 2020-12-31 | 365 | 15.203 | 15
29178 | 13.52 | 1 | 2019-12-31 | 2020-12-31 | 365 | 15.8111 | 15
29177 | 11.7 | 1 | 2019-12-31 | 2020-12-31 | 365 | 13.6827 | 13
29170 | 8.84 | 1 | 2019-12-31 | 2020-12-31 | 365 | 10.338 | 10
29167 | 3.12 | 1 | 2019-12-31 | 2020-12-31 | 365 | 3.6487 | 3
29209 | 6.76 | 1 | 2019-12-31 | 2020-12-31 | 365 | 7.9055 | 7
29147 | 7.54 | 1 | 2019-12-31 | 2020-12-31 | 365 | 8.8177 | 8
29174 | 13.52 | 1 | 2019-12-31 | 2020-12-31 | 365 | 15.8111 | 15
29159 | 3.64 | 1 | 2019-12-31 | 2020-12-31 | 365 | 4.2568 | 4
29168 | 6.76 | 1 | 2019-12-31 | 2020-12-31 | 365 | 7.9055 | 7
29583 | 5.2 | 1 | 2019-12-31 | 2020-12-31 | 365 | 6.0812 | 6
29165 | 9.1 | 1 | 2019-12-31 | 2020-12-31 | 365 | 10.6421 | 10
29587 | 3.9 | 1 | 2019-12-31 | 2020-12-31 | 365 | 4.5609 | 4
28344 | 7.395 | 1 | 2019-12-31 | 2020-12-31 | 365 | 8.6482 | 8
28617 | 3.38 | 1 | 2019-12-31 | 2020-12-31 | 365 | 3.9528 | 3
29158 | 4.335 | 1 | 2019-12-31 | 2020-12-31 | 365 | 5.0696 | 5
29146 | 11.7 | 1 | 2019-12-31 | 2020-12-31 | 365 | 13.6827 | 13
29145 | 6.5 | 1 | 2019-12-31 | 2020-12-31 | 365 | 7.6015 | 7
27699 | 6.24 | 1 | 2019-12-31 | 2020-12-31 | 365 | 7.2974 | 7
19937 | 7.395 | 1 | 2019-12-31 | 2020-12-31 | 365 | 8.6482 | 8
29592 | 5.46 | 1 | 2019-12-31 | 2020-12-31 | 365 | 6.3853 | 6
29153 | 7.395 | 1 | 2019-12-31 | 2020-12-31 | 365 | 8.6482 | 8
29600 | 9.88 | 1 | 2019-12-31 | 2020-12-31 | 365 | 11.5543 | 11
29618 | 5.98 | 1 | 2019-12-31 | 2020-12-31 | 365 | 6.9934 | 6
29639 | 7.54 | 1 | 2019-12-31 | 2020-12-31 | 365 | 8.8177 | 8
29578 | 6.375 | 1 | 2019-12-31 | 2020-12-31 | 365 | 7.4553 | 7
29636 | 4.68 | 1 | 2019-12-31 | 2020-12-31 | 365 | 5.4731 | 5
29576 | 8 | 1 | 2019-12-31 | 2020-12-31 | 365 | 9.3557 | 9
29586 | 5.72 | 1 | 2019-12-31 | 2020-12-31 | 365 | 6.6893 | 6
29598 | 14.3 | 1 | 2019-12-31 | 2020-12-31 | 365 | 16.7233 | 16
29615 | 10.66 | 1 | 2019-12-31 | 2020-12-31 | 365 | 12.4664 | 12
29617 | 9.1 | 1 | 2019-12-31 | 2020-12-31 | 365 | 10.6421 | 10
29620 | 4.94 | 1 | 2019-12-31 | 2020-12-31 | 365 | 5.7771 | 5
16997 | 5.2 | 1 | 2019-12-31 | 2020-12-31 | 365 | 6.0812 | 6
28980 | 10.92 | 1 | 2019-12-31 | 2020-12-31 | 365 | 12.7705 | 12
23596 | 6.24 | 1 | 2019-12-31 | 2020-12-31 | 365 | 7.2974 | 7
16877 | 4.08 | 1 | 2019-12-31 | 2020-12-31 | 365 | 4.7714 | 4
27867 | 4.42 | 1 | 2019-12-31 | 2020-12-31 | 365 | 5.169 | 5
9693 | 4.25 | 1 | 2019-12-31 | 2020-12-31 | 365 | 4.9702 | 4
24864 | 3.38 | 1 | 2019-12-31 | 2020-12-31 | 365 | 3.9528 | 3
13496 | 4.335 | 1 | 2019-12-31 | 2020-12-31 | 365 | 5.0696 | 5
21882 | 3.12 | 1 | 2019-12-31 | 2020-12-31 | 365 | 3.6487 | 3
29778 | 12.22 | 1 | 2019-12-31 | 2020-12-31 | 365 | 14.2908 | 14
29780 | 4.16 | 1 | 2019-12-31 | 2020-12-31 | 365 | 4.865 | 4
29912 | 6.375 | 1 | 2019-12-31 | 2020-12-31 | 365 | 7.4553 | 7
29187 | 6.63 | 1 | 2019-12-31 | 2020-12-31 | 365 | 7.7535 | 7
26777 | 7.395 | 1 | 2019-12-31 | 2020-12-31 | 365 | 8.6482 | 8
30008 | 6.5 | 1 | 2019-12-31 | 2020-12-31 | 365 | 7.6015 | 7
29220 | 8.58 | 1 | 2019-12-31 | 2020-12-31 | 365 | 10.034 | 10
27555 | 5.46 | 1 | 2019-12-31 | 2020-12-31 | 365 | 6.3853 | 6
22568 | 3.38 | 1 | 2019-12-31 | 2020-12-31 | 365 | 3.9528 | 3
29229 | 2.86 | 1 | 2019-12-31 | 2020-12-31 | 365 | 3.3447 | 3
28261 | 8.32 | 1 | 2019-12-31 | 2020-12-31 | 365 | 9.7299 | 9
28263 | 7.28 | 1 | 2019-12-31 | 2020-12-31 | 365 | 8.5137 | 8
28273 | 8.06 | 1 | 2019-12-31 | 2020-12-31 | 365 | 9.4258 | 9
28620 | 11.96 | 1 | 2019-12-31 | 2020-12-31 | 365 | 13.9867 | 13
28385 | 5.98 | 1 | 2019-12-31 | 2020-12-31 | 365 | 6.9934 | 6
29152 | 2.08 | 1 | 2019-12-31 | 2020-12-31 | 365 | 2.4325 | 2
30261 | 3.9 | 1 | 2019-12-31 | 2020-12-31 | 365 | 4.5609 | 4
30613 | 7.28 | 1 | 2019-12-31 | 2020-12-31 | 365 | 8.5137 | 8
29591 | 12.48 | 1 | 2019-12-31 | 2020-12-31 | 365 | 14.5949 | 14
29248 | 7.54 | 1 | 2019-12-31 | 2020-12-31 | 365 | 8.8177 | 8
28148 | 6.76 | 1 | 2019-12-31 | 2020-12-31 | 365 | 7.9055 | 7
28333 | 4.16 | 1 | 2019-12-31 | 2020-12-31 | 365 | 4.865 | 4
28347 | 5.2 | 1 | 2019-12-31 | 2020-12-31 | 365 | 6.0812 | 6
28337 | 8.58 | 1 | 2019-12-31 | 2020-12-31 | 365 | 10.034 | 10
28356 | 4.42 | 1 | 2019-12-31 | 2020-12-31 | 365 | 5.169 | 5
28357 | 5.72 | 1 | 2019-12-31 | 2020-12-31 | 365 | 6.6893 | 6
29241 | 6.24 | 1 | 2019-12-31 | 2020-12-31 | 365 | 7.2974 | 7
28362 | 6.24 | 1 | 2019-12-31 | 2020-12-31 | 365 | 7.2974 | 7
28390 | 5.2 | 1 | 2019-12-31 | 2020-12-31 | 365 | 6.0812 | 6
28396 | 5.46 | 1 | 2019-12-31 | 2020-12-31 | 365 | 6.3853 | 6
28420 | 3.9 | 1 | 2019-12-31 | 2020-12-31 | 365 | 4.5609 | 4
27901 | 6.76 | 1 | 2019-12-31 | 2020-12-31 | 365 | 7.9055 | 7
28538 | 6.24 | 1 | 2019-12-31 | 2020-12-31 | 365 | 7.2974 | 7
29239 | 8.58 | 1 | 2019-12-31 | 2020-12-31 | 365 | 10.034 | 10
29203 | 5.1 | 1 | 2019-12-31 | 2020-12-31 | 365 | 5.9642 | 5
28045 | 3.57 | 1 | 2019-12-31 | 2020-12-31 | 365 | 4.175 | 4
29259 | 4.08 | 1 | 2019-12-31 | 2020-12-31 | 365 | 4.7714 | 4
29236 | 8.32 | 1 | 2019-12-31 | 2020-12-31 | 365 | 9.7299 | 9
29214 | 6.5 | 1 | 2019-12-31 | 2020-12-31 | 365 | 7.6015 | 7
31637 | 7.54 | 1 | 2019-12-31 | 2020-12-31 | 365 | 8.8177 | 8
27949 | 4.65 | 1 | 2019-12-31 | 2020-12-31 | 365 | 5.438 | 5
31881 | 7.54 | 1 | 2019-12-31 | 2020-12-31 | 365 | 8.8177 | 8
31905 | 8.58 | 1 | 2019-12-31 | 2020-12-31 | 365 | 10.034 | 10
31907 | 3.64 | 1 | 2019-12-31 | 2020-12-31 | 365 | 4.2568 | 4
31913 | 5.2 | 1 | 2019-12-31 | 2020-12-31 | 365 | 6.0812 | 6
31918 | 4.16 | 1 | 2019-12-31 | 2020-12-31 | 365 | 4.865 | 4
31934 | 4.42 | 1 | 2019-12-31 | 2020-12-31 | 365 | 5.169 | 5
31963 | 10.66 | 1 | 2019-12-31 | 2020-12-31 | 365 | 12.4664 | 12
32114 | 7.02 | 1 | 2019-12-31 | 2020-12-31 | 365 | 8.2096 | 8
32040 | 3.64 | 1 | 2019-12-31 | 2020-12-31 | 365 | 4.2568 | 4
32047 | 8.84 | 1 | 2019-12-31 | 2020-12-31 | 365 | 10.338 | 10
32044 | 6.76 | 1 | 2019-12-31 | 2020-12-31 | 365 | 7.9055 | 7
32048 | 4.42 | 1 | 2019-12-31 | 2020-12-31 | 365 | 5.169 | 5
32053 | 8.58 | 1 | 2019-12-31 | 2020-12-31 | 365 | 10.034 | 10
32067 | 12.74 | 1 | 2019-12-31 | 2020-12-31 | 365 | 14.8989 | 14
32080 | 4.68 | 1 | 2019-12-31 | 2020-12-31 | 365 | 5.4731 | 5
32089 | 3.12 | 1 | 2019-12-31 | 2020-12-31 | 365 | 3.6487 | 3
32094 | 3.64 | 1 | 2019-12-31 | 2020-12-31 | 365 | 4.2568 | 4
32125 | 5.98 | 1 | 2019-12-31 | 2020-12-31 | 365 | 6.9934 | 6
32161 | 6.5 | 1 | 2019-12-31 | 2020-12-31 | 365 | 7.6015 | 7
32204 | 11.44 | 1 | 2019-12-31 | 2020-12-31 | 365 | 13.3786 | 13
32064 | 4.16 | 1 | 2019-12-31 | 2020-12-31 | 365 | 4.865 | 4
26873 | 8.58 | 1 | 2019-12-31 | 2020-12-31 | 365 | 10.034 | 10
29603 | 7.02 | 1 | 2019-12-31 | 2020-12-31 | 365 | 8.2096 | 8
29601 | 11.96 | 1 | 2019-12-31 | 2020-12-31 | 365 | 13.9867 | 13
29623 | 14.04 | 1 | 2019-12-31 | 2020-12-31 | 365 | 16.4192 | 16
29630 | 11.44 | 1 | 2019-12-31 | 2020-12-31 | 365 | 13.3786 | 13
29191 | 6.5 | 1 | 2019-12-31 | 2020-12-31 | 365 | 7.6015 | 7
23470 | 5.1 | 1 | 2019-12-31 | 2020-12-31 | 365 | 5.9642 | 5
27502 | 10.965 | 1 | 2019-12-31 | 2020-12-31 | 365 | 12.8231 | 12
27628 | 10.4 | 1 | 2019-12-31 | 2020-12-31 | 365 | 12.1624 | 12
27693 | 3.38 | 1 | 2019-12-31 | 2020-12-31 | 365 | 3.9528 | 3
28048 | 7.54 | 1 | 2019-12-31 | 2020-12-31 | 365 | 8.8177 | 8
28330 | 1.82 | 1 | 2019-12-31 | 2020-12-31 | 365 | 2.1284 | 2
28758 | 10.92 | 1 | 2019-12-31 | 2020-12-31 | 365 | 12.7705 | 12
29126 | 5.46 | 1 | 2019-12-31 | 2020-12-31 | 365 | 6.3853 | 6
29154 | 5.98 | 1 | 2019-12-31 | 2020-12-31 | 365 | 6.9934 | 6
29198 | 5.2 | 1 | 2019-12-31 | 2020-12-31 | 365 | 6.0812 | 6
29230 | 20.8 | 1 | 2019-12-31 | 2020-12-31 | 365 | 24.3248 | 24
28071 | 6.24 | 1 | 2019-12-31 | 2020-12-31 | 365 | 7.2974 | 7
27256 | 2.08 | 1 | 2019-12-31 | 2020-12-31 | 365 | 2.4325 | 2
28247 | 5.1 | 1 | 2019-12-31 | 2020-12-31 | 365 | 5.9642 | 5
28254 | 4.16 | 1 | 2019-12-31 | 2020-12-31 | 365 | 4.865 | 4
24944 | 3.64 | 1 | 2019-12-31 | 2020-12-31 | 365 | 4.2568 | 4
30391 | 13.005 | 1 | 2019-12-31 | 2020-12-31 | 365 | 15.2088 | 15
29898 | 8.06 | 1 | 2019-12-31 | 2020-12-31 | 365 | 9.4258 | 9
18385 | 2.34 | 1 | 2019-12-31 | 2020-12-31 | 365 | 2.7365 | 2
31466 | 5.98 | 1 | 2019-12-31 | 2020-12-31 | 365 | 6.9934 | 6
17339 | 5.88 | 1 | 2019-12-31 | 2020-12-31 | 365 | 6.8764 | 6
17814 | 5.865 | 1 | 2019-12-31 | 2020-12-31 | 365 | 6.8589 | 6
31489 | 12.48 | 1 | 2019-12-31 | 2020-12-31 | 365 | 14.5949 | 14
31600 | 5.95 | 1 | 2019-12-31 | 2020-12-31 | 365 | 6.9583 | 6
27511 | 11.96 | 1 | 2019-12-31 | 2020-12-31 | 365 | 13.9867 | 13
18789 | 3.43 | 1 | 2019-12-31 | 2020-12-31 | 365 | 4.0112 | 4
31725 | 9.88 | 1 | 2019-12-31 | 2020-12-31 | 365 | 11.5543 | 11
21315 | 5.46 | 1 | 2019-12-31 | 2020-12-31 | 365 | 6.3853 | 6
21333 | 2.295 | 1 | 2019-12-31 | 2020-12-31 | 365 | 2.6839 | 2
35487 | 6.5 | 1 | 2019-12-31 | 2020-12-31 | 365 | 7.6015 | 7
21606 | 6.5 | 1 | 2019-12-31 | 2020-12-31 | 365 | 7.6015 | 7
21711 | 5.46 | 1 | 2019-12-31 | 2020-12-31 | 365 | 6.3853 | 6
21816 | 4.42 | 1 | 2019-12-31 | 2020-12-31 | 365 | 5.169 | 5
16847 | 9.435 | 1 | 2019-12-31 | 2020-12-31 | 365 | 11.0339 | 11
15956 | 6.125 | 1 | 2019-12-31 | 2020-12-31 | 365 | 7.1629 | 7
15787 | 6.75 | 1 | 2019-12-31 | 2020-12-31 | 365 | 7.8939 | 7
14897 | 6.63 | 1 | 2019-12-31 | 2020-12-31 | 365 | 7.7535 | 7
17708 | 2.08 | 1 | 2019-12-31 | 2020-12-31 | 365 | 2.4325 | 2
30226 | 7.28 | 1 | 2019-12-31 | 2020-12-31 | 365 | 8.5137 | 8
29884 | 7.28 | 1 | 2019-12-31 | 2020-12-31 | 365 | 8.5137 | 8
29776 | 8.32 | 1 | 2019-12-31 | 2020-12-31 | 365 | 9.7299 | 9
29758 | 9.36 | 1 | 2019-12-31 | 2020-12-31 | 365 | 10.9461 | 10
29731 | 4.335 | 1 | 2019-12-31 | 2020-12-31 | 365 | 5.0696 | 5
29719 | 9.88 | 1 | 2019-12-31 | 2020-12-31 | 365 | 11.5543 | 11
29635 | 3.315 | 1 | 2019-12-31 | 2020-12-31 | 365 | 3.8768 | 3
29624 | 2.86 | 1 | 2019-12-31 | 2020-12-31 | 365 | 3.3447 | 3
29606 | 9.62 | 1 | 2019-12-31 | 2020-12-31 | 365 | 11.2502 | 11
29217 | 9.88 | 1 | 2019-12-31 | 2020-12-31 | 365 | 11.5543 | 11
30636 | 11.18 | 1 | 2019-12-31 | 2020-12-31 | 365 | 13.0746 | 13
28921 | 7.02 | 1 | 2019-12-31 | 2020-12-31 | 365 | 8.2096 | 8
27716 | 3.315 | 1 | 2019-12-31 | 2020-12-31 | 365 | 3.8768 | 3
27850 | 6.375 | 1 | 2019-12-31 | 2020-12-31 | 365 | 7.4553 | 7
27868 | 5.355 | 1 | 2019-12-31 | 2020-12-31 | 365 | 6.2625 | 6
27873 | 7.14 | 1 | 2019-12-31 | 2020-12-31 | 365 | 8.3499 | 8
28997 | 5.98 | 1 | 2019-12-31 | 2020-12-31 | 365 | 6.9934 | 6
28425 | 9.62 | 1 | 2019-12-31 | 2020-12-31 | 365 | 11.2502 | 11
28599 | 4.42 | 1 | 2019-12-31 | 2020-12-31 | 365 | 5.169 | 5
29062 | 2.86 | 1 | 2019-12-31 | 2020-12-31 | 365 | 3.3447 | 3
29136 | 5.46 | 1 | 2019-12-31 | 2020-12-31 | 365 | 6.3853 | 6
29197 | 13.26 | 1 | 2019-12-31 | 2020-12-31 | 365 | 15.507 | 15
29208 | 8.84 | 1 | 2019-12-31 | 2020-12-31 | 365 | 10.338 | 10
30533 | 11.7 | 1 | 2019-12-31 | 2020-12-31 | 365 | 13.6827 | 13
27715 | 3.64 | 1 | 2019-12-31 | 2020-12-31 | 365 | 4.2568 | 4
29224 | 21.32 | 1 | 2019-12-31 | 2020-12-31 | 365 | 24.9329 | 24
27646 | 10.4 | 1 | 2019-12-31 | 2020-12-31 | 365 | 12.1624 | 12
19827 | 4.75 | 1 | 2019-12-31 | 2020-12-31 | 365 | 5.5549 | 5
29628 | 4.68 | 1 | 2019-12-31 | 2020-12-31 | 365 | 5.4731 | 5
30829 | 3.9 | 1 | 2019-12-31 | 2020-12-31 | 365 | 4.5609 | 4
31217 | 5.98 | 1 | 2019-12-31 | 2020-12-31 | 365 | 6.9934 | 6
27370 | 7 | 1 | 2019-12-31 | 2020-12-31 | 365 | 8.1862 | 8
27485 | 4.59 | 1 | 2019-12-31 | 2020-12-31 | 365 | 5.3678 | 5
14617 | 5.61 | 1 | 2019-12-31 | 2020-12-31 | 365 | 6.5607 | 6
19925 | 5.72 | 1 | 2019-12-31 | 2020-12-31 | 365 | 6.6893 | 6
27524 | 7.14 | 1 | 2019-12-31 | 2020-12-31 | 365 | 8.3499 | 8
31485 | 7.02 | 1 | 2019-12-31 | 2020-12-31 | 365 | 8.2096 | 8
31499 | 6.5 | 1 | 2019-12-31 | 2020-12-31 | 365 | 7.6015 | 7
31505 | 7.54 | 1 | 2019-12-31 | 2020-12-31 | 365 | 8.8177 | 8
31460 | 5.72 | 1 | 2019-12-31 | 2020-12-31 | 365 | 6.6893 | 6
31421 | 6.5 | 1 | 2019-12-31 | 2020-12-31 | 365 | 7.6015 | 7
31470 | 3.12 | 1 | 2019-12-31 | 2020-12-31 | 365 | 3.6487 | 3
31436 | 6.76 | 1 | 2019-12-31 | 2020-12-31 | 365 | 7.9055 | 7
31473 | 5.98 | 1 | 2019-12-31 | 2020-12-31 | 365 | 6.9934 | 6
31475 | 3.12 | 1 | 2019-12-31 | 2020-12-31 | 365 | 3.6487 | 3
31441 | 8.58 | 1 | 2019-12-31 | 2020-12-31 | 365 | 10.034 | 10
31497 | 13 | 1 | 2019-12-31 | 2020-12-31 | 365 | 15.203 | 15
31479 | 8.84 | 1 | 2019-12-31 | 2020-12-31 | 365 | 10.338 | 10
31446 | 6.24 | 1 | 2019-12-31 | 2020-12-31 | 365 | 7.2974 | 7
31480 | 5.98 | 1 | 2019-12-31 | 2020-12-31 | 365 | 6.9934 | 6
31481 | 7.54 | 1 | 2019-12-31 | 2020-12-31 | 365 | 8.8177 | 8
31491 | 7.8 | 1 | 2019-12-31 | 2020-12-31 | 365 | 9.1218 | 9
31494 | 5.98 | 1 | 2019-12-31 | 2020-12-31 | 365 | 6.9934 | 6
31500 | 9.88 | 1 | 2019-12-31 | 2020-12-31 | 365 | 11.5543 | 11
31510 | 13 | 1 | 2019-12-31 | 2020-12-31 | 365 | 15.203 | 15
31536 | 4.94 | 1 | 2019-12-31 | 2020-12-31 | 365 | 5.7771 | 5
31515 | 5.2 | 1 | 2019-12-31 | 2020-12-31 | 365 | 6.0812 | 6
31524 | 8.32 | 1 | 2019-12-31 | 2020-12-31 | 365 | 9.7299 | 9
31526 | 3.9 | 1 | 2019-12-31 | 2020-12-31 | 365 | 4.5609 | 4
31419 | 4.94 | 1 | 2019-12-31 | 2020-12-31 | 365 | 5.7771 | 5
31433 | 7.28 | 1 | 2019-12-31 | 2020-12-31 | 365 | 8.5137 | 8
31424 | 8.32 | 1 | 2019-12-31 | 2020-12-31 | 365 | 9.7299 | 9
31608 | 4.68 | 1 | 2019-12-31 | 2020-12-31 | 365 | 5.4731 | 5
31597 | 11.7 | 1 | 2019-12-31 | 2020-12-31 | 365 | 13.6827 | 13
31620 | 6.24 | 1 | 2019-12-31 | 2020-12-31 | 365 | 7.2974 | 7
31598 | 12.48 | 1 | 2019-12-31 | 2020-12-31 | 365 | 14.5949 | 14
31662 | 3.38 | 1 | 2019-12-31 | 2020-12-31 | 365 | 3.9528 | 3
31669 | 13 | 1 | 2019-12-31 | 2020-12-31 | 365 | 15.203 | 15
31623 | 7.54 | 1 | 2019-12-31 | 2020-12-31 | 365 | 8.8177 | 8
31643 | 11.18 | 1 | 2019-12-31 | 2020-12-31 | 365 | 13.0746 | 13
31661 | 4.16 | 1 | 2019-12-31 | 2020-12-31 | 365 | 4.865 | 4
31430 | 7.02 | 1 | 2019-12-31 | 2020-12-31 | 365 | 8.2096 | 8
31697 | 4.94 | 1 | 2019-12-31 | 2020-12-31 | 365 | 5.7771 | 5
31675 | 5.72 | 1 | 2019-12-31 | 2020-12-31 | 365 | 6.6893 | 6
31718 | 3.9 | 1 | 2019-12-31 | 2020-12-31 | 365 | 4.5609 | 4
31420 | 12.74 | 1 | 2019-12-31 | 2020-12-31 | 365 | 14.8989 | 14
31749 | 2.34 | 1 | 2019-12-31 | 2020-12-31 | 365 | 2.7365 | 2
31437 | 7.8 | 1 | 2019-12-31 | 2020-12-31 | 365 | 9.1218 | 9
31708 | 9.62 | 1 | 2019-12-31 | 2020-12-31 | 365 | 11.2502 | 11
31715 | 9.36 | 1 | 2019-12-31 | 2020-12-31 | 365 | 10.9461 | 10
31728 | 11.18 | 1 | 2019-12-31 | 2020-12-31 | 365 | 13.0746 | 13
31601 | 12.74 | 1 | 2019-12-31 | 2020-12-31 | 365 | 14.8989 | 14
31832 | 3.64 | 1 | 2019-12-31 | 2020-12-31 | 365 | 4.2568 | 4
31775 | 8.06 | 1 | 2019-12-31 | 2020-12-31 | 365 | 9.4258 | 9
31603 | 13.26 | 1 | 2019-12-31 | 2020-12-31 | 365 | 15.507 | 15
31834 | 13 | 1 | 2019-12-31 | 2020-12-31 | 365 | 15.203 | 15
31837 | 7.54 | 1 | 2019-12-31 | 2020-12-31 | 365 | 8.8177 | 8
31606 | 5.46 | 1 | 2019-12-31 | 2020-12-31 | 365 | 6.3853 | 6
31610 | 9.88 | 1 | 2019-12-31 | 2020-12-31 | 365 | 11.5543 | 11
31616 | 4.42 | 1 | 2019-12-31 | 2020-12-31 | 365 | 5.169 | 5
31624 | 3.12 | 1 | 2019-12-31 | 2020-12-31 | 365 | 3.6487 | 3
31633 | 10.4 | 1 | 2019-12-31 | 2020-12-31 | 365 | 12.1624 | 12
31640 | 12.22 | 1 | 2019-12-31 | 2020-12-31 | 365 | 14.2908 | 14
31655 | 7.54 | 1 | 2019-12-31 | 2020-12-31 | 365 | 8.8177 | 8
31644 | 11.18 | 1 | 2019-12-31 | 2020-12-31 | 365 | 13.0746 | 13
31660 | 4.42 | 1 | 2019-12-31 | 2020-12-31 | 365 | 5.169 | 5
31647 | 12.48 | 1 | 2019-12-31 | 2020-12-31 | 365 | 14.5949 | 14
31666 | 7.28 | 1 | 2019-12-31 | 2020-12-31 | 365 | 8.5137 | 8
31849 | 6.76 | 1 | 2019-12-31 | 2020-12-31 | 365 | 7.9055 | 7
31680 | 5.46 | 1 | 2019-12-31 | 2020-12-31 | 365 | 6.3853 | 6
31889 | 9.1 | 1 | 2019-12-31 | 2020-12-31 | 365 | 10.6421 | 10
31689 | 11.96 | 1 | 2019-12-31 | 2020-12-31 | 365 | 13.9867 | 13
31698 | 6.76 | 1 | 2019-12-31 | 2020-12-31 | 365 | 7.9055 | 7
31704 | 7.8 | 1 | 2019-12-31 | 2020-12-31 | 365 | 9.1218 | 9
31709 | 5.46 | 1 | 2019-12-31 | 2020-12-31 | 365 | 6.3853 | 6
31439 | 8.06 | 1 | 2019-12-31 | 2020-12-31 | 365 | 9.4258 | 9
31423 | 5.72 | 1 | 2019-12-31 | 2020-12-31 | 365 | 6.6893 | 6
31452 | 6.12 | 1 | 2019-12-31 | 2020-12-31 | 365 | 7.1571 | 7
31449 | 5.2 | 1 | 2019-12-31 | 2020-12-31 | 365 | 6.0812 | 6
31440 | 2.86 | 1 | 2019-12-31 | 2020-12-31 | 365 | 3.3447 | 3
31447 | 5.72 | 1 | 2019-12-31 | 2020-12-31 | 365 | 6.6893 | 6
31458 | 5.46 | 1 | 2019-12-31 | 2020-12-31 | 365 | 6.3853 | 6
20921 | 7.02 | 1 | 2019-12-31 | 2020-12-31 | 365 | 8.2096 | 8
31799 | 12.48 | 1 | 2019-12-31 | 2020-12-31 | 365 | 14.5949 | 14
31846 | 9.36 | 1 | 2019-12-31 | 2020-12-31 | 365 | 10.9461 | 10
31843 | 5.46 | 1 | 2019-12-31 | 2020-12-31 | 365 | 6.3853 | 6
31847 | 8.06 | 1 | 2019-12-31 | 2020-12-31 | 365 | 9.4258 | 9
27433 | 11.475 | 1 | 2019-12-31 | 2020-12-31 | 365 | 13.4196 | 13
32043 | 4.94 | 1 | 2019-12-31 | 2020-12-31 | 365 | 5.7771 | 5
31861 | 6.5 | 1 | 2019-12-31 | 2020-12-31 | 365 | 7.6015 | 7
31851 | 8.58 | 1 | 2019-12-31 | 2020-12-31 | 365 | 10.034 | 10
31885 | 6.5 | 1 | 2019-12-31 | 2020-12-31 | 365 | 7.6015 | 7
31900 | 7.28 | 1 | 2019-12-31 | 2020-12-31 | 365 | 8.5137 | 8
32209 | 9.36 | 1 | 2019-12-31 | 2020-12-31 | 365 | 10.9461 | 10
31904 | 5.46 | 1 | 2019-12-31 | 2020-12-31 | 365 | 6.3853 | 6
32057 | 7.8 | 1 | 2019-12-31 | 2020-12-31 | 365 | 9.1218 | 9
31909 | 7.8 | 1 | 2019-12-31 | 2020-12-31 | 365 | 9.1218 | 9
31960 | 6.76 | 1 | 2019-12-31 | 2020-12-31 | 365 | 7.9055 | 7
31966 | 5.72 | 1 | 2019-12-31 | 2020-12-31 | 365 | 6.6893 | 6
31979 | 4.68 | 1 | 2019-12-31 | 2020-12-31 | 365 | 5.4731 | 5
31984 | 2.34 | 1 | 2019-12-31 | 2020-12-31 | 365 | 2.7365 | 2
31959 | 5.98 | 1 | 2019-12-31 | 2020-12-31 | 365 | 6.9934 | 6
31958 | 9.88 | 1 | 2019-12-31 | 2020-12-31 | 365 | 11.5543 | 11
32031 | 8.32 | 1 | 2019-12-31 | 2020-12-31 | 365 | 9.7299 | 9
28052 | 11.73 | 1 | 2019-12-31 | 2020-12-31 | 365 | 13.7178 | 13
32060 | 7.54 | 1 | 2019-12-31 | 2020-12-31 | 365 | 8.8177 | 8
32055 | 10.14 | 1 | 2019-12-31 | 2020-12-31 | 365 | 11.8583 | 11
28025 | 8.58 | 1 | 2019-12-31 | 2020-12-31 | 365 | 10.034 | 10
27835 | 7.54 | 1 | 2019-12-31 | 2020-12-31 | 365 | 8.8177 | 8
27834 | 7.8 | 1 | 2019-12-31 | 2020-12-31 | 365 | 9.1218 | 9
27829 | 7.28 | 1 | 2019-12-31 | 2020-12-31 | 365 | 8.5137 | 8
29264 | 8.06 | 1 | 2019-12-31 | 2020-12-31 | 365 | 9.4258 | 9
27697 | 7.8 | 1 | 2019-12-31 | 2020-12-31 | 365 | 9.1218 | 9
27552 | 5.2 | 1 | 2019-12-31 | 2020-12-31 | 365 | 6.0812 | 6
27669 | 5.46 | 1 | 2019-12-31 | 2020-12-31 | 365 | 6.3853 | 6
32258 | 3.64 | 1 | 2019-12-31 | 2020-12-31 | 365 | 4.2568 | 4
32260 | 4.16 | 1 | 2019-12-31 | 2020-12-31 | 365 | 4.865 | 4
32133 | 7.54 | 1 | 2019-12-31 | 2020-12-31 | 365 | 8.8177 | 8
32261 | 2.34 | 1 | 2019-12-31 | 2020-12-31 | 365 | 2.7365 | 2
32065 | 8.58 | 1 | 2019-12-31 | 2020-12-31 | 365 | 10.034 | 10
32211 | 6.5 | 1 | 2019-12-31 | 2020-12-31 | 365 | 7.6015 | 7
32082 | 11.96 | 1 | 2019-12-31 | 2020-12-31 | 365 | 13.9867 | 13
32217 | 7.8 | 1 | 2019-12-31 | 2020-12-31 | 365 | 9.1218 | 9
32200 | 8.06 | 1 | 2019-12-31 | 2020-12-31 | 365 | 9.4258 | 9
32218 | 7.28 | 1 | 2019-12-31 | 2020-12-31 | 365 | 8.5137 | 8
32201 | 11.44 | 1 | 2019-12-31 | 2020-12-31 | 365 | 13.3786 | 13
32070 | 9.36 | 1 | 2019-12-31 | 2020-12-31 | 365 | 10.9461 | 10
32096 | 9.36 | 1 | 2019-12-31 | 2020-12-31 | 365 | 10.9461 | 10
32092 | 6.76 | 1 | 2019-12-31 | 2020-12-31 | 365 | 7.9055 | 7
28018 | 10.4 | 1 | 2019-12-31 | 2020-12-31 | 365 | 12.1624 | 12
32207 | 9.1 | 1 | 2019-12-31 | 2020-12-31 | 365 | 10.6421 | 10
32160 | 9.88 | 1 | 2019-12-31 | 2020-12-31 | 365 | 11.5543 | 11
32091 | 7.54 | 1 | 2019-12-31 | 2020-12-31 | 365 | 8.8177 | 8
32106 | 2.86 | 1 | 2019-12-31 | 2020-12-31 | 365 | 3.3447 | 3
32110 | 6.24 | 1 | 2019-12-31 | 2020-12-31 | 365 | 7.2974 | 7
32167 | 6.24 | 1 | 2019-12-31 | 2020-12-31 | 365 | 7.2974 | 7
32176 | 5.98 | 1 | 2019-12-31 | 2020-12-31 | 365 | 6.9934 | 6
32117 | 4.68 | 1 | 2019-12-31 | 2020-12-31 | 365 | 5.4731 | 5
32162 | 4.94 | 1 | 2019-12-31 | 2020-12-31 | 365 | 5.7771 | 5
32259 | 11.44 | 1 | 2019-12-31 | 2020-12-31 | 365 | 13.3786 | 13
32263 | 9.88 | 1 | 2019-12-31 | 2020-12-31 | 365 | 11.5543 | 11
32192 | 9.88 | 1 | 2019-12-31 | 2020-12-31 | 365 | 11.5543 | 11
32270 | 7.54 | 1 | 2019-12-31 | 2020-12-31 | 365 | 8.8177 | 8
32195 | 8.84 | 1 | 2019-12-31 | 2020-12-31 | 365 | 10.338 | 10
32252 | 2.08 | 1 | 2019-12-31 | 2020-12-31 | 365 | 2.4325 | 2
32256 | 8.84 | 1 | 2019-12-31 | 2020-12-31 | 365 | 10.338 | 10
32138 | 8.58 | 1 | 2019-12-31 | 2020-12-31 | 365 | 10.034 | 10
32353 | 6.5 | 1 | 2019-12-31 | 2020-12-31 | 365 | 7.6015 | 7
32363 | 4.94 | 1 | 2019-12-31 | 2020-12-31 | 365 | 5.7771 | 5
32255 | 11.7 | 1 | 2019-12-31 | 2020-12-31 | 365 | 13.6827 | 13
32370 | 7.28 | 1 | 2019-12-31 | 2020-12-31 | 365 | 8.5137 | 8
32122 | 5.72 | 1 | 2019-12-31 | 2020-12-31 | 365 | 6.6893 | 6
32262 | 9.88 | 1 | 2019-12-31 | 2020-12-31 | 365 | 11.5543 | 11
32128 | 5.98 | 1 | 2019-12-31 | 2020-12-31 | 365 | 6.9934 | 6
32280 | 8.32 | 1 | 2019-12-31 | 2020-12-31 | 365 | 9.7299 | 9
32277 | 8.84 | 1 | 2019-12-31 | 2020-12-31 | 365 | 10.338 | 10
32285 | 6.76 | 1 | 2019-12-31 | 2020-12-31 | 365 | 7.9055 | 7
32275 | 10.66 | 1 | 2019-12-31 | 2020-12-31 | 365 | 12.4664 | 12
32158 | 6.24 | 1 | 2019-12-31 | 2020-12-31 | 365 | 7.2974 | 7
32299 | 7.54 | 1 | 2019-12-31 | 2020-12-31 | 365 | 8.8177 | 8
32311 | 5.98 | 1 | 2019-12-31 | 2020-12-31 | 365 | 6.9934 | 6
32139 | 2.86 | 1 | 2019-12-31 | 2020-12-31 | 365 | 3.3447 | 3
32145 | 3.64 | 1 | 2019-12-31 | 2020-12-31 | 365 | 4.2568 | 4
32150 | 5.2 | 1 | 2019-12-31 | 2020-12-31 | 365 | 6.0812 | 6
32171 | 9.62 | 1 | 2019-12-31 | 2020-12-31 | 365 | 11.2502 | 11
32300 | 8.06 | 1 | 2019-12-31 | 2020-12-31 | 365 | 9.4258 | 9
32278 | 4.16 | 1 | 2019-12-31 | 2020-12-31 | 365 | 4.865 | 4
32286 | 10.92 | 1 | 2019-12-31 | 2020-12-31 | 365 | 12.7705 | 12
32294 | 5.72 | 1 | 2019-12-31 | 2020-12-31 | 365 | 6.6893 | 6
32305 | 8.32 | 1 | 2019-12-31 | 2020-12-31 | 365 | 9.7299 | 9
32287 | 5.46 | 1 | 2019-12-31 | 2020-12-31 | 365 | 6.3853 | 6
32318 | 5.46 | 1 | 2019-12-31 | 2020-12-31 | 365 | 6.3853 | 6
32308 | 9.1 | 1 | 2019-12-31 | 2020-12-31 | 365 | 10.6421 | 10
32310 | 3.9 | 1 | 2019-12-31 | 2020-12-31 | 365 | 4.5609 | 4
32361 | 3.64 | 1 | 2019-12-31 | 2020-12-31 | 365 | 4.2568 | 4
32316 | 6.5 | 1 | 2019-12-31 | 2020-12-31 | 365 | 7.6015 | 7
32383 | 9.36 | 1 | 2019-12-31 | 2020-12-31 | 365 | 10.9461 | 10
32320 | 4.68 | 1 | 2019-12-31 | 2020-12-31 | 365 | 5.4731 | 5
32441 | 6.67 | 1 | 2019-12-31 | 2020-12-31 | 365 | 7.8003 | 7
32326 | 4.68 | 1 | 2019-12-31 | 2020-12-31 | 365 | 5.4731 | 5
32402 | 11.7 | 1 | 2019-12-31 | 2020-12-31 | 365 | 13.6827 | 13
32430 | 9.75 | 1 | 2019-12-31 | 2020-12-31 | 365 | 11.4022 | 11
32446 | 9.36 | 1 | 2019-12-31 | 2020-12-31 | 365 | 10.9461 | 10
32455 | 2.86 | 1 | 2019-12-31 | 2020-12-31 | 365 | 3.3447 | 3
32457 | 3.12 | 1 | 2019-12-31 | 2020-12-31 | 365 | 3.6487 | 3
32347 | 15.34 | 1 | 2019-12-31 | 2020-12-31 | 365 | 17.9395 | 17
32369 | 9.1 | 1 | 2019-12-31 | 2020-12-31 | 365 | 10.6421 | 10
32376 | 8.84 | 1 | 2019-12-31 | 2020-12-31 | 365 | 10.338 | 10
32396 | 7.8 | 1 | 2019-12-31 | 2020-12-31 | 365 | 9.1218 | 9
32371 | 3.64 | 1 | 2019-12-31 | 2020-12-31 | 365 | 4.2568 | 4
32406 | 3.64 | 1 | 2019-12-31 | 2020-12-31 | 365 | 4.2568 | 4
32459 | 7.02 | 1 | 2019-12-31 | 2020-12-31 | 365 | 8.2096 | 8
32484 | 5.2 | 1 | 2019-12-31 | 2020-12-31 | 365 | 6.0812 | 6
32488 | 7.02 | 1 | 2019-12-31 | 2020-12-31 | 365 | 8.2096 | 8
32480 | 2.86 | 1 | 2019-12-31 | 2020-12-31 | 365 | 3.3447 | 3
32407 | 13.77 | 1 | 2019-12-31 | 2020-12-31 | 365 | 16.1035 | 16
32524 | 7.02 | 1 | 2019-12-31 | 2020-12-31 | 365 | 8.2096 | 8
32533 | 8.32 | 1 | 2019-12-31 | 2020-12-31 | 365 | 9.7299 | 9
32543 | 3.64 | 1 | 2019-12-31 | 2020-12-31 | 365 | 4.2568 | 4
32575 | 10.4 | 1 | 2019-12-31 | 2020-12-31 | 365 | 12.1624 | 12
32580 | 3.12 | 1 | 2019-12-31 | 2020-12-31 | 365 | 3.6487 | 3
32534 | 9.88 | 1 | 2019-12-31 | 2020-12-31 | 365 | 11.5543 | 11
32544 | 13 | 1 | 2019-12-31 | 2020-12-31 | 365 | 15.203 | 15
32574 | 2.6 | 1 | 2019-12-31 | 2020-12-31 | 365 | 3.0406 | 3
32569 | 6.24 | 1 | 2019-12-31 | 2020-12-31 | 365 | 7.2974 | 7
32578 | 8.32 | 1 | 2019-12-31 | 2020-12-31 | 365 | 9.7299 | 9
32404 | 13.52 | 1 | 2019-12-31 | 2020-12-31 | 365 | 15.8111 | 15
32414 | 9.88 | 1 | 2019-12-31 | 2020-12-31 | 365 | 11.5543 | 11
32593 | 7.8 | 1 | 2019-12-31 | 2020-12-31 | 365 | 9.1218 | 9
32646 | 4.94 | 1 | 2019-12-31 | 2020-12-31 | 365 | 5.7771 | 5
32653 | 2.86 | 1 | 2019-12-31 | 2020-12-31 | 365 | 3.3447 | 3
32606 | 8.58 | 1 | 2019-12-31 | 2020-12-31 | 365 | 10.034 | 10
32660 | 5.46 | 1 | 2019-12-31 | 2020-12-31 | 365 | 6.3853 | 6
31503 | 9.36 | 1 | 2019-12-31 | 2020-12-31 | 365 | 10.9461 | 10
28741 | 10.4 | 1 | 2019-12-31 | 2020-12-31 | 365 | 12.1624 | 12
32199 | 13 | 1 | 2019-12-31 | 2020-12-31 | 365 | 15.203 | 15
32706 | 6.76 | 1 | 2019-12-31 | 2020-12-31 | 365 | 7.9055 | 7
32708 | 9.36 | 1 | 2019-12-31 | 2020-12-31 | 365 | 10.9461 | 10
32710 | 4.94 | 1 | 2019-12-31 | 2020-12-31 | 365 | 5.7771 | 5
32838 | 2.86 | 1 | 2019-12-31 | 2020-12-31 | 365 | 3.3447 | 3
32776 | 4.94 | 1 | 2019-12-31 | 2020-12-31 | 365 | 5.7771 | 5
32749 | 7.54 | 1 | 2019-12-31 | 2020-12-31 | 365 | 8.8177 | 8
32780 | 6.76 | 1 | 2019-12-31 | 2020-12-31 | 365 | 7.9055 | 7
32803 | 6.24 | 1 | 2019-12-31 | 2020-12-31 | 365 | 7.2974 | 7
33209 | 10.4 | 1 | 2019-12-31 | 2020-12-31 | 365 | 12.1624 | 12
33211 | 8.06 | 1 | 2019-12-31 | 2020-12-31 | 365 | 9.4258 | 9
32616 | 5.2 | 1 | 2019-12-31 | 2020-12-31 | 365 | 6.0812 | 6
33053 | 7.54 | 1 | 2019-12-31 | 2020-12-31 | 365 | 8.8177 | 8
33239 | 5.2 | 1 | 2019-12-31 | 2020-12-31 | 365 | 6.0812 | 6
33279 | 6.885 | 1 | 2019-12-31 | 2020-12-31 | 365 | 8.0517 | 8
33055 | 5.46 | 1 | 2019-12-31 | 2020-12-31 | 365 | 6.3853 | 6
33266 | 6.76 | 1 | 2019-12-31 | 2020-12-31 | 365 | 7.9055 | 7
33271 | 5.2 | 1 | 2019-12-31 | 2020-12-31 | 365 | 6.0812 | 6
33300 | 6.24 | 1 | 2019-12-31 | 2020-12-31 | 365 | 7.2974 | 7
33052 | 5.46 | 1 | 2019-12-31 | 2020-12-31 | 365 | 6.3853 | 6
33256 | 3.64 | 1 | 2019-12-31 | 2020-12-31 | 365 | 4.2568 | 4
33303 | 7.8 | 1 | 2019-12-31 | 2020-12-31 | 365 | 9.1218 | 9
33296 | 8.32 | 1 | 2019-12-31 | 2020-12-31 | 365 | 9.7299 | 9
33346 | 6.76 | 1 | 2019-12-31 | 2020-12-31 | 365 | 7.9055 | 7
33307 | 5.46 | 1 | 2019-12-31 | 2020-12-31 | 365 | 6.3853 | 6
33315 | 5.72 | 1 | 2019-12-31 | 2020-12-31 | 365 | 6.6893 | 6
32714 | 6.5 | 1 | 2019-12-31 | 2020-12-31 | 365 | 7.6015 | 7
33335 | 9.1 | 1 | 2019-12-31 | 2020-12-31 | 365 | 10.6421 | 10
28296 | 5.98 | 1 | 2019-12-31 | 2020-12-31 | 365 | 6.9934 | 6
32304 | 11.96 | 1 | 2019-12-31 | 2020-12-31 | 365 | 13.9867 | 13
32242 | 5.46 | 1 | 2019-12-31 | 2020-12-31 | 365 | 6.3853 | 6
34142 | 7.02 | 1 | 2019-12-31 | 2020-12-31 | 365 | 8.2096 | 8
33945 | 10.14 | 1 | 2019-12-31 | 2020-12-31 | 365 | 11.8583 | 11
33961 | 8.32 | 1 | 2019-12-31 | 2020-12-31 | 365 | 9.7299 | 9
33956 | 4.68 | 1 | 2019-12-31 | 2020-12-31 | 365 | 5.4731 | 5
33946 | 6.24 | 1 | 2019-12-31 | 2020-12-31 | 365 | 7.2974 | 7
33947 | 4.68 | 1 | 2019-12-31 | 2020-12-31 | 365 | 5.4731 | 5
33950 | 9.36 | 1 | 2019-12-31 | 2020-12-31 | 365 | 10.9461 | 10
34109 | 6.24 | 1 | 2019-12-31 | 2020-12-31 | 365 | 7.2974 | 7
34197 | 4.42 | 1 | 2019-12-31 | 2020-12-31 | 365 | 5.169 | 5
34284 | 6.5 | 1 | 2019-12-31 | 2020-12-31 | 365 | 7.6015 | 7
34285 | 11.96 | 1 | 2019-12-31 | 2020-12-31 | 365 | 13.9867 | 13
34347 | 8.84 | 1 | 2019-12-31 | 2020-12-31 | 365 | 10.338 | 10
34299 | 2.86 | 1 | 2019-12-31 | 2020-12-31 | 365 | 3.3447 | 3
34157 | 9.1 | 1 | 2019-12-31 | 2020-12-31 | 365 | 10.6421 | 10
34053 | 6.5 | 1 | 2019-12-31 | 2020-12-31 | 365 | 7.6015 | 7
34304 | 13.26 | 1 | 2019-12-31 | 2020-12-31 | 365 | 15.507 | 15
34318 | 5.2 | 1 | 2019-12-31 | 2020-12-31 | 365 | 6.0812 | 6
34344 | 9.88 | 1 | 2019-12-31 | 2020-12-31 | 365 | 11.5543 | 11
34261 | 6.76 | 1 | 2019-12-31 | 2020-12-31 | 365 | 7.9055 | 7
34376 | 6.76 | 1 | 2019-12-31 | 2020-12-31 | 365 | 7.9055 | 7
34399 | 8.32 | 1 | 2019-12-31 | 2020-12-31 | 365 | 9.7299 | 9
34448 | 6.24 | 1 | 2019-12-31 | 2020-12-31 | 365 | 7.2974 | 7
34384 | 5.46 | 1 | 2019-12-31 | 2020-12-31 | 365 | 6.3853 | 6
33532 | 3.9 | 1 | 2019-12-31 | 2020-12-31 | 365 | 4.5609 | 4
33788 | 11.18 | 1 | 2019-12-31 | 2020-12-31 | 365 | 13.0746 | 13
33817 | 4.94 | 1 | 2019-12-31 | 2020-12-31 | 365 | 5.7771 | 5
33548 | 4.94 | 1 | 2019-12-31 | 2020-12-31 | 365 | 5.7771 | 5
33755 | 8.06 | 1 | 2019-12-31 | 2020-12-31 | 365 | 9.4258 | 9
33763 | 8.58 | 1 | 2019-12-31 | 2020-12-31 | 365 | 10.034 | 10
33879 | 5.46 | 1 | 2019-12-31 | 2020-12-31 | 365 | 6.3853 | 6
33895 | 3.9 | 1 | 2019-12-31 | 2020-12-31 | 365 | 4.5609 | 4
33903 | 12.48 | 1 | 2019-12-31 | 2020-12-31 | 365 | 14.5949 | 14
33908 | 8.32 | 1 | 2019-12-31 | 2020-12-31 | 365 | 9.7299 | 9
31596 | 8.84 | 1 | 2019-12-31 | 2020-12-31 | 365 | 10.338 | 10
32721 | 2.08 | 1 | 2019-12-31 | 2020-12-31 | 365 | 2.4325 | 2
18117 | 5.2 | 1 | 2019-12-31 | 2020-12-31 | 365 | 6.0812 | 6
34057 | 8.84 | 1 | 2019-12-31 | 2020-12-31 | 365 | 10.338 | 10
33839 | 8.58 | 1 | 2019-12-31 | 2020-12-31 | 365 | 10.034 | 10
31432 | 4.94 | 1 | 2019-12-31 | 2020-12-31 | 365 | 5.7771 | 5
35517 | 21.42 | 1 | 2019-12-31 | 2020-12-31 | 365 | 25.0498 | 25
35529 | 3.12 | 1 | 2019-12-31 | 2020-12-31 | 365 | 3.6487 | 3
35939 | 1.785 | 1 | 2019-12-31 | 2020-12-31 | 365 | 2.0875 | 2
32276 | 9.62 | 1 | 2019-12-31 | 2020-12-31 | 365 | 11.2502 | 11
33957 | 4.08 | 1 | 2019-12-31 | 2020-12-31 | 365 | 4.7714 | 4
35550 | 3.64 | 1 | 2019-12-31 | 2020-12-31 | 365 | 4.2568 | 4
31435 | 2.6 | 1 | 2019-12-31 | 2020-12-31 | 365 | 3.0406 | 3
31469 | 5.72 | 1 | 2019-12-31 | 2020-12-31 | 365 | 6.6893 | 6
32428 | 10.92 | 1 | 2019-12-31 | 2020-12-31 | 365 | 12.7705 | 12
32629 | 7.8 | 1 | 2019-12-31 | 2020-12-31 | 365 | 9.1218 | 9
33268 | 8.58 | 1 | 2019-12-31 | 2020-12-31 | 365 | 10.034 | 10
43682 | 10.92 | 1 | 2019-12-31 | 2020-12-31 | 365 | 12.7705 | 12
37048 | 3.9 | 1 | 2019-12-31 | 2020-12-31 | 365 | 4.5609 | 4
37015 | 8.58 | 1 | 2019-12-31 | 2020-12-31 | 365 | 10.034 | 10
36891 | 4.42 | 1 | 2019-12-31 | 2020-12-31 | 365 | 5.169 | 5
36993 | 4.94 | 1 | 2019-12-31 | 2020-12-31 | 365 | 5.7771 | 5
32726 | 4.42 | 1 | 2019-12-31 | 2020-12-31 | 365 | 5.169 | 5
35492 | 1.96 | 1 | 2019-12-31 | 2020-12-31 | 365 | 2.2921 | 2
34430 | 9.36 | 1 | 2019-12-31 | 2020-12-31 | 365 | 10.9461 | 10
23562 | 9 | 1 | 2019-12-31 | 2020-12-31 | 365 | 10.5251 | 10
23599 | 3.5 | 1 | 2019-12-31 | 2020-12-31 | 365 | 4.0931 | 4
37715 | 8.58 | 1 | 2019-12-31 | 2020-12-31 | 365 | 10.034 | 10
37720 | 3.12 | 1 | 2019-12-31 | 2020-12-31 | 365 | 3.6487 | 3
31733 | 5.2 | 1 | 2019-12-31 | 2020-12-31 | 365 | 6.0812 | 6
26664 | 7.14 | 1 | 2019-12-31 | 2020-12-31 | 365 | 8.3499 | 8
37729 | 12.22 | 1 | 2019-12-31 | 2020-12-31 | 365 | 14.2908 | 14
37848 | 4.68 | 1 | 2019-12-31 | 2020-12-31 | 365 | 5.4731 | 5
37762 | 5.46 | 1 | 2019-12-31 | 2020-12-31 | 365 | 6.3853 | 6
38009 | 6.24 | 1 | 2019-12-31 | 2020-12-31 | 365 | 7.2974 | 7
37718 | 5.2 | 1 | 2019-12-31 | 2020-12-31 | 365 | 6.0812 | 6
37724 | 4.42 | 1 | 2019-12-31 | 2020-12-31 | 365 | 5.169 | 5
37777 | 6.5 | 1 | 2019-12-31 | 2020-12-31 | 365 | 7.6015 | 7
37754 | 3.38 | 1 | 2019-12-31 | 2020-12-31 | 365 | 3.9528 | 3
37783 | 3.64 | 1 | 2019-12-31 | 2020-12-31 | 365 | 4.2568 | 4
38051 | 5.72 | 1 | 2019-12-31 | 2020-12-31 | 365 | 6.6893 | 6
38103 | 7.65 | 1 | 2019-12-31 | 2020-12-31 | 365 | 8.9464 | 8
21173 | 7.8 | 1 | 2019-12-31 | 2020-12-31 | 365 | 9.1218 | 9
31534 | 6.76 | 1 | 2019-12-31 | 2020-12-31 | 365 | 7.9055 | 7
21260 | 5.72 | 1 | 2019-12-31 | 2020-12-31 | 365 | 6.6893 | 6
18282 | 7.28 | 1 | 2019-12-31 | 2020-12-31 | 365 | 8.5137 | 8
21286 | 4.94 | 1 | 2019-12-31 | 2020-12-31 | 365 | 5.7771 | 5
21586 | 5.72 | 1 | 2019-12-31 | 2020-12-31 | 365 | 6.6893 | 6
22800 | 10.14 | 1 | 2019-12-31 | 2020-12-31 | 365 | 11.8583 | 11
21247 | 5.865 | 1 | 2019-12-31 | 2020-12-31 | 365 | 6.8589 | 6
38496 | 6.24 | 1 | 2019-12-31 | 2020-12-31 | 365 | 7.2974 | 7
26706 | 4.16 | 1 | 2019-12-31 | 2020-12-31 | 365 | 4.865 | 4
38388 | 5.2 | 1 | 2019-12-31 | 2020-12-31 | 365 | 6.0812 | 6
37892 | 11.96 | 1 | 2019-12-31 | 2020-12-31 | 365 | 13.9867 | 13
38537 | 5.72 | 1 | 2019-12-31 | 2020-12-31 | 365 | 6.6893 | 6
38544 | 7.8 | 1 | 2019-12-31 | 2020-12-31 | 365 | 9.1218 | 9
38007 | 7.02 | 1 | 2019-12-31 | 2020-12-31 | 365 | 8.2096 | 8
37950 | 11.7 | 1 | 2019-12-31 | 2020-12-31 | 365 | 13.6827 | 13
37937 | 7.8 | 1 | 2019-12-31 | 2020-12-31 | 365 | 9.1218 | 9
32035 | 5.2 | 1 | 2019-12-31 | 2020-12-31 | 365 | 6.0812 | 6
24167 | 9.62 | 1 | 2019-12-31 | 2020-12-31 | 365 | 11.2502 | 11
38209 | 10.66 | 1 | 2019-12-31 | 2020-12-31 | 365 | 12.4664 | 12
38841 | 7.54 | 1 | 2019-12-31 | 2020-12-31 | 365 | 8.8177 | 8
38900 | 7.28 | 1 | 2019-12-31 | 2020-12-31 | 365 | 8.5137 | 8
38725 | 3.9 | 1 | 2019-12-31 | 2020-12-31 | 365 | 4.5609 | 4
38751 | 4.94 | 1 | 2019-12-31 | 2020-12-31 | 365 | 5.7771 | 5
39088 | 4.94 | 1 | 2019-12-31 | 2020-12-31 | 365 | 5.7771 | 5
38745 | 4.68 | 1 | 2019-12-31 | 2020-12-31 | 365 | 5.4731 | 5
38797 | 9.62 | 1 | 2019-12-31 | 2020-12-31 | 365 | 11.2502 | 11
38818 | 4.94 | 1 | 2019-12-31 | 2020-12-31 | 365 | 5.7771 | 5
38853 | 10.4 | 1 | 2019-12-31 | 2020-12-31 | 365 | 12.1624 | 12
38943 | 7.02 | 1 | 2019-12-31 | 2020-12-31 | 365 | 8.2096 | 8
16337 | 10.71 | 1 | 2019-12-31 | 2020-12-31 | 365 | 12.5249 | 12
38997 | 12.74 | 1 | 2019-12-31 | 2020-12-31 | 365 | 14.8989 | 14
27380 | 6.5 | 1 | 2019-12-31 | 2020-12-31 | 365 | 7.6015 | 7
13991 | 6.375 | 1 | 2019-12-31 | 2020-12-31 | 365 | 7.4553 | 7
15759 | 6.63 | 1 | 2019-12-31 | 2020-12-31 | 365 | 7.7535 | 7
38639 | 8.84 | 1 | 2019-12-31 | 2020-12-31 | 365 | 10.338 | 10
15672 | 5.1 | 1 | 2019-12-31 | 2020-12-31 | 365 | 5.9642 | 5
16495 | 7.905 | 1 | 2019-12-31 | 2020-12-31 | 365 | 9.2446 | 9
34112 | 9.88 | 1 | 2019-12-31 | 2020-12-31 | 365 | 11.5543 | 11
16722 | 5.61 | 1 | 2019-12-31 | 2020-12-31 | 365 | 6.5607 | 6
39846 | 4.59 | 1 | 2019-12-31 | 2020-12-31 | 365 | 5.3678 | 5
17693 | 3.9 | 1 | 2019-12-31 | 2020-12-31 | 365 | 4.5609 | 4
34392 | 7.8 | 1 | 2019-12-31 | 2020-12-31 | 365 | 9.1218 | 9
38697 | 5.98 | 1 | 2019-12-31 | 2020-12-31 | 365 | 6.9934 | 6
17963 | 10.92 | 1 | 2019-12-31 | 2020-12-31 | 365 | 12.7705 | 12
36029 | 11.18 | 1 | 2019-12-31 | 2020-12-31 | 365 | 13.0746 | 13
29249 | 6.885 | 1 | 2019-12-31 | 2020-12-31 | 365 | 8.0517 | 8
31427 | 7.02 | 1 | 2019-12-31 | 2020-12-31 | 365 | 8.2096 | 8
27224 | 6.76 | 1 | 2019-12-31 | 2020-12-31 | 365 | 7.9055 | 7
38899 | 6.24 | 1 | 2019-12-31 | 2020-12-31 | 365 | 7.2974 | 7
38010 | 5.98 | 1 | 2019-12-31 | 2020-12-31 | 365 | 6.9934 | 6
38692 | 6.24 | 1 | 2019-12-31 | 2020-12-31 | 365 | 7.2974 | 7
38772 | 2.86 | 1 | 2019-12-31 | 2020-12-31 | 365 | 3.3447 | 3
38847 | 8.32 | 1 | 2019-12-31 | 2020-12-31 | 365 | 9.7299 | 9
38704 | 5.2 | 1 | 2019-12-31 | 2020-12-31 | 365 | 6.0812 | 6
38707 | 6.24 | 1 | 2019-12-31 | 2020-12-31 | 365 | 7.2974 | 7
39302 | 3.64 | 1 | 2019-12-31 | 2020-12-31 | 365 | 4.2568 | 4
36695 | 3.12 | 1 | 2019-12-31 | 2020-12-31 | 365 | 3.6487 | 3
18389 | 11.475 | 1 | 2019-12-31 | 2020-12-31 | 365 | 13.4196 | 13
18452 | 7.8 | 1 | 2019-12-31 | 2020-12-31 | 365 | 9.1218 | 9
39419 | 6.24 | 1 | 2019-12-31 | 2020-12-31 | 365 | 7.2974 | 7
37835 | 4.68 | 1 | 2019-12-31 | 2020-12-31 | 365 | 5.4731 | 5
39137 | 5.98 | 1 | 2019-12-31 | 2020-12-31 | 365 | 6.9934 | 6
31919 | 8.84 | 1 | 2019-12-31 | 2020-12-31 | 365 | 10.338 | 10
29737 | 7.8 | 1 | 2019-12-31 | 2020-12-31 | 365 | 9.1218 | 9
39796 | 10.965 | 1 | 2019-12-31 | 2020-12-31 | 365 | 12.8231 | 12
41063 | 14.04 | 1 | 2019-12-31 | 2020-12-31 | 365 | 16.4192 | 16
41155 | 13.78 | 1 | 2019-12-31 | 2020-12-31 | 365 | 16.1152 | 16
38936 | 8.58 | 1 | 2019-12-31 | 2020-12-31 | 365 | 10.034 | 10
41064 | 5.2 | 1 | 2019-12-31 | 2020-12-31 | 365 | 6.0812 | 6
41123 | 12.48 | 1 | 2019-12-31 | 2020-12-31 | 365 | 14.5949 | 14
39032 | 4.94 | 1 | 2019-12-31 | 2020-12-31 | 365 | 5.7771 | 5
41240 | 6.24 | 1 | 2019-12-31 | 2020-12-31 | 365 | 7.2974 | 7
39028 | 7.54 | 1 | 2019-12-31 | 2020-12-31 | 365 | 8.8177 | 8
39141 | 7.8 | 1 | 2019-12-31 | 2020-12-31 | 365 | 9.1218 | 9
39164 | 3.12 | 1 | 2019-12-31 | 2020-12-31 | 365 | 3.6487 | 3
39167 | 5.46 | 1 | 2019-12-31 | 2020-12-31 | 365 | 6.3853 | 6
41144 | 10.66 | 1 | 2019-12-31 | 2020-12-31 | 365 | 12.4664 | 12
39469 | 3.64 | 1 | 2019-12-31 | 2020-12-31 | 365 | 4.2568 | 4
39183 | 6.76 | 1 | 2019-12-31 | 2020-12-31 | 365 | 7.9055 | 7
41004 | 8.32 | 1 | 2019-12-31 | 2020-12-31 | 365 | 9.7299 | 9
40957 | 3.38 | 1 | 2019-12-31 | 2020-12-31 | 365 | 3.9528 | 3
39281 | 3.64 | 1 | 2019-12-31 | 2020-12-31 | 365 | 4.2568 | 4
40986 | 10.4 | 1 | 2019-12-31 | 2020-12-31 | 365 | 12.1624 | 12
41153 | 11.44 | 1 | 2019-12-31 | 2020-12-31 | 365 | 13.3786 | 13
41093 | 8.32 | 1 | 2019-12-31 | 2020-12-31 | 365 | 9.7299 | 9
41104 | 6.5 | 1 | 2019-12-31 | 2020-12-31 | 365 | 7.6015 | 7
40991 | 12.22 | 1 | 2019-12-31 | 2020-12-31 | 365 | 14.2908 | 14
40998 | 10.92 | 1 | 2019-12-31 | 2020-12-31 | 365 | 12.7705 | 12
36690 | 2.55 | 1 | 2019-12-31 | 2020-12-31 | 365 | 2.9821 | 2
17676 | 7.65 | 1 | 2019-12-31 | 2020-12-31 | 365 | 8.9464 | 8
31588 | 4.94 | 1 | 2019-12-31 | 2020-12-31 | 365 | 5.7771 | 5
41007 | 9.62 | 1 | 2019-12-31 | 2020-12-31 | 365 | 11.2502 | 11
31594 | 5.98 | 1 | 2019-12-31 | 2020-12-31 | 365 | 6.9934 | 6
19788 | 7.65 | 1 | 2019-12-31 | 2020-12-31 | 365 | 8.9464 | 8
15014 | 3.57 | 1 | 2019-12-31 | 2020-12-31 | 365 | 4.175 | 4
27615 | 11.96 | 1 | 2019-12-31 | 2020-12-31 | 365 | 13.9867 | 13
27596 | 8.415 | 1 | 2019-12-31 | 2020-12-31 | 365 | 9.841 | 9
41167 | 8.58 | 1 | 2019-12-31 | 2020-12-31 | 365 | 10.034 | 10
41234 | 6.76 | 1 | 2019-12-31 | 2020-12-31 | 365 | 7.9055 | 7
27462 | 5.46 | 1 | 2019-12-31 | 2020-12-31 | 365 | 6.3853 | 6
21295 | 5.46 | 1 | 2019-12-31 | 2020-12-31 | 365 | 6.3853 | 6
21697 | 7.02 | 1 | 2019-12-31 | 2020-12-31 | 365 | 8.2096 | 8
21464 | 8.84 | 1 | 2019-12-31 | 2020-12-31 | 365 | 10.338 | 10
20502 | 5.46 | 1 | 2019-12-31 | 2020-12-31 | 365 | 6.3853 | 6
27548 | 13.78 | 1 | 2019-12-31 | 2020-12-31 | 365 | 16.1152 | 16
21024 | 3.64 | 1 | 2019-12-31 | 2020-12-31 | 365 | 4.2568 | 4
19678 | 11.18 | 1 | 2019-12-31 | 2020-12-31 | 365 | 13.0746 | 13
31425 | 8.58 | 1 | 2019-12-31 | 2020-12-31 | 365 | 10.034 | 10
19512 | 7.54 | 1 | 2019-12-31 | 2020-12-31 | 365 | 8.8177 | 8
19534 | 7.28 | 1 | 2019-12-31 | 2020-12-31 | 365 | 8.5137 | 8
19981 | 4.68 | 1 | 2019-12-31 | 2020-12-31 | 365 | 5.4731 | 5
20602 | 6.5 | 1 | 2019-12-31 | 2020-12-31 | 365 | 7.6015 | 7
20010 | 6.24 | 1 | 2019-12-31 | 2020-12-31 | 365 | 7.2974 | 7
17558 | 4.42 | 1 | 2019-12-31 | 2020-12-31 | 365 | 5.169 | 5
19965 | 3.06 | 1 | 2019-12-31 | 2020-12-31 | 365 | 3.5785 | 3
20494 | 4.42 | 1 | 2019-12-31 | 2020-12-31 | 365 | 5.169 | 5
31527 | 13 | 1 | 2019-12-31 | 2020-12-31 | 365 | 15.203 | 15
20663 | 8.32 | 1 | 2019-12-31 | 2020-12-31 | 365 | 9.7299 | 9
20718 | 10.14 | 1 | 2019-12-31 | 2020-12-31 | 365 | 11.8583 | 11
20721 | 7.8 | 1 | 2019-12-31 | 2020-12-31 | 365 | 9.1218 | 9
21179 | 7.28 | 1 | 2019-12-31 | 2020-12-31 | 365 | 8.5137 | 8
31426 | 4.68 | 1 | 2019-12-31 | 2020-12-31 | 365 | 5.4731 | 5
21198 | 9.62 | 1 | 2019-12-31 | 2020-12-31 | 365 | 11.2502 | 11
31223 | 5.2 | 1 | 2019-12-31 | 2020-12-31 | 365 | 6.0812 | 6
37827 | 10.92 | 1 | 2019-12-31 | 2020-12-31 | 365 | 12.7705 | 12
37828 | 6.76 | 1 | 2019-12-31 | 2020-12-31 | 365 | 7.9055 | 7
41677 | 2.86 | 1 | 2019-12-31 | 2020-12-31 | 365 | 3.3447 | 3
41667 | 7.02 | 1 | 2019-12-31 | 2020-12-31 | 365 | 8.2096 | 8
42864 | 4.5 | 1 | 2019-12-31 | 2020-12-31 | 365 | 5.2626 | 5
29642 | 9.1 | 1 | 2019-12-31 | 2020-12-31 | 365 | 10.6421 | 10
33792 | 9.69 | 1 | 2019-12-31 | 2020-12-31 | 365 | 11.3321 | 11
21482 | 7.02 | 1 | 2019-12-31 | 2020-12-31 | 365 | 8.2096 | 8
42916 | 8.84 | 1 | 2019-12-31 | 2020-12-31 | 365 | 10.338 | 10
42902 | 7.02 | 1 | 2019-12-31 | 2020-12-31 | 365 | 8.2096 | 8
42905 | 4.68 | 1 | 2019-12-31 | 2020-12-31 | 365 | 5.4731 | 5
42890 | 6.5 | 1 | 2019-12-31 | 2020-12-31 | 365 | 7.6015 | 7
32339 | 9.88 | 1 | 2019-12-31 | 2020-12-31 | 365 | 11.5543 | 11
42899 | 5.98 | 1 | 2019-12-31 | 2020-12-31 | 365 | 6.9934 | 6
32525 | 4.845 | 1 | 2019-12-31 | 2020-12-31 | 365 | 5.666 | 5
21484 | 8.32 | 1 | 2019-12-31 | 2020-12-31 | 365 | 9.7299 | 9
42927 | 6.5 | 1 | 2019-12-31 | 2020-12-31 | 365 | 7.6015 | 7
32588 | 5.865 | 1 | 2019-12-31 | 2020-12-31 | 365 | 6.8589 | 6
32948 | 2.08 | 1 | 2019-12-31 | 2020-12-31 | 365 | 2.4325 | 2
33261 | 7.02 | 1 | 2019-12-31 | 2020-12-31 | 365 | 8.2096 | 8
21487 | 7.28 | 1 | 2019-12-31 | 2020-12-31 | 365 | 8.5137 | 8
22303 | 4.68 | 1 | 2019-12-31 | 2020-12-31 | 365 | 5.4731 | 5
22253 | 4.42 | 1 | 2019-12-31 | 2020-12-31 | 365 | 5.169 | 5
35917 | 4.94 | 1 | 2019-12-31 | 2020-12-31 | 365 | 5.7771 | 5
22389 | 7.28 | 1 | 2019-12-31 | 2020-12-31 | 365 | 8.5137 | 8
21728 | 11.7 | 1 | 2019-12-31 | 2020-12-31 | 365 | 13.6827 | 13
39337 | 7.02 | 1 | 2019-12-31 | 2020-12-31 | 365 | 8.2096 | 8
33942 | 13 | 1 | 2019-12-31 | 2020-12-31 | 365 | 15.203 | 15
33949 | 8.84 | 1 | 2019-12-31 | 2020-12-31 | 365 | 10.338 | 10
34090 | 4.68 | 1 | 2019-12-31 | 2020-12-31 | 365 | 5.4731 | 5
34273 | 9.1 | 1 | 2019-12-31 | 2020-12-31 | 365 | 10.6421 | 10
41613 | 3.9 | 1 | 2019-12-31 | 2020-12-31 | 365 | 4.5609 | 4
42917 | 7.28 | 1 | 2019-12-31 | 2020-12-31 | 365 | 8.5137 | 8
23311 | 5.98 | 1 | 2019-12-31 | 2020-12-31 | 365 | 6.9934 | 6
23979 | 7.02 | 1 | 2019-12-31 | 2020-12-31 | 365 | 8.2096 | 8
24017 | 5.46 | 1 | 2019-12-31 | 2020-12-31 | 365 | 6.3853 | 6
24024 | 3.64 | 1 | 2019-12-31 | 2020-12-31 | 365 | 4.2568 | 4
24242 | 8.58 | 1 | 2019-12-31 | 2020-12-31 | 365 | 10.034 | 10
35863 | 4.16 | 1 | 2019-12-31 | 2020-12-31 | 365 | 4.865 | 4
28145 | 4.08 | 1 | 2019-12-31 | 2020-12-31 | 365 | 4.7714 | 4
28146 | 4.335 | 1 | 2019-12-31 | 2020-12-31 | 365 | 5.0696 | 5
25104 | 6.24 | 1 | 2019-12-31 | 2020-12-31 | 365 | 7.2974 | 7
25185 | 4.68 | 1 | 2019-12-31 | 2020-12-31 | 365 | 5.4731 | 5
25195 | 4.68 | 1 | 2019-12-31 | 2020-12-31 | 365 | 5.4731 | 5
28336 | 3.38 | 1 | 2019-12-31 | 2020-12-31 | 365 | 3.9528 | 3
25223 | 4.16 | 1 | 2019-12-31 | 2020-12-31 | 365 | 4.865 | 4
15852 | 6.375 | 1 | 2019-12-31 | 2020-12-31 | 365 | 7.4553 | 7
22007 | 13 | 1 | 2019-12-31 | 2020-12-31 | 365 | 15.203 | 15
22242 | 6.5 | 1 | 2019-12-31 | 2020-12-31 | 365 | 7.6015 | 7
23334 | 7.8 | 1 | 2019-12-31 | 2020-12-31 | 365 | 9.1218 | 9
23647 | 7.28 | 1 | 2019-12-31 | 2020-12-31 | 365 | 8.5137 | 8
41186 | 4.68 | 1 | 2019-12-31 | 2020-12-31 | 365 | 5.4731 | 5
23653 | 15.08 | 1 | 2019-12-31 | 2020-12-31 | 365 | 17.6355 | 17
16649 | 11.475 | 1 | 2019-12-31 | 2020-12-31 | 365 | 13.4196 | 13
23672 | 7.8 | 1 | 2019-12-31 | 2020-12-31 | 365 | 9.1218 | 9
24851 | 9.1 | 1 | 2019-12-31 | 2020-12-31 | 365 | 10.6421 | 10
27572 | 5.46 | 1 | 2019-12-31 | 2020-12-31 | 365 | 6.3853 | 6
21526 | 7.8 | 1 | 2019-12-31 | 2020-12-31 | 365 | 9.1218 | 9
21700 | 4.16 | 1 | 2019-12-31 | 2020-12-31 | 365 | 4.865 | 4
22032 | 9.36 | 1 | 2019-12-31 | 2020-12-31 | 365 | 10.9461 | 10
32220 | 12.22 | 1 | 2019-12-31 | 2020-12-31 | 365 | 14.2908 | 14
31226 | 6.12 | 1 | 2019-12-31 | 2020-12-31 | 365 | 7.1571 | 7
31390 | 3.38 | 1 | 2019-12-31 | 2020-12-31 | 365 | 3.9528 | 3
32221 | 8.06 | 1 | 2019-12-31 | 2020-12-31 | 365 | 9.4258 | 9
31378 | 6.76 | 1 | 2019-12-31 | 2020-12-31 | 365 | 7.9055 | 7
32520 | 3.9 | 1 | 2019-12-31 | 2020-12-31 | 365 | 4.5609 | 4
32545 | 4.16 | 1 | 2019-12-31 | 2020-12-31 | 365 | 4.865 | 4
36375 | 2.34 | 1 | 2019-12-31 | 2020-12-31 | 365 | 2.7365 | 2
32245 | 8.58 | 1 | 2019-12-31 | 2020-12-31 | 365 | 10.034 | 10
15906 | 8.415 | 1 | 2019-12-31 | 2020-12-31 | 365 | 9.841 | 9
27437 | 7.395 | 1 | 2019-12-31 | 2020-12-31 | 365 | 8.6482 | 8
16778 | 8.67 | 1 | 2019-12-31 | 2020-12-31 | 365 | 10.1392 | 10
22228 | 4.42 | 1 | 2019-12-31 | 2020-12-31 | 365 | 5.169 | 5
29058 | 9.88 | 1 | 2019-12-31 | 2020-12-31 | 365 | 11.5543 | 11
22224 | 4.94 | 1 | 2019-12-31 | 2020-12-31 | 365 | 5.7771 | 5
22741 | 9.88 | 1 | 2019-12-31 | 2020-12-31 | 365 | 11.5543 | 11
22307 | 4.94 | 1 | 2019-12-31 | 2020-12-31 | 365 | 5.7771 | 5
27169 | 5.72 | 1 | 2019-12-31 | 2020-12-31 | 365 | 6.6893 | 6
43156 | 6.885 | 1 | 2019-12-31 | 2020-12-31 | 365 | 8.0517 | 8
42847 | 8.58 | 1 | 2019-12-31 | 2020-12-31 | 365 | 10.034 | 10
31932 | 4.68 | 1 | 2019-12-31 | 2020-12-31 | 365 | 5.4731 | 5
31221 | 4.94 | 1 | 2019-12-31 | 2020-12-31 | 365 | 5.7771 | 5
42839 | 2.08 | 1 | 2019-12-31 | 2020-12-31 | 365 | 2.4325 | 2
44001 | 7.02 | 1 | 2019-12-31 | 2020-12-31 | 365 | 8.2096 | 8
27368 | 5.75 | 1 | 2019-12-31 | 2020-12-31 | 365 | 6.7244 | 6
14452 | 14 | 1 | 2019-12-31 | 2020-12-31 | 365 | 16.3724 | 16
43109 | 4.335 | 1 | 2019-12-31 | 2020-12-31 | 365 | 5.0696 | 5
14590 | 9.945 | 1 | 2019-12-31 | 2020-12-31 | 365 | 11.6303 | 11
27424 | 5.355 | 1 | 2019-12-31 | 2020-12-31 | 365 | 6.2625 | 6
15779 | 7.905 | 1 | 2019-12-31 | 2020-12-31 | 365 | 9.2446 | 9
27426 | 14.025 | 1 | 2019-12-31 | 2020-12-31 | 365 | 16.4017 | 16
17512 | 8.06 | 1 | 2019-12-31 | 2020-12-31 | 365 | 9.4258 | 9
18281 | 5.2 | 1 | 2019-12-31 | 2020-12-31 | 365 | 6.0812 | 6
25525 | 3.64 | 1 | 2019-12-31 | 2020-12-31 | 365 | 4.2568 | 4
18634 | 5.46 | 1 | 2019-12-31 | 2020-12-31 | 365 | 6.3853 | 6
25545 | 4.68 | 1 | 2019-12-31 | 2020-12-31 | 365 | 5.4731 | 5
27618 | 6.76 | 1 | 2019-12-31 | 2020-12-31 | 365 | 7.9055 | 7
20435 | 8.5 | 1 | 2019-12-31 | 2020-12-31 | 365 | 9.9404 | 9
26683 | 9.1 | 1 | 2019-12-31 | 2020-12-31 | 365 | 10.6421 | 10
20503 | 9.88 | 1 | 2019-12-31 | 2020-12-31 | 365 | 11.5543 | 11
20601 | 4.86 | 1 | 2019-12-31 | 2020-12-31 | 365 | 5.6836 | 5
33557 | 9.36 | 1 | 2019-12-31 | 2020-12-31 | 365 | 10.9461 | 10
22546 | 6.24 | 1 | 2019-12-31 | 2020-12-31 | 365 | 7.2974 | 7
27519 | 15.34 | 1 | 2019-12-31 | 2020-12-31 | 365 | 17.9395 | 17
26842 | 10.92 | 1 | 2019-12-31 | 2020-12-31 | 365 | 12.7705 | 12
26854 | 8.06 | 1 | 2019-12-31 | 2020-12-31 | 365 | 9.4258 | 9
33565 | 7.8 | 1 | 2019-12-31 | 2020-12-31 | 365 | 9.1218 | 9
33869 | 11.7 | 1 | 2019-12-31 | 2020-12-31 | 365 | 13.6827 | 13
33963 | 5.72 | 1 | 2019-12-31 | 2020-12-31 | 365 | 6.6893 | 6
32731 | 10.14 | 1 | 2019-12-31 | 2020-12-31 | 365 | 11.8583 | 11
34193 | 4.94 | 1 | 2019-12-31 | 2020-12-31 | 365 | 5.7771 | 5
34409 | 7.28 | 1 | 2019-12-31 | 2020-12-31 | 365 | 8.5137 | 8
35942 | 4.42 | 1 | 2019-12-31 | 2020-12-31 | 365 | 5.169 | 5
35959 | 5.72 | 1 | 2019-12-31 | 2020-12-31 | 365 | 6.6893 | 6
43051 | 5.46 | 1 | 2019-12-31 | 2020-12-31 | 365 | 6.3853 | 6
43102 | 5.46 | 1 | 2019-12-31 | 2020-12-31 | 365 | 6.3853 | 6
35989 | 8.58 | 1 | 2019-12-31 | 2020-12-31 | 365 | 10.034 | 10
43458 | 5.2 | 1 | 2019-12-31 | 2020-12-31 | 365 | 6.0812 | 6
43106 | 2.6 | 1 | 2019-12-31 | 2020-12-31 | 365 | 3.0406 | 3
37786 | 8.58 | 1 | 2019-12-31 | 2020-12-31 | 365 | 10.034 | 10
39124 | 11.18 | 1 | 2019-12-31 | 2020-12-31 | 365 | 13.0746 | 13
42904 | 11.96 | 1 | 2019-12-31 | 2020-12-31 | 365 | 13.9867 | 13
32866 | 7.28 | 1 | 2019-12-31 | 2020-12-31 | 365 | 8.5137 | 8
44041 | 7.54 | 1 | 2019-12-31 | 2020-12-31 | 365 | 8.8177 | 8
33808 | 8.58 | 1 | 2019-12-31 | 2020-12-31 | 365 | 10.034 | 10
21536 | 10.445 | 1 | 2019-12-31 | 2020-12-31 | 365 | 12.215 | 12
31771 | 2.34 | 1 | 2019-12-31 | 2020-12-31 | 365 | 2.7365 | 2
43998 | 8.58 | 1 | 2019-12-31 | 2020-12-31 | 365 | 10.034 | 10
32214 | 3.64 | 1 | 2019-12-31 | 2020-12-31 | 365 | 4.2568 | 4
30857 | 4.94 | 1 | 2019-12-31 | 2020-12-31 | 365 | 5.7771 | 5
32438 | 5.355 | 1 | 2019-12-31 | 2020-12-31 | 365 | 6.2625 | 6
37681 | 3.12 | 1 | 2019-12-31 | 2020-12-31 | 365 | 3.6487 | 3
41080 | 2.86 | 1 | 2019-12-31 | 2020-12-31 | 365 | 3.3447 | 3
43257 | 12.22 | 1 | 2019-12-31 | 2020-12-31 | 365 | 14.2908 | 14
43663 | 5.2 | 1 | 2019-12-31 | 2020-12-31 | 365 | 6.0812 | 6
43668 | 8.58 | 1 | 2019-12-31 | 2020-12-31 | 365 | 10.034 | 10
42392 | 5.46 | 1 | 2019-12-31 | 2020-12-31 | 365 | 6.3853 | 6
21086 | 10.92 | 1 | 2019-12-31 | 2020-12-31 | 365 | 12.7705 | 12
21285 | 9.1 | 1 | 2019-12-31 | 2020-12-31 | 365 | 10.6421 | 10
21517 | 8.06 | 1 | 2019-12-31 | 2020-12-31 | 365 | 9.4258 | 9
21288 | 4.16 | 1 | 2019-12-31 | 2020-12-31 | 365 | 4.865 | 4
21513 | 5.2 | 1 | 2019-12-31 | 2020-12-31 | 365 | 6.0812 | 6
43666 | 6.76 | 1 | 2019-12-31 | 2020-12-31 | 365 | 7.9055 | 7
44198 | 5.98 | 1 | 2019-12-31 | 2020-12-31 | 365 | 6.9934 | 6
44124 | 11.44 | 1 | 2019-12-31 | 2020-12-31 | 365 | 13.3786 | 13
44133 | 4.75 | 1 | 2019-12-31 | 2020-12-31 | 365 | 5.5549 | 5
25530 | 13 | 1 | 2019-12-31 | 2020-12-31 | 365 | 15.203 | 15
31379 | 5.25 | 1 | 2019-12-31 | 2020-12-31 | 365 | 6.1397 | 6
31509 | 12.48 | 1 | 2019-12-31 | 2020-12-31 | 365 | 14.5949 | 14
27884 | 15.555 | 1 | 2019-12-31 | 2020-12-31 | 365 | 18.191 | 18
31977 | 3.12 | 1 | 2019-12-31 | 2020-12-31 | 365 | 3.6487 | 3
29876 | 3.38 | 1 | 2019-12-31 | 2020-12-31 | 365 | 3.9528 | 3
33084 | 5.1 | 1 | 2019-12-31 | 2020-12-31 | 365 | 5.9642 | 5
35563 | 3.64 | 1 | 2019-12-31 | 2020-12-31 | 365 | 4.2568 | 4
44260 | 2.86 | 1 | 2019-12-31 | 2020-12-31 | 365 | 3.3447 | 3
21023 | 4.68 | 1 | 2019-12-31 | 2020-12-31 | 365 | 5.4731 | 5
44291 | 6.5 | 1 | 2019-12-31 | 2020-12-31 | 365 | 7.6015 | 7
44554 | 9.36 | 1 | 2019-12-31 | 2020-12-31 | 365 | 10.9461 | 10
34456 | 3.12 | 1 | 2019-12-31 | 2020-12-31 | 365 | 3.6487 | 3
44237 | 5.98 | 1 | 2019-12-31 | 2020-12-31 | 365 | 6.9934 | 6
44571 | 4.16 | 1 | 2019-12-31 | 2020-12-31 | 365 | 4.865 | 4
44586 | 6.24 | 1 | 2019-12-31 | 2020-12-31 | 365 | 7.2974 | 7
44576 | 6.5 | 1 | 2019-12-31 | 2020-12-31 | 365 | 7.6015 | 7
16454 | 12.24 | 1 | 2019-12-31 | 2020-12-31 | 365 | 14.3142 | 14
29253 | 5.355 | 1 | 2019-12-31 | 2020-12-31 | 365 | 6.2625 | 6
14919 | 10.2 | 1 | 2019-12-31 | 2020-12-31 | 365 | 11.9285 | 11
22033 | 9.62 | 1 | 2019-12-31 | 2020-12-31 | 365 | 11.2502 | 11
22143 | 12.74 | 1 | 2019-12-31 | 2020-12-31 | 365 | 14.8989 | 14
45296 | 5.98 | 1 | 2019-12-31 | 2020-12-31 | 365 | 6.9934 | 6
24096 | 7.54 | 1 | 2019-12-31 | 2020-12-31 | 365 | 8.8177 | 8
27570 | 10.965 | 1 | 2019-12-31 | 2020-12-31 | 365 | 12.8231 | 12
31782 | 7.28 | 1 | 2019-12-31 | 2020-12-31 | 365 | 8.5137 | 8
31693 | 5.2 | 1 | 2019-12-31 | 2020-12-31 | 365 | 6.0812 | 6
44953 | 3.64 | 1 | 2019-12-31 | 2020-12-31 | 365 | 4.2568 | 4
44988 | 4.68 | 1 | 2019-12-31 | 2020-12-31 | 365 | 5.4731 | 5
44625 | 5.98 | 1 | 2019-12-31 | 2020-12-31 | 365 | 6.9934 | 6
45306 | 11.7 | 1 | 2019-12-31 | 2020-12-31 | 365 | 13.6827 | 13
45006 | 7.28 | 1 | 2019-12-31 | 2020-12-31 | 365 | 8.5137 | 8
45037 | 11.44 | 1 | 2019-12-31 | 2020-12-31 | 365 | 13.3786 | 13
45354 | 5.72 | 1 | 2019-12-31 | 2020-12-31 | 365 | 6.6893 | 6
45358 | 16.64 | 1 | 2019-12-31 | 2020-12-31 | 365 | 19.4598 | 19
27571 | 8.16 | 1 | 2019-12-31 | 2020-12-31 | 365 | 9.5428 | 9
45369 | 5.2 | 1 | 2019-12-31 | 2020-12-31 | 365 | 6.0812 | 6
45652 | 11.96 | 1 | 2019-12-31 | 2020-12-31 | 365 | 13.9867 | 13
29861 | 7.28 | 1 | 2019-12-31 | 2020-12-31 | 365 | 8.5137 | 8
30259 | 5.2 | 1 | 2019-12-31 | 2020-12-31 | 365 | 6.0812 | 6
32481 | 4.16 | 1 | 2019-12-31 | 2020-12-31 | 365 | 4.865 | 4
31457 | 11.7 | 1 | 2019-12-31 | 2020-12-31 | 365 | 13.6827 | 13
32452 | 7.8 | 1 | 2019-12-31 | 2020-12-31 | 365 | 9.1218 | 9
32784 | 4.42 | 1 | 2019-12-31 | 2020-12-31 | 365 | 5.169 | 5
27432 | 1.785 | 1 | 2019-12-31 | 2020-12-31 | 365 | 2.0875 | 2
29104 | 6.76 | 1 | 2019-12-31 | 2020-12-31 | 365 | 7.9055 | 7
32306 | 8.84 | 1 | 2019-12-31 | 2020-12-31 | 365 | 10.338 | 10
32050 | 3.38 | 1 | 2019-12-31 | 2020-12-31 | 365 | 3.9528 | 3
32177 | 5.98 | 1 | 2019-12-31 | 2020-12-31 | 365 | 6.9934 | 6
45436 | 8.32 | 1 | 2019-12-31 | 2020-12-31 | 365 | 9.7299 | 9
32157 | 5.2 | 1 | 2019-12-31 | 2020-12-31 | 365 | 6.0812 | 6
32170 | 7.8 | 1 | 2019-12-31 | 2020-12-31 | 365 | 9.1218 | 9
32398 | 4.16 | 1 | 2019-12-31 | 2020-12-31 | 365 | 4.865 | 4
32416 | 4.42 | 1 | 2019-12-31 | 2020-12-31 | 365 | 5.169 | 5
32515 | 8.32 | 1 | 2019-12-31 | 2020-12-31 | 365 | 9.7299 | 9
45458 | 7.8 | 1 | 2019-12-31 | 2020-12-31 | 365 | 9.1218 | 9
32722 | 6.24 | 1 | 2019-12-31 | 2020-12-31 | 365 | 7.2974 | 7
27874 | 8.06 | 1 | 2019-12-31 | 2020-12-31 | 365 | 9.4258 | 9
31442 | 6.76 | 1 | 2019-12-31 | 2020-12-31 | 365 | 7.9055 | 7
16845 | 7.8 | 1 | 2019-12-31 | 2020-12-31 | 365 | 9.1218 | 9
27913 | 13 | 1 | 2019-12-31 | 2020-12-31 | 365 | 15.203 | 15
32368 | 4.68 | 1 | 2019-12-31 | 2020-12-31 | 365 | 5.4731 | 5
29142 | 12.495 | 1 | 2019-12-31 | 2020-12-31 | 365 | 14.6124 | 14
29238 | 5.2 | 1 | 2019-12-31 | 2020-12-31 | 365 | 6.0812 | 6
32397 | 5.98 | 1 | 2019-12-31 | 2020-12-31 | 365 | 6.9934 | 6
32421 | 6.5 | 1 | 2019-12-31 | 2020-12-31 | 365 | 7.6015 | 7
21262 | 5.2 | 1 | 2019-12-31 | 2020-12-31 | 365 | 6.0812 | 6
37065 | 4 | 1 | 2019-12-31 | 2020-12-31 | 365 | 4.6778 | 4
45449 | 10.92 | 1 | 2019-12-31 | 2020-12-31 | 365 | 12.7705 | 12
46215 | 5.98 | 1 | 2019-12-31 | 2020-12-31 | 365 | 6.9934 | 6
27416 | 4.08 | 1 | 2019-12-31 | 2020-12-31 | 365 | 4.7714 | 4
22208 | 5.46 | 1 | 2019-12-31 | 2020-12-31 | 365 | 6.3853 | 6
22449 | 6.5 | 1 | 2019-12-31 | 2020-12-31 | 365 | 7.6015 | 7
33260 | 8.84 | 1 | 2019-12-31 | 2020-12-31 | 365 | 10.338 | 10
24530 | 5.47 | 1 | 2019-12-31 | 2020-12-31 | 365 | 6.3969 | 6
29262 | 6.885 | 1 | 2019-12-31 | 2020-12-31 | 365 | 8.0517 | 8
33954 | 5.72 | 1 | 2019-12-31 | 2020-12-31 | 365 | 6.6893 | 6
32715 | 3.12 | 1 | 2019-12-31 | 2020-12-31 | 365 | 3.6487 | 3
45631 | 5.72 | 1 | 2019-12-31 | 2020-12-31 | 365 | 6.6893 | 6
26980 | 4.16 | 1 | 2019-12-31 | 2020-12-31 | 365 | 4.865 | 4
45437 | 8.58 | 1 | 2019-12-31 | 2020-12-31 | 365 | 10.034 | 10
34279 | 5.2 | 1 | 2019-12-31 | 2020-12-31 | 365 | 6.0812 | 6
45495 | 8.32 | 1 | 2019-12-31 | 2020-12-31 | 365 | 9.7299 | 9
45446 | 8.58 | 1 | 2019-12-31 | 2020-12-31 | 365 | 10.034 | 10
45541 | 7.28 | 1 | 2019-12-31 | 2020-12-31 | 365 | 8.5137 | 8
45452 | 5.46 | 1 | 2019-12-31 | 2020-12-31 | 365 | 6.3853 | 6
45562 | 3.64 | 1 | 2019-12-31 | 2020-12-31 | 365 | 4.2568 | 4
45519 | 4.16 | 1 | 2019-12-31 | 2020-12-31 | 365 | 4.865 | 4
16769 | 2.45 | 1 | 2019-12-31 | 2020-12-31 | 365 | 2.8652 | 2
45677 | 12.48 | 1 | 2019-12-31 | 2020-12-31 | 365 | 14.5949 | 14
45553 | 14.56 | 1 | 2019-12-31 | 2020-12-31 | 365 | 17.0273 | 17
45633 | 5.98 | 1 | 2019-12-31 | 2020-12-31 | 365 | 6.9934 | 6
45643 | 4.16 | 1 | 2019-12-31 | 2020-12-31 | 365 | 4.865 | 4
45654 | 7.02 | 1 | 2019-12-31 | 2020-12-31 | 365 | 8.2096 | 8
37045 | 9.36 | 1 | 2019-12-31 | 2020-12-31 | 365 | 10.9461 | 10
37083 | 7.28 | 1 | 2019-12-31 | 2020-12-31 | 365 | 8.5137 | 8
37938 | 7.28 | 1 | 2019-12-31 | 2020-12-31 | 365 | 8.5137 | 8
45289 | 3.12 | 1 | 2019-12-31 | 2020-12-31 | 365 | 3.6487 | 3
28568 | 3.64 | 1 | 2019-12-31 | 2020-12-31 | 365 | 4.2568 | 4
28601 | 6.76 | 1 | 2019-12-31 | 2020-12-31 | 365 | 7.9055 | 7
45726 | 2.86 | 1 | 2019-12-31 | 2020-12-31 | 365 | 3.3447 | 3
44233 | 7.02 | 1 | 2019-12-31 | 2020-12-31 | 365 | 8.2096 | 8
39166 | 4.42 | 1 | 2019-12-31 | 2020-12-31 | 365 | 5.169 | 5
25089 | 9.62 | 1 | 2019-12-31 | 2020-12-31 | 365 | 11.2502 | 11
31700 | 8.32 | 1 | 2019-12-31 | 2020-12-31 | 365 | 9.7299 | 9
24860 | 8.84 | 1 | 2019-12-31 | 2020-12-31 | 365 | 10.338 | 10
26984 | 5.2 | 1 | 2019-12-31 | 2020-12-31 | 365 | 6.0812 | 6
26992 | 5.46 | 1 | 2019-12-31 | 2020-12-31 | 365 | 6.3853 | 6
26993 | 11.44 | 1 | 2019-12-31 | 2020-12-31 | 365 | 13.3786 | 13
31493 | 9.88 | 1 | 2019-12-31 | 2020-12-31 | 365 | 11.5543 | 11
31914 | 7.8 | 1 | 2019-12-31 | 2020-12-31 | 365 | 9.1218 | 9
31916 | 9.36 | 1 | 2019-12-31 | 2020-12-31 | 365 | 10.9461 | 10
28257 | 5.46 | 1 | 2019-12-31 | 2020-12-31 | 365 | 6.3853 | 6
28769 | 5.98 | 1 | 2019-12-31 | 2020-12-31 | 365 | 6.9934 | 6
42341 | 4.68 | 1 | 2019-12-31 | 2020-12-31 | 365 | 5.4731 | 5
41603 | 4.08 | 1 | 2019-12-31 | 2020-12-31 | 365 | 4.7714 | 4
32747 | 4.42 | 1 | 2019-12-31 | 2020-12-31 | 365 | 5.169 | 5
32733 | 9.88 | 1 | 2019-12-31 | 2020-12-31 | 365 | 11.5543 | 11
23163 | 13 | 1 | 2019-12-31 | 2020-12-31 | 365 | 15.203 | 15
32792 | 7.54 | 1 | 2019-12-31 | 2020-12-31 | 365 | 8.8177 | 8
32718 | 7.02 | 1 | 2019-12-31 | 2020-12-31 | 365 | 8.2096 | 8
32852 | 10.14 | 1 | 2019-12-31 | 2020-12-31 | 365 | 11.8583 | 11
33783 | 2.6 | 1 | 2019-12-31 | 2020-12-31 | 365 | 3.0406 | 3
32284 | 9.88 | 1 | 2019-12-31 | 2020-12-31 | 365 | 11.5543 | 11
32875 | 9.1 | 1 | 2019-12-31 | 2020-12-31 | 365 | 10.6421 | 10
31923 | 5.72 | 1 | 2019-12-31 | 2020-12-31 | 365 | 6.6893 | 6
22513 | 7.02 | 1 | 2019-12-31 | 2020-12-31 | 365 | 8.2096 | 8
46632 | 5.72 | 1 | 2019-12-31 | 2020-12-31 | 365 | 6.6893 | 6
46518 | 8.06 | 1 | 2019-12-31 | 2020-12-31 | 365 | 9.4258 | 9
46521 | 6.63 | 1 | 2019-12-31 | 2020-12-31 | 365 | 7.7535 | 7
22238 | 4.16 | 1 | 2019-12-31 | 2020-12-31 | 365 | 4.865 | 4
22285 | 5.72 | 1 | 2019-12-31 | 2020-12-31 | 365 | 6.6893 | 6
22561 | 12.24 | 1 | 2019-12-31 | 2020-12-31 | 365 | 14.3142 | 14
27872 | 12.48 | 1 | 2019-12-31 | 2020-12-31 | 365 | 14.5949 | 14
27876 | 7.65 | 1 | 2019-12-31 | 2020-12-31 | 365 | 8.9464 | 8
44208 | 5.98 | 1 | 2019-12-31 | 2020-12-31 | 365 | 6.9934 | 6
44100 | 5.2 | 1 | 2019-12-31 | 2020-12-31 | 365 | 6.0812 | 6
44087 | 12.48 | 1 | 2019-12-31 | 2020-12-31 | 365 | 14.5949 | 14
43272 | 8.84 | 1 | 2019-12-31 | 2020-12-31 | 365 | 10.338 | 10
22133 | 4.94 | 1 | 2019-12-31 | 2020-12-31 | 365 | 5.7771 | 5
43264 | 7.28 | 1 | 2019-12-31 | 2020-12-31 | 365 | 8.5137 | 8
43180 | 7.02 | 1 | 2019-12-31 | 2020-12-31 | 365 | 8.2096 | 8
23971 | 5.98 | 1 | 2019-12-31 | 2020-12-31 | 365 | 6.9934 | 6
43712 | 4.68 | 1 | 2019-12-31 | 2020-12-31 | 365 | 5.4731 | 5
28244 | 4.94 | 1 | 2019-12-31 | 2020-12-31 | 365 | 5.7771 | 5
21566 | 6.76 | 1 | 2019-12-31 | 2020-12-31 | 365 | 7.9055 | 7
29138 | 19.38 | 1 | 2019-12-31 | 2020-12-31 | 365 | 22.6641 | 22
25322 | 7.28 | 1 | 2019-12-31 | 2020-12-31 | 365 | 8.5137 | 8
32333 | 7.54 | 1 | 2019-12-31 | 2020-12-31 | 365 | 8.8177 | 8
41746 | 7.28 | 1 | 2019-12-31 | 2020-12-31 | 365 | 8.5137 | 8
41635 | 12.74 | 1 | 2019-12-31 | 2020-12-31 | 365 | 14.8989 | 14
41620 | 8.58 | 1 | 2019-12-31 | 2020-12-31 | 365 | 10.034 | 10
32107 | 8.84 | 1 | 2019-12-31 | 2020-12-31 | 365 | 10.338 | 10
38241 | 5.98 | 1 | 2019-12-31 | 2020-12-31 | 365 | 6.9934 | 6
19825 | 3.38 | 1 | 2019-12-31 | 2020-12-31 | 365 | 3.9528 | 3
19518 | 4.42 | 1 | 2019-12-31 | 2020-12-31 | 365 | 5.169 | 5
43724 | 9.36 | 1 | 2019-12-31 | 2020-12-31 | 365 | 10.9461 | 10
44079 | 8.58 | 1 | 2019-12-31 | 2020-12-31 | 365 | 10.034 | 10
44071 | 3.9 | 1 | 2019-12-31 | 2020-12-31 | 365 | 4.5609 | 4
44261 | 9.1 | 1 | 2019-12-31 | 2020-12-31 | 365 | 10.6421 | 10
22564 | 4.5 | 1 | 2019-12-31 | 2020-12-31 | 365 | 5.2626 | 5
24424 | 15.55 | 1 | 2019-12-31 | 2020-12-31 | 365 | 18.1851 | 18
45645 | 4.16 | 1 | 2019-12-31 | 2020-12-31 | 365 | 4.865 | 4
45474 | 7.28 | 1 | 2019-12-31 | 2020-12-31 | 365 | 8.5137 | 8
45461 | 5.98 | 1 | 2019-12-31 | 2020-12-31 | 365 | 6.9934 | 6
45513 | 13.78 | 1 | 2019-12-31 | 2020-12-31 | 365 | 16.1152 | 16
31864 | 4.68 | 1 | 2019-12-31 | 2020-12-31 | 365 | 5.4731 | 5
27361 | 8.75 | 1 | 2019-12-31 | 2020-12-31 | 365 | 10.2328 | 10
32146 | 5.2 | 1 | 2019-12-31 | 2020-12-31 | 365 | 6.0812 | 6
29920 | 6.5 | 1 | 2019-12-31 | 2020-12-31 | 365 | 7.6015 | 7
16930 | 10.455 | 1 | 2019-12-31 | 2020-12-31 | 365 | 12.2267 | 12
20722 | 3.64 | 1 | 2019-12-31 | 2020-12-31 | 365 | 4.2568 | 4
16720 | 5.2 | 1 | 2019-12-31 | 2020-12-31 | 365 | 6.0812 | 6
20951 | 12.22 | 1 | 2019-12-31 | 2020-12-31 | 365 | 14.2908 | 14
18387 | 13 | 1 | 2019-12-31 | 2020-12-31 | 365 | 15.203 | 15
27625 | 6.5 | 1 | 2019-12-31 | 2020-12-31 | 365 | 7.6015 | 7
36367 | 8.67 | 1 | 2019-12-31 | 2020-12-31 | 365 | 10.1392 | 10
31521 | 6.5 | 1 | 2019-12-31 | 2020-12-31 | 365 | 7.6015 | 7
31444 | 5.98 | 1 | 2019-12-31 | 2020-12-31 | 365 | 6.9934 | 6
18630 | 5.2 | 1 | 2019-12-31 | 2020-12-31 | 365 | 6.0812 | 6
31451 | 7.02 | 1 | 2019-12-31 | 2020-12-31 | 365 | 8.2096 | 8
31513 | 6.76 | 1 | 2019-12-31 | 2020-12-31 | 365 | 7.9055 | 7
31464 | 13.78 | 1 | 2019-12-31 | 2020-12-31 | 365 | 16.1152 | 16
30225 | 9.36 | 1 | 2019-12-31 | 2020-12-31 | 365 | 10.9461 | 10
27944 | 9.62 | 1 | 2019-12-31 | 2020-12-31 | 365 | 11.2502 | 11
32129 | 4.68 | 1 | 2019-12-31 | 2020-12-31 | 365 | 5.4731 | 5
32422 | 6.76 | 1 | 2019-12-31 | 2020-12-31 | 365 | 7.9055 | 7
32198 | 7.54 | 1 | 2019-12-31 | 2020-12-31 | 365 | 8.8177 | 8
24719 | 4.59 | 1 | 2019-12-31 | 2020-12-31 | 365 | 5.3678 | 5
32197 | 5.72 | 1 | 2019-12-31 | 2020-12-31 | 365 | 6.6893 | 6
26981 | 7.28 | 1 | 2019-12-31 | 2020-12-31 | 365 | 8.5137 | 8
30229 | 4.68 | 1 | 2019-12-31 | 2020-12-31 | 365 | 5.4731 | 5
32191 | 4.16 | 1 | 2019-12-31 | 2020-12-31 | 365 | 4.865 | 4
32169 | 5.98 | 1 | 2019-12-31 | 2020-12-31 | 365 | 6.9934 | 6
32249 | 11.18 | 1 | 2019-12-31 | 2020-12-31 | 365 | 13.0746 | 13
26932 | 5.75 | 1 | 2019-12-31 | 2020-12-31 | 365 | 6.7244 | 6
32142 | 8.84 | 1 | 2019-12-31 | 2020-12-31 | 365 | 10.338 | 10
32271 | 5.2 | 1 | 2019-12-31 | 2020-12-31 | 365 | 6.0812 | 6
32203 | 8.32 | 1 | 2019-12-31 | 2020-12-31 | 365 | 9.7299 | 9
46706 | 4.68 | 1 | 2019-12-31 | 2020-12-31 | 365 | 5.4731 | 5
32215 | 13 | 1 | 2019-12-31 | 2020-12-31 | 365 | 15.203 | 15
27171 | 7.8 | 1 | 2019-12-31 | 2020-12-31 | 365 | 9.1218 | 9
31000 | 10.4 | 1 | 2019-12-31 | 2020-12-31 | 365 | 12.1624 | 12
31941 | 4.42 | 1 | 2019-12-31 | 2020-12-31 | 365 | 5.169 | 5
32155 | 4.68 | 1 | 2019-12-31 | 2020-12-31 | 365 | 5.4731 | 5
27269 | 4.42 | 1 | 2019-12-31 | 2020-12-31 | 365 | 5.169 | 5
32136 | 4.16 | 1 | 2019-12-31 | 2020-12-31 | 365 | 4.865 | 4
47726 | 4.94 | 1 | 2019-12-31 | 2020-12-31 | 365 | 5.7771 | 5
47344 | 8.06 | 1 | 2019-12-31 | 2020-12-31 | 365 | 9.4258 | 9
47733 | 4.16 | 1 | 2019-12-31 | 2020-12-31 | 365 | 4.865 | 4
32246 | 6.5 | 1 | 2019-12-31 | 2020-12-31 | 365 | 7.6015 | 7
32130 | 9.36 | 1 | 2019-12-31 | 2020-12-31 | 365 | 10.9461 | 10
47393 | 5.2 | 1 | 2019-12-31 | 2020-12-31 | 365 | 6.0812 | 6
32153 | 11.18 | 1 | 2019-12-31 | 2020-12-31 | 365 | 13.0746 | 13
31770 | 8.58 | 1 | 2019-12-31 | 2020-12-31 | 365 | 10.034 | 10
32173 | 11.18 | 1 | 2019-12-31 | 2020-12-31 | 365 | 13.0746 | 13
30995 | 3.9 | 1 | 2019-12-31 | 2020-12-31 | 365 | 4.5609 | 4
32219 | 5.72 | 1 | 2019-12-31 | 2020-12-31 | 365 | 6.6893 | 6
32372 | 9.88 | 1 | 2019-12-31 | 2020-12-31 | 365 | 11.5543 | 11
32564 | 9.62 | 1 | 2019-12-31 | 2020-12-31 | 365 | 11.2502 | 11
32400 | 13 | 1 | 2019-12-31 | 2020-12-31 | 365 | 15.203 | 15
25653 | 12.22 | 1 | 2019-12-31 | 2020-12-31 | 365 | 14.2908 | 14
32332 | 4.42 | 1 | 2019-12-31 | 2020-12-31 | 365 | 5.169 | 5
47786 | 7.28 | 1 | 2019-12-31 | 2020-12-31 | 365 | 8.5137 | 8
30832 | 7.28 | 1 | 2019-12-31 | 2020-12-31 | 365 | 8.5137 | 8
47448 | 10.4 | 1 | 2019-12-31 | 2020-12-31 | 365 | 12.1624 | 12
32500 | 6.24 | 1 | 2019-12-31 | 2020-12-31 | 365 | 7.2974 | 7
31684 | 8.58 | 1 | 2019-12-31 | 2020-12-31 | 365 | 10.034 | 10
32566 | 6.5 | 1 | 2019-12-31 | 2020-12-31 | 365 | 7.6015 | 7
47422 | 4.68 | 1 | 2019-12-31 | 2020-12-31 | 365 | 5.4731 | 5
32411 | 7.54 | 1 | 2019-12-31 | 2020-12-31 | 365 | 8.8177 | 8
32828 | 11.44 | 1 | 2019-12-31 | 2020-12-31 | 365 | 13.3786 | 13
44594 | 7.28 | 1 | 2019-12-31 | 2020-12-31 | 365 | 8.5137 | 8
32490 | 5.72 | 1 | 2019-12-31 | 2020-12-31 | 365 | 6.6893 | 6
31686 | 9.88 | 1 | 2019-12-31 | 2020-12-31 | 365 | 11.5543 | 11
24258 | 13.26 | 1 | 2019-12-31 | 2020-12-31 | 365 | 15.507 | 15
32658 | 6.24 | 1 | 2019-12-31 | 2020-12-31 | 365 | 7.2974 | 7
32652 | 4.94 | 1 | 2019-12-31 | 2020-12-31 | 365 | 5.7771 | 5
32424 | 5.98 | 1 | 2019-12-31 | 2020-12-31 | 365 | 6.9934 | 6
32518 | 8.06 | 1 | 2019-12-31 | 2020-12-31 | 365 | 9.4258 | 9
24243 | 7.54 | 1 | 2019-12-31 | 2020-12-31 | 365 | 8.8177 | 8
33252 | 8.06 | 1 | 2019-12-31 | 2020-12-31 | 365 | 9.4258 | 9
48013 | 7.54 | 1 | 2019-12-31 | 2020-12-31 | 365 | 8.8177 | 8
32713 | 11.18 | 1 | 2019-12-31 | 2020-12-31 | 365 | 13.0746 | 13
33129 | 8.84 | 1 | 2019-12-31 | 2020-12-31 | 365 | 10.338 | 10
32811 | 5.72 | 1 | 2019-12-31 | 2020-12-31 | 365 | 6.6893 | 6
31884 | 8.58 | 1 | 2019-12-31 | 2020-12-31 | 365 | 10.034 | 10
32719 | 7.28 | 1 | 2019-12-31 | 2020-12-31 | 365 | 8.5137 | 8
29627 | 4.94 | 1 | 2019-12-31 | 2020-12-31 | 365 | 5.7771 | 5
32086 | 13.26 | 1 | 2019-12-31 | 2020-12-31 | 365 | 15.507 | 15
47391 | 8.32 | 1 | 2019-12-31 | 2020-12-31 | 365 | 9.7299 | 9
32918 | 7.8 | 1 | 2019-12-31 | 2020-12-31 | 365 | 9.1218 | 9
33088 | 9.1 | 1 | 2019-12-31 | 2020-12-31 | 365 | 10.6421 | 10
32656 | 7.28 | 1 | 2019-12-31 | 2020-12-31 | 365 | 8.5137 | 8
32325 | 4.42 | 1 | 2019-12-31 | 2020-12-31 | 365 | 5.169 | 5
47958 | 4.94 | 1 | 2019-12-31 | 2020-12-31 | 365 | 5.7771 | 5
32756 | 12.74 | 1 | 2019-12-31 | 2020-12-31 | 365 | 14.8989 | 14
47348 | 11.44 | 1 | 2019-12-31 | 2020-12-31 | 365 | 13.3786 | 13
37097 | 9.88 | 1 | 2019-12-31 | 2020-12-31 | 365 | 11.5543 | 11
36514 | 7.54 | 1 | 2019-12-31 | 2020-12-31 | 365 | 8.8177 | 8
37738 | 6.5 | 1 | 2019-12-31 | 2020-12-31 | 365 | 7.6015 | 7
37085 | 11.18 | 1 | 2019-12-31 | 2020-12-31 | 365 | 13.0746 | 13
36688 | 4.19 | 1 | 2019-12-31 | 2020-12-31 | 365 | 4.9 | 4
37413 | 5.72 | 1 | 2019-12-31 | 2020-12-31 | 365 | 6.6893 | 6
35584 | 8.32 | 1 | 2019-12-31 | 2020-12-31 | 365 | 9.7299 | 9
37018 | 5.72 | 1 | 2019-12-31 | 2020-12-31 | 365 | 6.6893 | 6
23314 | 9.36 | 1 | 2019-12-31 | 2020-12-31 | 365 | 10.9461 | 10
32072 | 7.28 | 1 | 2019-12-31 | 2020-12-31 | 365 | 8.5137 | 8
34402 | 4.68 | 1 | 2019-12-31 | 2020-12-31 | 365 | 5.4731 | 5
47989 | 5.2 | 1 | 2019-12-31 | 2020-12-31 | 365 | 6.0812 | 6
34278 | 5.72 | 1 | 2019-12-31 | 2020-12-31 | 365 | 6.6893 | 6
48344 | 4.94 | 1 | 2019-12-31 | 2020-12-31 | 365 | 5.7771 | 5
34100 | 8.58 | 1 | 2019-12-31 | 2020-12-31 | 365 | 10.034 | 10
32335 | 8.58 | 1 | 2019-12-31 | 2020-12-31 | 365 | 10.034 | 10
47738 | 7.905 | 1 | 2019-12-31 | 2020-12-31 | 365 | 9.2446 | 9
48341 | 5.2 | 1 | 2019-12-31 | 2020-12-31 | 365 | 6.0812 | 6
32338 | 4.68 | 1 | 2019-12-31 | 2020-12-31 | 365 | 5.4731 | 5
34289 | 4.68 | 1 | 2019-12-31 | 2020-12-31 | 365 | 5.4731 | 5
34319 | 12.22 | 1 | 2019-12-31 | 2020-12-31 | 365 | 14.2908 | 14
42906 | 6.24 | 1 | 2019-12-31 | 2020-12-31 | 365 | 7.2974 | 7
33744 | 7.28 | 1 | 2019-12-31 | 2020-12-31 | 365 | 8.5137 | 8
32449 | 5.46 | 1 | 2019-12-31 | 2020-12-31 | 365 | 6.3853 | 6
31398 | 13 | 1 | 2019-12-31 | 2020-12-31 | 365 | 15.203 | 15
33295 | 4.42 | 1 | 2019-12-31 | 2020-12-31 | 365 | 5.169 | 5
32716 | 7.8 | 1 | 2019-12-31 | 2020-12-31 | 365 | 9.1218 | 9
33543 | 8.06 | 1 | 2019-12-31 | 2020-12-31 | 365 | 9.4258 | 9
34188 | 5.98 | 1 | 2019-12-31 | 2020-12-31 | 365 | 6.9934 | 6
48343 | 5.865 | 1 | 2019-12-31 | 2020-12-31 | 365 | 6.8589 | 6
33510 | 8.58 | 1 | 2019-12-31 | 2020-12-31 | 365 | 10.034 | 10
34123 | 7.02 | 1 | 2019-12-31 | 2020-12-31 | 365 | 8.2096 | 8
34082 | 7.02 | 1 | 2019-12-31 | 2020-12-31 | 365 | 8.2096 | 8
33564 | 2.86 | 1 | 2019-12-31 | 2020-12-31 | 365 | 3.3447 | 3
32295 | 7.28 | 1 | 2019-12-31 | 2020-12-31 | 365 | 8.5137 | 8
32709 | 4.94 | 1 | 2019-12-31 | 2020-12-31 | 365 | 5.7771 | 5
33311 | 5.2 | 1 | 2019-12-31 | 2020-12-31 | 365 | 6.0812 | 6
32675 | 8.84 | 1 | 2019-12-31 | 2020-12-31 | 365 | 10.338 | 10
32343 | 7.54 | 1 | 2019-12-31 | 2020-12-31 | 365 | 8.8177 | 8
34310 | 10.14 | 1 | 2019-12-31 | 2020-12-31 | 365 | 11.8583 | 11
33607 | 4.68 | 1 | 2019-12-31 | 2020-12-31 | 365 | 5.4731 | 5
33778 | 5.72 | 1 | 2019-12-31 | 2020-12-31 | 365 | 6.6893 | 6
37109 | 5.72 | 1 | 2019-12-31 | 2020-12-31 | 365 | 6.6893 | 6
32812 | 8.58 | 1 | 2019-12-31 | 2020-12-31 | 365 | 10.034 | 10
32947 | 10.4 | 1 | 2019-12-31 | 2020-12-31 | 365 | 12.1624 | 12
48361 | 4.42 | 1 | 2019-12-31 | 2020-12-31 | 365 | 5.169 | 5
33227 | 4.94 | 1 | 2019-12-31 | 2020-12-31 | 365 | 5.7771 | 5
32950 | 4.16 | 1 | 2019-12-31 | 2020-12-31 | 365 | 4.865 | 4
33317 | 8.58 | 1 | 2019-12-31 | 2020-12-31 | 365 | 10.034 | 10
34277 | 3.12 | 1 | 2019-12-31 | 2020-12-31 | 365 | 3.6487 | 3
33491 | 9.88 | 1 | 2019-12-31 | 2020-12-31 | 365 | 11.5543 | 11
35850 | 7.54 | 1 | 2019-12-31 | 2020-12-31 | 365 | 8.8177 | 8
35618 | 8.32 | 1 | 2019-12-31 | 2020-12-31 | 365 | 9.7299 | 9
34077 | 6.76 | 1 | 2019-12-31 | 2020-12-31 | 365 | 7.9055 | 7
36976 | 4.16 | 1 | 2019-12-31 | 2020-12-31 | 365 | 4.865 | 4
36926 | 7.28 | 1 | 2019-12-31 | 2020-12-31 | 365 | 8.5137 | 8
34444 | 4.94 | 1 | 2019-12-31 | 2020-12-31 | 365 | 5.7771 | 5
33528 | 7.02 | 1 | 2019-12-31 | 2020-12-31 | 365 | 8.2096 | 8
37118 | 10.14 | 1 | 2019-12-31 | 2020-12-31 | 365 | 11.8583 | 11
34405 | 3.38 | 1 | 2019-12-31 | 2020-12-31 | 365 | 3.9528 | 3
34221 | 7.28 | 1 | 2019-12-31 | 2020-12-31 | 365 | 8.5137 | 8
34395 | 5.46 | 1 | 2019-12-31 | 2020-12-31 | 365 | 6.3853 | 6
38360 | 4.42 | 1 | 2019-12-31 | 2020-12-31 | 365 | 5.169 | 5
35882 | 5.98 | 1 | 2019-12-31 | 2020-12-31 | 365 | 6.9934 | 6
36931 | 6.5 | 1 | 2019-12-31 | 2020-12-31 | 365 | 7.6015 | 7
34426 | 2.6 | 1 | 2019-12-31 | 2020-12-31 | 365 | 3.0406 | 3
33493 | 7.28 | 1 | 2019-12-31 | 2020-12-31 | 365 | 8.5137 | 8
32610 | 7.28 | 1 | 2019-12-31 | 2020-12-31 | 365 | 8.5137 | 8
48366 | 3.64 | 1 | 2019-12-31 | 2020-12-31 | 365 | 4.2568 | 4
35980 | 7.8 | 1 | 2019-12-31 | 2020-12-31 | 365 | 9.1218 | 9
37106 | 3.38 | 1 | 2019-12-31 | 2020-12-31 | 365 | 3.9528 | 3
32640 | 5.98 | 1 | 2019-12-31 | 2020-12-31 | 365 | 6.9934 | 6
38809 | 6.76 | 1 | 2019-12-31 | 2020-12-31 | 365 | 7.9055 | 7
37753 | 5.98 | 1 | 2019-12-31 | 2020-12-31 | 365 | 6.9934 | 6
34388 | 4.42 | 1 | 2019-12-31 | 2020-12-31 | 365 | 5.169 | 5
37733 | 6.76 | 1 | 2019-12-31 | 2020-12-31 | 365 | 7.9055 | 7
40967 | 9.36 | 1 | 2019-12-31 | 2020-12-31 | 365 | 10.9461 | 10
33653 | 8.32 | 1 | 2019-12-31 | 2020-12-31 | 365 | 9.7299 | 9
39148 | 3.315 | 1 | 2019-12-31 | 2020-12-31 | 365 | 3.8768 | 3
32433 | 13 | 1 | 2019-12-31 | 2020-12-31 | 365 | 15.203 | 15
32267 | 13 | 1 | 2019-12-31 | 2020-12-31 | 365 | 15.203 | 15
36947 | 12.74 | 1 | 2019-12-31 | 2020-12-31 | 365 | 14.8989 | 14
33216 | 5.46 | 1 | 2019-12-31 | 2020-12-31 | 365 | 6.3853 | 6
31671 | 5.2 | 1 | 2019-12-31 | 2020-12-31 | 365 | 6.0812 | 6
33278 | 9.36 | 1 | 2019-12-31 | 2020-12-31 | 365 | 10.9461 | 10
38949 | 4.42 | 1 | 2019-12-31 | 2020-12-31 | 365 | 5.169 | 5
35561 | 10.66 | 1 | 2019-12-31 | 2020-12-31 | 365 | 12.4664 | 12
37765 | 4.68 | 1 | 2019-12-31 | 2020-12-31 | 365 | 5.4731 | 5
28087 | 6.24 | 1 | 2019-12-31 | 2020-12-31 | 365 | 7.2974 | 7
38886 | 4.42 | 1 | 2019-12-31 | 2020-12-31 | 365 | 5.169 | 5
48426 | 2.6 | 1 | 2019-12-31 | 2020-12-31 | 365 | 3.0406 | 3
41691 | 4.42 | 1 | 2019-12-31 | 2020-12-31 | 365 | 5.169 | 5
37091 | 14.535 | 1 | 2019-12-31 | 2020-12-31 | 365 | 16.9981 | 16
37970 | 6.5 | 1 | 2019-12-31 | 2020-12-31 | 365 | 7.6015 | 7
39157 | 9.62 | 1 | 2019-12-31 | 2020-12-31 | 365 | 11.2502 | 11
37781 | 8.58 | 1 | 2019-12-31 | 2020-12-31 | 365 | 10.034 | 10
48415 | 7.02 | 1 | 2019-12-31 | 2020-12-31 | 365 | 8.2096 | 8
28827 | 9.36 | 1 | 2019-12-31 | 2020-12-31 | 365 | 10.9461 | 10
38526 | 4.68 | 1 | 2019-12-31 | 2020-12-31 | 365 | 5.4731 | 5
43099 | 3.9 | 1 | 2019-12-31 | 2020-12-31 | 365 | 4.5609 | 4
37983 | 5.2 | 1 | 2019-12-31 | 2020-12-31 | 365 | 6.0812 | 6
39326 | 8.32 | 1 | 2019-12-31 | 2020-12-31 | 365 | 9.7299 | 9
41264 | 6.5 | 1 | 2019-12-31 | 2020-12-31 | 365 | 7.6015 | 7
40966 | 6.24 | 1 | 2019-12-31 | 2020-12-31 | 365 | 7.2974 | 7
40994 | 3.9 | 1 | 2019-12-31 | 2020-12-31 | 365 | 4.5609 | 4
48432 | 3.64 | 1 | 2019-12-31 | 2020-12-31 | 365 | 4.2568 | 4
41101 | 11.96 | 1 | 2019-12-31 | 2020-12-31 | 365 | 13.9867 | 13
39294 | 9.1 | 1 | 2019-12-31 | 2020-12-31 | 365 | 10.6421 | 10
36972 | 6.24 | 1 | 2019-12-31 | 2020-12-31 | 365 | 7.2974 | 7
44269 | 2.6 | 1 | 2019-12-31 | 2020-12-31 | 365 | 3.0406 | 3
44541 | 3.38 | 1 | 2019-12-31 | 2020-12-31 | 365 | 3.9528 | 3
48488 | 4.16 | 1 | 2019-12-31 | 2020-12-31 | 365 | 4.865 | 4
27221 | 7.54 | 1 | 2019-12-31 | 2020-12-31 | 365 | 8.8177 | 8
44973 | 4.16 | 1 | 2019-12-31 | 2020-12-31 | 365 | 4.865 | 4
43722 | 9.36 | 1 | 2019-12-31 | 2020-12-31 | 365 | 10.9461 | 10
44684 | 5.46 | 1 | 2019-12-31 | 2020-12-31 | 365 | 6.3853 | 6
39143 | 3.64 | 1 | 2019-12-31 | 2020-12-31 | 365 | 4.2568 | 4
39346 | 8.32 | 1 | 2019-12-31 | 2020-12-31 | 365 | 9.7299 | 9
45322 | 7.8 | 1 | 2019-12-31 | 2020-12-31 | 365 | 9.1218 | 9
44949 | 4.94 | 1 | 2019-12-31 | 2020-12-31 | 365 | 5.7771 | 5
41002 | 5.72 | 1 | 2019-12-31 | 2020-12-31 | 365 | 6.6893 | 6
45438 | 3.9 | 1 | 2019-12-31 | 2020-12-31 | 365 | 4.5609 | 4
26758 | 12.22 | 1 | 2019-12-31 | 2020-12-31 | 365 | 14.2908 | 14
31895 | 5.72 | 1 | 2019-12-31 | 2020-12-31 | 365 | 6.6893 | 6
44584 | 6.5 | 1 | 2019-12-31 | 2020-12-31 | 365 | 7.6015 | 7
36730 | 6.24 | 1 | 2019-12-31 | 2020-12-31 | 365 | 7.2974 | 7
39301 | 7.54 | 1 | 2019-12-31 | 2020-12-31 | 365 | 8.8177 | 8
38491 | 9.69 | 1 | 2019-12-31 | 2020-12-31 | 365 | 11.3321 | 11
38041 | 5.2 | 1 | 2019-12-31 | 2020-12-31 | 365 | 6.0812 | 6
44559 | 5.98 | 1 | 2019-12-31 | 2020-12-31 | 365 | 6.9934 | 6
42942 | 4.16 | 1 | 2019-12-31 | 2020-12-31 | 365 | 4.865 | 4
34451 | 2.86 | 1 | 2019-12-31 | 2020-12-31 | 365 | 3.3447 | 3
48670 | 4.16 | 1 | 2019-12-31 | 2020-12-31 | 365 | 4.865 | 4
44591 | 8.06 | 1 | 2019-12-31 | 2020-12-31 | 365 | 9.4258 | 9
36678 | 8.84 | 1 | 2019-12-31 | 2020-12-31 | 365 | 10.338 | 10
48397 | 4.68 | 1 | 2019-12-31 | 2020-12-31 | 365 | 5.4731 | 5
48645 | 6.24 | 1 | 2019-12-31 | 2020-12-31 | 365 | 7.2974 | 7
31888 | 5.98 | 1 | 2019-12-31 | 2020-12-31 | 365 | 6.9934 | 6
44678 | 7.54 | 1 | 2019-12-31 | 2020-12-31 | 365 | 8.8177 | 8
24332 | 13 | 1 | 2019-12-31 | 2020-12-31 | 365 | 15.203 | 15
44127 | 4.68 | 1 | 2019-12-31 | 2020-12-31 | 365 | 5.4731 | 5
48629 | 4.68 | 1 | 2019-12-31 | 2020-12-31 | 365 | 5.4731 | 5
41654 | 9.1 | 1 | 2019-12-31 | 2020-12-31 | 365 | 10.6421 | 10
39003 | 6.5 | 1 | 2019-12-31 | 2020-12-31 | 365 | 7.6015 | 7
33546 | 7.28 | 1 | 2019-12-31 | 2020-12-31 | 365 | 8.5137 | 8
43669 | 9.62 | 1 | 2019-12-31 | 2020-12-31 | 365 | 11.2502 | 11
48615 | 8.06 | 1 | 2019-12-31 | 2020-12-31 | 365 | 9.4258 | 9
41626 | 8.58 | 1 | 2019-12-31 | 2020-12-31 | 365 | 10.034 | 10
44150 | 5.2 | 1 | 2019-12-31 | 2020-12-31 | 365 | 6.0812 | 6
43283 | 4.16 | 1 | 2019-12-31 | 2020-12-31 | 365 | 4.865 | 4
32282 | 10.4 | 1 | 2019-12-31 | 2020-12-31 | 365 | 12.1624 | 12
48735 | 3.64 | 1 | 2019-12-31 | 2020-12-31 | 365 | 4.2568 | 4
48643 | 4.94 | 1 | 2019-12-31 | 2020-12-31 | 365 | 5.7771 | 5
41730 | 5.98 | 1 | 2019-12-31 | 2020-12-31 | 365 | 6.9934 | 6
48733 | 4.94 | 1 | 2019-12-31 | 2020-12-31 | 365 | 5.7771 | 5
43289 | 13 | 1 | 2019-12-31 | 2020-12-31 | 365 | 15.203 | 15
48605 | 2.08 | 1 | 2019-12-31 | 2020-12-31 | 365 | 2.4325 | 2
48599 | 5.72 | 1 | 2019-12-31 | 2020-12-31 | 365 | 6.6893 | 6
45441 | 12.74 | 1 | 2019-12-31 | 2020-12-31 | 365 | 14.8989 | 14
48576 | 9.62 | 1 | 2019-12-31 | 2020-12-31 | 365 | 11.2502 | 11
48694 | 6.5 | 1 | 2019-12-31 | 2020-12-31 | 365 | 7.6015 | 7
48635 | 10.66 | 1 | 2019-12-31 | 2020-12-31 | 365 | 12.4664 | 12
48671 | 3.06 | 1 | 2019-12-31 | 2020-12-31 | 365 | 3.5785 | 3
48654 | 3.9 | 1 | 2019-12-31 | 2020-12-31 | 365 | 4.5609 | 4
31712 | 2.6 | 1 | 2019-12-31 | 2020-12-31 | 365 | 3.0406 | 3
25190 | 9.1 | 1 | 2019-12-31 | 2020-12-31 | 365 | 10.6421 | 10
47132 | 10.5 | 1 | 2019-12-31 | 2020-12-31 | 365 | 12.2793 | 12
31859 | 6.5 | 1 | 2019-12-31 | 2020-12-31 | 365 | 7.6015 | 7
23603 | 3.9 | 1 | 2019-12-31 | 2020-12-31 | 365 | 4.5609 | 4
23668 | 8.32 | 1 | 2019-12-31 | 2020-12-31 | 365 | 9.7299 | 9
23850 | 5.72 | 1 | 2019-12-31 | 2020-12-31 | 365 | 6.6893 | 6
23980 | 9.62 | 1 | 2019-12-31 | 2020-12-31 | 365 | 11.2502 | 11
23923 | 11.44 | 1 | 2019-12-31 | 2020-12-31 | 365 | 13.3786 | 13
32352 | 5.2 | 1 | 2019-12-31 | 2020-12-31 | 365 | 6.0812 | 6
31663 | 5.2 | 1 | 2019-12-31 | 2020-12-31 | 365 | 6.0812 | 6
24050 | 7.02 | 1 | 2019-12-31 | 2020-12-31 | 365 | 8.2096 | 8
28125 | 7.02 | 1 | 2019-12-31 | 2020-12-31 | 365 | 8.2096 | 8
31714 | 5.46 | 1 | 2019-12-31 | 2020-12-31 | 365 | 6.3853 | 6
25192 | 7.28 | 1 | 2019-12-31 | 2020-12-31 | 365 | 8.5137 | 8
46566 | 6.76 | 1 | 2019-12-31 | 2020-12-31 | 365 | 7.9055 | 7
46597 | 5.98 | 1 | 2019-12-31 | 2020-12-31 | 365 | 6.9934 | 6
25222 | 5.72 | 1 | 2019-12-31 | 2020-12-31 | 365 | 6.6893 | 6
28560 | 6.76 | 1 | 2019-12-31 | 2020-12-31 | 365 | 7.9055 | 7
25536 | 5.98 | 1 | 2019-12-31 | 2020-12-31 | 365 | 6.9934 | 6
25331 | 9.36 | 1 | 2019-12-31 | 2020-12-31 | 365 | 10.9461 | 10
26710 | 4.68 | 1 | 2019-12-31 | 2020-12-31 | 365 | 5.4731 | 5
27920 | 5.72 | 1 | 2019-12-31 | 2020-12-31 | 365 | 6.6893 | 6
32535 | 10.92 | 1 | 2019-12-31 | 2020-12-31 | 365 | 12.7705 | 12
46568 | 3.9 | 1 | 2019-12-31 | 2020-12-31 | 365 | 4.5609 | 4
32551 | 6.24 | 1 | 2019-12-31 | 2020-12-31 | 365 | 7.2974 | 7
32582 | 8.58 | 1 | 2019-12-31 | 2020-12-31 | 365 | 10.034 | 10
32587 | 4.94 | 1 | 2019-12-31 | 2020-12-31 | 365 | 5.7771 | 5
45445 | 9.36 | 1 | 2019-12-31 | 2020-12-31 | 365 | 10.9461 | 10
32655 | 5.46 | 1 | 2019-12-31 | 2020-12-31 | 365 | 6.3853 | 6
33121 | 3.12 | 1 | 2019-12-31 | 2020-12-31 | 365 | 3.6487 | 3
33775 | 4.94 | 1 | 2019-12-31 | 2020-12-31 | 365 | 5.7771 | 5
13758 | 8.67 | 1 | 2019-12-31 | 2020-12-31 | 365 | 10.1392 | 10
31627 | 3.9 | 1 | 2019-12-31 | 2020-12-31 | 365 | 4.5609 | 4
44117 | 4.68 | 1 | 2019-12-31 | 2020-12-31 | 365 | 5.4731 | 5
44021 | 7.54 | 1 | 2019-12-31 | 2020-12-31 | 365 | 8.8177 | 8
32922 | 4.68 | 1 | 2019-12-31 | 2020-12-31 | 365 | 5.4731 | 5
27500 | 4.845 | 1 | 2019-12-31 | 2020-12-31 | 365 | 5.666 | 5
43657 | 13 | 1 | 2019-12-31 | 2020-12-31 | 365 | 15.203 | 15
32115 | 10.92 | 1 | 2019-12-31 | 2020-12-31 | 365 | 12.7705 | 12
31013 | 8.58 | 1 | 2019-12-31 | 2020-12-31 | 365 | 10.034 | 10
48790 | 12.22 | 1 | 2019-12-31 | 2020-12-31 | 365 | 14.2908 | 14
48781 | 7.28 | 1 | 2019-12-31 | 2020-12-31 | 365 | 8.5137 | 8
29228 | 6.76 | 1 | 2019-12-31 | 2020-12-31 | 365 | 7.9055 | 7
48649 | 8.58 | 1 | 2019-12-31 | 2020-12-31 | 365 | 10.034 | 10
44940 | 9.62 | 1 | 2019-12-31 | 2020-12-31 | 365 | 11.2502 | 11
48712 | 9.1 | 1 | 2019-12-31 | 2020-12-31 | 365 | 10.6421 | 10
48701 | 4.42 | 1 | 2019-12-31 | 2020-12-31 | 365 | 5.169 | 5
48693 | 4.68 | 1 | 2019-12-31 | 2020-12-31 | 365 | 5.4731 | 5
48729 | 8.84 | 1 | 2019-12-31 | 2020-12-31 | 365 | 10.338 | 10
44239 | 6.76 | 1 | 2019-12-31 | 2020-12-31 | 365 | 7.9055 | 7
48771 | 5.72 | 1 | 2019-12-31 | 2020-12-31 | 365 | 6.6893 | 6
48772 | 6.24 | 1 | 2019-12-31 | 2020-12-31 | 365 | 7.2974 | 7
48766 | 7.28 | 1 | 2019-12-31 | 2020-12-31 | 365 | 8.5137 | 8
41636 | 2.34 | 1 | 2019-12-31 | 2020-12-31 | 365 | 2.7365 | 2
48655 | 4.16 | 1 | 2019-12-31 | 2020-12-31 | 365 | 4.865 | 4
48623 | 11.7 | 1 | 2019-12-31 | 2020-12-31 | 365 | 13.6827 | 13
48590 | 5.2 | 1 | 2019-12-31 | 2020-12-31 | 365 | 6.0812 | 6
48595 | 6.24 | 1 | 2019-12-31 | 2020-12-31 | 365 | 7.2974 | 7
48390 | 5.46 | 1 | 2019-12-31 | 2020-12-31 | 365 | 6.3853 | 6
40975 | 5.2 | 1 | 2019-12-31 | 2020-12-31 | 365 | 6.0812 | 6
38929 | 5.2 | 1 | 2019-12-31 | 2020-12-31 | 365 | 6.0812 | 6
32178 | 9.36 | 1 | 2019-12-31 | 2020-12-31 | 365 | 10.9461 | 10
43258 | 7.28 | 1 | 2019-12-31 | 2020-12-31 | 365 | 8.5137 | 8
32247 | 8.32 | 1 | 2019-12-31 | 2020-12-31 | 365 | 9.7299 | 9
32212 | 7.28 | 1 | 2019-12-31 | 2020-12-31 | 365 | 8.5137 | 8
29631 | 7.54 | 1 | 2019-12-31 | 2020-12-31 | 365 | 8.8177 | 8
31939 | 5.72 | 1 | 2019-12-31 | 2020-12-31 | 365 | 6.6893 | 6
31938 | 4.42 | 1 | 2019-12-31 | 2020-12-31 | 365 | 5.169 | 5
26990 | 7.28 | 1 | 2019-12-31 | 2020-12-31 | 365 | 8.5137 | 8
31833 | 6.5 | 1 | 2019-12-31 | 2020-12-31 | 365 | 7.6015 | 7
31742 | 5.46 | 1 | 2019-12-31 | 2020-12-31 | 365 | 6.3853 | 6
24173 | 5.46 | 1 | 2019-12-31 | 2020-12-31 | 365 | 6.3853 | 6
23853 | 10.66 | 1 | 2019-12-31 | 2020-12-31 | 365 | 12.4664 | 12
22394 | 4.16 | 1 | 2019-12-31 | 2020-12-31 | 365 | 4.865 | 4
48815 | 10.14 | 1 | 2019-12-31 | 2020-12-31 | 365 | 11.8583 | 11
48803 | 3.12 | 1 | 2019-12-31 | 2020-12-31 | 365 | 3.6487 | 3
32562 | 4.42 | 1 | 2019-12-31 | 2020-12-31 | 365 | 5.169 | 5
48795 | 6.24 | 1 | 2019-12-31 | 2020-12-31 | 365 | 7.2974 | 7
34420 | 4.42 | 1 | 2019-12-31 | 2020-12-31 | 365 | 5.169 | 5
48661 | 6.24 | 1 | 2019-12-31 | 2020-12-31 | 365 | 7.2974 | 7
48505 | 5.72 | 1 | 2019-12-31 | 2020-12-31 | 365 | 6.6893 | 6
36873 | 3.38 | 1 | 2019-12-31 | 2020-12-31 | 365 | 3.9528 | 3
33287 | 4.42 | 1 | 2019-12-31 | 2020-12-31 | 365 | 5.169 | 5
32413 | 9.36 | 1 | 2019-12-31 | 2020-12-31 | 365 | 10.9461 | 10
41892 | 7.28 | 1 | 2019-12-31 | 2020-12-31 | 365 | 8.5137 | 8
48650 | 2.34 | 1 | 2019-12-31 | 2020-12-31 | 365 | 2.7365 | 2
32945 | 9.88 | 1 | 2019-12-31 | 2020-12-31 | 365 | 11.5543 | 11
48920 | 5.98 | 1 | 2019-12-31 | 2020-12-31 | 365 | 6.9934 | 6
48935 | 7.02 | 1 | 2019-12-31 | 2020-12-31 | 365 | 8.2096 | 8
48932 | 5.2 | 1 | 2019-12-31 | 2020-12-31 | 365 | 6.0812 | 6
48934 | 4.94 | 1 | 2019-12-31 | 2020-12-31 | 365 | 5.7771 | 5
32736 | 4.94 | 1 | 2019-12-31 | 2020-12-31 | 365 | 5.7771 | 5
32501 | 9.1 | 1 | 2019-12-31 | 2020-12-31 | 365 | 10.6421 | 10
48952 | 4.16 | 1 | 2019-12-31 | 2020-12-31 | 365 | 4.865 | 4
33066 | 5.72 | 1 | 2019-12-31 | 2020-12-31 | 365 | 6.6893 | 6
48942 | 3.38 | 1 | 2019-12-31 | 2020-12-31 | 365 | 3.9528 | 3
39256 | 7.02 | 1 | 2019-12-31 | 2020-12-31 | 365 | 8.2096 | 8
48962 | 7.28 | 1 | 2019-12-31 | 2020-12-31 | 365 | 8.5137 | 8
31229 | 5.98 | 1 | 2019-12-31 | 2020-12-31 | 365 | 6.9934 | 6
32761 | 16.83 | 1 | 2019-12-31 | 2020-12-31 | 365 | 19.682 | 19
48947 | 3.9 | 1 | 2019-12-31 | 2020-12-31 | 365 | 4.5609 | 4
48898 | 11.44 | 1 | 2019-12-31 | 2020-12-31 | 365 | 13.3786 | 13
48943 | 11.18 | 1 | 2019-12-31 | 2020-12-31 | 365 | 13.0746 | 13
48625 | 5.72 | 1 | 2019-12-31 | 2020-12-31 | 365 | 6.6893 | 6
48987 | 8.58 | 1 | 2019-12-31 | 2020-12-31 | 365 | 10.034 | 10
48683 | 4.16 | 1 | 2019-12-31 | 2020-12-31 | 365 | 4.865 | 4
34367 | 9.36 | 1 | 2019-12-31 | 2020-12-31 | 365 | 10.9461 | 10
48726 | 6.5 | 1 | 2019-12-31 | 2020-12-31 | 365 | 7.6015 | 7
48953 | 9.88 | 1 | 2019-12-31 | 2020-12-31 | 365 | 11.5543 | 11
33497 | 4.68 | 1 | 2019-12-31 | 2020-12-31 | 365 | 5.4731 | 5
48923 | 2.6 | 1 | 2019-12-31 | 2020-12-31 | 365 | 3.0406 | 3
49001 | 7.28 | 1 | 2019-12-31 | 2020-12-31 | 365 | 8.5137 | 8
48659 | 4.68 | 1 | 2019-12-31 | 2020-12-31 | 365 | 5.4731 | 5
48702 | 15.08 | 1 | 2019-12-31 | 2020-12-31 | 365 | 17.6355 | 17
48631 | 10.4 | 1 | 2019-12-31 | 2020-12-31 | 365 | 12.1624 | 12
42878 | 2.34 | 1 | 2019-12-31 | 2020-12-31 | 365 | 2.7365 | 2
31391 | 3.38 | 1 | 2019-12-31 | 2020-12-31 | 365 | 3.9528 | 3
43677 | 10.14 | 1 | 2019-12-31 | 2020-12-31 | 365 | 11.8583 | 11
48922 | 12.22 | 1 | 2019-12-31 | 2020-12-31 | 365 | 14.2908 | 14
48913 | 11.18 | 1 | 2019-12-31 | 2020-12-31 | 365 | 13.0746 | 13
37837 | 4.94 | 1 | 2019-12-31 | 2020-12-31 | 365 | 5.7771 | 5
48912 | 11.18 | 1 | 2019-12-31 | 2020-12-31 | 365 | 13.0746 | 13
32666 | 9.1 | 1 | 2019-12-31 | 2020-12-31 | 365 | 10.6421 | 10
37851 | 6.76 | 1 | 2019-12-31 | 2020-12-31 | 365 | 7.9055 | 7
48933 | 4.68 | 1 | 2019-12-31 | 2020-12-31 | 365 | 5.4731 | 5
48906 | 4.94 | 1 | 2019-12-31 | 2020-12-31 | 365 | 5.7771 | 5
19931 | 8.67 | 1 | 2019-12-31 | 2020-12-31 | 365 | 10.1392 | 10
48709 | 6.76 | 1 | 2019-12-31 | 2020-12-31 | 365 | 7.9055 | 7
24164 | 4.94 | 1 | 2019-12-31 | 2020-12-31 | 365 | 5.7771 | 5
37817 | 6.76 | 1 | 2019-12-31 | 2020-12-31 | 365 | 7.9055 | 7
48908 | 7.54 | 1 | 2019-12-31 | 2020-12-31 | 365 | 8.8177 | 8
48925 | 8.84 | 1 | 2019-12-31 | 2020-12-31 | 365 | 10.338 | 10
26879 | 5.2 | 1 | 2019-12-31 | 2020-12-31 | 365 | 6.0812 | 6
48899 | 4.68 | 1 | 2019-12-31 | 2020-12-31 | 365 | 5.4731 | 5
48989 | 12.22 | 1 | 2019-12-31 | 2020-12-31 | 365 | 14.2908 | 14
47443 | 3.64 | 1 | 2019-12-31 | 2020-12-31 | 365 | 4.2568 | 4
48761 | 2.34 | 1 | 2019-12-31 | 2020-12-31 | 365 | 2.7365 | 2
47482 | 7.8 | 1 | 2019-12-31 | 2020-12-31 | 365 | 9.1218 | 9
48905 | 7.8 | 1 | 2019-12-31 | 2020-12-31 | 365 | 9.1218 | 9
32863 | 8.06 | 1 | 2019-12-31 | 2020-12-31 | 365 | 9.4258 | 9
48916 | 9.88 | 1 | 2019-12-31 | 2020-12-31 | 365 | 11.5543 | 11
48663 | 9.62 | 1 | 2019-12-31 | 2020-12-31 | 365 | 11.2502 | 11
32730 | 4.42 | 1 | 2019-12-31 | 2020-12-31 | 365 | 5.169 | 5
49012 | 5.46 | 1 | 2019-12-31 | 2020-12-31 | 365 | 6.3853 | 6
48948 | 5.98 | 1 | 2019-12-31 | 2020-12-31 | 365 | 6.9934 | 6
45750 | 11.7 | 1 | 2019-12-31 | 2020-12-31 | 365 | 13.6827 | 13
34394 | 4.94 | 1 | 2019-12-31 | 2020-12-31 | 365 | 5.7771 | 5
36837 | 3.38 | 1 | 2019-12-31 | 2020-12-31 | 365 | 3.9528 | 3
37740 | 7.28 | 1 | 2019-12-31 | 2020-12-31 | 365 | 8.5137 | 8
48975 | 6.5 | 1 | 2019-12-31 | 2020-12-31 | 365 | 7.6015 | 7
27864 | 5.355 | 1 | 2019-12-31 | 2020-12-31 | 365 | 6.2625 | 6
33068 | 4.94 | 1 | 2019-12-31 | 2020-12-31 | 365 | 5.7771 | 5
24031 | 10.92 | 1 | 2019-12-31 | 2020-12-31 | 365 | 12.7705 | 12
25554 | 5.2 | 1 | 2019-12-31 | 2020-12-31 | 365 | 6.0812 | 6
32377 | 4.16 | 1 | 2019-12-31 | 2020-12-31 | 365 | 4.865 | 4
37398 | 8.06 | 1 | 2019-12-31 | 2020-12-31 | 365 | 9.4258 | 9
37767 | 4.94 | 1 | 2019-12-31 | 2020-12-31 | 365 | 5.7771 | 5
47973 | 3.64 | 1 | 2019-12-31 | 2020-12-31 | 365 | 4.2568 | 4
38045 | 5.72 | 1 | 2019-12-31 | 2020-12-31 | 365 | 6.6893 | 6
35950 | 5.72 | 1 | 2019-12-31 | 2020-12-31 | 365 | 6.6893 | 6
28074 | 7.65 | 1 | 2019-12-31 | 2020-12-31 | 365 | 8.9464 | 8
49078 | 2.86 | 1 | 2019-12-31 | 2020-12-31 | 365 | 3.3447 | 3
48597 | 5.2 | 1 | 2019-12-31 | 2020-12-31 | 365 | 6.0812 | 6
37867 | 2.08 | 1 | 2019-12-31 | 2020-12-31 | 365 | 2.4325 | 2
37942 | 3.64 | 1 | 2019-12-31 | 2020-12-31 | 365 | 4.2568 | 4
49099 | 13.26 | 1 | 2019-12-31 | 2020-12-31 | 365 | 15.507 | 15
44082 | 3.9 | 1 | 2019-12-31 | 2020-12-31 | 365 | 4.5609 | 4
32542 | 5.72 | 1 | 2019-12-31 | 2020-12-31 | 365 | 6.6893 | 6
48992 | 12.22 | 1 | 2019-12-31 | 2020-12-31 | 365 | 14.2908 | 14
48961 | 7.54 | 1 | 2019-12-31 | 2020-12-31 | 365 | 8.8177 | 8
49082 | 4.16 | 1 | 2019-12-31 | 2020-12-31 | 365 | 4.865 | 4
33135 | 6.5 | 1 | 2019-12-31 | 2020-12-31 | 365 | 7.6015 | 7
48964 | 7.54 | 1 | 2019-12-31 | 2020-12-31 | 365 | 8.8177 | 8
34085 | 9.1 | 1 | 2019-12-31 | 2020-12-31 | 365 | 10.6421 | 10
48983 | 3.12 | 1 | 2019-12-31 | 2020-12-31 | 365 | 3.6487 | 3
45709 | 5.2 | 1 | 2019-12-31 | 2020-12-31 | 365 | 6.0812 | 6
48486 | 9.1 | 1 | 2019-12-31 | 2020-12-31 | 365 | 10.6421 | 10
48999 | 7.54 | 1 | 2019-12-31 | 2020-12-31 | 365 | 8.8177 | 8
49010 | 3.64 | 1 | 2019-12-31 | 2020-12-31 | 365 | 4.2568 | 4
49007 | 12.48 | 1 | 2019-12-31 | 2020-12-31 | 365 | 14.5949 | 14
49018 | 5.98 | 1 | 2019-12-31 | 2020-12-31 | 365 | 6.9934 | 6
36938 | 6.5 | 1 | 2019-12-31 | 2020-12-31 | 365 | 7.6015 | 7
49050 | 8.58 | 1 | 2019-12-31 | 2020-12-31 | 365 | 10.034 | 10
37844 | 4.94 | 1 | 2019-12-31 | 2020-12-31 | 365 | 5.7771 | 5
49073 | 6.5 | 1 | 2019-12-31 | 2020-12-31 | 365 | 7.6015 | 7
49087 | 7.8 | 1 | 2019-12-31 | 2020-12-31 | 365 | 9.1218 | 9
49074 | 5.2 | 1 | 2019-12-31 | 2020-12-31 | 365 | 6.0812 | 6
38721 | 7.28 | 1 | 2019-12-31 | 2020-12-31 | 365 | 8.5137 | 8
37087 | 4.68 | 1 | 2019-12-31 | 2020-12-31 | 365 | 5.4731 | 5
49101 | 4.42 | 1 | 2019-12-31 | 2020-12-31 | 365 | 5.169 | 5
49103 | 4.42 | 1 | 2019-12-31 | 2020-12-31 | 365 | 5.169 | 5
37406 | 5.98 | 1 | 2019-12-31 | 2020-12-31 | 365 | 6.9934 | 6
49094 | 8.58 | 1 | 2019-12-31 | 2020-12-31 | 365 | 10.034 | 10
29179 | 7.28 | 1 | 2019-12-31 | 2020-12-31 | 365 | 8.5137 | 8
33779 | 4.42 | 1 | 2019-12-31 | 2020-12-31 | 365 | 5.169 | 5
41299 | 8.06 | 1 | 2019-12-31 | 2020-12-31 | 365 | 9.4258 | 9
29596 | 13 | 1 | 2019-12-31 | 2020-12-31 | 365 | 15.203 | 15
38906 | 21.06 | 1 | 2019-12-31 | 2020-12-31 | 365 | 24.6288 | 24
49117 | 13 | 1 | 2019-12-31 | 2020-12-31 | 365 | 15.203 | 15
41875 | 5.2 | 1 | 2019-12-31 | 2020-12-31 | 365 | 6.0812 | 6
37943 | 7.28 | 1 | 2019-12-31 | 2020-12-31 | 365 | 8.5137 | 8
43672 | 4.16 | 1 | 2019-12-31 | 2020-12-31 | 365 | 4.865 | 4
39307 | 11.18 | 1 | 2019-12-31 | 2020-12-31 | 365 | 13.0746 | 13
43676 | 6.5 | 1 | 2019-12-31 | 2020-12-31 | 365 | 7.6015 | 7
39485 | 3.12 | 1 | 2019-12-31 | 2020-12-31 | 365 | 3.6487 | 3
39177 | 3.64 | 1 | 2019-12-31 | 2020-12-31 | 365 | 4.2568 | 4
48446 | 13 | 1 | 2019-12-31 | 2020-12-31 | 365 | 15.203 | 15
32227 | 5.46 | 1 | 2019-12-31 | 2020-12-31 | 365 | 6.3853 | 6
35929 | 7.28 | 1 | 2019-12-31 | 2020-12-31 | 365 | 8.5137 | 8
24443 | 5.2 | 1 | 2019-12-31 | 2020-12-31 | 365 | 6.0812 | 6
48893 | 9.62 | 1 | 2019-12-31 | 2020-12-31 | 365 | 11.2502 | 11
39012 | 6.5 | 1 | 2019-12-31 | 2020-12-31 | 365 | 7.6015 | 7
24119 | 9.62 | 1 | 2019-12-31 | 2020-12-31 | 365 | 11.2502 | 11
32482 | 5.2 | 1 | 2019-12-31 | 2020-12-31 | 365 | 6.0812 | 6
32102 | 12.48 | 1 | 2019-12-31 | 2020-12-31 | 365 | 14.5949 | 14
48515 | 4.42 | 1 | 2019-12-31 | 2020-12-31 | 365 | 5.169 | 5
22946 | 4.94 | 1 | 2019-12-31 | 2020-12-31 | 365 | 5.7771 | 5
48968 | 5.2 | 1 | 2019-12-31 | 2020-12-31 | 365 | 6.0812 | 6
48988 | 4.42 | 1 | 2019-12-31 | 2020-12-31 | 365 | 5.169 | 5
49212 | 4.68 | 1 | 2019-12-31 | 2020-12-31 | 365 | 5.4731 | 5
48998 | 9.88 | 1 | 2019-12-31 | 2020-12-31 | 365 | 11.5543 | 11
28226 | 5.46 | 1 | 2019-12-31 | 2020-12-31 | 365 | 6.3853 | 6
49217 | 7.28 | 1 | 2019-12-31 | 2020-12-31 | 365 | 8.5137 | 8
32639 | 2.08 | 1 | 2019-12-31 | 2020-12-31 | 365 | 2.4325 | 2
37996 | 7.54 | 1 | 2019-12-31 | 2020-12-31 | 365 | 8.8177 | 8
49222 | 3.9 | 1 | 2019-12-31 | 2020-12-31 | 365 | 4.5609 | 4
38131 | 6.12 | 1 | 2019-12-31 | 2020-12-31 | 365 | 7.1571 | 7
49123 | 3.38 | 1 | 2019-12-31 | 2020-12-31 | 365 | 3.9528 | 3
48756 | 5.2 | 1 | 2019-12-31 | 2020-12-31 | 365 | 6.0812 | 6
42891 | 4.94 | 1 | 2019-12-31 | 2020-12-31 | 365 | 5.7771 | 5
31373 | 7.8 | 1 | 2019-12-31 | 2020-12-31 | 365 | 9.1218 | 9
38037 | 7.54 | 1 | 2019-12-31 | 2020-12-31 | 365 | 8.8177 | 8
49289 | 7.8 | 1 | 2019-12-31 | 2020-12-31 | 365 | 9.1218 | 9
37697 | 7.54 | 1 | 2019-12-31 | 2020-12-31 | 365 | 8.8177 | 8
36868 | 3.64 | 1 | 2019-12-31 | 2020-12-31 | 365 | 4.2568 | 4
21539 | 8.06 | 1 | 2019-12-31 | 2020-12-31 | 365 | 9.4258 | 9
37795 | 4.94 | 1 | 2019-12-31 | 2020-12-31 | 365 | 5.7771 | 5
33795 | 9.88 | 1 | 2019-12-31 | 2020-12-31 | 365 | 11.5543 | 11
22305 | 4.16 | 1 | 2019-12-31 | 2020-12-31 | 365 | 4.865 | 4
41128 | 7.28 | 1 | 2019-12-31 | 2020-12-31 | 365 | 8.5137 | 8
41243 | 10.4 | 1 | 2019-12-31 | 2020-12-31 | 365 | 12.1624 | 12
43661 | 5.2 | 1 | 2019-12-31 | 2020-12-31 | 365 | 6.0812 | 6
43658 | 8.06 | 1 | 2019-12-31 | 2020-12-31 | 365 | 9.4258 | 9
45691 | 3.9 | 1 | 2019-12-31 | 2020-12-31 | 365 | 4.5609 | 4
23166 | 13 | 1 | 2019-12-31 | 2020-12-31 | 365 | 15.203 | 15
25197 | 4.16 | 1 | 2019-12-31 | 2020-12-31 | 365 | 4.865 | 4
23154 | 6.76 | 1 | 2019-12-31 | 2020-12-31 | 365 | 7.9055 | 7
24732 | 7.02 | 1 | 2019-12-31 | 2020-12-31 | 365 | 8.2096 | 8
25186 | 9.1 | 1 | 2019-12-31 | 2020-12-31 | 365 | 10.6421 | 10
49219 | 6.5 | 1 | 2019-12-31 | 2020-12-31 | 365 | 7.6015 | 7
23155 | 3.9 | 1 | 2019-12-31 | 2020-12-31 | 365 | 4.5609 | 4
23759 | 13 | 1 | 2019-12-31 | 2020-12-31 | 365 | 15.203 | 15
45710 | 5.46 | 1 | 2019-12-31 | 2020-12-31 | 365 | 6.3853 | 6
49816 | 8.58 | 1 | 2019-12-31 | 2020-12-31 | 365 | 10.034 | 10
47462 | 3.64 | 1 | 2019-12-31 | 2020-12-31 | 365 | 4.2568 | 4
48710 | 7.54 | 1 | 2019-12-31 | 2020-12-31 | 365 | 8.8177 | 8
48677 | 8.84 | 1 | 2019-12-31 | 2020-12-31 | 365 | 10.338 | 10
48641 | 10.14 | 1 | 2019-12-31 | 2020-12-31 | 365 | 11.8583 | 11
48636 | 6.24 | 1 | 2019-12-31 | 2020-12-31 | 365 | 7.2974 | 7
49225 | 2.86 | 1 | 2019-12-31 | 2020-12-31 | 365 | 3.3447 | 3
49124 | 8.84 | 1 | 2019-12-31 | 2020-12-31 | 365 | 10.338 | 10
28008 | 5.46 | 1 | 2019-12-31 | 2020-12-31 | 365 | 6.3853 | 6
25098 | 4.68 | 1 | 2019-12-31 | 2020-12-31 | 365 | 5.4731 | 5
16960 | 10.71 | 1 | 2019-12-31 | 2020-12-31 | 365 | 12.5249 | 12
32273 | 4.68 | 1 | 2019-12-31 | 2020-12-31 | 365 | 5.4731 | 5
30852 | 9.62 | 1 | 2019-12-31 | 2020-12-31 | 365 | 11.2502 | 11
48608 | 8.58 | 1 | 2019-12-31 | 2020-12-31 | 365 | 10.034 | 10
32186 | 5.2 | 1 | 2019-12-31 | 2020-12-31 | 365 | 6.0812 | 6
29244 | 6.895 | 1 | 2019-12-31 | 2020-12-31 | 365 | 8.0634 | 8
36937 | 3.12 | 1 | 2019-12-31 | 2020-12-31 | 365 | 3.6487 | 3
38787 | 5.46 | 1 | 2019-12-31 | 2020-12-31 | 365 | 6.3853 | 6
32264 | 7.54 | 1 | 2019-12-31 | 2020-12-31 | 365 | 8.8177 | 8
50176 | 13 | 1 | 2019-12-31 | 2020-12-31 | 365 | 15.203 | 15
49026 | 4.68 | 1 | 2019-12-31 | 2020-12-31 | 365 | 5.4731 | 5
33638 | 3.12 | 1 | 2019-12-31 | 2020-12-31 | 365 | 3.6487 | 3
48722 | 6.5 | 1 | 2019-12-31 | 2020-12-31 | 365 | 7.6015 | 7
50168 | 5.46 | 1 | 2019-12-31 | 2020-12-31 | 365 | 6.3853 | 6
48648 | 6.5 | 1 | 2019-12-31 | 2020-12-31 | 365 | 7.6015 | 7
48542 | 11.44 | 1 | 2019-12-31 | 2020-12-31 | 365 | 13.3786 | 13
35915 | 10.14 | 1 | 2019-12-31 | 2020-12-31 | 365 | 11.8583 | 11
48907 | 3.12 | 1 | 2019-12-31 | 2020-12-31 | 365 | 3.6487 | 3
48821 | 5.2 | 1 | 2019-12-31 | 2020-12-31 | 365 | 6.0812 | 6
48812 | 4.42 | 1 | 2019-12-31 | 2020-12-31 | 365 | 5.169 | 5
48996 | 2.86 | 1 | 2019-12-31 | 2020-12-31 | 365 | 3.3447 | 3
49023 | 7.54 | 1 | 2019-12-31 | 2020-12-31 | 365 | 8.8177 | 8
45472 | 7.28 | 1 | 2019-12-31 | 2020-12-31 | 365 | 8.5137 | 8
50557 | 6.24 | 1 | 2019-12-31 | 2020-12-31 | 365 | 7.2974 | 7
50787 | 3.9 | 1 | 2019-12-31 | 2020-12-31 | 365 | 4.5609 | 4
48994 | 8.58 | 1 | 2019-12-31 | 2020-12-31 | 365 | 10.034 | 10
45467 | 5.2 | 1 | 2019-12-31 | 2020-12-31 | 365 | 6.0812 | 6
50792 | 4.42 | 1 | 2019-12-31 | 2020-12-31 | 365 | 5.169 | 5
48941 | 7.8 | 1 | 2019-12-31 | 2020-12-31 | 365 | 9.1218 | 9
43427 | 16.83 | 1 | 2019-12-31 | 2020-12-31 | 365 | 19.682 | 19
25617 | 16.32 | 1 | 2019-12-31 | 2020-12-31 | 365 | 19.0856 | 19
37961 | 7.02 | 1 | 2019-12-31 | 2020-12-31 | 365 | 8.2096 | 8
49229 | 10.14 | 1 | 2019-12-31 | 2020-12-31 | 365 | 11.8583 | 11
46556 | 4.68 | 1 | 2019-12-31 | 2020-12-31 | 365 | 5.4731 | 5
46130 | 10.455 | 1 | 2019-12-31 | 2020-12-31 | 365 | 12.2267 | 12
49003 | 4.68 | 1 | 2019-12-31 | 2020-12-31 | 365 | 5.4731 | 5
50788 | 5.72 | 1 | 2019-12-31 | 2020-12-31 | 365 | 6.6893 | 6
50791 | 7.8 | 1 | 2019-12-31 | 2020-12-31 | 365 | 9.1218 | 9
32493 | 9.1 | 1 | 2019-12-31 | 2020-12-31 | 365 | 10.6421 | 10
37712 | 5.2 | 1 | 2019-12-31 | 2020-12-31 | 365 | 6.0812 | 6
50815 | 10.66 | 1 | 2019-12-31 | 2020-12-31 | 365 | 12.4664 | 12
48587 | 7.8 | 1 | 2019-12-31 | 2020-12-31 | 365 | 9.1218 | 9
48911 | 9.1 | 1 | 2019-12-31 | 2020-12-31 | 365 | 10.6421 | 10
50816 | 4.94 | 1 | 2019-12-31 | 2020-12-31 | 365 | 5.7771 | 5
49142 | 4.94 | 1 | 2019-12-31 | 2020-12-31 | 365 | 5.7771 | 5
48930 | 13 | 1 | 2019-12-31 | 2020-12-31 | 365 | 15.203 | 15
50825 | 2.75 | 1 | 2019-12-31 | 2020-12-31 | 365 | 3.216 | 3
32669 | 12.74 | 1 | 2019-12-31 | 2020-12-31 | 365 | 14.8989 | 14
48921 | 13.26 | 1 | 2019-12-31 | 2020-12-31 | 365 | 15.507 | 15
16832 | 7.54 | 1 | 2019-12-31 | 2020-12-31 | 365 | 8.8177 | 8
50795 | 7.8 | 1 | 2019-12-31 | 2020-12-31 | 365 | 9.1218 | 9
50938 | 9.88 | 1 | 2019-12-31 | 2020-12-31 | 365 | 11.5543 | 11
41623 | 10.14 | 1 | 2019-12-31 | 2020-12-31 | 365 | 11.8583 | 11
33100 | 4.68 | 1 | 2019-12-31 | 2020-12-31 | 365 | 5.4731 | 5
32380 | 7.54 | 1 | 2019-12-31 | 2020-12-31 | 365 | 8.8177 | 8
30844 | 5.72 | 1 | 2019-12-31 | 2020-12-31 | 365 | 6.6893 | 6
31005 | 4.68 | 1 | 2019-12-31 | 2020-12-31 | 365 | 5.4731 | 5
30989 | 13 | 1 | 2019-12-31 | 2020-12-31 | 365 | 15.203 | 15
49821 | 5.98 | 1 | 2019-12-31 | 2020-12-31 | 365 | 6.9934 | 6
49042 | 4.16 | 1 | 2019-12-31 | 2020-12-31 | 365 | 4.865 | 4
48611 | 5.2 | 1 | 2019-12-31 | 2020-12-31 | 365 | 6.0812 | 6
48469 | 4.68 | 1 | 2019-12-31 | 2020-12-31 | 365 | 5.4731 | 5
43104 | 9.62 | 1 | 2019-12-31 | 2020-12-31 | 365 | 11.2502 | 11
48668 | 4.94 | 1 | 2019-12-31 | 2020-12-31 | 365 | 5.7771 | 5
23709 | 5.2 | 1 | 2019-12-31 | 2020-12-31 | 365 | 6.0812 | 6
48951 | 2.86 | 1 | 2019-12-31 | 2020-12-31 | 365 | 3.3447 | 3
48732 | 9.1 | 1 | 2019-12-31 | 2020-12-31 | 365 | 10.6421 | 10
50054 | 7.28 | 1 | 2019-12-31 | 2020-12-31 | 365 | 8.5137 | 8
32349 | 3.12 | 1 | 2019-12-31 | 2020-12-31 | 365 | 3.6487 | 3
32384 | 8.06 | 1 | 2019-12-31 | 2020-12-31 | 365 | 9.4258 | 9
50065 | 5.72 | 1 | 2019-12-31 | 2020-12-31 | 365 | 6.6893 | 6
30860 | 13 | 1 | 2019-12-31 | 2020-12-31 | 365 | 15.203 | 15
31943 | 6.24 | 1 | 2019-12-31 | 2020-12-31 | 365 | 7.2974 | 7
48944 | 7.28 | 1 | 2019-12-31 | 2020-12-31 | 365 | 8.5137 | 8
45351 | 9.1 | 1 | 2019-12-31 | 2020-12-31 | 365 | 10.6421 | 10
48811 | 5.72 | 1 | 2019-12-31 | 2020-12-31 | 365 | 6.6893 | 6
45639 | 11.7 | 1 | 2019-12-31 | 2020-12-31 | 365 | 13.6827 | 13
16801 | 22.44 | 1 | 2019-12-31 | 2020-12-31 | 365 | 26.2427 | 26
48392 | 3.12 | 1 | 2019-12-31 | 2020-12-31 | 365 | 3.6487 | 3
41221 | 4.94 | 1 | 2019-12-31 | 2020-12-31 | 365 | 5.7771 | 5
48970 | 8.06 | 1 | 2019-12-31 | 2020-12-31 | 365 | 9.4258 | 9
48945 | 5.72 | 1 | 2019-12-31 | 2020-12-31 | 365 | 6.6893 | 6
44563 | 13 | 1 | 2019-12-31 | 2020-12-31 | 365 | 15.203 | 15
44579 | 6.5 | 1 | 2019-12-31 | 2020-12-31 | 365 | 7.6015 | 7
48928 | 7.54 | 1 | 2019-12-31 | 2020-12-31 | 365 | 8.8177 | 8
37823 | 11.7 | 1 | 2019-12-31 | 2020-12-31 | 365 | 13.6827 | 13
33574 | 3.38 | 1 | 2019-12-31 | 2020-12-31 | 365 | 3.9528 | 3
29610 | 10.92 | 1 | 2019-12-31 | 2020-12-31 | 365 | 12.7705 | 12
49085 | 3.38 | 1 | 2019-12-31 | 2020-12-31 | 365 | 3.9528 | 3
49139 | 7.28 | 1 | 2019-12-31 | 2020-12-31 | 365 | 8.5137 | 8
47221 | 7.28 | 1 | 2019-12-31 | 2020-12-31 | 365 | 8.5137 | 8
50814 | 7.54 | 1 | 2019-12-31 | 2020-12-31 | 365 | 8.8177 | 8
32124 | 5.72 | 1 | 2019-12-31 | 2020-12-31 | 365 | 6.6893 | 6
48609 | 5.355 | 1 | 2019-12-31 | 2020-12-31 | 365 | 6.2625 | 6
50841 | 5.2 | 1 | 2019-12-31 | 2020-12-31 | 365 | 6.0812 | 6
51462 | 5.2 | 1 | 2019-12-31 | 2020-12-31 | 365 | 6.0812 | 6
48754 | 5.46 | 1 | 2019-12-31 | 2020-12-31 | 365 | 6.3853 | 6
50858 | 7.54 | 1 | 2019-12-31 | 2020-12-31 | 365 | 8.8177 | 8
50804 | 4.42 | 1 | 2019-12-31 | 2020-12-31 | 365 | 5.169 | 5
48767 | 5.98 | 1 | 2019-12-31 | 2020-12-31 | 365 | 6.9934 | 6
50793 | 15.6 | 1 | 2019-12-31 | 2020-12-31 | 365 | 18.2436 | 18
38374 | 2.86 | 1 | 2019-12-31 | 2020-12-31 | 365 | 3.3447 | 3
48939 | 5.2 | 1 | 2019-12-31 | 2020-12-31 | 365 | 6.0812 | 6
48997 | 4.68 | 1 | 2019-12-31 | 2020-12-31 | 365 | 5.4731 | 5
48681 | 5.72 | 1 | 2019-12-31 | 2020-12-31 | 365 | 6.6893 | 6
48991 | 5.98 | 1 | 2019-12-31 | 2020-12-31 | 365 | 6.9934 | 6
39019 | 6.5 | 1 | 2019-12-31 | 2020-12-31 | 365 | 7.6015 | 7
32194 | 4.94 | 1 | 2019-12-31 | 2020-12-31 | 365 | 5.7771 | 5
37935 | 4.94 | 1 | 2019-12-31 | 2020-12-31 | 365 | 5.7771 | 5
32132 | 5.46 | 1 | 2019-12-31 | 2020-12-31 | 365 | 6.3853 | 6
32254 | 5.2 | 1 | 2019-12-31 | 2020-12-31 | 365 | 6.0812 | 6
45459 | 3.64 | 1 | 2019-12-31 | 2020-12-31 | 365 | 4.2568 | 4
46276 | 5.2 | 1 | 2019-12-31 | 2020-12-31 | 365 | 6.0812 | 6
33319 | 6.63 | 1 | 2019-12-31 | 2020-12-31 | 365 | 7.7535 | 7
48971 | 5.72 | 1 | 2019-12-31 | 2020-12-31 | 365 | 6.6893 | 6
48695 | 6.76 | 1 | 2019-12-31 | 2020-12-31 | 365 | 7.9055 | 7
48788 | 8.32 | 1 | 2019-12-31 | 2020-12-31 | 365 | 9.7299 | 9
48678 | 5.46 | 1 | 2019-12-31 | 2020-12-31 | 365 | 6.3853 | 6
45269 | 5.1 | 1 | 2019-12-31 | 2020-12-31 | 365 | 5.9642 | 5
36303 | 5.39 | 1 | 2019-12-31 | 2020-12-31 | 365 | 6.3034 | 6
15072 | 4.08 | 1 | 2019-12-31 | 2020-12-31 | 365 | 4.7714 | 4
29188 | 7.395 | 1 | 2019-12-31 | 2020-12-31 | 365 | 8.6482 | 8
29741 | 3.12 | 1 | 2019-12-31 | 2020-12-31 | 365 | 3.6487 | 3
32185 | 4.16 | 1 | 2019-12-31 | 2020-12-31 | 365 | 4.865 | 4
51711 | 6.63 | 1 | 2019-12-31 | 2020-12-31 | 365 | 7.7535 | 7
49080 | 3.12 | 1 | 2019-12-31 | 2020-12-31 | 365 | 3.6487 | 3
51699 | 8.58 | 1 | 2019-12-31 | 2020-12-31 | 365 | 10.034 | 10
51686 | 11.18 | 1 | 2019-12-31 | 2020-12-31 | 365 | 13.0746 | 13
51690 | 8.06 | 1 | 2019-12-31 | 2020-12-31 | 365 | 9.4258 | 9
51703 | 5.72 | 1 | 2019-12-31 | 2020-12-31 | 365 | 6.6893 | 6
51706 | 10.4 | 1 | 2019-12-31 | 2020-12-31 | 365 | 12.1624 | 12
51702 | 4.42 | 1 | 2019-12-31 | 2020-12-31 | 365 | 5.169 | 5
32602 | 9.36 | 1 | 2019-12-31 | 2020-12-31 | 365 | 10.9461 | 10
51685 | 6.24 | 1 | 2019-12-31 | 2020-12-31 | 365 | 7.2974 | 7
51698 | 8.06 | 1 | 2019-12-31 | 2020-12-31 | 365 | 9.4258 | 9
51672 | 4.16 | 1 | 2019-12-31 | 2020-12-31 | 365 | 4.865 | 4
51701 | 6.24 | 1 | 2019-12-31 | 2020-12-31 | 365 | 7.2974 | 7
51684 | 3.64 | 1 | 2019-12-31 | 2020-12-31 | 365 | 4.2568 | 4
29207 | 10.92 | 1 | 2019-12-31 | 2020-12-31 | 365 | 12.7705 | 12
51681 | 6.24 | 1 | 2019-12-31 | 2020-12-31 | 365 | 7.2974 | 7
51708 | 6.24 | 1 | 2019-12-31 | 2020-12-31 | 365 | 7.2974 | 7
50809 | 8.84 | 1 | 2019-12-31 | 2020-12-31 | 365 | 10.338 | 10
49221 | 6.5 | 1 | 2019-12-31 | 2020-12-31 | 365 | 7.6015 | 7
49213 | 8.58 | 1 | 2019-12-31 | 2020-12-31 | 365 | 10.034 | 10
50857 | 4.16 | 1 | 2019-12-31 | 2020-12-31 | 365 | 4.865 | 4
49105 | 5.46 | 1 | 2019-12-31 | 2020-12-31 | 365 | 6.3853 | 6
50864 | 11.44 | 1 | 2019-12-31 | 2020-12-31 | 365 | 13.3786 | 13
50828 | 7.28 | 1 | 2019-12-31 | 2020-12-31 | 365 | 8.5137 | 8
50881 | 11.7 | 1 | 2019-12-31 | 2020-12-31 | 365 | 13.6827 | 13
50900 | 7.8 | 1 | 2019-12-31 | 2020-12-31 | 365 | 9.1218 | 9
41668 | 2.6 | 1 | 2019-12-31 | 2020-12-31 | 365 | 3.0406 | 3
48634 | 5.98 | 1 | 2019-12-31 | 2020-12-31 | 365 | 6.9934 | 6
50945 | 5.72 | 1 | 2019-12-31 | 2020-12-31 | 365 | 6.6893 | 6
31912 | 10.14 | 1 | 2019-12-31 | 2020-12-31 | 365 | 11.8583 | 11
48715 | 9.36 | 1 | 2019-12-31 | 2020-12-31 | 365 | 10.9461 | 10
48454 | 5.2 | 1 | 2019-12-31 | 2020-12-31 | 365 | 6.0812 | 6
32071 | 3.9 | 1 | 2019-12-31 | 2020-12-31 | 365 | 4.5609 | 4
49009 | 7.28 | 1 | 2019-12-31 | 2020-12-31 | 365 | 8.5137 | 8
46630 | 6.375 | 1 | 2019-12-31 | 2020-12-31 | 365 | 7.4553 | 7
51354 | 8.58 | 1 | 2019-12-31 | 2020-12-31 | 365 | 10.034 | 10
51361 | 3.64 | 1 | 2019-12-31 | 2020-12-31 | 365 | 4.2568 | 4
51370 | 5.72 | 1 | 2019-12-31 | 2020-12-31 | 365 | 6.6893 | 6
51371 | 2.86 | 1 | 2019-12-31 | 2020-12-31 | 365 | 3.3447 | 3
51425 | 6.24 | 1 | 2019-12-31 | 2020-12-31 | 365 | 7.2974 | 7
49002 | 5.46 | 1 | 2019-12-31 | 2020-12-31 | 365 | 6.3853 | 6
30988 | 10.92 | 1 | 2019-12-31 | 2020-12-31 | 365 | 12.7705 | 12
48457 | 7.54 | 1 | 2019-12-31 | 2020-12-31 | 365 | 8.8177 | 8
49084 | 5.2 | 1 | 2019-12-31 | 2020-12-31 | 365 | 6.0812 | 6
49004 | 3.64 | 1 | 2019-12-31 | 2020-12-31 | 365 | 4.2568 | 4
49005 | 9.88 | 1 | 2019-12-31 | 2020-12-31 | 365 | 11.5543 | 11
48917 | 5.72 | 1 | 2019-12-31 | 2020-12-31 | 365 | 6.6893 | 6
51356 | 3.12 | 1 | 2019-12-31 | 2020-12-31 | 365 | 3.6487 | 3
48653 | 10.4 | 1 | 2019-12-31 | 2020-12-31 | 365 | 12.1624 | 12
45314 | 11.96 | 1 | 2019-12-31 | 2020-12-31 | 365 | 13.9867 | 13
51610 | 6.5 | 1 | 2019-12-31 | 2020-12-31 | 365 | 7.6015 | 7
51614 | 7.28 | 1 | 2019-12-31 | 2020-12-31 | 365 | 8.5137 | 8
51616 | 4.94 | 1 | 2019-12-31 | 2020-12-31 | 365 | 5.7771 | 5
51617 | 4.94 | 1 | 2019-12-31 | 2020-12-31 | 365 | 5.7771 | 5
45330 | 2.08 | 1 | 2019-12-31 | 2020-12-31 | 365 | 2.4325 | 2
34294 | 3.38 | 1 | 2019-12-31 | 2020-12-31 | 365 | 3.9528 | 3
44220 | 7.8 | 1 | 2019-12-31 | 2020-12-31 | 365 | 9.1218 | 9
51664 | 7.54 | 1 | 2019-12-31 | 2020-12-31 | 365 | 8.8177 | 8
51662 | 7.02 | 1 | 2019-12-31 | 2020-12-31 | 365 | 8.2096 | 8
48780 | 7.28 | 1 | 2019-12-31 | 2020-12-31 | 365 | 8.5137 | 8
49230 | 13 | 1 | 2019-12-31 | 2020-12-31 | 365 | 15.203 | 15
51605 | 4.42 | 1 | 2019-12-31 | 2020-12-31 | 365 | 5.169 | 5
51603 | 5.2 | 1 | 2019-12-31 | 2020-12-31 | 365 | 6.0812 | 6
51787 | 6.24 | 1 | 2019-12-31 | 2020-12-31 | 365 | 7.2974 | 7
51784 | 3.64 | 1 | 2019-12-31 | 2020-12-31 | 365 | 4.2568 | 4
51781 | 12.48 | 1 | 2019-12-31 | 2020-12-31 | 365 | 14.5949 | 14
51778 | 5.2 | 1 | 2019-12-31 | 2020-12-31 | 365 | 6.0812 | 6
51789 | 5.46 | 1 | 2019-12-31 | 2020-12-31 | 365 | 6.3853 | 6
22918 | 9.1 | 1 | 2019-12-31 | 2020-12-31 | 365 | 10.6421 | 10
32319 | 10.4 | 1 | 2019-12-31 | 2020-12-31 | 365 | 12.1624 | 12
33873 | 7.02 | 1 | 2019-12-31 | 2020-12-31 | 365 | 8.2096 | 8
38991 | 3.38 | 1 | 2019-12-31 | 2020-12-31 | 365 | 3.9528 | 3
48751 | 4.42 | 1 | 2019-12-31 | 2020-12-31 | 365 | 5.169 | 5
51358 | 8.06 | 1 | 2019-12-31 | 2020-12-31 | 365 | 9.4258 | 9
51359 | 5.46 | 1 | 2019-12-31 | 2020-12-31 | 365 | 6.3853 | 6
51770 | 5.72 | 1 | 2019-12-31 | 2020-12-31 | 365 | 6.6893 | 6
51768 | 9.1 | 1 | 2019-12-31 | 2020-12-31 | 365 | 10.6421 | 10
51720 | 3.12 | 1 | 2019-12-31 | 2020-12-31 | 365 | 3.6487 | 3
49110 | 5.46 | 1 | 2019-12-31 | 2020-12-31 | 365 | 6.3853 | 6
51765 | 9.36 | 1 | 2019-12-31 | 2020-12-31 | 365 | 10.9461 | 10
51844 | 2.34 | 1 | 2019-12-31 | 2020-12-31 | 365 | 2.7365 | 2
51840 | 7.02 | 1 | 2019-12-31 | 2020-12-31 | 365 | 8.2096 | 8
51810 | 10.66 | 1 | 2019-12-31 | 2020-12-31 | 365 | 12.4664 | 12
43113 | 8.575 | 1 | 2019-12-31 | 2020-12-31 | 365 | 10.0281 | 10
29902 | 6.5 | 1 | 2019-12-31 | 2020-12-31 | 365 | 7.6015 | 7
51831 | 4.16 | 1 | 2019-12-31 | 2020-12-31 | 365 | 4.865 | 4
51232 | 7.02 | 1 | 2019-12-31 | 2020-12-31 | 365 | 8.2096 | 8
39272 | 8.32 | 1 | 2019-12-31 | 2020-12-31 | 365 | 9.7299 | 9
41156 | 5.98 | 1 | 2019-12-31 | 2020-12-31 | 365 | 6.9934 | 6
51229 | 6.76 | 1 | 2019-12-31 | 2020-12-31 | 365 | 7.9055 | 7
37695 | 3.12 | 1 | 2019-12-31 | 2020-12-31 | 365 | 3.6487 | 3
51821 | 4.68 | 1 | 2019-12-31 | 2020-12-31 | 365 | 5.4731 | 5
51820 | 2.6 | 1 | 2019-12-31 | 2020-12-31 | 365 | 3.0406 | 3
48642 | 9.36 | 1 | 2019-12-31 | 2020-12-31 | 365 | 10.9461 | 10
51819 | 4.94 | 1 | 2019-12-31 | 2020-12-31 | 365 | 5.7771 | 5
51818 | 4.16 | 1 | 2019-12-31 | 2020-12-31 | 365 | 4.865 | 4
49226 | 2.34 | 1 | 2019-12-31 | 2020-12-31 | 365 | 2.7365 | 2
51809 | 5.98 | 1 | 2019-12-31 | 2020-12-31 | 365 | 6.9934 | 6
51806 | 7.28 | 1 | 2019-12-31 | 2020-12-31 | 365 | 8.5137 | 8
48633 | 9.1 | 1 | 2019-12-31 | 2020-12-31 | 365 | 10.6421 | 10
34352 | 11.7 | 1 | 2019-12-31 | 2020-12-31 | 365 | 13.6827 | 13
48656 | 3.64 | 1 | 2019-12-31 | 2020-12-31 | 365 | 4.2568 | 4
48436 | 6.5 | 1 | 2019-12-31 | 2020-12-31 | 365 | 7.6015 | 7
43275 | 7.28 | 1 | 2019-12-31 | 2020-12-31 | 365 | 8.5137 | 8
51791 | 3.12 | 1 | 2019-12-31 | 2020-12-31 | 365 | 3.6487 | 3
51797 | 4.68 | 1 | 2019-12-31 | 2020-12-31 | 365 | 5.4731 | 5
37862 | 3.64 | 1 | 2019-12-31 | 2020-12-31 | 365 | 4.2568 | 4
34274 | 8.32 | 1 | 2019-12-31 | 2020-12-31 | 365 | 9.7299 | 9
33680 | 4.42 | 1 | 2019-12-31 | 2020-12-31 | 365 | 5.169 | 5
47368 | 7.54 | 1 | 2019-12-31 | 2020-12-31 | 365 | 8.8177 | 8
45453 | 2.34 | 1 | 2019-12-31 | 2020-12-31 | 365 | 2.7365 | 2
51794 | 2.34 | 1 | 2019-12-31 | 2020-12-31 | 365 | 2.7365 | 2
51796 | 11.96 | 1 | 2019-12-31 | 2020-12-31 | 365 | 13.9867 | 13
51785 | 4.16 | 1 | 2019-12-31 | 2020-12-31 | 365 | 4.865 | 4
51749 | 6.5 | 1 | 2019-12-31 | 2020-12-31 | 365 | 7.6015 | 7
51906 | 4.59 | 1 | 2019-12-31 | 2020-12-31 | 365 | 5.3678 | 5
24250 | 6.76 | 1 | 2019-12-31 | 2020-12-31 | 365 | 7.9055 | 7
51756 | 7.54 | 1 | 2019-12-31 | 2020-12-31 | 365 | 8.8177 | 8
51600 | 8.58 | 1 | 2019-12-31 | 2020-12-31 | 365 | 10.034 | 10
51852 | 7.02 | 1 | 2019-12-31 | 2020-12-31 | 365 | 8.2096 | 8
24264 | 5.2 | 1 | 2019-12-31 | 2020-12-31 | 365 | 6.0812 | 6
37967 | 15.6 | 1 | 2019-12-31 | 2020-12-31 | 365 | 18.2436 | 18
33644 | 7.02 | 1 | 2019-12-31 | 2020-12-31 | 365 | 8.2096 | 8
27727 | 9 | 1 | 2019-12-31 | 2020-12-31 | 365 | 10.5251 | 10
51535 | 5.2 | 1 | 2019-12-31 | 2020-12-31 | 365 | 6.0812 | 6
51563 | 8.06 | 1 | 2019-12-31 | 2020-12-31 | 365 | 9.4258 | 9
22138 | 5.98 | 1 | 2019-12-31 | 2020-12-31 | 365 | 6.9934 | 6
30531 | 4.68 | 1 | 2019-12-31 | 2020-12-31 | 365 | 5.4731 | 5
31962 | 11.18 | 1 | 2019-12-31 | 2020-12-31 | 365 | 13.0746 | 13
51406 | 8.06 | 1 | 2019-12-31 | 2020-12-31 | 365 | 9.4258 | 9
51621 | 5.98 | 1 | 2019-12-31 | 2020-12-31 | 365 | 6.9934 | 6
16626 | 6.885 | 1 | 2019-12-31 | 2020-12-31 | 365 | 8.0517 | 8
50906 | 7.02 | 1 | 2019-12-31 | 2020-12-31 | 365 | 8.2096 | 8
35614 | 7.54 | 1 | 2019-12-31 | 2020-12-31 | 365 | 8.8177 | 8
51872 | 12.22 | 1 | 2019-12-31 | 2020-12-31 | 365 | 14.2908 | 14
33097 | 6.5 | 1 | 2019-12-31 | 2020-12-31 | 365 | 7.6015 | 7
51836 | 9.36 | 1 | 2019-12-31 | 2020-12-31 | 365 | 10.9461 | 10
51835 | 4.42 | 1 | 2019-12-31 | 2020-12-31 | 365 | 5.169 | 5
51849 | 3.9 | 1 | 2019-12-31 | 2020-12-31 | 365 | 4.5609 | 4
51846 | 8.58 | 1 | 2019-12-31 | 2020-12-31 | 365 | 10.034 | 10
51936 | 7.28 | 1 | 2019-12-31 | 2020-12-31 | 365 | 8.5137 | 8
51935 | 9.88 | 1 | 2019-12-31 | 2020-12-31 | 365 | 11.5543 | 11
29921 | 2.805 | 1 | 2019-12-31 | 2020-12-31 | 365 | 3.2803 | 3
51571 | 11.18 | 1 | 2019-12-31 | 2020-12-31 | 365 | 13.0746 | 13
51577 | 6.24 | 1 | 2019-12-31 | 2020-12-31 | 365 | 7.2974 | 7
51567 | 8.32 | 1 | 2019-12-31 | 2020-12-31 | 365 | 9.7299 | 9
51560 | 6.5 | 1 | 2019-12-31 | 2020-12-31 | 365 | 7.6015 | 7
51566 | 5.46 | 1 | 2019-12-31 | 2020-12-31 | 365 | 6.3853 | 6
51564 | 8.32 | 1 | 2019-12-31 | 2020-12-31 | 365 | 9.7299 | 9
50876 | 9.62 | 1 | 2019-12-31 | 2020-12-31 | 365 | 11.2502 | 11
49211 | 6.76 | 1 | 2019-12-31 | 2020-12-31 | 365 | 7.9055 | 7
48666 | 9.36 | 1 | 2019-12-31 | 2020-12-31 | 365 | 10.9461 | 10
51934 | 8.84 | 1 | 2019-12-31 | 2020-12-31 | 365 | 10.338 | 10
51933 | 5.2 | 1 | 2019-12-31 | 2020-12-31 | 365 | 6.0812 | 6
50851 | 8.06 | 1 | 2019-12-31 | 2020-12-31 | 365 | 9.4258 | 9
50813 | 5.72 | 1 | 2019-12-31 | 2020-12-31 | 365 | 6.6893 | 6
51930 | 6.76 | 1 | 2019-12-31 | 2020-12-31 | 365 | 7.9055 | 7
51718 | 7.54 | 1 | 2019-12-31 | 2020-12-31 | 365 | 8.8177 | 8
51668 | 4.16 | 1 | 2019-12-31 | 2020-12-31 | 365 | 4.865 | 4
51585 | 7.02 | 1 | 2019-12-31 | 2020-12-31 | 365 | 8.2096 | 8
51918 | 5.98 | 1 | 2019-12-31 | 2020-12-31 | 365 | 6.9934 | 6
48904 | 7.54 | 1 | 2019-12-31 | 2020-12-31 | 365 | 8.8177 | 8
44226 | 9.88 | 1 | 2019-12-31 | 2020-12-31 | 365 | 11.5543 | 11
50950 | 6.24 | 1 | 2019-12-31 | 2020-12-31 | 365 | 7.2974 | 7
44285 | 8.06 | 1 | 2019-12-31 | 2020-12-31 | 365 | 9.4258 | 9
51587 | 2.86 | 1 | 2019-12-31 | 2020-12-31 | 365 | 3.3447 | 3
51579 | 8.84 | 1 | 2019-12-31 | 2020-12-31 | 365 | 10.338 | 10
51924 | 5.98 | 1 | 2019-12-31 | 2020-12-31 | 365 | 6.9934 | 6
48646 | 6.24 | 1 | 2019-12-31 | 2020-12-31 | 365 | 7.2974 | 7
48764 | 5.2 | 1 | 2019-12-31 | 2020-12-31 | 365 | 6.0812 | 6
49098 | 4.68 | 1 | 2019-12-31 | 2020-12-31 | 365 | 5.4731 | 5
48679 | 5.98 | 1 | 2019-12-31 | 2020-12-31 | 365 | 6.9934 | 6
48809 | 10.14 | 1 | 2019-12-31 | 2020-12-31 | 365 | 11.8583 | 11
49218 | 10.66 | 1 | 2019-12-31 | 2020-12-31 | 365 | 12.4664 | 12
48744 | 2.08 | 1 | 2019-12-31 | 2020-12-31 | 365 | 2.4325 | 2
48689 | 10.66 | 1 | 2019-12-31 | 2020-12-31 | 365 | 12.4664 | 12
50885 | 13.26 | 1 | 2019-12-31 | 2020-12-31 | 365 | 15.507 | 15
51753 | 10.66 | 1 | 2019-12-31 | 2020-12-31 | 365 | 12.4664 | 12
48938 | 8.06 | 1 | 2019-12-31 | 2020-12-31 | 365 | 9.4258 | 9
51748 | 6.24 | 1 | 2019-12-31 | 2020-12-31 | 365 | 7.2974 | 7
51746 | 9.36 | 1 | 2019-12-31 | 2020-12-31 | 365 | 10.9461 | 10
51747 | 6.5 | 1 | 2019-12-31 | 2020-12-31 | 365 | 7.6015 | 7
51745 | 4.16 | 1 | 2019-12-31 | 2020-12-31 | 365 | 4.865 | 4
51736 | 9.62 | 1 | 2019-12-31 | 2020-12-31 | 365 | 11.2502 | 11
51735 | 7.02 | 1 | 2019-12-31 | 2020-12-31 | 365 | 8.2096 | 8
51717 | 5.46 | 1 | 2019-12-31 | 2020-12-31 | 365 | 6.3853 | 6
51730 | 7.02 | 1 | 2019-12-31 | 2020-12-31 | 365 | 8.2096 | 8
50812 | 9.62 | 1 | 2019-12-31 | 2020-12-31 | 365 | 11.2502 | 11
51729 | 3.64 | 1 | 2019-12-31 | 2020-12-31 | 365 | 4.2568 | 4
51719 | 3.64 | 1 | 2019-12-31 | 2020-12-31 | 365 | 4.2568 | 4
51724 | 2.34 | 1 | 2019-12-31 | 2020-12-31 | 365 | 2.7365 | 2
51673 | 9.36 | 1 | 2019-12-31 | 2020-12-31 | 365 | 10.9461 | 10
33290 | 5.46 | 1 | 2019-12-31 | 2020-12-31 | 365 | 6.3853 | 6
51910 | 9.88 | 1 | 2019-12-31 | 2020-12-31 | 365 | 11.5543 | 11
36999 | 9.1 | 1 | 2019-12-31 | 2020-12-31 | 365 | 10.6421 | 10
51939 | 3.9 | 1 | 2019-12-31 | 2020-12-31 | 365 | 4.5609 | 4
51917 | 5.72 | 1 | 2019-12-31 | 2020-12-31 | 365 | 6.6893 | 6
51920 | 7.02 | 1 | 2019-12-31 | 2020-12-31 | 365 | 8.2096 | 8
52065 | 3.64 | 1 | 2019-12-31 | 2020-12-31 | 365 | 4.2568 | 4
36669 | 8.32 | 1 | 2019-12-31 | 2020-12-31 | 365 | 9.7299 | 9
52056 | 3.38 | 1 | 2019-12-31 | 2020-12-31 | 365 | 3.9528 | 3
34414 | 5.2 | 1 | 2019-12-31 | 2020-12-31 | 365 | 6.0812 | 6
33486 | 7.54 | 1 | 2019-12-31 | 2020-12-31 | 365 | 8.8177 | 8
32231 | 10.92 | 1 | 2019-12-31 | 2020-12-31 | 365 | 12.7705 | 12
31766 | 7.28 | 1 | 2019-12-31 | 2020-12-31 | 365 | 8.5137 | 8
21537 | 4.94 | 1 | 2019-12-31 | 2020-12-31 | 365 | 5.7771 | 5
51967 | 9.62 | 1 | 2019-12-31 | 2020-12-31 | 365 | 11.2502 | 11
52019 | 4.94 | 1 | 2019-12-31 | 2020-12-31 | 365 | 5.7771 | 5
52017 | 8.84 | 1 | 2019-12-31 | 2020-12-31 | 365 | 10.338 | 10
51980 | 13.26 | 1 | 2019-12-31 | 2020-12-31 | 365 | 15.507 | 15
51973 | 6.5 | 1 | 2019-12-31 | 2020-12-31 | 365 | 7.6015 | 7
51962 | 6.5 | 1 | 2019-12-31 | 2020-12-31 | 365 | 7.6015 | 7
49016 | 4.16 | 1 | 2019-12-31 | 2020-12-31 | 365 | 4.865 | 4
48918 | 12.22 | 1 | 2019-12-31 | 2020-12-31 | 365 | 14.2908 | 14
52110 | 10.92 | 1 | 2019-12-31 | 2020-12-31 | 365 | 12.7705 | 12
52050 | 4.68 | 1 | 2019-12-31 | 2020-12-31 | 365 | 5.4731 | 5
48674 | 4.94 | 1 | 2019-12-31 | 2020-12-31 | 365 | 5.7771 | 5
48967 | 5.72 | 1 | 2019-12-31 | 2020-12-31 | 365 | 6.6893 | 6
31969 | 4.68 | 1 | 2019-12-31 | 2020-12-31 | 365 | 5.4731 | 5
52149 | 9.88 | 1 | 2019-12-31 | 2020-12-31 | 365 | 11.5543 | 11
52148 | 7.8 | 1 | 2019-12-31 | 2020-12-31 | 365 | 9.1218 | 9
52147 | 4.16 | 1 | 2019-12-31 | 2020-12-31 | 365 | 4.865 | 4
52146 | 2.34 | 1 | 2019-12-31 | 2020-12-31 | 365 | 2.7365 | 2
52135 | 9.945 | 1 | 2019-12-31 | 2020-12-31 | 365 | 11.6303 | 11
32032 | 3.9 | 1 | 2019-12-31 | 2020-12-31 | 365 | 4.5609 | 4
52132 | 5.72 | 1 | 2019-12-31 | 2020-12-31 | 365 | 6.6893 | 6
27349 | 7.8 | 1 | 2019-12-31 | 2020-12-31 | 365 | 9.1218 | 9
52240 | 7.8 | 1 | 2019-12-31 | 2020-12-31 | 365 | 9.1218 | 9
32222 | 6.76 | 1 | 2019-12-31 | 2020-12-31 | 365 | 7.9055 | 7
52256 | 7.54 | 1 | 2019-12-31 | 2020-12-31 | 365 | 8.8177 | 8
52255 | 8.06 | 1 | 2019-12-31 | 2020-12-31 | 365 | 9.4258 | 9
52257 | 5.46 | 1 | 2019-12-31 | 2020-12-31 | 365 | 6.3853 | 6
52260 | 3.64 | 1 | 2019-12-31 | 2020-12-31 | 365 | 4.2568 | 4
52251 | 12.22 | 1 | 2019-12-31 | 2020-12-31 | 365 | 14.2908 | 14
52246 | 8.32 | 1 | 2019-12-31 | 2020-12-31 | 365 | 9.7299 | 9
52243 | 5.46 | 1 | 2019-12-31 | 2020-12-31 | 365 | 6.3853 | 6
52254 | 5.98 | 1 | 2019-12-31 | 2020-12-31 | 365 | 6.9934 | 6
52253 | 9.88 | 1 | 2019-12-31 | 2020-12-31 | 365 | 11.5543 | 11
52249 | 8.06 | 1 | 2019-12-31 | 2020-12-31 | 365 | 9.4258 | 9
52245 | 7.8 | 1 | 2019-12-31 | 2020-12-31 | 365 | 9.1218 | 9
52236 | 8.84 | 1 | 2019-12-31 | 2020-12-31 | 365 | 10.338 | 10
52232 | 9.1 | 1 | 2019-12-31 | 2020-12-31 | 365 | 10.6421 | 10
52230 | 9.62 | 1 | 2019-12-31 | 2020-12-31 | 365 | 11.2502 | 11
52226 | 16.9 | 1 | 2019-12-31 | 2020-12-31 | 365 | 19.7639 | 19
52208 | 4.94 | 1 | 2019-12-31 | 2020-12-31 | 365 | 5.7771 | 5
52186 | 5.2 | 1 | 2019-12-31 | 2020-12-31 | 365 | 6.0812 | 6
52202 | 3.38 | 1 | 2019-12-31 | 2020-12-31 | 365 | 3.9528 | 3
52302 | 4.68 | 1 | 2019-12-31 | 2020-12-31 | 365 | 5.4731 | 5
52301 | 8.58 | 1 | 2019-12-31 | 2020-12-31 | 365 | 10.034 | 10
52314 | 6.5 | 1 | 2019-12-31 | 2020-12-31 | 365 | 7.6015 | 7
52287 | 12.48 | 1 | 2019-12-31 | 2020-12-31 | 365 | 14.5949 | 14
52290 | 8.06 | 1 | 2019-12-31 | 2020-12-31 | 365 | 9.4258 | 9
52286 | 4.42 | 1 | 2019-12-31 | 2020-12-31 | 365 | 5.169 | 5
52285 | 4.94 | 1 | 2019-12-31 | 2020-12-31 | 365 | 5.7771 | 5
52284 | 3.9 | 1 | 2019-12-31 | 2020-12-31 | 365 | 4.5609 | 4
52281 | 3.38 | 1 | 2019-12-31 | 2020-12-31 | 365 | 3.9528 | 3
52279 | 4.16 | 1 | 2019-12-31 | 2020-12-31 | 365 | 4.865 | 4
52278 | 4.94 | 1 | 2019-12-31 | 2020-12-31 | 365 | 5.7771 | 5
28927 | 4.68 | 1 | 2019-12-31 | 2020-12-31 | 365 | 5.4731 | 5
52268 | 5.2 | 1 | 2019-12-31 | 2020-12-31 | 365 | 6.0812 | 6
52231 | 3.38 | 1 | 2019-12-31 | 2020-12-31 | 365 | 3.9528 | 3
52271 | 3.64 | 1 | 2019-12-31 | 2020-12-31 | 365 | 4.2568 | 4
51795 | 5.72 | 1 | 2019-12-31 | 2020-12-31 | 365 | 6.6893 | 6
52098 | 2.08 | 1 | 2019-12-31 | 2020-12-31 | 365 | 2.4325 | 2
52310 | 7.54 | 1 | 2019-12-31 | 2020-12-31 | 365 | 8.8177 | 8
52101 | 5.46 | 1 | 2019-12-31 | 2020-12-31 | 365 | 6.3853 | 6
52244 | 6.5 | 1 | 2019-12-31 | 2020-12-31 | 365 | 7.6015 | 7
38507 | 3.38 | 1 | 2019-12-31 | 2020-12-31 | 365 | 3.9528 | 3
52227 | 7.8 | 1 | 2019-12-31 | 2020-12-31 | 365 | 9.1218 | 9
52095 | 3.64 | 1 | 2019-12-31 | 2020-12-31 | 365 | 4.2568 | 4
52200 | 3.9 | 1 | 2019-12-31 | 2020-12-31 | 365 | 4.5609 | 4
52094 | 9.36 | 1 | 2019-12-31 | 2020-12-31 | 365 | 10.9461 | 10
52205 | 10.92 | 1 | 2019-12-31 | 2020-12-31 | 365 | 12.7705 | 12
21515 | 5.2 | 1 | 2019-12-31 | 2020-12-31 | 365 | 6.0812 | 6
52295 | 9.36 | 1 | 2019-12-31 | 2020-12-31 | 365 | 10.9461 | 10
52057 | 10.4 | 1 | 2019-12-31 | 2020-12-31 | 365 | 12.1624 | 12
52070 | 9.1 | 1 | 2019-12-31 | 2020-12-31 | 365 | 10.6421 | 10
52081 | 10.92 | 1 | 2019-12-31 | 2020-12-31 | 365 | 12.7705 | 12
51763 | 3.9 | 1 | 2019-12-31 | 2020-12-31 | 365 | 4.5609 | 4
52382 | 12.48 | 1 | 2019-12-31 | 2020-12-31 | 365 | 14.5949 | 14
52381 | 8.84 | 1 | 2019-12-31 | 2020-12-31 | 365 | 10.338 | 10
52350 | 6.76 | 1 | 2019-12-31 | 2020-12-31 | 365 | 7.9055 | 7
52347 | 8.32 | 1 | 2019-12-31 | 2020-12-31 | 365 | 9.7299 | 9
52358 | 7.28 | 1 | 2019-12-31 | 2020-12-31 | 365 | 8.5137 | 8
52357 | 8.06 | 1 | 2019-12-31 | 2020-12-31 | 365 | 9.4258 | 9
37955 | 6.76 | 1 | 2019-12-31 | 2020-12-31 | 365 | 7.9055 | 7
21322 | 9.396 | 1 | 2019-12-31 | 2020-12-31 | 365 | 10.9882 | 10
15886 | 11.22 | 1 | 2019-12-31 | 2020-12-31 | 365 | 13.1213 | 13
52393 | 4.68 | 1 | 2019-12-31 | 2020-12-31 | 365 | 5.4731 | 5
52345 | 2.34 | 1 | 2019-12-31 | 2020-12-31 | 365 | 2.7365 | 2
52346 | 4.42 | 1 | 2019-12-31 | 2020-12-31 | 365 | 5.169 | 5
52338 | 6.76 | 1 | 2019-12-31 | 2020-12-31 | 365 | 7.9055 | 7
52333 | 10.92 | 1 | 2019-12-31 | 2020-12-31 | 365 | 12.7705 | 12
52332 | 11.18 | 1 | 2019-12-31 | 2020-12-31 | 365 | 13.0746 | 13
52322 | 4.68 | 1 | 2019-12-31 | 2020-12-31 | 365 | 5.4731 | 5
52315 | 8.32 | 1 | 2019-12-31 | 2020-12-31 | 365 | 9.7299 | 9
52312 | 8.06 | 1 | 2019-12-31 | 2020-12-31 | 365 | 9.4258 | 9
51734 | 12.74 | 1 | 2019-12-31 | 2020-12-31 | 365 | 14.8989 | 14
52076 | 7.8 | 1 | 2019-12-31 | 2020-12-31 | 365 | 9.1218 | 9
37870 | 5.2 | 1 | 2019-12-31 | 2020-12-31 | 365 | 6.0812 | 6
52470 | 9.1 | 1 | 2019-12-31 | 2020-12-31 | 365 | 10.6421 | 10
52463 | 13.26 | 1 | 2019-12-31 | 2020-12-31 | 365 | 15.507 | 15
52459 | 9.36 | 1 | 2019-12-31 | 2020-12-31 | 365 | 10.9461 | 10
52133 | 1.56 | 1 | 2019-12-31 | 2020-12-31 | 365 | 1.8244 | 1
52453 | 10.4 | 1 | 2019-12-31 | 2020-12-31 | 365 | 12.1624 | 12
52130 | 6.24 | 1 | 2019-12-31 | 2020-12-31 | 365 | 7.2974 | 7
52125 | 13.52 | 1 | 2019-12-31 | 2020-12-31 | 365 | 15.8111 | 15
52122 | 9.36 | 1 | 2019-12-31 | 2020-12-31 | 365 | 10.9461 | 10
52155 | 8.84 | 1 | 2019-12-31 | 2020-12-31 | 365 | 10.338 | 10
52364 | 9.36 | 1 | 2019-12-31 | 2020-12-31 | 365 | 10.9461 | 10
50843 | 12.22 | 1 | 2019-12-31 | 2020-12-31 | 365 | 14.2908 | 14
52424 | 4.42 | 1 | 2019-12-31 | 2020-12-31 | 365 | 5.169 | 5
36497 | 10.66 | 1 | 2019-12-31 | 2020-12-31 | 365 | 12.4664 | 12
52433 | 9.88 | 1 | 2019-12-31 | 2020-12-31 | 365 | 11.5543 | 11
52174 | 8.06 | 1 | 2019-12-31 | 2020-12-31 | 365 | 9.4258 | 9
52170 | 4.94 | 1 | 2019-12-31 | 2020-12-31 | 365 | 5.7771 | 5
32387 | 8.32 | 1 | 2019-12-31 | 2020-12-31 | 365 | 9.7299 | 9
52168 | 10.4 | 1 | 2019-12-31 | 2020-12-31 | 365 | 12.1624 | 12
32111 | 16.64 | 1 | 2019-12-31 | 2020-12-31 | 365 | 19.4598 | 19
52117 | 13 | 1 | 2019-12-31 | 2020-12-31 | 365 | 15.203 | 15
52118 | 12.74 | 1 | 2019-12-31 | 2020-12-31 | 365 | 14.8989 | 14
51937 | 11.7 | 1 | 2019-12-31 | 2020-12-31 | 365 | 13.6827 | 13
52178 | 10.4 | 1 | 2019-12-31 | 2020-12-31 | 365 | 12.1624 | 12
32663 | 8.06 | 1 | 2019-12-31 | 2020-12-31 | 365 | 9.4258 | 9
51926 | 6.24 | 1 | 2019-12-31 | 2020-12-31 | 365 | 7.2974 | 7
49140 | 8.06 | 1 | 2019-12-31 | 2020-12-31 | 365 | 9.4258 | 9
52392 | 4.16 | 1 | 2019-12-31 | 2020-12-31 | 365 | 4.865 | 4
52390 | 8.58 | 1 | 2019-12-31 | 2020-12-31 | 365 | 10.034 | 10
52385 | 11.7 | 1 | 2019-12-31 | 2020-12-31 | 365 | 13.6827 | 13
30218 | 7.28 | 1 | 2019-12-31 | 2020-12-31 | 365 | 8.5137 | 8
52488 | 7.54 | 1 | 2019-12-31 | 2020-12-31 | 365 | 8.8177 | 8
52536 | 7.28 | 1 | 2019-12-31 | 2020-12-31 | 365 | 8.5137 | 8
52150 | 4.16 | 1 | 2019-12-31 | 2020-12-31 | 365 | 4.865 | 4
52534 | 7.54 | 1 | 2019-12-31 | 2020-12-31 | 365 | 8.8177 | 8
45367 | 8.84 | 1 | 2019-12-31 | 2020-12-31 | 365 | 10.338 | 10
52068 | 3.64 | 1 | 2019-12-31 | 2020-12-31 | 365 | 4.2568 | 4
52516 | 2.86 | 1 | 2019-12-31 | 2020-12-31 | 365 | 3.3447 | 3
52499 | 4.16 | 1 | 2019-12-31 | 2020-12-31 | 365 | 4.865 | 4
52138 | 8.32 | 1 | 2019-12-31 | 2020-12-31 | 365 | 9.7299 | 9
52139 | 3.825 | 1 | 2019-12-31 | 2020-12-31 | 365 | 4.4732 | 4
52532 | 7.8 | 1 | 2019-12-31 | 2020-12-31 | 365 | 9.1218 | 9
52140 | 4.94 | 1 | 2019-12-31 | 2020-12-31 | 365 | 5.7771 | 5
52505 | 13 | 1 | 2019-12-31 | 2020-12-31 | 365 | 15.203 | 15
52141 | 8.58 | 1 | 2019-12-31 | 2020-12-31 | 365 | 10.034 | 10
52502 | 7.02 | 1 | 2019-12-31 | 2020-12-31 | 365 | 8.2096 | 8
52121 | 5.2 | 1 | 2019-12-31 | 2020-12-31 | 365 | 6.0812 | 6
52489 | 5.2 | 1 | 2019-12-31 | 2020-12-31 | 365 | 6.0812 | 6
52116 | 5.2 | 1 | 2019-12-31 | 2020-12-31 | 365 | 6.0812 | 6
52482 | 5.46 | 1 | 2019-12-31 | 2020-12-31 | 365 | 6.3853 | 6
52479 | 7.8 | 1 | 2019-12-31 | 2020-12-31 | 365 | 9.1218 | 9
52111 | 6.76 | 1 | 2019-12-31 | 2020-12-31 | 365 | 7.9055 | 7
52475 | 7.54 | 1 | 2019-12-31 | 2020-12-31 | 365 | 8.8177 | 8
52165 | 7.28 | 1 | 2019-12-31 | 2020-12-31 | 365 | 8.5137 | 8
52438 | 3.64 | 1 | 2019-12-31 | 2020-12-31 | 365 | 4.2568 | 4
51822 | 5.98 | 1 | 2019-12-31 | 2020-12-31 | 365 | 6.9934 | 6
52154 | 6.5 | 1 | 2019-12-31 | 2020-12-31 | 365 | 7.6015 | 7
51812 | 5.98 | 1 | 2019-12-31 | 2020-12-31 | 365 | 6.9934 | 6
29881 | 7.8 | 1 | 2019-12-31 | 2020-12-31 | 365 | 9.1218 | 9
52461 | 13 | 1 | 2019-12-31 | 2020-12-31 | 365 | 15.203 | 15
52460 | 3.64 | 1 | 2019-12-31 | 2020-12-31 | 365 | 4.2568 | 4
52464 | 9.62 | 1 | 2019-12-31 | 2020-12-31 | 365 | 11.2502 | 11
52439 | 3.38 | 1 | 2019-12-31 | 2020-12-31 | 365 | 3.9528 | 3
52466 | 4.16 | 1 | 2019-12-31 | 2020-12-31 | 365 | 4.865 | 4
52467 | 5.72 | 1 | 2019-12-31 | 2020-12-31 | 365 | 6.6893 | 6
49114 | 6.5 | 1 | 2019-12-31 | 2020-12-31 | 365 | 7.6015 | 7
31690 | 7.28 | 1 | 2019-12-31 | 2020-12-31 | 365 | 8.5137 | 8
52527 | 13 | 1 | 2019-12-31 | 2020-12-31 | 365 | 15.203 | 15
52417 | 5.46 | 1 | 2019-12-31 | 2020-12-31 | 365 | 6.3853 | 6
52423 | 5.2 | 1 | 2019-12-31 | 2020-12-31 | 365 | 6.0812 | 6
52493 | 2.06 | 1 | 2019-12-31 | 2020-12-31 | 365 | 2.4091 | 2
52484 | 6.24 | 1 | 2019-12-31 | 2020-12-31 | 365 | 7.2974 | 7
51998 | 8.32 | 1 | 2019-12-31 | 2020-12-31 | 365 | 9.7299 | 9
52481 | 7.02 | 1 | 2019-12-31 | 2020-12-31 | 365 | 8.2096 | 8
52480 | 8.32 | 1 | 2019-12-31 | 2020-12-31 | 365 | 9.7299 | 9
52517 | 6.76 | 1 | 2019-12-31 | 2020-12-31 | 365 | 7.9055 | 7
52003 | 13 | 1 | 2019-12-31 | 2020-12-31 | 365 | 15.203 | 15
52526 | 3.64 | 1 | 2019-12-31 | 2020-12-31 | 365 | 4.2568 | 4
52629 | 5.98 | 1 | 2019-12-31 | 2020-12-31 | 365 | 6.9934 | 6
52519 | 9.88 | 1 | 2019-12-31 | 2020-12-31 | 365 | 11.5543 | 11
28200 | 6.76 | 1 | 2019-12-31 | 2020-12-31 | 365 | 7.9055 | 7
52506 | 3.64 | 1 | 2019-12-31 | 2020-12-31 | 365 | 4.2568 | 4
52503 | 10.66 | 1 | 2019-12-31 | 2020-12-31 | 365 | 12.4664 | 12
52497 | 4.94 | 1 | 2019-12-31 | 2020-12-31 | 365 | 5.7771 | 5
52372 | 10.14 | 1 | 2019-12-31 | 2020-12-31 | 365 | 11.8583 | 11
28231 | 4.16 | 1 | 2019-12-31 | 2020-12-31 | 365 | 4.865 | 4
52501 | 7.02 | 1 | 2019-12-31 | 2020-12-31 | 365 | 8.2096 | 8
33549 | 4.68 | 1 | 2019-12-31 | 2020-12-31 | 365 | 5.4731 | 5
49233 | 4.94 | 1 | 2019-12-31 | 2020-12-31 | 365 | 5.7771 | 5
48703 | 5.46 | 1 | 2019-12-31 | 2020-12-31 | 365 | 6.3853 | 6
43751 | 15.08 | 1 | 2019-12-31 | 2020-12-31 | 365 | 17.6355 | 17
52203 | 6.24 | 1 | 2019-12-31 | 2020-12-31 | 365 | 7.2974 | 7
48776 | 7.28 | 1 | 2019-12-31 | 2020-12-31 | 365 | 8.5137 | 8
52182 | 7.28 | 1 | 2019-12-31 | 2020-12-31 | 365 | 8.5137 | 8
52561 | 8.32 | 1 | 2019-12-31 | 2020-12-31 | 365 | 9.7299 | 9
52166 | 12.48 | 1 | 2019-12-31 | 2020-12-31 | 365 | 14.5949 | 14
32274 | 8.84 | 1 | 2019-12-31 | 2020-12-31 | 365 | 10.338 | 10
26680 | 7.28 | 1 | 2019-12-31 | 2020-12-31 | 365 | 8.5137 | 8
52556 | 7.54 | 1 | 2019-12-31 | 2020-12-31 | 365 | 8.8177 | 8
52153 | 5.46 | 1 | 2019-12-31 | 2020-12-31 | 365 | 6.3853 | 6
48606 | 8.84 | 1 | 2019-12-31 | 2020-12-31 | 365 | 10.338 | 10
52197 | 9.88 | 1 | 2019-12-31 | 2020-12-31 | 365 | 11.5543 | 11
52128 | 9.1 | 1 | 2019-12-31 | 2020-12-31 | 365 | 10.6421 | 10
52566 | 9.88 | 1 | 2019-12-31 | 2020-12-31 | 365 | 11.5543 | 11
52509 | 7.54 | 1 | 2019-12-31 | 2020-12-31 | 365 | 8.8177 | 8
51813 | 4.68 | 1 | 2019-12-31 | 2020-12-31 | 365 | 5.4731 | 5
52613 | 4.68 | 1 | 2019-12-31 | 2020-12-31 | 365 | 5.4731 | 5
52123 | 7.02 | 1 | 2019-12-31 | 2020-12-31 | 365 | 8.2096 | 8
52572 | 4.16 | 1 | 2019-12-31 | 2020-12-31 | 365 | 4.865 | 4
51739 | 6.24 | 1 | 2019-12-31 | 2020-12-31 | 365 | 7.2974 | 7
52552 | 6.5 | 1 | 2019-12-31 | 2020-12-31 | 365 | 7.6015 | 7
52611 | 4.94 | 1 | 2019-12-31 | 2020-12-31 | 365 | 5.7771 | 5
36487 | 5.46 | 1 | 2019-12-31 | 2020-12-31 | 365 | 6.3853 | 6
52577 | 10.92 | 1 | 2019-12-31 | 2020-12-31 | 365 | 12.7705 | 12
52430 | 11.96 | 1 | 2019-12-31 | 2020-12-31 | 365 | 13.9867 | 13
22418 | 13.26 | 1 | 2019-12-31 | 2020-12-31 | 365 | 15.507 | 15
34128 | 4.16 | 1 | 2019-12-31 | 2020-12-31 | 365 | 4.865 | 4
33485 | 6.76 | 1 | 2019-12-31 | 2020-12-31 | 365 | 7.9055 | 7
29169 | 9.1 | 1 | 2019-12-31 | 2020-12-31 | 365 | 10.6421 | 10
33790 | 10.4 | 1 | 2019-12-31 | 2020-12-31 | 365 | 12.1624 | 12
31740 | 3.9 | 1 | 2019-12-31 | 2020-12-31 | 365 | 4.5609 | 4
33629 | 3.64 | 1 | 2019-12-31 | 2020-12-31 | 365 | 4.2568 | 4
52789 | 8.84 | 1 | 2019-12-31 | 2020-12-31 | 365 | 10.338 | 10
52782 | 8.84 | 1 | 2019-12-31 | 2020-12-31 | 365 | 10.338 | 10
52787 | 13 | 1 | 2019-12-31 | 2020-12-31 | 365 | 15.203 | 15
52771 | 10.4 | 1 | 2019-12-31 | 2020-12-31 | 365 | 12.1624 | 12
52769 | 4.94 | 1 | 2019-12-31 | 2020-12-31 | 365 | 5.7771 | 5
52766 | 9.62 | 1 | 2019-12-31 | 2020-12-31 | 365 | 11.2502 | 11
52761 | 2.86 | 1 | 2019-12-31 | 2020-12-31 | 365 | 3.3447 | 3
52759 | 2.6 | 1 | 2019-12-31 | 2020-12-31 | 365 | 3.0406 | 3
52160 | 4.68 | 1 | 2019-12-31 | 2020-12-31 | 365 | 5.4731 | 5
44202 | 11.96 | 1 | 2019-12-31 | 2020-12-31 | 365 | 13.9867 | 13
52791 | 5.98 | 1 | 2019-12-31 | 2020-12-31 | 365 | 6.9934 | 6
52718 | 5.72 | 1 | 2019-12-31 | 2020-12-31 | 365 | 6.6893 | 6
52684 | 4.42 | 1 | 2019-12-31 | 2020-12-31 | 365 | 5.169 | 5
52436 | 8.84 | 1 | 2019-12-31 | 2020-12-31 | 365 | 10.338 | 10
52210 | 4.42 | 1 | 2019-12-31 | 2020-12-31 | 365 | 5.169 | 5
52209 | 2.08 | 1 | 2019-12-31 | 2020-12-31 | 365 | 2.4325 | 2
52521 | 8.06 | 1 | 2019-12-31 | 2020-12-31 | 365 | 9.4258 | 9
44589 | 4.94 | 1 | 2019-12-31 | 2020-12-31 | 365 | 5.7771 | 5
52844 | 5.98 | 1 | 2019-12-31 | 2020-12-31 | 365 | 6.9934 | 6
52854 | 6.5 | 1 | 2019-12-31 | 2020-12-31 | 365 | 7.6015 | 7
52573 | 5.98 | 1 | 2019-12-31 | 2020-12-31 | 365 | 6.9934 | 6
52432 | 5.98 | 1 | 2019-12-31 | 2020-12-31 | 365 | 6.9934 | 6
52465 | 9.1 | 1 | 2019-12-31 | 2020-12-31 | 365 | 10.6421 | 10
52837 | 2.86 | 1 | 2019-12-31 | 2020-12-31 | 365 | 3.3447 | 3
52455 | 3.9 | 1 | 2019-12-31 | 2020-12-31 | 365 | 4.5609 | 4
52351 | 8.84 | 1 | 2019-12-31 | 2020-12-31 | 365 | 10.338 | 10
52340 | 7.02 | 1 | 2019-12-31 | 2020-12-31 | 365 | 8.2096 | 8
32420 | 5.2 | 1 | 2019-12-31 | 2020-12-31 | 365 | 6.0812 | 6
32392 | 7.28 | 1 | 2019-12-31 | 2020-12-31 | 365 | 8.5137 | 8
52895 | 3.9 | 1 | 2019-12-31 | 2020-12-31 | 365 | 4.5609 | 4
52889 | 6.5 | 1 | 2019-12-31 | 2020-12-31 | 365 | 7.6015 | 7
52778 | 5.2 | 1 | 2019-12-31 | 2020-12-31 | 365 | 6.0812 | 6
52881 | 8.06 | 1 | 2019-12-31 | 2020-12-31 | 365 | 9.4258 | 9
52880 | 11.96 | 1 | 2019-12-31 | 2020-12-31 | 365 | 13.9867 | 13
52877 | 7.02 | 1 | 2019-12-31 | 2020-12-31 | 365 | 8.2096 | 8
52756 | 9.1 | 1 | 2019-12-31 | 2020-12-31 | 365 | 10.6421 | 10
48936 | 4.42 | 1 | 2019-12-31 | 2020-12-31 | 365 | 5.169 | 5
43997 | 4.75 | 1 | 2019-12-31 | 2020-12-31 | 365 | 5.5549 | 5
52928 | 7.02 | 1 | 2019-12-31 | 2020-12-31 | 365 | 8.2096 | 8
52920 | 6.5 | 1 | 2019-12-31 | 2020-12-31 | 365 | 7.6015 | 7
52515 | 8.58 | 1 | 2019-12-31 | 2020-12-31 | 365 | 10.034 | 10
51767 | 13 | 1 | 2019-12-31 | 2020-12-31 | 365 | 15.203 | 15
52916 | 8.32 | 1 | 2019-12-31 | 2020-12-31 | 365 | 9.7299 | 9
48603 | 9.1 | 1 | 2019-12-31 | 2020-12-31 | 365 | 10.6421 | 10
38022 | 10.66 | 1 | 2019-12-31 | 2020-12-31 | 365 | 12.4664 | 12
52720 | 11.7 | 1 | 2019-12-31 | 2020-12-31 | 365 | 13.6827 | 13
52633 | 10.14 | 1 | 2019-12-31 | 2020-12-31 | 365 | 11.8583 | 11
52112 | 9.1 | 1 | 2019-12-31 | 2020-12-31 | 365 | 10.6421 | 10
44272 | 5.2 | 1 | 2019-12-31 | 2020-12-31 | 365 | 6.0812 | 6
39222 | 12.22 | 1 | 2019-12-31 | 2020-12-31 | 365 | 14.2908 | 14
52730 | 6.24 | 1 | 2019-12-31 | 2020-12-31 | 365 | 7.2974 | 7
52729 | 8.32 | 1 | 2019-12-31 | 2020-12-31 | 365 | 9.7299 | 9
52617 | 5.72 | 1 | 2019-12-31 | 2020-12-31 | 365 | 6.6893 | 6
27535 | 5.46 | 1 | 2019-12-31 | 2020-12-31 | 365 | 6.3853 | 6
34072 | 4.42 | 1 | 2019-12-31 | 2020-12-31 | 365 | 5.169 | 5
52669 | 6.5 | 1 | 2019-12-31 | 2020-12-31 | 365 | 7.6015 | 7
48662 | 3.64 | 1 | 2019-12-31 | 2020-12-31 | 365 | 4.2568 | 4
52678 | 2.6 | 1 | 2019-12-31 | 2020-12-31 | 365 | 3.0406 | 3
24948 | 7.8 | 1 | 2019-12-31 | 2020-12-31 | 365 | 9.1218 | 9
52648 | 5.46 | 1 | 2019-12-31 | 2020-12-31 | 365 | 6.3853 | 6
52768 | 3.12 | 1 | 2019-12-31 | 2020-12-31 | 365 | 3.6487 | 3
52642 | 8.06 | 1 | 2019-12-31 | 2020-12-31 | 365 | 9.4258 | 9
52722 | 5.98 | 1 | 2019-12-31 | 2020-12-31 | 365 | 6.9934 | 6
53013 | 3.64 | 1 | 2019-12-31 | 2020-12-31 | 365 | 4.2568 | 4
52349 | 8.06 | 1 | 2019-12-31 | 2020-12-31 | 365 | 9.4258 | 9
31848 | 3.9 | 1 | 2019-12-31 | 2020-12-31 | 365 | 4.5609 | 4
31890 | 7.28 | 1 | 2019-12-31 | 2020-12-31 | 365 | 8.5137 | 8
53010 | 5.72 | 1 | 2019-12-31 | 2020-12-31 | 365 | 6.6893 | 6
32390 | 3.64 | 1 | 2019-12-31 | 2020-12-31 | 365 | 4.2568 | 4
53023 | 2.86 | 1 | 2019-12-31 | 2020-12-31 | 365 | 3.3447 | 3
52362 | 8.84 | 1 | 2019-12-31 | 2020-12-31 | 365 | 10.338 | 10
52437 | 2.86 | 1 | 2019-12-31 | 2020-12-31 | 365 | 3.3447 | 3
52792 | 9.36 | 1 | 2019-12-31 | 2020-12-31 | 365 | 10.9461 | 10
52375 | 1.82 | 1 | 2019-12-31 | 2020-12-31 | 365 | 2.1284 | 2
52992 | 13 | 1 | 2019-12-31 | 2020-12-31 | 365 | 15.203 | 15
53048 | 2.86 | 1 | 2019-12-31 | 2020-12-31 | 365 | 3.3447 | 3
51625 | 6.76 | 1 | 2019-12-31 | 2020-12-31 | 365 | 7.9055 | 7
52431 | 2.08 | 1 | 2019-12-31 | 2020-12-31 | 365 | 2.4325 | 2
53022 | 11.18 | 1 | 2019-12-31 | 2020-12-31 | 365 | 13.0746 | 13
53037 | 7.8 | 1 | 2019-12-31 | 2020-12-31 | 365 | 9.1218 | 9
53120 | 8.58 | 1 | 2019-12-31 | 2020-12-31 | 365 | 10.034 | 10
53122 | 6.5 | 1 | 2019-12-31 | 2020-12-31 | 365 | 7.6015 | 7
53128 | 7.8 | 1 | 2019-12-31 | 2020-12-31 | 365 | 9.1218 | 9
52982 | 6.5 | 1 | 2019-12-31 | 2020-12-31 | 365 | 7.6015 | 7
53129 | 4.94 | 1 | 2019-12-31 | 2020-12-31 | 365 | 5.7771 | 5
36960 | 4.42 | 1 | 2019-12-31 | 2020-12-31 | 365 | 5.169 | 5
53125 | 6.76 | 1 | 2019-12-31 | 2020-12-31 | 365 | 7.9055 | 7
52990 | 8.58 | 1 | 2019-12-31 | 2020-12-31 | 365 | 10.034 | 10
47742 | 5.865 | 1 | 2019-12-31 | 2020-12-31 | 365 | 6.8589 | 6
52979 | 9.62 | 1 | 2019-12-31 | 2020-12-31 | 365 | 11.2502 | 11
25327 | 9.62 | 1 | 2019-12-31 | 2020-12-31 | 365 | 11.2502 | 11
52973 | 8.84 | 1 | 2019-12-31 | 2020-12-31 | 365 | 10.338 | 10
18309 | 6.24 | 1 | 2019-12-31 | 2020-12-31 | 365 | 7.2974 | 7
24021 | 2.86 | 1 | 2019-12-31 | 2020-12-31 | 365 | 3.3447 | 3
22748 | 5.61 | 1 | 2019-12-31 | 2020-12-31 | 365 | 6.5607 | 6
52772 | 7.02 | 1 | 2019-12-31 | 2020-12-31 | 365 | 8.2096 | 8
52777 | 4.68 | 1 | 2019-12-31 | 2020-12-31 | 365 | 5.4731 | 5
52957 | 4.42 | 1 | 2019-12-31 | 2020-12-31 | 365 | 5.169 | 5
52927 | 5.2 | 1 | 2019-12-31 | 2020-12-31 | 365 | 6.0812 | 6
13845 | 4.08 | 1 | 2019-12-31 | 2020-12-31 | 365 | 4.7714 | 4
53209 | 8.84 | 1 | 2019-12-31 | 2020-12-31 | 365 | 10.338 | 10
53206 | 4.16 | 1 | 2019-12-31 | 2020-12-31 | 365 | 4.865 | 4
52946 | 4.42 | 1 | 2019-12-31 | 2020-12-31 | 365 | 5.169 | 5
35966 | 1.56 | 1 | 2019-12-31 | 2020-12-31 | 365 | 1.8244 | 1
52997 | 5.72 | 1 | 2019-12-31 | 2020-12-31 | 365 | 6.6893 | 6
52949 | 2.34 | 1 | 2019-12-31 | 2020-12-31 | 365 | 2.7365 | 2
37402 | 4.16 | 1 | 2019-12-31 | 2020-12-31 | 365 | 4.865 | 4
52999 | 6.24 | 1 | 2019-12-31 | 2020-12-31 | 365 | 7.2974 | 7
53009 | 2.86 | 1 | 2019-12-31 | 2020-12-31 | 365 | 3.3447 | 3
34316 | 8.06 | 1 | 2019-12-31 | 2020-12-31 | 365 | 9.4258 | 9
47244 | 5.46 | 1 | 2019-12-31 | 2020-12-31 | 365 | 6.3853 | 6
32141 | 4.94 | 1 | 2019-12-31 | 2020-12-31 | 365 | 5.7771 | 5
53036 | 9.62 | 1 | 2019-12-31 | 2020-12-31 | 365 | 11.2502 | 11
53034 | 7.8 | 1 | 2019-12-31 | 2020-12-31 | 365 | 9.1218 | 9
25657 | 4.68 | 1 | 2019-12-31 | 2020-12-31 | 365 | 5.4731 | 5
53029 | 7.28 | 1 | 2019-12-31 | 2020-12-31 | 365 | 8.5137 | 8
53028 | 5.72 | 1 | 2019-12-31 | 2020-12-31 | 365 | 6.6893 | 6
53024 | 5.46 | 1 | 2019-12-31 | 2020-12-31 | 365 | 6.3853 | 6
28004 | 5.46 | 1 | 2019-12-31 | 2020-12-31 | 365 | 6.3853 | 6
53215 | 8.06 | 1 | 2019-12-31 | 2020-12-31 | 365 | 9.4258 | 9
53195 | 5.72 | 1 | 2019-12-31 | 2020-12-31 | 365 | 6.6893 | 6
36815 | 3.57 | 1 | 2019-12-31 | 2020-12-31 | 365 | 4.175 | 4
52890 | 7.28 | 1 | 2019-12-31 | 2020-12-31 | 365 | 8.5137 | 8
52530 | 5.2 | 1 | 2019-12-31 | 2020-12-31 | 365 | 6.0812 | 6
33771 | 5.98 | 1 | 2019-12-31 | 2020-12-31 | 365 | 6.9934 | 6
52355 | 2.6 | 1 | 2019-12-31 | 2020-12-31 | 365 | 3.0406 | 3
51606 | 10.4 | 1 | 2019-12-31 | 2020-12-31 | 365 | 12.1624 | 12
53085 | 7.8 | 1 | 2019-12-31 | 2020-12-31 | 365 | 9.1218 | 9
48664 | 3.38 | 1 | 2019-12-31 | 2020-12-31 | 365 | 3.9528 | 3
52520 | 8.06 | 1 | 2019-12-31 | 2020-12-31 | 365 | 9.4258 | 9
53088 | 2.08 | 1 | 2019-12-31 | 2020-12-31 | 365 | 2.4325 | 2
50901 | 8.84 | 1 | 2019-12-31 | 2020-12-31 | 365 | 10.338 | 10
52537 | 3.12 | 1 | 2019-12-31 | 2020-12-31 | 365 | 3.6487 | 3
51995 | 4.68 | 1 | 2019-12-31 | 2020-12-31 | 365 | 5.4731 | 5
52538 | 9.1 | 1 | 2019-12-31 | 2020-12-31 | 365 | 10.6421 | 10
43699 | 10.14 | 1 | 2019-12-31 | 2020-12-31 | 365 | 11.8583 | 11
52115 | 3.9 | 1 | 2019-12-31 | 2020-12-31 | 365 | 4.5609 | 4
49045 | 3.38 | 1 | 2019-12-31 | 2020-12-31 | 365 | 3.9528 | 3
52158 | 8.84 | 1 | 2019-12-31 | 2020-12-31 | 365 | 10.338 | 10
51790 | 3.64 | 1 | 2019-12-31 | 2020-12-31 | 365 | 4.2568 | 4
51575 | 5.72 | 1 | 2019-12-31 | 2020-12-31 | 365 | 6.6893 | 6
49526 | 7.54 | 1 | 2019-12-31 | 2020-12-31 | 365 | 8.8177 | 8
52628 | 13 | 1 | 2019-12-31 | 2020-12-31 | 365 | 15.203 | 15
51931 | 11.18 | 1 | 2019-12-31 | 2020-12-31 | 365 | 13.0746 | 13
52732 | 4.94 | 1 | 2019-12-31 | 2020-12-31 | 365 | 5.7771 | 5
52291 | 4.16 | 1 | 2019-12-31 | 2020-12-31 | 365 | 4.865 | 4
52360 | 10.14 | 1 | 2019-12-31 | 2020-12-31 | 365 | 11.8583 | 11
29112 | 7.8 | 1 | 2019-12-31 | 2020-12-31 | 365 | 9.1218 | 9
47356 | 2.6 | 1 | 2019-12-31 | 2020-12-31 | 365 | 3.0406 | 3
52498 | 6.24 | 1 | 2019-12-31 | 2020-12-31 | 365 | 7.2974 | 7
32857 | 4.42 | 1 | 2019-12-31 | 2020-12-31 | 365 | 5.169 | 5
22512 | 4.42 | 1 | 2019-12-31 | 2020-12-31 | 365 | 5.169 | 5
41113 | 7.28 | 1 | 2019-12-31 | 2020-12-31 | 365 | 8.5137 | 8
23472 | 7.8 | 1 | 2019-12-31 | 2020-12-31 | 365 | 9.1218 | 9
43735 | 3.64 | 1 | 2019-12-31 | 2020-12-31 | 365 | 4.2568 | 4
32168 | 8.58 | 1 | 2019-12-31 | 2020-12-31 | 365 | 10.034 | 10
33689 | 2.86 | 1 | 2019-12-31 | 2020-12-31 | 365 | 3.3447 | 3
34421 | 10.92 | 1 | 2019-12-31 | 2020-12-31 | 365 | 12.7705 | 12
44216 | 4.16 | 1 | 2019-12-31 | 2020-12-31 | 365 | 4.865 | 4
44647 | 6.5 | 1 | 2019-12-31 | 2020-12-31 | 365 | 7.6015 | 7
49220 | 7.02 | 1 | 2019-12-31 | 2020-12-31 | 365 | 8.2096 | 8
53086 | 7.02 | 1 | 2019-12-31 | 2020-12-31 | 365 | 8.2096 | 8
45543 | 4.16 | 1 | 2019-12-31 | 2020-12-31 | 365 | 4.865 | 4
48816 | 4.16 | 1 | 2019-12-31 | 2020-12-31 | 365 | 4.865 | 4
48676 | 8.06 | 1 | 2019-12-31 | 2020-12-31 | 365 | 9.4258 | 9
48628 | 11.18 | 1 | 2019-12-31 | 2020-12-31 | 365 | 13.0746 | 13
51072 | 7.28 | 1 | 2019-12-31 | 2020-12-31 | 365 | 8.5137 | 8
50904 | 4.16 | 1 | 2019-12-31 | 2020-12-31 | 365 | 4.865 | 4
50970 | 13 | 1 | 2019-12-31 | 2020-12-31 | 365 | 15.203 | 15
51942 | 10.4 | 1 | 2019-12-31 | 2020-12-31 | 365 | 12.1624 | 12
50963 | 7.54 | 1 | 2019-12-31 | 2020-12-31 | 365 | 8.8177 | 8
51622 | 6.24 | 1 | 2019-12-31 | 2020-12-31 | 365 | 7.2974 | 7
52228 | 5.98 | 1 | 2019-12-31 | 2020-12-31 | 365 | 6.9934 | 6
33393 | 7.8 | 1 | 2019-12-31 | 2020-12-31 | 365 | 9.1218 | 9
52462 | 9.1 | 1 | 2019-12-31 | 2020-12-31 | 365 | 10.6421 | 10
37811 | 8.32 | 1 | 2019-12-31 | 2020-12-31 | 365 | 9.7299 | 9
51737 | 2.86 | 1 | 2019-12-31 | 2020-12-31 | 365 | 3.3447 | 3
52282 | 2.34 | 1 | 2019-12-31 | 2020-12-31 | 365 | 2.7365 | 2
53323 | 8.58 | 1 | 2019-12-31 | 2020-12-31 | 365 | 10.034 | 10
53346 | 3.38 | 1 | 2019-12-31 | 2020-12-31 | 365 | 3.9528 | 3
53349 | 6.24 | 1 | 2019-12-31 | 2020-12-31 | 365 | 7.2974 | 7
53351 | 5.72 | 1 | 2019-12-31 | 2020-12-31 | 365 | 6.6893 | 6
53354 | 2.08 | 1 | 2019-12-31 | 2020-12-31 | 365 | 2.4325 | 2
53360 | 5.2 | 1 | 2019-12-31 | 2020-12-31 | 365 | 6.0812 | 6
53368 | 5.46 | 1 | 2019-12-31 | 2020-12-31 | 365 | 6.3853 | 6
53353 | 4.16 | 1 | 2019-12-31 | 2020-12-31 | 365 | 4.865 | 4
53357 | 4.16 | 1 | 2019-12-31 | 2020-12-31 | 365 | 4.865 | 4
52525 | 4.94 | 1 | 2019-12-31 | 2020-12-31 | 365 | 5.7771 | 5
52476 | 12.48 | 1 | 2019-12-31 | 2020-12-31 | 365 | 14.5949 | 14
29773 | 4.16 | 1 | 2019-12-31 | 2020-12-31 | 365 | 4.865 | 4
53534 | 3.9 | 1 | 2019-12-31 | 2020-12-31 | 365 | 4.5609 | 4
53535 | 6.76 | 1 | 2019-12-31 | 2020-12-31 | 365 | 7.9055 | 7
53541 | 7.28 | 1 | 2019-12-31 | 2020-12-31 | 365 | 8.5137 | 8
53547 | 4.94 | 1 | 2019-12-31 | 2020-12-31 | 365 | 5.7771 | 5
53542 | 6.5 | 1 | 2019-12-31 | 2020-12-31 | 365 | 7.6015 | 7
53548 | 2.6 | 1 | 2019-12-31 | 2020-12-31 | 365 | 3.0406 | 3
52850 | 5.46 | 1 | 2019-12-31 | 2020-12-31 | 365 | 6.3853 | 6
32395 | 7.8 | 1 | 2019-12-31 | 2020-12-31 | 365 | 9.1218 | 9
48686 | 5.865 | 1 | 2019-12-31 | 2020-12-31 | 365 | 6.8589 | 6
37728 | 6.24 | 1 | 2019-12-31 | 2020-12-31 | 365 | 7.2974 | 7
51618 | 5.2 | 1 | 2019-12-31 | 2020-12-31 | 365 | 6.0812 | 6
23109 | 1.785 | 1 | 2019-12-31 | 2020-12-31 | 365 | 2.0875 | 2
51847 | 9.62 | 1 | 2019-12-31 | 2020-12-31 | 365 | 11.2502 | 11
51834 | 14.79 | 1 | 2019-12-31 | 2020-12-31 | 365 | 17.2963 | 17
53069 | 5.72 | 1 | 2019-12-31 | 2020-12-31 | 365 | 6.6893 | 6
32590 | 4.42 | 1 | 2019-12-31 | 2020-12-31 | 365 | 5.169 | 5
53065 | 10.92 | 1 | 2019-12-31 | 2020-12-31 | 365 | 12.7705 | 12
53055 | 9.36 | 1 | 2019-12-31 | 2020-12-31 | 365 | 10.9461 | 10
52570 | 11.7 | 1 | 2019-12-31 | 2020-12-31 | 365 | 13.6827 | 13
53021 | 10.92 | 1 | 2019-12-31 | 2020-12-31 | 365 | 12.7705 | 12
52152 | 7.02 | 1 | 2019-12-31 | 2020-12-31 | 365 | 8.2096 | 8
53026 | 3.9 | 1 | 2019-12-31 | 2020-12-31 | 365 | 4.5609 | 4
53032 | 7.28 | 1 | 2019-12-31 | 2020-12-31 | 365 | 8.5137 | 8
53068 | 6.76 | 1 | 2019-12-31 | 2020-12-31 | 365 | 7.9055 | 7
53083 | 4.42 | 1 | 2019-12-31 | 2020-12-31 | 365 | 5.169 | 5
53066 | 13 | 1 | 2019-12-31 | 2020-12-31 | 365 | 15.203 | 15
53080 | 7.02 | 1 | 2019-12-31 | 2020-12-31 | 365 | 8.2096 | 8
53049 | 9.1 | 1 | 2019-12-31 | 2020-12-31 | 365 | 10.6421 | 10
53046 | 10.14 | 1 | 2019-12-31 | 2020-12-31 | 365 | 11.8583 | 11
32591 | 3.38 | 1 | 2019-12-31 | 2020-12-31 | 365 | 3.9528 | 3
51578 | 2.6 | 1 | 2019-12-31 | 2020-12-31 | 365 | 3.0406 | 3
28850 | 4.42 | 1 | 2019-12-31 | 2020-12-31 | 365 | 5.169 | 5
51833 | 4.94 | 1 | 2019-12-31 | 2020-12-31 | 365 | 5.7771 | 5
23606 | 9.88 | 1 | 2019-12-31 | 2020-12-31 | 365 | 11.5543 | 11
37760 | 8.06 | 1 | 2019-12-31 | 2020-12-31 | 365 | 9.4258 | 9
52318 | 11.96 | 1 | 2019-12-31 | 2020-12-31 | 365 | 13.9867 | 13
51355 | 8.58 | 1 | 2019-12-31 | 2020-12-31 | 365 | 10.034 | 10
48638 | 3.12 | 1 | 2019-12-31 | 2020-12-31 | 365 | 3.6487 | 3
51366 | 6.24 | 1 | 2019-12-31 | 2020-12-31 | 365 | 7.2974 | 7
48977 | 6.24 | 1 | 2019-12-31 | 2020-12-31 | 365 | 7.2974 | 7
51612 | 5.72 | 1 | 2019-12-31 | 2020-12-31 | 365 | 6.6893 | 6
51766 | 3.64 | 1 | 2019-12-31 | 2020-12-31 | 365 | 4.2568 | 4
51225 | 2.34 | 1 | 2019-12-31 | 2020-12-31 | 365 | 2.7365 | 2
52045 | 2.34 | 1 | 2019-12-31 | 2020-12-31 | 365 | 2.7365 | 2
52015 | 4.42 | 1 | 2019-12-31 | 2020-12-31 | 365 | 5.169 | 5
52634 | 6.76 | 1 | 2019-12-31 | 2020-12-31 | 365 | 7.9055 | 7
53562 | 4.94 | 1 | 2019-12-31 | 2020-12-31 | 365 | 5.7771 | 5
38645 | 5.2 | 1 | 2019-12-31 | 2020-12-31 | 365 | 6.0812 | 6
53380 | 9.1 | 1 | 2019-12-31 | 2020-12-31 | 365 | 10.6421 | 10
53391 | 12.48 | 1 | 2019-12-31 | 2020-12-31 | 365 | 14.5949 | 14
53399 | 4.16 | 1 | 2019-12-31 | 2020-12-31 | 365 | 4.865 | 4
53420 | 4.94 | 1 | 2019-12-31 | 2020-12-31 | 365 | 5.7771 | 5
53419 | 9.36 | 1 | 2019-12-31 | 2020-12-31 | 365 | 10.9461 | 10
53421 | 7.54 | 1 | 2019-12-31 | 2020-12-31 | 365 | 8.8177 | 8
53371 | 4.42 | 1 | 2019-12-31 | 2020-12-31 | 365 | 5.169 | 5
53382 | 5.98 | 1 | 2019-12-31 | 2020-12-31 | 365 | 6.9934 | 6
53425 | 11.7 | 1 | 2019-12-31 | 2020-12-31 | 365 | 13.6827 | 13
53469 | 11.18 | 1 | 2019-12-31 | 2020-12-31 | 365 | 13.0746 | 13
53397 | 13 | 1 | 2019-12-31 | 2020-12-31 | 365 | 15.203 | 15
26678 | 4.16 | 1 | 2019-12-31 | 2020-12-31 | 365 | 4.865 | 4
53641 | 3.9 | 1 | 2019-12-31 | 2020-12-31 | 365 | 4.5609 | 4
53389 | 9.555 | 1 | 2019-12-31 | 2020-12-31 | 365 | 11.1742 | 11
53512 | 8.84 | 1 | 2019-12-31 | 2020-12-31 | 365 | 10.338 | 10
53481 | 3.38 | 1 | 2019-12-31 | 2020-12-31 | 365 | 3.9528 | 3
53480 | 5.46 | 1 | 2019-12-31 | 2020-12-31 | 365 | 6.3853 | 6
53471 | 5.46 | 1 | 2019-12-31 | 2020-12-31 | 365 | 6.3853 | 6
53429 | 4.42 | 1 | 2019-12-31 | 2020-12-31 | 365 | 5.169 | 5
53463 | 5.72 | 1 | 2019-12-31 | 2020-12-31 | 365 | 6.6893 | 6
53449 | 10.66 | 1 | 2019-12-31 | 2020-12-31 | 365 | 12.4664 | 12
53446 | 9.62 | 1 | 2019-12-31 | 2020-12-31 | 365 | 11.2502 | 11
16670 | 9.88 | 1 | 2019-12-31 | 2020-12-31 | 365 | 11.5543 | 11
46291 | 8.32 | 1 | 2019-12-31 | 2020-12-31 | 365 | 9.7299 | 9
28366 | 4.16 | 1 | 2019-12-31 | 2020-12-31 | 365 | 4.865 | 4
49512 | 10.66 | 1 | 2019-12-31 | 2020-12-31 | 365 | 12.4664 | 12
31650 | 9.88 | 1 | 2019-12-31 | 2020-12-31 | 365 | 11.5543 | 11
22301 | 5.46 | 1 | 2019-12-31 | 2020-12-31 | 365 | 6.3853 | 6
53474 | 3.64 | 1 | 2019-12-31 | 2020-12-31 | 365 | 4.2568 | 4
27166 | 8.58 | 1 | 2019-12-31 | 2020-12-31 | 365 | 10.034 | 10
31401 | 9.18 | 1 | 2019-12-31 | 2020-12-31 | 365 | 10.7356 | 10
27718 | 4.59 | 1 | 2019-12-31 | 2020-12-31 | 365 | 5.3678 | 5
37899 | 3.9 | 1 | 2019-12-31 | 2020-12-31 | 365 | 4.5609 | 4
27684 | 8.925 | 1 | 2019-12-31 | 2020-12-31 | 365 | 10.4374 | 10
20662 | 6.76 | 1 | 2019-12-31 | 2020-12-31 | 365 | 7.9055 | 7
37883 | 10.4 | 1 | 2019-12-31 | 2020-12-31 | 365 | 12.1624 | 12
29254 | 7.28 | 1 | 2019-12-31 | 2020-12-31 | 365 | 8.5137 | 8
27584 | 5.61 | 1 | 2019-12-31 | 2020-12-31 | 365 | 6.5607 | 6
51886 | 7.02 | 1 | 2019-12-31 | 2020-12-31 | 365 | 8.2096 | 8
36542 | 8.06 | 1 | 2019-12-31 | 2020-12-31 | 365 | 9.4258 | 9
34270 | 5.25 | 1 | 2019-12-31 | 2020-12-31 | 365 | 6.1397 | 6
27553 | 9.18 | 1 | 2019-12-31 | 2020-12-31 | 365 | 10.7356 | 10
33125 | 6.24 | 1 | 2019-12-31 | 2020-12-31 | 365 | 7.2974 | 7
27489 | 5.355 | 1 | 2019-12-31 | 2020-12-31 | 365 | 6.2625 | 6
33460 | 2.86 | 1 | 2019-12-31 | 2020-12-31 | 365 | 3.3447 | 3
52107 | 8.32 | 1 | 2019-12-31 | 2020-12-31 | 365 | 9.7299 | 9
51944 | 11.7 | 1 | 2019-12-31 | 2020-12-31 | 365 | 13.6827 | 13
53827 | 4.94 | 1 | 2019-12-31 | 2020-12-31 | 365 | 5.7771 | 5
39353 | 10.66 | 1 | 2019-12-31 | 2020-12-31 | 365 | 12.4664 | 12
34312 | 4.16 | 1 | 2019-12-31 | 2020-12-31 | 365 | 4.865 | 4
19685 | 4.68 | 1 | 2019-12-31 | 2020-12-31 | 365 | 5.4731 | 5
53823 | 3.12 | 1 | 2019-12-31 | 2020-12-31 | 365 | 3.6487 | 3
17405 | 9.88 | 1 | 2019-12-31 | 2020-12-31 | 365 | 11.5543 | 11
51751 | 9.88 | 1 | 2019-12-31 | 2020-12-31 | 365 | 11.5543 | 11
38806 | 4.94 | 1 | 2019-12-31 | 2020-12-31 | 365 | 5.7771 | 5
53583 | 5.98 | 1 | 2019-12-31 | 2020-12-31 | 365 | 6.9934 | 6
51769 | 10.4 | 1 | 2019-12-31 | 2020-12-31 | 365 | 12.1624 | 12
52353 | 2.86 | 1 | 2019-12-31 | 2020-12-31 | 365 | 3.3447 | 3
53008 | 7.02 | 1 | 2019-12-31 | 2020-12-31 | 365 | 8.2096 | 8
52995 | 7.02 | 1 | 2019-12-31 | 2020-12-31 | 365 | 8.2096 | 8
51604 | 15.86 | 1 | 2019-12-31 | 2020-12-31 | 365 | 18.5476 | 18
52994 | 5.72 | 1 | 2019-12-31 | 2020-12-31 | 365 | 6.6893 | 6
52993 | 6.5 | 1 | 2019-12-31 | 2020-12-31 | 365 | 7.6015 | 7
48760 | 17.94 | 1 | 2019-12-31 | 2020-12-31 | 365 | 20.9801 | 20
53119 | 9.88 | 1 | 2019-12-31 | 2020-12-31 | 365 | 11.5543 | 11
45547 | 10.4 | 1 | 2019-12-31 | 2020-12-31 | 365 | 12.1624 | 12
52969 | 12.48 | 1 | 2019-12-31 | 2020-12-31 | 365 | 14.5949 | 14
52967 | 6.76 | 1 | 2019-12-31 | 2020-12-31 | 365 | 7.9055 | 7
52945 | 5.98 | 1 | 2019-12-31 | 2020-12-31 | 365 | 6.9934 | 6
44965 | 3.64 | 1 | 2019-12-31 | 2020-12-31 | 365 | 4.2568 | 4
43717 | 8.32 | 1 | 2019-12-31 | 2020-12-31 | 365 | 9.7299 | 9
39363 | 3.9 | 1 | 2019-12-31 | 2020-12-31 | 365 | 4.5609 | 4
52937 | 12.48 | 1 | 2019-12-31 | 2020-12-31 | 365 | 14.5949 | 14
52948 | 6.76 | 1 | 2019-12-31 | 2020-12-31 | 365 | 7.9055 | 7
52926 | 10.4 | 1 | 2019-12-31 | 2020-12-31 | 365 | 12.1624 | 12
52991 | 6.24 | 1 | 2019-12-31 | 2020-12-31 | 365 | 7.2974 | 7
52763 | 2.34 | 1 | 2019-12-31 | 2020-12-31 | 365 | 2.7365 | 2
52726 | 3.9 | 1 | 2019-12-31 | 2020-12-31 | 365 | 4.5609 | 4
53539 | 7.28 | 1 | 2019-12-31 | 2020-12-31 | 365 | 8.5137 | 8
53792 | 2.86 | 1 | 2019-12-31 | 2020-12-31 | 365 | 3.3447 | 3
53756 | 4.94 | 1 | 2019-12-31 | 2020-12-31 | 365 | 5.7771 | 5
53755 | 6.76 | 1 | 2019-12-31 | 2020-12-31 | 365 | 7.9055 | 7
53977 | 7.28 | 1 | 2019-12-31 | 2020-12-31 | 365 | 8.5137 | 8
53974 | 7.8 | 1 | 2019-12-31 | 2020-12-31 | 365 | 9.1218 | 9
53971 | 2.08 | 1 | 2019-12-31 | 2020-12-31 | 365 | 2.4325 | 2
53924 | 16.12 | 1 | 2019-12-31 | 2020-12-31 | 365 | 18.8517 | 18
52685 | 10.92 | 1 | 2019-12-31 | 2020-12-31 | 365 | 12.7705 | 12
53893 | 8.84 | 1 | 2019-12-31 | 2020-12-31 | 365 | 10.338 | 10
52650 | 7.02 | 1 | 2019-12-31 | 2020-12-31 | 365 | 8.2096 | 8
52631 | 10.14 | 1 | 2019-12-31 | 2020-12-31 | 365 | 11.8583 | 11
53959 | 4.16 | 1 | 2019-12-31 | 2020-12-31 | 365 | 4.865 | 4
52583 | 9.88 | 1 | 2019-12-31 | 2020-12-31 | 365 | 11.5543 | 11
52513 | 5.2 | 1 | 2019-12-31 | 2020-12-31 | 365 | 6.0812 | 6
20829 | 2.08 | 1 | 2019-12-31 | 2020-12-31 | 365 | 2.4325 | 2
52474 | 8.58 | 1 | 2019-12-31 | 2020-12-31 | 365 | 10.034 | 10
52434 | 10.4 | 1 | 2019-12-31 | 2020-12-31 | 365 | 12.1624 | 12
53697 | 6.24 | 1 | 2019-12-31 | 2020-12-31 | 365 | 7.2974 | 7
53915 | 13 | 1 | 2019-12-31 | 2020-12-31 | 365 | 15.203 | 15
53687 | 3.64 | 1 | 2019-12-31 | 2020-12-31 | 365 | 4.2568 | 4
53890 | 7.8 | 1 | 2019-12-31 | 2020-12-31 | 365 | 9.1218 | 9
53685 | 7.02 | 1 | 2019-12-31 | 2020-12-31 | 365 | 8.2096 | 8
53920 | 12.48 | 1 | 2019-12-31 | 2020-12-31 | 365 | 14.5949 | 14
53678 | 4.94 | 1 | 2019-12-31 | 2020-12-31 | 365 | 5.7771 | 5
53656 | 9.88 | 1 | 2019-12-31 | 2020-12-31 | 365 | 11.5543 | 11
53674 | 10.14 | 1 | 2019-12-31 | 2020-12-31 | 365 | 11.8583 | 11
53672 | 7.8 | 1 | 2019-12-31 | 2020-12-31 | 365 | 9.1218 | 9
53665 | 3.38 | 1 | 2019-12-31 | 2020-12-31 | 365 | 3.9528 | 3
53869 | 5.98 | 1 | 2019-12-31 | 2020-12-31 | 365 | 6.9934 | 6
53653 | 5.72 | 1 | 2019-12-31 | 2020-12-31 | 365 | 6.6893 | 6
53567 | 6.5 | 1 | 2019-12-31 | 2020-12-31 | 365 | 7.6015 | 7
53565 | 13 | 1 | 2019-12-31 | 2020-12-31 | 365 | 15.203 | 15
53876 | 11.96 | 1 | 2019-12-31 | 2020-12-31 | 365 | 13.9867 | 13
53561 | 9.1 | 1 | 2019-12-31 | 2020-12-31 | 365 | 10.6421 | 10
53560 | 7.02 | 1 | 2019-12-31 | 2020-12-31 | 365 | 8.2096 | 8
53655 | 9.62 | 1 | 2019-12-31 | 2020-12-31 | 365 | 11.2502 | 11
53651 | 3.38 | 1 | 2019-12-31 | 2020-12-31 | 365 | 3.9528 | 3
53552 | 8.06 | 1 | 2019-12-31 | 2020-12-31 | 365 | 9.4258 | 9
54084 | 3.9 | 1 | 2019-12-31 | 2020-12-31 | 365 | 4.5609 | 4
53529 | 3.9 | 1 | 2019-12-31 | 2020-12-31 | 365 | 4.5609 | 4
54056 | 8.06 | 1 | 2019-12-31 | 2020-12-31 | 365 | 9.4258 | 9
53999 | 5.72 | 1 | 2019-12-31 | 2020-12-31 | 365 | 6.6893 | 6
53576 | 8.58 | 1 | 2019-12-31 | 2020-12-31 | 365 | 10.034 | 10
53308 | 4.16 | 1 | 2019-12-31 | 2020-12-31 | 365 | 4.865 | 4
53632 | 13 | 1 | 2019-12-31 | 2020-12-31 | 365 | 15.203 | 15
54042 | 8.84 | 1 | 2019-12-31 | 2020-12-31 | 365 | 10.338 | 10
53061 | 6.24 | 1 | 2019-12-31 | 2020-12-31 | 365 | 7.2974 | 7
53030 | 8.06 | 1 | 2019-12-31 | 2020-12-31 | 365 | 9.4258 | 9
52810 | 9.62 | 1 | 2019-12-31 | 2020-12-31 | 365 | 11.2502 | 11
51857 | 7.8 | 1 | 2019-12-31 | 2020-12-31 | 365 | 9.1218 | 9
53845 | 5.98 | 1 | 2019-12-31 | 2020-12-31 | 365 | 6.9934 | 6
53865 | 9.1 | 1 | 2019-12-31 | 2020-12-31 | 365 | 10.6421 | 10
53196 | 4.68 | 1 | 2019-12-31 | 2020-12-31 | 365 | 5.4731 | 5
53374 | 8.32 | 1 | 2019-12-31 | 2020-12-31 | 365 | 9.7299 | 9
53105 | 8.32 | 1 | 2019-12-31 | 2020-12-31 | 365 | 9.7299 | 9
53874 | 3.12 | 1 | 2019-12-31 | 2020-12-31 | 365 | 3.6487 | 3
53649 | 9.62 | 1 | 2019-12-31 | 2020-12-31 | 365 | 11.2502 | 11
53870 | 8.58 | 1 | 2019-12-31 | 2020-12-31 | 365 | 10.034 | 10
53643 | 6.76 | 1 | 2019-12-31 | 2020-12-31 | 365 | 7.9055 | 7
53866 | 17.68 | 1 | 2019-12-31 | 2020-12-31 | 365 | 20.6761 | 20
53851 | 7.02 | 1 | 2019-12-31 | 2020-12-31 | 365 | 8.2096 | 8
53640 | 11.96 | 1 | 2019-12-31 | 2020-12-31 | 365 | 13.9867 | 13
53615 | 6.24 | 1 | 2019-12-31 | 2020-12-31 | 365 | 7.2974 | 7
53585 | 3.64 | 1 | 2019-12-31 | 2020-12-31 | 365 | 4.2568 | 4
53832 | 10.66 | 1 | 2019-12-31 | 2020-12-31 | 365 | 12.4664 | 12
53564 | 11.18 | 1 | 2019-12-31 | 2020-12-31 | 365 | 13.0746 | 13
53856 | 7.54 | 1 | 2019-12-31 | 2020-12-31 | 365 | 8.8177 | 8
53546 | 9.88 | 1 | 2019-12-31 | 2020-12-31 | 365 | 11.5543 | 11
53834 | 3.38 | 1 | 2019-12-31 | 2020-12-31 | 365 | 3.9528 | 3
52053 | 13 | 1 | 2019-12-31 | 2020-12-31 | 365 | 15.203 | 15
52612 | 2.86 | 1 | 2019-12-31 | 2020-12-31 | 365 | 3.3447 | 3
53039 | 11.18 | 1 | 2019-12-31 | 2020-12-31 | 365 | 13.0746 | 13
48746 | 9.1 | 1 | 2019-12-31 | 2020-12-31 | 365 | 10.6421 | 10
52276 | 12.48 | 1 | 2019-12-31 | 2020-12-31 | 365 | 14.5949 | 14
53093 | 7.02 | 1 | 2019-12-31 | 2020-12-31 | 365 | 8.2096 | 8
53064 | 6.5 | 1 | 2019-12-31 | 2020-12-31 | 365 | 7.6015 | 7
53040 | 6.5 | 1 | 2019-12-31 | 2020-12-31 | 365 | 7.6015 | 7
31925 | 9.1 | 1 | 2019-12-31 | 2020-12-31 | 365 | 10.6421 | 10
29047 | 6.12 | 1 | 2019-12-31 | 2020-12-31 | 365 | 7.1571 | 7
15954 | 11.22 | 1 | 2019-12-31 | 2020-12-31 | 365 | 13.1213 | 13
53626 | 5.2 | 1 | 2019-12-31 | 2020-12-31 | 365 | 6.0812 | 6
53516 | 5.98 | 1 | 2019-12-31 | 2020-12-31 | 365 | 6.9934 | 6
53450 | 6.24 | 1 | 2019-12-31 | 2020-12-31 | 365 | 7.2974 | 7
53472 | 5.2 | 1 | 2019-12-31 | 2020-12-31 | 365 | 6.0812 | 6
53578 | 4.94 | 1 | 2019-12-31 | 2020-12-31 | 365 | 5.7771 | 5
53487 | 3.9 | 1 | 2019-12-31 | 2020-12-31 | 365 | 4.5609 | 4
53597 | 10.92 | 1 | 2019-12-31 | 2020-12-31 | 365 | 12.7705 | 12
54024 | 4.59 | 1 | 2019-12-31 | 2020-12-31 | 365 | 5.3678 | 5
53895 | 6.5 | 1 | 2019-12-31 | 2020-12-31 | 365 | 7.6015 | 7
16203 | 9.435 | 1 | 2019-12-31 | 2020-12-31 | 365 | 11.0339 | 11
14636 | 2.55 | 1 | 2019-12-31 | 2020-12-31 | 365 | 2.9821 | 2
53899 | 3.64 | 1 | 2019-12-31 | 2020-12-31 | 365 | 4.2568 | 4
54068 | 9.1 | 1 | 2019-12-31 | 2020-12-31 | 365 | 10.6421 | 10
54048 | 10.4 | 1 | 2019-12-31 | 2020-12-31 | 365 | 12.1624 | 12
31352 | 14.3 | 1 | 2019-12-31 | 2020-12-31 | 365 | 16.7233 | 16
53984 | 11.44 | 1 | 2019-12-31 | 2020-12-31 | 365 | 13.3786 | 13
53586 | 5.98 | 1 | 2019-12-31 | 2020-12-31 | 365 | 6.9934 | 6
51855 | 6.76 | 1 | 2019-12-31 | 2020-12-31 | 365 | 7.9055 | 7
53193 | 5.46 | 1 | 2019-12-31 | 2020-12-31 | 365 | 6.3853 | 6
32120 | 7.54 | 1 | 2019-12-31 | 2020-12-31 | 365 | 8.8177 | 8
49093 | 7.02 | 1 | 2019-12-31 | 2020-12-31 | 365 | 8.2096 | 8
53901 | 5.72 | 1 | 2019-12-31 | 2020-12-31 | 365 | 6.6893 | 6
32078 | 7.02 | 1 | 2019-12-31 | 2020-12-31 | 365 | 8.2096 | 8
28101 | 4.845 | 1 | 2019-12-31 | 2020-12-31 | 365 | 5.666 | 5
26714 | 5.72 | 1 | 2019-12-31 | 2020-12-31 | 365 | 6.6893 | 6
23063 | 1.53 | 1 | 2019-12-31 | 2020-12-31 | 365 | 1.7893 | 1
27825 | 8.84 | 1 | 2019-12-31 | 2020-12-31 | 365 | 10.338 | 10
22046 | 6.24 | 1 | 2019-12-31 | 2020-12-31 | 365 | 7.2974 | 7
53536 | 7.8 | 1 | 2019-12-31 | 2020-12-31 | 365 | 9.1218 | 9
53491 | 9.88 | 1 | 2019-12-31 | 2020-12-31 | 365 | 11.5543 | 11
25778 | 10.4 | 1 | 2019-12-31 | 2020-12-31 | 365 | 12.1624 | 12
53056 | 24.99 | 1 | 2019-12-31 | 2020-12-31 | 365 | 29.2248 | 29
50855 | 11.7 | 1 | 2019-12-31 | 2020-12-31 | 365 | 13.6827 | 13
32066 | 10.4 | 1 | 2019-12-31 | 2020-12-31 | 365 | 12.1624 | 12
51679 | 9.36 | 1 | 2019-12-31 | 2020-12-31 | 365 | 10.9461 | 10
51675 | 9.36 | 1 | 2019-12-31 | 2020-12-31 | 365 | 10.9461 | 10
48425 | 15.08 | 1 | 2019-12-31 | 2020-12-31 | 365 | 17.6355 | 17
51927 | 11.96 | 1 | 2019-12-31 | 2020-12-31 | 365 | 13.9867 | 13
48785 | 5.1 | 1 | 2019-12-31 | 2020-12-31 | 365 | 5.9642 | 5
53014 | 9.88 | 1 | 2019-12-31 | 2020-12-31 | 365 | 11.5543 | 11
53437 | 10.14 | 1 | 2019-12-31 | 2020-12-31 | 365 | 11.8583 | 11
22628 | 11.475 | 1 | 2019-12-31 | 2020-12-31 | 365 | 13.4196 | 13
51689 | 15.86 | 1 | 2019-12-31 | 2020-12-31 | 365 | 18.5476 | 18
32265 | 6.76 | 1 | 2019-12-31 | 2020-12-31 | 365 | 7.9055 | 7
52258 | 6.76 | 1 | 2019-12-31 | 2020-12-31 | 365 | 7.9055 | 7
52114 | 8.06 | 1 | 2019-12-31 | 2020-12-31 | 365 | 9.4258 | 9
32154 | 7.02 | 1 | 2019-12-31 | 2020-12-31 | 365 | 8.2096 | 8
53355 | 3.64 | 1 | 2019-12-31 | 2020-12-31 | 365 | 4.2568 | 4
53423 | 3.12 | 1 | 2019-12-31 | 2020-12-31 | 365 | 3.6487 | 3
54177 | 7.28 | 1 | 2019-12-31 | 2020-12-31 | 365 | 8.5137 | 8
30740 | 7.54 | 1 | 2019-12-31 | 2020-12-31 | 365 | 8.8177 | 8
52039 | 8.58 | 1 | 2019-12-31 | 2020-12-31 | 365 | 10.034 | 10
32711 | 9.36 | 1 | 2019-12-31 | 2020-12-31 | 365 | 10.9461 | 10
50164 | 5.46 | 1 | 2019-12-31 | 2020-12-31 | 365 | 6.3853 | 6
37036 | 5.98 | 1 | 2019-12-31 | 2020-12-31 | 365 | 6.9934 | 6
36673 | 7.28 | 1 | 2019-12-31 | 2020-12-31 | 365 | 8.5137 | 8
37703 | 5.98 | 1 | 2019-12-31 | 2020-12-31 | 365 | 6.9934 | 6
36985 | 6.76 | 1 | 2019-12-31 | 2020-12-31 | 365 | 7.9055 | 7
37062 | 7.54 | 1 | 2019-12-31 | 2020-12-31 | 365 | 8.8177 | 8
37721 | 6.5 | 1 | 2019-12-31 | 2020-12-31 | 365 | 7.6015 | 7
37902 | 10.14 | 1 | 2019-12-31 | 2020-12-31 | 365 | 11.8583 | 11
38829 | 4.16 | 1 | 2019-12-31 | 2020-12-31 | 365 | 4.865 | 4
54180 | 3.38 | 1 | 2019-12-31 | 2020-12-31 | 365 | 3.9528 | 3
33219 | 4.68 | 1 | 2019-12-31 | 2020-12-31 | 365 | 5.4731 | 5
33539 | 2.34 | 1 | 2019-12-31 | 2020-12-31 | 365 | 2.7365 | 2
17945 | 7.28 | 1 | 2019-12-31 | 2020-12-31 | 365 | 8.5137 | 8
20396 | 4.94 | 1 | 2019-12-31 | 2020-12-31 | 365 | 5.7771 | 5
28034 | 8.32 | 1 | 2019-12-31 | 2020-12-31 | 365 | 9.7299 | 9
31699 | 5.98 | 1 | 2019-12-31 | 2020-12-31 | 365 | 6.9934 | 6
28808 | 12.74 | 1 | 2019-12-31 | 2020-12-31 | 365 | 14.8989 | 14
25619 | 9.1 | 1 | 2019-12-31 | 2020-12-31 | 365 | 10.6421 | 10
29013 | 3.9 | 1 | 2019-12-31 | 2020-12-31 | 365 | 4.5609 | 4
32100 | 13 | 1 | 2019-12-31 | 2020-12-31 | 365 | 15.203 | 15
32418 | 6.24 | 1 | 2019-12-31 | 2020-12-31 | 365 | 7.2974 | 7
44558 | 4.16 | 1 | 2019-12-31 | 2020-12-31 | 365 | 4.865 | 4
45348 | 7.54 | 1 | 2019-12-31 | 2020-12-31 | 365 | 8.8177 | 8
45699 | 3.38 | 1 | 2019-12-31 | 2020-12-31 | 365 | 3.9528 | 3
34264 | 7.28 | 1 | 2019-12-31 | 2020-12-31 | 365 | 8.5137 | 8
48657 | 10.66 | 1 | 2019-12-31 | 2020-12-31 | 365 | 12.4664 | 12
45275 | 10.4 | 1 | 2019-12-31 | 2020-12-31 | 365 | 12.1624 | 12
33854 | 4.16 | 1 | 2019-12-31 | 2020-12-31 | 365 | 4.865 | 4
51372 | 10.4 | 1 | 2019-12-31 | 2020-12-31 | 365 | 12.1624 | 12
32546 | 7.02 | 1 | 2019-12-31 | 2020-12-31 | 365 | 8.2096 | 8
32531 | 7.28 | 1 | 2019-12-31 | 2020-12-31 | 365 | 8.5137 | 8
32180 | 5.98 | 1 | 2019-12-31 | 2020-12-31 | 365 | 6.9934 | 6
50811 | 5.46 | 1 | 2019-12-31 | 2020-12-31 | 365 | 6.3853 | 6
50886 | 8.84 | 1 | 2019-12-31 | 2020-12-31 | 365 | 10.338 | 10
51793 | 7.8 | 1 | 2019-12-31 | 2020-12-31 | 365 | 9.1218 | 9
52507 | 7.02 | 1 | 2019-12-31 | 2020-12-31 | 365 | 8.2096 | 8
52586 | 4.16 | 1 | 2019-12-31 | 2020-12-31 | 365 | 4.865 | 4
52557 | 3.9 | 1 | 2019-12-31 | 2020-12-31 | 365 | 4.5609 | 4
52681 | 4.94 | 1 | 2019-12-31 | 2020-12-31 | 365 | 5.7771 | 5
52555 | 3.64 | 1 | 2019-12-31 | 2020-12-31 | 365 | 4.2568 | 4
52723 | 3.9 | 1 | 2019-12-31 | 2020-12-31 | 365 | 4.5609 | 4
52550 | 8.32 | 1 | 2019-12-31 | 2020-12-31 | 365 | 9.7299 | 9
52418 | 6.5 | 1 | 2019-12-31 | 2020-12-31 | 365 | 7.6015 | 7
52510 | 4.16 | 1 | 2019-12-31 | 2020-12-31 | 365 | 4.865 | 4
52793 | 6.24 | 1 | 2019-12-31 | 2020-12-31 | 365 | 7.2974 | 7
52265 | 12.22 | 1 | 2019-12-31 | 2020-12-31 | 365 | 14.2908 | 14
52277 | 5.2 | 1 | 2019-12-31 | 2020-12-31 | 365 | 6.0812 | 6
52247 | 9.36 | 1 | 2019-12-31 | 2020-12-31 | 365 | 10.9461 | 10
52156 | 7.02 | 1 | 2019-12-31 | 2020-12-31 | 365 | 8.2096 | 8
54278 | 3.9 | 1 | 2019-12-31 | 2020-12-31 | 365 | 4.5609 | 4
54120 | 3.38 | 1 | 2019-12-31 | 2020-12-31 | 365 | 3.9528 | 3
52500 | 9.36 | 1 | 2019-12-31 | 2020-12-31 | 365 | 10.9461 | 10
52947 | 6.76 | 1 | 2019-12-31 | 2020-12-31 | 365 | 7.9055 | 7
54211 | 4.16 | 1 | 2019-12-31 | 2020-12-31 | 365 | 4.865 | 4
54356 | 11.96 | 1 | 2019-12-31 | 2020-12-31 | 365 | 13.9867 | 13
53131 | 10.66 | 1 | 2019-12-31 | 2020-12-31 | 365 | 12.4664 | 12
54399 | 2.86 | 1 | 2019-12-31 | 2020-12-31 | 365 | 3.3447 | 3
53768 | 3.64 | 1 | 2019-12-31 | 2020-12-31 | 365 | 4.2568 | 4
54353 | 3.64 | 1 | 2019-12-31 | 2020-12-31 | 365 | 4.2568 | 4
51741 | 9.36 | 1 | 2019-12-31 | 2020-12-31 | 365 | 10.9461 | 10
54158 | 9.62 | 1 | 2019-12-31 | 2020-12-31 | 365 | 11.2502 | 11
52124 | 4.16 | 1 | 2019-12-31 | 2020-12-31 | 365 | 4.865 | 4
53861 | 8.84 | 1 | 2019-12-31 | 2020-12-31 | 365 | 10.338 | 10
54029 | 8.58 | 1 | 2019-12-31 | 2020-12-31 | 365 | 10.034 | 10
54166 | 3.12 | 1 | 2019-12-31 | 2020-12-31 | 365 | 3.6487 | 3
54253 | 11.7 | 1 | 2019-12-31 | 2020-12-31 | 365 | 13.6827 | 13
51923 | 8.06 | 1 | 2019-12-31 | 2020-12-31 | 365 | 9.4258 | 9
51761 | 12.48 | 1 | 2019-12-31 | 2020-12-31 | 365 | 14.5949 | 14
54149 | 6.5 | 1 | 2019-12-31 | 2020-12-31 | 365 | 7.6015 | 7
54420 | 5.72 | 1 | 2019-12-31 | 2020-12-31 | 365 | 6.6893 | 6
53769 | 3.64 | 1 | 2019-12-31 | 2020-12-31 | 365 | 4.2568 | 4
54246 | 11.44 | 1 | 2019-12-31 | 2020-12-31 | 365 | 13.3786 | 13
51808 | 9.62 | 1 | 2019-12-31 | 2020-12-31 | 365 | 11.2502 | 11
51845 | 3.9 | 1 | 2019-12-31 | 2020-12-31 | 365 | 4.5609 | 4
53071 | 7.02 | 1 | 2019-12-31 | 2020-12-31 | 365 | 8.2096 | 8
51859 | 6.24 | 1 | 2019-12-31 | 2020-12-31 | 365 | 7.2974 | 7
37806 | 4.16 | 1 | 2019-12-31 | 2020-12-31 | 365 | 4.865 | 4
51986 | 6.5 | 1 | 2019-12-31 | 2020-12-31 | 365 | 7.6015 | 7
52093 | 9.36 | 1 | 2019-12-31 | 2020-12-31 | 365 | 10.9461 | 10
40977 | 10.92 | 1 | 2019-12-31 | 2020-12-31 | 365 | 12.7705 | 12
52099 | 2.6 | 1 | 2019-12-31 | 2020-12-31 | 365 | 3.0406 | 3
52159 | 3.64 | 1 | 2019-12-31 | 2020-12-31 | 365 | 4.2568 | 4
52137 | 6.24 | 1 | 2019-12-31 | 2020-12-31 | 365 | 7.2974 | 7
52144 | 12.74 | 1 | 2019-12-31 | 2020-12-31 | 365 | 14.8989 | 14
52361 | 5.2 | 1 | 2019-12-31 | 2020-12-31 | 365 | 6.0812 | 6
52508 | 10.92 | 1 | 2019-12-31 | 2020-12-31 | 365 | 12.7705 | 12
52879 | 5.72 | 1 | 2019-12-31 | 2020-12-31 | 365 | 6.6893 | 6
52897 | 4.42 | 1 | 2019-12-31 | 2020-12-31 | 365 | 5.169 | 5
53017 | 8.32 | 1 | 2019-12-31 | 2020-12-31 | 365 | 9.7299 | 9
53680 | 5.46 | 1 | 2019-12-31 | 2020-12-31 | 365 | 6.3853 | 6
53121 | 4.68 | 1 | 2019-12-31 | 2020-12-31 | 365 | 5.4731 | 5
53116 | 3.12 | 1 | 2019-12-31 | 2020-12-31 | 365 | 3.6487 | 3
53404 | 8.06 | 1 | 2019-12-31 | 2020-12-31 | 365 | 9.4258 | 9
53413 | 8.32 | 1 | 2019-12-31 | 2020-12-31 | 365 | 9.7299 | 9
53415 | 5.2 | 1 | 2019-12-31 | 2020-12-31 | 365 | 6.0812 | 6
53484 | 5.72 | 1 | 2019-12-31 | 2020-12-31 | 365 | 6.6893 | 6
53533 | 6.5 | 1 | 2019-12-31 | 2020-12-31 | 365 | 7.6015 | 7
51856 | 7.02 | 1 | 2019-12-31 | 2020-12-31 | 365 | 8.2096 | 8
54360 | 11.96 | 1 | 2019-12-31 | 2020-12-31 | 365 | 13.9867 | 13
53019 | 17.42 | 1 | 2019-12-31 | 2020-12-31 | 365 | 20.372 | 20
54227 | 2.34 | 1 | 2019-12-31 | 2020-12-31 | 365 | 2.7365 | 2
23649 | 4.16 | 1 | 2019-12-31 | 2020-12-31 | 365 | 4.865 | 4
53696 | 6.24 | 1 | 2019-12-31 | 2020-12-31 | 365 | 7.2974 | 7
54129 | 6.5 | 1 | 2019-12-31 | 2020-12-31 | 365 | 7.6015 | 7
52524 | 5.2 | 1 | 2019-12-31 | 2020-12-31 | 365 | 6.0812 | 6
54078 | 3.9 | 1 | 2019-12-31 | 2020-12-31 | 365 | 4.5609 | 4
27800 | 4.845 | 1 | 2019-12-31 | 2020-12-31 | 365 | 5.666 | 5
35626 | 5.46 | 1 | 2019-12-31 | 2020-12-31 | 365 | 6.3853 | 6
53015 | 3.64 | 1 | 2019-12-31 | 2020-12-31 | 365 | 4.2568 | 4
54339 | 4.68 | 1 | 2019-12-31 | 2020-12-31 | 365 | 5.4731 | 5
53694 | 9.36 | 1 | 2019-12-31 | 2020-12-31 | 365 | 10.9461 | 10
53840 | 4.94 | 1 | 2019-12-31 | 2020-12-31 | 365 | 5.7771 | 5
54298 | 7.8 | 1 | 2019-12-31 | 2020-12-31 | 365 | 9.1218 | 9
53468 | 12.48 | 1 | 2019-12-31 | 2020-12-31 | 365 | 14.5949 | 14
53210 | 2.08 | 1 | 2019-12-31 | 2020-12-31 | 365 | 2.4325 | 2
53998 | 6.76 | 1 | 2019-12-31 | 2020-12-31 | 365 | 7.9055 | 7
52939 | 5.46 | 1 | 2019-12-31 | 2020-12-31 | 365 | 6.3853 | 6
53907 | 8.32 | 1 | 2019-12-31 | 2020-12-31 | 365 | 9.7299 | 9
54045 | 10.14 | 1 | 2019-12-31 | 2020-12-31 | 365 | 11.8583 | 11
54257 | 4.68 | 1 | 2019-12-31 | 2020-12-31 | 365 | 5.4731 | 5
54301 | 5.2 | 1 | 2019-12-31 | 2020-12-31 | 365 | 6.0812 | 6
54138 | 4.94 | 1 | 2019-12-31 | 2020-12-31 | 365 | 5.7771 | 5
54373 | 10.4 | 1 | 2019-12-31 | 2020-12-31 | 365 | 12.1624 | 12
54183 | 5.72 | 1 | 2019-12-31 | 2020-12-31 | 365 | 6.6893 | 6
53127 | 4.68 | 1 | 2019-12-31 | 2020-12-31 | 365 | 5.4731 | 5
54044 | 9.36 | 1 | 2019-12-31 | 2020-12-31 | 365 | 10.9461 | 10
54228 | 8.58 | 1 | 2019-12-31 | 2020-12-31 | 365 | 10.034 | 10
53839 | 9.1 | 1 | 2019-12-31 | 2020-12-31 | 365 | 10.6421 | 10
54054 | 3.38 | 1 | 2019-12-31 | 2020-12-31 | 365 | 3.9528 | 3
54088 | 6.5 | 1 | 2019-12-31 | 2020-12-31 | 365 | 7.6015 | 7
43279 | 7.54 | 1 | 2019-12-31 | 2020-12-31 | 365 | 8.8177 | 8
53857 | 10.14 | 1 | 2019-12-31 | 2020-12-31 | 365 | 11.8583 | 11
53544 | 5.72 | 1 | 2019-12-31 | 2020-12-31 | 365 | 6.6893 | 6
53115 | 8.32 | 1 | 2019-12-31 | 2020-12-31 | 365 | 9.7299 | 9
52608 | 8.06 | 1 | 2019-12-31 | 2020-12-31 | 365 | 9.4258 | 9
53634 | 4.42 | 1 | 2019-12-31 | 2020-12-31 | 365 | 5.169 | 5
45840 | 10.14 | 1 | 2019-12-31 | 2020-12-31 | 365 | 11.8583 | 11
51580 | 6.76 | 1 | 2019-12-31 | 2020-12-31 | 365 | 7.9055 | 7
51850 | 8.32 | 1 | 2019-12-31 | 2020-12-31 | 365 | 9.7299 | 9
52161 | 5.2 | 1 | 2019-12-31 | 2020-12-31 | 365 | 6.0812 | 6
52806 | 3.64 | 1 | 2019-12-31 | 2020-12-31 | 365 | 4.2568 | 4
52734 | 11.44 | 1 | 2019-12-31 | 2020-12-31 | 365 | 13.3786 | 13
51867 | 5.46 | 1 | 2019-12-31 | 2020-12-31 | 365 | 6.3853 | 6
53130 | 2.34 | 1 | 2019-12-31 | 2020-12-31 | 365 | 2.7365 | 2
51994 | 5.46 | 1 | 2019-12-31 | 2020-12-31 | 365 | 6.3853 | 6
48974 | 6.5 | 1 | 2019-12-31 | 2020-12-31 | 365 | 7.6015 | 7
54027 | 4.94 | 1 | 2019-12-31 | 2020-12-31 | 365 | 5.7771 | 5
53483 | 2.6 | 1 | 2019-12-31 | 2020-12-31 | 365 | 3.0406 | 3
53695 | 5.72 | 1 | 2019-12-31 | 2020-12-31 | 365 | 6.6893 | 6
52728 | 6.24 | 1 | 2019-12-31 | 2020-12-31 | 365 | 7.2974 | 7
52089 | 4.42 | 1 | 2019-12-31 | 2020-12-31 | 365 | 5.169 | 5
53545 | 4.94 | 1 | 2019-12-31 | 2020-12-31 | 365 | 5.7771 | 5
53815 | 4.16 | 1 | 2019-12-31 | 2020-12-31 | 365 | 4.865 | 4
52781 | 7.28 | 1 | 2019-12-31 | 2020-12-31 | 365 | 8.5137 | 8
53568 | 8.58 | 1 | 2019-12-31 | 2020-12-31 | 365 | 10.034 | 10
33116 | 4.16 | 1 | 2019-12-31 | 2020-12-31 | 365 | 4.865 | 4
33058 | 5.2 | 1 | 2019-12-31 | 2020-12-31 | 365 | 6.0812 | 6
32189 | 5.72 | 1 | 2019-12-31 | 2020-12-31 | 365 | 6.6893 | 6
32165 | 13 | 1 | 2019-12-31 | 2020-12-31 | 365 | 15.203 | 15
31386 | 5.72 | 1 | 2019-12-31 | 2020-12-31 | 365 | 6.6893 | 6
53833 | 5.2 | 1 | 2019-12-31 | 2020-12-31 | 365 | 6.0812 | 6
53813 | 2.08 | 1 | 2019-12-31 | 2020-12-31 | 365 | 2.4325 | 2
53843 | 4.68 | 1 | 2019-12-31 | 2020-12-31 | 365 | 5.4731 | 5
52786 | 7.02 | 1 | 2019-12-31 | 2020-12-31 | 365 | 8.2096 | 8
53909 | 5.98 | 1 | 2019-12-31 | 2020-12-31 | 365 | 6.9934 | 6
53057 | 4.68 | 1 | 2019-12-31 | 2020-12-31 | 365 | 5.4731 | 5
52835 | 13 | 1 | 2019-12-31 | 2020-12-31 | 365 | 15.203 | 15
52765 | 9.1 | 1 | 2019-12-31 | 2020-12-31 | 365 | 10.6421 | 10
52645 | 9.62 | 1 | 2019-12-31 | 2020-12-31 | 365 | 11.2502 | 11
52365 | 7.54 | 1 | 2019-12-31 | 2020-12-31 | 365 | 8.8177 | 8
53132 | 2.08 | 1 | 2019-12-31 | 2020-12-31 | 365 | 2.4325 | 2
51876 | 4.68 | 1 | 2019-12-31 | 2020-12-31 | 365 | 5.4731 | 5
51907 | 13.515 | 1 | 2019-12-31 | 2020-12-31 | 365 | 15.8053 | 15
52289 | 5.72 | 1 | 2019-12-31 | 2020-12-31 | 365 | 6.6893 | 6
52677 | 8.84 | 1 | 2019-12-31 | 2020-12-31 | 365 | 10.338 | 10
51782 | 2.6 | 1 | 2019-12-31 | 2020-12-31 | 365 | 3.0406 | 3
52824 | 6.24 | 1 | 2019-12-31 | 2020-12-31 | 365 | 7.2974 | 7
52827 | 3.12 | 1 | 2019-12-31 | 2020-12-31 | 365 | 3.6487 | 3
41665 | 5.2 | 1 | 2019-12-31 | 2020-12-31 | 365 | 6.0812 | 6
48995 | 4.94 | 1 | 2019-12-31 | 2020-12-31 | 365 | 5.7771 | 5
52818 | 10.14 | 1 | 2019-12-31 | 2020-12-31 | 365 | 11.8583 | 11
36880 | 6.5 | 1 | 2019-12-31 | 2020-12-31 | 365 | 7.6015 | 7
27705 | 13 | 1 | 2019-12-31 | 2020-12-31 | 365 | 15.203 | 15
37706 | 8.32 | 1 | 2019-12-31 | 2020-12-31 | 365 | 9.7299 | 9
52878 | 13.26 | 1 | 2019-12-31 | 2020-12-31 | 365 | 15.507 | 15
48817 | 3.9 | 1 | 2019-12-31 | 2020-12-31 | 365 | 4.5609 | 4
52840 | 3.12 | 1 | 2019-12-31 | 2020-12-31 | 365 | 3.6487 | 3
50870 | 16.9 | 1 | 2019-12-31 | 2020-12-31 | 365 | 19.7639 | 19
51700 | 8.84 | 1 | 2019-12-31 | 2020-12-31 | 365 | 10.338 | 10
58558 | 4.94 | 1 | 2019-12-31 | 2020-12-31 | 365 | 5.7771 | 5
53812 | 12.74 | 1 | 2019-12-31 | 2020-12-31 | 365 | 14.8989 | 14
51788 | 4.94 | 1 | 2019-12-31 | 2020-12-31 | 365 | 5.7771 | 5
53473 | 3.38 | 1 | 2019-12-31 | 2020-12-31 | 365 | 3.9528 | 3
52847 | 2.6 | 1 | 2019-12-31 | 2020-12-31 | 365 | 3.0406 | 3
52950 | 6.5 | 1 | 2019-12-31 | 2020-12-31 | 365 | 7.6015 | 7
55014 | 7.02 | 1 | 2019-12-31 | 2020-12-31 | 365 | 8.2096 | 8
53488 | 4.42 | 1 | 2019-12-31 | 2020-12-31 | 365 | 5.169 | 5
52856 | 5.72 | 1 | 2019-12-31 | 2020-12-31 | 365 | 6.6893 | 6
53194 | 8.06 | 1 | 2019-12-31 | 2020-12-31 | 365 | 9.4258 | 9
52682 | 6.76 | 1 | 2019-12-31 | 2020-12-31 | 365 | 7.9055 | 7
52822 | 6.5 | 1 | 2019-12-31 | 2020-12-31 | 365 | 7.6015 | 7
39397 | 5.2 | 1 | 2019-12-31 | 2020-12-31 | 365 | 6.0812 | 6
39317 | 9.1 | 1 | 2019-12-31 | 2020-12-31 | 365 | 10.6421 | 10
45045 | 8.06 | 1 | 2019-12-31 | 2020-12-31 | 365 | 9.4258 | 9
29162 | 10.4 | 1 | 2019-12-31 | 2020-12-31 | 365 | 12.1624 | 12
26868 | 5.98 | 1 | 2019-12-31 | 2020-12-31 | 365 | 6.9934 | 6
15167 | 3.06 | 1 | 2019-12-31 | 2020-12-31 | 365 | 3.5785 | 3
27523 | 4.16 | 1 | 2019-12-31 | 2020-12-31 | 365 | 4.865 | 4
32208 | 13 | 1 | 2019-12-31 | 2020-12-31 | 365 | 15.203 | 15
49095 | 7.54 | 1 | 2019-12-31 | 2020-12-31 | 365 | 8.8177 | 8
32289 | 6.76 | 1 | 2019-12-31 | 2020-12-31 | 365 | 7.9055 | 7
31980 | 4.68 | 1 | 2019-12-31 | 2020-12-31 | 365 | 5.4731 | 5
32382 | 6.24 | 1 | 2019-12-31 | 2020-12-31 | 365 | 7.2974 | 7
39011 | 10.14 | 1 | 2019-12-31 | 2020-12-31 | 365 | 11.8583 | 11
32312 | 6.24 | 1 | 2019-12-31 | 2020-12-31 | 365 | 7.2974 | 7
57500 | 17.68 | 1 | 2019-12-31 | 2020-12-31 | 365 | 20.6761 | 20
58029 | 4.94 | 1 | 2019-12-31 | 2020-12-31 | 365 | 5.7771 | 5
33206 | 8.32 | 1 | 2019-12-31 | 2020-12-31 | 365 | 9.7299 | 9
17423 | 5.72 | 1 | 2019-12-31 | 2020-12-31 | 365 | 6.6893 | 6
31492 | 3.64 | 1 | 2019-12-31 | 2020-12-31 | 365 | 4.2568 | 4
27351 | 3.38 | 1 | 2019-12-31 | 2020-12-31 | 365 | 3.9528 | 3
26711 | 8.58 | 1 | 2019-12-31 | 2020-12-31 | 365 | 10.034 | 10
22050 | 3.825 | 1 | 2019-12-31 | 2020-12-31 | 365 | 4.4732 | 4
54296 | 9.39 | 1 | 2019-12-31 | 2020-12-31 | 365 | 10.9812 | 10
27468 | 4.59 | 1 | 2019-12-31 | 2020-12-31 | 365 | 5.3678 | 5
24425 | 8.58 | 1 | 2019-12-31 | 2020-12-31 | 365 | 10.034 | 10
54179 | 9.1 | 1 | 2019-12-31 | 2020-12-31 | 365 | 10.6421 | 10
54261 | 9.88 | 1 | 2019-12-31 | 2020-12-31 | 365 | 11.5543 | 11
34400 | 3.9 | 1 | 2019-12-31 | 2020-12-31 | 365 | 4.5609 | 4
54182 | 5.72 | 1 | 2019-12-31 | 2020-12-31 | 365 | 6.6893 | 6
54335 | 4.68 | 1 | 2019-12-31 | 2020-12-31 | 365 | 5.4731 | 5
38774 | 5.98 | 1 | 2019-12-31 | 2020-12-31 | 365 | 6.9934 | 6
38879 | 3.9 | 1 | 2019-12-31 | 2020-12-31 | 365 | 4.5609 | 4
54083 | 9.62 | 1 | 2019-12-31 | 2020-12-31 | 365 | 11.2502 | 11
54226 | 13 | 1 | 2019-12-31 | 2020-12-31 | 365 | 15.203 | 15
52029 | 8.84 | 1 | 2019-12-31 | 2020-12-31 | 365 | 10.338 | 10
52518 | 8.58 | 1 | 2019-12-31 | 2020-12-31 | 365 | 10.034 | 10
53345 | 6.76 | 1 | 2019-12-31 | 2020-12-31 | 365 | 7.9055 | 7
53811 | 8.84 | 1 | 2019-12-31 | 2020-12-31 | 365 | 10.338 | 10
31910 | 5.46 | 1 | 2019-12-31 | 2020-12-31 | 365 | 6.3853 | 6
54205 | 8.06 | 1 | 2019-12-31 | 2020-12-31 | 365 | 9.4258 | 9
54245 | 9.1 | 1 | 2019-12-31 | 2020-12-31 | 365 | 10.6421 | 10
54214 | 4.94 | 1 | 2019-12-31 | 2020-12-31 | 365 | 5.7771 | 5
54234 | 4.68 | 1 | 2019-12-31 | 2020-12-31 | 365 | 5.4731 | 5
54247 | 3.9 | 1 | 2019-12-31 | 2020-12-31 | 365 | 4.5609 | 4
54262 | 7.02 | 1 | 2019-12-31 | 2020-12-31 | 365 | 8.2096 | 8
54357 | 3.12 | 1 | 2019-12-31 | 2020-12-31 | 365 | 3.6487 | 3
54366 | 4.68 | 1 | 2019-12-31 | 2020-12-31 | 365 | 5.4731 | 5
54377 | 3.12 | 1 | 2019-12-31 | 2020-12-31 | 365 | 3.6487 | 3
54693 | 3.12 | 1 | 2019-12-31 | 2020-12-31 | 365 | 3.6487 | 3
52886 | 6.76 | 1 | 2019-12-31 | 2020-12-31 | 365 | 7.9055 | 7
53358 | 7.54 | 1 | 2019-12-31 | 2020-12-31 | 365 | 8.8177 | 8
54421 | 7.54 | 1 | 2019-12-31 | 2020-12-31 | 365 | 8.8177 | 8
54133 | 6.24 | 1 | 2019-12-31 | 2020-12-31 | 365 | 7.2974 | 7
54122 | 3.12 | 1 | 2019-12-31 | 2020-12-31 | 365 | 3.6487 | 3
54082 | 3.12 | 1 | 2019-12-31 | 2020-12-31 | 365 | 3.6487 | 3
53929 | 5.72 | 1 | 2019-12-31 | 2020-12-31 | 365 | 6.6893 | 6
54689 | 4.16 | 1 | 2019-12-31 | 2020-12-31 | 365 | 4.865 | 4
52815 | 7.54 | 1 | 2019-12-31 | 2020-12-31 | 365 | 8.8177 | 8
54266 | 9.36 | 1 | 2019-12-31 | 2020-12-31 | 365 | 10.9461 | 10
54753 | 5.98 | 1 | 2019-12-31 | 2020-12-31 | 365 | 6.9934 | 6
54748 | 7.28 | 1 | 2019-12-31 | 2020-12-31 | 365 | 8.5137 | 8
54737 | 6.76 | 1 | 2019-12-31 | 2020-12-31 | 365 | 7.9055 | 7
52207 | 3.12 | 1 | 2019-12-31 | 2020-12-31 | 365 | 3.6487 | 3
51725 | 3.38 | 1 | 2019-12-31 | 2020-12-31 | 365 | 3.9528 | 3
54811 | 3.38 | 1 | 2019-12-31 | 2020-12-31 | 365 | 3.9528 | 3
53864 | 5.98 | 1 | 2019-12-31 | 2020-12-31 | 365 | 6.9934 | 6
31940 | 7.54 | 1 | 2019-12-31 | 2020-12-31 | 365 | 8.8177 | 8
54747 | 9.88 | 1 | 2019-12-31 | 2020-12-31 | 365 | 11.5543 | 11
44092 | 8.06 | 1 | 2019-12-31 | 2020-12-31 | 365 | 9.4258 | 9
28251 | 9.62 | 1 | 2019-12-31 | 2020-12-31 | 365 | 11.2502 | 11
52142 | 9.36 | 1 | 2019-12-31 | 2020-12-31 | 365 | 10.9461 | 10
54856 | 4.68 | 1 | 2019-12-31 | 2020-12-31 | 365 | 5.4731 | 5
32787 | 6.24 | 1 | 2019-12-31 | 2020-12-31 | 365 | 7.2974 | 7
52554 | 11.7 | 1 | 2019-12-31 | 2020-12-31 | 365 | 13.6827 | 13
54813 | 8.32 | 1 | 2019-12-31 | 2020-12-31 | 365 | 9.7299 | 9
54860 | 5.72 | 1 | 2019-12-31 | 2020-12-31 | 365 | 6.6893 | 6
54738 | 7.02 | 1 | 2019-12-31 | 2020-12-31 | 365 | 8.2096 | 8
53810 | 5.98 | 1 | 2019-12-31 | 2020-12-31 | 365 | 6.9934 | 6
54304 | 8.32 | 1 | 2019-12-31 | 2020-12-31 | 365 | 9.7299 | 9
54673 | 8.32 | 1 | 2019-12-31 | 2020-12-31 | 365 | 9.7299 | 9
53579 | 3.9 | 1 | 2019-12-31 | 2020-12-31 | 365 | 4.5609 | 4
54818 | 5.46 | 1 | 2019-12-31 | 2020-12-31 | 365 | 6.3853 | 6
53679 | 6.76 | 1 | 2019-12-31 | 2020-12-31 | 365 | 7.9055 | 7
53386 | 8.06 | 1 | 2019-12-31 | 2020-12-31 | 365 | 9.4258 | 9
26934 | 3.12 | 1 | 2019-12-31 | 2020-12-31 | 365 | 3.6487 | 3
53452 | 11.96 | 1 | 2019-12-31 | 2020-12-31 | 365 | 13.9867 | 13
54740 | 8.06 | 1 | 2019-12-31 | 2020-12-31 | 365 | 9.4258 | 9
54757 | 3.38 | 1 | 2019-12-31 | 2020-12-31 | 365 | 3.9528 | 3
54796 | 8.58 | 1 | 2019-12-31 | 2020-12-31 | 365 | 10.034 | 10
54857 | 4.68 | 1 | 2019-12-31 | 2020-12-31 | 365 | 5.4731 | 5
54817 | 3.64 | 1 | 2019-12-31 | 2020-12-31 | 365 | 4.2568 | 4
54826 | 7.28 | 1 | 2019-12-31 | 2020-12-31 | 365 | 8.5137 | 8
54832 | 8.58 | 1 | 2019-12-31 | 2020-12-31 | 365 | 10.034 | 10
54829 | 7.02 | 1 | 2019-12-31 | 2020-12-31 | 365 | 8.2096 | 8
22417 | 4.94 | 1 | 2019-12-31 | 2020-12-31 | 365 | 5.7771 | 5
54768 | 5.2 | 1 | 2019-12-31 | 2020-12-31 | 365 | 6.0812 | 6
54849 | 3.12 | 1 | 2019-12-31 | 2020-12-31 | 365 | 3.6487 | 3
55023 | 3.64 | 1 | 2019-12-31 | 2020-12-31 | 365 | 4.2568 | 4
54362 | 6.76 | 1 | 2019-12-31 | 2020-12-31 | 365 | 7.9055 | 7
54968 | 7.8 | 1 | 2019-12-31 | 2020-12-31 | 365 | 9.1218 | 9
54844 | 10.66 | 1 | 2019-12-31 | 2020-12-31 | 365 | 12.4664 | 12
52523 | 8.84 | 1 | 2019-12-31 | 2020-12-31 | 365 | 10.338 | 10
53214 | 5.2 | 1 | 2019-12-31 | 2020-12-31 | 365 | 6.0812 | 6
54837 | 4.16 | 1 | 2019-12-31 | 2020-12-31 | 365 | 4.865 | 4
54977 | 5.2 | 1 | 2019-12-31 | 2020-12-31 | 365 | 6.0812 | 6
54933 | 11.44 | 1 | 2019-12-31 | 2020-12-31 | 365 | 13.3786 | 13
54971 | 13.78 | 1 | 2019-12-31 | 2020-12-31 | 365 | 16.1152 | 16
54828 | 3.64 | 1 | 2019-12-31 | 2020-12-31 | 365 | 4.2568 | 4
54834 | 9.1 | 1 | 2019-12-31 | 2020-12-31 | 365 | 10.6421 | 10
54964 | 5.72 | 1 | 2019-12-31 | 2020-12-31 | 365 | 6.6893 | 6
53054 | 9.88 | 1 | 2019-12-31 | 2020-12-31 | 365 | 11.5543 | 11
53033 | 2.86 | 1 | 2019-12-31 | 2020-12-31 | 365 | 3.3447 | 3
33787 | 5.46 | 1 | 2019-12-31 | 2020-12-31 | 365 | 6.3853 | 6
53462 | 5.72 | 1 | 2019-12-31 | 2020-12-31 | 365 | 6.6893 | 6
54930 | 7.02 | 1 | 2019-12-31 | 2020-12-31 | 365 | 8.2096 | 8
53676 | 9.62 | 1 | 2019-12-31 | 2020-12-31 | 365 | 11.2502 | 11
54043 | 9.36 | 1 | 2019-12-31 | 2020-12-31 | 365 | 10.9461 | 10
55097 | 4.16 | 1 | 2019-12-31 | 2020-12-31 | 365 | 4.865 | 4
53892 | 5.2 | 1 | 2019-12-31 | 2020-12-31 | 365 | 6.0812 | 6
54973 | 7.54 | 1 | 2019-12-31 | 2020-12-31 | 365 | 8.8177 | 8
54218 | 13.26 | 1 | 2019-12-31 | 2020-12-31 | 365 | 15.507 | 15
52820 | 3.9 | 1 | 2019-12-31 | 2020-12-31 | 365 | 4.5609 | 4
53699 | 8.84 | 1 | 2019-12-31 | 2020-12-31 | 365 | 10.338 | 10
53078 | 3.12 | 1 | 2019-12-31 | 2020-12-31 | 365 | 3.6487 | 3
53517 | 7.8 | 1 | 2019-12-31 | 2020-12-31 | 365 | 9.1218 | 9
44679 | 12.74 | 1 | 2019-12-31 | 2020-12-31 | 365 | 14.8989 | 14
54918 | 2.86 | 1 | 2019-12-31 | 2020-12-31 | 365 | 3.3447 | 3
52783 | 3.9 | 1 | 2019-12-31 | 2020-12-31 | 365 | 4.5609 | 4
32409 | 5.2 | 1 | 2019-12-31 | 2020-12-31 | 365 | 6.0812 | 6
52758 | 7.28 | 1 | 2019-12-31 | 2020-12-31 | 365 | 8.5137 | 8
52100 | 2.34 | 1 | 2019-12-31 | 2020-12-31 | 365 | 2.7365 | 2
53027 | 4.42 | 1 | 2019-12-31 | 2020-12-31 | 365 | 5.169 | 5
52088 | 2.86 | 1 | 2019-12-31 | 2020-12-31 | 365 | 3.3447 | 3
53831 | 14.3 | 1 | 2019-12-31 | 2020-12-31 | 365 | 16.7233 | 16
54391 | 3.12 | 1 | 2019-12-31 | 2020-12-31 | 365 | 3.6487 | 3
52259 | 3.9 | 1 | 2019-12-31 | 2020-12-31 | 365 | 4.5609 | 4
51914 | 3.64 | 1 | 2019-12-31 | 2020-12-31 | 365 | 4.2568 | 4
53537 | 3.9 | 1 | 2019-12-31 | 2020-12-31 | 365 | 4.5609 | 4
53110 | 9.435 | 1 | 2019-12-31 | 2020-12-31 | 365 | 11.0339 | 11
48652 | 3.38 | 1 | 2019-12-31 | 2020-12-31 | 365 | 3.9528 | 3
53112 | 8.925 | 1 | 2019-12-31 | 2020-12-31 | 365 | 10.4374 | 10
52529 | 6.5 | 1 | 2019-12-31 | 2020-12-31 | 365 | 7.6015 | 7
55082 | 10.4 | 1 | 2019-12-31 | 2020-12-31 | 365 | 12.1624 | 12
52770 | 4.68 | 1 | 2019-12-31 | 2020-12-31 | 365 | 5.4731 | 5
53467 | 8.06 | 1 | 2019-12-31 | 2020-12-31 | 365 | 9.4258 | 9
54165 | 5.46 | 1 | 2019-12-31 | 2020-12-31 | 365 | 6.3853 | 6
53424 | 6.5 | 1 | 2019-12-31 | 2020-12-31 | 365 | 7.6015 | 7
53964 | 7.8 | 1 | 2019-12-31 | 2020-12-31 | 365 | 9.1218 | 9
53352 | 10.4 | 1 | 2019-12-31 | 2020-12-31 | 365 | 12.1624 | 12
54121 | 15.08 | 1 | 2019-12-31 | 2020-12-31 | 365 | 17.6355 | 17
48739 | 5.46 | 1 | 2019-12-31 | 2020-12-31 | 365 | 6.3853 | 6
53348 | 5.2 | 1 | 2019-12-31 | 2020-12-31 | 365 | 6.0812 | 6
53980 | 9.88 | 1 | 2019-12-31 | 2020-12-31 | 365 | 11.5543 | 11
48768 | 9.88 | 1 | 2019-12-31 | 2020-12-31 | 365 | 11.5543 | 11
52078 | 8.06 | 1 | 2019-12-31 | 2020-12-31 | 365 | 9.4258 | 9
48596 | 7.8 | 1 | 2019-12-31 | 2020-12-31 | 365 | 9.1218 | 9
54249 | 5.2 | 1 | 2019-12-31 | 2020-12-31 | 365 | 6.0812 | 6
53465 | 7.02 | 1 | 2019-12-31 | 2020-12-31 | 365 | 8.2096 | 8
52788 | 4.94 | 1 | 2019-12-31 | 2020-12-31 | 365 | 5.7771 | 5
55154 | 5.46 | 1 | 2019-12-31 | 2020-12-31 | 365 | 6.3853 | 6
52080 | 7.02 | 1 | 2019-12-31 | 2020-12-31 | 365 | 8.2096 | 8
52299 | 6.24 | 1 | 2019-12-31 | 2020-12-31 | 365 | 7.2974 | 7
51780 | 6.24 | 1 | 2019-12-31 | 2020-12-31 | 365 | 7.2974 | 7
51860 | 12.48 | 1 | 2019-12-31 | 2020-12-31 | 365 | 14.5949 | 14
51742 | 7.28 | 1 | 2019-12-31 | 2020-12-31 | 365 | 8.5137 | 8
53580 | 10.4 | 1 | 2019-12-31 | 2020-12-31 | 365 | 12.1624 | 12
29202 | 3.64 | 1 | 2019-12-31 | 2020-12-31 | 365 | 4.2568 | 4
54167 | 2.6 | 1 | 2019-12-31 | 2020-12-31 | 365 | 3.0406 | 3
52511 | 7.02 | 1 | 2019-12-31 | 2020-12-31 | 365 | 8.2096 | 8
52819 | 8.84 | 1 | 2019-12-31 | 2020-12-31 | 365 | 10.338 | 10
53982 | 4.68 | 1 | 2019-12-31 | 2020-12-31 | 365 | 5.4731 | 5
53072 | 5.98 | 1 | 2019-12-31 | 2020-12-31 | 365 | 6.9934 | 6
54994 | 6.76 | 1 | 2019-12-31 | 2020-12-31 | 365 | 7.9055 | 7
53322 | 13 | 1 | 2019-12-31 | 2020-12-31 | 365 | 15.203 | 15
54271 | 4.94 | 1 | 2019-12-31 | 2020-12-31 | 365 | 5.7771 | 5
54075 | 4.94 | 1 | 2019-12-31 | 2020-12-31 | 365 | 5.7771 | 5
53850 | 5.98 | 1 | 2019-12-31 | 2020-12-31 | 365 | 6.9934 | 6
53572 | 3.38 | 1 | 2019-12-31 | 2020-12-31 | 365 | 3.9528 | 3
54135 | 4.68 | 1 | 2019-12-31 | 2020-12-31 | 365 | 5.4731 | 5
53772 | 5.2 | 1 | 2019-12-31 | 2020-12-31 | 365 | 6.0812 | 6
53059 | 4.94 | 1 | 2019-12-31 | 2020-12-31 | 365 | 5.7771 | 5
52549 | 5.72 | 1 | 2019-12-31 | 2020-12-31 | 365 | 6.6893 | 6
55155 | 6.76 | 1 | 2019-12-31 | 2020-12-31 | 365 | 7.9055 | 7
27430 | 6.375 | 1 | 2019-12-31 | 2020-12-31 | 365 | 7.4553 | 7
54937 | 7.54 | 1 | 2019-12-31 | 2020-12-31 | 365 | 8.8177 | 8
29201 | 7.28 | 1 | 2019-12-31 | 2020-12-31 | 365 | 8.5137 | 8
41197 | 15.34 | 1 | 2019-12-31 | 2020-12-31 | 365 | 17.9395 | 17
31422 | 5.98 | 1 | 2019-12-31 | 2020-12-31 | 365 | 6.9934 | 6
49216 | 8.58 | 1 | 2019-12-31 | 2020-12-31 | 365 | 10.034 | 10
55148 | 11.18 | 1 | 2019-12-31 | 2020-12-31 | 365 | 13.0746 | 13
54932 | 5.3 | 1 | 2019-12-31 | 2020-12-31 | 365 | 6.1981 | 6
55203 | 8.58 | 1 | 2019-12-31 | 2020-12-31 | 365 | 10.034 | 10
53923 | 6.76 | 1 | 2019-12-31 | 2020-12-31 | 365 | 7.9055 | 7
50888 | 4.68 | 1 | 2019-12-31 | 2020-12-31 | 365 | 5.4731 | 5
23858 | 10.92 | 1 | 2019-12-31 | 2020-12-31 | 365 | 12.7705 | 12
54254 | 13 | 1 | 2019-12-31 | 2020-12-31 | 365 | 15.203 | 15
53053 | 3.9 | 1 | 2019-12-31 | 2020-12-31 | 365 | 4.5609 | 4
52533 | 3.9 | 1 | 2019-12-31 | 2020-12-31 | 365 | 4.5609 | 4
33825 | 5.46 | 1 | 2019-12-31 | 2020-12-31 | 365 | 6.3853 | 6
48450 | 10.14 | 1 | 2019-12-31 | 2020-12-31 | 365 | 11.8583 | 11
53849 | 5.2 | 1 | 2019-12-31 | 2020-12-31 | 365 | 6.0812 | 6
53205 | 4.16 | 1 | 2019-12-31 | 2020-12-31 | 365 | 4.865 | 4
54275 | 8.06 | 1 | 2019-12-31 | 2020-12-31 | 365 | 9.4258 | 9
33784 | 5.2 | 1 | 2019-12-31 | 2020-12-31 | 365 | 6.0812 | 6
52986 | 4.94 | 1 | 2019-12-31 | 2020-12-31 | 365 | 5.7771 | 5
54280 | 5.72 | 1 | 2019-12-31 | 2020-12-31 | 365 | 6.6893 | 6
53321 | 7.54 | 1 | 2019-12-31 | 2020-12-31 | 365 | 8.8177 | 8
53377 | 11.7 | 1 | 2019-12-31 | 2020-12-31 | 365 | 13.6827 | 13
39040 | 5.72 | 1 | 2019-12-31 | 2020-12-31 | 365 | 6.6893 | 6
54841 | 14.3 | 1 | 2019-12-31 | 2020-12-31 | 365 | 16.7233 | 16
19919 | 8.84 | 1 | 2019-12-31 | 2020-12-31 | 365 | 10.338 | 10
52263 | 11.96 | 1 | 2019-12-31 | 2020-12-31 | 365 | 13.9867 | 13
54820 | 8.84 | 1 | 2019-12-31 | 2020-12-31 | 365 | 10.338 | 10
42896 | 7.28 | 1 | 2019-12-31 | 2020-12-31 | 365 | 8.5137 | 8
27550 | 10.965 | 1 | 2019-12-31 | 2020-12-31 | 365 | 12.8231 | 12
17643 | 3.57 | 1 | 2019-12-31 | 2020-12-31 | 365 | 4.175 | 4
25014 | 5.72 | 1 | 2019-12-31 | 2020-12-31 | 365 | 6.6893 | 6
54929 | 9.01 | 1 | 2019-12-31 | 2020-12-31 | 365 | 10.5368 | 10
54162 | 5.46 | 1 | 2019-12-31 | 2020-12-31 | 365 | 6.3853 | 6
53773 | 4.16 | 1 | 2019-12-31 | 2020-12-31 | 365 | 4.865 | 4
54975 | 5.98 | 1 | 2019-12-31 | 2020-12-31 | 365 | 6.9934 | 6
55055 | 4.68 | 1 | 2019-12-31 | 2020-12-31 | 365 | 5.4731 | 5
54132 | 13 | 1 | 2019-12-31 | 2020-12-31 | 365 | 15.203 | 15
37416 | 7.54 | 1 | 2019-12-31 | 2020-12-31 | 365 | 8.8177 | 8
54944 | 5.72 | 1 | 2019-12-31 | 2020-12-31 | 365 | 6.6893 | 6
53427 | 5.98 | 1 | 2019-12-31 | 2020-12-31 | 365 | 6.9934 | 6
52985 | 6.24 | 1 | 2019-12-31 | 2020-12-31 | 365 | 7.2974 | 7
52091 | 5.46 | 1 | 2019-12-31 | 2020-12-31 | 365 | 6.3853 | 6
52234 | 8.06 | 1 | 2019-12-31 | 2020-12-31 | 365 | 9.4258 | 9
53692 | 8.32 | 1 | 2019-12-31 | 2020-12-31 | 365 | 9.7299 | 9
54839 | 3.12 | 1 | 2019-12-31 | 2020-12-31 | 365 | 3.6487 | 3
53126 | 9.36 | 1 | 2019-12-31 | 2020-12-31 | 365 | 10.9461 | 10
54251 | 11.7 | 1 | 2019-12-31 | 2020-12-31 | 365 | 13.6827 | 13
54880 | 4.42 | 1 | 2019-12-31 | 2020-12-31 | 365 | 5.169 | 5
52834 | 15.08 | 1 | 2019-12-31 | 2020-12-31 | 365 | 17.6355 | 17
54981 | 5.98 | 1 | 2019-12-31 | 2020-12-31 | 365 | 6.9934 | 6
53650 | 10.14 | 1 | 2019-12-31 | 2020-12-31 | 365 | 11.8583 | 11
31874 | 7.28 | 1 | 2019-12-31 | 2020-12-31 | 365 | 8.5137 | 8
54293 | 13 | 1 | 2019-12-31 | 2020-12-31 | 365 | 15.203 | 15
21786 | 3.64 | 1 | 2019-12-31 | 2020-12-31 | 365 | 4.2568 | 4
32539 | 7.54 | 1 | 2019-12-31 | 2020-12-31 | 365 | 8.8177 | 8
55030 | 3.64 | 1 | 2019-12-31 | 2020-12-31 | 365 | 4.2568 | 4
53325 | 8.06 | 1 | 2019-12-31 | 2020-12-31 | 365 | 9.4258 | 9
55021 | 4.68 | 1 | 2019-12-31 | 2020-12-31 | 365 | 5.4731 | 5
54250 | 6.24 | 1 | 2019-12-31 | 2020-12-31 | 365 | 7.2974 | 7
53549 | 6.76 | 1 | 2019-12-31 | 2020-12-31 | 365 | 7.9055 | 7
52988 | 3.9 | 1 | 2019-12-31 | 2020-12-31 | 365 | 4.5609 | 4
53621 | 4.42 | 1 | 2019-12-31 | 2020-12-31 | 365 | 5.169 | 5
32202 | 4.16 | 1 | 2019-12-31 | 2020-12-31 | 365 | 4.865 | 4
54905 | 8.32 | 1 | 2019-12-31 | 2020-12-31 | 365 | 9.7299 | 9
29864 | 9.62 | 1 | 2019-12-31 | 2020-12-31 | 365 | 11.2502 | 11
53993 | 4.16 | 1 | 2019-12-31 | 2020-12-31 | 365 | 4.865 | 4
52882 | 8.06 | 1 | 2019-12-31 | 2020-12-31 | 365 | 9.4258 | 9
53510 | 9.36 | 1 | 2019-12-31 | 2020-12-31 | 365 | 10.9461 | 10
54985 | 15.08 | 1 | 2019-12-31 | 2020-12-31 | 365 | 17.6355 | 17
54125 | 4.16 | 1 | 2019-12-31 | 2020-12-31 | 365 | 4.865 | 4
55018 | 4.94 | 1 | 2019-12-31 | 2020-12-31 | 365 | 5.7771 | 5
52922 | 5.98 | 1 | 2019-12-31 | 2020-12-31 | 365 | 6.9934 | 6
52126 | 6.76 | 1 | 2019-12-31 | 2020-12-31 | 365 | 7.9055 | 7
53927 | 5.46 | 1 | 2019-12-31 | 2020-12-31 | 365 | 6.3853 | 6
54229 | 6.24 | 1 | 2019-12-31 | 2020-12-31 | 365 | 7.2974 | 7
52977 | 7.8 | 1 | 2019-12-31 | 2020-12-31 | 365 | 9.1218 | 9
55037 | 6.24 | 1 | 2019-12-31 | 2020-12-31 | 365 | 7.2974 | 7
54941 | 5.98 | 1 | 2019-12-31 | 2020-12-31 | 365 | 6.9934 | 6
53761 | 6.24 | 1 | 2019-12-31 | 2020-12-31 | 365 | 7.2974 | 7
55086 | 4.94 | 1 | 2019-12-31 | 2020-12-31 | 365 | 5.7771 | 5
54969 | 4.68 | 1 | 2019-12-31 | 2020-12-31 | 365 | 5.4731 | 5
43703 | 5.46 | 1 | 2019-12-31 | 2020-12-31 | 365 | 6.3853 | 6
52605 | 3.38 | 1 | 2019-12-31 | 2020-12-31 | 365 | 3.9528 | 3
54407 | 5.2 | 1 | 2019-12-31 | 2020-12-31 | 365 | 6.0812 | 6
52421 | 4.94 | 1 | 2019-12-31 | 2020-12-31 | 365 | 5.7771 | 5
53114 | 7.54 | 1 | 2019-12-31 | 2020-12-31 | 365 | 8.8177 | 8
52817 | 7.28 | 1 | 2019-12-31 | 2020-12-31 | 365 | 8.5137 | 8
53113 | 11.18 | 1 | 2019-12-31 | 2020-12-31 | 365 | 13.0746 | 13
54216 | 16.64 | 1 | 2019-12-31 | 2020-12-31 | 365 | 19.4598 | 19
52996 | 5.46 | 1 | 2019-12-31 | 2020-12-31 | 365 | 6.3853 | 6
30004 | 5.46 | 1 | 2019-12-31 | 2020-12-31 | 365 | 6.3853 | 6
54945 | 8.32 | 1 | 2019-12-31 | 2020-12-31 | 365 | 9.7299 | 9
30005 | 8.32 | 1 | 2019-12-31 | 2020-12-31 | 365 | 9.7299 | 9
54233 | 6.24 | 1 | 2019-12-31 | 2020-12-31 | 365 | 7.2974 | 7
32113 | 8.06 | 1 | 2019-12-31 | 2020-12-31 | 365 | 9.4258 | 9
54794 | 10.14 | 1 | 2019-12-31 | 2020-12-31 | 365 | 11.8583 | 11
55326 | 12.74 | 1 | 2019-12-31 | 2020-12-31 | 365 | 14.8989 | 14
55078 | 6.76 | 1 | 2019-12-31 | 2020-12-31 | 365 | 7.9055 | 7
52535 | 6.24 | 1 | 2019-12-31 | 2020-12-31 | 365 | 7.2974 | 7
53443 | 3.9 | 1 | 2019-12-31 | 2020-12-31 | 365 | 4.5609 | 4
53828 | 8.58 | 1 | 2019-12-31 | 2020-12-31 | 365 | 10.034 | 10
51738 | 8.32 | 1 | 2019-12-31 | 2020-12-31 | 365 | 9.7299 | 9
52647 | 5.98 | 1 | 2019-12-31 | 2020-12-31 | 365 | 6.9934 | 6
53038 | 6.76 | 1 | 2019-12-31 | 2020-12-31 | 365 | 7.9055 | 7
54910 | 5.98 | 1 | 2019-12-31 | 2020-12-31 | 365 | 6.9934 | 6
55010 | 5.2 | 1 | 2019-12-31 | 2020-12-31 | 365 | 6.0812 | 6
53645 | 4.16 | 1 | 2019-12-31 | 2020-12-31 | 365 | 4.865 | 4
54960 | 5.72 | 1 | 2019-12-31 | 2020-12-31 | 365 | 6.6893 | 6
55075 | 5.72 | 1 | 2019-12-31 | 2020-12-31 | 365 | 6.6893 | 6
54845 | 11.18 | 1 | 2019-12-31 | 2020-12-31 | 365 | 13.0746 | 13
53647 | 5.98 | 1 | 2019-12-31 | 2020-12-31 | 365 | 6.9934 | 6
36654 | 12.22 | 1 | 2019-12-31 | 2020-12-31 | 365 | 14.2908 | 14
52201 | 5.2 | 1 | 2019-12-31 | 2020-12-31 | 365 | 6.0812 | 6
53764 | 4.68 | 1 | 2019-12-31 | 2020-12-31 | 365 | 5.4731 | 5
55006 | 6.5 | 1 | 2019-12-31 | 2020-12-31 | 365 | 7.6015 | 7
53320 | 8.84 | 1 | 2019-12-31 | 2020-12-31 | 365 | 10.338 | 10
53365 | 5.72 | 1 | 2019-12-31 | 2020-12-31 | 365 | 6.6893 | 6
52762 | 10.4 | 1 | 2019-12-31 | 2020-12-31 | 365 | 12.1624 | 12
54991 | 4.94 | 1 | 2019-12-31 | 2020-12-31 | 365 | 5.7771 | 5
54079 | 9.36 | 1 | 2019-12-31 | 2020-12-31 | 365 | 10.9461 | 10
33952 | 4.94 | 1 | 2019-12-31 | 2020-12-31 | 365 | 5.7771 | 5
54047 | 4.68 | 1 | 2019-12-31 | 2020-12-31 | 365 | 5.4731 | 5
54057 | 2.6 | 1 | 2019-12-31 | 2020-12-31 | 365 | 3.0406 | 3
52852 | 13 | 1 | 2019-12-31 | 2020-12-31 | 365 | 15.203 | 15
54952 | 9.62 | 1 | 2019-12-31 | 2020-12-31 | 365 | 11.2502 | 11
55141 | 5.98 | 1 | 2019-12-31 | 2020-12-31 | 365 | 6.9934 | 6
53118 | 4.68 | 1 | 2019-12-31 | 2020-12-31 | 365 | 5.4731 | 5
52887 | 7.28 | 1 | 2019-12-31 | 2020-12-31 | 365 | 8.5137 | 8
54295 | 7.28 | 1 | 2019-12-31 | 2020-12-31 | 365 | 8.5137 | 8
54959 | 6.24 | 1 | 2019-12-31 | 2020-12-31 | 365 | 7.2974 | 7
54938 | 4.68 | 1 | 2019-12-31 | 2020-12-31 | 365 | 5.4731 | 5
54907 | 5.98 | 1 | 2019-12-31 | 2020-12-31 | 365 | 6.9934 | 6
54954 | 2.6 | 1 | 2019-12-31 | 2020-12-31 | 365 | 3.0406 | 3
54225 | 10.14 | 1 | 2019-12-31 | 2020-12-31 | 365 | 11.8583 | 11
29633 | 5.46 | 1 | 2019-12-31 | 2020-12-31 | 365 | 6.3853 | 6
55140 | 5.2 | 1 | 2019-12-31 | 2020-12-31 | 365 | 6.0812 | 6
24246 | 11.96 | 1 | 2019-12-31 | 2020-12-31 | 365 | 13.9867 | 13
55081 | 8.84 | 1 | 2019-12-31 | 2020-12-31 | 365 | 10.338 | 10
55333 | 4.68 | 1 | 2019-12-31 | 2020-12-31 | 365 | 5.4731 | 5
48685 | 4.42 | 1 | 2019-12-31 | 2020-12-31 | 365 | 5.169 | 5
55339 | 8.32 | 1 | 2019-12-31 | 2020-12-31 | 365 | 9.7299 | 9
53818 | 7.28 | 1 | 2019-12-31 | 2020-12-31 | 365 | 8.5137 | 8
53515 | 3.12 | 1 | 2019-12-31 | 2020-12-31 | 365 | 3.6487 | 3
49236 | 4.16 | 1 | 2019-12-31 | 2020-12-31 | 365 | 4.865 | 4
55038 | 7.02 | 1 | 2019-12-31 | 2020-12-31 | 365 | 8.2096 | 8
53817 | 4.94 | 1 | 2019-12-31 | 2020-12-31 | 365 | 5.7771 | 5
53821 | 8.32 | 1 | 2019-12-31 | 2020-12-31 | 365 | 9.7299 | 9
52127 | 7.8 | 1 | 2019-12-31 | 2020-12-31 | 365 | 9.1218 | 9
54274 | 3.64 | 1 | 2019-12-31 | 2020-12-31 | 365 | 4.2568 | 4
54830 | 6.24 | 1 | 2019-12-31 | 2020-12-31 | 365 | 7.2974 | 7
52157 | 3.9 | 1 | 2019-12-31 | 2020-12-31 | 365 | 4.5609 | 4
31477 | 11.44 | 1 | 2019-12-31 | 2020-12-31 | 365 | 13.3786 | 13
53058 | 11.18 | 1 | 2019-12-31 | 2020-12-31 | 365 | 13.0746 | 13
47439 | 7.8 | 1 | 2019-12-31 | 2020-12-31 | 365 | 9.1218 | 9
53035 | 10.14 | 1 | 2019-12-31 | 2020-12-31 | 365 | 11.8583 | 11
55016 | 8.32 | 1 | 2019-12-31 | 2020-12-31 | 365 | 9.7299 | 9
53757 | 4.68 | 1 | 2019-12-31 | 2020-12-31 | 365 | 5.4731 | 5
49077 | 9.1 | 1 | 2019-12-31 | 2020-12-31 | 365 | 10.6421 | 10
32631 | 6.5 | 1 | 2019-12-31 | 2020-12-31 | 365 | 7.6015 | 7
48616 | 9.88 | 1 | 2019-12-31 | 2020-12-31 | 365 | 11.5543 | 11
55054 | 10.4 | 1 | 2019-12-31 | 2020-12-31 | 365 | 12.1624 | 12
55365 | 5.72 | 1 | 2019-12-31 | 2020-12-31 | 365 | 6.6893 | 6
55375 | 7.8 | 1 | 2019-12-31 | 2020-12-31 | 365 | 9.1218 | 9
55408 | 4.16 | 1 | 2019-12-31 | 2020-12-31 | 365 | 4.865 | 4
55410 | 13.26 | 1 | 2019-12-31 | 2020-12-31 | 365 | 15.507 | 15
55372 | 5.98 | 1 | 2019-12-31 | 2020-12-31 | 365 | 6.9934 | 6
53563 | 9.36 | 1 | 2019-12-31 | 2020-12-31 | 365 | 10.9461 | 10
53477 | 6.24 | 1 | 2019-12-31 | 2020-12-31 | 365 | 7.2974 | 7
55415 | 5.98 | 1 | 2019-12-31 | 2020-12-31 | 365 | 6.9934 | 6
53962 | 8.06 | 1 | 2019-12-31 | 2020-12-31 | 365 | 9.4258 | 9
53963 | 9.88 | 1 | 2019-12-31 | 2020-12-31 | 365 | 11.5543 | 11
48909 | 5.98 | 1 | 2019-12-31 | 2020-12-31 | 365 | 6.9934 | 6
54833 | 6.24 | 1 | 2019-12-31 | 2020-12-31 | 365 | 7.2974 | 7
44204 | 4.42 | 1 | 2019-12-31 | 2020-12-31 | 365 | 5.169 | 5
53412 | 7.8 | 1 | 2019-12-31 | 2020-12-31 | 365 | 9.1218 | 9
20665 | 8.58 | 1 | 2019-12-31 | 2020-12-31 | 365 | 10.034 | 10
53635 | 5.46 | 1 | 2019-12-31 | 2020-12-31 | 365 | 6.3853 | 6
40993 | 5.98 | 1 | 2019-12-31 | 2020-12-31 | 365 | 6.9934 | 6
22055 | 6.24 | 1 | 2019-12-31 | 2020-12-31 | 365 | 7.2974 | 7
51707 | 15.08 | 1 | 2019-12-31 | 2020-12-31 | 365 | 17.6355 | 17
55211 | 4.42 | 1 | 2019-12-31 | 2020-12-31 | 365 | 5.169 | 5
37688 | 13 | 1 | 2019-12-31 | 2020-12-31 | 365 | 15.203 | 15
53611 | 13.26 | 1 | 2019-12-31 | 2020-12-31 | 365 | 15.507 | 15
55060 | 6.76 | 1 | 2019-12-31 | 2020-12-31 | 365 | 7.9055 | 7
54236 | 7.28 | 1 | 2019-12-31 | 2020-12-31 | 365 | 8.5137 | 8
53700 | 9.62 | 1 | 2019-12-31 | 2020-12-31 | 365 | 11.2502 | 11
53532 | 3.12 | 1 | 2019-12-31 | 2020-12-31 | 365 | 3.6487 | 3
54073 | 7.28 | 1 | 2019-12-31 | 2020-12-31 | 365 | 8.5137 | 8
54878 | 8.32 | 1 | 2019-12-31 | 2020-12-31 | 365 | 9.7299 | 9
54861 | 5.72 | 1 | 2019-12-31 | 2020-12-31 | 365 | 6.6893 | 6
53758 | 3.64 | 1 | 2019-12-31 | 2020-12-31 | 365 | 4.2568 | 4
53903 | 8.06 | 1 | 2019-12-31 | 2020-12-31 | 365 | 9.4258 | 9
54942 | 6.5 | 1 | 2019-12-31 | 2020-12-31 | 365 | 7.6015 | 7
55206 | 6.5 | 1 | 2019-12-31 | 2020-12-31 | 365 | 7.6015 | 7
55205 | 4.16 | 1 | 2019-12-31 | 2020-12-31 | 365 | 4.865 | 4
28744 | 3.315 | 1 | 2019-12-31 | 2020-12-31 | 365 | 3.8768 | 3
23962 | 9.88 | 1 | 2019-12-31 | 2020-12-31 | 365 | 11.5543 | 11
55076 | 17.16 | 1 | 2019-12-31 | 2020-12-31 | 365 | 20.0679 | 20
54986 | 14.04 | 1 | 2019-12-31 | 2020-12-31 | 365 | 16.4192 | 16
55910 | 4.16 | 1 | 2019-12-31 | 2020-12-31 | 365 | 4.865 | 4
53574 | 4.94 | 1 | 2019-12-31 | 2020-12-31 | 365 | 5.7771 | 5
55388 | 3.12 | 1 | 2019-12-31 | 2020-12-31 | 365 | 3.6487 | 3
55029 | 5.2 | 1 | 2019-12-31 | 2020-12-31 | 365 | 6.0812 | 6
55777 | 8.84 | 1 | 2019-12-31 | 2020-12-31 | 365 | 10.338 | 10
55142 | 10.14 | 1 | 2019-12-31 | 2020-12-31 | 365 | 11.8583 | 11
54240 | 3.38 | 1 | 2019-12-31 | 2020-12-31 | 365 | 3.9528 | 3
56014 | 12.48 | 1 | 2019-12-31 | 2020-12-31 | 365 | 14.5949 | 14
55168 | 7.28 | 1 | 2019-12-31 | 2020-12-31 | 365 | 8.5137 | 8
56013 | 2.6 | 1 | 2019-12-31 | 2020-12-31 | 365 | 3.0406 | 3
55427 | 6.24 | 1 | 2019-12-31 | 2020-12-31 | 365 | 7.2974 | 7
56010 | 8.06 | 1 | 2019-12-31 | 2020-12-31 | 365 | 9.4258 | 9
53682 | 8.06 | 1 | 2019-12-31 | 2020-12-31 | 365 | 9.4258 | 9
55886 | 6.5 | 1 | 2019-12-31 | 2020-12-31 | 365 | 7.6015 | 7
54119 | 5.72 | 1 | 2019-12-31 | 2020-12-31 | 365 | 6.6893 | 6
54914 | 5.72 | 1 | 2019-12-31 | 2020-12-31 | 365 | 6.6893 | 6
54990 | 6.24 | 1 | 2019-12-31 | 2020-12-31 | 365 | 7.2974 | 7
55774 | 5.035 | 1 | 2019-12-31 | 2020-12-31 | 365 | 5.8882 | 5
56181 | 4.94 | 1 | 2019-12-31 | 2020-12-31 | 365 | 5.7771 | 5
55753 | 6.5 | 1 | 2019-12-31 | 2020-12-31 | 365 | 7.6015 | 7
53485 | 4.94 | 1 | 2019-12-31 | 2020-12-31 | 365 | 5.7771 | 5
33960 | 4.68 | 1 | 2019-12-31 | 2020-12-31 | 365 | 5.4731 | 5
55361 | 7.02 | 1 | 2019-12-31 | 2020-12-31 | 365 | 8.2096 | 8
52615 | 4.68 | 1 | 2019-12-31 | 2020-12-31 | 365 | 5.4731 | 5
53052 | 2.45 | 1 | 2019-12-31 | 2020-12-31 | 365 | 2.8652 | 2
53489 | 4.94 | 1 | 2019-12-31 | 2020-12-31 | 365 | 5.7771 | 5
50846 | 4.68 | 1 | 2019-12-31 | 2020-12-31 | 365 | 5.4731 | 5
54789 | 4.16 | 1 | 2019-12-31 | 2020-12-31 | 365 | 4.865 | 4
51722 | 9.1 | 1 | 2019-12-31 | 2020-12-31 | 365 | 10.6421 | 10
55748 | 9.62 | 1 | 2019-12-31 | 2020-12-31 | 365 | 11.2502 | 11
52618 | 10.4 | 1 | 2019-12-31 | 2020-12-31 | 365 | 12.1624 | 12
32743 | 7.8 | 1 | 2019-12-31 | 2020-12-31 | 365 | 9.1218 | 9
31739 | 2.6 | 1 | 2019-12-31 | 2020-12-31 | 365 | 3.0406 | 3
53960 | 9.1 | 1 | 2019-12-31 | 2020-12-31 | 365 | 10.6421 | 10
56195 | 6.24 | 1 | 2019-12-31 | 2020-12-31 | 365 | 7.2974 | 7
55216 | 7.54 | 1 | 2019-12-31 | 2020-12-31 | 365 | 8.8177 | 8
55039 | 5.98 | 1 | 2019-12-31 | 2020-12-31 | 365 | 6.9934 | 6
55152 | 3.38 | 1 | 2019-12-31 | 2020-12-31 | 365 | 3.9528 | 3
54967 | 7.02 | 1 | 2019-12-31 | 2020-12-31 | 365 | 8.2096 | 8
55050 | 6.76 | 1 | 2019-12-31 | 2020-12-31 | 365 | 7.9055 | 7
54207 | 9.36 | 1 | 2019-12-31 | 2020-12-31 | 365 | 10.9461 | 10
55035 | 2.6 | 1 | 2019-12-31 | 2020-12-31 | 365 | 3.0406 | 3
32149 | 8.06 | 1 | 2019-12-31 | 2020-12-31 | 365 | 9.4258 | 9
55295 | 5.72 | 1 | 2019-12-31 | 2020-12-31 | 365 | 6.6893 | 6
54137 | 6.24 | 1 | 2019-12-31 | 2020-12-31 | 365 | 7.2974 | 7
52344 | 6.5 | 1 | 2019-12-31 | 2020-12-31 | 365 | 7.6015 | 7
30647 | 8.58 | 1 | 2019-12-31 | 2020-12-31 | 365 | 10.034 | 10
48463 | 12.22 | 1 | 2019-12-31 | 2020-12-31 | 365 | 14.2908 | 14
52567 | 4.9 | 1 | 2019-12-31 | 2020-12-31 | 365 | 5.7304 | 5
53688 | 6.5 | 1 | 2019-12-31 | 2020-12-31 | 365 | 7.6015 | 7
56230 | 11.7 | 1 | 2019-12-31 | 2020-12-31 | 365 | 13.6827 | 13
54415 | 8.06 | 1 | 2019-12-31 | 2020-12-31 | 365 | 9.4258 | 9
53089 | 11.96 | 1 | 2019-12-31 | 2020-12-31 | 365 | 13.9867 | 13
53671 | 4.94 | 1 | 2019-12-31 | 2020-12-31 | 365 | 5.7771 | 5
55079 | 4.68 | 1 | 2019-12-31 | 2020-12-31 | 365 | 5.4731 | 5
55084 | 5.98 | 1 | 2019-12-31 | 2020-12-31 | 365 | 6.9934 | 6
54215 | 4.42 | 1 | 2019-12-31 | 2020-12-31 | 365 | 5.169 | 5
52841 | 9.1 | 1 | 2019-12-31 | 2020-12-31 | 365 | 10.6421 | 10
53838 | 6.24 | 1 | 2019-12-31 | 2020-12-31 | 365 | 7.2974 | 7
56271 | 3.9 | 1 | 2019-12-31 | 2020-12-31 | 365 | 4.5609 | 4
55370 | 5.2 | 1 | 2019-12-31 | 2020-12-31 | 365 | 6.0812 | 6
53031 | 14.04 | 1 | 2019-12-31 | 2020-12-31 | 365 | 16.4192 | 16
55331 | 9.275 | 1 | 2019-12-31 | 2020-12-31 | 365 | 10.8467 | 10
55044 | 5.72 | 1 | 2019-12-31 | 2020-12-31 | 365 | 6.6893 | 6
55087 | 7.8 | 1 | 2019-12-31 | 2020-12-31 | 365 | 9.1218 | 9
53675 | 4.68 | 1 | 2019-12-31 | 2020-12-31 | 365 | 5.4731 | 5
52971 | 4.16 | 1 | 2019-12-31 | 2020-12-31 | 365 | 4.865 | 4
55237 | 6.76 | 1 | 2019-12-31 | 2020-12-31 | 365 | 7.9055 | 7
54390 | 4.94 | 1 | 2019-12-31 | 2020-12-31 | 365 | 5.7771 | 5
53894 | 11.44 | 1 | 2019-12-31 | 2020-12-31 | 365 | 13.3786 | 13
55150 | 5.2 | 1 | 2019-12-31 | 2020-12-31 | 365 | 6.0812 | 6
54947 | 5.98 | 1 | 2019-12-31 | 2020-12-31 | 365 | 6.9934 | 6
25107 | 8.58 | 1 | 2019-12-31 | 2020-12-31 | 365 | 10.034 | 10
33813 | 7.02 | 1 | 2019-12-31 | 2020-12-31 | 365 | 8.2096 | 8
55359 | 7.54 | 1 | 2019-12-31 | 2020-12-31 | 365 | 8.8177 | 8
51750 | 9.62 | 1 | 2019-12-31 | 2020-12-31 | 365 | 11.2502 | 11
56012 | 5.98 | 1 | 2019-12-31 | 2020-12-31 | 365 | 6.9934 | 6
55137 | 4.94 | 1 | 2019-12-31 | 2020-12-31 | 365 | 5.7771 | 5
54835 | 3.12 | 1 | 2019-12-31 | 2020-12-31 | 365 | 3.6487 | 3
55355 | 6.76 | 1 | 2019-12-31 | 2020-12-31 | 365 | 7.9055 | 7
52775 | 8.06 | 1 | 2019-12-31 | 2020-12-31 | 365 | 9.4258 | 9
52443 | 6.5 | 1 | 2019-12-31 | 2020-12-31 | 365 | 7.6015 | 7
51704 | 12.74 | 1 | 2019-12-31 | 2020-12-31 | 365 | 14.8989 | 14
53911 | 7.54 | 1 | 2019-12-31 | 2020-12-31 | 365 | 8.8177 | 8
53690 | 5.72 | 1 | 2019-12-31 | 2020-12-31 | 365 | 6.6893 | 6
52640 | 9.36 | 1 | 2019-12-31 | 2020-12-31 | 365 | 10.9461 | 10
55164 | 6.76 | 1 | 2019-12-31 | 2020-12-31 | 365 | 7.9055 | 7
31882 | 4.94 | 1 | 2019-12-31 | 2020-12-31 | 365 | 5.7771 | 5
32489 | 9.88 | 1 | 2019-12-31 | 2020-12-31 | 365 | 11.5543 | 11
52113 | 4.845 | 1 | 2019-12-31 | 2020-12-31 | 365 | 5.666 | 5
54746 | 7.02 | 1 | 2019-12-31 | 2020-12-31 | 365 | 8.2096 | 8
53530 | 9.62 | 1 | 2019-12-31 | 2020-12-31 | 365 | 11.2502 | 11
54388 | 5.46 | 1 | 2019-12-31 | 2020-12-31 | 365 | 6.3853 | 6
29724 | 5.2 | 1 | 2019-12-31 | 2020-12-31 | 365 | 6.0812 | 6
55353 | 6.5 | 1 | 2019-12-31 | 2020-12-31 | 365 | 7.6015 | 7
54751 | 5.98 | 1 | 2019-12-31 | 2020-12-31 | 365 | 6.9934 | 6
56320 | 7.65 | 1 | 2019-12-31 | 2020-12-31 | 365 | 8.9464 | 8
39260 | 10.4 | 1 | 2019-12-31 | 2020-12-31 | 365 | 12.1624 | 12
29106 | 9.1 | 1 | 2019-12-31 | 2020-12-31 | 365 | 10.6421 | 10
55414 | 11.7 | 1 | 2019-12-31 | 2020-12-31 | 365 | 13.6827 | 13
54920 | 7.8 | 1 | 2019-12-31 | 2020-12-31 | 365 | 9.1218 | 9
38778 | 7.02 | 1 | 2019-12-31 | 2020-12-31 | 365 | 8.2096 | 8
56319 | 5.72 | 1 | 2019-12-31 | 2020-12-31 | 365 | 6.6893 | 6
55646 | 5.2 | 1 | 2019-12-31 | 2020-12-31 | 365 | 6.0812 | 6
56290 | 3.12 | 1 | 2019-12-31 | 2020-12-31 | 365 | 3.6487 | 3
55138 | 12.22 | 1 | 2019-12-31 | 2020-12-31 | 365 | 14.2908 | 14
22805 | 4.94 | 1 | 2019-12-31 | 2020-12-31 | 365 | 5.7771 | 5
55411 | 4.68 | 1 | 2019-12-31 | 2020-12-31 | 365 | 5.4731 | 5
23861 | 4.16 | 1 | 2019-12-31 | 2020-12-31 | 365 | 4.865 | 4
28750 | 5.2 | 1 | 2019-12-31 | 2020-12-31 | 365 | 6.0812 | 6
32109 | 4.68 | 1 | 2019-12-31 | 2020-12-31 | 365 | 5.4731 | 5
41210 | 3.9 | 1 | 2019-12-31 | 2020-12-31 | 365 | 4.5609 | 4
50789 | 7.28 | 1 | 2019-12-31 | 2020-12-31 | 365 | 8.5137 | 8
52092 | 12.48 | 1 | 2019-12-31 | 2020-12-31 | 365 | 14.5949 | 14
52427 | 11.96 | 1 | 2019-12-31 | 2020-12-31 | 365 | 13.9867 | 13
52790 | 11.96 | 1 | 2019-12-31 | 2020-12-31 | 365 | 13.9867 | 13
53050 | 8.06 | 1 | 2019-12-31 | 2020-12-31 | 365 | 9.4258 | 9
53212 | 4.16 | 1 | 2019-12-31 | 2020-12-31 | 365 | 4.865 | 4
53799 | 2.86 | 1 | 2019-12-31 | 2020-12-31 | 365 | 3.3447 | 3
54178 | 4.335 | 1 | 2019-12-31 | 2020-12-31 | 365 | 5.0696 | 5
54248 | 6.24 | 1 | 2019-12-31 | 2020-12-31 | 365 | 7.2974 | 7
55231 | 3.38 | 1 | 2019-12-31 | 2020-12-31 | 365 | 3.9528 | 3
55292 | 5.98 | 1 | 2019-12-31 | 2020-12-31 | 365 | 6.9934 | 6
55309 | 7.28 | 1 | 2019-12-31 | 2020-12-31 | 365 | 8.5137 | 8
55357 | 10.4 | 1 | 2019-12-31 | 2020-12-31 | 365 | 12.1624 | 12
55074 | 7.8 | 1 | 2019-12-31 | 2020-12-31 | 365 | 9.1218 | 9
56511 | 5.72 | 1 | 2019-12-31 | 2020-12-31 | 365 | 6.6893 | 6
32436 | 10.92 | 1 | 2019-12-31 | 2020-12-31 | 365 | 12.7705 | 12
49083 | 5.2 | 1 | 2019-12-31 | 2020-12-31 | 365 | 6.0812 | 6
56344 | 7.54 | 1 | 2019-12-31 | 2020-12-31 | 365 | 8.8177 | 8
50817 | 7.02 | 1 | 2019-12-31 | 2020-12-31 | 365 | 8.2096 | 8
49013 | 14.82 | 1 | 2019-12-31 | 2020-12-31 | 365 | 17.3314 | 17
56518 | 7.8 | 1 | 2019-12-31 | 2020-12-31 | 365 | 9.1218 | 9
26982 | 17.68 | 1 | 2019-12-31 | 2020-12-31 | 365 | 20.6761 | 20
54840 | 9.36 | 1 | 2019-12-31 | 2020-12-31 | 365 | 10.9461 | 10
52061 | 8.58 | 1 | 2019-12-31 | 2020-12-31 | 365 | 10.034 | 10
56521 | 10.14 | 1 | 2019-12-31 | 2020-12-31 | 365 | 11.8583 | 11
55247 | 5.2 | 1 | 2019-12-31 | 2020-12-31 | 365 | 6.0812 | 6
56528 | 8.32 | 1 | 2019-12-31 | 2020-12-31 | 365 | 9.7299 | 9
53077 | 8.06 | 1 | 2019-12-31 | 2020-12-31 | 365 | 9.4258 | 9
55144 | 4.94 | 1 | 2019-12-31 | 2020-12-31 | 365 | 5.7771 | 5
55031 | 4.94 | 1 | 2019-12-31 | 2020-12-31 | 365 | 5.7771 | 5
23338 | 9.1 | 1 | 2019-12-31 | 2020-12-31 | 365 | 10.6421 | 10
54987 | 3.38 | 1 | 2019-12-31 | 2020-12-31 | 365 | 3.9528 | 3
53123 | 6.5 | 1 | 2019-12-31 | 2020-12-31 | 365 | 7.6015 | 7
54912 | 12.22 | 1 | 2019-12-31 | 2020-12-31 | 365 | 14.2908 | 14
53531 | 4.68 | 1 | 2019-12-31 | 2020-12-31 | 365 | 5.4731 | 5
54241 | 3.64 | 1 | 2019-12-31 | 2020-12-31 | 365 | 4.2568 | 4
34377 | 6.5 | 1 | 2019-12-31 | 2020-12-31 | 365 | 7.6015 | 7
55756 | 4.16 | 1 | 2019-12-31 | 2020-12-31 | 365 | 4.865 | 4
55421 | 8.58 | 1 | 2019-12-31 | 2020-12-31 | 365 | 10.034 | 10
53774 | 3.12 | 1 | 2019-12-31 | 2020-12-31 | 365 | 3.6487 | 3
27525 | 7.02 | 1 | 2019-12-31 | 2020-12-31 | 365 | 8.2096 | 8
27557 | 0.765 | 1 | 2019-12-31 | 2020-12-31 | 365 | 0.89464 | 0
31522 | 5.98 | 1 | 2019-12-31 | 2020-12-31 | 365 | 6.9934 | 6
55028 | 5.2 | 1 | 2019-12-31 | 2020-12-31 | 365 | 6.0812 | 6
51851 | 4.42 | 1 | 2019-12-31 | 2020-12-31 | 365 | 5.169 | 5
55356 | 4.42 | 1 | 2019-12-31 | 2020-12-31 | 365 | 5.169 | 5
55147 | 8.84 | 1 | 2019-12-31 | 2020-12-31 | 365 | 10.338 | 10
55077 | 8.58 | 1 | 2019-12-31 | 2020-12-31 | 365 | 10.034 | 10
52829 | 2.6 | 1 | 2019-12-31 | 2020-12-31 | 365 | 3.0406 | 3
55073 | 4.42 | 1 | 2019-12-31 | 2020-12-31 | 365 | 5.169 | 5
24102 | 6.24 | 1 | 2019-12-31 | 2020-12-31 | 365 | 7.2974 | 7
54996 | 8.84 | 1 | 2019-12-31 | 2020-12-31 | 365 | 10.338 | 10
55641 | 9.88 | 1 | 2019-12-31 | 2020-12-31 | 365 | 11.5543 | 11
55158 | 3.12 | 1 | 2019-12-31 | 2020-12-31 | 365 | 3.6487 | 3
52354 | 8.58 | 1 | 2019-12-31 | 2020-12-31 | 365 | 10.034 | 10
55049 | 8.745 | 1 | 2019-12-31 | 2020-12-31 | 365 | 10.2269 | 10
56346 | 5.46 | 1 | 2019-12-31 | 2020-12-31 | 365 | 6.3853 | 6
56574 | 5.98 | 1 | 2019-12-31 | 2020-12-31 | 365 | 6.9934 | 6
56600 | 10.92 | 1 | 2019-12-31 | 2020-12-31 | 365 | 12.7705 | 12
52944 | 5.2 | 1 | 2019-12-31 | 2020-12-31 | 365 | 6.0812 | 6
56603 | 9.36 | 1 | 2019-12-31 | 2020-12-31 | 365 | 10.9461 | 10
53190 | 7.8 | 1 | 2019-12-31 | 2020-12-31 | 365 | 9.1218 | 9
54231 | 6.76 | 1 | 2019-12-31 | 2020-12-31 | 365 | 7.9055 | 7
21880 | 4.68 | 1 | 2019-12-31 | 2020-12-31 | 365 | 5.4731 | 5
56605 | 8.06 | 1 | 2019-12-31 | 2020-12-31 | 365 | 9.4258 | 9
56606 | 4.16 | 1 | 2019-12-31 | 2020-12-31 | 365 | 4.865 | 4
53466 | 3.9 | 1 | 2019-12-31 | 2020-12-31 | 365 | 4.5609 | 4
52780 | 5.2 | 1 | 2019-12-31 | 2020-12-31 | 365 | 6.0812 | 6
54925 | 4.94 | 1 | 2019-12-31 | 2020-12-31 | 365 | 5.7771 | 5
54983 | 9.54 | 1 | 2019-12-31 | 2020-12-31 | 365 | 11.1566 | 11
54821 | 3.64 | 1 | 2019-12-31 | 2020-12-31 | 365 | 4.2568 | 4
52275 | 10.66 | 1 | 2019-12-31 | 2020-12-31 | 365 | 12.4664 | 12
49231 | 3.64 | 1 | 2019-12-31 | 2020-12-31 | 365 | 4.2568 | 4
54859 | 4.16 | 1 | 2019-12-31 | 2020-12-31 | 365 | 4.865 | 4
54855 | 5.2 | 1 | 2019-12-31 | 2020-12-31 | 365 | 6.0812 | 6
27700 | 10.4 | 1 | 2019-12-31 | 2020-12-31 | 365 | 12.1624 | 12
54743 | 5.46 | 1 | 2019-12-31 | 2020-12-31 | 365 | 6.3853 | 6
57411 | 7.54 | 1 | 2019-12-31 | 2020-12-31 | 365 | 8.8177 | 8
56996 | 4.68 | 1 | 2019-12-31 | 2020-12-31 | 365 | 5.4731 | 5
58867 | 3.975 | 1 | 2019-12-31 | 2020-12-31 | 365 | 4.6486 | 4
57944 | 3.445 | 1 | 2019-12-31 | 2020-12-31 | 365 | 4.0288 | 4
57330 | 5.72 | 1 | 2019-12-31 | 2020-12-31 | 365 | 6.6893 | 6
57744 | 5.83 | 1 | 2019-12-31 | 2020-12-31 | 365 | 6.818 | 6
34404 | 2.34 | 1 | 2019-12-31 | 2020-12-31 | 365 | 2.7365 | 2
53835 | 4.68 | 1 | 2019-12-31 | 2020-12-31 | 365 | 5.4731 | 5
54359 | 7.8 | 1 | 2019-12-31 | 2020-12-31 | 365 | 9.1218 | 9
52352 | 9.62 | 1 | 2019-12-31 | 2020-12-31 | 365 | 11.2502 | 11
54760 | 9.1 | 1 | 2019-12-31 | 2020-12-31 | 365 | 10.6421 | 10
55004 | 9.36 | 1 | 2019-12-31 | 2020-12-31 | 365 | 10.9461 | 10
54943 | 10.4 | 1 | 2019-12-31 | 2020-12-31 | 365 | 12.1624 | 12
52558 | 7.02 | 1 | 2019-12-31 | 2020-12-31 | 365 | 8.2096 | 8
51728 | 2.08 | 1 | 2019-12-31 | 2020-12-31 | 365 | 2.4325 | 2
54403 | 5.72 | 1 | 2019-12-31 | 2020-12-31 | 365 | 6.6893 | 6
50847 | 5.72 | 1 | 2019-12-31 | 2020-12-31 | 365 | 6.6893 | 6
19941 | 10.92 | 1 | 2019-12-31 | 2020-12-31 | 365 | 12.7705 | 12
53871 | 2.08 | 1 | 2019-12-31 | 2020-12-31 | 365 | 2.4325 | 2
25307 | 7.54 | 1 | 2019-12-31 | 2020-12-31 | 365 | 8.8177 | 8
52420 | 2.34 | 1 | 2019-12-31 | 2020-12-31 | 365 | 2.7365 | 2
53192 | 2.34 | 1 | 2019-12-31 | 2020-12-31 | 365 | 2.7365 | 2
37392 | 3.12 | 1 | 2019-12-31 | 2020-12-31 | 365 | 3.6487 | 3
54976 | 7.02 | 1 | 2019-12-31 | 2020-12-31 | 365 | 8.2096 | 8
54940 | 13 | 1 | 2019-12-31 | 2020-12-31 | 365 | 15.203 | 15
54797 | 6.5 | 1 | 2019-12-31 | 2020-12-31 | 365 | 7.6015 | 7
55305 | 2.34 | 1 | 2019-12-31 | 2020-12-31 | 365 | 2.7365 | 2
53829 | 5.72 | 1 | 2019-12-31 | 2020-12-31 | 365 | 6.6893 | 6
48553 | 4.68 | 1 | 2019-12-31 | 2020-12-31 | 365 | 5.4731 | 5
55215 | 7.28 | 1 | 2019-12-31 | 2020-12-31 | 365 | 8.5137 | 8
54992 | 12.22 | 1 | 2019-12-31 | 2020-12-31 | 365 | 14.2908 | 14
54770 | 7.8 | 1 | 2019-12-31 | 2020-12-31 | 365 | 9.1218 | 9
54908 | 9.36 | 1 | 2019-12-31 | 2020-12-31 | 365 | 10.9461 | 10
53905 | 6.76 | 1 | 2019-12-31 | 2020-12-31 | 365 | 7.9055 | 7
56328 | 9.36 | 1 | 2019-12-31 | 2020-12-31 | 365 | 10.9461 | 10
58431 | 6.36 | 1 | 2019-12-31 | 2020-12-31 | 365 | 7.4378 | 7
55043 | 2.6 | 1 | 2019-12-31 | 2020-12-31 | 365 | 3.0406 | 3
56548 | 7.54 | 1 | 2019-12-31 | 2020-12-31 | 365 | 8.8177 | 8
56567 | 12.22 | 1 | 2019-12-31 | 2020-12-31 | 365 | 14.2908 | 14
54909 | 3.9 | 1 | 2019-12-31 | 2020-12-31 | 365 | 4.5609 | 4
52131 | 5.46 | 1 | 2019-12-31 | 2020-12-31 | 365 | 6.3853 | 6
56717 | 4.24 | 1 | 2019-12-31 | 2020-12-31 | 365 | 4.9585 | 4
56718 | 4.24 | 1 | 2019-12-31 | 2020-12-31 | 365 | 4.9585 | 4
56720 | 6.24 | 1 | 2019-12-31 | 2020-12-31 | 365 | 7.2974 | 7
31622 | 4.94 | 1 | 2019-12-31 | 2020-12-31 | 365 | 5.7771 | 5
56726 | 3.445 | 1 | 2019-12-31 | 2020-12-31 | 365 | 4.0288 | 4
54926 | 8.32 | 1 | 2019-12-31 | 2020-12-31 | 365 | 9.7299 | 9
56727 | 8.215 | 1 | 2019-12-31 | 2020-12-31 | 365 | 9.6071 | 9
55067 | 4.68 | 1 | 2019-12-31 | 2020-12-31 | 365 | 5.4731 | 5
56313 | 10.14 | 1 | 2019-12-31 | 2020-12-31 | 365 | 11.8583 | 11
31878 | 7.28 | 1 | 2019-12-31 | 2020-12-31 | 365 | 8.5137 | 8
52644 | 7.54 | 1 | 2019-12-31 | 2020-12-31 | 365 | 8.8177 | 8
53441 | 7.02 | 1 | 2019-12-31 | 2020-12-31 | 365 | 8.2096 | 8
56628 | 6.24 | 1 | 2019-12-31 | 2020-12-31 | 365 | 7.2974 | 7
56641 | 6.24 | 1 | 2019-12-31 | 2020-12-31 | 365 | 7.2974 | 7
55202 | 9.88 | 1 | 2019-12-31 | 2020-12-31 | 365 | 11.5543 | 11
54951 | 2.6 | 1 | 2019-12-31 | 2020-12-31 | 365 | 3.0406 | 3
56648 | 2.86 | 1 | 2019-12-31 | 2020-12-31 | 365 | 3.3447 | 3
55136 | 4.68 | 1 | 2019-12-31 | 2020-12-31 | 365 | 5.4731 | 5
32514 | 5.72 | 1 | 2019-12-31 | 2020-12-31 | 365 | 6.6893 | 6
54862 | 8.06 | 1 | 2019-12-31 | 2020-12-31 | 365 | 9.4258 | 9
54950 | 6.76 | 1 | 2019-12-31 | 2020-12-31 | 365 | 7.9055 | 7
54302 | 5.98 | 1 | 2019-12-31 | 2020-12-31 | 365 | 6.9934 | 6
55070 | 3.64 | 1 | 2019-12-31 | 2020-12-31 | 365 | 4.2568 | 4
54921 | 8.06 | 1 | 2019-12-31 | 2020-12-31 | 365 | 9.4258 | 9
56655 | 6.24 | 1 | 2019-12-31 | 2020-12-31 | 365 | 7.2974 | 7
56699 | 11.44 | 1 | 2019-12-31 | 2020-12-31 | 365 | 13.3786 | 13
56703 | 4.68 | 1 | 2019-12-31 | 2020-12-31 | 365 | 5.4731 | 5
56702 | 4.24 | 1 | 2019-12-31 | 2020-12-31 | 365 | 4.9585 | 4
56706 | 10.14 | 1 | 2019-12-31 | 2020-12-31 | 365 | 11.8583 | 11
55338 | 14.56 | 1 | 2019-12-31 | 2020-12-31 | 365 | 17.0273 | 17
51740 | 5.2 | 1 | 2019-12-31 | 2020-12-31 | 365 | 6.0812 | 6
55151 | 17.16 | 1 | 2019-12-31 | 2020-12-31 | 365 | 20.0679 | 20
56608 | 9.88 | 1 | 2019-12-31 | 2020-12-31 | 365 | 11.5543 | 11
56610 | 17.16 | 1 | 2019-12-31 | 2020-12-31 | 365 | 20.0679 | 20
56611 | 4.16 | 1 | 2019-12-31 | 2020-12-31 | 365 | 4.865 | 4
56306 | 7.28 | 1 | 2019-12-31 | 2020-12-31 | 365 | 8.5137 | 8
56612 | 6.24 | 1 | 2019-12-31 | 2020-12-31 | 365 | 7.2974 | 7
56707 | 8.06 | 1 | 2019-12-31 | 2020-12-31 | 365 | 9.4258 | 9
55005 | 6.24 | 1 | 2019-12-31 | 2020-12-31 | 365 | 7.2974 | 7
55042 | 9.805 | 1 | 2019-12-31 | 2020-12-31 | 365 | 11.4666 | 11
55153 | 4.42 | 1 | 2019-12-31 | 2020-12-31 | 365 | 5.169 | 5
56609 | 3.9 | 1 | 2019-12-31 | 2020-12-31 | 365 | 4.5609 | 4
53719 | 4.16 | 1 | 2019-12-31 | 2020-12-31 | 365 | 4.865 | 4
55068 | 9.62 | 1 | 2019-12-31 | 2020-12-31 | 365 | 11.2502 | 11
48626 | 13 | 1 | 2019-12-31 | 2020-12-31 | 365 | 15.203 | 15
56614 | 7.8 | 1 | 2019-12-31 | 2020-12-31 | 365 | 9.1218 | 9
52199 | 2.86 | 1 | 2019-12-31 | 2020-12-31 | 365 | 3.3447 | 3
53124 | 4.42 | 1 | 2019-12-31 | 2020-12-31 | 365 | 5.169 | 5
54070 | 5.2 | 1 | 2019-12-31 | 2020-12-31 | 365 | 6.0812 | 6
58844 | 10.07 | 1 | 2019-12-31 | 2020-12-31 | 365 | 11.7765 | 11
21745 | 3.9 | 1 | 2019-12-31 | 2020-12-31 | 365 | 4.5609 | 4
56310 | 11.18 | 1 | 2019-12-31 | 2020-12-31 | 365 | 13.0746 | 13
56620 | 2.08 | 1 | 2019-12-31 | 2020-12-31 | 365 | 2.4325 | 2
56730 | 6.095 | 1 | 2019-12-31 | 2020-12-31 | 365 | 7.1279 | 7
51764 | 4.94 | 1 | 2019-12-31 | 2020-12-31 | 365 | 5.7771 | 5
54238 | 8.06 | 1 | 2019-12-31 | 2020-12-31 | 365 | 9.4258 | 9
52574 | 3.9 | 1 | 2019-12-31 | 2020-12-31 | 365 | 4.5609 | 4
58876 | 8.48 | 1 | 2019-12-31 | 2020-12-31 | 365 | 9.917 | 9
56729 | 8.48 | 1 | 2019-12-31 | 2020-12-31 | 365 | 9.917 | 9
52425 | 8.06 | 1 | 2019-12-31 | 2020-12-31 | 365 | 9.4258 | 9
56664 | 4.505 | 1 | 2019-12-31 | 2020-12-31 | 365 | 5.2684 | 5
52096 | 5.46 | 1 | 2019-12-31 | 2020-12-31 | 365 | 6.3853 | 6
29234 | 7.02 | 1 | 2019-12-31 | 2020-12-31 | 365 | 8.2096 | 8
56745 | 5.2 | 1 | 2019-12-31 | 2020-12-31 | 365 | 6.0812 | 6
51922 | 7.28 | 1 | 2019-12-31 | 2020-12-31 | 365 | 8.5137 | 8
56732 | 3.975 | 1 | 2019-12-31 | 2020-12-31 | 365 | 4.6486 | 4
58836 | 14.3 | 1 | 2019-12-31 | 2020-12-31 | 365 | 16.7233 | 16
57069 | 7.8 | 1 | 2019-12-31 | 2020-12-31 | 365 | 9.1218 | 9
53912 | 9.36 | 1 | 2019-12-31 | 2020-12-31 | 365 | 10.9461 | 10
55052 | 4.42 | 1 | 2019-12-31 | 2020-12-31 | 365 | 5.169 | 5
58865 | 8.745 | 1 | 2019-12-31 | 2020-12-31 | 365 | 10.2269 | 10
55053 | 7.54 | 1 | 2019-12-31 | 2020-12-31 | 365 | 8.8177 | 8
54962 | 7.28 | 1 | 2019-12-31 | 2020-12-31 | 365 | 8.5137 | 8
53858 | 4.42 | 1 | 2019-12-31 | 2020-12-31 | 365 | 5.169 | 5
56740 | 10.66 | 1 | 2019-12-31 | 2020-12-31 | 365 | 12.4664 | 12
56753 | 6.095 | 1 | 2019-12-31 | 2020-12-31 | 365 | 7.1279 | 7
48960 | 5.46 | 1 | 2019-12-31 | 2020-12-31 | 365 | 6.3853 | 6
48697 | 17.42 | 1 | 2019-12-31 | 2020-12-31 | 365 | 20.372 | 20
54397 | 4.16 | 1 | 2019-12-31 | 2020-12-31 | 365 | 4.865 | 4
53571 | 3.9 | 1 | 2019-12-31 | 2020-12-31 | 365 | 4.5609 | 4
54206 | 8.84 | 1 | 2019-12-31 | 2020-12-31 | 365 | 10.338 | 10
52280 | 5.98 | 1 | 2019-12-31 | 2020-12-31 | 365 | 6.9934 | 6
55066 | 3.9 | 1 | 2019-12-31 | 2020-12-31 | 365 | 4.5609 | 4
56321 | 12.22 | 1 | 2019-12-31 | 2020-12-31 | 365 | 14.2908 | 14
56755 | 4.24 | 1 | 2019-12-31 | 2020-12-31 | 365 | 4.9585 | 4
55222 | 5.98 | 1 | 2019-12-31 | 2020-12-31 | 365 | 6.9934 | 6
53666 | 4.94 | 1 | 2019-12-31 | 2020-12-31 | 365 | 5.7771 | 5
54123 | 4.94 | 1 | 2019-12-31 | 2020-12-31 | 365 | 5.7771 | 5
53648 | 14.56 | 1 | 2019-12-31 | 2020-12-31 | 365 | 17.0273 | 17
52097 | 5.46 | 1 | 2019-12-31 | 2020-12-31 | 365 | 6.3853 | 6
54928 | 9.1 | 1 | 2019-12-31 | 2020-12-31 | 365 | 10.6421 | 10
54128 | 5.72 | 1 | 2019-12-31 | 2020-12-31 | 365 | 6.6893 | 6
32560 | 8.06 | 1 | 2019-12-31 | 2020-12-31 | 365 | 9.4258 | 9
52018 | 4.94 | 1 | 2019-12-31 | 2020-12-31 | 365 | 5.7771 | 5
55163 | 9.62 | 1 | 2019-12-31 | 2020-12-31 | 365 | 11.2502 | 11
56331 | 7.02 | 1 | 2019-12-31 | 2020-12-31 | 365 | 8.2096 | 8
53540 | 7.54 | 1 | 2019-12-31 | 2020-12-31 | 365 | 8.8177 | 8
56763 | 4.42 | 1 | 2019-12-31 | 2020-12-31 | 365 | 5.169 | 5
52857 | 8.32 | 1 | 2019-12-31 | 2020-12-31 | 365 | 9.7299 | 9
56765 | 8.06 | 1 | 2019-12-31 | 2020-12-31 | 365 | 9.4258 | 9
56766 | 6.5 | 1 | 2019-12-31 | 2020-12-31 | 365 | 7.6015 | 7
54750 | 10.4 | 1 | 2019-12-31 | 2020-12-31 | 365 | 12.1624 | 12
54851 | 6.24 | 1 | 2019-12-31 | 2020-12-31 | 365 | 7.2974 | 7
54982 | 11.18 | 1 | 2019-12-31 | 2020-12-31 | 365 | 13.0746 | 13
32426 | 10.4 | 1 | 2019-12-31 | 2020-12-31 | 365 | 12.1624 | 12
48644 | 5.2 | 1 | 2019-12-31 | 2020-12-31 | 365 | 6.0812 | 6
54764 | 4.16 | 1 | 2019-12-31 | 2020-12-31 | 365 | 4.865 | 4
56867 | 7.02 | 1 | 2019-12-31 | 2020-12-31 | 365 | 8.2096 | 8
52683 | 6.5 | 1 | 2019-12-31 | 2020-12-31 | 365 | 7.6015 | 7
55240 | 3.12 | 1 | 2019-12-31 | 2020-12-31 | 365 | 3.6487 | 3
56781 | 13 | 1 | 2019-12-31 | 2020-12-31 | 365 | 15.203 | 15
53825 | 8.58 | 1 | 2019-12-31 | 2020-12-31 | 365 | 10.034 | 10
56785 | 8.48 | 1 | 2019-12-31 | 2020-12-31 | 365 | 9.917 | 9
54915 | 5.72 | 1 | 2019-12-31 | 2020-12-31 | 365 | 6.6893 | 6
56786 | 5.3 | 1 | 2019-12-31 | 2020-12-31 | 365 | 6.1981 | 6
32373 | 9.88 | 1 | 2019-12-31 | 2020-12-31 | 365 | 11.5543 | 11
54210 | 4.16 | 1 | 2019-12-31 | 2020-12-31 | 365 | 4.865 | 4
55747 | 4.94 | 1 | 2019-12-31 | 2020-12-31 | 365 | 5.7771 | 5
53904 | 3.9 | 1 | 2019-12-31 | 2020-12-31 | 365 | 4.5609 | 4
55286 | 9.62 | 1 | 2019-12-31 | 2020-12-31 | 365 | 11.2502 | 11
54384 | 5.46 | 1 | 2019-12-31 | 2020-12-31 | 365 | 6.3853 | 6
55100 | 7.02 | 1 | 2019-12-31 | 2020-12-31 | 365 | 8.2096 | 8
55011 | 3.9 | 1 | 2019-12-31 | 2020-12-31 | 365 | 4.5609 | 4
54185 | 5.2 | 1 | 2019-12-31 | 2020-12-31 | 365 | 6.0812 | 6
56941 | 8.32 | 1 | 2019-12-31 | 2020-12-31 | 365 | 9.7299 | 9
52261 | 5.2 | 1 | 2019-12-31 | 2020-12-31 | 365 | 6.0812 | 6
56942 | 5.46 | 1 | 2019-12-31 | 2020-12-31 | 365 | 6.3853 | 6
56945 | 10.4 | 1 | 2019-12-31 | 2020-12-31 | 365 | 12.1624 | 12
53906 | 6.76 | 1 | 2019-12-31 | 2020-12-31 | 365 | 7.9055 | 7
56948 | 4.42 | 1 | 2019-12-31 | 2020-12-31 | 365 | 5.169 | 5
56949 | 5.72 | 1 | 2019-12-31 | 2020-12-31 | 365 | 6.6893 | 6
54263 | 5.72 | 1 | 2019-12-31 | 2020-12-31 | 365 | 6.6893 | 6
56959 | 2.915 | 1 | 2019-12-31 | 2020-12-31 | 365 | 3.409 | 3
56960 | 10.865 | 1 | 2019-12-31 | 2020-12-31 | 365 | 12.7062 | 12
55019 | 10.4 | 1 | 2019-12-31 | 2020-12-31 | 365 | 12.1624 | 12
56961 | 3.64 | 1 | 2019-12-31 | 2020-12-31 | 365 | 4.2568 | 4
55471 | 6.5 | 1 | 2019-12-31 | 2020-12-31 | 365 | 7.6015 | 7
56963 | 6.76 | 1 | 2019-12-31 | 2020-12-31 | 365 | 7.9055 | 7
56964 | 7.8 | 1 | 2019-12-31 | 2020-12-31 | 365 | 9.1218 | 9
56969 | 9.62 | 1 | 2019-12-31 | 2020-12-31 | 365 | 11.2502 | 11
56973 | 9.36 | 1 | 2019-12-31 | 2020-12-31 | 365 | 10.9461 | 10
57067 | 5.035 | 1 | 2019-12-31 | 2020-12-31 | 365 | 5.8882 | 5
57072 | 11.18 | 1 | 2019-12-31 | 2020-12-31 | 365 | 13.0746 | 13
28768 | 10.66 | 1 | 2019-12-31 | 2020-12-31 | 365 | 12.4664 | 12
57063 | 13.52 | 1 | 2019-12-31 | 2020-12-31 | 365 | 15.8111 | 15
57084 | 3.12 | 1 | 2019-12-31 | 2020-12-31 | 365 | 3.6487 | 3
56975 | 8.58 | 1 | 2019-12-31 | 2020-12-31 | 365 | 10.034 | 10
57086 | 11.7 | 1 | 2019-12-31 | 2020-12-31 | 365 | 13.6827 | 13
56980 | 9.54 | 1 | 2019-12-31 | 2020-12-31 | 365 | 11.1566 | 11
57099 | 4.94 | 1 | 2019-12-31 | 2020-12-31 | 365 | 5.7771 | 5
57097 | 7.42 | 1 | 2019-12-31 | 2020-12-31 | 365 | 8.6774 | 8
56978 | 6.24 | 1 | 2019-12-31 | 2020-12-31 | 365 | 7.2974 | 7
56981 | 4.505 | 1 | 2019-12-31 | 2020-12-31 | 365 | 5.2684 | 5
56982 | 5.035 | 1 | 2019-12-31 | 2020-12-31 | 365 | 5.8882 | 5
56986 | 6.095 | 1 | 2019-12-31 | 2020-12-31 | 365 | 7.1279 | 7
56988 | 7.685 | 1 | 2019-12-31 | 2020-12-31 | 365 | 8.9873 | 8
55034 | 5.46 | 1 | 2019-12-31 | 2020-12-31 | 365 | 6.3853 | 6
56992 | 9.36 | 1 | 2019-12-31 | 2020-12-31 | 365 | 10.9461 | 10
56997 | 3.64 | 1 | 2019-12-31 | 2020-12-31 | 365 | 4.2568 | 4
56923 | 3.9 | 1 | 2019-12-31 | 2020-12-31 | 365 | 4.5609 | 4
55412 | 3.38 | 1 | 2019-12-31 | 2020-12-31 | 365 | 3.9528 | 3
23936 | 7.8 | 1 | 2019-12-31 | 2020-12-31 | 365 | 9.1218 | 9
54819 | 3.64 | 1 | 2019-12-31 | 2020-12-31 | 365 | 4.2568 | 4
55426 | 5.2 | 1 | 2019-12-31 | 2020-12-31 | 365 | 6.0812 | 6
54917 | 10.92 | 1 | 2019-12-31 | 2020-12-31 | 365 | 12.7705 | 12
57001 | 17.16 | 1 | 2019-12-31 | 2020-12-31 | 365 | 20.0679 | 20
57013 | 4.68 | 1 | 2019-12-31 | 2020-12-31 | 365 | 5.4731 | 5
57035 | 6.76 | 1 | 2019-12-31 | 2020-12-31 | 365 | 7.9055 | 7
54412 | 5.72 | 1 | 2019-12-31 | 2020-12-31 | 365 | 6.6893 | 6
57036 | 8.84 | 1 | 2019-12-31 | 2020-12-31 | 365 | 10.338 | 10
57041 | 5.72 | 1 | 2019-12-31 | 2020-12-31 | 365 | 6.6893 | 6
57040 | 7.02 | 1 | 2019-12-31 | 2020-12-31 | 365 | 8.2096 | 8
54244 | 5.2 | 1 | 2019-12-31 | 2020-12-31 | 365 | 6.0812 | 6
55160 | 4.68 | 1 | 2019-12-31 | 2020-12-31 | 365 | 5.4731 | 5
57045 | 5.035 | 1 | 2019-12-31 | 2020-12-31 | 365 | 5.8882 | 5
55299 | 6.24 | 1 | 2019-12-31 | 2020-12-31 | 365 | 7.2974 | 7
57043 | 5.46 | 1 | 2019-12-31 | 2020-12-31 | 365 | 6.3853 | 6
52109 | 5.98 | 1 | 2019-12-31 | 2020-12-31 | 365 | 6.9934 | 6
57047 | 9.88 | 1 | 2019-12-31 | 2020-12-31 | 365 | 11.5543 | 11
44054 | 9.36 | 1 | 2019-12-31 | 2020-12-31 | 365 | 10.9461 | 10
57048 | 4.42 | 1 | 2019-12-31 | 2020-12-31 | 365 | 5.169 | 5
38687 | 9.1 | 1 | 2019-12-31 | 2020-12-31 | 365 | 10.6421 | 10
31652 | 4.16 | 1 | 2019-12-31 | 2020-12-31 | 365 | 4.865 | 4
53566 | 6.76 | 1 | 2019-12-31 | 2020-12-31 | 365 | 7.9055 | 7
55227 | 5.98 | 1 | 2019-12-31 | 2020-12-31 | 365 | 6.9934 | 6
19953 | 8.32 | 1 | 2019-12-31 | 2020-12-31 | 365 | 9.7299 | 9
56940 | 5.83 | 1 | 2019-12-31 | 2020-12-31 | 365 | 6.818 | 6
57060 | 9.62 | 1 | 2019-12-31 | 2020-12-31 | 365 | 11.2502 | 11
49069 | 6.5 | 1 | 2019-12-31 | 2020-12-31 | 365 | 7.6015 | 7
57102 | 5.565 | 1 | 2019-12-31 | 2020-12-31 | 365 | 6.508 | 6
56533 | 11.7 | 1 | 2019-12-31 | 2020-12-31 | 365 | 13.6827 | 13
57104 | 6.24 | 1 | 2019-12-31 | 2020-12-31 | 365 | 7.2974 | 7
31936 | 13 | 1 | 2019-12-31 | 2020-12-31 | 365 | 15.203 | 15
53625 | 6.5 | 1 | 2019-12-31 | 2020-12-31 | 365 | 7.6015 | 7
50917 | 3.38 | 1 | 2019-12-31 | 2020-12-31 | 365 | 3.9528 | 3
57485 | 4.94 | 1 | 2019-12-31 | 2020-12-31 | 365 | 5.7771 | 5
56322 | 13 | 1 | 2019-12-31 | 2020-12-31 | 365 | 15.203 | 15
57487 | 5.98 | 1 | 2019-12-31 | 2020-12-31 | 365 | 6.9934 | 6
32345 | 6.76 | 1 | 2019-12-31 | 2020-12-31 | 365 | 7.9055 | 7
49091 | 8.06 | 1 | 2019-12-31 | 2020-12-31 | 365 | 9.4258 | 9
57345 | 7.42 | 1 | 2019-12-31 | 2020-12-31 | 365 | 8.6774 | 8
51858 | 5.98 | 1 | 2019-12-31 | 2020-12-31 | 365 | 6.9934 | 6
55307 | 4.16 | 1 | 2019-12-31 | 2020-12-31 | 365 | 4.865 | 4
57276 | 3.64 | 1 | 2019-12-31 | 2020-12-31 | 365 | 4.2568 | 4
57132 | 12.22 | 1 | 2019-12-31 | 2020-12-31 | 365 | 14.2908 | 14
57391 | 6.625 | 1 | 2019-12-31 | 2020-12-31 | 365 | 7.7477 | 7
56994 | 5.46 | 1 | 2019-12-31 | 2020-12-31 | 365 | 6.3853 | 6
57387 | 10.92 | 1 | 2019-12-31 | 2020-12-31 | 365 | 12.7705 | 12
56685 | 9.88 | 1 | 2019-12-31 | 2020-12-31 | 365 | 11.5543 | 11
57626 | 7.28 | 1 | 2019-12-31 | 2020-12-31 | 365 | 8.5137 | 8
51786 | 2.6 | 1 | 2019-12-31 | 2020-12-31 | 365 | 3.0406 | 3
57628 | 4.16 | 1 | 2019-12-31 | 2020-12-31 | 365 | 4.865 | 4
57623 | 6.89 | 1 | 2019-12-31 | 2020-12-31 | 365 | 8.0576 | 8
57633 | 8.84 | 1 | 2019-12-31 | 2020-12-31 | 365 | 10.338 | 10
57647 | 6.76 | 1 | 2019-12-31 | 2020-12-31 | 365 | 7.9055 | 7
57657 | 5.2 | 1 | 2019-12-31 | 2020-12-31 | 365 | 6.0812 | 6
57743 | 9.54 | 1 | 2019-12-31 | 2020-12-31 | 365 | 11.1566 | 11
57761 | 6.095 | 1 | 2019-12-31 | 2020-12-31 | 365 | 7.1279 | 7
57768 | 8.48 | 1 | 2019-12-31 | 2020-12-31 | 365 | 9.917 | 9
27947 | 11.96 | 1 | 2019-12-31 | 2020-12-31 | 365 | 13.9867 | 13
52320 | 4.42 | 1 | 2019-12-31 | 2020-12-31 | 365 | 5.169 | 5
57164 | 7.54 | 1 | 2019-12-31 | 2020-12-31 | 365 | 8.8177 | 8
57415 | 4.42 | 1 | 2019-12-31 | 2020-12-31 | 365 | 5.169 | 5
57460 | 3.975 | 1 | 2019-12-31 | 2020-12-31 | 365 | 4.6486 | 4
57108 | 6.76 | 1 | 2019-12-31 | 2020-12-31 | 365 | 7.9055 | 7
57118 | 7.02 | 1 | 2019-12-31 | 2020-12-31 | 365 | 8.2096 | 8
57122 | 7.685 | 1 | 2019-12-31 | 2020-12-31 | 365 | 8.9873 | 8
57123 | 7.685 | 1 | 2019-12-31 | 2020-12-31 | 365 | 8.9873 | 8
57126 | 6.36 | 1 | 2019-12-31 | 2020-12-31 | 365 | 7.4378 | 7
57125 | 6.89 | 1 | 2019-12-31 | 2020-12-31 | 365 | 8.0576 | 8
53846 | 8.32 | 1 | 2019-12-31 | 2020-12-31 | 365 | 9.7299 | 9
57385 | 9.805 | 1 | 2019-12-31 | 2020-12-31 | 365 | 11.4666 | 11
57645 | 5.83 | 1 | 2019-12-31 | 2020-12-31 | 365 | 6.818 | 6
57907 | 6.625 | 1 | 2019-12-31 | 2020-12-31 | 365 | 7.7477 | 7
57904 | 9.54 | 1 | 2019-12-31 | 2020-12-31 | 365 | 11.1566 | 11
57133 | 4.42 | 1 | 2019-12-31 | 2020-12-31 | 365 | 5.169 | 5
57141 | 6.76 | 1 | 2019-12-31 | 2020-12-31 | 365 | 7.9055 | 7
57149 | 7.42 | 1 | 2019-12-31 | 2020-12-31 | 365 | 8.6774 | 8
57159 | 7.02 | 1 | 2019-12-31 | 2020-12-31 | 365 | 8.2096 | 8
57127 | 4.505 | 1 | 2019-12-31 | 2020-12-31 | 365 | 5.2684 | 5
57031 | 7.02 | 1 | 2019-12-31 | 2020-12-31 | 365 | 8.2096 | 8
57864 | 13.26 | 1 | 2019-12-31 | 2020-12-31 | 365 | 15.507 | 15
57147 | 4.77 | 1 | 2019-12-31 | 2020-12-31 | 365 | 5.5783 | 5
57935 | 7.8 | 1 | 2019-12-31 | 2020-12-31 | 365 | 9.1218 | 9
57166 | 8.215 | 1 | 2019-12-31 | 2020-12-31 | 365 | 9.6071 | 9
54146 | 7.54 | 1 | 2019-12-31 | 2020-12-31 | 365 | 8.8177 | 8
57169 | 10.07 | 1 | 2019-12-31 | 2020-12-31 | 365 | 11.7765 | 11
57937 | 6.5 | 1 | 2019-12-31 | 2020-12-31 | 365 | 7.6015 | 7
27483 | 10.4 | 1 | 2019-12-31 | 2020-12-31 | 365 | 12.1624 | 12
57948 | 12.48 | 1 | 2019-12-31 | 2020-12-31 | 365 | 14.5949 | 14
57170 | 7.42 | 1 | 2019-12-31 | 2020-12-31 | 365 | 8.6774 | 8
57971 | 6.76 | 1 | 2019-12-31 | 2020-12-31 | 365 | 7.9055 | 7
57176 | 10.6 | 1 | 2019-12-31 | 2020-12-31 | 365 | 12.3963 | 12
57375 | 10.335 | 1 | 2019-12-31 | 2020-12-31 | 365 | 12.0864 | 12
54686 | 5.72 | 1 | 2019-12-31 | 2020-12-31 | 365 | 6.6893 | 6
57975 | 9.54 | 1 | 2019-12-31 | 2020-12-31 | 365 | 11.1566 | 11
56519 | 7.8 | 1 | 2019-12-31 | 2020-12-31 | 365 | 9.1218 | 9
52569 | 4.94 | 1 | 2019-12-31 | 2020-12-31 | 365 | 5.7771 | 5
31429 | 9.1 | 1 | 2019-12-31 | 2020-12-31 | 365 | 10.6421 | 10
57175 | 3.64 | 1 | 2019-12-31 | 2020-12-31 | 365 | 4.2568 | 4
57181 | 6.89 | 1 | 2019-12-31 | 2020-12-31 | 365 | 8.0576 | 8
57180 | 7.8 | 1 | 2019-12-31 | 2020-12-31 | 365 | 9.1218 | 9
55072 | 7.8 | 1 | 2019-12-31 | 2020-12-31 | 365 | 9.1218 | 9
56550 | 4.68 | 1 | 2019-12-31 | 2020-12-31 | 365 | 5.4731 | 5
53824 | 7.8 | 1 | 2019-12-31 | 2020-12-31 | 365 | 9.1218 | 9
57183 | 4.77 | 1 | 2019-12-31 | 2020-12-31 | 365 | 5.5783 | 5
55912 | 3.12 | 1 | 2019-12-31 | 2020-12-31 | 365 | 3.6487 | 3
57182 | 9.54 | 1 | 2019-12-31 | 2020-12-31 | 365 | 11.1566 | 11
57184 | 11.925 | 1 | 2019-12-31 | 2020-12-31 | 365 | 13.9458 | 13
55169 | 7.8 | 1 | 2019-12-31 | 2020-12-31 | 365 | 9.1218 | 9
53528 | 9.36 | 1 | 2019-12-31 | 2020-12-31 | 365 | 10.9461 | 10
57187 | 6.36 | 1 | 2019-12-31 | 2020-12-31 | 365 | 7.4378 | 7
57189 | 5.565 | 1 | 2019-12-31 | 2020-12-31 | 365 | 6.508 | 6
55409 | 3.38 | 1 | 2019-12-31 | 2020-12-31 | 365 | 3.9528 | 3
57192 | 6.095 | 1 | 2019-12-31 | 2020-12-31 | 365 | 7.1279 | 7
56935 | 4.42 | 1 | 2019-12-31 | 2020-12-31 | 365 | 5.169 | 5
41643 | 4.16 | 1 | 2019-12-31 | 2020-12-31 | 365 | 4.865 | 4
56929 | 9.01 | 1 | 2019-12-31 | 2020-12-31 | 365 | 10.5368 | 10
55143 | 14.3 | 1 | 2019-12-31 | 2020-12-31 | 365 | 16.7233 | 16
57199 | 5.565 | 1 | 2019-12-31 | 2020-12-31 | 365 | 6.508 | 6
57202 | 6.76 | 1 | 2019-12-31 | 2020-12-31 | 365 | 7.9055 | 7
57212 | 5.2 | 1 | 2019-12-31 | 2020-12-31 | 365 | 6.0812 | 6
57210 | 15.34 | 1 | 2019-12-31 | 2020-12-31 | 365 | 17.9395 | 17
57110 | 5.035 | 1 | 2019-12-31 | 2020-12-31 | 365 | 5.8882 | 5
57241 | 5.46 | 1 | 2019-12-31 | 2020-12-31 | 365 | 6.3853 | 6
54823 | 4.16 | 1 | 2019-12-31 | 2020-12-31 | 365 | 4.865 | 4
54087 | 7.02 | 1 | 2019-12-31 | 2020-12-31 | 365 | 8.2096 | 8
55298 | 6.76 | 1 | 2019-12-31 | 2020-12-31 | 365 | 7.9055 | 7
55817 | 7.54 | 1 | 2019-12-31 | 2020-12-31 | 365 | 8.8177 | 8
56749 | 7.54 | 1 | 2019-12-31 | 2020-12-31 | 365 | 8.8177 | 8
56704 | 8.48 | 1 | 2019-12-31 | 2020-12-31 | 365 | 9.917 | 9
56604 | 3.38 | 1 | 2019-12-31 | 2020-12-31 | 365 | 3.9528 | 3
55051 | 8.58 | 1 | 2019-12-31 | 2020-12-31 | 365 | 10.034 | 10
56635 | 7.54 | 1 | 2019-12-31 | 2020-12-31 | 365 | 8.8177 | 8
55293 | 3.64 | 1 | 2019-12-31 | 2020-12-31 | 365 | 4.2568 | 4
57410 | 8.84 | 1 | 2019-12-31 | 2020-12-31 | 365 | 10.338 | 10
57245 | 10.4 | 1 | 2019-12-31 | 2020-12-31 | 365 | 12.1624 | 12
57246 | 4.16 | 1 | 2019-12-31 | 2020-12-31 | 365 | 4.865 | 4
57249 | 4.42 | 1 | 2019-12-31 | 2020-12-31 | 365 | 5.169 | 5
57250 | 6.095 | 1 | 2019-12-31 | 2020-12-31 | 365 | 7.1279 | 7
57252 | 7.42 | 1 | 2019-12-31 | 2020-12-31 | 365 | 8.6774 | 8
57253 | 8.745 | 1 | 2019-12-31 | 2020-12-31 | 365 | 10.2269 | 10
57254 | 5.83 | 1 | 2019-12-31 | 2020-12-31 | 365 | 6.818 | 6
57257 | 6.095 | 1 | 2019-12-31 | 2020-12-31 | 365 | 7.1279 | 7
32059 | 13 | 1 | 2019-12-31 | 2020-12-31 | 365 | 15.203 | 15
55352 | 7.28 | 1 | 2019-12-31 | 2020-12-31 | 365 | 8.5137 | 8
57258 | 3.975 | 1 | 2019-12-31 | 2020-12-31 | 365 | 4.6486 | 4
57275 | 16.64 | 1 | 2019-12-31 | 2020-12-31 | 365 | 19.4598 | 19
50835 | 5.72 | 1 | 2019-12-31 | 2020-12-31 | 365 | 6.6893 | 6
57277 | 9.1 | 1 | 2019-12-31 | 2020-12-31 | 365 | 10.6421 | 10
56672 | 4.94 | 1 | 2019-12-31 | 2020-12-31 | 365 | 5.7771 | 5
57280 | 7.42 | 1 | 2019-12-31 | 2020-12-31 | 365 | 8.6774 | 8
57279 | 3.9 | 1 | 2019-12-31 | 2020-12-31 | 365 | 4.5609 | 4
32821 | 9.1 | 1 | 2019-12-31 | 2020-12-31 | 365 | 10.6421 | 10
57282 | 8.32 | 1 | 2019-12-31 | 2020-12-31 | 365 | 9.7299 | 9
57255 | 3.9 | 1 | 2019-12-31 | 2020-12-31 | 365 | 4.5609 | 4
55008 | 5.2 | 1 | 2019-12-31 | 2020-12-31 | 365 | 6.0812 | 6
57283 | 8.32 | 1 | 2019-12-31 | 2020-12-31 | 365 | 9.7299 | 9
51854 | 2.86 | 1 | 2019-12-31 | 2020-12-31 | 365 | 3.3447 | 3
55470 | 6.76 | 1 | 2019-12-31 | 2020-12-31 | 365 | 7.9055 | 7
55771 | 5.46 | 1 | 2019-12-31 | 2020-12-31 | 365 | 6.3853 | 6
56764 | 4.42 | 1 | 2019-12-31 | 2020-12-31 | 365 | 5.169 | 5
54297 | 4.42 | 1 | 2019-12-31 | 2020-12-31 | 365 | 5.169 | 5
53018 | 7.8 | 1 | 2019-12-31 | 2020-12-31 | 365 | 9.1218 | 9
56663 | 2.86 | 1 | 2019-12-31 | 2020-12-31 | 365 | 3.3447 | 3
57214 | 3.975 | 1 | 2019-12-31 | 2020-12-31 | 365 | 4.6486 | 4
55775 | 12.22 | 1 | 2019-12-31 | 2020-12-31 | 365 | 14.2908 | 14
57167 | 4.68 | 1 | 2019-12-31 | 2020-12-31 | 365 | 5.4731 | 5
57979 | 4.68 | 1 | 2019-12-31 | 2020-12-31 | 365 | 5.4731 | 5
57298 | 2.6 | 1 | 2019-12-31 | 2020-12-31 | 365 | 3.0406 | 3
55285 | 6.24 | 1 | 2019-12-31 | 2020-12-31 | 365 | 7.2974 | 7
57300 | 5.72 | 1 | 2019-12-31 | 2020-12-31 | 365 | 6.6893 | 6
56751 | 5.2 | 1 | 2019-12-31 | 2020-12-31 | 365 | 6.0812 | 6
57309 | 4.77 | 1 | 2019-12-31 | 2020-12-31 | 365 | 5.5783 | 5
56379 | 13.26 | 1 | 2019-12-31 | 2020-12-31 | 365 | 15.507 | 15
57311 | 4.77 | 1 | 2019-12-31 | 2020-12-31 | 365 | 5.5783 | 5
56566 | 8.06 | 1 | 2019-12-31 | 2020-12-31 | 365 | 9.4258 | 9
32401 | 7.28 | 1 | 2019-12-31 | 2020-12-31 | 365 | 8.5137 | 8
54988 | 4.42 | 1 | 2019-12-31 | 2020-12-31 | 365 | 5.169 | 5
57315 | 5.98 | 1 | 2019-12-31 | 2020-12-31 | 365 | 6.9934 | 6
57188 | 5.83 | 1 | 2019-12-31 | 2020-12-31 | 365 | 6.818 | 6
56752 | 11.7 | 1 | 2019-12-31 | 2020-12-31 | 365 | 13.6827 | 13
23073 | 4.16 | 1 | 2019-12-31 | 2020-12-31 | 365 | 4.865 | 4
57281 | 3.71 | 1 | 2019-12-31 | 2020-12-31 | 365 | 4.3387 | 4
56932 | 5.3 | 1 | 2019-12-31 | 2020-12-31 | 365 | 6.1981 | 6
57367 | 8.32 | 1 | 2019-12-31 | 2020-12-31 | 365 | 9.7299 | 9
57137 | 4.77 | 1 | 2019-12-31 | 2020-12-31 | 365 | 5.5783 | 5
57340 | 6.24 | 1 | 2019-12-31 | 2020-12-31 | 365 | 7.2974 | 7
57346 | 3.18 | 1 | 2019-12-31 | 2020-12-31 | 365 | 3.7189 | 3
29246 | 4.68 | 1 | 2019-12-31 | 2020-12-31 | 365 | 5.4731 | 5
57354 | 6.24 | 1 | 2019-12-31 | 2020-12-31 | 365 | 7.2974 | 7
57360 | 10.66 | 1 | 2019-12-31 | 2020-12-31 | 365 | 12.4664 | 12
57359 | 5.2 | 1 | 2019-12-31 | 2020-12-31 | 365 | 6.0812 | 6
57366 | 8.84 | 1 | 2019-12-31 | 2020-12-31 | 365 | 10.338 | 10
57372 | 11.96 | 1 | 2019-12-31 | 2020-12-31 | 365 | 13.9867 | 13
57382 | 3.975 | 1 | 2019-12-31 | 2020-12-31 | 365 | 4.6486 | 4
57379 | 5.98 | 1 | 2019-12-31 | 2020-12-31 | 365 | 6.9934 | 6
56542 | 5.1 | 1 | 2019-12-31 | 2020-12-31 | 365 | 5.9642 | 5
57392 | 6.76 | 1 | 2019-12-31 | 2020-12-31 | 365 | 7.9055 | 7
57394 | 4.77 | 1 | 2019-12-31 | 2020-12-31 | 365 | 5.5783 | 5
57413 | 5.2 | 1 | 2019-12-31 | 2020-12-31 | 365 | 6.0812 | 6
57421 | 3.64 | 1 | 2019-12-31 | 2020-12-31 | 365 | 4.2568 | 4
57409 | 8.32 | 1 | 2019-12-31 | 2020-12-31 | 365 | 9.7299 | 9
57420 | 3.71 | 1 | 2019-12-31 | 2020-12-31 | 365 | 4.3387 | 4
57424 | 7.54 | 1 | 2019-12-31 | 2020-12-31 | 365 | 8.8177 | 8
57427 | 4.68 | 1 | 2019-12-31 | 2020-12-31 | 365 | 5.4731 | 5
57430 | 4.68 | 1 | 2019-12-31 | 2020-12-31 | 365 | 5.4731 | 5
57179 | 3.38 | 1 | 2019-12-31 | 2020-12-31 | 365 | 3.9528 | 3
31976 | 12.74 | 1 | 2019-12-31 | 2020-12-31 | 365 | 14.8989 | 14
53931 | 4.94 | 1 | 2019-12-31 | 2020-12-31 | 365 | 5.7771 | 5
21253 | 9.88 | 1 | 2019-12-31 | 2020-12-31 | 365 | 11.5543 | 11
57462 | 3.64 | 1 | 2019-12-31 | 2020-12-31 | 365 | 4.2568 | 4
57248 | 7.02 | 1 | 2019-12-31 | 2020-12-31 | 365 | 8.2096 | 8
57478 | 6.5 | 1 | 2019-12-31 | 2020-12-31 | 365 | 7.6015 | 7
57480 | 8.745 | 1 | 2019-12-31 | 2020-12-31 | 365 | 10.2269 | 10
58112 | 4.24 | 1 | 2019-12-31 | 2020-12-31 | 365 | 4.9585 | 4
55083 | 6.5 | 1 | 2019-12-31 | 2020-12-31 | 365 | 7.6015 | 7
52603 | 3.12 | 1 | 2019-12-31 | 2020-12-31 | 365 | 3.6487 | 3
55334 | 6.24 | 1 | 2019-12-31 | 2020-12-31 | 365 | 7.2974 | 7
57106 | 7.28 | 1 | 2019-12-31 | 2020-12-31 | 365 | 8.5137 | 8
57206 | 5.46 | 1 | 2019-12-31 | 2020-12-31 | 365 | 6.3853 | 6
57284 | 7.54 | 1 | 2019-12-31 | 2020-12-31 | 365 | 8.8177 | 8
57342 | 13.25 | 1 | 2019-12-31 | 2020-12-31 | 365 | 15.4953 | 15
56968 | 9.62 | 1 | 2019-12-31 | 2020-12-31 | 365 | 11.2502 | 11
57556 | 7.95 | 1 | 2019-12-31 | 2020-12-31 | 365 | 9.2972 | 9
57038 | 11.7 | 1 | 2019-12-31 | 2020-12-31 | 365 | 13.6827 | 13
53914 | 3.64 | 1 | 2019-12-31 | 2020-12-31 | 365 | 4.2568 | 4
56987 | 5.46 | 1 | 2019-12-31 | 2020-12-31 | 365 | 6.3853 | 6
25558 | 5.46 | 1 | 2019-12-31 | 2020-12-31 | 365 | 6.3853 | 6
55368 | 4.94 | 1 | 2019-12-31 | 2020-12-31 | 365 | 5.7771 | 5
58117 | 5.72 | 1 | 2019-12-31 | 2020-12-31 | 365 | 6.6893 | 6
57000 | 4.16 | 1 | 2019-12-31 | 2020-12-31 | 365 | 4.865 | 4
52606 | 8.84 | 1 | 2019-12-31 | 2020-12-31 | 365 | 10.338 | 10
57299 | 13.515 | 1 | 2019-12-31 | 2020-12-31 | 365 | 15.8053 | 15
56995 | 2.86 | 1 | 2019-12-31 | 2020-12-31 | 365 | 3.3447 | 3
56958 | 3.64 | 1 | 2019-12-31 | 2020-12-31 | 365 | 4.2568 | 4
57408 | 3.38 | 1 | 2019-12-31 | 2020-12-31 | 365 | 3.9528 | 3
53051 | 7.8 | 1 | 2019-12-31 | 2020-12-31 | 365 | 9.1218 | 9
56545 | 4.16 | 1 | 2019-12-31 | 2020-12-31 | 365 | 4.865 | 4
54072 | 8.58 | 1 | 2019-12-31 | 2020-12-31 | 365 | 10.034 | 10
26704 | 3.9 | 1 | 2019-12-31 | 2020-12-31 | 365 | 4.5609 | 4
55036 | 5.035 | 1 | 2019-12-31 | 2020-12-31 | 365 | 5.8882 | 5
53836 | 4.94 | 1 | 2019-12-31 | 2020-12-31 | 365 | 5.7771 | 5
22053 | 3.64 | 1 | 2019-12-31 | 2020-12-31 | 365 | 4.2568 | 4
54213 | 12.48 | 1 | 2019-12-31 | 2020-12-31 | 365 | 14.5949 | 14
55900 | 8.06 | 1 | 2019-12-31 | 2020-12-31 | 365 | 9.4258 | 9
53819 | 7.54 | 1 | 2019-12-31 | 2020-12-31 | 365 | 8.8177 | 8
56938 | 11.18 | 1 | 2019-12-31 | 2020-12-31 | 365 | 13.0746 | 13
55385 | 5.2 | 1 | 2019-12-31 | 2020-12-31 | 365 | 6.0812 | 6
57486 | 6.5 | 1 | 2019-12-31 | 2020-12-31 | 365 | 7.6015 | 7
56695 | 15.08 | 1 | 2019-12-31 | 2020-12-31 | 365 | 17.6355 | 17
55159 | 9.36 | 1 | 2019-12-31 | 2020-12-31 | 365 | 10.9461 | 10
57675 | 4.505 | 1 | 2019-12-31 | 2020-12-31 | 365 | 5.2684 | 5
55895 | 4.16 | 1 | 2019-12-31 | 2020-12-31 | 365 | 4.865 | 4
55304 | 3.64 | 1 | 2019-12-31 | 2020-12-31 | 365 | 4.2568 | 4
57116 | 5.035 | 1 | 2019-12-31 | 2020-12-31 | 365 | 5.8882 | 5
55909 | 2.6 | 1 | 2019-12-31 | 2020-12-31 | 365 | 3.0406 | 3
54085 | 11.96 | 1 | 2019-12-31 | 2020-12-31 | 365 | 13.9867 | 13
56572 | 4.16 | 1 | 2019-12-31 | 2020-12-31 | 365 | 4.865 | 4
54074 | 5.46 | 1 | 2019-12-31 | 2020-12-31 | 365 | 6.3853 | 6
53431 | 3.38 | 1 | 2019-12-31 | 2020-12-31 | 365 | 3.9528 | 3
56757 | 10.335 | 1 | 2019-12-31 | 2020-12-31 | 365 | 12.0864 | 12
58014 | 5.98 | 1 | 2019-12-31 | 2020-12-31 | 365 | 6.9934 | 6
54946 | 7.54 | 1 | 2019-12-31 | 2020-12-31 | 365 | 8.8177 | 8
57479 | 7.95 | 1 | 2019-12-31 | 2020-12-31 | 365 | 9.2972 | 9
57757 | 7.42 | 1 | 2019-12-31 | 2020-12-31 | 365 | 8.6774 | 8
58133 | 13 | 1 | 2019-12-31 | 2020-12-31 | 365 | 15.203 | 15
58139 | 8.48 | 1 | 2019-12-31 | 2020-12-31 | 365 | 9.917 | 9
55374 | 7.685 | 1 | 2019-12-31 | 2020-12-31 | 365 | 8.9873 | 8
58142 | 5.3 | 1 | 2019-12-31 | 2020-12-31 | 365 | 6.1981 | 6
56661 | 5.3 | 1 | 2019-12-31 | 2020-12-31 | 365 | 6.1981 | 6
58149 | 7.42 | 1 | 2019-12-31 | 2020-12-31 | 365 | 8.6774 | 8
56599 | 5.3 | 1 | 2019-12-31 | 2020-12-31 | 365 | 6.1981 | 6
58162 | 12.74 | 1 | 2019-12-31 | 2020-12-31 | 365 | 14.8989 | 14
57120 | 5.72 | 1 | 2019-12-31 | 2020-12-31 | 365 | 6.6893 | 6
55033 | 4.16 | 1 | 2019-12-31 | 2020-12-31 | 365 | 4.865 | 4
57484 | 6.36 | 1 | 2019-12-31 | 2020-12-31 | 365 | 7.4378 | 7
57105 | 9.36 | 1 | 2019-12-31 | 2020-12-31 | 365 | 10.9461 | 10
58167 | 9.62 | 1 | 2019-12-31 | 2020-12-31 | 365 | 11.2502 | 11
58170 | 10.07 | 1 | 2019-12-31 | 2020-12-31 | 365 | 11.7765 | 11
57438 | 8.06 | 1 | 2019-12-31 | 2020-12-31 | 365 | 9.4258 | 9
58174 | 6.36 | 1 | 2019-12-31 | 2020-12-31 | 365 | 7.4378 | 7
57376 | 7.95 | 1 | 2019-12-31 | 2020-12-31 | 365 | 9.2972 | 9
58172 | 11.18 | 1 | 2019-12-31 | 2020-12-31 | 365 | 13.0746 | 13
55000 | 3.38 | 1 | 2019-12-31 | 2020-12-31 | 365 | 3.9528 | 3
57338 | 4.505 | 1 | 2019-12-31 | 2020-12-31 | 365 | 5.2684 | 5
57422 | 4.68 | 1 | 2019-12-31 | 2020-12-31 | 365 | 5.4731 | 5
56989 | 5.98 | 1 | 2019-12-31 | 2020-12-31 | 365 | 6.9934 | 6
54124 | 3.9 | 1 | 2019-12-31 | 2020-12-31 | 365 | 4.5609 | 4
56784 | 5.98 | 1 | 2019-12-31 | 2020-12-31 | 365 | 6.9934 | 6
55219 | 4.42 | 1 | 2019-12-31 | 2020-12-31 | 365 | 5.169 | 5
58040 | 5.72 | 1 | 2019-12-31 | 2020-12-31 | 365 | 6.6893 | 6
58051 | 9.805 | 1 | 2019-12-31 | 2020-12-31 | 365 | 11.4666 | 11
55308 | 3.64 | 1 | 2019-12-31 | 2020-12-31 | 365 | 4.2568 | 4
58059 | 7.42 | 1 | 2019-12-31 | 2020-12-31 | 365 | 8.6774 | 8
57178 | 6.625 | 1 | 2019-12-31 | 2020-12-31 | 365 | 7.7477 | 7
57256 | 7.42 | 1 | 2019-12-31 | 2020-12-31 | 365 | 8.6774 | 8
58068 | 6.89 | 1 | 2019-12-31 | 2020-12-31 | 365 | 8.0576 | 8
57138 | 5.3 | 1 | 2019-12-31 | 2020-12-31 | 365 | 6.1981 | 6
58111 | 4.77 | 1 | 2019-12-31 | 2020-12-31 | 365 | 5.5783 | 5
58234 | 3.975 | 1 | 2019-12-31 | 2020-12-31 | 365 | 4.6486 | 4
58238 | 5.3 | 1 | 2019-12-31 | 2020-12-31 | 365 | 6.1981 | 6
58239 | 9.36 | 1 | 2019-12-31 | 2020-12-31 | 365 | 10.9461 | 10
57242 | 4.16 | 1 | 2019-12-31 | 2020-12-31 | 365 | 4.865 | 4
58243 | 9.54 | 1 | 2019-12-31 | 2020-12-31 | 365 | 11.1566 | 11
58249 | 11.96 | 1 | 2019-12-31 | 2020-12-31 | 365 | 13.9867 | 13
58262 | 5.2 | 1 | 2019-12-31 | 2020-12-31 | 365 | 6.0812 | 6
58237 | 3.12 | 1 | 2019-12-31 | 2020-12-31 | 365 | 3.6487 | 3
58275 | 10.07 | 1 | 2019-12-31 | 2020-12-31 | 365 | 11.7765 | 11
58277 | 13.26 | 1 | 2019-12-31 | 2020-12-31 | 365 | 15.507 | 15
58285 | 10.66 | 1 | 2019-12-31 | 2020-12-31 | 365 | 12.4664 | 12
58287 | 3.71 | 1 | 2019-12-31 | 2020-12-31 | 365 | 4.3387 | 4
58288 | 4.42 | 1 | 2019-12-31 | 2020-12-31 | 365 | 5.169 | 5
58344 | 6.76 | 1 | 2019-12-31 | 2020-12-31 | 365 | 7.9055 | 7
58347 | 10.66 | 1 | 2019-12-31 | 2020-12-31 | 365 | 12.4664 | 12
58362 | 5.3 | 1 | 2019-12-31 | 2020-12-31 | 365 | 6.1981 | 6
58366 | 6.095 | 1 | 2019-12-31 | 2020-12-31 | 365 | 7.1279 | 7
58371 | 13.25 | 1 | 2019-12-31 | 2020-12-31 | 365 | 15.4953 | 15
58376 | 13.25 | 1 | 2019-12-31 | 2020-12-31 | 365 | 15.4953 | 15
58379 | 7.95 | 1 | 2019-12-31 | 2020-12-31 | 365 | 9.2972 | 9
58380 | 6.625 | 1 | 2019-12-31 | 2020-12-31 | 365 | 7.7477 | 7
58428 | 10.07 | 1 | 2019-12-31 | 2020-12-31 | 365 | 11.7765 | 11
58429 | 4.77 | 1 | 2019-12-31 | 2020-12-31 | 365 | 5.5783 | 5
58434 | 7.28 | 1 | 2019-12-31 | 2020-12-31 | 365 | 8.5137 | 8
58435 | 7.685 | 1 | 2019-12-31 | 2020-12-31 | 365 | 8.9873 | 8
58438 | 5.2 | 1 | 2019-12-31 | 2020-12-31 | 365 | 6.0812 | 6
57955 | 8.84 | 1 | 2019-12-31 | 2020-12-31 | 365 | 10.338 | 10
57079 | 6.76 | 1 | 2019-12-31 | 2020-12-31 | 365 | 7.9055 | 7
57089 | 3.64 | 1 | 2019-12-31 | 2020-12-31 | 365 | 4.2568 | 4
58280 | 2.34 | 1 | 2019-12-31 | 2020-12-31 | 365 | 2.7365 | 2
54350 | 7.28 | 1 | 2019-12-31 | 2020-12-31 | 365 | 8.5137 | 8
57836 | 5.3 | 1 | 2019-12-31 | 2020-12-31 | 365 | 6.1981 | 6
57130 | 7.02 | 1 | 2019-12-31 | 2020-12-31 | 365 | 8.2096 | 8
56967 | 8.215 | 1 | 2019-12-31 | 2020-12-31 | 365 | 9.6071 | 9
57877 | 7.54 | 1 | 2019-12-31 | 2020-12-31 | 365 | 8.8177 | 8
39300 | 4.42 | 1 | 2019-12-31 | 2020-12-31 | 365 | 5.169 | 5
29771 | 2.6 | 1 | 2019-12-31 | 2020-12-31 | 365 | 3.0406 | 3
58509 | 2.86 | 1 | 2019-12-31 | 2020-12-31 | 365 | 3.3447 | 3
55020 | 4.42 | 1 | 2019-12-31 | 2020-12-31 | 365 | 5.169 | 5
58517 | 11.395 | 1 | 2019-12-31 | 2020-12-31 | 365 | 13.326 | 13
58515 | 6.36 | 1 | 2019-12-31 | 2020-12-31 | 365 | 7.4378 | 7
56527 | 3.38 | 1 | 2019-12-31 | 2020-12-31 | 365 | 3.9528 | 3
55417 | 9.88 | 1 | 2019-12-31 | 2020-12-31 | 365 | 11.5543 | 11
58473 | 6.89 | 1 | 2019-12-31 | 2020-12-31 | 365 | 8.0576 | 8
57872 | 12.22 | 1 | 2019-12-31 | 2020-12-31 | 365 | 14.2908 | 14
57906 | 6.095 | 1 | 2019-12-31 | 2020-12-31 | 365 | 7.1279 | 7
58481 | 10.335 | 1 | 2019-12-31 | 2020-12-31 | 365 | 12.0864 | 12
58531 | 7.42 | 1 | 2019-12-31 | 2020-12-31 | 365 | 8.6774 | 8
57327 | 5.46 | 1 | 2019-12-31 | 2020-12-31 | 365 | 6.3853 | 6
58327 | 6.5 | 1 | 2019-12-31 | 2020-12-31 | 365 | 7.6015 | 7
58248 | 3.445 | 1 | 2019-12-31 | 2020-12-31 | 365 | 4.0288 | 4
57946 | 4.505 | 1 | 2019-12-31 | 2020-12-31 | 365 | 5.2684 | 5
58163 | 7.54 | 1 | 2019-12-31 | 2020-12-31 | 365 | 8.8177 | 8
58482 | 9.54 | 1 | 2019-12-31 | 2020-12-31 | 365 | 11.1566 | 11
48669 | 4.94 | 1 | 2019-12-31 | 2020-12-31 | 365 | 5.7771 | 5
57870 | 7.685 | 1 | 2019-12-31 | 2020-12-31 | 365 | 8.9873 | 8
55768 | 5.2 | 1 | 2019-12-31 | 2020-12-31 | 365 | 6.0812 | 6
31987 | 3.64 | 1 | 2019-12-31 | 2020-12-31 | 365 | 4.2568 | 4
58486 | 9.88 | 1 | 2019-12-31 | 2020-12-31 | 365 | 11.5543 | 11
51991 | 7.28 | 1 | 2019-12-31 | 2020-12-31 | 365 | 8.5137 | 8
57938 | 4.16 | 1 | 2019-12-31 | 2020-12-31 | 365 | 4.865 | 4
58148 | 5.035 | 1 | 2019-12-31 | 2020-12-31 | 365 | 5.8882 | 5
57939 | 8.745 | 1 | 2019-12-31 | 2020-12-31 | 365 | 10.2269 | 10
57055 | 5.035 | 1 | 2019-12-31 | 2020-12-31 | 365 | 5.8882 | 5
56984 | 2.08 | 1 | 2019-12-31 | 2020-12-31 | 365 | 2.4325 | 2
57191 | 4.77 | 1 | 2019-12-31 | 2020-12-31 | 365 | 5.5783 | 5
58560 | 10.92 | 1 | 2019-12-31 | 2020-12-31 | 365 | 12.7705 | 12
58561 | 6.5 | 1 | 2019-12-31 | 2020-12-31 | 365 | 7.6015 | 7
58703 | 9.36 | 1 | 2019-12-31 | 2020-12-31 | 365 | 10.9461 | 10
58714 | 7.42 | 1 | 2019-12-31 | 2020-12-31 | 365 | 8.6774 | 8
58563 | 5.035 | 1 | 2019-12-31 | 2020-12-31 | 365 | 5.8882 | 5
58566 | 3.445 | 1 | 2019-12-31 | 2020-12-31 | 365 | 4.0288 | 4
58597 | 4.16 | 1 | 2019-12-31 | 2020-12-31 | 365 | 4.865 | 4
58612 | 10.66 | 1 | 2019-12-31 | 2020-12-31 | 365 | 12.4664 | 12
31667 | 4.42 | 1 | 2019-12-31 | 2020-12-31 | 365 | 5.169 | 5
58621 | 7.155 | 1 | 2019-12-31 | 2020-12-31 | 365 | 8.3675 | 8
57775 | 8.06 | 1 | 2019-12-31 | 2020-12-31 | 365 | 9.4258 | 9
57436 | 4.68 | 1 | 2019-12-31 | 2020-12-31 | 365 | 5.4731 | 5
58235 | 5.46 | 1 | 2019-12-31 | 2020-12-31 | 365 | 6.3853 | 6
58630 | 7.95 | 1 | 2019-12-31 | 2020-12-31 | 365 | 9.2972 | 9
58681 | 7.28 | 1 | 2019-12-31 | 2020-12-31 | 365 | 8.5137 | 8
58718 | 7.28 | 1 | 2019-12-31 | 2020-12-31 | 365 | 8.5137 | 8
58676 | 4.16 | 1 | 2019-12-31 | 2020-12-31 | 365 | 4.865 | 4
58722 | 7.155 | 1 | 2019-12-31 | 2020-12-31 | 365 | 8.3675 | 8
58684 | 7.28 | 1 | 2019-12-31 | 2020-12-31 | 365 | 8.5137 | 8
58686 | 4.68 | 1 | 2019-12-31 | 2020-12-31 | 365 | 5.4731 | 5
58689 | 9.88 | 1 | 2019-12-31 | 2020-12-31 | 365 | 11.5543 | 11
58763 | 8.58 | 1 | 2019-12-31 | 2020-12-31 | 365 | 10.034 | 10
58699 | 5.035 | 1 | 2019-12-31 | 2020-12-31 | 365 | 5.8882 | 5
56613 | 5.98 | 1 | 2019-12-31 | 2020-12-31 | 365 | 6.9934 | 6
58701 | 3.445 | 1 | 2019-12-31 | 2020-12-31 | 365 | 4.0288 | 4
58704 | 13 | 1 | 2019-12-31 | 2020-12-31 | 365 | 15.203 | 15
58764 | 8.745 | 1 | 2019-12-31 | 2020-12-31 | 365 | 10.2269 | 10
58397 | 4.68 | 1 | 2019-12-31 | 2020-12-31 | 365 | 5.4731 | 5
57010 | 10.4 | 1 | 2019-12-31 | 2020-12-31 | 365 | 12.1624 | 12
57489 | 6.5 | 1 | 2019-12-31 | 2020-12-31 | 365 | 7.6015 | 7
58607 | 8.215 | 1 | 2019-12-31 | 2020-12-31 | 365 | 9.6071 | 9
58505 | 4.505 | 1 | 2019-12-31 | 2020-12-31 | 365 | 5.2684 | 5
32225 | 5.72 | 1 | 2019-12-31 | 2020-12-31 | 365 | 6.6893 | 6
56744 | 5.2 | 1 | 2019-12-31 | 2020-12-31 | 365 | 6.0812 | 6
57428 | 3.38 | 1 | 2019-12-31 | 2020-12-31 | 365 | 3.9528 | 3
58713 | 7.54 | 1 | 2019-12-31 | 2020-12-31 | 365 | 8.8177 | 8
58783 | 5.565 | 1 | 2019-12-31 | 2020-12-31 | 365 | 6.508 | 6
57641 | 8.06 | 1 | 2019-12-31 | 2020-12-31 | 365 | 9.4258 | 9
58524 | 13 | 1 | 2019-12-31 | 2020-12-31 | 365 | 15.203 | 15
58283 | 14.04 | 1 | 2019-12-31 | 2020-12-31 | 365 | 16.4192 | 16
53041 | 7.02 | 1 | 2019-12-31 | 2020-12-31 | 365 | 8.2096 | 8
58178 | 5.72 | 1 | 2019-12-31 | 2020-12-31 | 365 | 6.6893 | 6
58784 | 8.58 | 1 | 2019-12-31 | 2020-12-31 | 365 | 10.034 | 10
58225 | 7.28 | 1 | 2019-12-31 | 2020-12-31 | 365 | 8.5137 | 8
57194 | 6.095 | 1 | 2019-12-31 | 2020-12-31 | 365 | 7.1279 | 7
57287 | 6.24 | 1 | 2019-12-31 | 2020-12-31 | 365 | 7.2974 | 7
57434 | 6.24 | 1 | 2019-12-31 | 2020-12-31 | 365 | 7.2974 | 7
58173 | 3.71 | 1 | 2019-12-31 | 2020-12-31 | 365 | 4.3387 | 4
58176 | 6.36 | 1 | 2019-12-31 | 2020-12-31 | 365 | 7.4378 | 7
58575 | 4.68 | 1 | 2019-12-31 | 2020-12-31 | 365 | 5.4731 | 5
58182 | 7.8 | 1 | 2019-12-31 | 2020-12-31 | 365 | 9.1218 | 9
57186 | 5.565 | 1 | 2019-12-31 | 2020-12-31 | 365 | 6.508 | 6
57495 | 3.445 | 1 | 2019-12-31 | 2020-12-31 | 365 | 4.0288 | 4
58276 | 3.445 | 1 | 2019-12-31 | 2020-12-31 | 365 | 4.0288 | 4
56977 | 5.46 | 1 | 2019-12-31 | 2020-12-31 | 365 | 6.3853 | 6
56739 | 9.36 | 1 | 2019-12-31 | 2020-12-31 | 365 | 10.9461 | 10
57163 | 3.18 | 1 | 2019-12-31 | 2020-12-31 | 365 | 3.7189 | 3
55891 | 4.16 | 1 | 2019-12-31 | 2020-12-31 | 365 | 4.865 | 4
57627 | 4.505 | 1 | 2019-12-31 | 2020-12-31 | 365 | 5.2684 | 5
57832 | 6.76 | 1 | 2019-12-31 | 2020-12-31 | 365 | 7.9055 | 7
58532 | 3.12 | 1 | 2019-12-31 | 2020-12-31 | 365 | 3.6487 | 3
57758 | 4.77 | 1 | 2019-12-31 | 2020-12-31 | 365 | 5.5783 | 5
57838 | 7.8 | 1 | 2019-12-31 | 2020-12-31 | 365 | 9.1218 | 9
57098 | 5.2 | 1 | 2019-12-31 | 2020-12-31 | 365 | 6.0812 | 6
57553 | 5.46 | 1 | 2019-12-31 | 2020-12-31 | 365 | 6.3853 | 6
57630 | 2.6 | 1 | 2019-12-31 | 2020-12-31 | 365 | 3.0406 | 3
57075 | 5.2 | 1 | 2019-12-31 | 2020-12-31 | 365 | 6.0812 | 6
57483 | 9.36 | 1 | 2019-12-31 | 2020-12-31 | 365 | 10.9461 | 10
57752 | 4.77 | 1 | 2019-12-31 | 2020-12-31 | 365 | 5.5783 | 5
58792 | 6.24 | 1 | 2019-12-31 | 2020-12-31 | 365 | 7.2974 | 7
57145 | 5.72 | 1 | 2019-12-31 | 2020-12-31 | 365 | 6.6893 | 6
58762 | 4.42 | 1 | 2019-12-31 | 2020-12-31 | 365 | 5.169 | 5
54883 | 10.66 | 1 | 2019-12-31 | 2020-12-31 | 365 | 12.4664 | 12
58806 | 3.445 | 1 | 2019-12-31 | 2020-12-31 | 365 | 4.0288 | 4
57066 | 3.12 | 1 | 2019-12-31 | 2020-12-31 | 365 | 3.6487 | 3
58821 | 9.88 | 1 | 2019-12-31 | 2020-12-31 | 365 | 11.5543 | 11
57146 | 2.65 | 1 | 2019-12-31 | 2020-12-31 | 365 | 3.0991 | 3
57839 | 5.035 | 1 | 2019-12-31 | 2020-12-31 | 365 | 5.8882 | 5
58770 | 6.625 | 1 | 2019-12-31 | 2020-12-31 | 365 | 7.7477 | 7
58793 | 5.46 | 1 | 2019-12-31 | 2020-12-31 | 365 | 6.3853 | 6
58830 | 3.71 | 1 | 2019-12-31 | 2020-12-31 | 365 | 4.3387 | 4
57663 | 5.46 | 1 | 2019-12-31 | 2020-12-31 | 365 | 6.3853 | 6
20442 | 8.06 | 1 | 2019-12-31 | 2020-12-31 | 365 | 9.4258 | 9
57320 | 3.71 | 1 | 2019-12-31 | 2020-12-31 | 365 | 4.3387 | 4
57100 | 4.94 | 1 | 2019-12-31 | 2020-12-31 | 365 | 5.7771 | 5
57414 | 8.06 | 1 | 2019-12-31 | 2020-12-31 | 365 | 9.4258 | 9
57042 | 6.89 | 1 | 2019-12-31 | 2020-12-31 | 365 | 8.0576 | 8
58229 | 5.83 | 1 | 2019-12-31 | 2020-12-31 | 365 | 6.818 | 6
54239 | 4.68 | 1 | 2019-12-31 | 2020-12-31 | 365 | 5.4731 | 5
57423 | 7.155 | 1 | 2019-12-31 | 2020-12-31 | 365 | 8.3675 | 8
57171 | 8.06 | 1 | 2019-12-31 | 2020-12-31 | 365 | 9.4258 | 9
58232 | 7.95 | 1 | 2019-12-31 | 2020-12-31 | 365 | 9.2972 | 9
51762 | 4.68 | 1 | 2019-12-31 | 2020-12-31 | 365 | 5.4731 | 5
58815 | 3.38 | 1 | 2019-12-31 | 2020-12-31 | 365 | 3.9528 | 3
58850 | 6.24 | 1 | 2019-12-31 | 2020-12-31 | 365 | 7.2974 | 7
58877 | 4.24 | 1 | 2019-12-31 | 2020-12-31 | 365 | 4.9585 | 4
58878 | 5.565 | 1 | 2019-12-31 | 2020-12-31 | 365 | 6.508 | 6
58879 | 7.685 | 1 | 2019-12-31 | 2020-12-31 | 365 | 8.9873 | 8
56810 | 8.32 | 1 | 2019-12-31 | 2020-12-31 | 365 | 9.7299 | 9
20770 | 4.42 | 1 | 2019-12-31 | 2020-12-31 | 365 | 5.169 | 5
57238 | 15.34 | 1 | 2019-12-31 | 2020-12-31 | 365 | 17.9395 | 17
57482 | 5.98 | 1 | 2019-12-31 | 2020-12-31 | 365 | 6.9934 | 6
55474 | 6.76 | 1 | 2019-12-31 | 2020-12-31 | 365 | 7.9055 | 7
56308 | 14.04 | 1 | 2019-12-31 | 2020-12-31 | 365 | 16.4192 | 16
59105 | 7.685 | 1 | 2019-12-31 | 2020-12-31 | 365 | 8.9873 | 8
56615 | 3.38 | 1 | 2019-12-31 | 2020-12-31 | 365 | 3.9528 | 3
59109 | 12.985 | 1 | 2019-12-31 | 2020-12-31 | 365 | 15.1854 | 15
59127 | 2.915 | 1 | 2019-12-31 | 2020-12-31 | 365 | 3.409 | 3
59139 | 9.1 | 1 | 2019-12-31 | 2020-12-31 | 365 | 10.6421 | 10
56777 | 4.42 | 1 | 2019-12-31 | 2020-12-31 | 365 | 5.169 | 5
59151 | 8.215 | 1 | 2019-12-31 | 2020-12-31 | 365 | 9.6071 | 9
57760 | 4.68 | 1 | 2019-12-31 | 2020-12-31 | 365 | 5.4731 | 5
57865 | 4.505 | 1 | 2019-12-31 | 2020-12-31 | 365 | 5.2684 | 5
59159 | 3.12 | 1 | 2019-12-31 | 2020-12-31 | 365 | 3.6487 | 3
57862 | 2.65 | 1 | 2019-12-31 | 2020-12-31 | 365 | 3.0991 | 3
58230 | 6.625 | 1 | 2019-12-31 | 2020-12-31 | 365 | 7.7477 | 7
59163 | 5.035 | 1 | 2019-12-31 | 2020-12-31 | 365 | 5.8882 | 5
59164 | 6.24 | 1 | 2019-12-31 | 2020-12-31 | 365 | 7.2974 | 7
56617 | 5.46 | 1 | 2019-12-31 | 2020-12-31 | 365 | 6.3853 | 6
57056 | 4.68 | 1 | 2019-12-31 | 2020-12-31 | 365 | 5.4731 | 5
58693 | 11.66 | 1 | 2019-12-31 | 2020-12-31 | 365 | 13.6359 | 13
57140 | 12.72 | 1 | 2019-12-31 | 2020-12-31 | 365 | 14.8755 | 14
58128 | 3.64 | 1 | 2019-12-31 | 2020-12-31 | 365 | 4.2568 | 4
59171 | 7.395 | 1 | 2019-12-31 | 2020-12-31 | 365 | 8.6482 | 8
57131 | 8.48 | 1 | 2019-12-31 | 2020-12-31 | 365 | 9.917 | 9
58236 | 7.42 | 1 | 2019-12-31 | 2020-12-31 | 365 | 8.6774 | 8
59175 | 8.16 | 1 | 2019-12-31 | 2020-12-31 | 365 | 9.5428 | 9
59290 | 5.46 | 1 | 2019-12-31 | 2020-12-31 | 365 | 6.3853 | 6
56694 | 6.76 | 1 | 2019-12-31 | 2020-12-31 | 365 | 7.9055 | 7
55911 | 7.28 | 1 | 2019-12-31 | 2020-12-31 | 365 | 8.5137 | 8
59204 | 10.4 | 1 | 2019-12-31 | 2020-12-31 | 365 | 12.1624 | 12
59207 | 8.84 | 1 | 2019-12-31 | 2020-12-31 | 365 | 10.338 | 10
59208 | 2.915 | 1 | 2019-12-31 | 2020-12-31 | 365 | 3.409 | 3
59211 | 5.565 | 1 | 2019-12-31 | 2020-12-31 | 365 | 6.508 | 6
59213 | 4.68 | 1 | 2019-12-31 | 2020-12-31 | 365 | 5.4731 | 5
59214 | 7.8 | 1 | 2019-12-31 | 2020-12-31 | 365 | 9.1218 | 9
59223 | 7.42 | 1 | 2019-12-31 | 2020-12-31 | 365 | 8.6774 | 8
59225 | 4.16 | 1 | 2019-12-31 | 2020-12-31 | 365 | 4.865 | 4
57431 | 2.915 | 1 | 2019-12-31 | 2020-12-31 | 365 | 3.409 | 3
59228 | 6.36 | 1 | 2019-12-31 | 2020-12-31 | 365 | 7.4378 | 7
38285 | 8.84 | 1 | 2019-12-31 | 2020-12-31 | 365 | 10.338 | 10
58472 | 7.685 | 1 | 2019-12-31 | 2020-12-31 | 365 | 8.9873 | 8
27848 | 5.72 | 1 | 2019-12-31 | 2020-12-31 | 365 | 6.6893 | 6
59232 | 6.89 | 1 | 2019-12-31 | 2020-12-31 | 365 | 8.0576 | 8
58175 | 7.685 | 1 | 2019-12-31 | 2020-12-31 | 365 | 8.9873 | 8
51226 | 8.32 | 1 | 2019-12-31 | 2020-12-31 | 365 | 9.7299 | 9
58690 | 6.095 | 1 | 2019-12-31 | 2020-12-31 | 365 | 7.1279 | 7
52983 | 7.8 | 1 | 2019-12-31 | 2020-12-31 | 365 | 9.1218 | 9
56845 | 5.2 | 1 | 2019-12-31 | 2020-12-31 | 365 | 6.0812 | 6
59237 | 8.745 | 1 | 2019-12-31 | 2020-12-31 | 365 | 10.2269 | 10
34184 | 7.54 | 1 | 2019-12-31 | 2020-12-31 | 365 | 8.8177 | 8
56515 | 9.88 | 1 | 2019-12-31 | 2020-12-31 | 365 | 11.5543 | 11
57278 | 4.24 | 1 | 2019-12-31 | 2020-12-31 | 365 | 4.9585 | 4
57335 | 5.3 | 1 | 2019-12-31 | 2020-12-31 | 365 | 6.1981 | 6
59276 | 12.72 | 1 | 2019-12-31 | 2020-12-31 | 365 | 14.8755 | 14
59298 | 6.625 | 1 | 2019-12-31 | 2020-12-31 | 365 | 7.7477 | 7
59299 | 9.275 | 1 | 2019-12-31 | 2020-12-31 | 365 | 10.8467 | 10
59301 | 13.515 | 1 | 2019-12-31 | 2020-12-31 | 365 | 15.8053 | 15
59096 | 3.9 | 1 | 2019-12-31 | 2020-12-31 | 365 | 4.5609 | 4
59303 | 5.035 | 1 | 2019-12-31 | 2020-12-31 | 365 | 5.8882 | 5
59314 | 4.24 | 1 | 2019-12-31 | 2020-12-31 | 365 | 4.9585 | 4
57990 | 8.06 | 1 | 2019-12-31 | 2020-12-31 | 365 | 9.4258 | 9
59318 | 5.83 | 1 | 2019-12-31 | 2020-12-31 | 365 | 6.818 | 6
58570 | 9.1 | 1 | 2019-12-31 | 2020-12-31 | 365 | 10.6421 | 10
36700 | 6.63 | 1 | 2019-12-31 | 2020-12-31 | 365 | 7.7535 | 7
52049 | 7.02 | 1 | 2019-12-31 | 2020-12-31 | 365 | 8.2096 | 8
41220 | 8.84 | 1 | 2019-12-31 | 2020-12-31 | 365 | 10.338 | 10
58349 | 3.38 | 1 | 2019-12-31 | 2020-12-31 | 365 | 3.9528 | 3
58035 | 7.8 | 1 | 2019-12-31 | 2020-12-31 | 365 | 9.1218 | 9
55032 | 10.66 | 1 | 2019-12-31 | 2020-12-31 | 365 | 12.4664 | 12
31974 | 8.06 | 1 | 2019-12-31 | 2020-12-31 | 365 | 9.4258 | 9
59224 | 3.445 | 1 | 2019-12-31 | 2020-12-31 | 365 | 4.0288 | 4
32069 | 3.9 | 1 | 2019-12-31 | 2020-12-31 | 365 | 4.5609 | 4
27532 | 5 | 1 | 2019-12-31 | 2020-12-31 | 365 | 5.8473 | 5
51771 | 3.9 | 1 | 2019-12-31 | 2020-12-31 | 365 | 4.5609 | 4
56690 | 6.24 | 1 | 2019-12-31 | 2020-12-31 | 365 | 7.2974 | 7
56697 | 9.62 | 1 | 2019-12-31 | 2020-12-31 | 365 | 11.2502 | 11
56719 | 5.2 | 1 | 2019-12-31 | 2020-12-31 | 365 | 6.0812 | 6
56722 | 4.94 | 1 | 2019-12-31 | 2020-12-31 | 365 | 5.7771 | 5
56728 | 6.36 | 1 | 2019-12-31 | 2020-12-31 | 365 | 7.4378 | 7
54076 | 4.68 | 1 | 2019-12-31 | 2020-12-31 | 365 | 5.4731 | 5
56735 | 8.06 | 1 | 2019-12-31 | 2020-12-31 | 365 | 9.4258 | 9
56750 | 4.77 | 1 | 2019-12-31 | 2020-12-31 | 365 | 5.5783 | 5
55165 | 5.98 | 1 | 2019-12-31 | 2020-12-31 | 365 | 6.9934 | 6
56962 | 7.685 | 1 | 2019-12-31 | 2020-12-31 | 365 | 8.9873 | 8
57058 | 10.92 | 1 | 2019-12-31 | 2020-12-31 | 365 | 12.7705 | 12
57080 | 5.72 | 1 | 2019-12-31 | 2020-12-31 | 365 | 6.6893 | 6
57119 | 6.5 | 1 | 2019-12-31 | 2020-12-31 | 365 | 7.6015 | 7
57165 | 4.94 | 1 | 2019-12-31 | 2020-12-31 | 365 | 5.7771 | 5
39283 | 6.5 | 1 | 2019-12-31 | 2020-12-31 | 365 | 7.6015 | 7
50822 | 3.12 | 1 | 2019-12-31 | 2020-12-31 | 365 | 3.6487 | 3
33258 | 7.54 | 1 | 2019-12-31 | 2020-12-31 | 365 | 8.8177 | 8
58717 | 9.1 | 1 | 2019-12-31 | 2020-12-31 | 365 | 10.6421 | 10
54997 | 9.88 | 1 | 2019-12-31 | 2020-12-31 | 365 | 11.5543 | 11
56639 | 4.5 | 1 | 2019-12-31 | 2020-12-31 | 365 | 5.2626 | 5
53820 | 5.72 | 1 | 2019-12-31 | 2020-12-31 | 365 | 6.6893 | 6
27545 | 8.16 | 1 | 2019-12-31 | 2020-12-31 | 365 | 9.5428 | 9
58247 | 5.25 | 1 | 2019-12-31 | 2020-12-31 | 365 | 6.1397 | 6
58628 | 5.1 | 1 | 2019-12-31 | 2020-12-31 | 365 | 5.9642 | 5
49037 | 6.24 | 1 | 2019-12-31 | 2020-12-31 | 365 | 7.2974 | 7
56944 | 4.68 | 1 | 2019-12-31 | 2020-12-31 | 365 | 5.4731 | 5
57207 | 13 | 1 | 2019-12-31 | 2020-12-31 | 365 | 15.203 | 15
46651 | 7.8 | 1 | 2019-12-31 | 2020-12-31 | 365 | 9.1218 | 9
41599 | 3.12 | 1 | 2019-12-31 | 2020-12-31 | 365 | 3.6487 | 3
52984 | 5.2 | 1 | 2019-12-31 | 2020-12-31 | 365 | 6.0812 | 6
59313 | 9.1 | 1 | 2019-12-31 | 2020-12-31 | 365 | 10.6421 | 10
31899 | 8.06 | 1 | 2019-12-31 | 2020-12-31 | 365 | 9.4258 | 9
58631 | 13 | 1 | 2019-12-31 | 2020-12-31 | 365 | 15.203 | 15
37751 | 7.54 | 1 | 2019-12-31 | 2020-12-31 | 365 | 8.8177 | 8
51611 | 7.02 | 1 | 2019-12-31 | 2020-12-31 | 365 | 8.2096 | 8
55354 | 3.64 | 1 | 2019-12-31 | 2020-12-31 | 365 | 4.2568 | 4
59235 | 7.42 | 1 | 2019-12-31 | 2020-12-31 | 365 | 8.6774 | 8
56616 | 6.24 | 1 | 2019-12-31 | 2020-12-31 | 365 | 7.2974 | 7
58808 | 8.06 | 1 | 2019-12-31 | 2020-12-31 | 365 | 9.4258 | 9
58507 | 10.92 | 1 | 2019-12-31 | 2020-12-31 | 365 | 12.7705 | 12
58766 | 3.71 | 1 | 2019-12-31 | 2020-12-31 | 365 | 4.3387 | 4
58470 | 5.72 | 1 | 2019-12-31 | 2020-12-31 | 365 | 6.6893 | 6
59206 | 2.86 | 1 | 2019-12-31 | 2020-12-31 | 365 | 3.3447 | 3
59144 | 10.07 | 1 | 2019-12-31 | 2020-12-31 | 365 | 11.7765 | 11
58493 | 5.035 | 1 | 2019-12-31 | 2020-12-31 | 365 | 5.8882 | 5
57096 | 4.94 | 1 | 2019-12-31 | 2020-12-31 | 365 | 5.7771 | 5
52060 | 8.84 | 1 | 2019-12-31 | 2020-12-31 | 365 | 10.338 | 10
58639 | 7.42 | 1 | 2019-12-31 | 2020-12-31 | 365 | 8.6774 | 8
59168 | 4.77 | 1 | 2019-12-31 | 2020-12-31 | 365 | 5.5783 | 5
58568 | 10.07 | 1 | 2019-12-31 | 2020-12-31 | 365 | 11.7765 | 11
59212 | 4.77 | 1 | 2019-12-31 | 2020-12-31 | 365 | 5.5783 | 5
58779 | 14.04 | 1 | 2019-12-31 | 2020-12-31 | 365 | 16.4192 | 16
58646 | 3.12 | 1 | 2019-12-31 | 2020-12-31 | 365 | 3.6487 | 3
14850 | 3.43 | 1 | 2019-12-31 | 2020-12-31 | 365 | 4.0112 | 4
32943 | 6.24 | 1 | 2019-12-31 | 2020-12-31 | 365 | 7.2974 | 7
16842 | 4.335 | 1 | 2019-12-31 | 2020-12-31 | 365 | 5.0696 | 5
19787 | 5 | 1 | 2019-12-31 | 2020-12-31 | 365 | 5.8473 | 5
52323 | 2.86 | 1 | 2019-12-31 | 2020-12-31 | 365 | 3.3447 | 3
31694 | 3.38 | 1 | 2019-12-31 | 2020-12-31 | 365 | 3.9528 | 3
57940 | 12.48 | 1 | 2019-12-31 | 2020-12-31 | 365 | 14.5949 | 14
49097 | 9.18 | 1 | 2019-12-31 | 2020-12-31 | 365 | 10.7356 | 10
32323 | 2.34 | 1 | 2019-12-31 | 2020-12-31 | 365 | 2.7365 | 2
24532 | 3.38 | 1 | 2019-12-31 | 2020-12-31 | 365 | 3.9528 | 3
59201 | 5.3 | 1 | 2019-12-31 | 2020-12-31 | 365 | 6.1981 | 6
58807 | 2.86 | 1 | 2019-12-31 | 2020-12-31 | 365 | 3.3447 | 3
58231 | 6.24 | 1 | 2019-12-31 | 2020-12-31 | 365 | 7.2974 | 7
57625 | 7.28 | 1 | 2019-12-31 | 2020-12-31 | 365 | 8.5137 | 8
51721 | 2.08 | 1 | 2019-12-31 | 2020-12-31 | 365 | 2.4325 | 2
59202 | 8.48 | 1 | 2019-12-31 | 2020-12-31 | 365 | 9.917 | 9
15600 | 4.9 | 1 | 2019-12-31 | 2020-12-31 | 365 | 5.7304 | 5
56647 | 11.7 | 1 | 2019-12-31 | 2020-12-31 | 365 | 13.6827 | 13
54970 | 3.38 | 1 | 2019-12-31 | 2020-12-31 | 365 | 3.9528 | 3
59098 | 5.035 | 1 | 2019-12-31 | 2020-12-31 | 365 | 5.8882 | 5
29161 | 4.68 | 1 | 2019-12-31 | 2020-12-31 | 365 | 5.4731 | 5
20004 | 10.66 | 1 | 2019-12-31 | 2020-12-31 | 365 | 12.4664 | 12
19758 | 12.495 | 1 | 2019-12-31 | 2020-12-31 | 365 | 14.6124 | 14
16264 | 11.76 | 1 | 2019-12-31 | 2020-12-31 | 365 | 13.7528 | 13
17640 | 3.825 | 1 | 2019-12-31 | 2020-12-31 | 365 | 4.4732 | 4
52472 | 23.46 | 1 | 2019-12-31 | 2020-12-31 | 365 | 27.4355 | 27
33063 | 9.18 | 1 | 2019-12-31 | 2020-12-31 | 365 | 10.7356 | 10
26839 | 4.59 | 1 | 2019-12-31 | 2020-12-31 | 365 | 5.3678 | 5
14910 | 7.905 | 1 | 2019-12-31 | 2020-12-31 | 365 | 9.2446 | 9
29251 | 4.68 | 1 | 2019-12-31 | 2020-12-31 | 365 | 5.4731 | 5
29130 | 2.86 | 1 | 2019-12-31 | 2020-12-31 | 365 | 3.3447 | 3
57044 | 3.64 | 1 | 2019-12-31 | 2020-12-31 | 365 | 4.2568 | 4
56911 | 3.9 | 1 | 2019-12-31 | 2020-12-31 | 365 | 4.5609 | 4
29140 | 7.54 | 1 | 2019-12-31 | 2020-12-31 | 365 | 8.8177 | 8
59874 | 8.32 | 1 | 2019-12-31 | 2020-12-31 | 365 | 9.7299 | 9
23964 | 7.8 | 1 | 2019-12-31 | 2020-12-31 | 365 | 9.1218 | 9
27617 | 9.1 | 1 | 2019-12-31 | 2020-12-31 | 365 | 10.6421 | 10
15873 | 6.5 | 1 | 2019-12-31 | 2020-12-31 | 365 | 7.6015 | 7
48819 | 6.76 | 1 | 2019-12-31 | 2020-12-31 | 365 | 7.9055 | 7
31750 | 3.9 | 1 | 2019-12-31 | 2020-12-31 | 365 | 4.5609 | 4
56538 | 9.36 | 1 | 2019-12-31 | 2020-12-31 | 365 | 10.9461 | 10
19892 | 10 | 1 | 2019-12-31 | 2020-12-31 | 365 | 11.6946 | 11
26751 | 7.28 | 1 | 2019-12-31 | 2020-12-31 | 365 | 8.5137 | 8
44229 | 6.76 | 1 | 2019-12-31 | 2020-12-31 | 365 | 7.9055 | 7
51598 | 4.94 | 1 | 2019-12-31 | 2020-12-31 | 365 | 5.7771 | 5
52151 | 7.8 | 1 | 2019-12-31 | 2020-12-31 | 365 | 9.1218 | 9
55091 | 13 | 1 | 2019-12-31 | 2020-12-31 | 365 | 15.203 | 15
31687 | 7.28 | 1 | 2019-12-31 | 2020-12-31 | 365 | 8.5137 | 8
57429 | 3.12 | 1 | 2019-12-31 | 2020-12-31 | 365 | 3.6487 | 3
23157 | 4.68 | 1 | 2019-12-31 | 2020-12-31 | 365 | 5.4731 | 5
49086 | 2.6 | 1 | 2019-12-31 | 2020-12-31 | 365 | 3.0406 | 3
55329 | 6.5 | 1 | 2019-12-31 | 2020-12-31 | 365 | 7.6015 | 7
57621 | 3.38 | 1 | 2019-12-31 | 2020-12-31 | 365 | 3.9528 | 3
57747 | 3.38 | 1 | 2019-12-31 | 2020-12-31 | 365 | 3.9528 | 3
57370 | 4.24 | 1 | 2019-12-31 | 2020-12-31 | 365 | 4.9585 | 4
58810 | 5.565 | 1 | 2019-12-31 | 2020-12-31 | 365 | 6.508 | 6
59063 | 3.12 | 1 | 2019-12-31 | 2020-12-31 | 365 | 3.6487 | 3
57046 | 6.5 | 1 | 2019-12-31 | 2020-12-31 | 365 | 7.6015 | 7
57173 | 7.28 | 1 | 2019-12-31 | 2020-12-31 | 365 | 8.5137 | 8
58812 | 6.89 | 1 | 2019-12-31 | 2020-12-31 | 365 | 8.0576 | 8
57368 | 5.2 | 1 | 2019-12-31 | 2020-12-31 | 365 | 6.0812 | 6
43145 | 10.92 | 1 | 2019-12-31 | 2020-12-31 | 365 | 12.7705 | 12
18455 | 5.61 | 1 | 2019-12-31 | 2020-12-31 | 365 | 6.5607 | 6
56976 | 3.71 | 1 | 2019-12-31 | 2020-12-31 | 365 | 4.3387 | 4
53913 | 4.94 | 1 | 2019-12-31 | 2020-12-31 | 365 | 5.7771 | 5
57318 | 3.71 | 1 | 2019-12-31 | 2020-12-31 | 365 | 4.3387 | 4
51723 | 2.6 | 1 | 2019-12-31 | 2020-12-31 | 365 | 3.0406 | 3
47722 | 6.12 | 1 | 2019-12-31 | 2020-12-31 | 365 | 7.1571 | 7
26835 | 7.14 | 1 | 2019-12-31 | 2020-12-31 | 365 | 8.3499 | 8
58166 | 2.915 | 1 | 2019-12-31 | 2020-12-31 | 365 | 3.409 | 3
27250 | 9.62 | 1 | 2019-12-31 | 2020-12-31 | 365 | 11.2502 | 11
28219 | 5.2 | 1 | 2019-12-31 | 2020-12-31 | 365 | 6.0812 | 6
58710 | 10.335 | 1 | 2019-12-31 | 2020-12-31 | 365 | 12.0864 | 12
28987 | 17.595 | 1 | 2019-12-31 | 2020-12-31 | 365 | 20.5766 | 20
59117 | 7.95 | 1 | 2019-12-31 | 2020-12-31 | 365 | 9.2972 | 9
55369 | 7.5 | 1 | 2019-12-31 | 2020-12-31 | 365 | 8.7709 | 8
58825 | 8.32 | 1 | 2019-12-31 | 2020-12-31 | 365 | 9.7299 | 9
28714 | 5.1 | 1 | 2019-12-31 | 2020-12-31 | 365 | 5.9642 | 5
29733 | 2.86 | 1 | 2019-12-31 | 2020-12-31 | 365 | 3.3447 | 3
51710 | 7.02 | 1 | 2019-12-31 | 2020-12-31 | 365 | 8.2096 | 8
57497 | 5.72 | 1 | 2019-12-31 | 2020-12-31 | 365 | 6.6893 | 6
54744 | 3.12 | 1 | 2019-12-31 | 2020-12-31 | 365 | 3.6487 | 3
18584 | 11.44 | 1 | 2019-12-31 | 2020-12-31 | 365 | 13.3786 | 13
53344 | 11.7 | 1 | 2019-12-31 | 2020-12-31 | 365 | 13.6827 | 13
54934 | 8.06 | 1 | 2019-12-31 | 2020-12-31 | 365 | 9.4258 | 9
56723 | 5.035 | 1 | 2019-12-31 | 2020-12-31 | 365 | 5.8882 | 5
55467 | 7.8 | 1 | 2019-12-31 | 2020-12-31 | 365 | 9.1218 | 9
55473 | 7.95 | 1 | 2019-12-31 | 2020-12-31 | 365 | 9.2972 | 9
51843 | 4.845 | 1 | 2019-12-31 | 2020-12-31 | 365 | 5.666 | 5
58137 | 11.66 | 1 | 2019-12-31 | 2020-12-31 | 365 | 13.6359 | 13
32143 | 8.58 | 1 | 2019-12-31 | 2020-12-31 | 365 | 10.034 | 10
56998 | 10.92 | 1 | 2019-12-31 | 2020-12-31 | 365 | 12.7705 | 12
20899 | 6.24 | 1 | 2019-12-31 | 2020-12-31 | 365 | 7.2974 | 7
56498 | 5.98 | 1 | 2019-12-31 | 2020-12-31 | 365 | 6.9934 | 6
48915 | 7.28 | 1 | 2019-12-31 | 2020-12-31 | 365 | 8.5137 | 8
38426 | 6.76 | 1 | 2019-12-31 | 2020-12-31 | 365 | 7.9055 | 7
59233 | 3.71 | 1 | 2019-12-31 | 2020-12-31 | 365 | 4.3387 | 4
52335 | 5.98 | 1 | 2019-12-31 | 2020-12-31 | 365 | 6.9934 | 6
58242 | 6.095 | 1 | 2019-12-31 | 2020-12-31 | 365 | 7.1279 | 7
56652 | 4.77 | 1 | 2019-12-31 | 2020-12-31 | 365 | 5.5783 | 5
52235 | 7.02 | 1 | 2019-12-31 | 2020-12-31 | 365 | 8.2096 | 8
52288 | 8.06 | 1 | 2019-12-31 | 2020-12-31 | 365 | 9.4258 | 9
49102 | 7.54 | 1 | 2019-12-31 | 2020-12-31 | 365 | 8.8177 | 8
58282 | 6.76 | 1 | 2019-12-31 | 2020-12-31 | 365 | 7.9055 | 7
58720 | 5.46 | 1 | 2019-12-31 | 2020-12-31 | 365 | 6.3853 | 6
58512 | 10.335 | 1 | 2019-12-31 | 2020-12-31 | 365 | 12.0864 | 12
52327 | 6.5 | 1 | 2019-12-31 | 2020-12-31 | 365 | 7.6015 | 7
44963 | 7.54 | 1 | 2019-12-31 | 2020-12-31 | 365 | 8.8177 | 8
48687 | 7.28 | 1 | 2019-12-31 | 2020-12-31 | 365 | 8.5137 | 8
57972 | 7.155 | 1 | 2019-12-31 | 2020-12-31 | 365 | 8.3675 | 8
31721 | 9.88 | 1 | 2019-12-31 | 2020-12-31 | 365 | 11.5543 | 11
32913 | 9.62 | 1 | 2019-12-31 | 2020-12-31 | 365 | 11.2502 | 11
54963 | 7.8 | 1 | 2019-12-31 | 2020-12-31 | 365 | 9.1218 | 9
32360 | 3.64 | 1 | 2019-12-31 | 2020-12-31 | 365 | 4.2568 | 4
52440 | 7.28 | 1 | 2019-12-31 | 2020-12-31 | 365 | 8.5137 | 8
41598 | 3.9 | 1 | 2019-12-31 | 2020-12-31 | 365 | 4.5609 | 4
51839 | 5.46 | 1 | 2019-12-31 | 2020-12-31 | 365 | 6.3853 | 6
15853 | 6.12 | 1 | 2019-12-31 | 2020-12-31 | 365 | 7.1571 | 7
20546 | 7.65 | 1 | 2019-12-31 | 2020-12-31 | 365 | 8.9464 | 8
32251 | 7.54 | 1 | 2019-12-31 | 2020-12-31 | 365 | 8.8177 | 8
59827 | 7.395 | 1 | 2019-12-31 | 2020-12-31 | 365 | 8.6482 | 8
27844 | 7.28 | 1 | 2019-12-31 | 2020-12-31 | 365 | 8.5137 | 8
59148 | 4.505 | 1 | 2019-12-31 | 2020-12-31 | 365 | 5.2684 | 5
42949 | 5.46 | 1 | 2019-12-31 | 2020-12-31 | 365 | 6.3853 | 6
29157 | 3 | 1 | 2019-12-31 | 2020-12-31 | 365 | 3.5084 | 3
51594 | 7.8 | 1 | 2019-12-31 | 2020-12-31 | 365 | 9.1218 | 9
24037 | 3.9 | 1 | 2019-12-31 | 2020-12-31 | 365 | 4.5609 | 4
51838 | 2.34 | 1 | 2019-12-31 | 2020-12-31 | 365 | 2.7365 | 2
44096 | 4.68 | 1 | 2019-12-31 | 2020-12-31 | 365 | 5.4731 | 5
52225 | 9.36 | 1 | 2019-12-31 | 2020-12-31 | 365 | 10.9461 | 10
51058 | 6.76 | 1 | 2019-12-31 | 2020-12-31 | 365 | 7.9055 | 7
49118 | 5.72 | 1 | 2019-12-31 | 2020-12-31 | 365 | 6.6893 | 6
58817 | 9.88 | 1 | 2019-12-31 | 2020-12-31 | 365 | 11.5543 | 11
48814 | 8.06 | 1 | 2019-12-31 | 2020-12-31 | 365 | 9.4258 | 9
60385 | 4.16 | 1 | 2019-12-31 | 2020-12-31 | 365 | 4.865 | 4
58855 | 5.98 | 1 | 2019-12-31 | 2020-12-31 | 365 | 6.9934 | 6
52067 | 4.16 | 1 | 2019-12-31 | 2020-12-31 | 365 | 4.865 | 4
52297 | 7.02 | 1 | 2019-12-31 | 2020-12-31 | 365 | 8.2096 | 8
52239 | 10.66 | 1 | 2019-12-31 | 2020-12-31 | 365 | 12.4664 | 12
38776 | 7.02 | 1 | 2019-12-31 | 2020-12-31 | 365 | 8.2096 | 8
51559 | 5.72 | 1 | 2019-12-31 | 2020-12-31 | 365 | 6.6893 | 6
51970 | 3.9 | 1 | 2019-12-31 | 2020-12-31 | 365 | 4.5609 | 4
55363 | 9.36 | 1 | 2019-12-31 | 2020-12-31 | 365 | 10.9461 | 10
33670 | 3.12 | 1 | 2019-12-31 | 2020-12-31 | 365 | 3.6487 | 3
57477 | 3.5 | 1 | 2019-12-31 | 2020-12-31 | 365 | 4.0931 | 4
57750 | 11.395 | 1 | 2019-12-31 | 2020-12-31 | 365 | 13.326 | 13
55424 | 8.58 | 1 | 2019-12-31 | 2020-12-31 | 365 | 10.034 | 10
33816 | 10.2 | 1 | 2019-12-31 | 2020-12-31 | 365 | 11.9285 | 11
44572 | 4.68 | 1 | 2019-12-31 | 2020-12-31 | 365 | 5.4731 | 5
44955 | 5.865 | 1 | 2019-12-31 | 2020-12-31 | 365 | 6.8589 | 6
27982 | 4.42 | 1 | 2019-12-31 | 2020-12-31 | 365 | 5.169 | 5
48613 | 10.4 | 1 | 2019-12-31 | 2020-12-31 | 365 | 12.1624 | 12
33866 | 12.22 | 1 | 2019-12-31 | 2020-12-31 | 365 | 14.2908 | 14
57209 | 4.42 | 1 | 2019-12-31 | 2020-12-31 | 365 | 5.169 | 5
45584 | 5.355 | 1 | 2019-12-31 | 2020-12-31 | 365 | 6.2625 | 6
35904 | 11.18 | 1 | 2019-12-31 | 2020-12-31 | 365 | 13.0746 | 13
38038 | 13 | 1 | 2019-12-31 | 2020-12-31 | 365 | 15.203 | 15
37396 | 4.16 | 1 | 2019-12-31 | 2020-12-31 | 365 | 4.865 | 4
28812 | 5.46 | 1 | 2019-12-31 | 2020-12-31 | 365 | 6.3853 | 6
44223 | 5.72 | 1 | 2019-12-31 | 2020-12-31 | 365 | 6.6893 | 6
32056 | 13 | 1 | 2019-12-31 | 2020-12-31 | 365 | 15.203 | 15
48691 | 6.5 | 1 | 2019-12-31 | 2020-12-31 | 365 | 7.6015 | 7
30651 | 5.2 | 1 | 2019-12-31 | 2020-12-31 | 365 | 6.0812 | 6
52047 | 9.36 | 1 | 2019-12-31 | 2020-12-31 | 365 | 10.9461 | 10
33958 | 10.4 | 1 | 2019-12-31 | 2020-12-31 | 365 | 12.1624 | 12
22214 | 6.76 | 1 | 2019-12-31 | 2020-12-31 | 365 | 7.9055 | 7
28933 | 5.61 | 1 | 2019-12-31 | 2020-12-31 | 365 | 6.5607 | 6
31448 | 2.6 | 1 | 2019-12-31 | 2020-12-31 | 365 | 3.0406 | 3
40983 | 6.24 | 1 | 2019-12-31 | 2020-12-31 | 365 | 7.2974 | 7
20647 | 4.845 | 1 | 2019-12-31 | 2020-12-31 | 365 | 5.666 | 5
50865 | 4.59 | 1 | 2019-12-31 | 2020-12-31 | 365 | 5.3678 | 5
31384 | 6.24 | 1 | 2019-12-31 | 2020-12-31 | 365 | 7.2974 | 7
48692 | 3.64 | 1 | 2019-12-31 | 2020-12-31 | 365 | 4.2568 | 4
52884 | 11.96 | 1 | 2019-12-31 | 2020-12-31 | 365 | 13.9867 | 13
53930 | 11.44 | 1 | 2019-12-31 | 2020-12-31 | 365 | 13.3786 | 13
37707 | 7.02 | 1 | 2019-12-31 | 2020-12-31 | 365 | 8.2096 | 8
50175 | 8.58 | 1 | 2019-12-31 | 2020-12-31 | 365 | 10.034 | 10
34141 | 2.34 | 1 | 2019-12-31 | 2020-12-31 | 365 | 2.7365 | 2
59113 | 9.275 | 1 | 2019-12-31 | 2020-12-31 | 365 | 10.8467 | 10
57378 | 4.68 | 1 | 2019-12-31 | 2020-12-31 | 365 | 5.4731 | 5
58839 | 5.035 | 1 | 2019-12-31 | 2020-12-31 | 365 | 5.8882 | 5
25608 | 5.46 | 1 | 2019-12-31 | 2020-12-31 | 365 | 6.3853 | 6
23920 | 4.94 | 1 | 2019-12-31 | 2020-12-31 | 365 | 5.7771 | 5
59140 | 4.505 | 1 | 2019-12-31 | 2020-12-31 | 365 | 5.2684 | 5
58768 | 5.035 | 1 | 2019-12-31 | 2020-12-31 | 365 | 5.8882 | 5
59294 | 5.565 | 1 | 2019-12-31 | 2020-12-31 | 365 | 6.508 | 6
57324 | 11.18 | 1 | 2019-12-31 | 2020-12-31 | 365 | 13.0746 | 13
57425 | 5.2 | 1 | 2019-12-31 | 2020-12-31 | 365 | 6.0812 | 6
59229 | 7.42 | 1 | 2019-12-31 | 2020-12-31 | 365 | 8.6774 | 8
48404 | 7.54 | 1 | 2019-12-31 | 2020-12-31 | 365 | 8.8177 | 8
53428 | 6.5 | 1 | 2019-12-31 | 2020-12-31 | 365 | 7.6015 | 7
25535 | 9.62 | 1 | 2019-12-31 | 2020-12-31 | 365 | 11.2502 | 11
29150 | 7.28 | 1 | 2019-12-31 | 2020-12-31 | 365 | 8.5137 | 8
48665 | 6.24 | 1 | 2019-12-31 | 2020-12-31 | 365 | 7.2974 | 7
33285 | 9.36 | 1 | 2019-12-31 | 2020-12-31 | 365 | 10.9461 | 10
52514 | 5.46 | 1 | 2019-12-31 | 2020-12-31 | 365 | 6.3853 | 6
51823 | 5.72 | 1 | 2019-12-31 | 2020-12-31 | 365 | 6.6893 | 6
52679 | 5.46 | 1 | 2019-12-31 | 2020-12-31 | 365 | 6.3853 | 6
56317 | 7.02 | 1 | 2019-12-31 | 2020-12-31 | 365 | 8.2096 | 8
51667 | 4.16 | 1 | 2019-12-31 | 2020-12-31 | 365 | 4.865 | 4
54410 | 4.94 | 1 | 2019-12-31 | 2020-12-31 | 365 | 5.7771 | 5
55096 | 4.16 | 1 | 2019-12-31 | 2020-12-31 | 365 | 4.865 | 4
54299 | 6.24 | 1 | 2019-12-31 | 2020-12-31 | 365 | 7.2974 | 7
54408 | 7.28 | 1 | 2019-12-31 | 2020-12-31 | 365 | 8.5137 | 8
53826 | 5.98 | 1 | 2019-12-31 | 2020-12-31 | 365 | 6.9934 | 6
53848 | 4.94 | 1 | 2019-12-31 | 2020-12-31 | 365 | 5.7771 | 5
52169 | 7.54 | 1 | 2019-12-31 | 2020-12-31 | 365 | 8.8177 | 8
31383 | 3.64 | 1 | 2019-12-31 | 2020-12-31 | 365 | 4.2568 | 4
55041 | 13 | 1 | 2019-12-31 | 2020-12-31 | 365 | 15.203 | 15
55303 | 4.68 | 1 | 2019-12-31 | 2020-12-31 | 365 | 5.4731 | 5
45481 | 5.25 | 1 | 2019-12-31 | 2020-12-31 | 365 | 6.1397 | 6
55416 | 6.24 | 1 | 2019-12-31 | 2020-12-31 | 365 | 7.2974 | 7
53607 | 5.72 | 1 | 2019-12-31 | 2020-12-31 | 365 | 6.6893 | 6
54237 | 10.66 | 1 | 2019-12-31 | 2020-12-31 | 365 | 12.4664 | 12
54778 | 3.64 | 1 | 2019-12-31 | 2020-12-31 | 365 | 4.2568 | 4
25423 | 4.42 | 1 | 2019-12-31 | 2020-12-31 | 365 | 5.169 | 5
49109 | 3.38 | 1 | 2019-12-31 | 2020-12-31 | 365 | 3.9528 | 3
56336 | 6.24 | 1 | 2019-12-31 | 2020-12-31 | 365 | 7.2974 | 7
51677 | 13 | 1 | 2019-12-31 | 2020-12-31 | 365 | 15.203 | 15
51231 | 7.28 | 1 | 2019-12-31 | 2020-12-31 | 365 | 8.5137 | 8
23094 | 7.8 | 1 | 2019-12-31 | 2020-12-31 | 365 | 9.1218 | 9
56541 | 4.68 | 1 | 2019-12-31 | 2020-12-31 | 365 | 5.4731 | 5
56340 | 7.54 | 1 | 2019-12-31 | 2020-12-31 | 365 | 8.8177 | 8
56289 | 13 | 1 | 2019-12-31 | 2020-12-31 | 365 | 15.203 | 15
56315 | 5.2 | 1 | 2019-12-31 | 2020-12-31 | 365 | 6.0812 | 6
56380 | 2.86 | 1 | 2019-12-31 | 2020-12-31 | 365 | 3.3447 | 3
56644 | 3.38 | 1 | 2019-12-31 | 2020-12-31 | 365 | 3.9528 | 3
57039 | 8.84 | 1 | 2019-12-31 | 2020-12-31 | 365 | 10.338 | 10
57053 | 8.06 | 1 | 2019-12-31 | 2020-12-31 | 365 | 9.4258 | 9
57059 | 7.54 | 1 | 2019-12-31 | 2020-12-31 | 365 | 8.8177 | 8
57071 | 10.4 | 1 | 2019-12-31 | 2020-12-31 | 365 | 12.1624 | 12
57560 | 8.32 | 1 | 2019-12-31 | 2020-12-31 | 365 | 9.7299 | 9
52021 | 4.94 | 1 | 2019-12-31 | 2020-12-31 | 365 | 5.7771 | 5
57788 | 8.745 | 1 | 2019-12-31 | 2020-12-31 | 365 | 10.2269 | 10
57791 | 12.455 | 1 | 2019-12-31 | 2020-12-31 | 365 | 14.5656 | 14
57829 | 3.38 | 1 | 2019-12-31 | 2020-12-31 | 365 | 3.9528 | 3
57631 | 10.66 | 1 | 2019-12-31 | 2020-12-31 | 365 | 12.4664 | 12
57970 | 9.275 | 1 | 2019-12-31 | 2020-12-31 | 365 | 10.8467 | 10
52553 | 10.66 | 1 | 2019-12-31 | 2020-12-31 | 365 | 12.4664 | 12
56642 | 6.095 | 1 | 2019-12-31 | 2020-12-31 | 365 | 7.1279 | 7
57090 | 6.5 | 1 | 2019-12-31 | 2020-12-31 | 365 | 7.6015 | 7
57818 | 3.12 | 1 | 2019-12-31 | 2020-12-31 | 365 | 3.6487 | 3
56338 | 3.12 | 1 | 2019-12-31 | 2020-12-31 | 365 | 3.6487 | 3
51992 | 12.24 | 1 | 2019-12-31 | 2020-12-31 | 365 | 14.3142 | 14
51593 | 3.64 | 1 | 2019-12-31 | 2020-12-31 | 365 | 4.2568 | 4
51726 | 3.64 | 1 | 2019-12-31 | 2020-12-31 | 365 | 4.2568 | 4
53211 | 7.28 | 1 | 2019-12-31 | 2020-12-31 | 365 | 8.5137 | 8
55048 | 3.9 | 1 | 2019-12-31 | 2020-12-31 | 365 | 4.5609 | 4
59412 | 7.28 | 1 | 2019-12-31 | 2020-12-31 | 365 | 8.5137 | 8
59414 | 7.155 | 1 | 2019-12-31 | 2020-12-31 | 365 | 8.3675 | 8
59428 | 5.3 | 1 | 2019-12-31 | 2020-12-31 | 365 | 6.1981 | 6
59442 | 5.46 | 1 | 2019-12-31 | 2020-12-31 | 365 | 6.3853 | 6
59454 | 4.16 | 1 | 2019-12-31 | 2020-12-31 | 365 | 4.865 | 4
59501 | 4.505 | 1 | 2019-12-31 | 2020-12-31 | 365 | 5.2684 | 5
59411 | 12.22 | 1 | 2019-12-31 | 2020-12-31 | 365 | 14.2908 | 14
59502 | 6.095 | 1 | 2019-12-31 | 2020-12-31 | 365 | 7.1279 | 7
59673 | 9.01 | 1 | 2019-12-31 | 2020-12-31 | 365 | 10.5368 | 10
59509 | 7.02 | 1 | 2019-12-31 | 2020-12-31 | 365 | 8.2096 | 8
59682 | 5.83 | 1 | 2019-12-31 | 2020-12-31 | 365 | 6.818 | 6
59676 | 9.54 | 1 | 2019-12-31 | 2020-12-31 | 365 | 11.1566 | 11
59688 | 9.805 | 1 | 2019-12-31 | 2020-12-31 | 365 | 11.4666 | 11
59690 | 6.36 | 1 | 2019-12-31 | 2020-12-31 | 365 | 7.4378 | 7
59693 | 4.24 | 1 | 2019-12-31 | 2020-12-31 | 365 | 4.9585 | 4
27687 | 3.185 | 1 | 2019-12-31 | 2020-12-31 | 365 | 3.7247 | 3
59698 | 10.07 | 1 | 2019-12-31 | 2020-12-31 | 365 | 11.7765 | 11
59701 | 7.685 | 1 | 2019-12-31 | 2020-12-31 | 365 | 8.9873 | 8
59514 | 7.685 | 1 | 2019-12-31 | 2020-12-31 | 365 | 8.9873 | 8
59720 | 11.13 | 1 | 2019-12-31 | 2020-12-31 | 365 | 13.0161 | 13
59555 | 9.36 | 1 | 2019-12-31 | 2020-12-31 | 365 | 10.9461 | 10
59722 | 4.42 | 1 | 2019-12-31 | 2020-12-31 | 365 | 5.169 | 5
59559 | 4.68 | 1 | 2019-12-31 | 2020-12-31 | 365 | 5.4731 | 5
59723 | 4.24 | 1 | 2019-12-31 | 2020-12-31 | 365 | 4.9585 | 4
59561 | 9.54 | 1 | 2019-12-31 | 2020-12-31 | 365 | 11.1566 | 11
59560 | 5.3 | 1 | 2019-12-31 | 2020-12-31 | 365 | 6.1981 | 6
59724 | 5.565 | 1 | 2019-12-31 | 2020-12-31 | 365 | 6.508 | 6
59728 | 8.215 | 1 | 2019-12-31 | 2020-12-31 | 365 | 9.6071 | 9
59734 | 3.64 | 1 | 2019-12-31 | 2020-12-31 | 365 | 4.2568 | 4
59563 | 9.01 | 1 | 2019-12-31 | 2020-12-31 | 365 | 10.5368 | 10
59568 | 9.805 | 1 | 2019-12-31 | 2020-12-31 | 365 | 11.4666 | 11
59736 | 11.66 | 1 | 2019-12-31 | 2020-12-31 | 365 | 13.6359 | 13
59739 | 12.455 | 1 | 2019-12-31 | 2020-12-31 | 365 | 14.5656 | 14
59567 | 11.395 | 1 | 2019-12-31 | 2020-12-31 | 365 | 13.326 | 13
59743 | 8.32 | 1 | 2019-12-31 | 2020-12-31 | 365 | 9.7299 | 9
59578 | 3.64 | 1 | 2019-12-31 | 2020-12-31 | 365 | 4.2568 | 4
59757 | 5.035 | 1 | 2019-12-31 | 2020-12-31 | 365 | 5.8882 | 5
59417 | 8.06 | 1 | 2019-12-31 | 2020-12-31 | 365 | 9.4258 | 9
59758 | 8.48 | 1 | 2019-12-31 | 2020-12-31 | 365 | 9.917 | 9
59635 | 8.215 | 1 | 2019-12-31 | 2020-12-31 | 365 | 9.6071 | 9
59759 | 12.72 | 1 | 2019-12-31 | 2020-12-31 | 365 | 14.8755 | 14
59761 | 6.36 | 1 | 2019-12-31 | 2020-12-31 | 365 | 7.4378 | 7
59764 | 5.035 | 1 | 2019-12-31 | 2020-12-31 | 365 | 5.8882 | 5
59765 | 6.36 | 1 | 2019-12-31 | 2020-12-31 | 365 | 7.4378 | 7
59767 | 10.07 | 1 | 2019-12-31 | 2020-12-31 | 365 | 11.7765 | 11
59780 | 4.24 | 1 | 2019-12-31 | 2020-12-31 | 365 | 4.9585 | 4
59771 | 8.215 | 1 | 2019-12-31 | 2020-12-31 | 365 | 9.6071 | 9
59422 | 3.9 | 1 | 2019-12-31 | 2020-12-31 | 365 | 4.5609 | 4
59811 | 4.77 | 1 | 2019-12-31 | 2020-12-31 | 365 | 5.5783 | 5
59815 | 9.01 | 1 | 2019-12-31 | 2020-12-31 | 365 | 10.5368 | 10
59820 | 5.565 | 1 | 2019-12-31 | 2020-12-31 | 365 | 6.508 | 6
32842 | 3.38 | 1 | 2019-12-31 | 2020-12-31 | 365 | 3.9528 | 3
59861 | 8.745 | 1 | 2019-12-31 | 2020-12-31 | 365 | 10.2269 | 10
59865 | 13.25 | 1 | 2019-12-31 | 2020-12-31 | 365 | 15.4953 | 15
59872 | 6.36 | 1 | 2019-12-31 | 2020-12-31 | 365 | 7.4378 | 7
59878 | 7.02 | 1 | 2019-12-31 | 2020-12-31 | 365 | 8.2096 | 8
59901 | 8.48 | 1 | 2019-12-31 | 2020-12-31 | 365 | 9.917 | 9
57417 | 2.34 | 1 | 2019-12-31 | 2020-12-31 | 365 | 2.7365 | 2
55064 | 2.34 | 1 | 2019-12-31 | 2020-12-31 | 365 | 2.7365 | 2
57172 | 2.385 | 1 | 2019-12-31 | 2020-12-31 | 365 | 2.7892 | 2
56293 | 10.66 | 1 | 2019-12-31 | 2020-12-31 | 365 | 12.4664 | 12
57563 | 3.9 | 1 | 2019-12-31 | 2020-12-31 | 365 | 4.5609 | 4
57755 | 9.805 | 1 | 2019-12-31 | 2020-12-31 | 365 | 11.4666 | 11
24853 | 5.46 | 1 | 2019-12-31 | 2020-12-31 | 365 | 6.3853 | 6
57498 | 7.685 | 1 | 2019-12-31 | 2020-12-31 | 365 | 8.9873 | 8
52394 | 6.375 | 1 | 2019-12-31 | 2020-12-31 | 365 | 7.4553 | 7
47243 | 7.54 | 1 | 2019-12-31 | 2020-12-31 | 365 | 8.8177 | 8
55093 | 3.12 | 1 | 2019-12-31 | 2020-12-31 | 365 | 3.6487 | 3
38017 | 10.66 | 1 | 2019-12-31 | 2020-12-31 | 365 | 12.4664 | 12
32357 | 5.98 | 1 | 2019-12-31 | 2020-12-31 | 365 | 6.9934 | 6
44267 | 6.5 | 1 | 2019-12-31 | 2020-12-31 | 365 | 7.6015 | 7
60057 | 3.445 | 1 | 2019-12-31 | 2020-12-31 | 365 | 4.0288 | 4
60060 | 5.83 | 1 | 2019-12-31 | 2020-12-31 | 365 | 6.818 | 6
60064 | 8.215 | 1 | 2019-12-31 | 2020-12-31 | 365 | 9.6071 | 9
60066 | 5.3 | 1 | 2019-12-31 | 2020-12-31 | 365 | 6.1981 | 6
60067 | 3.12 | 1 | 2019-12-31 | 2020-12-31 | 365 | 3.6487 | 3
60069 | 5.83 | 1 | 2019-12-31 | 2020-12-31 | 365 | 6.818 | 6
60094 | 5.565 | 1 | 2019-12-31 | 2020-12-31 | 365 | 6.508 | 6
60093 | 8.06 | 1 | 2019-12-31 | 2020-12-31 | 365 | 9.4258 | 9
60095 | 4.77 | 1 | 2019-12-31 | 2020-12-31 | 365 | 5.5783 | 5
43261 | 4.42 | 1 | 2019-12-31 | 2020-12-31 | 365 | 5.169 | 5
58624 | 7.02 | 1 | 2019-12-31 | 2020-12-31 | 365 | 8.2096 | 8
57139 | 5.46 | 1 | 2019-12-31 | 2020-12-31 | 365 | 6.3853 | 6
60247 | 7.28 | 1 | 2019-12-31 | 2020-12-31 | 365 | 8.5137 | 8
48738 | 7.28 | 1 | 2019-12-31 | 2020-12-31 | 365 | 8.5137 | 8
60289 | 7.8 | 1 | 2019-12-31 | 2020-12-31 | 365 | 9.1218 | 9
43093 | 5.72 | 1 | 2019-12-31 | 2020-12-31 | 365 | 6.6893 | 6
52002 | 8.06 | 1 | 2019-12-31 | 2020-12-31 | 365 | 9.4258 | 9
60291 | 6.095 | 1 | 2019-12-31 | 2020-12-31 | 365 | 7.1279 | 7
60293 | 7.42 | 1 | 2019-12-31 | 2020-12-31 | 365 | 8.6774 | 8
32905 | 5.46 | 1 | 2019-12-31 | 2020-12-31 | 365 | 6.3853 | 6
55085 | 9.88 | 1 | 2019-12-31 | 2020-12-31 | 365 | 11.5543 | 11
60295 | 6.36 | 1 | 2019-12-31 | 2020-12-31 | 365 | 7.4378 | 7
26669 | 6.76 | 1 | 2019-12-31 | 2020-12-31 | 365 | 7.9055 | 7
60297 | 9.01 | 1 | 2019-12-31 | 2020-12-31 | 365 | 10.5368 | 10
60298 | 3.18 | 1 | 2019-12-31 | 2020-12-31 | 365 | 3.7189 | 3
60302 | 4.24 | 1 | 2019-12-31 | 2020-12-31 | 365 | 4.9585 | 4
60304 | 7.42 | 1 | 2019-12-31 | 2020-12-31 | 365 | 8.6774 | 8
31967 | 7.02 | 1 | 2019-12-31 | 2020-12-31 | 365 | 8.2096 | 8
25542 | 5.98 | 1 | 2019-12-31 | 2020-12-31 | 365 | 6.9934 | 6
60308 | 5.83 | 1 | 2019-12-31 | 2020-12-31 | 365 | 6.818 | 6
54955 | 4.94 | 1 | 2019-12-31 | 2020-12-31 | 365 | 5.7771 | 5
51754 | 7.54 | 1 | 2019-12-31 | 2020-12-31 | 365 | 8.8177 | 8
60321 | 3.64 | 1 | 2019-12-31 | 2020-12-31 | 365 | 4.2568 | 4
59234 | 4.68 | 1 | 2019-12-31 | 2020-12-31 | 365 | 5.4731 | 5
52341 | 7.02 | 1 | 2019-12-31 | 2020-12-31 | 365 | 8.2096 | 8
56601 | 5.72 | 1 | 2019-12-31 | 2020-12-31 | 365 | 6.6893 | 6
52238 | 9.1 | 1 | 2019-12-31 | 2020-12-31 | 365 | 10.6421 | 10
51830 | 3.12 | 1 | 2019-12-31 | 2020-12-31 | 365 | 3.6487 | 3
59491 | 11.395 | 1 | 2019-12-31 | 2020-12-31 | 365 | 13.326 | 13
51832 | 9.88 | 1 | 2019-12-31 | 2020-12-31 | 365 | 11.5543 | 11
22762 | 8.58 | 1 | 2019-12-31 | 2020-12-31 | 365 | 10.034 | 10
32712 | 7.54 | 1 | 2019-12-31 | 2020-12-31 | 365 | 8.8177 | 8
52108 | 5.72 | 1 | 2019-12-31 | 2020-12-31 | 365 | 6.6893 | 6
60387 | 4.24 | 1 | 2019-12-31 | 2020-12-31 | 365 | 4.9585 | 4
59566 | 10.6 | 1 | 2019-12-31 | 2020-12-31 | 365 | 12.3963 | 12
59137 | 13 | 1 | 2019-12-31 | 2020-12-31 | 365 | 15.203 | 15
60390 | 4.16 | 1 | 2019-12-31 | 2020-12-31 | 365 | 4.865 | 4
59317 | 10.6 | 1 | 2019-12-31 | 2020-12-31 | 365 | 12.3963 | 12
58842 | 7.905 | 1 | 2019-12-31 | 2020-12-31 | 365 | 9.2446 | 9
37742 | 5.72 | 1 | 2019-12-31 | 2020-12-31 | 365 | 6.6893 | 6
60398 | 3.64 | 1 | 2019-12-31 | 2020-12-31 | 365 | 4.2568 | 4
33220 | 2.86 | 1 | 2019-12-31 | 2020-12-31 | 365 | 3.3447 | 3
43721 | 4.94 | 1 | 2019-12-31 | 2020-12-31 | 365 | 5.7771 | 5
60400 | 10.71 | 1 | 2019-12-31 | 2020-12-31 | 365 | 12.5249 | 12
57899 | 4.16 | 1 | 2019-12-31 | 2020-12-31 | 365 | 4.865 | 4
15733 | 4.335 | 1 | 2019-12-31 | 2020-12-31 | 365 | 5.0696 | 5
57077 | 3.9 | 1 | 2019-12-31 | 2020-12-31 | 365 | 4.5609 | 4
59296 | 10.6 | 1 | 2019-12-31 | 2020-12-31 | 365 | 12.3963 | 12
60409 | 6.36 | 1 | 2019-12-31 | 2020-12-31 | 365 | 7.4378 | 7
59231 | 17.42 | 1 | 2019-12-31 | 2020-12-31 | 365 | 20.372 | 20
53538 | 11.96 | 1 | 2019-12-31 | 2020-12-31 | 365 | 13.9867 | 13
56311 | 4.42 | 1 | 2019-12-31 | 2020-12-31 | 365 | 5.169 | 5
56314 | 5.2 | 1 | 2019-12-31 | 2020-12-31 | 365 | 6.0812 | 6
61601 | 7.42 | 1 | 2019-12-31 | 2020-12-31 | 365 | 8.6774 | 8
61050 | 8.745 | 1 | 2019-12-31 | 2020-12-31 | 365 | 10.2269 | 10
58863 | 11.13 | 1 | 2019-12-31 | 2020-12-31 | 365 | 13.0161 | 13
48931 | 4.16 | 1 | 2019-12-31 | 2020-12-31 | 365 | 4.865 | 4
57591 | 5.565 | 1 | 2019-12-31 | 2020-12-31 | 365 | 6.508 | 6
14256 | 15.045 | 1 | 2019-12-31 | 2020-12-31 | 365 | 17.5945 | 17
56991 | 2.65 | 1 | 2019-12-31 | 2020-12-31 | 365 | 3.0991 | 3
34260 | 9.945 | 1 | 2019-12-31 | 2020-12-31 | 365 | 11.6303 | 11
60461 | 7.155 | 1 | 2019-12-31 | 2020-12-31 | 365 | 8.3675 | 8
59284 | 5.61 | 1 | 2019-12-31 | 2020-12-31 | 365 | 6.5607 | 6
60156 | 4.77 | 1 | 2019-12-31 | 2020-12-31 | 365 | 5.5783 | 5
60462 | 4.16 | 1 | 2019-12-31 | 2020-12-31 | 365 | 4.865 | 4
60464 | 8.215 | 1 | 2019-12-31 | 2020-12-31 | 365 | 9.6071 | 9
60466 | 6.095 | 1 | 2019-12-31 | 2020-12-31 | 365 | 7.1279 | 7
32408 | 2.86 | 1 | 2019-12-31 | 2020-12-31 | 365 | 3.3447 | 3
60468 | 10.92 | 1 | 2019-12-31 | 2020-12-31 | 365 | 12.7705 | 12
60469 | 10.335 | 1 | 2019-12-31 | 2020-12-31 | 365 | 12.0864 | 12
28069 | 5.46 | 1 | 2019-12-31 | 2020-12-31 | 365 | 6.3853 | 6
60472 | 10.6 | 1 | 2019-12-31 | 2020-12-31 | 365 | 12.3963 | 12
52224 | 7.28 | 1 | 2019-12-31 | 2020-12-31 | 365 | 8.5137 | 8
60473 | 6.625 | 1 | 2019-12-31 | 2020-12-31 | 365 | 7.7477 | 7
32727 | 3.64 | 1 | 2019-12-31 | 2020-12-31 | 365 | 4.2568 | 4
29751 | 2.6 | 1 | 2019-12-31 | 2020-12-31 | 365 | 3.0406 | 3
51875 | 4.68 | 1 | 2019-12-31 | 2020-12-31 | 365 | 5.4731 | 5
59887 | 9.1 | 1 | 2019-12-31 | 2020-12-31 | 365 | 10.6421 | 10
52522 | 13 | 1 | 2019-12-31 | 2020-12-31 | 365 | 15.203 | 15
60027 | 8.32 | 1 | 2019-12-31 | 2020-12-31 | 365 | 9.7299 | 9
59570 | 10.66 | 1 | 2019-12-31 | 2020-12-31 | 365 | 12.4664 | 12
60114 | 6.5 | 1 | 2019-12-31 | 2020-12-31 | 365 | 7.6015 | 7
59455 | 7.95 | 1 | 2019-12-31 | 2020-12-31 | 365 | 9.2972 | 9
59805 | 7.155 | 1 | 2019-12-31 | 2020-12-31 | 365 | 8.3675 | 8
57837 | 7.95 | 1 | 2019-12-31 | 2020-12-31 | 365 | 9.2972 | 9
59308 | 3.71 | 1 | 2019-12-31 | 2020-12-31 | 365 | 4.3387 | 4
59483 | 4.42 | 1 | 2019-12-31 | 2020-12-31 | 365 | 5.169 | 5
60021 | 7.42 | 1 | 2019-12-31 | 2020-12-31 | 365 | 8.6774 | 8
28723 | 3.315 | 1 | 2019-12-31 | 2020-12-31 | 365 | 3.8768 | 3
16443 | 17.595 | 1 | 2019-12-31 | 2020-12-31 | 365 | 20.5766 | 20
60543 | 4.16 | 1 | 2019-12-31 | 2020-12-31 | 365 | 4.865 | 4
60546 | 11.96 | 1 | 2019-12-31 | 2020-12-31 | 365 | 13.9867 | 13
60551 | 4.335 | 1 | 2019-12-31 | 2020-12-31 | 365 | 5.0696 | 5
60547 | 7.8 | 1 | 2019-12-31 | 2020-12-31 | 365 | 9.1218 | 9
60555 | 8.745 | 1 | 2019-12-31 | 2020-12-31 | 365 | 10.2269 | 10
53997 | 8.415 | 1 | 2019-12-31 | 2020-12-31 | 365 | 9.841 | 9
60556 | 4.77 | 1 | 2019-12-31 | 2020-12-31 | 365 | 5.5783 | 5
22057 | 4.42 | 1 | 2019-12-31 | 2020-12-31 | 365 | 5.169 | 5
16920 | 3.92 | 1 | 2019-12-31 | 2020-12-31 | 365 | 4.5843 | 4
60098 | 3.71 | 1 | 2019-12-31 | 2020-12-31 | 365 | 4.3387 | 4
60099 | 4.505 | 1 | 2019-12-31 | 2020-12-31 | 365 | 5.2684 | 5
60102 | 6.36 | 1 | 2019-12-31 | 2020-12-31 | 365 | 7.4378 | 7
60109 | 4.24 | 1 | 2019-12-31 | 2020-12-31 | 365 | 4.9585 | 4
60108 | 5.3 | 1 | 2019-12-31 | 2020-12-31 | 365 | 6.1981 | 6
60131 | 8.58 | 1 | 2019-12-31 | 2020-12-31 | 365 | 10.034 | 10
60137 | 10.6 | 1 | 2019-12-31 | 2020-12-31 | 365 | 12.3963 | 12
60139 | 5.3 | 1 | 2019-12-31 | 2020-12-31 | 365 | 6.1981 | 6
31214 | 6.12 | 1 | 2019-12-31 | 2020-12-31 | 365 | 7.1571 | 7
14880 | 5.865 | 1 | 2019-12-31 | 2020-12-31 | 365 | 6.8589 | 6
49089 | 10.66 | 1 | 2019-12-31 | 2020-12-31 | 365 | 12.4664 | 12
60144 | 6.095 | 1 | 2019-12-31 | 2020-12-31 | 365 | 7.1279 | 7
58168 | 5.3 | 1 | 2019-12-31 | 2020-12-31 | 365 | 6.1981 | 6
27858 | 6.885 | 1 | 2019-12-31 | 2020-12-31 | 365 | 8.0517 | 8
57567 | 3.18 | 1 | 2019-12-31 | 2020-12-31 | 365 | 3.7189 | 3
58241 | 4.505 | 1 | 2019-12-31 | 2020-12-31 | 365 | 5.2684 | 5
59763 | 7.8 | 1 | 2019-12-31 | 2020-12-31 | 365 | 9.1218 | 9
59125 | 11.66 | 1 | 2019-12-31 | 2020-12-31 | 365 | 13.6359 | 13
57062 | 7.685 | 1 | 2019-12-31 | 2020-12-31 | 365 | 8.9873 | 8
56983 | 10.92 | 1 | 2019-12-31 | 2020-12-31 | 365 | 12.7705 | 12
60634 | 6.36 | 1 | 2019-12-31 | 2020-12-31 | 365 | 7.4378 | 7
60635 | 5.565 | 1 | 2019-12-31 | 2020-12-31 | 365 | 6.508 | 6
60637 | 4.77 | 1 | 2019-12-31 | 2020-12-31 | 365 | 5.5783 | 5
60639 | 6.76 | 1 | 2019-12-31 | 2020-12-31 | 365 | 7.9055 | 7
60664 | 5.565 | 1 | 2019-12-31 | 2020-12-31 | 365 | 6.508 | 6
60146 | 4.77 | 1 | 2019-12-31 | 2020-12-31 | 365 | 5.5783 | 5
60683 | 3.18 | 1 | 2019-12-31 | 2020-12-31 | 365 | 3.7189 | 3
60684 | 10.14 | 1 | 2019-12-31 | 2020-12-31 | 365 | 11.8583 | 11
52471 | 12.48 | 1 | 2019-12-31 | 2020-12-31 | 365 | 14.5949 | 14
60686 | 5.035 | 1 | 2019-12-31 | 2020-12-31 | 365 | 5.8882 | 5
60687 | 4.24 | 1 | 2019-12-31 | 2020-12-31 | 365 | 4.9585 | 4
51929 | 4.94 | 1 | 2019-12-31 | 2020-12-31 | 365 | 5.7771 | 5
60688 | 7.42 | 1 | 2019-12-31 | 2020-12-31 | 365 | 8.6774 | 8
60157 | 6.89 | 1 | 2019-12-31 | 2020-12-31 | 365 | 8.0576 | 8
60690 | 7.42 | 1 | 2019-12-31 | 2020-12-31 | 365 | 8.6774 | 8
37903 | 3.9 | 1 | 2019-12-31 | 2020-12-31 | 365 | 4.5609 | 4
60161 | 14.84 | 1 | 2019-12-31 | 2020-12-31 | 365 | 17.3548 | 17
60707 | 3.71 | 1 | 2019-12-31 | 2020-12-31 | 365 | 4.3387 | 4
60160 | 6.095 | 1 | 2019-12-31 | 2020-12-31 | 365 | 7.1279 | 7
44275 | 2.86 | 1 | 2019-12-31 | 2020-12-31 | 365 | 3.3447 | 3
60164 | 5.3 | 1 | 2019-12-31 | 2020-12-31 | 365 | 6.1981 | 6
60711 | 4.24 | 1 | 2019-12-31 | 2020-12-31 | 365 | 4.9585 | 4
32737 | 2.08 | 1 | 2019-12-31 | 2020-12-31 | 365 | 2.4325 | 2
60167 | 9.36 | 1 | 2019-12-31 | 2020-12-31 | 365 | 10.9461 | 10
60712 | 6.63 | 1 | 2019-12-31 | 2020-12-31 | 365 | 7.7535 | 7
60172 | 4.24 | 1 | 2019-12-31 | 2020-12-31 | 365 | 4.9585 | 4
60775 | 7.54 | 1 | 2019-12-31 | 2020-12-31 | 365 | 8.8177 | 8
32301 | 5.46 | 1 | 2019-12-31 | 2020-12-31 | 365 | 6.3853 | 6
60810 | 4.24 | 1 | 2019-12-31 | 2020-12-31 | 365 | 4.9585 | 4
18726 | 5.98 | 1 | 2019-12-31 | 2020-12-31 | 365 | 6.9934 | 6
60814 | 6.89 | 1 | 2019-12-31 | 2020-12-31 | 365 | 8.0576 | 8
60168 | 6.89 | 1 | 2019-12-31 | 2020-12-31 | 365 | 8.0576 | 8
60176 | 5.565 | 1 | 2019-12-31 | 2020-12-31 | 365 | 6.508 | 6
60178 | 10.335 | 1 | 2019-12-31 | 2020-12-31 | 365 | 12.0864 | 12
60175 | 3.445 | 1 | 2019-12-31 | 2020-12-31 | 365 | 4.0288 | 4
52492 | 4.68 | 1 | 2019-12-31 | 2020-12-31 | 365 | 5.4731 | 5
60181 | 9.275 | 1 | 2019-12-31 | 2020-12-31 | 365 | 10.8467 | 10
60184 | 13.25 | 1 | 2019-12-31 | 2020-12-31 | 365 | 15.4953 | 15
60185 | 3.975 | 1 | 2019-12-31 | 2020-12-31 | 365 | 4.6486 | 4
60187 | 6.095 | 1 | 2019-12-31 | 2020-12-31 | 365 | 7.1279 | 7
52359 | 5.2 | 1 | 2019-12-31 | 2020-12-31 | 365 | 6.0812 | 6
51727 | 4.16 | 1 | 2019-12-31 | 2020-12-31 | 365 | 4.865 | 4
41722 | 11.44 | 1 | 2019-12-31 | 2020-12-31 | 365 | 13.3786 | 13
43697 | 4.68 | 1 | 2019-12-31 | 2020-12-31 | 365 | 5.4731 | 5
59484 | 3.445 | 1 | 2019-12-31 | 2020-12-31 | 365 | 4.0288 | 4
48607 | 5.46 | 1 | 2019-12-31 | 2020-12-31 | 365 | 6.3853 | 6
24141 | 8.32 | 1 | 2019-12-31 | 2020-12-31 | 365 | 9.7299 | 9
51760 | 5.2 | 1 | 2019-12-31 | 2020-12-31 | 365 | 6.0812 | 6
60122 | 7.155 | 1 | 2019-12-31 | 2020-12-31 | 365 | 8.3675 | 8
60716 | 5.46 | 1 | 2019-12-31 | 2020-12-31 | 365 | 6.3853 | 6
60718 | 9.805 | 1 | 2019-12-31 | 2020-12-31 | 365 | 11.4666 | 11
60720 | 5.3 | 1 | 2019-12-31 | 2020-12-31 | 365 | 6.1981 | 6
38442 | 6.5 | 1 | 2019-12-31 | 2020-12-31 | 365 | 7.6015 | 7
37111 | 7.8 | 1 | 2019-12-31 | 2020-12-31 | 365 | 9.1218 | 9
60733 | 4.94 | 1 | 2019-12-31 | 2020-12-31 | 365 | 5.7771 | 5
60666 | 7.42 | 1 | 2019-12-31 | 2020-12-31 | 365 | 8.6774 | 8
60738 | 7.54 | 1 | 2019-12-31 | 2020-12-31 | 365 | 8.8177 | 8
57190 | 5.565 | 1 | 2019-12-31 | 2020-12-31 | 365 | 6.508 | 6
27607 | 10.4 | 1 | 2019-12-31 | 2020-12-31 | 365 | 12.1624 | 12
60811 | 7.54 | 1 | 2019-12-31 | 2020-12-31 | 365 | 8.8177 | 8
60817 | 5.035 | 1 | 2019-12-31 | 2020-12-31 | 365 | 5.8882 | 5
60821 | 7.155 | 1 | 2019-12-31 | 2020-12-31 | 365 | 8.3675 | 8
60825 | 7.155 | 1 | 2019-12-31 | 2020-12-31 | 365 | 8.3675 | 8
60826 | 7.95 | 1 | 2019-12-31 | 2020-12-31 | 365 | 9.2972 | 9
60827 | 8.58 | 1 | 2019-12-31 | 2020-12-31 | 365 | 10.034 | 10
60835 | 6.36 | 1 | 2019-12-31 | 2020-12-31 | 365 | 7.4378 | 7
60840 | 5.035 | 1 | 2019-12-31 | 2020-12-31 | 365 | 5.8882 | 5
60841 | 8.215 | 1 | 2019-12-31 | 2020-12-31 | 365 | 9.6071 | 9
60868 | 4.68 | 1 | 2019-12-31 | 2020-12-31 | 365 | 5.4731 | 5
60872 | 7.685 | 1 | 2019-12-31 | 2020-12-31 | 365 | 8.9873 | 8
60878 | 9.54 | 1 | 2019-12-31 | 2020-12-31 | 365 | 11.1566 | 11
60871 | 3.71 | 1 | 2019-12-31 | 2020-12-31 | 365 | 4.3387 | 4
60877 | 4.77 | 1 | 2019-12-31 | 2020-12-31 | 365 | 5.5783 | 5
60882 | 10.4 | 1 | 2019-12-31 | 2020-12-31 | 365 | 12.1624 | 12
48773 | 3.38 | 1 | 2019-12-31 | 2020-12-31 | 365 | 3.9528 | 3
48774 | 11.44 | 1 | 2019-12-31 | 2020-12-31 | 365 | 13.3786 | 13
60888 | 9.54 | 1 | 2019-12-31 | 2020-12-31 | 365 | 11.1566 | 11
35934 | 8.06 | 1 | 2019-12-31 | 2020-12-31 | 365 | 9.4258 | 9
60915 | 10.335 | 1 | 2019-12-31 | 2020-12-31 | 365 | 12.0864 | 12
60917 | 10.335 | 1 | 2019-12-31 | 2020-12-31 | 365 | 12.0864 | 12
60918 | 6.76 | 1 | 2019-12-31 | 2020-12-31 | 365 | 7.9055 | 7
60920 | 9.805 | 1 | 2019-12-31 | 2020-12-31 | 365 | 11.4666 | 11
60924 | 9.805 | 1 | 2019-12-31 | 2020-12-31 | 365 | 11.4666 | 11
60935 | 9.54 | 1 | 2019-12-31 | 2020-12-31 | 365 | 11.1566 | 11
60937 | 10.335 | 1 | 2019-12-31 | 2020-12-31 | 365 | 12.0864 | 12
60943 | 7.685 | 1 | 2019-12-31 | 2020-12-31 | 365 | 8.9873 | 8
60948 | 11.13 | 1 | 2019-12-31 | 2020-12-31 | 365 | 13.0161 | 13
60950 | 10.865 | 1 | 2019-12-31 | 2020-12-31 | 365 | 12.7062 | 12
60956 | 6.36 | 1 | 2019-12-31 | 2020-12-31 | 365 | 7.4378 | 7
60958 | 6.89 | 1 | 2019-12-31 | 2020-12-31 | 365 | 8.0576 | 8
60966 | 9.01 | 1 | 2019-12-31 | 2020-12-31 | 365 | 10.5368 | 10
60970 | 5.72 | 1 | 2019-12-31 | 2020-12-31 | 365 | 6.6893 | 6
60977 | 13.25 | 1 | 2019-12-31 | 2020-12-31 | 365 | 15.4953 | 15
60974 | 9.01 | 1 | 2019-12-31 | 2020-12-31 | 365 | 10.5368 | 10
60978 | 5.83 | 1 | 2019-12-31 | 2020-12-31 | 365 | 6.818 | 6
60973 | 5.565 | 1 | 2019-12-31 | 2020-12-31 | 365 | 6.508 | 6
60983 | 4.505 | 1 | 2019-12-31 | 2020-12-31 | 365 | 5.2684 | 5
60991 | 9.805 | 1 | 2019-12-31 | 2020-12-31 | 365 | 11.4666 | 11
60990 | 7.42 | 1 | 2019-12-31 | 2020-12-31 | 365 | 8.6774 | 8
60996 | 3.18 | 1 | 2019-12-31 | 2020-12-31 | 365 | 3.7189 | 3
61004 | 11.395 | 1 | 2019-12-31 | 2020-12-31 | 365 | 13.326 | 13
60999 | 5.2 | 1 | 2019-12-31 | 2020-12-31 | 365 | 6.0812 | 6
61006 | 5.3 | 1 | 2019-12-31 | 2020-12-31 | 365 | 6.1981 | 6
61008 | 4.24 | 1 | 2019-12-31 | 2020-12-31 | 365 | 4.9585 | 4
61010 | 9.54 | 1 | 2019-12-31 | 2020-12-31 | 365 | 11.1566 | 11
61011 | 7.155 | 1 | 2019-12-31 | 2020-12-31 | 365 | 8.3675 | 8
61013 | 10.14 | 1 | 2019-12-31 | 2020-12-31 | 365 | 11.8583 | 11
61022 | 10.07 | 1 | 2019-12-31 | 2020-12-31 | 365 | 11.7765 | 11
61038 | 5.83 | 1 | 2019-12-31 | 2020-12-31 | 365 | 6.818 | 6
61037 | 3.445 | 1 | 2019-12-31 | 2020-12-31 | 365 | 4.0288 | 4
61039 | 6.625 | 1 | 2019-12-31 | 2020-12-31 | 365 | 7.7477 | 7
61046 | 6.36 | 1 | 2019-12-31 | 2020-12-31 | 365 | 7.4378 | 7
61047 | 3.71 | 1 | 2019-12-31 | 2020-12-31 | 365 | 4.3387 | 4
61048 | 5.3 | 1 | 2019-12-31 | 2020-12-31 | 365 | 6.1981 | 6
61061 | 8.215 | 1 | 2019-12-31 | 2020-12-31 | 365 | 9.6071 | 9
61051 | 5.565 | 1 | 2019-12-31 | 2020-12-31 | 365 | 6.508 | 6
61065 | 5.035 | 1 | 2019-12-31 | 2020-12-31 | 365 | 5.8882 | 5
61064 | 4.24 | 1 | 2019-12-31 | 2020-12-31 | 365 | 4.9585 | 4
61068 | 5.2 | 1 | 2019-12-31 | 2020-12-31 | 365 | 6.0812 | 6
61095 | 4.24 | 1 | 2019-12-31 | 2020-12-31 | 365 | 4.9585 | 4
44234 | 4.68 | 1 | 2019-12-31 | 2020-12-31 | 365 | 5.4731 | 5
42354 | 5.61 | 1 | 2019-12-31 | 2020-12-31 | 365 | 6.5607 | 6
16673 | 6.24 | 1 | 2019-12-31 | 2020-12-31 | 365 | 7.2974 | 7
61189 | 3.38 | 1 | 2019-12-31 | 2020-12-31 | 365 | 3.9528 | 3
61196 | 5.83 | 1 | 2019-12-31 | 2020-12-31 | 365 | 6.818 | 6
61195 | 5.83 | 1 | 2019-12-31 | 2020-12-31 | 365 | 6.818 | 6
17006 | 9.435 | 1 | 2019-12-31 | 2020-12-31 | 365 | 11.0339 | 11
61197 | 7.685 | 1 | 2019-12-31 | 2020-12-31 | 365 | 8.9873 | 8
61200 | 4.24 | 1 | 2019-12-31 | 2020-12-31 | 365 | 4.9585 | 4
61199 | 9.88 | 1 | 2019-12-31 | 2020-12-31 | 365 | 11.5543 | 11
61248 | 7.54 | 1 | 2019-12-31 | 2020-12-31 | 365 | 8.8177 | 8
61251 | 9.01 | 1 | 2019-12-31 | 2020-12-31 | 365 | 10.5368 | 10
61249 | 11.66 | 1 | 2019-12-31 | 2020-12-31 | 365 | 13.6359 | 13
61250 | 11.13 | 1 | 2019-12-31 | 2020-12-31 | 365 | 13.0161 | 13
61252 | 12.19 | 1 | 2019-12-31 | 2020-12-31 | 365 | 14.2557 | 14
61254 | 4.24 | 1 | 2019-12-31 | 2020-12-31 | 365 | 4.9585 | 4
61255 | 13.25 | 1 | 2019-12-31 | 2020-12-31 | 365 | 15.4953 | 15
61256 | 9.54 | 1 | 2019-12-31 | 2020-12-31 | 365 | 11.1566 | 11
61259 | 6.36 | 1 | 2019-12-31 | 2020-12-31 | 365 | 7.4378 | 7
61260 | 5.565 | 1 | 2019-12-31 | 2020-12-31 | 365 | 6.508 | 6
51623 | 4.94 | 1 | 2019-12-31 | 2020-12-31 | 365 | 5.7771 | 5
61257 | 7.685 | 1 | 2019-12-31 | 2020-12-31 | 365 | 8.9873 | 8
61264 | 12.455 | 1 | 2019-12-31 | 2020-12-31 | 365 | 14.5656 | 14
61269 | 3.975 | 1 | 2019-12-31 | 2020-12-31 | 365 | 4.6486 | 4
59672 | 6.89 | 1 | 2019-12-31 | 2020-12-31 | 365 | 8.0576 | 8
61379 | 13.78 | 1 | 2019-12-31 | 2020-12-31 | 365 | 16.1152 | 16
61382 | 4.68 | 1 | 2019-12-31 | 2020-12-31 | 365 | 5.4731 | 5
61386 | 4.77 | 1 | 2019-12-31 | 2020-12-31 | 365 | 5.5783 | 5
61387 | 5.83 | 1 | 2019-12-31 | 2020-12-31 | 365 | 6.818 | 6
61388 | 8.745 | 1 | 2019-12-31 | 2020-12-31 | 365 | 10.2269 | 10
61389 | 8.745 | 1 | 2019-12-31 | 2020-12-31 | 365 | 10.2269 | 10
61429 | 6.36 | 1 | 2019-12-31 | 2020-12-31 | 365 | 7.4378 | 7
61430 | 6.095 | 1 | 2019-12-31 | 2020-12-31 | 365 | 7.1279 | 7
61431 | 4.24 | 1 | 2019-12-31 | 2020-12-31 | 365 | 4.9585 | 4
61436 | 11.925 | 1 | 2019-12-31 | 2020-12-31 | 365 | 13.9458 | 13
61437 | 4.77 | 1 | 2019-12-31 | 2020-12-31 | 365 | 5.5783 | 5
61438 | 7.28 | 1 | 2019-12-31 | 2020-12-31 | 365 | 8.5137 | 8
61439 | 8.215 | 1 | 2019-12-31 | 2020-12-31 | 365 | 9.6071 | 9
61441 | 7.685 | 1 | 2019-12-31 | 2020-12-31 | 365 | 8.9873 | 8
61443 | 11.925 | 1 | 2019-12-31 | 2020-12-31 | 365 | 13.9458 | 13
61442 | 9.54 | 1 | 2019-12-31 | 2020-12-31 | 365 | 11.1566 | 11
61446 | 9.805 | 1 | 2019-12-31 | 2020-12-31 | 365 | 11.4666 | 11
61448 | 8.215 | 1 | 2019-12-31 | 2020-12-31 | 365 | 9.6071 | 9
61449 | 5.83 | 1 | 2019-12-31 | 2020-12-31 | 365 | 6.818 | 6
61450 | 5.83 | 1 | 2019-12-31 | 2020-12-31 | 365 | 6.818 | 6
61451 | 10.335 | 1 | 2019-12-31 | 2020-12-31 | 365 | 12.0864 | 12
61452 | 12.72 | 1 | 2019-12-31 | 2020-12-31 | 365 | 14.8755 | 14
61453 | 5.83 | 1 | 2019-12-31 | 2020-12-31 | 365 | 6.818 | 6
61455 | 6.89 | 1 | 2019-12-31 | 2020-12-31 | 365 | 8.0576 | 8
61462 | 11.925 | 1 | 2019-12-31 | 2020-12-31 | 365 | 13.9458 | 13
61459 | 6.095 | 1 | 2019-12-31 | 2020-12-31 | 365 | 7.1279 | 7
61464 | 13.25 | 1 | 2019-12-31 | 2020-12-31 | 365 | 15.4953 | 15
38410 | 5.72 | 1 | 2019-12-31 | 2020-12-31 | 365 | 6.6893 | 6
60998 | 3.64 | 1 | 2019-12-31 | 2020-12-31 | 365 | 4.2568 | 4
48675 | 4.42 | 1 | 2019-12-31 | 2020-12-31 | 365 | 5.169 | 5
28301 | 4.68 | 1 | 2019-12-31 | 2020-12-31 | 365 | 5.4731 | 5
61477 | 2.65 | 1 | 2019-12-31 | 2020-12-31 | 365 | 3.0991 | 3
61471 | 4.505 | 1 | 2019-12-31 | 2020-12-31 | 365 | 5.2684 | 5
45069 | 5.46 | 1 | 2019-12-31 | 2020-12-31 | 365 | 6.3853 | 6
32099 | 3.38 | 1 | 2019-12-31 | 2020-12-31 | 365 | 3.9528 | 3
32937 | 7.8 | 1 | 2019-12-31 | 2020-12-31 | 365 | 9.1218 | 9
23084 | 4.16 | 1 | 2019-12-31 | 2020-12-31 | 365 | 4.865 | 4
61490 | 12.19 | 1 | 2019-12-31 | 2020-12-31 | 365 | 14.2557 | 14
60694 | 6.5 | 1 | 2019-12-31 | 2020-12-31 | 365 | 7.6015 | 7
61506 | 8.215 | 1 | 2019-12-31 | 2020-12-31 | 365 | 9.6071 | 9
61509 | 12.72 | 1 | 2019-12-31 | 2020-12-31 | 365 | 14.8755 | 14
58278 | 5.72 | 1 | 2019-12-31 | 2020-12-31 | 365 | 6.6893 | 6
61513 | 12.985 | 1 | 2019-12-31 | 2020-12-31 | 365 | 15.1854 | 15
61520 | 3.71 | 1 | 2019-12-31 | 2020-12-31 | 365 | 4.3387 | 4
22897 | 5.1 | 1 | 2019-12-31 | 2020-12-31 | 365 | 5.9642 | 5
61526 | 9.275 | 1 | 2019-12-31 | 2020-12-31 | 365 | 10.8467 | 10
61547 | 6.095 | 1 | 2019-12-31 | 2020-12-31 | 365 | 7.1279 | 7
61491 | 2.6 | 1 | 2019-12-31 | 2020-12-31 | 365 | 3.0406 | 3
59304 | 7.54 | 1 | 2019-12-31 | 2020-12-31 | 365 | 8.8177 | 8
57770 | 8.84 | 1 | 2019-12-31 | 2020-12-31 | 365 | 10.338 | 10
55047 | 7.54 | 1 | 2019-12-31 | 2020-12-31 | 365 | 8.8177 | 8
61184 | 10.07 | 1 | 2019-12-31 | 2020-12-31 | 365 | 11.7765 | 11
60824 | 6.36 | 1 | 2019-12-31 | 2020-12-31 | 365 | 7.4378 | 7
60842 | 4.77 | 1 | 2019-12-31 | 2020-12-31 | 365 | 5.5783 | 5
61049 | 5.035 | 1 | 2019-12-31 | 2020-12-31 | 365 | 5.8882 | 5
61550 | 9.01 | 1 | 2019-12-31 | 2020-12-31 | 365 | 10.5368 | 10
61552 | 7.155 | 1 | 2019-12-31 | 2020-12-31 | 365 | 8.3675 | 8
61554 | 5.035 | 1 | 2019-12-31 | 2020-12-31 | 365 | 5.8882 | 5
45498 | 6.24 | 1 | 2019-12-31 | 2020-12-31 | 365 | 7.2974 | 7
32717 | 5.72 | 1 | 2019-12-31 | 2020-12-31 | 365 | 6.6893 | 6
34211 | 4.94 | 1 | 2019-12-31 | 2020-12-31 | 365 | 5.7771 | 5
61562 | 6.625 | 1 | 2019-12-31 | 2020-12-31 | 365 | 7.7477 | 7
36864 | 2.86 | 1 | 2019-12-31 | 2020-12-31 | 365 | 3.3447 | 3
61567 | 11.13 | 1 | 2019-12-31 | 2020-12-31 | 365 | 13.0161 | 13
61024 | 5.035 | 1 | 2019-12-31 | 2020-12-31 | 365 | 5.8882 | 5
61576 | 3.71 | 1 | 2019-12-31 | 2020-12-31 | 365 | 4.3387 | 4
34265 | 9.1 | 1 | 2019-12-31 | 2020-12-31 | 365 | 10.6421 | 10
61585 | 5.3 | 1 | 2019-12-31 | 2020-12-31 | 365 | 6.1981 | 6
61588 | 7.155 | 1 | 2019-12-31 | 2020-12-31 | 365 | 8.3675 | 8
61595 | 5.035 | 1 | 2019-12-31 | 2020-12-31 | 365 | 5.8882 | 5
61596 | 6.36 | 1 | 2019-12-31 | 2020-12-31 | 365 | 7.4378 | 7
61603 | 7.155 | 1 | 2019-12-31 | 2020-12-31 | 365 | 8.3675 | 8
61616 | 7.155 | 1 | 2019-12-31 | 2020-12-31 | 365 | 8.3675 | 8
61553 | 7.42 | 1 | 2019-12-31 | 2020-12-31 | 365 | 8.6774 | 8
61558 | 5.035 | 1 | 2019-12-31 | 2020-12-31 | 365 | 5.8882 | 5
61627 | 9.36 | 1 | 2019-12-31 | 2020-12-31 | 365 | 10.9461 | 10
61636 | 2.86 | 1 | 2019-12-31 | 2020-12-31 | 365 | 3.3447 | 3
61640 | 6.5 | 1 | 2019-12-31 | 2020-12-31 | 365 | 7.6015 | 7
61620 | 6.89 | 1 | 2019-12-31 | 2020-12-31 | 365 | 8.0576 | 8
61645 | 6.095 | 1 | 2019-12-31 | 2020-12-31 | 365 | 7.1279 | 7
61622 | 8.215 | 1 | 2019-12-31 | 2020-12-31 | 365 | 9.6071 | 9
61649 | 6.89 | 1 | 2019-12-31 | 2020-12-31 | 365 | 8.0576 | 8
61597 | 9.54 | 1 | 2019-12-31 | 2020-12-31 | 365 | 11.1566 | 11
61653 | 4.505 | 1 | 2019-12-31 | 2020-12-31 | 365 | 5.2684 | 5
61657 | 9.54 | 1 | 2019-12-31 | 2020-12-31 | 365 | 11.1566 | 11
61666 | 10.92 | 1 | 2019-12-31 | 2020-12-31 | 365 | 12.7705 | 12
61671 | 4.505 | 1 | 2019-12-31 | 2020-12-31 | 365 | 5.2684 | 5
61677 | 7.155 | 1 | 2019-12-31 | 2020-12-31 | 365 | 8.3675 | 8
61727 | 4.42 | 1 | 2019-12-31 | 2020-12-31 | 365 | 5.169 | 5
61738 | 5.2 | 1 | 2019-12-31 | 2020-12-31 | 365 | 6.0812 | 6
61765 | 7.02 | 1 | 2019-12-31 | 2020-12-31 | 365 | 8.2096 | 8
61780 | 9.1 | 1 | 2019-12-31 | 2020-12-31 | 365 | 10.6421 | 10
56966 | 8.84 | 1 | 2019-12-31 | 2020-12-31 | 365 | 10.338 | 10
59452 | 6.89 | 1 | 2019-12-31 | 2020-12-31 | 365 | 8.0576 | 8
61999 | 7.42 | 1 | 2019-12-31 | 2020-12-31 | 365 | 8.6774 | 8
61797 | 4.24 | 1 | 2019-12-31 | 2020-12-31 | 365 | 4.9585 | 4
58227 | 7.54 | 1 | 2019-12-31 | 2020-12-31 | 365 | 8.8177 | 8
21715 | 5.2 | 1 | 2019-12-31 | 2020-12-31 | 365 | 6.0812 | 6
62099 | 6.76 | 1 | 2019-12-31 | 2020-12-31 | 365 | 7.9055 | 7
24233 | 5.355 | 1 | 2019-12-31 | 2020-12-31 | 365 | 6.2625 | 6
59485 | 6.76 | 1 | 2019-12-31 | 2020-12-31 | 365 | 7.9055 | 7
62071 | 14.575 | 1 | 2019-12-31 | 2020-12-31 | 365 | 17.0449 | 17
61996 | 8.745 | 1 | 2019-12-31 | 2020-12-31 | 365 | 10.2269 | 10
62133 | 10.6 | 1 | 2019-12-31 | 2020-12-31 | 365 | 12.3963 | 12
23847 | 5.98 | 1 | 2019-12-31 | 2020-12-31 | 365 | 6.9934 | 6
61774 | 5.035 | 1 | 2019-12-31 | 2020-12-31 | 365 | 5.8882 | 5
61789 | 10.335 | 1 | 2019-12-31 | 2020-12-31 | 365 | 12.0864 | 12
61791 | 10.6 | 1 | 2019-12-31 | 2020-12-31 | 365 | 12.3963 | 12
61798 | 16.43 | 1 | 2019-12-31 | 2020-12-31 | 365 | 19.2142 | 19
61836 | 5.46 | 1 | 2019-12-31 | 2020-12-31 | 365 | 6.3853 | 6
61838 | 4.505 | 1 | 2019-12-31 | 2020-12-31 | 365 | 5.2684 | 5
61840 | 5.565 | 1 | 2019-12-31 | 2020-12-31 | 365 | 6.508 | 6
61842 | 6.36 | 1 | 2019-12-31 | 2020-12-31 | 365 | 7.4378 | 7
61847 | 11.66 | 1 | 2019-12-31 | 2020-12-31 | 365 | 13.6359 | 13
61635 | 9.805 | 1 | 2019-12-31 | 2020-12-31 | 365 | 11.4666 | 11
61787 | 7.155 | 1 | 2019-12-31 | 2020-12-31 | 365 | 8.3675 | 8
61771 | 7.8 | 1 | 2019-12-31 | 2020-12-31 | 365 | 9.1218 | 9
61678 | 4.505 | 1 | 2019-12-31 | 2020-12-31 | 365 | 5.2684 | 5
61599 | 6.625 | 1 | 2019-12-31 | 2020-12-31 | 365 | 7.7477 | 7
61643 | 9.01 | 1 | 2019-12-31 | 2020-12-31 | 365 | 10.5368 | 10
61784 | 4.24 | 1 | 2019-12-31 | 2020-12-31 | 365 | 4.9585 | 4
61617 | 4.505 | 1 | 2019-12-31 | 2020-12-31 | 365 | 5.2684 | 5
61647 | 7.685 | 1 | 2019-12-31 | 2020-12-31 | 365 | 8.9873 | 8
34256 | 12.74 | 1 | 2019-12-31 | 2020-12-31 | 365 | 14.8989 | 14
57941 | 4.16 | 1 | 2019-12-31 | 2020-12-31 | 365 | 4.865 | 4
31654 | 10.66 | 1 | 2019-12-31 | 2020-12-31 | 365 | 12.4664 | 12
22535 | 7.54 | 1 | 2019-12-31 | 2020-12-31 | 365 | 8.8177 | 8
54979 | 13 | 1 | 2019-12-31 | 2020-12-31 | 365 | 15.203 | 15
45719 | 4.94 | 1 | 2019-12-31 | 2020-12-31 | 365 | 5.7771 | 5
57496 | 5.83 | 1 | 2019-12-31 | 2020-12-31 | 365 | 6.818 | 6
35610 | 7.28 | 1 | 2019-12-31 | 2020-12-31 | 365 | 8.5137 | 8
36631 | 4.94 | 1 | 2019-12-31 | 2020-12-31 | 365 | 5.7771 | 5
58818 | 5.46 | 1 | 2019-12-31 | 2020-12-31 | 365 | 6.3853 | 6
41082 | 6.76 | 1 | 2019-12-31 | 2020-12-31 | 365 | 7.9055 | 7
51988 | 3.38 | 1 | 2019-12-31 | 2020-12-31 | 365 | 3.9528 | 3
37689 | 5.72 | 1 | 2019-12-31 | 2020-12-31 | 365 | 6.6893 | 6
56670 | 9.1 | 1 | 2019-12-31 | 2020-12-31 | 365 | 10.6421 | 10
57624 | 6.24 | 1 | 2019-12-31 | 2020-12-31 | 365 | 7.2974 | 7
61058 | 4.77 | 1 | 2019-12-31 | 2020-12-31 | 365 | 5.5783 | 5
61626 | 4.505 | 1 | 2019-12-31 | 2020-12-31 | 365 | 5.2684 | 5
61270 | 5.035 | 1 | 2019-12-31 | 2020-12-31 | 365 | 5.8882 | 5
29134 | 3.9 | 1 | 2019-12-31 | 2020-12-31 | 365 | 4.5609 | 4
61630 | 9.54 | 1 | 2019-12-31 | 2020-12-31 | 365 | 11.1566 | 11
61792 | 4.24 | 1 | 2019-12-31 | 2020-12-31 | 365 | 4.9585 | 4
44151 | 10.14 | 1 | 2019-12-31 | 2020-12-31 | 365 | 11.8583 | 11
61663 | 7.95 | 1 | 2019-12-31 | 2020-12-31 | 365 | 9.2972 | 9
61613 | 9.805 | 1 | 2019-12-31 | 2020-12-31 | 365 | 11.4666 | 11
33864 | 4.94 | 1 | 2019-12-31 | 2020-12-31 | 365 | 5.7771 | 5
62053 | 4.24 | 1 | 2019-12-31 | 2020-12-31 | 365 | 4.9585 | 4
61995 | 7.95 | 1 | 2019-12-31 | 2020-12-31 | 365 | 9.2972 | 9
61621 | 7.155 | 1 | 2019-12-31 | 2020-12-31 | 365 | 8.3675 | 8
61483 | 12.985 | 1 | 2019-12-31 | 2020-12-31 | 365 | 15.1854 | 15
43730 | 5.72 | 1 | 2019-12-31 | 2020-12-31 | 365 | 6.6893 | 6
62065 | 4.16 | 1 | 2019-12-31 | 2020-12-31 | 365 | 4.865 | 4
33759 | 8.06 | 1 | 2019-12-31 | 2020-12-31 | 365 | 9.4258 | 9
59424 | 6.095 | 1 | 2019-12-31 | 2020-12-31 | 365 | 7.1279 | 7
61608 | 6.625 | 1 | 2019-12-31 | 2020-12-31 | 365 | 7.7477 | 7
61650 | 9.01 | 1 | 2019-12-31 | 2020-12-31 | 365 | 10.5368 | 10
48468 | 7.02 | 1 | 2019-12-31 | 2020-12-31 | 365 | 8.2096 | 8
52167 | 11.44 | 1 | 2019-12-31 | 2020-12-31 | 365 | 13.3786 | 13
61465 | 5.565 | 1 | 2019-12-31 | 2020-12-31 | 365 | 6.508 | 6
61800 | 8.215 | 1 | 2019-12-31 | 2020-12-31 | 365 | 9.6071 | 9
61986 | 4.77 | 1 | 2019-12-31 | 2020-12-31 | 365 | 5.5783 | 5
58813 | 11.96 | 1 | 2019-12-31 | 2020-12-31 | 365 | 13.9867 | 13
61656 | 4.77 | 1 | 2019-12-31 | 2020-12-31 | 365 | 5.5783 | 5
61535 | 8.215 | 1 | 2019-12-31 | 2020-12-31 | 365 | 9.6071 | 9
62700 | 6.625 | 1 | 2019-12-31 | 2020-12-31 | 365 | 7.7477 | 7
62705 | 7.155 | 1 | 2019-12-31 | 2020-12-31 | 365 | 8.3675 | 8
62708 | 3.71 | 1 | 2019-12-31 | 2020-12-31 | 365 | 4.3387 | 4
62713 | 5.83 | 1 | 2019-12-31 | 2020-12-31 | 365 | 6.818 | 6
62717 | 10.6 | 1 | 2019-12-31 | 2020-12-31 | 365 | 12.3963 | 12
62725 | 11.66 | 1 | 2019-12-31 | 2020-12-31 | 365 | 13.6359 | 13
62729 | 8.215 | 1 | 2019-12-31 | 2020-12-31 | 365 | 9.6071 | 9
62730 | 4.24 | 1 | 2019-12-31 | 2020-12-31 | 365 | 4.9585 | 4
29245 | 9.36 | 1 | 2019-12-31 | 2020-12-31 | 365 | 10.9461 | 10
61514 | 7.155 | 1 | 2019-12-31 | 2020-12-31 | 365 | 8.3675 | 8
62232 | 3.64 | 1 | 2019-12-31 | 2020-12-31 | 365 | 4.2568 | 4
53081 | 7.8 | 1 | 2019-12-31 | 2020-12-31 | 365 | 9.1218 | 9
61631 | 25.48 | 0.9 | 2019-12-31 | 2020-12-31 | 365 | 26.8181 | 26
54927 | 4.42 | 1 | 2019-12-31 | 2020-12-31 | 365 | 5.169 | 5
62714 | 6.095 | 1 | 2019-12-31 | 2020-12-31 | 365 | 7.1279 | 7
60942 | 12.22 | 1 | 2019-12-31 | 2020-12-31 | 365 | 14.2908 | 14
56374 | 9.62 | 1 | 2019-12-31 | 2020-12-31 | 365 | 11.2502 | 11
56375 | 9.36 | 1 | 2019-12-31 | 2020-12-31 | 365 | 10.9461 | 10
53007 | 4.16 | 1 | 2019-12-31 | 2020-12-31 | 365 | 4.865 | 4
53922 | 14.56 | 1 | 2019-12-31 | 2020-12-31 | 365 | 17.0273 | 17
57869 | 8.06 | 1 | 2019-12-31 | 2020-12-31 | 365 | 9.4258 | 9
31395 | 5.2 | 1 | 2019-12-31 | 2020-12-31 | 365 | 6.0812 | 6
61063 | 7.95 | 1 | 2019-12-31 | 2020-12-31 | 365 | 9.2972 | 9
62129 | 3.445 | 1 | 2019-12-31 | 2020-12-31 | 365 | 4.0288 | 4
62515 | 9.01 | 1 | 2019-12-31 | 2020-12-31 | 365 | 10.5368 | 10
60971 | 3.975 | 1 | 2019-12-31 | 2020-12-31 | 365 | 4.6486 | 4
42884 | 8.58 | 1 | 2019-12-31 | 2020-12-31 | 365 | 10.034 | 10
24536 | 7.54 | 1 | 2019-12-31 | 2020-12-31 | 365 | 8.8177 | 8
61057 | 3.18 | 1 | 2019-12-31 | 2020-12-31 | 365 | 3.7189 | 3
62522 | 7.8 | 1 | 2019-12-31 | 2020-12-31 | 365 | 9.1218 | 9
62525 | 9.01 | 1 | 2019-12-31 | 2020-12-31 | 365 | 10.5368 | 10
62524 | 4.77 | 1 | 2019-12-31 | 2020-12-31 | 365 | 5.5783 | 5
52451 | 8.58 | 1 | 2019-12-31 | 2020-12-31 | 365 | 10.034 | 10
62530 | 9.805 | 1 | 2019-12-31 | 2020-12-31 | 365 | 11.4666 | 11
62214 | 5.46 | 1 | 2019-12-31 | 2020-12-31 | 365 | 6.3853 | 6
62534 | 5.565 | 1 | 2019-12-31 | 2020-12-31 | 365 | 6.508 | 6
60405 | 11.44 | 1 | 2019-12-31 | 2020-12-31 | 365 | 13.3786 | 13
62538 | 6.625 | 1 | 2019-12-31 | 2020-12-31 | 365 | 7.7477 | 7
62544 | 5.035 | 1 | 2019-12-31 | 2020-12-31 | 365 | 5.8882 | 5
62545 | 10.4 | 1 | 2019-12-31 | 2020-12-31 | 365 | 12.1624 | 12
57756 | 5.2 | 1 | 2019-12-31 | 2020-12-31 | 365 | 6.0812 | 6
59564 | 10.14 | 1 | 2019-12-31 | 2020-12-31 | 365 | 11.8583 | 11
62549 | 11.66 | 1 | 2019-12-31 | 2020-12-31 | 365 | 13.6359 | 13
58250 | 4.68 | 1 | 2019-12-31 | 2020-12-31 | 365 | 5.4731 | 5
62550 | 13 | 1 | 2019-12-31 | 2020-12-31 | 365 | 15.203 | 15
59315 | 10.4 | 1 | 2019-12-31 | 2020-12-31 | 365 | 12.1624 | 12
62560 | 9.54 | 1 | 2019-12-31 | 2020-12-31 | 365 | 11.1566 | 11
62563 | 10.66 | 1 | 2019-12-31 | 2020-12-31 | 365 | 12.4664 | 12
62568 | 10.07 | 1 | 2019-12-31 | 2020-12-31 | 365 | 11.7765 | 11
62574 | 7.685 | 1 | 2019-12-31 | 2020-12-31 | 365 | 8.9873 | 8
62577 | 5.83 | 1 | 2019-12-31 | 2020-12-31 | 365 | 6.818 | 6
62249 | 7.42 | 1 | 2019-12-31 | 2020-12-31 | 365 | 8.6774 | 8
62584 | 5.3 | 1 | 2019-12-31 | 2020-12-31 | 365 | 6.1981 | 6
62665 | 4.24 | 1 | 2019-12-31 | 2020-12-31 | 365 | 4.9585 | 4
60100 | 6.625 | 1 | 2019-12-31 | 2020-12-31 | 365 | 7.7477 | 7
63119 | 13.005 | 1 | 2019-12-31 | 2020-12-31 | 365 | 15.2088 | 15
17744 | 4.16 | 1 | 2019-12-31 | 2020-12-31 | 365 | 4.865 | 4
63178 | 13.78 | 1 | 2019-12-31 | 2020-12-31 | 365 | 16.1152 | 16
62526 | 9.18 | 1 | 2019-12-31 | 2020-12-31 | 365 | 10.7356 | 10
32123 | 2.86 | 1 | 2019-12-31 | 2020-12-31 | 365 | 3.3447 | 3
61262 | 10.6 | 1 | 2019-12-31 | 2020-12-31 | 365 | 12.3963 | 12
60068 | 5.83 | 1 | 2019-12-31 | 2020-12-31 | 365 | 6.818 | 6
60163 | 8.48 | 1 | 2019-12-31 | 2020-12-31 | 365 | 9.917 | 9
59447 | 9.275 | 1 | 2019-12-31 | 2020-12-31 | 365 | 10.8467 | 10
58065 | 5.3 | 1 | 2019-12-31 | 2020-12-31 | 365 | 6.1981 | 6
57363 | 8.58 | 1 | 2019-12-31 | 2020-12-31 | 365 | 10.034 | 10
56667 | 6.24 | 1 | 2019-12-31 | 2020-12-31 | 365 | 7.2974 | 7
53896 | 5.98 | 1 | 2019-12-31 | 2020-12-31 | 365 | 6.9934 | 6
54242 | 4.94 | 1 | 2019-12-31 | 2020-12-31 | 365 | 5.7771 | 5
56737 | 8.32 | 1 | 2019-12-31 | 2020-12-31 | 365 | 9.7299 | 9
54243 | 4.68 | 1 | 2019-12-31 | 2020-12-31 | 365 | 5.4731 | 5
54260 | 4.68 | 1 | 2019-12-31 | 2020-12-31 | 365 | 5.4731 | 5
53908 | 13 | 1 | 2019-12-31 | 2020-12-31 | 365 | 15.203 | 15
54352 | 3.9 | 1 | 2019-12-31 | 2020-12-31 | 365 | 4.5609 | 4
53921 | 8.06 | 1 | 2019-12-31 | 2020-12-31 | 365 | 9.4258 | 9
53910 | 5.355 | 1 | 2019-12-31 | 2020-12-31 | 365 | 6.2625 | 6
54067 | 4.16 | 1 | 2019-12-31 | 2020-12-31 | 365 | 4.865 | 4
54212 | 4.94 | 1 | 2019-12-31 | 2020-12-31 | 365 | 5.7771 | 5
62581 | 4.24 | 1 | 2019-12-31 | 2020-12-31 | 365 | 4.9585 | 4
53004 | 3.25 | 1 | 2019-12-31 | 2020-12-31 | 365 | 3.8007 | 3
63280 | 3.12 | 1 | 2019-12-31 | 2020-12-31 | 365 | 3.6487 | 3
61673 | 2.6 | 1 | 2019-12-31 | 2020-12-31 | 365 | 3.0406 | 3
63312 | 2.08 | 1 | 2019-12-31 | 2020-12-31 | 365 | 2.4325 | 2
37095 | 3.12 | 1 | 2019-12-31 | 2020-12-31 | 365 | 3.6487 | 3
59782 | 20.02 | 1 | 2019-12-31 | 2020-12-31 | 365 | 23.4126 | 23
18306 | 5.2 | 1 | 2019-12-31 | 2020-12-31 | 365 | 6.0812 | 6
32036 | 4.16 | 1 | 2019-12-31 | 2020-12-31 | 365 | 4.865 | 4
63428 | 6.375 | 1 | 2019-12-31 | 2020-12-31 | 365 | 7.4553 | 7
32432 | 20.145 | 1 | 2019-12-31 | 2020-12-31 | 365 | 23.5588 | 23
15621 | 9.1 | 1 | 2019-12-31 | 2020-12-31 | 365 | 10.6421 | 10
51915 | 9.36 | 1 | 2019-12-31 | 2020-12-31 | 365 | 10.9461 | 10
16623 | 4.335 | 1 | 2019-12-31 | 2020-12-31 | 365 | 5.0696 | 5
15130 | 5.5 | 1 | 2019-12-31 | 2020-12-31 | 365 | 6.432 | 6
61179 | 8.925 | 1 | 2019-12-31 | 2020-12-31 | 365 | 10.4374 | 10
63814 | 6.5 | 1 | 2019-12-31 | 2020-12-31 | 365 | 7.6015 | 7
62217 | 3.12 | 1 | 2019-12-31 | 2020-12-31 | 365 | 3.6487 | 3
13990 | 3.675 | 1 | 2019-12-31 | 2020-12-31 | 365 | 4.2978 | 4
48647 | 2.805 | 1 | 2019-12-31 | 2020-12-31 | 365 | 3.2803 | 3
33132 | 6.12 | 1 | 2019-12-31 | 2020-12-31 | 365 | 7.1571 | 7
19962 | 4.59 | 1 | 2019-12-31 | 2020-12-31 | 365 | 5.3678 | 5
64281 | 5.98 | 1 | 2019-12-31 | 2020-12-31 | 365 | 6.9934 | 6
52242 | 20.4 | 1 | 2019-12-31 | 2020-12-31 | 365 | 23.857 | 23
64706 | 4.08 | 1 | 2019-12-31 | 2020-12-31 | 365 | 4.7714 | 4
63099 | 4.16 | 1 | 2019-12-31 | 2020-12-31 | 365 | 4.865 | 4
63102 | 4.505 | 1 | 2019-12-31 | 2020-12-31 | 365 | 5.2684 | 5
63125 | 7.155 | 1 | 2019-12-31 | 2020-12-31 | 365 | 8.3675 | 8
63146 | 6.24 | 1 | 2019-12-31 | 2020-12-31 | 365 | 7.2974 | 7
63152 | 14.575 | 1 | 2019-12-31 | 2020-12-31 | 365 | 17.0449 | 17
59170 | 10.14 | 1 | 2019-12-31 | 2020-12-31 | 365 | 11.8583 | 11
63179 | 4.505 | 1 | 2019-12-31 | 2020-12-31 | 365 | 5.2684 | 5
32283 | 5.98 | 1 | 2019-12-31 | 2020-12-31 | 365 | 6.9934 | 6
62519 | 2.915 | 1 | 2019-12-31 | 2020-12-31 | 365 | 3.409 | 3
32257 | 4.94 | 1 | 2019-12-31 | 2020-12-31 | 365 | 5.7771 | 5
63189 | 5.72 | 1 | 2019-12-31 | 2020-12-31 | 365 | 6.6893 | 6
62826 | 12.72 | 1 | 2019-12-31 | 2020-12-31 | 365 | 14.8755 | 14
47227 | 5.98 | 1 | 2019-12-31 | 2020-12-31 | 365 | 6.9934 | 6
63319 | 6.76 | 1 | 2019-12-31 | 2020-12-31 | 365 | 7.9055 | 7
63320 | 5.83 | 1 | 2019-12-31 | 2020-12-31 | 365 | 6.818 | 6
63324 | 9.1 | 1 | 2019-12-31 | 2020-12-31 | 365 | 10.6421 | 10
63327 | 7.42 | 1 | 2019-12-31 | 2020-12-31 | 365 | 8.6774 | 8
35922 | 7.28 | 1 | 2019-12-31 | 2020-12-31 | 365 | 8.5137 | 8
59418 | 5.2 | 1 | 2019-12-31 | 2020-12-31 | 365 | 6.0812 | 6
63350 | 12.455 | 1 | 2019-12-31 | 2020-12-31 | 365 | 14.5656 | 14
63352 | 4.42 | 1 | 2019-12-31 | 2020-12-31 | 365 | 5.169 | 5
52457 | 5.98 | 1 | 2019-12-31 | 2020-12-31 | 365 | 6.9934 | 6
63431 | 5.83 | 1 | 2019-12-31 | 2020-12-31 | 365 | 6.818 | 6
63432 | 10.6 | 1 | 2019-12-31 | 2020-12-31 | 365 | 12.3963 | 12
63433 | 6.76 | 1 | 2019-12-31 | 2020-12-31 | 365 | 7.9055 | 7
59562 | 3.9 | 1 | 2019-12-31 | 2020-12-31 | 365 | 4.5609 | 4
58719 | 12.455 | 1 | 2019-12-31 | 2020-12-31 | 365 | 14.5656 | 14
39280 | 6.76 | 1 | 2019-12-31 | 2020-12-31 | 365 | 7.9055 | 7
56501 | 6.24 | 1 | 2019-12-31 | 2020-12-31 | 365 | 7.2974 | 7
58582 | 3.71 | 1 | 2019-12-31 | 2020-12-31 | 365 | 4.3387 | 4
54164 | 4.16 | 1 | 2019-12-31 | 2020-12-31 | 365 | 4.865 | 4
54139 | 5.72 | 1 | 2019-12-31 | 2020-12-31 | 365 | 6.6893 | 6
63543 | 13.25 | 1 | 2019-12-31 | 2020-12-31 | 365 | 15.4953 | 15
62233 | 9.36 | 1 | 2019-12-31 | 2020-12-31 | 365 | 10.9461 | 10
52267 | 4.94 | 1 | 2019-12-31 | 2020-12-31 | 365 | 5.7771 | 5
63464 | 3.445 | 1 | 2019-12-31 | 2020-12-31 | 365 | 4.0288 | 4
62147 | 4.77 | 1 | 2019-12-31 | 2020-12-31 | 365 | 5.5783 | 5
32039 | 7.8 | 1 | 2019-12-31 | 2020-12-31 | 365 | 9.1218 | 9
62554 | 7.54 | 1 | 2019-12-31 | 2020-12-31 | 365 | 8.8177 | 8
62049 | 7.685 | 1 | 2019-12-31 | 2020-12-31 | 365 | 8.9873 | 8
61669 | 6.625 | 1 | 2019-12-31 | 2020-12-31 | 365 | 7.7477 | 7
60930 | 5.72 | 1 | 2019-12-31 | 2020-12-31 | 365 | 6.6893 | 6
57433 | 6.5 | 1 | 2019-12-31 | 2020-12-31 | 365 | 7.6015 | 7
30645 | 11.7 | 1 | 2019-12-31 | 2020-12-31 | 365 | 13.6827 | 13
59169 | 5.98 | 1 | 2019-12-31 | 2020-12-31 | 365 | 6.9934 | 6
62788 | 10.07 | 1 | 2019-12-31 | 2020-12-31 | 365 | 11.7765 | 11
58840 | 3.71 | 1 | 2019-12-31 | 2020-12-31 | 365 | 4.3387 | 4
48637 | 4.16 | 1 | 2019-12-31 | 2020-12-31 | 365 | 4.865 | 4
41183 | 8.84 | 1 | 2019-12-31 | 2020-12-31 | 365 | 10.338 | 10
32410 | 5.2 | 1 | 2019-12-31 | 2020-12-31 | 365 | 6.0812 | 6
63608 | 5.2 | 1 | 2019-12-31 | 2020-12-31 | 365 | 6.0812 | 6
62229 | 10.92 | 1 | 2019-12-31 | 2020-12-31 | 365 | 12.7705 | 12
61052 | 4.505 | 1 | 2019-12-31 | 2020-12-31 | 365 | 5.2684 | 5
38718 | 6.24 | 1 | 2019-12-31 | 2020-12-31 | 365 | 7.2974 | 7
61778 | 13.26 | 1 | 2019-12-31 | 2020-12-31 | 365 | 15.507 | 15
56725 | 8.58 | 1 | 2019-12-31 | 2020-12-31 | 365 | 10.034 | 10
57866 | 8.48 | 1 | 2019-12-31 | 2020-12-31 | 365 | 9.917 | 9
55170 | 5.72 | 1 | 2019-12-31 | 2020-12-31 | 365 | 6.6893 | 6
59497 | 7.28 | 1 | 2019-12-31 | 2020-12-31 | 365 | 8.5137 | 8
32033 | 4.94 | 1 | 2019-12-31 | 2020-12-31 | 365 | 5.7771 | 5
63282 | 9.805 | 1 | 2019-12-31 | 2020-12-31 | 365 | 11.4666 | 11
37789 | 7.54 | 1 | 2019-12-31 | 2020-12-31 | 365 | 8.8177 | 8
59426 | 6.5 | 1 | 2019-12-31 | 2020-12-31 | 365 | 7.6015 | 7
57982 | 5.98 | 1 | 2019-12-31 | 2020-12-31 | 365 | 6.9934 | 6
42911 | 9.62 | 1 | 2019-12-31 | 2020-12-31 | 365 | 11.2502 | 11
32529 | 7.8 | 1 | 2019-12-31 | 2020-12-31 | 365 | 9.1218 | 9
61005 | 6.5 | 1 | 2019-12-31 | 2020-12-31 | 365 | 7.6015 | 7
59574 | 7.54 | 1 | 2019-12-31 | 2020-12-31 | 365 | 8.8177 | 8
62742 | 9.54 | 1 | 2019-12-31 | 2020-12-31 | 365 | 11.1566 | 11
63286 | 4.42 | 1 | 2019-12-31 | 2020-12-31 | 365 | 5.169 | 5
32038 | 4.68 | 1 | 2019-12-31 | 2020-12-31 | 365 | 5.4731 | 5
61615 | 4.77 | 1 | 2019-12-31 | 2020-12-31 | 365 | 5.5783 | 5
57064 | 7.42 | 1 | 2019-12-31 | 2020-12-31 | 365 | 8.6774 | 8
60954 | 3.975 | 1 | 2019-12-31 | 2020-12-31 | 365 | 4.6486 | 4
57109 | 9.36 | 1 | 2019-12-31 | 2020-12-31 | 365 | 10.9461 | 10
62556 | 3.64 | 1 | 2019-12-31 | 2020-12-31 | 365 | 4.2568 | 4
62944 | 13.25 | 1 | 2019-12-31 | 2020-12-31 | 365 | 15.4953 | 15
21066 | 6.24 | 1 | 2019-12-31 | 2020-12-31 | 365 | 7.2974 | 7
48706 | 7.28 | 1 | 2019-12-31 | 2020-12-31 | 365 | 8.5137 | 8
62547 | 3.975 | 1 | 2019-12-31 | 2020-12-31 | 365 | 4.6486 | 4
59219 | 4.505 | 1 | 2019-12-31 | 2020-12-31 | 365 | 5.2684 | 5
31467 | 5.2 | 1 | 2019-12-31 | 2020-12-31 | 365 | 6.0812 | 6
23565 | 12.48 | 1 | 2019-12-31 | 2020-12-31 | 365 | 14.5949 | 14
64044 | 4.42 | 1 | 2019-12-31 | 2020-12-31 | 365 | 5.169 | 5
64130 | 13.25 | 1 | 2019-12-31 | 2020-12-31 | 365 | 15.4953 | 15
64270 | 5.2 | 1 | 2019-12-31 | 2020-12-31 | 365 | 6.0812 | 6
64271 | 5.46 | 1 | 2019-12-31 | 2020-12-31 | 365 | 6.3853 | 6
64280 | 7.02 | 1 | 2019-12-31 | 2020-12-31 | 365 | 8.2096 | 8
64285 | 4.68 | 1 | 2019-12-31 | 2020-12-31 | 365 | 5.4731 | 5
64288 | 6.625 | 1 | 2019-12-31 | 2020-12-31 | 365 | 7.7477 | 7
64287 | 5.46 | 1 | 2019-12-31 | 2020-12-31 | 365 | 6.3853 | 6
64293 | 6.24 | 1 | 2019-12-31 | 2020-12-31 | 365 | 7.2974 | 7
64295 | 6.625 | 1 | 2019-12-31 | 2020-12-31 | 365 | 7.7477 | 7
24166 | 7.54 | 1 | 2019-12-31 | 2020-12-31 | 365 | 8.8177 | 8
57620 | 17.68 | 1 | 2019-12-31 | 2020-12-31 | 365 | 20.6761 | 20
60701 | 12.48 | 1 | 2019-12-31 | 2020-12-31 | 365 | 14.5949 | 14
56990 | 4.16 | 1 | 2019-12-31 | 2020-12-31 | 365 | 4.865 | 4
58502 | 9.62 | 1 | 2019-12-31 | 2020-12-31 | 365 | 11.2502 | 11
58528 | 10.6 | 1 | 2019-12-31 | 2020-12-31 | 365 | 12.3963 | 12
52428 | 4.68 | 1 | 2019-12-31 | 2020-12-31 | 365 | 5.4731 | 5
64737 | 8.84 | 1 | 2019-12-31 | 2020-12-31 | 365 | 10.338 | 10
62206 | 9.1 | 1 | 2019-12-31 | 2020-12-31 | 365 | 10.6421 | 10
61834 | 6.095 | 1 | 2019-12-31 | 2020-12-31 | 365 | 7.1279 | 7
52377 | 2.86 | 1 | 2019-12-31 | 2020-12-31 | 365 | 3.3447 | 3
51608 | 5.2 | 1 | 2019-12-31 | 2020-12-31 | 365 | 6.0812 | 6
48598 | 3.64 | 1 | 2019-12-31 | 2020-12-31 | 365 | 4.2568 | 4
65239 | 6.625 | 1 | 2019-12-31 | 2020-12-31 | 365 | 7.7477 | 7
65349 | 7.685 | 1 | 2019-12-31 | 2020-12-31 | 365 | 8.9873 | 8
65356 | 5.83 | 1 | 2019-12-31 | 2020-12-31 | 365 | 6.818 | 6
65368 | 4.77 | 1 | 2019-12-31 | 2020-12-31 | 365 | 5.5783 | 5
65376 | 7.685 | 1 | 2019-12-31 | 2020-12-31 | 365 | 8.9873 | 8
65379 | 5.83 | 1 | 2019-12-31 | 2020-12-31 | 365 | 6.818 | 6
64665 | 6.625 | 1 | 2019-12-31 | 2020-12-31 | 365 | 7.7477 | 7
64707 | 10.865 | 1 | 2019-12-31 | 2020-12-31 | 365 | 12.7062 | 12
64710 | 12.985 | 1 | 2019-12-31 | 2020-12-31 | 365 | 15.1854 | 15
64723 | 6.625 | 1 | 2019-12-31 | 2020-12-31 | 365 | 7.7477 | 7
64727 | 4.77 | 1 | 2019-12-31 | 2020-12-31 | 365 | 5.5783 | 5
64729 | 7.42 | 1 | 2019-12-31 | 2020-12-31 | 365 | 8.6774 | 8
64731 | 6.625 | 1 | 2019-12-31 | 2020-12-31 | 365 | 7.7477 | 7
64732 | 8.215 | 1 | 2019-12-31 | 2020-12-31 | 365 | 9.6071 | 9
60170 | 11.395 | 1 | 2019-12-31 | 2020-12-31 | 365 | 13.326 | 13
63055 | 10.07 | 1 | 2019-12-31 | 2020-12-31 | 365 | 11.7765 | 11
63107 | 6.625 | 1 | 2019-12-31 | 2020-12-31 | 365 | 7.7477 | 7
63122 | 7.95 | 1 | 2019-12-31 | 2020-12-31 | 365 | 9.2972 | 9
63124 | 7.42 | 1 | 2019-12-31 | 2020-12-31 | 365 | 8.6774 | 8
63127 | 13.25 | 1 | 2019-12-31 | 2020-12-31 | 365 | 15.4953 | 15
63129 | 7.155 | 1 | 2019-12-31 | 2020-12-31 | 365 | 8.3675 | 8
63139 | 11.13 | 1 | 2019-12-31 | 2020-12-31 | 365 | 13.0161 | 13
63142 | 6.36 | 1 | 2019-12-31 | 2020-12-31 | 365 | 7.4378 | 7
63144 | 10.07 | 1 | 2019-12-31 | 2020-12-31 | 365 | 11.7765 | 11
63176 | 6.095 | 1 | 2019-12-31 | 2020-12-31 | 365 | 7.1279 | 7
62266 | 7.42 | 1 | 2019-12-31 | 2020-12-31 | 365 | 8.6774 | 8
63172 | 5.035 | 1 | 2019-12-31 | 2020-12-31 | 365 | 5.8882 | 5
62142 | 7.685 | 1 | 2019-12-31 | 2020-12-31 | 365 | 8.9873 | 8
58071 | 5.565 | 1 | 2019-12-31 | 2020-12-31 | 365 | 6.508 | 6
62218 | 13 | 1 | 2019-12-31 | 2020-12-31 | 365 | 15.203 | 15
63309 | 4.505 | 1 | 2019-12-31 | 2020-12-31 | 365 | 5.2684 | 5
63314 | 8.48 | 1 | 2019-12-31 | 2020-12-31 | 365 | 9.917 | 9
63317 | 6.625 | 1 | 2019-12-31 | 2020-12-31 | 365 | 7.7477 | 7
63318 | 6.095 | 1 | 2019-12-31 | 2020-12-31 | 365 | 7.1279 | 7
63321 | 6.095 | 1 | 2019-12-31 | 2020-12-31 | 365 | 7.1279 | 7
58001 | 8.06 | 1 | 2019-12-31 | 2020-12-31 | 365 | 9.4258 | 9
63341 | 9.54 | 1 | 2019-12-31 | 2020-12-31 | 365 | 11.1566 | 11
58609 | 7.42 | 1 | 2019-12-31 | 2020-12-31 | 365 | 8.6774 | 8
63345 | 9.54 | 1 | 2019-12-31 | 2020-12-31 | 365 | 11.1566 | 11
63427 | 4.77 | 1 | 2019-12-31 | 2020-12-31 | 365 | 5.5783 | 5
59209 | 9.01 | 1 | 2019-12-31 | 2020-12-31 | 365 | 10.5368 | 10
63453 | 6.625 | 1 | 2019-12-31 | 2020-12-31 | 365 | 7.7477 | 7
59518 | 8.745 | 1 | 2019-12-31 | 2020-12-31 | 365 | 10.2269 | 10
62546 | 10.07 | 1 | 2019-12-31 | 2020-12-31 | 365 | 11.7765 | 11
62139 | 8.48 | 1 | 2019-12-31 | 2020-12-31 | 365 | 9.917 | 9
57136 | 6.625 | 1 | 2019-12-31 | 2020-12-31 | 365 | 7.7477 | 7
55145 | 8.06 | 1 | 2019-12-31 | 2020-12-31 | 365 | 9.4258 | 9
57094 | 4.42 | 1 | 2019-12-31 | 2020-12-31 | 365 | 5.169 | 5
62824 | 8.215 | 1 | 2019-12-31 | 2020-12-31 | 365 | 9.6071 | 9
62565 | 10.335 | 1 | 2019-12-31 | 2020-12-31 | 365 | 12.0864 | 12
62552 | 11.925 | 1 | 2019-12-31 | 2020-12-31 | 365 | 13.9458 | 13
62864 | 5.035 | 1 | 2019-12-31 | 2020-12-31 | 365 | 5.8882 | 5
62842 | 6.89 | 1 | 2019-12-31 | 2020-12-31 | 365 | 8.0576 | 8
62759 | 9.275 | 1 | 2019-12-31 | 2020-12-31 | 365 | 10.8467 | 10
62861 | 5.83 | 1 | 2019-12-31 | 2020-12-31 | 365 | 6.818 | 6
62856 | 5.83 | 1 | 2019-12-31 | 2020-12-31 | 365 | 6.818 | 6
62540 | 7.155 | 1 | 2019-12-31 | 2020-12-31 | 365 | 8.3675 | 8
62740 | 4.77 | 1 | 2019-12-31 | 2020-12-31 | 365 | 5.5783 | 5
62703 | 5.035 | 1 | 2019-12-31 | 2020-12-31 | 365 | 5.8882 | 5
62867 | 6.89 | 1 | 2019-12-31 | 2020-12-31 | 365 | 8.0576 | 8
61785 | 7.95 | 1 | 2019-12-31 | 2020-12-31 | 365 | 9.2972 | 9
62769 | 5.83 | 1 | 2019-12-31 | 2020-12-31 | 365 | 6.818 | 6
62777 | 7.155 | 1 | 2019-12-31 | 2020-12-31 | 365 | 8.3675 | 8
62912 | 9.54 | 1 | 2019-12-31 | 2020-12-31 | 365 | 11.1566 | 11
55040 | 10.4 | 1 | 2019-12-31 | 2020-12-31 | 365 | 12.1624 | 12
62770 | 8.48 | 1 | 2019-12-31 | 2020-12-31 | 365 | 9.917 | 9
63271 | 6.625 | 1 | 2019-12-31 | 2020-12-31 | 365 | 7.7477 | 7
62773 | 8.215 | 1 | 2019-12-31 | 2020-12-31 | 365 | 9.6071 | 9
62834 | 9.01 | 1 | 2019-12-31 | 2020-12-31 | 365 | 10.5368 | 10
62931 | 5.035 | 1 | 2019-12-31 | 2020-12-31 | 365 | 5.8882 | 5
62827 | 4.505 | 1 | 2019-12-31 | 2020-12-31 | 365 | 5.2684 | 5
62732 | 3.18 | 1 | 2019-12-31 | 2020-12-31 | 365 | 3.7189 | 3
62831 | 4.77 | 1 | 2019-12-31 | 2020-12-31 | 365 | 5.5783 | 5
62841 | 7.155 | 1 | 2019-12-31 | 2020-12-31 | 365 | 8.3675 | 8
62890 | 8.48 | 1 | 2019-12-31 | 2020-12-31 | 365 | 9.917 | 9
62260 | 5.83 | 1 | 2019-12-31 | 2020-12-31 | 365 | 6.818 | 6
62695 | 6.89 | 1 | 2019-12-31 | 2020-12-31 | 365 | 8.0576 | 8
62882 | 5.035 | 1 | 2019-12-31 | 2020-12-31 | 365 | 5.8882 | 5
64058 | 13.25 | 1 | 2019-12-31 | 2020-12-31 | 365 | 15.4953 | 15
64069 | 10.335 | 1 | 2019-12-31 | 2020-12-31 | 365 | 12.0864 | 12
64274 | 4.24 | 1 | 2019-12-31 | 2020-12-31 | 365 | 4.9585 | 4
64277 | 4.77 | 1 | 2019-12-31 | 2020-12-31 | 365 | 5.5783 | 5
64290 | 7.42 | 1 | 2019-12-31 | 2020-12-31 | 365 | 8.6774 | 8
57307 | 6.36 | 1 | 2019-12-31 | 2020-12-31 | 365 | 7.4378 | 7
58233 | 8.48 | 1 | 2019-12-31 | 2020-12-31 | 365 | 9.917 | 9
63831 | 5.83 | 1 | 2019-12-31 | 2020-12-31 | 365 | 6.818 | 6
62921 | 10.865 | 1 | 2019-12-31 | 2020-12-31 | 365 | 12.7062 | 12
64092 | 8.84 | 1 | 2019-12-31 | 2020-12-31 | 365 | 10.338 | 10
64104 | 9.01 | 1 | 2019-12-31 | 2020-12-31 | 365 | 10.5368 | 10
64124 | 6.5 | 1 | 2019-12-31 | 2020-12-31 | 365 | 7.6015 | 7
56965 | 2.86 | 1 | 2019-12-31 | 2020-12-31 | 365 | 3.3447 | 3
57101 | 6.76 | 1 | 2019-12-31 | 2020-12-31 | 365 | 7.9055 | 7
56956 | 15.08 | 1 | 2019-12-31 | 2020-12-31 | 365 | 17.6355 | 17
48575 | 3.9 | 1 | 2019-12-31 | 2020-12-31 | 365 | 4.5609 | 4
54145 | 7.54 | 1 | 2019-12-31 | 2020-12-31 | 365 | 8.8177 | 8
54230 | 9.1 | 1 | 2019-12-31 | 2020-12-31 | 365 | 10.6421 | 10
55207 | 2.6 | 1 | 2019-12-31 | 2020-12-31 | 365 | 3.0406 | 3
54252 | 11.44 | 1 | 2019-12-31 | 2020-12-31 | 365 | 13.3786 | 13
55243 | 12.22 | 1 | 2019-12-31 | 2020-12-31 | 365 | 14.2908 | 14
54130 | 4.94 | 1 | 2019-12-31 | 2020-12-31 | 365 | 5.7771 | 5
63565 | 7.28 | 1 | 2019-12-31 | 2020-12-31 | 365 | 8.5137 | 8
57085 | 8.32 | 1 | 2019-12-31 | 2020-12-31 | 365 | 9.7299 | 9
45272 | 7.905 | 1 | 2019-12-31 | 2020-12-31 | 365 | 9.2446 | 9
62916 | 6.095 | 1 | 2019-12-31 | 2020-12-31 | 365 | 7.1279 | 7
63059 | 13.25 | 1 | 2019-12-31 | 2020-12-31 | 365 | 15.4953 | 15
63294 | 4.505 | 1 | 2019-12-31 | 2020-12-31 | 365 | 5.2684 | 5
62255 | 8.215 | 1 | 2019-12-31 | 2020-12-31 | 365 | 9.6071 | 9
63181 | 8.745 | 1 | 2019-12-31 | 2020-12-31 | 365 | 10.2269 | 10
64045 | 6.89 | 1 | 2019-12-31 | 2020-12-31 | 365 | 8.0576 | 8
65409 | 6.625 | 1 | 2019-12-31 | 2020-12-31 | 365 | 7.7477 | 7
65439 | 4.77 | 1 | 2019-12-31 | 2020-12-31 | 365 | 5.5783 | 5
65445 | 5.035 | 1 | 2019-12-31 | 2020-12-31 | 365 | 5.8882 | 5
65466 | 11.13 | 1 | 2019-12-31 | 2020-12-31 | 365 | 13.0161 | 13
65477 | 2.915 | 1 | 2019-12-31 | 2020-12-31 | 365 | 3.409 | 3
65482 | 4.77 | 1 | 2019-12-31 | 2020-12-31 | 365 | 5.5783 | 5
65485 | 13.25 | 1 | 2019-12-31 | 2020-12-31 | 365 | 15.4953 | 15
65487 | 6.36 | 1 | 2019-12-31 | 2020-12-31 | 365 | 7.4378 | 7
65504 | 5.035 | 1 | 2019-12-31 | 2020-12-31 | 365 | 5.8882 | 5
65509 | 5.83 | 1 | 2019-12-31 | 2020-12-31 | 365 | 6.818 | 6
65512 | 6.095 | 1 | 2019-12-31 | 2020-12-31 | 365 | 7.1279 | 7
65516 | 6.36 | 1 | 2019-12-31 | 2020-12-31 | 365 | 7.4378 | 7
65527 | 3.975 | 1 | 2019-12-31 | 2020-12-31 | 365 | 4.6486 | 4
65532 | 10.07 | 1 | 2019-12-31 | 2020-12-31 | 365 | 11.7765 | 11
65534 | 5.035 | 1 | 2019-12-31 | 2020-12-31 | 365 | 5.8882 | 5
65544 | 4.24 | 1 | 2019-12-31 | 2020-12-31 | 365 | 4.9585 | 4
65549 | 2.915 | 1 | 2019-12-31 | 2020-12-31 | 365 | 3.409 | 3
65551 | 11.395 | 1 | 2019-12-31 | 2020-12-31 | 365 | 13.326 | 13
65553 | 8.745 | 1 | 2019-12-31 | 2020-12-31 | 365 | 10.2269 | 10
65555 | 13.25 | 1 | 2019-12-31 | 2020-12-31 | 365 | 15.4953 | 15
65561 | 4.77 | 1 | 2019-12-31 | 2020-12-31 | 365 | 5.5783 | 5
65564 | 4.505 | 1 | 2019-12-31 | 2020-12-31 | 365 | 5.2684 | 5
65435 | 4.24 | 1 | 2019-12-31 | 2020-12-31 | 365 | 4.9585 | 4
65463 | 3.71 | 1 | 2019-12-31 | 2020-12-31 | 365 | 4.3387 | 4
65503 | 5.3 | 1 | 2019-12-31 | 2020-12-31 | 365 | 6.1981 | 6
65517 | 2.65 | 1 | 2019-12-31 | 2020-12-31 | 365 | 3.0991 | 3
65537 | 5.3 | 1 | 2019-12-31 | 2020-12-31 | 365 | 6.1981 | 6
65548 | 5.4 | 1 | 2019-12-31 | 2020-12-31 | 365 | 6.3151 | 6
67189 | 11.13 | 1 | 2019-12-31 | 2020-12-31 | 365 | 13.0161 | 13
64893 | 4.41 | 1 | 2019-12-31 | 2020-12-31 | 365 | 5.1573 | 5
57225 | 2.385 | 1 | 2019-12-31 | 2020-12-31 | 365 | 2.7892 | 2
65510 | 2.915 | 1 | 2019-12-31 | 2020-12-31 | 365 | 3.409 | 3
62852 | 6.76 | 1 | 2019-12-31 | 2020-12-31 | 365 | 7.9055 | 7
27518 | 8.16 | 1 | 2019-12-31 | 2020-12-31 | 365 | 9.5428 | 9
55212 | 2.45 | 1 | 2019-12-31 | 2020-12-31 | 365 | 2.8652 | 2
64821 | 4.77 | 1 | 2019-12-31 | 2020-12-31 | 365 | 5.5783 | 5
64822 | 2.385 | 1 | 2019-12-31 | 2020-12-31 | 365 | 2.7892 | 2
64892 | 14.31 | 1 | 2019-12-31 | 2020-12-31 | 365 | 16.735 | 16
61607 | 13.25 | 1 | 2019-12-31 | 2020-12-31 | 365 | 15.4953 | 15
63266 | 5.565 | 1 | 2019-12-31 | 2020-12-31 | 365 | 6.508 | 6
62211 | 5.3 | 1 | 2019-12-31 | 2020-12-31 | 365 | 6.1981 | 6
24010 | 3.9 | 1 | 2019-12-31 | 2020-12-31 | 365 | 4.5609 | 4
50902 | 3.64 | 1 | 2019-12-31 | 2020-12-31 | 365 | 4.2568 | 4
51064 | 10.4 | 1 | 2019-12-31 | 2020-12-31 | 365 | 12.1624 | 12
50824 | 5.46 | 1 | 2019-12-31 | 2020-12-31 | 365 | 6.3853 | 6
22443 | 8.84 | 1 | 2019-12-31 | 2020-12-31 | 365 | 10.338 | 10
44931 | 11.7 | 1 | 2019-12-31 | 2020-12-31 | 365 | 13.6827 | 13
47862 | 8.06 | 1 | 2019-12-31 | 2020-12-31 | 365 | 9.4258 | 9
65019 | 3.18 | 1 | 2019-12-31 | 2020-12-31 | 365 | 3.7189 | 3
50912 | 9.1 | 1 | 2019-12-31 | 2020-12-31 | 365 | 10.6421 | 10
22420 | 10.92 | 1 | 2019-12-31 | 2020-12-31 | 365 | 12.7705 | 12
49111 | 8.58 | 1 | 2019-12-31 | 2020-12-31 | 365 | 10.034 | 10
46254 | 5.72 | 1 | 2019-12-31 | 2020-12-31 | 365 | 6.6893 | 6
51375 | 8.84 | 1 | 2019-12-31 | 2020-12-31 | 365 | 10.338 | 10
32351 | 8.06 | 1 | 2019-12-31 | 2020-12-31 | 365 | 9.4258 | 9
37114 | 8.32 | 1 | 2019-12-31 | 2020-12-31 | 365 | 9.7299 | 9
65030 | 6.36 | 1 | 2019-12-31 | 2020-12-31 | 365 | 7.4378 | 7
54267 | 2.34 | 1 | 2019-12-31 | 2020-12-31 | 365 | 2.7365 | 2
56999 | 17.94 | 1 | 2019-12-31 | 2020-12-31 | 365 | 20.9801 | 20
57239 | 2.385 | 1 | 2019-12-31 | 2020-12-31 | 365 | 2.7892 | 2
52842 | 6.24 | 1 | 2019-12-31 | 2020-12-31 | 365 | 7.2974 | 7
58191 | 12.985 | 1 | 2019-12-31 | 2020-12-31 | 365 | 15.1854 | 15
65351 | 10.07 | 1 | 2019-12-31 | 2020-12-31 | 365 | 11.7765 | 11
65353 | 9.275 | 1 | 2019-12-31 | 2020-12-31 | 365 | 10.8467 | 10
65354 | 4.77 | 1 | 2019-12-31 | 2020-12-31 | 365 | 5.5783 | 5
65357 | 4.24 | 1 | 2019-12-31 | 2020-12-31 | 365 | 4.9585 | 4
65361 | 4.24 | 1 | 2019-12-31 | 2020-12-31 | 365 | 4.9585 | 4
65362 | 4.24 | 1 | 2019-12-31 | 2020-12-31 | 365 | 4.9585 | 4
65363 | 6.625 | 1 | 2019-12-31 | 2020-12-31 | 365 | 7.7477 | 7
65370 | 14.04 | 1 | 2019-12-31 | 2020-12-31 | 365 | 16.4192 | 16
65375 | 8.745 | 1 | 2019-12-31 | 2020-12-31 | 365 | 10.2269 | 10
65378 | 14.84 | 1 | 2019-12-31 | 2020-12-31 | 365 | 17.3548 | 17
65384 | 6.095 | 1 | 2019-12-31 | 2020-12-31 | 365 | 7.1279 | 7
65390 | 7.95 | 1 | 2019-12-31 | 2020-12-31 | 365 | 9.2972 | 9
65395 | 5.83 | 1 | 2019-12-31 | 2020-12-31 | 365 | 6.818 | 6
65400 | 6.36 | 1 | 2019-12-31 | 2020-12-31 | 365 | 7.4378 | 7
65434 | 5.035 | 1 | 2019-12-31 | 2020-12-31 | 365 | 5.8882 | 5
65437 | 2.915 | 1 | 2019-12-31 | 2020-12-31 | 365 | 3.409 | 3
65443 | 5.83 | 1 | 2019-12-31 | 2020-12-31 | 365 | 6.818 | 6
65446 | 10.335 | 1 | 2019-12-31 | 2020-12-31 | 365 | 12.0864 | 12
65452 | 7.95 | 1 | 2019-12-31 | 2020-12-31 | 365 | 9.2972 | 9
65462 | 5.83 | 1 | 2019-12-31 | 2020-12-31 | 365 | 6.818 | 6
65464 | 3.18 | 1 | 2019-12-31 | 2020-12-31 | 365 | 3.7189 | 3
65507 | 10.6 | 1 | 2019-12-31 | 2020-12-31 | 365 | 12.3963 | 12
65514 | 8.48 | 1 | 2019-12-31 | 2020-12-31 | 365 | 9.917 | 9
65520 | 7.155 | 1 | 2019-12-31 | 2020-12-31 | 365 | 8.3675 | 8
65523 | 9.01 | 1 | 2019-12-31 | 2020-12-31 | 365 | 10.5368 | 10
65533 | 11.66 | 1 | 2019-12-31 | 2020-12-31 | 365 | 13.6359 | 13
65536 | 4.24 | 1 | 2019-12-31 | 2020-12-31 | 365 | 4.9585 | 4
65538 | 9.275 | 1 | 2019-12-31 | 2020-12-31 | 365 | 10.8467 | 10
65550 | 9.805 | 1 | 2019-12-31 | 2020-12-31 | 365 | 11.4666 | 11
59060 | 7.28 | 1 | 2019-12-31 | 2020-12-31 | 365 | 8.5137 | 8
65556 | 3.18 | 1 | 2019-12-31 | 2020-12-31 | 365 | 3.7189 | 3
65560 | 10.07 | 1 | 2019-12-31 | 2020-12-31 | 365 | 11.7765 | 11
65566 | 5.035 | 1 | 2019-12-31 | 2020-12-31 | 365 | 5.8882 | 5
65570 | 5.83 | 1 | 2019-12-31 | 2020-12-31 | 365 | 6.818 | 6
65572 | 4.24 | 1 | 2019-12-31 | 2020-12-31 | 365 | 4.9585 | 4
65576 | 12.19 | 1 | 2019-12-31 | 2020-12-31 | 365 | 14.2557 | 14
65577 | 5.83 | 1 | 2019-12-31 | 2020-12-31 | 365 | 6.818 | 6
65581 | 4.77 | 1 | 2019-12-31 | 2020-12-31 | 365 | 5.5783 | 5
65618 | 10.07 | 1 | 2019-12-31 | 2020-12-31 | 365 | 11.7765 | 11
65614 | 9.805 | 1 | 2019-12-31 | 2020-12-31 | 365 | 11.4666 | 11
65619 | 11.66 | 1 | 2019-12-31 | 2020-12-31 | 365 | 13.6359 | 13
58672 | 3.975 | 1 | 2019-12-31 | 2020-12-31 | 365 | 4.6486 | 4
65622 | 6.625 | 1 | 2019-12-31 | 2020-12-31 | 365 | 7.7477 | 7
65624 | 12.48 | 1 | 2019-12-31 | 2020-12-31 | 365 | 14.5949 | 14
65625 | 13.25 | 1 | 2019-12-31 | 2020-12-31 | 365 | 15.4953 | 15
65627 | 7.42 | 1 | 2019-12-31 | 2020-12-31 | 365 | 8.6774 | 8
63165 | 3.18 | 1 | 2019-12-31 | 2020-12-31 | 365 | 3.7189 | 3
65628 | 13.78 | 1 | 2019-12-31 | 2020-12-31 | 365 | 16.1152 | 16
63546 | 7.155 | 1 | 2019-12-31 | 2020-12-31 | 365 | 8.3675 | 8
63549 | 9.54 | 1 | 2019-12-31 | 2020-12-31 | 365 | 11.1566 | 11
63443 | 6.625 | 1 | 2019-12-31 | 2020-12-31 | 365 | 7.7477 | 7
63440 | 7.155 | 1 | 2019-12-31 | 2020-12-31 | 365 | 8.3675 | 8
63329 | 8.745 | 1 | 2019-12-31 | 2020-12-31 | 365 | 10.2269 | 10
63436 | 4.24 | 1 | 2019-12-31 | 2020-12-31 | 365 | 4.9585 | 4
63434 | 3.18 | 1 | 2019-12-31 | 2020-12-31 | 365 | 3.7189 | 3
63552 | 3.18 | 1 | 2019-12-31 | 2020-12-31 | 365 | 3.7189 | 3
63438 | 12.985 | 1 | 2019-12-31 | 2020-12-31 | 365 | 15.1854 | 15
63544 | 4.24 | 1 | 2019-12-31 | 2020-12-31 | 365 | 4.9585 | 4
63338 | 6.89 | 1 | 2019-12-31 | 2020-12-31 | 365 | 8.0576 | 8
63444 | 8.745 | 1 | 2019-12-31 | 2020-12-31 | 365 | 10.2269 | 10
63437 | 7.155 | 1 | 2019-12-31 | 2020-12-31 | 365 | 8.3675 | 8
50853 | 20.8 | 1 | 2019-12-31 | 2020-12-31 | 365 | 24.3248 | 24
30742 | 10.92 | 1 | 2019-12-31 | 2020-12-31 | 365 | 12.7705 | 12
65468 | 4.24 | 1 | 2019-12-31 | 2020-12-31 | 365 | 4.9585 | 4
33452 | 7.8 | 1 | 2019-12-31 | 2020-12-31 | 365 | 9.1218 | 9
48707 | 13.26 | 1 | 2019-12-31 | 2020-12-31 | 365 | 15.507 | 15
65406 | 7.95 | 1 | 2019-12-31 | 2020-12-31 | 365 | 9.2972 | 9
65474 | 7.42 | 1 | 2019-12-31 | 2020-12-31 | 365 | 8.6774 | 8
55810 | 10.4 | 1 | 2019-12-31 | 2020-12-31 | 365 | 12.1624 | 12
54777 | 5.46 | 1 | 2019-12-31 | 2020-12-31 | 365 | 6.3853 | 6
56943 | 11.7 | 1 | 2019-12-31 | 2020-12-31 | 365 | 13.6827 | 13
65583 | 4.94 | 1 | 2019-12-31 | 2020-12-31 | 365 | 5.7771 | 5
54220 | 5.72 | 1 | 2019-12-31 | 2020-12-31 | 365 | 6.6893 | 6
51602 | 14.3 | 1 | 2019-12-31 | 2020-12-31 | 365 | 16.7233 | 16
59156 | 14.04 | 1 | 2019-12-31 | 2020-12-31 | 365 | 16.4192 | 16
32083 | 5.72 | 1 | 2019-12-31 | 2020-12-31 | 365 | 6.6893 | 6
65238 | 5.565 | 1 | 2019-12-31 | 2020-12-31 | 365 | 6.508 | 6
65415 | 5.3 | 1 | 2019-12-31 | 2020-12-31 | 365 | 6.1981 | 6
65449 | 7.42 | 1 | 2019-12-31 | 2020-12-31 | 365 | 8.6774 | 8
65451 | 5.565 | 1 | 2019-12-31 | 2020-12-31 | 365 | 6.508 | 6
65455 | 5.2 | 1 | 2019-12-31 | 2020-12-31 | 365 | 6.0812 | 6
65502 | 5.3 | 1 | 2019-12-31 | 2020-12-31 | 365 | 6.1981 | 6
65511 | 5.3 | 1 | 2019-12-31 | 2020-12-31 | 365 | 6.1981 | 6
65528 | 5.3 | 1 | 2019-12-31 | 2020-12-31 | 365 | 6.1981 | 6
65535 | 3.18 | 1 | 2019-12-31 | 2020-12-31 | 365 | 3.7189 | 3
59157 | 2.12 | 1 | 2019-12-31 | 2020-12-31 | 365 | 2.4793 | 2
65571 | 5.565 | 1 | 2019-12-31 | 2020-12-31 | 365 | 6.508 | 6
65579 | 9.805 | 1 | 2019-12-31 | 2020-12-31 | 365 | 11.4666 | 11
62696 | 8.48 | 1 | 2019-12-31 | 2020-12-31 | 365 | 9.917 | 9
62850 | 6.625 | 1 | 2019-12-31 | 2020-12-31 | 365 | 7.7477 | 7
65630 | 10.335 | 1 | 2019-12-31 | 2020-12-31 | 365 | 12.0864 | 12
64268 | 3.71 | 1 | 2019-12-31 | 2020-12-31 | 365 | 4.3387 | 4
65635 | 10.335 | 1 | 2019-12-31 | 2020-12-31 | 365 | 12.0864 | 12
63554 | 2.12 | 1 | 2019-12-31 | 2020-12-31 | 365 | 2.4793 | 2
56743 | 2.08 | 1 | 2019-12-31 | 2020-12-31 | 365 | 2.4325 | 2
59671 | 8.48 | 1 | 2019-12-31 | 2020-12-31 | 365 | 9.917 | 9
65611 | 9.275 | 1 | 2019-12-31 | 2020-12-31 | 365 | 10.8467 | 10
59898 | 2.65 | 1 | 2019-12-31 | 2020-12-31 | 365 | 3.0991 | 3
59920 | 5.3 | 1 | 2019-12-31 | 2020-12-31 | 365 | 6.1981 | 6
60092 | 3.18 | 1 | 2019-12-31 | 2020-12-31 | 365 | 3.7189 | 3
60097 | 4.77 | 1 | 2019-12-31 | 2020-12-31 | 365 | 5.5783 | 5
59687 | 3.18 | 1 | 2019-12-31 | 2020-12-31 | 365 | 3.7189 | 3
57092 | 2.12 | 1 | 2019-12-31 | 2020-12-31 | 365 | 2.4793 | 2
29181 | 2.34 | 1 | 2019-12-31 | 2020-12-31 | 365 | 2.7365 | 2
57494 | 2.08 | 1 | 2019-12-31 | 2020-12-31 | 365 | 2.4325 | 2
34258 | 2.34 | 1 | 2019-12-31 | 2020-12-31 | 365 | 2.7365 | 2
57082 | 8.84 | 1 | 2019-12-31 | 2020-12-31 | 365 | 10.338 | 10
65478 | 3.71 | 1 | 2019-12-31 | 2020-12-31 | 365 | 4.3387 | 4
65615 | 4.505 | 1 | 2019-12-31 | 2020-12-31 | 365 | 5.2684 | 5
65645 | 13.25 | 0.8 | 2019-12-31 | 2020-12-31 | 365 | 12.3963 | 12
65658 | 4.505 | 0.8 | 2019-12-31 | 2020-12-31 | 365 | 4.2147 | 4
65659 | 5.72 | 0.8 | 2019-12-31 | 2020-12-31 | 365 | 5.3514 | 5
65737 | 6.095 | 0.8 | 2019-12-31 | 2020-12-31 | 365 | 5.7023 | 5
65738 | 10.07 | 0.8 | 2019-12-31 | 2020-12-31 | 365 | 9.4212 | 9
65739 | 6.36 | 0.8 | 2019-12-31 | 2020-12-31 | 365 | 5.9502 | 5
65832 | 9.805 | 0.8 | 2019-12-31 | 2020-12-31 | 365 | 9.1732 | 9
66344 | 5.035 | 1 | 2019-12-31 | 2020-12-31 | 365 | 5.8882 | 5
66347 | 6.89 | 1 | 2019-12-31 | 2020-12-31 | 365 | 8.0576 | 8
66361 | 5.3 | 1 | 2019-12-31 | 2020-12-31 | 365 | 6.1981 | 6
66362 | 4.24 | 1 | 2019-12-31 | 2020-12-31 | 365 | 4.9585 | 4
60126 | 8.06 | 1 | 2019-12-31 | 2020-12-31 | 365 | 9.4258 | 9
18624 | 17.94 | 1 | 2019-12-31 | 2020-12-31 | 365 | 20.9801 | 20
55468 | 5.2 | 1 | 2019-12-31 | 2020-12-31 | 365 | 6.0812 | 6
61172 | 4.505 | 1 | 2019-12-31 | 2020-12-31 | 365 | 5.2684 | 5
61444 | 11.13 | 1 | 2019-12-31 | 2020-12-31 | 365 | 13.0161 | 13
61458 | 15.86 | 1 | 2019-12-31 | 2020-12-31 | 365 | 18.5476 | 18
66760 | 4.68 | 1 | 2019-12-31 | 2020-12-31 | 365 | 5.4731 | 5
66762 | 5.035 | 1 | 2019-12-31 | 2020-12-31 | 365 | 5.8882 | 5
66874 | 7.685 | 1 | 2019-12-31 | 2020-12-31 | 365 | 8.9873 | 8
66872 | 4.77 | 0.8 | 2019-12-31 | 2020-12-31 | 365 | 4.4627 | 4
66908 | 3.71 | 0.8 | 2019-12-31 | 2020-12-31 | 365 | 3.471 | 3
66914 | 7.155 | 0.8 | 2019-12-31 | 2020-12-31 | 365 | 6.694 | 6
66920 | 13.25 | 0.8 | 2019-12-31 | 2020-12-31 | 365 | 12.3963 | 12
66926 | 5.83 | 0.8 | 2019-12-31 | 2020-12-31 | 365 | 5.4544 | 5
66928 | 6.89 | 0.8 | 2019-12-31 | 2020-12-31 | 365 | 6.4461 | 6
66932 | 8.745 | 0.8 | 2019-12-31 | 2020-12-31 | 365 | 8.1815 | 8
62205 | 16.99 | 1 | 2019-12-31 | 2020-12-31 | 365 | 19.8691 | 19
36944 | 15.045 | 1 | 2019-12-31 | 2020-12-31 | 365 | 17.5945 | 17
50838 | 5.72 | 1 | 2019-12-31 | 2020-12-31 | 365 | 6.6893 | 6
65552 | 12.72 | 1 | 2019-12-31 | 2020-12-31 | 365 | 14.8755 | 14
65830 | 4.24 | 0.8 | 2019-12-31 | 2020-12-31 | 365 | 3.9668 | 3
27723 | 3.57 | 1 | 2019-12-31 | 2020-12-31 | 365 | 4.175 | 4
63505 | 9.88 | 1 | 2019-12-31 | 2020-12-31 | 365 | 11.5543 | 11
65741 | 3.445 | 0.8 | 2019-12-31 | 2020-12-31 | 365 | 3.223 | 3
59429 | 5.72 | 1 | 2019-12-31 | 2020-12-31 | 365 | 6.6893 | 6
58527 | 10.66 | 1 | 2019-12-31 | 2020-12-31 | 365 | 12.4664 | 12
66953 | 4.77 | 0.8 | 2019-12-31 | 2020-12-31 | 365 | 4.4627 | 4
66952 | 11.13 | 0.8 | 2019-12-31 | 2020-12-31 | 365 | 10.4129 | 10
66957 | 4.505 | 0.8 | 2019-12-31 | 2020-12-31 | 365 | 4.2147 | 4
66965 | 6.48 | 0.8 | 2019-12-31 | 2020-12-31 | 365 | 6.0625 | 6
66967 | 6.625 | 0.8 | 2019-12-31 | 2020-12-31 | 365 | 6.1981 | 6
66966 | 4.77 | 0.8 | 2019-12-31 | 2020-12-31 | 365 | 4.4627 | 4
66970 | 10.865 | 0.8 | 2019-12-31 | 2020-12-31 | 365 | 10.1649 | 10
66972 | 4.86 | 0.8 | 2019-12-31 | 2020-12-31 | 365 | 4.5469 | 4
66968 | 3.445 | 0.8 | 2019-12-31 | 2020-12-31 | 365 | 3.223 | 3
66974 | 3.9 | 0.8 | 2019-12-31 | 2020-12-31 | 365 | 3.6487 | 3
67026 | 12.985 | 0.8 | 2019-12-31 | 2020-12-31 | 365 | 12.1484 | 12
66981 | 4.59 | 0.8 | 2019-12-31 | 2020-12-31 | 365 | 4.2943 | 4
67036 | 4.86 | 0.8 | 2019-12-31 | 2020-12-31 | 365 | 4.5469 | 4
67039 | 4.24 | 0.8 | 2019-12-31 | 2020-12-31 | 365 | 3.9668 | 3
67040 | 7.95 | 0.8 | 2019-12-31 | 2020-12-31 | 365 | 7.4378 | 7
67045 | 9.36 | 0.8 | 2019-12-31 | 2020-12-31 | 365 | 8.7569 | 8
67052 | 15.105 | 0.8 | 2019-12-31 | 2020-12-31 | 365 | 14.1318 | 14
67058 | 6.36 | 0.8 | 2019-12-31 | 2020-12-31 | 365 | 5.9502 | 5
67064 | 6.095 | 0.8 | 2019-12-31 | 2020-12-31 | 365 | 5.7023 | 5
67102 | 8.48 | 0.8 | 2019-12-31 | 2020-12-31 | 365 | 7.9336 | 7
67103 | 9.18 | 0.8 | 2019-12-31 | 2020-12-31 | 365 | 8.5885 | 8
67105 | 3.975 | 1 | 2019-12-31 | 2020-12-31 | 365 | 4.6486 | 4
67106 | 3.71 | 1 | 2019-12-31 | 2020-12-31 | 365 | 4.3387 | 4
63279 | 7.28 | 1 | 2019-12-31 | 2020-12-31 | 365 | 8.5137 | 8
67108 | 7.42 | 1 | 2019-12-31 | 2020-12-31 | 365 | 8.6774 | 8
66342 | 8.84 | 1 | 2019-12-31 | 2020-12-31 | 365 | 10.338 | 10
67132 | 11.395 | 1 | 2019-12-31 | 2020-12-31 | 365 | 13.326 | 13
67134 | 13.25 | 1 | 2019-12-31 | 2020-12-31 | 365 | 15.4953 | 15
67135 | 8.91 | 0.8 | 2019-12-31 | 2020-12-31 | 365 | 8.3359 | 8
67142 | 4.505 | 0.8 | 2019-12-31 | 2020-12-31 | 365 | 4.2147 | 4
61036 | 8.745 | 1 | 2019-12-31 | 2020-12-31 | 365 | 10.2269 | 10
67150 | 6.36 | 0.8 | 2019-12-31 | 2020-12-31 | 365 | 5.9502 | 5
67159 | 7.29 | 0.8 | 2019-12-31 | 2020-12-31 | 365 | 6.8203 | 6
67164 | 7.42 | 0.8 | 2019-12-31 | 2020-12-31 | 365 | 6.9419 | 6
67166 | 10.865 | 0.8 | 2019-12-31 | 2020-12-31 | 365 | 10.1649 | 10
67168 | 6.625 | 0.8 | 2019-12-31 | 2020-12-31 | 365 | 6.1981 | 6
67171 | 12.42 | 0.8 | 2019-12-31 | 2020-12-31 | 365 | 11.6198 | 11
67172 | 3.78 | 0.8 | 2019-12-31 | 2020-12-31 | 365 | 3.5364 | 3
67173 | 5.035 | 0.8 | 2019-12-31 | 2020-12-31 | 365 | 4.7106 | 4
67205 | 13.25 | 0.8 | 2019-12-31 | 2020-12-31 | 365 | 12.3963 | 12
52000 | 4.68 | 1 | 2019-12-31 | 2020-12-31 | 365 | 5.4731 | 5
67214 | 10.6 | 0.8 | 2019-12-31 | 2020-12-31 | 365 | 9.917 | 9
67218 | 5.83 | 0.8 | 2019-12-31 | 2020-12-31 | 365 | 5.4544 | 5
67224 | 4.86 | 0.8 | 2019-12-31 | 2020-12-31 | 365 | 4.5469 | 4
63281 | 12.22 | 1 | 2019-12-31 | 2020-12-31 | 365 | 14.2908 | 14
67606 | 8.1 | 0.8 | 2019-12-31 | 2020-12-31 | 365 | 7.5781 | 7
66355 | 13.25 | 1 | 2019-12-31 | 2020-12-31 | 365 | 15.4953 | 15
67293 | 6.21 | 0.8 | 2019-12-31 | 2020-12-31 | 365 | 5.8099 | 5
67228 | 4.77 | 0.8 | 2019-12-31 | 2020-12-31 | 365 | 4.4627 | 4
67232 | 4.59 | 0.8 | 2019-12-31 | 2020-12-31 | 365 | 4.2943 | 4
61579 | 6.36 | 1 | 2019-12-31 | 2020-12-31 | 365 | 7.4378 | 7
67751 | 8.1 | 0.8 | 2019-12-31 | 2020-12-31 | 365 | 7.5781 | 7
66917 | 11.61 | 0.8 | 2019-12-31 | 2020-12-31 | 365 | 10.8619 | 10
67827 | 13.5 | 0.8 | 2019-12-31 | 2020-12-31 | 365 | 12.6302 | 12
67248 | 9.72 | 0.8 | 2019-12-31 | 2020-12-31 | 365 | 9.0937 | 9
60832 | 5.565 | 1 | 2019-12-31 | 2020-12-31 | 365 | 6.508 | 6
67250 | 5.94 | 0.8 | 2019-12-31 | 2020-12-31 | 365 | 5.5573 | 5
58559 | 11.7 | 1 | 2019-12-31 | 2020-12-31 | 365 | 13.6827 | 13
67260 | 5.94 | 0.8 | 2019-12-31 | 2020-12-31 | 365 | 5.5573 | 5
67265 | 14.04 | 0.8 | 2019-12-31 | 2020-12-31 | 365 | 13.1354 | 13
67157 | 7.29 | 0.8 | 2019-12-31 | 2020-12-31 | 365 | 6.8203 | 6
65471 | 3.71 | 1 | 2019-12-31 | 2020-12-31 | 365 | 4.3387 | 4
67276 | 9.45 | 0.8 | 2019-12-31 | 2020-12-31 | 365 | 8.8411 | 8
67277 | 6.48 | 0.8 | 2019-12-31 | 2020-12-31 | 365 | 6.0625 | 6
60969 | 5.035 | 1 | 2019-12-31 | 2020-12-31 | 365 | 5.8882 | 5
67278 | 11.88 | 0.8 | 2019-12-31 | 2020-12-31 | 365 | 11.1145 | 11
67267 | 8.1 | 0.8 | 2019-12-31 | 2020-12-31 | 365 | 7.5781 | 7
67282 | 3.24 | 0.8 | 2019-12-31 | 2020-12-31 | 365 | 3.0312 | 3
67269 | 12.15 | 0.8 | 2019-12-31 | 2020-12-31 | 365 | 11.3672 | 11
67287 | 4.59 | 0.8 | 2019-12-31 | 2020-12-31 | 365 | 4.2943 | 4
67291 | 4.59 | 0.8 | 2019-12-31 | 2020-12-31 | 365 | 4.2943 | 4
66955 | 12.15 | 0.8 | 2019-12-31 | 2020-12-31 | 365 | 11.3672 | 11
42446 | 8.415 | 1 | 2019-12-31 | 2020-12-31 | 365 | 9.841 | 9
67297 | 12.15 | 0.8 | 2019-12-31 | 2020-12-31 | 365 | 11.3672 | 11
67310 | 3.24 | 0.8 | 2019-12-31 | 2020-12-31 | 365 | 3.0312 | 3
61033 | 2.915 | 1 | 2019-12-31 | 2020-12-31 | 365 | 3.409 | 3
67312 | 14.85 | 0.8 | 2019-12-31 | 2020-12-31 | 365 | 13.8932 | 13
67314 | 7.02 | 0.8 | 2019-12-31 | 2020-12-31 | 365 | 6.5677 | 6
66934 | 10.26 | 0.8 | 2019-12-31 | 2020-12-31 | 365 | 9.5989 | 9
65637 | 15.105 | 0.8 | 2019-12-31 | 2020-12-31 | 365 | 14.1318 | 14
67322 | 6.89 | 0.8 | 2019-12-31 | 2020-12-31 | 365 | 6.4461 | 6
63357 | 5.035 | 1 | 2019-12-31 | 2020-12-31 | 365 | 5.8882 | 5
67325 | 4.32 | 0.8 | 2019-12-31 | 2020-12-31 | 365 | 4.0417 | 4
65631 | 13.25 | 1 | 2019-12-31 | 2020-12-31 | 365 | 15.4953 | 15
62828 | 4.505 | 1 | 2019-12-31 | 2020-12-31 | 365 | 5.2684 | 5
62273 | 14.045 | 1 | 2019-12-31 | 2020-12-31 | 365 | 16.4251 | 16
67332 | 4.32 | 0.8 | 2019-12-31 | 2020-12-31 | 365 | 4.0417 | 4
67335 | 3.18 | 0.8 | 2019-12-31 | 2020-12-31 | 365 | 2.9751 | 2
61067 | 5.3 | 1 | 2019-12-31 | 2020-12-31 | 365 | 6.1981 | 6
67343 | 4.68 | 0.8 | 2019-12-31 | 2020-12-31 | 365 | 4.3785 | 4
67349 | 3.51 | 0.8 | 2019-12-31 | 2020-12-31 | 365 | 3.2838 | 3
67352 | 4.24 | 0.8 | 2019-12-31 | 2020-12-31 | 365 | 3.9668 | 3
67358 | 4.24 | 0.8 | 2019-12-31 | 2020-12-31 | 365 | 3.9668 | 3
67359 | 5.83 | 0.8 | 2019-12-31 | 2020-12-31 | 365 | 5.4544 | 5
67366 | 11.34 | 0.8 | 2019-12-31 | 2020-12-31 | 365 | 10.6093 | 10
67375 | 6.21 | 0.8 | 2019-12-31 | 2020-12-31 | 365 | 5.8099 | 5
67376 | 4.32 | 0.8 | 2019-12-31 | 2020-12-31 | 365 | 4.0417 | 4
67377 | 7.56 | 0.8 | 2019-12-31 | 2020-12-31 | 365 | 7.0729 | 7
67380 | 6.36 | 0.8 | 2019-12-31 | 2020-12-31 | 365 | 5.9502 | 5
67381 | 7.02 | 0.8 | 2019-12-31 | 2020-12-31 | 365 | 6.5677 | 6
67383 | 6.75 | 0.8 | 2019-12-31 | 2020-12-31 | 365 | 6.3151 | 6
67385 | 3.18 | 0.8 | 2019-12-31 | 2020-12-31 | 365 | 2.9751 | 2
67437 | 4.32 | 0.8 | 2019-12-31 | 2020-12-31 | 365 | 4.0417 | 4
49088 | 4.615 | 1 | 2019-12-31 | 2020-12-31 | 365 | 5.3971 | 5
67167 | 3.24 | 0.8 | 2019-12-31 | 2020-12-31 | 365 | 3.0312 | 3
67456 | 3.24 | 0.8 | 2019-12-31 | 2020-12-31 | 365 | 3.0312 | 3
67518 | 3.78 | 0.8 | 2019-12-31 | 2020-12-31 | 365 | 3.5364 | 3
67522 | 4.86 | 0.8 | 2019-12-31 | 2020-12-31 | 365 | 4.5469 | 4
67521 | 6.625 | 0.8 | 2019-12-31 | 2020-12-31 | 365 | 6.1981 | 6
67532 | 4.32 | 0.8 | 2019-12-31 | 2020-12-31 | 365 | 4.0417 | 4
67540 | 2.97 | 0.8 | 2019-12-31 | 2020-12-31 | 365 | 2.7786 | 2
62669 | 3.12 | 1 | 2019-12-31 | 2020-12-31 | 365 | 3.6487 | 3
67586 | 3.18 | 0.8 | 2019-12-31 | 2020-12-31 | 365 | 2.9751 | 2
67589 | 7.29 | 0.8 | 2019-12-31 | 2020-12-31 | 365 | 6.8203 | 6
67592 | 6.75 | 0.8 | 2019-12-31 | 2020-12-31 | 365 | 6.3151 | 6
67591 | 8.64 | 0.8 | 2019-12-31 | 2020-12-31 | 365 | 8.0833 | 8
67663 | 10.6 | 1 | 2019-12-31 | 2020-12-31 | 365 | 12.3963 | 12
67666 | 5.13 | 0.8 | 2019-12-31 | 2020-12-31 | 365 | 4.7995 | 4
67262 | 7.29 | 0.8 | 2019-12-31 | 2020-12-31 | 365 | 6.8203 | 6
67225 | 3.975 | 0.8 | 2019-12-31 | 2020-12-31 | 365 | 3.7189 | 3
67671 | 3.24 | 0.8 | 2019-12-31 | 2020-12-31 | 365 | 3.0312 | 3
67672 | 10.53 | 0.8 | 2019-12-31 | 2020-12-31 | 365 | 9.8515 | 9
67889 | 7.28 | 0.8 | 2019-12-31 | 2020-12-31 | 365 | 6.8109 | 6
67677 | 8.64 | 0.8 | 2019-12-31 | 2020-12-31 | 365 | 8.0833 | 8
67678 | 9.72 | 0.8 | 2019-12-31 | 2020-12-31 | 365 | 9.0937 | 9
67679 | 4.77 | 0.8 | 2019-12-31 | 2020-12-31 | 365 | 4.4627 | 4
67680 | 8.215 | 0.8 | 2019-12-31 | 2020-12-31 | 365 | 7.6857 | 7
67681 | 4.05 | 0.8 | 2019-12-31 | 2020-12-31 | 365 | 3.7891 | 3
67704 | 9.45 | 0.8 | 2019-12-31 | 2020-12-31 | 365 | 8.8411 | 8
67705 | 7.56 | 0.8 | 2019-12-31 | 2020-12-31 | 365 | 7.0729 | 7
29155 | 6.5 | 1 | 2019-12-31 | 2020-12-31 | 365 | 7.6015 | 7
67706 | 7.29 | 0.8 | 2019-12-31 | 2020-12-31 | 365 | 6.8203 | 6
36340 | 5.355 | 1 | 2019-12-31 | 2020-12-31 | 365 | 6.2625 | 6
63445 | 7.155 | 1 | 2019-12-31 | 2020-12-31 | 365 | 8.3675 | 8
67712 | 6.625 | 0.8 | 2019-12-31 | 2020-12-31 | 365 | 6.1981 | 6
67726 | 9.72 | 0.8 | 2019-12-31 | 2020-12-31 | 365 | 9.0937 | 9
67534 | 4.77 | 0.8 | 2019-12-31 | 2020-12-31 | 365 | 4.4627 | 4
67728 | 4.86 | 0.8 | 2019-12-31 | 2020-12-31 | 365 | 4.5469 | 4
67730 | 8.64 | 0.8 | 2019-12-31 | 2020-12-31 | 365 | 8.0833 | 8
67733 | 13.23 | 0.8 | 2019-12-31 | 2020-12-31 | 365 | 12.3776 | 12
48612 | 3.9 | 1 | 2019-12-31 | 2020-12-31 | 365 | 4.5609 | 4
67747 | 9.18 | 0.8 | 2019-12-31 | 2020-12-31 | 365 | 8.5885 | 8
67749 | 9.805 | 0.8 | 2019-12-31 | 2020-12-31 | 365 | 9.1732 | 9
67754 | 9.18 | 0.8 | 2019-12-31 | 2020-12-31 | 365 | 8.5885 | 8
67766 | 7.29 | 0.8 | 2019-12-31 | 2020-12-31 | 365 | 6.8203 | 6
67775 | 4.59 | 0.8 | 2019-12-31 | 2020-12-31 | 365 | 4.2943 | 4
63315 | 22.1 | 1 | 2019-12-31 | 2020-12-31 | 365 | 25.8451 | 25
25775 | 3.9 | 1 | 2019-12-31 | 2020-12-31 | 365 | 4.5609 | 4
67816 | 7.02 | 1 | 2019-12-31 | 2020-12-31 | 365 | 8.2096 | 8
67818 | 10.865 | 0.8 | 2019-12-31 | 2020-12-31 | 365 | 10.1649 | 10
67821 | 11.66 | 0.8 | 2019-12-31 | 2020-12-31 | 365 | 10.9087 | 10
67823 | 3.24 | 0.8 | 2019-12-31 | 2020-12-31 | 365 | 3.0312 | 3
67824 | 7.56 | 0.8 | 2019-12-31 | 2020-12-31 | 365 | 7.0729 | 7
67825 | 4.86 | 0.8 | 2019-12-31 | 2020-12-31 | 365 | 4.5469 | 4
67829 | 7.42 | 0.8 | 2019-12-31 | 2020-12-31 | 365 | 6.9419 | 6
67832 | 4.505 | 0.8 | 2019-12-31 | 2020-12-31 | 365 | 4.2147 | 4
67833 | 4.77 | 0.8 | 2019-12-31 | 2020-12-31 | 365 | 4.4627 | 4
67835 | 13.25 | 0.8 | 2019-12-31 | 2020-12-31 | 365 | 12.3963 | 12
67841 | 13.5 | 0.8 | 2019-12-31 | 2020-12-31 | 365 | 12.6302 | 12
67866 | 6.21 | 0.8 | 2019-12-31 | 2020-12-31 | 365 | 5.8099 | 5
67867 | 4.32 | 0.8 | 2019-12-31 | 2020-12-31 | 365 | 4.0417 | 4
67868 | 7.95 | 0.8 | 2019-12-31 | 2020-12-31 | 365 | 7.4378 | 7
67869 | 8.37 | 0.8 | 2019-12-31 | 2020-12-31 | 365 | 7.8307 | 7
67871 | 7.83 | 0.8 | 2019-12-31 | 2020-12-31 | 365 | 7.3255 | 7
67884 | 7.02 | 0.8 | 2019-12-31 | 2020-12-31 | 365 | 6.5677 | 6
67886 | 5.94 | 0.8 | 2019-12-31 | 2020-12-31 | 365 | 5.5573 | 5
67890 | 8.91 | 0.8 | 2019-12-31 | 2020-12-31 | 365 | 8.3359 | 8
67891 | 9.45 | 0.8 | 2019-12-31 | 2020-12-31 | 365 | 8.8411 | 8
67893 | 4.32 | 0.8 | 2019-12-31 | 2020-12-31 | 365 | 4.0417 | 4
67894 | 7.29 | 0.8 | 2019-12-31 | 2020-12-31 | 365 | 6.8203 | 6
67966 | 12.42 | 0.8 | 2019-12-31 | 2020-12-31 | 365 | 11.6198 | 11
67967 | 5.67 | 0.8 | 2019-12-31 | 2020-12-31 | 365 | 5.3047 | 5
61521 | 4.505 | 1 | 2019-12-31 | 2020-12-31 | 365 | 5.2684 | 5
66877 | 6.095 | 0.8 | 2019-12-31 | 2020-12-31 | 365 | 5.7023 | 5
66907 | 3.975 | 1 | 2019-12-31 | 2020-12-31 | 365 | 4.6486 | 4
64275 | 4.77 | 1 | 2019-12-31 | 2020-12-31 | 365 | 5.5783 | 5
59306 | 2.86 | 1 | 2019-12-31 | 2020-12-31 | 365 | 3.3447 | 3
61518 | 5.035 | 1 | 2019-12-31 | 2020-12-31 | 365 | 5.8882 | 5
66944 | 6.75 | 0.8 | 2019-12-31 | 2020-12-31 | 365 | 6.3151 | 6
66951 | 7.685 | 1 | 2019-12-31 | 2020-12-31 | 365 | 8.9873 | 8
66956 | 3.975 | 0.8 | 2019-12-31 | 2020-12-31 | 365 | 3.7189 | 3
66973 | 4.505 | 0.8 | 2019-12-31 | 2020-12-31 | 365 | 4.2147 | 4
67034 | 4.05 | 0.8 | 2019-12-31 | 2020-12-31 | 365 | 3.7891 | 3
67041 | 6.89 | 0.8 | 2019-12-31 | 2020-12-31 | 365 | 6.4461 | 6
67190 | 2.97 | 0.8 | 2019-12-31 | 2020-12-31 | 365 | 2.7786 | 2
67195 | 2.16 | 0.8 | 2019-12-31 | 2020-12-31 | 365 | 2.0208 | 2
67198 | 5.67 | 0.8 | 2019-12-31 | 2020-12-31 | 365 | 5.3047 | 5
67208 | 4.59 | 0.8 | 2019-12-31 | 2020-12-31 | 365 | 4.2943 | 4
67210 | 3.78 | 0.8 | 2019-12-31 | 2020-12-31 | 365 | 3.5364 | 3
67231 | 4.24 | 0.8 | 2019-12-31 | 2020-12-31 | 365 | 3.9668 | 3
67234 | 4.86 | 0.8 | 2019-12-31 | 2020-12-31 | 365 | 4.5469 | 4
67252 | 4.32 | 0.8 | 2019-12-31 | 2020-12-31 | 365 | 4.0417 | 4
67253 | 5.035 | 0.8 | 2019-12-31 | 2020-12-31 | 365 | 4.7106 | 4
67188 | 4.86 | 0.8 | 2019-12-31 | 2020-12-31 | 365 | 4.5469 | 4
67272 | 7.02 | 0.8 | 2019-12-31 | 2020-12-31 | 365 | 6.5677 | 6
67274 | 3.51 | 0.8 | 2019-12-31 | 2020-12-31 | 365 | 3.2838 | 3
67279 | 3.445 | 0.8 | 2019-12-31 | 2020-12-31 | 365 | 3.223 | 3
67042 | 5.94 | 0.8 | 2019-12-31 | 2020-12-31 | 365 | 5.5573 | 5
67299 | 4.24 | 0.8 | 2019-12-31 | 2020-12-31 | 365 | 3.9668 | 3
67300 | 6.21 | 0.8 | 2019-12-31 | 2020-12-31 | 365 | 5.8099 | 5
67337 | 6.21 | 0.8 | 2019-12-31 | 2020-12-31 | 365 | 5.8099 | 5
67364 | 3.78 | 0.8 | 2019-12-31 | 2020-12-31 | 365 | 3.5364 | 3
67370 | 5.94 | 0.8 | 2019-12-31 | 2020-12-31 | 365 | 5.5573 | 5
67371 | 2.43 | 0.8 | 2019-12-31 | 2020-12-31 | 365 | 2.2734 | 2
67372 | 4.32 | 0.8 | 2019-12-31 | 2020-12-31 | 365 | 4.0417 | 4
67446 | 2.97 | 0.8 | 2019-12-31 | 2020-12-31 | 365 | 2.7786 | 2
67448 | 3.24 | 0.8 | 2019-12-31 | 2020-12-31 | 365 | 3.0312 | 3
67529 | 8.1 | 0.8 | 2019-12-31 | 2020-12-31 | 365 | 7.5781 | 7
67535 | 4.86 | 0.8 | 2019-12-31 | 2020-12-31 | 365 | 4.5469 | 4
67539 | 6.48 | 0.8 | 2019-12-31 | 2020-12-31 | 365 | 6.0625 | 6
67588 | 5.4 | 0.8 | 2019-12-31 | 2020-12-31 | 365 | 5.0521 | 5
67594 | 6.21 | 0.8 | 2019-12-31 | 2020-12-31 | 365 | 5.8099 | 5
67660 | 4.505 | 1 | 2019-12-31 | 2020-12-31 | 365 | 5.2684 | 5
66913 | 7.29 | 0.8 | 2019-12-31 | 2020-12-31 | 365 | 6.8203 | 6
67888 | 10.07 | 0.8 | 2019-12-31 | 2020-12-31 | 365 | 9.4212 | 9
67674 | 2.7 | 0.8 | 2019-12-31 | 2020-12-31 | 365 | 2.526 | 2
67675 | 4.32 | 0.8 | 2019-12-31 | 2020-12-31 | 365 | 4.0417 | 4
67682 | 7.56 | 0.8 | 2019-12-31 | 2020-12-31 | 365 | 7.0729 | 7
67748 | 5.13 | 0.8 | 2019-12-31 | 2020-12-31 | 365 | 4.7995 | 4
67750 | 7.29 | 0.8 | 2019-12-31 | 2020-12-31 | 365 | 6.8203 | 6
67752 | 3.24 | 0.8 | 2019-12-31 | 2020-12-31 | 365 | 3.0312 | 3
67885 | 12.455 | 0.8 | 2019-12-31 | 2020-12-31 | 365 | 11.6525 | 11
60815 | 2.12 | 1 | 2019-12-31 | 2020-12-31 | 365 | 2.4793 | 2
66346 | 5.565 | 1 | 2019-12-31 | 2020-12-31 | 365 | 6.508 | 6
66351 | 5.3 | 1 | 2019-12-31 | 2020-12-31 | 365 | 6.1981 | 6
66360 | 5.565 | 1 | 2019-12-31 | 2020-12-31 | 365 | 6.508 | 6
60993 | 2.12 | 1 | 2019-12-31 | 2020-12-31 | 365 | 2.4793 | 2
66875 | 2.65 | 1 | 2019-12-31 | 2020-12-31 | 365 | 3.0991 | 3
66911 | 5.3 | 0.8 | 2019-12-31 | 2020-12-31 | 365 | 4.9585 | 4
62135 | 5.3 | 1 | 2019-12-31 | 2020-12-31 | 365 | 6.1981 | 6
64741 | 5.565 | 1 | 2019-12-31 | 2020-12-31 | 365 | 6.508 | 6
24328 | 7.8 | 1 | 2019-12-31 | 2020-12-31 | 365 | 9.1218 | 9
63148 | 2.385 | 1 | 2019-12-31 | 2020-12-31 | 365 | 2.7892 | 2
61806 | 2.12 | 1 | 2019-12-31 | 2020-12-31 | 365 | 2.4793 | 2
61619 | 2.12 | 1 | 2019-12-31 | 2020-12-31 | 365 | 2.4793 | 2
66935 | 2.385 | 0.8 | 2019-12-31 | 2020-12-31 | 365 | 2.2313 | 2
66950 | 5.3 | 0.8 | 2019-12-31 | 2020-12-31 | 365 | 4.9585 | 4
66959 | 5.3 | 0.8 | 2019-12-31 | 2020-12-31 | 365 | 4.9585 | 4
67028 | 5.035 | 0.8 | 2019-12-31 | 2020-12-31 | 365 | 4.7106 | 4
67217 | 2.16 | 0.8 | 2019-12-31 | 2020-12-31 | 365 | 2.0208 | 2
67220 | 2.43 | 0.8 | 2019-12-31 | 2020-12-31 | 365 | 2.2734 | 2
67236 | 2.7 | 0.8 | 2019-12-31 | 2020-12-31 | 365 | 2.526 | 2
67255 | 2.16 | 0.8 | 2019-12-31 | 2020-12-31 | 365 | 2.0208 | 2
63342 | 2.385 | 1 | 2019-12-31 | 2020-12-31 | 365 | 2.7892 | 2
67319 | 5.13 | 0.8 | 2019-12-31 | 2020-12-31 | 365 | 4.7995 | 4
67329 | 5.3 | 0.8 | 2019-12-31 | 2020-12-31 | 365 | 4.9585 | 4
67373 | 2.43 | 0.8 | 2019-12-31 | 2020-12-31 | 365 | 2.2734 | 2
67390 | 5.4 | 0.8 | 2019-12-31 | 2020-12-31 | 365 | 5.0521 | 5
67444 | 5.4 | 0.8 | 2019-12-31 | 2020-12-31 | 365 | 5.0521 | 5
67454 | 2.16 | 0.8 | 2019-12-31 | 2020-12-31 | 365 | 2.0208 | 2
67517 | 2.7 | 0.8 | 2019-12-31 | 2020-12-31 | 365 | 2.526 | 2
67533 | 2.43 | 0.8 | 2019-12-31 | 2020-12-31 | 365 | 2.2734 | 2
67536 | 2.12 | 0.8 | 2019-12-31 | 2020-12-31 | 365 | 1.9834 | 1
67676 | 5.4 | 0.8 | 2019-12-31 | 2020-12-31 | 365 | 5.0521 | 5
67753 | 5.4 | 0.8 | 2019-12-31 | 2020-12-31 | 365 | 5.0521 | 5
67820 | 5.13 | 0.8 | 2019-12-31 | 2020-12-31 | 365 | 4.7995 | 4
67828 | 5.4 | 0.8 | 2019-12-31 | 2020-12-31 | 365 | 5.0521 | 5
67837 | 5.4 | 0.8 | 2019-12-31 | 2020-12-31 | 365 | 5.0521 | 5
67846 | 5.3 | 0.8 | 2019-12-31 | 2020-12-31 | 365 | 4.9585 | 4
60818 | 8.06 | 1 | 2019-12-31 | 2020-12-31 | 365 | 9.4258 | 9
54984 | 3.12 | 1 | 2019-12-31 | 2020-12-31 | 365 | 3.6487 | 3
62938 | 2.915 | 1 | 2019-12-31 | 2020-12-31 | 365 | 3.409 | 3
64097 | 7.42 | 1 | 2019-12-31 | 2020-12-31 | 365 | 8.6774 | 8
62836 | 2.12 | 1 | 2019-12-31 | 2020-12-31 | 365 | 2.4793 | 2
62825 | 5.565 | 1 | 2019-12-31 | 2020-12-31 | 365 | 6.508 | 6
64762 | 3.975 | 1 | 2019-12-31 | 2020-12-31 | 365 | 4.6486 | 4
64759 | 3.975 | 1 | 2019-12-31 | 2020-12-31 | 365 | 4.6486 | 4
64720 | 5.565 | 1 | 2019-12-31 | 2020-12-31 | 365 | 6.508 | 6
64704 | 5.3 | 1 | 2019-12-31 | 2020-12-31 | 365 | 6.1981 | 6
58629 | 2.6 | 1 | 2019-12-31 | 2020-12-31 | 365 | 3.0406 | 3
57103 | 2.6 | 1 | 2019-12-31 | 2020-12-31 | 365 | 3.0406 | 3
62230 | 5.035 | 1 | 2019-12-31 | 2020-12-31 | 365 | 5.8882 | 5
63311 | 10.4 | 1 | 2019-12-31 | 2020-12-31 | 365 | 12.1624 | 12
63313 | 5.3 | 1 | 2019-12-31 | 2020-12-31 | 365 | 6.1981 | 6
63310 | 5.565 | 1 | 2019-12-31 | 2020-12-31 | 365 | 6.508 | 6
63154 | 12.985 | 1 | 2019-12-31 | 2020-12-31 | 365 | 15.1854 | 15
52292 | 4.16 | 1 | 2019-12-31 | 2020-12-31 | 365 | 4.865 | 4
62688 | 5.035 | 1 | 2019-12-31 | 2020-12-31 | 365 | 5.8882 | 5
61563 | 4.24 | 1 | 2019-12-31 | 2020-12-31 | 365 | 4.9585 | 4
64089 | 7.42 | 1 | 2019-12-31 | 2020-12-31 | 365 | 8.6774 | 8
50926 | 8.58 | 1 | 2019-12-31 | 2020-12-31 | 365 | 10.034 | 10
49063 | 8.06 | 1 | 2019-12-31 | 2020-12-31 | 365 | 9.4258 | 9
60183 | 7.8 | 1 | 2019-12-31 | 2020-12-31 | 365 | 9.1218 | 9
52940 | 4.42 | 1 | 2019-12-31 | 2020-12-31 | 365 | 5.169 | 5
50882 | 13 | 1 | 2019-12-31 | 2020-12-31 | 365 | 15.203 | 15
66876 | 17.94 | 1 | 2019-12-31 | 2020-12-31 | 365 | 20.9801 | 20
62847 | 10.865 | 1 | 2019-12-31 | 2020-12-31 | 365 | 12.7062 | 12
62934 | 5.3 | 1 | 2019-12-31 | 2020-12-31 | 365 | 6.1981 | 6
64711 | 5.2 | 1 | 2019-12-31 | 2020-12-31 | 365 | 6.0812 | 6
52173 | 5.2 | 1 | 2019-12-31 | 2020-12-31 | 365 | 6.0812 | 6
67523 | 6.48 | 0.8 | 2019-12-31 | 2020-12-31 | 365 | 6.0625 | 6
52164 | 5.72 | 1 | 2019-12-31 | 2020-12-31 | 365 | 6.6893 | 6
62926 | 7.685 | 1 | 2019-12-31 | 2020-12-31 | 365 | 8.9873 | 8
32244 | 3.12 | 1 | 2019-12-31 | 2020-12-31 | 365 | 3.6487 | 3
47349 | 5.2 | 1 | 2019-12-31 | 2020-12-31 | 365 | 6.0812 | 6
64055 | 7.155 | 1 | 2019-12-31 | 2020-12-31 | 365 | 8.3675 | 8
36395 | 4.16 | 1 | 2019-12-31 | 2020-12-31 | 365 | 4.865 | 4
32302 | 4.94 | 1 | 2019-12-31 | 2020-12-31 | 365 | 5.7771 | 5
63580 | 2.86 | 1 | 2019-12-31 | 2020-12-31 | 365 | 3.3447 | 3
41174 | 5.46 | 1 | 2019-12-31 | 2020-12-31 | 365 | 6.3853 | 6
67817 | 5.98 | 1 | 2019-12-31 | 2020-12-31 | 365 | 6.9934 | 6
43654 | 11.96 | 1 | 2019-12-31 | 2020-12-31 | 365 | 13.9867 | 13
66910 | 6.36 | 0.8 | 2019-12-31 | 2020-12-31 | 365 | 5.9502 | 5
66931 | 4.505 | 0.8 | 2019-12-31 | 2020-12-31 | 365 | 4.2147 | 4
43094 | 7.54 | 1 | 2019-12-31 | 2020-12-31 | 365 | 8.8177 | 8
68078 | 13.5 | 0.8 | 2019-12-31 | 2020-12-31 | 365 | 12.6302 | 12
68079 | 10.8 | 0.8 | 2019-12-31 | 2020-12-31 | 365 | 10.1041 | 10
68080 | 13 | 0.8 | 2019-12-31 | 2020-12-31 | 365 | 12.1624 | 12
68091 | 5.67 | 0.8 | 2019-12-31 | 2020-12-31 | 365 | 5.3047 | 5
68092 | 13.5 | 0.8 | 2019-12-31 | 2020-12-31 | 365 | 12.6302 | 12
68094 | 11.61 | 0.8 | 2019-12-31 | 2020-12-31 | 365 | 10.8619 | 10
68112 | 3.51 | 0.8 | 2019-12-31 | 2020-12-31 | 365 | 3.2838 | 3
68135 | 12.96 | 0.8 | 2019-12-31 | 2020-12-31 | 365 | 12.125 | 12
68137 | 7.29 | 0.8 | 2019-12-31 | 2020-12-31 | 365 | 6.8203 | 6
68139 | 4.86 | 0.8 | 2019-12-31 | 2020-12-31 | 365 | 4.5469 | 4
68143 | 6.48 | 0.8 | 2019-12-31 | 2020-12-31 | 365 | 6.0625 | 6
68144 | 4.505 | 0.8 | 2019-12-31 | 2020-12-31 | 365 | 4.2147 | 4
68145 | 4.59 | 0.8 | 2019-12-31 | 2020-12-31 | 365 | 4.2943 | 4
68146 | 5.94 | 0.8 | 2019-12-31 | 2020-12-31 | 365 | 5.5573 | 5
68148 | 15.6 | 0.8 | 2019-12-31 | 2020-12-31 | 365 | 14.5949 | 14
68149 | 8.91 | 0.8 | 2019-12-31 | 2020-12-31 | 365 | 8.3359 | 8
68157 | 7.29 | 0.8 | 2019-12-31 | 2020-12-31 | 365 | 6.8203 | 6
68161 | 5.67 | 0.8 | 2019-12-31 | 2020-12-31 | 365 | 5.3047 | 5
68165 | 10.8 | 0.8 | 2019-12-31 | 2020-12-31 | 365 | 10.1041 | 10
68169 | 3.78 | 0.8 | 2019-12-31 | 2020-12-31 | 365 | 3.5364 | 3
68180 | 11.66 | 0.8 | 2019-12-31 | 2020-12-31 | 365 | 10.9087 | 10
68182 | 15.39 | 0.8 | 2019-12-31 | 2020-12-31 | 365 | 14.3984 | 14
68184 | 10.865 | 0.8 | 2019-12-31 | 2020-12-31 | 365 | 10.1649 | 10
68185 | 13.25 | 0.8 | 2019-12-31 | 2020-12-31 | 365 | 12.3963 | 12
68257 | 4.32 | 0.8 | 2019-12-31 | 2020-12-31 | 365 | 4.0417 | 4
68259 | 5.83 | 0.8 | 2019-12-31 | 2020-12-31 | 365 | 5.4544 | 5
68297 | 13.25 | 0.8 | 2019-12-31 | 2020-12-31 | 365 | 12.3963 | 12
68299 | 10.8 | 0.8 | 2019-12-31 | 2020-12-31 | 365 | 10.1041 | 10
68300 | 2.7 | 0.8 | 2019-12-31 | 2020-12-31 | 365 | 2.526 | 2
68305 | 12.15 | 0.8 | 2019-12-31 | 2020-12-31 | 365 | 11.3672 | 11
68306 | 2.16 | 0.8 | 2019-12-31 | 2020-12-31 | 365 | 2.0208 | 2
68308 | 5.035 | 0.8 | 2019-12-31 | 2020-12-31 | 365 | 4.7106 | 4
68309 | 3.78 | 0.8 | 2019-12-31 | 2020-12-31 | 365 | 3.5364 | 3
68310 | 3.51 | 0.8 | 2019-12-31 | 2020-12-31 | 365 | 3.2838 | 3
68311 | 2.7 | 0.8 | 2019-12-31 | 2020-12-31 | 365 | 2.526 | 2
67918 | 6.48 | 0.8 | 2019-12-31 | 2020-12-31 | 365 | 6.0625 | 6
68312 | 4.24 | 0.8 | 2019-12-31 | 2020-12-31 | 365 | 3.9668 | 3
68255 | 2.7 | 0.8 | 2019-12-31 | 2020-12-31 | 365 | 2.526 | 2
68351 | 5.13 | 0.8 | 2019-12-31 | 2020-12-31 | 365 | 4.7995 | 4
68360 | 10.865 | 0.8 | 2019-12-31 | 2020-12-31 | 365 | 10.1649 | 10
68362 | 5.565 | 0.8 | 2019-12-31 | 2020-12-31 | 365 | 5.2064 | 5
68363 | 4.86 | 0.8 | 2019-12-31 | 2020-12-31 | 365 | 4.5469 | 4
68367 | 2.97 | 0.8 | 2019-12-31 | 2020-12-31 | 365 | 2.7786 | 2
68422 | 4.05 | 0.8 | 2019-12-31 | 2020-12-31 | 365 | 3.7891 | 3
68424 | 6.21 | 0.8 | 2019-12-31 | 2020-12-31 | 365 | 5.8099 | 5
68427 | 5.4 | 0.8 | 2019-12-31 | 2020-12-31 | 365 | 5.0521 | 5
68453 | 8.1 | 0.8 | 2019-12-31 | 2020-12-31 | 365 | 7.5781 | 7
68454 | 4.94 | 0.8 | 2019-12-31 | 2020-12-31 | 365 | 4.6217 | 4
68455 | 8.64 | 0.8 | 2019-12-31 | 2020-12-31 | 365 | 8.0833 | 8
68456 | 8.64 | 0.8 | 2019-12-31 | 2020-12-31 | 365 | 8.0833 | 8
68457 | 11.02 | 0.8 | 2019-12-31 | 2020-12-31 | 365 | 10.31 | 10
68458 | 5.83 | 0.8 | 2019-12-31 | 2020-12-31 | 365 | 5.4544 | 5
68302 | 5.4 | 0.8 | 2019-12-31 | 2020-12-31 | 365 | 5.0521 | 5
68549 | 5.13 | 0.8 | 2019-12-31 | 2020-12-31 | 365 | 4.7995 | 4
68617 | 2.16 | 0.8 | 2019-12-31 | 2020-12-31 | 365 | 2.0208 | 2
52343 | 3.12 | 1 | 2019-12-31 | 2020-12-31 | 365 | 3.6487 | 3
68365 | 4.64 | 0.8 | 2019-12-31 | 2020-12-31 | 365 | 4.341 | 4
68654 | 4.93 | 0.8 | 2019-12-31 | 2020-12-31 | 365 | 4.6124 | 4
68655 | 3.71 | 0.8 | 2019-12-31 | 2020-12-31 | 365 | 3.471 | 3
68659 | 8.1 | 0.8 | 2019-12-31 | 2020-12-31 | 365 | 7.5781 | 7
68663 | 4.42 | 0.8 | 2019-12-31 | 2020-12-31 | 365 | 4.1352 | 4
65620 | 7.95 | 0.8 | 2019-12-31 | 2020-12-31 | 365 | 7.4378 | 7
68722 | 2.43 | 0.8 | 2019-12-31 | 2020-12-31 | 365 | 2.2734 | 2
68723 | 6.75 | 0.8 | 2019-12-31 | 2020-12-31 | 365 | 6.3151 | 6
68111 | 4.59 | 0.8 | 2019-12-31 | 2020-12-31 | 365 | 4.2943 | 4
68726 | 5.94 | 0.8 | 2019-12-31 | 2020-12-31 | 365 | 5.5573 | 5
68728 | 9.275 | 0.8 | 2019-12-31 | 2020-12-31 | 365 | 8.6774 | 8
68729 | 11.13 | 0.8 | 2019-12-31 | 2020-12-31 | 365 | 10.4129 | 10
68732 | 4.32 | 0.8 | 2019-12-31 | 2020-12-31 | 365 | 4.0417 | 4
68733 | 11.07 | 0.8 | 2019-12-31 | 2020-12-31 | 365 | 10.3567 | 10
68725 | 7.155 | 0.8 | 2019-12-31 | 2020-12-31 | 365 | 6.694 | 6
68782 | 4.86 | 0.8 | 2019-12-31 | 2020-12-31 | 365 | 4.5469 | 4
68784 | 9.54 | 0.8 | 2019-12-31 | 2020-12-31 | 365 | 8.9253 | 8
68787 | 5.035 | 0.8 | 2019-12-31 | 2020-12-31 | 365 | 4.7106 | 4
68788 | 10.335 | 0.8 | 2019-12-31 | 2020-12-31 | 365 | 9.6691 | 9
68794 | 7.56 | 0.8 | 2019-12-31 | 2020-12-31 | 365 | 7.0729 | 7
68842 | 5.94 | 0.8 | 2019-12-31 | 2020-12-31 | 365 | 5.5573 | 5
68916 | 6.21 | 0.8 | 2019-12-31 | 2020-12-31 | 365 | 5.8099 | 5
68920 | 5.67 | 0.8 | 2019-12-31 | 2020-12-31 | 365 | 5.3047 | 5
68924 | 10.73 | 0.8 | 2019-12-31 | 2020-12-31 | 365 | 10.0386 | 10
67593 | 10.26 | 0.8 | 2019-12-31 | 2020-12-31 | 365 | 9.5989 | 9
67658 | 4.77 | 1 | 2019-12-31 | 2020-12-31 | 365 | 5.5783 | 5
49223 | 6.76 | 1 | 2019-12-31 | 2020-12-31 | 365 | 7.9055 | 7
67831 | 4.59 | 0.8 | 2019-12-31 | 2020-12-31 | 365 | 4.2943 | 4
67924 | 5.4 | 0.8 | 2019-12-31 | 2020-12-31 | 365 | 5.0521 | 5
68093 | 5.94 | 0.8 | 2019-12-31 | 2020-12-31 | 365 | 5.5573 | 5
68140 | 8.64 | 0.8 | 2019-12-31 | 2020-12-31 | 365 | 8.0833 | 8
68147 | 8.91 | 0.8 | 2019-12-31 | 2020-12-31 | 365 | 8.3359 | 8
68205 | 4.05 | 0.8 | 2019-12-31 | 2020-12-31 | 365 | 3.7891 | 3
68258 | 4.32 | 0.8 | 2019-12-31 | 2020-12-31 | 365 | 4.0417 | 4
68262 | 4.32 | 0.8 | 2019-12-31 | 2020-12-31 | 365 | 4.0417 | 4
68301 | 6.48 | 0.8 | 2019-12-31 | 2020-12-31 | 365 | 6.0625 | 6
68307 | 4.93 | 0.8 | 2019-12-31 | 2020-12-31 | 365 | 4.6124 | 4
68338 | 4.32 | 0.8 | 2019-12-31 | 2020-12-31 | 365 | 4.0417 | 4
68366 | 3.24 | 0.8 | 2019-12-31 | 2020-12-31 | 365 | 3.0312 | 3
68423 | 5.4 | 0.8 | 2019-12-31 | 2020-12-31 | 365 | 5.0521 | 5
68426 | 4.32 | 0.8 | 2019-12-31 | 2020-12-31 | 365 | 4.0417 | 4
68452 | 4.24 | 0.8 | 2019-12-31 | 2020-12-31 | 365 | 3.9668 | 3
68561 | 3.51 | 1 | 2019-12-31 | 2020-12-31 | 365 | 4.1048 | 4
68658 | 4.86 | 0.8 | 2019-12-31 | 2020-12-31 | 365 | 4.5469 | 4
68660 | 2.16 | 0.8 | 2019-12-31 | 2020-12-31 | 365 | 2.0208 | 2
68664 | 6.38 | 0.8 | 2019-12-31 | 2020-12-31 | 365 | 5.9689 | 5
68790 | 7.83 | 0.8 | 2019-12-31 | 2020-12-31 | 365 | 7.3255 | 7
69033 | 13 | 0.8 | 2019-12-31 | 2020-12-31 | 365 | 12.1624 | 12
69036 | 11.13 | 0.8 | 2019-12-31 | 2020-12-31 | 365 | 10.4129 | 10
69109 | 2.16 | 0.8 | 2019-12-31 | 2020-12-31 | 365 | 2.0208 | 2
67892 | 4.32 | 0.8 | 2019-12-31 | 2020-12-31 | 365 | 4.0417 | 4
67060 | 3.78 | 0.8 | 2019-12-31 | 2020-12-31 | 365 | 3.5364 | 3
62219 | 3.12 | 1 | 2019-12-31 | 2020-12-31 | 365 | 3.6487 | 3
67542 | 5.67 | 0.8 | 2019-12-31 | 2020-12-31 | 365 | 5.3047 | 5
56378 | 2.6 | 1 | 2019-12-31 | 2020-12-31 | 365 | 3.0406 | 3
67237 | 5.94 | 0.8 | 2019-12-31 | 2020-12-31 | 365 | 5.5573 | 5
63289 | 17.755 | 1 | 2019-12-31 | 2020-12-31 | 365 | 20.7638 | 20
67323 | 17.755 | 0.8 | 2019-12-31 | 2020-12-31 | 365 | 16.611 | 16
66963 | 7.54 | 0.8 | 2019-12-31 | 2020-12-31 | 365 | 7.0542 | 7
66938 | 2.65 | 0.8 | 2019-12-31 | 2020-12-31 | 365 | 2.4793 | 2
66954 | 4.505 | 0.8 | 2019-12-31 | 2020-12-31 | 365 | 4.2147 | 4
66958 | 4.24 | 0.8 | 2019-12-31 | 2020-12-31 | 365 | 3.9668 | 3
66975 | 7.42 | 0.8 | 2019-12-31 | 2020-12-31 | 365 | 6.9419 | 6
67357 | 5.4 | 0.8 | 2019-12-31 | 2020-12-31 | 365 | 5.0521 | 5
69380 | 4.64 | 0.8 | 2019-12-31 | 2020-12-31 | 365 | 4.341 | 4
69121 | 2.385 | 0.8 | 2019-12-31 | 2020-12-31 | 365 | 2.2313 | 2
69140 | 2.12 | 0.8 | 2019-12-31 | 2020-12-31 | 365 | 1.9834 | 1
69141 | 9.275 | 0.8 | 2019-12-31 | 2020-12-31 | 365 | 8.6774 | 8
69143 | 5.94 | 0.8 | 2019-12-31 | 2020-12-31 | 365 | 5.5573 | 5
69144 | 7.54 | 0.8 | 2019-12-31 | 2020-12-31 | 365 | 7.0542 | 7
69145 | 5.94 | 0.8 | 2019-12-31 | 2020-12-31 | 365 | 5.5573 | 5
69119 | 8.91 | 0.8 | 2019-12-31 | 2020-12-31 | 365 | 8.3359 | 8
69199 | 3.77 | 0.8 | 2019-12-31 | 2020-12-31 | 365 | 3.5271 | 3
69200 | 9.86 | 0.8 | 2019-12-31 | 2020-12-31 | 365 | 9.2247 | 9
69201 | 6.36 | 0.8 | 2019-12-31 | 2020-12-31 | 365 | 5.9502 | 5
69202 | 4.505 | 0.8 | 2019-12-31 | 2020-12-31 | 365 | 4.2147 | 4
69208 | 5.94 | 0.8 | 2019-12-31 | 2020-12-31 | 365 | 5.5573 | 5
69211 | 2.32 | 0.8 | 2019-12-31 | 2020-12-31 | 365 | 2.1705 | 2
69218 | 4.86 | 0.8 | 2019-12-31 | 2020-12-31 | 365 | 4.5469 | 4
69266 | 4.32 | 0.8 | 2019-12-31 | 2020-12-31 | 365 | 4.0417 | 4
69267 | 8.12 | 0.8 | 2019-12-31 | 2020-12-31 | 365 | 7.5968 | 7
69268 | 11.13 | 0.8 | 2019-12-31 | 2020-12-31 | 365 | 10.4129 | 10
69269 | 4.24 | 0.8 | 2019-12-31 | 2020-12-31 | 365 | 3.9668 | 3
69282 | 12.455 | 0.8 | 2019-12-31 | 2020-12-31 | 365 | 11.6525 | 11
69284 | 9.72 | 0.8 | 2019-12-31 | 2020-12-31 | 365 | 9.0937 | 9
69287 | 2.9 | 0.8 | 2019-12-31 | 2020-12-31 | 365 | 2.7131 | 2
69290 | 4.05 | 0.8 | 2019-12-31 | 2020-12-31 | 365 | 3.7891 | 3
69293 | 2.97 | 0.8 | 2019-12-31 | 2020-12-31 | 365 | 2.7786 | 2
67062 | 2.65 | 0.8 | 2019-12-31 | 2020-12-31 | 365 | 2.4793 | 2
62767 | 6.095 | 1 | 2019-12-31 | 2020-12-31 | 365 | 7.1279 | 7
64756 | 2.915 | 1 | 2019-12-31 | 2020-12-31 | 365 | 3.409 | 3
64751 | 4.24 | 1 | 2019-12-31 | 2020-12-31 | 365 | 4.9585 | 4
67043 | 4.32 | 0.8 | 2019-12-31 | 2020-12-31 | 365 | 4.0417 | 4
67238 | 3.51 | 0.8 | 2019-12-31 | 2020-12-31 | 365 | 3.2838 | 3
67239 | 7.56 | 0.8 | 2019-12-31 | 2020-12-31 | 365 | 7.0729 | 7
67301 | 5.035 | 0.8 | 2019-12-31 | 2020-12-31 | 365 | 4.7106 | 4
61629 | 7.905 | 1 | 2019-12-31 | 2020-12-31 | 365 | 9.2446 | 9
69308 | 4.505 | 0.8 | 2019-12-31 | 2020-12-31 | 365 | 4.2147 | 4
69316 | 5.83 | 0.8 | 2019-12-31 | 2020-12-31 | 365 | 5.4544 | 5
69317 | 8.41 | 0.8 | 2019-12-31 | 2020-12-31 | 365 | 7.8681 | 7
69319 | 2.7 | 0.8 | 2019-12-31 | 2020-12-31 | 365 | 2.526 | 2
69320 | 5.67 | 0.8 | 2019-12-31 | 2020-12-31 | 365 | 5.3047 | 5
69323 | 3.12 | 0.8 | 2019-12-31 | 2020-12-31 | 365 | 2.919 | 2
69342 | 2.32 | 0.8 | 2019-12-31 | 2020-12-31 | 365 | 2.1705 | 2
69343 | 7.54 | 0.8 | 2019-12-31 | 2020-12-31 | 365 | 7.0542 | 7
69345 | 12.985 | 0.8 | 2019-12-31 | 2020-12-31 | 365 | 12.1484 | 12
69347 | 4.35 | 0.8 | 2019-12-31 | 2020-12-31 | 365 | 4.0697 | 4
69348 | 5.83 | 0.8 | 2019-12-31 | 2020-12-31 | 365 | 5.4544 | 5
69360 | 6.625 | 0.8 | 2019-12-31 | 2020-12-31 | 365 | 6.1981 | 6
69361 | 3.92 | 0.8 | 2019-12-31 | 2020-12-31 | 365 | 3.6674 | 3
69362 | 4.59 | 0.8 | 2019-12-31 | 2020-12-31 | 365 | 4.2943 | 4
69363 | 4.06 | 0.8 | 2019-12-31 | 2020-12-31 | 365 | 3.7984 | 3
69364 | 7.95 | 0.8 | 2019-12-31 | 2020-12-31 | 365 | 7.4378 | 7
69366 | 4.64 | 0.8 | 2019-12-31 | 2020-12-31 | 365 | 4.341 | 4
69367 | 5.88 | 0.8 | 2019-12-31 | 2020-12-31 | 365 | 5.5011 | 5
69368 | 7.54 | 0.8 | 2019-12-31 | 2020-12-31 | 365 | 7.0542 | 7
69371 | 5.3 | 0.8 | 2019-12-31 | 2020-12-31 | 365 | 4.9585 | 4
69372 | 11.07 | 0.8 | 2019-12-31 | 2020-12-31 | 365 | 10.3567 | 10
69373 | 3.77 | 0.8 | 2019-12-31 | 2020-12-31 | 365 | 3.5271 | 3
69374 | 4.35 | 0.8 | 2019-12-31 | 2020-12-31 | 365 | 4.0697 | 4
69376 | 3.78 | 0.8 | 2019-12-31 | 2020-12-31 | 365 | 3.5364 | 3
69377 | 8.1 | 0.8 | 2019-12-31 | 2020-12-31 | 365 | 7.5781 | 7
69378 | 3.24 | 0.8 | 2019-12-31 | 2020-12-31 | 365 | 3.0312 | 3
69382 | 11.34 | 0.8 | 2019-12-31 | 2020-12-31 | 365 | 10.6093 | 10
69384 | 14.58 | 0.8 | 2019-12-31 | 2020-12-31 | 365 | 13.6406 | 13
69387 | 3.48 | 0.8 | 2019-12-31 | 2020-12-31 | 365 | 3.2558 | 3
69385 | 5.22 | 0.8 | 2019-12-31 | 2020-12-31 | 365 | 4.8837 | 4
69388 | 5.67 | 0.8 | 2019-12-31 | 2020-12-31 | 365 | 5.3047 | 5
69390 | 2.16 | 0.8 | 2019-12-31 | 2020-12-31 | 365 | 2.0208 | 2
69389 | 9.99 | 0.8 | 2019-12-31 | 2020-12-31 | 365 | 9.3463 | 9
69391 | 4.64 | 0.8 | 2019-12-31 | 2020-12-31 | 365 | 4.341 | 4
69392 | 4.05 | 0.8 | 2019-12-31 | 2020-12-31 | 365 | 3.7891 | 3
69393 | 5.8 | 0.8 | 2019-12-31 | 2020-12-31 | 365 | 5.4263 | 5
69394 | 4.35 | 0.8 | 2019-12-31 | 2020-12-31 | 365 | 4.0697 | 4
69395 | 7.02 | 0.8 | 2019-12-31 | 2020-12-31 | 365 | 6.5677 | 6
69396 | 6.75 | 0.8 | 2019-12-31 | 2020-12-31 | 365 | 6.3151 | 6
69401 | 5.13 | 0.8 | 2019-12-31 | 2020-12-31 | 365 | 4.7995 | 4
69403 | 11.34 | 0.8 | 2019-12-31 | 2020-12-31 | 365 | 10.6093 | 10
69405 | 4.59 | 0.8 | 2019-12-31 | 2020-12-31 | 365 | 4.2943 | 4
69406 | 12.15 | 0.8 | 2019-12-31 | 2020-12-31 | 365 | 11.3672 | 11
69408 | 4.05 | 0.8 | 2019-12-31 | 2020-12-31 | 365 | 3.7891 | 3
69413 | 9.86 | 0.8 | 2019-12-31 | 2020-12-31 | 365 | 9.2247 | 9
69412 | 6.5 | 0.8 | 2019-12-31 | 2020-12-31 | 365 | 6.0812 | 6
69419 | 9.72 | 0.8 | 2019-12-31 | 2020-12-31 | 365 | 9.0937 | 9
69423 | 10.26 | 0.8 | 2019-12-31 | 2020-12-31 | 365 | 9.5989 | 9
69425 | 3.77 | 0.8 | 2019-12-31 | 2020-12-31 | 365 | 3.5271 | 3
69427 | 4.59 | 0.8 | 2019-12-31 | 2020-12-31 | 365 | 4.2943 | 4
69428 | 4.32 | 0.8 | 2019-12-31 | 2020-12-31 | 365 | 4.0417 | 4
69430 | 4.86 | 0.8 | 2019-12-31 | 2020-12-31 | 365 | 4.5469 | 4
69434 | 4.59 | 0.8 | 2019-12-31 | 2020-12-31 | 365 | 4.2943 | 4
69437 | 6.38 | 0.8 | 2019-12-31 | 2020-12-31 | 365 | 5.9689 | 5
69440 | 3.24 | 0.8 | 2019-12-31 | 2020-12-31 | 365 | 3.0312 | 3
69442 | 5.51 | 0.8 | 2019-12-31 | 2020-12-31 | 365 | 5.155 | 5
69443 | 3.48 | 0.8 | 2019-12-31 | 2020-12-31 | 365 | 3.2558 | 3
69450 | 4.86 | 0.8 | 2019-12-31 | 2020-12-31 | 365 | 4.5469 | 4
69452 | 2.32 | 0.8 | 2019-12-31 | 2020-12-31 | 365 | 2.1705 | 2
69454 | 5.8 | 0.8 | 2019-12-31 | 2020-12-31 | 365 | 5.4263 | 5
69456 | 5.94 | 0.8 | 2019-12-31 | 2020-12-31 | 365 | 5.5573 | 5
69458 | 3.48 | 0.8 | 2019-12-31 | 2020-12-31 | 365 | 3.2558 | 3
69455 | 7.83 | 0.8 | 2019-12-31 | 2020-12-31 | 365 | 7.3255 | 7
69462 | 2.9 | 0.8 | 2019-12-31 | 2020-12-31 | 365 | 2.7131 | 2
69464 | 4.05 | 0.8 | 2019-12-31 | 2020-12-31 | 365 | 3.7891 | 3
69463 | 7.28 | 0.8 | 2019-12-31 | 2020-12-31 | 365 | 6.8109 | 6
69465 | 4.93 | 0.8 | 2019-12-31 | 2020-12-31 | 365 | 4.6124 | 4
69467 | 5.94 | 0.8 | 2019-12-31 | 2020-12-31 | 365 | 5.5573 | 5
69469 | 7.54 | 0.8 | 2019-12-31 | 2020-12-31 | 365 | 7.0542 | 7
69471 | 3.19 | 0.8 | 2019-12-31 | 2020-12-31 | 365 | 2.9845 | 2
69420 | 3.78 | 0.8 | 2019-12-31 | 2020-12-31 | 365 | 3.5364 | 3
69304 | 9.18 | 0.8 | 2019-12-31 | 2020-12-31 | 365 | 8.5885 | 8
69383 | 12.15 | 0.8 | 2019-12-31 | 2020-12-31 | 365 | 11.3672 | 11
69482 | 6.96 | 0.8 | 2019-12-31 | 2020-12-31 | 365 | 6.5116 | 6
69453 | 8.12 | 0.8 | 2019-12-31 | 2020-12-31 | 365 | 7.5968 | 7
69507 | 5.51 | 0.8 | 2019-12-31 | 2020-12-31 | 365 | 5.155 | 5
69508 | 2.32 | 0.8 | 2019-12-31 | 2020-12-31 | 365 | 2.1705 | 2
69509 | 12.42 | 0.8 | 2019-12-31 | 2020-12-31 | 365 | 11.6198 | 11
69510 | 4.93 | 0.8 | 2019-12-31 | 2020-12-31 | 365 | 4.6124 | 4
69511 | 5.67 | 0.8 | 2019-12-31 | 2020-12-31 | 365 | 5.3047 | 5
69512 | 6.21 | 0.8 | 2019-12-31 | 2020-12-31 | 365 | 5.8099 | 5
69514 | 5.51 | 0.8 | 2019-12-31 | 2020-12-31 | 365 | 5.155 | 5
69515 | 4.93 | 0.8 | 2019-12-31 | 2020-12-31 | 365 | 4.6124 | 4
69516 | 4.35 | 0.8 | 2019-12-31 | 2020-12-31 | 365 | 4.0697 | 4
69518 | 3.77 | 0.8 | 2019-12-31 | 2020-12-31 | 365 | 3.5271 | 3
69520 | 5.94 | 0.8 | 2019-12-31 | 2020-12-31 | 365 | 5.5573 | 5
69521 | 3.24 | 0.8 | 2019-12-31 | 2020-12-31 | 365 | 3.0312 | 3
69522 | 7.25 | 0.8 | 2019-12-31 | 2020-12-31 | 365 | 6.7829 | 6
67887 | 2.16 | 0.8 | 2019-12-31 | 2020-12-31 | 365 | 2.0208 | 2
64705 | 3.71 | 1 | 2019-12-31 | 2020-12-31 | 365 | 4.3387 | 4
64276 | 4.77 | 1 | 2019-12-31 | 2020-12-31 | 365 | 5.5783 | 5
67169 | 3.18 | 0.8 | 2019-12-31 | 2020-12-31 | 365 | 2.9751 | 2
67289 | 2.97 | 0.8 | 2019-12-31 | 2020-12-31 | 365 | 2.7786 | 2
67296 | 2.7 | 0.8 | 2019-12-31 | 2020-12-31 | 365 | 2.526 | 2
67347 | 4.59 | 0.8 | 2019-12-31 | 2020-12-31 | 365 | 4.2943 | 4
67360 | 3.78 | 0.8 | 2019-12-31 | 2020-12-31 | 365 | 3.5364 | 3
67439 | 2.16 | 0.8 | 2019-12-31 | 2020-12-31 | 365 | 2.0208 | 2
67452 | 2.16 | 0.8 | 2019-12-31 | 2020-12-31 | 365 | 2.0208 | 2
67524 | 4.05 | 0.8 | 2019-12-31 | 2020-12-31 | 365 | 3.7891 | 3
67530 | 6.625 | 0.8 | 2019-12-31 | 2020-12-31 | 365 | 6.1981 | 6
67531 | 2.7 | 0.8 | 2019-12-31 | 2020-12-31 | 365 | 2.526 | 2
67538 | 4.59 | 0.8 | 2019-12-31 | 2020-12-31 | 365 | 4.2943 | 4
67585 | 6.36 | 0.8 | 2019-12-31 | 2020-12-31 | 365 | 5.9502 | 5
48699 | 6.5 | 1 | 2019-12-31 | 2020-12-31 | 365 | 7.6015 | 7
69451 | 4.35 | 0.8 | 2019-12-31 | 2020-12-31 | 365 | 4.0697 | 4
69590 | 5.8 | 0.8 | 2019-12-31 | 2020-12-31 | 365 | 5.4263 | 5
68113 | 3.77 | 0.8 | 2019-12-31 | 2020-12-31 | 365 | 3.5271 | 3
68142 | 5.67 | 0.8 | 2019-12-31 | 2020-12-31 | 365 | 5.3047 | 5
68155 | 3.24 | 0.8 | 2019-12-31 | 2020-12-31 | 365 | 3.0312 | 3
68353 | 4.35 | 0.8 | 2019-12-31 | 2020-12-31 | 365 | 4.0697 | 4
68355 | 5.94 | 0.8 | 2019-12-31 | 2020-12-31 | 365 | 5.5573 | 5
68357 | 4.06 | 0.8 | 2019-12-31 | 2020-12-31 | 365 | 3.7984 | 3
68421 | 4.35 | 0.8 | 2019-12-31 | 2020-12-31 | 365 | 4.0697 | 4
68562 | 7.56 | 0.8 | 2019-12-31 | 2020-12-31 | 365 | 7.0729 | 7
68564 | 4.06 | 0.8 | 2019-12-31 | 2020-12-31 | 365 | 3.7984 | 3
60180 | 11.44 | 1 | 2019-12-31 | 2020-12-31 | 365 | 13.3786 | 13
68618 | 2.61 | 0.8 | 2019-12-31 | 2020-12-31 | 365 | 2.4418 | 2
68656 | 5.035 | 0.8 | 2019-12-31 | 2020-12-31 | 365 | 4.7106 | 4
68727 | 2.61 | 0.8 | 2019-12-31 | 2020-12-31 | 365 | 2.4418 | 2
68786 | 4.93 | 0.8 | 2019-12-31 | 2020-12-31 | 365 | 4.6124 | 4
68791 | 4.35 | 0.8 | 2019-12-31 | 2020-12-31 | 365 | 4.0697 | 4
68840 | 7.25 | 0.8 | 2019-12-31 | 2020-12-31 | 365 | 6.7829 | 6
68917 | 8.1 | 0.8 | 2019-12-31 | 2020-12-31 | 365 | 7.5781 | 7
68918 | 10.15 | 0.8 | 2019-12-31 | 2020-12-31 | 365 | 9.496 | 9
68921 | 6.38 | 0.8 | 2019-12-31 | 2020-12-31 | 365 | 5.9689 | 5
68922 | 4.86 | 0.8 | 2019-12-31 | 2020-12-31 | 365 | 4.5469 | 4
68925 | 3.48 | 0.8 | 2019-12-31 | 2020-12-31 | 365 | 3.2558 | 3
68926 | 4.77 | 0.8 | 2019-12-31 | 2020-12-31 | 365 | 4.4627 | 4
69108 | 4.86 | 0.8 | 2019-12-31 | 2020-12-31 | 365 | 4.5469 | 4
69213 | 3.77 | 0.8 | 2019-12-31 | 2020-12-31 | 365 | 3.5271 | 3
69365 | 5.8 | 0.8 | 2019-12-31 | 2020-12-31 | 365 | 5.4263 | 5
69417 | 40.28 | 0.6 | 2019-12-31 | 2020-12-31 | 365 | 28.2635 | 28
69517 | 3.24 | 0.8 | 2019-12-31 | 2020-12-31 | 365 | 3.0312 | 3
69591 | 9.72 | 0.8 | 2019-12-31 | 2020-12-31 | 365 | 9.0937 | 9
69650 | 9.18 | 0.8 | 2019-12-31 | 2020-12-31 | 365 | 8.5885 | 8
69651 | 10.53 | 0.8 | 2019-12-31 | 2020-12-31 | 365 | 9.8515 | 9
69653 | 6.21 | 0.8 | 2019-12-31 | 2020-12-31 | 365 | 5.8099 | 5
69655 | 8.64 | 0.8 | 2019-12-31 | 2020-12-31 | 365 | 8.0833 | 8
69657 | 7.56 | 0.8 | 2019-12-31 | 2020-12-31 | 365 | 7.0729 | 7
69659 | 11.02 | 0.8 | 2019-12-31 | 2020-12-31 | 365 | 10.31 | 10
69668 | 4.06 | 0.8 | 2019-12-31 | 2020-12-31 | 365 | 3.7984 | 3
69669 | 4.59 | 0.8 | 2019-12-31 | 2020-12-31 | 365 | 4.2943 | 4
69671 | 7.56 | 0.8 | 2019-12-31 | 2020-12-31 | 365 | 7.0729 | 7
69672 | 6.67 | 0.8 | 2019-12-31 | 2020-12-31 | 365 | 6.2402 | 6
69673 | 2.97 | 0.8 | 2019-12-31 | 2020-12-31 | 365 | 2.7786 | 2
69677 | 8.37 | 0.8 | 2019-12-31 | 2020-12-31 | 365 | 7.8307 | 7
69679 | 3.36 | 0.8 | 2019-12-31 | 2020-12-31 | 365 | 3.1435 | 3
69681 | 4.59 | 0.8 | 2019-12-31 | 2020-12-31 | 365 | 4.2943 | 4
69682 | 4.06 | 0.8 | 2019-12-31 | 2020-12-31 | 365 | 3.7984 | 3
69683 | 5.51 | 0.8 | 2019-12-31 | 2020-12-31 | 365 | 5.155 | 5
69684 | 5.8 | 0.8 | 2019-12-31 | 2020-12-31 | 365 | 5.4263 | 5
69687 | 7.29 | 0.8 | 2019-12-31 | 2020-12-31 | 365 | 6.8203 | 6
69688 | 7.83 | 0.8 | 2019-12-31 | 2020-12-31 | 365 | 7.3255 | 7
69689 | 6.67 | 0.8 | 2019-12-31 | 2020-12-31 | 365 | 6.2402 | 6
69690 | 2.24 | 0.8 | 2019-12-31 | 2020-12-31 | 365 | 2.0957 | 2
69693 | 3.36 | 0.8 | 2019-12-31 | 2020-12-31 | 365 | 3.1435 | 3
69695 | 3.51 | 0.8 | 2019-12-31 | 2020-12-31 | 365 | 3.2838 | 3
69696 | 5.88 | 0.8 | 2019-12-31 | 2020-12-31 | 365 | 5.5011 | 5
69722 | 6.21 | 0.8 | 2019-12-31 | 2020-12-31 | 365 | 5.8099 | 5
69742 | 7.02 | 0.8 | 2019-12-31 | 2020-12-31 | 365 | 6.5677 | 6
69743 | 7.83 | 0.8 | 2019-12-31 | 2020-12-31 | 365 | 7.3255 | 7
69745 | 6.67 | 0.8 | 2019-12-31 | 2020-12-31 | 365 | 6.2402 | 6
69746 | 8.32 | 0.8 | 2019-12-31 | 2020-12-31 | 365 | 7.7839 | 7
69747 | 2.8 | 0.8 | 2019-12-31 | 2020-12-31 | 365 | 2.6196 | 2
69748 | 3.77 | 0.8 | 2019-12-31 | 2020-12-31 | 365 | 3.5271 | 3
69749 | 2.16 | 0.8 | 2019-12-31 | 2020-12-31 | 365 | 2.0208 | 2
69750 | 3.77 | 0.8 | 2019-12-31 | 2020-12-31 | 365 | 3.5271 | 3
69751 | 5.13 | 0.8 | 2019-12-31 | 2020-12-31 | 365 | 4.7995 | 4
69752 | 3.77 | 0.8 | 2019-12-31 | 2020-12-31 | 365 | 3.5271 | 3
69754 | 5.51 | 0.8 | 2019-12-31 | 2020-12-31 | 365 | 5.155 | 5
69755 | 5.88 | 0.8 | 2019-12-31 | 2020-12-31 | 365 | 5.5011 | 5
69756 | 7.685 | 0.8 | 2019-12-31 | 2020-12-31 | 365 | 7.1898 | 7
69757 | 5.4 | 0.8 | 2019-12-31 | 2020-12-31 | 365 | 5.0521 | 5
69758 | 4.32 | 0.8 | 2019-12-31 | 2020-12-31 | 365 | 4.0417 | 4
69759 | 5.13 | 0.8 | 2019-12-31 | 2020-12-31 | 365 | 4.7995 | 4
69760 | 3.24 | 0.8 | 2019-12-31 | 2020-12-31 | 365 | 3.0312 | 3
69762 | 7.29 | 0.8 | 2019-12-31 | 2020-12-31 | 365 | 6.8203 | 6
69763 | 2.16 | 0.8 | 2019-12-31 | 2020-12-31 | 365 | 2.0208 | 2
69771 | 10.53 | 0.8 | 2019-12-31 | 2020-12-31 | 365 | 9.8515 | 9
69774 | 4.32 | 0.8 | 2019-12-31 | 2020-12-31 | 365 | 4.0417 | 4
69775 | 5.8 | 0.8 | 2019-12-31 | 2020-12-31 | 365 | 5.4263 | 5
69828 | 4.06 | 0.8 | 2019-12-31 | 2020-12-31 | 365 | 3.7984 | 3
69847 | 2.97 | 0.8 | 2019-12-31 | 2020-12-31 | 365 | 2.7786 | 2
69848 | 3.92 | 0.8 | 2019-12-31 | 2020-12-31 | 365 | 3.6674 | 3
69850 | 9.01 | 0.8 | 2019-12-31 | 2020-12-31 | 365 | 8.4295 | 8
68178 | 2.97 | 0.8 | 2019-12-31 | 2020-12-31 | 365 | 2.7786 | 2
68298 | 4.05 | 0.8 | 2019-12-31 | 2020-12-31 | 365 | 3.7891 | 3
68304 | 2.7 | 0.8 | 2019-12-31 | 2020-12-31 | 365 | 2.526 | 2
68785 | 2.97 | 0.8 | 2019-12-31 | 2020-12-31 | 365 | 2.7786 | 2
68730 | 3.24 | 0.8 | 2019-12-31 | 2020-12-31 | 365 | 3.0312 | 3
69139 | 8.12 | 0.8 | 2019-12-31 | 2020-12-31 | 365 | 7.5968 | 7
69142 | 6.75 | 0.8 | 2019-12-31 | 2020-12-31 | 365 | 6.3151 | 6
69198 | 6.09 | 0.8 | 2019-12-31 | 2020-12-31 | 365 | 5.6976 | 5
69245 | 8.91 | 0.8 | 2019-12-31 | 2020-12-31 | 365 | 8.3359 | 8
69265 | 2.9 | 0.8 | 2019-12-31 | 2020-12-31 | 365 | 2.7131 | 2
69874 | 8.48 | 0.8 | 2019-12-31 | 2020-12-31 | 365 | 7.9336 | 7
69294 | 4.32 | 0.8 | 2019-12-31 | 2020-12-31 | 365 | 4.0417 | 4
69875 | 6.44 | 0.8 | 2019-12-31 | 2020-12-31 | 365 | 6.0251 | 6
69878 | 7.42 | 0.8 | 2019-12-31 | 2020-12-31 | 365 | 6.9419 | 6
69299 | 4.48 | 0.8 | 2019-12-31 | 2020-12-31 | 365 | 4.1913 | 4
69301 | 4.35 | 0.8 | 2019-12-31 | 2020-12-31 | 365 | 4.0697 | 4
69321 | 4.35 | 0.8 | 2019-12-31 | 2020-12-31 | 365 | 4.0697 | 4
69117 | 8.91 | 0.8 | 2019-12-31 | 2020-12-31 | 365 | 8.3359 | 8
69322 | 8.7 | 0.8 | 2019-12-31 | 2020-12-31 | 365 | 8.1394 | 8
69330 | 13.34 | 0.8 | 2019-12-31 | 2020-12-31 | 365 | 12.4805 | 12
69341 | 4.32 | 0.8 | 2019-12-31 | 2020-12-31 | 365 | 4.0417 | 4
69415 | 10.14 | 0.8 | 2019-12-31 | 2020-12-31 | 365 | 9.4867 | 9
69447 | 4.76 | 0.8 | 2019-12-31 | 2020-12-31 | 365 | 4.4533 | 4
69513 | 8.99 | 0.8 | 2019-12-31 | 2020-12-31 | 365 | 8.4108 | 8
68459 | 4.59 | 0.8 | 2019-12-31 | 2020-12-31 | 365 | 4.2943 | 4
69670 | 12.455 | 0.8 | 2019-12-31 | 2020-12-31 | 365 | 11.6525 | 11
69379 | 3.08 | 0.8 | 2019-12-31 | 2020-12-31 | 365 | 2.8815 | 2
69375 | 2.32 | 0.8 | 2019-12-31 | 2020-12-31 | 365 | 2.1705 | 2
69429 | 3.19 | 0.8 | 2019-12-31 | 2020-12-31 | 365 | 2.9845 | 2
69446 | 3.24 | 0.8 | 2019-12-31 | 2020-12-31 | 365 | 3.0312 | 3
69478 | 4.06 | 0.8 | 2019-12-31 | 2020-12-31 | 365 | 3.7984 | 3
69519 | 3.24 | 0.8 | 2019-12-31 | 2020-12-31 | 365 | 3.0312 | 3
69675 | 2.24 | 0.8 | 2019-12-31 | 2020-12-31 | 365 | 2.0957 | 2
69827 | 4.93 | 0.8 | 2019-12-31 | 2020-12-31 | 365 | 4.6124 | 4
69685 | 8.37 | 0.8 | 2019-12-31 | 2020-12-31 | 365 | 7.8307 | 7
69744 | 5.04 | 0.8 | 2019-12-31 | 2020-12-31 | 365 | 4.7153 | 4
69753 | 2.61 | 0.8 | 2019-12-31 | 2020-12-31 | 365 | 2.4418 | 2
69773 | 2.7 | 0.8 | 2019-12-31 | 2020-12-31 | 365 | 2.526 | 2
70264 | 12.15 | 0.8 | 2019-12-31 | 2020-12-31 | 365 | 11.3672 | 11
70266 | 5.2 | 0.8 | 2019-12-31 | 2020-12-31 | 365 | 4.865 | 4
70267 | 9.72 | 0.8 | 2019-12-31 | 2020-12-31 | 365 | 9.0937 | 9
70268 | 10.335 | 0.8 | 2019-12-31 | 2020-12-31 | 365 | 9.6691 | 9
70270 | 7.54 | 0.8 | 2019-12-31 | 2020-12-31 | 365 | 7.0542 | 7
70275 | 3.77 | 0.8 | 2019-12-31 | 2020-12-31 | 365 | 3.5271 | 3
70276 | 2.16 | 0.8 | 2019-12-31 | 2020-12-31 | 365 | 2.0208 | 2
70292 | 9.45 | 0.8 | 2019-12-31 | 2020-12-31 | 365 | 8.8411 | 8
70296 | 6.16 | 0.8 | 2019-12-31 | 2020-12-31 | 365 | 5.7631 | 5
70297 | 4.59 | 0.8 | 2019-12-31 | 2020-12-31 | 365 | 4.2943 | 4
70298 | 5.2 | 1 | 2019-12-31 | 2020-12-31 | 365 | 6.0812 | 6
70299 | 5.4 | 0.8 | 2019-12-31 | 2020-12-31 | 365 | 5.0521 | 5
70300 | 4.86 | 0.8 | 2019-12-31 | 2020-12-31 | 365 | 4.5469 | 4
70301 | 7.685 | 0.8 | 2019-12-31 | 2020-12-31 | 365 | 7.1898 | 7
70302 | 2.16 | 0.8 | 2019-12-31 | 2020-12-31 | 365 | 2.0208 | 2
70303 | 4.35 | 0.8 | 2019-12-31 | 2020-12-31 | 365 | 4.0697 | 4
70304 | 8.68 | 0.8 | 2019-12-31 | 2020-12-31 | 365 | 8.1207 | 8
70305 | 11.07 | 0.8 | 2019-12-31 | 2020-12-31 | 365 | 10.3567 | 10
70306 | 9.805 | 0.8 | 2019-12-31 | 2020-12-31 | 365 | 9.1732 | 9
70331 | 7.84 | 0.8 | 2019-12-31 | 2020-12-31 | 365 | 7.3349 | 7
69877 | 5.4 | 0.8 | 2019-12-31 | 2020-12-31 | 365 | 5.0521 | 5
69880 | 7 | 0.8 | 2019-12-31 | 2020-12-31 | 365 | 6.549 | 6
70358 | 3.92 | 0.8 | 2019-12-31 | 2020-12-31 | 365 | 3.6674 | 3
70485 | 5.6 | 0.8 | 2019-12-31 | 2020-12-31 | 365 | 5.2392 | 5
70486 | 4.77 | 0.8 | 2019-12-31 | 2020-12-31 | 365 | 4.4627 | 4
70498 | 6.44 | 0.8 | 2019-12-31 | 2020-12-31 | 365 | 6.0251 | 6
70503 | 9.8 | 0.8 | 2019-12-31 | 2020-12-31 | 365 | 9.1686 | 9
70504 | 6.96 | 0.8 | 2019-12-31 | 2020-12-31 | 365 | 6.5116 | 6
70508 | 5.4 | 0.8 | 2019-12-31 | 2020-12-31 | 365 | 5.0521 | 5
70509 | 5.04 | 0.8 | 2019-12-31 | 2020-12-31 | 365 | 4.7153 | 4
70511 | 8.1 | 0.8 | 2019-12-31 | 2020-12-31 | 365 | 7.5781 | 7
70512 | 4.86 | 0.8 | 2019-12-31 | 2020-12-31 | 365 | 4.5469 | 4
70515 | 4.64 | 0.8 | 2019-12-31 | 2020-12-31 | 365 | 4.341 | 4
70514 | 2.9 | 0.8 | 2019-12-31 | 2020-12-31 | 365 | 2.7131 | 2
70516 | 2.61 | 0.8 | 2019-12-31 | 2020-12-31 | 365 | 2.4418 | 2
70518 | 3.19 | 0.8 | 2019-12-31 | 2020-12-31 | 365 | 2.9845 | 2
70519 | 4.48 | 0.8 | 2019-12-31 | 2020-12-31 | 365 | 4.1913 | 4
70520 | 5.8 | 0.8 | 2019-12-31 | 2020-12-31 | 365 | 5.4263 | 5
70521 | 7 | 0.8 | 2019-12-31 | 2020-12-31 | 365 | 6.549 | 6
70522 | 6.38 | 0.8 | 2019-12-31 | 2020-12-31 | 365 | 5.9689 | 5
70523 | 3.77 | 0.8 | 2019-12-31 | 2020-12-31 | 365 | 3.5271 | 3
70524 | 4.32 | 0.8 | 2019-12-31 | 2020-12-31 | 365 | 4.0417 | 4
70525 | 10.92 | 0.8 | 2019-12-31 | 2020-12-31 | 365 | 10.2164 | 10
70536 | 4.86 | 0.8 | 2019-12-31 | 2020-12-31 | 365 | 4.5469 | 4
70538 | 3.78 | 0.8 | 2019-12-31 | 2020-12-31 | 365 | 3.5364 | 3
70540 | 5.8 | 0.8 | 2019-12-31 | 2020-12-31 | 365 | 5.4263 | 5
70543 | 8.1 | 0.8 | 2019-12-31 | 2020-12-31 | 365 | 7.5781 | 7
70548 | 7 | 0.8 | 2019-12-31 | 2020-12-31 | 365 | 6.549 | 6
70547 | 7.35 | 1 | 2019-12-31 | 2020-12-31 | 365 | 8.5955 | 8
70549 | 6.09 | 0.8 | 2019-12-31 | 2020-12-31 | 365 | 5.6976 | 5
70551 | 2.24 | 0.8 | 2019-12-31 | 2020-12-31 | 365 | 2.0957 | 2
70552 | 4.76 | 0.8 | 2019-12-31 | 2020-12-31 | 365 | 4.4533 | 4
70554 | 3.64 | 0.8 | 2019-12-31 | 2020-12-31 | 365 | 3.4055 | 3
70557 | 8.68 | 0.8 | 2019-12-31 | 2020-12-31 | 365 | 8.1207 | 8
70560 | 10.08 | 0.8 | 2019-12-31 | 2020-12-31 | 365 | 9.4305 | 9
70561 | 8.68 | 0.8 | 2019-12-31 | 2020-12-31 | 365 | 8.1207 | 8
70562 | 7.56 | 0.8 | 2019-12-31 | 2020-12-31 | 365 | 7.0729 | 7
70563 | 6.38 | 0.8 | 2019-12-31 | 2020-12-31 | 365 | 5.9689 | 5
70565 | 4.76 | 0.8 | 2019-12-31 | 2020-12-31 | 365 | 4.4533 | 4
70567 | 8.7 | 0.8 | 2019-12-31 | 2020-12-31 | 365 | 8.1394 | 8
70568 | 13.34 | 0.8 | 2019-12-31 | 2020-12-31 | 365 | 12.4805 | 12
70569 | 9.24 | 0.8 | 2019-12-31 | 2020-12-31 | 365 | 8.6446 | 8
70506 | 6.16 | 0.8 | 2019-12-31 | 2020-12-31 | 365 | 5.7631 | 5
70570 | 11.48 | 0.8 | 2019-12-31 | 2020-12-31 | 365 | 10.7403 | 10
70573 | 8.4 | 0.8 | 2019-12-31 | 2020-12-31 | 365 | 7.8588 | 7
70577 | 4.48 | 0.8 | 2019-12-31 | 2020-12-31 | 365 | 4.1913 | 4
70586 | 6.38 | 0.8 | 2019-12-31 | 2020-12-31 | 365 | 5.9689 | 5
70598 | 4.64 | 0.8 | 2019-12-31 | 2020-12-31 | 365 | 4.341 | 4
70597 | 6.16 | 0.8 | 2019-12-31 | 2020-12-31 | 365 | 5.7631 | 5
70600 | 4.2 | 0.8 | 2019-12-31 | 2020-12-31 | 365 | 3.9294 | 3
70601 | 16.695 | 0.8 | 2019-12-31 | 2020-12-31 | 365 | 15.6193 | 15
70604 | 7.56 | 0.8 | 2019-12-31 | 2020-12-31 | 365 | 7.0729 | 7
70605 | 7.84 | 0.8 | 2019-12-31 | 2020-12-31 | 365 | 7.3349 | 7
70606 | 9.86 | 0.8 | 2019-12-31 | 2020-12-31 | 365 | 9.2247 | 9
70608 | 6.67 | 0.8 | 2019-12-31 | 2020-12-31 | 365 | 6.2402 | 6
70609 | 13.44 | 0.8 | 2019-12-31 | 2020-12-31 | 365 | 12.574 | 12
70612 | 7.8 | 0.8 | 2019-12-31 | 2020-12-31 | 365 | 7.2974 | 7
70613 | 3.48 | 0.8 | 2019-12-31 | 2020-12-31 | 365 | 3.2558 | 3
70614 | 4.64 | 0.8 | 2019-12-31 | 2020-12-31 | 365 | 4.341 | 4
70616 | 3.92 | 0.8 | 2019-12-31 | 2020-12-31 | 365 | 3.6674 | 3
70617 | 5.88 | 0.8 | 2019-12-31 | 2020-12-31 | 365 | 5.5011 | 5
70618 | 4.64 | 0.8 | 2019-12-31 | 2020-12-31 | 365 | 4.341 | 4
70621 | 11.61 | 0.8 | 2019-12-31 | 2020-12-31 | 365 | 10.8619 | 10
70630 | 6.095 | 0.8 | 2019-12-31 | 2020-12-31 | 365 | 5.7023 | 5
70631 | 2.32 | 0.8 | 2019-12-31 | 2020-12-31 | 365 | 2.1705 | 2
70633 | 2.61 | 0.8 | 2019-12-31 | 2020-12-31 | 365 | 2.4418 | 2
70635 | 2.16 | 0.8 | 2019-12-31 | 2020-12-31 | 365 | 2.0208 | 2
70638 | 3.51 | 0.8 | 2019-12-31 | 2020-12-31 | 365 | 3.2838 | 3
70639 | 3.24 | 0.8 | 2019-12-31 | 2020-12-31 | 365 | 3.0312 | 3
70640 | 9.24 | 0.8 | 2019-12-31 | 2020-12-31 | 365 | 8.6446 | 8
70641 | 4.06 | 0.8 | 2019-12-31 | 2020-12-31 | 365 | 3.7984 | 3
70642 | 2.61 | 0.8 | 2019-12-31 | 2020-12-31 | 365 | 2.4418 | 2
70644 | 11.76 | 0.8 | 2019-12-31 | 2020-12-31 | 365 | 11.0023 | 11
70645 | 6.44 | 0.8 | 2019-12-31 | 2020-12-31 | 365 | 6.0251 | 6
70646 | 2.24 | 0.8 | 2019-12-31 | 2020-12-31 | 365 | 2.0957 | 2
70647 | 4.06 | 0.8 | 2019-12-31 | 2020-12-31 | 365 | 3.7984 | 3
70648 | 5.6 | 0.8 | 2019-12-31 | 2020-12-31 | 365 | 5.2392 | 5
70649 | 8.91 | 0.8 | 2019-12-31 | 2020-12-31 | 365 | 8.3359 | 8
70650 | 3.92 | 0.8 | 2019-12-31 | 2020-12-31 | 365 | 3.6674 | 3
70651 | 4.48 | 0.8 | 2019-12-31 | 2020-12-31 | 365 | 4.1913 | 4
70778 | 7.25 | 0.8 | 2019-12-31 | 2020-12-31 | 365 | 6.7829 | 6
70779 | 6.38 | 0.8 | 2019-12-31 | 2020-12-31 | 365 | 5.9689 | 5
70780 | 8.99 | 0.8 | 2019-12-31 | 2020-12-31 | 365 | 8.4108 | 8
70781 | 3.19 | 0.8 | 2019-12-31 | 2020-12-31 | 365 | 2.9845 | 2
70785 | 3.64 | 0.8 | 2019-12-31 | 2020-12-31 | 365 | 3.4055 | 3
70787 | 2.7 | 0.8 | 2019-12-31 | 2020-12-31 | 365 | 2.526 | 2
70788 | 6.48 | 0.8 | 2019-12-31 | 2020-12-31 | 365 | 6.0625 | 6
70790 | 4.48 | 0.8 | 2019-12-31 | 2020-12-31 | 365 | 4.1913 | 4
70791 | 2.52 | 0.8 | 2019-12-31 | 2020-12-31 | 365 | 2.3576 | 2
70792 | 2.52 | 0.8 | 2019-12-31 | 2020-12-31 | 365 | 2.3576 | 2
48810 | 3.12 | 1 | 2019-12-31 | 2020-12-31 | 365 | 3.6487 | 3
70793 | 3.36 | 0.8 | 2019-12-31 | 2020-12-31 | 365 | 3.1435 | 3
70795 | 5.6 | 0.8 | 2019-12-31 | 2020-12-31 | 365 | 5.2392 | 5
70797 | 6.09 | 0.8 | 2019-12-31 | 2020-12-31 | 365 | 5.6976 | 5
70798 | 12.47 | 0.8 | 2019-12-31 | 2020-12-31 | 365 | 11.6665 | 11
70799 | 8.1 | 0.8 | 2019-12-31 | 2020-12-31 | 365 | 7.5781 | 7
70800 | 3.92 | 0.8 | 2019-12-31 | 2020-12-31 | 365 | 3.6674 | 3
70801 | 3.64 | 0.8 | 2019-12-31 | 2020-12-31 | 365 | 3.4055 | 3
70811 | 5.13 | 0.8 | 2019-12-31 | 2020-12-31 | 365 | 4.7995 | 4
70330 | 8.12 | 0.8 | 2019-12-31 | 2020-12-31 | 365 | 7.5968 | 7
70824 | 16.47 | 0.8 | 2019-12-31 | 2020-12-31 | 365 | 15.4088 | 15
70826 | 11.76 | 0.8 | 2019-12-31 | 2020-12-31 | 365 | 11.0023 | 11
70827 | 4.32 | 0.8 | 2019-12-31 | 2020-12-31 | 365 | 4.0417 | 4
70828 | 3.92 | 0.8 | 2019-12-31 | 2020-12-31 | 365 | 3.6674 | 3
70830 | 8.68 | 0.8 | 2019-12-31 | 2020-12-31 | 365 | 8.1207 | 8
70283 | 9.36 | 0.8 | 2019-12-31 | 2020-12-31 | 365 | 8.7569 | 8
70832 | 2.52 | 0.8 | 2019-12-31 | 2020-12-31 | 365 | 2.3576 | 2
70834 | 5.04 | 0.8 | 2019-12-31 | 2020-12-31 | 365 | 4.7153 | 4
70835 | 8.41 | 0.8 | 2019-12-31 | 2020-12-31 | 365 | 7.8681 | 7
70836 | 5.88 | 0.8 | 2019-12-31 | 2020-12-31 | 365 | 5.5011 | 5
70843 | 3.92 | 0.8 | 2019-12-31 | 2020-12-31 | 365 | 3.6674 | 3
70845 | 6.44 | 0.8 | 2019-12-31 | 2020-12-31 | 365 | 6.0251 | 6
70846 | 5.6 | 0.8 | 2019-12-31 | 2020-12-31 | 365 | 5.2392 | 5
70847 | 12.47 | 0.8 | 2019-12-31 | 2020-12-31 | 365 | 11.6665 | 11
70849 | 5.88 | 0.8 | 2019-12-31 | 2020-12-31 | 365 | 5.5011 | 5
70852 | 2.52 | 0.8 | 2019-12-31 | 2020-12-31 | 365 | 2.3576 | 2
70857 | 6.09 | 0.8 | 2019-12-31 | 2020-12-31 | 365 | 5.6976 | 5
70858 | 5.4 | 0.8 | 2019-12-31 | 2020-12-31 | 365 | 5.0521 | 5
70861 | 5.4 | 0.8 | 2019-12-31 | 2020-12-31 | 365 | 5.0521 | 5
70862 | 5.6 | 0.8 | 2019-12-31 | 2020-12-31 | 365 | 5.2392 | 5
70863 | 11.89 | 0.8 | 2019-12-31 | 2020-12-31 | 365 | 11.1239 | 11
70866 | 2.52 | 0.8 | 2019-12-31 | 2020-12-31 | 365 | 2.3576 | 2
70868 | 6.72 | 0.8 | 2019-12-31 | 2020-12-31 | 365 | 6.287 | 6
70869 | 2.52 | 0.8 | 2019-12-31 | 2020-12-31 | 365 | 2.3576 | 2
70870 | 6.16 | 0.8 | 2019-12-31 | 2020-12-31 | 365 | 5.7631 | 5
70876 | 7.28 | 0.8 | 2019-12-31 | 2020-12-31 | 365 | 6.8109 | 6
70882 | 3.64 | 0.8 | 2019-12-31 | 2020-12-31 | 365 | 3.4055 | 3
55288 | 15.6 | 1 | 2019-12-31 | 2020-12-31 | 365 | 18.2436 | 18
70885 | 3.92 | 0.8 | 2019-12-31 | 2020-12-31 | 365 | 3.6674 | 3
70889 | 6.44 | 0.8 | 2019-12-31 | 2020-12-31 | 365 | 6.0251 | 6
70892 | 3.92 | 0.8 | 2019-12-31 | 2020-12-31 | 365 | 3.6674 | 3
70926 | 11.66 | 0.8 | 2019-12-31 | 2020-12-31 | 365 | 10.9087 | 10
70898 | 4.06 | 0.8 | 2019-12-31 | 2020-12-31 | 365 | 3.7984 | 3
70899 | 4.35 | 0.8 | 2019-12-31 | 2020-12-31 | 365 | 4.0697 | 4
70901 | 4.05 | 0.8 | 2019-12-31 | 2020-12-31 | 365 | 3.7891 | 3
70906 | 11.02 | 0.8 | 2019-12-31 | 2020-12-31 | 365 | 10.31 | 10
70907 | 4.35 | 0.8 | 2019-12-31 | 2020-12-31 | 365 | 4.0697 | 4
70908 | 9.8 | 0.8 | 2019-12-31 | 2020-12-31 | 365 | 9.1686 | 9
70910 | 5.32 | 0.8 | 2019-12-31 | 2020-12-31 | 365 | 4.9772 | 4
70912 | 6.16 | 0.8 | 2019-12-31 | 2020-12-31 | 365 | 5.7631 | 5
70913 | 9.99 | 0.8 | 2019-12-31 | 2020-12-31 | 365 | 9.3463 | 9
70854 | 2.32 | 0.8 | 2019-12-31 | 2020-12-31 | 365 | 2.1705 | 2
70922 | 3.77 | 0.8 | 2019-12-31 | 2020-12-31 | 365 | 3.5271 | 3
70923 | 3.64 | 0.8 | 2019-12-31 | 2020-12-31 | 365 | 3.4055 | 3
70928 | 4.48 | 0.8 | 2019-12-31 | 2020-12-31 | 365 | 4.1913 | 4
70959 | 7.28 | 0.8 | 2019-12-31 | 2020-12-31 | 365 | 6.8109 | 6
70961 | 11.76 | 0.8 | 2019-12-31 | 2020-12-31 | 365 | 11.0023 | 11
70963 | 5.51 | 0.8 | 2019-12-31 | 2020-12-31 | 365 | 5.155 | 5
70964 | 4.76 | 0.8 | 2019-12-31 | 2020-12-31 | 365 | 4.4533 | 4
70966 | 3.92 | 0.8 | 2019-12-31 | 2020-12-31 | 365 | 3.6674 | 3
70971 | 2.32 | 0.8 | 2019-12-31 | 2020-12-31 | 365 | 2.1705 | 2
70973 | 8.96 | 0.8 | 2019-12-31 | 2020-12-31 | 365 | 8.3827 | 8
70974 | 5.88 | 0.8 | 2019-12-31 | 2020-12-31 | 365 | 5.5011 | 5
71007 | 8.32 | 0.8 | 2019-12-31 | 2020-12-31 | 365 | 7.7839 | 7
71008 | 2.52 | 0.8 | 2019-12-31 | 2020-12-31 | 365 | 2.3576 | 2
71009 | 6.16 | 0.8 | 2019-12-31 | 2020-12-31 | 365 | 5.7631 | 5
71010 | 4.35 | 0.8 | 2019-12-31 | 2020-12-31 | 365 | 4.0697 | 4
70553 | 4.93 | 0.8 | 2019-12-31 | 2020-12-31 | 365 | 4.6124 | 4
70620 | 2.7 | 0.8 | 2019-12-31 | 2020-12-31 | 365 | 2.526 | 2
71019 | 5.04 | 0.8 | 2019-12-31 | 2020-12-31 | 365 | 4.7153 | 4
70829 | 4.93 | 0.8 | 2019-12-31 | 2020-12-31 | 365 | 4.6124 | 4
71035 | 3.64 | 0.8 | 2019-12-31 | 2020-12-31 | 365 | 3.4055 | 3
71036 | 5.4 | 0.8 | 2019-12-31 | 2020-12-31 | 365 | 5.0521 | 5
71037 | 7.84 | 0.8 | 2019-12-31 | 2020-12-31 | 365 | 7.3349 | 7
71038 | 6.21 | 0.8 | 2019-12-31 | 2020-12-31 | 365 | 5.8099 | 5
71039 | 12.42 | 0.8 | 2019-12-31 | 2020-12-31 | 365 | 11.6198 | 11
71040 | 12.76 | 0.8 | 2019-12-31 | 2020-12-31 | 365 | 11.9378 | 11
70911 | 3.36 | 0.8 | 2019-12-31 | 2020-12-31 | 365 | 3.1435 | 3
71061 | 9.86 | 0.8 | 2019-12-31 | 2020-12-31 | 365 | 9.2247 | 9
71062 | 6.16 | 0.8 | 2019-12-31 | 2020-12-31 | 365 | 5.7631 | 5
71064 | 7 | 0.8 | 2019-12-31 | 2020-12-31 | 365 | 6.549 | 6
71066 | 8.68 | 0.8 | 2019-12-31 | 2020-12-31 | 365 | 8.1207 | 8
71067 | 6.72 | 0.8 | 2019-12-31 | 2020-12-31 | 365 | 6.287 | 6
71069 | 7.84 | 0.8 | 2019-12-31 | 2020-12-31 | 365 | 7.3349 | 7
71071 | 3.36 | 0.8 | 2019-12-31 | 2020-12-31 | 365 | 3.1435 | 3
71072 | 2.24 | 0.8 | 2019-12-31 | 2020-12-31 | 365 | 2.0957 | 2
71073 | 9.45 | 0.8 | 2019-12-31 | 2020-12-31 | 365 | 8.8411 | 8
71063 | 11.48 | 0.8 | 2019-12-31 | 2020-12-31 | 365 | 10.7403 | 10
70930 | 7.02 | 1 | 2019-12-31 | 2020-12-31 | 365 | 8.2096 | 8
71155 | 5.035 | 0.8 | 2019-12-31 | 2020-12-31 | 365 | 4.7106 | 4
71156 | 3.36 | 0.8 | 2019-12-31 | 2020-12-31 | 365 | 3.1435 | 3
71157 | 7.25 | 0.8 | 2019-12-31 | 2020-12-31 | 365 | 6.7829 | 6
70864 | 8.12 | 0.8 | 2019-12-31 | 2020-12-31 | 365 | 7.5968 | 7
70905 | 5.22 | 0.8 | 2019-12-31 | 2020-12-31 | 365 | 4.8837 | 4
70909 | 9.86 | 0.8 | 2019-12-31 | 2020-12-31 | 365 | 9.2247 | 9
68662 | 5.035 | 0.8 | 2019-12-31 | 2020-12-31 | 365 | 4.7106 | 4
71181 | 9.28 | 0.8 | 2019-12-31 | 2020-12-31 | 365 | 8.6821 | 8
71183 | 8.96 | 0.8 | 2019-12-31 | 2020-12-31 | 365 | 8.3827 | 8
71228 | 5.67 | 0.8 | 2019-12-31 | 2020-12-31 | 365 | 5.3047 | 5
71248 | 7 | 0.8 | 2019-12-31 | 2020-12-31 | 365 | 6.549 | 6
71250 | 3.19 | 0.8 | 2019-12-31 | 2020-12-31 | 365 | 2.9845 | 2
71251 | 7.28 | 0.8 | 2019-12-31 | 2020-12-31 | 365 | 6.8109 | 6
71252 | 3.36 | 0.8 | 2019-12-31 | 2020-12-31 | 365 | 3.1435 | 3
71255 | 4.24 | 0.8 | 2019-12-31 | 2020-12-31 | 365 | 3.9668 | 3
71257 | 2.16 | 0.8 | 2019-12-31 | 2020-12-31 | 365 | 2.0208 | 2
71259 | 2.16 | 0.8 | 2019-12-31 | 2020-12-31 | 365 | 2.0208 | 2
71264 | 2.9 | 0.8 | 2019-12-31 | 2020-12-31 | 365 | 2.7131 | 2
71266 | 3.19 | 0.8 | 2019-12-31 | 2020-12-31 | 365 | 2.9845 | 2
71270 | 3.92 | 0.8 | 2019-12-31 | 2020-12-31 | 365 | 3.6674 | 3
71279 | 6.96 | 0.8 | 2019-12-31 | 2020-12-31 | 365 | 6.5116 | 6
71283 | 5.565 | 0.8 | 2019-12-31 | 2020-12-31 | 365 | 5.2064 | 5
71284 | 9.28 | 0.8 | 2019-12-31 | 2020-12-31 | 365 | 8.6821 | 8
71287 | 2.9 | 0.8 | 2019-12-31 | 2020-12-31 | 365 | 2.7131 | 2
71288 | 4.2 | 0.8 | 2019-12-31 | 2020-12-31 | 365 | 3.9294 | 3
71289 | 2.9 | 0.8 | 2019-12-31 | 2020-12-31 | 365 | 2.7131 | 2
71290 | 3.48 | 0.8 | 2019-12-31 | 2020-12-31 | 365 | 3.2558 | 3
71292 | 2.32 | 0.8 | 2019-12-31 | 2020-12-31 | 365 | 2.1705 | 2
71293 | 11.925 | 0.8 | 2019-12-31 | 2020-12-31 | 365 | 11.1566 | 11
71294 | 2.32 | 0.8 | 2019-12-31 | 2020-12-31 | 365 | 2.1705 | 2
71296 | 3.51 | 0.8 | 2019-12-31 | 2020-12-31 | 365 | 3.2838 | 3
71297 | 2.43 | 0.8 | 2019-12-31 | 2020-12-31 | 365 | 2.2734 | 2
71298 | 2.24 | 0.8 | 2019-12-31 | 2020-12-31 | 365 | 2.0957 | 2
71299 | 3.77 | 0.8 | 2019-12-31 | 2020-12-31 | 365 | 3.5271 | 3
71300 | 2.16 | 0.8 | 2019-12-31 | 2020-12-31 | 365 | 2.0208 | 2
71301 | 2.97 | 0.8 | 2019-12-31 | 2020-12-31 | 365 | 2.7786 | 2
71302 | 2.7 | 0.8 | 2019-12-31 | 2020-12-31 | 365 | 2.526 | 2
71253 | 9.72 | 0.8 | 2019-12-31 | 2020-12-31 | 365 | 9.0937 | 9
71306 | 9.28 | 0.8 | 2019-12-31 | 2020-12-31 | 365 | 8.6821 | 8
71307 | 5.8 | 0.8 | 2019-12-31 | 2020-12-31 | 365 | 5.4263 | 5
71308 | 9.28 | 0.8 | 2019-12-31 | 2020-12-31 | 365 | 8.6821 | 8
71249 | 3.51 | 0.8 | 2019-12-31 | 2020-12-31 | 365 | 3.2838 | 3
71309 | 3.08 | 0.8 | 2019-12-31 | 2020-12-31 | 365 | 2.8815 | 2
71310 | 3.08 | 0.8 | 2019-12-31 | 2020-12-31 | 365 | 2.8815 | 2
71311 | 3.975 | 0.8 | 2019-12-31 | 2020-12-31 | 365 | 3.7189 | 3
71312 | 4.48 | 0.8 | 2019-12-31 | 2020-12-31 | 365 | 4.1913 | 4
71314 | 2.24 | 0.8 | 2019-12-31 | 2020-12-31 | 365 | 2.0957 | 2
71373 | 13.63 | 0.8 | 2019-12-31 | 2020-12-31 | 365 | 12.7518 | 12
71374 | 6.16 | 0.8 | 2019-12-31 | 2020-12-31 | 365 | 5.7631 | 5
71375 | 13.515 | 0.8 | 2019-12-31 | 2020-12-31 | 365 | 12.6442 | 12
71376 | 8.99 | 0.8 | 2019-12-31 | 2020-12-31 | 365 | 8.4108 | 8
71377 | 6.67 | 0.8 | 2019-12-31 | 2020-12-31 | 365 | 6.2402 | 6
71379 | 8.41 | 0.8 | 2019-12-31 | 2020-12-31 | 365 | 7.8681 | 7
71378 | 10.73 | 0.8 | 2019-12-31 | 2020-12-31 | 365 | 10.0386 | 10
71380 | 4.35 | 0.8 | 2019-12-31 | 2020-12-31 | 365 | 4.0697 | 4
71381 | 5.22 | 0.8 | 2019-12-31 | 2020-12-31 | 365 | 4.8837 | 4
71383 | 3.48 | 0.8 | 2019-12-31 | 2020-12-31 | 365 | 3.2558 | 3
71385 | 2.7 | 0.8 | 2019-12-31 | 2020-12-31 | 365 | 2.526 | 2
71068 | 5.32 | 0.8 | 2019-12-31 | 2020-12-31 | 365 | 4.9772 | 4
71154 | 3.77 | 0.8 | 2019-12-31 | 2020-12-31 | 365 | 3.5271 | 3
71427 | 4.76 | 0.8 | 2019-12-31 | 2020-12-31 | 365 | 4.4533 | 4
71428 | 4.32 | 0.8 | 2019-12-31 | 2020-12-31 | 365 | 4.0417 | 4
71429 | 2.24 | 0.8 | 2019-12-31 | 2020-12-31 | 365 | 2.0957 | 2
71430 | 3.36 | 0.8 | 2019-12-31 | 2020-12-31 | 365 | 3.1435 | 3
71432 | 16.43 | 0.8 | 2019-12-31 | 2020-12-31 | 365 | 15.3714 | 15
71433 | 3.64 | 0.8 | 2019-12-31 | 2020-12-31 | 365 | 3.4055 | 3
71434 | 6.96 | 0.8 | 2019-12-31 | 2020-12-31 | 365 | 6.5116 | 6
71435 | 7.84 | 0.8 | 2019-12-31 | 2020-12-31 | 365 | 7.3349 | 7
71436 | 3.77 | 0.8 | 2019-12-31 | 2020-12-31 | 365 | 3.5271 | 3
71437 | 6.16 | 0.8 | 2019-12-31 | 2020-12-31 | 365 | 5.7631 | 5
71442 | 3.19 | 0.8 | 2019-12-31 | 2020-12-31 | 365 | 2.9845 | 2
71443 | 5.04 | 0.8 | 2019-12-31 | 2020-12-31 | 365 | 4.7153 | 4
71446 | 2.9 | 0.8 | 2019-12-31 | 2020-12-31 | 365 | 2.7131 | 2
71453 | 3.19 | 0.8 | 2019-12-31 | 2020-12-31 | 365 | 2.9845 | 2
71468 | 5.04 | 0.8 | 2019-12-31 | 2020-12-31 | 365 | 4.7153 | 4
71471 | 5.88 | 0.8 | 2019-12-31 | 2020-12-31 | 365 | 5.5011 | 5
71477 | 3.08 | 0.8 | 2019-12-31 | 2020-12-31 | 365 | 2.8815 | 2
71478 | 5.32 | 0.8 | 2019-12-31 | 2020-12-31 | 365 | 4.9772 | 4
71480 | 6.16 | 0.8 | 2019-12-31 | 2020-12-31 | 365 | 5.7631 | 5
71506 | 3.92 | 0.8 | 2019-12-31 | 2020-12-31 | 365 | 3.6674 | 3
71507 | 4.76 | 0.8 | 2019-12-31 | 2020-12-31 | 365 | 4.4533 | 4
71508 | 2.24 | 0.8 | 2019-12-31 | 2020-12-31 | 365 | 2.0957 | 2
71509 | 4.48 | 0.8 | 2019-12-31 | 2020-12-31 | 365 | 4.1913 | 4
71511 | 4.93 | 0.8 | 2019-12-31 | 2020-12-31 | 365 | 4.6124 | 4
71512 | 5.035 | 0.8 | 2019-12-31 | 2020-12-31 | 365 | 4.7106 | 4
71514 | 5.32 | 0.8 | 2019-12-31 | 2020-12-31 | 365 | 4.9772 | 4
71567 | 8.68 | 0.8 | 2019-12-31 | 2020-12-31 | 365 | 8.1207 | 8
71571 | 7.56 | 0.8 | 2019-12-31 | 2020-12-31 | 365 | 7.0729 | 7
71574 | 5.04 | 0.8 | 2019-12-31 | 2020-12-31 | 365 | 4.7153 | 4
71576 | 5.6 | 0.8 | 2019-12-31 | 2020-12-31 | 365 | 5.2392 | 5
71577 | 6.09 | 0.8 | 2019-12-31 | 2020-12-31 | 365 | 5.6976 | 5
71578 | 10.36 | 0.8 | 2019-12-31 | 2020-12-31 | 365 | 9.6925 | 9
71579 | 11.2 | 0.8 | 2019-12-31 | 2020-12-31 | 365 | 10.4784 | 10
71580 | 5.88 | 0.8 | 2019-12-31 | 2020-12-31 | 365 | 5.5011 | 5
71582 | 4.48 | 0.8 | 2019-12-31 | 2020-12-31 | 365 | 4.1913 | 4
71583 | 7 | 0.8 | 2019-12-31 | 2020-12-31 | 365 | 6.549 | 6
71584 | 10.08 | 0.8 | 2019-12-31 | 2020-12-31 | 365 | 9.4305 | 9
71585 | 4.2 | 0.8 | 2019-12-31 | 2020-12-31 | 365 | 3.9294 | 3
71588 | 3.08 | 0.8 | 2019-12-31 | 2020-12-31 | 365 | 2.8815 | 2
71592 | 2.52 | 0.8 | 2019-12-31 | 2020-12-31 | 365 | 2.3576 | 2
71594 | 5.13 | 0.8 | 2019-12-31 | 2020-12-31 | 365 | 4.7995 | 4
71596 | 3.64 | 0.8 | 2019-12-31 | 2020-12-31 | 365 | 3.4055 | 3
71598 | 6.72 | 0.8 | 2019-12-31 | 2020-12-31 | 365 | 6.287 | 6
71613 | 7.54 | 0.8 | 2019-12-31 | 2020-12-31 | 365 | 7.0542 | 7
71614 | 8.12 | 0.8 | 2019-12-31 | 2020-12-31 | 365 | 7.5968 | 7
71615 | 10.64 | 0.8 | 2019-12-31 | 2020-12-31 | 365 | 9.9544 | 9
71616 | 9.57 | 0.8 | 2019-12-31 | 2020-12-31 | 365 | 8.9534 | 8
71617 | 6.38 | 0.8 | 2019-12-31 | 2020-12-31 | 365 | 5.9689 | 5
71619 | 10.64 | 0.8 | 2019-12-31 | 2020-12-31 | 365 | 9.9544 | 9
71621 | 5.6 | 0.8 | 2019-12-31 | 2020-12-31 | 365 | 5.2392 | 5
71623 | 6.72 | 0.8 | 2019-12-31 | 2020-12-31 | 365 | 6.287 | 6
71626 | 7.84 | 0.8 | 2019-12-31 | 2020-12-31 | 365 | 7.3349 | 7
71630 | 4.2 | 0.8 | 2019-12-31 | 2020-12-31 | 365 | 3.9294 | 3
71639 | 10.64 | 0.8 | 2019-12-31 | 2020-12-31 | 365 | 9.9544 | 9
71641 | 6.72 | 0.8 | 2019-12-31 | 2020-12-31 | 365 | 6.287 | 6
71654 | 5.88 | 0.8 | 2019-12-31 | 2020-12-31 | 365 | 5.5011 | 5
71656 | 7.84 | 0.8 | 2019-12-31 | 2020-12-31 | 365 | 7.3349 | 7
71658 | 11.2 | 0.8 | 2019-12-31 | 2020-12-31 | 365 | 10.4784 | 10
71659 | 6.72 | 0.8 | 2019-12-31 | 2020-12-31 | 365 | 6.287 | 6
71612 | 4.2 | 0.8 | 2019-12-31 | 2020-12-31 | 365 | 3.9294 | 3
71674 | 5.8 | 0.8 | 2019-12-31 | 2020-12-31 | 365 | 5.4263 | 5
71676 | 4.76 | 0.8 | 2019-12-31 | 2020-12-31 | 365 | 4.4533 | 4
71678 | 6.16 | 0.8 | 2019-12-31 | 2020-12-31 | 365 | 5.7631 | 5
71680 | 4.06 | 0.8 | 2019-12-31 | 2020-12-31 | 365 | 3.7984 | 3
71683 | 2.8 | 0.8 | 2019-12-31 | 2020-12-31 | 365 | 2.6196 | 2
71685 | 6.16 | 0.8 | 2019-12-31 | 2020-12-31 | 365 | 5.7631 | 5
71689 | 11.76 | 0.8 | 2019-12-31 | 2020-12-31 | 365 | 11.0023 | 11
71690 | 3.71 | 0.8 | 2019-12-31 | 2020-12-31 | 365 | 3.471 | 3
71692 | 3.36 | 0.8 | 2019-12-31 | 2020-12-31 | 365 | 3.1435 | 3
71693 | 4.48 | 0.8 | 2019-12-31 | 2020-12-31 | 365 | 4.1913 | 4
71694 | 4.2 | 0.8 | 2019-12-31 | 2020-12-31 | 365 | 3.9294 | 3
71696 | 5.67 | 0.8 | 2019-12-31 | 2020-12-31 | 365 | 5.3047 | 5
71699 | 4.48 | 0.8 | 2019-12-31 | 2020-12-31 | 365 | 4.1913 | 4
71703 | 6.16 | 0.8 | 2019-12-31 | 2020-12-31 | 365 | 5.7631 | 5
71706 | 5.04 | 0.8 | 2019-12-31 | 2020-12-31 | 365 | 4.7153 | 4
71711 | 5.6 | 0.8 | 2019-12-31 | 2020-12-31 | 365 | 5.2392 | 5
71291 | 6.38 | 0.8 | 2019-12-31 | 2020-12-31 | 365 | 5.9689 | 5
71867 | 4.48 | 0.8 | 2019-12-31 | 2020-12-31 | 365 | 4.1913 | 4
71877 | 5.32 | 0.8 | 2019-12-31 | 2020-12-31 | 365 | 4.9772 | 4
71878 | 3.64 | 0.8 | 2019-12-31 | 2020-12-31 | 365 | 3.4055 | 3
71882 | 10.92 | 0.8 | 2019-12-31 | 2020-12-31 | 365 | 10.2164 | 10
71884 | 4.48 | 0.8 | 2019-12-31 | 2020-12-31 | 365 | 4.1913 | 4
71885 | 3.64 | 0.8 | 2019-12-31 | 2020-12-31 | 365 | 3.4055 | 3
71886 | 4.64 | 0.8 | 2019-12-31 | 2020-12-31 | 365 | 4.341 | 4
71891 | 2.61 | 0.8 | 2019-12-31 | 2020-12-31 | 365 | 2.4418 | 2
71892 | 11.61 | 0.8 | 2019-12-31 | 2020-12-31 | 365 | 10.8619 | 10
71904 | 3.92 | 0.8 | 2019-12-31 | 2020-12-31 | 365 | 3.6674 | 3
71906 | 10.92 | 0.8 | 2019-12-31 | 2020-12-31 | 365 | 10.2164 | 10
71910 | 9.01 | 0.8 | 2019-12-31 | 2020-12-31 | 365 | 8.4295 | 8
71913 | 12.15 | 0.8 | 2019-12-31 | 2020-12-31 | 365 | 11.3672 | 11
71915 | 2.52 | 0.8 | 2019-12-31 | 2020-12-31 | 365 | 2.3576 | 2
71927 | 6.44 | 0.8 | 2019-12-31 | 2020-12-31 | 365 | 6.0251 | 6
71928 | 5.04 | 0.8 | 2019-12-31 | 2020-12-31 | 365 | 4.7153 | 4
71936 | 6.44 | 0.8 | 2019-12-31 | 2020-12-31 | 365 | 6.0251 | 6
71942 | 6.72 | 0.8 | 2019-12-31 | 2020-12-31 | 365 | 6.287 | 6
71949 | 6.44 | 0.8 | 2019-12-31 | 2020-12-31 | 365 | 6.0251 | 6
71951 | 2.8 | 0.8 | 2019-12-31 | 2020-12-31 | 365 | 2.6196 | 2
71953 | 7.28 | 0.8 | 2019-12-31 | 2020-12-31 | 365 | 6.8109 | 6
71956 | 3.77 | 0.8 | 2019-12-31 | 2020-12-31 | 365 | 3.5271 | 3
71974 | 5.4 | 0.8 | 2019-12-31 | 2020-12-31 | 365 | 5.0521 | 5
71977 | 6.96 | 0.8 | 2019-12-31 | 2020-12-31 | 365 | 6.5116 | 6
71978 | 4.05 | 0.8 | 2019-12-31 | 2020-12-31 | 365 | 3.7891 | 3
71980 | 5.94 | 0.8 | 2019-12-31 | 2020-12-31 | 365 | 5.5573 | 5
71982 | 3.92 | 0.8 | 2019-12-31 | 2020-12-31 | 365 | 3.6674 | 3
71983 | 4.2 | 0.8 | 2019-12-31 | 2020-12-31 | 365 | 3.9294 | 3
71995 | 3.24 | 0.8 | 2019-12-31 | 2020-12-31 | 365 | 3.0312 | 3
71997 | 7.84 | 0.8 | 2019-12-31 | 2020-12-31 | 365 | 7.3349 | 7
71998 | 4.32 | 0.8 | 2019-12-31 | 2020-12-31 | 365 | 4.0417 | 4
71999 | 4.06 | 0.8 | 2019-12-31 | 2020-12-31 | 365 | 3.7984 | 3
72000 | 5.6 | 0.8 | 2019-12-31 | 2020-12-31 | 365 | 5.2392 | 5
72004 | 5.04 | 0.8 | 2019-12-31 | 2020-12-31 | 365 | 4.7153 | 4
72005 | 8.12 | 0.8 | 2019-12-31 | 2020-12-31 | 365 | 7.5968 | 7
72010 | 7 | 0.8 | 2019-12-31 | 2020-12-31 | 365 | 6.549 | 6
72016 | 2.24 | 0.8 | 2019-12-31 | 2020-12-31 | 365 | 2.0957 | 2
72017 | 5.32 | 0.8 | 2019-12-31 | 2020-12-31 | 365 | 4.9772 | 4
72018 | 6.44 | 0.8 | 2019-12-31 | 2020-12-31 | 365 | 6.0251 | 6
72036 | 5.6 | 0.8 | 2019-12-31 | 2020-12-31 | 365 | 5.2392 | 5
72037 | 7.54 | 0.8 | 2019-12-31 | 2020-12-31 | 365 | 7.0542 | 7
72038 | 6.095 | 0.8 | 2019-12-31 | 2020-12-31 | 365 | 5.7023 | 5
72039 | 4.2 | 0.8 | 2019-12-31 | 2020-12-31 | 365 | 3.9294 | 3
72378 | 6.72 | 0.8 | 2019-12-31 | 2020-12-31 | 365 | 6.287 | 6
72377 | 5.355 | 0.8 | 2019-12-31 | 2020-12-31 | 365 | 5.01 | 5
72379 | 3.36 | 0.8 | 2019-12-31 | 2020-12-31 | 365 | 3.1435 | 3
72086 | 4.86 | 0.8 | 2019-12-31 | 2020-12-31 | 365 | 4.5469 | 4
72087 | 5.04 | 0.8 | 2019-12-31 | 2020-12-31 | 365 | 4.7153 | 4
72088 | 4.77 | 0.8 | 2019-12-31 | 2020-12-31 | 365 | 4.4627 | 4
72093 | 10.92 | 0.8 | 2019-12-31 | 2020-12-31 | 365 | 10.2164 | 10
72094 | 5.88 | 0.8 | 2019-12-31 | 2020-12-31 | 365 | 5.5011 | 5
72148 | 6.75 | 0.8 | 2019-12-31 | 2020-12-31 | 365 | 6.3151 | 6
72153 | 5.2 | 0.8 | 2019-12-31 | 2020-12-31 | 365 | 4.865 | 4
72156 | 8.4 | 0.8 | 2019-12-31 | 2020-12-31 | 365 | 7.8588 | 7
71871 | 4.76 | 0.8 | 2019-12-31 | 2020-12-31 | 365 | 4.4533 | 4
72163 | 5.04 | 0.8 | 2019-12-31 | 2020-12-31 | 365 | 4.7153 | 4
72167 | 2.61 | 0.8 | 2019-12-31 | 2020-12-31 | 365 | 2.4418 | 2
72169 | 4.48 | 0.8 | 2019-12-31 | 2020-12-31 | 365 | 4.1913 | 4
71872 | 10.26 | 0.8 | 2019-12-31 | 2020-12-31 | 365 | 9.5989 | 9
71431 | 3.77 | 0.8 | 2019-12-31 | 2020-12-31 | 365 | 3.5271 | 3
71611 | 9.24 | 0.8 | 2019-12-31 | 2020-12-31 | 365 | 8.6446 | 8
71672 | 6.72 | 0.8 | 2019-12-31 | 2020-12-31 | 365 | 6.287 | 6
71697 | 2.52 | 0.8 | 2019-12-31 | 2020-12-31 | 365 | 2.3576 | 2
71702 | 5.04 | 0.8 | 2019-12-31 | 2020-12-31 | 365 | 4.7153 | 4
71707 | 2.8 | 0.8 | 2019-12-31 | 2020-12-31 | 365 | 2.6196 | 2
71954 | 2.9 | 0.8 | 2019-12-31 | 2020-12-31 | 365 | 2.7131 | 2
71972 | 7.29 | 0.8 | 2019-12-31 | 2020-12-31 | 365 | 6.8203 | 6
72002 | 3.48 | 0.8 | 2019-12-31 | 2020-12-31 | 365 | 3.2558 | 3
72401 | 7.28 | 0.8 | 2019-12-31 | 2020-12-31 | 365 | 6.8109 | 6
72404 | 4.06 | 0.8 | 2019-12-31 | 2020-12-31 | 365 | 3.7984 | 3
72408 | 3.08 | 0.8 | 2019-12-31 | 2020-12-31 | 365 | 2.8815 | 2
72411 | 8.7 | 0.8 | 2019-12-31 | 2020-12-31 | 365 | 8.1394 | 8
72412 | 3.24 | 0.8 | 2019-12-31 | 2020-12-31 | 365 | 3.0312 | 3
72423 | 3.78 | 0.8 | 2019-12-31 | 2020-12-31 | 365 | 3.5364 | 3
72424 | 3.92 | 0.8 | 2019-12-31 | 2020-12-31 | 365 | 3.6674 | 3
72742 | 11.34 | 0.8 | 2019-12-31 | 2020-12-31 | 365 | 10.6093 | 10
72432 | 4.06 | 0.8 | 2019-12-31 | 2020-12-31 | 365 | 3.7984 | 3
72435 | 7.28 | 0.8 | 2019-12-31 | 2020-12-31 | 365 | 6.8109 | 6
72436 | 3.48 | 0.8 | 2019-12-31 | 2020-12-31 | 365 | 3.2558 | 3
72437 | 4.93 | 0.8 | 2019-12-31 | 2020-12-31 | 365 | 4.6124 | 4
72443 | 8.68 | 0.8 | 2019-12-31 | 2020-12-31 | 365 | 8.1207 | 8
72446 | 4.2 | 0.8 | 2019-12-31 | 2020-12-31 | 365 | 3.9294 | 3
72449 | 10.44 | 0.8 | 2019-12-31 | 2020-12-31 | 365 | 9.7673 | 9
72462 | 6.96 | 0.8 | 2019-12-31 | 2020-12-31 | 365 | 6.5116 | 6
72467 | 8.12 | 0.8 | 2019-12-31 | 2020-12-31 | 365 | 7.5968 | 7
72472 | 6.44 | 0.8 | 2019-12-31 | 2020-12-31 | 365 | 6.0251 | 6
72505 | 5.13 | 0.8 | 2019-12-31 | 2020-12-31 | 365 | 4.7995 | 4
72506 | 6.67 | 0.8 | 2019-12-31 | 2020-12-31 | 365 | 6.2402 | 6
72512 | 2.52 | 0.8 | 2019-12-31 | 2020-12-31 | 365 | 2.3576 | 2
72516 | 9.52 | 0.8 | 2019-12-31 | 2020-12-31 | 365 | 8.9066 | 8
72522 | 4.48 | 0.8 | 2019-12-31 | 2020-12-31 | 365 | 4.1913 | 4
72519 | 8.1 | 0.8 | 2019-12-31 | 2020-12-31 | 365 | 7.5781 | 7
72524 | 8.64 | 0.8 | 2019-12-31 | 2020-12-31 | 365 | 8.0833 | 8
72530 | 3.92 | 0.8 | 2019-12-31 | 2020-12-31 | 365 | 3.6674 | 3
72531 | 2.7 | 0.8 | 2019-12-31 | 2020-12-31 | 365 | 2.526 | 2
72532 | 7.28 | 0.8 | 2019-12-31 | 2020-12-31 | 365 | 6.8109 | 6
72604 | 7.56 | 0.8 | 2019-12-31 | 2020-12-31 | 365 | 7.0729 | 7
72607 | 9.24 | 0.8 | 2019-12-31 | 2020-12-31 | 365 | 8.6446 | 8
72608 | 7 | 0.8 | 2019-12-31 | 2020-12-31 | 365 | 6.549 | 6
72609 | 9.28 | 0.8 | 2019-12-31 | 2020-12-31 | 365 | 8.6821 | 8
72610 | 2.6 | 0.8 | 2019-12-31 | 2020-12-31 | 365 | 2.4325 | 2
72685 | 4.76 | 0.8 | 2019-12-31 | 2020-12-31 | 365 | 4.4533 | 4
72688 | 4.48 | 0.8 | 2019-12-31 | 2020-12-31 | 365 | 4.1913 | 4
72691 | 6.095 | 0.8 | 2019-12-31 | 2020-12-31 | 365 | 5.7023 | 5
72697 | 6.16 | 0.8 | 2019-12-31 | 2020-12-31 | 365 | 5.7631 | 5
72699 | 3.92 | 0.8 | 2019-12-31 | 2020-12-31 | 365 | 3.6674 | 3
72700 | 5.13 | 0.8 | 2019-12-31 | 2020-12-31 | 365 | 4.7995 | 4
72702 | 10.36 | 0.8 | 2019-12-31 | 2020-12-31 | 365 | 9.6925 | 9
72728 | 4.64 | 0.8 | 2019-12-31 | 2020-12-31 | 365 | 4.341 | 4
72743 | 3.92 | 0.8 | 2019-12-31 | 2020-12-31 | 365 | 3.6674 | 3
72744 | 9.805 | 0.8 | 2019-12-31 | 2020-12-31 | 365 | 9.1732 | 9
72788 | 6.96 | 0.8 | 2019-12-31 | 2020-12-31 | 365 | 6.5116 | 6
72790 | 9.24 | 0.8 | 2019-12-31 | 2020-12-31 | 365 | 8.6446 | 8
72791 | 5.94 | 0.8 | 2019-12-31 | 2020-12-31 | 365 | 5.5573 | 5
72792 | 4.59 | 0.8 | 2019-12-31 | 2020-12-31 | 365 | 4.2943 | 4
72793 | 3.08 | 0.8 | 2019-12-31 | 2020-12-31 | 365 | 2.8815 | 2
69822 | 8.745 | 0.8 | 2019-12-31 | 2020-12-31 | 365 | 8.1815 | 8
70295 | 8.745 | 0.8 | 2019-12-31 | 2020-12-31 | 365 | 8.1815 | 8
72431 | 4.64 | 0.8 | 2019-12-31 | 2020-12-31 | 365 | 4.341 | 4
70784 | 9.28 | 0.8 | 2019-12-31 | 2020-12-31 | 365 | 8.6821 | 8
72821 | 8.48 | 0.8 | 2019-12-31 | 2020-12-31 | 365 | 7.9336 | 7
72823 | 5.6 | 0.8 | 2019-12-31 | 2020-12-31 | 365 | 5.2392 | 5
72826 | 4.48 | 0.8 | 2019-12-31 | 2020-12-31 | 365 | 4.1913 | 4
67722 | 9.45 | 0.8 | 2019-12-31 | 2020-12-31 | 365 | 8.8411 | 8
69768 | 5.3 | 0.8 | 2019-12-31 | 2020-12-31 | 365 | 4.9585 | 4
70265 | 9.805 | 0.8 | 2019-12-31 | 2020-12-31 | 365 | 9.1732 | 9
72851 | 3.92 | 0.8 | 2019-12-31 | 2020-12-31 | 365 | 3.6674 | 3
72852 | 4.76 | 0.8 | 2019-12-31 | 2020-12-31 | 365 | 4.4533 | 4
72853 | 14.04 | 0.8 | 2019-12-31 | 2020-12-31 | 365 | 13.1354 | 13
72854 | 12.76 | 0.8 | 2019-12-31 | 2020-12-31 | 365 | 11.9378 | 11
72855 | 3.19 | 0.8 | 2019-12-31 | 2020-12-31 | 365 | 2.9845 | 2
72857 | 3.64 | 0.8 | 2019-12-31 | 2020-12-31 | 365 | 3.4055 | 3
72858 | 5.88 | 0.8 | 2019-12-31 | 2020-12-31 | 365 | 5.5011 | 5
72860 | 7.56 | 0.8 | 2019-12-31 | 2020-12-31 | 365 | 7.0729 | 7
72861 | 11.48 | 0.8 | 2019-12-31 | 2020-12-31 | 365 | 10.7403 | 10
72864 | 10.08 | 0.8 | 2019-12-31 | 2020-12-31 | 365 | 9.4305 | 9
72887 | 5.51 | 0.8 | 2019-12-31 | 2020-12-31 | 365 | 5.155 | 5
72888 | 10.36 | 0.8 | 2019-12-31 | 2020-12-31 | 365 | 9.6925 | 9
72890 | 3.64 | 0.8 | 2019-12-31 | 2020-12-31 | 365 | 3.4055 | 3
72899 | 3.08 | 0.8 | 2019-12-31 | 2020-12-31 | 365 | 2.8815 | 2
72901 | 12.19 | 0.8 | 2019-12-31 | 2020-12-31 | 365 | 11.4046 | 11
72902 | 6.72 | 0.8 | 2019-12-31 | 2020-12-31 | 365 | 6.287 | 6
72903 | 8.12 | 0.8 | 2019-12-31 | 2020-12-31 | 365 | 7.5968 | 7
72920 | 4.93 | 0.8 | 2019-12-31 | 2020-12-31 | 365 | 4.6124 | 4
72923 | 6.44 | 0.8 | 2019-12-31 | 2020-12-31 | 365 | 6.0251 | 6
72924 | 3.92 | 0.8 | 2019-12-31 | 2020-12-31 | 365 | 3.6674 | 3
73009 | 6.96 | 0.8 | 2019-12-31 | 2020-12-31 | 365 | 6.5116 | 6
73010 | 8.12 | 0.8 | 2019-12-31 | 2020-12-31 | 365 | 7.5968 | 7
73011 | 6.72 | 0.8 | 2019-12-31 | 2020-12-31 | 365 | 6.287 | 6
56602 | 9.88 | 1 | 2019-12-31 | 2020-12-31 | 365 | 11.5543 | 11
50875 | 8.58 | 1 | 2019-12-31 | 2020-12-31 | 365 | 10.034 | 10
55139 | 2.34 | 1 | 2019-12-31 | 2020-12-31 | 365 | 2.7365 | 2
55649 | 3.9 | 1 | 2019-12-31 | 2020-12-31 | 365 | 4.5609 | 4
57319 | 8.32 | 1 | 2019-12-31 | 2020-12-31 | 365 | 9.7299 | 9
52304 | 16.9 | 1 | 2019-12-31 | 2020-12-31 | 365 | 19.7639 | 19
55022 | 15.08 | 1 | 2019-12-31 | 2020-12-31 | 365 | 17.6355 | 17
54825 | 7.54 | 1 | 2019-12-31 | 2020-12-31 | 365 | 8.8177 | 8
20022 | 8.32 | 1 | 2019-12-31 | 2020-12-31 | 365 | 9.7299 | 9
72007 | 6.44 | 0.8 | 2019-12-31 | 2020-12-31 | 365 | 6.0251 | 6
72159 | 7.25 | 0.8 | 2019-12-31 | 2020-12-31 | 365 | 6.7829 | 6
72091 | 2.61 | 0.8 | 2019-12-31 | 2020-12-31 | 365 | 2.4418 | 2
72463 | 4.76 | 0.8 | 2019-12-31 | 2020-12-31 | 365 | 4.4533 | 4
72527 | 3.92 | 0.8 | 2019-12-31 | 2020-12-31 | 365 | 3.6674 | 3
73060 | 2.52 | 0.8 | 2019-12-31 | 2020-12-31 | 365 | 2.3576 | 2
73124 | 4.2 | 0.8 | 2019-12-31 | 2020-12-31 | 365 | 3.9294 | 3
72440 | 27.295 | 0.6 | 2019-12-31 | 2020-12-31 | 365 | 19.1522 | 19
35874 | 6.63 | 1 | 2019-12-31 | 2020-12-31 | 365 | 7.7535 | 7
73121 | 4.2 | 0.8 | 2019-12-31 | 2020-12-31 | 365 | 3.9294 | 3
73122 | 4.35 | 0.8 | 2019-12-31 | 2020-12-31 | 365 | 4.0697 | 4
73123 | 2.8 | 0.8 | 2019-12-31 | 2020-12-31 | 365 | 2.6196 | 2
73125 | 3.36 | 0.8 | 2019-12-31 | 2020-12-31 | 365 | 3.1435 | 3
73443 | 4.2 | 0.8 | 2019-12-31 | 2020-12-31 | 365 | 3.9294 | 3
73444 | 6.96 | 0.8 | 2019-12-31 | 2020-12-31 | 365 | 6.5116 | 6
73448 | 4.76 | 0.8 | 2019-12-31 | 2020-12-31 | 365 | 4.4533 | 4
73450 | 6.44 | 0.8 | 2019-12-31 | 2020-12-31 | 365 | 6.0251 | 6
73451 | 5.04 | 0.8 | 2019-12-31 | 2020-12-31 | 365 | 4.7153 | 4
73453 | 12.6 | 0.8 | 2019-12-31 | 2020-12-31 | 365 | 11.7882 | 11
73454 | 16.74 | 0.8 | 2019-12-31 | 2020-12-31 | 365 | 15.6614 | 15
73455 | 5.6 | 0.8 | 2019-12-31 | 2020-12-31 | 365 | 5.2392 | 5
70329 | 5.3 | 0.8 | 2019-12-31 | 2020-12-31 | 365 | 4.9585 | 4
71947 | 3.08 | 0.8 | 2019-12-31 | 2020-12-31 | 365 | 2.8815 | 2
73471 | 6.095 | 0.8 | 2019-12-31 | 2020-12-31 | 365 | 5.7023 | 5
73472 | 4.2 | 0.8 | 2019-12-31 | 2020-12-31 | 365 | 3.9294 | 3
55360 | 7.28 | 1 | 2019-12-31 | 2020-12-31 | 365 | 8.5137 | 8
70307 | 10.07 | 0.8 | 2019-12-31 | 2020-12-31 | 365 | 9.4212 | 9
73528 | 3.36 | 0.8 | 2019-12-31 | 2020-12-31 | 365 | 3.1435 | 3
73529 | 4.76 | 0.8 | 2019-12-31 | 2020-12-31 | 365 | 4.4533 | 4
73617 | 3.36 | 0.8 | 2019-12-31 | 2020-12-31 | 365 | 3.1435 | 3
73619 | 5.88 | 0.8 | 2019-12-31 | 2020-12-31 | 365 | 5.5011 | 5
73636 | 7.28 | 0.8 | 2019-12-31 | 2020-12-31 | 365 | 6.8109 | 6
73637 | 5.04 | 0.8 | 2019-12-31 | 2020-12-31 | 365 | 4.7153 | 4
73638 | 6.16 | 0.8 | 2019-12-31 | 2020-12-31 | 365 | 5.7631 | 5
73639 | 5.88 | 0.8 | 2019-12-31 | 2020-12-31 | 365 | 5.5011 | 5
73640 | 5.32 | 0.8 | 2019-12-31 | 2020-12-31 | 365 | 4.9772 | 4
73643 | 6.16 | 0.8 | 2019-12-31 | 2020-12-31 | 365 | 5.7631 | 5
73644 | 5.88 | 0.8 | 2019-12-31 | 2020-12-31 | 365 | 5.5011 | 5
73646 | 6.44 | 0.8 | 2019-12-31 | 2020-12-31 | 365 | 6.0251 | 6
73689 | 3.08 | 0.8 | 2019-12-31 | 2020-12-31 | 365 | 2.8815 | 2
73690 | 5.88 | 0.8 | 2019-12-31 | 2020-12-31 | 365 | 5.5011 | 5
73691 | 5.32 | 0.8 | 2019-12-31 | 2020-12-31 | 365 | 4.9772 | 4
73692 | 3.08 | 0.8 | 2019-12-31 | 2020-12-31 | 365 | 2.8815 | 2
73695 | 5.6 | 0.8 | 2019-12-31 | 2020-12-31 | 365 | 5.2392 | 5
73700 | 5.04 | 0.8 | 2019-12-31 | 2020-12-31 | 365 | 4.7153 | 4
73703 | 7.56 | 0.8 | 2019-12-31 | 2020-12-31 | 365 | 7.0729 | 7
73705 | 2.16 | 0.8 | 2019-12-31 | 2020-12-31 | 365 | 2.0208 | 2
73709 | 6.72 | 0.8 | 2019-12-31 | 2020-12-31 | 365 | 6.287 | 6
73715 | 3.64 | 0.8 | 2019-12-31 | 2020-12-31 | 365 | 3.4055 | 3
73746 | 4.48 | 0.8 | 2019-12-31 | 2020-12-31 | 365 | 4.1913 | 4
73749 | 14.84 | 0.8 | 2019-12-31 | 2020-12-31 | 365 | 13.8838 | 13
73751 | 4.76 | 0.8 | 2019-12-31 | 2020-12-31 | 365 | 4.4533 | 4
73753 | 7 | 0.8 | 2019-12-31 | 2020-12-31 | 365 | 6.549 | 6
73755 | 4.48 | 0.8 | 2019-12-31 | 2020-12-31 | 365 | 4.1913 | 4
73756 | 7.28 | 0.8 | 2019-12-31 | 2020-12-31 | 365 | 6.8109 | 6
73762 | 6.16 | 0.8 | 2019-12-31 | 2020-12-31 | 365 | 5.7631 | 5
73777 | 5.6 | 0.8 | 2019-12-31 | 2020-12-31 | 365 | 5.2392 | 5
73781 | 6.72 | 0.8 | 2019-12-31 | 2020-12-31 | 365 | 6.287 | 6
73754 | 12.42 | 0.8 | 2019-12-31 | 2020-12-31 | 365 | 11.6198 | 11
73855 | 6.5 | 0.8 | 2019-12-31 | 2020-12-31 | 365 | 6.0812 | 6
73857 | 4.2 | 0.8 | 2019-12-31 | 2020-12-31 | 365 | 3.9294 | 3
73858 | 2.32 | 0.8 | 2019-12-31 | 2020-12-31 | 365 | 2.1705 | 2
73859 | 9.36 | 0.8 | 2019-12-31 | 2020-12-31 | 365 | 8.7569 | 8
73922 | 10.26 | 0.8 | 2019-12-31 | 2020-12-31 | 365 | 9.5989 | 9
73923 | 4.48 | 0.8 | 2019-12-31 | 2020-12-31 | 365 | 4.1913 | 4
73925 | 11.48 | 0.8 | 2019-12-31 | 2020-12-31 | 365 | 10.7403 | 10
73926 | 7.56 | 0.8 | 2019-12-31 | 2020-12-31 | 365 | 7.0729 | 7
73927 | 3.36 | 0.8 | 2019-12-31 | 2020-12-31 | 365 | 3.1435 | 3
73928 | 2.8 | 0.8 | 2019-12-31 | 2020-12-31 | 365 | 2.6196 | 2
73929 | 6.72 | 0.8 | 2019-12-31 | 2020-12-31 | 365 | 6.287 | 6
73931 | 5.32 | 0.8 | 2019-12-31 | 2020-12-31 | 365 | 4.9772 | 4
73933 | 2.24 | 0.8 | 2019-12-31 | 2020-12-31 | 365 | 2.0957 | 2
73447 | 5.04 | 0.8 | 2019-12-31 | 2020-12-31 | 365 | 4.7153 | 4
73936 | 2.24 | 0.8 | 2019-12-31 | 2020-12-31 | 365 | 2.0957 | 2
73937 | 2.8 | 0.8 | 2019-12-31 | 2020-12-31 | 365 | 2.6196 | 2
73941 | 3.64 | 0.8 | 2019-12-31 | 2020-12-31 | 365 | 3.4055 | 3
73944 | 2.24 | 0.8 | 2019-12-31 | 2020-12-31 | 365 | 2.0957 | 2
73946 | 3.92 | 0.8 | 2019-12-31 | 2020-12-31 | 365 | 3.6674 | 3
74083 | 4.2 | 0.8 | 2019-12-31 | 2020-12-31 | 365 | 3.9294 | 3
74086 | 4.2 | 0.8 | 2019-12-31 | 2020-12-31 | 365 | 3.9294 | 3
74089 | 4.48 | 0.8 | 2019-12-31 | 2020-12-31 | 365 | 4.1913 | 4
74090 | 7.56 | 0.8 | 2019-12-31 | 2020-12-31 | 365 | 7.0729 | 7
74091 | 6.72 | 0.8 | 2019-12-31 | 2020-12-31 | 365 | 6.287 | 6
74092 | 4.2 | 0.8 | 2019-12-31 | 2020-12-31 | 365 | 3.9294 | 3
74093 | 6.72 | 0.8 | 2019-12-31 | 2020-12-31 | 365 | 6.287 | 6
74094 | 8.12 | 0.8 | 2019-12-31 | 2020-12-31 | 365 | 7.5968 | 7
74095 | 2.8 | 0.8 | 2019-12-31 | 2020-12-31 | 365 | 2.6196 | 2
74097 | 7.02 | 0.8 | 2019-12-31 | 2020-12-31 | 365 | 6.5677 | 6
74100 | 14.84 | 0.8 | 2019-12-31 | 2020-12-31 | 365 | 13.8838 | 13
74084 | 4.2 | 0.8 | 2019-12-31 | 2020-12-31 | 365 | 3.9294 | 3
74102 | 5.6 | 0.8 | 2019-12-31 | 2020-12-31 | 365 | 5.2392 | 5
74103 | 12.04 | 0.8 | 2019-12-31 | 2020-12-31 | 365 | 11.2642 | 11
74104 | 13 | 0.8 | 2019-12-31 | 2020-12-31 | 365 | 12.1624 | 12
74106 | 3.08 | 0.8 | 2019-12-31 | 2020-12-31 | 365 | 2.8815 | 2
74107 | 4.2 | 0.8 | 2019-12-31 | 2020-12-31 | 365 | 3.9294 | 3
73473 | 4.48 | 0.8 | 2019-12-31 | 2020-12-31 | 365 | 4.1913 | 4
74111 | 4.64 | 0.8 | 2019-12-31 | 2020-12-31 | 365 | 4.341 | 4
73509 | 3.92 | 0.8 | 2019-12-31 | 2020-12-31 | 365 | 3.6674 | 3
73591 | 4.48 | 0.8 | 2019-12-31 | 2020-12-31 | 365 | 4.1913 | 4
73615 | 8.12 | 0.8 | 2019-12-31 | 2020-12-31 | 365 | 7.5968 | 7
73597 | 6.44 | 0.8 | 2019-12-31 | 2020-12-31 | 365 | 6.0251 | 6
73477 | 11.48 | 0.8 | 2019-12-31 | 2020-12-31 | 365 | 10.7403 | 10
73594 | 4.2 | 0.8 | 2019-12-31 | 2020-12-31 | 365 | 3.9294 | 3
73545 | 3.08 | 0.8 | 2019-12-31 | 2020-12-31 | 365 | 2.8815 | 2
73506 | 2.24 | 0.8 | 2019-12-31 | 2020-12-31 | 365 | 2.0957 | 2
73499 | 5.6 | 0.8 | 2019-12-31 | 2020-12-31 | 365 | 5.2392 | 5
73498 | 3.64 | 0.8 | 2019-12-31 | 2020-12-31 | 365 | 3.4055 | 3
73602 | 2.24 | 0.8 | 2019-12-31 | 2020-12-31 | 365 | 2.0957 | 2
73508 | 2.24 | 0.8 | 2019-12-31 | 2020-12-31 | 365 | 2.0957 | 2
73558 | 9.52 | 0.8 | 2019-12-31 | 2020-12-31 | 365 | 8.9066 | 8
73596 | 8.12 | 0.8 | 2019-12-31 | 2020-12-31 | 365 | 7.5968 | 7
74133 | 9.24 | 0.8 | 2019-12-31 | 2020-12-31 | 365 | 8.6446 | 8
73500 | 4.2 | 0.8 | 2019-12-31 | 2020-12-31 | 365 | 3.9294 | 3
73554 | 9.24 | 0.8 | 2019-12-31 | 2020-12-31 | 365 | 8.6446 | 8
73599 | 4.2 | 0.8 | 2019-12-31 | 2020-12-31 | 365 | 3.9294 | 3
73585 | 7 | 0.8 | 2019-12-31 | 2020-12-31 | 365 | 6.549 | 6
73551 | 5.04 | 0.8 | 2019-12-31 | 2020-12-31 | 365 | 4.7153 | 4
73616 | 6.16 | 0.8 | 2019-12-31 | 2020-12-31 | 365 | 5.7631 | 5
74184 | 2.24 | 0.8 | 2019-12-31 | 2020-12-31 | 365 | 2.0957 | 2
74172 | 4.2 | 0.8 | 2019-12-31 | 2020-12-31 | 365 | 3.9294 | 3
72701 | 6.44 | 0.8 | 2019-12-31 | 2020-12-31 | 365 | 6.0251 | 6
72533 | 3.36 | 0.8 | 2019-12-31 | 2020-12-31 | 365 | 3.1435 | 3
73711 | 2.16 | 0.8 | 2019-12-31 | 2020-12-31 | 365 | 2.0208 | 2
73706 | 4.64 | 0.8 | 2019-12-31 | 2020-12-31 | 365 | 4.341 | 4
74181 | 4.76 | 0.8 | 2019-12-31 | 2020-12-31 | 365 | 4.4533 | 4
74221 | 2.61 | 0.8 | 2019-12-31 | 2020-12-31 | 365 | 2.4418 | 2
74140 | 4.59 | 0.8 | 2019-12-31 | 2020-12-31 | 365 | 4.2943 | 4
74173 | 2.24 | 0.8 | 2019-12-31 | 2020-12-31 | 365 | 2.0957 | 2
74175 | 3.64 | 0.8 | 2019-12-31 | 2020-12-31 | 365 | 3.4055 | 3
74169 | 2.8 | 0.8 | 2019-12-31 | 2020-12-31 | 365 | 2.6196 | 2
74174 | 2.8 | 0.8 | 2019-12-31 | 2020-12-31 | 365 | 2.6196 | 2
73544 | 8.4 | 0.8 | 2019-12-31 | 2020-12-31 | 365 | 7.8588 | 7
73482 | 3.36 | 0.8 | 2019-12-31 | 2020-12-31 | 365 | 3.1435 | 3
73556 | 6.72 | 0.8 | 2019-12-31 | 2020-12-31 | 365 | 6.287 | 6
74154 | 6.44 | 0.8 | 2019-12-31 | 2020-12-31 | 365 | 6.0251 | 6
73567 | 7.56 | 0.8 | 2019-12-31 | 2020-12-31 | 365 | 7.0729 | 7
73491 | 6.16 | 0.8 | 2019-12-31 | 2020-12-31 | 365 | 5.7631 | 5
73553 | 3.64 | 0.8 | 2019-12-31 | 2020-12-31 | 365 | 3.4055 | 3
73570 | 6.16 | 0.8 | 2019-12-31 | 2020-12-31 | 365 | 5.7631 | 5
74156 | 8.12 | 0.8 | 2019-12-31 | 2020-12-31 | 365 | 7.5968 | 7
73574 | 2.24 | 0.8 | 2019-12-31 | 2020-12-31 | 365 | 2.0957 | 2
74143 | 8.68 | 0.8 | 2019-12-31 | 2020-12-31 | 365 | 8.1207 | 8
73548 | 8.12 | 0.8 | 2019-12-31 | 2020-12-31 | 365 | 7.5968 | 7
74222 | 2.24 | 0.8 | 2019-12-31 | 2020-12-31 | 365 | 2.0957 | 2
27608 | 8.58 | 1 | 2019-12-31 | 2020-12-31 | 365 | 10.034 | 10
73595 | 5.04 | 0.8 | 2019-12-31 | 2020-12-31 | 365 | 4.7153 | 4
73511 | 8.96 | 0.8 | 2019-12-31 | 2020-12-31 | 365 | 8.3827 | 8
74144 | 8.12 | 0.8 | 2019-12-31 | 2020-12-31 | 365 | 7.5968 | 7
73610 | 6.44 | 0.8 | 2019-12-31 | 2020-12-31 | 365 | 6.0251 | 6
73584 | 3.08 | 0.8 | 2019-12-31 | 2020-12-31 | 365 | 2.8815 | 2
73560 | 4.48 | 0.8 | 2019-12-31 | 2020-12-31 | 365 | 4.1913 | 4
74243 | 8.68 | 0.8 | 2019-12-31 | 2020-12-31 | 365 | 8.1207 | 8
74224 | 7 | 0.8 | 2019-12-31 | 2020-12-31 | 365 | 6.549 | 6
74238 | 6.16 | 0.8 | 2019-12-31 | 2020-12-31 | 365 | 5.7631 | 5
74260 | 10.36 | 0.8 | 2019-12-31 | 2020-12-31 | 365 | 9.6925 | 9
74247 | 5.6 | 0.8 | 2019-12-31 | 2020-12-31 | 365 | 5.2392 | 5
74262 | 2.9 | 0.8 | 2019-12-31 | 2020-12-31 | 365 | 2.7131 | 2
74257 | 10.64 | 0.8 | 2019-12-31 | 2020-12-31 | 365 | 9.9544 | 9
73938 | 4.2 | 0.8 | 2019-12-31 | 2020-12-31 | 365 | 3.9294 | 3
74286 | 3.64 | 0.8 | 2019-12-31 | 2020-12-31 | 365 | 3.4055 | 3
74241 | 8.12 | 0.8 | 2019-12-31 | 2020-12-31 | 365 | 7.5968 | 7
74236 | 10.36 | 0.8 | 2019-12-31 | 2020-12-31 | 365 | 9.6925 | 9
74276 | 4.76 | 0.8 | 2019-12-31 | 2020-12-31 | 365 | 4.4533 | 4
74254 | 3.36 | 0.8 | 2019-12-31 | 2020-12-31 | 365 | 3.1435 | 3
74255 | 2.24 | 0.8 | 2019-12-31 | 2020-12-31 | 365 | 2.0957 | 2
74274 | 2.24 | 0.8 | 2019-12-31 | 2020-12-31 | 365 | 2.0957 | 2
74223 | 2.24 | 0.8 | 2019-12-31 | 2020-12-31 | 365 | 2.0957 | 2
74225 | 3.64 | 0.8 | 2019-12-31 | 2020-12-31 | 365 | 3.4055 | 3
74235 | 4.76 | 0.8 | 2019-12-31 | 2020-12-31 | 365 | 4.4533 | 4
74234 | 4.76 | 0.8 | 2019-12-31 | 2020-12-31 | 365 | 4.4533 | 4
74227 | 6.16 | 0.8 | 2019-12-31 | 2020-12-31 | 365 | 5.7631 | 5
74240 | 8.4 | 0.8 | 2019-12-31 | 2020-12-31 | 365 | 7.8588 | 7
74249 | 4.2 | 0.8 | 2019-12-31 | 2020-12-31 | 365 | 3.9294 | 3
74289 | 5.32 | 0.8 | 2019-12-31 | 2020-12-31 | 365 | 4.9772 | 4
74264 | 5.32 | 0.8 | 2019-12-31 | 2020-12-31 | 365 | 4.9772 | 4
74253 | 7.56 | 0.8 | 2019-12-31 | 2020-12-31 | 365 | 7.0729 | 7
74251 | 3.64 | 0.8 | 2019-12-31 | 2020-12-31 | 365 | 3.4055 | 3
73512 | 7.84 | 0.8 | 2019-12-31 | 2020-12-31 | 365 | 7.3349 | 7
74283 | 3.92 | 0.8 | 2019-12-31 | 2020-12-31 | 365 | 3.6674 | 3
73530 | 6.72 | 0.8 | 2019-12-31 | 2020-12-31 | 365 | 6.287 | 6
73478 | 8.4 | 0.8 | 2019-12-31 | 2020-12-31 | 365 | 7.8588 | 7
73611 | 6.72 | 0.8 | 2019-12-31 | 2020-12-31 | 365 | 6.287 | 6
73479 | 10.36 | 0.8 | 2019-12-31 | 2020-12-31 | 365 | 9.6925 | 9
74170 | 2.8 | 0.8 | 2019-12-31 | 2020-12-31 | 365 | 2.6196 | 2
73502 | 4.48 | 0.8 | 2019-12-31 | 2020-12-31 | 365 | 4.1913 | 4
74285 | 6.16 | 0.8 | 2019-12-31 | 2020-12-31 | 365 | 5.7631 | 5
73612 | 8.12 | 0.8 | 2019-12-31 | 2020-12-31 | 365 | 7.5968 | 7
73480 | 5.32 | 0.8 | 2019-12-31 | 2020-12-31 | 365 | 4.9772 | 4
73600 | 7.84 | 0.8 | 2019-12-31 | 2020-12-31 | 365 | 7.3349 | 7
73442 | 2.24 | 0.8 | 2019-12-31 | 2020-12-31 | 365 | 2.0957 | 2
73543 | 2.24 | 0.8 | 2019-12-31 | 2020-12-31 | 365 | 2.0957 | 2
73555 | 5.6 | 0.8 | 2019-12-31 | 2020-12-31 | 365 | 5.2392 | 5
74237 | 2.8 | 0.8 | 2019-12-31 | 2020-12-31 | 365 | 2.6196 | 2
74250 | 3.08 | 0.8 | 2019-12-31 | 2020-12-31 | 365 | 2.8815 | 2
74275 | 7 | 0.8 | 2019-12-31 | 2020-12-31 | 365 | 6.549 | 6
74295 | 7.56 | 0.8 | 2019-12-31 | 2020-12-31 | 365 | 7.0729 | 7
74314 | 9.24 | 0.8 | 2019-12-31 | 2020-12-31 | 365 | 8.6446 | 8
74294 | 9.01 | 0.8 | 2019-12-31 | 2020-12-31 | 365 | 8.4295 | 8
74318 | 4.64 | 0.8 | 2019-12-31 | 2020-12-31 | 365 | 4.341 | 4
74292 | 7.84 | 0.8 | 2019-12-31 | 2020-12-31 | 365 | 7.3349 | 7
74315 | 5.32 | 0.8 | 2019-12-31 | 2020-12-31 | 365 | 4.9772 | 4
74320 | 4.48 | 0.8 | 2019-12-31 | 2020-12-31 | 365 | 4.1913 | 4
74309 | 15.66 | 0.8 | 2019-12-31 | 2020-12-31 | 365 | 14.651 | 14
74306 | 3.48 | 0.8 | 2019-12-31 | 2020-12-31 | 365 | 3.2558 | 3
74304 | 4.2 | 0.8 | 2019-12-31 | 2020-12-31 | 365 | 3.9294 | 3
74291 | 7 | 0.8 | 2019-12-31 | 2020-12-31 | 365 | 6.549 | 6
74312 | 4.76 | 0.8 | 2019-12-31 | 2020-12-31 | 365 | 4.4533 | 4
74321 | 5.88 | 0.8 | 2019-12-31 | 2020-12-31 | 365 | 5.5011 | 5
74290 | 6.16 | 0.8 | 2019-12-31 | 2020-12-31 | 365 | 5.7631 | 5
74261 | 4.2 | 0.8 | 2019-12-31 | 2020-12-31 | 365 | 3.9294 | 3
73614 | 4.76 | 0.8 | 2019-12-31 | 2020-12-31 | 365 | 4.4533 | 4
74293 | 13.777 | 0.8 | 2019-12-31 | 2020-12-31 | 365 | 12.8893 | 12
73503 | 6.44 | 0.8 | 2019-12-31 | 2020-12-31 | 365 | 6.0251 | 6
74277 | 4.48 | 0.8 | 2019-12-31 | 2020-12-31 | 365 | 4.1913 | 4
73484 | 4.48 | 0.8 | 2019-12-31 | 2020-12-31 | 365 | 4.1913 | 4
73546 | 3.08 | 0.8 | 2019-12-31 | 2020-12-31 | 365 | 2.8815 | 2
73592 | 3.36 | 0.8 | 2019-12-31 | 2020-12-31 | 365 | 3.1435 | 3
74338 | 10.73 | 0.8 | 2019-12-31 | 2020-12-31 | 365 | 10.0386 | 10
74339 | 8.265 | 0.8 | 2019-12-31 | 2020-12-31 | 365 | 7.7325 | 7
74340 | 8.68 | 0.8 | 2019-12-31 | 2020-12-31 | 365 | 8.1207 | 8
74342 | 2.9 | 0.8 | 2019-12-31 | 2020-12-31 | 365 | 2.7131 | 2
74345 | 6.16 | 0.8 | 2019-12-31 | 2020-12-31 | 365 | 5.7631 | 5
74407 | 4.76 | 0.8 | 2019-12-31 | 2020-12-31 | 365 | 4.4533 | 4
74410 | 3.92 | 0.8 | 2019-12-31 | 2020-12-31 | 365 | 3.6674 | 3
74414 | 6.16 | 0.8 | 2019-12-31 | 2020-12-31 | 365 | 5.7631 | 5
74411 | 5.3 | 0.8 | 2019-12-31 | 2020-12-31 | 365 | 4.9585 | 4
74412 | 7.84 | 0.8 | 2019-12-31 | 2020-12-31 | 365 | 7.3349 | 7
74456 | 2.24 | 0.8 | 2019-12-31 | 2020-12-31 | 365 | 2.0957 | 2
74455 | 4.32 | 0.8 | 2019-12-31 | 2020-12-31 | 365 | 4.0417 | 4
74469 | 5.32 | 0.8 | 2019-12-31 | 2020-12-31 | 365 | 4.9772 | 4
74470 | 7.84 | 0.8 | 2019-12-31 | 2020-12-31 | 365 | 7.3349 | 7
74471 | 3.36 | 0.8 | 2019-12-31 | 2020-12-31 | 365 | 3.1435 | 3
74472 | 20.16 | 0.8 | 2019-12-31 | 2020-12-31 | 365 | 18.8611 | 18
74473 | 9.24 | 0.8 | 2019-12-31 | 2020-12-31 | 365 | 8.6446 | 8
74474 | 4.76 | 0.8 | 2019-12-31 | 2020-12-31 | 365 | 4.4533 | 4
74475 | 2.28 | 0.8 | 2019-12-31 | 2020-12-31 | 365 | 2.1331 | 2
74505 | 8.4 | 0.8 | 2019-12-31 | 2020-12-31 | 365 | 7.8588 | 7
74506 | 4.48 | 0.8 | 2019-12-31 | 2020-12-31 | 365 | 4.1913 | 4
74507 | 5.8 | 0.8 | 2019-12-31 | 2020-12-31 | 365 | 5.4263 | 5
74259 | 2.52 | 0.8 | 2019-12-31 | 2020-12-31 | 365 | 2.3576 | 2
73609 | 4.2 | 0.8 | 2019-12-31 | 2020-12-31 | 365 | 3.9294 | 3
72794 | 4.35 | 0.8 | 2019-12-31 | 2020-12-31 | 365 | 4.0697 | 4
74535 | 10.15 | 0.8 | 2019-12-31 | 2020-12-31 | 365 | 9.496 | 9
74537 | 10.26 | 0.8 | 2019-12-31 | 2020-12-31 | 365 | 9.5989 | 9
74542 | 3.92 | 0.8 | 2019-12-31 | 2020-12-31 | 365 | 3.6674 | 3
74540 | 3.92 | 0.8 | 2019-12-31 | 2020-12-31 | 365 | 3.6674 | 3
74538 | 6.27 | 0.8 | 2019-12-31 | 2020-12-31 | 365 | 5.866 | 5
74548 | 19.88 | 0.8 | 2019-12-31 | 2020-12-31 | 365 | 18.5991 | 18
74549 | 5.88 | 0.8 | 2019-12-31 | 2020-12-31 | 365 | 5.5011 | 5
74760 | 3.08 | 0.8 | 2019-12-31 | 2020-12-31 | 365 | 2.8815 | 2
74641 | 3.92 | 0.8 | 2019-12-31 | 2020-12-31 | 365 | 3.6674 | 3
74721 | 6.72 | 0.8 | 2019-12-31 | 2020-12-31 | 365 | 6.287 | 6
74702 | 8.12 | 0.8 | 2019-12-31 | 2020-12-31 | 365 | 7.5968 | 7
74623 | 6.72 | 0.8 | 2019-12-31 | 2020-12-31 | 365 | 6.287 | 6
74544 | 26.5 | 0.6 | 2019-12-31 | 2020-12-31 | 365 | 18.5944 | 18
74638 | 3.36 | 0.8 | 2019-12-31 | 2020-12-31 | 365 | 3.1435 | 3
74697 | 10.92 | 0.8 | 2019-12-31 | 2020-12-31 | 365 | 10.2164 | 10
74704 | 2.565 | 0.8 | 2019-12-31 | 2020-12-31 | 365 | 2.3997 | 2
74624 | 8.4 | 0.8 | 2019-12-31 | 2020-12-31 | 365 | 7.8588 | 7
74703 | 7.41 | 0.8 | 2019-12-31 | 2020-12-31 | 365 | 6.9326 | 6
74625 | 15.12 | 0.8 | 2019-12-31 | 2020-12-31 | 365 | 14.1458 | 14
74709 | 9.52 | 0.8 | 2019-12-31 | 2020-12-31 | 365 | 8.9066 | 8
74671 | 4.86 | 0.8 | 2019-12-31 | 2020-12-31 | 365 | 4.5469 | 4
74700 | 4.2 | 0.8 | 2019-12-31 | 2020-12-31 | 365 | 3.9294 | 3
74698 | 7.56 | 0.8 | 2019-12-31 | 2020-12-31 | 365 | 7.0729 | 7
74643 | 3.64 | 0.8 | 2019-12-31 | 2020-12-31 | 365 | 3.4055 | 3
74645 | 6.44 | 0.8 | 2019-12-31 | 2020-12-31 | 365 | 6.0251 | 6
74667 | 5.6 | 0.8 | 2019-12-31 | 2020-12-31 | 365 | 5.2392 | 5
74674 | 6.44 | 0.8 | 2019-12-31 | 2020-12-31 | 365 | 6.0251 | 6
74718 | 5.88 | 0.8 | 2019-12-31 | 2020-12-31 | 365 | 5.5011 | 5
74699 | 4.275 | 0.8 | 2019-12-31 | 2020-12-31 | 365 | 3.9996 | 3
74669 | 7.84 | 0.8 | 2019-12-31 | 2020-12-31 | 365 | 7.3349 | 7
74728 | 7.84 | 0.8 | 2019-12-31 | 2020-12-31 | 365 | 7.3349 | 7
74791 | 4.2 | 0.8 | 2019-12-31 | 2020-12-31 | 365 | 3.9294 | 3
74793 | 4.48 | 0.8 | 2019-12-31 | 2020-12-31 | 365 | 4.1913 | 4
74795 | 2.24 | 0.8 | 2019-12-31 | 2020-12-31 | 365 | 2.0957 | 2
74796 | 3.36 | 0.8 | 2019-12-31 | 2020-12-31 | 365 | 3.1435 | 3
74797 | 6.16 | 0.8 | 2019-12-31 | 2020-12-31 | 365 | 5.7631 | 5
74798 | 5.6 | 0.8 | 2019-12-31 | 2020-12-31 | 365 | 5.2392 | 5
70833 | 2.52 | 0.8 | 2019-12-31 | 2020-12-31 | 365 | 2.3576 | 2
71513 | 3.78 | 0.8 | 2019-12-31 | 2020-12-31 | 365 | 3.5364 | 3
74301 | 16.74 | 0.8 | 2019-12-31 | 2020-12-31 | 365 | 15.6614 | 15
74869 | 5.6 | 0.8 | 2019-12-31 | 2020-12-31 | 365 | 5.2392 | 5
74872 | 3.36 | 0.8 | 2019-12-31 | 2020-12-31 | 365 | 3.1435 | 3
74822 | 4.48 | 0.8 | 2019-12-31 | 2020-12-31 | 365 | 4.1913 | 4
74912 | 2.52 | 0.8 | 2019-12-31 | 2020-12-31 | 365 | 2.3576 | 2
73012 | 9.86 | 0.8 | 2019-12-31 | 2020-12-31 | 365 | 9.2247 | 9
72900 | 7.28 | 0.8 | 2019-12-31 | 2020-12-31 | 365 | 6.8109 | 6
72898 | 14.58 | 0.8 | 2019-12-31 | 2020-12-31 | 365 | 13.6406 | 13
74916 | 3.36 | 0.8 | 2019-12-31 | 2020-12-31 | 365 | 3.1435 | 3
68548 | 6.21 | 0.8 | 2019-12-31 | 2020-12-31 | 365 | 5.8099 | 5
73856 | 9.24 | 0.8 | 2019-12-31 | 2020-12-31 | 365 | 8.6446 | 8
74258 | 3.36 | 0.8 | 2019-12-31 | 2020-12-31 | 365 | 3.1435 | 3
74960 | 2.24 | 0.8 | 2019-12-31 | 2020-12-31 | 365 | 2.0957 | 2
74976 | 3.36 | 0.8 | 2019-12-31 | 2020-12-31 | 365 | 3.1435 | 3
74983 | 8.4 | 0.8 | 2019-12-31 | 2020-12-31 | 365 | 7.8588 | 7
74991 | 4.48 | 0.8 | 2019-12-31 | 2020-12-31 | 365 | 4.1913 | 4
74980 | 2.8 | 0.8 | 2019-12-31 | 2020-12-31 | 365 | 2.6196 | 2
54168 | 27.3 | 0.9 | 2019-12-31 | 2020-12-31 | 365 | 28.7336 | 28
74626 | 3.78 | 0.8 | 2019-12-31 | 2020-12-31 | 365 | 3.5364 | 3
74829 | 2.52 | 0.8 | 2019-12-31 | 2020-12-31 | 365 | 2.3576 | 2
75139 | 10.36 | 0.8 | 2019-12-31 | 2020-12-31 | 365 | 9.6925 | 9
75149 | 5.04 | 0.8 | 2019-12-31 | 2020-12-31 | 365 | 4.7153 | 4
75152 | 2.24 | 0.8 | 2019-12-31 | 2020-12-31 | 365 | 2.0957 | 2
75071 | 5.32 | 0.8 | 2019-12-31 | 2020-12-31 | 365 | 4.9772 | 4
75040 | 3.08 | 0.8 | 2019-12-31 | 2020-12-31 | 365 | 2.8815 | 2
75028 | 3.92 | 0.8 | 2019-12-31 | 2020-12-31 | 365 | 3.6674 | 3
75083 | 3.08 | 0.8 | 2019-12-31 | 2020-12-31 | 365 | 2.8815 | 2
75027 | 3.36 | 0.8 | 2019-12-31 | 2020-12-31 | 365 | 3.1435 | 3
75084 | 26.1 | 0.6 | 2019-12-31 | 2020-12-31 | 365 | 18.3137 | 18
75351 | 19.04 | 0.8 | 2019-12-31 | 2020-12-31 | 365 | 17.8132 | 17
75236 | 3.92 | 0.8 | 2019-12-31 | 2020-12-31 | 365 | 3.6674 | 3
75382 | 17.28 | 0.8 | 2019-12-31 | 2020-12-31 | 365 | 16.1666 | 16
75388 | 11.76 | 0.8 | 2019-12-31 | 2020-12-31 | 365 | 11.0023 | 11
75387 | 6.5 | 0.8 | 2019-12-31 | 2020-12-31 | 365 | 6.0812 | 6
75386 | 3.08 | 0.8 | 2019-12-31 | 2020-12-31 | 365 | 2.8815 | 2
75426 | 3.92 | 0.8 | 2019-12-31 | 2020-12-31 | 365 | 3.6674 | 3
75403 | 3.64 | 0.8 | 2019-12-31 | 2020-12-31 | 365 | 3.4055 | 3
75419 | 4.93 | 0.8 | 2019-12-31 | 2020-12-31 | 365 | 4.6124 | 4
75464 | 4.505 | 0.8 | 2019-12-31 | 2020-12-31 | 365 | 4.2147 | 4
75470 | 4.48 | 0.8 | 2019-12-31 | 2020-12-31 | 365 | 4.1913 | 4
75485 | 3.92 | 0.8 | 2019-12-31 | 2020-12-31 | 365 | 3.6674 | 3
75486 | 12.32 | 0.8 | 2019-12-31 | 2020-12-31 | 365 | 11.5262 | 11
75512 | 5.51 | 0.8 | 2019-12-31 | 2020-12-31 | 365 | 5.155 | 5
75511 | 5.88 | 0.8 | 2019-12-31 | 2020-12-31 | 365 | 5.5011 | 5
75508 | 6.72 | 0.8 | 2019-12-31 | 2020-12-31 | 365 | 6.287 | 6
75515 | 16.53 | 0.8 | 2019-12-31 | 2020-12-31 | 365 | 15.4649 | 15
75509 | 5.6 | 0.8 | 2019-12-31 | 2020-12-31 | 365 | 5.2392 | 5
75390 | 5.6 | 0.8 | 2019-12-31 | 2020-12-31 | 365 | 5.2392 | 5
75391 | 4.2 | 0.8 | 2019-12-31 | 2020-12-31 | 365 | 3.9294 | 3
75429 | 7.41 | 0.8 | 2019-12-31 | 2020-12-31 | 365 | 6.9326 | 6
75424 | 6.44 | 0.8 | 2019-12-31 | 2020-12-31 | 365 | 6.0251 | 6
75418 | 5.88 | 0.8 | 2019-12-31 | 2020-12-31 | 365 | 5.5011 | 5
75053 | 2.24 | 0.8 | 2019-12-31 | 2020-12-31 | 365 | 2.0957 | 2
75026 | 2.24 | 0.8 | 2019-12-31 | 2020-12-31 | 365 | 2.0957 | 2
75033 | 3.08 | 0.8 | 2019-12-31 | 2020-12-31 | 365 | 2.8815 | 2
75024 | 4.2 | 0.8 | 2019-12-31 | 2020-12-31 | 365 | 3.9294 | 3
75665 | 11.07 | 0.8 | 2019-12-31 | 2020-12-31 | 365 | 10.3567 | 10
75668 | 3.92 | 0.8 | 2019-12-31 | 2020-12-31 | 365 | 3.6674 | 3
75513 | 3.08 | 0.8 | 2019-12-31 | 2020-12-31 | 365 | 2.8815 | 2
75823 | 3.64 | 0.8 | 2019-12-31 | 2020-12-31 | 365 | 3.4055 | 3
75824 | 14 | 0.8 | 2019-12-31 | 2020-12-31 | 365 | 13.098 | 13
76020 | 12.15 | 0.8 | 2019-12-31 | 2020-12-31 | 365 | 11.3672 | 11
76041 | 3.92 | 0.8 | 2019-12-31 | 2020-12-31 | 365 | 3.6674 | 3
76099 | 8.37 | 0.8 | 2019-12-31 | 2020-12-31 | 365 | 7.8307 | 7
76108 | 11.31 | 0.8 | 2019-12-31 | 2020-12-31 | 365 | 10.5813 | 10
76186 | 9.52 | 0.8 | 2019-12-31 | 2020-12-31 | 365 | 8.9066 | 8
76187 | 14.31 | 0.8 | 2019-12-31 | 2020-12-31 | 365 | 13.388 | 13
76224 | 5.46 | 0.8 | 2019-12-31 | 2020-12-31 | 365 | 5.1082 | 5
76266 | 2.9 | 0.8 | 2019-12-31 | 2020-12-31 | 365 | 2.7131 | 2
76326 | 6.09 | 0.8 | 2019-12-31 | 2020-12-31 | 365 | 5.6976 | 5
76319 | 8.7 | 0.8 | 2019-12-31 | 2020-12-31 | 365 | 8.1394 | 8
76315 | 4.56 | 0.8 | 2019-12-31 | 2020-12-31 | 365 | 4.2662 | 4
76372 | 3.92 | 0.8 | 2019-12-31 | 2020-12-31 | 365 | 3.6674 | 3
76664 | 3.36 | 0.8 | 2019-12-31 | 2020-12-31 | 365 | 3.1435 | 3
76321 | 31.32 | 0.6 | 2019-12-31 | 2020-12-31 | 365 | 21.9765 | 21
76325 | 4.2 | 0.8 | 2019-12-31 | 2020-12-31 | 365 | 3.9294 | 3
76402 | 4.64 | 0.8 | 2019-12-31 | 2020-12-31 | 365 | 4.341 | 4
76385 | 4.48 | 0.8 | 2019-12-31 | 2020-12-31 | 365 | 4.1913 | 4
76406 | 2.8 | 0.8 | 2019-12-31 | 2020-12-31 | 365 | 2.6196 | 2
76381 | 4.76 | 0.8 | 2019-12-31 | 2020-12-31 | 365 | 4.4533 | 4
75661 | 9.86 | 0.8 | 2019-12-31 | 2020-12-31 | 365 | 9.2247 | 9
75410 | 2.8 | 0.8 | 2019-12-31 | 2020-12-31 | 365 | 2.6196 | 2
75514 | 3.36 | 0.8 | 2019-12-31 | 2020-12-31 | 365 | 3.1435 | 3
75677 | 3.08 | 0.8 | 2019-12-31 | 2020-12-31 | 365 | 2.8815 | 2
76504 | 4.56 | 0.8 | 2019-12-31 | 2020-12-31 | 365 | 4.2662 | 4
76534 | 8.37 | 0.8 | 2019-12-31 | 2020-12-31 | 365 | 7.8307 | 7
76550 | 2.24 | 0.8 | 2019-12-31 | 2020-12-31 | 365 | 2.0957 | 2
76350 | 5.6 | 0.8 | 2019-12-31 | 2020-12-31 | 365 | 5.2392 | 5
76556 | 5.6 | 0.8 | 2019-12-31 | 2020-12-31 | 365 | 5.2392 | 5
76773 | 4.76 | 0.8 | 2019-12-31 | 2020-12-31 | 365 | 4.4533 | 4
76779 | 3.64 | 0.8 | 2019-12-31 | 2020-12-31 | 365 | 3.4055 | 3
76857 | 3.64 | 0.8 | 2019-12-31 | 2020-12-31 | 365 | 3.4055 | 3
76919 | 4.2 | 0.8 | 2019-12-31 | 2020-12-31 | 365 | 3.9294 | 3
76923 | 3.64 | 0.8 | 2019-12-31 | 2020-12-31 | 365 | 3.4055 | 3
77004 | 19.04 | 0.8 | 2019-12-31 | 2020-12-31 | 365 | 17.8132 | 17
75787 | 10.335 | 0.8 | 2019-12-31 | 2020-12-31 | 365 | 9.6691 | 9
75901 | 3.92 | 0.8 | 2019-12-31 | 2020-12-31 | 365 | 3.6674 | 3
77061 | 5.6 | 0.8 | 2019-12-31 | 2020-12-31 | 365 | 5.2392 | 5
77054 | 5.32 | 0.8 | 2019-12-31 | 2020-12-31 | 365 | 4.9772 | 4
75001 | 4.2 | 0.8 | 2019-12-31 | 2020-12-31 | 365 | 3.9294 | 3
77118 | 13.44 | 0.8 | 2019-12-31 | 2020-12-31 | 365 | 12.574 | 12
77076 | 4.48 | 0.8 | 2019-12-31 | 2020-12-31 | 365 | 4.1913 | 4
77301 | 3.42 | 0.8 | 2019-12-31 | 2020-12-31 | 365 | 3.1996 | 3
77428 | 2.8 | 0.8 | 2019-12-31 | 2020-12-31 | 365 | 2.6196 | 2
77474 | 14 | 0.8 | 2019-12-31 | 2020-12-31 | 365 | 13.098 | 13
77398 | 7.84 | 0.8 | 2019-12-31 | 2020-12-31 | 365 | 7.3349 | 7
77508 | 3.08 | 0.8 | 2019-12-31 | 2020-12-31 | 365 | 2.8815 | 2
77539 | 15.39 | 0.8 | 2019-12-31 | 2020-12-31 | 365 | 14.3984 | 14
77505 | 14.3 | 0.8 | 2019-12-31 | 2020-12-31 | 365 | 13.3786 | 13
77554 | 15.95 | 0.8 | 2019-12-31 | 2020-12-31 | 365 | 14.9223 | 14
77697 | 4.2 | 0.8 | 2019-12-31 | 2020-12-31 | 365 | 3.9294 | 3
77701 | 5.32 | 0.8 | 2019-12-31 | 2020-12-31 | 365 | 4.9772 | 4
75039 | 2.24 | 0.8 | 2019-12-31 | 2020-12-31 | 365 | 2.0957 | 2
77722 | 3.36 | 0.8 | 2019-12-31 | 2020-12-31 | 365 | 3.1435 | 3
77756 | 2.24 | 0.8 | 2019-12-31 | 2020-12-31 | 365 | 2.0957 | 2
77765 | 10.73 | 0.8 | 2019-12-31 | 2020-12-31 | 365 | 10.0386 | 10
77817 | 6.09 | 0.8 | 2019-12-31 | 2020-12-31 | 365 | 5.6976 | 5
76004 | 10.36 | 0.8 | 2019-12-31 | 2020-12-31 | 365 | 9.6925 | 9
77926 | 2.52 | 0.8 | 2019-12-31 | 2020-12-31 | 365 | 2.3576 | 2
77639 | 7.83 | 0.8 | 2019-12-31 | 2020-12-31 | 365 | 7.3255 | 7
77768 | 12.6 | 0.8 | 2019-12-31 | 2020-12-31 | 365 | 11.7882 | 11
78025 | 12.88 | 0.8 | 2019-12-31 | 2020-12-31 | 365 | 12.0501 | 12
77816 | 13.44 | 0.8 | 2019-12-31 | 2020-12-31 | 365 | 12.574 | 12
78095 | 4.48 | 0.8 | 2019-12-31 | 2020-12-31 | 365 | 4.1913 | 4
77009 | 4.845 | 0.8 | 2019-12-31 | 2020-12-31 | 365 | 4.5328 | 4
77972 | 4.275 | 0.8 | 2019-12-31 | 2020-12-31 | 365 | 3.9996 | 3
77006 | 6.27 | 0.8 | 2019-12-31 | 2020-12-31 | 365 | 5.866 | 5
78010 | 3.42 | 0.8 | 2019-12-31 | 2020-12-31 | 365 | 3.1996 | 3
77166 | 5.415 | 0.8 | 2019-12-31 | 2020-12-31 | 365 | 5.0661 | 5
78017 | 8.4 | 0.8 | 2019-12-31 | 2020-12-31 | 365 | 7.8588 | 7
77966 | 4.06 | 0.8 | 2019-12-31 | 2020-12-31 | 365 | 3.7984 | 3
77970 | 2.32 | 0.8 | 2019-12-31 | 2020-12-31 | 365 | 2.1705 | 2
75777 | 5.7 | 0.8 | 2019-12-31 | 2020-12-31 | 365 | 5.3327 | 5
78019 | 7.41 | 0.8 | 2019-12-31 | 2020-12-31 | 365 | 6.9326 | 6
77533 | 5.13 | 0.8 | 2019-12-31 | 2020-12-31 | 365 | 4.7995 | 4
75913 | 7.98 | 0.8 | 2019-12-31 | 2020-12-31 | 365 | 7.4658 | 7
77653 | 7.41 | 0.8 | 2019-12-31 | 2020-12-31 | 365 | 6.9326 | 6
78022 | 7.41 | 0.8 | 2019-12-31 | 2020-12-31 | 365 | 6.9326 | 6
77492 | 8.265 | 0.8 | 2019-12-31 | 2020-12-31 | 365 | 7.7325 | 7
77973 | 3.48 | 0.8 | 2019-12-31 | 2020-12-31 | 365 | 3.2558 | 3
77354 | 5.7 | 0.8 | 2019-12-31 | 2020-12-31 | 365 | 5.3327 | 5
76514 | 4.275 | 0.8 | 2019-12-31 | 2020-12-31 | 365 | 3.9996 | 3
74825 | 9.8 | 0.8 | 2019-12-31 | 2020-12-31 | 365 | 9.1686 | 9
77880 | 5.985 | 0.8 | 2019-12-31 | 2020-12-31 | 365 | 5.5994 | 5
76553 | 9.52 | 0.8 | 2019-12-31 | 2020-12-31 | 365 | 8.9066 | 8
78036 | 7.84 | 0.8 | 2019-12-31 | 2020-12-31 | 365 | 7.3349 | 7
75069 | 3.92 | 0.8 | 2019-12-31 | 2020-12-31 | 365 | 3.6674 | 3
77526 | 6.84 | 0.8 | 2019-12-31 | 2020-12-31 | 365 | 6.3993 | 6
76507 | 2.85 | 0.8 | 2019-12-31 | 2020-12-31 | 365 | 2.6664 | 2
77648 | 8.265 | 0.8 | 2019-12-31 | 2020-12-31 | 365 | 7.7325 | 7
77958 | 7.125 | 0.8 | 2019-12-31 | 2020-12-31 | 365 | 6.6659 | 6
77070 | 7.56 | 0.8 | 2019-12-31 | 2020-12-31 | 365 | 7.0729 | 7
76637 | 5.13 | 0.8 | 2019-12-31 | 2020-12-31 | 365 | 4.7995 | 4
77528 | 5.13 | 0.8 | 2019-12-31 | 2020-12-31 | 365 | 4.7995 | 4
77334 | 8.55 | 0.8 | 2019-12-31 | 2020-12-31 | 365 | 7.9991 | 7
77547 | 5.7 | 0.8 | 2019-12-31 | 2020-12-31 | 365 | 5.3327 | 5
77971 | 3.77 | 0.8 | 2019-12-31 | 2020-12-31 | 365 | 3.5271 | 3
78014 | 5.04 | 0.8 | 2019-12-31 | 2020-12-31 | 365 | 4.7153 | 4
77157 | 13.395 | 0.8 | 2019-12-31 | 2020-12-31 | 365 | 12.5319 | 12
76031 | 5.7 | 0.8 | 2019-12-31 | 2020-12-31 | 365 | 5.3327 | 5
77777 | 7.125 | 0.8 | 2019-12-31 | 2020-12-31 | 365 | 6.6659 | 6
78024 | 3.92 | 0.8 | 2019-12-31 | 2020-12-31 | 365 | 3.6674 | 3
77849 | 8.835 | 0.8 | 2019-12-31 | 2020-12-31 | 365 | 8.2657 | 8
76366 | 3.42 | 0.8 | 2019-12-31 | 2020-12-31 | 365 | 3.1996 | 3
78027 | 3.99 | 0.8 | 2019-12-31 | 2020-12-31 | 365 | 3.7329 | 3
77487 | 5.13 | 0.8 | 2019-12-31 | 2020-12-31 | 365 | 4.7995 | 4
77007 | 3.135 | 0.8 | 2019-12-31 | 2020-12-31 | 365 | 2.933 | 2
75912 | 2.915 | 0.8 | 2019-12-31 | 2020-12-31 | 365 | 2.7272 | 2
75649 | 2.52 | 0.8 | 2019-12-31 | 2020-12-31 | 365 | 2.3576 | 2
77541 | 11.97 | 0.8 | 2019-12-31 | 2020-12-31 | 365 | 11.1987 | 11
77331 | 2.8 | 0.8 | 2019-12-31 | 2020-12-31 | 365 | 2.6196 | 2
76774 | 4.275 | 0.8 | 2019-12-31 | 2020-12-31 | 365 | 3.9996 | 3
75400 | 2.85 | 0.8 | 2019-12-31 | 2020-12-31 | 365 | 2.6664 | 2
77645 | 3.705 | 0.8 | 2019-12-31 | 2020-12-31 | 365 | 3.4663 | 3
78015 | 4.2 | 0.8 | 2019-12-31 | 2020-12-31 | 365 | 3.9294 | 3
77290 | 12.255 | 0.8 | 2019-12-31 | 2020-12-31 | 365 | 11.4654 | 11
75406 | 7.84 | 0.8 | 2019-12-31 | 2020-12-31 | 365 | 7.3349 | 7
77163 | 4.845 | 0.8 | 2019-12-31 | 2020-12-31 | 365 | 4.5328 | 4
75051 | 5.88 | 0.8 | 2019-12-31 | 2020-12-31 | 365 | 5.5011 | 5
77326 | 4.845 | 0.8 | 2019-12-31 | 2020-12-31 | 365 | 4.5328 | 4
77457 | 9.405 | 0.8 | 2019-12-31 | 2020-12-31 | 365 | 8.799 | 8
77154 | 10.64 | 0.8 | 2019-12-31 | 2020-12-31 | 365 | 9.9544 | 9
76521 | 11.97 | 0.8 | 2019-12-31 | 2020-12-31 | 365 | 11.1987 | 11
78093 | 6.27 | 0.8 | 2019-12-31 | 2020-12-31 | 365 | 5.866 | 5
77338 | 6.27 | 0.8 | 2019-12-31 | 2020-12-31 | 365 | 5.866 | 5
77507 | 7.41 | 0.8 | 2019-12-31 | 2020-12-31 | 365 | 6.9326 | 6
76268 | 9.12 | 0.8 | 2019-12-31 | 2020-12-31 | 365 | 8.5324 | 8
76547 | 5.415 | 0.8 | 2019-12-31 | 2020-12-31 | 365 | 5.0661 | 5
77475 | 7.695 | 0.8 | 2019-12-31 | 2020-12-31 | 365 | 7.1992 | 7
77930 | 4.64 | 0.8 | 2019-12-31 | 2020-12-31 | 365 | 4.341 | 4
77600 | 12.88 | 0.8 | 2019-12-31 | 2020-12-31 | 365 | 12.0501 | 12
77531 | 8.265 | 0.8 | 2019-12-31 | 2020-12-31 | 365 | 7.7325 | 7
75880 | 10.83 | 0.8 | 2019-12-31 | 2020-12-31 | 365 | 10.1322 | 10
77969 | 8.265 | 0.8 | 2019-12-31 | 2020-12-31 | 365 | 7.7325 | 7
74913 | 6.44 | 0.8 | 2019-12-31 | 2020-12-31 | 365 | 6.0251 | 6
77524 | 7.28 | 0.8 | 2019-12-31 | 2020-12-31 | 365 | 6.8109 | 6
77551 | 3.77 | 0.8 | 2019-12-31 | 2020-12-31 | 365 | 3.5271 | 3
76916 | 12.6 | 0.8 | 2019-12-31 | 2020-12-31 | 365 | 11.7882 | 11
74977 | 6.72 | 0.8 | 2019-12-31 | 2020-12-31 | 365 | 6.287 | 6
76039 | 8.4 | 0.8 | 2019-12-31 | 2020-12-31 | 365 | 7.8588 | 7
76563 | 6.16 | 0.8 | 2019-12-31 | 2020-12-31 | 365 | 5.7631 | 5
74861 | 6.72 | 0.8 | 2019-12-31 | 2020-12-31 | 365 | 6.287 | 6
77485 | 5.88 | 0.8 | 2019-12-31 | 2020-12-31 | 365 | 5.5011 | 5
74909 | 7 | 0.8 | 2019-12-31 | 2020-12-31 | 365 | 6.549 | 6
75779 | 5.13 | 0.8 | 2019-12-31 | 2020-12-31 | 365 | 4.7995 | 4
77663 | 8.835 | 0.8 | 2019-12-31 | 2020-12-31 | 365 | 8.2657 | 8
77534 | 9.975 | 0.8 | 2019-12-31 | 2020-12-31 | 365 | 9.3323 | 9
77553 | 4.275 | 0.8 | 2019-12-31 | 2020-12-31 | 365 | 3.9996 | 3
74911 | 6.16 | 0.8 | 2019-12-31 | 2020-12-31 | 365 | 5.7631 | 5
77454 | 8.835 | 0.8 | 2019-12-31 | 2020-12-31 | 365 | 8.2657 | 8
77613 | 4.845 | 0.8 | 2019-12-31 | 2020-12-31 | 365 | 4.5328 | 4
74865 | 3.42 | 0.8 | 2019-12-31 | 2020-12-31 | 365 | 3.1996 | 3
76449 | 8.12 | 0.8 | 2019-12-31 | 2020-12-31 | 365 | 7.5968 | 7
74863 | 5.88 | 0.8 | 2019-12-31 | 2020-12-31 | 365 | 5.5011 | 5
77349 | 5.7 | 0.8 | 2019-12-31 | 2020-12-31 | 365 | 5.3327 | 5
76458 | 11.685 | 0.8 | 2019-12-31 | 2020-12-31 | 365 | 10.9321 | 10
77728 | 4.56 | 0.8 | 2019-12-31 | 2020-12-31 | 365 | 4.2662 | 4
77731 | 5.985 | 0.8 | 2019-12-31 | 2020-12-31 | 365 | 5.5994 | 5
74823 | 10.08 | 0.8 | 2019-12-31 | 2020-12-31 | 365 | 9.4305 | 9
76270 | 4.2 | 0.8 | 2019-12-31 | 2020-12-31 | 365 | 3.9294 | 3
77501 | 4.56 | 0.8 | 2019-12-31 | 2020-12-31 | 365 | 4.2662 | 4
74826 | 8.265 | 0.8 | 2019-12-31 | 2020-12-31 | 365 | 7.7325 | 7
78088 | 6.84 | 0.8 | 2019-12-31 | 2020-12-31 | 365 | 6.3993 | 6
77469 | 9.405 | 0.8 | 2019-12-31 | 2020-12-31 | 365 | 8.799 | 8
77480 | 5.7 | 0.8 | 2019-12-31 | 2020-12-31 | 365 | 5.3327 | 5
77912 | 6.555 | 0.8 | 2019-12-31 | 2020-12-31 | 365 | 6.1326 | 6
74870 | 9.24 | 0.8 | 2019-12-31 | 2020-12-31 | 365 | 8.6446 | 8
77607 | 2.28 | 0.8 | 2019-12-31 | 2020-12-31 | 365 | 2.1331 | 2
75422 | 10.08 | 0.8 | 2019-12-31 | 2020-12-31 | 365 | 9.4305 | 9
74873 | 5.04 | 0.8 | 2019-12-31 | 2020-12-31 | 365 | 4.7153 | 4
77372 | 3.12 | 0.8 | 2019-12-31 | 2020-12-31 | 365 | 2.919 | 2
77810 | 4.275 | 0.8 | 2019-12-31 | 2020-12-31 | 365 | 3.9996 | 3
77463 | 5.7 | 0.8 | 2019-12-31 | 2020-12-31 | 365 | 5.3327 | 5
76036 | 6.84 | 0.8 | 2019-12-31 | 2020-12-31 | 365 | 6.3993 | 6
76502 | 5.415 | 0.8 | 2019-12-31 | 2020-12-31 | 365 | 5.0661 | 5
74957 | 6.27 | 0.8 | 2019-12-31 | 2020-12-31 | 365 | 5.866 | 5
75408 | 4.2 | 0.8 | 2019-12-31 | 2020-12-31 | 365 | 3.9294 | 3
75671 | 9.8 | 0.8 | 2019-12-31 | 2020-12-31 | 365 | 9.1686 | 9
76515 | 6.555 | 0.8 | 2019-12-31 | 2020-12-31 | 365 | 6.1326 | 6
75457 | 3.36 | 0.8 | 2019-12-31 | 2020-12-31 | 365 | 3.1435 | 3
76966 | 5.985 | 0.8 | 2019-12-31 | 2020-12-31 | 365 | 5.5994 | 5
75140 | 7.84 | 0.8 | 2019-12-31 | 2020-12-31 | 365 | 7.3349 | 7
75898 | 5.13 | 0.8 | 2019-12-31 | 2020-12-31 | 365 | 4.7995 | 4
74864 | 6.84 | 0.8 | 2019-12-31 | 2020-12-31 | 365 | 6.3993 | 6
76409 | 5.04 | 0.8 | 2019-12-31 | 2020-12-31 | 365 | 4.7153 | 4
75885 | 7.41 | 0.8 | 2019-12-31 | 2020-12-31 | 365 | 6.9326 | 6
75825 | 5.13 | 0.8 | 2019-12-31 | 2020-12-31 | 365 | 4.7995 | 4
76193 | 6.27 | 0.8 | 2019-12-31 | 2020-12-31 | 365 | 5.866 | 5
77172 | 4.86 | 0.8 | 2019-12-31 | 2020-12-31 | 365 | 4.5469 | 4
77502 | 3.99 | 0.8 | 2019-12-31 | 2020-12-31 | 365 | 3.7329 | 3
74828 | 5.88 | 0.8 | 2019-12-31 | 2020-12-31 | 365 | 5.5011 | 5
77733 | 4.77 | 0.8 | 2019-12-31 | 2020-12-31 | 365 | 4.4627 | 4
75043 | 2.24 | 0.8 | 2019-12-31 | 2020-12-31 | 365 | 2.0957 | 2
77441 | 10.08 | 0.8 | 2019-12-31 | 2020-12-31 | 365 | 9.4305 | 9
76016 | 9.405 | 0.8 | 2019-12-31 | 2020-12-31 | 365 | 8.799 | 8
76564 | 6.72 | 0.8 | 2019-12-31 | 2020-12-31 | 365 | 6.287 | 6
75385 | 9.52 | 0.8 | 2019-12-31 | 2020-12-31 | 365 | 8.9066 | 8
77353 | 8.835 | 0.8 | 2019-12-31 | 2020-12-31 | 365 | 8.2657 | 8
77419 | 4.56 | 0.8 | 2019-12-31 | 2020-12-31 | 365 | 4.2662 | 4
75459 | 4.48 | 0.8 | 2019-12-31 | 2020-12-31 | 365 | 4.1913 | 4
76395 | 5.88 | 0.8 | 2019-12-31 | 2020-12-31 | 365 | 5.5011 | 5
77431 | 3.42 | 0.8 | 2019-12-31 | 2020-12-31 | 365 | 3.1996 | 3
77117 | 9.975 | 0.8 | 2019-12-31 | 2020-12-31 | 365 | 9.3323 | 9
77761 | 7.56 | 0.8 | 2019-12-31 | 2020-12-31 | 365 | 7.0729 | 7
76522 | 3.705 | 0.8 | 2019-12-31 | 2020-12-31 | 365 | 3.4663 | 3
77622 | 6.27 | 0.8 | 2019-12-31 | 2020-12-31 | 365 | 5.866 | 5
77695 | 9.8 | 0.8 | 2019-12-31 | 2020-12-31 | 365 | 9.1686 | 9
77783 | 4.56 | 0.8 | 2019-12-31 | 2020-12-31 | 365 | 4.2662 | 4
76852 | 2.24 | 0.8 | 2019-12-31 | 2020-12-31 | 365 | 2.0957 | 2
77525 | 4.56 | 0.8 | 2019-12-31 | 2020-12-31 | 365 | 4.2662 | 4
75425 | 5.985 | 0.8 | 2019-12-31 | 2020-12-31 | 365 | 5.5994 | 5
76635 | 5.32 | 0.8 | 2019-12-31 | 2020-12-31 | 365 | 4.9772 | 4
77467 | 7.98 | 0.8 | 2019-12-31 | 2020-12-31 | 365 | 7.4658 | 7
77438 | 10.83 | 0.8 | 2019-12-31 | 2020-12-31 | 365 | 10.1322 | 10
77383 | 5.415 | 0.8 | 2019-12-31 | 2020-12-31 | 365 | 5.0661 | 5
76037 | 11.4 | 0.8 | 2019-12-31 | 2020-12-31 | 365 | 10.6655 | 10
75396 | 8.55 | 0.8 | 2019-12-31 | 2020-12-31 | 365 | 7.9991 | 7
77732 | 6.555 | 0.8 | 2019-12-31 | 2020-12-31 | 365 | 6.1326 | 6
76007 | 3.135 | 0.8 | 2019-12-31 | 2020-12-31 | 365 | 2.933 | 2
75895 | 7.98 | 0.8 | 2019-12-31 | 2020-12-31 | 365 | 7.4658 | 7
75655 | 5.6 | 0.8 | 2019-12-31 | 2020-12-31 | 365 | 5.2392 | 5
74958 | 8.68 | 0.8 | 2019-12-31 | 2020-12-31 | 365 | 8.1207 | 8
76860 | 5.6 | 0.8 | 2019-12-31 | 2020-12-31 | 365 | 5.2392 | 5
75417 | 4.845 | 0.8 | 2019-12-31 | 2020-12-31 | 365 | 4.5328 | 4
77844 | 10.26 | 0.8 | 2019-12-31 | 2020-12-31 | 365 | 9.5989 | 9
76317 | 3.99 | 0.8 | 2019-12-31 | 2020-12-31 | 365 | 3.7329 | 3
77306 | 2.28 | 0.8 | 2019-12-31 | 2020-12-31 | 365 | 2.1331 | 2
77351 | 10.36 | 0.8 | 2019-12-31 | 2020-12-31 | 365 | 9.6925 | 9
75962 | 5.985 | 0.8 | 2019-12-31 | 2020-12-31 | 365 | 5.5994 | 5
75211 | 4.2 | 0.8 | 2019-12-31 | 2020-12-31 | 365 | 3.9294 | 3
77815 | 4.93 | 0.8 | 2019-12-31 | 2020-12-31 | 365 | 4.6124 | 4
75234 | 7.28 | 0.8 | 2019-12-31 | 2020-12-31 | 365 | 6.8109 | 6
76329 | 3.42 | 0.8 | 2019-12-31 | 2020-12-31 | 365 | 3.1996 | 3
75483 | 5.7 | 0.8 | 2019-12-31 | 2020-12-31 | 365 | 5.3327 | 5
77548 | 2.28 | 0.8 | 2019-12-31 | 2020-12-31 | 365 | 2.1331 | 2
77545 | 9.405 | 0.8 | 2019-12-31 | 2020-12-31 | 365 | 8.799 | 8
76457 | 7.98 | 0.8 | 2019-12-31 | 2020-12-31 | 365 | 7.4658 | 7
77405 | 8.68 | 0.8 | 2019-12-31 | 2020-12-31 | 365 | 8.1207 | 8
75683 | 4.56 | 0.8 | 2019-12-31 | 2020-12-31 | 365 | 4.2662 | 4
76432 | 5.2 | 0.8 | 2019-12-31 | 2020-12-31 | 365 | 4.865 | 4
77617 | 6.72 | 0.8 | 2019-12-31 | 2020-12-31 | 365 | 6.287 | 6
75680 | 2.24 | 0.8 | 2019-12-31 | 2020-12-31 | 365 | 2.0957 | 2
75762 | 6.72 | 0.8 | 2019-12-31 | 2020-12-31 | 365 | 6.287 | 6
78052 | 2.565 | 0.8 | 2019-12-31 | 2020-12-31 | 365 | 2.3997 | 2
77489 | 13.395 | 0.8 | 2019-12-31 | 2020-12-31 | 365 | 12.5319 | 12
75420 | 5.04 | 0.8 | 2019-12-31 | 2020-12-31 | 365 | 4.7153 | 4
78086 | 10.545 | 0.8 | 2019-12-31 | 2020-12-31 | 365 | 9.8656 | 9
76537 | 3.99 | 0.8 | 2019-12-31 | 2020-12-31 | 365 | 3.7329 | 3
77724 | 5.13 | 0.8 | 2019-12-31 | 2020-12-31 | 365 | 4.7995 | 4
74908 | 16.52 | 0.8 | 2019-12-31 | 2020-12-31 | 365 | 15.4556 | 15
75722 | 3.135 | 0.8 | 2019-12-31 | 2020-12-31 | 365 | 2.933 | 2
75421 | 3.92 | 0.8 | 2019-12-31 | 2020-12-31 | 365 | 3.6674 | 3
76447 | 4.56 | 0.8 | 2019-12-31 | 2020-12-31 | 365 | 4.2662 | 4
77008 | 5.04 | 0.8 | 2019-12-31 | 2020-12-31 | 365 | 4.7153 | 4
77532 | 3.705 | 0.8 | 2019-12-31 | 2020-12-31 | 365 | 3.4663 | 3
77629 | 3.705 | 0.8 | 2019-12-31 | 2020-12-31 | 365 | 3.4663 | 3
78059 | 5.6 | 0.8 | 2019-12-31 | 2020-12-31 | 365 | 5.2392 | 5
75323 | 4.48 | 0.8 | 2019-12-31 | 2020-12-31 | 365 | 4.1913 | 4
76104 | 3.92 | 0.8 | 2019-12-31 | 2020-12-31 | 365 | 3.6674 | 3
76921 | 3.99 | 0.8 | 2019-12-31 | 2020-12-31 | 365 | 3.7329 | 3
76387 | 4.845 | 0.8 | 2019-12-31 | 2020-12-31 | 365 | 4.5328 | 4
75158 | 7.84 | 0.8 | 2019-12-31 | 2020-12-31 | 365 | 7.3349 | 7
77636 | 7.41 | 0.8 | 2019-12-31 | 2020-12-31 | 365 | 6.9326 | 6
75206 | 5.6 | 0.8 | 2019-12-31 | 2020-12-31 | 365 | 5.2392 | 5
75423 | 5.7 | 0.8 | 2019-12-31 | 2020-12-31 | 365 | 5.3327 | 5
74907 | 4.2 | 0.8 | 2019-12-31 | 2020-12-31 | 365 | 3.9294 | 3
76512 | 4.845 | 0.8 | 2019-12-31 | 2020-12-31 | 365 | 4.5328 | 4
77167 | 11.115 | 0.8 | 2019-12-31 | 2020-12-31 | 365 | 10.3988 | 10
76265 | 5.6 | 0.8 | 2019-12-31 | 2020-12-31 | 365 | 5.2392 | 5
75145 | 8.68 | 0.8 | 2019-12-31 | 2020-12-31 | 365 | 8.1207 | 8
77644 | 5.13 | 0.8 | 2019-12-31 | 2020-12-31 | 365 | 4.7995 | 4
76501 | 12.04 | 0.8 | 2019-12-31 | 2020-12-31 | 365 | 11.2642 | 11
76028 | 11.115 | 0.8 | 2019-12-31 | 2020-12-31 | 365 | 10.3988 | 10
74874 | 3.92 | 0.8 | 2019-12-31 | 2020-12-31 | 365 | 3.6674 | 3
78049 | 7.54 | 0.8 | 2019-12-31 | 2020-12-31 | 365 | 7.0542 | 7
76264 | 6.44 | 0.8 | 2019-12-31 | 2020-12-31 | 365 | 6.0251 | 6
75389 | 8.4 | 0.8 | 2019-12-31 | 2020-12-31 | 365 | 7.8588 | 7
77759 | 7.41 | 0.8 | 2019-12-31 | 2020-12-31 | 365 | 6.9326 | 6
75656 | 7.41 | 0.8 | 2019-12-31 | 2020-12-31 | 365 | 6.9326 | 6
75313 | 4.2 | 0.8 | 2019-12-31 | 2020-12-31 | 365 | 3.9294 | 3
76510 | 6.44 | 0.8 | 2019-12-31 | 2020-12-31 | 365 | 6.0251 | 6
77729 | 12.255 | 0.8 | 2019-12-31 | 2020-12-31 | 365 | 11.4654 | 11
78032 | 2.32 | 0.8 | 2019-12-31 | 2020-12-31 | 365 | 2.1705 | 2
75478 | 5.7 | 0.8 | 2019-12-31 | 2020-12-31 | 365 | 5.3327 | 5
75481 | 7.98 | 0.8 | 2019-12-31 | 2020-12-31 | 365 | 7.4658 | 7
75458 | 2.8 | 0.8 | 2019-12-31 | 2020-12-31 | 365 | 2.6196 | 2
75404 | 7.28 | 0.8 | 2019-12-31 | 2020-12-31 | 365 | 6.8109 | 6
75461 | 4.48 | 0.8 | 2019-12-31 | 2020-12-31 | 365 | 4.1913 | 4
77401 | 7.28 | 0.8 | 2019-12-31 | 2020-12-31 | 365 | 6.8109 | 6
74906 | 3.36 | 0.8 | 2019-12-31 | 2020-12-31 | 365 | 3.1435 | 3
76523 | 3.99 | 0.8 | 2019-12-31 | 2020-12-31 | 365 | 3.7329 | 3
75231 | 6.72 | 0.8 | 2019-12-31 | 2020-12-31 | 365 | 6.287 | 6
76269 | 4.845 | 0.8 | 2019-12-31 | 2020-12-31 | 365 | 4.5328 | 4
75174 | 8.12 | 0.8 | 2019-12-31 | 2020-12-31 | 365 | 7.5968 | 7
76500 | 9.12 | 0.8 | 2019-12-31 | 2020-12-31 | 365 | 8.5324 | 8
78028 | 8.265 | 0.8 | 2019-12-31 | 2020-12-31 | 365 | 7.7325 | 7
77845 | 13.44 | 0.8 | 2019-12-31 | 2020-12-31 | 365 | 12.574 | 12
77735 | 3.42 | 0.8 | 2019-12-31 | 2020-12-31 | 365 | 3.1996 | 3
74955 | 8.12 | 0.8 | 2019-12-31 | 2020-12-31 | 365 | 7.5968 | 7
75322 | 8.55 | 0.8 | 2019-12-31 | 2020-12-31 | 365 | 7.9991 | 7
77156 | 3.36 | 0.8 | 2019-12-31 | 2020-12-31 | 365 | 3.1435 | 3
76443 | 11.76 | 0.8 | 2019-12-31 | 2020-12-31 | 365 | 11.0023 | 11
75892 | 5.13 | 0.8 | 2019-12-31 | 2020-12-31 | 365 | 4.7995 | 4
77155 | 3.42 | 0.8 | 2019-12-31 | 2020-12-31 | 365 | 3.1996 | 3
76967 | 3.135 | 0.8 | 2019-12-31 | 2020-12-31 | 365 | 2.933 | 2
74910 | 4.76 | 0.8 | 2019-12-31 | 2020-12-31 | 365 | 4.4533 | 4
74956 | 6.44 | 0.8 | 2019-12-31 | 2020-12-31 | 365 | 6.0251 | 6
77527 | 8.55 | 0.8 | 2019-12-31 | 2020-12-31 | 365 | 7.9991 | 7
76456 | 7.98 | 0.8 | 2019-12-31 | 2020-12-31 | 365 | 7.4658 | 7
76405 | 5.04 | 0.8 | 2019-12-31 | 2020-12-31 | 365 | 4.7153 | 4
76551 | 2.28 | 0.8 | 2019-12-31 | 2020-12-31 | 365 | 2.1331 | 2
77114 | 4.56 | 0.8 | 2019-12-31 | 2020-12-31 | 365 | 4.2662 | 4
76396 | 4.56 | 0.8 | 2019-12-31 | 2020-12-31 | 365 | 4.2662 | 4
77699 | 5.985 | 0.8 | 2019-12-31 | 2020-12-31 | 365 | 5.5994 | 5
76452 | 6.44 | 0.8 | 2019-12-31 | 2020-12-31 | 365 | 6.0251 | 6
76267 | 4.275 | 0.8 | 2019-12-31 | 2020-12-31 | 365 | 3.9996 | 3
76331 | 3.135 | 0.8 | 2019-12-31 | 2020-12-31 | 365 | 2.933 | 2
77609 | 11.4 | 0.8 | 2019-12-31 | 2020-12-31 | 365 | 10.6655 | 10
76384 | 2.85 | 0.8 | 2019-12-31 | 2020-12-31 | 365 | 2.6664 | 2
77615 | 7.41 | 0.8 | 2019-12-31 | 2020-12-31 | 365 | 6.9326 | 6
75516 | 8.68 | 0.8 | 2019-12-31 | 2020-12-31 | 365 | 8.1207 | 8
77468 | 9.8 | 0.8 | 2019-12-31 | 2020-12-31 | 365 | 9.1686 | 9
77440 | 7.125 | 0.8 | 2019-12-31 | 2020-12-31 | 365 | 6.6659 | 6
75882 | 6.44 | 0.8 | 2019-12-31 | 2020-12-31 | 365 | 6.0251 | 6
75888 | 5.13 | 0.8 | 2019-12-31 | 2020-12-31 | 365 | 4.7995 | 4
77641 | 6.84 | 0.8 | 2019-12-31 | 2020-12-31 | 365 | 6.3993 | 6
77555 | 4.845 | 0.8 | 2019-12-31 | 2020-12-31 | 365 | 4.5328 | 4
77637 | 9.12 | 0.8 | 2019-12-31 | 2020-12-31 | 365 | 8.5324 | 8
77305 | 6.555 | 0.8 | 2019-12-31 | 2020-12-31 | 365 | 6.1326 | 6
77466 | 6.27 | 0.8 | 2019-12-31 | 2020-12-31 | 365 | 5.866 | 5
76516 | 5.415 | 0.8 | 2019-12-31 | 2020-12-31 | 365 | 5.0661 | 5
77685 | 12.255 | 0.8 | 2019-12-31 | 2020-12-31 | 365 | 11.4654 | 11
77666 | 7.41 | 0.8 | 2019-12-31 | 2020-12-31 | 365 | 6.9326 | 6
77010 | 5.415 | 0.8 | 2019-12-31 | 2020-12-31 | 365 | 5.0661 | 5
76455 | 6.555 | 0.8 | 2019-12-31 | 2020-12-31 | 365 | 6.1326 | 6
75235 | 4.2 | 0.8 | 2019-12-31 | 2020-12-31 | 365 | 3.9294 | 3
77296 | 6.84 | 0.8 | 2019-12-31 | 2020-12-31 | 365 | 6.3993 | 6
78081 | 10.545 | 0.8 | 2019-12-31 | 2020-12-31 | 365 | 9.8656 | 9
77881 | 5.415 | 0.8 | 2019-12-31 | 2020-12-31 | 365 | 5.0661 | 5
75207 | 6.72 | 0.8 | 2019-12-31 | 2020-12-31 | 365 | 6.287 | 6
76182 | 5.13 | 0.8 | 2019-12-31 | 2020-12-31 | 365 | 4.7995 | 4
78031 | 5.7 | 0.8 | 2019-12-31 | 2020-12-31 | 365 | 5.3327 | 5
74867 | 4.2 | 0.8 | 2019-12-31 | 2020-12-31 | 365 | 3.9294 | 3
78054 | 3.705 | 0.8 | 2019-12-31 | 2020-12-31 | 365 | 3.4663 | 3
77120 | 7.54 | 0.8 | 2019-12-31 | 2020-12-31 | 365 | 7.0542 | 7
77537 | 2.85 | 0.8 | 2019-12-31 | 2020-12-31 | 365 | 2.6664 | 2
75720 | 11.48 | 0.8 | 2019-12-31 | 2020-12-31 | 365 | 10.7403 | 10
75691 | 2.8 | 0.8 | 2019-12-31 | 2020-12-31 | 365 | 2.6196 | 2
77409 | 5.415 | 0.8 | 2019-12-31 | 2020-12-31 | 365 | 5.0661 | 5
75321 | 6.16 | 0.8 | 2019-12-31 | 2020-12-31 | 365 | 5.7631 | 5
78083 | 12.825 | 0.8 | 2019-12-31 | 2020-12-31 | 365 | 11.9987 | 11
76228 | 4.56 | 0.8 | 2019-12-31 | 2020-12-31 | 365 | 4.2662 | 4
75324 | 7.41 | 0.8 | 2019-12-31 | 2020-12-31 | 365 | 6.9326 | 6
77851 | 9.24 | 0.8 | 2019-12-31 | 2020-12-31 | 365 | 8.6446 | 8
75384 | 4.48 | 0.8 | 2019-12-31 | 2020-12-31 | 365 | 4.1913 | 4
75902 | 3.99 | 0.8 | 2019-12-31 | 2020-12-31 | 365 | 3.7329 | 3
76915 | 13.395 | 0.8 | 2019-12-31 | 2020-12-31 | 365 | 12.5319 | 12
75415 | 5.32 | 0.8 | 2019-12-31 | 2020-12-31 | 365 | 4.9772 | 4
75409 | 7.28 | 0.8 | 2019-12-31 | 2020-12-31 | 365 | 6.8109 | 6
75205 | 13.44 | 0.8 | 2019-12-31 | 2020-12-31 | 365 | 12.574 | 12
74914 | 6.72 | 0.8 | 2019-12-31 | 2020-12-31 | 365 | 6.287 | 6
75320 | 7.84 | 0.8 | 2019-12-31 | 2020-12-31 | 365 | 7.3349 | 7
76170 | 11.2 | 0.8 | 2019-12-31 | 2020-12-31 | 365 | 10.4784 | 10
77696 | 10.26 | 0.8 | 2019-12-31 | 2020-12-31 | 365 | 9.5989 | 9
77812 | 9.405 | 0.8 | 2019-12-31 | 2020-12-31 | 365 | 8.799 | 8
77529 | 6.84 | 0.8 | 2019-12-31 | 2020-12-31 | 365 | 6.3993 | 6
75232 | 4.2 | 0.8 | 2019-12-31 | 2020-12-31 | 365 | 3.9294 | 3
78084 | 8.265 | 0.8 | 2019-12-31 | 2020-12-31 | 365 | 7.7325 | 7
76013 | 6.27 | 0.8 | 2019-12-31 | 2020-12-31 | 365 | 5.866 | 5
76223 | 7.695 | 0.8 | 2019-12-31 | 2020-12-31 | 365 | 7.1992 | 7
75510 | 7.695 | 0.8 | 2019-12-31 | 2020-12-31 | 365 | 7.1992 | 7
75903 | 8.265 | 0.8 | 2019-12-31 | 2020-12-31 | 365 | 7.7325 | 7
75827 | 3.92 | 0.8 | 2019-12-31 | 2020-12-31 | 365 | 3.6674 | 3
77727 | 5.13 | 0.8 | 2019-12-31 | 2020-12-31 | 365 | 4.7995 | 4
75022 | 7.84 | 0.8 | 2019-12-31 | 2020-12-31 | 365 | 7.3349 | 7
77067 | 2.565 | 0.8 | 2019-12-31 | 2020-12-31 | 365 | 2.3997 | 2
76969 | 7.125 | 0.8 | 2019-12-31 | 2020-12-31 | 365 | 6.6659 | 6
75906 | 5.415 | 0.8 | 2019-12-31 | 2020-12-31 | 365 | 5.0661 | 5
75023 | 4.76 | 0.8 | 2019-12-31 | 2020-12-31 | 365 | 4.4533 | 4
77560 | 7.695 | 0.8 | 2019-12-31 | 2020-12-31 | 365 | 7.1992 | 7
77923 | 8.265 | 0.8 | 2019-12-31 | 2020-12-31 | 365 | 7.7325 | 7
75061 | 5.04 | 0.8 | 2019-12-31 | 2020-12-31 | 365 | 4.7153 | 4
76974 | 6.27 | 0.8 | 2019-12-31 | 2020-12-31 | 365 | 5.866 | 5
77459 | 7.125 | 0.8 | 2019-12-31 | 2020-12-31 | 365 | 6.6659 | 6
76658 | 7.695 | 0.8 | 2019-12-31 | 2020-12-31 | 365 | 7.1992 | 7
75025 | 6.16 | 0.8 | 2019-12-31 | 2020-12-31 | 365 | 5.7631 | 5
77430 | 4.64 | 0.8 | 2019-12-31 | 2020-12-31 | 365 | 4.341 | 4
77124 | 7.41 | 0.8 | 2019-12-31 | 2020-12-31 | 365 | 6.9326 | 6
76174 | 3.36 | 0.8 | 2019-12-31 | 2020-12-31 | 365 | 3.1435 | 3
75208 | 3.135 | 0.8 | 2019-12-31 | 2020-12-31 | 365 | 2.933 | 2
77421 | 5.415 | 0.8 | 2019-12-31 | 2020-12-31 | 365 | 5.0661 | 5
75268 | 9.8 | 0.8 | 2019-12-31 | 2020-12-31 | 365 | 9.1686 | 9
75210 | 5.04 | 0.8 | 2019-12-31 | 2020-12-31 | 365 | 4.7153 | 4
76313 | 5.7 | 0.8 | 2019-12-31 | 2020-12-31 | 365 | 5.3327 | 5
76029 | 7.695 | 0.8 | 2019-12-31 | 2020-12-31 | 365 | 7.1992 | 7
76010 | 2.85 | 0.8 | 2019-12-31 | 2020-12-31 | 365 | 2.6664 | 2
77556 | 12.255 | 0.8 | 2019-12-31 | 2020-12-31 | 365 | 11.4654 | 11
76263 | 2.565 | 0.8 | 2019-12-31 | 2020-12-31 | 365 | 2.3997 | 2
75271 | 7.84 | 0.8 | 2019-12-31 | 2020-12-31 | 365 | 7.3349 | 7
76972 | 2.28 | 0.8 | 2019-12-31 | 2020-12-31 | 365 | 2.1331 | 2
77347 | 3.42 | 0.8 | 2019-12-31 | 2020-12-31 | 365 | 3.1996 | 3
75045 | 4.94 | 0.8 | 2019-12-31 | 2020-12-31 | 365 | 4.6217 | 4
77811 | 5.13 | 0.8 | 2019-12-31 | 2020-12-31 | 365 | 4.7995 | 4
75685 | 5.6 | 0.8 | 2019-12-31 | 2020-12-31 | 365 | 5.2392 | 5
75171 | 2.52 | 0.8 | 2019-12-31 | 2020-12-31 | 365 | 2.3576 | 2
77373 | 7.98 | 0.8 | 2019-12-31 | 2020-12-31 | 365 | 7.4658 | 7
77694 | 6.27 | 0.8 | 2019-12-31 | 2020-12-31 | 365 | 5.866 | 5
75318 | 4.76 | 0.8 | 2019-12-31 | 2020-12-31 | 365 | 4.4533 | 4
76333 | 2.8 | 0.8 | 2019-12-31 | 2020-12-31 | 365 | 2.6196 | 2
75315 | 6.555 | 0.8 | 2019-12-31 | 2020-12-31 | 365 | 6.1326 | 6
75031 | 7.84 | 0.8 | 2019-12-31 | 2020-12-31 | 365 | 7.3349 | 7
75209 | 3.92 | 0.8 | 2019-12-31 | 2020-12-31 | 365 | 3.6674 | 3
78090 | 12.47 | 0.8 | 2019-12-31 | 2020-12-31 | 365 | 11.6665 | 11
75165 | 8.55 | 0.8 | 2019-12-31 | 2020-12-31 | 365 | 7.9991 | 7
77611 | 3.99 | 0.8 | 2019-12-31 | 2020-12-31 | 365 | 3.7329 | 3
75035 | 4.48 | 0.8 | 2019-12-31 | 2020-12-31 | 365 | 4.1913 | 4
75264 | 6.72 | 0.8 | 2019-12-31 | 2020-12-31 | 365 | 6.287 | 6
75168 | 5.88 | 0.8 | 2019-12-31 | 2020-12-31 | 365 | 5.5011 | 5
75142 | 8.96 | 0.8 | 2019-12-31 | 2020-12-31 | 365 | 8.3827 | 8
75275 | 7.56 | 0.8 | 2019-12-31 | 2020-12-31 | 365 | 7.0729 | 7
76558 | 4.56 | 0.8 | 2019-12-31 | 2020-12-31 | 365 | 4.2662 | 4
75020 | 11.76 | 0.8 | 2019-12-31 | 2020-12-31 | 365 | 11.0023 | 11
77074 | 8.96 | 0.8 | 2019-12-31 | 2020-12-31 | 365 | 8.3827 | 8
75162 | 6.27 | 0.8 | 2019-12-31 | 2020-12-31 | 365 | 5.866 | 5
75319 | 5.32 | 0.8 | 2019-12-31 | 2020-12-31 | 365 | 4.9772 | 4
75064 | 3.92 | 0.8 | 2019-12-31 | 2020-12-31 | 365 | 3.6674 | 3
77078 | 3.42 | 0.8 | 2019-12-31 | 2020-12-31 | 365 | 3.1996 | 3
76775 | 2.24 | 0.8 | 2019-12-31 | 2020-12-31 | 365 | 2.0957 | 2
75029 | 3.36 | 0.8 | 2019-12-31 | 2020-12-31 | 365 | 3.1435 | 3
77775 | 4.56 | 0.8 | 2019-12-31 | 2020-12-31 | 365 | 4.2662 | 4
75280 | 6.16 | 0.8 | 2019-12-31 | 2020-12-31 | 365 | 5.7631 | 5
76439 | 8.835 | 0.8 | 2019-12-31 | 2020-12-31 | 365 | 8.2657 | 8
75141 | 7 | 0.8 | 2019-12-31 | 2020-12-31 | 365 | 6.549 | 6
77814 | 4.845 | 0.8 | 2019-12-31 | 2020-12-31 | 365 | 4.5328 | 4
76358 | 2.8 | 0.8 | 2019-12-31 | 2020-12-31 | 365 | 2.6196 | 2
77293 | 13.11 | 0.8 | 2019-12-31 | 2020-12-31 | 365 | 12.2653 | 12
76454 | 5.415 | 0.8 | 2019-12-31 | 2020-12-31 | 365 | 5.0661 | 5
77456 | 5.415 | 0.8 | 2019-12-31 | 2020-12-31 | 365 | 5.0661 | 5
76460 | 4.56 | 0.8 | 2019-12-31 | 2020-12-31 | 365 | 4.2662 | 4
75678 | 7.56 | 0.8 | 2019-12-31 | 2020-12-31 | 365 | 7.0729 | 7
78156 | 10.26 | 0.8 | 2019-12-31 | 2020-12-31 | 365 | 9.5989 | 9
78140 | 4.56 | 0.8 | 2019-12-31 | 2020-12-31 | 365 | 4.2662 | 4
78154 | 3.99 | 0.8 | 2019-12-31 | 2020-12-31 | 365 | 3.7329 | 3
78231 | 12.825 | 0.8 | 2019-12-31 | 2020-12-31 | 365 | 11.9987 | 11
78232 | 6.27 | 0.8 | 2019-12-31 | 2020-12-31 | 365 | 5.866 | 5
78236 | 9.69 | 0.8 | 2019-12-31 | 2020-12-31 | 365 | 9.0657 | 9
75639 | 3.42 | 0.8 | 2019-12-31 | 2020-12-31 | 365 | 3.1996 | 3
76109 | 6.72 | 0.8 | 2019-12-31 | 2020-12-31 | 365 | 6.287 | 6
76462 | 4.845 | 0.8 | 2019-12-31 | 2020-12-31 | 365 | 4.5328 | 4
77482 | 6.84 | 0.8 | 2019-12-31 | 2020-12-31 | 365 | 6.3993 | 6
77620 | 6.84 | 0.8 | 2019-12-31 | 2020-12-31 | 365 | 6.3993 | 6
78087 | 11.97 | 0.8 | 2019-12-31 | 2020-12-31 | 365 | 11.1987 | 11
74171 | 3.36 | 0.8 | 2019-12-31 | 2020-12-31 | 365 | 3.1435 | 3
75916 | 9.405 | 0.8 | 2019-12-31 | 2020-12-31 | 365 | 8.799 | 8
76450 | 9.8 | 0.8 | 2019-12-31 | 2020-12-31 | 365 | 9.1686 | 9
77357 | 5.32 | 0.8 | 2019-12-31 | 2020-12-31 | 365 | 4.9772 | 4
75909 | 7.41 | 0.8 | 2019-12-31 | 2020-12-31 | 365 | 6.9326 | 6
77346 | 3.08 | 0.8 | 2019-12-31 | 2020-12-31 | 365 | 2.8815 | 2
78079 | 7.695 | 0.8 | 2019-12-31 | 2020-12-31 | 365 | 7.1992 | 7
78237 | 2.8 | 0.8 | 2019-12-31 | 2020-12-31 | 365 | 2.6196 | 2
75767 | 7.84 | 0.8 | 2019-12-31 | 2020-12-31 | 365 | 7.3349 | 7
77063 | 2.24 | 0.8 | 2019-12-31 | 2020-12-31 | 365 | 2.0957 | 2
75155 | 3.64 | 0.8 | 2019-12-31 | 2020-12-31 | 365 | 3.4055 | 3
77698 | 8.835 | 0.8 | 2019-12-31 | 2020-12-31 | 365 | 8.2657 | 8
75773 | 2.85 | 0.8 | 2019-12-31 | 2020-12-31 | 365 | 2.6664 | 2
75044 | 2.52 | 0.8 | 2019-12-31 | 2020-12-31 | 365 | 2.3576 | 2
77069 | 8.835 | 0.8 | 2019-12-31 | 2020-12-31 | 365 | 8.2657 | 8
77115 | 2.565 | 0.8 | 2019-12-31 | 2020-12-31 | 365 | 2.3997 | 2
77302 | 3.705 | 0.8 | 2019-12-31 | 2020-12-31 | 365 | 3.4663 | 3
78055 | 2.32 | 0.8 | 2019-12-31 | 2020-12-31 | 365 | 2.1705 | 2
75054 | 2.52 | 0.8 | 2019-12-31 | 2020-12-31 | 365 | 2.3576 | 2
77336 | 3.42 | 0.8 | 2019-12-31 | 2020-12-31 | 365 | 3.1996 | 3
76323 | 2.28 | 0.8 | 2019-12-31 | 2020-12-31 | 365 | 2.1331 | 2
76176 | 7 | 0.8 | 2019-12-31 | 2020-12-31 | 365 | 6.549 | 6
76334 | 2.85 | 0.8 | 2019-12-31 | 2020-12-31 | 365 | 2.6664 | 2
75891 | 2.565 | 0.8 | 2019-12-31 | 2020-12-31 | 365 | 2.3997 | 2
75831 | 2.28 | 0.8 | 2019-12-31 | 2020-12-31 | 365 | 2.1331 | 2
76627 | 12.04 | 0.8 | 2019-12-31 | 2020-12-31 | 365 | 11.2642 | 11
77932 | 3.77 | 0.8 | 2019-12-31 | 2020-12-31 | 365 | 3.5271 | 3
76970 | 3.705 | 0.8 | 2019-12-31 | 2020-12-31 | 365 | 3.4663 | 3
75630 | 2.28 | 0.8 | 2019-12-31 | 2020-12-31 | 365 | 2.1331 | 2
77498 | 5.13 | 0.8 | 2019-12-31 | 2020-12-31 | 365 | 4.7995 | 4
77626 | 2.52 | 0.8 | 2019-12-31 | 2020-12-31 | 365 | 2.3576 | 2
76225 | 8.4 | 0.8 | 2019-12-31 | 2020-12-31 | 365 | 7.8588 | 7
74964 | 3.36 | 0.8 | 2019-12-31 | 2020-12-31 | 365 | 3.1435 | 3
74875 | 2.52 | 0.8 | 2019-12-31 | 2020-12-31 | 365 | 2.3576 | 2
75659 | 2.24 | 0.8 | 2019-12-31 | 2020-12-31 | 365 | 2.0957 | 2
77145 | 3.08 | 0.8 | 2019-12-31 | 2020-12-31 | 365 | 2.8815 | 2
76648 | 9.12 | 0.8 | 2019-12-31 | 2020-12-31 | 365 | 8.5324 | 8
76324 | 2.85 | 0.8 | 2019-12-31 | 2020-12-31 | 365 | 2.6664 | 2
75781 | 3.36 | 0.8 | 2019-12-31 | 2020-12-31 | 365 | 3.1435 | 3
76322 | 2.565 | 0.8 | 2019-12-31 | 2020-12-31 | 365 | 2.3997 | 2
77504 | 6.555 | 0.8 | 2019-12-31 | 2020-12-31 | 365 | 6.1326 | 6
76328 | 2.565 | 0.8 | 2019-12-31 | 2020-12-31 | 365 | 2.3997 | 2
77730 | 6.96 | 0.8 | 2019-12-31 | 2020-12-31 | 365 | 6.5116 | 6
76554 | 3.42 | 0.8 | 2019-12-31 | 2020-12-31 | 365 | 3.1996 | 3
76388 | 6.84 | 0.8 | 2019-12-31 | 2020-12-31 | 365 | 6.3993 | 6
75784 | 4.48 | 0.8 | 2019-12-31 | 2020-12-31 | 365 | 4.1913 | 4
78050 | 3.99 | 0.8 | 2019-12-31 | 2020-12-31 | 365 | 3.7329 | 3
77558 | 3.42 | 0.8 | 2019-12-31 | 2020-12-31 | 365 | 3.1996 | 3
77503 | 10.545 | 0.8 | 2019-12-31 | 2020-12-31 | 365 | 9.8656 | 9
77059 | 5.415 | 0.8 | 2019-12-31 | 2020-12-31 | 365 | 5.0661 | 5
75899 | 4.845 | 0.8 | 2019-12-31 | 2020-12-31 | 365 | 4.5328 | 4
78353 | 11.48 | 0.8 | 2019-12-31 | 2020-12-31 | 365 | 10.7403 | 10
77842 | 13.965 | 0.8 | 2019-12-31 | 2020-12-31 | 365 | 13.0652 | 13
76964 | 8.55 | 0.8 | 2019-12-31 | 2020-12-31 | 365 | 7.9991 | 7
76190 | 6.555 | 0.8 | 2019-12-31 | 2020-12-31 | 365 | 6.1326 | 6
76463 | 2.85 | 0.8 | 2019-12-31 | 2020-12-31 | 365 | 2.6664 | 2
75960 | 6.84 | 0.8 | 2019-12-31 | 2020-12-31 | 365 | 6.3993 | 6
76971 | 11.48 | 0.8 | 2019-12-31 | 2020-12-31 | 365 | 10.7403 | 10
77506 | 6.27 | 0.8 | 2019-12-31 | 2020-12-31 | 365 | 5.866 | 5
77784 | 5.13 | 0.8 | 2019-12-31 | 2020-12-31 | 365 | 4.7995 | 4
76459 | 5.415 | 0.8 | 2019-12-31 | 2020-12-31 | 365 | 5.0661 | 5
77005 | 5.04 | 0.8 | 2019-12-31 | 2020-12-31 | 365 | 4.7153 | 4
77446 | 15.39 | 0.8 | 2019-12-31 | 2020-12-31 | 365 | 14.3984 | 14
75057 | 5.04 | 0.8 | 2019-12-31 | 2020-12-31 | 365 | 4.7153 | 4
76555 | 12.825 | 0.8 | 2019-12-31 | 2020-12-31 | 365 | 11.9987 | 11
77657 | 5.7 | 0.8 | 2019-12-31 | 2020-12-31 | 365 | 5.3327 | 5
76968 | 5.13 | 0.8 | 2019-12-31 | 2020-12-31 | 365 | 4.7995 | 4
75411 | 11.2 | 0.8 | 2019-12-31 | 2020-12-31 | 365 | 10.4784 | 10
76178 | 9.24 | 0.8 | 2019-12-31 | 2020-12-31 | 365 | 8.6446 | 8
77058 | 7.98 | 0.8 | 2019-12-31 | 2020-12-31 | 365 | 7.4658 | 7
77654 | 10.545 | 0.8 | 2019-12-31 | 2020-12-31 | 365 | 9.8656 | 9
77638 | 7.695 | 0.8 | 2019-12-31 | 2020-12-31 | 365 | 7.1992 | 7
77439 | 4.56 | 0.8 | 2019-12-31 | 2020-12-31 | 365 | 4.2662 | 4
77692 | 3.99 | 0.8 | 2019-12-31 | 2020-12-31 | 365 | 3.7329 | 3
77374 | 3.99 | 0.8 | 2019-12-31 | 2020-12-31 | 365 | 3.7329 | 3
78074 | 6.555 | 0.8 | 2019-12-31 | 2020-12-31 | 365 | 6.1326 | 6
78056 | 5.7 | 0.8 | 2019-12-31 | 2020-12-31 | 365 | 5.3327 | 5
77407 | 3.42 | 0.8 | 2019-12-31 | 2020-12-31 | 365 | 3.1996 | 3
77552 | 4.48 | 0.8 | 2019-12-31 | 2020-12-31 | 365 | 4.1913 | 4
77786 | 6.27 | 0.8 | 2019-12-31 | 2020-12-31 | 365 | 5.866 | 5
76630 | 5.32 | 0.8 | 2019-12-31 | 2020-12-31 | 365 | 4.9772 | 4
75393 | 5.6 | 0.8 | 2019-12-31 | 2020-12-31 | 365 | 5.2392 | 5
76536 | 6.27 | 0.8 | 2019-12-31 | 2020-12-31 | 365 | 5.866 | 5
77329 | 10.26 | 0.8 | 2019-12-31 | 2020-12-31 | 365 | 9.5989 | 9
78278 | 7.695 | 0.8 | 2019-12-31 | 2020-12-31 | 365 | 7.1992 | 7
78298 | 12.32 | 0.8 | 2019-12-31 | 2020-12-31 | 365 | 11.5262 | 11
78273 | 6.48 | 0.8 | 2019-12-31 | 2020-12-31 | 365 | 6.0625 | 6
78299 | 3.77 | 0.8 | 2019-12-31 | 2020-12-31 | 365 | 3.5271 | 3
78303 | 5.7 | 0.8 | 2019-12-31 | 2020-12-31 | 365 | 5.3327 | 5
78304 | 5.88 | 0.8 | 2019-12-31 | 2020-12-31 | 365 | 5.5011 | 5
78305 | 4.845 | 0.8 | 2019-12-31 | 2020-12-31 | 365 | 4.5328 | 4
78310 | 5.13 | 0.8 | 2019-12-31 | 2020-12-31 | 365 | 4.7995 | 4
76327 | 5.415 | 0.8 | 2019-12-31 | 2020-12-31 | 365 | 5.0661 | 5
75897 | 5.7 | 0.8 | 2019-12-31 | 2020-12-31 | 365 | 5.3327 | 5
78313 | 4.845 | 0.8 | 2019-12-31 | 2020-12-31 | 365 | 4.5328 | 4
78315 | 3.42 | 0.8 | 2019-12-31 | 2020-12-31 | 365 | 3.1996 | 3
78316 | 5.13 | 0.8 | 2019-12-31 | 2020-12-31 | 365 | 4.7995 | 4
78317 | 19.98 | 0.8 | 2019-12-31 | 2020-12-31 | 365 | 18.6926 | 18
75086 | 3.36 | 0.8 | 2019-12-31 | 2020-12-31 | 365 | 3.1435 | 3
77700 | 3.08 | 0.8 | 2019-12-31 | 2020-12-31 | 365 | 2.8815 | 2
77879 | 7.28 | 0.8 | 2019-12-31 | 2020-12-31 | 365 | 6.8109 | 6
78346 | 6.27 | 0.8 | 2019-12-31 | 2020-12-31 | 365 | 5.866 | 5
78348 | 7.98 | 0.8 | 2019-12-31 | 2020-12-31 | 365 | 7.4658 | 7
78349 | 6.84 | 0.8 | 2019-12-31 | 2020-12-31 | 365 | 6.3993 | 6
78350 | 5.13 | 0.8 | 2019-12-31 | 2020-12-31 | 365 | 4.7995 | 4
78352 | 3.135 | 0.8 | 2019-12-31 | 2020-12-31 | 365 | 2.933 | 2
78354 | 7.695 | 0.8 | 2019-12-31 | 2020-12-31 | 365 | 7.1992 | 7
78355 | 8.55 | 0.8 | 2019-12-31 | 2020-12-31 | 365 | 7.9991 | 7
77660 | 2.85 | 0.8 | 2019-12-31 | 2020-12-31 | 365 | 2.6664 | 2
78395 | 10.08 | 0.8 | 2019-12-31 | 2020-12-31 | 365 | 9.4305 | 9
78443 | 10.26 | 0.8 | 2019-12-31 | 2020-12-31 | 365 | 9.5989 | 9
78444 | 3.99 | 0.8 | 2019-12-31 | 2020-12-31 | 365 | 3.7329 | 3
78445 | 3.135 | 0.8 | 2019-12-31 | 2020-12-31 | 365 | 2.933 | 2
78447 | 3.42 | 0.8 | 2019-12-31 | 2020-12-31 | 365 | 3.1996 | 3
78449 | 7.83 | 0.8 | 2019-12-31 | 2020-12-31 | 365 | 7.3255 | 7
78450 | 2.28 | 0.8 | 2019-12-31 | 2020-12-31 | 365 | 2.1331 | 2
78451 | 4.56 | 0.8 | 2019-12-31 | 2020-12-31 | 365 | 4.2662 | 4
78452 | 3.92 | 0.8 | 2019-12-31 | 2020-12-31 | 365 | 3.6674 | 3
78497 | 10.83 | 0.8 | 2019-12-31 | 2020-12-31 | 365 | 10.1322 | 10
78500 | 7.695 | 0.8 | 2019-12-31 | 2020-12-31 | 365 | 7.1992 | 7
78145 | 5.7 | 0.8 | 2019-12-31 | 2020-12-31 | 365 | 5.3327 | 5
78151 | 7.84 | 0.8 | 2019-12-31 | 2020-12-31 | 365 | 7.3349 | 7
74231 | 9.8 | 0.8 | 2019-12-31 | 2020-12-31 | 365 | 9.1686 | 9
78643 | 5.7 | 0.8 | 2019-12-31 | 2020-12-31 | 365 | 5.3327 | 5
78644 | 6.84 | 0.8 | 2019-12-31 | 2020-12-31 | 365 | 6.3993 | 6
78663 | 8.55 | 0.8 | 2019-12-31 | 2020-12-31 | 365 | 7.9991 | 7
78664 | 7.695 | 0.8 | 2019-12-31 | 2020-12-31 | 365 | 7.1992 | 7
78665 | 3.42 | 0.8 | 2019-12-31 | 2020-12-31 | 365 | 3.1996 | 3
78666 | 6.84 | 0.8 | 2019-12-31 | 2020-12-31 | 365 | 6.3993 | 6
78668 | 5.13 | 0.8 | 2019-12-31 | 2020-12-31 | 365 | 4.7995 | 4
78659 | 6.27 | 0.8 | 2019-12-31 | 2020-12-31 | 365 | 5.866 | 5
78660 | 12.825 | 0.8 | 2019-12-31 | 2020-12-31 | 365 | 11.9987 | 11
78657 | 4.56 | 0.8 | 2019-12-31 | 2020-12-31 | 365 | 4.2662 | 4
78672 | 13.16 | 0.8 | 2019-12-31 | 2020-12-31 | 365 | 12.3121 | 12
78671 | 19.6 | 0.8 | 2019-12-31 | 2020-12-31 | 365 | 18.3371 | 18
78697 | 10.44 | 0.8 | 2019-12-31 | 2020-12-31 | 365 | 9.7673 | 9
78698 | 3.19 | 0.8 | 2019-12-31 | 2020-12-31 | 365 | 2.9845 | 2
78699 | 5.7 | 0.8 | 2019-12-31 | 2020-12-31 | 365 | 5.3327 | 5
78701 | 10.15 | 0.8 | 2019-12-31 | 2020-12-31 | 365 | 9.496 | 9
78719 | 3.99 | 0.8 | 2019-12-31 | 2020-12-31 | 365 | 3.7329 | 3
78712 | 11.31 | 0.8 | 2019-12-31 | 2020-12-31 | 365 | 10.5813 | 10
78710 | 4.35 | 0.8 | 2019-12-31 | 2020-12-31 | 365 | 4.0697 | 4
78715 | 3.19 | 0.8 | 2019-12-31 | 2020-12-31 | 365 | 2.9845 | 2
78720 | 4.2 | 0.8 | 2019-12-31 | 2020-12-31 | 365 | 3.9294 | 3
78714 | 6.67 | 0.8 | 2019-12-31 | 2020-12-31 | 365 | 6.2402 | 6
78713 | 8.265 | 0.8 | 2019-12-31 | 2020-12-31 | 365 | 7.7325 | 7
78718 | 8.12 | 0.8 | 2019-12-31 | 2020-12-31 | 365 | 7.5968 | 7
78717 | 3.77 | 0.8 | 2019-12-31 | 2020-12-31 | 365 | 3.5271 | 3
78722 | 9.86 | 0.8 | 2019-12-31 | 2020-12-31 | 365 | 9.2247 | 9
78721 | 7.125 | 0.8 | 2019-12-31 | 2020-12-31 | 365 | 6.6659 | 6
78012 | 7.98 | 0.8 | 2019-12-31 | 2020-12-31 | 365 | 7.4658 | 7
77478 | 5.13 | 0.8 | 2019-12-31 | 2020-12-31 | 365 | 4.7995 | 4
74969 | 2.8 | 0.8 | 2019-12-31 | 2020-12-31 | 365 | 2.6196 | 2
76023 | 3.135 | 0.8 | 2019-12-31 | 2020-12-31 | 365 | 2.933 | 2
77624 | 4.56 | 0.8 | 2019-12-31 | 2020-12-31 | 365 | 4.2662 | 4
77779 | 12.825 | 0.8 | 2019-12-31 | 2020-12-31 | 365 | 11.9987 | 11
75151 | 3.08 | 0.8 | 2019-12-31 | 2020-12-31 | 365 | 2.8815 | 2
76965 | 3.705 | 0.8 | 2019-12-31 | 2020-12-31 | 365 | 3.4663 | 3
77375 | 4.275 | 0.8 | 2019-12-31 | 2020-12-31 | 365 | 3.9996 | 3
74974 | 3.135 | 0.8 | 2019-12-31 | 2020-12-31 | 365 | 2.933 | 2
76662 | 4.76 | 0.8 | 2019-12-31 | 2020-12-31 | 365 | 4.4533 | 4
77378 | 3.08 | 0.8 | 2019-12-31 | 2020-12-31 | 365 | 2.8815 | 2
78307 | 17.67 | 0.8 | 2019-12-31 | 2020-12-31 | 365 | 16.5315 | 16
22231 | 8.06 | 1 | 2019-12-31 | 2020-12-31 | 365 | 9.4258 | 9
78800 | 8.12 | 0.8 | 2019-12-31 | 2020-12-31 | 365 | 7.5968 | 7
78802 | 11.31 | 0.8 | 2019-12-31 | 2020-12-31 | 365 | 10.5813 | 10
78805 | 8.7 | 0.8 | 2019-12-31 | 2020-12-31 | 365 | 8.1394 | 8
78807 | 5.51 | 0.8 | 2019-12-31 | 2020-12-31 | 365 | 5.155 | 5
78810 | 4.35 | 0.8 | 2019-12-31 | 2020-12-31 | 365 | 4.0697 | 4
78813 | 10.44 | 0.8 | 2019-12-31 | 2020-12-31 | 365 | 9.7673 | 9
78816 | 3.19 | 0.8 | 2019-12-31 | 2020-12-31 | 365 | 2.9845 | 2
78818 | 6.09 | 0.8 | 2019-12-31 | 2020-12-31 | 365 | 5.6976 | 5
78821 | 12.54 | 0.8 | 2019-12-31 | 2020-12-31 | 365 | 11.732 | 11
77450 | 3.99 | 0.8 | 2019-12-31 | 2020-12-31 | 365 | 3.7329 | 3
78861 | 4.76 | 0.8 | 2019-12-31 | 2020-12-31 | 365 | 4.4533 | 4
78869 | 11.31 | 0.8 | 2019-12-31 | 2020-12-31 | 365 | 10.5813 | 10
78871 | 8.99 | 0.8 | 2019-12-31 | 2020-12-31 | 365 | 8.4108 | 8
78872 | 8.7 | 0.8 | 2019-12-31 | 2020-12-31 | 365 | 8.1394 | 8
78874 | 6.38 | 0.8 | 2019-12-31 | 2020-12-31 | 365 | 5.9689 | 5
77968 | 4.06 | 0.8 | 2019-12-31 | 2020-12-31 | 365 | 3.7984 | 3
78864 | 4.275 | 0.8 | 2019-12-31 | 2020-12-31 | 365 | 3.9996 | 3
78878 | 6.38 | 0.8 | 2019-12-31 | 2020-12-31 | 365 | 5.9689 | 5
78877 | 6.38 | 0.8 | 2019-12-31 | 2020-12-31 | 365 | 5.9689 | 5
78867 | 12.76 | 0.8 | 2019-12-31 | 2020-12-31 | 365 | 11.9378 | 11
78875 | 7.83 | 0.8 | 2019-12-31 | 2020-12-31 | 365 | 7.3255 | 7
78922 | 8.265 | 0.8 | 2019-12-31 | 2020-12-31 | 365 | 7.7325 | 7
78923 | 8.41 | 0.8 | 2019-12-31 | 2020-12-31 | 365 | 7.8681 | 7
78927 | 10.92 | 0.8 | 2019-12-31 | 2020-12-31 | 365 | 10.2164 | 10
78946 | 4.56 | 0.8 | 2019-12-31 | 2020-12-31 | 365 | 4.2662 | 4
78947 | 9.69 | 0.8 | 2019-12-31 | 2020-12-31 | 365 | 9.0657 | 9
78945 | 5.13 | 0.8 | 2019-12-31 | 2020-12-31 | 365 | 4.7995 | 4
79019 | 2.85 | 0.8 | 2019-12-31 | 2020-12-31 | 365 | 2.6664 | 2
79022 | 7.83 | 0.8 | 2019-12-31 | 2020-12-31 | 365 | 7.3255 | 7
79029 | 5.8 | 0.8 | 2019-12-31 | 2020-12-31 | 365 | 5.4263 | 5
79031 | 2.28 | 0.8 | 2019-12-31 | 2020-12-31 | 365 | 2.1331 | 2
79038 | 3.135 | 0.8 | 2019-12-31 | 2020-12-31 | 365 | 2.933 | 2
79041 | 4.35 | 0.8 | 2019-12-31 | 2020-12-31 | 365 | 4.0697 | 4
79045 | 10.36 | 0.8 | 2019-12-31 | 2020-12-31 | 365 | 9.6925 | 9
79091 | 10.26 | 0.8 | 2019-12-31 | 2020-12-31 | 365 | 9.5989 | 9
79092 | 4.93 | 0.8 | 2019-12-31 | 2020-12-31 | 365 | 4.6124 | 4
79093 | 8.835 | 0.8 | 2019-12-31 | 2020-12-31 | 365 | 8.2657 | 8
79096 | 17.36 | 0.8 | 2019-12-31 | 2020-12-31 | 365 | 16.2415 | 16
79154 | 19.38 | 0.8 | 2019-12-31 | 2020-12-31 | 365 | 18.1313 | 18
79155 | 5.13 | 0.8 | 2019-12-31 | 2020-12-31 | 365 | 4.7995 | 4
79156 | 6.84 | 0.8 | 2019-12-31 | 2020-12-31 | 365 | 6.3993 | 6
79157 | 13.34 | 0.8 | 2019-12-31 | 2020-12-31 | 365 | 12.4805 | 12
79159 | 6.72 | 0.8 | 2019-12-31 | 2020-12-31 | 365 | 6.287 | 6
79089 | 9.57 | 0.8 | 2019-12-31 | 2020-12-31 | 365 | 8.9534 | 8
79270 | 4.93 | 0.8 | 2019-12-31 | 2020-12-31 | 365 | 4.6124 | 4
79271 | 11.02 | 0.8 | 2019-12-31 | 2020-12-31 | 365 | 10.31 | 10
79272 | 6.27 | 0.8 | 2019-12-31 | 2020-12-31 | 365 | 5.866 | 5
79273 | 2.52 | 0.8 | 2019-12-31 | 2020-12-31 | 365 | 2.3576 | 2
79237 | 8.12 | 0.8 | 2019-12-31 | 2020-12-31 | 365 | 7.5968 | 7
79048 | 2.52 | 0.8 | 2019-12-31 | 2020-12-31 | 365 | 2.3576 | 2
79463 | 2.32 | 0.8 | 2019-12-31 | 2020-12-31 | 365 | 2.1705 | 2
79471 | 4.93 | 0.8 | 2019-12-31 | 2020-12-31 | 365 | 4.6124 | 4
79578 | 10.83 | 0.8 | 2019-12-31 | 2020-12-31 | 365 | 10.1322 | 10
79579 | 5.985 | 0.8 | 2019-12-31 | 2020-12-31 | 365 | 5.5994 | 5
77161 | 7.41 | 0.8 | 2019-12-31 | 2020-12-31 | 365 | 6.9326 | 6
77961 | 14 | 0.8 | 2019-12-31 | 2020-12-31 | 365 | 13.098 | 13
77536 | 4.275 | 0.8 | 2019-12-31 | 2020-12-31 | 365 | 3.9996 | 3
77174 | 10.83 | 0.8 | 2019-12-31 | 2020-12-31 | 365 | 10.1322 | 10
78716 | 6.96 | 0.8 | 2019-12-31 | 2020-12-31 | 365 | 6.5116 | 6
78711 | 6.67 | 0.8 | 2019-12-31 | 2020-12-31 | 365 | 6.2402 | 6
79562 | 5.22 | 0.8 | 2019-12-31 | 2020-12-31 | 365 | 4.8837 | 4
79557 | 2.32 | 0.8 | 2019-12-31 | 2020-12-31 | 365 | 2.1705 | 2
79559 | 18.81 | 0.8 | 2019-12-31 | 2020-12-31 | 365 | 17.598 | 17
78233 | 8.265 | 0.8 | 2019-12-31 | 2020-12-31 | 365 | 7.7325 | 7
77848 | 9.69 | 0.8 | 2019-12-31 | 2020-12-31 | 365 | 9.0657 | 9
79478 | 9.28 | 0.8 | 2019-12-31 | 2020-12-31 | 365 | 8.6821 | 8
79024 | 4.64 | 0.8 | 2019-12-31 | 2020-12-31 | 365 | 4.341 | 4
78097 | 4.64 | 0.8 | 2019-12-31 | 2020-12-31 | 365 | 4.341 | 4
79278 | 14.84 | 0.8 | 2019-12-31 | 2020-12-31 | 365 | 13.8838 | 13
79005 | 9.86 | 0.8 | 2019-12-31 | 2020-12-31 | 365 | 9.2247 | 9
77297 | 13.395 | 0.8 | 2019-12-31 | 2020-12-31 | 365 | 12.5319 | 12
79279 | 7 | 0.8 | 2019-12-31 | 2020-12-31 | 365 | 6.549 | 6
79474 | 13.34 | 0.8 | 2019-12-31 | 2020-12-31 | 365 | 12.4805 | 12
77219 | 2.28 | 0.8 | 2019-12-31 | 2020-12-31 | 365 | 2.1331 | 2
78048 | 7.25 | 0.8 | 2019-12-31 | 2020-12-31 | 365 | 6.7829 | 6
78077 | 4.56 | 0.8 | 2019-12-31 | 2020-12-31 | 365 | 4.2662 | 4
78275 | 3.92 | 0.8 | 2019-12-31 | 2020-12-31 | 365 | 3.6674 | 3
77782 | 7.41 | 0.8 | 2019-12-31 | 2020-12-31 | 365 | 6.9326 | 6
77847 | 2.28 | 0.8 | 2019-12-31 | 2020-12-31 | 365 | 2.1331 | 2
79504 | 4.06 | 0.8 | 2019-12-31 | 2020-12-31 | 365 | 3.7984 | 3
79355 | 10.15 | 0.8 | 2019-12-31 | 2020-12-31 | 365 | 9.496 | 9
77170 | 5.04 | 0.8 | 2019-12-31 | 2020-12-31 | 365 | 4.7153 | 4
79457 | 3.92 | 0.8 | 2019-12-31 | 2020-12-31 | 365 | 3.6674 | 3
79460 | 2.565 | 0.8 | 2019-12-31 | 2020-12-31 | 365 | 2.3997 | 2
79475 | 5.22 | 0.8 | 2019-12-31 | 2020-12-31 | 365 | 4.8837 | 4
79465 | 5.51 | 0.8 | 2019-12-31 | 2020-12-31 | 365 | 5.155 | 5
77180 | 8.55 | 0.8 | 2019-12-31 | 2020-12-31 | 365 | 7.9991 | 7
79480 | 10.26 | 0.8 | 2019-12-31 | 2020-12-31 | 365 | 9.5989 | 9
79467 | 5.22 | 0.8 | 2019-12-31 | 2020-12-31 | 365 | 4.8837 | 4
79653 | 6.27 | 0.8 | 2019-12-31 | 2020-12-31 | 365 | 5.866 | 5
79651 | 5.7 | 0.8 | 2019-12-31 | 2020-12-31 | 365 | 5.3327 | 5
79640 | 4.06 | 0.8 | 2019-12-31 | 2020-12-31 | 365 | 3.7984 | 3
79638 | 4.56 | 0.8 | 2019-12-31 | 2020-12-31 | 365 | 4.2662 | 4
79635 | 12.54 | 0.8 | 2019-12-31 | 2020-12-31 | 365 | 11.732 | 11
79654 | 9.28 | 0.8 | 2019-12-31 | 2020-12-31 | 365 | 8.6821 | 8
79647 | 6.09 | 0.8 | 2019-12-31 | 2020-12-31 | 365 | 5.6976 | 5
79636 | 19.44 | 0.8 | 2019-12-31 | 2020-12-31 | 365 | 18.1874 | 18
79694 | 8.12 | 0.8 | 2019-12-31 | 2020-12-31 | 365 | 7.5968 | 7
79695 | 17.385 | 0.8 | 2019-12-31 | 2020-12-31 | 365 | 16.2648 | 16
79739 | 2.9 | 0.8 | 2019-12-31 | 2020-12-31 | 365 | 2.7131 | 2
79740 | 7.28 | 0.8 | 2019-12-31 | 2020-12-31 | 365 | 6.8109 | 6
79742 | 5.22 | 0.8 | 2019-12-31 | 2020-12-31 | 365 | 4.8837 | 4
79745 | 9.57 | 0.8 | 2019-12-31 | 2020-12-31 | 365 | 8.9534 | 8
79747 | 7.98 | 0.8 | 2019-12-31 | 2020-12-31 | 365 | 7.4658 | 7
79810 | 3.48 | 0.8 | 2019-12-31 | 2020-12-31 | 365 | 3.2558 | 3
79811 | 5.985 | 0.8 | 2019-12-31 | 2020-12-31 | 365 | 5.5994 | 5
79855 | 6.72 | 0.8 | 2019-12-31 | 2020-12-31 | 365 | 6.287 | 6
80080 | 9.69 | 0.8 | 2019-12-31 | 2020-12-31 | 365 | 9.0657 | 9
80081 | 12.825 | 0.8 | 2019-12-31 | 2020-12-31 | 365 | 11.9987 | 11
80083 | 12.18 | 0.8 | 2019-12-31 | 2020-12-31 | 365 | 11.3952 | 11
80075 | 4.64 | 0.8 | 2019-12-31 | 2020-12-31 | 365 | 4.341 | 4
80084 | 7.54 | 0.8 | 2019-12-31 | 2020-12-31 | 365 | 7.0542 | 7
77734 | 8.265 | 0.8 | 2019-12-31 | 2020-12-31 | 365 | 7.7325 | 7
77809 | 8.265 | 0.8 | 2019-12-31 | 2020-12-31 | 365 | 7.7325 | 7
80072 | 3.99 | 0.8 | 2019-12-31 | 2020-12-31 | 365 | 3.7329 | 3
80070 | 6.09 | 0.8 | 2019-12-31 | 2020-12-31 | 365 | 5.6976 | 5
80074 | 4.35 | 0.8 | 2019-12-31 | 2020-12-31 | 365 | 4.0697 | 4
80071 | 4.93 | 0.8 | 2019-12-31 | 2020-12-31 | 365 | 4.6124 | 4
79971 | 5.88 | 0.8 | 2019-12-31 | 2020-12-31 | 365 | 5.5011 | 5
80069 | 4.48 | 0.8 | 2019-12-31 | 2020-12-31 | 365 | 4.1913 | 4
80068 | 4.64 | 0.8 | 2019-12-31 | 2020-12-31 | 365 | 4.341 | 4
80073 | 2.9 | 0.8 | 2019-12-31 | 2020-12-31 | 365 | 2.7131 | 2
80200 | 8.12 | 0.8 | 2019-12-31 | 2020-12-31 | 365 | 7.5968 | 7
80133 | 4.06 | 0.8 | 2019-12-31 | 2020-12-31 | 365 | 3.7984 | 3
80196 | 2.28 | 0.8 | 2019-12-31 | 2020-12-31 | 365 | 2.1331 | 2
79975 | 8.41 | 0.8 | 2019-12-31 | 2020-12-31 | 365 | 7.8681 | 7
80167 | 2.9 | 0.8 | 2019-12-31 | 2020-12-31 | 365 | 2.7131 | 2
80194 | 4.06 | 0.8 | 2019-12-31 | 2020-12-31 | 365 | 3.7984 | 3
80202 | 4.64 | 0.8 | 2019-12-31 | 2020-12-31 | 365 | 4.341 | 4
80236 | 6.38 | 0.8 | 2019-12-31 | 2020-12-31 | 365 | 5.9689 | 5
80234 | 5.51 | 0.8 | 2019-12-31 | 2020-12-31 | 365 | 5.155 | 5
80214 | 10.44 | 0.8 | 2019-12-31 | 2020-12-31 | 365 | 9.7673 | 9
80216 | 3.42 | 0.8 | 2019-12-31 | 2020-12-31 | 365 | 3.1996 | 3
80271 | 6.27 | 0.8 | 2019-12-31 | 2020-12-31 | 365 | 5.866 | 5
80284 | 2.61 | 0.8 | 2019-12-31 | 2020-12-31 | 365 | 2.4418 | 2
80285 | 6.38 | 0.8 | 2019-12-31 | 2020-12-31 | 365 | 5.9689 | 5
80287 | 4.64 | 0.8 | 2019-12-31 | 2020-12-31 | 365 | 4.341 | 4
80456 | 4.56 | 0.8 | 2019-12-31 | 2020-12-31 | 365 | 4.2662 | 4
80440 | 13.11 | 0.8 | 2019-12-31 | 2020-12-31 | 365 | 12.2653 | 12
80418 | 7.25 | 0.8 | 2019-12-31 | 2020-12-31 | 365 | 6.7829 | 6
80400 | 11.89 | 0.8 | 2019-12-31 | 2020-12-31 | 365 | 11.1239 | 11
80457 | 5.8 | 0.8 | 2019-12-31 | 2020-12-31 | 365 | 5.4263 | 5
80413 | 12.47 | 0.8 | 2019-12-31 | 2020-12-31 | 365 | 11.6665 | 11
80416 | 4.35 | 0.8 | 2019-12-31 | 2020-12-31 | 365 | 4.0697 | 4
80449 | 4.56 | 0.8 | 2019-12-31 | 2020-12-31 | 365 | 4.2662 | 4
80405 | 3.19 | 0.8 | 2019-12-31 | 2020-12-31 | 365 | 2.9845 | 2
80409 | 8.7 | 0.8 | 2019-12-31 | 2020-12-31 | 365 | 8.1394 | 8
80406 | 3.19 | 0.8 | 2019-12-31 | 2020-12-31 | 365 | 2.9845 | 2
80337 | 6.96 | 0.8 | 2019-12-31 | 2020-12-31 | 365 | 6.5116 | 6
80481 | 5.51 | 0.8 | 2019-12-31 | 2020-12-31 | 365 | 5.155 | 5
80453 | 15.66 | 0.8 | 2019-12-31 | 2020-12-31 | 365 | 14.651 | 14
80494 | 4.35 | 0.8 | 2019-12-31 | 2020-12-31 | 365 | 4.0697 | 4
80508 | 9.12 | 0.8 | 2019-12-31 | 2020-12-31 | 365 | 8.5324 | 8
80235 | 9.28 | 0.8 | 2019-12-31 | 2020-12-31 | 365 | 8.6821 | 8
80768 | 8.99 | 0.8 | 2019-12-31 | 2020-12-31 | 365 | 8.4108 | 8
80760 | 4.06 | 0.8 | 2019-12-31 | 2020-12-31 | 365 | 3.7984 | 3
80770 | 11.4 | 0.8 | 2019-12-31 | 2020-12-31 | 365 | 10.6655 | 10
80519 | 6.09 | 0.8 | 2019-12-31 | 2020-12-31 | 365 | 5.6976 | 5
80764 | 5.7 | 0.8 | 2019-12-31 | 2020-12-31 | 365 | 5.3327 | 5
80761 | 7.25 | 0.8 | 2019-12-31 | 2020-12-31 | 365 | 6.7829 | 6
80765 | 8.12 | 0.8 | 2019-12-31 | 2020-12-31 | 365 | 7.5968 | 7
80763 | 11.97 | 0.8 | 2019-12-31 | 2020-12-31 | 365 | 11.1987 | 11
80762 | 4.06 | 0.8 | 2019-12-31 | 2020-12-31 | 365 | 3.7984 | 3
80766 | 3.48 | 0.8 | 2019-12-31 | 2020-12-31 | 365 | 3.2558 | 3
80769 | 7.25 | 0.8 | 2019-12-31 | 2020-12-31 | 365 | 6.7829 | 6
80862 | 6.21 | 0.8 | 2019-12-31 | 2020-12-31 | 365 | 5.8099 | 5
80864 | 13.34 | 0.8 | 2019-12-31 | 2020-12-31 | 365 | 12.4805 | 12
80865 | 6.555 | 0.8 | 2019-12-31 | 2020-12-31 | 365 | 6.1326 | 6
80846 | 2.28 | 0.8 | 2019-12-31 | 2020-12-31 | 365 | 2.1331 | 2
80843 | 11.07 | 0.8 | 2019-12-31 | 2020-12-31 | 365 | 10.3567 | 10
80836 | 5.51 | 0.8 | 2019-12-31 | 2020-12-31 | 365 | 5.155 | 5
80832 | 3.99 | 0.8 | 2019-12-31 | 2020-12-31 | 365 | 3.7329 | 3
80818 | 8.99 | 0.8 | 2019-12-31 | 2020-12-31 | 365 | 8.4108 | 8
80823 | 3.99 | 0.8 | 2019-12-31 | 2020-12-31 | 365 | 3.7329 | 3
80813 | 6.96 | 0.8 | 2019-12-31 | 2020-12-31 | 365 | 6.5116 | 6
80830 | 3.42 | 0.8 | 2019-12-31 | 2020-12-31 | 365 | 3.1996 | 3
80844 | 6.09 | 0.8 | 2019-12-31 | 2020-12-31 | 365 | 5.6976 | 5
80827 | 6.16 | 0.8 | 2019-12-31 | 2020-12-31 | 365 | 5.7631 | 5
80816 | 4.06 | 0.8 | 2019-12-31 | 2020-12-31 | 365 | 3.7984 | 3
80810 | 6.67 | 0.8 | 2019-12-31 | 2020-12-31 | 365 | 6.2402 | 6
80979 | 4.06 | 0.8 | 2019-12-31 | 2020-12-31 | 365 | 3.7984 | 3
80904 | 5.51 | 0.8 | 2019-12-31 | 2020-12-31 | 365 | 5.155 | 5
80982 | 10.73 | 0.8 | 2019-12-31 | 2020-12-31 | 365 | 10.0386 | 10
81002 | 4.64 | 0.8 | 2019-12-31 | 2020-12-31 | 365 | 4.341 | 4
80983 | 5.8 | 0.8 | 2019-12-31 | 2020-12-31 | 365 | 5.4263 | 5
80911 | 5.8 | 0.8 | 2019-12-31 | 2020-12-31 | 365 | 5.4263 | 5
80906 | 7.83 | 0.8 | 2019-12-31 | 2020-12-31 | 365 | 7.3255 | 7
81006 | 8.7 | 0.8 | 2019-12-31 | 2020-12-31 | 365 | 8.1394 | 8
80908 | 7.25 | 0.8 | 2019-12-31 | 2020-12-31 | 365 | 6.7829 | 6
80215 | 9.28 | 0.8 | 2019-12-31 | 2020-12-31 | 365 | 8.6821 | 8
80984 | 4.35 | 0.8 | 2019-12-31 | 2020-12-31 | 365 | 4.0697 | 4
80898 | 4.93 | 0.8 | 2019-12-31 | 2020-12-31 | 365 | 4.6124 | 4
80398 | 7.54 | 0.8 | 2019-12-31 | 2020-12-31 | 365 | 7.0542 | 7
80896 | 9.28 | 0.8 | 2019-12-31 | 2020-12-31 | 365 | 8.6821 | 8
80985 | 12.18 | 0.8 | 2019-12-31 | 2020-12-31 | 365 | 11.3952 | 11
81022 | 4.35 | 0.8 | 2019-12-31 | 2020-12-31 | 365 | 4.0697 | 4
81023 | 4.35 | 0.8 | 2019-12-31 | 2020-12-31 | 365 | 4.0697 | 4
81024 | 10.44 | 0.8 | 2019-12-31 | 2020-12-31 | 365 | 9.7673 | 9
81025 | 6.09 | 0.8 | 2019-12-31 | 2020-12-31 | 365 | 5.6976 | 5
81026 | 8.99 | 0.8 | 2019-12-31 | 2020-12-31 | 365 | 8.4108 | 8
81027 | 5.22 | 0.8 | 2019-12-31 | 2020-12-31 | 365 | 4.8837 | 4
78858 | 4.93 | 0.8 | 2019-12-31 | 2020-12-31 | 365 | 4.6124 | 4
81070 | 3.99 | 0.8 | 2019-12-31 | 2020-12-31 | 365 | 3.7329 | 3
80897 | 3.48 | 0.8 | 2019-12-31 | 2020-12-31 | 365 | 3.2558 | 3
81028 | 8.99 | 0.8 | 2019-12-31 | 2020-12-31 | 365 | 8.4108 | 8
81029 | 10.73 | 0.8 | 2019-12-31 | 2020-12-31 | 365 | 10.0386 | 10
81030 | 9.86 | 0.8 | 2019-12-31 | 2020-12-31 | 365 | 9.2247 | 9
81031 | 3.99 | 0.8 | 2019-12-31 | 2020-12-31 | 365 | 3.7329 | 3
81169 | 4.93 | 0.8 | 2019-12-31 | 2020-12-31 | 365 | 4.6124 | 4
81174 | 4.06 | 0.8 | 2019-12-31 | 2020-12-31 | 365 | 3.7984 | 3
81177 | 5.22 | 0.8 | 2019-12-31 | 2020-12-31 | 365 | 4.8837 | 4
81182 | 12.76 | 0.8 | 2019-12-31 | 2020-12-31 | 365 | 11.9378 | 11
81302 | 5.8 | 0.8 | 2019-12-31 | 2020-12-31 | 365 | 5.4263 | 5
81185 | 8.48 | 0.8 | 2019-12-31 | 2020-12-31 | 365 | 7.9336 | 7
81194 | 8.55 | 0.8 | 2019-12-31 | 2020-12-31 | 365 | 7.9991 | 7
81199 | 4.93 | 0.8 | 2019-12-31 | 2020-12-31 | 365 | 4.6124 | 4
80900 | 5.8 | 0.8 | 2019-12-31 | 2020-12-31 | 365 | 5.4263 | 5
81015 | 9.86 | 0.8 | 2019-12-31 | 2020-12-31 | 365 | 9.2247 | 9
78670 | 5.22 | 0.8 | 2019-12-31 | 2020-12-31 | 365 | 4.8837 | 4
80767 | 5.22 | 0.8 | 2019-12-31 | 2020-12-31 | 365 | 4.8837 | 4
81354 | 9.57 | 0.8 | 2019-12-31 | 2020-12-31 | 365 | 8.9534 | 8
81360 | 13.11 | 0.8 | 2019-12-31 | 2020-12-31 | 365 | 12.2653 | 12
81365 | 7.83 | 0.8 | 2019-12-31 | 2020-12-31 | 365 | 7.3255 | 7
81371 | 9.86 | 0.8 | 2019-12-31 | 2020-12-31 | 365 | 9.2247 | 9
81372 | 4.64 | 0.8 | 2019-12-31 | 2020-12-31 | 365 | 4.341 | 4
81373 | 4.35 | 0.8 | 2019-12-31 | 2020-12-31 | 365 | 4.0697 | 4
81374 | 13.34 | 0.8 | 2019-12-31 | 2020-12-31 | 365 | 12.4805 | 12
81394 | 4.35 | 0.8 | 2019-12-31 | 2020-12-31 | 365 | 4.0697 | 4
81397 | 5.04 | 0.8 | 2019-12-31 | 2020-12-31 | 365 | 4.7153 | 4
81400 | 6.09 | 0.8 | 2019-12-31 | 2020-12-31 | 365 | 5.6976 | 5
81403 | 7.84 | 0.8 | 2019-12-31 | 2020-12-31 | 365 | 7.3349 | 7
81426 | 5.51 | 0.8 | 2019-12-31 | 2020-12-31 | 365 | 5.155 | 5
81427 | 7.25 | 0.8 | 2019-12-31 | 2020-12-31 | 365 | 6.7829 | 6
81428 | 6.38 | 0.8 | 2019-12-31 | 2020-12-31 | 365 | 5.9689 | 5
81468 | 4.06 | 0.8 | 2019-12-31 | 2020-12-31 | 365 | 3.7984 | 3
81465 | 8.99 | 0.8 | 2019-12-31 | 2020-12-31 | 365 | 8.4108 | 8
81463 | 5.8 | 0.8 | 2019-12-31 | 2020-12-31 | 365 | 5.4263 | 5
81462 | 7.54 | 0.8 | 2019-12-31 | 2020-12-31 | 365 | 7.0542 | 7
81459 | 2.32 | 0.8 | 2019-12-31 | 2020-12-31 | 365 | 2.1705 | 2
81444 | 4.06 | 0.8 | 2019-12-31 | 2020-12-31 | 365 | 3.7984 | 3
81452 | 8.99 | 0.8 | 2019-12-31 | 2020-12-31 | 365 | 8.4108 | 8
81454 | 3.77 | 0.8 | 2019-12-31 | 2020-12-31 | 365 | 3.5271 | 3
81456 | 10.15 | 0.8 | 2019-12-31 | 2020-12-31 | 365 | 9.496 | 9
81447 | 3.92 | 0.8 | 2019-12-31 | 2020-12-31 | 365 | 3.6674 | 3
81455 | 5.8 | 0.8 | 2019-12-31 | 2020-12-31 | 365 | 5.4263 | 5
81492 | 3.19 | 0.8 | 2019-12-31 | 2020-12-31 | 365 | 2.9845 | 2
81701 | 11.31 | 0.8 | 2019-12-31 | 2020-12-31 | 365 | 10.5813 | 10
81641 | 4.35 | 0.8 | 2019-12-31 | 2020-12-31 | 365 | 4.0697 | 4
81493 | 4.64 | 0.8 | 2019-12-31 | 2020-12-31 | 365 | 4.341 | 4
81494 | 8.99 | 0.8 | 2019-12-31 | 2020-12-31 | 365 | 8.4108 | 8
81750 | 8.99 | 0.8 | 2019-12-31 | 2020-12-31 | 365 | 8.4108 | 8
81451 | 4.64 | 0.8 | 2019-12-31 | 2020-12-31 | 365 | 4.341 | 4
81457 | 2.32 | 0.8 | 2019-12-31 | 2020-12-31 | 365 | 2.1705 | 2
81655 | 5.67 | 0.8 | 2019-12-31 | 2020-12-31 | 365 | 5.3047 | 5
81770 | 9.86 | 0.8 | 2019-12-31 | 2020-12-31 | 365 | 9.2247 | 9
81643 | 9.28 | 0.8 | 2019-12-31 | 2020-12-31 | 365 | 8.6821 | 8
81639 | 9.86 | 0.8 | 2019-12-31 | 2020-12-31 | 365 | 9.2247 | 9
81638 | 5.22 | 0.8 | 2019-12-31 | 2020-12-31 | 365 | 4.8837 | 4
81629 | 4.64 | 0.8 | 2019-12-31 | 2020-12-31 | 365 | 4.341 | 4
81748 | 6.67 | 0.8 | 2019-12-31 | 2020-12-31 | 365 | 6.2402 | 6
81740 | 6.615 | 0.8 | 2019-12-31 | 2020-12-31 | 365 | 6.1888 | 6
81738 | 4.35 | 0.8 | 2019-12-31 | 2020-12-31 | 365 | 4.0697 | 4
81736 | 6.09 | 0.8 | 2019-12-31 | 2020-12-31 | 365 | 5.6976 | 5
81734 | 8.265 | 0.8 | 2019-12-31 | 2020-12-31 | 365 | 7.7325 | 7
81733 | 3.77 | 0.8 | 2019-12-31 | 2020-12-31 | 365 | 3.5271 | 3
81728 | 11.31 | 0.8 | 2019-12-31 | 2020-12-31 | 365 | 10.5813 | 10
81724 | 4.35 | 0.8 | 2019-12-31 | 2020-12-31 | 365 | 4.0697 | 4
81719 | 10.44 | 0.8 | 2019-12-31 | 2020-12-31 | 365 | 9.7673 | 9
81717 | 9.28 | 0.8 | 2019-12-31 | 2020-12-31 | 365 | 8.6821 | 8
81711 | 6.09 | 0.8 | 2019-12-31 | 2020-12-31 | 365 | 5.6976 | 5
81703 | 12.04 | 0.8 | 2019-12-31 | 2020-12-31 | 365 | 11.2642 | 11
81692 | 10.73 | 0.8 | 2019-12-31 | 2020-12-31 | 365 | 10.0386 | 10
81624 | 10.44 | 0.8 | 2019-12-31 | 2020-12-31 | 365 | 9.7673 | 9
81547 | 9.86 | 0.8 | 2019-12-31 | 2020-12-31 | 365 | 9.2247 | 9
81622 | 6.67 | 0.8 | 2019-12-31 | 2020-12-31 | 365 | 6.2402 | 6
81690 | 11.6 | 0.8 | 2019-12-31 | 2020-12-31 | 365 | 10.8526 | 10
81688 | 7.56 | 0.8 | 2019-12-31 | 2020-12-31 | 365 | 7.0729 | 7
81686 | 4.64 | 0.8 | 2019-12-31 | 2020-12-31 | 365 | 4.341 | 4
81685 | 5.7 | 0.8 | 2019-12-31 | 2020-12-31 | 365 | 5.3327 | 5
81684 | 7.25 | 0.8 | 2019-12-31 | 2020-12-31 | 365 | 6.7829 | 6
81683 | 5.51 | 0.8 | 2019-12-31 | 2020-12-31 | 365 | 5.155 | 5
81681 | 7.54 | 0.8 | 2019-12-31 | 2020-12-31 | 365 | 7.0542 | 7
81677 | 6.38 | 0.8 | 2019-12-31 | 2020-12-31 | 365 | 5.9689 | 5
81663 | 6.96 | 0.8 | 2019-12-31 | 2020-12-31 | 365 | 6.5116 | 6
81662 | 5.8 | 0.8 | 2019-12-31 | 2020-12-31 | 365 | 5.4263 | 5
81654 | 7.83 | 0.8 | 2019-12-31 | 2020-12-31 | 365 | 7.3255 | 7
81645 | 4.93 | 0.8 | 2019-12-31 | 2020-12-31 | 365 | 4.6124 | 4
81637 | 4.64 | 0.8 | 2019-12-31 | 2020-12-31 | 365 | 4.341 | 4
81628 | 4.93 | 0.8 | 2019-12-31 | 2020-12-31 | 365 | 4.6124 | 4
81627 | 7.25 | 0.8 | 2019-12-31 | 2020-12-31 | 365 | 6.7829 | 6
81621 | 2.32 | 0.8 | 2019-12-31 | 2020-12-31 | 365 | 2.1705 | 2
81620 | 7.25 | 0.8 | 2019-12-31 | 2020-12-31 | 365 | 6.7829 | 6
81619 | 8.99 | 0.8 | 2019-12-31 | 2020-12-31 | 365 | 8.4108 | 8
81618 | 2.32 | 0.8 | 2019-12-31 | 2020-12-31 | 365 | 2.1705 | 2
81610 | 11.02 | 0.8 | 2019-12-31 | 2020-12-31 | 365 | 10.31 | 10
81609 | 4.64 | 0.8 | 2019-12-31 | 2020-12-31 | 365 | 4.341 | 4
81588 | 8.7 | 0.8 | 2019-12-31 | 2020-12-31 | 365 | 8.1394 | 8
81586 | 2.32 | 0.8 | 2019-12-31 | 2020-12-31 | 365 | 2.1705 | 2
81583 | 2.32 | 0.8 | 2019-12-31 | 2020-12-31 | 365 | 2.1705 | 2
81580 | 5.51 | 0.8 | 2019-12-31 | 2020-12-31 | 365 | 5.155 | 5
81579 | 8.99 | 0.8 | 2019-12-31 | 2020-12-31 | 365 | 8.4108 | 8
81626 | 7.83 | 0.8 | 2019-12-31 | 2020-12-31 | 365 | 7.3255 | 7
81820 | 12.6 | 0.8 | 2019-12-31 | 2020-12-31 | 365 | 11.7882 | 11
81819 | 9.28 | 0.8 | 2019-12-31 | 2020-12-31 | 365 | 8.6821 | 8
81818 | 13.05 | 0.8 | 2019-12-31 | 2020-12-31 | 365 | 12.2092 | 12
81817 | 10.395 | 0.8 | 2019-12-31 | 2020-12-31 | 365 | 9.7252 | 9
81801 | 6.96 | 0.8 | 2019-12-31 | 2020-12-31 | 365 | 6.5116 | 6
81800 | 9.57 | 0.8 | 2019-12-31 | 2020-12-31 | 365 | 8.9534 | 8
81799 | 6.38 | 0.8 | 2019-12-31 | 2020-12-31 | 365 | 5.9689 | 5
81798 | 5.22 | 0.8 | 2019-12-31 | 2020-12-31 | 365 | 4.8837 | 4
81795 | 5.51 | 0.8 | 2019-12-31 | 2020-12-31 | 365 | 5.155 | 5
81767 | 8.55 | 0.8 | 2019-12-31 | 2020-12-31 | 365 | 7.9991 | 7
81766 | 2.61 | 0.8 | 2019-12-31 | 2020-12-31 | 365 | 2.4418 | 2
81765 | 4.93 | 0.8 | 2019-12-31 | 2020-12-31 | 365 | 4.6124 | 4
81660 | 4.35 | 0.8 | 2019-12-31 | 2020-12-31 | 365 | 4.0697 | 4
81838 | 10.73 | 0.8 | 2019-12-31 | 2020-12-31 | 365 | 10.0386 | 10
81830 | 7.25 | 0.8 | 2019-12-31 | 2020-12-31 | 365 | 6.7829 | 6
81832 | 2.9 | 0.8 | 2019-12-31 | 2020-12-31 | 365 | 2.7131 | 2
81871 | 10.73 | 0.8 | 2019-12-31 | 2020-12-31 | 365 | 10.0386 | 10
81865 | 3.77 | 0.8 | 2019-12-31 | 2020-12-31 | 365 | 3.5271 | 3
81797 | 6.38 | 0.8 | 2019-12-31 | 2020-12-31 | 365 | 5.9689 | 5
81926 | 4.35 | 0.8 | 2019-12-31 | 2020-12-31 | 365 | 4.0697 | 4
81917 | 4.64 | 0.8 | 2019-12-31 | 2020-12-31 | 365 | 4.341 | 4
81912 | 9.57 | 0.8 | 2019-12-31 | 2020-12-31 | 365 | 8.9534 | 8
81659 | 5.22 | 0.8 | 2019-12-31 | 2020-12-31 | 365 | 4.8837 | 4
81948 | 6.84 | 0.8 | 2019-12-31 | 2020-12-31 | 365 | 6.3993 | 6
81951 | 4.06 | 0.8 | 2019-12-31 | 2020-12-31 | 365 | 3.7984 | 3
81942 | 8.55 | 0.8 | 2019-12-31 | 2020-12-31 | 365 | 7.9991 | 7
81947 | 3.77 | 0.8 | 2019-12-31 | 2020-12-31 | 365 | 3.5271 | 3
81943 | 6.09 | 0.8 | 2019-12-31 | 2020-12-31 | 365 | 5.6976 | 5
74725 | 5.22 | 0.8 | 2019-12-31 | 2020-12-31 | 365 | 4.8837 | 4
78075 | 6.84 | 0.8 | 2019-12-31 | 2020-12-31 | 365 | 6.3993 | 6
82042 | 3.77 | 0.8 | 2019-12-31 | 2020-12-31 | 365 | 3.5271 | 3
81731 | 4.48 | 0.8 | 2019-12-31 | 2020-12-31 | 365 | 4.1913 | 4
81816 | 16.245 | 0.8 | 2019-12-31 | 2020-12-31 | 365 | 15.1983 | 15
82074 | 5.22 | 0.8 | 2019-12-31 | 2020-12-31 | 365 | 4.8837 | 4
82076 | 7.83 | 0.8 | 2019-12-31 | 2020-12-31 | 365 | 7.3255 | 7
82073 | 3.48 | 0.8 | 2019-12-31 | 2020-12-31 | 365 | 3.2558 | 3
82083 | 4.06 | 0.8 | 2019-12-31 | 2020-12-31 | 365 | 3.7984 | 3
82087 | 5.04 | 0.8 | 2019-12-31 | 2020-12-31 | 365 | 4.7153 | 4
82088 | 6.38 | 0.8 | 2019-12-31 | 2020-12-31 | 365 | 5.9689 | 5
82090 | 3.48 | 0.8 | 2019-12-31 | 2020-12-31 | 365 | 3.2558 | 3
82077 | 10.73 | 0.8 | 2019-12-31 | 2020-12-31 | 365 | 10.0386 | 10
82078 | 11.89 | 0.8 | 2019-12-31 | 2020-12-31 | 365 | 11.1239 | 11
82075 | 3.19 | 0.8 | 2019-12-31 | 2020-12-31 | 365 | 2.9845 | 2
82038 | 4.06 | 0.8 | 2019-12-31 | 2020-12-31 | 365 | 3.7984 | 3
82041 | 11.31 | 0.8 | 2019-12-31 | 2020-12-31 | 365 | 10.5813 | 10
82037 | 6.96 | 0.8 | 2019-12-31 | 2020-12-31 | 365 | 6.5116 | 6
82040 | 4.64 | 0.8 | 2019-12-31 | 2020-12-31 | 365 | 4.341 | 4
82033 | 6.38 | 0.8 | 2019-12-31 | 2020-12-31 | 365 | 5.9689 | 5
81669 | 4.64 | 0.8 | 2019-12-31 | 2020-12-31 | 365 | 4.341 | 4
76641 | 6.5 | 0.8 | 2019-12-31 | 2020-12-31 | 365 | 6.0812 | 6
81010 | 6.38 | 0.8 | 2019-12-31 | 2020-12-31 | 365 | 5.9689 | 5
81821 | 12.76 | 0.8 | 2019-12-31 | 2020-12-31 | 365 | 11.9378 | 11
81630 | 8.99 | 0.8 | 2019-12-31 | 2020-12-31 | 365 | 8.4108 | 8
81617 | 13.34 | 0.8 | 2019-12-31 | 2020-12-31 | 365 | 12.4805 | 12
82163 | 10.73 | 0.8 | 2019-12-31 | 2020-12-31 | 365 | 10.0386 | 10
81167 | 3.77 | 0.8 | 2019-12-31 | 2020-12-31 | 365 | 3.5271 | 3
53917 | 4.16 | 1 | 2019-12-31 | 2020-12-31 | 365 | 4.865 | 4
55751 | 7.8 | 1 | 2019-12-31 | 2020-12-31 | 365 | 9.1218 | 9
74082 | 2.86 | 0.8 | 2019-12-31 | 2020-12-31 | 365 | 2.6757 | 2
82154 | 8.7 | 0.8 | 2019-12-31 | 2020-12-31 | 365 | 8.1394 | 8
81737 | 8.12 | 0.8 | 2019-12-31 | 2020-12-31 | 365 | 7.5968 | 7
82199 | 6.96 | 0.8 | 2019-12-31 | 2020-12-31 | 365 | 6.5116 | 6
82527 | 4.64 | 0.8 | 2019-12-31 | 2020-12-31 | 365 | 4.341 | 4
82396 | 11.6 | 0.8 | 2019-12-31 | 2020-12-31 | 365 | 10.8526 | 10
82453 | 7.41 | 0.8 | 2019-12-31 | 2020-12-31 | 365 | 6.9326 | 6
82397 | 6.67 | 0.8 | 2019-12-31 | 2020-12-31 | 365 | 6.2402 | 6
82308 | 6.67 | 0.8 | 2019-12-31 | 2020-12-31 | 365 | 6.2402 | 6
82338 | 6.09 | 0.8 | 2019-12-31 | 2020-12-31 | 365 | 5.6976 | 5
82244 | 5.22 | 0.8 | 2019-12-31 | 2020-12-31 | 365 | 4.8837 | 4
82255 | 4.64 | 0.8 | 2019-12-31 | 2020-12-31 | 365 | 4.341 | 4
82153 | 8.7 | 0.8 | 2019-12-31 | 2020-12-31 | 365 | 8.1394 | 8
82150 | 7.25 | 0.8 | 2019-12-31 | 2020-12-31 | 365 | 6.7829 | 6
82311 | 4.93 | 0.8 | 2019-12-31 | 2020-12-31 | 365 | 4.6124 | 4
82333 | 5.8 | 0.8 | 2019-12-31 | 2020-12-31 | 365 | 5.4263 | 5
82313 | 8.99 | 0.8 | 2019-12-31 | 2020-12-31 | 365 | 8.4108 | 8
82310 | 5.22 | 0.8 | 2019-12-31 | 2020-12-31 | 365 | 4.8837 | 4
82334 | 5.8 | 0.8 | 2019-12-31 | 2020-12-31 | 365 | 5.4263 | 5
82312 | 6.96 | 0.8 | 2019-12-31 | 2020-12-31 | 365 | 6.5116 | 6
82170 | 3.48 | 0.8 | 2019-12-31 | 2020-12-31 | 365 | 3.2558 | 3
82169 | 4.93 | 0.8 | 2019-12-31 | 2020-12-31 | 365 | 4.6124 | 4
82166 | 13.34 | 0.8 | 2019-12-31 | 2020-12-31 | 365 | 12.4805 | 12
82168 | 6.38 | 0.8 | 2019-12-31 | 2020-12-31 | 365 | 5.9689 | 5
82164 | 4.93 | 0.8 | 2019-12-31 | 2020-12-31 | 365 | 4.6124 | 4
82161 | 5.8 | 0.8 | 2019-12-31 | 2020-12-31 | 365 | 5.4263 | 5
82160 | 4.35 | 0.8 | 2019-12-31 | 2020-12-31 | 365 | 4.0697 | 4
82158 | 13.05 | 0.8 | 2019-12-31 | 2020-12-31 | 365 | 12.2092 | 12
82157 | 6.96 | 0.8 | 2019-12-31 | 2020-12-31 | 365 | 6.5116 | 6
82245 | 8.41 | 0.8 | 2019-12-31 | 2020-12-31 | 365 | 7.8681 | 7
82212 | 5.8 | 0.8 | 2019-12-31 | 2020-12-31 | 365 | 5.4263 | 5
82204 | 11.31 | 0.8 | 2019-12-31 | 2020-12-31 | 365 | 10.5813 | 10
82148 | 10.15 | 0.8 | 2019-12-31 | 2020-12-31 | 365 | 9.496 | 9
82207 | 6.38 | 0.8 | 2019-12-31 | 2020-12-31 | 365 | 5.9689 | 5
82175 | 2.24 | 0.8 | 2019-12-31 | 2020-12-31 | 365 | 2.0957 | 2
82454 | 3.77 | 0.8 | 2019-12-31 | 2020-12-31 | 365 | 3.5271 | 3
82537 | 6.09 | 0.8 | 2019-12-31 | 2020-12-31 | 365 | 5.6976 | 5
82562 | 8.7 | 0.8 | 2019-12-31 | 2020-12-31 | 365 | 8.1394 | 8
82173 | 5.8 | 0.8 | 2019-12-31 | 2020-12-31 | 365 | 5.4263 | 5
82172 | 7.25 | 0.8 | 2019-12-31 | 2020-12-31 | 365 | 6.7829 | 6
82167 | 8.7 | 0.8 | 2019-12-31 | 2020-12-31 | 365 | 8.1394 | 8
82165 | 8.41 | 0.8 | 2019-12-31 | 2020-12-31 | 365 | 7.8681 | 7
82162 | 5.51 | 0.8 | 2019-12-31 | 2020-12-31 | 365 | 5.155 | 5
82159 | 10.73 | 0.8 | 2019-12-31 | 2020-12-31 | 365 | 10.0386 | 10
82156 | 5.51 | 0.8 | 2019-12-31 | 2020-12-31 | 365 | 5.155 | 5
82146 | 9.86 | 0.8 | 2019-12-31 | 2020-12-31 | 365 | 9.2247 | 9
82093 | 8.7 | 0.8 | 2019-12-31 | 2020-12-31 | 365 | 8.1394 | 8
82094 | 5.8 | 0.8 | 2019-12-31 | 2020-12-31 | 365 | 5.4263 | 5
82096 | 6.38 | 0.8 | 2019-12-31 | 2020-12-31 | 365 | 5.9689 | 5
82097 | 3.19 | 0.8 | 2019-12-31 | 2020-12-31 | 365 | 2.9845 | 2
82151 | 5.8 | 0.8 | 2019-12-31 | 2020-12-31 | 365 | 5.4263 | 5
82664 | 13.395 | 0.8 | 2019-12-31 | 2020-12-31 | 365 | 12.5319 | 12
82704 | 4.93 | 0.8 | 2019-12-31 | 2020-12-31 | 365 | 4.6124 | 4
82697 | 4.35 | 0.8 | 2019-12-31 | 2020-12-31 | 365 | 4.0697 | 4
82660 | 6.96 | 0.8 | 2019-12-31 | 2020-12-31 | 365 | 6.5116 | 6
82663 | 5.8 | 0.8 | 2019-12-31 | 2020-12-31 | 365 | 5.4263 | 5
82661 | 3.19 | 0.8 | 2019-12-31 | 2020-12-31 | 365 | 2.9845 | 2
82665 | 2.32 | 0.8 | 2019-12-31 | 2020-12-31 | 365 | 2.1705 | 2
82658 | 2.61 | 0.8 | 2019-12-31 | 2020-12-31 | 365 | 2.4418 | 2
82667 | 11.48 | 0.8 | 2019-12-31 | 2020-12-31 | 365 | 10.7403 | 10
82652 | 4.06 | 0.8 | 2019-12-31 | 2020-12-31 | 365 | 3.7984 | 3
82147 | 7.83 | 0.8 | 2019-12-31 | 2020-12-31 | 365 | 7.3255 | 7
82668 | 10.71 | 0.8 | 2019-12-31 | 2020-12-31 | 365 | 10.0199 | 10
82662 | 11.6 | 0.8 | 2019-12-31 | 2020-12-31 | 365 | 10.8526 | 10
82441 | 27 | 0.6 | 2019-12-31 | 2020-12-31 | 365 | 18.9453 | 18
82566 | 4.06 | 0.8 | 2019-12-31 | 2020-12-31 | 365 | 3.7984 | 3
82262 | 5.22 | 0.8 | 2019-12-31 | 2020-12-31 | 365 | 4.8837 | 4
82716 | 10.44 | 0.8 | 2019-12-31 | 2020-12-31 | 365 | 9.7673 | 9
82720 | 6.96 | 0.8 | 2019-12-31 | 2020-12-31 | 365 | 6.5116 | 6
82452 | 4.06 | 0.8 | 2019-12-31 | 2020-12-31 | 365 | 3.7984 | 3
82723 | 10.92 | 0.8 | 2019-12-31 | 2020-12-31 | 365 | 10.2164 | 10
82739 | 6.96 | 0.8 | 2019-12-31 | 2020-12-31 | 365 | 6.5116 | 6
82724 | 7.83 | 0.8 | 2019-12-31 | 2020-12-31 | 365 | 7.3255 | 7
82725 | 8.7 | 0.8 | 2019-12-31 | 2020-12-31 | 365 | 8.1394 | 8
82750 | 10.92 | 0.8 | 2019-12-31 | 2020-12-31 | 365 | 10.2164 | 10
82726 | 14 | 0.8 | 2019-12-31 | 2020-12-31 | 365 | 13.098 | 13
83093 | 14.21 | 0.8 | 2019-12-31 | 2020-12-31 | 365 | 13.2944 | 13
83096 | 5.22 | 0.8 | 2019-12-31 | 2020-12-31 | 365 | 4.8837 | 4
83095 | 12.18 | 0.8 | 2019-12-31 | 2020-12-31 | 365 | 11.3952 | 11
83098 | 6.09 | 0.8 | 2019-12-31 | 2020-12-31 | 365 | 5.6976 | 5
83097 | 2.9 | 0.8 | 2019-12-31 | 2020-12-31 | 365 | 2.7131 | 2
83102 | 4.06 | 0.8 | 2019-12-31 | 2020-12-31 | 365 | 3.7984 | 3
83100 | 10.73 | 0.8 | 2019-12-31 | 2020-12-31 | 365 | 10.0386 | 10
83136 | 4.845 | 0.8 | 2019-12-31 | 2020-12-31 | 365 | 4.5328 | 4
83101 | 7.25 | 0.8 | 2019-12-31 | 2020-12-31 | 365 | 6.7829 | 6
83140 | 4.06 | 0.8 | 2019-12-31 | 2020-12-31 | 365 | 3.7984 | 3
83148 | 6.67 | 0.8 | 2019-12-31 | 2020-12-31 | 365 | 6.2402 | 6
83150 | 3.48 | 0.8 | 2019-12-31 | 2020-12-31 | 365 | 3.2558 | 3
83186 | 3.36 | 0.8 | 2019-12-31 | 2020-12-31 | 365 | 3.1435 | 3
83152 | 7.54 | 0.8 | 2019-12-31 | 2020-12-31 | 365 | 7.0542 | 7
83187 | 8.99 | 0.8 | 2019-12-31 | 2020-12-31 | 365 | 8.4108 | 8
83155 | 4.35 | 0.8 | 2019-12-31 | 2020-12-31 | 365 | 4.0697 | 4
83189 | 3.19 | 0.8 | 2019-12-31 | 2020-12-31 | 365 | 2.9845 | 2
83157 | 10.15 | 0.8 | 2019-12-31 | 2020-12-31 | 365 | 9.496 | 9
83160 | 6.96 | 0.8 | 2019-12-31 | 2020-12-31 | 365 | 6.5116 | 6
83162 | 8.99 | 0.8 | 2019-12-31 | 2020-12-31 | 365 | 8.4108 | 8
83194 | 5.22 | 0.8 | 2019-12-31 | 2020-12-31 | 365 | 4.8837 | 4
83163 | 8.7 | 0.8 | 2019-12-31 | 2020-12-31 | 365 | 8.1394 | 8
83204 | 11.6 | 0.8 | 2019-12-31 | 2020-12-31 | 365 | 10.8526 | 10
83165 | 11.02 | 0.8 | 2019-12-31 | 2020-12-31 | 365 | 10.31 | 10
83166 | 4.64 | 0.8 | 2019-12-31 | 2020-12-31 | 365 | 4.341 | 4
83108 | 4.06 | 0.8 | 2019-12-31 | 2020-12-31 | 365 | 3.7984 | 3
83109 | 6.09 | 0.8 | 2019-12-31 | 2020-12-31 | 365 | 5.6976 | 5
83110 | 5.13 | 0.8 | 2019-12-31 | 2020-12-31 | 365 | 4.7995 | 4
83114 | 15.12 | 0.8 | 2019-12-31 | 2020-12-31 | 365 | 14.1458 | 14
83172 | 9.86 | 0.8 | 2019-12-31 | 2020-12-31 | 365 | 9.2247 | 9
83118 | 4.35 | 0.8 | 2019-12-31 | 2020-12-31 | 365 | 4.0697 | 4
83176 | 5.8 | 0.8 | 2019-12-31 | 2020-12-31 | 365 | 5.4263 | 5
83177 | 9.86 | 0.8 | 2019-12-31 | 2020-12-31 | 365 | 9.2247 | 9
83178 | 5.22 | 0.8 | 2019-12-31 | 2020-12-31 | 365 | 4.8837 | 4
83120 | 11.2 | 0.8 | 2019-12-31 | 2020-12-31 | 365 | 10.4784 | 10
83190 | 7.54 | 0.8 | 2019-12-31 | 2020-12-31 | 365 | 7.0542 | 7
83146 | 5.8 | 0.8 | 2019-12-31 | 2020-12-31 | 365 | 5.4263 | 5
83193 | 5.6 | 0.8 | 2019-12-31 | 2020-12-31 | 365 | 5.2392 | 5
83147 | 9.86 | 0.8 | 2019-12-31 | 2020-12-31 | 365 | 9.2247 | 9
83149 | 6.67 | 0.8 | 2019-12-31 | 2020-12-31 | 365 | 6.2402 | 6
83151 | 13.92 | 0.8 | 2019-12-31 | 2020-12-31 | 365 | 13.0231 | 13
83154 | 13.34 | 0.8 | 2019-12-31 | 2020-12-31 | 365 | 12.4805 | 12
83156 | 5.22 | 0.8 | 2019-12-31 | 2020-12-31 | 365 | 4.8837 | 4
83158 | 9.28 | 0.8 | 2019-12-31 | 2020-12-31 | 365 | 8.6821 | 8
83161 | 9.45 | 0.8 | 2019-12-31 | 2020-12-31 | 365 | 8.8411 | 8
83191 | 6.38 | 0.8 | 2019-12-31 | 2020-12-31 | 365 | 5.9689 | 5
83164 | 9.57 | 0.8 | 2019-12-31 | 2020-12-31 | 365 | 8.9534 | 8
83167 | 5.51 | 0.8 | 2019-12-31 | 2020-12-31 | 365 | 5.155 | 5
83168 | 7.83 | 0.8 | 2019-12-31 | 2020-12-31 | 365 | 7.3255 | 7
83170 | 4.275 | 0.8 | 2019-12-31 | 2020-12-31 | 365 | 3.9996 | 3
83171 | 13.34 | 0.8 | 2019-12-31 | 2020-12-31 | 365 | 12.4805 | 12
83202 | 4.41 | 0.8 | 2019-12-31 | 2020-12-31 | 365 | 4.1259 | 4
83245 | 5.51 | 0.8 | 2019-12-31 | 2020-12-31 | 365 | 5.155 | 5
83248 | 9.86 | 0.8 | 2019-12-31 | 2020-12-31 | 365 | 9.2247 | 9
83250 | 7.83 | 0.8 | 2019-12-31 | 2020-12-31 | 365 | 7.3255 | 7
83283 | 13.72 | 0.8 | 2019-12-31 | 2020-12-31 | 365 | 12.836 | 12
83284 | 8.99 | 0.8 | 2019-12-31 | 2020-12-31 | 365 | 8.4108 | 8
83285 | 5.22 | 0.8 | 2019-12-31 | 2020-12-31 | 365 | 4.8837 | 4
83286 | 9.86 | 0.8 | 2019-12-31 | 2020-12-31 | 365 | 9.2247 | 9
83287 | 8.7 | 0.8 | 2019-12-31 | 2020-12-31 | 365 | 8.1394 | 8
83289 | 6.96 | 0.8 | 2019-12-31 | 2020-12-31 | 365 | 6.5116 | 6
83290 | 4.64 | 0.8 | 2019-12-31 | 2020-12-31 | 365 | 4.341 | 4
83292 | 2.9 | 0.8 | 2019-12-31 | 2020-12-31 | 365 | 2.7131 | 2
83288 | 2.32 | 0.8 | 2019-12-31 | 2020-12-31 | 365 | 2.1705 | 2
83311 | 5.51 | 0.8 | 2019-12-31 | 2020-12-31 | 365 | 5.155 | 5
83175 | 10.83 | 0.8 | 2019-12-31 | 2020-12-31 | 365 | 10.1322 | 10
83392 | 11.02 | 0.8 | 2019-12-31 | 2020-12-31 | 365 | 10.31 | 10
83396 | 4.64 | 0.8 | 2019-12-31 | 2020-12-31 | 365 | 4.341 | 4
83393 | 11.48 | 0.8 | 2019-12-31 | 2020-12-31 | 365 | 10.7403 | 10
83394 | 12.18 | 0.8 | 2019-12-31 | 2020-12-31 | 365 | 11.3952 | 11
83398 | 6.96 | 0.8 | 2019-12-31 | 2020-12-31 | 365 | 6.5116 | 6
83433 | 3.77 | 0.8 | 2019-12-31 | 2020-12-31 | 365 | 3.5271 | 3
83434 | 4.93 | 0.8 | 2019-12-31 | 2020-12-31 | 365 | 4.6124 | 4
83145 | 4.35 | 0.8 | 2019-12-31 | 2020-12-31 | 365 | 4.0697 | 4
83139 | 7.83 | 0.8 | 2019-12-31 | 2020-12-31 | 365 | 7.3255 | 7
83683 | 4.06 | 0.8 | 2019-12-31 | 2020-12-31 | 365 | 3.7984 | 3
83678 | 4.06 | 0.8 | 2019-12-31 | 2020-12-31 | 365 | 3.7984 | 3
83674 | 5.8 | 0.8 | 2019-12-31 | 2020-12-31 | 365 | 5.4263 | 5
83672 | 9.28 | 0.8 | 2019-12-31 | 2020-12-31 | 365 | 8.6821 | 8
83671 | 10.44 | 0.8 | 2019-12-31 | 2020-12-31 | 365 | 9.7673 | 9
83670 | 8.7 | 0.8 | 2019-12-31 | 2020-12-31 | 365 | 8.1394 | 8
83501 | 4.06 | 0.8 | 2019-12-31 | 2020-12-31 | 365 | 3.7984 | 3
83505 | 3.19 | 0.8 | 2019-12-31 | 2020-12-31 | 365 | 2.9845 | 2
83122 | 5.32 | 0.8 | 2019-12-31 | 2020-12-31 | 365 | 4.9772 | 4
83685 | 15.66 | 0.8 | 2019-12-31 | 2020-12-31 | 365 | 14.651 | 14
83686 | 5.22 | 0.8 | 2019-12-31 | 2020-12-31 | 365 | 4.8837 | 4
83496 | 3.08 | 0.8 | 2019-12-31 | 2020-12-31 | 365 | 2.8815 | 2
83492 | 2.34 | 0.8 | 2019-12-31 | 2020-12-31 | 365 | 2.1892 | 2
83490 | 6.38 | 0.8 | 2019-12-31 | 2020-12-31 | 365 | 5.9689 | 5
83687 | 7.54 | 0.8 | 2019-12-31 | 2020-12-31 | 365 | 7.0542 | 7
83485 | 4.06 | 0.8 | 2019-12-31 | 2020-12-31 | 365 | 3.7984 | 3
83688 | 11.31 | 0.8 | 2019-12-31 | 2020-12-31 | 365 | 10.5813 | 10
83482 | 4.35 | 0.8 | 2019-12-31 | 2020-12-31 | 365 | 4.0697 | 4
83480 | 11.02 | 0.8 | 2019-12-31 | 2020-12-31 | 365 | 10.31 | 10
83479 | 13.34 | 0.8 | 2019-12-31 | 2020-12-31 | 365 | 12.4805 | 12
83478 | 2.32 | 0.8 | 2019-12-31 | 2020-12-31 | 365 | 2.1705 | 2
83475 | 2.9 | 0.8 | 2019-12-31 | 2020-12-31 | 365 | 2.7131 | 2
83474 | 5.8 | 0.8 | 2019-12-31 | 2020-12-31 | 365 | 5.4263 | 5
83473 | 4.06 | 0.8 | 2019-12-31 | 2020-12-31 | 365 | 3.7984 | 3
83471 | 8.96 | 0.8 | 2019-12-31 | 2020-12-31 | 365 | 8.3827 | 8
83121 | 4.93 | 0.8 | 2019-12-31 | 2020-12-31 | 365 | 4.6124 | 4
83137 | 9.57 | 0.8 | 2019-12-31 | 2020-12-31 | 365 | 8.9534 | 8
83116 | 9.57 | 0.8 | 2019-12-31 | 2020-12-31 | 365 | 8.9534 | 8
83124 | 6.16 | 0.8 | 2019-12-31 | 2020-12-31 | 365 | 5.7631 | 5
83130 | 7.54 | 0.8 | 2019-12-31 | 2020-12-31 | 365 | 7.0542 | 7
83697 | 8.99 | 0.8 | 2019-12-31 | 2020-12-31 | 365 | 8.4108 | 8
83695 | 7.84 | 0.8 | 2019-12-31 | 2020-12-31 | 365 | 7.3349 | 7
83690 | 4.06 | 0.8 | 2019-12-31 | 2020-12-31 | 365 | 3.7984 | 3
83691 | 11.02 | 0.8 | 2019-12-31 | 2020-12-31 | 365 | 10.31 | 10
83667 | 4.93 | 0.8 | 2019-12-31 | 2020-12-31 | 365 | 4.6124 | 4
83689 | 13.16 | 0.8 | 2019-12-31 | 2020-12-31 | 365 | 12.3121 | 12
83757 | 8.12 | 0.8 | 2019-12-31 | 2020-12-31 | 365 | 7.5968 | 7
83758 | 4.93 | 0.8 | 2019-12-31 | 2020-12-31 | 365 | 4.6124 | 4
83759 | 5.22 | 0.8 | 2019-12-31 | 2020-12-31 | 365 | 4.8837 | 4
83762 | 6.09 | 0.8 | 2019-12-31 | 2020-12-31 | 365 | 5.6976 | 5
83764 | 6.3 | 0.8 | 2019-12-31 | 2020-12-31 | 365 | 5.8941 | 5
83765 | 11.6 | 0.8 | 2019-12-31 | 2020-12-31 | 365 | 10.8526 | 10
83779 | 4.93 | 0.8 | 2019-12-31 | 2020-12-31 | 365 | 4.6124 | 4
83791 | 13.63 | 0.8 | 2019-12-31 | 2020-12-31 | 365 | 12.7518 | 12
83802 | 5.8 | 0.8 | 2019-12-31 | 2020-12-31 | 365 | 5.4263 | 5
83806 | 9.28 | 0.8 | 2019-12-31 | 2020-12-31 | 365 | 8.6821 | 8
83812 | 6.96 | 0.8 | 2019-12-31 | 2020-12-31 | 365 | 6.5116 | 6
83815 | 6.09 | 0.8 | 2019-12-31 | 2020-12-31 | 365 | 5.6976 | 5
83796 | 6.38 | 0.8 | 2019-12-31 | 2020-12-31 | 365 | 5.9689 | 5
82655 | 5.04 | 0.8 | 2019-12-31 | 2020-12-31 | 365 | 4.7153 | 4
82666 | 9.86 | 0.8 | 2019-12-31 | 2020-12-31 | 365 | 9.2247 | 9
83153 | 3.08 | 0.8 | 2019-12-31 | 2020-12-31 | 365 | 2.8815 | 2
83201 | 10.92 | 0.8 | 2019-12-31 | 2020-12-31 | 365 | 10.2164 | 10
83185 | 10.64 | 0.8 | 2019-12-31 | 2020-12-31 | 365 | 9.9544 | 9
83845 | 6.09 | 0.8 | 2019-12-31 | 2020-12-31 | 365 | 5.6976 | 5
83868 | 6.38 | 0.8 | 2019-12-31 | 2020-12-31 | 365 | 5.9689 | 5
83837 | 12.76 | 0.8 | 2019-12-31 | 2020-12-31 | 365 | 11.9378 | 11
83841 | 13.34 | 0.8 | 2019-12-31 | 2020-12-31 | 365 | 12.4805 | 12
83842 | 6.67 | 0.8 | 2019-12-31 | 2020-12-31 | 365 | 6.2402 | 6
83844 | 7.83 | 0.8 | 2019-12-31 | 2020-12-31 | 365 | 7.3255 | 7
83843 | 4.93 | 0.8 | 2019-12-31 | 2020-12-31 | 365 | 4.6124 | 4
83846 | 8.12 | 0.8 | 2019-12-31 | 2020-12-31 | 365 | 7.5968 | 7
83847 | 4.93 | 0.8 | 2019-12-31 | 2020-12-31 | 365 | 4.6124 | 4
83849 | 11.02 | 0.8 | 2019-12-31 | 2020-12-31 | 365 | 10.31 | 10
83850 | 8.4 | 0.8 | 2019-12-31 | 2020-12-31 | 365 | 7.8588 | 7
83851 | 6.38 | 0.8 | 2019-12-31 | 2020-12-31 | 365 | 5.9689 | 5
83852 | 8.7 | 0.8 | 2019-12-31 | 2020-12-31 | 365 | 8.1394 | 8
83853 | 6.67 | 0.8 | 2019-12-31 | 2020-12-31 | 365 | 6.2402 | 6
83856 | 7.25 | 0.8 | 2019-12-31 | 2020-12-31 | 365 | 6.7829 | 6
83883 | 8.41 | 0.8 | 2019-12-31 | 2020-12-31 | 365 | 7.8681 | 7
83857 | 3.36 | 0.8 | 2019-12-31 | 2020-12-31 | 365 | 3.1435 | 3
83858 | 5.22 | 0.8 | 2019-12-31 | 2020-12-31 | 365 | 4.8837 | 4
83861 | 4.93 | 0.8 | 2019-12-31 | 2020-12-31 | 365 | 4.6124 | 4
83863 | 8.7 | 0.8 | 2019-12-31 | 2020-12-31 | 365 | 8.1394 | 8
83864 | 7.25 | 0.8 | 2019-12-31 | 2020-12-31 | 365 | 6.7829 | 6
83871 | 10.73 | 0.8 | 2019-12-31 | 2020-12-31 | 365 | 10.0386 | 10
83872 | 12.76 | 0.8 | 2019-12-31 | 2020-12-31 | 365 | 11.9378 | 11
83874 | 4.48 | 0.8 | 2019-12-31 | 2020-12-31 | 365 | 4.1913 | 4
83875 | 8.41 | 0.8 | 2019-12-31 | 2020-12-31 | 365 | 7.8681 | 7
83876 | 11.89 | 0.8 | 2019-12-31 | 2020-12-31 | 365 | 11.1239 | 11
83877 | 3.77 | 0.8 | 2019-12-31 | 2020-12-31 | 365 | 3.5271 | 3
83878 | 4.41 | 0.8 | 2019-12-31 | 2020-12-31 | 365 | 4.1259 | 4
83879 | 8.7 | 0.8 | 2019-12-31 | 2020-12-31 | 365 | 8.1394 | 8
83881 | 5.51 | 0.8 | 2019-12-31 | 2020-12-31 | 365 | 5.155 | 5
83997 | 4.845 | 0.8 | 2019-12-31 | 2020-12-31 | 365 | 4.5328 | 4
83999 | 4.93 | 0.8 | 2019-12-31 | 2020-12-31 | 365 | 4.6124 | 4
83996 | 9.86 | 0.8 | 2019-12-31 | 2020-12-31 | 365 | 9.2247 | 9
83995 | 4.35 | 0.8 | 2019-12-31 | 2020-12-31 | 365 | 4.0697 | 4
83970 | 10.44 | 0.8 | 2019-12-31 | 2020-12-31 | 365 | 9.7673 | 9
84002 | 11.02 | 0.8 | 2019-12-31 | 2020-12-31 | 365 | 10.31 | 10
84000 | 4.64 | 0.8 | 2019-12-31 | 2020-12-31 | 365 | 4.341 | 4
84003 | 11.02 | 0.8 | 2019-12-31 | 2020-12-31 | 365 | 10.31 | 10
83998 | 11.89 | 0.8 | 2019-12-31 | 2020-12-31 | 365 | 11.1239 | 11
83994 | 3.92 | 0.8 | 2019-12-31 | 2020-12-31 | 365 | 3.6674 | 3
84015 | 5.8 | 0.8 | 2019-12-31 | 2020-12-31 | 365 | 5.4263 | 5
84014 | 8.12 | 0.8 | 2019-12-31 | 2020-12-31 | 365 | 7.5968 | 7
84001 | 10.36 | 0.8 | 2019-12-31 | 2020-12-31 | 365 | 9.6925 | 9
83973 | 5.22 | 0.8 | 2019-12-31 | 2020-12-31 | 365 | 4.8837 | 4
83953 | 6.38 | 0.8 | 2019-12-31 | 2020-12-31 | 365 | 5.9689 | 5
83951 | 3.99 | 0.8 | 2019-12-31 | 2020-12-31 | 365 | 3.7329 | 3
83950 | 6.38 | 0.8 | 2019-12-31 | 2020-12-31 | 365 | 5.9689 | 5
83949 | 8.41 | 0.8 | 2019-12-31 | 2020-12-31 | 365 | 7.8681 | 7
83948 | 5.8 | 0.8 | 2019-12-31 | 2020-12-31 | 365 | 5.4263 | 5
83947 | 5.51 | 0.8 | 2019-12-31 | 2020-12-31 | 365 | 5.155 | 5
83946 | 8.41 | 0.8 | 2019-12-31 | 2020-12-31 | 365 | 7.8681 | 7
83945 | 12.88 | 0.8 | 2019-12-31 | 2020-12-31 | 365 | 12.0501 | 12
83944 | 12.18 | 0.8 | 2019-12-31 | 2020-12-31 | 365 | 11.3952 | 11
83940 | 10.44 | 0.8 | 2019-12-31 | 2020-12-31 | 365 | 9.7673 | 9
83935 | 6.72 | 0.8 | 2019-12-31 | 2020-12-31 | 365 | 6.287 | 6
83932 | 6.96 | 0.8 | 2019-12-31 | 2020-12-31 | 365 | 6.5116 | 6
83682 | 6.38 | 0.8 | 2019-12-31 | 2020-12-31 | 365 | 5.9689 | 5
83498 | 6.67 | 0.8 | 2019-12-31 | 2020-12-31 | 365 | 6.2402 | 6
83509 | 2.61 | 0.8 | 2019-12-31 | 2020-12-31 | 365 | 2.4418 | 2
83917 | 5.8 | 0.8 | 2019-12-31 | 2020-12-31 | 365 | 5.4263 | 5
84024 | 2.32 | 0.8 | 2019-12-31 | 2020-12-31 | 365 | 2.1705 | 2
84021 | 4.35 | 0.8 | 2019-12-31 | 2020-12-31 | 365 | 4.0697 | 4
84019 | 7.25 | 0.8 | 2019-12-31 | 2020-12-31 | 365 | 6.7829 | 6
84013 | 7.54 | 0.8 | 2019-12-31 | 2020-12-31 | 365 | 7.0542 | 7
84012 | 10.92 | 0.8 | 2019-12-31 | 2020-12-31 | 365 | 10.2164 | 10
84010 | 8.12 | 0.8 | 2019-12-31 | 2020-12-31 | 365 | 7.5968 | 7
84082 | 3.36 | 0.8 | 2019-12-31 | 2020-12-31 | 365 | 3.1435 | 3
84056 | 5.8 | 0.8 | 2019-12-31 | 2020-12-31 | 365 | 5.4263 | 5
84055 | 10.36 | 0.8 | 2019-12-31 | 2020-12-31 | 365 | 9.6925 | 9
84084 | 9.28 | 0.8 | 2019-12-31 | 2020-12-31 | 365 | 8.6821 | 8
84109 | 6.67 | 0.8 | 2019-12-31 | 2020-12-31 | 365 | 6.2402 | 6
84110 | 9.45 | 0.8 | 2019-12-31 | 2020-12-31 | 365 | 8.8411 | 8
84107 | 13.44 | 0.8 | 2019-12-31 | 2020-12-31 | 365 | 12.574 | 12
83783 | 12.18 | 0.8 | 2019-12-31 | 2020-12-31 | 365 | 11.3952 | 11
84088 | 4.93 | 0.8 | 2019-12-31 | 2020-12-31 | 365 | 4.6124 | 4
84090 | 9.86 | 0.8 | 2019-12-31 | 2020-12-31 | 365 | 9.2247 | 9
84093 | 12.18 | 0.8 | 2019-12-31 | 2020-12-31 | 365 | 11.3952 | 11
84094 | 7.28 | 0.8 | 2019-12-31 | 2020-12-31 | 365 | 6.8109 | 6
84095 | 4.35 | 0.8 | 2019-12-31 | 2020-12-31 | 365 | 4.0697 | 4
84096 | 8.12 | 0.8 | 2019-12-31 | 2020-12-31 | 365 | 7.5968 | 7
84097 | 10.44 | 0.8 | 2019-12-31 | 2020-12-31 | 365 | 9.7673 | 9
84098 | 13.34 | 0.8 | 2019-12-31 | 2020-12-31 | 365 | 12.4805 | 12
84106 | 10.44 | 0.8 | 2019-12-31 | 2020-12-31 | 365 | 9.7673 | 9
84108 | 13.34 | 0.8 | 2019-12-31 | 2020-12-31 | 365 | 12.4805 | 12
84186 | 13.92 | 0.8 | 2019-12-31 | 2020-12-31 | 365 | 13.0231 | 13
84189 | 2.9 | 0.8 | 2019-12-31 | 2020-12-31 | 365 | 2.7131 | 2
84192 | 6.84 | 0.8 | 2019-12-31 | 2020-12-31 | 365 | 6.3993 | 6
84195 | 4.64 | 0.8 | 2019-12-31 | 2020-12-31 | 365 | 4.341 | 4
84207 | 13.63 | 0.8 | 2019-12-31 | 2020-12-31 | 365 | 12.7518 | 12
84214 | 8.41 | 0.8 | 2019-12-31 | 2020-12-31 | 365 | 7.8681 | 7
84233 | 5.04 | 0.8 | 2019-12-31 | 2020-12-31 | 365 | 4.7153 | 4
84234 | 6.67 | 0.8 | 2019-12-31 | 2020-12-31 | 365 | 6.2402 | 6
84279 | 3.19 | 0.8 | 2019-12-31 | 2020-12-31 | 365 | 2.9845 | 2
84281 | 8.7 | 0.8 | 2019-12-31 | 2020-12-31 | 365 | 8.1394 | 8
84282 | 15.12 | 0.8 | 2019-12-31 | 2020-12-31 | 365 | 14.1458 | 14
84291 | 6.44 | 0.8 | 2019-12-31 | 2020-12-31 | 365 | 6.0251 | 6
83840 | 5.51 | 0.8 | 2019-12-31 | 2020-12-31 | 365 | 5.155 | 5
83866 | 14.21 | 0.8 | 2019-12-31 | 2020-12-31 | 365 | 13.2944 | 13
83952 | 4.35 | 0.8 | 2019-12-31 | 2020-12-31 | 365 | 4.0697 | 4
84017 | 10.73 | 0.8 | 2019-12-31 | 2020-12-31 | 365 | 10.0386 | 10
84085 | 4.64 | 0.8 | 2019-12-31 | 2020-12-31 | 365 | 4.341 | 4
84284 | 8.91 | 0.8 | 2019-12-31 | 2020-12-31 | 365 | 8.3359 | 8
84328 | 2.61 | 0.8 | 2019-12-31 | 2020-12-31 | 365 | 2.4418 | 2
84360 | 9.52 | 0.8 | 2019-12-31 | 2020-12-31 | 365 | 8.9066 | 8
84440 | 5.51 | 0.8 | 2019-12-31 | 2020-12-31 | 365 | 5.155 | 5
84441 | 3.77 | 0.8 | 2019-12-31 | 2020-12-31 | 365 | 3.5271 | 3
84442 | 5.22 | 0.8 | 2019-12-31 | 2020-12-31 | 365 | 4.8837 | 4
84443 | 3.77 | 0.8 | 2019-12-31 | 2020-12-31 | 365 | 3.5271 | 3
84446 | 3.77 | 0.8 | 2019-12-31 | 2020-12-31 | 365 | 3.5271 | 3
84449 | 9.86 | 0.8 | 2019-12-31 | 2020-12-31 | 365 | 9.2247 | 9
84452 | 13.16 | 0.8 | 2019-12-31 | 2020-12-31 | 365 | 12.3121 | 12
84455 | 6.38 | 0.8 | 2019-12-31 | 2020-12-31 | 365 | 5.9689 | 5
84457 | 3.48 | 0.8 | 2019-12-31 | 2020-12-31 | 365 | 3.2558 | 3
84086 | 4.64 | 0.8 | 2019-12-31 | 2020-12-31 | 365 | 4.341 | 4
84213 | 10.73 | 0.8 | 2019-12-31 | 2020-12-31 | 365 | 10.0386 | 10
84280 | 10.15 | 0.8 | 2019-12-31 | 2020-12-31 | 365 | 9.496 | 9
84532 | 4.93 | 0.8 | 2019-12-31 | 2020-12-31 | 365 | 4.6124 | 4
84534 | 17.1 | 0.8 | 2019-12-31 | 2020-12-31 | 365 | 15.9982 | 15
84535 | 6.96 | 0.8 | 2019-12-31 | 2020-12-31 | 365 | 6.5116 | 6
84536 | 2.24 | 0.8 | 2019-12-31 | 2020-12-31 | 365 | 2.0957 | 2
84537 | 3.77 | 0.8 | 2019-12-31 | 2020-12-31 | 365 | 3.5271 | 3
84538 | 13.92 | 0.8 | 2019-12-31 | 2020-12-31 | 365 | 13.0231 | 13
84539 | 8.4 | 0.8 | 2019-12-31 | 2020-12-31 | 365 | 7.8588 | 7
84540 | 10.44 | 0.8 | 2019-12-31 | 2020-12-31 | 365 | 9.7673 | 9
84541 | 6.09 | 0.8 | 2019-12-31 | 2020-12-31 | 365 | 5.6976 | 5
84542 | 2.32 | 0.8 | 2019-12-31 | 2020-12-31 | 365 | 2.1705 | 2
84599 | 4.2 | 0.8 | 2019-12-31 | 2020-12-31 | 365 | 3.9294 | 3
84664 | 11.31 | 0.8 | 2019-12-31 | 2020-12-31 | 365 | 10.5813 | 10
84667 | 10.83 | 0.8 | 2019-12-31 | 2020-12-31 | 365 | 10.1322 | 10
84666 | 6.96 | 0.8 | 2019-12-31 | 2020-12-31 | 365 | 6.5116 | 6
84668 | 16.24 | 0.8 | 2019-12-31 | 2020-12-31 | 365 | 15.1936 | 15
84665 | 3.19 | 0.8 | 2019-12-31 | 2020-12-31 | 365 | 2.9845 | 2
84717 | 8.41 | 0.8 | 2019-12-31 | 2020-12-31 | 365 | 7.8681 | 7
84757 | 7.56 | 0.8 | 2019-12-31 | 2020-12-31 | 365 | 7.0729 | 7
84739 | 9.57 | 0.8 | 2019-12-31 | 2020-12-31 | 365 | 8.9534 | 8
84737 | 13.92 | 0.8 | 2019-12-31 | 2020-12-31 | 365 | 13.0231 | 13
84444 | 12.18 | 0.8 | 2019-12-31 | 2020-12-31 | 365 | 11.3952 | 11
84533 | 11.02 | 0.8 | 2019-12-31 | 2020-12-31 | 365 | 10.31 | 10
84824 | 6.84 | 0.8 | 2019-12-31 | 2020-12-31 | 365 | 6.3993 | 6
84825 | 4.06 | 0.8 | 2019-12-31 | 2020-12-31 | 365 | 3.7984 | 3
84861 | 2.9 | 0.8 | 2019-12-31 | 2020-12-31 | 365 | 2.7131 | 2
84863 | 11.89 | 0.8 | 2019-12-31 | 2020-12-31 | 365 | 11.1239 | 11
84913 | 4.06 | 0.8 | 2019-12-31 | 2020-12-31 | 365 | 3.7984 | 3
84877 | 4.76 | 0.8 | 2019-12-31 | 2020-12-31 | 365 | 4.4533 | 4
84915 | 3.77 | 0.8 | 2019-12-31 | 2020-12-31 | 365 | 3.5271 | 3
84879 | 2.655 | 0.8 | 2019-12-31 | 2020-12-31 | 365 | 2.4839 | 2
84917 | 2.9 | 0.8 | 2019-12-31 | 2020-12-31 | 365 | 2.7131 | 2
84910 | 5.605 | 0.8 | 2019-12-31 | 2020-12-31 | 365 | 5.2439 | 5
84919 | 2.95 | 0.8 | 2019-12-31 | 2020-12-31 | 365 | 2.7599 | 2
84912 | 2.655 | 0.8 | 2019-12-31 | 2020-12-31 | 365 | 2.4839 | 2
84921 | 3.54 | 0.8 | 2019-12-31 | 2020-12-31 | 365 | 3.3119 | 3
84914 | 3.19 | 0.8 | 2019-12-31 | 2020-12-31 | 365 | 2.9845 | 2
84916 | 2.32 | 0.8 | 2019-12-31 | 2020-12-31 | 365 | 2.1705 | 2
84918 | 2.36 | 0.8 | 2019-12-31 | 2020-12-31 | 365 | 2.2079 | 2
84920 | 2.655 | 0.8 | 2019-12-31 | 2020-12-31 | 365 | 2.4839 | 2
84985 | 6.49 | 0.8 | 2019-12-31 | 2020-12-31 | 365 | 6.0718 | 6
85224 | 4.06 | 0.8 | 2019-12-31 | 2020-12-31 | 365 | 3.7984 | 3
85240 | 4.2 | 0.8 | 2019-12-31 | 2020-12-31 | 365 | 3.9294 | 3
85225 | 8.41 | 0.8 | 2019-12-31 | 2020-12-31 | 365 | 7.8681 | 7
85245 | 11.6 | 0.8 | 2019-12-31 | 2020-12-31 | 365 | 10.8526 | 10
85220 | 10.44 | 0.8 | 2019-12-31 | 2020-12-31 | 365 | 9.7673 | 9
85241 | 7.965 | 0.8 | 2019-12-31 | 2020-12-31 | 365 | 7.4518 | 7
85239 | 6.785 | 0.8 | 2019-12-31 | 2020-12-31 | 365 | 6.3478 | 6
85230 | 7.41 | 0.8 | 2019-12-31 | 2020-12-31 | 365 | 6.9326 | 6
85235 | 3.48 | 0.8 | 2019-12-31 | 2020-12-31 | 365 | 3.2558 | 3
84981 | 4.35 | 0.8 | 2019-12-31 | 2020-12-31 | 365 | 4.0697 | 4
84983 | 4.76 | 0.8 | 2019-12-31 | 2020-12-31 | 365 | 4.4533 | 4
84982 | 10.36 | 0.8 | 2019-12-31 | 2020-12-31 | 365 | 9.6925 | 9
84987 | 5.51 | 0.8 | 2019-12-31 | 2020-12-31 | 365 | 5.155 | 5
84984 | 7.25 | 0.8 | 2019-12-31 | 2020-12-31 | 365 | 6.7829 | 6
84986 | 10.325 | 0.8 | 2019-12-31 | 2020-12-31 | 365 | 9.6597 | 9
84989 | 7.375 | 0.8 | 2019-12-31 | 2020-12-31 | 365 | 6.8998 | 6
85025 | 4.425 | 0.8 | 2019-12-31 | 2020-12-31 | 365 | 4.1399 | 4
85026 | 6.67 | 0.8 | 2019-12-31 | 2020-12-31 | 365 | 6.2402 | 6
85028 | 3.48 | 0.8 | 2019-12-31 | 2020-12-31 | 365 | 3.2558 | 3
85027 | 6.09 | 0.8 | 2019-12-31 | 2020-12-31 | 365 | 5.6976 | 5
84991 | 6.49 | 0.8 | 2019-12-31 | 2020-12-31 | 365 | 6.0718 | 6
84992 | 10.44 | 0.8 | 2019-12-31 | 2020-12-31 | 365 | 9.7673 | 9
85029 | 14.455 | 0.8 | 2019-12-31 | 2020-12-31 | 365 | 13.5236 | 13
84988 | 6.38 | 0.8 | 2019-12-31 | 2020-12-31 | 365 | 5.9689 | 5
84990 | 5.8 | 0.8 | 2019-12-31 | 2020-12-31 | 365 | 5.4263 | 5
85030 | 7.83 | 0.8 | 2019-12-31 | 2020-12-31 | 365 | 7.3255 | 7
85031 | 11.89 | 0.8 | 2019-12-31 | 2020-12-31 | 365 | 11.1239 | 11
85032 | 10.03 | 0.8 | 2019-12-31 | 2020-12-31 | 365 | 9.3837 | 9
85041 | 6.38 | 0.8 | 2019-12-31 | 2020-12-31 | 365 | 5.9689 | 5
85037 | 5.51 | 0.8 | 2019-12-31 | 2020-12-31 | 365 | 5.155 | 5
85042 | 4.35 | 0.8 | 2019-12-31 | 2020-12-31 | 365 | 4.0697 | 4
85045 | 4.13 | 0.8 | 2019-12-31 | 2020-12-31 | 365 | 3.8639 | 3
85047 | 7.67 | 0.8 | 2019-12-31 | 2020-12-31 | 365 | 7.1758 | 7
85055 | 9.44 | 0.8 | 2019-12-31 | 2020-12-31 | 365 | 8.8318 | 8
85048 | 13.57 | 0.8 | 2019-12-31 | 2020-12-31 | 365 | 12.6957 | 12
85061 | 2.9 | 0.8 | 2019-12-31 | 2020-12-31 | 365 | 2.7131 | 2
85065 | 9.57 | 0.8 | 2019-12-31 | 2020-12-31 | 365 | 8.9534 | 8
85069 | 3.64 | 0.8 | 2019-12-31 | 2020-12-31 | 365 | 3.4055 | 3
85074 | 5.8 | 0.8 | 2019-12-31 | 2020-12-31 | 365 | 5.4263 | 5
85070 | 8.12 | 0.8 | 2019-12-31 | 2020-12-31 | 365 | 7.5968 | 7
85076 | 6.38 | 0.8 | 2019-12-31 | 2020-12-31 | 365 | 5.9689 | 5
85073 | 10.73 | 0.8 | 2019-12-31 | 2020-12-31 | 365 | 10.0386 | 10
85075 | 12.39 | 0.8 | 2019-12-31 | 2020-12-31 | 365 | 11.5917 | 11
85077 | 12.98 | 0.8 | 2019-12-31 | 2020-12-31 | 365 | 12.1437 | 12
85331 | 11.89 | 0.8 | 2019-12-31 | 2020-12-31 | 365 | 11.1239 | 11
85205 | 10.73 | 0.8 | 2019-12-31 | 2020-12-31 | 365 | 10.0386 | 10
85209 | 9.57 | 0.8 | 2019-12-31 | 2020-12-31 | 365 | 8.9534 | 8
85206 | 6.555 | 0.8 | 2019-12-31 | 2020-12-31 | 365 | 6.1326 | 6
85214 | 10.44 | 0.8 | 2019-12-31 | 2020-12-31 | 365 | 9.7673 | 9
85212 | 9.86 | 0.8 | 2019-12-31 | 2020-12-31 | 365 | 9.2247 | 9
85216 | 3.77 | 0.8 | 2019-12-31 | 2020-12-31 | 365 | 3.5271 | 3
85217 | 15.95 | 0.8 | 2019-12-31 | 2020-12-31 | 365 | 14.9223 | 14
85218 | 5.8 | 0.8 | 2019-12-31 | 2020-12-31 | 365 | 5.4263 | 5
85219 | 9.86 | 0.8 | 2019-12-31 | 2020-12-31 | 365 | 9.2247 | 9
85244 | 7.25 | 0.8 | 2019-12-31 | 2020-12-31 | 365 | 6.7829 | 6
85327 | 8.7 | 0.8 | 2019-12-31 | 2020-12-31 | 365 | 8.1394 | 8
85433 | 4.72 | 0.8 | 2019-12-31 | 2020-12-31 | 365 | 4.4159 | 4
85332 | 9.86 | 0.8 | 2019-12-31 | 2020-12-31 | 365 | 9.2247 | 9
85438 | 4.13 | 0.8 | 2019-12-31 | 2020-12-31 | 365 | 3.8639 | 3
85440 | 6.195 | 0.8 | 2019-12-31 | 2020-12-31 | 365 | 5.7958 | 5
85335 | 11.02 | 0.8 | 2019-12-31 | 2020-12-31 | 365 | 10.31 | 10
85334 | 7.83 | 0.8 | 2019-12-31 | 2020-12-31 | 365 | 7.3255 | 7
85329 | 3.77 | 0.8 | 2019-12-31 | 2020-12-31 | 365 | 3.5271 | 3
85328 | 3.36 | 0.8 | 2019-12-31 | 2020-12-31 | 365 | 3.1435 | 3
85439 | 5.51 | 0.8 | 2019-12-31 | 2020-12-31 | 365 | 5.155 | 5
85336 | 6.96 | 0.8 | 2019-12-31 | 2020-12-31 | 365 | 6.5116 | 6
85434 | 6.49 | 0.8 | 2019-12-31 | 2020-12-31 | 365 | 6.0718 | 6
85432 | 3.19 | 0.8 | 2019-12-31 | 2020-12-31 | 365 | 2.9845 | 2
85431 | 3.245 | 0.8 | 2019-12-31 | 2020-12-31 | 365 | 3.0359 | 3
85437 | 2.36 | 0.8 | 2019-12-31 | 2020-12-31 | 365 | 2.2079 | 2
84878 | 2.28 | 0.8 | 2019-12-31 | 2020-12-31 | 365 | 2.1331 | 2
85466 | 4.06 | 0.8 | 2019-12-31 | 2020-12-31 | 365 | 3.7984 | 3
85467 | 13.92 | 0.8 | 2019-12-31 | 2020-12-31 | 365 | 13.0231 | 13
85468 | 3.19 | 0.8 | 2019-12-31 | 2020-12-31 | 365 | 2.9845 | 2
85465 | 5.605 | 0.8 | 2019-12-31 | 2020-12-31 | 365 | 5.2439 | 5
85491 | 4.35 | 0.8 | 2019-12-31 | 2020-12-31 | 365 | 4.0697 | 4
85492 | 8.7 | 0.8 | 2019-12-31 | 2020-12-31 | 365 | 8.1394 | 8
85495 | 4.06 | 0.8 | 2019-12-31 | 2020-12-31 | 365 | 3.7984 | 3
85497 | 6.38 | 0.8 | 2019-12-31 | 2020-12-31 | 365 | 5.9689 | 5
85498 | 4.13 | 0.8 | 2019-12-31 | 2020-12-31 | 365 | 3.8639 | 3
85535 | 9.44 | 0.8 | 2019-12-31 | 2020-12-31 | 365 | 8.8318 | 8
85538 | 3.48 | 0.8 | 2019-12-31 | 2020-12-31 | 365 | 3.2558 | 3
85541 | 10.62 | 0.8 | 2019-12-31 | 2020-12-31 | 365 | 9.9357 | 9
85543 | 7.83 | 0.8 | 2019-12-31 | 2020-12-31 | 365 | 7.3255 | 7
85544 | 10.15 | 0.8 | 2019-12-31 | 2020-12-31 | 365 | 9.496 | 9
85545 | 9.44 | 0.8 | 2019-12-31 | 2020-12-31 | 365 | 8.8318 | 8
85546 | 5.31 | 0.8 | 2019-12-31 | 2020-12-31 | 365 | 4.9679 | 4
85547 | 4.425 | 0.8 | 2019-12-31 | 2020-12-31 | 365 | 4.1399 | 4
85548 | 7.965 | 0.8 | 2019-12-31 | 2020-12-31 | 365 | 7.4518 | 7
85549 | 4.93 | 0.8 | 2019-12-31 | 2020-12-31 | 365 | 4.6124 | 4
85550 | 4.425 | 0.8 | 2019-12-31 | 2020-12-31 | 365 | 4.1399 | 4
85551 | 8.41 | 0.8 | 2019-12-31 | 2020-12-31 | 365 | 7.8681 | 7
85552 | 7.965 | 0.8 | 2019-12-31 | 2020-12-31 | 365 | 7.4518 | 7
85553 | 11.02 | 0.8 | 2019-12-31 | 2020-12-31 | 365 | 10.31 | 10
85554 | 9.145 | 0.8 | 2019-12-31 | 2020-12-31 | 365 | 8.5558 | 8
85555 | 5.605 | 0.8 | 2019-12-31 | 2020-12-31 | 365 | 5.2439 | 5
85556 | 8.555 | 0.8 | 2019-12-31 | 2020-12-31 | 365 | 8.0038 | 8
85565 | 4.425 | 0.8 | 2019-12-31 | 2020-12-31 | 365 | 4.1399 | 4
85588 | 4.93 | 0.8 | 2019-12-31 | 2020-12-31 | 365 | 4.6124 | 4
85589 | 7.08 | 0.8 | 2019-12-31 | 2020-12-31 | 365 | 6.6238 | 6
85590 | 8.85 | 0.8 | 2019-12-31 | 2020-12-31 | 365 | 8.2798 | 8
85591 | 6.96 | 0.8 | 2019-12-31 | 2020-12-31 | 365 | 6.5116 | 6
85592 | 5.31 | 0.8 | 2019-12-31 | 2020-12-31 | 365 | 4.9679 | 4
85595 | 11.8 | 0.8 | 2019-12-31 | 2020-12-31 | 365 | 11.0397 | 11
85597 | 11.97 | 0.8 | 2019-12-31 | 2020-12-31 | 365 | 11.1987 | 11
85586 | 4.72 | 0.8 | 2019-12-31 | 2020-12-31 | 365 | 4.4159 | 4
85601 | 6.96 | 0.8 | 2019-12-31 | 2020-12-31 | 365 | 6.5116 | 6
32216 | 8.32 | 1 | 2019-12-31 | 2020-12-31 | 365 | 9.7299 | 9
85596 | 7.83 | 0.8 | 2019-12-31 | 2020-12-31 | 365 | 7.3255 | 7
76025 | 6.27 | 0.8 | 2019-12-31 | 2020-12-31 | 365 | 5.866 | 5
82693 | 4.35 | 0.8 | 2019-12-31 | 2020-12-31 | 365 | 4.0697 | 4
74967 | 2.24 | 0.8 | 2019-12-31 | 2020-12-31 | 365 | 2.0957 | 2
55221 | 5.46 | 1 | 2019-12-31 | 2020-12-31 | 365 | 6.3853 | 6
54961 | 4.68 | 1 | 2019-12-31 | 2020-12-31 | 365 | 5.4731 | 5
41204 | 6.76 | 1 | 2019-12-31 | 2020-12-31 | 365 | 7.9055 | 7
54739 | 3.12 | 1 | 2019-12-31 | 2020-12-31 | 365 | 3.6487 | 3
53084 | 3.12 | 1 | 2019-12-31 | 2020-12-31 | 365 | 3.6487 | 3
57779 | 5.2 | 1 | 2019-12-31 | 2020-12-31 | 365 | 6.0812 | 6
54989 | 4.68 | 1 | 2019-12-31 | 2020-12-31 | 365 | 5.4731 | 5
56957 | 7.155 | 1 | 2019-12-31 | 2020-12-31 | 365 | 8.3675 | 8
52477 | 3.9 | 1 | 2019-12-31 | 2020-12-31 | 365 | 4.5609 | 4
52262 | 7.02 | 1 | 2019-12-31 | 2020-12-31 | 365 | 8.2096 | 8
53464 | 3.12 | 1 | 2019-12-31 | 2020-12-31 | 365 | 3.6487 | 3
54936 | 4.42 | 1 | 2019-12-31 | 2020-12-31 | 365 | 5.169 | 5
83246 | 13.34 | 0.8 | 2019-12-31 | 2020-12-31 | 365 | 12.4805 | 12
57452 | 11.18 | 1 | 2019-12-31 | 2020-12-31 | 365 | 13.0746 | 13
52823 | 19.38 | 1 | 2019-12-31 | 2020-12-31 | 365 | 22.6641 | 22
57488 | 5.2 | 1 | 2019-12-31 | 2020-12-31 | 365 | 6.0812 | 6
54219 | 2.86 | 1 | 2019-12-31 | 2020-12-31 | 365 | 3.3447 | 3
57793 | 14.82 | 1 | 2019-12-31 | 2020-12-31 | 365 | 17.3314 | 17
56523 | 3.38 | 1 | 2019-12-31 | 2020-12-31 | 365 | 3.9528 | 3
57049 | 3.71 | 1 | 2019-12-31 | 2020-12-31 | 365 | 4.3387 | 4
85493 | 7.84 | 0.8 | 2019-12-31 | 2020-12-31 | 365 | 7.3349 | 7
85788 | 4.13 | 0.8 | 2019-12-31 | 2020-12-31 | 365 | 3.8639 | 3
77690 | 4.845 | 0.8 | 2019-12-31 | 2020-12-31 | 365 | 4.5328 | 4
54341 | 4.42 | 1 | 2019-12-31 | 2020-12-31 | 365 | 5.169 | 5
77056 | 5.32 | 0.8 | 2019-12-31 | 2020-12-31 | 365 | 4.9772 | 4
52079 | 5.72 | 1 | 2019-12-31 | 2020-12-31 | 365 | 6.6893 | 6
85736 | 7.8 | 1 | 2019-12-31 | 2020-12-31 | 365 | 9.1218 | 9
69123 | 6.67 | 0.8 | 2019-12-31 | 2020-12-31 | 365 | 6.2402 | 6
72470 | 10.08 | 0.8 | 2019-12-31 | 2020-12-31 | 365 | 9.4305 | 9
85731 | 8.215 | 1 | 2019-12-31 | 2020-12-31 | 365 | 9.6071 | 9
85741 | 6.625 | 1 | 2019-12-31 | 2020-12-31 | 365 | 7.7477 | 7
85789 | 5.6 | 0.8 | 2019-12-31 | 2020-12-31 | 365 | 5.2392 | 5
85793 | 8.41 | 0.8 | 2019-12-31 | 2020-12-31 | 365 | 7.8681 | 7
85763 | 5.3 | 1 | 2019-12-31 | 2020-12-31 | 365 | 6.1981 | 6
85333 | 11.02 | 0.8 | 2019-12-31 | 2020-12-31 | 365 | 10.31 | 10
85790 | 10.03 | 0.8 | 2019-12-31 | 2020-12-31 | 365 | 9.3837 | 9
85774 | 7.08 | 0.8 | 2019-12-31 | 2020-12-31 | 365 | 6.6238 | 6
85817 | 3.64 | 0.8 | 2019-12-31 | 2020-12-31 | 365 | 3.4055 | 3
85831 | 3.38 | 1 | 2019-12-31 | 2020-12-31 | 365 | 3.9528 | 3
85824 | 13.63 | 0.8 | 2019-12-31 | 2020-12-31 | 365 | 12.7518 | 12
85791 | 5.22 | 0.8 | 2019-12-31 | 2020-12-31 | 365 | 4.8837 | 4
85816 | 8.41 | 0.8 | 2019-12-31 | 2020-12-31 | 365 | 7.8681 | 7
85880 | 9.28 | 0.8 | 2019-12-31 | 2020-12-31 | 365 | 8.6821 | 8
85867 | 7.41 | 0.8 | 2019-12-31 | 2020-12-31 | 365 | 6.9326 | 6
85872 | 4.64 | 0.8 | 2019-12-31 | 2020-12-31 | 365 | 4.341 | 4
85956 | 2.24 | 0.8 | 2019-12-31 | 2020-12-31 | 365 | 2.0957 | 2
85953 | 4.64 | 0.8 | 2019-12-31 | 2020-12-31 | 365 | 4.341 | 4
85958 | 6.49 | 0.8 | 2019-12-31 | 2020-12-31 | 365 | 6.0718 | 6
85959 | 7.08 | 0.8 | 2019-12-31 | 2020-12-31 | 365 | 6.6238 | 6
85964 | 2.32 | 0.8 | 2019-12-31 | 2020-12-31 | 365 | 2.1705 | 2
85960 | 2.61 | 0.8 | 2019-12-31 | 2020-12-31 | 365 | 2.4418 | 2
85962 | 2.9 | 0.8 | 2019-12-31 | 2020-12-31 | 365 | 2.7131 | 2
85451 | 6.76 | 1 | 2019-12-31 | 2020-12-31 | 365 | 7.9055 | 7
69297 | 4.77 | 0.8 | 2019-12-31 | 2020-12-31 | 365 | 4.4627 | 4
85068 | 9.57 | 0.8 | 2019-12-31 | 2020-12-31 | 365 | 8.9534 | 8
85064 | 10.15 | 0.8 | 2019-12-31 | 2020-12-31 | 365 | 9.496 | 9
85043 | 2.9 | 0.8 | 2019-12-31 | 2020-12-31 | 365 | 2.7131 | 2
84979 | 10.915 | 0.8 | 2019-12-31 | 2020-12-31 | 365 | 10.2117 | 10
85033 | 9.57 | 0.8 | 2019-12-31 | 2020-12-31 | 365 | 8.9534 | 8
85053 | 11.02 | 0.8 | 2019-12-31 | 2020-12-31 | 365 | 10.31 | 10
85059 | 9.44 | 0.8 | 2019-12-31 | 2020-12-31 | 365 | 8.8318 | 8
86046 | 2.655 | 0.8 | 2019-12-31 | 2020-12-31 | 365 | 2.4839 | 2
86041 | 17.98 | 0.8 | 2019-12-31 | 2020-12-31 | 365 | 16.8215 | 16
86082 | 2.36 | 0.8 | 2019-12-31 | 2020-12-31 | 365 | 2.2079 | 2
86019 | 3.245 | 0.8 | 2019-12-31 | 2020-12-31 | 365 | 3.0359 | 3
86003 | 5.9 | 0.8 | 2019-12-31 | 2020-12-31 | 365 | 5.5199 | 5
83692 | 5.8 | 0.8 | 2019-12-31 | 2020-12-31 | 365 | 5.4263 | 5
85994 | 2.36 | 0.8 | 2019-12-31 | 2020-12-31 | 365 | 2.2079 | 2
85995 | 5.015 | 0.8 | 2019-12-31 | 2020-12-31 | 365 | 4.6919 | 4
85996 | 4.2 | 0.8 | 2019-12-31 | 2020-12-31 | 365 | 3.9294 | 3
86017 | 2.95 | 0.8 | 2019-12-31 | 2020-12-31 | 365 | 2.7599 | 2
86000 | 2.655 | 0.8 | 2019-12-31 | 2020-12-31 | 365 | 2.4839 | 2
86018 | 6.96 | 0.8 | 2019-12-31 | 2020-12-31 | 365 | 6.5116 | 6
86027 | 4.425 | 0.8 | 2019-12-31 | 2020-12-31 | 365 | 4.1399 | 4
86028 | 2.95 | 0.8 | 2019-12-31 | 2020-12-31 | 365 | 2.7599 | 2
86030 | 3.245 | 0.8 | 2019-12-31 | 2020-12-31 | 365 | 3.0359 | 3
86034 | 2.95 | 0.8 | 2019-12-31 | 2020-12-31 | 365 | 2.7599 | 2
86039 | 4.425 | 0.8 | 2019-12-31 | 2020-12-31 | 365 | 4.1399 | 4
86044 | 5.6 | 0.8 | 2019-12-31 | 2020-12-31 | 365 | 5.2392 | 5
86053 | 5.015 | 0.8 | 2019-12-31 | 2020-12-31 | 365 | 4.6919 | 4
86058 | 21.75 | 0.8 | 2019-12-31 | 2020-12-31 | 365 | 20.3486 | 20
86064 | 4.72 | 0.8 | 2019-12-31 | 2020-12-31 | 365 | 4.4159 | 4
86069 | 2.36 | 0.8 | 2019-12-31 | 2020-12-31 | 365 | 2.2079 | 2
86075 | 2.52 | 0.8 | 2019-12-31 | 2020-12-31 | 365 | 2.3576 | 2
86108 | 4.72 | 0.8 | 2019-12-31 | 2020-12-31 | 365 | 4.4159 | 4
86111 | 2.655 | 0.8 | 2019-12-31 | 2020-12-31 | 365 | 2.4839 | 2
86142 | 4.35 | 0.8 | 2019-12-31 | 2020-12-31 | 365 | 4.0697 | 4
86140 | 10.915 | 0.8 | 2019-12-31 | 2020-12-31 | 365 | 10.2117 | 10
86139 | 7.375 | 0.8 | 2019-12-31 | 2020-12-31 | 365 | 6.8998 | 6
86137 | 4.425 | 0.8 | 2019-12-31 | 2020-12-31 | 365 | 4.1399 | 4
86134 | 2.655 | 0.8 | 2019-12-31 | 2020-12-31 | 365 | 2.4839 | 2
86132 | 4.13 | 0.8 | 2019-12-31 | 2020-12-31 | 365 | 3.8639 | 3
86152 | 13.34 | 0.8 | 2019-12-31 | 2020-12-31 | 365 | 12.4805 | 12
86124 | 2.655 | 0.8 | 2019-12-31 | 2020-12-31 | 365 | 2.4839 | 2
86153 | 5.605 | 0.8 | 2019-12-31 | 2020-12-31 | 365 | 5.2439 | 5
86131 | 5.605 | 0.8 | 2019-12-31 | 2020-12-31 | 365 | 5.2439 | 5
86154 | 11.6 | 0.8 | 2019-12-31 | 2020-12-31 | 365 | 10.8526 | 10
86104 | 13.57 | 0.8 | 2019-12-31 | 2020-12-31 | 365 | 12.6957 | 12
86120 | 3.54 | 0.8 | 2019-12-31 | 2020-12-31 | 365 | 3.3119 | 3
86167 | 12.39 | 0.8 | 2019-12-31 | 2020-12-31 | 365 | 11.5917 | 11
86231 | 13.34 | 0.8 | 2019-12-31 | 2020-12-31 | 365 | 12.4805 | 12
86225 | 3.245 | 0.8 | 2019-12-31 | 2020-12-31 | 365 | 3.0359 | 3
86237 | 10.915 | 0.8 | 2019-12-31 | 2020-12-31 | 365 | 10.2117 | 10
86183 | 5.31 | 0.8 | 2019-12-31 | 2020-12-31 | 365 | 4.9679 | 4
86217 | 4.72 | 0.8 | 2019-12-31 | 2020-12-31 | 365 | 4.4159 | 4
86223 | 5.31 | 0.8 | 2019-12-31 | 2020-12-31 | 365 | 4.9679 | 4
86195 | 12.98 | 0.8 | 2019-12-31 | 2020-12-31 | 365 | 12.1437 | 12
86179 | 11.8 | 0.8 | 2019-12-31 | 2020-12-31 | 365 | 11.0397 | 11
86241 | 11.31 | 0.8 | 2019-12-31 | 2020-12-31 | 365 | 10.5813 | 10
86087 | 6.67 | 0.8 | 2019-12-31 | 2020-12-31 | 365 | 6.2402 | 6
86220 | 12.32 | 0.8 | 2019-12-31 | 2020-12-31 | 365 | 11.5262 | 11
86089 | 7.56 | 0.8 | 2019-12-31 | 2020-12-31 | 365 | 7.0729 | 7
86235 | 6.195 | 0.8 | 2019-12-31 | 2020-12-31 | 365 | 5.7958 | 5
86091 | 11.21 | 0.8 | 2019-12-31 | 2020-12-31 | 365 | 10.4877 | 10
86109 | 13.275 | 0.8 | 2019-12-31 | 2020-12-31 | 365 | 12.4197 | 12
86110 | 2.36 | 0.8 | 2019-12-31 | 2020-12-31 | 365 | 2.2079 | 2
86181 | 9.44 | 0.8 | 2019-12-31 | 2020-12-31 | 365 | 8.8318 | 8
86232 | 4.425 | 0.8 | 2019-12-31 | 2020-12-31 | 365 | 4.1399 | 4
86168 | 13.275 | 0.8 | 2019-12-31 | 2020-12-31 | 365 | 12.4197 | 12
86242 | 6.195 | 0.8 | 2019-12-31 | 2020-12-31 | 365 | 5.7958 | 5
86182 | 13.865 | 0.8 | 2019-12-31 | 2020-12-31 | 365 | 12.9717 | 12
86243 | 3.245 | 0.8 | 2019-12-31 | 2020-12-31 | 365 | 3.0359 | 3
86199 | 12.04 | 0.8 | 2019-12-31 | 2020-12-31 | 365 | 11.2642 | 11
86236 | 2.95 | 0.8 | 2019-12-31 | 2020-12-31 | 365 | 2.7599 | 2
86244 | 12.47 | 0.8 | 2019-12-31 | 2020-12-31 | 365 | 11.6665 | 11
86245 | 8.7 | 0.8 | 2019-12-31 | 2020-12-31 | 365 | 8.1394 | 8
86185 | 7.83 | 0.8 | 2019-12-31 | 2020-12-31 | 365 | 7.3255 | 7
86230 | 5.9 | 0.8 | 2019-12-31 | 2020-12-31 | 365 | 5.5199 | 5
86180 | 7.965 | 0.8 | 2019-12-31 | 2020-12-31 | 365 | 7.4518 | 7
86184 | 5.605 | 0.8 | 2019-12-31 | 2020-12-31 | 365 | 5.2439 | 5
86177 | 6.785 | 0.8 | 2019-12-31 | 2020-12-31 | 365 | 6.3478 | 6
86176 | 8.85 | 0.8 | 2019-12-31 | 2020-12-31 | 365 | 8.2798 | 8
86173 | 6.49 | 0.8 | 2019-12-31 | 2020-12-31 | 365 | 6.0718 | 6
86221 | 4.425 | 0.8 | 2019-12-31 | 2020-12-31 | 365 | 4.1399 | 4
86227 | 12.98 | 0.8 | 2019-12-31 | 2020-12-31 | 365 | 12.1437 | 12
86215 | 5.605 | 0.8 | 2019-12-31 | 2020-12-31 | 365 | 5.2439 | 5
86212 | 11.505 | 0.8 | 2019-12-31 | 2020-12-31 | 365 | 10.7637 | 10
86210 | 8.85 | 0.8 | 2019-12-31 | 2020-12-31 | 365 | 8.2798 | 8
86207 | 10.03 | 0.8 | 2019-12-31 | 2020-12-31 | 365 | 9.3837 | 9
86202 | 16.24 | 0.8 | 2019-12-31 | 2020-12-31 | 365 | 15.1936 | 15
86253 | 8.415 | 1 | 2019-12-31 | 2020-12-31 | 365 | 9.841 | 9
86296 | 8.85 | 0.8 | 2019-12-31 | 2020-12-31 | 365 | 8.2798 | 8
86299 | 6.96 | 0.8 | 2019-12-31 | 2020-12-31 | 365 | 6.5116 | 6
86388 | 10.03 | 0.8 | 2019-12-31 | 2020-12-31 | 365 | 9.3837 | 9
86395 | 5.9 | 0.8 | 2019-12-31 | 2020-12-31 | 365 | 5.5199 | 5
86378 | 2.95 | 0.8 | 2019-12-31 | 2020-12-31 | 365 | 2.7599 | 2
86374 | 8.26 | 0.8 | 2019-12-31 | 2020-12-31 | 365 | 7.7278 | 7
86383 | 6.785 | 0.8 | 2019-12-31 | 2020-12-31 | 365 | 6.3478 | 6
86377 | 8.85 | 0.8 | 2019-12-31 | 2020-12-31 | 365 | 8.2798 | 8
86367 | 3.54 | 0.8 | 2019-12-31 | 2020-12-31 | 365 | 3.3119 | 3
86370 | 5.015 | 0.8 | 2019-12-31 | 2020-12-31 | 365 | 4.6919 | 4
86381 | 4.13 | 0.8 | 2019-12-31 | 2020-12-31 | 365 | 3.8639 | 3
86379 | 10.325 | 0.8 | 2019-12-31 | 2020-12-31 | 365 | 9.6597 | 9
86389 | 2.32 | 0.8 | 2019-12-31 | 2020-12-31 | 365 | 2.1705 | 2
86369 | 9.735 | 0.8 | 2019-12-31 | 2020-12-31 | 365 | 9.1078 | 9
86382 | 3.54 | 0.8 | 2019-12-31 | 2020-12-31 | 365 | 3.3119 | 3
86385 | 11.21 | 0.8 | 2019-12-31 | 2020-12-31 | 365 | 10.4877 | 10
86373 | 4.425 | 0.8 | 2019-12-31 | 2020-12-31 | 365 | 4.1399 | 4
86371 | 10.03 | 0.8 | 2019-12-31 | 2020-12-31 | 365 | 9.3837 | 9
86178 | 6.38 | 0.8 | 2019-12-31 | 2020-12-31 | 365 | 5.9689 | 5
86402 | 5.9 | 0.8 | 2019-12-31 | 2020-12-31 | 365 | 5.5199 | 5
86384 | 10.73 | 0.8 | 2019-12-31 | 2020-12-31 | 365 | 10.0386 | 10
86337 | 11.6 | 0.8 | 2019-12-31 | 2020-12-31 | 365 | 10.8526 | 10
86375 | 6.38 | 0.8 | 2019-12-31 | 2020-12-31 | 365 | 5.9689 | 5
86380 | 13.865 | 0.8 | 2019-12-31 | 2020-12-31 | 365 | 12.9717 | 12
86394 | 6.09 | 0.8 | 2019-12-31 | 2020-12-31 | 365 | 5.6976 | 5
86414 | 14.75 | 0.8 | 2019-12-31 | 2020-12-31 | 365 | 13.7996 | 13
86415 | 3.245 | 0.8 | 2019-12-31 | 2020-12-31 | 365 | 3.0359 | 3
86416 | 5.015 | 0.8 | 2019-12-31 | 2020-12-31 | 365 | 4.6919 | 4
86417 | 3.77 | 0.8 | 2019-12-31 | 2020-12-31 | 365 | 3.5271 | 3
86419 | 5.7 | 0.8 | 2019-12-31 | 2020-12-31 | 365 | 5.3327 | 5
86424 | 5.015 | 0.8 | 2019-12-31 | 2020-12-31 | 365 | 4.6919 | 4
86427 | 3.54 | 0.8 | 2019-12-31 | 2020-12-31 | 365 | 3.3119 | 3
86431 | 4.72 | 0.8 | 2019-12-31 | 2020-12-31 | 365 | 4.4159 | 4
86432 | 8.96 | 0.8 | 2019-12-31 | 2020-12-31 | 365 | 8.3827 | 8
86436 | 3.245 | 0.8 | 2019-12-31 | 2020-12-31 | 365 | 3.0359 | 3
86507 | 4.72 | 0.8 | 2019-12-31 | 2020-12-31 | 365 | 4.4159 | 4
86510 | 7.965 | 0.8 | 2019-12-31 | 2020-12-31 | 365 | 7.4518 | 7
86515 | 5.605 | 0.8 | 2019-12-31 | 2020-12-31 | 365 | 5.2439 | 5
86520 | 6.785 | 0.8 | 2019-12-31 | 2020-12-31 | 365 | 6.3478 | 6
86523 | 10.325 | 0.8 | 2019-12-31 | 2020-12-31 | 365 | 9.6597 | 9
86527 | 5.9 | 0.8 | 2019-12-31 | 2020-12-31 | 365 | 5.5199 | 5
85738 | 11.925 | 0.8 | 2019-12-31 | 2020-12-31 | 365 | 11.1566 | 11
85861 | 6.09 | 0.8 | 2019-12-31 | 2020-12-31 | 365 | 5.6976 | 5
85950 | 2.9 | 0.8 | 2019-12-31 | 2020-12-31 | 365 | 2.7131 | 2
85957 | 4.13 | 0.8 | 2019-12-31 | 2020-12-31 | 365 | 3.8639 | 3
86169 | 8.26 | 0.8 | 2019-12-31 | 2020-12-31 | 365 | 7.7278 | 7
86228 | 4.13 | 0.8 | 2019-12-31 | 2020-12-31 | 365 | 3.8639 | 3
86430 | 11.02 | 0.8 | 2019-12-31 | 2020-12-31 | 365 | 10.31 | 10
86500 | 7.965 | 0.8 | 2019-12-31 | 2020-12-31 | 365 | 7.4518 | 7
86503 | 8.26 | 0.8 | 2019-12-31 | 2020-12-31 | 365 | 7.7278 | 7
86504 | 3.835 | 0.8 | 2019-12-31 | 2020-12-31 | 365 | 3.5879 | 3
86506 | 12.39 | 0.8 | 2019-12-31 | 2020-12-31 | 365 | 11.5917 | 11
86508 | 3.835 | 0.8 | 2019-12-31 | 2020-12-31 | 365 | 3.5879 | 3
86513 | 7.965 | 0.8 | 2019-12-31 | 2020-12-31 | 365 | 7.4518 | 7
86514 | 6.49 | 0.8 | 2019-12-31 | 2020-12-31 | 365 | 6.0718 | 6
86517 | 5.9 | 0.8 | 2019-12-31 | 2020-12-31 | 365 | 5.5199 | 5
86519 | 3.54 | 0.8 | 2019-12-31 | 2020-12-31 | 365 | 3.3119 | 3
86522 | 9.735 | 0.8 | 2019-12-31 | 2020-12-31 | 365 | 9.1078 | 9
86526 | 4.425 | 0.8 | 2019-12-31 | 2020-12-31 | 365 | 4.1399 | 4
86528 | 12.76 | 0.8 | 2019-12-31 | 2020-12-31 | 365 | 11.9378 | 11
86530 | 5.605 | 0.8 | 2019-12-31 | 2020-12-31 | 365 | 5.2439 | 5
86533 | 11.21 | 0.8 | 2019-12-31 | 2020-12-31 | 365 | 10.4877 | 10
86535 | 10.03 | 0.8 | 2019-12-31 | 2020-12-31 | 365 | 9.3837 | 9
86536 | 4.13 | 0.8 | 2019-12-31 | 2020-12-31 | 365 | 3.8639 | 3
86539 | 2.95 | 0.8 | 2019-12-31 | 2020-12-31 | 365 | 2.7599 | 2
86541 | 13.275 | 0.8 | 2019-12-31 | 2020-12-31 | 365 | 12.4197 | 12
86546 | 11.21 | 0.8 | 2019-12-31 | 2020-12-31 | 365 | 10.4877 | 10
86547 | 6.785 | 0.8 | 2019-12-31 | 2020-12-31 | 365 | 6.3478 | 6
86548 | 9.735 | 0.8 | 2019-12-31 | 2020-12-31 | 365 | 9.1078 | 9
86549 | 5.355 | 0.8 | 2019-12-31 | 2020-12-31 | 365 | 5.01 | 5
86550 | 15.37 | 0.8 | 2019-12-31 | 2020-12-31 | 365 | 14.3797 | 14
86551 | 12.98 | 0.8 | 2019-12-31 | 2020-12-31 | 365 | 12.1437 | 12
86554 | 4.425 | 0.8 | 2019-12-31 | 2020-12-31 | 365 | 4.1399 | 4
86556 | 5.015 | 0.8 | 2019-12-31 | 2020-12-31 | 365 | 4.6919 | 4
86558 | 5.9 | 0.8 | 2019-12-31 | 2020-12-31 | 365 | 5.5199 | 5
86559 | 7.08 | 0.8 | 2019-12-31 | 2020-12-31 | 365 | 6.6238 | 6
86560 | 14.455 | 0.8 | 2019-12-31 | 2020-12-31 | 365 | 13.5236 | 13
86562 | 8.26 | 0.8 | 2019-12-31 | 2020-12-31 | 365 | 7.7278 | 7
86563 | 11.505 | 0.8 | 2019-12-31 | 2020-12-31 | 365 | 10.7637 | 10
86566 | 5.015 | 0.8 | 2019-12-31 | 2020-12-31 | 365 | 4.6919 | 4
86568 | 8.85 | 0.8 | 2019-12-31 | 2020-12-31 | 365 | 8.2798 | 8
86569 | 6.49 | 0.8 | 2019-12-31 | 2020-12-31 | 365 | 6.0718 | 6
86571 | 4.13 | 0.8 | 2019-12-31 | 2020-12-31 | 365 | 3.8639 | 3
86572 | 9.735 | 0.8 | 2019-12-31 | 2020-12-31 | 365 | 9.1078 | 9
86573 | 7.375 | 0.8 | 2019-12-31 | 2020-12-31 | 365 | 6.8998 | 6
86575 | 5.31 | 0.8 | 2019-12-31 | 2020-12-31 | 365 | 4.9679 | 4
86561 | 10.62 | 0.8 | 2019-12-31 | 2020-12-31 | 365 | 9.9357 | 9
86564 | 8.7 | 0.8 | 2019-12-31 | 2020-12-31 | 365 | 8.1394 | 8
86579 | 2.36 | 0.8 | 2019-12-31 | 2020-12-31 | 365 | 2.2079 | 2
86596 | 6.49 | 0.8 | 2019-12-31 | 2020-12-31 | 365 | 6.0718 | 6
86598 | 4.72 | 0.8 | 2019-12-31 | 2020-12-31 | 365 | 4.4159 | 4
86602 | 17.1 | 0.8 | 2019-12-31 | 2020-12-31 | 365 | 15.9982 | 15
86608 | 10.62 | 0.8 | 2019-12-31 | 2020-12-31 | 365 | 9.9357 | 9
86611 | 5.9 | 0.8 | 2019-12-31 | 2020-12-31 | 365 | 5.5199 | 5
86612 | 7.83 | 0.8 | 2019-12-31 | 2020-12-31 | 365 | 7.3255 | 7
86613 | 2.36 | 0.8 | 2019-12-31 | 2020-12-31 | 365 | 2.2079 | 2
86614 | 7.375 | 0.8 | 2019-12-31 | 2020-12-31 | 365 | 6.8998 | 6
86621 | 6.195 | 0.8 | 2019-12-31 | 2020-12-31 | 365 | 5.7958 | 5
86623 | 7.375 | 0.8 | 2019-12-31 | 2020-12-31 | 365 | 6.8998 | 6
86624 | 6.67 | 0.8 | 2019-12-31 | 2020-12-31 | 365 | 6.2402 | 6
86625 | 7.965 | 0.8 | 2019-12-31 | 2020-12-31 | 365 | 7.4518 | 7
86629 | 2.95 | 0.8 | 2019-12-31 | 2020-12-31 | 365 | 2.7599 | 2
86630 | 11.44 | 0.8 | 2019-12-31 | 2020-12-31 | 365 | 10.7029 | 10
86631 | 13.57 | 0.8 | 2019-12-31 | 2020-12-31 | 365 | 12.6957 | 12
86632 | 10.03 | 0.8 | 2019-12-31 | 2020-12-31 | 365 | 9.3837 | 9
86633 | 8.85 | 0.8 | 2019-12-31 | 2020-12-31 | 365 | 8.2798 | 8
86634 | 4.64 | 0.8 | 2019-12-31 | 2020-12-31 | 365 | 4.341 | 4
86636 | 9.44 | 0.8 | 2019-12-31 | 2020-12-31 | 365 | 8.8318 | 8
86638 | 15.93 | 0.8 | 2019-12-31 | 2020-12-31 | 365 | 14.9036 | 14
86639 | 2.36 | 0.8 | 2019-12-31 | 2020-12-31 | 365 | 2.2079 | 2
86641 | 8.85 | 0.8 | 2019-12-31 | 2020-12-31 | 365 | 8.2798 | 8
86642 | 3.835 | 0.8 | 2019-12-31 | 2020-12-31 | 365 | 3.5879 | 3
86643 | 4.72 | 0.8 | 2019-12-31 | 2020-12-31 | 365 | 4.4159 | 4
86644 | 12.18 | 0.8 | 2019-12-31 | 2020-12-31 | 365 | 11.3952 | 11
86645 | 6.49 | 0.8 | 2019-12-31 | 2020-12-31 | 365 | 6.0718 | 6
86646 | 8.99 | 0.8 | 2019-12-31 | 2020-12-31 | 365 | 8.4108 | 8
86647 | 6.49 | 0.8 | 2019-12-31 | 2020-12-31 | 365 | 6.0718 | 6
86648 | 7.08 | 0.8 | 2019-12-31 | 2020-12-31 | 365 | 6.6238 | 6
86649 | 8.85 | 0.8 | 2019-12-31 | 2020-12-31 | 365 | 8.2798 | 8
86650 | 8.555 | 0.8 | 2019-12-31 | 2020-12-31 | 365 | 8.0038 | 8
86651 | 2.655 | 0.8 | 2019-12-31 | 2020-12-31 | 365 | 2.4839 | 2
86652 | 6.96 | 0.8 | 2019-12-31 | 2020-12-31 | 365 | 6.5116 | 6
86658 | 8.85 | 0.8 | 2019-12-31 | 2020-12-31 | 365 | 8.2798 | 8
86659 | 12.39 | 0.8 | 2019-12-31 | 2020-12-31 | 365 | 11.5917 | 11
86660 | 7.67 | 0.8 | 2019-12-31 | 2020-12-31 | 365 | 7.1758 | 7
86662 | 6.785 | 0.8 | 2019-12-31 | 2020-12-31 | 365 | 6.3478 | 6
86663 | 2.36 | 0.8 | 2019-12-31 | 2020-12-31 | 365 | 2.2079 | 2
86666 | 4.13 | 0.8 | 2019-12-31 | 2020-12-31 | 365 | 3.8639 | 3
86668 | 5.015 | 0.8 | 2019-12-31 | 2020-12-31 | 365 | 4.6919 | 4
86669 | 11.505 | 0.8 | 2019-12-31 | 2020-12-31 | 365 | 10.7637 | 10
86673 | 4.72 | 0.8 | 2019-12-31 | 2020-12-31 | 365 | 4.4159 | 4
86685 | 5.015 | 0.8 | 2019-12-31 | 2020-12-31 | 365 | 4.6919 | 4
86759 | 9.145 | 0.8 | 2019-12-31 | 2020-12-31 | 365 | 8.5558 | 8
86778 | 7.375 | 0.8 | 2019-12-31 | 2020-12-31 | 365 | 6.8998 | 6
86779 | 5.605 | 0.8 | 2019-12-31 | 2020-12-31 | 365 | 5.2439 | 5
86780 | 12.47 | 0.8 | 2019-12-31 | 2020-12-31 | 365 | 11.6665 | 11
86781 | 5.31 | 0.8 | 2019-12-31 | 2020-12-31 | 365 | 4.9679 | 4
86782 | 5.31 | 0.8 | 2019-12-31 | 2020-12-31 | 365 | 4.9679 | 4
86783 | 5.605 | 0.8 | 2019-12-31 | 2020-12-31 | 365 | 5.2439 | 5
86784 | 13.275 | 0.8 | 2019-12-31 | 2020-12-31 | 365 | 12.4197 | 12
86786 | 5.31 | 0.8 | 2019-12-31 | 2020-12-31 | 365 | 4.9679 | 4
86787 | 3.54 | 0.8 | 2019-12-31 | 2020-12-31 | 365 | 3.3119 | 3
86788 | 5.015 | 0.8 | 2019-12-31 | 2020-12-31 | 365 | 4.6919 | 4
86789 | 11.505 | 0.8 | 2019-12-31 | 2020-12-31 | 365 | 10.7637 | 10
86829 | 10.325 | 0.8 | 2019-12-31 | 2020-12-31 | 365 | 9.6597 | 9
86834 | 6.49 | 0.8 | 2019-12-31 | 2020-12-31 | 365 | 6.0718 | 6
86837 | 4.64 | 0.8 | 2019-12-31 | 2020-12-31 | 365 | 4.341 | 4
86841 | 5.9 | 0.8 | 2019-12-31 | 2020-12-31 | 365 | 5.5199 | 5
86844 | 6.785 | 0.8 | 2019-12-31 | 2020-12-31 | 365 | 6.3478 | 6
86868 | 7.08 | 0.8 | 2019-12-31 | 2020-12-31 | 365 | 6.6238 | 6
86875 | 10.62 | 0.8 | 2019-12-31 | 2020-12-31 | 365 | 9.9357 | 9
86879 | 7.965 | 0.8 | 2019-12-31 | 2020-12-31 | 365 | 7.4518 | 7
86899 | 5.015 | 0.8 | 2019-12-31 | 2020-12-31 | 365 | 4.6919 | 4
86900 | 4.06 | 0.8 | 2019-12-31 | 2020-12-31 | 365 | 3.7984 | 3
86903 | 12.6 | 0.8 | 2019-12-31 | 2020-12-31 | 365 | 11.7882 | 11
86905 | 5.015 | 0.8 | 2019-12-31 | 2020-12-31 | 365 | 4.6919 | 4
86906 | 9.145 | 0.8 | 2019-12-31 | 2020-12-31 | 365 | 8.5558 | 8
86913 | 5.22 | 0.8 | 2019-12-31 | 2020-12-31 | 365 | 4.8837 | 4
86924 | 14.16 | 0.8 | 2019-12-31 | 2020-12-31 | 365 | 13.2476 | 13
86929 | 7.08 | 0.8 | 2019-12-31 | 2020-12-31 | 365 | 6.6238 | 6
86935 | 6.785 | 0.8 | 2019-12-31 | 2020-12-31 | 365 | 6.3478 | 6
86938 | 13.275 | 0.8 | 2019-12-31 | 2020-12-31 | 365 | 12.4197 | 12
86939 | 6.785 | 0.8 | 2019-12-31 | 2020-12-31 | 365 | 6.3478 | 6
86941 | 6.96 | 0.8 | 2019-12-31 | 2020-12-31 | 365 | 6.5116 | 6
86942 | 5.22 | 0.8 | 2019-12-31 | 2020-12-31 | 365 | 4.8837 | 4
87023 | 4.35 | 0.8 | 2019-12-31 | 2020-12-31 | 365 | 4.0697 | 4
87025 | 4.93 | 0.8 | 2019-12-31 | 2020-12-31 | 365 | 4.6124 | 4
87026 | 6.38 | 0.8 | 2019-12-31 | 2020-12-31 | 365 | 5.9689 | 5
87028 | 6.96 | 0.8 | 2019-12-31 | 2020-12-31 | 365 | 6.5116 | 6
87030 | 13.05 | 0.8 | 2019-12-31 | 2020-12-31 | 365 | 12.2092 | 12
87031 | 9.735 | 0.8 | 2019-12-31 | 2020-12-31 | 365 | 9.1078 | 9
87036 | 7.67 | 0.8 | 2019-12-31 | 2020-12-31 | 365 | 7.1758 | 7
87037 | 4.13 | 0.8 | 2019-12-31 | 2020-12-31 | 365 | 3.8639 | 3
87044 | 10.08 | 0.8 | 2019-12-31 | 2020-12-31 | 365 | 9.4305 | 9
86653 | 5.015 | 0.8 | 2019-12-31 | 2020-12-31 | 365 | 4.6919 | 4
87071 | 8.96 | 0.8 | 2019-12-31 | 2020-12-31 | 365 | 8.3827 | 8
87072 | 2.32 | 0.8 | 2019-12-31 | 2020-12-31 | 365 | 2.1705 | 2
87073 | 5.015 | 0.8 | 2019-12-31 | 2020-12-31 | 365 | 4.6919 | 4
87074 | 4.13 | 0.8 | 2019-12-31 | 2020-12-31 | 365 | 3.8639 | 3
87077 | 8.99 | 0.8 | 2019-12-31 | 2020-12-31 | 365 | 8.4108 | 8
87080 | 10.325 | 0.8 | 2019-12-31 | 2020-12-31 | 365 | 9.6597 | 9
87083 | 6.195 | 0.8 | 2019-12-31 | 2020-12-31 | 365 | 5.7958 | 5
87084 | 7.965 | 0.8 | 2019-12-31 | 2020-12-31 | 365 | 7.4518 | 7
87086 | 9.44 | 0.8 | 2019-12-31 | 2020-12-31 | 365 | 8.8318 | 8
87088 | 5.9 | 0.8 | 2019-12-31 | 2020-12-31 | 365 | 5.5199 | 5
87089 | 8.26 | 0.8 | 2019-12-31 | 2020-12-31 | 365 | 7.7278 | 7
87090 | 6.49 | 0.8 | 2019-12-31 | 2020-12-31 | 365 | 6.0718 | 6
87094 | 4.64 | 0.8 | 2019-12-31 | 2020-12-31 | 365 | 4.341 | 4
87095 | 4.13 | 0.8 | 2019-12-31 | 2020-12-31 | 365 | 3.8639 | 3
87097 | 10.915 | 0.8 | 2019-12-31 | 2020-12-31 | 365 | 10.2117 | 10
87100 | 11.505 | 0.8 | 2019-12-31 | 2020-12-31 | 365 | 10.7637 | 10
87158 | 10.73 | 0.8 | 2019-12-31 | 2020-12-31 | 365 | 10.0386 | 10
84290 | 13.44 | 0.8 | 2019-12-31 | 2020-12-31 | 365 | 12.574 | 12
87210 | 6.785 | 0.8 | 2019-12-31 | 2020-12-31 | 365 | 6.3478 | 6
87226 | 6.195 | 0.8 | 2019-12-31 | 2020-12-31 | 365 | 5.7958 | 5
86229 | 5.31 | 0.8 | 2019-12-31 | 2020-12-31 | 365 | 4.9679 | 4
86390 | 5.9 | 0.8 | 2019-12-31 | 2020-12-31 | 365 | 5.5199 | 5
87312 | 4.13 | 0.8 | 2019-12-31 | 2020-12-31 | 365 | 3.8639 | 3
87339 | 2.95 | 0.8 | 2019-12-31 | 2020-12-31 | 365 | 2.7599 | 2
87340 | 5.605 | 0.8 | 2019-12-31 | 2020-12-31 | 365 | 5.2439 | 5
87341 | 5.31 | 0.8 | 2019-12-31 | 2020-12-31 | 365 | 4.9679 | 4
87342 | 8.26 | 0.8 | 2019-12-31 | 2020-12-31 | 365 | 7.7278 | 7
87343 | 7.08 | 0.8 | 2019-12-31 | 2020-12-31 | 365 | 6.6238 | 6
87345 | 4.13 | 0.8 | 2019-12-31 | 2020-12-31 | 365 | 3.8639 | 3
87346 | 2.655 | 0.8 | 2019-12-31 | 2020-12-31 | 365 | 2.4839 | 2
87347 | 2.36 | 0.8 | 2019-12-31 | 2020-12-31 | 365 | 2.2079 | 2
87348 | 5.22 | 0.8 | 2019-12-31 | 2020-12-31 | 365 | 4.8837 | 4
87349 | 7.965 | 0.8 | 2019-12-31 | 2020-12-31 | 365 | 7.4518 | 7
87350 | 7.375 | 0.8 | 2019-12-31 | 2020-12-31 | 365 | 6.8998 | 6
87406 | 4.425 | 0.8 | 2019-12-31 | 2020-12-31 | 365 | 4.1399 | 4
87407 | 9.86 | 0.8 | 2019-12-31 | 2020-12-31 | 365 | 9.2247 | 9
87409 | 12.685 | 0.8 | 2019-12-31 | 2020-12-31 | 365 | 11.8677 | 11
87410 | 8.55 | 0.8 | 2019-12-31 | 2020-12-31 | 365 | 7.9991 | 7
87411 | 6.785 | 0.8 | 2019-12-31 | 2020-12-31 | 365 | 6.3478 | 6
87419 | 3.54 | 0.8 | 2019-12-31 | 2020-12-31 | 365 | 3.3119 | 3
87420 | 11.21 | 0.8 | 2019-12-31 | 2020-12-31 | 365 | 10.4877 | 10
87421 | 7.08 | 0.8 | 2019-12-31 | 2020-12-31 | 365 | 6.6238 | 6
87422 | 4.72 | 0.8 | 2019-12-31 | 2020-12-31 | 365 | 4.4159 | 4
87423 | 6.49 | 0.8 | 2019-12-31 | 2020-12-31 | 365 | 6.0718 | 6
87424 | 7.67 | 0.8 | 2019-12-31 | 2020-12-31 | 365 | 7.1758 | 7
87425 | 9.24 | 0.8 | 2019-12-31 | 2020-12-31 | 365 | 8.6446 | 8
87426 | 3.835 | 0.8 | 2019-12-31 | 2020-12-31 | 365 | 3.5879 | 3
87427 | 2.36 | 0.8 | 2019-12-31 | 2020-12-31 | 365 | 2.2079 | 2
87432 | 11.505 | 0.8 | 2019-12-31 | 2020-12-31 | 365 | 10.7637 | 10
87440 | 7.08 | 0.8 | 2019-12-31 | 2020-12-31 | 365 | 6.6238 | 6
87441 | 7.67 | 0.8 | 2019-12-31 | 2020-12-31 | 365 | 7.1758 | 7
87442 | 6.195 | 0.8 | 2019-12-31 | 2020-12-31 | 365 | 5.7958 | 5
87449 | 3.54 | 0.8 | 2019-12-31 | 2020-12-31 | 365 | 3.3119 | 3
87454 | 13.05 | 0.8 | 2019-12-31 | 2020-12-31 | 365 | 12.2092 | 12
87455 | 6.785 | 0.8 | 2019-12-31 | 2020-12-31 | 365 | 6.3478 | 6
87456 | 8.85 | 0.8 | 2019-12-31 | 2020-12-31 | 365 | 8.2798 | 8
87457 | 6.785 | 0.8 | 2019-12-31 | 2020-12-31 | 365 | 6.3478 | 6
87458 | 8.26 | 0.8 | 2019-12-31 | 2020-12-31 | 365 | 7.7278 | 7
87460 | 2.36 | 0.8 | 2019-12-31 | 2020-12-31 | 365 | 2.2079 | 2
87461 | 11.8 | 0.8 | 2019-12-31 | 2020-12-31 | 365 | 11.0397 | 11
87463 | 3.245 | 0.8 | 2019-12-31 | 2020-12-31 | 365 | 3.0359 | 3
87467 | 5.605 | 0.8 | 2019-12-31 | 2020-12-31 | 365 | 5.2439 | 5
87469 | 7.965 | 0.8 | 2019-12-31 | 2020-12-31 | 365 | 7.4518 | 7
87429 | 8.85 | 0.8 | 2019-12-31 | 2020-12-31 | 365 | 8.2798 | 8
87430 | 8.555 | 0.8 | 2019-12-31 | 2020-12-31 | 365 | 8.0038 | 8
87431 | 7.83 | 0.8 | 2019-12-31 | 2020-12-31 | 365 | 7.3255 | 7
87433 | 4.425 | 0.8 | 2019-12-31 | 2020-12-31 | 365 | 4.1399 | 4
87438 | 4.72 | 0.8 | 2019-12-31 | 2020-12-31 | 365 | 4.4159 | 4
87439 | 4.13 | 0.8 | 2019-12-31 | 2020-12-31 | 365 | 3.8639 | 3
87447 | 4.13 | 0.8 | 2019-12-31 | 2020-12-31 | 365 | 3.8639 | 3
87484 | 5.51 | 0.8 | 2019-12-31 | 2020-12-31 | 365 | 5.155 | 5
87485 | 8.85 | 0.8 | 2019-12-31 | 2020-12-31 | 365 | 8.2798 | 8
87486 | 10.915 | 0.8 | 2019-12-31 | 2020-12-31 | 365 | 10.2117 | 10
87495 | 2.36 | 0.8 | 2019-12-31 | 2020-12-31 | 365 | 2.2079 | 2
87505 | 3.835 | 0.8 | 2019-12-31 | 2020-12-31 | 365 | 3.5879 | 3
87512 | 5.31 | 0.8 | 2019-12-31 | 2020-12-31 | 365 | 4.9679 | 4
87513 | 4.93 | 0.8 | 2019-12-31 | 2020-12-31 | 365 | 4.6124 | 4
87518 | 5.9 | 0.8 | 2019-12-31 | 2020-12-31 | 365 | 5.5199 | 5
87520 | 5.31 | 0.8 | 2019-12-31 | 2020-12-31 | 365 | 4.9679 | 4
87521 | 9.145 | 0.8 | 2019-12-31 | 2020-12-31 | 365 | 8.5558 | 8
87522 | 5.015 | 0.8 | 2019-12-31 | 2020-12-31 | 365 | 4.6919 | 4
87524 | 11.8 | 0.8 | 2019-12-31 | 2020-12-31 | 365 | 11.0397 | 11
87552 | 8.12 | 0.8 | 2019-12-31 | 2020-12-31 | 365 | 7.5968 | 7
87623 | 8.85 | 0.8 | 2019-12-31 | 2020-12-31 | 365 | 8.2798 | 8
87627 | 5.9 | 0.8 | 2019-12-31 | 2020-12-31 | 365 | 5.5199 | 5
87628 | 3.42 | 0.8 | 2019-12-31 | 2020-12-31 | 365 | 3.1996 | 3
87629 | 5.31 | 0.8 | 2019-12-31 | 2020-12-31 | 365 | 4.9679 | 4
87639 | 6.195 | 0.8 | 2019-12-31 | 2020-12-31 | 365 | 5.7958 | 5
87642 | 3.42 | 0.8 | 2019-12-31 | 2020-12-31 | 365 | 3.1996 | 3
87644 | 9.44 | 0.8 | 2019-12-31 | 2020-12-31 | 365 | 8.8318 | 8
87646 | 5.605 | 0.8 | 2019-12-31 | 2020-12-31 | 365 | 5.2439 | 5
87647 | 5.605 | 0.8 | 2019-12-31 | 2020-12-31 | 365 | 5.2439 | 5
87708 | 8.85 | 0.8 | 2019-12-31 | 2020-12-31 | 365 | 8.2798 | 8
87709 | 17.11 | 0.8 | 2019-12-31 | 2020-12-31 | 365 | 16.0076 | 16
87750 | 2.61 | 0.8 | 2019-12-31 | 2020-12-31 | 365 | 2.4418 | 2
87754 | 7.08 | 0.8 | 2019-12-31 | 2020-12-31 | 365 | 6.6238 | 6
87756 | 4.94 | 0.8 | 2019-12-31 | 2020-12-31 | 365 | 4.6217 | 4
87757 | 4.425 | 0.8 | 2019-12-31 | 2020-12-31 | 365 | 4.1399 | 4
87759 | 4.13 | 0.8 | 2019-12-31 | 2020-12-31 | 365 | 3.8639 | 3
87795 | 4.13 | 0.8 | 2019-12-31 | 2020-12-31 | 365 | 3.8639 | 3
87796 | 11.8 | 0.8 | 2019-12-31 | 2020-12-31 | 365 | 11.0397 | 11
87797 | 7.08 | 0.8 | 2019-12-31 | 2020-12-31 | 365 | 6.6238 | 6
87799 | 7.67 | 0.8 | 2019-12-31 | 2020-12-31 | 365 | 7.1758 | 7
87804 | 8.555 | 0.8 | 2019-12-31 | 2020-12-31 | 365 | 8.0038 | 8
87836 | 4.425 | 0.8 | 2019-12-31 | 2020-12-31 | 365 | 4.1399 | 4
87841 | 3.12 | 0.8 | 2019-12-31 | 2020-12-31 | 365 | 2.919 | 2
87845 | 7.67 | 0.8 | 2019-12-31 | 2020-12-31 | 365 | 7.1758 | 7
87837 | 2.36 | 0.8 | 2019-12-31 | 2020-12-31 | 365 | 2.2079 | 2
87861 | 7.375 | 0.8 | 2019-12-31 | 2020-12-31 | 365 | 6.8998 | 6
87863 | 2.655 | 0.8 | 2019-12-31 | 2020-12-31 | 365 | 2.4839 | 2
87868 | 6.49 | 0.8 | 2019-12-31 | 2020-12-31 | 365 | 6.0718 | 6
87883 | 8.85 | 0.8 | 2019-12-31 | 2020-12-31 | 365 | 8.2798 | 8
87897 | 5.9 | 0.8 | 2019-12-31 | 2020-12-31 | 365 | 5.5199 | 5
87894 | 7.67 | 0.8 | 2019-12-31 | 2020-12-31 | 365 | 7.1758 | 7
87925 | 11.31 | 0.8 | 2019-12-31 | 2020-12-31 | 365 | 10.5813 | 10
87920 | 5.015 | 0.8 | 2019-12-31 | 2020-12-31 | 365 | 4.6919 | 4
87918 | 15.08 | 0.8 | 2019-12-31 | 2020-12-31 | 365 | 14.1084 | 14
87922 | 7.965 | 0.8 | 2019-12-31 | 2020-12-31 | 365 | 7.4518 | 7
87924 | 5.31 | 0.8 | 2019-12-31 | 2020-12-31 | 365 | 4.9679 | 4
87923 | 13.275 | 0.8 | 2019-12-31 | 2020-12-31 | 365 | 12.4197 | 12
87976 | 7.25 | 0.8 | 2019-12-31 | 2020-12-31 | 365 | 6.7829 | 6
87464 | 4.425 | 0.8 | 2019-12-31 | 2020-12-31 | 365 | 4.1399 | 4
87848 | 6.785 | 0.8 | 2019-12-31 | 2020-12-31 | 365 | 6.3478 | 6
87853 | 2.95 | 0.8 | 2019-12-31 | 2020-12-31 | 365 | 2.7599 | 2
87854 | 7.08 | 0.8 | 2019-12-31 | 2020-12-31 | 365 | 6.6238 | 6
87855 | 8.26 | 0.8 | 2019-12-31 | 2020-12-31 | 365 | 7.7278 | 7
87978 | 11.6 | 0.8 | 2019-12-31 | 2020-12-31 | 365 | 10.8526 | 10
87983 | 9.145 | 0.8 | 2019-12-31 | 2020-12-31 | 365 | 8.5558 | 8
87985 | 5.015 | 0.8 | 2019-12-31 | 2020-12-31 | 365 | 4.6919 | 4
87986 | 8.26 | 0.8 | 2019-12-31 | 2020-12-31 | 365 | 7.7278 | 7
87987 | 7.83 | 0.8 | 2019-12-31 | 2020-12-31 | 365 | 7.3255 | 7
88007 | 4.13 | 0.8 | 2019-12-31 | 2020-12-31 | 365 | 3.8639 | 3
88041 | 2.9 | 0.8 | 2019-12-31 | 2020-12-31 | 365 | 2.7131 | 2
88043 | 7.08 | 0.8 | 2019-12-31 | 2020-12-31 | 365 | 6.6238 | 6
88044 | 2.36 | 0.8 | 2019-12-31 | 2020-12-31 | 365 | 2.2079 | 2
88047 | 4.13 | 0.8 | 2019-12-31 | 2020-12-31 | 365 | 3.8639 | 3
88048 | 2.36 | 0.8 | 2019-12-31 | 2020-12-31 | 365 | 2.2079 | 2
88049 | 3.245 | 0.8 | 2019-12-31 | 2020-12-31 | 365 | 3.0359 | 3
88059 | 8.555 | 0.8 | 2019-12-31 | 2020-12-31 | 365 | 8.0038 | 8
88062 | 8.555 | 0.8 | 2019-12-31 | 2020-12-31 | 365 | 8.0038 | 8
88068 | 7.08 | 0.8 | 2019-12-31 | 2020-12-31 | 365 | 6.6238 | 6
88072 | 10.03 | 0.8 | 2019-12-31 | 2020-12-31 | 365 | 9.3837 | 9
88079 | 3.835 | 0.8 | 2019-12-31 | 2020-12-31 | 365 | 3.5879 | 3
88083 | 2.52 | 0.8 | 2019-12-31 | 2020-12-31 | 365 | 2.3576 | 2
88093 | 9.735 | 0.8 | 2019-12-31 | 2020-12-31 | 365 | 9.1078 | 9
88095 | 13.275 | 0.8 | 2019-12-31 | 2020-12-31 | 365 | 12.4197 | 12
88096 | 7.965 | 0.8 | 2019-12-31 | 2020-12-31 | 365 | 7.4518 | 7
87862 | 7.375 | 0.8 | 2019-12-31 | 2020-12-31 | 365 | 6.8998 | 6
87890 | 10.915 | 0.8 | 2019-12-31 | 2020-12-31 | 365 | 10.2117 | 10
88042 | 8.7 | 0.8 | 2019-12-31 | 2020-12-31 | 365 | 8.1394 | 8
88051 | 11.8 | 0.8 | 2019-12-31 | 2020-12-31 | 365 | 11.0397 | 11
88092 | 10.325 | 0.8 | 2019-12-31 | 2020-12-31 | 365 | 9.6597 | 9
88094 | 8.7 | 0.8 | 2019-12-31 | 2020-12-31 | 365 | 8.1394 | 8
88128 | 5.015 | 0.8 | 2019-12-31 | 2020-12-31 | 365 | 4.6919 | 4
88130 | 7.875 | 0.8 | 2019-12-31 | 2020-12-31 | 365 | 7.3676 | 7
88132 | 10.03 | 0.8 | 2019-12-31 | 2020-12-31 | 365 | 9.3837 | 9
88139 | 11.31 | 0.8 | 2019-12-31 | 2020-12-31 | 365 | 10.5813 | 10
88145 | 9.86 | 0.8 | 2019-12-31 | 2020-12-31 | 365 | 9.2247 | 9
88195 | 8.555 | 0.8 | 2019-12-31 | 2020-12-31 | 365 | 8.0038 | 8
88196 | 8.26 | 0.8 | 2019-12-31 | 2020-12-31 | 365 | 7.7278 | 7
88260 | 2.9 | 0.8 | 2019-12-31 | 2020-12-31 | 365 | 2.7131 | 2
88261 | 10.325 | 0.8 | 2019-12-31 | 2020-12-31 | 365 | 9.6597 | 9
88268 | 9.145 | 0.8 | 2019-12-31 | 2020-12-31 | 365 | 8.5558 | 8
88370 | 14.75 | 0.8 | 2019-12-31 | 2020-12-31 | 365 | 13.7996 | 13
88430 | 13.44 | 0.8 | 2019-12-31 | 2020-12-31 | 365 | 12.574 | 12
88431 | 11.48 | 0.8 | 2019-12-31 | 2020-12-31 | 365 | 10.7403 | 10
88433 | 3.245 | 0.8 | 2019-12-31 | 2020-12-31 | 365 | 3.0359 | 3
88434 | 8.555 | 0.8 | 2019-12-31 | 2020-12-31 | 365 | 8.0038 | 8
88447 | 4.72 | 0.8 | 2019-12-31 | 2020-12-31 | 365 | 4.4159 | 4
88449 | 3.54 | 0.8 | 2019-12-31 | 2020-12-31 | 365 | 3.3119 | 3
88450 | 4.72 | 0.8 | 2019-12-31 | 2020-12-31 | 365 | 4.4159 | 4
88451 | 9.145 | 0.8 | 2019-12-31 | 2020-12-31 | 365 | 8.5558 | 8
88452 | 9.44 | 0.8 | 2019-12-31 | 2020-12-31 | 365 | 8.8318 | 8
88453 | 3.835 | 0.8 | 2019-12-31 | 2020-12-31 | 365 | 3.5879 | 3
88454 | 9.145 | 0.8 | 2019-12-31 | 2020-12-31 | 365 | 8.5558 | 8
88455 | 9.735 | 0.8 | 2019-12-31 | 2020-12-31 | 365 | 9.1078 | 9
88456 | 8.85 | 0.8 | 2019-12-31 | 2020-12-31 | 365 | 8.2798 | 8
88457 | 8.555 | 0.8 | 2019-12-31 | 2020-12-31 | 365 | 8.0038 | 8
88458 | 6.6 | 0.8 | 2019-12-31 | 2020-12-31 | 365 | 6.1747 | 6
88459 | 11.21 | 0.8 | 2019-12-31 | 2020-12-31 | 365 | 10.4877 | 10
88462 | 7.67 | 0.8 | 2019-12-31 | 2020-12-31 | 365 | 7.1758 | 7
88486 | 9.44 | 0.8 | 2019-12-31 | 2020-12-31 | 365 | 8.8318 | 8
88512 | 4.72 | 0.8 | 2019-12-31 | 2020-12-31 | 365 | 4.4159 | 4
88513 | 8.85 | 0.8 | 2019-12-31 | 2020-12-31 | 365 | 8.2798 | 8
88514 | 14.75 | 0.8 | 2019-12-31 | 2020-12-31 | 365 | 13.7996 | 13
88515 | 2.655 | 0.8 | 2019-12-31 | 2020-12-31 | 365 | 2.4839 | 2
88531 | 7.08 | 0.8 | 2019-12-31 | 2020-12-31 | 365 | 6.6238 | 6
88685 | 4.425 | 0.8 | 2019-12-31 | 2020-12-31 | 365 | 4.1399 | 4
88461 | 3.54 | 0.8 | 2019-12-31 | 2020-12-31 | 365 | 3.3119 | 3
88727 | 8.26 | 0.8 | 2019-12-31 | 2020-12-31 | 365 | 7.7278 | 7
88755 | 4.93 | 0.8 | 2019-12-31 | 2020-12-31 | 365 | 4.6124 | 4
88756 | 2.95 | 0.8 | 2019-12-31 | 2020-12-31 | 365 | 2.7599 | 2
88758 | 3.36 | 0.8 | 2019-12-31 | 2020-12-31 | 365 | 3.1435 | 3
88760 | 2.36 | 0.8 | 2019-12-31 | 2020-12-31 | 365 | 2.2079 | 2
88761 | 15.93 | 0.8 | 2019-12-31 | 2020-12-31 | 365 | 14.9036 | 14
88762 | 3.835 | 0.8 | 2019-12-31 | 2020-12-31 | 365 | 3.5879 | 3
88771 | 3.835 | 0.8 | 2019-12-31 | 2020-12-31 | 365 | 3.5879 | 3
88792 | 4.425 | 0.8 | 2019-12-31 | 2020-12-31 | 365 | 4.1399 | 4
88795 | 5.6 | 0.8 | 2019-12-31 | 2020-12-31 | 365 | 5.2392 | 5
88800 | 11.505 | 0.8 | 2019-12-31 | 2020-12-31 | 365 | 10.7637 | 10
88858 | 4.425 | 0.8 | 2019-12-31 | 2020-12-31 | 365 | 4.1399 | 4
88861 | 19.175 | 0.8 | 2019-12-31 | 2020-12-31 | 365 | 17.9395 | 17
88864 | 7.08 | 0.8 | 2019-12-31 | 2020-12-31 | 365 | 6.6238 | 6
88865 | 12.3 | 0.8 | 2019-12-31 | 2020-12-31 | 365 | 11.5075 | 11
88867 | 5.31 | 0.8 | 2019-12-31 | 2020-12-31 | 365 | 4.9679 | 4
88870 | 4.72 | 0.8 | 2019-12-31 | 2020-12-31 | 365 | 4.4159 | 4
88871 | 6.49 | 0.8 | 2019-12-31 | 2020-12-31 | 365 | 6.0718 | 6
88878 | 16.24 | 0.8 | 2019-12-31 | 2020-12-31 | 365 | 15.1936 | 15
88927 | 12.76 | 0.8 | 2019-12-31 | 2020-12-31 | 365 | 11.9378 | 11
89020 | 10.62 | 0.8 | 2019-12-31 | 2020-12-31 | 365 | 9.9357 | 9
89024 | 9.44 | 0.8 | 2019-12-31 | 2020-12-31 | 365 | 8.8318 | 8
89028 | 7.08 | 0.8 | 2019-12-31 | 2020-12-31 | 365 | 6.6238 | 6
89034 | 5.22 | 0.8 | 2019-12-31 | 2020-12-31 | 365 | 4.8837 | 4
89036 | 5.88 | 0.8 | 2019-12-31 | 2020-12-31 | 365 | 5.5011 | 5
89039 | 2.36 | 0.8 | 2019-12-31 | 2020-12-31 | 365 | 2.2079 | 2
89041 | 8.85 | 0.8 | 2019-12-31 | 2020-12-31 | 365 | 8.2798 | 8
89042 | 9.86 | 0.8 | 2019-12-31 | 2020-12-31 | 365 | 9.2247 | 9
89045 | 7.965 | 0.8 | 2019-12-31 | 2020-12-31 | 365 | 7.4518 | 7
89050 | 3.54 | 0.8 | 2019-12-31 | 2020-12-31 | 365 | 3.3119 | 3
89053 | 7.375 | 0.8 | 2019-12-31 | 2020-12-31 | 365 | 6.8998 | 6
88767 | 4.13 | 0.8 | 2019-12-31 | 2020-12-31 | 365 | 3.8639 | 3
89049 | 8.85 | 0.8 | 2019-12-31 | 2020-12-31 | 365 | 8.2798 | 8
89051 | 10.15 | 0.8 | 2019-12-31 | 2020-12-31 | 365 | 9.496 | 9
89052 | 9.44 | 0.8 | 2019-12-31 | 2020-12-31 | 365 | 8.8318 | 8
89242 | 2.36 | 0.8 | 2019-12-31 | 2020-12-31 | 365 | 2.2079 | 2
89243 | 5.015 | 0.8 | 2019-12-31 | 2020-12-31 | 365 | 4.6919 | 4
89244 | 11.1 | 0.8 | 2019-12-31 | 2020-12-31 | 365 | 10.3848 | 10
89245 | 7.08 | 0.8 | 2019-12-31 | 2020-12-31 | 365 | 6.6238 | 6
89246 | 10.03 | 0.8 | 2019-12-31 | 2020-12-31 | 365 | 9.3837 | 9
89247 | 6.49 | 0.8 | 2019-12-31 | 2020-12-31 | 365 | 6.0718 | 6
89249 | 5.8 | 0.8 | 2019-12-31 | 2020-12-31 | 365 | 5.4263 | 5
89253 | 7.375 | 0.8 | 2019-12-31 | 2020-12-31 | 365 | 6.8998 | 6
89255 | 7.375 | 0.8 | 2019-12-31 | 2020-12-31 | 365 | 6.8998 | 6
89256 | 9.6 | 0.8 | 2019-12-31 | 2020-12-31 | 365 | 8.9815 | 8
89257 | 12.98 | 0.8 | 2019-12-31 | 2020-12-31 | 365 | 12.1437 | 12
89258 | 2.36 | 0.8 | 2019-12-31 | 2020-12-31 | 365 | 2.2079 | 2
89259 | 9.6 | 0.8 | 2019-12-31 | 2020-12-31 | 365 | 8.9815 | 8
89260 | 5.605 | 0.8 | 2019-12-31 | 2020-12-31 | 365 | 5.2439 | 5
89262 | 4.2 | 0.8 | 2019-12-31 | 2020-12-31 | 365 | 3.9294 | 3
89263 | 7.965 | 0.8 | 2019-12-31 | 2020-12-31 | 365 | 7.4518 | 7
89264 | 12.095 | 0.8 | 2019-12-31 | 2020-12-31 | 365 | 11.3157 | 11
89266 | 15.96 | 0.8 | 2019-12-31 | 2020-12-31 | 365 | 14.9317 | 14
89270 | 4.5 | 0.8 | 2019-12-31 | 2020-12-31 | 365 | 4.2101 | 4
89271 | 8.26 | 0.8 | 2019-12-31 | 2020-12-31 | 365 | 7.7278 | 7
89272 | 3.835 | 0.8 | 2019-12-31 | 2020-12-31 | 365 | 3.5879 | 3
89276 | 10.325 | 0.8 | 2019-12-31 | 2020-12-31 | 365 | 9.6597 | 9
89279 | 16.225 | 0.8 | 2019-12-31 | 2020-12-31 | 365 | 15.1796 | 15
89289 | 3.54 | 0.8 | 2019-12-31 | 2020-12-31 | 365 | 3.3119 | 3
89293 | 3.245 | 0.8 | 2019-12-31 | 2020-12-31 | 365 | 3.0359 | 3
89297 | 10.03 | 0.8 | 2019-12-31 | 2020-12-31 | 365 | 9.3837 | 9
89300 | 5.015 | 0.8 | 2019-12-31 | 2020-12-31 | 365 | 4.6919 | 4
89303 | 7.8 | 0.8 | 2019-12-31 | 2020-12-31 | 365 | 7.2974 | 7
89327 | 10.325 | 0.8 | 2019-12-31 | 2020-12-31 | 365 | 9.6597 | 9
89328 | 11.6 | 0.8 | 2019-12-31 | 2020-12-31 | 365 | 10.8526 | 10
89331 | 8.1 | 0.8 | 2019-12-31 | 2020-12-31 | 365 | 7.5781 | 7
89333 | 5.015 | 0.8 | 2019-12-31 | 2020-12-31 | 365 | 4.6919 | 4
89335 | 2.7 | 0.8 | 2019-12-31 | 2020-12-31 | 365 | 2.526 | 2
89344 | 2.36 | 0.8 | 2019-12-31 | 2020-12-31 | 365 | 2.2079 | 2
89349 | 4.425 | 0.8 | 2019-12-31 | 2020-12-31 | 365 | 4.1399 | 4
89351 | 5.605 | 0.8 | 2019-12-31 | 2020-12-31 | 365 | 5.2439 | 5
89353 | 8.4 | 0.8 | 2019-12-31 | 2020-12-31 | 365 | 7.8588 | 7
89357 | 9.735 | 0.8 | 2019-12-31 | 2020-12-31 | 365 | 9.1078 | 9
89358 | 8.26 | 0.8 | 2019-12-31 | 2020-12-31 | 365 | 7.7278 | 7
89359 | 7.67 | 0.8 | 2019-12-31 | 2020-12-31 | 365 | 7.1758 | 7
89361 | 5.31 | 0.8 | 2019-12-31 | 2020-12-31 | 365 | 4.9679 | 4
87831 | 7.965 | 0.8 | 2019-12-31 | 2020-12-31 | 365 | 7.4518 | 7
88194 | 3.36 | 0.8 | 2019-12-31 | 2020-12-31 | 365 | 3.1435 | 3
89329 | 4.425 | 0.8 | 2019-12-31 | 2020-12-31 | 365 | 4.1399 | 4
89330 | 11.505 | 0.8 | 2019-12-31 | 2020-12-31 | 365 | 10.7637 | 10
89332 | 3.19 | 0.8 | 2019-12-31 | 2020-12-31 | 365 | 2.9845 | 2
89334 | 12.98 | 0.8 | 2019-12-31 | 2020-12-31 | 365 | 12.1437 | 12
89336 | 17.405 | 0.8 | 2019-12-31 | 2020-12-31 | 365 | 16.2836 | 16
89340 | 6.785 | 0.8 | 2019-12-31 | 2020-12-31 | 365 | 6.3478 | 6
89343 | 6.785 | 0.8 | 2019-12-31 | 2020-12-31 | 365 | 6.3478 | 6
89345 | 4.13 | 0.8 | 2019-12-31 | 2020-12-31 | 365 | 3.8639 | 3
89378 | 3.835 | 0.8 | 2019-12-31 | 2020-12-31 | 365 | 3.5879 | 3
89379 | 7.2 | 0.8 | 2019-12-31 | 2020-12-31 | 365 | 6.7361 | 6
89380 | 4.425 | 0.8 | 2019-12-31 | 2020-12-31 | 365 | 4.1399 | 4
89384 | 8.555 | 0.8 | 2019-12-31 | 2020-12-31 | 365 | 8.0038 | 8
89385 | 4.72 | 0.8 | 2019-12-31 | 2020-12-31 | 365 | 4.4159 | 4
89392 | 5.605 | 0.8 | 2019-12-31 | 2020-12-31 | 365 | 5.2439 | 5
89400 | 4.72 | 0.8 | 2019-12-31 | 2020-12-31 | 365 | 4.4159 | 4
89402 | 4.72 | 0.8 | 2019-12-31 | 2020-12-31 | 365 | 4.4159 | 4
89405 | 8.26 | 0.8 | 2019-12-31 | 2020-12-31 | 365 | 7.7278 | 7
89406 | 6.195 | 0.8 | 2019-12-31 | 2020-12-31 | 365 | 5.7958 | 5
89408 | 6.49 | 0.8 | 2019-12-31 | 2020-12-31 | 365 | 6.0718 | 6
89410 | 7.08 | 0.8 | 2019-12-31 | 2020-12-31 | 365 | 6.6238 | 6
89412 | 7.08 | 0.8 | 2019-12-31 | 2020-12-31 | 365 | 6.6238 | 6
89414 | 10.8 | 0.8 | 2019-12-31 | 2020-12-31 | 365 | 10.1041 | 10
89419 | 6.38 | 0.8 | 2019-12-31 | 2020-12-31 | 365 | 5.9689 | 5
89420 | 11.8 | 0.8 | 2019-12-31 | 2020-12-31 | 365 | 11.0397 | 11
89421 | 3.835 | 0.8 | 2019-12-31 | 2020-12-31 | 365 | 3.5879 | 3
89422 | 9.145 | 0.8 | 2019-12-31 | 2020-12-31 | 365 | 8.5558 | 8
89423 | 4.425 | 0.8 | 2019-12-31 | 2020-12-31 | 365 | 4.1399 | 4
89425 | 5.9 | 0.8 | 2019-12-31 | 2020-12-31 | 365 | 5.5199 | 5
89426 | 12.39 | 0.8 | 2019-12-31 | 2020-12-31 | 365 | 11.5917 | 11
89427 | 13.275 | 0.8 | 2019-12-31 | 2020-12-31 | 365 | 12.4197 | 12
89428 | 9.44 | 0.8 | 2019-12-31 | 2020-12-31 | 365 | 8.8318 | 8
89429 | 6.785 | 0.8 | 2019-12-31 | 2020-12-31 | 365 | 6.3478 | 6
89430 | 13.275 | 0.8 | 2019-12-31 | 2020-12-31 | 365 | 12.4197 | 12
89431 | 9.44 | 0.8 | 2019-12-31 | 2020-12-31 | 365 | 8.8318 | 8
89432 | 8.85 | 0.8 | 2019-12-31 | 2020-12-31 | 365 | 8.2798 | 8
89433 | 5.015 | 0.8 | 2019-12-31 | 2020-12-31 | 365 | 4.6919 | 4
89434 | 10.03 | 0.8 | 2019-12-31 | 2020-12-31 | 365 | 9.3837 | 9
89435 | 8.26 | 0.8 | 2019-12-31 | 2020-12-31 | 365 | 7.7278 | 7
85786 | 3.445 | 1 | 2019-12-31 | 2020-12-31 | 365 | 4.0288 | 4
87833 | 10.915 | 0.8 | 2019-12-31 | 2020-12-31 | 365 | 10.2117 | 10
87834 | 6.49 | 0.8 | 2019-12-31 | 2020-12-31 | 365 | 6.0718 | 6
87835 | 8.555 | 0.8 | 2019-12-31 | 2020-12-31 | 365 | 8.0038 | 8
87864 | 10.62 | 0.8 | 2019-12-31 | 2020-12-31 | 365 | 9.9357 | 9
88757 | 2.36 | 0.8 | 2019-12-31 | 2020-12-31 | 365 | 2.2079 | 2
89248 | 12.095 | 0.8 | 2019-12-31 | 2020-12-31 | 365 | 11.3157 | 11
89500 | 5.31 | 0.8 | 2019-12-31 | 2020-12-31 | 365 | 4.9679 | 4
89501 | 13.865 | 0.8 | 2019-12-31 | 2020-12-31 | 365 | 12.9717 | 12
89503 | 10.03 | 0.8 | 2019-12-31 | 2020-12-31 | 365 | 9.3837 | 9
89559 | 5.9 | 0.8 | 2019-12-31 | 2020-12-31 | 365 | 5.5199 | 5
89584 | 6.6 | 0.8 | 2019-12-31 | 2020-12-31 | 365 | 6.1747 | 6
89586 | 5.31 | 0.8 | 2019-12-31 | 2020-12-31 | 365 | 4.9679 | 4
89587 | 8.1 | 0.8 | 2019-12-31 | 2020-12-31 | 365 | 7.5781 | 7
89588 | 9.145 | 0.8 | 2019-12-31 | 2020-12-31 | 365 | 8.5558 | 8
89593 | 9.145 | 0.8 | 2019-12-31 | 2020-12-31 | 365 | 8.5558 | 8
89625 | 10.03 | 0.8 | 2019-12-31 | 2020-12-31 | 365 | 9.3837 | 9
89627 | 10.62 | 0.8 | 2019-12-31 | 2020-12-31 | 365 | 9.9357 | 9
89629 | 7.08 | 0.8 | 2019-12-31 | 2020-12-31 | 365 | 6.6238 | 6
89631 | 7.965 | 0.8 | 2019-12-31 | 2020-12-31 | 365 | 7.4518 | 7
89633 | 6.49 | 0.8 | 2019-12-31 | 2020-12-31 | 365 | 6.0718 | 6
89635 | 2.655 | 0.8 | 2019-12-31 | 2020-12-31 | 365 | 2.4839 | 2
89636 | 8.555 | 0.8 | 2019-12-31 | 2020-12-31 | 365 | 8.0038 | 8
89637 | 4.13 | 0.8 | 2019-12-31 | 2020-12-31 | 365 | 3.8639 | 3
89639 | 8.555 | 0.8 | 2019-12-31 | 2020-12-31 | 365 | 8.0038 | 8
89640 | 6.49 | 0.8 | 2019-12-31 | 2020-12-31 | 365 | 6.0718 | 6
89643 | 8.1 | 0.8 | 2019-12-31 | 2020-12-31 | 365 | 7.5781 | 7
89646 | 8.85 | 0.8 | 2019-12-31 | 2020-12-31 | 365 | 8.2798 | 8
89647 | 4.13 | 0.8 | 2019-12-31 | 2020-12-31 | 365 | 3.8639 | 3
89650 | 4.72 | 0.8 | 2019-12-31 | 2020-12-31 | 365 | 4.4159 | 4
89654 | 9.6 | 0.8 | 2019-12-31 | 2020-12-31 | 365 | 8.9815 | 8
89660 | 3.54 | 0.8 | 2019-12-31 | 2020-12-31 | 365 | 3.3119 | 3
89664 | 3.54 | 0.8 | 2019-12-31 | 2020-12-31 | 365 | 3.3119 | 3
89666 | 14.75 | 0.8 | 2019-12-31 | 2020-12-31 | 365 | 13.7996 | 13
89671 | 5.9 | 0.8 | 2019-12-31 | 2020-12-31 | 365 | 5.5199 | 5
89672 | 8.85 | 0.8 | 2019-12-31 | 2020-12-31 | 365 | 8.2798 | 8
89674 | 12.9 | 0.8 | 2019-12-31 | 2020-12-31 | 365 | 12.0688 | 12
89675 | 8.1 | 0.8 | 2019-12-31 | 2020-12-31 | 365 | 7.5781 | 7
89677 | 10.62 | 0.8 | 2019-12-31 | 2020-12-31 | 365 | 9.9357 | 9
89678 | 7.83 | 0.8 | 2019-12-31 | 2020-12-31 | 365 | 7.3255 | 7
89679 | 5.015 | 0.8 | 2019-12-31 | 2020-12-31 | 365 | 4.6919 | 4
89504 | 4.425 | 0.8 | 2019-12-31 | 2020-12-31 | 365 | 4.1399 | 4
89250 | 7.375 | 0.8 | 2019-12-31 | 2020-12-31 | 365 | 6.8998 | 6
89576 | 5.9 | 0.8 | 2019-12-31 | 2020-12-31 | 365 | 5.5199 | 5
89581 | 5.51 | 0.8 | 2019-12-31 | 2020-12-31 | 365 | 5.155 | 5
89583 | 5.8 | 0.8 | 2019-12-31 | 2020-12-31 | 365 | 5.4263 | 5
89622 | 4.2 | 0.8 | 2019-12-31 | 2020-12-31 | 365 | 3.9294 | 3
89628 | 3.835 | 0.8 | 2019-12-31 | 2020-12-31 | 365 | 3.5879 | 3
89642 | 3 | 0.8 | 2019-12-31 | 2020-12-31 | 365 | 2.8067 | 2
89645 | 5.605 | 0.8 | 2019-12-31 | 2020-12-31 | 365 | 5.2439 | 5
89649 | 14.175 | 0.8 | 2019-12-31 | 2020-12-31 | 365 | 13.2617 | 13
89680 | 4.425 | 0.8 | 2019-12-31 | 2020-12-31 | 365 | 4.1399 | 4
89681 | 10.5 | 0.8 | 2019-12-31 | 2020-12-31 | 365 | 9.8235 | 9
89682 | 13.275 | 0.8 | 2019-12-31 | 2020-12-31 | 365 | 12.4197 | 12
89683 | 12.095 | 0.8 | 2019-12-31 | 2020-12-31 | 365 | 11.3157 | 11
89684 | 4.425 | 0.8 | 2019-12-31 | 2020-12-31 | 365 | 4.1399 | 4
89685 | 5.31 | 0.8 | 2019-12-31 | 2020-12-31 | 365 | 4.9679 | 4
89686 | 7.375 | 0.8 | 2019-12-31 | 2020-12-31 | 365 | 6.8998 | 6
89688 | 6.6 | 0.8 | 2019-12-31 | 2020-12-31 | 365 | 6.1747 | 6
89770 | 7.67 | 0.8 | 2019-12-31 | 2020-12-31 | 365 | 7.1758 | 7
89774 | 7.67 | 0.8 | 2019-12-31 | 2020-12-31 | 365 | 7.1758 | 7
89777 | 2.95 | 0.8 | 2019-12-31 | 2020-12-31 | 365 | 2.7599 | 2
89781 | 12.255 | 0.8 | 2019-12-31 | 2020-12-31 | 365 | 11.4654 | 11
89785 | 10.325 | 0.8 | 2019-12-31 | 2020-12-31 | 365 | 9.6597 | 9
89786 | 4.425 | 0.8 | 2019-12-31 | 2020-12-31 | 365 | 4.1399 | 4
89787 | 5.605 | 0.8 | 2019-12-31 | 2020-12-31 | 365 | 5.2439 | 5
89789 | 7.965 | 0.8 | 2019-12-31 | 2020-12-31 | 365 | 7.4518 | 7
89790 | 12.98 | 0.8 | 2019-12-31 | 2020-12-31 | 365 | 12.1437 | 12
89797 | 7.375 | 0.8 | 2019-12-31 | 2020-12-31 | 365 | 6.8998 | 6
87634 | 4.13 | 0.8 | 2019-12-31 | 2020-12-31 | 365 | 3.8639 | 3
89943 | 2.36 | 0.8 | 2019-12-31 | 2020-12-31 | 365 | 2.2079 | 2
89944 | 10.52 | 0.8 | 2019-12-31 | 2020-12-31 | 365 | 9.8422 | 9
89945 | 8.555 | 0.8 | 2019-12-31 | 2020-12-31 | 365 | 8.0038 | 8
89948 | 3.54 | 0.8 | 2019-12-31 | 2020-12-31 | 365 | 3.3119 | 3
89950 | 5.8 | 0.8 | 2019-12-31 | 2020-12-31 | 365 | 5.4263 | 5
89953 | 3.835 | 0.8 | 2019-12-31 | 2020-12-31 | 365 | 3.5879 | 3
89956 | 9.145 | 0.8 | 2019-12-31 | 2020-12-31 | 365 | 8.5558 | 8
89960 | 11.4 | 0.8 | 2019-12-31 | 2020-12-31 | 365 | 10.6655 | 10
89964 | 2.16 | 0.8 | 2019-12-31 | 2020-12-31 | 365 | 2.0208 | 2
89967 | 5.4 | 0.8 | 2019-12-31 | 2020-12-31 | 365 | 5.0521 | 5
89981 | 6.195 | 0.8 | 2019-12-31 | 2020-12-31 | 365 | 5.7958 | 5
89986 | 5.31 | 0.8 | 2019-12-31 | 2020-12-31 | 365 | 4.9679 | 4
90001 | 13.5 | 0.8 | 2019-12-31 | 2020-12-31 | 365 | 12.6302 | 12
90012 | 5.015 | 0.8 | 2019-12-31 | 2020-12-31 | 365 | 4.6919 | 4
90019 | 15.3 | 0.8 | 2019-12-31 | 2020-12-31 | 365 | 14.3142 | 14
90020 | 5.32 | 0.8 | 2019-12-31 | 2020-12-31 | 365 | 4.9772 | 4
90028 | 7.375 | 0.8 | 2019-12-31 | 2020-12-31 | 365 | 6.8998 | 6
90029 | 9.57 | 0.8 | 2019-12-31 | 2020-12-31 | 365 | 8.9534 | 8
90030 | 2.95 | 0.8 | 2019-12-31 | 2020-12-31 | 365 | 2.7599 | 2
90031 | 4.13 | 0.8 | 2019-12-31 | 2020-12-31 | 365 | 3.8639 | 3
90033 | 3.245 | 0.8 | 2019-12-31 | 2020-12-31 | 365 | 3.0359 | 3
90034 | 9.145 | 0.8 | 2019-12-31 | 2020-12-31 | 365 | 8.5558 | 8
90035 | 15.3 | 0.8 | 2019-12-31 | 2020-12-31 | 365 | 14.3142 | 14
90036 | 5.015 | 0.8 | 2019-12-31 | 2020-12-31 | 365 | 4.6919 | 4
90037 | 5.31 | 0.8 | 2019-12-31 | 2020-12-31 | 365 | 4.9679 | 4
90038 | 7.2 | 0.8 | 2019-12-31 | 2020-12-31 | 365 | 6.7361 | 6
90041 | 10.2 | 0.8 | 2019-12-31 | 2020-12-31 | 365 | 9.5428 | 9
90045 | 5.9 | 0.8 | 2019-12-31 | 2020-12-31 | 365 | 5.5199 | 5
90046 | 10.325 | 0.8 | 2019-12-31 | 2020-12-31 | 365 | 9.6597 | 9
90050 | 4.2 | 0.8 | 2019-12-31 | 2020-12-31 | 365 | 3.9294 | 3
90051 | 2.565 | 0.8 | 2019-12-31 | 2020-12-31 | 365 | 2.3997 | 2
90056 | 8.7 | 0.8 | 2019-12-31 | 2020-12-31 | 365 | 8.1394 | 8
90070 | 5.88 | 0.8 | 2019-12-31 | 2020-12-31 | 365 | 5.5011 | 5
90072 | 7.965 | 0.8 | 2019-12-31 | 2020-12-31 | 365 | 7.4518 | 7
90098 | 9.975 | 0.8 | 2019-12-31 | 2020-12-31 | 365 | 9.3323 | 9
90099 | 10.915 | 0.8 | 2019-12-31 | 2020-12-31 | 365 | 10.2117 | 10
90100 | 5.31 | 0.8 | 2019-12-31 | 2020-12-31 | 365 | 4.9679 | 4
90101 | 14.79 | 0.8 | 2019-12-31 | 2020-12-31 | 365 | 13.8371 | 13
90117 | 5.31 | 0.8 | 2019-12-31 | 2020-12-31 | 365 | 4.9679 | 4
90118 | 5.7 | 0.8 | 2019-12-31 | 2020-12-31 | 365 | 5.3327 | 5
90119 | 4.425 | 0.8 | 2019-12-31 | 2020-12-31 | 365 | 4.1399 | 4
90120 | 2.95 | 0.8 | 2019-12-31 | 2020-12-31 | 365 | 2.7599 | 2
90123 | 2.28 | 0.8 | 2019-12-31 | 2020-12-31 | 365 | 2.1331 | 2
90127 | 4.8 | 0.8 | 2019-12-31 | 2020-12-31 | 365 | 4.4907 | 4
90130 | 11.1 | 0.8 | 2019-12-31 | 2020-12-31 | 365 | 10.3848 | 10
89779 | 7.67 | 0.8 | 2019-12-31 | 2020-12-31 | 365 | 7.1758 | 7
90132 | 13.57 | 0.8 | 2019-12-31 | 2020-12-31 | 365 | 12.6957 | 12
90135 | 2.36 | 0.8 | 2019-12-31 | 2020-12-31 | 365 | 2.2079 | 2
90138 | 5.9 | 0.8 | 2019-12-31 | 2020-12-31 | 365 | 5.5199 | 5
90139 | 2.36 | 0.8 | 2019-12-31 | 2020-12-31 | 365 | 2.2079 | 2
90331 | 6.3 | 0.8 | 2019-12-31 | 2020-12-31 | 365 | 5.8941 | 5
90334 | 4.8 | 0.8 | 2019-12-31 | 2020-12-31 | 365 | 4.4907 | 4
90335 | 7.965 | 0.8 | 2019-12-31 | 2020-12-31 | 365 | 7.4518 | 7
90336 | 5.7 | 0.8 | 2019-12-31 | 2020-12-31 | 365 | 5.3327 | 5
90338 | 4.5 | 0.8 | 2019-12-31 | 2020-12-31 | 365 | 4.2101 | 4
90341 | 8.4 | 0.8 | 2019-12-31 | 2020-12-31 | 365 | 7.8588 | 7
90342 | 5.9 | 0.8 | 2019-12-31 | 2020-12-31 | 365 | 5.5199 | 5
90343 | 7.5 | 0.8 | 2019-12-31 | 2020-12-31 | 365 | 7.0168 | 7
90344 | 4.72 | 0.8 | 2019-12-31 | 2020-12-31 | 365 | 4.4159 | 4
90345 | 3.245 | 0.8 | 2019-12-31 | 2020-12-31 | 365 | 3.0359 | 3
90346 | 7.5 | 0.8 | 2019-12-31 | 2020-12-31 | 365 | 7.0168 | 7
90347 | 8.7 | 0.8 | 2019-12-31 | 2020-12-31 | 365 | 8.1394 | 8
90348 | 2.95 | 0.8 | 2019-12-31 | 2020-12-31 | 365 | 2.7599 | 2
90349 | 7.67 | 0.8 | 2019-12-31 | 2020-12-31 | 365 | 7.1758 | 7
90352 | 2.36 | 0.8 | 2019-12-31 | 2020-12-31 | 365 | 2.2079 | 2
90354 | 5.31 | 0.8 | 2019-12-31 | 2020-12-31 | 365 | 4.9679 | 4
90356 | 12.6 | 0.8 | 2019-12-31 | 2020-12-31 | 365 | 11.7882 | 11
90360 | 5.8 | 0.8 | 2019-12-31 | 2020-12-31 | 365 | 5.4263 | 5
90363 | 14.16 | 0.8 | 2019-12-31 | 2020-12-31 | 365 | 13.2476 | 13
90367 | 6.195 | 0.8 | 2019-12-31 | 2020-12-31 | 365 | 5.7958 | 5
90369 | 8.26 | 0.8 | 2019-12-31 | 2020-12-31 | 365 | 7.7278 | 7
90372 | 4.72 | 0.8 | 2019-12-31 | 2020-12-31 | 365 | 4.4159 | 4
90375 | 5.1 | 0.8 | 2019-12-31 | 2020-12-31 | 365 | 4.7714 | 4
90378 | 8.4 | 0.8 | 2019-12-31 | 2020-12-31 | 365 | 7.8588 | 7
90382 | 8.4 | 0.8 | 2019-12-31 | 2020-12-31 | 365 | 7.8588 | 7
90561 | 4.5 | 0.8 | 2019-12-31 | 2020-12-31 | 365 | 4.2101 | 4
90429 | 8.85 | 0.8 | 2019-12-31 | 2020-12-31 | 365 | 8.2798 | 8
90430 | 9 | 0.8 | 2019-12-31 | 2020-12-31 | 365 | 8.4201 | 8
90431 | 12.6 | 0.8 | 2019-12-31 | 2020-12-31 | 365 | 11.7882 | 11
90432 | 9.735 | 0.8 | 2019-12-31 | 2020-12-31 | 365 | 9.1078 | 9
90433 | 10.03 | 0.8 | 2019-12-31 | 2020-12-31 | 365 | 9.3837 | 9
90434 | 9.735 | 0.8 | 2019-12-31 | 2020-12-31 | 365 | 9.1078 | 9
90435 | 7.375 | 0.8 | 2019-12-31 | 2020-12-31 | 365 | 6.8998 | 6
90436 | 5.605 | 0.8 | 2019-12-31 | 2020-12-31 | 365 | 5.2439 | 5
90437 | 11.8 | 0.8 | 2019-12-31 | 2020-12-31 | 365 | 11.0397 | 11
90438 | 8.1 | 0.8 | 2019-12-31 | 2020-12-31 | 365 | 7.5781 | 7
90439 | 7.08 | 0.8 | 2019-12-31 | 2020-12-31 | 365 | 6.6238 | 6
90440 | 11.21 | 0.8 | 2019-12-31 | 2020-12-31 | 365 | 10.4877 | 10
90442 | 3.835 | 0.8 | 2019-12-31 | 2020-12-31 | 365 | 3.5879 | 3
90443 | 7.8 | 0.8 | 2019-12-31 | 2020-12-31 | 365 | 7.2974 | 7
90444 | 6.3 | 0.8 | 2019-12-31 | 2020-12-31 | 365 | 5.8941 | 5
90445 | 10.8 | 0.8 | 2019-12-31 | 2020-12-31 | 365 | 10.1041 | 10
90448 | 11.21 | 0.8 | 2019-12-31 | 2020-12-31 | 365 | 10.4877 | 10
90452 | 8.4 | 0.8 | 2019-12-31 | 2020-12-31 | 365 | 7.8588 | 7
90456 | 15.3 | 0.8 | 2019-12-31 | 2020-12-31 | 365 | 14.3142 | 14
90461 | 2.4 | 0.8 | 2019-12-31 | 2020-12-31 | 365 | 2.2454 | 2
90463 | 15.3 | 0.8 | 2019-12-31 | 2020-12-31 | 365 | 14.3142 | 14
90471 | 6 | 0.8 | 2019-12-31 | 2020-12-31 | 365 | 5.6134 | 5
90476 | 5.31 | 0.8 | 2019-12-31 | 2020-12-31 | 365 | 4.9679 | 4
90479 | 9 | 0.8 | 2019-12-31 | 2020-12-31 | 365 | 8.4201 | 8
90505 | 4.72 | 0.8 | 2019-12-31 | 2020-12-31 | 365 | 4.4159 | 4
90518 | 4.5 | 0.8 | 2019-12-31 | 2020-12-31 | 365 | 4.2101 | 4
90528 | 5.7 | 0.8 | 2019-12-31 | 2020-12-31 | 365 | 5.3327 | 5
90530 | 5.8 | 0.8 | 2019-12-31 | 2020-12-31 | 365 | 5.4263 | 5
90531 | 4.8 | 0.8 | 2019-12-31 | 2020-12-31 | 365 | 4.4907 | 4
90542 | 7.67 | 0.8 | 2019-12-31 | 2020-12-31 | 365 | 7.1758 | 7
90567 | 13.275 | 0.8 | 2019-12-31 | 2020-12-31 | 365 | 12.4197 | 12
90569 | 5.4 | 0.8 | 2019-12-31 | 2020-12-31 | 365 | 5.0521 | 5
90570 | 5.1 | 0.8 | 2019-12-31 | 2020-12-31 | 365 | 4.7714 | 4
90571 | 7.965 | 0.8 | 2019-12-31 | 2020-12-31 | 365 | 7.4518 | 7
90572 | 5.31 | 0.8 | 2019-12-31 | 2020-12-31 | 365 | 4.9679 | 4
90573 | 6.785 | 0.8 | 2019-12-31 | 2020-12-31 | 365 | 6.3478 | 6
90574 | 6.195 | 0.8 | 2019-12-31 | 2020-12-31 | 365 | 5.7958 | 5
90575 | 5.605 | 0.8 | 2019-12-31 | 2020-12-31 | 365 | 5.2439 | 5
90576 | 3.6 | 0.8 | 2019-12-31 | 2020-12-31 | 365 | 3.368 | 3
90578 | 8.555 | 0.8 | 2019-12-31 | 2020-12-31 | 365 | 8.0038 | 8
90580 | 4.2 | 0.8 | 2019-12-31 | 2020-12-31 | 365 | 3.9294 | 3
90584 | 5.4 | 0.8 | 2019-12-31 | 2020-12-31 | 365 | 5.0521 | 5
90585 | 10.5 | 0.8 | 2019-12-31 | 2020-12-31 | 365 | 9.8235 | 9
90589 | 9.6 | 0.8 | 2019-12-31 | 2020-12-31 | 365 | 8.9815 | 8
90597 | 4.2 | 0.8 | 2019-12-31 | 2020-12-31 | 365 | 3.9294 | 3
90600 | 5.9 | 0.8 | 2019-12-31 | 2020-12-31 | 365 | 5.5199 | 5
90601 | 3 | 0.8 | 2019-12-31 | 2020-12-31 | 365 | 2.8067 | 2
90603 | 5.605 | 0.8 | 2019-12-31 | 2020-12-31 | 365 | 5.2439 | 5
90605 | 3.54 | 0.8 | 2019-12-31 | 2020-12-31 | 365 | 3.3119 | 3
90607 | 10.62 | 0.8 | 2019-12-31 | 2020-12-31 | 365 | 9.9357 | 9
90614 | 7.965 | 0.8 | 2019-12-31 | 2020-12-31 | 365 | 7.4518 | 7
90617 | 11.505 | 0.8 | 2019-12-31 | 2020-12-31 | 365 | 10.7637 | 10
90618 | 15.3 | 0.8 | 2019-12-31 | 2020-12-31 | 365 | 14.3142 | 14
90620 | 8.85 | 0.8 | 2019-12-31 | 2020-12-31 | 365 | 8.2798 | 8
90625 | 9.9 | 0.8 | 2019-12-31 | 2020-12-31 | 365 | 9.2621 | 9
90627 | 6.785 | 0.8 | 2019-12-31 | 2020-12-31 | 365 | 6.3478 | 6
90630 | 6.785 | 0.8 | 2019-12-31 | 2020-12-31 | 365 | 6.3478 | 6
90631 | 8.85 | 0.8 | 2019-12-31 | 2020-12-31 | 365 | 8.2798 | 8
90635 | 7.83 | 0.8 | 2019-12-31 | 2020-12-31 | 365 | 7.3255 | 7
90636 | 2.4 | 0.8 | 2019-12-31 | 2020-12-31 | 365 | 2.2454 | 2
90639 | 2.36 | 0.8 | 2019-12-31 | 2020-12-31 | 365 | 2.2079 | 2
90642 | 4.06 | 0.8 | 2019-12-31 | 2020-12-31 | 365 | 3.7984 | 3
90643 | 8.85 | 0.8 | 2019-12-31 | 2020-12-31 | 365 | 8.2798 | 8
90644 | 4.425 | 0.8 | 2019-12-31 | 2020-12-31 | 365 | 4.1399 | 4
90645 | 3.835 | 0.8 | 2019-12-31 | 2020-12-31 | 365 | 3.5879 | 3
90646 | 2.655 | 0.8 | 2019-12-31 | 2020-12-31 | 365 | 2.4839 | 2
90647 | 6.6 | 0.8 | 2019-12-31 | 2020-12-31 | 365 | 6.1747 | 6
90650 | 5.04 | 0.8 | 2019-12-31 | 2020-12-31 | 365 | 4.7153 | 4
90651 | 8.7 | 0.8 | 2019-12-31 | 2020-12-31 | 365 | 8.1394 | 8
90653 | 5.605 | 0.8 | 2019-12-31 | 2020-12-31 | 365 | 5.2439 | 5
90655 | 2.4 | 0.8 | 2019-12-31 | 2020-12-31 | 365 | 2.2454 | 2
90662 | 11.1 | 0.8 | 2019-12-31 | 2020-12-31 | 365 | 10.3848 | 10
90664 | 8.1 | 0.8 | 2019-12-31 | 2020-12-31 | 365 | 7.5781 | 7
90666 | 14.1 | 0.8 | 2019-12-31 | 2020-12-31 | 365 | 13.1915 | 13
90667 | 8.4 | 0.8 | 2019-12-31 | 2020-12-31 | 365 | 7.8588 | 7
90668 | 5.9 | 0.8 | 2019-12-31 | 2020-12-31 | 365 | 5.5199 | 5
90671 | 8.555 | 0.8 | 2019-12-31 | 2020-12-31 | 365 | 8.0038 | 8
90673 | 8.4 | 0.8 | 2019-12-31 | 2020-12-31 | 365 | 7.8588 | 7
90674 | 6.3 | 0.8 | 2019-12-31 | 2020-12-31 | 365 | 5.8941 | 5
90676 | 9.9 | 0.8 | 2019-12-31 | 2020-12-31 | 365 | 9.2621 | 9
90679 | 4.425 | 0.8 | 2019-12-31 | 2020-12-31 | 365 | 4.1399 | 4
90680 | 10.2 | 0.8 | 2019-12-31 | 2020-12-31 | 365 | 9.5428 | 9
90682 | 5.4 | 0.8 | 2019-12-31 | 2020-12-31 | 365 | 5.0521 | 5
90683 | 7.965 | 0.8 | 2019-12-31 | 2020-12-31 | 365 | 7.4518 | 7
90689 | 6.785 | 0.8 | 2019-12-31 | 2020-12-31 | 365 | 6.3478 | 6
90692 | 8.555 | 0.8 | 2019-12-31 | 2020-12-31 | 365 | 8.0038 | 8
90693 | 5.9 | 0.8 | 2019-12-31 | 2020-12-31 | 365 | 5.5199 | 5
90695 | 7.08 | 0.8 | 2019-12-31 | 2020-12-31 | 365 | 6.6238 | 6
90697 | 6.9 | 0.8 | 2019-12-31 | 2020-12-31 | 365 | 6.4554 | 6
90699 | 17.7 | 0.8 | 2019-12-31 | 2020-12-31 | 365 | 16.5596 | 16
90703 | 9.145 | 0.8 | 2019-12-31 | 2020-12-31 | 365 | 8.5558 | 8
90706 | 7.965 | 0.8 | 2019-12-31 | 2020-12-31 | 365 | 7.4518 | 7
90715 | 14.75 | 0.8 | 2019-12-31 | 2020-12-31 | 365 | 13.7996 | 13
90717 | 2.7 | 0.8 | 2019-12-31 | 2020-12-31 | 365 | 2.526 | 2
90721 | 9.9 | 0.8 | 2019-12-31 | 2020-12-31 | 365 | 9.2621 | 9
90722 | 7.965 | 0.8 | 2019-12-31 | 2020-12-31 | 365 | 7.4518 | 7
90724 | 8.555 | 0.8 | 2019-12-31 | 2020-12-31 | 365 | 8.0038 | 8
90758 | 5.9 | 0.8 | 2019-12-31 | 2020-12-31 | 365 | 5.5199 | 5
90333 | 8.4 | 0.8 | 2019-12-31 | 2020-12-31 | 365 | 7.8588 | 7
90658 | 7.5 | 0.8 | 2019-12-31 | 2020-12-31 | 365 | 7.0168 | 7
90665 | 10.915 | 0.8 | 2019-12-31 | 2020-12-31 | 365 | 10.2117 | 10
90669 | 8.555 | 0.8 | 2019-12-31 | 2020-12-31 | 365 | 8.0038 | 8
90700 | 9.44 | 0.8 | 2019-12-31 | 2020-12-31 | 365 | 8.8318 | 8
90708 | 9.86 | 0.8 | 2019-12-31 | 2020-12-31 | 365 | 9.2247 | 9
90716 | 10.2 | 0.8 | 2019-12-31 | 2020-12-31 | 365 | 9.5428 | 9
90725 | 10.8 | 0.8 | 2019-12-31 | 2020-12-31 | 365 | 10.1041 | 10
90734 | 5.015 | 0.8 | 2019-12-31 | 2020-12-31 | 365 | 4.6919 | 4
90735 | 10.62 | 0.8 | 2019-12-31 | 2020-12-31 | 365 | 9.9357 | 9
90736 | 3 | 0.8 | 2019-12-31 | 2020-12-31 | 365 | 2.8067 | 2
90737 | 9.86 | 0.8 | 2019-12-31 | 2020-12-31 | 365 | 9.2247 | 9
90739 | 9 | 0.8 | 2019-12-31 | 2020-12-31 | 365 | 8.4201 | 8
90740 | 9.6 | 0.8 | 2019-12-31 | 2020-12-31 | 365 | 8.9815 | 8
90741 | 7.08 | 0.8 | 2019-12-31 | 2020-12-31 | 365 | 6.6238 | 6
90743 | 10.03 | 0.8 | 2019-12-31 | 2020-12-31 | 365 | 9.3837 | 9
90747 | 6.9 | 0.8 | 2019-12-31 | 2020-12-31 | 365 | 6.4554 | 6
90751 | 11.21 | 0.8 | 2019-12-31 | 2020-12-31 | 365 | 10.4877 | 10
90756 | 4.72 | 0.8 | 2019-12-31 | 2020-12-31 | 365 | 4.4159 | 4
90757 | 8.4 | 0.8 | 2019-12-31 | 2020-12-31 | 365 | 7.8588 | 7
90762 | 5.9 | 0.8 | 2019-12-31 | 2020-12-31 | 365 | 5.5199 | 5
90767 | 11.89 | 0.8 | 2019-12-31 | 2020-12-31 | 365 | 11.1239 | 11
90770 | 6.49 | 0.8 | 2019-12-31 | 2020-12-31 | 365 | 6.0718 | 6
90771 | 5.9 | 0.8 | 2019-12-31 | 2020-12-31 | 365 | 5.5199 | 5
90773 | 16.2 | 0.8 | 2019-12-31 | 2020-12-31 | 365 | 15.1562 | 15
90775 | 13.275 | 0.8 | 2019-12-31 | 2020-12-31 | 365 | 12.4197 | 12
90776 | 13.275 | 0.8 | 2019-12-31 | 2020-12-31 | 365 | 12.4197 | 12
90779 | 12.3 | 0.8 | 2019-12-31 | 2020-12-31 | 365 | 11.5075 | 11
90804 | 10.03 | 0.8 | 2019-12-31 | 2020-12-31 | 365 | 9.3837 | 9
90806 | 7.08 | 0.8 | 2019-12-31 | 2020-12-31 | 365 | 6.6238 | 6
90810 | 11.505 | 0.8 | 2019-12-31 | 2020-12-31 | 365 | 10.7637 | 10
90812 | 9.735 | 0.8 | 2019-12-31 | 2020-12-31 | 365 | 9.1078 | 9
90814 | 3.6 | 0.8 | 2019-12-31 | 2020-12-31 | 365 | 3.368 | 3
90818 | 10.8 | 0.8 | 2019-12-31 | 2020-12-31 | 365 | 10.1041 | 10
90822 | 9.3 | 0.8 | 2019-12-31 | 2020-12-31 | 365 | 8.7008 | 8
90825 | 3.3 | 0.8 | 2019-12-31 | 2020-12-31 | 365 | 3.0874 | 3
90828 | 6.195 | 0.8 | 2019-12-31 | 2020-12-31 | 365 | 5.7958 | 5
90831 | 2.36 | 0.8 | 2019-12-31 | 2020-12-31 | 365 | 2.2079 | 2
90837 | 9.28 | 0.8 | 2019-12-31 | 2020-12-31 | 365 | 8.6821 | 8
90841 | 5.015 | 0.8 | 2019-12-31 | 2020-12-31 | 365 | 4.6919 | 4
90843 | 6.195 | 0.8 | 2019-12-31 | 2020-12-31 | 365 | 5.7958 | 5
90844 | 11.4 | 0.8 | 2019-12-31 | 2020-12-31 | 365 | 10.6655 | 10
90847 | 10.44 | 0.8 | 2019-12-31 | 2020-12-31 | 365 | 9.7673 | 9
90048 | 7.8 | 0.8 | 2019-12-31 | 2020-12-31 | 365 | 7.2974 | 7
90815 | 6.9 | 0.8 | 2019-12-31 | 2020-12-31 | 365 | 6.4554 | 6
90816 | 8.26 | 0.8 | 2019-12-31 | 2020-12-31 | 365 | 7.7278 | 7
90821 | 7.2 | 0.8 | 2019-12-31 | 2020-12-31 | 365 | 6.7361 | 6
90832 | 6 | 0.8 | 2019-12-31 | 2020-12-31 | 365 | 5.6134 | 5
90839 | 9.145 | 0.8 | 2019-12-31 | 2020-12-31 | 365 | 8.5558 | 8
90842 | 10.325 | 0.8 | 2019-12-31 | 2020-12-31 | 365 | 9.6597 | 9
90845 | 8.26 | 0.8 | 2019-12-31 | 2020-12-31 | 365 | 7.7278 | 7
90848 | 9.145 | 0.8 | 2019-12-31 | 2020-12-31 | 365 | 8.5558 | 8
90849 | 3 | 0.8 | 2019-12-31 | 2020-12-31 | 365 | 2.8067 | 2
90850 | 4.72 | 0.8 | 2019-12-31 | 2020-12-31 | 365 | 4.4159 | 4
90851 | 4.5 | 0.8 | 2019-12-31 | 2020-12-31 | 365 | 4.2101 | 4
90834 | 8.555 | 0.8 | 2019-12-31 | 2020-12-31 | 365 | 8.0038 | 8
90846 | 10.2 | 0.8 | 2019-12-31 | 2020-12-31 | 365 | 9.5428 | 9
90924 | 12.095 | 0.8 | 2019-12-31 | 2020-12-31 | 365 | 11.3157 | 11
90925 | 6.49 | 0.8 | 2019-12-31 | 2020-12-31 | 365 | 6.0718 | 6
90929 | 10.325 | 0.8 | 2019-12-31 | 2020-12-31 | 365 | 9.6597 | 9
90931 | 4.8 | 0.8 | 2019-12-31 | 2020-12-31 | 365 | 4.4907 | 4
90934 | 12.095 | 0.8 | 2019-12-31 | 2020-12-31 | 365 | 11.3157 | 11
90937 | 7.5 | 0.8 | 2019-12-31 | 2020-12-31 | 365 | 7.0168 | 7
90938 | 2.9 | 0.8 | 2019-12-31 | 2020-12-31 | 365 | 2.7131 | 2
90941 | 2.36 | 0.8 | 2019-12-31 | 2020-12-31 | 365 | 2.2079 | 2
90943 | 12.095 | 0.8 | 2019-12-31 | 2020-12-31 | 365 | 11.3157 | 11
90946 | 6.49 | 0.8 | 2019-12-31 | 2020-12-31 | 365 | 6.0718 | 6
90949 | 10.8 | 0.8 | 2019-12-31 | 2020-12-31 | 365 | 10.1041 | 10
90970 | 8.7 | 0.8 | 2019-12-31 | 2020-12-31 | 365 | 8.1394 | 8
90972 | 6.6 | 0.8 | 2019-12-31 | 2020-12-31 | 365 | 6.1747 | 6
90974 | 8.555 | 0.8 | 2019-12-31 | 2020-12-31 | 365 | 8.0038 | 8
90975 | 4.13 | 0.8 | 2019-12-31 | 2020-12-31 | 365 | 3.8639 | 3
90977 | 9 | 0.8 | 2019-12-31 | 2020-12-31 | 365 | 8.4201 | 8
90981 | 7.2 | 0.8 | 2019-12-31 | 2020-12-31 | 365 | 6.7361 | 6
90983 | 3.835 | 0.8 | 2019-12-31 | 2020-12-31 | 365 | 3.5879 | 3
90991 | 4.8 | 0.8 | 2019-12-31 | 2020-12-31 | 365 | 4.4907 | 4
90992 | 2.95 | 0.8 | 2019-12-31 | 2020-12-31 | 365 | 2.7599 | 2
90745 | 6.3 | 0.8 | 2019-12-31 | 2020-12-31 | 365 | 5.8941 | 5
88802 | 6.195 | 0.8 | 2019-12-31 | 2020-12-31 | 365 | 5.7958 | 5
89566 | 9.735 | 0.8 | 2019-12-31 | 2020-12-31 | 365 | 9.1078 | 9
88763 | 13.275 | 0.8 | 2019-12-31 | 2020-12-31 | 365 | 12.4197 | 12
88488 | 8.26 | 0.8 | 2019-12-31 | 2020-12-31 | 365 | 7.7278 | 7
89393 | 3.77 | 0.8 | 2019-12-31 | 2020-12-31 | 365 | 3.5271 | 3
90985 | 5.31 | 0.8 | 2019-12-31 | 2020-12-31 | 365 | 4.9679 | 4
90988 | 13.2 | 0.8 | 2019-12-31 | 2020-12-31 | 365 | 12.3495 | 12
91759 | 10.03 | 0.8 | 2019-12-31 | 2020-12-31 | 365 | 9.3837 | 9
91710 | 16.2 | 0.8 | 2019-12-31 | 2020-12-31 | 365 | 15.1562 | 15
91711 | 11.505 | 0.8 | 2019-12-31 | 2020-12-31 | 365 | 10.7637 | 10
91713 | 5.9 | 0.8 | 2019-12-31 | 2020-12-31 | 365 | 5.5199 | 5
91715 | 4.93 | 0.8 | 2019-12-31 | 2020-12-31 | 365 | 4.6124 | 4
91717 | 7.5 | 0.8 | 2019-12-31 | 2020-12-31 | 365 | 7.0168 | 7
91726 | 10.2 | 0.8 | 2019-12-31 | 2020-12-31 | 365 | 9.5428 | 9
91728 | 6 | 0.8 | 2019-12-31 | 2020-12-31 | 365 | 5.6134 | 5
91730 | 4.2 | 0.8 | 2019-12-31 | 2020-12-31 | 365 | 3.9294 | 3
91734 | 9.3 | 0.8 | 2019-12-31 | 2020-12-31 | 365 | 8.7008 | 8
91736 | 9 | 0.8 | 2019-12-31 | 2020-12-31 | 365 | 8.4201 | 8
91739 | 10.62 | 0.8 | 2019-12-31 | 2020-12-31 | 365 | 9.9357 | 9
91740 | 6.09 | 0.8 | 2019-12-31 | 2020-12-31 | 365 | 5.6976 | 5
91741 | 9.145 | 0.8 | 2019-12-31 | 2020-12-31 | 365 | 8.5558 | 8
91744 | 5.9 | 0.8 | 2019-12-31 | 2020-12-31 | 365 | 5.5199 | 5
91746 | 7.375 | 0.8 | 2019-12-31 | 2020-12-31 | 365 | 6.8998 | 6
91760 | 6.9 | 0.8 | 2019-12-31 | 2020-12-31 | 365 | 6.4554 | 6
91737 | 8.85 | 0.8 | 2019-12-31 | 2020-12-31 | 365 | 8.2798 | 8
91670 | 18.88 | 0.8 | 2019-12-31 | 2020-12-31 | 365 | 17.6635 | 17
91706 | 18.585 | 0.8 | 2019-12-31 | 2020-12-31 | 365 | 17.3875 | 17
91761 | 8.4 | 0.8 | 2019-12-31 | 2020-12-31 | 365 | 7.8588 | 7
91724 | 8.555 | 0.8 | 2019-12-31 | 2020-12-31 | 365 | 8.0038 | 8
91749 | 10.915 | 0.8 | 2019-12-31 | 2020-12-31 | 365 | 10.2117 | 10
91752 | 11.1 | 0.8 | 2019-12-31 | 2020-12-31 | 365 | 10.3848 | 10
91735 | 6.49 | 0.8 | 2019-12-31 | 2020-12-31 | 365 | 6.0718 | 6
91745 | 10.2 | 0.8 | 2019-12-31 | 2020-12-31 | 365 | 9.5428 | 9
91748 | 6.6 | 0.8 | 2019-12-31 | 2020-12-31 | 365 | 6.1747 | 6
91725 | 11.505 | 0.8 | 2019-12-31 | 2020-12-31 | 365 | 10.7637 | 10
91742 | 4.8 | 0.8 | 2019-12-31 | 2020-12-31 | 365 | 4.4907 | 4
91750 | 6.785 | 0.8 | 2019-12-31 | 2020-12-31 | 365 | 6.3478 | 6
91732 | 4.425 | 0.8 | 2019-12-31 | 2020-12-31 | 365 | 4.1399 | 4
91731 | 11.7 | 0.8 | 2019-12-31 | 2020-12-31 | 365 | 10.9461 | 10
91712 | 14.21 | 0.8 | 2019-12-31 | 2020-12-31 | 365 | 13.2944 | 13
91751 | 4.2 | 0.8 | 2019-12-31 | 2020-12-31 | 365 | 3.9294 | 3
91722 | 7.08 | 0.8 | 2019-12-31 | 2020-12-31 | 365 | 6.6238 | 6
91753 | 14.4 | 0.8 | 2019-12-31 | 2020-12-31 | 365 | 13.4722 | 13
90939 | 5.31 | 0.8 | 2019-12-31 | 2020-12-31 | 365 | 4.9679 | 4
91716 | 11.7 | 0.8 | 2019-12-31 | 2020-12-31 | 365 | 10.9461 | 10
91714 | 13.275 | 0.8 | 2019-12-31 | 2020-12-31 | 365 | 12.4197 | 12
91718 | 10.03 | 0.8 | 2019-12-31 | 2020-12-31 | 365 | 9.3837 | 9
91720 | 9 | 0.8 | 2019-12-31 | 2020-12-31 | 365 | 8.4201 | 8
91729 | 7.5 | 0.8 | 2019-12-31 | 2020-12-31 | 365 | 7.0168 | 7
91777 | 7.08 | 0.8 | 2019-12-31 | 2020-12-31 | 365 | 6.6238 | 6
91704 | 8.7 | 0.8 | 2019-12-31 | 2020-12-31 | 365 | 8.1394 | 8
89252 | 3.9 | 0.8 | 2019-12-31 | 2020-12-31 | 365 | 3.6487 | 3
90852 | 8.555 | 0.8 | 2019-12-31 | 2020-12-31 | 365 | 8.0038 | 8
90993 | 7.08 | 0.8 | 2019-12-31 | 2020-12-31 | 365 | 6.6238 | 6
91708 | 5.015 | 0.8 | 2019-12-31 | 2020-12-31 | 365 | 4.6919 | 4
87434 | 7.965 | 0.8 | 2019-12-31 | 2020-12-31 | 365 | 7.4518 | 7
91738 | 6.785 | 0.8 | 2019-12-31 | 2020-12-31 | 365 | 6.3478 | 6
91727 | 7.5 | 0.8 | 2019-12-31 | 2020-12-31 | 365 | 7.0168 | 7
1718 | 99.45 | 0.9 | 2019-12-31 | 2020-12-31 | 365 | 104.6725 | 104
27610 | 98.86 | 0.9 | 2019-12-31 | 2020-12-31 | 365 | 104.0515 | 104
24740 | 331.5 | 0.9 | 2019-12-31 | 2020-12-31 | 365 | 348.9084 | 348
2789 | 7.5 | 1 | 2019-12-31 | 2020-12-31 | 365 | 8.7709 | 8
6451 | 6.5 | 1 | 2019-12-31 | 2020-12-31 | 365 | 7.6015 | 7
3678 | 8.25 | 1 | 2019-12-31 | 2020-12-31 | 365 | 9.648 | 9
5967 | 11.96 | 1 | 2019-12-31 | 2020-12-31 | 365 | 13.9867 | 13
4086 | 7 | 1 | 2019-12-31 | 2020-12-31 | 365 | 8.1862 | 8
2788 | 5 | 1 | 2019-12-31 | 2020-12-31 | 365 | 5.8473 | 5
4437 | 9 | 1 | 2019-12-31 | 2020-12-31 | 365 | 10.5251 | 10
7800 | 3.75 | 1 | 2019-12-31 | 2020-12-31 | 365 | 4.3855 | 4
4935 | 5.98 | 1 | 2019-12-31 | 2020-12-31 | 365 | 6.9934 | 6
2224 | 7.5 | 1 | 2019-12-31 | 2020-12-31 | 365 | 8.7709 | 8
4293 | 11 | 1 | 2019-12-31 | 2020-12-31 | 365 | 12.8641 | 12
4225 | 5.2 | 1 | 2019-12-31 | 2020-12-31 | 365 | 6.0812 | 6
4492 | 5.5 | 1 | 2019-12-31 | 2020-12-31 | 365 | 6.432 | 6
3118 | 4.25 | 1 | 2019-12-31 | 2020-12-31 | 365 | 4.9702 | 4
4277 | 7.5 | 1 | 2019-12-31 | 2020-12-31 | 365 | 8.7709 | 8
4083 | 6 | 1 | 2019-12-31 | 2020-12-31 | 365 | 7.0168 | 7
4612 | 6.75 | 1 | 2019-12-31 | 2020-12-31 | 365 | 7.8939 | 7
4051 | 9 | 1 | 2019-12-31 | 2020-12-31 | 365 | 10.5251 | 10
4155 | 8.75 | 1 | 2019-12-31 | 2020-12-31 | 365 | 10.2328 | 10
4275 | 6.86 | 1 | 2019-12-31 | 2020-12-31 | 365 | 8.0225 | 8
6675 | 9 | 1 | 2019-12-31 | 2020-12-31 | 365 | 10.5251 | 10
3959 | 2.695 | 1 | 2019-12-31 | 2020-12-31 | 365 | 3.1517 | 3
3231 | 9.75 | 1 | 2019-12-31 | 2020-12-31 | 365 | 11.4022 | 11
3579 | 8.06 | 1 | 2019-12-31 | 2020-12-31 | 365 | 9.4258 | 9
4159 | 7.8 | 1 | 2019-12-31 | 2020-12-31 | 365 | 9.1218 | 9
4221 | 7 | 1 | 2019-12-31 | 2020-12-31 | 365 | 8.1862 | 8
2187 | 4.5 | 1 | 2019-12-31 | 2020-12-31 | 365 | 5.2626 | 5
4568 | 6.615 | 1 | 2019-12-31 | 2020-12-31 | 365 | 7.736 | 7
4170 | 3.5 | 1 | 2019-12-31 | 2020-12-31 | 365 | 4.0931 | 4
8688 | 3.85 | 1 | 2019-12-31 | 2020-12-31 | 365 | 4.5024 | 4
5002 | 10 | 1 | 2019-12-31 | 2020-12-31 | 365 | 11.6946 | 11
6058 | 7 | 1 | 2019-12-31 | 2020-12-31 | 365 | 8.1862 | 8
51864 | 4.08 | 1 | 2019-12-31 | 2020-12-31 | 365 | 4.7714 | 4
7872 | 5.1 | 1 | 2019-12-31 | 2020-12-31 | 365 | 5.9642 | 5
7873 | 6.375 | 1 | 2019-12-31 | 2020-12-31 | 365 | 7.4553 | 7
10749 | 7.65 | 1 | 2019-12-31 | 2020-12-31 | 365 | 8.9464 | 8
3699 | 4.24 | 1 | 2019-12-31 | 2020-12-31 | 365 | 4.9585 | 4
10287 | 9 | 1 | 2019-12-31 | 2020-12-31 | 365 | 10.5251 | 10
10745 | 6 | 1 | 2019-12-31 | 2020-12-31 | 365 | 7.0168 | 7
8686 | 5.75 | 1 | 2019-12-31 | 2020-12-31 | 365 | 6.7244 | 6
10455 | 11.55 | 1 | 2019-12-31 | 2020-12-31 | 365 | 13.5073 | 13
5484 | 7.65 | 1 | 2019-12-31 | 2020-12-31 | 365 | 8.9464 | 8
9298 | 7 | 1 | 2019-12-31 | 2020-12-31 | 365 | 8.1862 | 8
4698 | 4.08 | 1 | 2019-12-31 | 2020-12-31 | 365 | 4.7714 | 4
8697 | 9.075 | 1 | 2019-12-31 | 2020-12-31 | 365 | 10.6128 | 10
4229 | 6.21 | 1 | 2019-12-31 | 2020-12-31 | 365 | 7.2623 | 7
8701 | 5.61 | 1 | 2019-12-31 | 2020-12-31 | 365 | 6.5607 | 6
9294 | 7.905 | 1 | 2019-12-31 | 2020-12-31 | 365 | 9.2446 | 9
4301 | 5.88 | 1 | 2019-12-31 | 2020-12-31 | 365 | 6.8764 | 6
2509 | 8.82 | 1 | 2019-12-31 | 2020-12-31 | 365 | 10.3146 | 10
4075 | 8.085 | 1 | 2019-12-31 | 2020-12-31 | 365 | 9.4551 | 9
4078 | 5.88 | 1 | 2019-12-31 | 2020-12-31 | 365 | 6.8764 | 6
6052 | 5.1 | 1 | 2019-12-31 | 2020-12-31 | 365 | 5.9642 | 5
4564 | 5.2 | 1 | 2019-12-31 | 2020-12-31 | 365 | 6.0812 | 6
4534 | 8.25 | 1 | 2019-12-31 | 2020-12-31 | 365 | 9.648 | 9
6059 | 8.75 | 1 | 2019-12-31 | 2020-12-31 | 365 | 10.2328 | 10
4471 | 6.125 | 1 | 2019-12-31 | 2020-12-31 | 365 | 7.1629 | 7
4689 | 4.41 | 1 | 2019-12-31 | 2020-12-31 | 365 | 5.1573 | 5
4527 | 9.065 | 1 | 2019-12-31 | 2020-12-31 | 365 | 10.6012 | 10
5478 | 8.5 | 1 | 2019-12-31 | 2020-12-31 | 365 | 9.9404 | 9
6450 | 5.4 | 1 | 2019-12-31 | 2020-12-31 | 365 | 6.3151 | 6
6055 | 6.5 | 1 | 2019-12-31 | 2020-12-31 | 365 | 7.6015 | 7
5476 | 3.75 | 1 | 2019-12-31 | 2020-12-31 | 365 | 4.3855 | 4
4883 | 3 | 1 | 2019-12-31 | 2020-12-31 | 365 | 3.5084 | 3
5483 | 5.39 | 1 | 2019-12-31 | 2020-12-31 | 365 | 6.3034 | 6
9312 | 5 | 1 | 2019-12-31 | 2020-12-31 | 365 | 5.8473 | 5
6007 | 3.75 | 1 | 2019-12-31 | 2020-12-31 | 365 | 4.3855 | 4
6054 | 7.25 | 1 | 2019-12-31 | 2020-12-31 | 365 | 8.4786 | 8
9691 | 10.5 | 1 | 2019-12-31 | 2020-12-31 | 365 | 12.2793 | 12
7942 | 12.5 | 1 | 2019-12-31 | 2020-12-31 | 365 | 14.6182 | 14
4300 | 5.5 | 1 | 2019-12-31 | 2020-12-31 | 365 | 6.432 | 6
6662 | 10 | 1 | 2019-12-31 | 2020-12-31 | 365 | 11.6946 | 11
7334 | 8.085 | 1 | 2019-12-31 | 2020-12-31 | 365 | 9.4551 | 9
7443 | 11.76 | 1 | 2019-12-31 | 2020-12-31 | 365 | 13.7528 | 13
5965 | 9.36 | 1 | 2019-12-31 | 2020-12-31 | 365 | 10.9461 | 10
4433 | 5.2 | 1 | 2019-12-31 | 2020-12-31 | 365 | 6.0812 | 6
8692 | 6.5 | 1 | 2019-12-31 | 2020-12-31 | 365 | 7.6015 | 7
7871 | 5.5 | 1 | 2019-12-31 | 2020-12-31 | 365 | 6.432 | 6
5230 | 8.1 | 1 | 2019-12-31 | 2020-12-31 | 365 | 9.4726 | 9
5235 | 5.5 | 1 | 2019-12-31 | 2020-12-31 | 365 | 6.432 | 6
6056 | 5.775 | 1 | 2019-12-31 | 2020-12-31 | 365 | 6.7536 | 6
5481 | 6.325 | 1 | 2019-12-31 | 2020-12-31 | 365 | 7.3968 | 7
5482 | 9 | 1 | 2019-12-31 | 2020-12-31 | 365 | 10.5251 | 10
4932 | 4.25 | 1 | 2019-12-31 | 2020-12-31 | 365 | 4.9702 | 4
7336 | 11.75 | 1 | 2019-12-31 | 2020-12-31 | 365 | 13.7412 | 13
7951 | 8.84 | 1 | 2019-12-31 | 2020-12-31 | 365 | 10.338 | 10
3480 | 6.25 | 1 | 2019-12-31 | 2020-12-31 | 365 | 7.3091 | 7
3466 | 6.12 | 1 | 2019-12-31 | 2020-12-31 | 365 | 7.1571 | 7
6740 | 6 | 1 | 2019-12-31 | 2020-12-31 | 365 | 7.0168 | 7
8422 | 7 | 1 | 2019-12-31 | 2020-12-31 | 365 | 8.1862 | 8
5964 | 10 | 1 | 2019-12-31 | 2020-12-31 | 365 | 11.6946 | 11
7941 | 7.595 | 1 | 2019-12-31 | 2020-12-31 | 365 | 8.882 | 8
4700 | 4.5 | 1 | 2019-12-31 | 2020-12-31 | 365 | 5.2626 | 5
10717 | 6.37 | 1 | 2019-12-31 | 2020-12-31 | 365 | 7.4495 | 7
4699 | 7.905 | 1 | 2019-12-31 | 2020-12-31 | 365 | 9.2446 | 9
6009 | 8 | 1 | 2019-12-31 | 2020-12-31 | 365 | 9.3557 | 9
5896 | 11.5 | 1 | 2019-12-31 | 2020-12-31 | 365 | 13.4488 | 13
13419 | 3.5 | 1 | 2019-12-31 | 2020-12-31 | 365 | 4.0931 | 4
9278 | 3.06 | 1 | 2019-12-31 | 2020-12-31 | 365 | 3.5785 | 3
8342 | 9.8 | 1 | 2019-12-31 | 2020-12-31 | 365 | 11.4607 | 11
3903 | 6.615 | 1 | 2019-12-31 | 2020-12-31 | 365 | 7.736 | 7
4044 | 9 | 1 | 2019-12-31 | 2020-12-31 | 365 | 10.5251 | 10
4046 | 9 | 1 | 2019-12-31 | 2020-12-31 | 365 | 10.5251 | 10
10457 | 4.08 | 1 | 2019-12-31 | 2020-12-31 | 365 | 4.7714 | 4
5232 | 10.75 | 1 | 2019-12-31 | 2020-12-31 | 365 | 12.5717 | 12
7756 | 6.25 | 1 | 2019-12-31 | 2020-12-31 | 365 | 7.3091 | 7
49701 | 4.75 | 1 | 2019-12-31 | 2020-12-31 | 365 | 5.5549 | 5
5895 | 8.75 | 1 | 2019-12-31 | 2020-12-31 | 365 | 10.2328 | 10
6597 | 7.75 | 1 | 2019-12-31 | 2020-12-31 | 365 | 9.0633 | 9
6533 | 5.5 | 1 | 2019-12-31 | 2020-12-31 | 365 | 6.432 | 6
9161 | 3.64 | 1 | 2019-12-31 | 2020-12-31 | 365 | 4.2568 | 4
6099 | 5.75 | 1 | 2019-12-31 | 2020-12-31 | 365 | 6.7244 | 6
6540 | 7 | 1 | 2019-12-31 | 2020-12-31 | 365 | 8.1862 | 8
6605 | 5 | 1 | 2019-12-31 | 2020-12-31 | 365 | 5.8473 | 5
8693 | 4.59 | 1 | 2019-12-31 | 2020-12-31 | 365 | 5.3678 | 5
14140 | 4.75 | 1 | 2019-12-31 | 2020-12-31 | 365 | 5.5549 | 5
17606 | 5.5 | 1 | 2019-12-31 | 2020-12-31 | 365 | 6.432 | 6
9236 | 7 | 1 | 2019-12-31 | 2020-12-31 | 365 | 8.1862 | 8
5477 | 4.59 | 1 | 2019-12-31 | 2020-12-31 | 365 | 5.3678 | 5
8682 | 4 | 1 | 2019-12-31 | 2020-12-31 | 365 | 4.6778 | 4
6098 | 3.9 | 1 | 2019-12-31 | 2020-12-31 | 365 | 4.5609 | 4
10720 | 4 | 1 | 2019-12-31 | 2020-12-31 | 365 | 4.6778 | 4
11538 | 3.315 | 1 | 2019-12-31 | 2020-12-31 | 365 | 3.8768 | 3
4235 | 8.57 | 1 | 2019-12-31 | 2020-12-31 | 365 | 10.0223 | 10
4439 | 8.82 | 1 | 2019-12-31 | 2020-12-31 | 365 | 10.3146 | 10
4470 | 8.085 | 1 | 2019-12-31 | 2020-12-31 | 365 | 9.4551 | 9
4532 | 3.92 | 1 | 2019-12-31 | 2020-12-31 | 365 | 4.5843 | 4
9164 | 3 | 1 | 2019-12-31 | 2020-12-31 | 365 | 3.5084 | 3
8442 | 8.25 | 1 | 2019-12-31 | 2020-12-31 | 365 | 9.648 | 9
8665 | 5.5 | 1 | 2019-12-31 | 2020-12-31 | 365 | 6.432 | 6
9203 | 11.5 | 1 | 2019-12-31 | 2020-12-31 | 365 | 13.4488 | 13
16870 | 7.14 | 1 | 2019-12-31 | 2020-12-31 | 365 | 8.3499 | 8
8412 | 6 | 1 | 2019-12-31 | 2020-12-31 | 365 | 7.0168 | 7
7314 | 6 | 1 | 2019-12-31 | 2020-12-31 | 365 | 7.0168 | 7
8679 | 9.075 | 1 | 2019-12-31 | 2020-12-31 | 365 | 10.6128 | 10
10748 | 5.75 | 1 | 2019-12-31 | 2020-12-31 | 365 | 6.7244 | 6
12016 | 6.25 | 1 | 2019-12-31 | 2020-12-31 | 365 | 7.3091 | 7
8127 | 11 | 1 | 2019-12-31 | 2020-12-31 | 365 | 12.8641 | 12
10750 | 8.67 | 1 | 2019-12-31 | 2020-12-31 | 365 | 10.1392 | 10
15972 | 8.75 | 1 | 2019-12-31 | 2020-12-31 | 365 | 10.2328 | 10
9293 | 6.12 | 1 | 2019-12-31 | 2020-12-31 | 365 | 7.1571 | 7
9688 | 5.1 | 1 | 2019-12-31 | 2020-12-31 | 365 | 5.9642 | 5
7329 | 3.57 | 1 | 2019-12-31 | 2020-12-31 | 365 | 4.175 | 4
8699 | 5.5 | 1 | 2019-12-31 | 2020-12-31 | 365 | 6.432 | 6
10459 | 5.75 | 1 | 2019-12-31 | 2020-12-31 | 365 | 6.7244 | 6
77445 | 7.25 | 1 | 2019-12-31 | 2020-12-31 | 365 | 8.4786 | 8
10453 | 6.24 | 1 | 2019-12-31 | 2020-12-31 | 365 | 7.2974 | 7
51866 | 8.415 | 1 | 2019-12-31 | 2020-12-31 | 365 | 9.841 | 9
12018 | 5.25 | 1 | 2019-12-31 | 2020-12-31 | 365 | 6.1397 | 6
12019 | 10 | 1 | 2019-12-31 | 2020-12-31 | 365 | 11.6946 | 11
9686 | 7.25 | 1 | 2019-12-31 | 2020-12-31 | 365 | 8.4786 | 8
15976 | 5.2 | 1 | 2019-12-31 | 2020-12-31 | 365 | 6.0812 | 6
77447 | 9.62 | 1 | 2019-12-31 | 2020-12-31 | 365 | 11.2502 | 11
12013 | 7 | 1 | 2019-12-31 | 2020-12-31 | 365 | 8.1862 | 8
12014 | 5.2 | 1 | 2019-12-31 | 2020-12-31 | 365 | 6.0812 | 6
77448 | 6.76 | 1 | 2019-12-31 | 2020-12-31 | 365 | 7.9055 | 7
77449 | 6.25 | 1 | 2019-12-31 | 2020-12-31 | 365 | 7.3091 | 7
51871 | 4.5 | 1 | 2019-12-31 | 2020-12-31 | 365 | 5.2626 | 5
9672 | 7.14 | 1 | 2019-12-31 | 2020-12-31 | 365 | 8.3499 | 8
4594 | 5.145 | 1 | 2019-12-31 | 2020-12-31 | 365 | 6.0169 | 6
4595 | 5.88 | 1 | 2019-12-31 | 2020-12-31 | 365 | 6.8764 | 6
4614 | 9 | 1 | 2019-12-31 | 2020-12-31 | 365 | 10.5251 | 10
4687 | 9.31 | 1 | 2019-12-31 | 2020-12-31 | 365 | 10.8877 | 10
4852 | 6.125 | 1 | 2019-12-31 | 2020-12-31 | 365 | 7.1629 | 7
4943 | 4.5 | 1 | 2019-12-31 | 2020-12-31 | 365 | 5.2626 | 5
4833 | 6.5 | 1 | 2019-12-31 | 2020-12-31 | 365 | 7.6015 | 7
5237 | 10.2 | 1 | 2019-12-31 | 2020-12-31 | 365 | 11.9285 | 11
5204 | 2.75 | 1 | 2019-12-31 | 2020-12-31 | 365 | 3.216 | 3
13524 | 5.25 | 1 | 2019-12-31 | 2020-12-31 | 365 | 6.1397 | 6
13518 | 4.16 | 1 | 2019-12-31 | 2020-12-31 | 365 | 4.865 | 4
16872 | 3 | 1 | 2019-12-31 | 2020-12-31 | 365 | 3.5084 | 3
15490 | 4.08 | 1 | 2019-12-31 | 2020-12-31 | 365 | 4.7714 | 4
15488 | 8.25 | 1 | 2019-12-31 | 2020-12-31 | 365 | 9.648 | 9
10714 | 3.25 | 1 | 2019-12-31 | 2020-12-31 | 365 | 3.8007 | 3
13520 | 7 | 1 | 2019-12-31 | 2020-12-31 | 365 | 8.1862 | 8
51945 | 6.25 | 1 | 2019-12-31 | 2020-12-31 | 365 | 7.3091 | 7
6028 | 8.25 | 1 | 2019-12-31 | 2020-12-31 | 365 | 9.648 | 9
5594 | 8 | 1 | 2019-12-31 | 2020-12-31 | 365 | 9.3557 | 9
5595 | 4.25 | 1 | 2019-12-31 | 2020-12-31 | 365 | 4.9702 | 4
6050 | 7.28 | 1 | 2019-12-31 | 2020-12-31 | 365 | 8.5137 | 8
6097 | 7.5 | 1 | 2019-12-31 | 2020-12-31 | 365 | 8.7709 | 8
6598 | 7.75 | 1 | 2019-12-31 | 2020-12-31 | 365 | 9.0633 | 9
6668 | 18 | 1 | 2019-12-31 | 2020-12-31 | 365 | 21.0503 | 21
51916 | 3.315 | 1 | 2019-12-31 | 2020-12-31 | 365 | 3.8768 | 3
51902 | 3.57 | 1 | 2019-12-31 | 2020-12-31 | 365 | 4.175 | 4
51943 | 8.75 | 1 | 2019-12-31 | 2020-12-31 | 365 | 10.2328 | 10
51941 | 5.25 | 1 | 2019-12-31 | 2020-12-31 | 365 | 6.1397 | 6
7333 | 8.75 | 1 | 2019-12-31 | 2020-12-31 | 365 | 10.2328 | 10
7437 | 6.86 | 1 | 2019-12-31 | 2020-12-31 | 365 | 8.0225 | 8
7438 | 5.5 | 1 | 2019-12-31 | 2020-12-31 | 365 | 6.432 | 6
6759 | 4.25 | 1 | 2019-12-31 | 2020-12-31 | 365 | 4.9702 | 4
8348 | 8.75 | 1 | 2019-12-31 | 2020-12-31 | 365 | 10.2328 | 10
8395 | 6.5 | 1 | 2019-12-31 | 2020-12-31 | 365 | 7.6015 | 7
7926 | 7.5 | 1 | 2019-12-31 | 2020-12-31 | 365 | 8.7709 | 8
7930 | 5 | 1 | 2019-12-31 | 2020-12-31 | 365 | 5.8473 | 5
7947 | 10 | 1 | 2019-12-31 | 2020-12-31 | 365 | 11.6946 | 11
5591 | 4.5 | 1 | 2019-12-31 | 2020-12-31 | 365 | 5.2626 | 5
51932 | 5.61 | 1 | 2019-12-31 | 2020-12-31 | 365 | 6.5607 | 6
6728 | 7.905 | 1 | 2019-12-31 | 2020-12-31 | 365 | 9.2446 | 9
9214 | 8 | 1 | 2019-12-31 | 2020-12-31 | 365 | 9.3557 | 9
9217 | 12.5 | 1 | 2019-12-31 | 2020-12-31 | 365 | 14.6182 | 14
9313 | 8.75 | 1 | 2019-12-31 | 2020-12-31 | 365 | 10.2328 | 10
9314 | 8 | 1 | 2019-12-31 | 2020-12-31 | 365 | 9.3557 | 9
6030 | 4.95 | 1 | 2019-12-31 | 2020-12-31 | 365 | 5.7888 | 5
8677 | 6.75 | 1 | 2019-12-31 | 2020-12-31 | 365 | 7.8939 | 7
6452 | 8.4 | 1 | 2019-12-31 | 2020-12-31 | 365 | 9.8235 | 9
6729 | 4 | 1 | 2019-12-31 | 2020-12-31 | 365 | 4.6778 | 4
6730 | 7.65 | 1 | 2019-12-31 | 2020-12-31 | 365 | 8.9464 | 8
8668 | 6 | 1 | 2019-12-31 | 2020-12-31 | 365 | 7.0168 | 7
7331 | 4.59 | 1 | 2019-12-31 | 2020-12-31 | 365 | 5.3678 | 5
7869 | 7.25 | 1 | 2019-12-31 | 2020-12-31 | 365 | 8.4786 | 8
7870 | 7 | 1 | 2019-12-31 | 2020-12-31 | 365 | 8.1862 | 8
8667 | 8.5 | 1 | 2019-12-31 | 2020-12-31 | 365 | 9.9404 | 9
9318 | 16.66 | 1 | 2019-12-31 | 2020-12-31 | 365 | 19.4832 | 19
51903 | 7.905 | 1 | 2019-12-31 | 2020-12-31 | 365 | 9.2446 | 9
9300 | 4.335 | 1 | 2019-12-31 | 2020-12-31 | 365 | 5.0696 | 5
9235 | 6.75 | 1 | 2019-12-31 | 2020-12-31 | 365 | 7.8939 | 7
9241 | 4.165 | 1 | 2019-12-31 | 2020-12-31 | 365 | 4.8708 | 4
9245 | 5.75 | 1 | 2019-12-31 | 2020-12-31 | 365 | 6.7244 | 6
9553 | 9 | 1 | 2019-12-31 | 2020-12-31 | 365 | 10.5251 | 10
9559 | 8.33 | 1 | 2019-12-31 | 2020-12-31 | 365 | 9.7416 | 9
9564 | 5.145 | 1 | 2019-12-31 | 2020-12-31 | 365 | 6.0169 | 6
9657 | 9.25 | 1 | 2019-12-31 | 2020-12-31 | 365 | 10.8175 | 10
9661 | 8 | 1 | 2019-12-31 | 2020-12-31 | 365 | 9.3557 | 9
10707 | 10.2 | 1 | 2019-12-31 | 2020-12-31 | 365 | 11.9285 | 11
10710 | 10.71 | 1 | 2019-12-31 | 2020-12-31 | 365 | 12.5249 | 12
10712 | 2.55 | 1 | 2019-12-31 | 2020-12-31 | 365 | 2.9821 | 2
10464 | 4.95 | 1 | 2019-12-31 | 2020-12-31 | 365 | 5.7888 | 5
10467 | 3.5 | 1 | 2019-12-31 | 2020-12-31 | 365 | 4.0931 | 4
10747 | 11.5 | 1 | 2019-12-31 | 2020-12-31 | 365 | 13.4488 | 13
12139 | 14.945 | 1 | 2019-12-31 | 2020-12-31 | 365 | 17.4776 | 17
13710 | 2.24 | 1 | 2019-12-31 | 2020-12-31 | 365 | 2.6196 | 2
13199 | 7 | 1 | 2019-12-31 | 2020-12-31 | 365 | 8.1862 | 8
13719 | 12.48 | 1 | 2019-12-31 | 2020-12-31 | 365 | 14.5949 | 14
13720 | 8.75 | 1 | 2019-12-31 | 2020-12-31 | 365 | 10.2328 | 10
13721 | 10 | 1 | 2019-12-31 | 2020-12-31 | 365 | 11.6946 | 11
13764 | 6.75 | 1 | 2019-12-31 | 2020-12-31 | 365 | 7.8939 | 7
13770 | 6.24 | 1 | 2019-12-31 | 2020-12-31 | 365 | 7.2974 | 7
10282 | 6.86 | 1 | 2019-12-31 | 2020-12-31 | 365 | 8.0225 | 8
12140 | 5.75 | 1 | 2019-12-31 | 2020-12-31 | 365 | 6.7244 | 6
13448 | 11.76 | 1 | 2019-12-31 | 2020-12-31 | 365 | 13.7528 | 13
13201 | 10 | 1 | 2019-12-31 | 2020-12-31 | 365 | 11.6946 | 11
15981 | 22 | 1 | 2019-12-31 | 2020-12-31 | 365 | 25.7281 | 25
15994 | 13.16 | 1 | 2019-12-31 | 2020-12-31 | 365 | 15.3901 | 15
15998 | 3.06 | 1 | 2019-12-31 | 2020-12-31 | 365 | 3.5785 | 3
16001 | 7.5 | 1 | 2019-12-31 | 2020-12-31 | 365 | 8.7709 | 8
16875 | 8.25 | 1 | 2019-12-31 | 2020-12-31 | 365 | 9.648 | 9
16214 | 8.32 | 1 | 2019-12-31 | 2020-12-31 | 365 | 9.7299 | 9
20680 | 5.1 | 1 | 2019-12-31 | 2020-12-31 | 365 | 5.9642 | 5
20681 | 11.7 | 1 | 2019-12-31 | 2020-12-31 | 365 | 13.6827 | 13
20992 | 6.25 | 1 | 2019-12-31 | 2020-12-31 | 365 | 7.3091 | 7
20993 | 7.8 | 1 | 2019-12-31 | 2020-12-31 | 365 | 9.1218 | 9
22332 | 7.28 | 1 | 2019-12-31 | 2020-12-31 | 365 | 8.5137 | 8
23787 | 4.75 | 1 | 2019-12-31 | 2020-12-31 | 365 | 5.5549 | 5
23683 | 7.8 | 1 | 2019-12-31 | 2020-12-31 | 365 | 9.1218 | 9
4239 | 6.37 | 1 | 2019-12-31 | 2020-12-31 | 365 | 7.4495 | 7
6047 | 6.12 | 1 | 2019-12-31 | 2020-12-31 | 365 | 7.1571 | 7
3253 | 5.5 | 1 | 2019-12-31 | 2020-12-31 | 365 | 6.432 | 6
3234 | 4.77 | 1 | 2019-12-31 | 2020-12-31 | 365 | 5.5783 | 5
3256 | 4.75 | 1 | 2019-12-31 | 2020-12-31 | 365 | 5.5549 | 5
3249 | 8.25 | 1 | 2019-12-31 | 2020-12-31 | 365 | 9.648 | 9
5504 | 5.75 | 1 | 2019-12-31 | 2020-12-31 | 365 | 6.7244 | 6
2253 | 4.5 | 1 | 2019-12-31 | 2020-12-31 | 365 | 5.2626 | 5
3232 | 10.335 | 1 | 2019-12-31 | 2020-12-31 | 365 | 12.0864 | 12
7862 | 6.63 | 1 | 2019-12-31 | 2020-12-31 | 365 | 7.7535 | 7
3248 | 8.7 | 1 | 2019-12-31 | 2020-12-31 | 365 | 10.1743 | 10
4118 | 4 | 1 | 2019-12-31 | 2020-12-31 | 365 | 4.6778 | 4
3688 | 5.145 | 1 | 2019-12-31 | 2020-12-31 | 365 | 6.0169 | 6
3239 | 5.4 | 1 | 2019-12-31 | 2020-12-31 | 365 | 6.3151 | 6
5505 | 5.5 | 1 | 2019-12-31 | 2020-12-31 | 365 | 6.432 | 6
15632 | 7.14 | 1 | 2019-12-31 | 2020-12-31 | 365 | 8.3499 | 8
3240 | 4.9 | 1 | 2019-12-31 | 2020-12-31 | 365 | 5.7304 | 5
2252 | 6 | 1 | 2019-12-31 | 2020-12-31 | 365 | 7.0168 | 7
6442 | 11 | 1 | 2019-12-31 | 2020-12-31 | 365 | 12.8641 | 12
6441 | 6.12 | 1 | 2019-12-31 | 2020-12-31 | 365 | 7.1571 | 7
4709 | 6.63 | 1 | 2019-12-31 | 2020-12-31 | 365 | 7.7535 | 7
3241 | 4.25 | 1 | 2019-12-31 | 2020-12-31 | 365 | 4.9702 | 4
4713 | 4.86 | 1 | 2019-12-31 | 2020-12-31 | 365 | 5.6836 | 5
3488 | 4.32 | 1 | 2019-12-31 | 2020-12-31 | 365 | 5.0521 | 5
3254 | 6.625 | 1 | 2019-12-31 | 2020-12-31 | 365 | 7.7477 | 7
5499 | 7.7 | 1 | 2019-12-31 | 2020-12-31 | 365 | 9.0048 | 9
4708 | 5.5 | 1 | 2019-12-31 | 2020-12-31 | 365 | 6.432 | 6
10722 | 7.14 | 1 | 2019-12-31 | 2020-12-31 | 365 | 8.3499 | 8
4237 | 6.63 | 1 | 2019-12-31 | 2020-12-31 | 365 | 7.7535 | 7
3965 | 9.35 | 1 | 2019-12-31 | 2020-12-31 | 365 | 10.9345 | 10
3685 | 6.12 | 1 | 2019-12-31 | 2020-12-31 | 365 | 7.1571 | 7
3243 | 8.525 | 1 | 2019-12-31 | 2020-12-31 | 365 | 9.9696 | 9
4238 | 5.1 | 1 | 2019-12-31 | 2020-12-31 | 365 | 5.9642 | 5
5977 | 4.4 | 1 | 2019-12-31 | 2020-12-31 | 365 | 5.1456 | 5
10719 | 6.1 | 1 | 2019-12-31 | 2020-12-31 | 365 | 7.1337 | 7
5503 | 8.925 | 1 | 2019-12-31 | 2020-12-31 | 365 | 10.4374 | 10
3258 | 7.84 | 1 | 2019-12-31 | 2020-12-31 | 365 | 9.1686 | 9
4711 | 6.375 | 1 | 2019-12-31 | 2020-12-31 | 365 | 7.4553 | 7
5506 | 4.95 | 1 | 2019-12-31 | 2020-12-31 | 365 | 5.7888 | 5
3257 | 8 | 1 | 2019-12-31 | 2020-12-31 | 365 | 9.3557 | 9
4240 | 7.395 | 1 | 2019-12-31 | 2020-12-31 | 365 | 8.6482 | 8
6444 | 8.25 | 1 | 2019-12-31 | 2020-12-31 | 365 | 9.648 | 9
3238 | 8.37 | 1 | 2019-12-31 | 2020-12-31 | 365 | 9.7884 | 9
3485 | 9.5 | 1 | 2019-12-31 | 2020-12-31 | 365 | 11.1099 | 11
3687 | 8.525 | 1 | 2019-12-31 | 2020-12-31 | 365 | 9.9696 | 9
3242 | 6.75 | 1 | 2019-12-31 | 2020-12-31 | 365 | 7.8939 | 7
14027 | 5.1 | 1 | 2019-12-31 | 2020-12-31 | 365 | 5.9642 | 5
3487 | 7.14 | 1 | 2019-12-31 | 2020-12-31 | 365 | 8.3499 | 8
3486 | 9.18 | 1 | 2019-12-31 | 2020-12-31 | 365 | 10.7356 | 10
3236 | 9.99 | 1 | 2019-12-31 | 2020-12-31 | 365 | 11.6829 | 11
4494 | 7.02 | 1 | 2019-12-31 | 2020-12-31 | 365 | 8.2096 | 8
3235 | 6.12 | 1 | 2019-12-31 | 2020-12-31 | 365 | 7.1571 | 7
9250 | 9.35 | 1 | 2019-12-31 | 2020-12-31 | 365 | 10.9345 | 10
5222 | 8.16 | 1 | 2019-12-31 | 2020-12-31 | 365 | 9.5428 | 9
9277 | 6 | 1 | 2019-12-31 | 2020-12-31 | 365 | 7.0168 | 7
13526 | 10.75 | 1 | 2019-12-31 | 2020-12-31 | 365 | 12.5717 | 12
5501 | 8.8 | 1 | 2019-12-31 | 2020-12-31 | 365 | 10.2912 | 10
5059 | 7.84 | 1 | 2019-12-31 | 2020-12-31 | 365 | 9.1686 | 9
3689 | 8.16 | 1 | 2019-12-31 | 2020-12-31 | 365 | 9.5428 | 9
3690 | 6.75 | 1 | 2019-12-31 | 2020-12-31 | 365 | 7.8939 | 7
3973 | 7.65 | 1 | 2019-12-31 | 2020-12-31 | 365 | 8.9464 | 8
8659 | 9.9 | 1 | 2019-12-31 | 2020-12-31 | 365 | 11.5777 | 11
15493 | 7.65 | 1 | 2019-12-31 | 2020-12-31 | 365 | 8.9464 | 8
10724 | 4.59 | 1 | 2019-12-31 | 2020-12-31 | 365 | 5.3678 | 5
7307 | 5.1 | 1 | 2019-12-31 | 2020-12-31 | 365 | 5.9642 | 5
9275 | 3.5 | 1 | 2019-12-31 | 2020-12-31 | 365 | 4.0931 | 4
13801 | 13.75 | 1 | 2019-12-31 | 2020-12-31 | 365 | 16.0801 | 16
15647 | 3.25 | 1 | 2019-12-31 | 2020-12-31 | 365 | 3.8007 | 3
18107 | 4.8 | 1 | 2019-12-31 | 2020-12-31 | 365 | 5.6134 | 5
13806 | 5 | 1 | 2019-12-31 | 2020-12-31 | 365 | 5.8473 | 5
15652 | 6.5 | 1 | 2019-12-31 | 2020-12-31 | 365 | 7.6015 | 7
14142 | 6.885 | 1 | 2019-12-31 | 2020-12-31 | 365 | 8.0517 | 8
9280 | 5.75 | 1 | 2019-12-31 | 2020-12-31 | 365 | 6.7244 | 6
10444 | 8.58 | 1 | 2019-12-31 | 2020-12-31 | 365 | 10.034 | 10
19502 | 8.75 | 1 | 2019-12-31 | 2020-12-31 | 365 | 10.2328 | 10
15649 | 12.25 | 1 | 2019-12-31 | 2020-12-31 | 365 | 14.3259 | 14
15639 | 9.75 | 1 | 2019-12-31 | 2020-12-31 | 365 | 11.4022 | 11
15637 | 7.65 | 1 | 2019-12-31 | 2020-12-31 | 365 | 8.9464 | 8
13900 | 6 | 1 | 2019-12-31 | 2020-12-31 | 365 | 7.0168 | 7
13812 | 6 | 1 | 2019-12-31 | 2020-12-31 | 365 | 7.0168 | 7
15648 | 8.75 | 1 | 2019-12-31 | 2020-12-31 | 365 | 10.2328 | 10
15641 | 2.55 | 1 | 2019-12-31 | 2020-12-31 | 365 | 2.9821 | 2
15651 | 7 | 1 | 2019-12-31 | 2020-12-31 | 365 | 8.1862 | 8
4241 | 10.455 | 1 | 2019-12-31 | 2020-12-31 | 365 | 12.2267 | 12
5004 | 5.4 | 1 | 2019-12-31 | 2020-12-31 | 365 | 6.3151 | 6
13901 | 7 | 1 | 2019-12-31 | 2020-12-31 | 365 | 8.1862 | 8
51873 | 8 | 1 | 2019-12-31 | 2020-12-31 | 365 | 9.3557 | 9
19498 | 6.63 | 1 | 2019-12-31 | 2020-12-31 | 365 | 7.7535 | 7
51874 | 7.84 | 1 | 2019-12-31 | 2020-12-31 | 365 | 9.1686 | 9
15653 | 11.75 | 1 | 2019-12-31 | 2020-12-31 | 365 | 13.7412 | 13
13984 | 2.75 | 1 | 2019-12-31 | 2020-12-31 | 365 | 3.216 | 3
51947 | 5.75 | 1 | 2019-12-31 | 2020-12-31 | 365 | 6.7244 | 6
51901 | 5.1 | 1 | 2019-12-31 | 2020-12-31 | 365 | 5.9642 | 5
10726 | 8.75 | 1 | 2019-12-31 | 2020-12-31 | 365 | 10.2328 | 10
19501 | 6 | 1 | 2019-12-31 | 2020-12-31 | 365 | 7.0168 | 7
13534 | 6.12 | 1 | 2019-12-31 | 2020-12-31 | 365 | 7.1571 | 7
51946 | 7.5 | 1 | 2019-12-31 | 2020-12-31 | 365 | 8.7709 | 8
5586 | 10 | 1 | 2019-12-31 | 2020-12-31 | 365 | 11.6946 | 11
6017 | 6.375 | 1 | 2019-12-31 | 2020-12-31 | 365 | 7.4553 | 7
13533 | 5.865 | 1 | 2019-12-31 | 2020-12-31 | 365 | 6.8589 | 6
15645 | 8.4 | 1 | 2019-12-31 | 2020-12-31 | 365 | 9.8235 | 9
15636 | 4.08 | 1 | 2019-12-31 | 2020-12-31 | 365 | 4.7714 | 4
51940 | 2.75 | 1 | 2019-12-31 | 2020-12-31 | 365 | 3.216 | 3
19503 | 6.75 | 1 | 2019-12-31 | 2020-12-31 | 365 | 7.8939 | 7
15660 | 6 | 1 | 2019-12-31 | 2020-12-31 | 365 | 7.0168 | 7
15654 | 12.5 | 1 | 2019-12-31 | 2020-12-31 | 365 | 14.6182 | 14
15657 | 5.75 | 1 | 2019-12-31 | 2020-12-31 | 365 | 6.7244 | 6
15655 | 5.75 | 1 | 2019-12-31 | 2020-12-31 | 365 | 6.7244 | 6
14015 | 5 | 1 | 2019-12-31 | 2020-12-31 | 365 | 5.8473 | 5
15658 | 8 | 1 | 2019-12-31 | 2020-12-31 | 365 | 9.3557 | 9
13994 | 6.25 | 1 | 2019-12-31 | 2020-12-31 | 365 | 7.3091 | 7
15644 | 5.1 | 1 | 2019-12-31 | 2020-12-31 | 365 | 5.9642 | 5
15642 | 8.5 | 1 | 2019-12-31 | 2020-12-31 | 365 | 9.9404 | 9
13528 | 5.1 | 1 | 2019-12-31 | 2020-12-31 | 365 | 5.9642 | 5
13977 | 6.5 | 1 | 2019-12-31 | 2020-12-31 | 365 | 7.6015 | 7
51919 | 8 | 1 | 2019-12-31 | 2020-12-31 | 365 | 9.3557 | 9
13918 | 2.75 | 1 | 2019-12-31 | 2020-12-31 | 365 | 3.216 | 3
7863 | 6.75 | 1 | 2019-12-31 | 2020-12-31 | 365 | 7.8939 | 7
8662 | 7.02 | 1 | 2019-12-31 | 2020-12-31 | 365 | 8.2096 | 8
19500 | 4.94 | 1 | 2019-12-31 | 2020-12-31 | 365 | 5.7771 | 5
19499 | 6.25 | 1 | 2019-12-31 | 2020-12-31 | 365 | 7.3091 | 7
15659 | 4.5 | 1 | 2019-12-31 | 2020-12-31 | 365 | 5.2626 | 5
15977 | 6.5 | 1 | 2019-12-31 | 2020-12-31 | 365 | 7.6015 | 7
15656 | 8.82 | 1 | 2019-12-31 | 2020-12-31 | 365 | 10.3146 | 10
9254 | 5.5 | 1 | 2019-12-31 | 2020-12-31 | 365 | 6.432 | 6
9649 | 5.46 | 1 | 2019-12-31 | 2020-12-31 | 365 | 6.3853 | 6
9652 | 8.5 | 1 | 2019-12-31 | 2020-12-31 | 365 | 9.9404 | 9
10729 | 8 | 1 | 2019-12-31 | 2020-12-31 | 365 | 9.3557 | 9
10731 | 2.5 | 1 | 2019-12-31 | 2020-12-31 | 365 | 2.9236 | 2
14147 | 6.63 | 1 | 2019-12-31 | 2020-12-31 | 365 | 7.7535 | 7
14150 | 4.845 | 1 | 2019-12-31 | 2020-12-31 | 365 | 5.666 | 5
13782 | 11.5 | 1 | 2019-12-31 | 2020-12-31 | 365 | 13.4488 | 13
13792 | 6 | 1 | 2019-12-31 | 2020-12-31 | 365 | 7.0168 | 7
13795 | 7.84 | 1 | 2019-12-31 | 2020-12-31 | 365 | 9.1686 | 9
13818 | 6.5 | 1 | 2019-12-31 | 2020-12-31 | 365 | 7.6015 | 7
13927 | 5.98 | 1 | 2019-12-31 | 2020-12-31 | 365 | 6.9934 | 6
13981 | 8 | 1 | 2019-12-31 | 2020-12-31 | 365 | 9.3557 | 9
13989 | 6.25 | 1 | 2019-12-31 | 2020-12-31 | 365 | 7.3091 | 7
14010 | 4.5 | 1 | 2019-12-31 | 2020-12-31 | 365 | 5.2626 | 5
14012 | 3.5 | 1 | 2019-12-31 | 2020-12-31 | 365 | 4.0931 | 4
14023 | 7 | 1 | 2019-12-31 | 2020-12-31 | 365 | 8.1862 | 8
14024 | 3.315 | 1 | 2019-12-31 | 2020-12-31 | 365 | 3.8768 | 3
14000 | 11.25 | 1 | 2019-12-31 | 2020-12-31 | 365 | 13.1564 | 13
23406 | 12.3 | 1 | 2019-12-31 | 2020-12-31 | 365 | 14.3844 | 14
16011 | 4.25 | 1 | 2019-12-31 | 2020-12-31 | 365 | 4.9702 | 4
16016 | 8.5 | 1 | 2019-12-31 | 2020-12-31 | 365 | 9.9404 | 9
16014 | 5.25 | 1 | 2019-12-31 | 2020-12-31 | 365 | 6.1397 | 6
16019 | 7.75 | 1 | 2019-12-31 | 2020-12-31 | 365 | 9.0633 | 9
16021 | 4.5 | 1 | 2019-12-31 | 2020-12-31 | 365 | 5.2626 | 5
16883 | 7.5 | 1 | 2019-12-31 | 2020-12-31 | 365 | 8.7709 | 8
18110 | 9 | 1 | 2019-12-31 | 2020-12-31 | 365 | 10.5251 | 10
18718 | 8.5 | 1 | 2019-12-31 | 2020-12-31 | 365 | 9.9404 | 9
18731 | 8.58 | 1 | 2019-12-31 | 2020-12-31 | 365 | 10.034 | 10
18740 | 10.75 | 1 | 2019-12-31 | 2020-12-31 | 365 | 12.5717 | 12
18743 | 6.5 | 1 | 2019-12-31 | 2020-12-31 | 365 | 7.6015 | 7
18750 | 10.5 | 1 | 2019-12-31 | 2020-12-31 | 365 | 12.2793 | 12
18757 | 6.75 | 1 | 2019-12-31 | 2020-12-31 | 365 | 7.8939 | 7
18760 | 7 | 1 | 2019-12-31 | 2020-12-31 | 365 | 8.1862 | 8
18768 | 7.5 | 1 | 2019-12-31 | 2020-12-31 | 365 | 8.7709 | 8
18771 | 13 | 1 | 2019-12-31 | 2020-12-31 | 365 | 15.203 | 15
18994 | 10 | 1 | 2019-12-31 | 2020-12-31 | 365 | 11.6946 | 11
19106 | 6.5 | 1 | 2019-12-31 | 2020-12-31 | 365 | 7.6015 | 7
19135 | 8 | 1 | 2019-12-31 | 2020-12-31 | 365 | 9.3557 | 9
19139 | 5.2 | 1 | 2019-12-31 | 2020-12-31 | 365 | 6.0812 | 6
19147 | 10.75 | 1 | 2019-12-31 | 2020-12-31 | 365 | 12.5717 | 12
19150 | 6.25 | 1 | 2019-12-31 | 2020-12-31 | 365 | 7.3091 | 7
19151 | 7.02 | 1 | 2019-12-31 | 2020-12-31 | 365 | 8.2096 | 8
19576 | 8 | 1 | 2019-12-31 | 2020-12-31 | 365 | 9.3557 | 9
19571 | 7.14 | 1 | 2019-12-31 | 2020-12-31 | 365 | 8.3499 | 8
19569 | 8.235 | 1 | 2019-12-31 | 2020-12-31 | 365 | 9.6305 | 9
19567 | 10 | 1 | 2019-12-31 | 2020-12-31 | 365 | 11.6946 | 11
19555 | 3.25 | 1 | 2019-12-31 | 2020-12-31 | 365 | 3.8007 | 3
19552 | 4.25 | 1 | 2019-12-31 | 2020-12-31 | 365 | 4.9702 | 4
19543 | 4 | 1 | 2019-12-31 | 2020-12-31 | 365 | 4.6778 | 4
19540 | 3.5 | 1 | 2019-12-31 | 2020-12-31 | 365 | 4.0931 | 4
19537 | 5.61 | 1 | 2019-12-31 | 2020-12-31 | 365 | 6.5607 | 6
19538 | 3 | 1 | 2019-12-31 | 2020-12-31 | 365 | 3.5084 | 3
19532 | 4.5 | 1 | 2019-12-31 | 2020-12-31 | 365 | 5.2626 | 5
19524 | 12.2 | 1 | 2019-12-31 | 2020-12-31 | 365 | 14.2674 | 14
19525 | 4.08 | 1 | 2019-12-31 | 2020-12-31 | 365 | 4.7714 | 4
19523 | 8.25 | 1 | 2019-12-31 | 2020-12-31 | 365 | 9.648 | 9
19520 | 12.25 | 1 | 2019-12-31 | 2020-12-31 | 365 | 14.3259 | 14
19440 | 7.35 | 1 | 2019-12-31 | 2020-12-31 | 365 | 8.5955 | 8
18995 | 6 | 1 | 2019-12-31 | 2020-12-31 | 365 | 7.0168 | 7
18997 | 6.25 | 1 | 2019-12-31 | 2020-12-31 | 365 | 7.3091 | 7
18998 | 12.5 | 1 | 2019-12-31 | 2020-12-31 | 365 | 14.6182 | 14
19857 | 7 | 1 | 2019-12-31 | 2020-12-31 | 365 | 8.1862 | 8
19852 | 12.25 | 1 | 2019-12-31 | 2020-12-31 | 365 | 14.3259 | 14
19854 | 7.25 | 1 | 2019-12-31 | 2020-12-31 | 365 | 8.4786 | 8
19848 | 5.25 | 1 | 2019-12-31 | 2020-12-31 | 365 | 6.1397 | 6
19846 | 7.5 | 1 | 2019-12-31 | 2020-12-31 | 365 | 8.7709 | 8
19847 | 7 | 1 | 2019-12-31 | 2020-12-31 | 365 | 8.1862 | 8
19843 | 8.75 | 1 | 2019-12-31 | 2020-12-31 | 365 | 10.2328 | 10
19842 | 10.25 | 1 | 2019-12-31 | 2020-12-31 | 365 | 11.987 | 11
19833 | 10.75 | 1 | 2019-12-31 | 2020-12-31 | 365 | 12.5717 | 12
19840 | 5.5 | 1 | 2019-12-31 | 2020-12-31 | 365 | 6.432 | 6
19835 | 9.75 | 1 | 2019-12-31 | 2020-12-31 | 365 | 11.4022 | 11
19816 | 8.75 | 1 | 2019-12-31 | 2020-12-31 | 365 | 10.2328 | 10
19828 | 8.06 | 1 | 2019-12-31 | 2020-12-31 | 365 | 9.4258 | 9
19802 | 5.5 | 1 | 2019-12-31 | 2020-12-31 | 365 | 6.432 | 6
19679 | 4.5 | 1 | 2019-12-31 | 2020-12-31 | 365 | 5.2626 | 5
19654 | 6.5 | 1 | 2019-12-31 | 2020-12-31 | 365 | 7.6015 | 7
19677 | 7.25 | 1 | 2019-12-31 | 2020-12-31 | 365 | 8.4786 | 8
19653 | 7.75 | 1 | 2019-12-31 | 2020-12-31 | 365 | 9.0633 | 9
19652 | 7.5 | 1 | 2019-12-31 | 2020-12-31 | 365 | 8.7709 | 8
19647 | 7.5 | 1 | 2019-12-31 | 2020-12-31 | 365 | 8.7709 | 8
19649 | 5.39 | 1 | 2019-12-31 | 2020-12-31 | 365 | 6.3034 | 6
19641 | 4.165 | 1 | 2019-12-31 | 2020-12-31 | 365 | 4.8708 | 4
19643 | 2.695 | 1 | 2019-12-31 | 2020-12-31 | 365 | 3.1517 | 3
19637 | 7.35 | 1 | 2019-12-31 | 2020-12-31 | 365 | 8.5955 | 8
19632 | 3.185 | 1 | 2019-12-31 | 2020-12-31 | 365 | 3.7247 | 3
19633 | 2.25 | 1 | 2019-12-31 | 2020-12-31 | 365 | 2.6313 | 2
19630 | 7.25 | 1 | 2019-12-31 | 2020-12-31 | 365 | 8.4786 | 8
19639 | 13.26 | 1 | 2019-12-31 | 2020-12-31 | 365 | 15.507 | 15
18776 | 5.5 | 1 | 2019-12-31 | 2020-12-31 | 365 | 6.432 | 6
18778 | 3.185 | 1 | 2019-12-31 | 2020-12-31 | 365 | 3.7247 | 3
19441 | 8.1 | 1 | 2019-12-31 | 2020-12-31 | 365 | 9.4726 | 9
19104 | 9 | 1 | 2019-12-31 | 2020-12-31 | 365 | 10.5251 | 10
19107 | 5.75 | 1 | 2019-12-31 | 2020-12-31 | 365 | 6.7244 | 6
19137 | 5.75 | 1 | 2019-12-31 | 2020-12-31 | 365 | 6.7244 | 6
19142 | 7 | 1 | 2019-12-31 | 2020-12-31 | 365 | 8.1862 | 8
19149 | 10.5 | 1 | 2019-12-31 | 2020-12-31 | 365 | 12.2793 | 12
19577 | 10.75 | 1 | 2019-12-31 | 2020-12-31 | 365 | 12.5717 | 12
19575 | 13 | 1 | 2019-12-31 | 2020-12-31 | 365 | 15.203 | 15
19574 | 7.65 | 1 | 2019-12-31 | 2020-12-31 | 365 | 8.9464 | 8
19570 | 8.75 | 1 | 2019-12-31 | 2020-12-31 | 365 | 10.2328 | 10
19564 | 13.25 | 1 | 2019-12-31 | 2020-12-31 | 365 | 15.4953 | 15
19561 | 9.5 | 1 | 2019-12-31 | 2020-12-31 | 365 | 11.1099 | 11
19563 | 10.71 | 1 | 2019-12-31 | 2020-12-31 | 365 | 12.5249 | 12
19559 | 15 | 1 | 2019-12-31 | 2020-12-31 | 365 | 17.5419 | 17
19557 | 8 | 1 | 2019-12-31 | 2020-12-31 | 365 | 9.3557 | 9
19542 | 7.65 | 1 | 2019-12-31 | 2020-12-31 | 365 | 8.9464 | 8
19539 | 8.96 | 1 | 2019-12-31 | 2020-12-31 | 365 | 10.4784 | 10
19528 | 4.675 | 1 | 2019-12-31 | 2020-12-31 | 365 | 5.4672 | 5
19496 | 9 | 1 | 2019-12-31 | 2020-12-31 | 365 | 10.5251 | 10
19493 | 6.5 | 1 | 2019-12-31 | 2020-12-31 | 365 | 7.6015 | 7
19489 | 11.5 | 1 | 2019-12-31 | 2020-12-31 | 365 | 13.4488 | 13
19482 | 12.75 | 1 | 2019-12-31 | 2020-12-31 | 365 | 14.9106 | 14
18766 | 5 | 1 | 2019-12-31 | 2020-12-31 | 365 | 5.8473 | 5
19831 | 6.25 | 1 | 2019-12-31 | 2020-12-31 | 365 | 7.3091 | 7
22233 | 4.25 | 1 | 2019-12-31 | 2020-12-31 | 365 | 4.9702 | 4
22241 | 4.32 | 1 | 2019-12-31 | 2020-12-31 | 365 | 5.0521 | 5
22260 | 7.02 | 1 | 2019-12-31 | 2020-12-31 | 365 | 8.2096 | 8
22262 | 5.5 | 1 | 2019-12-31 | 2020-12-31 | 365 | 6.432 | 6
22237 | 3.75 | 1 | 2019-12-31 | 2020-12-31 | 365 | 4.3855 | 4
22266 | 10 | 1 | 2019-12-31 | 2020-12-31 | 365 | 11.6946 | 11
22267 | 6.75 | 1 | 2019-12-31 | 2020-12-31 | 365 | 7.8939 | 7
22270 | 5.88 | 1 | 2019-12-31 | 2020-12-31 | 365 | 6.8764 | 6
22323 | 8.32 | 1 | 2019-12-31 | 2020-12-31 | 365 | 9.7299 | 9
23444 | 8.32 | 1 | 2019-12-31 | 2020-12-31 | 365 | 9.7299 | 9
19837 | 6.25 | 1 | 2019-12-31 | 2020-12-31 | 365 | 7.3091 | 7
23505 | 10.4 | 1 | 2019-12-31 | 2020-12-31 | 365 | 12.1624 | 12
23507 | 8.06 | 1 | 2019-12-31 | 2020-12-31 | 365 | 9.4258 | 9
23509 | 10.5 | 1 | 2019-12-31 | 2020-12-31 | 365 | 12.2793 | 12
23513 | 3.675 | 1 | 2019-12-31 | 2020-12-31 | 365 | 4.2978 | 4
23520 | 12.48 | 1 | 2019-12-31 | 2020-12-31 | 365 | 14.5949 | 14
23522 | 8.84 | 1 | 2019-12-31 | 2020-12-31 | 365 | 10.338 | 10
23535 | 6.5 | 1 | 2019-12-31 | 2020-12-31 | 365 | 7.6015 | 7
23540 | 2.86 | 1 | 2019-12-31 | 2020-12-31 | 365 | 3.3447 | 3
23541 | 11.5 | 1 | 2019-12-31 | 2020-12-31 | 365 | 13.4488 | 13
23360 | 8.84 | 1 | 2019-12-31 | 2020-12-31 | 365 | 10.338 | 10
23362 | 9.25 | 1 | 2019-12-31 | 2020-12-31 | 365 | 10.8175 | 10
23364 | 12.22 | 1 | 2019-12-31 | 2020-12-31 | 365 | 14.2908 | 14
23367 | 12.48 | 1 | 2019-12-31 | 2020-12-31 | 365 | 14.5949 | 14
23369 | 9.36 | 1 | 2019-12-31 | 2020-12-31 | 365 | 10.9461 | 10
23370 | 4.68 | 1 | 2019-12-31 | 2020-12-31 | 365 | 5.4731 | 5
23372 | 9.88 | 1 | 2019-12-31 | 2020-12-31 | 365 | 11.5543 | 11
23374 | 5.61 | 1 | 2019-12-31 | 2020-12-31 | 365 | 6.5607 | 6
23377 | 7 | 1 | 2019-12-31 | 2020-12-31 | 365 | 8.1862 | 8
23378 | 8.16 | 1 | 2019-12-31 | 2020-12-31 | 365 | 9.5428 | 9
23381 | 8.75 | 1 | 2019-12-31 | 2020-12-31 | 365 | 10.2328 | 10
23386 | 10.71 | 1 | 2019-12-31 | 2020-12-31 | 365 | 12.5249 | 12
23389 | 9.36 | 1 | 2019-12-31 | 2020-12-31 | 365 | 10.9461 | 10
23400 | 11.27 | 1 | 2019-12-31 | 2020-12-31 | 365 | 13.1798 | 13
23399 | 7.8 | 1 | 2019-12-31 | 2020-12-31 | 365 | 9.1218 | 9
23401 | 9.18 | 1 | 2019-12-31 | 2020-12-31 | 365 | 10.7356 | 10
23403 | 9 | 1 | 2019-12-31 | 2020-12-31 | 365 | 10.5251 | 10
23412 | 8.84 | 1 | 2019-12-31 | 2020-12-31 | 365 | 10.338 | 10
23417 | 11.18 | 1 | 2019-12-31 | 2020-12-31 | 365 | 13.0746 | 13
23440 | 5.72 | 1 | 2019-12-31 | 2020-12-31 | 365 | 6.6893 | 6
23442 | 7.65 | 1 | 2019-12-31 | 2020-12-31 | 365 | 8.9464 | 8
22235 | 4.75 | 1 | 2019-12-31 | 2020-12-31 | 365 | 5.5549 | 5
23820 | 4.25 | 1 | 2019-12-31 | 2020-12-31 | 365 | 4.9702 | 4
23822 | 7.5 | 1 | 2019-12-31 | 2020-12-31 | 365 | 8.7709 | 8
23538 | 6.05 | 1 | 2019-12-31 | 2020-12-31 | 365 | 7.0752 | 7
22236 | 5.2 | 1 | 2019-12-31 | 2020-12-31 | 365 | 6.0812 | 6
24759 | 5.2 | 1 | 2019-12-31 | 2020-12-31 | 365 | 6.0812 | 6
24400 | 8.5 | 1 | 2019-12-31 | 2020-12-31 | 365 | 9.9404 | 9
24402 | 7.28 | 1 | 2019-12-31 | 2020-12-31 | 365 | 8.5137 | 8
25255 | 5.865 | 1 | 2019-12-31 | 2020-12-31 | 365 | 6.8589 | 6
25258 | 10.4 | 1 | 2019-12-31 | 2020-12-31 | 365 | 12.1624 | 12
27260 | 6.5 | 1 | 2019-12-31 | 2020-12-31 | 365 | 7.6015 | 7
44613 | 6.5 | 1 | 2019-12-31 | 2020-12-31 | 365 | 7.6015 | 7
71638 | 9 | 1 | 2019-12-31 | 2020-12-31 | 365 | 10.5251 | 10
2230 | 262.08 | 0.8 | 2019-12-31 | 2020-12-31 | 365 | 245.1937 | 245
2231 | 197.4 | 0.8 | 2019-12-31 | 2020-12-31 | 365 | 184.6811 | 184
4413 | 11.04 | 1 | 2019-12-31 | 2020-12-31 | 365 | 12.9108 | 12
4401 | 10.535 | 1 | 2019-12-31 | 2020-12-31 | 365 | 12.3203 | 12
11275 | 3.75 | 1 | 2019-12-31 | 2020-12-31 | 365 | 4.3855 | 4
4414 | 8.75 | 1 | 2019-12-31 | 2020-12-31 | 365 | 10.2328 | 10
23531 | 7.5 | 1 | 2019-12-31 | 2020-12-31 | 365 | 8.7709 | 8
15237 | 5 | 1 | 2019-12-31 | 2020-12-31 | 365 | 5.8473 | 5
10963 | 4.75 | 1 | 2019-12-31 | 2020-12-31 | 365 | 5.5549 | 5
4730 | 7.14 | 1 | 2019-12-31 | 2020-12-31 | 365 | 8.3499 | 8
22044 | 5 | 1 | 2019-12-31 | 2020-12-31 | 365 | 5.8473 | 5
10961 | 4.59 | 1 | 2019-12-31 | 2020-12-31 | 365 | 5.3678 | 5
10960 | 8.67 | 1 | 2019-12-31 | 2020-12-31 | 365 | 10.1392 | 10
11141 | 4.68 | 1 | 2019-12-31 | 2020-12-31 | 365 | 5.4731 | 5
10959 | 11.75 | 1 | 2019-12-31 | 2020-12-31 | 365 | 13.7412 | 13
2630 | 7.14 | 1 | 2019-12-31 | 2020-12-31 | 365 | 8.3499 | 8
11132 | 3 | 1 | 2019-12-31 | 2020-12-31 | 365 | 3.5084 | 3
11762 | 13.77 | 1 | 2019-12-31 | 2020-12-31 | 365 | 16.1035 | 16
20448 | 4.59 | 1 | 2019-12-31 | 2020-12-31 | 365 | 5.3678 | 5
59921 | 3.57 | 1 | 2019-12-31 | 2020-12-31 | 365 | 4.175 | 4
18812 | 5.61 | 1 | 2019-12-31 | 2020-12-31 | 365 | 6.5607 | 6
11742 | 6.12 | 1 | 2019-12-31 | 2020-12-31 | 365 | 7.1571 | 7
59927 | 6.12 | 1 | 2019-12-31 | 2020-12-31 | 365 | 7.1571 | 7
9594 | 5.2 | 1 | 2019-12-31 | 2020-12-31 | 365 | 6.0812 | 6
19422 | 4.59 | 1 | 2019-12-31 | 2020-12-31 | 365 | 5.3678 | 5
9507 | 4.94 | 1 | 2019-12-31 | 2020-12-31 | 365 | 5.7771 | 5
12795 | 6.12 | 1 | 2019-12-31 | 2020-12-31 | 365 | 7.1571 | 7
11135 | 8.925 | 1 | 2019-12-31 | 2020-12-31 | 365 | 10.4374 | 10
11159 | 3.57 | 1 | 2019-12-31 | 2020-12-31 | 365 | 4.175 | 4
11158 | 4.335 | 1 | 2019-12-31 | 2020-12-31 | 365 | 5.0696 | 5
11753 | 6.12 | 1 | 2019-12-31 | 2020-12-31 | 365 | 7.1571 | 7
11142 | 6.12 | 1 | 2019-12-31 | 2020-12-31 | 365 | 7.1571 | 7
18820 | 10.965 | 1 | 2019-12-31 | 2020-12-31 | 365 | 12.8231 | 12
16975 | 9.18 | 1 | 2019-12-31 | 2020-12-31 | 365 | 10.7356 | 10
17043 | 7.14 | 1 | 2019-12-31 | 2020-12-31 | 365 | 8.3499 | 8
24635 | 12.24 | 1 | 2019-12-31 | 2020-12-31 | 365 | 14.3142 | 14
23652 | 10.4 | 1 | 2019-12-31 | 2020-12-31 | 365 | 12.1624 | 12
9537 | 10.2 | 1 | 2019-12-31 | 2020-12-31 | 365 | 11.9285 | 11
12797 | 4.08 | 1 | 2019-12-31 | 2020-12-31 | 365 | 4.7714 | 4
11763 | 3.025 | 1 | 2019-12-31 | 2020-12-31 | 365 | 3.5376 | 3
19399 | 12.22 | 1 | 2019-12-31 | 2020-12-31 | 365 | 14.2908 | 14
4733 | 6.12 | 1 | 2019-12-31 | 2020-12-31 | 365 | 7.1571 | 7
4746 | 3.57 | 1 | 2019-12-31 | 2020-12-31 | 365 | 4.175 | 4
4749 | 8 | 1 | 2019-12-31 | 2020-12-31 | 365 | 9.3557 | 9
17077 | 4.845 | 1 | 2019-12-31 | 2020-12-31 | 365 | 5.666 | 5
18831 | 4.335 | 1 | 2019-12-31 | 2020-12-31 | 365 | 5.0696 | 5
11747 | 8.25 | 1 | 2019-12-31 | 2020-12-31 | 365 | 9.648 | 9
51156 | 5.98 | 1 | 2019-12-31 | 2020-12-31 | 365 | 6.9934 | 6
32882 | 5.61 | 1 | 2019-12-31 | 2020-12-31 | 365 | 6.5607 | 6
11748 | 10.5 | 1 | 2019-12-31 | 2020-12-31 | 365 | 12.2793 | 12
12811 | 6.375 | 1 | 2019-12-31 | 2020-12-31 | 365 | 7.4553 | 7
17045 | 7.395 | 1 | 2019-12-31 | 2020-12-31 | 365 | 8.6482 | 8
11752 | 9.18 | 1 | 2019-12-31 | 2020-12-31 | 365 | 10.7356 | 10
25567 | 5.61 | 1 | 2019-12-31 | 2020-12-31 | 365 | 6.5607 | 6
13437 | 5.355 | 1 | 2019-12-31 | 2020-12-31 | 365 | 6.2625 | 6
25569 | 5.2 | 1 | 2019-12-31 | 2020-12-31 | 365 | 6.0812 | 6
16971 | 6.12 | 1 | 2019-12-31 | 2020-12-31 | 365 | 7.1571 | 7
18817 | 3.57 | 1 | 2019-12-31 | 2020-12-31 | 365 | 4.175 | 4
12944 | 3.825 | 1 | 2019-12-31 | 2020-12-31 | 365 | 4.4732 | 4
11745 | 6.63 | 1 | 2019-12-31 | 2020-12-31 | 365 | 7.7535 | 7
9510 | 4.2 | 1 | 2019-12-31 | 2020-12-31 | 365 | 4.9117 | 4
11744 | 11.22 | 1 | 2019-12-31 | 2020-12-31 | 365 | 13.1213 | 13
9595 | 5.1 | 1 | 2019-12-31 | 2020-12-31 | 365 | 5.9642 | 5
11249 | 11.76 | 1 | 2019-12-31 | 2020-12-31 | 365 | 13.7528 | 13
16973 | 15.3 | 1 | 2019-12-31 | 2020-12-31 | 365 | 17.8927 | 17
17080 | 5.1 | 1 | 2019-12-31 | 2020-12-31 | 365 | 5.9642 | 5
17078 | 5.865 | 1 | 2019-12-31 | 2020-12-31 | 365 | 6.8589 | 6
17580 | 5.865 | 1 | 2019-12-31 | 2020-12-31 | 365 | 6.8589 | 6
17584 | 4.08 | 1 | 2019-12-31 | 2020-12-31 | 365 | 4.7714 | 4
11133 | 9.8 | 1 | 2019-12-31 | 2020-12-31 | 365 | 11.4607 | 11
13438 | 9.075 | 1 | 2019-12-31 | 2020-12-31 | 365 | 10.6128 | 10
12947 | 8.415 | 1 | 2019-12-31 | 2020-12-31 | 365 | 9.841 | 9
15227 | 6.6 | 1 | 2019-12-31 | 2020-12-31 | 365 | 7.7184 | 7
15215 | 5.04 | 1 | 2019-12-31 | 2020-12-31 | 365 | 5.8941 | 5
15230 | 6.6 | 1 | 2019-12-31 | 2020-12-31 | 365 | 7.7184 | 7
15232 | 3.78 | 1 | 2019-12-31 | 2020-12-31 | 365 | 4.4206 | 4
11751 | 8.1 | 1 | 2019-12-31 | 2020-12-31 | 365 | 9.4726 | 9
11750 | 7.65 | 1 | 2019-12-31 | 2020-12-31 | 365 | 8.9464 | 8
17076 | 14.31 | 1 | 2019-12-31 | 2020-12-31 | 365 | 16.735 | 16
18827 | 9.18 | 1 | 2019-12-31 | 2020-12-31 | 365 | 10.7356 | 10
19274 | 7 | 1 | 2019-12-31 | 2020-12-31 | 365 | 8.1862 | 8
20447 | 5.61 | 1 | 2019-12-31 | 2020-12-31 | 365 | 6.5607 | 6
17079 | 6.63 | 1 | 2019-12-31 | 2020-12-31 | 365 | 7.7535 | 7
17073 | 4.59 | 1 | 2019-12-31 | 2020-12-31 | 365 | 5.3678 | 5
17046 | 10.53 | 1 | 2019-12-31 | 2020-12-31 | 365 | 12.3144 | 12
21268 | 5.4 | 1 | 2019-12-31 | 2020-12-31 | 365 | 6.3151 | 6
22462 | 9.18 | 1 | 2019-12-31 | 2020-12-31 | 365 | 10.7356 | 10
22461 | 4.95 | 1 | 2019-12-31 | 2020-12-31 | 365 | 5.7888 | 5
22460 | 5.72 | 1 | 2019-12-31 | 2020-12-31 | 365 | 6.6893 | 6
23651 | 5.865 | 1 | 2019-12-31 | 2020-12-31 | 365 | 6.8589 | 6
24638 | 4.68 | 1 | 2019-12-31 | 2020-12-31 | 365 | 5.4731 | 5
24632 | 18.2 | 1 | 2019-12-31 | 2020-12-31 | 365 | 21.2842 | 21
24640 | 7.14 | 1 | 2019-12-31 | 2020-12-31 | 365 | 8.3499 | 8
24687 | 5.2 | 1 | 2019-12-31 | 2020-12-31 | 365 | 6.0812 | 6
24737 | 3.06 | 1 | 2019-12-31 | 2020-12-31 | 365 | 3.5785 | 3
18826 | 12.75 | 1 | 2019-12-31 | 2020-12-31 | 365 | 14.9106 | 14
18829 | 10.92 | 1 | 2019-12-31 | 2020-12-31 | 365 | 12.7705 | 12
27969 | 11.18 | 1 | 2019-12-31 | 2020-12-31 | 365 | 13.0746 | 13
27813 | 12.04 | 1 | 2019-12-31 | 2020-12-31 | 365 | 14.0803 | 14
27814 | 3.9 | 1 | 2019-12-31 | 2020-12-31 | 365 | 4.5609 | 4
27811 | 3.9 | 1 | 2019-12-31 | 2020-12-31 | 365 | 4.5609 | 4
30945 | 6.24 | 1 | 2019-12-31 | 2020-12-31 | 365 | 7.2974 | 7
31551 | 3.64 | 1 | 2019-12-31 | 2020-12-31 | 365 | 4.2568 | 4
31557 | 3.9 | 1 | 2019-12-31 | 2020-12-31 | 365 | 4.5609 | 4
31554 | 5.46 | 1 | 2019-12-31 | 2020-12-31 | 365 | 6.3853 | 6
31558 | 8.32 | 1 | 2019-12-31 | 2020-12-31 | 365 | 9.7299 | 9
31566 | 6.76 | 1 | 2019-12-31 | 2020-12-31 | 365 | 7.9055 | 7
31565 | 7.8 | 1 | 2019-12-31 | 2020-12-31 | 365 | 9.1218 | 9
31568 | 3.12 | 1 | 2019-12-31 | 2020-12-31 | 365 | 3.6487 | 3
31571 | 6.5 | 1 | 2019-12-31 | 2020-12-31 | 365 | 7.6015 | 7
31570 | 9.1 | 1 | 2019-12-31 | 2020-12-31 | 365 | 10.6421 | 10
30950 | 7.02 | 1 | 2019-12-31 | 2020-12-31 | 365 | 8.2096 | 8
31871 | 2.08 | 1 | 2019-12-31 | 2020-12-31 | 365 | 2.4325 | 2
31876 | 8.32 | 1 | 2019-12-31 | 2020-12-31 | 365 | 9.7299 | 9
32210 | 8.32 | 1 | 2019-12-31 | 2020-12-31 | 365 | 9.7299 | 9
31550 | 6.5 | 1 | 2019-12-31 | 2020-12-31 | 365 | 7.6015 | 7
31572 | 6.76 | 1 | 2019-12-31 | 2020-12-31 | 365 | 7.9055 | 7
32724 | 6.5 | 1 | 2019-12-31 | 2020-12-31 | 365 | 7.6015 | 7
32725 | 7.28 | 1 | 2019-12-31 | 2020-12-31 | 365 | 8.5137 | 8
33844 | 9.1 | 1 | 2019-12-31 | 2020-12-31 | 365 | 10.6421 | 10
33841 | 4.68 | 1 | 2019-12-31 | 2020-12-31 | 365 | 5.4731 | 5
33845 | 3.64 | 1 | 2019-12-31 | 2020-12-31 | 365 | 4.2568 | 4
34412 | 6.24 | 1 | 2019-12-31 | 2020-12-31 | 365 | 7.2974 | 7
34416 | 6.24 | 1 | 2019-12-31 | 2020-12-31 | 365 | 7.2974 | 7
35878 | 8.06 | 1 | 2019-12-31 | 2020-12-31 | 365 | 9.4258 | 9
35888 | 4.94 | 1 | 2019-12-31 | 2020-12-31 | 365 | 5.7771 | 5
35889 | 9.36 | 1 | 2019-12-31 | 2020-12-31 | 365 | 10.9461 | 10
35893 | 5.98 | 1 | 2019-12-31 | 2020-12-31 | 365 | 6.9934 | 6
35891 | 7.8 | 1 | 2019-12-31 | 2020-12-31 | 365 | 9.1218 | 9
35879 | 5.2 | 1 | 2019-12-31 | 2020-12-31 | 365 | 6.0812 | 6
36857 | 3.38 | 1 | 2019-12-31 | 2020-12-31 | 365 | 3.9528 | 3
36859 | 8.32 | 1 | 2019-12-31 | 2020-12-31 | 365 | 9.7299 | 9
41247 | 13.26 | 1 | 2019-12-31 | 2020-12-31 | 365 | 15.507 | 15
41244 | 3.64 | 1 | 2019-12-31 | 2020-12-31 | 365 | 4.2568 | 4
41276 | 3.9 | 1 | 2019-12-31 | 2020-12-31 | 365 | 4.5609 | 4
44102 | 4.94 | 1 | 2019-12-31 | 2020-12-31 | 365 | 5.7771 | 5
44103 | 9.1 | 1 | 2019-12-31 | 2020-12-31 | 365 | 10.6421 | 10
44108 | 7.28 | 1 | 2019-12-31 | 2020-12-31 | 365 | 8.5137 | 8
44121 | 9.88 | 1 | 2019-12-31 | 2020-12-31 | 365 | 11.5543 | 11
46147 | 8.32 | 1 | 2019-12-31 | 2020-12-31 | 365 | 9.7299 | 9
46156 | 6.5 | 1 | 2019-12-31 | 2020-12-31 | 365 | 7.6015 | 7
46163 | 7.54 | 1 | 2019-12-31 | 2020-12-31 | 365 | 8.8177 | 8
36862 | 2.86 | 1 | 2019-12-31 | 2020-12-31 | 365 | 3.3447 | 3
30804 | 12.48 | 1 | 2019-12-31 | 2020-12-31 | 365 | 14.5949 | 14
30785 | 10.14 | 1 | 2019-12-31 | 2020-12-31 | 365 | 11.8583 | 11
30797 | 12.74 | 1 | 2019-12-31 | 2020-12-31 | 365 | 14.8989 | 14
30803 | 10.14 | 1 | 2019-12-31 | 2020-12-31 | 365 | 11.8583 | 11
36854 | 15.86 | 1 | 2019-12-31 | 2020-12-31 | 365 | 18.5476 | 18
36888 | 10.4 | 1 | 2019-12-31 | 2020-12-31 | 365 | 12.1624 | 12
46158 | 10.66 | 1 | 2019-12-31 | 2020-12-31 | 365 | 12.4664 | 12
30949 | 3.9 | 1 | 2019-12-31 | 2020-12-31 | 365 | 4.5609 | 4
30799 | 11 | 1 | 2019-12-31 | 2020-12-31 | 365 | 12.8641 | 12
30802 | 13.26 | 1 | 2019-12-31 | 2020-12-31 | 365 | 15.507 | 15
46149 | 7.8 | 1 | 2019-12-31 | 2020-12-31 | 365 | 9.1218 | 9
47406 | 10.92 | 1 | 2019-12-31 | 2020-12-31 | 365 | 12.7705 | 12
47486 | 9.36 | 1 | 2019-12-31 | 2020-12-31 | 365 | 10.9461 | 10
47494 | 3.38 | 1 | 2019-12-31 | 2020-12-31 | 365 | 3.9528 | 3
49362 | 2.08 | 1 | 2019-12-31 | 2020-12-31 | 365 | 2.4325 | 2
49364 | 5.46 | 1 | 2019-12-31 | 2020-12-31 | 365 | 6.3853 | 6
49365 | 11.18 | 1 | 2019-12-31 | 2020-12-31 | 365 | 13.0746 | 13
49366 | 8.06 | 1 | 2019-12-31 | 2020-12-31 | 365 | 9.4258 | 9
49368 | 7.8 | 1 | 2019-12-31 | 2020-12-31 | 365 | 9.1218 | 9
50715 | 5.98 | 1 | 2019-12-31 | 2020-12-31 | 365 | 6.9934 | 6
50943 | 7.8 | 1 | 2019-12-31 | 2020-12-31 | 365 | 9.1218 | 9
50973 | 13.26 | 1 | 2019-12-31 | 2020-12-31 | 365 | 15.507 | 15
51023 | 13.26 | 1 | 2019-12-31 | 2020-12-31 | 365 | 15.507 | 15
50946 | 3.9 | 1 | 2019-12-31 | 2020-12-31 | 365 | 4.5609 | 4
50947 | 2.08 | 1 | 2019-12-31 | 2020-12-31 | 365 | 2.4325 | 2
50949 | 6.5 | 1 | 2019-12-31 | 2020-12-31 | 365 | 7.6015 | 7
50971 | 4.42 | 1 | 2019-12-31 | 2020-12-31 | 365 | 5.169 | 5
51002 | 5.72 | 1 | 2019-12-31 | 2020-12-31 | 365 | 6.6893 | 6
51003 | 9.88 | 1 | 2019-12-31 | 2020-12-31 | 365 | 11.5543 | 11
51005 | 5.2 | 1 | 2019-12-31 | 2020-12-31 | 365 | 6.0812 | 6
51007 | 9.36 | 1 | 2019-12-31 | 2020-12-31 | 365 | 10.9461 | 10
51008 | 5.72 | 1 | 2019-12-31 | 2020-12-31 | 365 | 6.6893 | 6
51009 | 4.16 | 1 | 2019-12-31 | 2020-12-31 | 365 | 4.865 | 4
51011 | 5.98 | 1 | 2019-12-31 | 2020-12-31 | 365 | 6.9934 | 6
51013 | 3.64 | 1 | 2019-12-31 | 2020-12-31 | 365 | 4.2568 | 4
51021 | 7.02 | 1 | 2019-12-31 | 2020-12-31 | 365 | 8.2096 | 8
51022 | 8.32 | 1 | 2019-12-31 | 2020-12-31 | 365 | 9.7299 | 9
51025 | 3.64 | 1 | 2019-12-31 | 2020-12-31 | 365 | 4.2568 | 4
51148 | 15.08 | 1 | 2019-12-31 | 2020-12-31 | 365 | 17.6355 | 17
51149 | 13.26 | 1 | 2019-12-31 | 2020-12-31 | 365 | 15.507 | 15
51146 | 9.1 | 1 | 2019-12-31 | 2020-12-31 | 365 | 10.6421 | 10
50944 | 5.2 | 1 | 2019-12-31 | 2020-12-31 | 365 | 6.0812 | 6
51147 | 6.5 | 1 | 2019-12-31 | 2020-12-31 | 365 | 7.6015 | 7
51150 | 7.54 | 1 | 2019-12-31 | 2020-12-31 | 365 | 8.8177 | 8
51159 | 2.08 | 1 | 2019-12-31 | 2020-12-31 | 365 | 2.4325 | 2
51191 | 8.58 | 1 | 2019-12-31 | 2020-12-31 | 365 | 10.034 | 10
51628 | 9.36 | 1 | 2019-12-31 | 2020-12-31 | 365 | 10.9461 | 10
51938 | 3.12 | 1 | 2019-12-31 | 2020-12-31 | 365 | 3.6487 | 3
50980 | 3.9 | 1 | 2019-12-31 | 2020-12-31 | 365 | 4.5609 | 4
51627 | 4.16 | 1 | 2019-12-31 | 2020-12-31 | 365 | 4.865 | 4
51145 | 15.08 | 1 | 2019-12-31 | 2020-12-31 | 365 | 17.6355 | 17
52293 | 3.9 | 1 | 2019-12-31 | 2020-12-31 | 365 | 4.5609 | 4
50713 | 10.4 | 1 | 2019-12-31 | 2020-12-31 | 365 | 12.1624 | 12
51004 | 10.14 | 1 | 2019-12-31 | 2020-12-31 | 365 | 11.8583 | 11
54502 | 8.32 | 1 | 2019-12-31 | 2020-12-31 | 365 | 9.7299 | 9
55501 | 22.44 | 1 | 2019-12-31 | 2020-12-31 | 365 | 26.2427 | 26
57303 | 3.99 | 1 | 2019-12-31 | 2020-12-31 | 365 | 4.6661 | 4
58289 | 7.28 | 1 | 2019-12-31 | 2020-12-31 | 365 | 8.5137 | 8
59794 | 4.68 | 1 | 2019-12-31 | 2020-12-31 | 365 | 5.4731 | 5
59795 | 7.54 | 1 | 2019-12-31 | 2020-12-31 | 365 | 8.8177 | 8
59928 | 7.65 | 1 | 2019-12-31 | 2020-12-31 | 365 | 8.9464 | 8
59935 | 2.86 | 1 | 2019-12-31 | 2020-12-31 | 365 | 3.3447 | 3
59791 | 9.62 | 1 | 2019-12-31 | 2020-12-31 | 365 | 11.2502 | 11
61820 | 7.02 | 1 | 2019-12-31 | 2020-12-31 | 365 | 8.2096 | 8
61821 | 9.01 | 1 | 2019-12-31 | 2020-12-31 | 365 | 10.5368 | 10
61822 | 11.96 | 1 | 2019-12-31 | 2020-12-31 | 365 | 13.9867 | 13
61823 | 13.26 | 1 | 2019-12-31 | 2020-12-31 | 365 | 15.507 | 15
65782 | 5.98 | 1 | 2019-12-31 | 2020-12-31 | 365 | 6.9934 | 6
65784 | 5.46 | 1 | 2019-12-31 | 2020-12-31 | 365 | 6.3853 | 6
65786 | 8.41 | 1 | 2019-12-31 | 2020-12-31 | 365 | 9.8352 | 9
65787 | 7.95 | 1 | 2019-12-31 | 2020-12-31 | 365 | 9.2972 | 9
65788 | 6.09 | 1 | 2019-12-31 | 2020-12-31 | 365 | 7.122 | 7
32985 | 12.75 | 1 | 2019-12-31 | 2020-12-31 | 365 | 14.9106 | 14
32990 | 11.44 | 1 | 2019-12-31 | 2020-12-31 | 365 | 13.3786 | 13
4592 | 7.52 | 1 | 2019-12-31 | 2020-12-31 | 365 | 8.7943 | 8
4598 | 6 | 1 | 2019-12-31 | 2020-12-31 | 365 | 7.0168 | 7
4416 | 8 | 1 | 2019-12-31 | 2020-12-31 | 365 | 9.3557 | 9
5001 | 8.415 | 1 | 2019-12-31 | 2020-12-31 | 365 | 9.841 | 9
4600 | 5.355 | 1 | 2019-12-31 | 2020-12-31 | 365 | 6.2625 | 6
4743 | 5.75 | 1 | 2019-12-31 | 2020-12-31 | 365 | 6.7244 | 6
5526 | 4.5 | 1 | 2019-12-31 | 2020-12-31 | 365 | 5.2626 | 5
4603 | 6.63 | 1 | 2019-12-31 | 2020-12-31 | 365 | 7.7535 | 7
4605 | 3.825 | 1 | 2019-12-31 | 2020-12-31 | 365 | 4.4732 | 4
4607 | 3.825 | 1 | 2019-12-31 | 2020-12-31 | 365 | 4.4732 | 4
4609 | 7.5 | 1 | 2019-12-31 | 2020-12-31 | 365 | 8.7709 | 8
59923 | 4 | 1 | 2019-12-31 | 2020-12-31 | 365 | 4.6778 | 4
4608 | 6.12 | 1 | 2019-12-31 | 2020-12-31 | 365 | 7.1571 | 7
4599 | 7.65 | 1 | 2019-12-31 | 2020-12-31 | 365 | 8.9464 | 8
10962 | 9.75 | 1 | 2019-12-31 | 2020-12-31 | 365 | 11.4022 | 11
4752 | 6.5 | 1 | 2019-12-31 | 2020-12-31 | 365 | 7.6015 | 7
2631 | 7 | 1 | 2019-12-31 | 2020-12-31 | 365 | 8.1862 | 8
4732 | 6.21 | 1 | 2019-12-31 | 2020-12-31 | 365 | 7.2623 | 7
4747 | 6.58 | 1 | 2019-12-31 | 2020-12-31 | 365 | 7.695 | 7
11741 | 7.5 | 1 | 2019-12-31 | 2020-12-31 | 365 | 8.7709 | 8
32984 | 12 | 1 | 2019-12-31 | 2020-12-31 | 365 | 14.0335 | 14
32989 | 12.22 | 1 | 2019-12-31 | 2020-12-31 | 365 | 14.2908 | 14
2467 | 298.4 | 0.9 | 2019-12-31 | 2020-12-31 | 365 | 314.0702 | 314
2968 | 7.8 | 1 | 2019-12-31 | 2020-12-31 | 365 | 9.1218 | 9
11044 | 5.565 | 1 | 2019-12-31 | 2020-12-31 | 365 | 6.508 | 6
9494 | 9.6 | 1 | 2019-12-31 | 2020-12-31 | 365 | 11.2268 | 11
9177 | 7.2 | 1 | 2019-12-31 | 2020-12-31 | 365 | 8.4201 | 8
5121 | 92.485 | 0.9 | 2019-12-31 | 2020-12-31 | 365 | 97.3418 | 97
9533 | 6 | 1 | 2019-12-31 | 2020-12-31 | 365 | 7.0168 | 7
17092 | 9.92 | 1 | 2019-12-31 | 2020-12-31 | 365 | 11.601 | 11
24239 | 4.96 | 1 | 2019-12-31 | 2020-12-31 | 365 | 5.8005 | 5
25544 | 68.4 | 0.9 | 2019-12-31 | 2020-12-31 | 365 | 71.992 | 71
26930 | 7.84 | 1 | 2019-12-31 | 2020-12-31 | 365 | 9.1686 | 9
29411 | 12.81 | 1 | 2019-12-31 | 2020-12-31 | 365 | 14.9808 | 14
43408 | 14.88 | 1 | 2019-12-31 | 2020-12-31 | 365 | 17.4016 | 17
43417 | 9.92 | 1 | 2019-12-31 | 2020-12-31 | 365 | 11.601 | 11
54140 | 62.4 | 0.9 | 2019-12-31 | 2020-12-31 | 365 | 65.6769 | 65
47130 | 58.9 | 0.9 | 2019-12-31 | 2020-12-31 | 365 | 61.9931 | 61
3489 | 6 | 1 | 2019-12-31 | 2020-12-31 | 365 | 7.0168 | 7
6496 | 9.36 | 1 | 2019-12-31 | 2020-12-31 | 365 | 10.9461 | 10
5958 | 5.7 | 1 | 2019-12-31 | 2020-12-31 | 365 | 6.6659 | 6
25772 | 8.06 | 1 | 2019-12-31 | 2020-12-31 | 365 | 9.4258 | 9
25774 | 6.24 | 1 | 2019-12-31 | 2020-12-31 | 365 | 7.2974 | 7
14303 | 5.25 | 1 | 2019-12-31 | 2020-12-31 | 365 | 6.1397 | 6
25889 | 5.2 | 1 | 2019-12-31 | 2020-12-31 | 365 | 6.0812 | 6
25886 | 7.35 | 1 | 2019-12-31 | 2020-12-31 | 365 | 8.5955 | 8
25887 | 9.555 | 1 | 2019-12-31 | 2020-12-31 | 365 | 11.1742 | 11
16242 | 8 | 1 | 2019-12-31 | 2020-12-31 | 365 | 9.3557 | 9
6422 | 10.965 | 1 | 2019-12-31 | 2020-12-31 | 365 | 12.8231 | 12
6329 | 5 | 1 | 2019-12-31 | 2020-12-31 | 365 | 5.8473 | 5
6192 | 3.75 | 1 | 2019-12-31 | 2020-12-31 | 365 | 4.3855 | 4
6492 | 4.5 | 1 | 2019-12-31 | 2020-12-31 | 365 | 5.2626 | 5
7950 | 6.21 | 1 | 2019-12-31 | 2020-12-31 | 365 | 7.2623 | 7
6412 | 5 | 1 | 2019-12-31 | 2020-12-31 | 365 | 5.8473 | 5
6286 | 4 | 1 | 2019-12-31 | 2020-12-31 | 365 | 4.6778 | 4
6246 | 3.78 | 1 | 2019-12-31 | 2020-12-31 | 365 | 4.4206 | 4
6233 | 9 | 1 | 2019-12-31 | 2020-12-31 | 365 | 10.5251 | 10
6384 | 5.4 | 1 | 2019-12-31 | 2020-12-31 | 365 | 6.3151 | 6
6275 | 6.25 | 1 | 2019-12-31 | 2020-12-31 | 365 | 7.3091 | 7
16258 | 9.5 | 1 | 2019-12-31 | 2020-12-31 | 365 | 11.1099 | 11
6181 | 6.37 | 1 | 2019-12-31 | 2020-12-31 | 365 | 7.4495 | 7
6173 | 6.12 | 1 | 2019-12-31 | 2020-12-31 | 365 | 7.1571 | 7
6201 | 8 | 1 | 2019-12-31 | 2020-12-31 | 365 | 9.3557 | 9
6240 | 3.78 | 1 | 2019-12-31 | 2020-12-31 | 365 | 4.4206 | 4
6375 | 5.4 | 1 | 2019-12-31 | 2020-12-31 | 365 | 6.3151 | 6
6417 | 11.985 | 1 | 2019-12-31 | 2020-12-31 | 365 | 14.016 | 14
6500 | 6 | 1 | 2019-12-31 | 2020-12-31 | 365 | 7.0168 | 7
6217 | 8.75 | 1 | 2019-12-31 | 2020-12-31 | 365 | 10.2328 | 10
6241 | 5.4 | 1 | 2019-12-31 | 2020-12-31 | 365 | 6.3151 | 6
6248 | 9.99 | 1 | 2019-12-31 | 2020-12-31 | 365 | 11.6829 | 11
6138 | 8 | 1 | 2019-12-31 | 2020-12-31 | 365 | 9.3557 | 9
6426 | 9.75 | 1 | 2019-12-31 | 2020-12-31 | 365 | 11.4022 | 11
6421 | 9.18 | 1 | 2019-12-31 | 2020-12-31 | 365 | 10.7356 | 10
6148 | 5.75 | 1 | 2019-12-31 | 2020-12-31 | 365 | 6.7244 | 6
6284 | 5.4 | 1 | 2019-12-31 | 2020-12-31 | 365 | 6.3151 | 6
6168 | 8.1 | 1 | 2019-12-31 | 2020-12-31 | 365 | 9.4726 | 9
6428 | 10 | 1 | 2019-12-31 | 2020-12-31 | 365 | 11.6946 | 11
6319 | 7.56 | 1 | 2019-12-31 | 2020-12-31 | 365 | 8.8411 | 8
6199 | 4.05 | 1 | 2019-12-31 | 2020-12-31 | 365 | 4.7363 | 4
6232 | 6.21 | 1 | 2019-12-31 | 2020-12-31 | 365 | 7.2623 | 7
6383 | 8.64 | 1 | 2019-12-31 | 2020-12-31 | 365 | 10.1041 | 10
6367 | 13.25 | 1 | 2019-12-31 | 2020-12-31 | 365 | 15.4953 | 15
8072 | 7.56 | 1 | 2019-12-31 | 2020-12-31 | 365 | 8.8411 | 8
6260 | 8.91 | 1 | 2019-12-31 | 2020-12-31 | 365 | 10.4199 | 10
8054 | 4 | 1 | 2019-12-31 | 2020-12-31 | 365 | 4.6778 | 4
6135 | 6.75 | 1 | 2019-12-31 | 2020-12-31 | 365 | 7.8939 | 7
6355 | 4.86 | 1 | 2019-12-31 | 2020-12-31 | 365 | 5.6836 | 5
6331 | 4.32 | 1 | 2019-12-31 | 2020-12-31 | 365 | 5.0521 | 5
14322 | 7.65 | 1 | 2019-12-31 | 2020-12-31 | 365 | 8.9464 | 8
6256 | 6.48 | 1 | 2019-12-31 | 2020-12-31 | 365 | 7.5781 | 7
6264 | 5.355 | 1 | 2019-12-31 | 2020-12-31 | 365 | 6.2625 | 6
6250 | 9.99 | 1 | 2019-12-31 | 2020-12-31 | 365 | 11.6829 | 11
6169 | 4.86 | 1 | 2019-12-31 | 2020-12-31 | 365 | 5.6836 | 5
6147 | 8.91 | 1 | 2019-12-31 | 2020-12-31 | 365 | 10.4199 | 10
6190 | 6.48 | 1 | 2019-12-31 | 2020-12-31 | 365 | 7.5781 | 7
6245 | 7.56 | 1 | 2019-12-31 | 2020-12-31 | 365 | 8.8411 | 8
10276 | 9.18 | 1 | 2019-12-31 | 2020-12-31 | 365 | 10.7356 | 10
6471 | 5.94 | 1 | 2019-12-31 | 2020-12-31 | 365 | 6.9466 | 6
6263 | 6.885 | 1 | 2019-12-31 | 2020-12-31 | 365 | 8.0517 | 8
16236 | 6.325 | 1 | 2019-12-31 | 2020-12-31 | 365 | 7.3968 | 7
6161 | 6.21 | 1 | 2019-12-31 | 2020-12-31 | 365 | 7.2623 | 7
6171 | 6.48 | 1 | 2019-12-31 | 2020-12-31 | 365 | 7.5781 | 7
6504 | 4.59 | 1 | 2019-12-31 | 2020-12-31 | 365 | 5.3678 | 5
6480 | 4.05 | 1 | 2019-12-31 | 2020-12-31 | 365 | 4.7363 | 4
16254 | 5.13 | 1 | 2019-12-31 | 2020-12-31 | 365 | 5.9993 | 5
6479 | 8.1 | 1 | 2019-12-31 | 2020-12-31 | 365 | 9.4726 | 9
6262 | 8.91 | 1 | 2019-12-31 | 2020-12-31 | 365 | 10.4199 | 10
6297 | 13.005 | 1 | 2019-12-31 | 2020-12-31 | 365 | 15.2088 | 15
7955 | 9.18 | 1 | 2019-12-31 | 2020-12-31 | 365 | 10.7356 | 10
6151 | 5.4 | 1 | 2019-12-31 | 2020-12-31 | 365 | 6.3151 | 6
6506 | 5 | 1 | 2019-12-31 | 2020-12-31 | 365 | 5.8473 | 5
6197 | 3.78 | 1 | 2019-12-31 | 2020-12-31 | 365 | 4.4206 | 4
6196 | 4.05 | 1 | 2019-12-31 | 2020-12-31 | 365 | 4.7363 | 4
6142 | 6.21 | 1 | 2019-12-31 | 2020-12-31 | 365 | 7.2623 | 7
6389 | 4.59 | 1 | 2019-12-31 | 2020-12-31 | 365 | 5.3678 | 5
16239 | 7.56 | 1 | 2019-12-31 | 2020-12-31 | 365 | 8.8411 | 8
6361 | 4.59 | 1 | 2019-12-31 | 2020-12-31 | 365 | 5.3678 | 5
6235 | 7.56 | 1 | 2019-12-31 | 2020-12-31 | 365 | 8.8411 | 8
6265 | 5.25 | 1 | 2019-12-31 | 2020-12-31 | 365 | 6.1397 | 6
6317 | 8.64 | 1 | 2019-12-31 | 2020-12-31 | 365 | 10.1041 | 10
6414 | 4.59 | 1 | 2019-12-31 | 2020-12-31 | 365 | 5.3678 | 5
6356 | 5.4 | 1 | 2019-12-31 | 2020-12-31 | 365 | 6.3151 | 6
6165 | 3.51 | 1 | 2019-12-31 | 2020-12-31 | 365 | 4.1048 | 4
16231 | 6.75 | 1 | 2019-12-31 | 2020-12-31 | 365 | 7.8939 | 7
6140 | 6.5 | 1 | 2019-12-31 | 2020-12-31 | 365 | 7.6015 | 7
6499 | 9.72 | 1 | 2019-12-31 | 2020-12-31 | 365 | 11.3672 | 11
6390 | 7.29 | 1 | 2019-12-31 | 2020-12-31 | 365 | 8.5254 | 8
8073 | 3.25 | 1 | 2019-12-31 | 2020-12-31 | 365 | 3.8007 | 3
6494 | 9.18 | 1 | 2019-12-31 | 2020-12-31 | 365 | 10.7356 | 10
6482 | 8.16 | 1 | 2019-12-31 | 2020-12-31 | 365 | 9.5428 | 9
6193 | 9.18 | 1 | 2019-12-31 | 2020-12-31 | 365 | 10.7356 | 10
6385 | 7.83 | 1 | 2019-12-31 | 2020-12-31 | 365 | 9.1569 | 9
15070 | 6.5 | 1 | 2019-12-31 | 2020-12-31 | 365 | 7.6015 | 7
6159 | 7.29 | 1 | 2019-12-31 | 2020-12-31 | 365 | 8.5254 | 8
52795 | 6 | 1 | 2019-12-31 | 2020-12-31 | 365 | 7.0168 | 7
34121 | 12 | 1 | 2019-12-31 | 2020-12-31 | 365 | 14.0335 | 14
6234 | 5.94 | 1 | 2019-12-31 | 2020-12-31 | 365 | 6.9466 | 6
6149 | 6.75 | 1 | 2019-12-31 | 2020-12-31 | 365 | 7.8939 | 7
6387 | 6.48 | 1 | 2019-12-31 | 2020-12-31 | 365 | 7.5781 | 7
14715 | 5.94 | 1 | 2019-12-31 | 2020-12-31 | 365 | 6.9466 | 6
15075 | 7.5 | 1 | 2019-12-31 | 2020-12-31 | 365 | 8.7709 | 8
14420 | 5.5 | 1 | 2019-12-31 | 2020-12-31 | 365 | 6.432 | 6
14425 | 8.25 | 1 | 2019-12-31 | 2020-12-31 | 365 | 9.648 | 9
15098 | 4.5 | 1 | 2019-12-31 | 2020-12-31 | 365 | 5.2626 | 5
15996 | 3.315 | 1 | 2019-12-31 | 2020-12-31 | 365 | 3.8768 | 3
6261 | 8 | 1 | 2019-12-31 | 2020-12-31 | 365 | 9.3557 | 9
6364 | 5.67 | 1 | 2019-12-31 | 2020-12-31 | 365 | 6.6308 | 6
16248 | 7.75 | 1 | 2019-12-31 | 2020-12-31 | 365 | 9.0633 | 9
6484 | 9.99 | 1 | 2019-12-31 | 2020-12-31 | 365 | 11.6829 | 11
6423 | 10 | 1 | 2019-12-31 | 2020-12-31 | 365 | 11.6946 | 11
16238 | 8.91 | 1 | 2019-12-31 | 2020-12-31 | 365 | 10.4199 | 10
6162 | 5.67 | 1 | 2019-12-31 | 2020-12-31 | 365 | 6.6308 | 6
6290 | 9.45 | 1 | 2019-12-31 | 2020-12-31 | 365 | 11.0514 | 11
6485 | 9.72 | 1 | 2019-12-31 | 2020-12-31 | 365 | 11.3672 | 11
16233 | 12.75 | 1 | 2019-12-31 | 2020-12-31 | 365 | 14.9106 | 14
15096 | 2.385 | 1 | 2019-12-31 | 2020-12-31 | 365 | 2.7892 | 2
6150 | 11.5 | 1 | 2019-12-31 | 2020-12-31 | 365 | 13.4488 | 13
17735 | 6.5 | 1 | 2019-12-31 | 2020-12-31 | 365 | 7.6015 | 7
6424 | 4.5 | 1 | 2019-12-31 | 2020-12-31 | 365 | 5.2626 | 5
6267 | 8.25 | 1 | 2019-12-31 | 2020-12-31 | 365 | 9.648 | 9
6327 | 6.25 | 1 | 2019-12-31 | 2020-12-31 | 365 | 7.3091 | 7
17711 | 5.67 | 1 | 2019-12-31 | 2020-12-31 | 365 | 6.6308 | 6
42458 | 10 | 1 | 2019-12-31 | 2020-12-31 | 365 | 11.6946 | 11
14411 | 6.48 | 1 | 2019-12-31 | 2020-12-31 | 365 | 7.5781 | 7
14994 | 4.5 | 1 | 2019-12-31 | 2020-12-31 | 365 | 5.2626 | 5
6416 | 8.415 | 1 | 2019-12-31 | 2020-12-31 | 365 | 9.841 | 9
20975 | 5.865 | 1 | 2019-12-31 | 2020-12-31 | 365 | 6.8589 | 6
6300 | 5.25 | 1 | 2019-12-31 | 2020-12-31 | 365 | 6.1397 | 6
6330 | 5.4 | 1 | 2019-12-31 | 2020-12-31 | 365 | 6.3151 | 6
6303 | 11 | 1 | 2019-12-31 | 2020-12-31 | 365 | 12.8641 | 12
6487 | 8.1 | 1 | 2019-12-31 | 2020-12-31 | 365 | 9.4726 | 9
14705 | 8.1 | 1 | 2019-12-31 | 2020-12-31 | 365 | 9.4726 | 9
14315 | 7.5 | 1 | 2019-12-31 | 2020-12-31 | 365 | 8.7709 | 8
15085 | 4.25 | 1 | 2019-12-31 | 2020-12-31 | 365 | 4.9702 | 4
6430 | 10 | 1 | 2019-12-31 | 2020-12-31 | 365 | 11.6946 | 11
6415 | 5.355 | 1 | 2019-12-31 | 2020-12-31 | 365 | 6.2625 | 6
15038 | 8.96 | 1 | 2019-12-31 | 2020-12-31 | 365 | 10.4784 | 10
33499 | 10.8 | 1 | 2019-12-31 | 2020-12-31 | 365 | 12.6302 | 12
6305 | 5.61 | 1 | 2019-12-31 | 2020-12-31 | 365 | 6.5607 | 6
14611 | 5.145 | 1 | 2019-12-31 | 2020-12-31 | 365 | 6.0169 | 6
22106 | 4.5 | 1 | 2019-12-31 | 2020-12-31 | 365 | 5.2626 | 5
6466 | 7.25 | 1 | 2019-12-31 | 2020-12-31 | 365 | 8.4786 | 8
6326 | 5.61 | 1 | 2019-12-31 | 2020-12-31 | 365 | 6.5607 | 6
14436 | 4.59 | 1 | 2019-12-31 | 2020-12-31 | 365 | 5.3678 | 5
6491 | 5.61 | 1 | 2019-12-31 | 2020-12-31 | 365 | 6.5607 | 6
6238 | 3.825 | 1 | 2019-12-31 | 2020-12-31 | 365 | 4.4732 | 4
14682 | 4.5 | 1 | 2019-12-31 | 2020-12-31 | 365 | 5.2626 | 5
16523 | 6.96 | 1 | 2019-12-31 | 2020-12-31 | 365 | 8.1394 | 8
6200 | 9.25 | 1 | 2019-12-31 | 2020-12-31 | 365 | 10.8175 | 10
14622 | 8.1 | 1 | 2019-12-31 | 2020-12-31 | 365 | 9.4726 | 9
6259 | 6.5 | 1 | 2019-12-31 | 2020-12-31 | 365 | 7.6015 | 7
6214 | 7.02 | 1 | 2019-12-31 | 2020-12-31 | 365 | 8.2096 | 8
21643 | 8.25 | 1 | 2019-12-31 | 2020-12-31 | 365 | 9.648 | 9
14364 | 7.96 | 1 | 2019-12-31 | 2020-12-31 | 365 | 9.3089 | 9
14689 | 5.5 | 1 | 2019-12-31 | 2020-12-31 | 365 | 6.432 | 6
6474 | 5.4 | 1 | 2019-12-31 | 2020-12-31 | 365 | 6.3151 | 6
6312 | 9.72 | 1 | 2019-12-31 | 2020-12-31 | 365 | 11.3672 | 11
6257 | 9.75 | 1 | 2019-12-31 | 2020-12-31 | 365 | 11.4022 | 11
6198 | 6.375 | 1 | 2019-12-31 | 2020-12-31 | 365 | 7.4553 | 7
24322 | 3.925 | 1 | 2019-12-31 | 2020-12-31 | 365 | 4.5901 | 4
6249 | 3.5 | 1 | 2019-12-31 | 2020-12-31 | 365 | 4.0931 | 4
20973 | 4.25 | 1 | 2019-12-31 | 2020-12-31 | 365 | 4.9702 | 4
6216 | 4.335 | 1 | 2019-12-31 | 2020-12-31 | 365 | 5.0696 | 5
14625 | 6.96 | 1 | 2019-12-31 | 2020-12-31 | 365 | 8.1394 | 8
14707 | 5.395 | 1 | 2019-12-31 | 2020-12-31 | 365 | 6.3092 | 6
15093 | 6.25 | 1 | 2019-12-31 | 2020-12-31 | 365 | 7.3091 | 7
16078 | 6 | 1 | 2019-12-31 | 2020-12-31 | 365 | 7.0168 | 7
6251 | 5.61 | 1 | 2019-12-31 | 2020-12-31 | 365 | 6.5607 | 6
16143 | 8.8 | 1 | 2019-12-31 | 2020-12-31 | 365 | 10.2912 | 10
6247 | 7.14 | 1 | 2019-12-31 | 2020-12-31 | 365 | 8.3499 | 8
20974 | 5.5 | 1 | 2019-12-31 | 2020-12-31 | 365 | 6.432 | 6
21292 | 5.355 | 1 | 2019-12-31 | 2020-12-31 | 365 | 6.2625 | 6
6183 | 7.56 | 1 | 2019-12-31 | 2020-12-31 | 365 | 8.8411 | 8
16129 | 5.25 | 1 | 2019-12-31 | 2020-12-31 | 365 | 6.1397 | 6
16243 | 5.75 | 1 | 2019-12-31 | 2020-12-31 | 365 | 6.7244 | 6
6477 | 9.99 | 1 | 2019-12-31 | 2020-12-31 | 365 | 11.6829 | 11
16241 | 4.845 | 1 | 2019-12-31 | 2020-12-31 | 365 | 5.666 | 5
32837 | 8.67 | 1 | 2019-12-31 | 2020-12-31 | 365 | 10.1392 | 10
6258 | 8.25 | 1 | 2019-12-31 | 2020-12-31 | 365 | 9.648 | 9
21596 | 3.44 | 1 | 2019-12-31 | 2020-12-31 | 365 | 4.0229 | 4
6281 | 4.5 | 1 | 2019-12-31 | 2020-12-31 | 365 | 5.2626 | 5
14953 | 7.15 | 1 | 2019-12-31 | 2020-12-31 | 365 | 8.3616 | 8
24009 | 5.1 | 1 | 2019-12-31 | 2020-12-31 | 365 | 5.9642 | 5
53891 | 2.5 | 1 | 2019-12-31 | 2020-12-31 | 365 | 2.9236 | 2
32833 | 4 | 1 | 2019-12-31 | 2020-12-31 | 365 | 4.6778 | 4
30641 | 3.825 | 1 | 2019-12-31 | 2020-12-31 | 365 | 4.4732 | 4
21287 | 4.75 | 1 | 2019-12-31 | 2020-12-31 | 365 | 5.5549 | 5
6163 | 4.59 | 1 | 2019-12-31 | 2020-12-31 | 365 | 5.3678 | 5
14681 | 5.545 | 1 | 2019-12-31 | 2020-12-31 | 365 | 6.4847 | 6
6508 | 4.59 | 1 | 2019-12-31 | 2020-12-31 | 365 | 5.3678 | 5
16149 | 7.65 | 1 | 2019-12-31 | 2020-12-31 | 365 | 8.9464 | 8
6244 | 9.35 | 1 | 2019-12-31 | 2020-12-31 | 365 | 10.9345 | 10
14663 | 8.25 | 1 | 2019-12-31 | 2020-12-31 | 365 | 9.648 | 9
14951 | 8.8 | 1 | 2019-12-31 | 2020-12-31 | 365 | 10.2912 | 10
14691 | 6.63 | 1 | 2019-12-31 | 2020-12-31 | 365 | 7.7535 | 7
16094 | 9.99 | 1 | 2019-12-31 | 2020-12-31 | 365 | 11.6829 | 11
14733 | 7.29 | 1 | 2019-12-31 | 2020-12-31 | 365 | 8.5254 | 8
21689 | 5.4 | 1 | 2019-12-31 | 2020-12-31 | 365 | 6.3151 | 6
21691 | 5.61 | 1 | 2019-12-31 | 2020-12-31 | 365 | 6.5607 | 6
6182 | 5.5 | 1 | 2019-12-31 | 2020-12-31 | 365 | 6.432 | 6
20976 | 5.67 | 1 | 2019-12-31 | 2020-12-31 | 365 | 6.6308 | 6
6219 | 6.6 | 1 | 2019-12-31 | 2020-12-31 | 365 | 7.7184 | 7
14361 | 6.75 | 1 | 2019-12-31 | 2020-12-31 | 365 | 7.8939 | 7
16100 | 7.65 | 1 | 2019-12-31 | 2020-12-31 | 365 | 8.9464 | 8
20535 | 8.16 | 1 | 2019-12-31 | 2020-12-31 | 365 | 9.5428 | 9
6481 | 7.425 | 1 | 2019-12-31 | 2020-12-31 | 365 | 8.6832 | 8
6753 | 4.675 | 1 | 2019-12-31 | 2020-12-31 | 365 | 5.4672 | 5
6478 | 6.875 | 1 | 2019-12-31 | 2020-12-31 | 365 | 8.04 | 8
6299 | 5.5 | 1 | 2019-12-31 | 2020-12-31 | 365 | 6.432 | 6
16237 | 9.435 | 1 | 2019-12-31 | 2020-12-31 | 365 | 11.0339 | 11
23878 | 10.08 | 1 | 2019-12-31 | 2020-12-31 | 365 | 11.7882 | 11
6354 | 12.925 | 1 | 2019-12-31 | 2020-12-31 | 365 | 15.1153 | 15
6279 | 5.13 | 1 | 2019-12-31 | 2020-12-31 | 365 | 5.9993 | 5
14745 | 5.285 | 1 | 2019-12-31 | 2020-12-31 | 365 | 6.1806 | 6
14372 | 7.725 | 1 | 2019-12-31 | 2020-12-31 | 365 | 9.0341 | 9
20537 | 6.47 | 1 | 2019-12-31 | 2020-12-31 | 365 | 7.5664 | 7
14744 | 6.47 | 1 | 2019-12-31 | 2020-12-31 | 365 | 7.5664 | 7
14954 | 5.215 | 1 | 2019-12-31 | 2020-12-31 | 365 | 6.0987 | 6
36718 | 8.825 | 1 | 2019-12-31 | 2020-12-31 | 365 | 10.3205 | 10
14613 | 4.725 | 1 | 2019-12-31 | 2020-12-31 | 365 | 5.5257 | 5
24330 | 3.725 | 1 | 2019-12-31 | 2020-12-31 | 365 | 4.3562 | 4
14351 | 6.96 | 1 | 2019-12-31 | 2020-12-31 | 365 | 8.1394 | 8
14695 | 5.725 | 1 | 2019-12-31 | 2020-12-31 | 365 | 6.6952 | 6
14750 | 8.215 | 1 | 2019-12-31 | 2020-12-31 | 365 | 9.6071 | 9
14485 | 11.96 | 1 | 2019-12-31 | 2020-12-31 | 365 | 13.9867 | 13
14917 | 9.82 | 1 | 2019-12-31 | 2020-12-31 | 365 | 11.4841 | 11
14923 | 5.215 | 1 | 2019-12-31 | 2020-12-31 | 365 | 6.0987 | 6
15064 | 3.98 | 1 | 2019-12-31 | 2020-12-31 | 365 | 4.6545 | 4
14367 | 10 | 1 | 2019-12-31 | 2020-12-31 | 365 | 11.6946 | 11
14688 | 9.82 | 1 | 2019-12-31 | 2020-12-31 | 365 | 11.4841 | 11
14562 | 3.98 | 1 | 2019-12-31 | 2020-12-31 | 365 | 4.6545 | 4
14716 | 5.215 | 1 | 2019-12-31 | 2020-12-31 | 365 | 6.0987 | 6
14515 | 5.98 | 1 | 2019-12-31 | 2020-12-31 | 365 | 6.9934 | 6
15059 | 6.98 | 1 | 2019-12-31 | 2020-12-31 | 365 | 8.1628 | 8
14921 | 9.705 | 1 | 2019-12-31 | 2020-12-31 | 365 | 11.3496 | 11
14740 | 3.47 | 1 | 2019-12-31 | 2020-12-31 | 365 | 4.058 | 4
14753 | 3.725 | 1 | 2019-12-31 | 2020-12-31 | 365 | 4.3562 | 4
14723 | 5.215 | 1 | 2019-12-31 | 2020-12-31 | 365 | 6.0987 | 6
14749 | 6.47 | 1 | 2019-12-31 | 2020-12-31 | 365 | 7.5664 | 7
15032 | 4.235 | 1 | 2019-12-31 | 2020-12-31 | 365 | 4.9527 | 4
14732 | 9.82 | 1 | 2019-12-31 | 2020-12-31 | 365 | 11.4841 | 11
14385 | 8.47 | 1 | 2019-12-31 | 2020-12-31 | 365 | 9.9053 | 9
14404 | 7.96 | 1 | 2019-12-31 | 2020-12-31 | 365 | 9.3089 | 9
20963 | 6.75 | 1 | 2019-12-31 | 2020-12-31 | 365 | 7.8939 | 7
16080 | 5.25 | 1 | 2019-12-31 | 2020-12-31 | 365 | 6.1397 | 6
26164 | 4.59 | 1 | 2019-12-31 | 2020-12-31 | 365 | 5.3678 | 5
21269 | 6 | 1 | 2019-12-31 | 2020-12-31 | 365 | 7.0168 | 7
48618 | 5.865 | 1 | 2019-12-31 | 2020-12-31 | 365 | 6.8589 | 6
14729 | 9.085 | 1 | 2019-12-31 | 2020-12-31 | 365 | 10.6245 | 10
15099 | 4.79 | 1 | 2019-12-31 | 2020-12-31 | 365 | 5.6017 | 5
14479 | 4.725 | 1 | 2019-12-31 | 2020-12-31 | 365 | 5.5257 | 5
14699 | 3.98 | 1 | 2019-12-31 | 2020-12-31 | 365 | 4.6545 | 4
14603 | 8.47 | 1 | 2019-12-31 | 2020-12-31 | 365 | 9.9053 | 9
19213 | 4.47 | 1 | 2019-12-31 | 2020-12-31 | 365 | 5.2275 | 5
14926 | 5.895 | 1 | 2019-12-31 | 2020-12-31 | 365 | 6.894 | 6
20969 | 4.86 | 1 | 2019-12-31 | 2020-12-31 | 365 | 5.6836 | 5
14471 | 5.215 | 1 | 2019-12-31 | 2020-12-31 | 365 | 6.0987 | 6
14445 | 10.215 | 1 | 2019-12-31 | 2020-12-31 | 365 | 11.946 | 11
14529 | 7.365 | 1 | 2019-12-31 | 2020-12-31 | 365 | 8.6131 | 8
14345 | 5.215 | 1 | 2019-12-31 | 2020-12-31 | 365 | 6.0987 | 6
14446 | 6.76 | 1 | 2019-12-31 | 2020-12-31 | 365 | 7.9055 | 7
26840 | 5.22 | 1 | 2019-12-31 | 2020-12-31 | 365 | 6.1046 | 6
14379 | 9.215 | 1 | 2019-12-31 | 2020-12-31 | 365 | 10.7766 | 10
14392 | 6.215 | 1 | 2019-12-31 | 2020-12-31 | 365 | 7.2682 | 7
14498 | 11.96 | 1 | 2019-12-31 | 2020-12-31 | 365 | 13.9867 | 13
14455 | 6.725 | 1 | 2019-12-31 | 2020-12-31 | 365 | 7.8646 | 7
24728 | 6.325 | 1 | 2019-12-31 | 2020-12-31 | 365 | 7.3968 | 7
14700 | 5.47 | 1 | 2019-12-31 | 2020-12-31 | 365 | 6.3969 | 6
14579 | 7.215 | 1 | 2019-12-31 | 2020-12-31 | 365 | 8.4377 | 8
14494 | 3.725 | 1 | 2019-12-31 | 2020-12-31 | 365 | 4.3562 | 4
14585 | 4.295 | 1 | 2019-12-31 | 2020-12-31 | 365 | 5.0228 | 5
22916 | 8.415 | 1 | 2019-12-31 | 2020-12-31 | 365 | 9.841 | 9
14401 | 4.47 | 1 | 2019-12-31 | 2020-12-31 | 365 | 5.2275 | 5
14403 | 3.98 | 1 | 2019-12-31 | 2020-12-31 | 365 | 4.6545 | 4
15025 | 6.05 | 1 | 2019-12-31 | 2020-12-31 | 365 | 7.0752 | 7
14595 | 5.895 | 1 | 2019-12-31 | 2020-12-31 | 365 | 6.894 | 6
14437 | 6.725 | 1 | 2019-12-31 | 2020-12-31 | 365 | 7.8646 | 7
15078 | 6.725 | 1 | 2019-12-31 | 2020-12-31 | 365 | 7.8646 | 7
22997 | 4.47 | 1 | 2019-12-31 | 2020-12-31 | 365 | 5.2275 | 5
24318 | 6.725 | 1 | 2019-12-31 | 2020-12-31 | 365 | 7.8646 | 7
14717 | 10.215 | 1 | 2019-12-31 | 2020-12-31 | 365 | 11.946 | 11
14943 | 3.725 | 1 | 2019-12-31 | 2020-12-31 | 365 | 4.3562 | 4
14462 | 7.96 | 1 | 2019-12-31 | 2020-12-31 | 365 | 9.3089 | 9
14661 | 4.79 | 1 | 2019-12-31 | 2020-12-31 | 365 | 5.6017 | 5
23017 | 7.575 | 1 | 2019-12-31 | 2020-12-31 | 365 | 8.8587 | 8
15091 | 11.96 | 1 | 2019-12-31 | 2020-12-31 | 365 | 13.9867 | 13
14654 | 8.47 | 1 | 2019-12-31 | 2020-12-31 | 365 | 9.9053 | 9
14545 | 5.215 | 1 | 2019-12-31 | 2020-12-31 | 365 | 6.0987 | 6
14659 | 8.705 | 1 | 2019-12-31 | 2020-12-31 | 365 | 10.1801 | 10
14604 | 9.96 | 1 | 2019-12-31 | 2020-12-31 | 365 | 11.6478 | 11
14942 | 7.47 | 1 | 2019-12-31 | 2020-12-31 | 365 | 8.7359 | 8
14560 | 4.98 | 1 | 2019-12-31 | 2020-12-31 | 365 | 5.8239 | 5
14520 | 7.47 | 1 | 2019-12-31 | 2020-12-31 | 365 | 8.7359 | 8
14356 | 6.47 | 1 | 2019-12-31 | 2020-12-31 | 365 | 7.5664 | 7
22720 | 6.47 | 1 | 2019-12-31 | 2020-12-31 | 365 | 7.5664 | 7
14488 | 5.47 | 1 | 2019-12-31 | 2020-12-31 | 365 | 6.3969 | 6
20532 | 11 | 1 | 2019-12-31 | 2020-12-31 | 365 | 12.8641 | 12
14391 | 5.47 | 1 | 2019-12-31 | 2020-12-31 | 365 | 6.3969 | 6
23025 | 7.975 | 1 | 2019-12-31 | 2020-12-31 | 365 | 9.3264 | 9
24338 | 9 | 1 | 2019-12-31 | 2020-12-31 | 365 | 10.5251 | 10
14948 | 6.875 | 1 | 2019-12-31 | 2020-12-31 | 365 | 8.04 | 8
32836 | 5.215 | 1 | 2019-12-31 | 2020-12-31 | 365 | 6.0987 | 6
14658 | 4.98 | 1 | 2019-12-31 | 2020-12-31 | 365 | 5.8239 | 5
17117 | 6.215 | 1 | 2019-12-31 | 2020-12-31 | 365 | 7.2682 | 7
22621 | 10.215 | 1 | 2019-12-31 | 2020-12-31 | 365 | 11.946 | 11
21289 | 6.375 | 1 | 2019-12-31 | 2020-12-31 | 365 | 7.4553 | 7
14680 | 7.04 | 1 | 2019-12-31 | 2020-12-31 | 365 | 8.233 | 8
14486 | 5.47 | 1 | 2019-12-31 | 2020-12-31 | 365 | 6.3969 | 6
14536 | 5.47 | 1 | 2019-12-31 | 2020-12-31 | 365 | 6.3969 | 6
25164 | 8.215 | 1 | 2019-12-31 | 2020-12-31 | 365 | 9.6071 | 9
14696 | 8.215 | 1 | 2019-12-31 | 2020-12-31 | 365 | 9.6071 | 9
14990 | 5.725 | 1 | 2019-12-31 | 2020-12-31 | 365 | 6.6952 | 6
14467 | 5.215 | 1 | 2019-12-31 | 2020-12-31 | 365 | 6.0987 | 6
24340 | 10.45 | 1 | 2019-12-31 | 2020-12-31 | 365 | 12.2209 | 12
14714 | 6.725 | 1 | 2019-12-31 | 2020-12-31 | 365 | 7.8646 | 7
21252 | 4.47 | 1 | 2019-12-31 | 2020-12-31 | 365 | 5.2275 | 5
14548 | 5.725 | 1 | 2019-12-31 | 2020-12-31 | 365 | 6.6952 | 6
16500 | 7.5 | 1 | 2019-12-31 | 2020-12-31 | 365 | 8.7709 | 8
18928 | 6.96 | 1 | 2019-12-31 | 2020-12-31 | 365 | 8.1394 | 8
17700 | 3.235 | 1 | 2019-12-31 | 2020-12-31 | 365 | 3.7832 | 3
26183 | 5.73 | 1 | 2019-12-31 | 2020-12-31 | 365 | 6.701 | 6
14944 | 6.725 | 1 | 2019-12-31 | 2020-12-31 | 365 | 7.8646 | 7
14358 | 6.725 | 1 | 2019-12-31 | 2020-12-31 | 365 | 7.8646 | 7
18943 | 10.215 | 1 | 2019-12-31 | 2020-12-31 | 365 | 11.946 | 11
15046 | 10.215 | 1 | 2019-12-31 | 2020-12-31 | 365 | 11.946 | 11
23046 | 12.75 | 1 | 2019-12-31 | 2020-12-31 | 365 | 14.9106 | 14
16028 | 6.725 | 1 | 2019-12-31 | 2020-12-31 | 365 | 7.8646 | 7
19458 | 6.47 | 1 | 2019-12-31 | 2020-12-31 | 365 | 7.5664 | 7
14903 | 5.725 | 1 | 2019-12-31 | 2020-12-31 | 365 | 6.6952 | 6
14600 | 6.725 | 1 | 2019-12-31 | 2020-12-31 | 365 | 7.8646 | 7
14754 | 4.235 | 1 | 2019-12-31 | 2020-12-31 | 365 | 4.9527 | 4
14596 | 8.96 | 1 | 2019-12-31 | 2020-12-31 | 365 | 10.4784 | 10
14466 | 4.47 | 1 | 2019-12-31 | 2020-12-31 | 365 | 5.2275 | 5
14547 | 3.98 | 1 | 2019-12-31 | 2020-12-31 | 365 | 4.6545 | 4
14574 | 4.98 | 1 | 2019-12-31 | 2020-12-31 | 365 | 5.8239 | 5
14929 | 6.725 | 1 | 2019-12-31 | 2020-12-31 | 365 | 7.8646 | 7
15026 | 7.725 | 1 | 2019-12-31 | 2020-12-31 | 365 | 9.0341 | 9
20967 | 6.725 | 1 | 2019-12-31 | 2020-12-31 | 365 | 7.8646 | 7
14938 | 4.98 | 1 | 2019-12-31 | 2020-12-31 | 365 | 5.8239 | 5
26244 | 8.07 | 1 | 2019-12-31 | 2020-12-31 | 365 | 9.4375 | 9
20260 | 12.13 | 1 | 2019-12-31 | 2020-12-31 | 365 | 14.1855 | 14
25169 | 6.375 | 1 | 2019-12-31 | 2020-12-31 | 365 | 7.4553 | 7
14742 | 5.98 | 1 | 2019-12-31 | 2020-12-31 | 365 | 6.9934 | 6
14353 | 5.725 | 1 | 2019-12-31 | 2020-12-31 | 365 | 6.6952 | 6
14459 | 7.47 | 1 | 2019-12-31 | 2020-12-31 | 365 | 8.7359 | 8
23298 | 6.725 | 1 | 2019-12-31 | 2020-12-31 | 365 | 7.8646 | 7
22723 | 4.98 | 1 | 2019-12-31 | 2020-12-31 | 365 | 5.8239 | 5
23005 | 4.47 | 1 | 2019-12-31 | 2020-12-31 | 365 | 5.2275 | 5
14961 | 5.47 | 1 | 2019-12-31 | 2020-12-31 | 365 | 6.3969 | 6
15082 | 5.725 | 1 | 2019-12-31 | 2020-12-31 | 365 | 6.6952 | 6
14720 | 3.725 | 1 | 2019-12-31 | 2020-12-31 | 365 | 4.3562 | 4
17176 | 5.47 | 1 | 2019-12-31 | 2020-12-31 | 365 | 6.3969 | 6
15009 | 6.325 | 1 | 2019-12-31 | 2020-12-31 | 365 | 7.3968 | 7
15001 | 5.215 | 1 | 2019-12-31 | 2020-12-31 | 365 | 6.0987 | 6
14950 | 5.98 | 1 | 2019-12-31 | 2020-12-31 | 365 | 6.9934 | 6
23294 | 7.96 | 1 | 2019-12-31 | 2020-12-31 | 365 | 9.3089 | 9
15071 | 6.98 | 1 | 2019-12-31 | 2020-12-31 | 365 | 8.1628 | 8
14511 | 6.215 | 1 | 2019-12-31 | 2020-12-31 | 365 | 7.2682 | 7
21617 | 8.47 | 1 | 2019-12-31 | 2020-12-31 | 365 | 9.9053 | 9
20977 | 4.235 | 1 | 2019-12-31 | 2020-12-31 | 365 | 4.9527 | 4
14756 | 5.725 | 1 | 2019-12-31 | 2020-12-31 | 365 | 6.6952 | 6
20254 | 6.875 | 1 | 2019-12-31 | 2020-12-31 | 365 | 8.04 | 8
21077 | 8.35 | 1 | 2019-12-31 | 2020-12-31 | 365 | 9.765 | 9
24319 | 7.725 | 1 | 2019-12-31 | 2020-12-31 | 365 | 9.0341 | 9
17174 | 9.215 | 1 | 2019-12-31 | 2020-12-31 | 365 | 10.7766 | 10
23000 | 3.98 | 1 | 2019-12-31 | 2020-12-31 | 365 | 4.6545 | 4
14969 | 8.47 | 1 | 2019-12-31 | 2020-12-31 | 365 | 9.9053 | 9
25146 | 8.47 | 1 | 2019-12-31 | 2020-12-31 | 365 | 9.9053 | 9
29052 | 10.215 | 1 | 2019-12-31 | 2020-12-31 | 365 | 11.946 | 11
21692 | 6.215 | 1 | 2019-12-31 | 2020-12-31 | 365 | 7.2682 | 7
14973 | 8.47 | 1 | 2019-12-31 | 2020-12-31 | 365 | 9.9053 | 9
24314 | 5.215 | 1 | 2019-12-31 | 2020-12-31 | 365 | 6.0987 | 6
15015 | 7.96 | 1 | 2019-12-31 | 2020-12-31 | 365 | 9.3089 | 9
24323 | 6.96 | 1 | 2019-12-31 | 2020-12-31 | 365 | 8.1394 | 8
14521 | 9.96 | 1 | 2019-12-31 | 2020-12-31 | 365 | 11.6478 | 11
53104 | 12.75 | 1 | 2019-12-31 | 2020-12-31 | 365 | 14.9106 | 14
14448 | 8.47 | 1 | 2019-12-31 | 2020-12-31 | 365 | 9.9053 | 9
14683 | 4.725 | 1 | 2019-12-31 | 2020-12-31 | 365 | 5.5257 | 5
14525 | 4.98 | 1 | 2019-12-31 | 2020-12-31 | 365 | 5.8239 | 5
22891 | 5 | 1 | 2019-12-31 | 2020-12-31 | 365 | 5.8473 | 5
15007 | 4.725 | 1 | 2019-12-31 | 2020-12-31 | 365 | 5.5257 | 5
14431 | 8.67 | 1 | 2019-12-31 | 2020-12-31 | 365 | 10.1392 | 10
22640 | 6.215 | 1 | 2019-12-31 | 2020-12-31 | 365 | 7.2682 | 7
14987 | 8.47 | 1 | 2019-12-31 | 2020-12-31 | 365 | 9.9053 | 9
22730 | 4.235 | 1 | 2019-12-31 | 2020-12-31 | 365 | 4.9527 | 4
23876 | 11.96 | 1 | 2019-12-31 | 2020-12-31 | 365 | 13.9867 | 13
14967 | 7.96 | 1 | 2019-12-31 | 2020-12-31 | 365 | 9.3089 | 9
15030 | 4.725 | 1 | 2019-12-31 | 2020-12-31 | 365 | 5.5257 | 5
25165 | 6.725 | 1 | 2019-12-31 | 2020-12-31 | 365 | 7.8646 | 7
16052 | 5.215 | 1 | 2019-12-31 | 2020-12-31 | 365 | 6.0987 | 6
14957 | 6.725 | 1 | 2019-12-31 | 2020-12-31 | 365 | 7.8646 | 7
26045 | 3.47 | 1 | 2019-12-31 | 2020-12-31 | 365 | 4.058 | 4
14981 | 9.96 | 1 | 2019-12-31 | 2020-12-31 | 365 | 11.6478 | 11
14575 | 3.675 | 1 | 2019-12-31 | 2020-12-31 | 365 | 4.2978 | 4
14476 | 11.45 | 1 | 2019-12-31 | 2020-12-31 | 365 | 13.3903 | 13
14687 | 5.725 | 1 | 2019-12-31 | 2020-12-31 | 365 | 6.6952 | 6
15005 | 5.98 | 1 | 2019-12-31 | 2020-12-31 | 365 | 6.9934 | 6
16042 | 8.47 | 1 | 2019-12-31 | 2020-12-31 | 365 | 9.9053 | 9
14980 | 6.725 | 1 | 2019-12-31 | 2020-12-31 | 365 | 7.8646 | 7
37579 | 6.725 | 1 | 2019-12-31 | 2020-12-31 | 365 | 7.8646 | 7
14906 | 4.725 | 1 | 2019-12-31 | 2020-12-31 | 365 | 5.5257 | 5
53705 | 3.315 | 1 | 2019-12-31 | 2020-12-31 | 365 | 3.8768 | 3
23872 | 4.98 | 1 | 2019-12-31 | 2020-12-31 | 365 | 5.8239 | 5
25168 | 10.965 | 1 | 2019-12-31 | 2020-12-31 | 365 | 12.8231 | 12
18940 | 5.47 | 1 | 2019-12-31 | 2020-12-31 | 365 | 6.3969 | 6
14490 | 5.215 | 1 | 2019-12-31 | 2020-12-31 | 365 | 6.0987 | 6
24725 | 6.12 | 1 | 2019-12-31 | 2020-12-31 | 365 | 7.1571 | 7
22146 | 5.98 | 1 | 2019-12-31 | 2020-12-31 | 365 | 6.9934 | 6
24329 | 6.725 | 1 | 2019-12-31 | 2020-12-31 | 365 | 7.8646 | 7
20252 | 8.25 | 1 | 2019-12-31 | 2020-12-31 | 365 | 9.648 | 9
26182 | 3.725 | 1 | 2019-12-31 | 2020-12-31 | 365 | 4.3562 | 4
15055 | 11.96 | 1 | 2019-12-31 | 2020-12-31 | 365 | 13.9867 | 13
29044 | 9.215 | 1 | 2019-12-31 | 2020-12-31 | 365 | 10.7766 | 10
36722 | 5.215 | 1 | 2019-12-31 | 2020-12-31 | 365 | 6.0987 | 6
14619 | 5.395 | 1 | 2019-12-31 | 2020-12-31 | 365 | 6.3092 | 6
24724 | 5.72 | 1 | 2019-12-31 | 2020-12-31 | 365 | 6.6893 | 6
14984 | 8.47 | 1 | 2019-12-31 | 2020-12-31 | 365 | 9.9053 | 9
23312 | 5.47 | 1 | 2019-12-31 | 2020-12-31 | 365 | 6.3969 | 6
23875 | 4.98 | 1 | 2019-12-31 | 2020-12-31 | 365 | 5.8239 | 5
21237 | 5.215 | 1 | 2019-12-31 | 2020-12-31 | 365 | 6.0987 | 6
21245 | 4.725 | 1 | 2019-12-31 | 2020-12-31 | 365 | 5.5257 | 5
21611 | 8.47 | 1 | 2019-12-31 | 2020-12-31 | 365 | 9.9053 | 9
22739 | 7.96 | 1 | 2019-12-31 | 2020-12-31 | 365 | 9.3089 | 9
23315 | 3.47 | 1 | 2019-12-31 | 2020-12-31 | 365 | 4.058 | 4
22707 | 5.725 | 1 | 2019-12-31 | 2020-12-31 | 365 | 6.6952 | 6
23013 | 6.725 | 1 | 2019-12-31 | 2020-12-31 | 365 | 7.8646 | 7
20093 | 5.47 | 1 | 2019-12-31 | 2020-12-31 | 365 | 6.3969 | 6
15101 | 8.47 | 1 | 2019-12-31 | 2020-12-31 | 365 | 9.9053 | 9
20539 | 6.725 | 1 | 2019-12-31 | 2020-12-31 | 365 | 7.8646 | 7
20088 | 8.705 | 1 | 2019-12-31 | 2020-12-31 | 365 | 10.1801 | 10
16068 | 6.725 | 1 | 2019-12-31 | 2020-12-31 | 365 | 7.8646 | 7
26253 | 6.47 | 1 | 2019-12-31 | 2020-12-31 | 365 | 7.5664 | 7
15063 | 9.705 | 1 | 2019-12-31 | 2020-12-31 | 365 | 11.3496 | 11
26898 | 4.59 | 1 | 2019-12-31 | 2020-12-31 | 365 | 5.3678 | 5
23308 | 6.725 | 1 | 2019-12-31 | 2020-12-31 | 365 | 7.8646 | 7
14415 | 8.47 | 1 | 2019-12-31 | 2020-12-31 | 365 | 9.9053 | 9
23034 | 4.59 | 1 | 2019-12-31 | 2020-12-31 | 365 | 5.3678 | 5
24731 | 4.25 | 1 | 2019-12-31 | 2020-12-31 | 365 | 4.9702 | 4
23021 | 5.215 | 1 | 2019-12-31 | 2020-12-31 | 365 | 6.0987 | 6
16098 | 4.47 | 1 | 2019-12-31 | 2020-12-31 | 365 | 5.2275 | 5
21687 | 5.75 | 1 | 2019-12-31 | 2020-12-31 | 365 | 6.7244 | 6
15036 | 6.47 | 1 | 2019-12-31 | 2020-12-31 | 365 | 7.5664 | 7
54188 | 7 | 1 | 2019-12-31 | 2020-12-31 | 365 | 8.1862 | 8
16082 | 3.57 | 1 | 2019-12-31 | 2020-12-31 | 365 | 4.175 | 4
26925 | 8.415 | 1 | 2019-12-31 | 2020-12-31 | 365 | 9.841 | 9
20099 | 6.47 | 1 | 2019-12-31 | 2020-12-31 | 365 | 7.5664 | 7
20972 | 7.5 | 1 | 2019-12-31 | 2020-12-31 | 365 | 8.7709 | 8
16030 | 6.215 | 1 | 2019-12-31 | 2020-12-31 | 365 | 7.2682 | 7
25166 | 6.47 | 1 | 2019-12-31 | 2020-12-31 | 365 | 7.5664 | 7
14719 | 5.47 | 1 | 2019-12-31 | 2020-12-31 | 365 | 6.3969 | 6
30751 | 4.98 | 1 | 2019-12-31 | 2020-12-31 | 365 | 5.8239 | 5
23019 | 10.215 | 1 | 2019-12-31 | 2020-12-31 | 365 | 11.946 | 11
20256 | 5.4 | 1 | 2019-12-31 | 2020-12-31 | 365 | 6.3151 | 6
16234 | 5 | 1 | 2019-12-31 | 2020-12-31 | 365 | 5.8473 | 5
33547 | 5.5 | 1 | 2019-12-31 | 2020-12-31 | 365 | 6.432 | 6
21615 | 4.98 | 1 | 2019-12-31 | 2020-12-31 | 365 | 5.8239 | 5
19193 | 5.895 | 1 | 2019-12-31 | 2020-12-31 | 365 | 6.894 | 6
20542 | 4.4 | 1 | 2019-12-31 | 2020-12-31 | 365 | 5.1456 | 5
36720 | 5.47 | 1 | 2019-12-31 | 2020-12-31 | 365 | 6.3969 | 6
20096 | 8.525 | 1 | 2019-12-31 | 2020-12-31 | 365 | 9.9696 | 9
36532 | 4.48 | 1 | 2019-12-31 | 2020-12-31 | 365 | 5.2392 | 5
26916 | 8.42 | 1 | 2019-12-31 | 2020-12-31 | 365 | 9.8469 | 9
3995 | 29.9 | 0.9 | 2019-12-31 | 2020-12-31 | 365 | 31.4702 | 31
6502 | 7.83 | 1 | 2019-12-31 | 2020-12-31 | 365 | 9.1569 | 9
6469 | 11.61 | 1 | 2019-12-31 | 2020-12-31 | 365 | 13.5774 | 13
6419 | 12.24 | 1 | 2019-12-31 | 2020-12-31 | 365 | 14.3142 | 14
6396 | 9.69 | 1 | 2019-12-31 | 2020-12-31 | 365 | 11.3321 | 11
6392 | 5.5 | 1 | 2019-12-31 | 2020-12-31 | 365 | 6.432 | 6
6403 | 13.2 | 1 | 2019-12-31 | 2020-12-31 | 365 | 15.4369 | 15
6379 | 3.78 | 1 | 2019-12-31 | 2020-12-31 | 365 | 4.4206 | 4
6362 | 7.83 | 1 | 2019-12-31 | 2020-12-31 | 365 | 9.1569 | 9
6269 | 10.2 | 1 | 2019-12-31 | 2020-12-31 | 365 | 11.9285 | 11
6254 | 4 | 1 | 2019-12-31 | 2020-12-31 | 365 | 4.6778 | 4
6253 | 3.51 | 1 | 2019-12-31 | 2020-12-31 | 365 | 4.1048 | 4
6236 | 5.13 | 1 | 2019-12-31 | 2020-12-31 | 365 | 5.9993 | 5
6237 | 6.75 | 1 | 2019-12-31 | 2020-12-31 | 365 | 7.8939 | 7
6220 | 4.86 | 1 | 2019-12-31 | 2020-12-31 | 365 | 5.6836 | 5
6223 | 3.78 | 1 | 2019-12-31 | 2020-12-31 | 365 | 4.4206 | 4
6229 | 8.1 | 1 | 2019-12-31 | 2020-12-31 | 365 | 9.4726 | 9
6337 | 5.4 | 1 | 2019-12-31 | 2020-12-31 | 365 | 6.3151 | 6
6344 | 4.85 | 1 | 2019-12-31 | 2020-12-31 | 365 | 5.6719 | 5
6339 | 8.67 | 1 | 2019-12-31 | 2020-12-31 | 365 | 10.1392 | 10
6348 | 13.5 | 1 | 2019-12-31 | 2020-12-31 | 365 | 15.7877 | 15
6323 | 7.02 | 1 | 2019-12-31 | 2020-12-31 | 365 | 8.2096 | 8
6315 | 10 | 1 | 2019-12-31 | 2020-12-31 | 365 | 11.6946 | 11
6252 | 7.56 | 1 | 2019-12-31 | 2020-12-31 | 365 | 8.8411 | 8
6301 | 7.65 | 1 | 2019-12-31 | 2020-12-31 | 365 | 8.9464 | 8
6189 | 5.4 | 1 | 2019-12-31 | 2020-12-31 | 365 | 6.3151 | 6
6187 | 5.94 | 1 | 2019-12-31 | 2020-12-31 | 365 | 6.9466 | 6
6185 | 12.38 | 1 | 2019-12-31 | 2020-12-31 | 365 | 14.4779 | 14
6170 | 8.64 | 1 | 2019-12-31 | 2020-12-31 | 365 | 10.1041 | 10
6754 | 9.72 | 1 | 2019-12-31 | 2020-12-31 | 365 | 11.3672 | 11
6755 | 3.85 | 1 | 2019-12-31 | 2020-12-31 | 365 | 4.5024 | 4
6164 | 6.885 | 1 | 2019-12-31 | 2020-12-31 | 365 | 8.0517 | 8
6157 | 6.375 | 1 | 2019-12-31 | 2020-12-31 | 365 | 7.4553 | 7
7906 | 7.65 | 1 | 2019-12-31 | 2020-12-31 | 365 | 8.9464 | 8
7958 | 9.99 | 1 | 2019-12-31 | 2020-12-31 | 365 | 11.6829 | 11
8082 | 12.15 | 1 | 2019-12-31 | 2020-12-31 | 365 | 14.2089 | 14
35946 | 6.12 | 1 | 2019-12-31 | 2020-12-31 | 365 | 7.1571 | 7
21647 | 4.95 | 1 | 2019-12-31 | 2020-12-31 | 365 | 5.7888 | 5
34195 | 7.65 | 1 | 2019-12-31 | 2020-12-31 | 365 | 8.9464 | 8
14940 | 6.6 | 1 | 2019-12-31 | 2020-12-31 | 365 | 7.7184 | 7
23018 | 7.15 | 1 | 2019-12-31 | 2020-12-31 | 365 | 8.3616 | 8
6063 | 6.12 | 1 | 2019-12-31 | 2020-12-31 | 365 | 7.1571 | 7
21895 | 10.455 | 1 | 2019-12-31 | 2020-12-31 | 365 | 12.2267 | 12
14333 | 11.96 | 1 | 2019-12-31 | 2020-12-31 | 365 | 13.9867 | 13
14334 | 8.59 | 1 | 2019-12-31 | 2020-12-31 | 365 | 10.0457 | 10
14427 | 6.725 | 1 | 2019-12-31 | 2020-12-31 | 365 | 7.8646 | 7
14664 | 6.725 | 1 | 2019-12-31 | 2020-12-31 | 365 | 7.8646 | 7
14365 | 6.725 | 1 | 2019-12-31 | 2020-12-31 | 365 | 7.8646 | 7
14357 | 6 | 1 | 2019-12-31 | 2020-12-31 | 365 | 7.0168 | 7
14481 | 5.215 | 1 | 2019-12-31 | 2020-12-31 | 365 | 6.0987 | 6
14374 | 10.215 | 1 | 2019-12-31 | 2020-12-31 | 365 | 11.946 | 11
14586 | 4.47 | 1 | 2019-12-31 | 2020-12-31 | 365 | 5.2275 | 5
14470 | 7.96 | 1 | 2019-12-31 | 2020-12-31 | 365 | 9.3089 | 9
14389 | 4.47 | 1 | 2019-12-31 | 2020-12-31 | 365 | 5.2275 | 5
14453 | 2.98 | 1 | 2019-12-31 | 2020-12-31 | 365 | 3.485 | 3
14362 | 3.47 | 1 | 2019-12-31 | 2020-12-31 | 365 | 4.058 | 4
14588 | 8.96 | 1 | 2019-12-31 | 2020-12-31 | 365 | 10.4784 | 10
14593 | 6.47 | 1 | 2019-12-31 | 2020-12-31 | 365 | 7.5664 | 7
14581 | 5.47 | 1 | 2019-12-31 | 2020-12-31 | 365 | 6.3969 | 6
14587 | 7.96 | 1 | 2019-12-31 | 2020-12-31 | 365 | 9.3089 | 9
14443 | 11.96 | 1 | 2019-12-31 | 2020-12-31 | 365 | 13.9867 | 13
14570 | 8.47 | 1 | 2019-12-31 | 2020-12-31 | 365 | 9.9053 | 9
14564 | 8.96 | 1 | 2019-12-31 | 2020-12-31 | 365 | 10.4784 | 10
14567 | 6.725 | 1 | 2019-12-31 | 2020-12-31 | 365 | 7.8646 | 7
14549 | 8.47 | 1 | 2019-12-31 | 2020-12-31 | 365 | 9.9053 | 9
14556 | 8.705 | 1 | 2019-12-31 | 2020-12-31 | 365 | 10.1801 | 10
14651 | 6.215 | 1 | 2019-12-31 | 2020-12-31 | 365 | 7.2682 | 7
14523 | 3.235 | 1 | 2019-12-31 | 2020-12-31 | 365 | 3.7832 | 3
14645 | 11.705 | 1 | 2019-12-31 | 2020-12-31 | 365 | 13.6885 | 13
14434 | 11.96 | 1 | 2019-12-31 | 2020-12-31 | 365 | 13.9867 | 13
14627 | 6.38 | 1 | 2019-12-31 | 2020-12-31 | 365 | 7.4612 | 7
14607 | 3.315 | 1 | 2019-12-31 | 2020-12-31 | 365 | 3.8768 | 3
14724 | 5.98 | 1 | 2019-12-31 | 2020-12-31 | 365 | 6.9934 | 6
14621 | 7.47 | 1 | 2019-12-31 | 2020-12-31 | 365 | 8.7359 | 8
14538 | 5.215 | 1 | 2019-12-31 | 2020-12-31 | 365 | 6.0987 | 6
14609 | 5.47 | 1 | 2019-12-31 | 2020-12-31 | 365 | 6.3969 | 6