## OVERVIEW
Understanding Task 1 Revenue Requirement Results
To determine present and forecasted solar PV levelized revenue requirements in Massachusetts, SEA compiled data for evaluation of current PV costs from a number of sources, including active Massachusetts market participants, a sample of Massachusetts utility interconnection costs, third-party estimates of balance-of-system costs and internal SEA cost data. For this analysis, SEA employed:
34 different project classes (which are broken out into Rooftop Solar, Community Shared Solar, Landfill Solar, Brownfield Solar, Affordable Housing Solar, Solar Canopies and Large-Scale Greenfield Solar); and
Three different ownership cases (third party, host and public ownership).
Calculating Revenue Requirement/Levelized Cost of Energy
The CREST model is used to solve for the minimum required revenue per unit of production for the modeled renewable energy project to meet its equity investors’ assumed required after-tax return.
The figure below shows the basic components of the revenue requirement calculated by SEA:
To determine levelized cost of energy (LCOE, or “revenue requirement”), SEA used the National Renewable Energy Laboratory’s (NREL) Cost of Renewable Energy Spreadsheet Tool (CREST). The CREST model and supporting documentation, which were developed by SEA, are available from the NREL website. CREST is a publicly available and transparent tool that aids policymakers with estimating renewable energy costs for various public policy purposes, such as establishing cost-based or performance-based incentives. For more details regarding CREST and where to access it, please visit https://financere.nrel.gov/finance/content/crest-cost-energy-models.
For this analysis, SEA has augmented CREST with a large-scale batch processing function for market-scale revenue and incentive requirement modeling.
Policy Alternatives
Levelized revenue requirements differ by the underlying project-level investor risks associated with each type of policy alternative under consideration. These policy alternatives (and associated investor risk profiles) are detailed below.
SREC-III Business-as-Usual (BAU): This potential policy closely resembles the SREC-II program, with the following exceptions, but has lower initial alternative compliance price (ACP) rates and clearinghouse auction prices than SREC-II with declining schedule like SREC-II. As the survey results collected by SEA for this Task 1 analysis show, programs in which investors must bid their solar renewable energy credits (SRECs) into a dynamic market are viewed as being more subject to risk by financiers. This description fits the current SREC-II market, and the SREC-III business-as-usual “SREC-III BAU” results shown in this sheet reflect financing assumptions that accompany the increased financial risk to investors of not having a guaranteed SREC revenue stream. It is important to note, though, that as SEA details in the Task 1 and Task 2 report, it is possible that an SREC-III program that does not reflect a “business-as-usual” approach could ultimately carry less financial risk than a simple extension of the current program. However, such an approach would still carry more significant risk than either of the “bundled” programs described below.
Non-SREC “Bundled” Alternatives: Based on the Task 1 survey results (and DOER requests) SEA assumed that both of the non-SREC policy alternatives (described below) would both reflect either 10- or 20-year bundled purchases of energy, generation capacity and Class I RECs from an EDC, and thus share a similar enough investor risk profile to one another to allow for both to be modeled as having the same underlying costs. The descriptions of both distinct policy types are below.
  Hybrid Competitive Bid/Standard Offer (Hybrid CB/SO): The Competitive Bid or solicitation for large projects would resemble the procurements for installations greater than or equal to 250 kW under the Rhode Island Renewable Energy Growth (REG) program. More generally, this represents a procurement of solar PV by an electric distribution company (EDC) under a long-term contract or tariff to purchase bundled energy, capacity and RECs using a utility (or utility-backed) auction or single-bid solicitation process. Access to such a contract or tariff would only be assured for winning bidders at the winning bid price (i.e., pay-as-bid). For small projects, the bundled compensation (energy, capacity & RECs) would resemble the Rhode Island REG program for projects smaller than 250 kW, which receive a non-competitive, administratively determined standard offer fixed price tariff for 15 or 20 years.
  Declining Block Incentive (DBI): This alternative would feature a long-term fixed-price bundled standard offer made via either tariff or contract through a declining block Incentive program. This DBI program would establish a fixed, volume-based schedule whereby incentives are provided at higher levels initially, with incentives adjusted downward in successive incentive ‘blocks’(constituting a MW quantity of project capacity available at a specified incentive level). Once sufficient capacity has been fully reserved, the program transitions to a lower incentive tier. This process continues until the total program volume has been reserved.
Installed Capital Cost Trajectories
Since the cost analysis must incorporate expectations of future installed capital costs for varying system types through 2022, SEA developed low, base and high installed capital cost trajectories for each type with a mixture of data from GTM Research and the National Renewable Energy Laboratory (NREL). Each trajectory was calculated using a compound annual decline rate (similar to a compound annual growth rate) formula, which can be stated as:
The low and high trajectories represent a +/-2% variance on the annual rate of decline calculated with the formula above. The low, base and high installed capital cost trajectories for residential/small commercial, commercial and utility-scale based on the above data sources can be seen in the table below.
Understanding Task 1 Revenue Requirement Results
To determine present and forecasted solar PV levelized revenue requirements in Massachusetts, SEA compiled data for evaluation of current PV costs from a number of sources, including active Massachusetts market participants, a sample of Massachusetts utility interconnection costs, third-party estimates of balance-of-system costs and internal SEA cost data. For this analysis, SEA employed:
34 different project classes (which are broken out into Rooftop Solar, Community Shared Solar, Landfill Solar, Brownfield Solar, Affordable Housing Solar, Solar Canopies and Large-Scale Greenfield Solar); and
Three different ownership cases (third party, host and public ownership).
Calculating Revenue Requirement/Levelized Cost of Energy
The CREST model is used to solve for the minimum required revenue per unit of production for the modeled renewable energy project to meet its equity investors’ assumed required after-tax return.
The figure below shows the basic components of the revenue requirement calculated by SEA:
To determine levelized cost of energy (LCOE, or “revenue requirement”), SEA used the National Renewable Energy Laboratory’s (NREL) Cost of Renewable Energy Spreadsheet Tool (CREST). The CREST model and supporting documentation, which were developed by SEA, are available from the NREL website. CREST is a publicly available and transparent tool that aids policymakers with estimating renewable energy costs for various public policy purposes, such as establishing cost-based or performance-based incentives. For more details regarding CREST and where to access it, please visit https://financere.nrel.gov/finance/content/crest-cost-energy-models.
For this analysis, SEA has augmented CREST with a large-scale batch processing function for market-scale revenue and incentive requirement modeling.
Policy Alternatives
Levelized revenue requirements differ by the underlying project-level investor risks associated with each type of policy alternative under consideration. These policy alternatives (and associated investor risk profiles) are detailed below.
SREC-III Business-as-Usual (BAU): This potential policy closely resembles the SREC-II program, with the following exceptions, but has lower initial alternative compliance price (ACP) rates and clearinghouse auction prices than SREC-II with declining schedule like SREC-II. As the survey results collected by SEA for this Task 1 analysis show, programs in which investors must bid their solar renewable energy credits (SRECs) into a dynamic market are viewed as being more subject to risk by financiers. This description fits the current SREC-II market, and the SREC-III business-as-usual “SREC-III BAU” results shown in this sheet reflect financing assumptions that accompany the increased financial risk to investors of not having a guaranteed SREC revenue stream. It is important to note, though, that as SEA details in the Task 1 and Task 2 report, it is possible that an SREC-III program that does not reflect a “business-as-usual” approach could ultimately carry less financial risk than a simple extension of the current program. However, such an approach would still carry more significant risk than either of the “bundled” programs described below.
Non-SREC “Bundled” Alternatives: Based on the Task 1 survey results (and DOER requests) SEA assumed that both of the non-SREC policy alternatives (described below) would both reflect either 10- or 20-year bundled purchases of energy, generation capacity and Class I RECs from an EDC, and thus share a similar enough investor risk profile to one another to allow for both to be modeled as having the same underlying costs. The descriptions of both distinct policy types are below.
  Hybrid Competitive Bid/Standard Offer (Hybrid CB/SO): The Competitive Bid or solicitation for large projects would resemble the procurements for installations greater than or equal to 250 kW under the Rhode Island Renewable Energy Growth (REG) program. More generally, this represents a procurement of solar PV by an electric distribution company (EDC) under a long-term contract or tariff to purchase bundled energy, capacity and RECs using a utility (or utility-backed) auction or single-bid solicitation process. Access to such a contract or tariff would only be assured for winning bidders at the winning bid price (i.e., pay-as-bid). For small projects, the bundled compensation (energy, capacity & RECs) would resemble the Rhode Island REG program for projects smaller than 250 kW, which receive a non-competitive, administratively determined standard offer fixed price tariff for 15 or 20 years.
  Declining Block Incentive (DBI): This alternative would feature a long-term fixed-price bundled standard offer made via either tariff or contract through a declining block Incentive program. This DBI program would establish a fixed, volume-based schedule whereby incentives are provided at higher levels initially, with incentives adjusted downward in successive incentive ‘blocks’(constituting a MW quantity of project capacity available at a specified incentive level). Once sufficient capacity has been fully reserved, the program transitions to a lower incentive tier. This process continues until the total program volume has been reserved.
Installed Capital Cost Trajectories
Since the cost analysis must incorporate expectations of future installed capital costs for varying system types through 2022, SEA developed low, base and high installed capital cost trajectories for each type with a mixture of data from GTM Research and the National Renewable Energy Laboratory (NREL). Each trajectory was calculated using a compound annual decline rate (similar to a compound annual growth rate) formula, which can be stated as:
𝐶𝑜𝑚𝑝𝑜𝑢𝑛𝑑 𝐴𝑛𝑛𝑢𝑎𝑙 𝐷𝑒𝑐𝑙𝑖𝑛𝑒 %=((〖𝑃𝑉 𝐶𝑜𝑠𝑡〗_(𝐸𝑛𝑑𝑖𝑛𝑔 𝑉𝑎𝑙𝑢𝑒)/〖𝑃𝑉 𝐶𝑜𝑠𝑡〗_(𝑆𝑡𝑎𝑟𝑡𝑖𝑛𝑔 𝑉𝑎𝑙𝑢𝑒) )^(1−𝑇𝑜𝑡𝑎𝑙 𝑃𝑒𝑟𝑖𝑜𝑑𝑠) )−100%
The low and high trajectories represent a +/-2% variance on the annual rate of decline calculated with the formula above. The low, base and high installed capital cost trajectories for residential/small commercial, commercial and utility-scale based on the above data sources can be seen in the table below.

## Brownfield Solar
Brownfield Solar
SREC-III BAU
Brownfield Solar (500 kW) (SREC-III BAU, Third Party-Owned, Cost Basis, $/MWh)
Installed Capital Cost Trajectory | 2017 | 2018 | 2019 | 2020 | 2021 | 2022
Low | 163.7222 | 153.6111 | 144.5 | 142.2778 | 138.5 | 140.0556
Base | 206.0556 | 195.7222 | 186.2778 | 184.7222 | 181.5 | 185.6111
High | 262.0556 | 252.3889 | 243.5 | 243.9444 | 242.2778 | 250.6111
Brownfield Solar (1 MW) (SREC-III BAU, Third Party-Owned, Cost Basis, $/MWh)
Installed Capital Cost Trajectory | 2017 | 2018 | 2019 | 2020 | 2021 | 2022
Low | 159.5 | 150.2778 | 142.1667 | 140.3889 | 137.1667 | 139.1667
Base | 200.3889 | 191.0556 | 182.6111 | 181.8333 | 179.1667 | 183.8333
High | 254.1667 | 245.8333 | 238.0556 | 239.2778 | 238.3889 | 247.5
Brownfield Solar (4 MW) (SREC-III BAU, Third Party-Owned, Cost Basis, $/MWh)
Installed Capital Cost Trajectory | 2017 | 2018 | 2019 | 2020 | 2021 | 2022
Low | 141.2778 | 132.1667 | 124.1667 | 122.1667 | 118.8333 | 120.6111
Base | 177.3889 | 168.1667 | 159.8333 | 158.6111 | 155.8333 | 160.0556
High | 224.8333 | 216.3889 | 208.6111 | 209.2778 | 208.1667 | 216.5
Brownfield Solar (500 kW) (SREC-III BAU, Host-Owned, Cost Basis, $/MWh)
Installed Capital Cost Trajectory | 2017 | 2018 | 2019 | 2020 | 2021 | 2022
Low | 190.6111 | 178.5 | 167.5 | 165.9444 | 161.5 | 158.1667
Base | 250.0556 | 237.6111 | 226.2778 | 224.5 | 220.7222 | 219.3889
High | 314.9444 | 303.6111 | 293.1667 | 291.8333 | 289.9444 | 292.9444
Brownfield Solar (1 MW) (SREC-III BAU, Host-Owned, Cost Basis, $/MWh)
Installed Capital Cost Trajectory | 2017 | 2018 | 2019 | 2020 | 2021 | 2022
Low | 185.1667 | 174.1667 | 164.1667 | 163.2778 | 159.6111 | 156.9444
Base | 242.2778 | 231.2778 | 221.1667 | 220.2778 | 217.3889 | 216.8333
High | 304.6111 | 294.9444 | 285.8333 | 285.6111 | 284.7222 | 288.7222
Brownfield Solar (4 MW) (SREC-III BAU, Host-Owned, Cost Basis, $/MWh)
Installed Capital Cost Trajectory | 2017 | 2018 | 2019 | 2020 | 2021 | 2022
Low | 167.0556 | 156.3889 | 146.6111 | 145.3889 | 141.6111 | 139.0556
Base | 217.6111 | 206.7222 | 196.7222 | 195.3889 | 192.3889 | 191.7222
High | 272.8333 | 263.1667 | 254.0556 | 253.1667 | 252.0556 | 255.7222
Brownfield Solar (500 kW) (SREC-III BAU, Public-Owned, Cost Basis, $/MWh)
Installed Capital Cost Trajectory | 2017 | 2018 | 2019 | 2020 | 2021 | 2022
Low | 175.2778 | 162.5 | 151.3889 | 141.8333 | 134.7222 | 127.0556
Base | 206.8333 | 194.5 | 183.3889 | 173.7222 | 166.8333 | 158.6111
High | 253.9444 | 242.1667 | 231.3889 | 221.9444 | 215.6111 | 207.1667
Brownfield Solar (1 MW) (SREC-III BAU, Public-Owned, Cost Basis, $/MWh)
Installed Capital Cost Trajectory | 2017 | 2018 | 2019 | 2020 | 2021 | 2022
Low | 165.3889 | 153.7222 | 143.3889 | 134.5 | 127.9444 | 120.7222
Base | 195.3889 | 184.1667 | 173.9444 | 165.0556 | 158.8333 | 151.1667
High | 238.8333 | 228.2778 | 218.6111 | 209.9444 | 204.3889 | 196.6111
Brownfield Solar (4 MW) (SREC-III BAU, Public-Owned, Cost Basis, $/MWh)
Installed Capital Cost Trajectory | 2017 | 2018 | 2019 | 2020 | 2021 | 2022
Low | 152.2778 | 141.0556 | 131.0556 | 122.3889 | 116.0556 | 109.0556
Base | 179.7222 | 168.7222 | 158.9444 | 150.2778 | 144.1667 | 136.7222
High | 219.9444 | 209.7222 | 200.2778 | 191.9444 | 186.3889 | 178.7222
Brownfield Solar (500 kW) (SREC-III BAU, Third Party-Owned, Fair Market Value, $/MWh)
Installed Capital Cost Trajectory | 2017 | 2018 | 2019 | 2020 | 2021 | 2022
Low | Not Executed | Not Executed | Not Executed | Not Executed | Not Executed | Not Executed
Base | 179.0556 | 170.0556 | 162.0556 | 159.8333 | 156.8333 | 165.6111
High | Not Executed | Not Executed | Not Executed | Not Executed | Not Executed | Not Executed
Brownfield Solar (1 MW) (SREC-III BAU, Third Party-Owned, Fair Market Value, $/MWh)
Installed Capital Cost Trajectory | 2017 | 2018 | 2019 | 2020 | 2021 | 2022
Low | Not Executed | Not Executed | Not Executed | Not Executed | Not Executed | Not Executed
Base | 174.3889 | 166.3889 | 159.1667 | 157.5 | 155.0556 | 164.2778
High | Not Executed | Not Executed | Not Executed | Not Executed | Not Executed | Not Executed
Brownfield Solar (4 MW) (SREC-III BAU, Third Party-Owned, Fair Market Value, $/MWh)
Installed Capital Cost Trajectory | 2017 | 2018 | 2019 | 2020 | 2021 | 2022
Low | Not Executed | Not Executed | Not Executed | Not Executed | Not Executed | Not Executed
Base | 153.1667 | 145.2778 | 138.0556 | 136.1667 | 133.6111 | 141.9444
High | Not Executed | Not Executed | Not Executed | Not Executed | Not Executed | Not Executed
Brownfield Solar (500 kW) (SREC-III BAU, Host-Owned, Fair Market Value, $/MWh)
Installed Capital Cost Trajectory | 2017 | 2018 | 2019 | 2020 | 2021 | 2022
Low | Not Executed | Not Executed | Not Executed | Not Executed | Not Executed | Not Executed
Base | Not Executed | Not Executed | Not Executed | Not Executed | Not Executed | Not Executed
High | Not Executed | Not Executed | Not Executed | Not Executed | Not Executed | Not Executed
Brownfield Solar (1 MW) (SREC-III BAU, Host-Owned, Fair Market Value, $/MWh)
Installed Capital Cost Trajectory | 2017 | 2018 | 2019 | 2020 | 2021 | 2022
Low | Not Executed | Not Executed | Not Executed | Not Executed | Not Executed | Not Executed
Base | Not Executed | Not Executed | Not Executed | Not Executed | Not Executed | Not Executed
High | Not Executed | Not Executed | Not Executed | Not Executed | Not Executed | Not Executed
Brownfield Solar (4 MW) (SREC-III BAU, Host-Owned, Fair Market Value, $/MWh)
Installed Capital Cost Trajectory | 2017 | 2018 | 2019 | 2020 | 2021 | 2022
Low | Not Executed | Not Executed | Not Executed | Not Executed | Not Executed | Not Executed
Base | Not Executed | Not Executed | Not Executed | Not Executed | Not Executed | Not Executed
High | Not Executed | Not Executed | Not Executed | Not Executed | Not Executed | Not Executed
Brownfield Solar (500 kW) (SREC-III BAU, Public-Owned, Fair Market Value, $/MWh)
Installed Capital Cost Trajectory | 2017 | 2018 | 2019 | 2020 | 2021 | 2022
Low | Not Executed | Not Executed | Not Executed | Not Executed | Not Executed | Not Executed
Base | Not Executed | Not Executed | Not Executed | Not Executed | Not Executed | Not Executed
High | Not Executed | Not Executed | Not Executed | Not Executed | Not Executed | Not Executed
Brownfield Solar (1 MW) (SREC-III BAU, Public-Owned, Fair Market Value, $/MWh)
Installed Capital Cost Trajectory | 2017 | 2018 | 2019 | 2020 | 2021 | 2022
Low | Not Executed | Not Executed | Not Executed | Not Executed | Not Executed | Not Executed
Base | Not Executed | Not Executed | Not Executed | Not Executed | Not Executed | Not Executed
High | Not Executed | Not Executed | Not Executed | Not Executed | Not Executed | Not Executed
Brownfield Solar (4 MW) (SREC-III BAU, Public-Owned, Fair Market Value, $/MWh)
Installed Capital Cost Trajectory | 2017 | 2018 | 2019 | 2020 | 2021 | 2022
Low | Not Executed | Not Executed | Not Executed | Not Executed | Not Executed | Not Executed
Base | Not Executed | Not Executed | Not Executed | Not Executed | Not Executed | Not Executed
High | Not Executed | Not Executed | Not Executed | Not Executed | Not Executed | Not Executed
Hybrid CB/SO & DBI
Brownfield Solar (500 kW) (Hybrid CB/SO & DBI, Third Party-Owned, Cost Basis, $/MWh)
Installed Capital Cost Trajectory | 2017 | 2018 | 2019 | 2020 | 2021 | 2022
Low | 146.5 | 137.8333 | 130.1667 | 130.0556 | 127.0556 | 129.2778
Base | 189.1667 | 179.8333 | 171.5 | 171.7222 | 168.9444 | 173.1667
High | 230.9444 | 222.9444 | 215.6111 | 219.6111 | 218.8333 | 227.2778
Brownfield Solar (1 MW) (Hybrid CB/SO & DBI, Third Party-Owned, Cost Basis, $/MWh)
Installed Capital Cost Trajectory | 2017 | 2018 | 2019 | 2020 | 2021 | 2022
Low | 143.0556 | 135.1667 | 128.2778 | 128.6111 | 126.0556 | 128.6111
Base | 184.2778 | 175.9444 | 168.3889 | 169.1667 | 167.0556 | 171.7222
High | 224.3889 | 217.5 | 211.0556 | 215.7222 | 215.6111 | 224.6111
Brownfield Solar (4 MW) (Hybrid CB/SO & DBI, Third Party-Owned, Cost Basis, $/MWh)
Installed Capital Cost Trajectory | 2017 | 2018 | 2019 | 2020 | 2021 | 2022
Low | 125.5 | 117.7222 | 110.8333 | 110.9444 | 108.1667 | 110.5
Base | 161.8333 | 153.6111 | 146.1667 | 146.6111 | 144.2778 | 148.5
High | 196.5 | 189.6111 | 183.0556 | 187.0556 | 186.5 | 194.8333
Brownfield Solar (500 kW) (Hybrid CB/SO & DBI, Host-Owned, Cost Basis, $/MWh)
Installed Capital Cost Trajectory | 2017 | 2018 | 2019 | 2020 | 2021 | 2022
Low | 143.2778 | 135.2778 | 128.1667 | 129.5 | 127.3889 | 127.6111
Base | 193.7222 | 185.2778 | 177.6111 | 179.5 | 178.0556 | 179.3889
High | 254.6111 | 246.7222 | 239.2778 | 242.1667 | 242.2778 | 246.2778
Brownfield Solar (1 MW) (Hybrid CB/SO & DBI, Host-Owned, Cost Basis, $/MWh)
Installed Capital Cost Trajectory | 2017 | 2018 | 2019 | 2020 | 2021 | 2022
Low | 139.8333 | 132.7222 | 126.2778 | 128.0556 | 126.3889 | 126.9444
Base | 188.3889 | 180.9444 | 174.1667 | 176.5 | 175.7222 | 177.6111
High | 246.9444 | 240.1667 | 233.8333 | 237.3889 | 238.2778 | 243.1667
Brownfield Solar (4 MW) (Hybrid CB/SO & DBI, Host-Owned, Cost Basis, $/MWh)
Installed Capital Cost Trajectory | 2017 | 2018 | 2019 | 2020 | 2021 | 2022
Low | 123.6111 | 116.6111 | 110.1667 | 111.5 | 109.7222 | 110.1667
Base | 166.2778 | 158.9444 | 152.0556 | 153.8333 | 152.8333 | 154.5
High | 218.2778 | 211.3889 | 204.8333 | 207.7222 | 208.2778 | 212.7222
Brownfield Solar (500 kW) (Hybrid CB/SO & DBI, Public-Owned, Cost Basis, $/MWh)
Installed Capital Cost Trajectory | 2017 | 2018 | 2019 | 2020 | 2021 | 2022
Low | 175.2778 | 162.5 | 151.3889 | 141.8333 | 134.7222 | 127.0556
Base | 206.8333 | 194.5 | 183.3889 | 173.7222 | 166.8333 | 158.6111
High | 253.9444 | 242.1667 | 231.3889 | 221.9444 | 215.6111 | 207.1667
Brownfield Solar (1 MW) (Hybrid CB/SO & DBI, Public-Owned, Cost Basis, $/MWh)
Installed Capital Cost Trajectory | 2017 | 2018 | 2019 | 2020 | 2021 | 2022
Low | 165.3889 | 153.7222 | 143.3889 | 134.5 | 127.9444 | 120.7222
Base | 195.3889 | 184.1667 | 173.9444 | 165.0556 | 158.8333 | 151.1667
High | 238.8333 | 228.2778 | 218.6111 | 209.9444 | 204.3889 | 196.6111
Brownfield Solar (4 MW) (Hybrid CB/SO & DBI, Public-Owned, Cost Basis, $/MWh)
Installed Capital Cost Trajectory | 2017 | 2018 | 2019 | 2020 | 2021 | 2022
Low | 152.2778 | 141.0556 | 131.0556 | 122.3889 | 116.0556 | 109.0556
Base | 179.7222 | 168.7222 | 158.9444 | 150.2778 | 144.1667 | 136.7222
High | 219.9444 | 209.7222 | 200.2778 | 191.9444 | 186.3889 | 178.7222
Brownfield Solar (500 kW) (Hybrid CB/SO & DBI, Third Party-Owned, Fair Market Value, $/MWh)
Installed Capital Cost Trajectory | 2017 | 2018 | 2019 | 2020 | 2021 | 2022
Low | Not Executed | Not Executed | Not Executed | Not Executed | Not Executed | Not Executed
Base | 165.5 | 157.5 | 150.2778 | 149.5 | 146.8333 | 155.0556
High | Not Executed | Not Executed | Not Executed | Not Executed | Not Executed | Not Executed
Brownfield Solar (1 MW) (Hybrid CB/SO & DBI, Third Party-Owned, Fair Market Value, $/MWh)
Installed Capital Cost Trajectory | 2017 | 2018 | 2019 | 2020 | 2021 | 2022
Low | Not Executed | Not Executed | Not Executed | Not Executed | Not Executed | Not Executed
Base | 161.5 | 154.2778 | 147.8333 | 147.5 | 145.3889 | 153.9444
High | Not Executed | Not Executed | Not Executed | Not Executed | Not Executed | Not Executed
Brownfield Solar (4 MW) (Hybrid CB/SO & DBI, Third Party-Owned, Fair Market Value, $/MWh)
Installed Capital Cost Trajectory | 2017 | 2018 | 2019 | 2020 | 2021 | 2022
Low | Not Executed | Not Executed | Not Executed | Not Executed | Not Executed | Not Executed
Base | 140.7222 | 133.7222 | 127.2778 | 126.5 | 124.1667 | 131.9444
High | Not Executed | Not Executed | Not Executed | Not Executed | Not Executed | Not Executed
Brownfield Solar (500 kW) (Hybrid CB/SO & DBI, Host-Owned, Fair Market Value, $/MWh)
Installed Capital Cost Trajectory | 2017 | 2018 | 2019 | 2020 | 2021 | 2022
Low | Not Executed | Not Executed | Not Executed | Not Executed | Not Executed | Not Executed
Base | Not Executed | Not Executed | Not Executed | Not Executed | Not Executed | Not Executed
High | Not Executed | Not Executed | Not Executed | Not Executed | Not Executed | Not Executed
Brownfield Solar (1 MW) (Hybrid CB/SO & DBI, Host-Owned, Fair Market Value, $/MWh)
Installed Capital Cost Trajectory | 2017 | 2018 | 2019 | 2020 | 2021 | 2022
Low | Not Executed | Not Executed | Not Executed | Not Executed | Not Executed | Not Executed
Base | Not Executed | Not Executed | Not Executed | Not Executed | Not Executed | Not Executed
High | Not Executed | Not Executed | Not Executed | Not Executed | Not Executed | Not Executed
Brownfield Solar (4 MW) (Hybrid CB/SO & DBI, Host-Owned, Fair Market Value, $/MWh)
Installed Capital Cost Trajectory | 2017 | 2018 | 2019 | 2020 | 2021 | 2022
Low | Not Executed | Not Executed | Not Executed | Not Executed | Not Executed | Not Executed
Base | Not Executed | Not Executed | Not Executed | Not Executed | Not Executed | Not Executed
High | Not Executed | Not Executed | Not Executed | Not Executed | Not Executed | Not Executed
Brownfield Solar (500 kW) (Hybrid CB/SO & DBI, Public-Owned, Fair Market Value, $/MWh)
Installed Capital Cost Trajectory | 2017 | 2018 | 2019 | 2020 | 2021 | 2022
Low | Not Executed | Not Executed | Not Executed | Not Executed | Not Executed | Not Executed
Base | Not Executed | Not Executed | Not Executed | Not Executed | Not Executed | Not Executed
High | Not Executed | Not Executed | Not Executed | Not Executed | Not Executed | Not Executed
Brownfield Solar (1 MW) (Hybrid CB/SO & DBI, Public-Owned, Fair Market Value, $/MWh)
Installed Capital Cost Trajectory | 2017 | 2018 | 2019 | 2020 | 2021 | 2022
Low | Not Executed | Not Executed | Not Executed | Not Executed | Not Executed | Not Executed
Base | Not Executed | Not Executed | Not Executed | Not Executed | Not Executed | Not Executed
High | Not Executed | Not Executed | Not Executed | Not Executed | Not Executed | Not Executed
Brownfield Solar (4 MW) (Hybrid CB/SO & DBI, Public-Owned, Fair Market Value, $/MWh)
Installed Capital Cost Trajectory | 2017 | 2018 | 2019 | 2020 | 2021 | 2022
Low | Not Executed | Not Executed | Not Executed | Not Executed | Not Executed | Not Executed
Base | Not Executed | Not Executed | Not Executed | Not Executed | Not Executed | Not Executed
High | Not Executed | Not Executed | Not Executed | Not Executed | Not Executed | Not Executed

## Community Shared Solar
Community Shared Solar
SREC-III BAU
High Cost Community Shared Solar (1 MW) (SREC-III BAU, Third Party-Owned, Cost Basis, $/MWh)
Installed Capital Cost Trajectory | 2017 | 2018 | 2019 | 2020 | 2021 | 2022
Low | 204.7222 | 194.6111 | 185.7222 | 184.2778 | 180.8333 | 183.2778
Base | 258.7222 | 248.6111 | 239.5 | 239.2778 | 236.7222 | 242.1667
High | 332.2778 | 323.6111 | 315.7222 | 318.1667 | 317.9444 | 328.5
Medium Cost Community Shared Solar (1 MW) (SREC-III BAU, Third Party-Owned, Cost Basis, $/MWh)
Installed Capital Cost Trajectory | 2017 | 2018 | 2019 | 2020 | 2021 | 2022
Low | 177.3889 | 168.3889 | 160.3889 | 158.8333 | 155.7222 | 157.8333
Base | 222.5 | 213.3889 | 205.1667 | 204.6111 | 202.2778 | 206.9444
High | 281.6111 | 273.6111 | 266.1667 | 267.7222 | 267.2778 | 276.3889
Low Cost Community Shared Solar (1 MW) (SREC-III BAU, Third Party-Owned, Cost Basis, $/MWh)
Installed Capital Cost Trajectory | 2017 | 2018 | 2019 | 2020 | 2021 | 2022
Low | 150.0556 | 142.1667 | 135.0556 | 133.5 | 130.6111 | 132.3889
Base | 186.2778 | 178.2778 | 170.9444 | 170.0556 | 167.8333 | 171.8333
High | 230.9444 | 223.5 | 216.7222 | 217.3889 | 216.6111 | 224.2778
High Cost Community Shared Solar (1 MW) (SREC-III BAU, Host-Owned, Cost Basis, $/MWh)
Installed Capital Cost Trajectory | 2017 | 2018 | 2019 | 2020 | 2021 | 2022
Low | 227.6111 | 215.7222 | 204.9444 | 204.6111 | 200.8333 | 197.9444
Base | 305.0556 | 293.5 | 282.9444 | 283.1667 | 280.5 | 279.8333
High | 389.2778 | 379.6111 | 370.7222 | 372.0556 | 372.0556 | 376.3889
Medium Cost Community Shared Solar (1 MW) (SREC-III BAU, Host-Owned, Cost Basis, $/MWh)
Installed Capital Cost Trajectory | 2017 | 2018 | 2019 | 2020 | 2021 | 2022
Low | 198.8333 | 188.1667 | 178.6111 | 178.1667 | 174.8333 | 172.3889
Base | 260.7222 | 250.2778 | 240.6111 | 240.3889 | 237.8333 | 237.5
High | 327.9444 | 318.9444 | 310.5 | 310.9444 | 310.6111 | 314.8333
Low Cost Community Shared Solar (1 MW) (SREC-III BAU, Host-Owned, Cost Basis, $/MWh)
Installed Capital Cost Trajectory | 2017 | 2018 | 2019 | 2020 | 2021 | 2022
Low | 169.9444 | 160.7222 | 152.3889 | 151.7222 | 148.7222 | 146.9444
Base | 216.2778 | 206.9444 | 198.2778 | 197.6111 | 195.1667 | 195.2778
High | 266.6111 | 258.1667 | 250.2778 | 249.9444 | 249.2778 | 253.2778
High Cost Community Shared Solar (1 MW) (SREC-III BAU, Public-Owned, Cost Basis, $/MWh)
Installed Capital Cost Trajectory | 2017 | 2018 | 2019 | 2020 | 2021 | 2022
Low | 192.7222 | 179.6111 | 168.1667 | 158.1667 | 150.9444 | 142.9444
Base | 230.3889 | 217.8333 | 206.5 | 196.6111 | 189.9444 | 181.5
High | 283.3889 | 271.7222 | 260.9444 | 251.5 | 245.7222 | 237.1667
Medium Cost Community Shared Solar (1 MW) (SREC-III BAU, Public-Owned, Cost Basis, $/MWh)
Installed Capital Cost Trajectory | 2017 | 2018 | 2019 | 2020 | 2021 | 2022
Low Cost | 174.8333 | 163.5 | 153.5 | 144.8333 | 138.6111 | 131.6111
Base Cost | 206.5 | 195.5 | 185.7222 | 177.0556 | 171.1667 | 163.8333
High Cost | 251.5 | 241.2778 | 231.9444 | 223.6111 | 218.5 | 211.0556
Low Cost Community Shared Solar (1 MW) (SREC-III BAU, Public-Owned, Cost Basis, $/MWh)
Installed Capital Cost Trajectory | 2017 | 2018 | 2019 | 2020 | 2021 | 2022
Low | 156.9444 | 147.3889 | 138.8333 | 131.5 | 126.1667 | 120.2778
Base | 182.5 | 173.1667 | 164.8333 | 157.5 | 152.3889 | 146.1667
High | 219.6111 | 210.9444 | 202.9444 | 195.8333 | 191.2778 | 184.9444
High Cost Community Shared Solar (1 MW) (SREC-III BAU, Third Party-Owned, Fair Market Value, $/MWh)
Installed Capital Cost Trajectory | 2017 | 2018 | 2019 | 2020 | 2021 | 2022
Low | Not Executed | Not Executed | Not Executed | Not Executed | Not Executed | Not Executed
Base | 225.7222 | 217.0556 | 209.2778 | 208.2778 | 206.0556 | 217.3889
High | Not Executed | Not Executed | Not Executed | Not Executed | Not Executed | Not Executed
Medium Cost Community Shared Solar (1 MW) (SREC-III BAU, Third Party-Owned, Fair Market Value, $/MWh)
Installed Capital Cost Trajectory | 2017 | 2018 | 2019 | 2020 | 2021 | 2022
Low | Not Executed | Not Executed | Not Executed | Not Executed | Not Executed | Not Executed
Base | 194.9444 | 187.2778 | 180.2778 | 179.0556 | 176.9444 | 186.3889
High | Not Executed | Not Executed | Not Executed | Not Executed | Not Executed | Not Executed
Low Cost Community Shared Solar (1 MW) (SREC-III BAU, Third Party-Owned, Fair Market Value, $/MWh)
Installed Capital Cost Trajectory | 2017 | 2018 | 2019 | 2020 | 2021 | 2022
Low | Not Executed | Not Executed | Not Executed | Not Executed | Not Executed | Not Executed
Base | 164.2778 | 157.3889 | 151.2778 | 149.8333 | 147.8333 | 155.5
High | Not Executed | Not Executed | Not Executed | Not Executed | Not Executed | Not Executed
High Cost Community Shared Solar (1 MW) (SREC-III BAU, Host-Owned, Fair Market Value, $/MWh)
Installed Capital Cost Trajectory | 2017 | 2018 | 2019 | 2020 | 2021 | 2022
Low | Not Executed | Not Executed | Not Executed | Not Executed | Not Executed | Not Executed
Base | Not Executed | Not Executed | Not Executed | Not Executed | Not Executed | Not Executed
High | Not Executed | Not Executed | Not Executed | Not Executed | Not Executed | Not Executed
Medium Cost Community Shared Solar (1 MW) (SREC-III BAU, Host-Owned, Fair Market Value, $/MWh)
Installed Capital Cost Trajectory | 2017 | 2018 | 2019 | 2020 | 2021 | 2022
Low | Not Executed | Not Executed | Not Executed | Not Executed | Not Executed | Not Executed
Base | Not Executed | Not Executed | Not Executed | Not Executed | Not Executed | Not Executed
High | Not Executed | Not Executed | Not Executed | Not Executed | Not Executed | Not Executed
Low Cost Community Shared Solar (1 MW) (SREC-III BAU, Host-Owned, Fair Market Value, $/MWh)
Installed Capital Cost Trajectory | 2017 | 2018 | 2019 | 2020 | 2021 | 2022
Low | Not Executed | Not Executed | Not Executed | Not Executed | Not Executed | Not Executed
Base | Not Executed | Not Executed | Not Executed | Not Executed | Not Executed | Not Executed
High | Not Executed | Not Executed | Not Executed | Not Executed | Not Executed | Not Executed
High Cost Community Shared Solar (1 MW) (SREC-III BAU, Public-Owned, Fair Market Value, $/MWh)
Installed Capital Cost Trajectory | 2017 | 2018 | 2019 | 2020 | 2021 | 2022
Low | Not Executed | Not Executed | Not Executed | Not Executed | Not Executed | Not Executed
Base | Not Executed | Not Executed | Not Executed | Not Executed | Not Executed | Not Executed
High | Not Executed | Not Executed | Not Executed | Not Executed | Not Executed | Not Executed
Medium Cost Community Shared Solar (1 MW) (SREC-III BAU, Public-Owned, Fair Market Value, $/MWh)
Installed Capital Cost Trajectory | 2017 | 2018 | 2019 | 2020 | 2021 | 2022
Low | Not Executed | Not Executed | Not Executed | Not Executed | Not Executed | Not Executed
Base | Not Executed | Not Executed | Not Executed | Not Executed | Not Executed | Not Executed
High | Not Executed | Not Executed | Not Executed | Not Executed | Not Executed | Not Executed
Low Cost Community Shared Solar (1 MW) (SREC-III BAU, Public-Owned, Fair Market Value, $/MWh)
Installed Capital Cost Trajectory | 2017 | 2018 | 2019 | 2020 | 2021 | 2022
Low | Not Executed | Not Executed | Not Executed | Not Executed | Not Executed | Not Executed
Base | Not Executed | Not Executed | Not Executed | Not Executed | Not Executed | Not Executed
High | Not Executed | Not Executed | Not Executed | Not Executed | Not Executed | Not Executed
Hybrid CB/SO & DBI
High Cost Community Shared Solar (1 MW) (Hybrid CB/SO & DBI, Third Party-Owned, Cost Basis, $/MWh)
Installed Capital Cost Trajectory | 2017 | 2018 | 2019 | 2020 | 2021 | 2022
Low | 185.1667 | 176.6111 | 169.0556 | 170.0556 | 167.3889 | 170.5
Base | 239.5 | 230.5 | 222.3889 | 224.1667 | 222.1667 | 227.7222
High | 296.5 | 289.3889 | 282.8333 | 289.5 | 289.9444 | 300.3889
Medium Cost Community Shared Solar (1 MW) (Hybrid CB/SO & DBI, Third Party-Owned, Cost Basis, $/MWh)
Installed Capital Cost Trajectory | 2017 | 2018 | 2019 | 2020 | 2021 | 2022
Low | 160.9444 | 153.2778 | 146.5 | 147.0556 | 144.6111 | 147.2778
Base | 206.3889 | 198.2778 | 190.9444 | 192.0556 | 190.1667 | 194.9444
High | 251.6111 | 245.0556 | 238.9444 | 244.0556 | 244.1667 | 253.2778
Low Cost Community Shared Solar (1 MW) (Hybrid CB/SO & DBI, Third Party-Owned, Cost Basis, $/MWh)
Installed Capital Cost Trajectory | 2017 | 2018 | 2019 | 2020 | 2021 | 2022
Low | 136.6111 | 129.8333 | 123.9444 | 124.0556 | 121.8333 | 124.0556
Base | 173.1667 | 165.9444 | 159.5 | 159.9444 | 158.1667 | 162.1667
High | 206.8333 | 200.7222 | 195.0556 | 198.6111 | 198.5 | 206.1667
High Cost Community Shared Solar (1 MW) (Hybrid CB/SO & DBI, Host-Owned, Cost Basis, $/MWh)
Installed Capital Cost Trajectory | 2017 | 2018 | 2019 | 2020 | 2021 | 2022
Low | 175.7222 | 168.0556 | 161.1667 | 163.9444 | 162.3889 | 163.2778
Base | 241.7222 | 234.0556 | 227.1667 | 230.9444 | 230.6111 | 232.8333
High | 320.5 | 313.9444 | 307.9444 | 313.6111 | 315.5 | 320.7222
Medium Cost Community Shared Solar (1 MW) (Hybrid CB/SO & DBI, Host-Owned, Cost Basis, $/MWh)
Installed Capital Cost Trajectory | 2017 | 2018 | 2019 | 2020 | 2021 | 2022
Low | 154.2778 | 147.5 | 141.3889 | 143.6111 | 142.2778 | 143.0556
Base | 207.1667 | 200.2778 | 193.9444 | 196.9444 | 196.3889 | 198.6111
High | 270.3889 | 264.1667 | 258.3889 | 262.7222 | 264.1667 | 269.0556
Low Cost Community Shared Solar (1 MW) (Hybrid CB/SO & DBI, Host-Owned, Cost Basis, $/MWh)
Installed Capital Cost Trajectory | 2017 | 2018 | 2019 | 2020 | 2021 | 2022
Low | 132.8333 | 126.8333 | 121.5 | 123.2778 | 122.0556 | 122.8333
Base | 172.7222 | 166.5 | 160.7222 | 162.8333 | 162.2778 | 164.3889
High | 220.2778 | 214.3889 | 208.8333 | 211.9444 | 212.7222 | 217.3889
High Cost Community Shared Solar (1 MW) (Hybrid CB/SO & DBI, Public-Owned, Cost Basis, $/MWh)
Installed Capital Cost Trajectory | 2017 | 2018 | 2019 | 2020 | 2021 | 2022
Low | 192.7222 | 179.6111 | 168.1667 | 158.1667 | 150.9444 | 142.9444
Base | 230.3889 | 217.8333 | 206.5 | 196.6111 | 189.9444 | 181.5
High | 283.3889 | 271.7222 | 260.9444 | 251.5 | 245.7222 | 237.1667
Medium Cost Community Shared Solar (1 MW) (Hybrid CB/SO & DBI, Public-Owned, Cost Basis, $/MWh)
Installed Capital Cost Trajectory | 2017 | 2018 | 2019 | 2020 | 2021 | 2022
Low | 174.8333 | 163.5 | 153.5 | 144.8333 | 138.6111 | 131.6111
Base | 206.5 | 195.5 | 185.7222 | 177.0556 | 171.1667 | 163.8333
High | 251.5 | 241.2778 | 231.9444 | 223.6111 | 218.5 | 211.0556
Low Cost Community Shared Solar (1 MW) (Hybrid CB/SO & DBI, Public-Owned, Cost Basis, $/MWh)
Installed Capital Cost Trajectory | 2017 | 2018 | 2019 | 2020 | 2021 | 2022
Low | 156.9444 | 147.3889 | 138.8333 | 131.5 | 126.1667 | 120.2778
Base | 182.5 | 173.1667 | 164.8333 | 157.5 | 152.3889 | 146.1667
High | 219.6111 | 210.9444 | 202.9444 | 195.8333 | 191.2778 | 184.9444
High Cost Community Shared Solar (1 MW) (Hybrid CB/SO & DBI, Third Party-Owned, Fair Market Value, $/MWh)
Installed Capital Cost Trajectory | 2017 | 2018 | 2019 | 2020 | 2021 | 2022
Low | Not Executed | Not Executed | Not Executed | Not Executed | Not Executed | Not Executed
Base | 210.5 | 202.8333 | 195.9444 | 196.3889 | 194.5 | 205.0556
High | Not Executed | Not Executed | Not Executed | Not Executed | Not Executed | Not Executed
Medium Cost Community Shared Solar (1 MW) (Hybrid CB/SO & DBI, Third Party-Owned, Fair Market Value, $/MWh)
Installed Capital Cost Trajectory | 2017 | 2018 | 2019 | 2020 | 2021 | 2022
Low | Not Executed | Not Executed | Not Executed | Not Executed | Not Executed | Not Executed
Base | 182.1667 | 175.2778 | 169.0556 | 169.1667 | 167.2778 | 176.1667
High | Not Executed | Not Executed | Not Executed | Not Executed | Not Executed | Not Executed
Low Cost Community Shared Solar (1 MW) (Hybrid CB/SO & DBI, Third Party-Owned, Fair Market Value, $/MWh)
Installed Capital Cost Trajectory | 2017 | 2018 | 2019 | 2020 | 2021 | 2022
Low | Not Executed | Not Executed | Not Executed | Not Executed | Not Executed | Not Executed
Base | 153.8333 | 147.7222 | 142.2778 | 141.9444 | 140.1667 | 147.3889
High | Not Executed | Not Executed | Not Executed | Not Executed | Not Executed | Not Executed
High Cost Community Shared Solar (1 MW) (Hybrid CB/SO & DBI, Host-Owned, Fair Market Value, $/MWh)
Installed Capital Cost Trajectory | 2017 | 2018 | 2019 | 2020 | 2021 | 2022
Low | Not Executed | Not Executed | Not Executed | Not Executed | Not Executed | Not Executed
Base | Not Executed | Not Executed | Not Executed | Not Executed | Not Executed | Not Executed
High | Not Executed | Not Executed | Not Executed | Not Executed | Not Executed | Not Executed
Medium Cost Community Shared Solar (1 MW) (Hybrid CB/SO & DBI, Host-Owned, Fair Market Value, $/MWh)
Installed Capital Cost Trajectory | 2017 | 2018 | 2019 | 2020 | 2021 | 2022
Low | Not Executed | Not Executed | Not Executed | Not Executed | Not Executed | Not Executed
Base | Not Executed | Not Executed | Not Executed | Not Executed | Not Executed | Not Executed
High | Not Executed | Not Executed | Not Executed | Not Executed | Not Executed | Not Executed
Low Cost Community Shared Solar (1 MW) (Hybrid CB/SO & DBI, Host-Owned, Fair Market Value, $/MWh)
Installed Capital Cost Trajectory | 2017 | 2018 | 2019 | 2020 | 2021 | 2022
Low | Not Executed | Not Executed | Not Executed | Not Executed | Not Executed | Not Executed
Base | Not Executed | Not Executed | Not Executed | Not Executed | Not Executed | Not Executed
High | Not Executed | Not Executed | Not Executed | Not Executed | Not Executed | Not Executed
High Cost Community Shared Solar (1 MW) (Hybrid CB/SO & DBI, Public-Owned, Fair Market Value, $/MWh)
Installed Capital Cost Trajectory | 2017 | 2018 | 2019 | 2020 | 2021 | 2022
Low | Not Executed | Not Executed | Not Executed | Not Executed | Not Executed | Not Executed
Base | Not Executed | Not Executed | Not Executed | Not Executed | Not Executed | Not Executed
High | Not Executed | Not Executed | Not Executed | Not Executed | Not Executed | Not Executed
Medium Cost Community Shared Solar (1 MW) (Hybrid CB/SO & DBI, Public-Owned, Fair Market Value, $/MWh)
Installed Capital Cost Trajectory | 2017 | 2018 | 2019 | 2020 | 2021 | 2022
Low | Not Executed | Not Executed | Not Executed | Not Executed | Not Executed | Not Executed
Base | Not Executed | Not Executed | Not Executed | Not Executed | Not Executed | Not Executed
High | Not Executed | Not Executed | Not Executed | Not Executed | Not Executed | Not Executed
Low Cost Community Shared Solar (1 MW) (Hybrid CB/SO & DBI, Public-Owned, Fair Market Value, $/MWh)
Installed Capital Cost Trajectory | 2017 | 2018 | 2019 | 2020 | 2021 | 2022
Low | Not Executed | Not Executed | Not Executed | Not Executed | Not Executed | Not Executed
Base | Not Executed | Not Executed | Not Executed | Not Executed | Not Executed | Not Executed
High | Not Executed | Not Executed | Not Executed | Not Executed | Not Executed | Not Executed

## Landfill Solar
Landfill Solar
SREC-III BAU
Landfill Solar (4 MW) (SREC-III BAU, Third Party-Owned, Cost Basis, $/MWh)
Installed Capital Cost Trajectory | 2017 | 2018 | 2019 | 2020 | 2021 | 2022
Low | 148.7222 | 139.3889 | 131.0556 | 129.0556 | 125.6111 | 127.3889
Base | 187.3889 | 177.8333 | 169.1667 | 168.0556 | 165.1667 | 169.6111
High | 238.5 | 229.9444 | 221.9444 | 222.7222 | 221.6111 | 230.5
Landfill Solar (1 MW) (SREC-III BAU, Third Party-Owned, Cost Basis, $/MWh)
Installed Capital Cost Trajectory | 2017 | 2018 | 2019 | 2020 | 2021 | 2022
Low | 163.6111 | 154.2778 | 145.8333 | 144.1667 | 140.8333 | 142.9444
Base | 206.2778 | 196.8333 | 188.1667 | 187.3889 | 184.8333 | 189.6111
High | 261.2778 | 252.8333 | 244.9444 | 246.1667 | 245.3889 | 254.7222
Landfill Solar (500 kW) (SREC-III BAU, Third Party-Owned, Cost Basis, $/MWh)
Installed Capital Cost Trajectory | 2017 | 2018 | 2019 | 2020 | 2021 | 2022
Low | 167.9444 | 157.6111 | 148.5 | 146.1667 | 142.3889 | 144.0556
Base | 212.2778 | 201.7222 | 192.0556 | 190.6111 | 187.2778 | 191.6111
High | 269.5 | 259.7222 | 250.7222 | 251.1667 | 249.5 | 258.1667
Landfill Solar (4 MW) (SREC-III BAU, Host-Owned, Cost Basis, $/MWh)
Installed Capital Cost Trajectory | 2017 | 2018 | 2019 | 2020 | 2021 | 2022
Low | 175.2778 | 164.1667 | 153.9444 | 152.8333 | 148.9444 | 146.1667
Base | 229.8333 | 218.6111 | 208.1667 | 206.9444 | 203.8333 | 203.1667
High | 289.3889 | 279.5 | 270.0556 | 269.3889 | 268.2778 | 272.0556
Landfill Solar (1 MW) (SREC-III BAU, Host-Owned, Cost Basis, $/MWh)
Installed Capital Cost Trajectory | 2017 | 2018 | 2019 | 2020 | 2021 | 2022
Low | 189.7222 | 178.6111 | 168.5 | 167.6111 | 163.8333 | 161.2778
Base | 248.1667 | 236.9444 | 226.6111 | 225.7222 | 222.8333 | 222.3889
High | 311.7222 | 301.7222 | 292.5 | 292.2778 | 291.3889 | 295.6111
Landfill Solar (500 kW) (SREC-III BAU, Host-Owned, Cost Basis, $/MWh)
Installed Capital Cost Trajectory | 2017 | 2018 | 2019 | 2020 | 2021 | 2022
Low | 195.5 | 183.0556 | 171.9444 | 170.3889 | 165.8333 | 162.6111
Base | 256.1667 | 243.5 | 231.9444 | 230.1667 | 226.3889 | 225.1667
High | 322.2778 | 310.7222 | 300.0556 | 298.7222 | 296.8333 | 300.0556
Landfill Solar (4 MW) (SREC-III BAU, Public-Owned, Cost Basis, $/MWh)
Installed Capital Cost Trajectory | 2017 | 2018 | 2019 | 2020 | 2021 | 2022
Low | 157.5 | 145.7222 | 135.2778 | 126.2778 | 119.6111 | 112.2778
Base | 186.5 | 175.0556 | 164.8333 | 155.7222 | 149.2778 | 141.5
High | 228.8333 | 218.1667 | 208.2778 | 199.5 | 193.7222 | 185.8333
Landfill Solar (1 MW) (SREC-III BAU, Public-Owned, Cost Basis, $/MWh)
Installed Capital Cost Trajectory | 2017 | 2018 | 2019 | 2020 | 2021 | 2022
Low | 167.0556 | 155.1667 | 144.6111 | 135.5 | 128.9444 | 121.5
Base | 196.9444 | 185.5 | 175.1667 | 166.0556 | 159.6111 | 151.8333
High | 240.5 | 229.7222 | 219.8333 | 210.9444 | 205.2778 | 197.2778
Landfill Solar (500 kW) (SREC-III BAU, Public-Owned, Cost Basis, $/MWh)
Installed Capital Cost Trajectory | 2017 | 2018 | 2019 | 2020 | 2021 | 2022
Low | 176.9444 | 163.9444 | 152.6111 | 142.8333 | 135.7222 | 127.8333
Base | 208.5 | 195.9444 | 184.6111 | 174.7222 | 167.6111 | 159.2778
High | 255.6111 | 243.6111 | 232.6111 | 222.9444 | 216.5 | 207.8333
Landfill Solar (4 MW) (SREC-III BAU, Third Party-Owned, Fair Market Value, $/MWh)
Installed Capital Cost Trajectory | 2017 | 2018 | 2019 | 2020 | 2021 | 2022
Low | Not Executed | Not Executed | Not Executed | Not Executed | Not Executed | Not Executed
Base | 161.7222 | 153.5 | 146.0556 | 144.1667 | 141.5 | 150.3889
High | Not Executed | Not Executed | Not Executed | Not Executed | Not Executed | Not Executed
Landfill Solar (1 MW) (SREC-III BAU, Third Party-Owned, Fair Market Value, $/MWh)
Installed Capital Cost Trajectory | 2017 | 2018 | 2019 | 2020 | 2021 | 2022
Low | Not Executed | Not Executed | Not Executed | Not Executed | Not Executed | Not Executed
Base | 180.0556 | 171.9444 | 164.6111 | 163.0556 | 160.6111 | 169.8333
High | Not Executed | Not Executed | Not Executed | Not Executed | Not Executed | Not Executed
Landfill Solar (500 kW) (SREC-III BAU, Third Party-Owned, Fair Market Value, $/MWh)
Installed Capital Cost Trajectory | 2017 | 2018 | 2019 | 2020 | 2021 | 2022
Low | Not Executed | Not Executed | Not Executed | Not Executed | Not Executed | Not Executed
Base | 184.9444 | 175.9444 | 167.7222 | 165.5 | 162.5 | 171.5
High | Not Executed | Not Executed | Not Executed | Not Executed | Not Executed | Not Executed
Landfill Solar (4 MW) (SREC-III BAU, Host-Owned, Fair Market Value, $/MWh)
Installed Capital Cost Trajectory | 2017 | 2018 | 2019 | 2020 | 2021 | 2022
Low | Not Executed | Not Executed | Not Executed | Not Executed | Not Executed | Not Executed
Base | Not Executed | Not Executed | Not Executed | Not Executed | Not Executed | Not Executed
High | Not Executed | Not Executed | Not Executed | Not Executed | Not Executed | Not Executed
Landfill Solar (1 MW) (SREC-III BAU, Host-Owned, Fair Market Value, $/MWh)
Installed Capital Cost Trajectory | 2017 | 2018 | 2019 | 2020 | 2021 | 2022
Low | Not Executed | Not Executed | Not Executed | Not Executed | Not Executed | Not Executed
Base | Not Executed | Not Executed | Not Executed | Not Executed | Not Executed | Not Executed
High | Not Executed | Not Executed | Not Executed | Not Executed | Not Executed | Not Executed
Landfill Solar (500 kW) (SREC-III BAU, Host-Owned, Fair Market Value, $/MWh)
Installed Capital Cost Trajectory | 2017 | 2018 | 2019 | 2020 | 2021 | 2022
Low | Not Executed | Not Executed | Not Executed | Not Executed | Not Executed | Not Executed
Base | Not Executed | Not Executed | Not Executed | Not Executed | Not Executed | Not Executed
High | Not Executed | Not Executed | Not Executed | Not Executed | Not Executed | Not Executed
Landfill Solar (4 MW) (SREC-III BAU, Public-Owned, Fair Market Value, $/MWh)
Installed Capital Cost Trajectory | 2017 | 2018 | 2019 | 2020 | 2021 | 2022
Low | Not Executed | Not Executed | Not Executed | Not Executed | Not Executed | Not Executed
Base | Not Executed | Not Executed | Not Executed | Not Executed | Not Executed | Not Executed
High | Not Executed | Not Executed | Not Executed | Not Executed | Not Executed | Not Executed
Landfill Solar (1 MW) (SREC-III BAU, Public-Owned, Fair Market Value, $/MWh)
Installed Capital Cost Trajectory | 2017 | 2018 | 2019 | 2020 | 2021 | 2022
Low | Not Executed | Not Executed | Not Executed | Not Executed | Not Executed | Not Executed
Base | Not Executed | Not Executed | Not Executed | Not Executed | Not Executed | Not Executed
High | Not Executed | Not Executed | Not Executed | Not Executed | Not Executed | Not Executed
Landfill Solar (500 kW) (SREC-III BAU, Public-Owned, Fair Market Value, $/MWh)
Installed Capital Cost Trajectory | 2017 | 2018 | 2019 | 2020 | 2021 | 2022
Low | Not Executed | Not Executed | Not Executed | Not Executed | Not Executed | Not Executed
Base | Not Executed | Not Executed | Not Executed | Not Executed | Not Executed | Not Executed
High | Not Executed | Not Executed | Not Executed | Not Executed | Not Executed | Not Executed
Hybrid CB/SO & DBI
Landfill Solar (4 MW) (Hybrid CB/SO & DBI, Third Party-Owned, Cost Basis, $/MWh)
Installed Capital Cost Trajectory | 2017 | 2018 | 2019 | 2020 | 2021 | 2022
Low | 132.1667 | 124.1667 | 117.0556 | 117.1667 | 114.3889 | 116.7222
Base | 171.0556 | 162.5 | 154.7222 | 155.2778 | 152.9444 | 157.3889
High | 208.7222 | 201.5 | 194.8333 | 199.1667 | 198.7222 | 207.5
Landfill Solar (1 MW) (Hybrid CB/SO & DBI, Third Party-Owned, Cost Basis, $/MWh)
Installed Capital Cost Trajectory | 2017 | 2018 | 2019 | 2020 | 2021 | 2022
Low | 147.0556 | 139.0556 | 132.0556 | 132.3889 | 129.7222 | 132.3889
Base | 190.0556 | 181.6111 | 173.9444 | 174.8333 | 172.7222 | 177.5
High | 231.5 | 224.5 | 217.9444 | 222.6111 | 222.6111 | 231.8333
Landfill Solar (500 kW) (Hybrid CB/SO & DBI, Third Party-Owned, Cost Basis, $/MWh)
Installed Capital Cost Trajectory | 2017 | 2018 | 2019 | 2020 | 2021 | 2022
Low | 150.6111 | 141.8333 | 134.0556 | 134.0556 | 130.9444 | 133.1667
Base | 195.2778 | 185.8333 | 177.2778 | 177.6111 | 174.8333 | 179.2778
High | 238.2778 | 230.1667 | 222.7222 | 226.8333 | 226.0556 | 234.7222
Landfill Solar (4 MW) (Hybrid CB/SO & DBI, Host-Owned, Cost Basis, $/MWh)
Installed Capital Cost Trajectory | 2017 | 2018 | 2019 | 2020 | 2021 | 2022
Low | 129.7222 | 122.3889 | 115.7222 | 117.2778 | 115.3889 | 115.8333
Base | 175.7222 | 168.0556 | 161.0556 | 163.0556 | 162.0556 | 163.8333
High | 231.7222 | 224.7222 | 218.0556 | 221.2778 | 221.8333 | 226.5
Landfill Solar (1 MW) (Hybrid CB/SO & DBI, Host-Owned, Cost Basis, $/MWh)
Installed Capital Cost Trajectory | 2017 | 2018 | 2019 | 2020 | 2021 | 2022
Low | 143.9444 | 136.7222 | 130.1667 | 132.0556 | 130.3889 | 131.0556
Base | 193.8333 | 186.2778 | 179.3889 | 181.8333 | 181.0556 | 183.1667
High | 253.7222 | 246.7222 | 240.2778 | 243.9444 | 244.9444 | 249.9444
Landfill Solar (500 kW) (Hybrid CB/SO & DBI, Host-Owned, Cost Basis, $/MWh)
Installed Capital Cost Trajectory | 2017 | 2018 | 2019 | 2020 | 2021 | 2022
Low | 147.6111 | 139.5 | 132.2778 | 133.7222 | 131.6111 | 131.8333
Base | 199.3889 | 190.8333 | 183.0556 | 184.9444 | 183.5 | 185.0556
High | 261.6111 | 253.5 | 245.9444 | 248.9444 | 249.1667 | 253.5
Landfill Solar (4 MW) (Hybrid CB/SO & DBI, Public-Owned, Cost Basis, $/MWh)
Installed Capital Cost Trajectory | 2017 | 2018 | 2019 | 2020 | 2021 | 2022
Low | 157.5 | 145.7222 | 135.2778 | 126.2778 | 119.6111 | 112.2778
Base | 186.5 | 175.0556 | 164.8333 | 155.7222 | 149.2778 | 141.5
High | 228.8333 | 218.1667 | 208.2778 | 199.5 | 193.7222 | 185.8333
Landfill Solar (1 MW) (Hybrid CB/SO & DBI, Public-Owned, Cost Basis, $/MWh)
Installed Capital Cost Trajectory | 2017 | 2018 | 2019 | 2020 | 2021 | 2022
Low | 167.0556 | 155.1667 | 144.6111 | 135.5 | 128.9444 | 121.5
Base | 196.9444 | 185.5 | 175.1667 | 166.0556 | 159.6111 | 151.8333
High | 240.5 | 229.7222 | 219.8333 | 210.9444 | 205.2778 | 197.2778
Landfill Solar (500 kW) (Hybrid CB/SO & DBI, Public-Owned, Cost Basis, $/MWh)
Installed Capital Cost Trajectory | 2017 | 2018 | 2019 | 2020 | 2021 | 2022
Low | 176.9444 | 163.9444 | 152.6111 | 142.8333 | 135.7222 | 127.8333
Base | 208.5 | 195.9444 | 184.6111 | 174.7222 | 167.6111 | 159.2778
High | 255.6111 | 243.6111 | 232.6111 | 222.9444 | 216.5 | 207.8333
Landfill Solar (4 MW) (Hybrid CB/SO & DBI, Third Party-Owned, Fair Market Value, $/MWh)
Installed Capital Cost Trajectory | 2017 | 2018 | 2019 | 2020 | 2021 | 2022
Low | Not Executed | Not Executed | Not Executed | Not Executed | Not Executed | Not Executed
Base | 148.6111 | 141.2778 | 134.6111 | 133.9444 | 131.6111 | 139.8333
High | Not Executed | Not Executed | Not Executed | Not Executed | Not Executed | Not Executed
Landfill Solar (1 MW) (Hybrid CB/SO & DBI, Third Party-Owned, Fair Market Value, $/MWh)
Installed Capital Cost Trajectory | 2017 | 2018 | 2019 | 2020 | 2021 | 2022
Low | Not Executed | Not Executed | Not Executed | Not Executed | Not Executed | Not Executed
Base | 167.1667 | 159.9444 | 153.3889 | 153.0556 | 150.9444 | 159.6111
High | Not Executed | Not Executed | Not Executed | Not Executed | Not Executed | Not Executed
Landfill Solar (500 kW) (Hybrid CB/SO & DBI, Third Party-Owned, Fair Market Value, $/MWh)
Installed Capital Cost Trajectory | 2017 | 2018 | 2019 | 2020 | 2021 | 2022
Low | Not Executed | Not Executed | Not Executed | Not Executed | Not Executed | Not Executed
Base | 171.3889 | 163.2778 | 156.0556 | 155.1667 | 152.6111 | 160.9444
High | Not Executed | Not Executed | Not Executed | Not Executed | Not Executed | Not Executed
Landfill Solar (4 MW) (Hybrid CB/SO & DBI, Host-Owned, Fair Market Value, $/MWh)
Installed Capital Cost Trajectory | 2017 | 2018 | 2019 | 2020 | 2021 | 2022
Low | Not Executed | Not Executed | Not Executed | Not Executed | Not Executed | Not Executed
Base | Not Executed | Not Executed | Not Executed | Not Executed | Not Executed | Not Executed
High | Not Executed | Not Executed | Not Executed | Not Executed | Not Executed | Not Executed
Landfill Solar (1 MW) (Hybrid CB/SO & DBI, Host-Owned, Fair Market Value, $/MWh)
Installed Capital Cost Trajectory | 2017 | 2018 | 2019 | 2020 | 2021 | 2022
Low | Not Executed | Not Executed | Not Executed | Not Executed | Not Executed | Not Executed
Base | Not Executed | Not Executed | Not Executed | Not Executed | Not Executed | Not Executed
High | Not Executed | Not Executed | Not Executed | Not Executed | Not Executed | Not Executed
Landfill Solar (500 kW) (Hybrid CB/SO & DBI, Host-Owned, Fair Market Value, $/MWh)
Installed Capital Cost Trajectory | 2017 | 2018 | 2019 | 2020 | 2021 | 2022
Low | Not Executed | Not Executed | Not Executed | Not Executed | Not Executed | Not Executed
Base | Not Executed | Not Executed | Not Executed | Not Executed | Not Executed | Not Executed
High | Not Executed | Not Executed | Not Executed | Not Executed | Not Executed | Not Executed
Landfill Solar (4 MW) (Hybrid CB/SO & DBI, Public-Owned, Fair Market Value, $/MWh)
Installed Capital Cost Trajectory | 2017 | 2018 | 2019 | 2020 | 2021 | 2022
Low | Not Executed | Not Executed | Not Executed | Not Executed | Not Executed | Not Executed
Base | Not Executed | Not Executed | Not Executed | Not Executed | Not Executed | Not Executed
High | Not Executed | Not Executed | Not Executed | Not Executed | Not Executed | Not Executed
Landfill Solar (1 MW) (Hybrid CB/SO & DBI, Public-Owned, Fair Market Value, $/MWh)
Installed Capital Cost Trajectory | 2017 | 2018 | 2019 | 2020 | 2021 | 2022
Low | Not Executed | Not Executed | Not Executed | Not Executed | Not Executed | Not Executed
Base | Not Executed | Not Executed | Not Executed | Not Executed | Not Executed | Not Executed
High | Not Executed | Not Executed | Not Executed | Not Executed | Not Executed | Not Executed
Landfill Solar (500 kW) (Hybrid CB/SO & DBI, Public-Owned, Fair Market Value, $/MWh)
Installed Capital Cost Trajectory | 2017 | 2018 | 2019 | 2020 | 2021 | 2022
Low | Not Executed | Not Executed | Not Executed | Not Executed | Not Executed | Not Executed
Base | Not Executed | Not Executed | Not Executed | Not Executed | Not Executed | Not Executed
High | Not Executed | Not Executed | Not Executed | Not Executed | Not Executed | Not Executed

## Affordable Housing Solar
Affordable Housing Solar
SREC-III BAU
High Cost Affordable Housing Solar (1 MW) (SREC-III BAU, Third Party-Owned, Cost Basis, $/MWh)
Installed Capital Cost Trajectory | 2017 | 2018 | 2019 | 2020 | 2021 | 2022
Low | 185.5 | 175.5 | 166.6111 | 165.1667 | 161.7222 | 164.0556
Base | 234.6111 | 224.6111 | 215.6111 | 215.2778 | 212.6111 | 217.8333
High | 303.2778 | 294.7222 | 286.7222 | 289.0556 | 288.6111 | 298.8333
Medium Cost Affordable Housing Solar (1 MW) (SREC-III BAU, Third Party-Owned, Cost Basis, $/MWh)
Installed Capital Cost Trajectory | 2017 | 2018 | 2019 | 2020 | 2021 | 2022
Low | 160.5 | 151.6111 | 143.6111 | 142.0556 | 138.8333 | 140.8333
Base | 201.7222 | 192.7222 | 184.5 | 183.8333 | 181.3889 | 186.0556
High | 256.9444 | 248.9444 | 241.5 | 242.9444 | 242.2778 | 251.1667
Low Cost Affordable Housing Solar (1 MW) (SREC-III BAU, Third Party-Owned, Cost Basis, $/MWh)
Installed Capital Cost Trajectory | 2017 | 2018 | 2019 | 2020 | 2021 | 2022
Low | 135.6111 | 127.6111 | 120.5 | 118.8333 | 116.0556 | 117.7222
Base | 168.9444 | 160.8333 | 153.5 | 152.5 | 150.1667 | 154.1667
High | 210.6111 | 203.1667 | 196.2778 | 196.8333 | 195.9444 | 203.6111
Affordable Housing Solar (100 kW) (SREC-III BAU, Third Party-Owned, Cost Basis, $/MWh)
Installed Capital Cost Trajectory | 2017 | 2018 | 2019 | 2020 | 2021 | 2022
Low | 227.9444 | 216.9444 | 207.3889 | 205.3889 | 201.7222 | 204.5
Base | 289.9444 | 278.9444 | 269.0556 | 268.0556 | 265.1667 | 271.2778
High | 367.5 | 357.6111 | 348.6111 | 349.8333 | 348.9444 | 360.8333
High Cost Affordable Housing Solar (1 MW) (SREC-III BAU, Host-Owned, Cost Basis, $/MWh)
Installed Capital Cost Trajectory | 2017 | 2018 | 2019 | 2020 | 2021 | 2022
Low | 211.2778 | 199.2778 | 188.5 | 187.8333 | 183.8333 | 180.7222
Base | 284.5 | 272.8333 | 262.1667 | 261.9444 | 259.0556 | 257.9444
High | 364.3889 | 354.6111 | 345.5 | 346.2778 | 345.9444 | 349.7222
Medium Cost Affordable Housing Solar (1 MW) (SREC-III BAU, Host-Owned, Cost Basis, $/MWh)
Installed Capital Cost Trajectory | 2017 | 2018 | 2019 | 2020 | 2021 | 2022
Low | 185.0556 | 174.2778 | 164.6111 | 163.8333 | 160.1667 | 157.6111
Base | 243.7222 | 233.0556 | 223.2778 | 222.6111 | 219.8333 | 219.1667
High | 307.7222 | 298.3889 | 289.7222 | 289.7222 | 289.1667 | 292.8333
Low Cost Affordable Housing Solar (1 MW) (SREC-III BAU, Host-Owned, Cost Basis, $/MWh)
Installed Capital Cost Trajectory | 2017 | 2018 | 2019 | 2020 | 2021 | 2022
Low | 158.7222 | 149.2778 | 140.7222 | 139.8333 | 136.6111 | 134.5
Base | 202.9444 | 193.2778 | 184.3889 | 183.2778 | 180.6111 | 180.3889
High | 250.9444 | 242.2778 | 234.0556 | 233.2778 | 232.3889 | 236.0556
Affordable Housing Solar (100 kW) (SREC-III BAU, Host-Owned, Cost Basis, $/MWh)
Installed Capital Cost Trajectory | 2017 | 2018 | 2019 | 2020 | 2021 | 2022
Low | 251.1667 | 238.0556 | 226.3889 | 224.8333 | 220.3889 | 218.2778
Base | 329.9444 | 316.9444 | 305.0556 | 303.6111 | 300.1667 | 300.8333
High | 414.3889 | 402.9444 | 392.3889 | 391.6111 | 390.5 | 396.8333
High Cost Affordable Housing Solar (1 MW) (SREC-III BAU, Public-Owned, Cost Basis, $/MWh)
Installed Capital Cost Trajectory | 2017 | 2018 | 2019 | 2020 | 2021 | 2022
Low | 180.8333 | 167.7222 | 156.1667 | 146.2778 | 139.0556 | 130.9444
Base | 217.0556 | 204.5 | 193.1667 | 183.2778 | 176.5 | 167.9444
High | 268.6111 | 256.8333 | 246.0556 | 236.6111 | 230.6111 | 222.0556
Medium Cost Affordable Housing Solar (1 MW) (SREC-III BAU, Public-Owned, Cost Basis, $/MWh)
Installed Capital Cost Trajectory | 2017 | 2018 | 2019 | 2020 | 2021 | 2022
Low | 164.0556 | 152.6111 | 142.3889 | 133.7222 | 127.2778 | 120.1667
Base | 194.3889 | 183.3889 | 173.3889 | 164.7222 | 158.6111 | 151.1667
High | 238.2778 | 227.9444 | 218.3889 | 209.9444 | 204.6111 | 197.0556
Low Cost Affordable Housing Solar (1 MW) (SREC-III BAU, Public-Owned, Cost Basis, $/MWh)
Installed Capital Cost Trajectory | 2017 | 2018 | 2019 | 2020 | 2021 | 2022
Low | 147.1667 | 137.3889 | 128.6111 | 121.1667 | 115.6111 | 109.5
Base | 171.7222 | 162.1667 | 153.6111 | 146.0556 | 140.7222 | 134.2778
High | 207.9444 | 198.9444 | 190.7222 | 183.3889 | 178.6111 | 171.9444
Affordable Housing Solar (100 kW) (SREC-III BAU, Public-Owned, Cost Basis, $/MWh)
Installed Capital Cost Trajectory | 2017 | 2018 | 2019 | 2020 | 2021 | 2022
Low | 205.5 | 192.3889 | 180.9444 | 171.0556 | 164.0556 | 156.3889
Base | 241.3889 | 228.7222 | 217.3889 | 207.5 | 200.7222 | 192.5
High | 293.6111 | 281.6111 | 270.6111 | 260.9444 | 254.8333 | 246.5
High Cost Affordable Housing Solar (1 MW) (SREC-III BAU, Third Party-Owned, Fair Market Value, $/MWh)
Installed Capital Cost Trajectory | 2017 | 2018 | 2019 | 2020 | 2021 | 2022
Low | Not Executed | Not Executed | Not Executed | Not Executed | Not Executed | Not Executed
Base | 203.1667 | 194.6111 | 186.8333 | 185.5 | 183.1667 | 194.0556
High | Not Executed | Not Executed | Not Executed | Not Executed | Not Executed | Not Executed
Medium Cost Affordable Housing Solar (1 MW) (SREC-III BAU, Third Party-Owned, Fair Market Value, $/MWh)
Installed Capital Cost Trajectory | 2017 | 2018 | 2019 | 2020 | 2021 | 2022
Low | Not Executed | Not Executed | Not Executed | Not Executed | Not Executed | Not Executed
Base | 175.6111 | 167.8333 | 160.7222 | 159.2778 | 157.0556 | 166.1667
High | Not Executed | Not Executed | Not Executed | Not Executed | Not Executed | Not Executed
Low Cost Affordable Housing Solar (1 MW) (SREC-III BAU, Third Party-Owned, Fair Market Value, $/MWh)
Installed Capital Cost Trajectory | 2017 | 2018 | 2019 | 2020 | 2021 | 2022
Low | Not Executed | Not Executed | Not Executed | Not Executed | Not Executed | Not Executed
Base | 147.9444 | 141.0556 | 134.7222 | 133.1667 | 130.9444 | 138.3889
High | Not Executed | Not Executed | Not Executed | Not Executed | Not Executed | Not Executed
Affordable Housing Solar (100 kW) (SREC-III BAU, Third Party-Owned, Fair Market Value, $/MWh)
Installed Capital Cost Trajectory | 2017 | 2018 | 2019 | 2020 | 2021 | 2022
Low | Not Executed | Not Executed | Not Executed | Not Executed | Not Executed | Not Executed
Base | 258.1667 | 248.7222 | 240.3889 | 238.6111 | 236.1667 | 247.8333
High | Not Executed | Not Executed | Not Executed | Not Executed | Not Executed | Not Executed
High Cost Affordable Housing Solar (1 MW) (SREC-III BAU, Host-Owned, Fair Market Value, $/MWh)
Installed Capital Cost Trajectory | 2017 | 2018 | 2019 | 2020 | 2021 | 2022
Low | Not Executed | Not Executed | Not Executed | Not Executed | Not Executed | Not Executed
Base | Not Executed | Not Executed | Not Executed | Not Executed | Not Executed | Not Executed
High | Not Executed | Not Executed | Not Executed | Not Executed | Not Executed | Not Executed
Medium Cost Affordable Housing Solar (1 MW) (SREC-III BAU, Host-Owned, Fair Market Value, $/MWh)
Installed Capital Cost Trajectory | 2017 | 2018 | 2019 | 2020 | 2021 | 2022
Low | Not Executed | Not Executed | Not Executed | Not Executed | Not Executed | Not Executed
Base | Not Executed | Not Executed | Not Executed | Not Executed | Not Executed | Not Executed
High | Not Executed | Not Executed | Not Executed | Not Executed | Not Executed | Not Executed
Low Cost Affordable Housing Solar (1 MW) (SREC-III BAU, Host-Owned, Fair Market Value, $/MWh)
Installed Capital Cost Trajectory | 2017 | 2018 | 2019 | 2020 | 2021 | 2022
Low | Not Executed | Not Executed | Not Executed | Not Executed | Not Executed | Not Executed
Base | Not Executed | Not Executed | Not Executed | Not Executed | Not Executed | Not Executed
High | Not Executed | Not Executed | Not Executed | Not Executed | Not Executed | Not Executed
Affordable Housing Solar (100 kW) (SREC-III BAU, Host-Owned, Fair Market Value, $/MWh)
Installed Capital Cost Trajectory | 2017 | 2018 | 2019 | 2020 | 2021 | 2022
Low | Not Executed | Not Executed | Not Executed | Not Executed | Not Executed | Not Executed
Base | Not Executed | Not Executed | Not Executed | Not Executed | Not Executed | Not Executed
High | Not Executed | Not Executed | Not Executed | Not Executed | Not Executed | Not Executed
High Cost Affordable Housing Solar (1 MW) (SREC-III BAU, Public-Owned, Fair Market Value, $/MWh)
Installed Capital Cost Trajectory | 2017 | 2018 | 2019 | 2020 | 2021 | 2022
Low | Not Executed | Not Executed | Not Executed | Not Executed | Not Executed | Not Executed
Base | Not Executed | Not Executed | Not Executed | Not Executed | Not Executed | Not Executed
High | Not Executed | Not Executed | Not Executed | Not Executed | Not Executed | Not Executed
Medium Cost Affordable Housing Solar (1 MW) (SREC-III BAU, Public-Owned, Fair Market Value, $/MWh)
Installed Capital Cost Trajectory | 2017 | 2018 | 2019 | 2020 | 2021 | 2022
Low | Not Executed | Not Executed | Not Executed | Not Executed | Not Executed | Not Executed
Base | Not Executed | Not Executed | Not Executed | Not Executed | Not Executed | Not Executed
High | Not Executed | Not Executed | Not Executed | Not Executed | Not Executed | Not Executed
Low Cost Affordable Housing Solar (1 MW) (SREC-III BAU, Public-Owned, Fair Market Value, $/MWh)
Installed Capital Cost Trajectory | 2017 | 2018 | 2019 | 2020 | 2021 | 2022
Low | Not Executed | Not Executed | Not Executed | Not Executed | Not Executed | Not Executed
Base | Not Executed | Not Executed | Not Executed | Not Executed | Not Executed | Not Executed
High | Not Executed | Not Executed | Not Executed | Not Executed | Not Executed | Not Executed
Affordable Housing Solar (100 kW) (SREC-III BAU, Public-Owned, Fair Market Value, $/MWh)
Installed Capital Cost Trajectory | 2017 | 2018 | 2019 | 2020 | 2021 | 2022
Low | Not Executed | Not Executed | Not Executed | Not Executed | Not Executed | Not Executed
Base | Not Executed | Not Executed | Not Executed | Not Executed | Not Executed | Not Executed
High | Not Executed | Not Executed | Not Executed | Not Executed | Not Executed | Not Executed
Hybrid CB/SO & DBI
High Cost Affordable Housing Solar (1 MW) (Hybrid CB/SO & DBI, Third Party-Owned, Cost Basis, $/MWh)
Installed Capital Cost Trajectory | 2017 | 2018 | 2019 | 2020 | 2021 | 2022
Low | 166.0556 | 157.6111 | 150.1667 | 151.0556 | 148.2778 | 151.1667
Base | 215.6111 | 206.7222 | 198.6111 | 200.1667 | 198.0556 | 203.3889
High | 267.9444 | 260.8333 | 254.2778 | 260.6111 | 260.8333 | 270.9444
Medium Cost Affordable Housing Solar (1 MW) (Hybrid CB/SO & DBI, Third Party-Owned, Cost Basis, $/MWh)
Installed Capital Cost Trajectory | 2017 | 2018 | 2019 | 2020 | 2021 | 2022
Low | 144.0556 | 136.5 | 129.7222 | 130.1667 | 127.7222 | 130.2778
Base | 185.7222 | 177.6111 | 170.2778 | 171.2778 | 169.2778 | 173.8333
High | 227.1667 | 220.6111 | 214.3889 | 219.2778 | 219.2778 | 228.1667
Low Cost Affordable Housing Solar (1 MW) (Hybrid CB/SO & DBI, Third Party-Owned, Cost Basis, $/MWh)
Installed Capital Cost Trajectory | 2017 | 2018 | 2019 | 2020 | 2021 | 2022
Low | 122.0556 | 115.2778 | 109.2778 | 109.3889 | 107.0556 | 109.2778
Base | 155.7222 | 148.5 | 141.9444 | 142.3889 | 140.3889 | 144.3889
High | 186.5 | 180.3889 | 174.6111 | 178.0556 | 177.7222 | 185.2778
Affordable Housing Solar (100 kW) (Hybrid CB/SO & DBI, Third Party-Owned, Cost Basis, $/MWh)
Installed Capital Cost Trajectory | 2017 | 2018 | 2019 | 2020 | 2021 | 2022
Low | 206.0556 | 197.2778 | 189.6111 | 190.3889 | 187.8333 | 191.1667
Base | 268.0556 | 258.6111 | 250.1667 | 251.7222 | 249.7222 | 255.6111
High | 329.7222 | 321.9444 | 314.9444 | 320.8333 | 321.0556 | 332.0556
High Cost Affordable Housing Solar (1 MW) (Hybrid CB/SO & DBI, Host-Owned, Cost Basis, $/MWh)
Installed Capital Cost Trajectory | 2017 | 2018 | 2019 | 2020 | 2021 | 2022
Low | 159.5 | 151.7222 | 144.6111 | 146.9444 | 145.2778 | 145.8333
Base | 221.3889 | 213.6111 | 206.5 | 209.7222 | 209.0556 | 210.9444
High | 295.9444 | 289.1667 | 282.9444 | 288.0556 | 289.5 | 294.2778
Medium Cost Affordable Housing Solar (1 MW) (Hybrid CB/SO & DBI, Host-Owned, Cost Basis, $/MWh)
Installed Capital Cost Trajectory | 2017 | 2018 | 2019 | 2020 | 2021 | 2022
Low | 140.1667 | 133.2778 | 126.9444 | 128.7222 | 127.1667 | 127.8333
Base | 190.0556 | 182.8333 | 176.2778 | 178.8333 | 178.0556 | 179.9444
High | 250.0556 | 243.6111 | 237.5 | 241.3889 | 242.3889 | 246.9444
Low Cost Affordable Housing Solar (1 MW) (Hybrid CB/SO & DBI, Host-Owned, Cost Basis, $/MWh)
Installed Capital Cost Trajectory | 2017 | 2018 | 2019 | 2020 | 2021 | 2022
Low | 120.9444 | 114.8333 | 109.1667 | 110.6111 | 109.1667 | 109.7222
Base | 158.7222 | 152.1667 | 146.1667 | 147.8333 | 147.0556 | 148.8333
High | 204.1667 | 197.9444 | 192.1667 | 194.7222 | 195.2778 | 199.7222
Affordable Housing Solar (100 kW) (Hybrid CB/SO & DBI, Host-Owned, Cost Basis, $/MWh)
Installed Capital Cost Trajectory | 2017 | 2018 | 2019 | 2020 | 2021 | 2022
Low | 203.8333 | 195.0556 | 187.3889 | 188.7222 | 186.7222 | 188.1667
Base | 273.9444 | 265.0556 | 256.9444 | 258.8333 | 257.7222 | 261.1667
High | 355.6111 | 347.3889 | 339.8333 | 342.9444 | 343.7222 | 351.1667
High Cost Affordable Housing Solar (1 MW) (Hybrid CB/SO & DBI, Public-Owned, Cost Basis, $/MWh)
Installed Capital Cost Trajectory | 2017 | 2018 | 2019 | 2020 | 2021 | 2022
Low | 180.8333 | 167.7222 | 156.1667 | 146.2778 | 139.0556 | 130.9444
Base | 217.0556 | 204.5 | 193.1667 | 183.2778 | 176.5 | 167.9444
High | 268.6111 | 256.8333 | 246.0556 | 236.6111 | 230.6111 | 222.0556
Medium Cost Affordable Housing Solar (1 MW) (Hybrid CB/SO & DBI, Public-Owned, Cost Basis, $/MWh)
Installed Capital Cost Trajectory | 2017 | 2018 | 2019 | 2020 | 2021 | 2022
Low | 164.0556 | 152.6111 | 142.3889 | 133.7222 | 127.2778 | 120.1667
Base | 194.3889 | 183.3889 | 173.3889 | 164.7222 | 158.6111 | 151.1667
High | 238.2778 | 227.9444 | 218.3889 | 209.9444 | 204.6111 | 197.0556
Low Cost Affordable Housing Solar (1 MW) (Hybrid CB/SO & DBI, Public-Owned, Cost Basis, $/MWh)
Installed Capital Cost Trajectory | 2017 | 2018 | 2019 | 2020 | 2021 | 2022
Low | 147.1667 | 137.3889 | 128.6111 | 121.1667 | 115.6111 | 109.5
Base | 171.7222 | 162.1667 | 153.6111 | 146.0556 | 140.7222 | 134.2778
High | 207.9444 | 198.9444 | 190.7222 | 183.3889 | 178.6111 | 171.9444
Affordable Housing Solar (100 kW) (Hybrid CB/SO & DBI, Public-Owned, Cost Basis, $/MWh)
Installed Capital Cost Trajectory | 2017 | 2018 | 2019 | 2020 | 2021 | 2022
Low | 205.5 | 192.3889 | 180.9444 | 171.0556 | 164.0556 | 156.3889
Base | 241.3889 | 228.7222 | 217.3889 | 207.5 | 200.7222 | 192.5
High | 293.6111 | 281.6111 | 270.6111 | 260.9444 | 254.8333 | 246.5
High Cost Affordable Housing Solar (1 MW) (Hybrid CB/SO & DBI, Third Party-Owned, Fair Market Value, $/MWh)
Installed Capital Cost Trajectory | 2017 | 2018 | 2019 | 2020 | 2021 | 2022
Low | Not Executed | Not Executed | Not Executed | Not Executed | Not Executed | Not Executed
Base | 188.0556 | 180.3889 | 173.3889 | 173.6111 | 171.5 | 181.7222
High | Not Executed | Not Executed | Not Executed | Not Executed | Not Executed | Not Executed
Medium Cost Affordable Housing Solar (1 MW) (Hybrid CB/SO & DBI, Third Party-Owned, Fair Market Value, $/MWh)
Installed Capital Cost Trajectory | 2017 | 2018 | 2019 | 2020 | 2021 | 2022
Low | Not Executed | Not Executed | Not Executed | Not Executed | Not Executed | Not Executed
Base | 162.7222 | 155.8333 | 149.5 | 149.2778 | 147.2778 | 155.8333
High | Not Executed | Not Executed | Not Executed | Not Executed | Not Executed | Not Executed
Low Cost Affordable Housing Solar (1 MW) (Hybrid CB/SO & DBI, Third Party-Owned, Fair Market Value, $/MWh)
Installed Capital Cost Trajectory | 2017 | 2018 | 2019 | 2020 | 2021 | 2022
Low | Not Executed | Not Executed | Not Executed | Not Executed | Not Executed | Not Executed
Base | 137.3889 | 131.1667 | 125.6111 | 125.0556 | 123.1667 | 130.0556
High | Not Executed | Not Executed | Not Executed | Not Executed | Not Executed | Not Executed
Affordable Housing Solar (100 kW) (Hybrid CB/SO & DBI, Third Party-Owned, Fair Market Value, $/MWh)
Installed Capital Cost Trajectory | 2017 | 2018 | 2019 | 2020 | 2021 | 2022
Low | Not Executed | Not Executed | Not Executed | Not Executed | Not Executed | Not Executed
Base | 240.0556 | 232.0556 | 224.9444 | 225.2778 | 223.5 | 234.1667
High | Not Executed | Not Executed | Not Executed | Not Executed | Not Executed | Not Executed
High Cost Affordable Housing Solar (1 MW) (Hybrid CB/SO & DBI, Host-Owned, Fair Market Value, $/MWh)
Installed Capital Cost Trajectory | 2017 | 2018 | 2019 | 2020 | 2021 | 2022
Low | Not Executed | Not Executed | Not Executed | Not Executed | Not Executed | Not Executed
Base | Not Executed | Not Executed | Not Executed | Not Executed | Not Executed | Not Executed
High | Not Executed | Not Executed | Not Executed | Not Executed | Not Executed | Not Executed
Medium Cost Affordable Housing Solar (1 MW) (Hybrid CB/SO & DBI, Host-Owned, Fair Market Value, $/MWh)
Installed Capital Cost Trajectory | 2017 | 2018 | 2019 | 2020 | 2021 | 2022
Low | Not Executed | Not Executed | Not Executed | Not Executed | Not Executed | Not Executed
Base | Not Executed | Not Executed | Not Executed | Not Executed | Not Executed | Not Executed
High | Not Executed | Not Executed | Not Executed | Not Executed | Not Executed | Not Executed
Low Cost Affordable Housing Solar (1 MW) (Hybrid CB/SO & DBI, Host-Owned, Fair Market Value, $/MWh)
Installed Capital Cost Trajectory | 2017 | 2018 | 2019 | 2020 | 2021 | 2022
Low | Not Executed | Not Executed | Not Executed | Not Executed | Not Executed | Not Executed
Base | Not Executed | Not Executed | Not Executed | Not Executed | Not Executed | Not Executed
High | Not Executed | Not Executed | Not Executed | Not Executed | Not Executed | Not Executed
Affordable Housing Solar (100 kW) (Hybrid CB/SO & DBI, Host-Owned, Fair Market Value, $/MWh)
Installed Capital Cost Trajectory | 2017 | 2018 | 2019 | 2020 | 2021 | 2022
Low | Not Executed | Not Executed | Not Executed | Not Executed | Not Executed | Not Executed
Base | Not Executed | Not Executed | Not Executed | Not Executed | Not Executed | Not Executed
High | Not Executed | Not Executed | Not Executed | Not Executed | Not Executed | Not Executed
High Cost Affordable Housing Solar (1 MW) (Hybrid CB/SO & DBI, Public-Owned, Fair Market Value, $/MWh)
Installed Capital Cost Trajectory | 2017 | 2018 | 2019 | 2020 | 2021 | 2022
Low | Not Executed | Not Executed | Not Executed | Not Executed | Not Executed | Not Executed
Base | Not Executed | Not Executed | Not Executed | Not Executed | Not Executed | Not Executed
High | Not Executed | Not Executed | Not Executed | Not Executed | Not Executed | Not Executed
Medium Cost Affordable Housing Solar (1 MW) (Hybrid CB/SO & DBI, Public-Owned, Fair Market Value, $/MWh)
Installed Capital Cost Trajectory | 2017 | 2018 | 2019 | 2020 | 2021 | 2022
Low | Not Executed | Not Executed | Not Executed | Not Executed | Not Executed | Not Executed
Base | Not Executed | Not Executed | Not Executed | Not Executed | Not Executed | Not Executed
High | Not Executed | Not Executed | Not Executed | Not Executed | Not Executed | Not Executed
Low Cost Affordable Housing Solar (1 MW) (Hybrid CB/SO & DBI, Public-Owned, Fair Market Value, $/MWh)
Installed Capital Cost Trajectory | 2017 | 2018 | 2019 | 2020 | 2021 | 2022
Low | Not Executed | Not Executed | Not Executed | Not Executed | Not Executed | Not Executed
Base | Not Executed | Not Executed | Not Executed | Not Executed | Not Executed | Not Executed
High | Not Executed | Not Executed | Not Executed | Not Executed | Not Executed | Not Executed
Affordable Housing Solar (100 kW) (Hybrid CB/SO & DBI, Public-Owned, Fair Market Value, $/MWh)
Installed Capital Cost Trajectory | 2017 | 2018 | 2019 | 2020 | 2021 | 2022
Low | Not Executed | Not Executed | Not Executed | Not Executed | Not Executed | Not Executed
Base | Not Executed | Not Executed | Not Executed | Not Executed | Not Executed | Not Executed
High | Not Executed | Not Executed | Not Executed | Not Executed | Not Executed | Not Executed

## Rooftop Solar
Rooftop Solar <=25 kW | [6 empty] | Rooftop Solar >25 kW
SREC-III BAU | [6 empty] | SREC-III BAU
High Cost Rooftop Solar (<=25 kW) (SREC-III BAU, Third Party-Owned, Cost Basis, $/MWh) | [6 empty] | Rooftop Solar (100 kW) (SREC-III BAU, Third Party-Owned, Cost Basis, $/MWh)
Installed Capital Cost Trajectory | 2017 | 2018 | 2019 | 2020 | 2021 | 2022 | Installed Capital Cost Trajectory | 2017 | 2018 | 2019 | 2020 | 2021 | 2022
Low | 252.5 | 235.2778 | 219.6111 | 215.8333 | 209.9444 | 215.9444 | Low | 227.1667 | 216.2778 | 206.6111 | 204.5 | 200.8333 | 203.7222
Base | 313.9444 | 298.3889 | 283.9444 | 281.6111 | 278.8333 | 299.1667 | Base | 289.0556 | 278.0556 | 268.0556 | 266.9444 | 264.0556 | 270.2778
High | 426.2778 | 411.3889 | 397.2778 | 399.6111 | 399.7222 | 423.3889 | High | 365.9444 | 355.9444 | 346.8333 | 348.0556 | 347.0556 | 358.9444
Medium Cost Rooftop Solar (<=25 kW) (SREC-III BAU, Third Party-Owned, Cost Basis, $/MWh) | [6 empty] | Rooftop Solar (500 kW) (SREC-III BAU, Third Party-Owned, Cost Basis, $/MWh)
Installed Capital Cost Trajectory | 2017 | 2018 | 2019 | 2020 | 2021 | 2022 | Installed Capital Cost Trajectory | 2017 | 2018 | 2019 | 2020 | 2021 | 2022
Low | 214.1667 | 200.0556 | 187.3889 | 184.3889 | 179.6111 | 184.7222 | Low | 149.6111 | 140.3889 | 132.2778 | 130.2778 | 126.9444 | 128.5
Base | 267.5 | 254.8333 | 243.1667 | 241.5 | 239.3889 | 256.0556 | Base | 190.2778 | 180.9444 | 172.3889 | 171.1667 | 168.2778 | 172.1667
High | 361.6111 | 349.5 | 338.1667 | 340.2778 | 340.5 | 360.0556 | High | 242.3889 | 233.7222 | 225.7222 | 226.2778 | 224.9444 | 232.8333
Low Cost Rooftop Solar (<=25 kW) (SREC-III BAU, Third Party-Owned, Cost Basis, $/MWh) | [6 empty] | Rooftop Solar (1 MW) (SREC-III BAU, Third Party-Owned, Cost Basis, $/MWh)
Installed Capital Cost Trajectory | 2017 | 2018 | 2019 | 2020 | 2021 | 2022 | Installed Capital Cost Trajectory | 2017 | 2018 | 2019 | 2020 | 2021 | 2022
Low | 175.7222 | 164.9444 | 155.1667 | 152.9444 | 149.3889 | 153.3889 | Low | 137.2778 | 129.8333 | 123.2778 | 121.9444 | 119.3889 | 121.2778
Base | 220.9444 | 211.2778 | 202.3889 | 201.2778 | 199.8333 | 213.0556 | Base | 173.9444 | 166.5 | 159.6111 | 159.1667 | 157.2778 | 161.2778
High | 296.8333 | 287.7222 | 279.0556 | 280.9444 | 281.3889 | 296.8333 | High | 220.9444 | 214.2778 | 208.0556 | 209.3889 | 208.9444 | 216.6111
High Cost Rooftop Solar (<=25 kW) (SREC-III BAU, Host-Owned, Cost Basis, $/MWh) | [6 empty] | Rooftop Solar (100 kW) (SREC-III BAU, Host-Owned, Cost Basis, $/MWh)
Installed Capital Cost Trajectory | 2017 | 2018 | 2019 | 2020 | 2021 | 2022 | Installed Capital Cost Trajectory | 2017 | 2018 | 2019 | 2020 | 2021 | 2022
Low | 226.9444 | 209.5 | 193.8333 | 187.2778 | 179.7222 | 182.5 | Low | 250.7222 | 237.6111 | 225.8333 | 224.2778 | 219.8333 | 217.7222
Base | 276.6111 | 260.7222 | 246.2778 | 242.0556 | 236.2778 | 243.3889 | Base | 328.7222 | 315.6111 | 303.7222 | 302.2778 | 298.7222 | 299.5
High | 326.3889 | 313.2778 | 301.0556 | 300.3889 | 297.7222 | 310.9444 | High | 412.3889 | 400.8333 | 390.1667 | 389.2778 | 388.1667 | 394.5
Medium Cost Rooftop Solar (<=25 kW) (SREC-III BAU, Host-Owned, Cost Basis, $/MWh) | [6 empty] | Rooftop Solar (500 kW) (SREC-III BAU, Host-Owned, Cost Basis, $/MWh)
Installed Capital Cost Trajectory | 2017 | 2018 | 2019 | 2020 | 2021 | 2022 | Installed Capital Cost Trajectory | 2017 | 2018 | 2019 | 2020 | 2021 | 2022
Low | 193.5 | 179.3889 | 166.7222 | 161.5 | 155.3889 | 157.7222 | Low | 174.2778 | 163.1667 | 153.2778 | 151.9444 | 147.9444 | 145.1667
Base | 237.1667 | 224.3889 | 212.7222 | 209.5 | 204.9444 | 210.8333 | Base | 229.3889 | 218.1667 | 207.8333 | 206.3889 | 203.0556 | 202.0556
High | 280.9444 | 270.5 | 260.7222 | 260.3889 | 258.3889 | 269.3889 | High | 289.3889 | 279.1667 | 269.6111 | 268.5 | 266.9444 | 269.9444
Low Cost Rooftop Solar (<=25 kW) (SREC-III BAU, Host-Owned, Cost Basis, $/MWh) | [6 empty] | Rooftop Solar (1 MW) (SREC-III BAU, Host-Owned, Cost Basis, $/MWh)
Installed Capital Cost Trajectory | 2017 | 2018 | 2019 | 2020 | 2021 | 2022 | Installed Capital Cost Trajectory | 2017 | 2018 | 2019 | 2020 | 2021 | 2022
Low | 160.0556 | 149.2778 | 139.5 | 135.6111 | 131.0556 | 133.0556 | Low | 158.1667 | 149.2778 | 141.1667 | 140.6111 | 137.6111 | 135.6111
Base | 197.8333 | 188.0556 | 179.1667 | 176.8333 | 173.6111 | 178.3889 | Base | 207.8333 | 198.9444 | 190.7222 | 190.2778 | 188.0556 | 187.8333
High | 235.5 | 227.6111 | 220.3889 | 220.2778 | 219.1667 | 227.9444 | High | 261.7222 | 253.9444 | 246.6111 | 246.7222 | 246.2778 | 249.8333
High Cost Rooftop Solar (<=25 kW) (SREC-III BAU, Public-Owned, Cost Basis, $/MWh) | [6 empty] | Rooftop Solar (100 kW) (SREC-III BAU, Public-Owned, Cost Basis, $/MWh)
Installed Capital Cost Trajectory | 2017 | 2018 | 2019 | 2020 | 2021 | 2022 | Installed Capital Cost Trajectory | 2017 | 2018 | 2019 | 2020 | 2021 | 2022
Low | 174.2778 | 160.1667 | 147.5 | 136.0556 | 125.9444 | 116.8333 | Low | 205.2778 | 192.1667 | 180.7222 | 170.8333 | 163.8333 | 156.0556
Base | 197.6111 | 184.8333 | 173.1667 | 162.3889 | 152.6111 | 143.6111 | Base | 240.9444 | 228.1667 | 216.8333 | 206.9444 | 200.1667 | 191.9444
High | 227.7222 | 217.1667 | 207.2778 | 197.9444 | 189.3889 | 181.2778 | High | 292.7222 | 280.7222 | 269.7222 | 260.0556 | 253.8333 | 245.5
Medium Cost Rooftop Solar (<=25 kW) (SREC-III BAU, Public-Owned, Cost Basis, $/MWh) | [6 empty] | Rooftop Solar (500 kW) (SREC-III BAU, Public-Owned, Cost Basis, $/MWh)
Installed Capital Cost Trajectory | 2017 | 2018 | 2019 | 2020 | 2021 | 2022 | Installed Capital Cost Trajectory | 2017 | 2018 | 2019 | 2020 | 2021 | 2022
Low | 141.5 | 129.9444 | 119.5 | 110.1667 | 101.8333 | 94.3889 | Low | 156.6111 | 145.0556 | 134.8333 | 126.1667 | 119.8333 | 112.8333
Base | 166.8333 | 156.5 | 146.9444 | 138.2778 | 130.3889 | 123.1667 | Base | 184.5 | 173.2778 | 163.1667 | 154.2778 | 148.0556 | 140.6111
High | 192.8333 | 184.1667 | 176.1667 | 168.7222 | 161.8333 | 155.3889 | High | 226.9444 | 216.1667 | 206.3889 | 197.7222 | 192.0556 | 184.3889
Low Cost Rooftop Solar (<=25 kW) (SREC-III BAU, Public-Owned, Cost Basis, $/MWh) | [6 empty] | Rooftop Solar (1 MW) (SREC-III BAU, Public-Owned, Cost Basis, $/MWh)
Installed Capital Cost Trajectory | 2017 | 2018 | 2019 | 2020 | 2021 | 2022 | Installed Capital Cost Trajectory | 2017 | 2018 | 2019 | 2020 | 2021 | 2022
Low | 120.8333 | 111.9444 | 104.0556 | 96.9444 | 90.7222 | 85.0556 | Low | 143.2778 | 133.8333 | 125.5 | 118.2778 | 113.0556 | 107.2778
Base | 136.0556 | 128.0556 | 120.8333 | 114.1667 | 108.0556 | 102.6111 | Base | 168.5 | 159.3889 | 151.1667 | 143.9444 | 138.9444 | 132.9444
High | 157.8333 | 151.2778 | 145.1667 | 139.5 | 134.2778 | 129.3889 | High | 206.8333 | 198.2778 | 190.5 | 183.6111 | 179.2778 | 173.0556
High Cost Rooftop Solar (<=25 kW) (SREC-III BAU, Third Party-Owned, Fair Market Value, $/MWh) | [6 empty] | Rooftop Solar (100 kW) (SREC-III BAU, Third Party-Owned, Fair Market Value, $/MWh)
Installed Capital Cost Trajectory | 2017 | 2018 | 2019 | 2020 | 2021 | 2022 | Installed Capital Cost Trajectory | 2017 | 2018 | 2019 | 2020 | 2021 | 2022
Low | Not Executed | Not Executed | Not Executed | Not Executed | Not Executed | Not Executed | Low | Not Executed | Not Executed | Not Executed | Not Executed | Not Executed | Not Executed
Base | 300.1667 | 284.2778 | 269.6111 | 268.8333 | 262.5 | 274.3889 | Base | 257.3889 | 248.0556 | 239.6111 | 237.8333 | 235.3889 | 246.9444
High | Not Executed | Not Executed | Not Executed | Not Executed | Not Executed | Not Executed | High | Not Executed | Not Executed | Not Executed | Not Executed | Not Executed | Not Executed
Medium Cost Rooftop Solar (<=25 kW) (SREC-III BAU, Third Party-Owned, Fair Market Value, $/MWh) | [6 empty] | Rooftop Solar (500 kW) (SREC-III BAU, Third Party-Owned, Fair Market Value, $/MWh)
Installed Capital Cost Trajectory | 2017 | 2018 | 2019 | 2020 | 2021 | 2022 | Installed Capital Cost Trajectory | 2017 | 2018 | 2019 | 2020 | 2021 | 2022
Low | Not Executed | Not Executed | Not Executed | Not Executed | Not Executed | Not Executed | Low | Not Executed | Not Executed | Not Executed | Not Executed | Not Executed | Not Executed
Base | 256.0556 | 243.1667 | 231.2778 | 230.8333 | 225.8333 | 235.7222 | Base | 165.7222 | 157.6111 | 150.3889 | 148.5 | 145.9444 | 154.0556
High | Not Executed | Not Executed | Not Executed | Not Executed | Not Executed | Not Executed | High | Not Executed | Not Executed | Not Executed | Not Executed | Not Executed | Not Executed
Low Cost Rooftop Solar (<=25 kW) (SREC-III BAU, Third Party-Owned, Fair Market Value, $/MWh) | [6 empty] | Rooftop Solar (1 MW) (SREC-III BAU, Third Party-Owned, Fair Market Value, $/MWh)
Installed Capital Cost Trajectory | 2017 | 2018 | 2019 | 2020 | 2021 | 2022 | Installed Capital Cost Trajectory | 2017 | 2018 | 2019 | 2020 | 2021 | 2022
Low | Not Executed | Not Executed | Not Executed | Not Executed | Not Executed | Not Executed | Low | Not Executed | Not Executed | Not Executed | Not Executed | Not Executed | Not Executed
Base | 211.8333 | 202.0556 | 193.0556 | 192.8333 | 189.1667 | 197.0556 | Base | 152.1667 | 145.8333 | 139.9444 | 138.9444 | 137.1667 | 144.9444
High | Not Executed | Not Executed | Not Executed | Not Executed | Not Executed | Not Executed | High | Not Executed | Not Executed | Not Executed | Not Executed | Not Executed | Not Executed
High Cost Rooftop Solar (<=25 kW) (SREC-III BAU, Host-Owned, Fair Market Value, $/MWh) | [6 empty] | Rooftop Solar (100 kW) (SREC-III BAU, Host-Owned, Fair Market Value, $/MWh)
Installed Capital Cost Trajectory | 2017 | 2018 | 2019 | 2020 | 2021 | 2022 | Installed Capital Cost Trajectory | 2017 | 2018 | 2019 | 2020 | 2021 | 2022
Low | Not Executed | Not Executed | Not Executed | Not Executed | Not Executed | Not Executed | Low | Not Executed | Not Executed | Not Executed | Not Executed | Not Executed | Not Executed
Base | Not Executed | Not Executed | Not Executed | Not Executed | Not Executed | Not Executed | Base | Not Executed | Not Executed | Not Executed | Not Executed | Not Executed | Not Executed
High | Not Executed | Not Executed | Not Executed | Not Executed | Not Executed | Not Executed | High | Not Executed | Not Executed | Not Executed | Not Executed | Not Executed | Not Executed
Medium Cost Rooftop Solar (<=25 kW) (SREC-III BAU, Host-Owned, Fair Market Value, $/MWh) | [6 empty] | Rooftop Solar (500 kW) (SREC-III BAU, Host-Owned, Fair Market Value, $/MWh)
Installed Capital Cost Trajectory | 2017 | 2018 | 2019 | 2020 | 2021 | 2022 | Installed Capital Cost Trajectory | 2017 | 2018 | 2019 | 2020 | 2021 | 2022
Low | Not Executed | Not Executed | Not Executed | Not Executed | Not Executed | Not Executed | Low | Not Executed | Not Executed | Not Executed | Not Executed | Not Executed | Not Executed
Base | Not Executed | Not Executed | Not Executed | Not Executed | Not Executed | Not Executed | Base | Not Executed | Not Executed | Not Executed | Not Executed | Not Executed | Not Executed
High | Not Executed | Not Executed | Not Executed | Not Executed | Not Executed | Not Executed | High | Not Executed | Not Executed | Not Executed | Not Executed | Not Executed | Not Executed
Low Cost Rooftop Solar (<=25 kW) (SREC-III BAU, Host-Owned, Fair Market Value, $/MWh) | [6 empty] | Rooftop Solar (1 MW) (SREC-III BAU, Host-Owned, Fair Market Value, $/MWh)
Installed Capital Cost Trajectory | 2017 | 2018 | 2019 | 2020 | 2021 | 2022 | Installed Capital Cost Trajectory | 2017 | 2018 | 2019 | 2020 | 2021 | 2022
Low | Not Executed | Not Executed | Not Executed | Not Executed | Not Executed | Not Executed | Low | Not Executed | Not Executed | Not Executed | Not Executed | Not Executed | Not Executed
Base | Not Executed | Not Executed | Not Executed | Not Executed | Not Executed | Not Executed | Base | Not Executed | Not Executed | Not Executed | Not Executed | Not Executed | Not Executed
High | Not Executed | Not Executed | Not Executed | Not Executed | Not Executed | Not Executed | High | Not Executed | Not Executed | Not Executed | Not Executed | Not Executed | Not Executed
High Cost Rooftop Solar (<=25 kW) (SREC-III BAU, Public-Owned, Fair Market Value, $/MWh) | [6 empty] | Rooftop Solar (100 kW) (SREC-III BAU, Public-Owned, Fair Market Value, $/MWh)
Installed Capital Cost Trajectory | 2017 | 2018 | 2019 | 2020 | 2021 | 2022 | Installed Capital Cost Trajectory | 2017 | 2018 | 2019 | 2020 | 2021 | 2022
Low | Not Executed | Not Executed | Not Executed | Not Executed | Not Executed | Not Executed | Low | Not Executed | Not Executed | Not Executed | Not Executed | Not Executed | Not Executed
Base | Not Executed | Not Executed | Not Executed | Not Executed | Not Executed | Not Executed | Base | Not Executed | Not Executed | Not Executed | Not Executed | Not Executed | Not Executed
High | Not Executed | Not Executed | Not Executed | Not Executed | Not Executed | Not Executed | High | Not Executed | Not Executed | Not Executed | Not Executed | Not Executed | Not Executed
Medium Cost Rooftop Solar (<=25 kW) (SREC-III BAU, Public-Owned, Fair Market Value, $/MWh) | [6 empty] | Rooftop Solar (500 kW) (SREC-III BAU, Public-Owned, Fair Market Value, $/MWh)
Installed Capital Cost Trajectory | 2017 | 2018 | 2019 | 2020 | 2021 | 2022 | Installed Capital Cost Trajectory | 2017 | 2018 | 2019 | 2020 | 2021 | 2022
Low | Not Executed | Not Executed | Not Executed | Not Executed | Not Executed | Not Executed | Low | Not Executed | Not Executed | Not Executed | Not Executed | Not Executed | Not Executed
Base | Not Executed | Not Executed | Not Executed | Not Executed | Not Executed | Not Executed | Base | Not Executed | Not Executed | Not Executed | Not Executed | Not Executed | Not Executed
High | Not Executed | Not Executed | Not Executed | Not Executed | Not Executed | Not Executed | High | Not Executed | Not Executed | Not Executed | Not Executed | Not Executed | Not Executed
Low Cost Rooftop Solar (<=25 kW) (SREC-III BAU, Public-Owned, Fair Market Value, $/MWh) | [6 empty] | Rooftop Solar (1 MW) (SREC-III BAU, Public-Owned, Fair Market Value, $/MWh)
Installed Capital Cost Trajectory | 2017 | 2018 | 2019 | 2020 | 2021 | 2022 | Installed Capital Cost Trajectory | 2017 | 2018 | 2019 | 2020 | 2021 | 2022
Low | Not Executed | Not Executed | Not Executed | Not Executed | Not Executed | Not Executed | Low | Not Executed | Not Executed | Not Executed | Not Executed | Not Executed | Not Executed
Base | Not Executed | Not Executed | Not Executed | Not Executed | Not Executed | Not Executed | Base | Not Executed | Not Executed | Not Executed | Not Executed | Not Executed | Not Executed
High | Not Executed | Not Executed | Not Executed | Not Executed | Not Executed | Not Executed | High | Not Executed | Not Executed | Not Executed | Not Executed | Not Executed | Not Executed
Hybrid CB/SO & DBI | [6 empty] | Hybrid CB/SO & DBI
High Cost Rooftop Solar (<=25 kW) (Hybrid CB/SO & DBI, Third Party-Owned, Cost Basis, $/MWh) | [6 empty] | Rooftop Solar (100 kW) (Hybrid CB/SO & DBI, Third Party-Owned, Cost Basis, $/MWh)
Installed Capital Cost Trajectory | 2017 | 2018 | 2019 | 2020 | 2021 | 2022 | Installed Capital Cost Trajectory | 2017 | 2018 | 2019 | 2020 | 2021 | 2022
Low | 216.5 | 202.2778 | 189.3889 | 190.3889 | 186.0556 | 192.5 | Low | 205.5 | 196.6111 | 188.8333 | 189.7222 | 187.0556 | 190.3889
Base | 278.5 | 265.0556 | 252.7222 | 253.9444 | 252.2778 | 271.5 | Base | 267.1667 | 257.8333 | 249.3889 | 250.8333 | 248.7222 | 254.6111
High | 365.5 | 353.5 | 342.1667 | 351.7222 | 353.1667 | 374.6111 | High | 328.3889 | 320.5 | 313.5 | 319.2778 | 319.5 | 330.3889
Medium Cost Rooftop Solar (<=25 kW) (Hybrid CB/SO & DBI, Third Party-Owned, Cost Basis, $/MWh) | [6 empty] | Rooftop Solar (500 kW) (Hybrid CB/SO & DBI, Third Party-Owned, Cost Basis, $/MWh)
Installed Capital Cost Trajectory | 2017 | 2018 | 2019 | 2020 | 2021 | 2022 | Installed Capital Cost Trajectory | 2017 | 2018 | 2019 | 2020 | 2021 | 2022
Low | 184.8333 | 173.2778 | 162.8333 | 163.7222 | 160.2778 | 165.7222 | Low | 134.0556 | 126.2778 | 119.3889 | 119.3889 | 116.7222 | 118.8333 | -11.36%
Base | 238.7222 | 227.8333 | 217.9444 | 219.0556 | 217.8333 | 233.7222 | Base | 175.1667 | 166.7222 | 159.1667 | 159.6111 | 157.1667 | 161.2778 | -7.929%
High | 312.3889 | 302.7222 | 293.6111 | 301.5 | 302.9444 | 320.7222 | High | 214.6111 | 207.3889 | 200.8333 | 204.6111 | 204.0556 | 211.9444 | -1.243%
Low Cost Rooftop Solar (<=25 kW) (Hybrid CB/SO & DBI, Third Party-Owned, Cost Basis, $/MWh) | [6 empty] | Rooftop Solar (1 MW) (Hybrid CB/SO & DBI, Third Party-Owned, Cost Basis, $/MWh)
Installed Capital Cost Trajectory | 2017 | 2018 | 2019 | 2020 | 2021 | 2022 | Installed Capital Cost Trajectory | 2017 | 2018 | 2019 | 2020 | 2021 | 2022
Low | 153.1667 | 144.2778 | 136.3889 | 137.0556 | 134.5 | 138.9444 | Low | 123.8333 | 117.5 | 111.9444 | 112.3889 | 110.3889 | 112.6111
Base | 198.9444 | 190.7222 | 183.0556 | 184.1667 | 183.3889 | 195.9444 | Base | 160.8333 | 154.1667 | 148.0556 | 149.0556 | 147.5 | 151.5
High | 259.2778 | 251.9444 | 245.0556 | 251.3889 | 252.7222 | 266.8333 | High | 196.7222 | 191.2778 | 186.1667 | 190.2778 | 190.3889 | 198.0556
High Cost Rooftop Solar (<=25 kW) (Hybrid CB/SO & DBI, Host-Owned, Cost Basis, $/MWh) | [6 empty] | Rooftop Solar (100 kW) (Hybrid CB/SO & DBI, Host-Owned, Cost Basis, $/MWh)
Installed Capital Cost Trajectory | 2017 | 2018 | 2019 | 2020 | 2021 | 2022 | Installed Capital Cost Trajectory | 2017 | 2018 | 2019 | 2020 | 2021 | 2022
Low | 213.8333 | 197.7222 | 183.2778 | 177.2778 | 170.1667 | 172.9444 | Low | 203.5 | 194.7222 | 186.9444 | 188.2778 | 186.2778 | 187.7222
Base | 271.9444 | 256.5 | 242.3889 | 238.1667 | 232.6111 | 239.8333 | Base | 273.0556 | 264.0556 | 255.9444 | 257.7222 | 256.6111 | 260.1667
High | 336.7222 | 322.9444 | 310.1667 | 309.1667 | 306.6111 | 320.5 | High | 353.8333 | 345.6111 | 337.9444 | 341.0556 | 341.8333 | 349.2778
Medium Cost Rooftop Solar (<=25 kW) (Hybrid CB/SO & DBI, Host-Owned, Cost Basis, $/MWh) | [6 empty] | Rooftop Solar (500 kW) (Hybrid CB/SO & DBI, Host-Owned, Cost Basis, $/MWh)
Installed Capital Cost Trajectory | 2017 | 2018 | 2019 | 2020 | 2021 | 2022 | Installed Capital Cost Trajectory | 2017 | 2018 | 2019 | 2020 | 2021 | 2022
Low | 182.8333 | 169.8333 | 158.1667 | 153.3889 | 147.7222 | 150.0556 | Low | 131.3889 | 124.2778 | 117.8333 | 119.1667 | 117.3889 | 117.7222
Base | 233.3889 | 220.9444 | 209.6111 | 206.3889 | 201.9444 | 207.9444 | Base | 178.7222 | 171.1667 | 164.1667 | 166.0556 | 164.8333 | 166.2778
High | 289.2778 | 278.1667 | 267.9444 | 267.3889 | 265.5 | 277.0556 | High | 235.1667 | 228.0556 | 221.3889 | 224.1667 | 224.3889 | 228.5
Low Cost Rooftop Solar (<=25 kW) (Hybrid CB/SO & DBI, Host-Owned, Cost Basis, $/MWh) | [6 empty] | Rooftop Solar (1 MW) (Hybrid CB/SO & DBI, Host-Owned, Cost Basis, $/MWh)
Installed Capital Cost Trajectory | 2017 | 2018 | 2019 | 2020 | 2021 | 2022 | Installed Capital Cost Trajectory | 2017 | 2018 | 2019 | 2020 | 2021 | 2022
Low | 151.9444 | 141.9444 | 133.0556 | 129.5 | 125.1667 | 127.1667 | Low | 121.0556 | 115.3889 | 110.1667 | 111.8333 | 110.6111 | 111.2778
Base | 194.9444 | 185.3889 | 176.8333 | 174.5 | 171.2778 | 176.1667 | Base | 163.7222 | 157.8333 | 152.3889 | 154.6111 | 154.0556 | 155.9444
High | 241.7222 | 233.5 | 225.7222 | 225.5 | 224.2778 | 233.6111 | High | 214.6111 | 209.1667 | 204.1667 | 207.5 | 208.3889 | 212.7222
High Cost Rooftop Solar (<=25 kW) (Hybrid CB/SO & DBI, Public-Owned, Cost Basis, $/MWh) | [6 empty] | Rooftop Solar (100 kW) (Hybrid CB/SO & DBI, Public-Owned, Cost Basis, $/MWh)
Installed Capital Cost Trajectory | 2017 | 2018 | 2019 | 2020 | 2021 | 2022 | Installed Capital Cost Trajectory | 2017 | 2018 | 2019 | 2020 | 2021 | 2022
Low | 174.2778 | 160.1667 | 147.5 | 136.0556 | 125.9444 | 116.8333 | Low | 205.2778 | 192.1667 | 180.7222 | 170.8333 | 163.8333 | 156.0556
Base | 197.6111 | 184.8333 | 173.1667 | 162.3889 | 152.6111 | 143.6111 | Base | 240.9444 | 228.1667 | 216.8333 | 206.9444 | 200.1667 | 191.9444
High | 227.7222 | 217.1667 | 207.2778 | 197.9444 | 189.3889 | 181.2778 | High | 292.7222 | 280.7222 | 269.7222 | 260.0556 | 253.8333 | 245.5
Medium Cost Rooftop Solar (<=25 kW) (Hybrid CB/SO & DBI, Public-Owned, Cost Basis, $/MWh) | [6 empty] | Rooftop Solar (500 kW) (Hybrid CB/SO & DBI, Public-Owned, Cost Basis, $/MWh)
Installed Capital Cost Trajectory | 2017 | 2018 | 2019 | 2020 | 2021 | 2022 | Installed Capital Cost Trajectory | 2017 | 2018 | 2019 | 2020 | 2021 | 2022
Low | 141.5 | 129.9444 | 119.5 | 110.1667 | 101.8333 | 94.3889 | Low | 156.6111 | 145.0556 | 134.8333 | 126.1667 | 119.8333 | 112.8333
Base | 166.8333 | 156.5 | 146.9444 | 138.2778 | 130.3889 | 123.1667 | Base | 184.5 | 173.2778 | 163.1667 | 154.2778 | 148.0556 | 140.6111
High | 192.8333 | 184.1667 | 176.1667 | 168.7222 | 161.8333 | 155.3889 | High | 226.9444 | 216.1667 | 206.3889 | 197.7222 | 192.0556 | 184.3889
Low Cost Rooftop Solar (<=25 kW) (Hybrid CB/SO & DBI, Public-Owned, Cost Basis, $/MWh) | [6 empty] | Rooftop Solar (1 MW) (Hybrid CB/SO & DBI, Public-Owned, Cost Basis, $/MWh)
Installed Capital Cost Trajectory | 2017 | 2018 | 2019 | 2020 | 2021 | 2022 | Installed Capital Cost Trajectory | 2017 | 2018 | 2019 | 2020 | 2021 | 2022
Low | 120.8333 | 111.9444 | 104.0556 | 96.9444 | 90.7222 | 85.0556 | Low | 143.2778 | 133.8333 | 125.5 | 118.2778 | 113.0556 | 107.2778
Base | 136.0556 | 128.0556 | 120.8333 | 114.1667 | 108.0556 | 102.6111 | Base | 168.5 | 159.3889 | 151.1667 | 143.9444 | 138.9444 | 132.9444
High | 157.8333 | 151.2778 | 145.1667 | 139.5 | 134.2778 | 129.3889 | High | 206.8333 | 198.2778 | 190.5 | 183.6111 | 179.2778 | 173.0556
High Cost Rooftop Solar (<=25 kW) (Hybrid CB/SO & DBI, Third Party-Owned, Fair Market Value, $/MWh) | [6 empty] | Rooftop Solar (100 kW) (Hybrid CB/SO & DBI, Third Party-Owned, Fair Market Value, $/MWh)
Installed Capital Cost Trajectory | 2017 | 2018 | 2019 | 2020 | 2021 | 2022 | Installed Capital Cost Trajectory | 2017 | 2018 | 2019 | 2020 | 2021 | 2022
Low | Not Executed | Not Executed | Not Executed | Not Executed | Not Executed | Not Executed | Low | Not Executed | Not Executed | Not Executed | Not Executed | Not Executed | Not Executed
Base | 267.2778 | 253.6111 | 240.9444 | 243.1667 | 237.9444 | 249.0556 | Base | 239.3889 | 231.3889 | 224.3889 | 224.6111 | 222.8333 | 233.3889
High | Not Executed | Not Executed | Not Executed | Not Executed | Not Executed | Not Executed | High | Not Executed | Not Executed | Not Executed | Not Executed | Not Executed | Not Executed
Medium Cost Rooftop Solar (<=25 kW) (Hybrid CB/SO & DBI, Third Party-Owned, Fair Market Value, $/MWh) | [6 empty] | Rooftop Solar (500 kW) (Hybrid CB/SO & DBI, Third Party-Owned, Fair Market Value, $/MWh)
Installed Capital Cost Trajectory | 2017 | 2018 | 2019 | 2020 | 2021 | 2022 | Installed Capital Cost Trajectory | 2017 | 2018 | 2019 | 2020 | 2021 | 2022
Low | Not Executed | Not Executed | Not Executed | Not Executed | Not Executed | Not Executed | Low | Not Executed | Not Executed | Not Executed | Not Executed | Not Executed | Not Executed
Base | 229.3889 | 218.3889 | 208.1667 | 210.0556 | 206.0556 | 215.2778 | Base | 153.6111 | 146.5 | 140.0556 | 139.3889 | 137.0556 | 144.7222
High | Not Executed | Not Executed | Not Executed | Not Executed | Not Executed | Not Executed | High | Not Executed | Not Executed | Not Executed | Not Executed | Not Executed | Not Executed
Low Cost Rooftop Solar (<=25 kW) (Hybrid CB/SO & DBI, Third Party-Owned, Fair Market Value, $/MWh) | [6 empty] | Rooftop Solar (1 MW) (Hybrid CB/SO & DBI, Third Party-Owned, Fair Market Value, $/MWh)
Installed Capital Cost Trajectory | 2017 | 2018 | 2019 | 2020 | 2021 | 2022 | Installed Capital Cost Trajectory | 2017 | 2018 | 2019 | 2020 | 2021 | 2022
Low | Not Executed | Not Executed | Not Executed | Not Executed | Not Executed | Not Executed | Low | Not Executed | Not Executed | Not Executed | Not Executed | Not Executed | Not Executed
Base | 191.5 | 183.0556 | 175.3889 | 177.0556 | 174.0556 | 181.5 | Base | 141.8333 | 136.0556 | 130.9444 | 130.8333 | 129.2778 | 136.6111
High | Not Executed | Not Executed | Not Executed | Not Executed | Not Executed | Not Executed | High | Not Executed | Not Executed | Not Executed | Not Executed | Not Executed | Not Executed
High Cost Rooftop Solar (<=25 kW) (Hybrid CB/SO & DBI, Host-Owned, Fair Market Value, $/MWh) | [6 empty] | Rooftop Solar (100 kW) (Hybrid CB/SO & DBI, Host-Owned, Fair Market Value, $/MWh)
Installed Capital Cost Trajectory | 2017 | 2018 | 2019 | 2020 | 2021 | 2022 | Installed Capital Cost Trajectory | 2017 | 2018 | 2019 | 2020 | 2021 | 2022
Low | Not Executed | Not Executed | Not Executed | Not Executed | Not Executed | Not Executed | Low | Not Executed | Not Executed | Not Executed | Not Executed | Not Executed | Not Executed
Base | Not Executed | Not Executed | Not Executed | Not Executed | Not Executed | Not Executed | Base | Not Executed | Not Executed | Not Executed | Not Executed | Not Executed | Not Executed
High | Not Executed | Not Executed | Not Executed | Not Executed | Not Executed | Not Executed | High | Not Executed | Not Executed | Not Executed | Not Executed | Not Executed | Not Executed
Medium Cost Rooftop Solar (<=25 kW) (Hybrid CB/SO & DBI, Host-Owned, Fair Market Value, $/MWh) | [6 empty] | Rooftop Solar (500 kW) (Hybrid CB/SO & DBI, Host-Owned, Fair Market Value, $/MWh)
Installed Capital Cost Trajectory | 2017 | 2018 | 2019 | 2020 | 2021 | 2022 | Installed Capital Cost Trajectory | 2017 | 2018 | 2019 | 2020 | 2021 | 2022
Low | Not Executed | Not Executed | Not Executed | Not Executed | Not Executed | Not Executed | Low | Not Executed | Not Executed | Not Executed | Not Executed | Not Executed | Not Executed
Base | Not Executed | Not Executed | Not Executed | Not Executed | Not Executed | Not Executed | Base | Not Executed | Not Executed | Not Executed | Not Executed | Not Executed | Not Executed
High | Not Executed | Not Executed | Not Executed | Not Executed | Not Executed | Not Executed | High | Not Executed | Not Executed | Not Executed | Not Executed | Not Executed | Not Executed
Low Cost Rooftop Solar (<=25 kW) (Hybrid CB/SO & DBI, Host-Owned, Fair Market Value, $/MWh) | [6 empty] | Rooftop Solar (1 MW) (Hybrid CB/SO & DBI, Host-Owned, Fair Market Value, $/MWh)
Installed Capital Cost Trajectory | 2017 | 2018 | 2019 | 2020 | 2021 | 2022 | Installed Capital Cost Trajectory | 2017 | 2018 | 2019 | 2020 | 2021 | 2022
Low | Not Executed | Not Executed | Not Executed | Not Executed | Not Executed | Not Executed | Low | Not Executed | Not Executed | Not Executed | Not Executed | Not Executed | Not Executed
Base | Not Executed | Not Executed | Not Executed | Not Executed | Not Executed | Not Executed | Base | Not Executed | Not Executed | Not Executed | Not Executed | Not Executed | Not Executed
High | Not Executed | Not Executed | Not Executed | Not Executed | Not Executed | Not Executed | High | Not Executed | Not Executed | Not Executed | Not Executed | Not Executed | Not Executed
High Cost Rooftop Solar (<=25 kW) (Hybrid CB/SO & DBI, Public-Owned, Fair Market Value, $/MWh) | [6 empty] | Rooftop Solar (100 kW) (Hybrid CB/SO & DBI, Public-Owned, Fair Market Value, $/MWh)
Installed Capital Cost Trajectory | 2017 | 2018 | 2019 | 2020 | 2021 | 2022 | Installed Capital Cost Trajectory | 2017 | 2018 | 2019 | 2020 | 2021 | 2022
Low | Not Executed | Not Executed | Not Executed | Not Executed | Not Executed | Not Executed | Low | Not Executed | Not Executed | Not Executed | Not Executed | Not Executed | Not Executed
Base | Not Executed | Not Executed | Not Executed | Not Executed | Not Executed | Not Executed | Base | Not Executed | Not Executed | Not Executed | Not Executed | Not Executed | Not Executed
High | Not Executed | Not Executed | Not Executed | Not Executed | Not Executed | Not Executed | High | Not Executed | Not Executed | Not Executed | Not Executed | Not Executed | Not Executed
Medium Cost Rooftop Solar (<=25 kW) (Hybrid CB/SO & DBI, Public-Owned, Fair Market Value, $/MWh) | [6 empty] | Rooftop Solar (500 kW) (Hybrid CB/SO & DBI, Public-Owned, Fair Market Value, $/MWh)
Installed Capital Cost Trajectory | 2017 | 2018 | 2019 | 2020 | 2021 | 2022 | Installed Capital Cost Trajectory | 2017 | 2018 | 2019 | 2020 | 2021 | 2022
Low | Not Executed | Not Executed | Not Executed | Not Executed | Not Executed | Not Executed | Low | Not Executed | Not Executed | Not Executed | Not Executed | Not Executed | Not Executed
Base | Not Executed | Not Executed | Not Executed | Not Executed | Not Executed | Not Executed | Base | Not Executed | Not Executed | Not Executed | Not Executed | Not Executed | Not Executed
High | Not Executed | Not Executed | Not Executed | Not Executed | Not Executed | Not Executed | High | Not Executed | Not Executed | Not Executed | Not Executed | Not Executed | Not Executed
Low Cost Rooftop Solar (<=25 kW) (Hybrid CB/SO & DBI, Public-Owned, Fair Market Value, $/MWh) | [6 empty] | Rooftop Solar (1 MW) (Hybrid CB/SO & DBI, Public-Owned, Fair Market Value, $/MWh)
Installed Capital Cost Trajectory | 2017 | 2018 | 2019 | 2020 | 2021 | 2022 | Installed Capital Cost Trajectory | 2017 | 2018 | 2019 | 2020 | 2021 | 2022
Low | Not Executed | Not Executed | Not Executed | Not Executed | Not Executed | Not Executed | Low | Not Executed | Not Executed | Not Executed | Not Executed | Not Executed | Not Executed
Base | Not Executed | Not Executed | Not Executed | Not Executed | Not Executed | Not Executed | Base | Not Executed | Not Executed | Not Executed | Not Executed | Not Executed | Not Executed
High | Not Executed | Not Executed | Not Executed | Not Executed | Not Executed | Not Executed | High | Not Executed | Not Executed | Not Executed | Not Executed | Not Executed | Not Executed

## Solar Canopies
Solar Canopies
SREC-III BAU
Solar Canopies (1 MW) (SREC-III BAU, Third Party-Owned, Cost Basis, $/MWh)
Installed Capital Cost Trajectory | 2017 | 2018 | 2019 | 2020 | 2021 | 2022
Low | 176.5 | 165.2778 | 155.1667 | 153.0556 | 148.9444 | 151.3889
Base | 223.9444 | 212.6111 | 202.2778 | 201.1667 | 197.9444 | 203.5
High | 276.9444 | 266.2778 | 256.2778 | 257.1667 | 255.8333 | 266.8333
Solar Canopies (100 kW) (SREC-III BAU, Third Party-Owned, Cost Basis, $/MWh)
Installed Capital Cost Trajectory | 2017 | 2018 | 2019 | 2020 | 2021 | 2022
Low | 267.1667 | 252.0556 | 238.8333 | 235.3889 | 229.9444 | 233.2778
Base | 340.5 | 325.1667 | 311.2778 | 308.9444 | 304.5 | 312.0556
High | 420.7222 | 406.2778 | 392.8333 | 392.7222 | 390.3889 | 405.2778
Solar Canopies (1 MW) (SREC-III BAU, Host-Owned, Cost Basis, $/MWh)
Installed Capital Cost Trajectory | 2017 | 2018 | 2019 | 2020 | 2021 | 2022
Low | 207.9444 | 194.5 | 182.2778 | 181.1667 | 176.5 | 173.2778
Base | 274.8333 | 261.3889 | 248.9444 | 247.7222 | 244.1667 | 243.5
High | 348.0556 | 336.1667 | 324.9444 | 324.3889 | 323.3889 | 328.1667
Solar Canopies (100 kW) (SREC-III BAU, Host-Owned, Cost Basis, $/MWh)
Installed Capital Cost Trajectory | 2017 | 2018 | 2019 | 2020 | 2021 | 2022
Low | 300.3889 | 282.5 | 266.3889 | 263.7222 | 257.2778 | 254.1667
Base | 394.3889 | 376.2778 | 359.8333 | 356.8333 | 351.5 | 352.0556
High | 495.6111 | 479.3889 | 464.3889 | 461.9444 | 459.6111 | 467.3889
Solar Canopies (1 MW) (SREC-III BAU, Public-Owned, Cost Basis, $/MWh)
Installed Capital Cost Trajectory | 2017 | 2018 | 2019 | 2020 | 2021 | 2022
Low | 187.1667 | 172.9444 | 160.3889 | 149.6111 | 141.6111 | 132.8333
Base | 222.0556 | 208.2778 | 195.9444 | 185.0556 | 177.5 | 168.1667
High | 273.6111 | 260.8333 | 248.9444 | 238.5 | 231.7222 | 222.2778
Solar Canopies (100 kW) (SREC-III BAU, Public-Owned, Cost Basis, $/MWh)
Installed Capital Cost Trajectory | 2017 | 2018 | 2019 | 2020 | 2021 | 2022
Low | 246.3889 | 228.6111 | 212.9444 | 199.6111 | 189.8333 | 179.1667
Base | 290.6111 | 273.2778 | 257.8333 | 244.1667 | 234.7222 | 223.5
High | 354.2778 | 337.8333 | 322.7222 | 309.3889 | 300.7222 | 289.0556
Solar Canopies (1 MW) (SREC-III BAU, Third Party-Owned, Fair Market Value, $/MWh)
Installed Capital Cost Trajectory | 2017 | 2018 | 2019 | 2020 | 2021 | 2022
Low | Not Executed | Not Executed | Not Executed | Not Executed | Not Executed | Not Executed
Base | 192.9444 | 183.0556 | 174.1667 | 172.1667 | 169.0556 | 180.0556
High | Not Executed | Not Executed | Not Executed | Not Executed | Not Executed | Not Executed
Solar Canopies (100 kW) (SREC-III BAU, Third Party-Owned, Fair Market Value, $/MWh)
Installed Capital Cost Trajectory | 2017 | 2018 | 2019 | 2020 | 2021 | 2022
Low | Not Executed | Not Executed | Not Executed | Not Executed | Not Executed | Not Executed
Base | 299.9444 | 286.8333 | 275.0556 | 271.7222 | 267.7222 | 282.2778
High | Not Executed | Not Executed | Not Executed | Not Executed | Not Executed | Not Executed
Solar Canopies (1 MW) (SREC-III BAU, Host-Owned, Fair Market Value, $/MWh)
Installed Capital Cost Trajectory | 2017 | 2018 | 2019 | 2020 | 2021 | 2022
Low | Not Executed | Not Executed | Not Executed | Not Executed | Not Executed | Not Executed
Base | Not Executed | Not Executed | Not Executed | Not Executed | Not Executed | Not Executed
High | Not Executed | Not Executed | Not Executed | Not Executed | Not Executed | Not Executed
Solar Canopies (100 kW) (SREC-III BAU, Host-Owned, Fair Market Value, $/MWh)
Installed Capital Cost Trajectory | 2017 | 2018 | 2019 | 2020 | 2021 | 2022
Low | Not Executed | Not Executed | Not Executed | Not Executed | Not Executed | Not Executed
Base | Not Executed | Not Executed | Not Executed | Not Executed | Not Executed | Not Executed
High | Not Executed | Not Executed | Not Executed | Not Executed | Not Executed | Not Executed
Solar Canopies (1 MW) (SREC-III BAU, Public-Owned, Fair Market Value, $/MWh)
Installed Capital Cost Trajectory | 2017 | 2018 | 2019 | 2020 | 2021 | 2022
Low | Not Executed | Not Executed | Not Executed | Not Executed | Not Executed | Not Executed
Base | Not Executed | Not Executed | Not Executed | Not Executed | Not Executed | Not Executed
High | Not Executed | Not Executed | Not Executed | Not Executed | Not Executed | Not Executed
Solar Canopies (100 kW) (SREC-III BAU, Public-Owned, Fair Market Value, $/MWh)
Installed Capital Cost Trajectory | 2017 | 2018 | 2019 | 2020 | 2021 | 2022
Low | Not Executed | Not Executed | Not Executed | Not Executed | Not Executed | Not Executed
Base | Not Executed | Not Executed | Not Executed | Not Executed | Not Executed | Not Executed
High | Not Executed | Not Executed | Not Executed | Not Executed | Not Executed | Not Executed
Hybrid CB/SO & DBI
Solar Canopies (1 MW) (Hybrid CB/SO & DBI, Third Party-Owned, Cost Basis, $/MWh)
Installed Capital Cost Trajectory | 2017 | 2018 | 2019 | 2020 | 2021 | 2022
Low | 156.5 | 146.9444 | 138.3889 | 138.7222 | 135.5 | 138.6111
Base | 204.3889 | 194.2778 | 184.9444 | 185.8333 | 183.1667 | 188.8333
High | 242.2778 | 233.5 | 225.2778 | 230.1667 | 229.7222 | 240.6111
Solar Canopies (100 kW) (Hybrid CB/SO & DBI, Third Party-Owned, Cost Basis, $/MWh)
Installed Capital Cost Trajectory | 2017 | 2018 | 2019 | 2020 | 2021 | 2022
Low | 238.0556 | 225.8333 | 215.0556 | 215.5 | 211.5 | 215.3889
Base | 311.1667 | 297.9444 | 286.0556 | 287.2778 | 283.8333 | 291.0556
High | 372.5 | 360.8333 | 350.2778 | 356.1667 | 355.5 | 369.2778
Solar Canopies (1 MW) (Hybrid CB/SO & DBI, Host-Owned, Cost Basis, $/MWh)
Installed Capital Cost Trajectory | 2017 | 2018 | 2019 | 2020 | 2021 | 2022
Low | 152.8333 | 144.0556 | 136.1667 | 138.2778 | 136.1667 | 136.9444
Base | 209.5 | 200.3889 | 191.9444 | 194.7222 | 193.6111 | 195.9444
High | 278.1667 | 269.7222 | 261.8333 | 266.1667 | 267.1667 | 272.9444
Solar Canopies (100 kW) (Hybrid CB/SO & DBI, Host-Owned, Cost Basis, $/MWh)
Installed Capital Cost Trajectory | 2017 | 2018 | 2019 | 2020 | 2021 | 2022
Low | 236.9444 | 224.8333 | 214.0556 | 215.1667 | 212.0556 | 213.5
Base | 319.8333 | 307.2778 | 295.8333 | 297.3889 | 295.1667 | 299.2778
High | 417.7222 | 405.8333 | 394.9444 | 397.7222 | 397.9444 | 407.2778
Solar Canopies (1 MW) (Hybrid CB/SO & DBI, Public-Owned, Cost Basis, $/MWh)
Installed Capital Cost Trajectory | 2017 | 2018 | 2019 | 2020 | 2021 | 2022
Low | 187.1667 | 172.9444 | 160.3889 | 149.6111 | 141.6111 | 132.8333
Base | 222.0556 | 208.2778 | 195.9444 | 185.0556 | 177.5 | 168.1667
High | 273.6111 | 260.8333 | 248.9444 | 238.5 | 231.7222 | 222.2778
Solar Canopies (100 kW) (Hybrid CB/SO & DBI, Public-Owned, Cost Basis, $/MWh)
Installed Capital Cost Trajectory | 2017 | 2018 | 2019 | 2020 | 2021 | 2022
Low | 246.3889 | 228.6111 | 212.9444 | 199.6111 | 189.8333 | 179.1667
Base | 290.6111 | 273.2778 | 257.8333 | 244.1667 | 234.7222 | 223.5
High | 354.2778 | 337.8333 | 322.7222 | 309.3889 | 300.7222 | 289.0556
Solar Canopies (1 MW) (Hybrid CB/SO & DBI, Third Party-Owned, Fair Market Value, $/MWh)
Installed Capital Cost Trajectory | 2017 | 2018 | 2019 | 2020 | 2021 | 2022
Low | Not Executed | Not Executed | Not Executed | Not Executed | Not Executed | Not Executed
Base | 177.1667 | 168.5 | 160.5 | 159.9444 | 157.2778 | 167.5
High | Not Executed | Not Executed | Not Executed | Not Executed | Not Executed | Not Executed
Solar Canopies (100 kW) (Hybrid CB/SO & DBI, Third Party-Owned, Fair Market Value, $/MWh)
Installed Capital Cost Trajectory | 2017 | 2018 | 2019 | 2020 | 2021 | 2022
Low | Not Executed | Not Executed | Not Executed | Not Executed | Not Executed | Not Executed
Base | 275.6111 | 264.2778 | 254.2778 | 253.8333 | 250.7222 | 263.9444
High | Not Executed | Not Executed | Not Executed | Not Executed | Not Executed | Not Executed
Solar Canopies (1 MW) (Hybrid CB/SO & DBI, Host-Owned, Fair Market Value, $/MWh)
Installed Capital Cost Trajectory | 2017 | 2018 | 2019 | 2020 | 2021 | 2022
Low | Not Executed | Not Executed | Not Executed | Not Executed | Not Executed | Not Executed
Base | Not Executed | Not Executed | Not Executed | Not Executed | Not Executed | Not Executed
High | Not Executed | Not Executed | Not Executed | Not Executed | Not Executed | Not Executed
Solar Canopies (100 kW) (Hybrid CB/SO & DBI, Host-Owned, Fair Market Value, $/MWh)
Installed Capital Cost Trajectory | 2017 | 2018 | 2019 | 2020 | 2021 | 2022
Low | Not Executed | Not Executed | Not Executed | Not Executed | Not Executed | Not Executed
Base | Not Executed | Not Executed | Not Executed | Not Executed | Not Executed | Not Executed
High | Not Executed | Not Executed | Not Executed | Not Executed | Not Executed | Not Executed
Solar Canopies (1 MW) (Hybrid CB/SO & DBI, Public-Owned, Fair Market Value, $/MWh)
Installed Capital Cost Trajectory | 2017 | 2018 | 2019 | 2020 | 2021 | 2022
Low | Not Executed | Not Executed | Not Executed | Not Executed | Not Executed | Not Executed
Base | Not Executed | Not Executed | Not Executed | Not Executed | Not Executed | Not Executed
High | Not Executed | Not Executed | Not Executed | Not Executed | Not Executed | Not Executed
Solar Canopies (100 kW) (Hybrid CB/SO & DBI, Public-Owned, Fair Market Value, $/MWh)
Installed Capital Cost Trajectory | 2017 | 2018 | 2019 | 2020 | 2021 | 2022
Low | Not Executed | Not Executed | Not Executed | Not Executed | Not Executed | Not Executed
Base | Not Executed | Not Executed | Not Executed | Not Executed | Not Executed | Not Executed
High | Not Executed | Not Executed | Not Executed | Not Executed | Not Executed | Not Executed

## Large-Scale Greenfield Solar
Large-Scale Greenfield (4 MW) | [6 empty] | Large-Scale Greenfield (1 MW) | [6 empty] | Large-Scale Greenfield (500 kW & 2 MW)
SREC-III BAU | [6 empty] | SREC-III BAU | [6 empty] | SREC-III BAU
High Cost Large-Scale Greenfield (4 MW) (SREC-III BAU, Third Party-Owned, Cost Basis, $/MWh) | [6 empty] | High Cost Large-Scale Greenfield (1 MW) (SREC-III BAU, Third Party-Owned, Cost Basis, $/MWh) | [6 empty] | Large-Scale Greenfield (Large Ground Mount BTM (2 MW) (SREC-III BAU, Third Party-Owned, Cost Basis, $/MWh)
Installed Capital Cost Trajectory | 2017 | 2018 | 2019 | 2020 | 2021 | 2022 | Installed Capital Cost Trajectory | 2017 | 2018 | 2019 | 2020 | 2021 | 2022 | Installed Capital Cost Trajectory | 2017 | 2018 | 2019 | 2020 | 2021 | 2022
Low | 152.0556 | 143.8333 | 136.6111 | 135.2778 | 132.3889 | 134.0556 | Low | 155.0556 | 146.7222 | 139.3889 | 138.0556 | 135.1667 | 137.0556 | Low | 133.5 | 125.7222 | 118.6111 | 117.0556 | 114.1667 | 115.8333
Base | 191.2778 | 183.0556 | 175.6111 | 175.2778 | 173.0556 | 177.0556 | Base | 193.8333 | 185.6111 | 178.0556 | 177.6111 | 175.3889 | 179.6111 | Base | 167.0556 | 159.1667 | 151.8333 | 150.9444 | 148.7222 | 152.5
High | 249.6111 | 242.7222 | 236.2778 | 238.2778 | 237.8333 | 245.9444 | High | 248.8333 | 241.6111 | 234.9444 | 236.7222 | 236.1667 | 244.5 | High | 211.1667 | 203.9444 | 197.2778 | 198.0556 | 197.2778 | 204.7222
Medium Cost Large-Scale Greenfield (4 MW) (SREC-III BAU, Third Party-Owned, Cost Basis, $/MWh) | [6 empty] | Medium Cost Large-Scale Greenfield (1 MW) (SREC-III BAU, Third Party-Owned, Cost Basis, $/MWh) | [6 empty] | Large-Scale Greenfield (Medium Ground Mount BTM (500 kW) (SREC-III BAU, Third Party-Owned, Cost Basis, $/MWh)
Installed Capital Cost Trajectory | 2017 | 2018 | 2019 | 2020 | 2021 | 2022 | Installed Capital Cost Trajectory | 2017 | 2018 | 2019 | 2020 | 2021 | 2022 | Installed Capital Cost Trajectory | 2017 | 2018 | 2019 | 2020 | 2021 | 2022
Low | 135.8333 | 128.1667 | 121.2778 | 119.8333 | 117.0556 | 118.6111 | Low | 141.2778 | 133.6111 | 126.7222 | 125.3889 | 122.7222 | 124.3889 | Low | 158.7222 | 149.3889 | 141.0556 | 139.0556 | 135.6111 | 137.1667
Base | 170.2778 | 162.6111 | 155.5 | 154.8333 | 152.6111 | 156.2778 | Base | 175.9444 | 168.1667 | 161.1667 | 160.6111 | 158.5 | 162.2778 | Base | 200.6111 | 191.0556 | 182.3889 | 181.0556 | 178.1667 | 182.0556
High | 218.7222 | 211.8333 | 205.5 | 206.8333 | 206.1667 | 213.5 | High | 223.2778 | 216.3889 | 210.0556 | 211.2778 | 210.6111 | 218.2778 | High | 253.9444 | 245.1667 | 236.9444 | 237.3889 | 236.0556 | 244.0556
Low Cost Large-Scale Greenfield (4 MW) (SREC-III BAU, Third Party-Owned, Cost Basis, $/MWh) | [6 empty] | Low Cost Large-Scale Greenfield (1 MW) (SREC-III BAU, Third Party-Owned, Cost Basis, $/MWh) | [6 empty] | Large-Scale Greenfield (Medium Ground Mount VNM (500 kW) (SREC-III BAU, Third Party-Owned, Cost Basis, $/MWh)
Installed Capital Cost Trajectory | 2017 | 2018 | 2019 | 2020 | 2021 | 2022 | Installed Capital Cost Trajectory | 2017 | 2018 | 2019 | 2020 | 2021 | 2022 | Installed Capital Cost Trajectory | 2017 | 2018 | 2019 | 2020 | 2021 | 2022
Low | 119.6111 | 112.5 | 106.0556 | 104.3889 | 101.7222 | 103.1667 | Low | 127.5 | 120.3889 | 114.0556 | 112.7222 | 110.1667 | 111.7222 | Low | 153.1667 | 143.8333 | 135.5 | 133.3889 | 129.9444 | 131.2778
Base | 149.3889 | 142.0556 | 135.3889 | 134.3889 | 132.1667 | 135.6111 | Base | 158.0556 | 150.8333 | 144.2778 | 143.5 | 141.5 | 145.0556 | Base | 191.7222 | 182.1667 | 173.3889 | 172.0556 | 168.9444 | 172.7222
High | 187.8333 | 181.0556 | 174.8333 | 175.3889 | 174.5 | 181.1667 | High | 197.7222 | 191.1667 | 185.0556 | 185.8333 | 185.1667 | 192.0556 | High | 244.0556 | 235.1667 | 227.0556 | 227.5 | 225.9444 | 233.6111
High Cost Large-Scale Greenfield (4 MW) (SREC-III BAU, Host-Owned, Cost Basis, $/MWh) | [6 empty] | High Cost Large-Scale Greenfield (1 MW) (SREC-III BAU, Host-Owned, Cost Basis, $/MWh) | [6 empty] | Large-Scale Greenfield (Large Ground Mount BTM (2 MW) (SREC-III BAU, Host-Owned, Cost Basis, $/MWh)
Installed Capital Cost Trajectory | 2017 | 2018 | 2019 | 2020 | 2021 | 2022 | Installed Capital Cost Trajectory | 2017 | 2018 | 2019 | 2020 | 2021 | 2022 | Installed Capital Cost Trajectory | 2017 | 2018 | 2019 | 2020 | 2021 | 2022
Low | 172.9444 | 162.9444 | 154.0556 | 153.3889 | 150.0556 | 147.0556 | Low | 176.7222 | 166.8333 | 157.8333 | 157.1667 | 153.8333 | 151.1667 | Low | 155.8333 | 146.5 | 137.9444 | 137.0556 | 133.8333 | 131.6111
Base | 235.2778 | 225.8333 | 217.1667 | 217.0556 | 214.6111 | 213.1667 | Base | 235.3889 | 225.7222 | 216.8333 | 216.5 | 214.0556 | 213.0556 | Base | 202.7222 | 193.2778 | 184.6111 | 183.6111 | 181.0556 | 180.6111
High | 303.8333 | 296.0556 | 288.8333 | 289.6111 | 289.2778 | 291.8333 | High | 299.6111 | 291.3889 | 283.7222 | 284.1667 | 283.8333 | 286.8333 | High | 253.8333 | 245.5 | 237.7222 | 237.2778 | 236.3889 | 239.6111
Medium Cost Large-Scale Greenfield (4 MW) (SREC-III BAU, Host-Owned, Cost Basis, $/MWh) | [6 empty] | Medium Cost Large-Scale Greenfield (1 MW) (SREC-III BAU, Host-Owned, Cost Basis, $/MWh) | [6 empty] | Large-Scale Greenfield (Medium Ground Mount BTM (500 kW) (SREC-III BAU, Host-Owned, Cost Basis, $/MWh)
Installed Capital Cost Trajectory | 2017 | 2018 | 2019 | 2020 | 2021 | 2022 | Installed Capital Cost Trajectory | 2017 | 2018 | 2019 | 2020 | 2021 | 2022 | Installed Capital Cost Trajectory | 2017 | 2018 | 2019 | 2020 | 2021 | 2022
Low | 145.3889 | 136.1667 | 127.8333 | 126.9444 | 123.7222 | 121.2778 | Low | 162.2778 | 153.0556 | 144.7222 | 144.0556 | 140.9444 | 138.6111 | Low | 183.7222 | 172.5 | 162.3889 | 161.0556 | 156.9444 | 154.1667
Base | 195.7222 | 186.7222 | 178.3889 | 177.6111 | 175.1667 | 174.2778 | Base | 212.6111 | 203.5 | 195.1667 | 194.6111 | 192.1667 | 191.5 | Base | 240.1667 | 228.7222 | 218.2778 | 216.7222 | 213.2778 | 212.2778
High | 251.0556 | 243.2778 | 235.9444 | 235.8333 | 235.2778 | 238.0556 | High | 267.7222 | 259.8333 | 252.3889 | 252.3889 | 251.8333 | 254.9444 | High | 301.6111 | 291.1667 | 281.3889 | 280.2778 | 278.7222 | 281.7222
Low Cost Large-Scale Greenfield (4 MW) (SREC-III BAU, Host-Owned, Cost Basis, $/MWh) | [6 empty] | Low Cost Large-Scale Greenfield (1 MW) (SREC-III BAU, Host-Owned, Cost Basis, $/MWh) | [6 empty] | Large-Scale Greenfield (Medium Ground Mount VNM (500 kW) (SREC-III BAU, Host-Owned, Cost Basis, $/MWh)
Installed Capital Cost Trajectory | 2017 | 2018 | 2019 | 2020 | 2021 | 2022 | Installed Capital Cost Trajectory | 2017 | 2018 | 2019 | 2020 | 2021 | 2022 | Installed Capital Cost Trajectory | 2017 | 2018 | 2019 | 2020 | 2021 | 2022
Low | 129.2778 | 120.7222 | 112.9444 | 111.8333 | 108.8333 | 106.8333 | Low | 147.7222 | 139.2778 | 131.6111 | 130.8333 | 127.9444 | 126.0556 | Low | 177.8333 | 166.6111 | 156.3889 | 154.9444 | 150.8333 | 147.7222
Base | 168.8333 | 160.1667 | 152.0556 | 150.9444 | 148.5 | 148.0556 | Base | 189.8333 | 181.2778 | 173.5 | 172.6111 | 170.3889 | 170.0556 | Base | 233.5 | 222.1667 | 211.7222 | 210.1667 | 206.6111 | 205.1667
High | 212.0556 | 204.2778 | 196.9444 | 196.1667 | 195.2778 | 198.2778 | High | 235.8333 | 228.1667 | 221.0556 | 220.7222 | 219.9444 | 223.0556 | High | 294.5 | 284.2778 | 274.6111 | 273.5 | 271.8333 | 274.2778
High Cost Large-Scale Greenfield (4 MW) (SREC-III BAU, Public-Owned, Cost Basis, $/MWh) | [6 empty] | High Cost Large-Scale Greenfield (1 MW) (SREC-III BAU, Public-Owned, Cost Basis, $/MWh) | [6 empty] | Large-Scale Greenfield (Large Ground Mount BTM (2 MW) (SREC-III BAU, Public-Owned, Cost Basis, $/MWh)
Installed Capital Cost Trajectory | 2017 | 2018 | 2019 | 2020 | 2021 | 2022 | Installed Capital Cost Trajectory | 2017 | 2018 | 2019 | 2020 | 2021 | 2022 | Installed Capital Cost Trajectory | 2017 | 2018 | 2019 | 2020 | 2021 | 2022
Low | 152.0556 | 141.1667 | 131.6111 | 123.3889 | 117.5 | 110.7222 | Low | 158.3889 | 147.7222 | 138.2778 | 130.1667 | 124.1667 | 117.6111 | Low | 142.5 | 132.6111 | 123.9444 | 116.3889 | 110.8333 | 104.7222
Base | 183.8333 | 173.5 | 164.1667 | 156.0556 | 150.5 | 143.5 | Base | 189.1667 | 178.8333 | 169.6111 | 161.5 | 155.9444 | 149.0556 | Base | 167.8333 | 158.2778 | 149.7222 | 142.1667 | 136.8333 | 130.3889
High | 229.3889 | 219.8333 | 210.9444 | 203.1667 | 198.5 | 191.3889 | High | 233.1667 | 223.6111 | 214.8333 | 207.0556 | 202.2778 | 195.2778 | High | 205.0556 | 196.1667 | 187.9444 | 180.7222 | 175.9444 | 169.3889
Medium Cost Large-Scale Greenfield (4 MW) (SREC-III BAU, Public-Owned, Cost Basis, $/MWh) | [6 empty] | Medium Cost Large-Scale Greenfield (1 MW) (SREC-III BAU, Public-Owned, Cost Basis, $/MWh) | [6 empty] | Large-Scale Greenfield (Medium Ground Mount BTM (500 kW) (SREC-III BAU, Public-Owned, Cost Basis, $/MWh)
Installed Capital Cost Trajectory | 2017 | 2018 | 2019 | 2020 | 2021 | 2022 | Installed Capital Cost Trajectory | 2017 | 2018 | 2019 | 2020 | 2021 | 2022 | Installed Capital Cost Trajectory | 2017 | 2018 | 2019 | 2020 | 2021 | 2022
Low | 141.3889 | 131.5 | 122.7222 | 115.2778 | 109.7222 | 103.6111 | Low | 148.5 | 138.7222 | 130.1667 | 122.7222 | 117.2778 | 111.2778 | Low | 166.2778 | 154.5 | 144.1667 | 135.2778 | 128.8333 | 121.7222
Base | 168.6111 | 159.0556 | 150.5 | 143.0556 | 137.8333 | 131.3889 | Base | 175.7222 | 166.3889 | 157.8333 | 150.5 | 145.2778 | 139.0556 | Base | 195.3889 | 183.9444 | 173.6111 | 164.6111 | 158.2778 | 150.7222
High | 208.1667 | 199.3889 | 191.1667 | 183.9444 | 179.3889 | 172.9444 | High | 215.1667 | 206.3889 | 198.2778 | 191.1667 | 186.7222 | 180.2778 | High | 239.0556 | 228.2778 | 218.2778 | 209.5 | 203.6111 | 195.8333
Low Cost Large-Scale Greenfield (4 MW) (SREC-III BAU, Public-Owned, Cost Basis, $/MWh) | [6 empty] | Low Cost Large-Scale Greenfield (1 MW) (SREC-III BAU, Public-Owned, Cost Basis, $/MWh) | [6 empty] | Large-Scale Greenfield (Medium Ground Mount VNM (500 kW) (SREC-III BAU, Public-Owned, Cost Basis, $/MWh)
Installed Capital Cost Trajectory | 2017 | 2018 | 2019 | 2020 | 2021 | 2022 | Installed Capital Cost Trajectory | 2017 | 2018 | 2019 | 2020 | 2021 | 2022 | Installed Capital Cost Trajectory | 2017 | 2018 | 2019 | 2020 | 2021 | 2022
Low | 130.8333 | 121.8333 | 113.9444 | 107.0556 | 102.0556 | 96.3889 | Low | 138.7222 | 129.8333 | 122.0556 | 115.2778 | 110.3889 | 104.9444 | Low | 167.1667 | 155.3889 | 145.1667 | 136.2778 | 129.8333 | 122.7222
Base | 153.3889 | 144.7222 | 136.8333 | 129.9444 | 125.1667 | 119.2778 | Base | 162.3889 | 153.8333 | 146.1667 | 139.3889 | 134.7222 | 128.9444 | Base | 197.6111 | 186.2778 | 176.0556 | 167.0556 | 160.8333 | 153.2778
High | 186.9444 | 178.8333 | 171.3889 | 164.7222 | 160.3889 | 154.3889 | High | 197.1667 | 189.1667 | 181.8333 | 175.2778 | 171.1667 | 165.2778 | High | 243.0556 | 232.2778 | 222.3889 | 213.6111 | 207.9444 | 200.1667
High Cost Large-Scale Greenfield (4 MW) (SREC-III BAU, Third Party-Owned, Fair Market Value, $/MWh) | [6 empty] | High Cost Large-Scale Greenfield (1 MW) (SREC-III BAU, Third Party-Owned, Fair Market Value, $/MWh) | [6 empty] | Large-Scale Greenfield (Large Ground Mount BTM (2 MW) (SREC-III BAU, Third Party-Owned, Fair Market Value, $/MWh)
Installed Capital Cost Trajectory | 2017 | 2018 | 2019 | 2020 | 2021 | 2022 | Installed Capital Cost Trajectory | 2017 | 2018 | 2019 | 2020 | 2021 | 2022 | Installed Capital Cost Trajectory | 2017 | 2018 | 2019 | 2020 | 2021 | 2022
Low | Not Executed | Not Executed | Not Executed | Not Executed | Not Executed | Not Executed | Low | Not Executed | Not Executed | Not Executed | Not Executed | Not Executed | Not Executed | Low | Not Executed | Not Executed | Not Executed | Not Executed | Not Executed | Not Executed
Base | 164.0556 | 156.9444 | 150.5 | 149.2778 | 147.2778 | 156.3889 | Base | 167.9444 | 160.7222 | 154.2778 | 153.0556 | 151.0556 | 159.9444 | Base | 145.2778 | 138.3889 | 132.1667 | 130.6111 | 128.5 | 136.0556
High | Not Executed | Not Executed | Not Executed | Not Executed | Not Executed | Not Executed | High | Not Executed | Not Executed | Not Executed | Not Executed | Not Executed | Not Executed | High | Not Executed | Not Executed | Not Executed | Not Executed | Not Executed | Not Executed
Medium Cost Large-Scale Greenfield (4 MW) (SREC-III BAU, Third Party-Owned, Fair Market Value, $/MWh) | [6 empty] | Medium Cost Large-Scale Greenfield (1 MW) (SREC-III BAU, Third Party-Owned, Fair Market Value, $/MWh) | [6 empty] | Large-Scale Greenfield (Medium Ground Mount BTM (500 kW) (SREC-III BAU, Third Party-Owned, Fair Market Value, $/MWh)
Installed Capital Cost Trajectory | 2017 | 2018 | 2019 | 2020 | 2021 | 2022 | Installed Capital Cost Trajectory | 2017 | 2018 | 2019 | 2020 | 2021 | 2022 | Installed Capital Cost Trajectory | 2017 | 2018 | 2019 | 2020 | 2021 | 2022
Low | Not Executed | Not Executed | Not Executed | Not Executed | Not Executed | Not Executed | Low | Not Executed | Not Executed | Not Executed | Not Executed | Not Executed | Not Executed | Low | Not Executed | Not Executed | Not Executed | Not Executed | Not Executed | Not Executed
Base | 147.0556 | 140.2778 | 134.1667 | 132.8333 | 130.7222 | 138.7222 | Base | 153.0556 | 146.3889 | 140.3889 | 139.0556 | 137.1667 | 145.0556 | Base | 175.6111 | 167.3889 | 160.0556 | 158.1667 | 155.5 | 163.7222
High | Not Executed | Not Executed | Not Executed | Not Executed | Not Executed | Not Executed | High | Not Executed | Not Executed | Not Executed | Not Executed | Not Executed | Not Executed | High | Not Executed | Not Executed | Not Executed | Not Executed | Not Executed | Not Executed
Low Cost Large-Scale Greenfield (4 MW) (SREC-III BAU, Third Party-Owned, Fair Market Value, $/MWh) | [6 empty] | Low Cost Large-Scale Greenfield (1 MW) (SREC-III BAU, Third Party-Owned, Fair Market Value, $/MWh) | [6 empty] | Large-Scale Greenfield (Medium Ground Mount VNM (500 kW) (SREC-III BAU, Third Party-Owned, Fair Market Value, $/MWh)
Installed Capital Cost Trajectory | 2017 | 2018 | 2019 | 2020 | 2021 | 2022 | Installed Capital Cost Trajectory | 2017 | 2018 | 2019 | 2020 | 2021 | 2022 | Installed Capital Cost Trajectory | 2017 | 2018 | 2019 | 2020 | 2021 | 2022
Low | Not Executed | Not Executed | Not Executed | Not Executed | Not Executed | Not Executed | Low | Not Executed | Not Executed | Not Executed | Not Executed | Not Executed | Not Executed | Low | Not Executed | Not Executed | Not Executed | Not Executed | Not Executed | Not Executed
Base | 129.9444 | 123.6111 | 117.8333 | 116.3889 | 114.2778 | 120.9444 | Base | 138.2778 | 132.0556 | 126.5 | 125.1667 | 123.2778 | 130.1667 | Base | 166.0556 | 157.8333 | 150.2778 | 148.2778 | 145.5 | 153.7222
High | Not Executed | Not Executed | Not Executed | Not Executed | Not Executed | Not Executed | High | Not Executed | Not Executed | Not Executed | Not Executed | Not Executed | Not Executed | High | Not Executed | Not Executed | Not Executed | Not Executed | Not Executed | Not Executed
High Cost Large-Scale Greenfield (4 MW) (SREC-III BAU, Host-Owned, Fair Market Value, $/MWh) | [6 empty] | High Cost Large-Scale Greenfield (1 MW) (SREC-III BAU, Host-Owned, Fair Market Value, $/MWh) | [6 empty] | Large-Scale Greenfield (Large Ground Mount BTM (2 MW) (SREC-III BAU, Host-Owned, Fair Market Value, $/MWh)
Installed Capital Cost Trajectory | 2017 | 2018 | 2019 | 2020 | 2021 | 2022 | Installed Capital Cost Trajectory | 2017 | 2018 | 2019 | 2020 | 2021 | 2022 | Installed Capital Cost Trajectory | 2017 | 2018 | 2019 | 2020 | 2021 | 2022
Low | Not Executed | Not Executed | Not Executed | Not Executed | Not Executed | Not Executed | Low | Not Executed | Not Executed | Not Executed | Not Executed | Not Executed | Not Executed | Low | Not Executed | Not Executed | Not Executed | Not Executed | Not Executed | Not Executed
Base | Not Executed | Not Executed | Not Executed | Not Executed | Not Executed | Not Executed | Base | Not Executed | Not Executed | Not Executed | Not Executed | Not Executed | Not Executed | Base | Not Executed | Not Executed | Not Executed | Not Executed | Not Executed | Not Executed
High | Not Executed | Not Executed | Not Executed | Not Executed | Not Executed | Not Executed | High | Not Executed | Not Executed | Not Executed | Not Executed | Not Executed | Not Executed | High | Not Executed | Not Executed | Not Executed | Not Executed | Not Executed | Not Executed
Medium Cost Large-Scale Greenfield (4 MW) (SREC-III BAU, Host-Owned, Fair Market Value, $/MWh) | [6 empty] | Medium Cost Large-Scale Greenfield (1 MW) (SREC-III BAU, Host-Owned, Fair Market Value, $/MWh) | [6 empty] | Large-Scale Greenfield (Medium Ground Mount BTM (500 kW) (SREC-III BAU, Host-Owned, Fair Market Value, $/MWh)
Installed Capital Cost Trajectory | 2017 | 2018 | 2019 | 2020 | 2021 | 2022 | Installed Capital Cost Trajectory | 2017 | 2018 | 2019 | 2020 | 2021 | 2022 | Installed Capital Cost Trajectory | 2017 | 2018 | 2019 | 2020 | 2021 | 2022
Low | Not Executed | Not Executed | Not Executed | Not Executed | Not Executed | Not Executed | Low | Not Executed | Not Executed | Not Executed | Not Executed | Not Executed | Not Executed | Low | Not Executed | Not Executed | Not Executed | Not Executed | Not Executed | Not Executed
Base | Not Executed | Not Executed | Not Executed | Not Executed | Not Executed | Not Executed | Base | Not Executed | Not Executed | Not Executed | Not Executed | Not Executed | Not Executed | Base | Not Executed | Not Executed | Not Executed | Not Executed | Not Executed | Not Executed
High | Not Executed | Not Executed | Not Executed | Not Executed | Not Executed | Not Executed | High | Not Executed | Not Executed | Not Executed | Not Executed | Not Executed | Not Executed | High | Not Executed | Not Executed | Not Executed | Not Executed | Not Executed | Not Executed
Low Cost Large-Scale Greenfield (4 MW) (SREC-III BAU, Host-Owned, Fair Market Value, $/MWh) | [6 empty] | Low Cost Large-Scale Greenfield (1 MW) (SREC-III BAU, Host-Owned, Fair Market Value, $/MWh) | [6 empty] | Large-Scale Greenfield (Medium Ground Mount VNM (500 kW) (SREC-III BAU, Host-Owned, Fair Market Value, $/MWh)
Installed Capital Cost Trajectory | 2017 | 2018 | 2019 | 2020 | 2021 | 2022 | Installed Capital Cost Trajectory | 2017 | 2018 | 2019 | 2020 | 2021 | 2022 | Installed Capital Cost Trajectory | 2017 | 2018 | 2019 | 2020 | 2021 | 2022
Low | Not Executed | Not Executed | Not Executed | Not Executed | Not Executed | Not Executed | Low | Not Executed | Not Executed | Not Executed | Not Executed | Not Executed | Not Executed | Low | Not Executed | Not Executed | Not Executed | Not Executed | Not Executed | Not Executed
Base | Not Executed | Not Executed | Not Executed | Not Executed | Not Executed | Not Executed | Base | Not Executed | Not Executed | Not Executed | Not Executed | Not Executed | Not Executed | Base | Not Executed | Not Executed | Not Executed | Not Executed | Not Executed | Not Executed
High | Not Executed | Not Executed | Not Executed | Not Executed | Not Executed | Not Executed | High | Not Executed | Not Executed | Not Executed | Not Executed | Not Executed | Not Executed | High | Not Executed | Not Executed | Not Executed | Not Executed | Not Executed | Not Executed
High Cost Large-Scale Greenfield (4 MW) (SREC-III BAU, Public-Owned, Fair Market Value, $/MWh) | [6 empty] | High Cost Large-Scale Greenfield (1 MW) (SREC-III BAU, Public-Owned, Fair Market Value, $/MWh) | [6 empty] | Large-Scale Greenfield (Large Ground Mount BTM (2 MW) (SREC-III BAU, Public-Owned, Fair Market Value, $/MWh)
Installed Capital Cost Trajectory | 2017 | 2018 | 2019 | 2020 | 2021 | 2022 | Installed Capital Cost Trajectory | 2017 | 2018 | 2019 | 2020 | 2021 | 2022 | Installed Capital Cost Trajectory | 2017 | 2018 | 2019 | 2020 | 2021 | 2022
Low | Not Executed | Not Executed | Not Executed | Not Executed | Not Executed | Not Executed | Low | Not Executed | Not Executed | Not Executed | Not Executed | Not Executed | Not Executed | Low | Not Executed | Not Executed | Not Executed | Not Executed | Not Executed | Not Executed
Base | Not Executed | Not Executed | Not Executed | Not Executed | Not Executed | Not Executed | Base | Not Executed | Not Executed | Not Executed | Not Executed | Not Executed | Not Executed | Base | Not Executed | Not Executed | Not Executed | Not Executed | Not Executed | Not Executed
High | Not Executed | Not Executed | Not Executed | Not Executed | Not Executed | Not Executed | High | Not Executed | Not Executed | Not Executed | Not Executed | Not Executed | Not Executed | High | Not Executed | Not Executed | Not Executed | Not Executed | Not Executed | Not Executed
Medium Cost Large-Scale Greenfield (4 MW) (SREC-III BAU, Public-Owned, Fair Market Value, $/MWh) | [6 empty] | Medium Cost Large-Scale Greenfield (1 MW) (SREC-III BAU, Public-Owned, Fair Market Value, $/MWh) | [6 empty] | Large-Scale Greenfield (Medium Ground Mount BTM (500 kW) (SREC-III BAU, Public-Owned, Fair Market Value, $/MWh)
Installed Capital Cost Trajectory | 2017 | 2018 | 2019 | 2020 | 2021 | 2022 | Installed Capital Cost Trajectory | 2017 | 2018 | 2019 | 2020 | 2021 | 2022 | Installed Capital Cost Trajectory | 2017 | 2018 | 2019 | 2020 | 2021 | 2022
Low | Not Executed | Not Executed | Not Executed | Not Executed | Not Executed | Not Executed | Low | Not Executed | Not Executed | Not Executed | Not Executed | Not Executed | Not Executed | Low | Not Executed | Not Executed | Not Executed | Not Executed | Not Executed | Not Executed
Base | Not Executed | Not Executed | Not Executed | Not Executed | Not Executed | Not Executed | Base | Not Executed | Not Executed | Not Executed | Not Executed | Not Executed | Not Executed | Base | Not Executed | Not Executed | Not Executed | Not Executed | Not Executed | Not Executed
High | Not Executed | Not Executed | Not Executed | Not Executed | Not Executed | Not Executed | High | Not Executed | Not Executed | Not Executed | Not Executed | Not Executed | Not Executed | High | Not Executed | Not Executed | Not Executed | Not Executed | Not Executed | Not Executed
Low Cost Large-Scale Greenfield (4 MW) (SREC-III BAU, Public-Owned, Fair Market Value, $/MWh) | [6 empty] | Low Cost Large-Scale Greenfield (1 MW) (SREC-III BAU, Public-Owned, Fair Market Value, $/MWh) | [6 empty] | Large-Scale Greenfield (Medium Ground Mount VNM (500 kW) (SREC-III BAU, Public-Owned, Fair Market Value, $/MWh)
Installed Capital Cost Trajectory | 2017 | 2018 | 2019 | 2020 | 2021 | 2022 | Installed Capital Cost Trajectory | 2017 | 2018 | 2019 | 2020 | 2021 | 2022 | Installed Capital Cost Trajectory | 2017 | 2018 | 2019 | 2020 | 2021 | 2022
Low | Not Executed | Not Executed | Not Executed | Not Executed | Not Executed | Not Executed | Low | Not Executed | Not Executed | Not Executed | Not Executed | Not Executed | Not Executed | Low | Not Executed | Not Executed | Not Executed | Not Executed | Not Executed | Not Executed
Base | Not Executed | Not Executed | Not Executed | Not Executed | Not Executed | Not Executed | Base | Not Executed | Not Executed | Not Executed | Not Executed | Not Executed | Not Executed | Base | Not Executed | Not Executed | Not Executed | Not Executed | Not Executed | Not Executed
High | Not Executed | Not Executed | Not Executed | Not Executed | Not Executed | Not Executed | High | Not Executed | Not Executed | Not Executed | Not Executed | Not Executed | Not Executed | High | Not Executed | Not Executed | Not Executed | Not Executed | Not Executed | Not Executed
Hybrid CB/SO & DBI | [6 empty] | Hybrid CB/SO & DBI | [6 empty] | Hybrid CB/SO & DBI
High Cost Large-Scale Greenfield (4 MW) (Hybrid CB/SO & DBI, Third Party-Owned, Cost Basis, $/MWh) | [6 empty] | High Cost Large-Scale Greenfield (1 MW) (Hybrid CB/SO & DBI, Third Party-Owned, Cost Basis, $/MWh) | [6 empty] | Large-Scale Greenfield (Large Ground Mount BTM (2 MW) (Hybrid CB/SO & DBI, Third Party-Owned, Cost Basis, $/MWh)
Installed Capital Cost Trajectory | 2017 | 2018 | 2019 | 2020 | 2021 | 2022 | Installed Capital Cost Trajectory | 2017 | 2018 | 2019 | 2020 | 2021 | 2022 | Installed Capital Cost Trajectory | 2017 | 2018 | 2019 | 2020 | 2021 | 2022
Low | 135.2778 | 128.1667 | 121.9444 | 122.7222 | 120.3889 | 122.6111 | Low | 138.9444 | 131.9444 | 125.6111 | 126.2778 | 124.0556 | 126.3889 | Low | 119.5 | 112.8333 | 106.8333 | 107.0556 | 104.7222 | 106.8333
Base | 174.7222 | 167.2778 | 160.6111 | 161.9444 | 160.0556 | 164.1667 | Base | 178.0556 | 170.6111 | 163.9444 | 165.0556 | 163.2778 | 167.5 | Base | 153.3889 | 146.2778 | 139.7222 | 140.2778 | 138.3889 | 142.1667
High | 218.8333 | 213.0556 | 207.6111 | 213.0556 | 213.2778 | 221.2778 | High | 219.5 | 213.5 | 208.0556 | 213.0556 | 213.1667 | 221.3889 | High | 186.0556 | 180.1667 | 174.5 | 178.2778 | 178.0556 | 185.3889
Medium Cost Large-Scale Greenfield (4 MW) (Hybrid CB/SO & DBI, Third Party-Owned, Cost Basis, $/MWh) | [6 empty] | Medium Cost Large-Scale Greenfield (1 MW) (Hybrid CB/SO & DBI, Third Party-Owned, Cost Basis, $/MWh) | [6 empty] | Large-Scale Greenfield (Medium Ground Mount BTM (500 kW) (Hybrid CB/SO & DBI, Third Party-Owned, Cost Basis, $/MWh)
Installed Capital Cost Trajectory | 2017 | 2018 | 2019 | 2020 | 2021 | 2022 | Installed Capital Cost Trajectory | 2017 | 2018 | 2019 | 2020 | 2021 | 2022 | Installed Capital Cost Trajectory | 2017 | 2018 | 2019 | 2020 | 2021 | 2022
Low | 121.1667 | 114.6111 | 108.7222 | 109.0556 | 106.8333 | 108.8333 | Low | 126.9444 | 120.3889 | 114.6111 | 115.0556 | 112.8333 | 115.0556 | Low | 143.0556 | 135.0556 | 128.0556 | 128.0556 | 125.2778 | 127.3889
Base | 155.8333 | 148.8333 | 142.5 | 143.3889 | 141.5 | 145.2778 | Base | 161.9444 | 154.9444 | 148.7222 | 149.5 | 147.7222 | 151.7222 | Base | 185.1667 | 176.7222 | 168.9444 | 169.3889 | 166.9444 | 170.9444
High | 192.0556 | 186.3889 | 181.0556 | 185.3889 | 185.2778 | 192.6111 | High | 197.3889 | 191.6111 | 186.3889 | 190.6111 | 190.6111 | 198.0556 | High | 225.7222 | 218.3889 | 211.7222 | 215.5 | 214.9444 | 222.9444
Low Cost Large-Scale Greenfield (4 MW) (Hybrid CB/SO & DBI, Third Party-Owned, Cost Basis, $/MWh) | [6 empty] | Low Cost Large-Scale Greenfield (1 MW) (Hybrid CB/SO & DBI, Third Party-Owned, Cost Basis, $/MWh) | [6 empty] | Large-Scale Greenfield (Medium Ground Mount VNM (500 kW) (Hybrid CB/SO & DBI, Third Party-Owned, Cost Basis, $/MWh)
Installed Capital Cost Trajectory | 2017 | 2018 | 2019 | 2020 | 2021 | 2022 | Installed Capital Cost Trajectory | 2017 | 2018 | 2019 | 2020 | 2021 | 2022 | Installed Capital Cost Trajectory | 2017 | 2018 | 2019 | 2020 | 2021 | 2022
Low | 107.0556 | 100.9444 | 95.3889 | 95.3889 | 93.2778 | 95.0556 | Low | 114.9444 | 108.9444 | 103.5 | 103.7222 | 101.7222 | 103.7222 | Low | 136.8333 | 128.9444 | 121.8333 | 121.8333 | 118.9444 | 120.9444
Base | 137.0556 | 130.3889 | 124.3889 | 124.8333 | 122.9444 | 126.3889 | Base | 145.7222 | 139.2778 | 133.5 | 134.0556 | 132.2778 | 135.8333 | Base | 175.7222 | 167.0556 | 159.2778 | 159.6111 | 157.0556 | 160.8333
High | 165.2778 | 159.7222 | 154.5 | 157.7222 | 157.2778 | 163.9444 | High | 175.1667 | 169.8333 | 164.7222 | 168.1667 | 167.9444 | 174.8333 | High | 214.6111 | 207.1667 | 200.3889 | 204.3889 | 203.5 | 211.2778
High Cost Large-Scale Greenfield (4 MW) (Hybrid CB/SO & DBI, Host-Owned, Cost Basis, $/MWh) | [6 empty] | High Cost Large-Scale Greenfield (1 MW) (Hybrid CB/SO & DBI, Host-Owned, Cost Basis, $/MWh) | [6 empty] | Large-Scale Greenfield (Large Ground Mount BTM (2 MW) (Hybrid CB/SO & DBI, Host-Owned, Cost Basis, $/MWh)
Installed Capital Cost Trajectory | 2017 | 2018 | 2019 | 2020 | 2021 | 2022 | Installed Capital Cost Trajectory | 2017 | 2018 | 2019 | 2020 | 2021 | 2022 | Installed Capital Cost Trajectory | 2017 | 2018 | 2019 | 2020 | 2021 | 2022
Low | 128.8333 | 122.3889 | 116.6111 | 118.2778 | 116.7222 | 116.9444 | Low | 133.8333 | 127.3889 | 121.5 | 123.2778 | 121.8333 | 122.2778 | Low | 117.5 | 111.3889 | 105.8333 | 107.1667 | 105.6111 | 106.0556
Base | 181.0556 | 174.7222 | 168.9444 | 171.5 | 170.9444 | 171.9444 | Base | 183.1667 | 176.7222 | 170.7222 | 173.2778 | 172.7222 | 174.0556 | Base | 157.1667 | 150.8333 | 144.9444 | 146.7222 | 145.9444 | 147.5
High | 244.7222 | 239.3889 | 234.5 | 238.6111 | 239.8333 | 243.0556 | High | 243.0556 | 237.3889 | 232.1667 | 236.0556 | 237.1667 | 241.0556 | High | 205.3889 | 199.5 | 193.9444 | 196.7222 | 197.3889 | 201.2778
Medium Cost Large-Scale Greenfield (4 MW) (Hybrid CB/SO & DBI, Host-Owned, Cost Basis, $/MWh) | [6 empty] | Medium Cost Large-Scale Greenfield (1 MW) (Hybrid CB/SO & DBI, Host-Owned, Cost Basis, $/MWh) | [6 empty] | Large-Scale Greenfield (Medium Ground Mount BTM (500 kW) (Hybrid CB/SO & DBI, Host-Owned, Cost Basis, $/MWh)
Installed Capital Cost Trajectory | 2017 | 2018 | 2019 | 2020 | 2021 | 2022 | Installed Capital Cost Trajectory | 2017 | 2018 | 2019 | 2020 | 2021 | 2022 | Installed Capital Cost Trajectory | 2017 | 2018 | 2019 | 2020 | 2021 | 2022
Low | 105.6111 | 99.6111 | 94.0556 | 95.3889 | 93.8333 | 94.1667 | Low | 123.5 | 117.5 | 112.0556 | 113.6111 | 112.2778 | 112.7222 | Low | 140.2778 | 132.9444 | 126.3889 | 127.8333 | 125.9444 | 126.2778
Base | 147.8333 | 141.7222 | 136.0556 | 137.9444 | 137.2778 | 138.5 | Base | 166.0556 | 159.9444 | 154.2778 | 156.5 | 155.8333 | 157.2778 | Base | 188.7222 | 181.0556 | 173.9444 | 175.8333 | 174.6111 | 176.0556
High | 199.5 | 194.0556 | 188.9444 | 192.0556 | 192.8333 | 196.3889 | High | 217.6111 | 212.1667 | 206.9444 | 210.2778 | 211.0556 | 214.8333 | High | 246.6111 | 239.2778 | 232.5 | 235.2778 | 235.5 | 239.6111
Low Cost Large-Scale Greenfield (4 MW) (Hybrid CB/SO & DBI, Host-Owned, Cost Basis, $/MWh) | [6 empty] | Low Cost Large-Scale Greenfield (1 MW) (Hybrid CB/SO & DBI, Host-Owned, Cost Basis, $/MWh) | [6 empty] | Large-Scale Greenfield (Medium Ground Mount VNM (500 kW) (Hybrid CB/SO & DBI, Host-Owned, Cost Basis, $/MWh)
Installed Capital Cost Trajectory | 2017 | 2018 | 2019 | 2020 | 2021 | 2022 | Installed Capital Cost Trajectory | 2017 | 2018 | 2019 | 2020 | 2021 | 2022 | Installed Capital Cost Trajectory | 2017 | 2018 | 2019 | 2020 | 2021 | 2022
Low | 94.1667 | 88.5 | 83.3889 | 84.3889 | 82.9444 | 83.2778 | Low | 113.1667 | 107.6111 | 102.7222 | 103.9444 | 102.7222 | 103.1667 | Low | 133.5 | 126.1667 | 119.5 | 120.7222 | 118.7222 | 118.8333
Base | 127.6111 | 121.7222 | 116.1667 | 117.5 | 116.7222 | 118.0556 | Base | 148.9444 | 143.1667 | 137.9444 | 139.6111 | 138.8333 | 140.3889 | Base | 180.5 | 172.7222 | 165.7222 | 167.3889 | 166.0556 | 167.1667
High | 168.3889 | 162.8333 | 157.6111 | 159.8333 | 160.2778 | 163.8333 | High | 192.1667 | 186.8333 | 181.8333 | 184.3889 | 185.0556 | 188.7222 | High | 237.6111 | 230.2778 | 223.6111 | 226.2778 | 226.3889 | 229.9444
High Cost Large-Scale Greenfield (4 MW) (Hybrid CB/SO & DBI, Public-Owned, Cost Basis, $/MWh) | [6 empty] | High Cost Large-Scale Greenfield (1 MW) (Hybrid CB/SO & DBI, Public-Owned, Cost Basis, $/MWh) | [6 empty] | Large-Scale Greenfield (Large Ground Mount BTM (2 MW) (Hybrid CB/SO & DBI, Public-Owned, Cost Basis, $/MWh)
Installed Capital Cost Trajectory | 2017 | 2018 | 2019 | 2020 | 2021 | 2022 | Installed Capital Cost Trajectory | 2017 | 2018 | 2019 | 2020 | 2021 | 2022 | Installed Capital Cost Trajectory | 2017 | 2018 | 2019 | 2020 | 2021 | 2022
Low | 152.0556 | 141.1667 | 131.6111 | 123.3889 | 117.5 | 110.7222 | Low | 158.3889 | 147.7222 | 138.2778 | 130.1667 | 124.1667 | 117.6111 | Low | 142.5 | 132.6111 | 123.9444 | 116.3889 | 110.8333 | 104.7222
Base | 183.8333 | 173.5 | 164.1667 | 156.0556 | 150.5 | 143.5 | Base | 189.1667 | 178.8333 | 169.6111 | 161.5 | 155.9444 | 149.0556 | Base | 167.8333 | 158.2778 | 149.7222 | 142.1667 | 136.8333 | 130.3889
High | 229.3889 | 219.8333 | 210.9444 | 203.1667 | 198.5 | 191.3889 | High | 233.1667 | 223.6111 | 214.8333 | 207.0556 | 202.2778 | 195.2778 | High | 205.0556 | 196.1667 | 187.9444 | 180.7222 | 175.9444 | 169.3889
Medium Cost Large-Scale Greenfield (4 MW) (Hybrid CB/SO & DBI, Public-Owned, Cost Basis, $/MWh) | [6 empty] | Medium Cost Large-Scale Greenfield (1 MW) (Hybrid CB/SO & DBI, Public-Owned, Cost Basis, $/MWh) | [6 empty] | Large-Scale Greenfield (Medium Ground Mount BTM (500 kW) (Hybrid CB/SO & DBI, Public-Owned, Cost Basis, $/MWh)
Installed Capital Cost Trajectory | 2017 | 2018 | 2019 | 2020 | 2021 | 2022 | Installed Capital Cost Trajectory | 2017 | 2018 | 2019 | 2020 | 2021 | 2022 | Installed Capital Cost Trajectory | 2017 | 2018 | 2019 | 2020 | 2021 | 2022
Low | 141.3889 | 131.5 | 122.7222 | 115.2778 | 109.7222 | 103.6111 | Low | 148.5 | 138.7222 | 130.1667 | 122.7222 | 117.2778 | 111.2778 | Low | 166.2778 | 154.5 | 144.1667 | 135.2778 | 128.8333 | 121.7222
Base | 168.6111 | 159.0556 | 150.5 | 143.0556 | 137.8333 | 131.3889 | Base | 175.7222 | 166.3889 | 157.8333 | 150.5 | 145.2778 | 139.0556 | Base | 195.3889 | 183.9444 | 173.6111 | 164.6111 | 158.2778 | 150.7222
High | 208.1667 | 199.3889 | 191.1667 | 183.9444 | 179.3889 | 172.9444 | High | 215.1667 | 206.3889 | 198.2778 | 191.1667 | 186.7222 | 180.2778 | High | 239.0556 | 228.2778 | 218.2778 | 209.5 | 203.6111 | 195.8333
Low Cost Large-Scale Greenfield (4 MW) (Hybrid CB/SO & DBI, Public-Owned, Cost Basis, $/MWh) | [6 empty] | Low Cost Large-Scale Greenfield (1 MW) (Hybrid CB/SO & DBI, Public-Owned, Cost Basis, $/MWh) | [6 empty] | Large-Scale Greenfield (Medium Ground Mount VNM (500 kW) (Hybrid CB/SO & DBI, Public-Owned, Cost Basis, $/MWh)
Installed Capital Cost Trajectory | 2017 | 2018 | 2019 | 2020 | 2021 | 2022 | Installed Capital Cost Trajectory | 2017 | 2018 | 2019 | 2020 | 2021 | 2022 | Installed Capital Cost Trajectory | 2017 | 2018 | 2019 | 2020 | 2021 | 2022
Low | 130.8333 | 121.8333 | 113.9444 | 107.0556 | 102.0556 | 96.3889 | Low | 138.7222 | 129.8333 | 122.0556 | 115.2778 | 110.3889 | 104.9444 | Low | 167.1667 | 155.3889 | 145.1667 | 136.2778 | 129.8333 | 122.7222
Base | 153.3889 | 144.7222 | 136.8333 | 129.9444 | 125.1667 | 119.2778 | Base | 162.3889 | 153.8333 | 146.1667 | 139.3889 | 134.7222 | 128.9444 | Base | 197.6111 | 186.2778 | 176.0556 | 167.0556 | 160.8333 | 153.2778
High | 186.9444 | 178.8333 | 171.3889 | 164.7222 | 160.3889 | 154.3889 | High | 197.1667 | 189.1667 | 181.8333 | 175.2778 | 171.1667 | 165.2778 | High | 243.0556 | 232.2778 | 222.3889 | 213.6111 | 207.9444 | 200.1667
High Cost Large-Scale Greenfield (4 MW) (Hybrid CB/SO & DBI, Third Party-Owned, Fair Market Value, $/MWh) | [6 empty] | High Cost Large-Scale Greenfield (1 MW) (Hybrid CB/SO & DBI, Third Party-Owned, Fair Market Value, $/MWh) | [6 empty] | Large-Scale Greenfield (Large Ground Mount BTM (2 MW) (Hybrid CB/SO & DBI, Third Party-Owned, Fair Market Value, $/MWh)
Installed Capital Cost Trajectory | 2017 | 2018 | 2019 | 2020 | 2021 | 2022 | Installed Capital Cost Trajectory | 2017 | 2018 | 2019 | 2020 | 2021 | 2022 | Installed Capital Cost Trajectory | 2017 | 2018 | 2019 | 2020 | 2021 | 2022
Low | Not Executed | Not Executed | Not Executed | Not Executed | Not Executed | Not Executed | Low | Not Executed | Not Executed | Not Executed | Not Executed | Not Executed | Not Executed | Low | Not Executed | Not Executed | Not Executed | Not Executed | Not Executed | Not Executed
Base | 150.9444 | 144.3889 | 138.6111 | 138.7222 | 136.8333 | 145.3889 | Base | 155.3889 | 148.9444 | 143.0556 | 143.0556 | 141.2778 | 149.6111 | Base | 134.2778 | 128.1667 | 122.6111 | 122.1667 | 120.1667 | 127.2778
High | Not Executed | Not Executed | Not Executed | Not Executed | Not Executed | Not Executed | High | Not Executed | Not Executed | Not Executed | Not Executed | Not Executed | Not Executed | High | Not Executed | Not Executed | Not Executed | Not Executed | Not Executed | Not Executed
Medium Cost Large-Scale Greenfield (4 MW) (Hybrid CB/SO & DBI, Third Party-Owned, Fair Market Value, $/MWh) | [6 empty] | Medium Cost Large-Scale Greenfield (1 MW) (Hybrid CB/SO & DBI, Third Party-Owned, Fair Market Value, $/MWh) | [6 empty] | Large-Scale Greenfield (Medium Ground Mount BTM (500 kW) (Hybrid CB/SO & DBI, Third Party-Owned, Fair Market Value, $/MWh)
Installed Capital Cost Trajectory | 2017 | 2018 | 2019 | 2020 | 2021 | 2022 | Installed Capital Cost Trajectory | 2017 | 2018 | 2019 | 2020 | 2021 | 2022 | Installed Capital Cost Trajectory | 2017 | 2018 | 2019 | 2020 | 2021 | 2022
Low | Not Executed | Not Executed | Not Executed | Not Executed | Not Executed | Not Executed | Low | Not Executed | Not Executed | Not Executed | Not Executed | Not Executed | Not Executed | Low | Not Executed | Not Executed | Not Executed | Not Executed | Not Executed | Not Executed
Base | 135.5 | 129.3889 | 123.9444 | 123.7222 | 121.8333 | 129.2778 | Base | 141.9444 | 135.9444 | 130.5 | 130.3889 | 128.6111 | 135.9444 | Base | 163.3889 | 156.0556 | 149.5 | 148.8333 | 146.5 | 154.2778
High | Not Executed | Not Executed | Not Executed | Not Executed | Not Executed | Not Executed | High | Not Executed | Not Executed | Not Executed | Not Executed | Not Executed | Not Executed | High | Not Executed | Not Executed | Not Executed | Not Executed | Not Executed | Not Executed
Low Cost Large-Scale Greenfield (4 MW) (Hybrid CB/SO & DBI, Third Party-Owned, Fair Market Value, $/MWh) | [6 empty] | Low Cost Large-Scale Greenfield (1 MW) (Hybrid CB/SO & DBI, Third Party-Owned, Fair Market Value, $/MWh) | [6 empty] | Large-Scale Greenfield (Medium Ground Mount VNM (500 kW) (Hybrid CB/SO & DBI, Third Party-Owned, Fair Market Value, $/MWh)
Installed Capital Cost Trajectory | 2017 | 2018 | 2019 | 2020 | 2021 | 2022 | Installed Capital Cost Trajectory | 2017 | 2018 | 2019 | 2020 | 2021 | 2022 | Installed Capital Cost Trajectory | 2017 | 2018 | 2019 | 2020 | 2021 | 2022
Low | Not Executed | Not Executed | Not Executed | Not Executed | Not Executed | Not Executed | Low | Not Executed | Not Executed | Not Executed | Not Executed | Not Executed | Not Executed | Low | Not Executed | Not Executed | Not Executed | Not Executed | Not Executed | Not Executed
Base | 120.0556 | 114.3889 | 109.2778 | 108.7222 | 106.8333 | 113.0556 | Base | 128.5 | 122.9444 | 117.9444 | 117.6111 | 115.9444 | 122.3889 | Base | 153.2778 | 145.8333 | 139.1667 | 138.3889 | 135.9444 | 143.6111
High | Not Executed | Not Executed | Not Executed | Not Executed | Not Executed | Not Executed | High | Not Executed | Not Executed | Not Executed | Not Executed | Not Executed | Not Executed | High | Not Executed | Not Executed | Not Executed | Not Executed | Not Executed | Not Executed
High Cost Large-Scale Greenfield (4 MW) (Hybrid CB/SO & DBI, Host-Owned, Fair Market Value, $/MWh) | [6 empty] | High Cost Large-Scale Greenfield (1 MW) (Hybrid CB/SO & DBI, Host-Owned, Fair Market Value, $/MWh) | [6 empty] | Large-Scale Greenfield (Large Ground Mount BTM (2 MW) (Hybrid CB/SO & DBI, Host-Owned, Fair Market Value, $/MWh)
Installed Capital Cost Trajectory | 2017 | 2018 | 2019 | 2020 | 2021 | 2022 | Installed Capital Cost Trajectory | 2017 | 2018 | 2019 | 2020 | 2021 | 2022 | Installed Capital Cost Trajectory | 2017 | 2018 | 2019 | 2020 | 2021 | 2022
Low | Not Executed | Not Executed | Not Executed | Not Executed | Not Executed | Not Executed | Low | Not Executed | Not Executed | Not Executed | Not Executed | Not Executed | Not Executed | Low | Not Executed | Not Executed | Not Executed | Not Executed | Not Executed | Not Executed
Base | Not Executed | Not Executed | Not Executed | Not Executed | Not Executed | Not Executed | Base | Not Executed | Not Executed | Not Executed | Not Executed | Not Executed | Not Executed | Base | Not Executed | Not Executed | Not Executed | Not Executed | Not Executed | Not Executed
High | Not Executed | Not Executed | Not Executed | Not Executed | Not Executed | Not Executed | High | Not Executed | Not Executed | Not Executed | Not Executed | Not Executed | Not Executed | High | Not Executed | Not Executed | Not Executed | Not Executed | Not Executed | Not Executed
Medium Cost Large-Scale Greenfield (4 MW) (Hybrid CB/SO & DBI, Host-Owned, Fair Market Value, $/MWh) | [6 empty] | Medium Cost Large-Scale Greenfield (1 MW) (Hybrid CB/SO & DBI, Host-Owned, Fair Market Value, $/MWh) | [6 empty] | Large-Scale Greenfield (Medium Ground Mount BTM (500 kW) (Hybrid CB/SO & DBI, Host-Owned, Fair Market Value, $/MWh)
Installed Capital Cost Trajectory | 2017 | 2018 | 2019 | 2020 | 2021 | 2022 | Installed Capital Cost Trajectory | 2017 | 2018 | 2019 | 2020 | 2021 | 2022 | Installed Capital Cost Trajectory | 2017 | 2018 | 2019 | 2020 | 2021 | 2022
Low | Not Executed | Not Executed | Not Executed | Not Executed | Not Executed | Not Executed | Low | Not Executed | Not Executed | Not Executed | Not Executed | Not Executed | Not Executed | Low | Not Executed | Not Executed | Not Executed | Not Executed | Not Executed | Not Executed
Base | Not Executed | Not Executed | Not Executed | Not Executed | Not Executed | Not Executed | Base | Not Executed | Not Executed | Not Executed | Not Executed | Not Executed | Not Executed | Base | Not Executed | Not Executed | Not Executed | Not Executed | Not Executed | Not Executed
High | Not Executed | Not Executed | Not Executed | Not Executed | Not Executed | Not Executed | High | Not Executed | Not Executed | Not Executed | Not Executed | Not Executed | Not Executed | High | Not Executed | Not Executed | Not Executed | Not Executed | Not Executed | Not Executed
Low Cost Large-Scale Greenfield (4 MW) (Hybrid CB/SO & DBI, Host-Owned, Fair Market Value, $/MWh) | [6 empty] | Low Cost Large-Scale Greenfield (1 MW) (Hybrid CB/SO & DBI, Host-Owned, Fair Market Value, $/MWh) | [6 empty] | Large-Scale Greenfield (Medium Ground Mount VNM (500 kW) (Hybrid CB/SO & DBI, Host-Owned, Fair Market Value, $/MWh)
Installed Capital Cost Trajectory | 2017 | 2018 | 2019 | 2020 | 2021 | 2022 | Installed Capital Cost Trajectory | 2017 | 2018 | 2019 | 2020 | 2021 | 2022 | Installed Capital Cost Trajectory | 2017 | 2018 | 2019 | 2020 | 2021 | 2022
Low | Not Executed | Not Executed | Not Executed | Not Executed | Not Executed | Not Executed | Low | Not Executed | Not Executed | Not Executed | Not Executed | Not Executed | Not Executed | Low | Not Executed | Not Executed | Not Executed | Not Executed | Not Executed | Not Executed
Base | Not Executed | Not Executed | Not Executed | Not Executed | Not Executed | Not Executed | Base | Not Executed | Not Executed | Not Executed | Not Executed | Not Executed | Not Executed | Base | Not Executed | Not Executed | Not Executed | Not Executed | Not Executed | Not Executed
High | Not Executed | Not Executed | Not Executed | Not Executed | Not Executed | Not Executed | High | Not Executed | Not Executed | Not Executed | Not Executed | Not Executed | Not Executed | High | Not Executed | Not Executed | Not Executed | Not Executed | Not Executed | Not Executed
High Cost Large-Scale Greenfield (4 MW) (Hybrid CB/SO & DBI, Public-Owned, Fair Market Value, $/MWh) | [6 empty] | High Cost Large-Scale Greenfield (1 MW) (Hybrid CB/SO & DBI, Public-Owned, Fair Market Value, $/MWh) | [6 empty] | Large-Scale Greenfield (Large Ground Mount BTM (2 MW) (Hybrid CB/SO & DBI, Public-Owned, Fair Market Value, $/MWh)
Installed Capital Cost Trajectory | 2017 | 2018 | 2019 | 2020 | 2021 | 2022 | Installed Capital Cost Trajectory | 2017 | 2018 | 2019 | 2020 | 2021 | 2022 | Installed Capital Cost Trajectory | 2017 | 2018 | 2019 | 2020 | 2021 | 2022
Low | Not Executed | Not Executed | Not Executed | Not Executed | Not Executed | Not Executed | Low | Not Executed | Not Executed | Not Executed | Not Executed | Not Executed | Not Executed | Low | Not Executed | Not Executed | Not Executed | Not Executed | Not Executed | Not Executed
Base | Not Executed | Not Executed | Not Executed | Not Executed | Not Executed | Not Executed | Base | Not Executed | Not Executed | Not Executed | Not Executed | Not Executed | Not Executed | Base | Not Executed | Not Executed | Not Executed | Not Executed | Not Executed | Not Executed
High | Not Executed | Not Executed | Not Executed | Not Executed | Not Executed | Not Executed | High | Not Executed | Not Executed | Not Executed | Not Executed | Not Executed | Not Executed | High | Not Executed | Not Executed | Not Executed | Not Executed | Not Executed | Not Executed
Medium Cost Large-Scale Greenfield (4 MW) (Hybrid CB/SO & DBI, Public-Owned, Fair Market Value, $/MWh) | [6 empty] | Medium Cost Large-Scale Greenfield (1 MW) (Hybrid CB/SO & DBI, Public-Owned, Fair Market Value, $/MWh) | [6 empty] | Large-Scale Greenfield (Medium Ground Mount BTM (500 kW) (Hybrid CB/SO & DBI, Public-Owned, Fair Market Value, $/MWh)
Installed Capital Cost Trajectory | 2017 | 2018 | 2019 | 2020 | 2021 | 2022 | Installed Capital Cost Trajectory | 2017 | 2018 | 2019 | 2020 | 2021 | 2022 | Installed Capital Cost Trajectory | 2017 | 2018 | 2019 | 2020 | 2021 | 2022
Low | Not Executed | Not Executed | Not Executed | Not Executed | Not Executed | Not Executed | Low | Not Executed | Not Executed | Not Executed | Not Executed | Not Executed | Not Executed | Low | Not Executed | Not Executed | Not Executed | Not Executed | Not Executed | Not Executed
Base | Not Executed | Not Executed | Not Executed | Not Executed | Not Executed | Not Executed | Base | Not Executed | Not Executed | Not Executed | Not Executed | Not Executed | Not Executed | Base | Not Executed | Not Executed | Not Executed | Not Executed | Not Executed | Not Executed
High | Not Executed | Not Executed | Not Executed | Not Executed | Not Executed | Not Executed | High | Not Executed | Not Executed | Not Executed | Not Executed | Not Executed | Not Executed | High | Not Executed | Not Executed | Not Executed | Not Executed | Not Executed | Not Executed
Low Cost Large-Scale Greenfield (4 MW) (Hybrid CB/SO & DBI, Public-Owned, Fair Market Value, $/MWh) | [6 empty] | Low Cost Large-Scale Greenfield (1 MW) (Hybrid CB/SO & DBI, Public-Owned, Fair Market Value, $/MWh) | [6 empty] | Large-Scale Greenfield (Medium Ground Mount VNM (500 kW) (Hybrid CB/SO & DBI, Public-Owned, Fair Market Value, $/MWh)
Installed Capital Cost Trajectory | 2017 | 2018 | 2019 | 2020 | 2021 | 2022 | Installed Capital Cost Trajectory | 2017 | 2018 | 2019 | 2020 | 2021 | 2022 | Installed Capital Cost Trajectory | 2017 | 2018 | 2019 | 2020 | 2021 | 2022
Low | Not Executed | Not Executed | Not Executed | Not Executed | Not Executed | Not Executed | Low | Not Executed | Not Executed | Not Executed | Not Executed | Not Executed | Not Executed | Low | Not Executed | Not Executed | Not Executed | Not Executed | Not Executed | Not Executed
Base | Not Executed | Not Executed | Not Executed | Not Executed | Not Executed | Not Executed | Base | Not Executed | Not Executed | Not Executed | Not Executed | Not Executed | Not Executed | Base | Not Executed | Not Executed | Not Executed | Not Executed | Not Executed | Not Executed
High | Not Executed | Not Executed | Not Executed | Not Executed | Not Executed | Not Executed | High | Not Executed | Not Executed | Not Executed | Not Executed | Not Executed | Not Executed | High | Not Executed | Not Executed | Not Executed | Not Executed | Not Executed | Not Executed