## Input Page
Guideline Version Date: September 1, 2020
RPS Class I 225 CMR 14.00
Solar Carve-Out II
Guideline
Calculation of Annual Compliance Obligations
(Page 1 - Calculation Inputs)
|  | Solar PV Capacity Factor | 12.99% | 1137.924 | MWh/year per MW
Market Sector SREC Factors
|  | Market Sector A | 1
0.8
0.7
0.65
|  | Market Sector B | 0.9
0.7
0.6
0.55
|  | Market Sector C | 0.8
0.65
0.55
0.5
|  | Managed Growth | 0.7
0.55
0.5
0.45
|  | SREC Term Limit, quarters | 40
|  | Percent of Annual Generation in Quarter (based on NREL data table to right) |  |  | NREL Insolation Data, Worcester, kWh/m2/day (Non-Tracking, Tilt = Latitude)
|  | Q1 | 0.23006 |  | Jan | 3.4 | 0.23006 | Quarterly Contribu-tion to Annual Total
|  | Q2 | 0.28942 |  | Feb | 4.2
|  | Q3 | 0.29314 |  | Mar | 4.8
|  | Q4 | 0.18738 |  | Apr | 5 | 0.28942
[5 empty] | May | 5.2
[5 empty] | Jun | 5.4
[5 empty] | Jul | 5.5 | 0.29314
[5 empty] | Aug | 5.3
[5 empty] | Sep | 5
[5 empty] | Oct | 4.3 | 0.18738
[5 empty] | Nov | 3
[5 empty] | Dec | 2.8
[5 empty] | Annual | 4.5 | 1

## Minimum Standards
RPS Class I 225 CMR 14.00
Solar Carve-Out II
Guideline
Calculation of Annual Compliance Obligations and Minimum Standards
(Page 2 - Minimum Standard by Contract Execution Date)
Contract Execution Date | 2021 Compliance Obligation (MWh) | Total Retail Load Obligation from 2 Years Prior (MWh) | 2021 Minimum Standard (%)
Before 4/25/2014 | 0 | 44705754 | 0%
On or after 4/25/2014 and before 5/8/2016 | 1013575.3672 |  | 2.267%
On or after 5/8/2016 | 1756220 |  | 3.928%
Note: Details behind the calculations used to determine these Compliance Obligations and Minimum Standards can be found in the other worksheets in this workbook

## Compliance Obligation
RPS Class I 225 CMR 14.00 | [5 empty] | Data Code | Black | Set Values by Regulation
Solar Carve-Out II | [6 empty] | Red | Values input by DOER over time as provided by regulation
Guideline | [6 empty] | Blue | Calculated Values by formulas in spreadsheet
Calculation of Annual Compliance Obligations and Minimum Standards
(Page 3 - Compliance Obligation Calculation Spreadsheet)
Note: This worksheet calculates the 2021 Compliance Obligation and Minimum Standard and includes all SREC II eligible capacity. This Compliance Obligation and Minimum Standard applies to all retail electricity load served under contracts executed on or after 5/8/16.
| Year |  | 2013 | 2014 | 2014 | 2014 | 2014 | 2015 | 2015 | 2015 | 2015 | 2016 | 2016 | 2016 | 2016 | 2017 | 2017 | 2017 | 2017 | 2018 | 2018 | 2018 | 2018 | 2019 | 2019 | 2019 | 2019 | 2020 | 2020 | 2020 | 2020 | 2021 | 2021 | 2021 | 2021 | 2022 | 2022 | 2022 | 2022 | 2023 | 2023 | 2023 | 2023 | 2024 | 2024 | 2024 | 2024 | 2025 | 2025 | 2025 | 2025 | 2026 | 2026 | 2026 | 2026 | 2027 | 2027 | 2027 | 2027
| Quarter |  | Q4 | Q1 | Q2 | Q3 | Q4 | Q1 | Q2 | Q3 | Q4 | Q1 | Q2 | Q3 | Q4 | Q1 | Q2 | Q3 | Q4 | Q1 | Q2 | Q3 | Q4 | Q1 | Q2 | Q3 | Q4 | Q1 | Q2 | Q3 | Q4 | Q1 | Q2 | Q3 | Q4 | Q1 | Q2 | Q3 | Q4 | Q1 | Q2 | Q3 | Q4 | Q1 | Q2 | Q3 | Q4 | Q1 | Q2 | Q3 | Q4 | Q1 | Q2 | Q3 | Q4 | Q1 | Q2 | Q3 | Q4
| Program Quarter |  |  | 1 | 2 | 3 | 4 | 5 | 6 | 7 | 8 | 9 | 10 | 11 | 12 | 13 | 14 | 15 | 16 | 17 | 18 | 19 | 20 | 21 | 22 | 23 | 24 | 25 | 26 | 27 | 28 | 29 | 30 | 31 | 32 | 33 | 34 | 35 | 36 | 37 | 38 | 39 | 40 | 41 | 42 | 43 | 44 | 45 | 46 | 47 | 48 | 49 | 50 | 51 | 52 | 53 | 54 | 55 | 56
Compliance Obligation Terms 225 CMR 14.07(3)(e)1-5
Installed Capacity 225 CMR 14.07(3)(e)1 |  |  |  | Q1 1: Data to be entered by DOER on a Quarterly Basis during the subsequent quarter
| QUARTERLY Installed Capacities (MW) |  |  | 5.8023 | 8.2155 | 17.3926 | 23.5652 | 64.0521 | 68.0482 | 71.6028 | 61.6538 | 126.5163 | 102.798 | 74.327 | 90.34 | 175.3908 | 152.1678 | 128.4721 | 146.8154 | 139.2314 | 79 | 77 | 80 | 29 | 17 | 3 | 1 | 0 | 0 | 0 | 0 | 0 | 0 | 0 | 0 | 0 | 0 | 0 | 0 | 0 | 0 | 0 | 0 | 0 | 0 | 0 | 0 | 0 | 0 | 0 | 0 | 0 | 0 | 0 | 0 | 0 | 0 | 0 | 0
| Market Sector | SREC Factor
| Market Sector A | 1 |  | Q1 1: 0.49926; Q2 2: 6.3875; Q3 3: 11.8388; Q4 4: 20.341; Q1 5: 30.1805; Q2 6: 43.2115; Q3 7: 41.5157; Q4 8: 45.6727; Q1 9: 64.1915; Q2 10: 65.6423; Q3 11: 59.5303; Q4 12: 57.5545; Q1 13: 82.9341; Q2 14: 39.7489; Q3 15: 56.5126; Q4 16: 57.1309; Q1 17: 49; Q2 18: 7; Q3 19: 8; Q4 20: 5; Q1 21: 1; Q2 22: 0; Q3 23: 0; Q4 24: 0
|  | 0.8 |  | Q1 1: 0; Q2 2: 0; Q3 3: 0; Q4 4: 0; Q1 5: 0; Q2 6: 0; Q3 7: 0; Q4 8: 0; Q1 9: 0; Q2 10: 0; Q3 11: 0; Q4 12: 0; Q1 13: 14.3864; Q2 14: 19.4708; Q3 15: 22.3593; Q4 16: 27.7236; Q1 17: 46; Q2 18: 33; Q3 19: 29; Q4 20: 21; Q1 21: 1; Q2 22: 0; Q3 23: 0; Q4 24: 0
|  | 0.7 |  | Q1 1: 0; Q2 2: 0; Q3 3: 0; Q4 4: 0; Q1 5: 0; Q2 6: 0; Q3 7: 0; Q4 8: 0; Q1 9: 0; Q2 10: 0; Q3 11: 0; Q4 12: 0; Q1 13: 0; Q2 14: 0.5985; Q3 15: 0; Q4 16: 0.09412; Q1 17: 7; Q2 18: 14; Q3 19: 5; Q4 20: 11; Q1 21: 4; Q2 22: 6; Q3 23: 0; Q4 24: 1
|  | 0.65 |  | Q1 1: 0; Q2 2: 0; Q3 3: 0; Q4 4: 0; Q1 5: 0; Q2 6: 0; Q3 7: 0; Q4 8: 0; Q1 9: 0; Q2 10: 0; Q3 11: 0; Q4 12: 0; Q1 13: 0; Q2 14: 0; Q3 15: 0; Q4 16: 0; Q1 17: 0; Q2 18: 1; Q3 19: 7; Q4 20: 11; Q1 21: 19; Q2 22: 8; Q3 23: 1; Q4 24: 0
| Market Sector B | 0.9 |  | Q1 1: 5.303; Q2 2: 1.828; Q3 3: 4.8877; Q4 4: 3.1248; Q1 5: 17.0361; Q2 6: 15.6119; Q3 7: 8.4838; Q4 8: 10.7796; Q1 9: 15.9877; Q2 10: 14.7732; Q3 11: 7.7708; Q4 12: 18.2347; Q1 13: 31.488; Q2 14: 32.8652; Q3 15: 15.1713; Q4 16: 2.7911; Q1 17: 12.8029; Q2 18: 1; Q3 19: 5; Q4 20: 0; Q1 21: 1; Q2 22: 0; Q3 23: 0; Q4 24: 0
|  | 0.7 |  | Q1 1: 0; Q2 2: 0; Q3 3: 0; Q4 4: 0; Q1 5: 0; Q2 6: 0; Q3 7: 0; Q4 8: 0; Q1 9: 0; Q2 10: 0; Q3 11: 0; Q4 12: 0; Q1 13: 0.23814; Q2 14: 4.1118; Q3 15: 7.4028; Q4 16: 8.1153; Q1 17: 1.5678; Q2 18: 1; Q3 19: 1; Q4 20: 1; Q1 21: 0; Q2 22: 0; Q3 23: 0; Q4 24: 0
|  | 0.6 |  | Q1 1: 0; Q2 2: 0; Q3 3: 0; Q4 4: 0; Q1 5: 0; Q2 6: 0; Q3 7: 0; Q4 8: 0; Q1 9: 0; Q2 10: 0; Q3 11: 0; Q4 12: 0; Q1 13: 0.0765; Q2 14: 0.29866; Q3 15: 0.81917; Q4 16: 9.3486; Q1 17: 12.1563; Q2 18: 10; Q3 19: 6; Q4 20: 9; Q1 21: 1; Q2 22: 0; Q3 23: 0; Q4 24: 0
|  | 0.55 |  | Q1 1: 0; Q2 2: 0; Q3 3: 0; Q4 4: 0; Q1 5: 0; Q2 6: 0; Q3 7: 0; Q4 8: 0; Q1 9: 0; Q2 10: 0; Q3 11: 0; Q4 12: 0; Q1 13: 0; Q2 14: 0; Q3 15: 0; Q4 16: 0; Q1 17: 0; Q2 18: 1; Q3 19: 5; Q4 20: 8; Q1 21: 1; Q2 22: 3; Q3 23: 2; Q4 24: 0
| Market Sector C | 0.8 |  | Q1 1: 0; Q2 2: 0; Q3 3: 0.66612; Q4 4: 0.099408; Q1 5: 7.8867; Q2 6: 0.4984; Q3 7: 4.3432; Q4 8: 5.2014; Q1 9: 19.9; Q2 10: 10.8848; Q3 11: 5.044; Q4 12: 9.2882; Q1 13: 43.0117; Q2 14: 47.3554; Q3 15: 18.7271; Q4 16: 25.2744; Q1 17: 7; Q2 18: 2; Q3 19: 1; Q4 20: 1; Q1 21: 1; Q2 22: 0; Q3 23: 0; Q4 24: 0
|  | 0.65 |  | Q1 1: 0; Q2 2: 0; Q3 3: 0; Q4 4: 0; Q1 5: 0; Q2 6: 0; Q3 7: 0; Q4 8: 0; Q1 9: 0; Q2 10: 0; Q3 11: 0; Q4 12: 0; Q1 13: 0; Q2 14: 0; Q3 15: 5.058; Q4 16: 7.9538; Q1 17: 1.7102; Q2 18: 0; Q3 19: 4; Q4 20: 0; Q1 21: 0; Q2 22: 0; Q3 23: 0; Q4 24: 0
|  | 0.55 |  | Q1 1: 0; Q2 2: 0; Q3 3: 0; Q4 4: 0; Q1 5: 0; Q2 6: 0; Q3 7: 0; Q4 8: 0; Q1 9: 0; Q2 10: 0; Q3 11: 0; Q4 12: 0; Q1 13: 0; Q2 14: 0; Q3 15: 2.4219; Q4 16: 1.1293; Q1 17: 0; Q2 18: 6; Q3 19: 5; Q4 20: 7; Q1 21: 0; Q2 22: 0; Q3 23: 0; Q4 24: 0
|  | 0.5 |  | Q1 1: 0; Q2 2: 0; Q3 3: 0; Q4 4: 0; Q1 5: 0; Q2 6: 0; Q3 7: 0; Q4 8: 0; Q1 9: 0; Q2 10: 0; Q3 11: 0; Q4 12: 0; Q1 13: 0; Q2 14: 0; Q3 15: 0; Q4 16: 0; Q1 17: 0; Q2 18: 0; Q3 19: 1; Q4 20: 0; Q1 21: 0; Q2 22: 0; Q3 23: 0; Q4 24: 0
| Managed Growth | 0.7 |  | Q1 1: 0; Q2 2: 0; Q3 3: 0; Q4 4: 0; Q1 5: 8.9488; Q2 6: 8.7264; Q3 7: 17.2601; Q4 8: 0; Q1 9: 26.4371; Q2 10: 11.4977; Q3 11: 1.9819; Q4 12: 5.2626; Q1 13: 3.256; Q2 14: 7.7186; Q3 15: 0; Q4 16: 7.2543; Q1 17: 1.9942; Q2 18: 3; Q3 19: 0; Q4 20: 0; Q1 21: 0; Q2 22: 0; Q3 23: 0; Q4 24: 0
|  | 0.55 |  | Q1 1: 0; Q2 2: 0; Q3 3: 0; Q4 4: 0; Q1 5: 0; Q2 6: 0; Q3 7: 0; Q4 8: 0; Q1 9: 0; Q2 10: 0; Q3 11: 0; Q4 12: 0; Q1 13: 0; Q2 14: 0; Q3 15: 0; Q4 16: 0; Q1 17: 0; Q2 18: 0; Q3 19: 0; Q4 20: 0; Q1 21: 0; Q2 22: 0; Q3 23: 0; Q4 24: 0
|  | 0.5 |  | Q1 1: 0; Q2 2: 0; Q3 3: 0; Q4 4: 0; Q1 5: 0; Q2 6: 0; Q3 7: 0; Q4 8: 0; Q1 9: 0; Q2 10: 0; Q3 11: 0; Q4 12: 0; Q1 13: 0; Q2 14: 0; Q3 15: 0; Q4 16: 0; Q1 17: 0; Q2 18: 0; Q3 19: 0; Q4 20: 6; Q1 21: 0; Q2 22: 0; Q3 23: 0; Q4 24: 0
|  | 0.45 |  | Q1 1: 0; Q2 2: 0; Q3 3: 0; Q4 4: 0; Q1 5: 0; Q2 6: 0; Q3 7: 0; Q4 8: 0; Q1 9: 0; Q2 10: 0; Q3 11: 0; Q4 12: 0; Q1 13: 0; Q2 14: 0; Q3 15: 0; Q4 16: 0; Q1 17: 0; Q2 18: 0; Q3 19: 0; Q4 20: 0; Q1 21: 0; Q2 22: 0; Q3 23: 0; Q4 24: 0
| CUMULATIVE Installed Capacities (MW) |  |  | 5.8023 | 14.0178 | 31.4105 | 54.9756 | 119.0277 | 187.076 | 258.6787 | 320.3325 | 446.8488 | 549.6468 | 623.9738 | 714.3138 | 889.7047 | 1041.8724 | 1170.3446 | 1317.16 | 1456.3914 | 1535.3914 | 1612.3914 | 1692.3914 | 1721.3914 | 1738.3914 | 1741.3914 | 1742.3914 | 1742.3914 | 1742.3914 | 1742.3914 | 1742.3914 | 1742.3914 | 1742.3914 | 1742.3914 | 1742.3914 | 1742.3914 | 1742.3914 | 1742.3914 | 1742.3914 | 1742.3914 | 1742.3914 | 1742.3914 | 1742.3914 | #VALUE! | #VALUE! | #VALUE! | #VALUE! | #VALUE! | #VALUE! | #VALUE! | #VALUE! | #VALUE! | #VALUE! | #VALUE! | #VALUE! | #VALUE! | #VALUE! | #VALUE! | #VALUE!
| Market Sector | SREC Factor
| Market Sector A | 1 |  | 0.49926 | 6.8868 | 18.7256 | 39.0665 | 69.2471 | 112.4586 | 153.9743 | 199.647 | 263.8385 | 329.4808 | 389.0111 | 446.5656 | 529.4997 | 569.2486 | 625.7611 | 682.892 | 731.892 | 738.892 | 746.892 | 751.892 | 752.892 | 752.892 | 752.892 | 752.892 | 752.892 | 752.892 | 752.892 | 752.892 | 752.892 | 752.892 | 752.892 | 752.892 | 752.892 | 752.892 | 752.892 | 752.892 | 752.892 | 752.892 | 752.892 | 752.892 | 747.589 | 745.761 | 740.8733 | 737.7485 | 720.7124 | 705.1004 | 696.6166 | 685.8369 | 669.8493 | 655.0761 | 647.3052 | 629.0705 | 597.5825 | 564.7173 | 549.546 | 546.7549 | 12
|  | 0.8 |  | 0 | 0 | 0 | 0 | 0 | 0 | 0 | 0 | 0 | 0 | 0 | 0 | 14.3864 | 33.8572 | 56.2165 | 83.9401 | 129.9401 | 162.9401 | 191.9401 | 212.9401 | 213.9401 | 213.9401 | 213.9401 | 213.9401 | 213.9401 | 213.9401 | 213.9401 | 213.9401 | 213.9401 | 213.9401 | 213.9401 | 213.9401 | 213.9401 | 213.9401 | 213.9401 | 213.9401 | 213.9401 | 213.9401 | 213.9401 | 213.9401 | #VALUE! | #VALUE! | #VALUE! | #VALUE! | #VALUE! | #VALUE! | #VALUE! | #VALUE! | #VALUE! | #VALUE! | #VALUE! | #VALUE! | #VALUE! | #VALUE! | #VALUE! | #VALUE!
|  | 0.7 |  | 0 | 0 | 0 | 0 | 0 | 0 | 0 | 0 | 0 | 0 | 0 | 0 | 0 | 0.5985 | 0.5985 | 0.69262 | 7.6926 | 21.6926 | 26.6926 | 37.6926 | 41.6926 | 47.6926 | 47.6926 | 48.6926 | 48.6926 | 48.6926 | 48.6926 | 48.6926 | 48.6926 | 48.6926 | 48.6926 | 48.6926 | 48.6926 | 48.6926 | 48.6926 | 48.6926 | 48.6926 | 48.6926 | 48.6926 | 48.6926 | #VALUE! | #VALUE! | #VALUE! | #VALUE! | #VALUE! | #VALUE! | #VALUE! | #VALUE! | #VALUE! | #VALUE! | #VALUE! | #VALUE! | #VALUE! | #VALUE! | #VALUE! | #VALUE!
|  | 0.65 |  | 0 | 0 | 0 | 0 | 0 | 0 | 0 | 0 | 0 | 0 | 0 | 0 | 0 | 0 | 0 | 0 | 0 | 1 | 8 | 19 | 38 | 46 | 47 | 47 | 47 | 47 | 47 | 47 | 47 | 47 | 47 | 47 | 47 | 47 | 47 | 47 | 47 | 47 | 47 | 47 | #VALUE! | #VALUE! | #VALUE! | #VALUE! | #VALUE! | #VALUE! | #VALUE! | #VALUE! | #VALUE! | #VALUE! | #VALUE! | #VALUE! | #VALUE! | #VALUE! | #VALUE! | #VALUE!
| Market Sector B | 0.9 |  | 5.303 | 7.131 | 12.0188 | 15.1435 | 32.1797 | 47.7916 | 56.2754 | 67.0551 | 83.0427 | 97.816 | 105.5868 | 123.8215 | 155.3095 | 188.1747 | 203.346 | 206.1371 | 218.94 | 219.94 | 224.94 | 224.94 | 225.94 | 225.94 | 225.94 | 225.94 | 225.94 | 225.94 | 225.94 | 225.94 | 225.94 | 225.94 | 225.94 | 225.94 | 225.94 | 225.94 | 225.94 | 225.94 | 225.94 | 225.94 | 225.94 | 225.94 | 225.94 | 225.94 | 225.94 | 225.94 | 225.94 | 225.94 | 225.94 | 225.94 | 225.94 | 225.94 | 225.94 | 225.94 | 225.7018 | 221.59 | 214.1872 | 206.0719 | 13
|  | 0.7 |  | 0 | 0 | 0 | 0 | 0 | 0 | 0 | 0 | 0 | 0 | 0 | 0 | 0.23814 | 4.3499 | 11.7527 | 19.868 | 21.4359 | 22.4359 | 23.4359 | 24.4359 | 24.4359 | 24.4359 | 24.4359 | 24.4359 | 24.4359 | 24.4359 | 24.4359 | 24.4359 | 24.4359 | 24.4359 | 24.4359 | 24.4359 | 24.4359 | 24.4359 | 24.4359 | 24.4359 | 24.4359 | 24.4359 | 24.4359 | 24.4359 | #VALUE! | #VALUE! | #VALUE! | #VALUE! | #VALUE! | #VALUE! | #VALUE! | #VALUE! | #VALUE! | #VALUE! | #VALUE! | #VALUE! | #VALUE! | #VALUE! | #VALUE! | #VALUE!
|  | 0.6 |  | 0 | 0 | 0 | 0 | 0 | 0 | 0 | 0 | 0 | 0 | 0 | 0 | 0.0765 | 0.37516 | 1.1943 | 10.5429 | 22.6992 | 32.6992 | 38.6992 | 47.6992 | 48.6992 | 48.6992 | 48.6992 | 48.6992 | 48.6992 | 48.6992 | 48.6992 | 48.6992 | 48.6992 | 48.6992 | 48.6992 | 48.6992 | 48.6992 | 48.6992 | 48.6992 | 48.6992 | 48.6992 | 48.6992 | 48.6992 | 48.6992 | #VALUE! | #VALUE! | #VALUE! | #VALUE! | #VALUE! | #VALUE! | #VALUE! | #VALUE! | #VALUE! | #VALUE! | #VALUE! | #VALUE! | #VALUE! | #VALUE! | #VALUE! | #VALUE!
|  | 0.55 |  | 0 | 0 | 0 | 0 | 0 | 0 | 0 | 0 | 0 | 0 | 0 | 0 | 0 | 0 | 0 | 0 | 0 | 1 | 6 | 14 | 15 | 18 | 20 | 20 | 20 | 20 | 20 | 20 | 20 | 20 | 20 | 20 | 20 | 20 | 20 | 20 | 20 | 20 | 20 | 20 | #VALUE! | #VALUE! | #VALUE! | #VALUE! | #VALUE! | #VALUE! | #VALUE! | #VALUE! | #VALUE! | #VALUE! | #VALUE! | #VALUE! | #VALUE! | #VALUE! | #VALUE! | #VALUE!
| Market Sector C | 0.8 |  | 0 | 0 | 0.66612 | 0.76553 | 8.6522 | 9.1506 | 13.4938 | 18.6951 | 38.5951 | 49.4799 | 54.5239 | 63.8121 | 106.8238 | 154.1792 | 172.9064 | 198.1808 | 205.1808 | 207.1808 | 208.1808 | 209.1808 | 210.1808 | 210.1808 | 210.1808 | 210.1808 | 210.1808 | 210.1808 | 210.1808 | 210.1808 | 210.1808 | 210.1808 | 210.1808 | 210.1808 | 210.1808 | 210.1808 | 210.1808 | 210.1808 | 210.1808 | 210.1808 | 210.1808 | 210.1808 | 210.1808 | 210.1808 | 210.1808 | 210.1808 | 210.1808 | 210.1808 | 210.1808 | 210.1808 | 210.1808 | 210.1808 | 210.1808 | 210.1808 | 210.1043 | 209.8056 | 208.9864 | 199.6379 | 14
|  | 0.65 |  | 0 | 0 | 0 | 0 | 0 | 0 | 0 | 0 | 0 | 0 | 0 | 0 | 0 | 0 | 5.058 | 13.0118 | 14.722 | 14.722 | 18.722 | 18.722 | 18.722 | 18.722 | 18.722 | 18.722 | 18.722 | 18.722 | 18.722 | 18.722 | 18.722 | 18.722 | 18.722 | 18.722 | 18.722 | 18.722 | 18.722 | 18.722 | 18.722 | 18.722 | 18.722 | 18.722 | #VALUE! | #VALUE! | #VALUE! | #VALUE! | #VALUE! | #VALUE! | #VALUE! | #VALUE! | #VALUE! | #VALUE! | #VALUE! | #VALUE! | #VALUE! | #VALUE! | #VALUE! | #VALUE!
|  | 0.55 |  | 0 | 0 | 0 | 0 | 0 | 0 | 0 | 0 | 0 | 0 | 0 | 0 | 0 | 0 | 2.4219 | 3.5512 | 3.5512 | 9.5512 | 14.5512 | 21.5512 | 21.5512 | 21.5512 | 21.5512 | 21.5512 | 21.5512 | 21.5512 | 21.5512 | 21.5512 | 21.5512 | 21.5512 | 21.5512 | 21.5512 | 21.5512 | 21.5512 | 21.5512 | 21.5512 | 21.5512 | 21.5512 | 21.5512 | 21.5512 | #VALUE! | #VALUE! | #VALUE! | #VALUE! | #VALUE! | #VALUE! | #VALUE! | #VALUE! | #VALUE! | #VALUE! | #VALUE! | #VALUE! | #VALUE! | #VALUE! | #VALUE! | #VALUE!
|  | 0.5 |  | 0 | 0 | 0 | 0 | 0 | 0 | 0 | 0 | 0 | 0 | 0 | 0 | 0 | 0 | 0 | 0 | 0 | 0 | 1 | 1 | 1 | 1 | 1 | 1 | 1 | 1 | 1 | 1 | 1 | 1 | 1 | 1 | 1 | 1 | 1 | 1 | 1 | 1 | 1 | 1 | #VALUE! | #VALUE! | #VALUE! | #VALUE! | #VALUE! | #VALUE! | #VALUE! | #VALUE! | #VALUE! | #VALUE! | #VALUE! | #VALUE! | #VALUE! | #VALUE! | #VALUE! | #VALUE!
| Managed Growth | 0.7 |  | 0 | 0 | 0 | 0 | 8.9488 | 17.6752 | 34.9352 | 34.9352 | 61.3724 | 72.8701 | 74.852 | 80.1146 | 83.3706 | 91.0892 | 91.0892 | 98.3436 | 100.3378 | 103.3378 | 103.3378 | 103.3378 | 103.3378 | 103.3378 | 103.3378 | 103.3378 | 103.3378 | 103.3378 | 103.3378 | 103.3378 | 103.3378 | 103.3378 | 103.3378 | 103.3378 | 103.3378 | 103.3378 | 103.3378 | 103.3378 | 103.3378 | 103.3378 | 103.3378 | 103.3378 | 103.3378 | 103.3378 | 103.3378 | 103.3378 | 103.3378 | 103.3378 | 103.3378 | 103.3378 | 103.3378 | 103.3378 | 103.3378 | 103.3378 | 103.3378 | 103.3378 | 103.3378 | 103.3378 | 15
|  | 0.55 |  | 0 | 0 | 0 | 0 | 0 | 0 | 0 | 0 | 0 | 0 | 0 | 0 | 0 | 0 | 0 | 0 | 0 | 0 | 0 | 0 | 0 | 0 | 0 | 0 | 0 | 0 | 0 | 0 | 0 | 0 | 0 | 0 | 0 | 0 | 0 | 0 | 0 | 0 | 0 | 0 | #VALUE! | #VALUE! | #VALUE! | #VALUE! | #VALUE! | #VALUE! | #VALUE! | #VALUE! | #VALUE! | #VALUE! | #VALUE! | #VALUE! | #VALUE! | #VALUE! | #VALUE! | #VALUE!
|  | 0.5 |  | 0 | 0 | 0 | 0 | 0 | 0 | 0 | 0 | 0 | 0 | 0 | 0 | 0 | 0 | 0 | 0 | 0 | 0 | 0 | 6 | 6 | 6 | 6 | 6 | 6 | 6 | 6 | 6 | 6 | 6 | 6 | 6 | 6 | 6 | 6 | 6 | 6 | 6 | 6 | 6 | #VALUE! | #VALUE! | #VALUE! | #VALUE! | #VALUE! | #VALUE! | #VALUE! | #VALUE! | #VALUE! | #VALUE! | #VALUE! | #VALUE! | #VALUE! | #VALUE! | #VALUE! | #VALUE!
|  | 0.45 |  | 0 | 0 | 0 | 0 | 0 | 0 | 0 | 0 | 0 | 0 | 0 | 0 | 0 | 0 | 0 | 0 | 0 | 0 | 0 | 0 | 0 | 0 | 0 | 0 | 0 | 0 | 0 | 0 | 0 | 0 | 0 | 0 | 0 | 0 | 0 | 0 | 0 | 0 | 0 | 0 | #VALUE! | #VALUE! | #VALUE! | #VALUE! | #VALUE! | #VALUE! | #VALUE! | #VALUE! | #VALUE! | #VALUE! | #VALUE! | #VALUE! | #VALUE! | #VALUE! | #VALUE! | #VALUE!
Qualified but not Installed SREC-II Supply 225 CMR 14.07(3)(e)2 |  |  |  | Q1 1: New data to be entered by DOER before August 30 of each CY after 2014 in determining Compliance Obligation for the next CY
| QUARTERLY Qualified but not Installed Capacities (MW) | [24 empty] | 0 | 0 | 0 | 23 | 0 | 0 | 0 | 0 | 0 | 0 | 0 | 0 | 0 | 0 | 0 | 0 | 0 | 0 | 0 | 0 | 0 | 0 | 0 | 0 | 0 | 0 | 0 | 0 | 0 | 0 | 0 | 0 | 0 | 0
| Market Sector | SREC Factor
| Market Sector A | 1 |  | Q3 23: 0; Q4 24: 0; Q1 25: 0; Q2 26: 2
|  | 0.8 |  | Q3 23: 0; Q4 24: 0; Q1 25: 0; Q2 26: 0
|  | 0.7 |  | Q3 23: 0; Q4 24: 0; Q1 25: 0; Q2 26: 1
|  | 0.65 |  | Q3 23: 0; Q4 24: 0; Q1 25: 0; Q2 26: 11
| Market Sector B | 0.9 |  | Q3 23: 0; Q4 24: 0; Q1 25: 0; Q2 26: 1
|  | 0.7 |  | Q3 23: 0; Q4 24: 0; Q1 25: 0; Q2 26: 0
|  | 0.6 |  | Q3 23: 0; Q4 24: 0; Q1 25: 0; Q2 26: 1
|  | 0.55 |  | Q3 23: 0; Q4 24: 0; Q1 25: 0; Q2 26: 0
| Market Sector C | 0.8 |  | Q3 23: 0; Q4 24: 0; Q1 25: 0; Q2 26: 0
|  | 0.65 |  | Q3 23: 0; Q4 24: 0; Q1 25: 0; Q2 26: 0
|  | 0.55 |  | Q3 23: 0; Q4 24: 0; Q1 25: 0; Q2 26: 0
|  | 0.5 |  | Q3 23: 0; Q4 24: 0; Q1 25: 0; Q2 26: 0
| Managed Growth | 0.7 |  | Q3 23: 0; Q4 24: 0; Q1 25: 0; Q2 26: 0
|  | 0.55 |  | Q3 23: 0; Q4 24: 0; Q1 25: 0; Q2 26: 0
|  | 0.5 |  | Q3 23: 0; Q4 24: 0; Q1 25: 0; Q2 26: 7
|  | 0.45 |  | Q3 23: 0; Q4 24: 0; Q1 25: 0; Q2 26: 0
| CUMULATIVE Qualified but not Installed Capacities (MW) | [24 empty] | 0 | 0 | 0 | 23 | 23 | 23 | 23 | 23 | 23 | 23 | 23 | 23 | 23 | 23 | 23 | 23 | 23 | 23 | 23 | 23 | 23 | 23 | 23 | 23 | 23 | 23 | 23 | 23 | 23 | 23 | 23 | 23 | 23 | 23
| Market Sector | SREC Factor
| Market Sector A | 1 | [23 empty] | 0 | 0 | 0 | 2 | 2 | 2 | 2 | 2 | 2 | 2 | 2 | 2 | 2 | 2 | 2 | 2 | 2 | 2 | 2 | 2 | 2 | 2 | 2 | 2 | 2 | 2 | 2 | 2 | 2 | 2 | 2 | 2 | 2 | 2
|  | 0.8 | [23 empty] | 0 | 0 | 0 | 0 | 0 | 0 | 0 | 0 | 0 | 0 | 0 | 0 | 0 | 0 | 0 | 0 | 0 | 0 | 0 | 0 | 0 | 0 | 0 | 0 | 0 | 0 | 0 | 0 | 0 | 0 | 0 | 0 | 0 | 0
|  | 0.7 | [23 empty] | 0 | 0 | 0 | 1 | 1 | 1 | 1 | 1 | 1 | 1 | 1 | 1 | 1 | 1 | 1 | 1 | 1 | 1 | 1 | 1 | 1 | 1 | 1 | 1 | 1 | 1 | 1 | 1 | 1 | 1 | 1 | 1 | 1 | 1
|  | 0.65 | [23 empty] | 0 | 0 | 0 | 11 | 11 | 11 | 11 | 11 | 11 | 11 | 11 | 11 | 11 | 11 | 11 | 11 | 11 | 11 | 11 | 11 | 11 | 11 | 11 | 11 | 11 | 11 | 11 | 11 | 11 | 11 | 11 | 11 | 11 | 11
| Market Sector B | 0.9 | [23 empty] | 0 | 0 | 0 | 1 | 1 | 1 | 1 | 1 | 1 | 1 | 1 | 1 | 1 | 1 | 1 | 1 | 1 | 1 | 1 | 1 | 1 | 1 | 1 | 1 | 1 | 1 | 1 | 1 | 1 | 1 | 1 | 1 | 1 | 1
|  | 0.7 | [23 empty] | 0 | 0 | 0 | 0 | 0 | 0 | 0 | 0 | 0 | 0 | 0 | 0 | 0 | 0 | 0 | 0 | 0 | 0 | 0 | 0 | 0 | 0 | 0 | 0 | 0 | 0 | 0 | 0 | 0 | 0 | 0 | 0 | 0 | 0
|  | 0.6 | [23 empty] | 0 | 0 | 0 | 1 | 1 | 1 | 1 | 1 | 1 | 1 | 1 | 1 | 1 | 1 | 1 | 1 | 1 | 1 | 1 | 1 | 1 | 1 | 1 | 1 | 1 | 1 | 1 | 1 | 1 | 1 | 1 | 1 | 1 | 1
|  | 0.55 | [23 empty] | 0 | 0 | 0 | 0 | 0 | 0 | 0 | 0 | 0 | 0 | 0 | 0 | 0 | 0 | 0 | 0 | 0 | 0 | 0 | 0 | 0 | 0 | 0 | 0 | 0 | 0 | 0 | 0 | 0 | 0 | 0 | 0 | 0 | 0
| Market Sector C | 0.8 | [23 empty] | 0 | 0 | 0 | 0 | 0 | 0 | 0 | 0 | 0 | 0 | 0 | 0 | 0 | 0 | 0 | 0 | 0 | 0 | 0 | 0 | 0 | 0 | 0 | 0 | 0 | 0 | 0 | 0 | 0 | 0 | 0 | 0 | 0 | 0
|  | 0.65 | [23 empty] | 0 | 0 | 0 | 0 | 0 | 0 | 0 | 0 | 0 | 0 | 0 | 0 | 0 | 0 | 0 | 0 | 0 | 0 | 0 | 0 | 0 | 0 | 0 | 0 | 0 | 0 | 0 | 0 | 0 | 0 | 0 | 0 | 0 | 0
|  | 0.55 | [23 empty] | 0 | 0 | 0 | 0 | 0 | 0 | 0 | 0 | 0 | 0 | 0 | 0 | 0 | 0 | 0 | 0 | 0 | 0 | 0 | 0 | 0 | 0 | 0 | 0 | 0 | 0 | 0 | 0 | 0 | 0 | 0 | 0 | 0 | 0
|  | 0.5 | [23 empty] | 0 | 0 | 0 | 0 | 0 | 0 | 0 | 0 | 0 | 0 | 0 | 0 | 0 | 0 | 0 | 0 | 0 | 0 | 0 | 0 | 0 | 0 | 0 | 0 | 0 | 0 | 0 | 0 | 0 | 0 | 0 | 0 | 0 | 0
| Managed Growth | 0.7 | [23 empty] | 0 | 0 | 0 | 0 | 0 | 0 | 0 | 0 | 0 | 0 | 0 | 0 | 0 | 0 | 0 | 0 | 0 | 0 | 0 | 0 | 0 | 0 | 0 | 0 | 0 | 0 | 0 | 0 | 0 | 0 | 0 | 0 | 0 | 0
|  | 0.55 | [23 empty] | 0 | 0 | 0 | 0 | 0 | 0 | 0 | 0 | 0 | 0 | 0 | 0 | 0 | 0 | 0 | 0 | 0 | 0 | 0 | 0 | 0 | 0 | 0 | 0 | 0 | 0 | 0 | 0 | 0 | 0 | 0 | 0 | 0 | 0
|  | 0.5 | [23 empty] | 0 | 0 | 0 | 7 | 7 | 7 | 7 | 7 | 7 | 7 | 7 | 7 | 7 | 7 | 7 | 7 | 7 | 7 | 7 | 7 | 7 | 7 | 7 | 7 | 7 | 7 | 7 | 7 | 7 | 7 | 7 | 7 | 7 | 7
|  | 0.45 | [23 empty] | 0 | 0 | 0 | 0 | 0 | 0 | 0 | 0 | 0 | 0 | 0 | 0 | 0 | 0 | 0 | 0 | 0 | 0 | 0 | 0 | 0 | 0 | 0 | 0 | 0 | 0 | 0 | 0 | 0 | 0 | 0 | 0 | 0 | 0
Projected New Supply 225 CMR 14.07(3)(e)3 |  |  |  | Q1 1: New data to be entered by DOER before August 30 of each CY after 2014 in determining Compliance Obligation for the next CY
QUARTERLY Projected New Capacities (MW)
| Market Sector | SREC Factor
| Market Sector A | 1
0.8
0.7
0.65
| Market Sector B | 0.9
0.7
0.6
0.55
| Market Sector C | 0.8
0.65
0.55
0.5
| Managed Growth | 0.7
0.55
0.5
0.45
CUMULATIVE Projected New Capacities (MW)
| Market Sector | SREC Factor
| Market Sector A | 1
0.8
0.7
0.65
| Market Sector B | 0.9
0.7
0.6
0.55
| Market Sector C | 0.8
0.65
0.55
0.5
| Managed Growth | 0.7
0.55
0.5
0.45
Rollover Volumes 225 CMR 14.07(3)(e)4 |  |  |  | Q1 1: Data to be entered by DOER before August 30 of each CY in determining Compliance Obligation for the next CY
Rollover Volumes (MWh)
| Reminted, Unsettled Auction Attributes from CY-3 |  |  | Q1 9: N/A; Q1 13: 0; Q1 17: 45856; Q1 21: 0; Q1 25: 0; Q1 29: 0
| Reminted, Unsettled Auction Attributes from CY-2 |  |  | Q1 9: 0; Q1 13: 67046; Q1 17: 243377; Q1 21: 12071; Q1 25: 4626; Q1 29: 85
| Banked Volume from CY-2 |  |  | Q1 9: 41; Q1 13: 3007; Q1 17: 9992; Q1 21: 27384; Q1 25: 18623; Q1 29: 19886
Third Round Auction Volume Doubling 225 CMR 14.07(3)(e)5 |  |  |  | Q1 1: Data to be entered by DOER before August 30 of each CY in determining Compliance Obligation for the next CY
| Auction Volume from CY-2, if 3rd Round (MWh) |  |  | Q1 9: 0; Q1 13: 0; Q1 17: 0; Q1 21: 0; Q1 25: 0; Q1 29: 0
CUMULATIVE Accounting of SREC Supply from Installed, Qualified but not Installed, and Projected New Supply
Cumulative Capacities by Market Sector (MW)
| Market Sector | SREC Factor |  | 5.8023 | 14.0178 | 31.4105 | 54.9756 | 119.0277 | 187.076 | 258.6787 | 320.3325 | 446.8488 | 549.6468 | 623.9738 | 714.3138 | 889.7047 | 1041.8724 | 1170.3446 | 1317.16 | 1456.3914 | 1535.3914 | 1612.3914 | 1692.3914 | 1721.3914 | 1738.3914 | 1741.3914 | 1742.3914 | 1742.3914 | 1765.3914 | 1765.3914 | 1765.3914 | 1765.3914 | 1765.3914 | 1765.3914 | 1765.3914 | 1765.3914 | 1765.3914 | 1765.3914 | 1765.3914 | 1765.3914 | 1765.3914 | 1765.3914 | 1765.3914 | #VALUE! | #VALUE! | #VALUE! | #VALUE! | #VALUE! | #VALUE! | #VALUE! | #VALUE! | #VALUE! | #VALUE! | #VALUE! | #VALUE! | #VALUE! | #VALUE! | #VALUE! | #VALUE!
| Market Sector A | 1 |  | 0.49926 | 6.8868 | 18.7256 | 39.0665 | 69.2471 | 112.4586 | 153.9743 | 199.647 | 263.8385 | 329.4808 | 389.0111 | 446.5656 | 529.4997 | 569.2486 | 625.7611 | 682.892 | 731.892 | 738.892 | 746.892 | 751.892 | 752.892 | 752.892 | 752.892 | 752.892 | 752.892 | 754.892 | 754.892 | 754.892 | 754.892 | 754.892 | 754.892 | 754.892 | 754.892 | 754.892 | 754.892 | 754.892 | 754.892 | 754.892 | 754.892 | 754.892 | 749.589 | 747.761 | 742.8733 | 739.7485 | 722.7124 | 707.1004 | 698.6166 | 687.8369 | 671.8493 | 657.0761 | 649.3052 | 631.0705 | 599.5825 | 566.7173 | 551.546 | 548.7549
|  | 0.8 |  | 0 | 0 | 0 | 0 | 0 | 0 | 0 | 0 | 0 | 0 | 0 | 0 | 14.3864 | 33.8572 | 56.2165 | 83.9401 | 129.9401 | 162.9401 | 191.9401 | 212.9401 | 213.9401 | 213.9401 | 213.9401 | 213.9401 | 213.9401 | 213.9401 | 213.9401 | 213.9401 | 213.9401 | 213.9401 | 213.9401 | 213.9401 | 213.9401 | 213.9401 | 213.9401 | 213.9401 | 213.9401 | 213.9401 | 213.9401 | 213.9401 | #VALUE! | #VALUE! | #VALUE! | #VALUE! | #VALUE! | #VALUE! | #VALUE! | #VALUE! | #VALUE! | #VALUE! | #VALUE! | #VALUE! | #VALUE! | #VALUE! | #VALUE! | #VALUE!
|  | 0.7 |  | 0 | 0 | 0 | 0 | 0 | 0 | 0 | 0 | 0 | 0 | 0 | 0 | 0 | 0.5985 | 0.5985 | 0.69262 | 7.6926 | 21.6926 | 26.6926 | 37.6926 | 41.6926 | 47.6926 | 47.6926 | 48.6926 | 48.6926 | 49.6926 | 49.6926 | 49.6926 | 49.6926 | 49.6926 | 49.6926 | 49.6926 | 49.6926 | 49.6926 | 49.6926 | 49.6926 | 49.6926 | 49.6926 | 49.6926 | 49.6926 | #VALUE! | #VALUE! | #VALUE! | #VALUE! | #VALUE! | #VALUE! | #VALUE! | #VALUE! | #VALUE! | #VALUE! | #VALUE! | #VALUE! | #VALUE! | #VALUE! | #VALUE! | #VALUE!
|  | 0.65 |  | 0 | 0 | 0 | 0 | 0 | 0 | 0 | 0 | 0 | 0 | 0 | 0 | 0 | 0 | 0 | 0 | 0 | 1 | 8 | 19 | 38 | 46 | 47 | 47 | 47 | 58 | 58 | 58 | 58 | 58 | 58 | 58 | 58 | 58 | 58 | 58 | 58 | 58 | 58 | 58 | #VALUE! | #VALUE! | #VALUE! | #VALUE! | #VALUE! | #VALUE! | #VALUE! | #VALUE! | #VALUE! | #VALUE! | #VALUE! | #VALUE! | #VALUE! | #VALUE! | #VALUE! | #VALUE!
| Market Sector B | 0.9 |  | 5.303 | 7.131 | 12.0188 | 15.1435 | 32.1797 | 47.7916 | 56.2754 | 67.0551 | 83.0427 | 97.816 | 105.5868 | 123.8215 | 155.3095 | 188.1747 | 203.346 | 206.1371 | 218.94 | 219.94 | 224.94 | 224.94 | 225.94 | 225.94 | 225.94 | 225.94 | 225.94 | 226.94 | 226.94 | 226.94 | 226.94 | 226.94 | 226.94 | 226.94 | 226.94 | 226.94 | 226.94 | 226.94 | 226.94 | 226.94 | 226.94 | 226.94 | 226.94 | 226.94 | 226.94 | 226.94 | 226.94 | 226.94 | 226.94 | 226.94 | 226.94 | 226.94 | 226.94 | 226.94 | 226.7018 | 222.59 | 215.1872 | 207.0719
|  | 0.7 |  | 0 | 0 | 0 | 0 | 0 | 0 | 0 | 0 | 0 | 0 | 0 | 0 | 0.23814 | 4.3499 | 11.7527 | 19.868 | 21.4359 | 22.4359 | 23.4359 | 24.4359 | 24.4359 | 24.4359 | 24.4359 | 24.4359 | 24.4359 | 24.4359 | 24.4359 | 24.4359 | 24.4359 | 24.4359 | 24.4359 | 24.4359 | 24.4359 | 24.4359 | 24.4359 | 24.4359 | 24.4359 | 24.4359 | 24.4359 | 24.4359 | #VALUE! | #VALUE! | #VALUE! | #VALUE! | #VALUE! | #VALUE! | #VALUE! | #VALUE! | #VALUE! | #VALUE! | #VALUE! | #VALUE! | #VALUE! | #VALUE! | #VALUE! | #VALUE!
|  | 0.6 |  | 0 | 0 | 0 | 0 | 0 | 0 | 0 | 0 | 0 | 0 | 0 | 0 | 0.0765 | 0.37516 | 1.1943 | 10.5429 | 22.6992 | 32.6992 | 38.6992 | 47.6992 | 48.6992 | 48.6992 | 48.6992 | 48.6992 | 48.6992 | 49.6992 | 49.6992 | 49.6992 | 49.6992 | 49.6992 | 49.6992 | 49.6992 | 49.6992 | 49.6992 | 49.6992 | 49.6992 | 49.6992 | 49.6992 | 49.6992 | 49.6992 | #VALUE! | #VALUE! | #VALUE! | #VALUE! | #VALUE! | #VALUE! | #VALUE! | #VALUE! | #VALUE! | #VALUE! | #VALUE! | #VALUE! | #VALUE! | #VALUE! | #VALUE! | #VALUE!
|  | 0.55 |  | 0 | 0 | 0 | 0 | 0 | 0 | 0 | 0 | 0 | 0 | 0 | 0 | 0 | 0 | 0 | 0 | 0 | 1 | 6 | 14 | 15 | 18 | 20 | 20 | 20 | 20 | 20 | 20 | 20 | 20 | 20 | 20 | 20 | 20 | 20 | 20 | 20 | 20 | 20 | 20 | #VALUE! | #VALUE! | #VALUE! | #VALUE! | #VALUE! | #VALUE! | #VALUE! | #VALUE! | #VALUE! | #VALUE! | #VALUE! | #VALUE! | #VALUE! | #VALUE! | #VALUE! | #VALUE!
| Market Sector C | 0.8 |  | 0 | 0 | 0.66612 | 0.76553 | 8.6522 | 9.1506 | 13.4938 | 18.6951 | 38.5951 | 49.4799 | 54.5239 | 63.8121 | 106.8238 | 154.1792 | 172.9064 | 198.1808 | 205.1808 | 207.1808 | 208.1808 | 209.1808 | 210.1808 | 210.1808 | 210.1808 | 210.1808 | 210.1808 | 210.1808 | 210.1808 | 210.1808 | 210.1808 | 210.1808 | 210.1808 | 210.1808 | 210.1808 | 210.1808 | 210.1808 | 210.1808 | 210.1808 | 210.1808 | 210.1808 | 210.1808 | 210.1808 | 210.1808 | 210.1808 | 210.1808 | 210.1808 | 210.1808 | 210.1808 | 210.1808 | 210.1808 | 210.1808 | 210.1808 | 210.1808 | 210.1043 | 209.8056 | 208.9864 | 199.6379
|  | 0.65 |  | 0 | 0 | 0 | 0 | 0 | 0 | 0 | 0 | 0 | 0 | 0 | 0 | 0 | 0 | 5.058 | 13.0118 | 14.722 | 14.722 | 18.722 | 18.722 | 18.722 | 18.722 | 18.722 | 18.722 | 18.722 | 18.722 | 18.722 | 18.722 | 18.722 | 18.722 | 18.722 | 18.722 | 18.722 | 18.722 | 18.722 | 18.722 | 18.722 | 18.722 | 18.722 | 18.722 | #VALUE! | #VALUE! | #VALUE! | #VALUE! | #VALUE! | #VALUE! | #VALUE! | #VALUE! | #VALUE! | #VALUE! | #VALUE! | #VALUE! | #VALUE! | #VALUE! | #VALUE! | #VALUE!
|  | 0.55 |  | 0 | 0 | 0 | 0 | 0 | 0 | 0 | 0 | 0 | 0 | 0 | 0 | 0 | 0 | 2.4219 | 3.5512 | 3.5512 | 9.5512 | 14.5512 | 21.5512 | 21.5512 | 21.5512 | 21.5512 | 21.5512 | 21.5512 | 21.5512 | 21.5512 | 21.5512 | 21.5512 | 21.5512 | 21.5512 | 21.5512 | 21.5512 | 21.5512 | 21.5512 | 21.5512 | 21.5512 | 21.5512 | 21.5512 | 21.5512 | #VALUE! | #VALUE! | #VALUE! | #VALUE! | #VALUE! | #VALUE! | #VALUE! | #VALUE! | #VALUE! | #VALUE! | #VALUE! | #VALUE! | #VALUE! | #VALUE! | #VALUE! | #VALUE!
|  | 0.5 |  | 0 | 0 | 0 | 0 | 0 | 0 | 0 | 0 | 0 | 0 | 0 | 0 | 0 | 0 | 0 | 0 | 0 | 0 | 1 | 1 | 1 | 1 | 1 | 1 | 1 | 1 | 1 | 1 | 1 | 1 | 1 | 1 | 1 | 1 | 1 | 1 | 1 | 1 | 1 | 1 | #VALUE! | #VALUE! | #VALUE! | #VALUE! | #VALUE! | #VALUE! | #VALUE! | #VALUE! | #VALUE! | #VALUE! | #VALUE! | #VALUE! | #VALUE! | #VALUE! | #VALUE! | #VALUE!
| Managed Growth | 0.7 |  | 0 | 0 | 0 | 0 | 8.9488 | 17.6752 | 34.9352 | 34.9352 | 61.3724 | 72.8701 | 74.852 | 80.1146 | 83.3706 | 91.0892 | 91.0892 | 98.3436 | 100.3378 | 103.3378 | 103.3378 | 103.3378 | 103.3378 | 103.3378 | 103.3378 | 103.3378 | 103.3378 | 103.3378 | 103.3378 | 103.3378 | 103.3378 | 103.3378 | 103.3378 | 103.3378 | 103.3378 | 103.3378 | 103.3378 | 103.3378 | 103.3378 | 103.3378 | 103.3378 | 103.3378 | 103.3378 | 103.3378 | 103.3378 | 103.3378 | 103.3378 | 103.3378 | 103.3378 | 103.3378 | 103.3378 | 103.3378 | 103.3378 | 103.3378 | 103.3378 | 103.3378 | 103.3378 | 103.3378
|  | 0.55 |  | 0 | 0 | 0 | 0 | 0 | 0 | 0 | 0 | 0 | 0 | 0 | 0 | 0 | 0 | 0 | 0 | 0 | 0 | 0 | 0 | 0 | 0 | 0 | 0 | 0 | 0 | 0 | 0 | 0 | 0 | 0 | 0 | 0 | 0 | 0 | 0 | 0 | 0 | 0 | 0 | #VALUE! | #VALUE! | #VALUE! | #VALUE! | #VALUE! | #VALUE! | #VALUE! | #VALUE! | #VALUE! | #VALUE! | #VALUE! | #VALUE! | #VALUE! | #VALUE! | #VALUE! | #VALUE!
|  | 0.5 |  | 0 | 0 | 0 | 0 | 0 | 0 | 0 | 0 | 0 | 0 | 0 | 0 | 0 | 0 | 0 | 0 | 0 | 0 | 0 | 6 | 6 | 6 | 6 | 6 | 6 | 13 | 13 | 13 | 13 | 13 | 13 | 13 | 13 | 13 | 13 | 13 | 13 | 13 | 13 | 13 | #VALUE! | #VALUE! | #VALUE! | #VALUE! | #VALUE! | #VALUE! | #VALUE! | #VALUE! | #VALUE! | #VALUE! | #VALUE! | #VALUE! | #VALUE! | #VALUE! | #VALUE! | #VALUE!
|  | 0.45 |  | 0 | 0 | 0 | 0 | 0 | 0 | 0 | 0 | 0 | 0 | 0 | 0 | 0 | 0 | 0 | 0 | 0 | 0 | 0 | 0 | 0 | 0 | 0 | 0 | 0 | 0 | 0 | 0 | 0 | 0 | 0 | 0 | 0 | 0 | 0 | 0 | 0 | 0 | 0 | 0 | #VALUE! | #VALUE! | #VALUE! | #VALUE! | #VALUE! | #VALUE! | #VALUE! | #VALUE! | #VALUE! | #VALUE! | #VALUE! | #VALUE! | #VALUE! | #VALUE! | #VALUE! | #VALUE!
SREC Generation (Projected) in the Quarter (MWh)
| Market Sector | SREC Factor |  | 718 | 2365 | 6872 | 5953 | 16594 | 51130 | 73660 | 51450 | 82496 | 168106 | 189512 | 116383 | 147854 | 303796 | 359000 | 203627 | 219100 | 464360 | 466856 | 237370 | TBD | TBD | TBD | TBD | TBD | TBD | TBD | TBD | TBD | TBD | TBD | TBD | TBD | TBD | TBD | TBD | TBD | TBD | TBD | TBD | TBD | TBD | TBD | TBD | TBD | TBD | TBD | TBD | TBD | TBD | TBD | TBD | TBD | TBD | TBD | TBD
| Market Sector A | 1
0.8
0.7
0.65
| Market Sector B | 0.9
0.7
0.6
0.55
| Market Sector C | 0.8
0.65
0.55
0.5
| Managed Growth | 0.7
0.55
0.5
0.45
Compliance Obligation Calculation (MWh) |  |  |  | Q1 1: 2014; Q1 5: 2015; Q1 9: 2016; Q1 13: 2017; Q1 17: 2018; Q1 21: 2019; Q1 25: 2020; Q1 29: 2021; Q1 33: 2022; Q1 37: 2023; Q1 41: 2024; Q1 45: 2025; Q1 49: 2026; Q1 53: 2027
| SRECs Generation from Installed, Qualified and Projected Supply |  |  | Q1 29: 1736249; Q1 33: 0; Q1 37: 0; Q1 41: 0; Q1 45: 0; Q1 49: 0; Q1 53: 0
| Rollover Volume |  |  | Q1 29: 19971; Q1 33: 0; Q1 37: 0; Q1 41: 0; Q1 45: 0; Q1 49: 0; Q1 53: 0
| Third Round Auction Volume Doubling |  |  | Q1 29: 0; Q1 33: 0; Q1 37: 0; Q1 41: 0; Q1 45: 0; Q1 49: 0; Q1 53: 0
Compliance Obligation 225 CMR 14.07(3)(c-e) |  |  |  | Q1 9: 377877; Q1 13: 1374406; Q1 17: 1906578; Q1 21: 1789639; Q1 25: 1765527; Q1 29: 1756220; Q1 33: 0; Q1 37: 0; Q1 41: 0; Q1 45: 0; Q1 49: 0; Q1 53: 0
| Compliance Obligations Set in Regulation 225 CMR 14.07(3)(c and d) |  |  | Q1 1: 41278; Q1 5: 161958; Q1 21: Compliance Obligations are not final until August 30th of the Preceding Year
| Retail Electric Load from Two Years Prior (MWh) |  |  | Q1 1: 48992429; Q1 5: 49252581; Q1 9: 48129291; Q1 13: 48009723; Q1 17: 46864431; Q1 21: 45722855; Q1 25: 46448304; Q1 29: 44705754; Q1 33: TBD; Q1 37: TBD; Q1 41: TBD; Q1 45: TBD; Q1 49: TBD; Q1 53: TBD
| Minimum Standard Percentage |  |  | Q1 1: 0.08425%; Q1 5: 0.3288%; Q1 9: 0.7851%; Q1 13: 2.863%; Q1 17: 4.068%; Q1 21: 3.914%; Q1 25: 3.801%; Q1 29: 3.928%; Q1 33: TBD; Q1 37: TBD; Q1 41: TBD; Q1 45: TBD; Q1 49: TBD; Q1 53: TBD
NOTE: The Compliance Obligation calculated hereby is not strictly the demand for SREC-IIs in the CY. The calculated Compliance Obligation is divided by the retail load in CY-2 [in 225 CMR 14.07(3)(a)] to set the CY Minimum Standard (% of retail load). The actual SREC-II demand is then equal to the actual settled retail load in CY times the Minimum Standard.

## Baseline (Pre 5-9-16 Contracts)
RPS Class I 225 CMR 14.00
Solar Carve-Out II
Guideline
Calculation of Annual Compliance Obligations and Minimum Standards
(Page 4 - Pre-5/9/16 Compliance Obligation Calculation Spreadsheet)
Note: This worksheet calculates the 2021 Compliance Obligation and Minimum Standard as if the SREC II Program Cap had never been lifted on 4/8/16. It is therefore assumed that no more than 947.7 MW of capacity would have been installed and that all of it would have been operational before 1/1/18. The allocation to Market Sectors is based on the percent of capacity qualified in each sector as of 4/8/16. This Compliance Obligation and Minimum Standard applies to all retail electricity load served under contracts executed after 4/25/14 and on or before 5/8/16.
| Market Sector | % Share of Qualified Capacity | MW at Original SREC II Cap | SREC Factor | Capacity Factor | Hrs/Year | Expected MWh
| Market Sector A | 54.58% | 517.2547 | 1 | 12.99% | 8760 | 588596.4917
| Market Sector B | 20.2% | 191.4354 | 0.9 | 12.99% | 8760 | 196055.0425
| Market Sector C | 17.22% | 163.1939 | 0.8 | 12.99% | 8760 | 148561.8408
| Managed Growth | 8% | 75.816 | 0.7 | 12.99% | 8760 | 60390.9922
[6 empty] | Total Generation | 993604.3672
[6 empty] | Auction Volume (CY-3) | 0
[6 empty] | Auction Volume (CY-2) | 85
[6 empty] | Banked Volume | 19886
[6 empty] | Total Obligation | 1013575.3672

## 2021 SREC II Supply Analysis
ID | Nameplate Capacity (kW) | SREC Factor | Days Operating in 2021 | Total Expected Eligible Output (MWh) | Carry Forward from 2019 | Total SRECs | Carry Forward to 2021
20961 | 5.76 | 1 | 365 | 6.5544 | 0.19971 | 6 | 0.75415
921 | 5.06 | 1 | 365 | 5.7579 | 0.59558 | 6 | 0.35347
8709 | 3.99 | 1 | 365 | 4.5403 | 0.14355 | 4 | 0.68386
70867 | 7.5 | 1 | 365 | 8.5344 | 0.18712 | 8 | 0.72155
13202 | 2.94 | 1 | 365 | 3.3455 | 0.73735 | 4 | 0.082848
5958 | 5.7 | 1 | 365 | 6.4862 | 0.062211 | 6 | 0.54838
1752 | 3.92 | 1 | 365 | 4.4607 | 0.98313 | 5 | 0.4438
4413 | 11.04 | 1 | 365 | 12.5627 | 0.29944 | 12 | 0.86212
4592 | 7.52 | 1 | 365 | 8.5572 | 0.23295 | 8 | 0.79014
10803 | 4.41 | 1 | 365 | 5.0182 | 0.10603 | 5 | 0.12427
1715 | 4.68 | 1 | 365 | 5.3255 | 0.72476 | 6 | 0.050247
19702 | 4.5 | 1 | 365 | 5.1207 | 0.31227 | 5 | 0.43293
4598 | 6 | 1 | 365 | 6.8275 | 0.7497 | 7 | 0.57724
76872 | 7.68 | 1 | 365 | 8.7393 | 0.59961 | 9 | 0.33887
365 | 4.9 | 1 | 365 | 5.5758 | 0.22892 | 5 | 0.80475
366 | 5.145 | 1 | 365 | 5.8546 | 0.79036 | 6 | 0.64498
909 | 4.9 | 1 | 365 | 5.5758 | 0.22892 | 5 | 0.80475
315 | 9.5 | 1 | 365 | 10.8103 | 0.77035 | 11 | 0.58063
25886 | 7.35 | 1 | 365 | 8.3637 | 0.84338 | 9 | 0.20712
5315 | 3.44 | 1 | 365 | 3.9145 | 0.88316 | 4 | 0.79762
283 | 7.28 | 1 | 365 | 8.2841 | 0.68296 | 8 | 0.96705
5679 | 2.25 | 1 | 365 | 2.5603 | 0.15614 | 2 | 0.71646
52032 | 7.84 | 1 | 365 | 8.9213 | 0.96627 | 9 | 0.88759
25887 | 9.555 | 1 | 365 | 10.8729 | 0.89639 | 11 | 0.76925
2280 | 9 | 1 | 365 | 10.2413 | 0.62454 | 10 | 0.86586
2038 | 7.75 | 1 | 365 | 8.8189 | 0.76002 | 9 | 0.57893
65 | 9 | 1 | 365 | 10.2413 | 0.62454 | 10 | 0.86586
4401 | 10.535 | 1 | 365 | 11.988 | 0.14217 | 12 | 0.1302
2279 | 5.5 | 1 | 365 | 6.2586 | 0.60389 | 6 | 0.86247
2678 | 6 | 1 | 365 | 6.8275 | 0.7497 | 7 | 0.57724
18641 | 9.9 | 1 | 365 | 11.2654 | 0.687 | 11 | 0.95245
367 | 8.32 | 1 | 365 | 9.4675 | 0.066245 | 9 | 0.53377
7456 | 15 | 1 | 365 | 17.0689 | 0.37424 | 17 | 0.4431
3160 | 5.25 | 1 | 365 | 5.9741 | 0.030984 | 6 | 0.005085
214 | 4.68 | 1 | 365 | 5.3255 | 0.72476 | 6 | 0.050247
6467 | 12.15 | 1 | 365 | 13.8258 | 0.84313 | 14 | 0.66891
12147 | 8.4 | 1 | 365 | 9.5586 | 0.24957 | 9 | 0.80814
64149 | 4 | 1 | 365 | 4.5517 | 0.16646 | 4 | 0.71816
320 | 9.25 | 1 | 365 | 10.5258 | 0.19745 | 10 | 0.72325
3504 | 4.655 | 1 | 365 | 5.297 | 0.66747 | 5 | 0.96451
50773 | 10.56 | 1 | 365 | 12.0165 | 0.19946 | 12 | 0.21594
17197 | 11.44 | 1 | 365 | 13.0179 | 0.21609 | 13 | 0.23394
16590 | 11.772 | 1 | 365 | 13.3956 | 0.9769 | 14 | 0.37254
4478 | 7.5 | 1 | 365 | 8.5344 | 0.18712 | 8 | 0.72155
573 | 7.035 | 1 | 365 | 8.0053 | 0.12152 | 8 | 0.12681
3054 | 5 | 1 | 365 | 5.6896 | 0.45808 | 6 | 0.1477
560 | 7.035 | 1 | 365 | 8.0053 | 0.12152 | 8 | 0.12681
845 | 9.25 | 1 | 365 | 10.5258 | 0.19745 | 10 | 0.72325
1592 | 3 | 1 | 365 | 3.4138 | 0.87485 | 4 | 0.28862
-0.25858 | 5.5 | 1 | 365 | 6.2586 | 0.25858 | 6 | 0.51716
1060 | 4.165 | 1 | 365 | 4.7395 | 0.54458 | 5 | 0.28403
32957 | 8.97 | 1 | 365 | 10.2072 | 0.5558 | 10 | 0.76297
13898 | 4.9 | 1 | 365 | 5.5758 | 0.22892 | 5 | 0.80475
802 | 4.5 | 1 | 365 | 5.1207 | 0.31227 | 5 | 0.43293
6407 | 5.025 | 1 | 365 | 5.7181 | 0.51537 | 6 | 0.23344
2018 | 9.5 | 1 | 365 | 10.8103 | 0.77035 | 11 | 0.58063
2068 | 2.5 | 1 | 365 | 2.8448 | 0.72904 | 3 | 0.57385
368 | 5.76 | 1 | 365 | 6.5544 | 0.19971 | 6 | 0.75415
59061 | 3.51 | 1 | 365 | 3.9941 | 0.043572 | 4 | 0.037685
7875 | 2.7 | 1 | 365 | 3.0724 | 0.18736 | 3 | 0.25976
3174 | 6.03 | 1 | 365 | 6.8617 | 0.81844 | 7 | 0.68013
269 | 6 | 1 | 365 | 6.8275 | 0.7497 | 7 | 0.57724
1143 | 4.355 | 1 | 365 | 4.9557 | 0.97999 | 5 | 0.93565
3790 | 2.08 | 1 | 365 | 2.3669 | 0.76656 | 3 | 0.13344
25353 | 8.829 | 1 | 365 | 10.0467 | 0.23268 | 10 | 0.27941
92 | 5.52 | 1 | 365 | 6.2813 | 0.64972 | 6 | 0.93106
37130 | 6.84 | 1 | 365 | 7.7834 | 0.67465 | 8 | 0.45805
42992 | 6.16 | 1 | 365 | 7.0096 | 0.11635 | 7 | 0.12597
386 | 5.175 | 1 | 365 | 5.8888 | 0.85911 | 6 | 0.74787
18597 | 9.36 | 1 | 365 | 10.651 | 0.44953 | 11 | 0.10049
1019 | 17.08 | 1 | 365 | 19.4357 | 0.1408 | 19 | 0.57654
681 | 12.5 | 1 | 365 | 14.2241 | 0.6452 | 14 | 0.86925
31166 | 7.37 | 1 | 365 | 8.3865 | 0.88921 | 9 | 0.27571
61263 | 5.5 | 1 | 365 | 6.2586 | 0.60389 | 6 | 0.86247
11729 | 5.025 | 1 | 365 | 5.7181 | 0.51537 | 6 | 0.23344
12600 | 3.43 | 1 | 365 | 3.9031 | 0.86024 | 4 | 0.76332
1061 | 7.848 | 1 | 365 | 8.9304 | 0.9846 | 9 | 0.91503
6365 | 8.04 | 1 | 365 | 9.1489 | 0.42459 | 9 | 0.5735
6458 | 12.06 | 1 | 365 | 13.7234 | 0.63689 | 14 | 0.36025
369 | 9 | 1 | 365 | 10.2413 | 0.62454 | 10 | 0.86586
330 | 11.5 | 1 | 365 | 13.0861 | 0.35358 | 13 | 0.43971
3649 | 3.9 | 1 | 365 | 4.4379 | 0.9373 | 5 | 0.37521
1089 | 3.9 | 1 | 365 | 4.4379 | 0.9373 | 5 | 0.37521
69882 | 3.92 | 1 | 365 | 4.4607 | 0.98313 | 5 | 0.4438
370 | 4 | 1 | 365 | 4.5517 | 0.16646 | 4 | 0.71816
1376 | 14 | 1 | 365 | 15.9309 | 0.082624 | 16 | 0.01356
1941 | 9.6 | 1 | 365 | 10.9241 | 0.99951 | 11 | 0.92358
1164 | 4.355 | 1 | 365 | 4.9557 | 0.97999 | 5 | 0.93565
1442 | 5.2 | 1 | 365 | 5.9172 | 0.9164 | 6 | 0.83361
1042 | 5.695 | 1 | 365 | 6.4805 | 0.050753 | 6 | 0.53123
328 | 4.5 | 1 | 365 | 5.1207 | 0.31227 | 5 | 0.43293
16242 | 8 | 1 | 365 | 9.1034 | 0.33293 | 9 | 0.43632
13284 | 9.38 | 1 | 365 | 10.6737 | 0.49536 | 11 | 0.16909
77444 | 7.75 | 1 | 365 | 8.8189 | 0.76002 | 9 | 0.57893
11374 | 5.775 | 1 | 365 | 6.5715 | 0.23408 | 6 | 0.80559
896 | 3.75 | 1 | 365 | 4.2672 | 0.59356 | 4 | 0.86078
347 | 2.94 | 1 | 365 | 3.3455 | 0.73735 | 4 | 0.082848
3814 | 5 | 1 | 365 | 5.6896 | 0.45808 | 6 | 0.1477
1987 | 4.05 | 1 | 365 | 4.6086 | 0.28104 | 4 | 0.88964
260 | 4.75 | 1 | 365 | 5.4051 | 0.88518 | 6 | 0.29031
1787 | 3.675 | 1 | 365 | 4.1819 | 0.42169 | 4 | 0.60356
8776 | 8.175 | 1 | 365 | 9.3025 | 0.73396 | 10 | 0.03649
10195 | 4.77 | 1 | 365 | 5.4279 | 0.93101 | 6 | 0.35891
854 | 2 | 1 | 365 | 2.2758 | 0.58323 | 2 | 0.85908
77605 | 7.5 | 1 | 365 | 8.5344 | 0.18712 | 8 | 0.72155
1394 | 3.924 | 1 | 365 | 4.4652 | 0.9923 | 5 | 0.45751
25083 | 7.59 | 1 | 365 | 8.6368 | 0.39337 | 9 | 0.030209
5127 | 8.745 | 1 | 365 | 9.9511 | 0.040182 | 9 | 0.99133
2478 | 5.46 | 1 | 365 | 6.2131 | 0.51222 | 6 | 0.72529
4042 | 4.5 | 1 | 365 | 5.1207 | 0.31227 | 5 | 0.43293
1451 | 5.695 | 1 | 365 | 6.4805 | 0.050753 | 6 | 0.53123
1970 | 11.5 | 1 | 365 | 13.0861 | 0.35358 | 13 | 0.43971
2862 | 5.36 | 1 | 365 | 6.0993 | 0.28306 | 6 | 0.38233
1012 | 6.7 | 1 | 365 | 7.6241 | 0.35383 | 7 | 0.97792
372 | 7.105 | 1 | 365 | 8.085 | 0.28193 | 8 | 0.36688
373 | 4.9 | 1 | 365 | 5.5758 | 0.22892 | 5 | 0.80475
1179 | 7.37 | 1 | 365 | 8.3865 | 0.88921 | 9 | 0.27571
1279 | 8.5 | 1 | 365 | 9.6724 | 0.47874 | 10 | 0.15109
3175 | 7.84 | 1 | 365 | 8.9213 | 0.96627 | 9 | 0.88759
1208 | 4.02 | 1 | 365 | 4.5745 | 0.2123 | 4 | 0.78675
1449 | 7.035 | 1 | 365 | 8.0053 | 0.12152 | 8 | 0.12681
1009 | 3.35 | 1 | 365 | 3.812 | 0.67691 | 4 | 0.48896
4239 | 6.37 | 1 | 365 | 7.2486 | 0.59759 | 7 | 0.84617
1251 | 8.75 | 1 | 365 | 9.9568 | 0.05164 | 10 | 0.008475
75 | 5.39 | 1 | 365 | 6.1334 | 0.35181 | 6 | 0.48522
1113 | 7.14 | 1 | 365 | 8.1248 | 0.36214 | 8 | 0.48692
546 | 11.25 | 1 | 365 | 12.8016 | 0.78068 | 13 | 0.58232
5280 | 4.905 | 1 | 365 | 5.5815 | 0.24038 | 5 | 0.82189
13355 | 9.765 | 1 | 365 | 11.1118 | 0.37763 | 11 | 0.48946
252 | 8.085 | 1 | 365 | 9.2001 | 0.52772 | 9 | 0.72783
16316 | 5.1 | 1 | 365 | 5.8034 | 0.68724 | 6 | 0.49065
593 | 3.38 | 1 | 365 | 3.8462 | 0.74566 | 4 | 0.59185
3224 | 3.675 | 1 | 365 | 4.1819 | 0.42169 | 4 | 0.60356
2015 | 8.46 | 1 | 365 | 9.6268 | 0.38707 | 10 | 0.013908
3156 | 4.5 | 1 | 365 | 5.1207 | 0.31227 | 5 | 0.43293
15677 | 9.81 | 1 | 365 | 11.163 | 0.48075 | 11 | 0.64379
1485 | 9.5 | 1 | 365 | 10.8103 | 0.77035 | 11 | 0.58063
82 | 4.75 | 1 | 365 | 5.4051 | 0.88518 | 6 | 0.29031
1177 | 3.35 | 1 | 365 | 3.812 | 0.67691 | 4 | 0.48896
375 | 9.36 | 1 | 365 | 10.651 | 0.44953 | 11 | 0.10049
2507 | 3.75 | 1 | 365 | 4.2672 | 0.59356 | 4 | 0.86078
1155 | 5.25 | 1 | 365 | 5.9741 | 0.030984 | 6 | 0.005085
18252 | 4.86 | 1 | 365 | 5.5303 | 0.13725 | 5 | 0.66756
3840 | 3.45 | 1 | 365 | 3.9258 | 0.90608 | 4 | 0.83191
402 | 8.04 | 1 | 365 | 9.1489 | 0.42459 | 9 | 0.5735
1944 | 3.35 | 1 | 365 | 3.812 | 0.67691 | 4 | 0.48896
1336 | 6.9 | 1 | 365 | 7.8517 | 0.81215 | 8 | 0.66383
1831 | 3.975 | 1 | 365 | 4.5232 | 0.10917 | 4 | 0.63242
491 | 4.25 | 1 | 365 | 4.8362 | 0.73937 | 5 | 0.57554
2197 | 1.75 | 1 | 365 | 1.9914 | 0.010328 | 2 | 0.001695
3212 | 5.13 | 1 | 365 | 5.8376 | 0.75599 | 6 | 0.59354
88369 | 3.35 | 1 | 365 | 3.812 | 0.67691 | 4 | 0.48896
56351 | 5.5 | 1 | 365 | 6.2586 | 0.60389 | 6 | 0.86247
566 | 4.69 | 1 | 365 | 5.3369 | 0.74768 | 6 | 0.084543
15197 | 3.675 | 1 | 365 | 4.1819 | 0.42169 | 4 | 0.60356
887 | 3.924 | 1 | 365 | 4.4652 | 0.9923 | 5 | 0.45751
323 | 6 | 1 | 365 | 6.8275 | 0.7497 | 7 | 0.57724
1759 | 8.085 | 1 | 365 | 9.2001 | 0.52772 | 9 | 0.72783
2160 | 9.25 | 1 | 365 | 10.5258 | 0.19745 | 10 | 0.72325
2019 | 4.9 | 1 | 365 | 5.5758 | 0.22892 | 5 | 0.80475
3677 | 9.156 | 1 | 365 | 10.4188 | 0.98204 | 11 | 0.40087
3377 | 5.25 | 1 | 365 | 5.9741 | 0.030984 | 6 | 0.005085
51177 | 5.4 | 1 | 365 | 6.1448 | 0.37473 | 6 | 0.51952
804 | 6.25 | 1 | 365 | 7.112 | 0.3226 | 7 | 0.43462
1722 | 5.88 | 1 | 365 | 6.691 | 0.4747 | 7 | 0.1657
15196 | 4.355 | 1 | 365 | 4.9557 | 0.97999 | 5 | 0.93565
1204 | 5.36 | 1 | 365 | 6.0993 | 0.28306 | 6 | 0.38233
1883 | 4.02 | 1 | 365 | 4.5745 | 0.2123 | 4 | 0.78675
42575 | 3.43 | 1 | 365 | 3.9031 | 0.86024 | 4 | 0.76332
563 | 11.55 | 1 | 365 | 13.143 | 0.46816 | 13 | 0.61119
1839 | 6.7 | 1 | 365 | 7.6241 | 0.35383 | 7 | 0.97792
1059 | 8.04 | 1 | 365 | 9.1489 | 0.42459 | 9 | 0.5735
1032 | 7.37 | 1 | 365 | 8.3865 | 0.88921 | 9 | 0.27571
1056 | 4.355 | 1 | 365 | 4.9557 | 0.97999 | 5 | 0.93565
1721 | 5.75 | 1 | 365 | 6.5431 | 0.17679 | 6 | 0.71985
2022 | 5.5 | 1 | 365 | 6.2586 | 0.60389 | 6 | 0.86247
64708 | 11.75 | 1 | 365 | 13.3706 | 0.92649 | 14 | 0.29709
2527 | 12.099 | 1 | 365 | 13.7677 | 0.72626 | 14 | 0.494
2254 | 4.9 | 1 | 365 | 5.5758 | 0.22892 | 5 | 0.80475
2028 | 5.145 | 1 | 365 | 5.8546 | 0.79036 | 6 | 0.64498
1236 | 4.83 | 1 | 365 | 5.4962 | 0.068505 | 5 | 0.56468
2080 | 6.5 | 1 | 365 | 7.3965 | 0.8955 | 8 | 0.29201
1507 | 7.5 | 1 | 365 | 8.5344 | 0.18712 | 8 | 0.72155
10410 | 1.56 | 1 | 365 | 1.7752 | 0.57492 | 2 | 0.35008
84150 | 4.02 | 1 | 365 | 4.5745 | 0.2123 | 4 | 0.78675
3758 | 13.08 | 1 | 365 | 14.884 | 0.97434 | 15 | 0.85838
5691 | 11.055 | 1 | 365 | 12.5797 | 0.33381 | 12 | 0.91356
49981 | 7.035 | 1 | 365 | 8.0053 | 0.12152 | 8 | 0.12681
3120 | 9.8 | 1 | 365 | 11.1517 | 0.45784 | 11 | 0.60949
3335 | 4.69 | 1 | 365 | 5.3369 | 0.74768 | 6 | 0.084543
674 | 8.829 | 1 | 365 | 10.0467 | 0.23268 | 10 | 0.27941
1210 | 9.045 | 1 | 365 | 10.2925 | 0.72767 | 11 | 0.020189
2385 | 12.099 | 1 | 365 | 13.7677 | 0.72626 | 14 | 0.494
1448 | 7.035 | 1 | 365 | 8.0053 | 0.12152 | 8 | 0.12681
1788 | 4.69 | 1 | 365 | 5.3369 | 0.74768 | 6 | 0.084543
1381 | 5.2 | 1 | 365 | 5.9172 | 0.9164 | 6 | 0.83361
1516 | 6 | 1 | 365 | 6.8275 | 0.7497 | 7 | 0.57724
403 | 5.98 | 1 | 365 | 6.8048 | 0.70386 | 7 | 0.50865
1436 | 5.67 | 1 | 365 | 6.452 | 0.99346 | 7 | 0.44549
1380 | 5.36 | 1 | 365 | 6.0993 | 0.28306 | 6 | 0.38233
1041 | 4.02 | 1 | 365 | 4.5745 | 0.2123 | 4 | 0.78675
1543 | 10 | 1 | 365 | 11.3792 | 0.91616 | 12 | 0.2954
3220 | 6.125 | 1 | 365 | 6.9698 | 0.036148 | 7 | 0.0059325
1726 | 9 | 1 | 365 | 10.2413 | 0.62454 | 10 | 0.86586
1034 | 4.02 | 1 | 365 | 4.5745 | 0.2123 | 4 | 0.78675
3167 | 12.75 | 1 | 365 | 14.5085 | 0.2181 | 14 | 0.72663
1872 | 11.055 | 1 | 365 | 12.5797 | 0.33381 | 12 | 0.91356
5360 | 4.86 | 1 | 365 | 5.5303 | 0.13725 | 5 | 0.66756
2809 | 8.75 | 1 | 365 | 9.9568 | 0.05164 | 10 | 0.008475
1881 | 4.165 | 1 | 365 | 4.7395 | 0.54458 | 5 | 0.28403
28967 | 3.685 | 1 | 365 | 4.1932 | 0.4446 | 4 | 0.63785
251 | 5 | 1 | 365 | 5.6896 | 0.45808 | 6 | 0.1477
1414 | 8.28 | 1 | 365 | 9.422 | 0.97458 | 10 | 0.39659
3548 | 3.35 | 1 | 365 | 3.812 | 0.67691 | 4 | 0.48896
1024 | 7.37 | 1 | 365 | 8.3865 | 0.88921 | 9 | 0.27571
3221 | 2.45 | 1 | 365 | 2.7879 | 0.61446 | 3 | 0.40237
602 | 7.75 | 1 | 365 | 8.8189 | 0.76002 | 9 | 0.57893
704 | 5.25 | 1 | 365 | 5.9741 | 0.030984 | 6 | 0.005085
1180 | 5.025 | 1 | 365 | 5.7181 | 0.51537 | 6 | 0.23344
1779 | 7.035 | 1 | 365 | 8.0053 | 0.12152 | 8 | 0.12681
1742 | 9.54 | 1 | 365 | 10.8558 | 0.86202 | 11 | 0.71781
1142 | 6.54 | 1 | 365 | 7.442 | 0.98717 | 8 | 0.42919
86 | 7.75 | 1 | 365 | 8.8189 | 0.76002 | 9 | 0.57893
3670 | 11.25 | 1 | 365 | 12.8016 | 0.78068 | 13 | 0.58232
1731 | 5.232 | 1 | 365 | 5.9536 | 0.98973 | 6 | 0.94335
1416 | 4.355 | 1 | 365 | 4.9557 | 0.97999 | 5 | 0.93565
201 | 13.75 | 1 | 365 | 15.6465 | 0.50972 | 16 | 0.15617
2203 | 14.75 | 1 | 365 | 16.7844 | 0.80134 | 17 | 0.58572
1919 | 8.25 | 1 | 365 | 9.3879 | 0.90583 | 10 | 0.29371
1057 | 4.02 | 1 | 365 | 4.5745 | 0.2123 | 4 | 0.78675
1826 | 3.685 | 1 | 365 | 4.1932 | 0.4446 | 4 | 0.63785
1390 | 3.35 | 1 | 365 | 3.812 | 0.67691 | 4 | 0.48896
6459 | 4.69 | 1 | 365 | 5.3369 | 0.74768 | 6 | 0.084543
12022 | 6.375 | 1 | 365 | 7.2543 | 0.60905 | 7 | 0.86332
3738 | 5.4 | 1 | 365 | 6.1448 | 0.37473 | 6 | 0.51952
1219 | 8.82 | 1 | 365 | 10.0365 | 0.21205 | 10 | 0.24854
1035 | 3.35 | 1 | 365 | 3.812 | 0.67691 | 4 | 0.48896
378 | 2.94 | 1 | 365 | 3.3455 | 0.73735 | 4 | 0.082848
376 | 5.25 | 1 | 365 | 5.9741 | 0.030984 | 6 | 0.005085
963 | 4.75 | 1 | 365 | 5.4051 | 0.88518 | 6 | 0.29031
2346 | 5.2 | 1 | 365 | 5.9172 | 0.9164 | 6 | 0.83361
1266 | 5 | 1 | 365 | 5.6896 | 0.45808 | 6 | 0.1477
10360 | 8.91 | 1 | 365 | 10.1389 | 0.4183 | 10 | 0.5572
3189 | 1 | 1 | 365 | 1.1379 | 0.29162 | 1 | 0.42954
12529 | 7.5 | 1 | 365 | 8.5344 | 0.18712 | 8 | 0.72155
31191 | 3.75 | 1 | 365 | 4.2672 | 0.59356 | 4 | 0.86078
1450 | 6.7 | 1 | 365 | 7.6241 | 0.35383 | 7 | 0.97792
10394 | 11.772 | 1 | 365 | 13.3956 | 0.9769 | 14 | 0.37254
281 | 7.035 | 1 | 365 | 8.0053 | 0.12152 | 8 | 0.12681
1955 | 8.71 | 1 | 365 | 9.9113 | 0.95998 | 10 | 0.87129
1811 | 4 | 1 | 365 | 4.5517 | 0.16646 | 4 | 0.71816
371 | 6 | 1 | 365 | 6.8275 | 0.7497 | 7 | 0.57724
3253 | 5.5 | 1 | 365 | 6.2586 | 0.60389 | 6 | 0.86247
377 | 5.5 | 1 | 365 | 6.2586 | 0.60389 | 6 | 0.86247
890 | 6.25 | 1 | 365 | 7.112 | 0.3226 | 7 | 0.43462
1039 | 5.36 | 1 | 365 | 6.0993 | 0.28306 | 6 | 0.38233
1367 | 9.38 | 1 | 365 | 10.6737 | 0.49536 | 11 | 0.16909
3234 | 4.77 | 1 | 365 | 5.4279 | 0.93101 | 6 | 0.35891
1810 | 6.03 | 1 | 365 | 6.8617 | 0.81844 | 7 | 0.68013
1202 | 5.36 | 1 | 365 | 6.0993 | 0.28306 | 6 | 0.38233
592 | 5.25 | 1 | 365 | 5.9741 | 0.030984 | 6 | 0.005085
4289 | 4.02 | 1 | 365 | 4.5745 | 0.2123 | 4 | 0.78675
89 | 8.48 | 1 | 365 | 9.6496 | 0.4329 | 10 | 0.082499
4168 | 8.04 | 1 | 365 | 9.1489 | 0.42459 | 9 | 0.5735
3497 | 3.685 | 1 | 365 | 4.1932 | 0.4446 | 4 | 0.63785
5053 | 5 | 1 | 365 | 5.6896 | 0.45808 | 6 | 0.1477
2210 | 12 | 1 | 365 | 13.6551 | 0.49939 | 14 | 0.15448
22181 | 5 | 1 | 365 | 5.6896 | 0.45808 | 6 | 0.1477
22082 | 6 | 1 | 365 | 6.8275 | 0.7497 | 7 | 0.57724
22179 | 5 | 1 | 365 | 5.6896 | 0.45808 | 6 | 0.1477
4510 | 5.886 | 1 | 365 | 6.6978 | 0.48845 | 7 | 0.18627
379 | 9.8 | 1 | 365 | 11.1517 | 0.45784 | 11 | 0.60949
1818 | 5.025 | 1 | 365 | 5.7181 | 0.51537 | 6 | 0.23344
1530 | 4.02 | 1 | 365 | 4.5745 | 0.2123 | 4 | 0.78675
3105 | 4.69 | 1 | 365 | 5.3369 | 0.74768 | 6 | 0.084543
1767 | 4.905 | 1 | 365 | 5.5815 | 0.24038 | 5 | 0.82189
1147 | 6.7 | 1 | 365 | 7.6241 | 0.35383 | 7 | 0.97792
4019 | 5.025 | 1 | 365 | 5.7181 | 0.51537 | 6 | 0.23344
1768 | 4.69 | 1 | 365 | 5.3369 | 0.74768 | 6 | 0.084543
1431 | 7.705 | 1 | 365 | 8.7677 | 0.6569 | 9 | 0.42461
1727 | 5 | 1 | 365 | 5.6896 | 0.45808 | 6 | 0.1477
349 | 5.39 | 1 | 365 | 6.1334 | 0.35181 | 6 | 0.48522
653 | 5.5 | 1 | 365 | 6.2586 | 0.60389 | 6 | 0.86247
805 | 6.5 | 1 | 365 | 7.3965 | 0.8955 | 8 | 0.29201
4832 | 4.75 | 1 | 365 | 5.4051 | 0.88518 | 6 | 0.29031
5070 | 12.73 | 1 | 365 | 14.4858 | 0.17227 | 14 | 0.65804
1887 | 6.365 | 1 | 365 | 7.2429 | 0.58614 | 7 | 0.82902
811 | 3.5 | 1 | 365 | 3.9827 | 0.020656 | 4 | 0.00339
1232 | 5.2 | 1 | 365 | 5.9172 | 0.9164 | 6 | 0.83361
807 | 7.5 | 1 | 365 | 8.5344 | 0.18712 | 8 | 0.72155
1090 | 6 | 1 | 365 | 6.8275 | 0.7497 | 7 | 0.57724
575 | 8.925 | 1 | 365 | 10.156 | 0.45267 | 10 | 0.60864
580 | 14.388 | 1 | 365 | 16.3725 | 0.97177 | 17 | 0.34422
550 | 5.46 | 1 | 365 | 6.2131 | 0.51222 | 6 | 0.72529
806 | 4 | 1 | 365 | 4.5517 | 0.16646 | 4 | 0.71816
1866 | 3.35 | 1 | 365 | 3.812 | 0.67691 | 4 | 0.48896
833 | 10.35 | 1 | 365 | 11.7775 | 0.71823 | 12 | 0.49574
2963 | 4.355 | 1 | 365 | 4.9557 | 0.97999 | 5 | 0.93565
1128 | 3.92 | 1 | 365 | 4.4607 | 0.98313 | 5 | 0.4438
999 | 6.03 | 1 | 365 | 6.8617 | 0.81844 | 7 | 0.68013
1166 | 3.27 | 1 | 365 | 3.721 | 0.49358 | 4 | 0.2146
683 | 8 | 1 | 365 | 9.1034 | 0.33293 | 9 | 0.43632
90 | 9.81 | 1 | 365 | 11.163 | 0.48075 | 11 | 0.64379
1229 | 4.69 | 1 | 365 | 5.3369 | 0.74768 | 6 | 0.084543
2062 | 8.5 | 1 | 365 | 9.6724 | 0.47874 | 10 | 0.15109
1885 | 5.695 | 1 | 365 | 6.4805 | 0.050753 | 6 | 0.53123
14046 | 7 | 1 | 365 | 7.9655 | 0.041312 | 8 | 0.00678
1108 | 4.69 | 1 | 365 | 5.3369 | 0.74768 | 6 | 0.084543
1062 | 4.69 | 1 | 365 | 5.3369 | 0.74768 | 6 | 0.084543
1542 | 6 | 1 | 365 | 6.8275 | 0.7497 | 7 | 0.57724
46756 | 7 | 1 | 365 | 7.9655 | 0.041312 | 8 | 0.00678
2167 | 11.772 | 1 | 365 | 13.3956 | 0.9769 | 14 | 0.37254
815 | 9.54 | 1 | 365 | 10.8558 | 0.86202 | 11 | 0.71781
3219 | 2.695 | 1 | 365 | 3.0667 | 0.17591 | 3 | 0.24261
1127 | 10.05 | 1 | 365 | 11.4361 | 0.030741 | 11 | 0.46688
1040 | 5.36 | 1 | 365 | 6.0993 | 0.28306 | 6 | 0.38233
24605 | 9.31 | 1 | 365 | 10.5941 | 0.33494 | 10 | 0.92902
77603 | 6.86 | 1 | 365 | 7.8062 | 0.72049 | 8 | 0.52664
1037 | 7.37 | 1 | 365 | 8.3865 | 0.88921 | 9 | 0.27571
3222 | 5.635 | 1 | 365 | 6.4122 | 0.91326 | 7 | 0.32546
3163 | 7.5 | 1 | 365 | 8.5344 | 0.18712 | 8 | 0.72155
5124 | 4.69 | 1 | 365 | 5.3369 | 0.74768 | 6 | 0.084543
4509 | 4.69 | 1 | 365 | 5.3369 | 0.74768 | 6 | 0.084543
2220 | 5.88 | 1 | 365 | 6.691 | 0.4747 | 7 | 0.1657
1716 | 6.615 | 1 | 365 | 7.5274 | 0.15904 | 7 | 0.68641
2300 | 2.94 | 1 | 365 | 3.3455 | 0.73735 | 4 | 0.082848
1756 | 6.37 | 1 | 365 | 7.2486 | 0.59759 | 7 | 0.84617
3159 | 4.165 | 1 | 365 | 4.7395 | 0.54458 | 5 | 0.28403
5099 | 5.22 | 1 | 365 | 5.94 | 0.96224 | 6 | 0.9022
2017 | 3.57 | 1 | 365 | 4.0624 | 0.18107 | 4 | 0.24346
1717 | 8.75 | 1 | 365 | 9.9568 | 0.05164 | 10 | 0.008475
2072 | 6.37 | 1 | 365 | 7.2486 | 0.59759 | 7 | 0.84617
3211 | 3.43 | 1 | 365 | 3.9031 | 0.86024 | 4 | 0.76332
1415 | 2.5 | 1 | 365 | 2.8448 | 0.72904 | 3 | 0.57385
22180 | 5 | 1 | 365 | 5.6896 | 0.45808 | 6 | 0.1477
3673 | 5.5 | 1 | 365 | 6.2586 | 0.60389 | 6 | 0.86247
3171 | 4.41 | 1 | 365 | 5.0182 | 0.10603 | 5 | 0.12427
1805 | 6.03 | 1 | 365 | 6.8617 | 0.81844 | 7 | 0.68013
1388 | 4.02 | 1 | 365 | 4.5745 | 0.2123 | 4 | 0.78675
17927 | 4.9 | 1 | 365 | 5.5758 | 0.22892 | 5 | 0.80475
1209 | 3.685 | 1 | 365 | 4.1932 | 0.4446 | 4 | 0.63785
1906 | 4.69 | 1 | 365 | 5.3369 | 0.74768 | 6 | 0.084543
3428 | 6.03 | 1 | 365 | 6.8617 | 0.81844 | 7 | 0.68013
808 | 9.18 | 1 | 365 | 10.4461 | 0.037035 | 10 | 0.48318
1760 | 7.5 | 1 | 365 | 8.5344 | 0.18712 | 8 | 0.72155
695 | 5 | 1 | 365 | 5.6896 | 0.45808 | 6 | 0.1477
319 | 8.25 | 1 | 365 | 9.3879 | 0.90583 | 10 | 0.29371
1817 | 5.025 | 1 | 365 | 5.7181 | 0.51537 | 6 | 0.23344
2380 | 8.16 | 1 | 365 | 9.2855 | 0.69959 | 9 | 0.98505
1812 | 6.03 | 1 | 365 | 6.8617 | 0.81844 | 7 | 0.68013
1372 | 8.04 | 1 | 365 | 9.1489 | 0.42459 | 9 | 0.5735
489 | 4.68 | 1 | 365 | 5.3255 | 0.72476 | 6 | 0.050247
1126 | 4.251 | 1 | 365 | 4.8373 | 0.74166 | 5 | 0.57897
1437 | 4.5 | 1 | 365 | 5.1207 | 0.31227 | 5 | 0.43293
2066 | 8.16 | 1 | 365 | 9.2855 | 0.69959 | 9 | 0.98505
1537 | 6.375 | 1 | 365 | 7.2543 | 0.60905 | 7 | 0.86332
96 | 5.17 | 1 | 365 | 5.8831 | 0.84765 | 6 | 0.73072
2023 | 5.61 | 1 | 365 | 6.3838 | 0.85597 | 7 | 0.23972
2789 | 7.5 | 1 | 365 | 8.5344 | 0.18712 | 8 | 0.72155
1473 | 10.5 | 1 | 365 | 11.9482 | 0.061968 | 12 | 0.01017
1683 | 7 | 1 | 365 | 7.9655 | 0.041312 | 8 | 0.00678
998 | 14.84 | 1 | 365 | 16.8868 | 0.0075814 | 16 | 0.89437
3380 | 5.605 | 1 | 365 | 6.3781 | 0.84451 | 7 | 0.22257
1775 | 5.83 | 1 | 365 | 6.6341 | 0.36012 | 6 | 0.99422
2360 | 5.5 | 1 | 365 | 6.2586 | 0.60389 | 6 | 0.86247
14234 | 5.695 | 1 | 365 | 6.4805 | 0.050753 | 6 | 0.53123
1123 | 8.75 | 1 | 365 | 9.9568 | 0.05164 | 10 | 0.008475
1093 | 5.355 | 1 | 365 | 6.0936 | 0.2716 | 6 | 0.36519
1096 | 6.25 | 1 | 365 | 7.112 | 0.3226 | 7 | 0.43462
1559 | 7.75 | 1 | 365 | 8.8189 | 0.76002 | 9 | 0.57893
21233 | 9.75 | 1 | 365 | 11.0948 | 0.34326 | 11 | 0.43801
1532 | 7.5 | 1 | 365 | 8.5344 | 0.18712 | 8 | 0.72155
2065 | 9.18 | 1 | 365 | 10.4461 | 0.037035 | 10 | 0.48318
3256 | 4.75 | 1 | 365 | 5.4051 | 0.88518 | 6 | 0.29031
5001 | 8.415 | 1 | 365 | 9.5756 | 0.28395 | 9 | 0.85958
1773 | 5.3 | 1 | 365 | 6.031 | 0.14556 | 6 | 0.17656
1455 | 6 | 1 | 365 | 6.8275 | 0.7497 | 7 | 0.57724
1933 | 3.43 | 1 | 365 | 3.9031 | 0.86024 | 4 | 0.76332
1097 | 7.395 | 1 | 365 | 8.4149 | 0.9465 | 9 | 0.36145
6451 | 6.5 | 1 | 365 | 7.3965 | 0.8955 | 8 | 0.29201
263 | 8.25 | 1 | 365 | 9.3879 | 0.90583 | 10 | 0.29371
814 | 6.615 | 1 | 365 | 7.5274 | 0.15904 | 7 | 0.68641
414 | 5 | 1 | 365 | 5.6896 | 0.45808 | 6 | 0.1477
816 | 7.14 | 1 | 365 | 8.1248 | 0.36214 | 8 | 0.48692
4663 | 9 | 1 | 365 | 10.2413 | 0.62454 | 10 | 0.86586
817 | 8.925 | 1 | 365 | 10.156 | 0.45267 | 10 | 0.60864
1456 | 3.5 | 1 | 365 | 3.9827 | 0.020656 | 4 | 0.00339
616 | 4.5 | 1 | 365 | 5.1207 | 0.31227 | 5 | 0.43293
2379 | 5.355 | 1 | 365 | 6.0936 | 0.2716 | 6 | 0.36519
1813 | 3.35 | 1 | 365 | 3.812 | 0.67691 | 4 | 0.48896
1181 | 7.705 | 1 | 365 | 8.7677 | 0.6569 | 9 | 0.42461
3795 | 4.355 | 1 | 365 | 4.9557 | 0.97999 | 5 | 0.93565
401 | 4.42 | 1 | 365 | 5.0296 | 0.12894 | 5 | 0.15857
4085 | 14.4 | 1 | 365 | 16.3861 | 0.99927 | 17 | 0.38538
1325 | 7.8 | 1 | 365 | 8.8758 | 0.8746 | 9 | 0.75041
818 | 6.375 | 1 | 365 | 7.2543 | 0.60905 | 7 | 0.86332
1119 | 7.14 | 1 | 365 | 8.1248 | 0.36214 | 8 | 0.48692
1534 | 5.355 | 1 | 365 | 6.0936 | 0.2716 | 6 | 0.36519
3249 | 8.25 | 1 | 365 | 9.3879 | 0.90583 | 10 | 0.29371
2201 | 7.25 | 1 | 365 | 8.2499 | 0.61422 | 8 | 0.86416
1054 | 5.36 | 1 | 365 | 6.0993 | 0.28306 | 6 | 0.38233
3694 | 5.39 | 1 | 365 | 6.1334 | 0.35181 | 6 | 0.48522
1588 | 6.03 | 1 | 365 | 6.8617 | 0.81844 | 7 | 0.68013
1816 | 6.03 | 1 | 365 | 6.8617 | 0.81844 | 7 | 0.68013
383 | 12.255 | 1 | 365 | 13.9453 | 0.083754 | 14 | 0.029013
1249 | 8.58 | 1 | 365 | 9.7634 | 0.66207 | 10 | 0.42545
1268 | 5 | 1 | 365 | 5.6896 | 0.45808 | 6 | 0.1477
2222 | 7 | 1 | 365 | 7.9655 | 0.041312 | 8 | 0.00678
3072 | 5.559 | 1 | 365 | 6.3257 | 0.73909 | 7 | 0.064813
1130 | 6.7 | 1 | 365 | 7.6241 | 0.35383 | 7 | 0.97792
3214 | 6.05 | 1 | 365 | 6.8844 | 0.86428 | 7 | 0.74872
2214 | 5.5 | 1 | 365 | 6.2586 | 0.60389 | 6 | 0.86247
2284 | 5.5 | 1 | 365 | 6.2586 | 0.60389 | 6 | 0.86247
1112 | 10.2 | 1 | 365 | 11.6068 | 0.37448 | 11 | 0.98131
1512 | 5.36 | 1 | 365 | 6.0993 | 0.28306 | 6 | 0.38233
3058 | 5.36 | 1 | 365 | 6.0993 | 0.28306 | 6 | 0.38233
2377 | 3.43 | 1 | 365 | 3.9031 | 0.86024 | 4 | 0.76332
1815 | 4.69 | 1 | 365 | 5.3369 | 0.74768 | 6 | 0.084543
1216 | 7.25 | 1 | 365 | 8.2499 | 0.61422 | 8 | 0.86416
1880 | 6.03 | 1 | 365 | 6.8617 | 0.81844 | 7 | 0.68013
1228 | 11.5 | 1 | 365 | 13.0861 | 0.35358 | 13 | 0.43971
17140 | 6 | 1 | 365 | 6.8275 | 0.7497 | 7 | 0.57724
11285 | 6.365 | 1 | 365 | 7.2429 | 0.58614 | 7 | 0.82902
172 | 7 | 1 | 365 | 7.9655 | 0.041312 | 8 | 0.00678
14924 | 4.76 | 1 | 365 | 5.4165 | 0.90809 | 6 | 0.32461
578 | 3.42 | 1 | 365 | 3.8917 | 0.83733 | 4 | 0.72903
809 | 4.845 | 1 | 365 | 5.5132 | 0.10288 | 5 | 0.61612
3419 | 4.5 | 1 | 365 | 5.1207 | 0.31227 | 5 | 0.43293
1540 | 3.57 | 1 | 365 | 4.0624 | 0.18107 | 4 | 0.24346
812 | 6.37 | 1 | 365 | 7.2486 | 0.59759 | 7 | 0.84617
1828 | 7.705 | 1 | 365 | 8.7677 | 0.6569 | 9 | 0.42461
1144 | 6.63 | 1 | 365 | 7.5444 | 0.19341 | 7 | 0.73785
4211 | 6.5 | 1 | 365 | 7.3965 | 0.8955 | 8 | 0.29201
1234 | 6.3 | 1 | 365 | 7.1689 | 0.43718 | 7 | 0.6061
791 | 6.5 | 1 | 365 | 7.3965 | 0.8955 | 8 | 0.29201
2488 | 6.25 | 1 | 365 | 7.112 | 0.3226 | 7 | 0.43462
13951 | 3.78 | 1 | 365 | 4.3014 | 0.66231 | 4 | 0.96366
797 | 7.848 | 1 | 365 | 8.9304 | 0.9846 | 9 | 0.91503
1211 | 3.35 | 1 | 365 | 3.812 | 0.67691 | 4 | 0.48896
1000 | 7.848 | 1 | 365 | 8.9304 | 0.9846 | 9 | 0.91503
996 | 3.18 | 1 | 365 | 3.6186 | 0.28734 | 3 | 0.90594
3872 | 7.75 | 1 | 365 | 8.8189 | 0.76002 | 9 | 0.57893
1392 | 5.025 | 1 | 365 | 5.7181 | 0.51537 | 6 | 0.23344
4600 | 5.355 | 1 | 365 | 6.0936 | 0.2716 | 6 | 0.36519
4743 | 5.75 | 1 | 365 | 6.5431 | 0.17679 | 6 | 0.71985
6422 | 10.965 | 1 | 365 | 12.4773 | 0.12757 | 12 | 0.60491
5526 | 4.5 | 1 | 365 | 5.1207 | 0.31227 | 5 | 0.43293
5504 | 5.75 | 1 | 365 | 6.5431 | 0.17679 | 6 | 0.71985
1055 | 3.35 | 1 | 365 | 3.812 | 0.67691 | 4 | 0.48896
1638 | 5.75 | 1 | 365 | 6.5431 | 0.17679 | 6 | 0.71985
3644 | 3.924 | 1 | 365 | 4.4652 | 0.9923 | 5 | 0.45751
7441 | 9 | 1 | 365 | 10.2413 | 0.62454 | 10 | 0.86586
1173 | 6.75 | 1 | 365 | 7.681 | 0.46841 | 8 | 0.1494
1383 | 5.75 | 1 | 365 | 6.5431 | 0.17679 | 6 | 0.71985
317 | 6.5 | 1 | 365 | 7.3965 | 0.8955 | 8 | 0.29201
1052 | 6.03 | 1 | 365 | 6.8617 | 0.81844 | 7 | 0.68013
7591 | 6 | 1 | 365 | 6.8275 | 0.7497 | 7 | 0.57724
1370 | 7.5 | 1 | 365 | 8.5344 | 0.18712 | 8 | 0.72155
1564 | 10.72 | 1 | 365 | 12.1985 | 0.56612 | 12 | 0.76467
2086 | 4.485 | 1 | 365 | 5.1036 | 0.2779 | 5 | 0.38149
891 | 4.905 | 1 | 365 | 5.5815 | 0.24038 | 5 | 0.82189
2156 | 7.95 | 1 | 365 | 9.0465 | 0.21835 | 9 | 0.26484
2345 | 7.5 | 1 | 365 | 8.5344 | 0.18712 | 8 | 0.72155
2516 | 9 | 1 | 365 | 10.2413 | 0.62454 | 10 | 0.86586
1428 | 6 | 1 | 365 | 6.8275 | 0.7497 | 7 | 0.57724
5632 | 7 | 1 | 365 | 7.9655 | 0.041312 | 8 | 0.00678
2223 | 3 | 1 | 365 | 3.4138 | 0.87485 | 4 | 0.28862
2063 | 3.75 | 1 | 365 | 4.2672 | 0.59356 | 4 | 0.86078
4603 | 6.63 | 1 | 365 | 7.5444 | 0.19341 | 7 | 0.73785
4701 | 5 | 1 | 365 | 5.6896 | 0.45808 | 6 | 0.1477
4605 | 3.825 | 1 | 365 | 4.3526 | 0.76543 | 5 | 0.11799
3157 | 4.9 | 1 | 365 | 5.5758 | 0.22892 | 5 | 0.80475
4607 | 3.825 | 1 | 365 | 4.3526 | 0.76543 | 5 | 0.11799
1124 | 4.02 | 1 | 365 | 4.5745 | 0.2123 | 4 | 0.78675
879 | 11.772 | 1 | 365 | 13.3956 | 0.9769 | 14 | 0.37254
638 | 3.5 | 1 | 365 | 3.9827 | 0.020656 | 4 | 0.00339
1088 | 4.25 | 1 | 365 | 4.8362 | 0.73937 | 5 | 0.57554
1391 | 3.35 | 1 | 365 | 3.812 | 0.67691 | 4 | 0.48896
2887 | 4.355 | 1 | 365 | 4.9557 | 0.97999 | 5 | 0.93565
813 | 5.1 | 1 | 365 | 5.8034 | 0.68724 | 6 | 0.49065
1928 | 4.59 | 1 | 365 | 5.2231 | 0.51852 | 5 | 0.74159
2064 | 3.5 | 1 | 365 | 3.9827 | 0.020656 | 4 | 0.00339
3415 | 14.74 | 1 | 365 | 16.773 | 0.77842 | 17 | 0.55142
796 | 12.753 | 1 | 365 | 14.5119 | 0.22498 | 14 | 0.73692
2255 | 6.12 | 1 | 365 | 6.9641 | 0.02469 | 6 | 0.98878
1648 | 6.25 | 1 | 365 | 7.112 | 0.3226 | 7 | 0.43462
10603 | 4.5 | 1 | 365 | 5.1207 | 0.31227 | 5 | 0.43293
1713 | 7.14 | 1 | 365 | 8.1248 | 0.36214 | 8 | 0.48692
820 | 4.335 | 1 | 365 | 4.9329 | 0.93416 | 5 | 0.86706
53103 | 7.84 | 1 | 365 | 8.9213 | 0.96627 | 9 | 0.88759
11275 | 3.75 | 1 | 365 | 4.2672 | 0.59356 | 4 | 0.86078
259 | 9 | 1 | 365 | 10.2413 | 0.62454 | 10 | 0.86586
5208 | 4.24 | 1 | 365 | 4.8248 | 0.71645 | 5 | 0.54125
3177 | 9.045 | 1 | 365 | 10.2925 | 0.72767 | 11 | 0.020189
2303 | 5.5 | 1 | 365 | 6.2586 | 0.60389 | 6 | 0.86247
2302 | 8.085 | 1 | 365 | 9.2001 | 0.52772 | 9 | 0.72783
1723 | 6.25 | 1 | 365 | 7.112 | 0.3226 | 7 | 0.43462
1323 | 7 | 1 | 365 | 7.9655 | 0.041312 | 8 | 0.00678
2221 | 3.92 | 1 | 365 | 4.4607 | 0.98313 | 5 | 0.4438
1393 | 7.035 | 1 | 365 | 8.0053 | 0.12152 | 8 | 0.12681
13228 | 6 | 1 | 365 | 6.8275 | 0.7497 | 7 | 0.57724
3411 | 4.69 | 1 | 365 | 5.3369 | 0.74768 | 6 | 0.084543
1225 | 5.39 | 1 | 365 | 6.1334 | 0.35181 | 6 | 0.48522
4609 | 7.5 | 1 | 365 | 8.5344 | 0.18712 | 8 | 0.72155
2159 | 4 | 1 | 365 | 4.5517 | 0.16646 | 4 | 0.71816
847 | 7.705 | 1 | 365 | 8.7677 | 0.6569 | 9 | 0.42461
28304 | 9.045 | 1 | 365 | 10.2925 | 0.72767 | 11 | 0.020189
586 | 6.25 | 1 | 365 | 7.112 | 0.3226 | 7 | 0.43462
1650 | 4.845 | 1 | 365 | 5.5132 | 0.10288 | 5 | 0.61612
10185 | 4.75 | 1 | 365 | 5.4051 | 0.88518 | 6 | 0.29031
1989 | 8.04 | 1 | 365 | 9.1489 | 0.42459 | 9 | 0.5735
645 | 10.25 | 1 | 365 | 11.6637 | 0.48906 | 12 | 0.15278
1930 | 7.25 | 1 | 365 | 8.2499 | 0.61422 | 8 | 0.86416
3490 | 5 | 1 | 365 | 5.6896 | 0.45808 | 6 | 0.1477
1685 | 9.12 | 1 | 365 | 10.3779 | 0.89954 | 11 | 0.2774
1714 | 9.75 | 1 | 365 | 11.0948 | 0.34326 | 11 | 0.43801
4195 | 9.9 | 1 | 365 | 11.2654 | 0.687 | 11 | 0.95245
1205 | 6.7 | 1 | 365 | 7.6241 | 0.35383 | 7 | 0.97792
3074 | 4 | 1 | 365 | 4.5517 | 0.16646 | 4 | 0.71816
731 | 3.5 | 1 | 365 | 3.9827 | 0.020656 | 4 | 0.00339
668 | 4.75 | 1 | 365 | 5.4051 | 0.88518 | 6 | 0.29031
171 | 3 | 1 | 365 | 3.4138 | 0.87485 | 4 | 0.28862
2791 | 10 | 1 | 365 | 11.3792 | 0.91616 | 12 | 0.2954
19990 | 5 | 1 | 365 | 5.6896 | 0.45808 | 6 | 0.1477
1371 | 3.92 | 1 | 365 | 4.4607 | 0.98313 | 5 | 0.4438
1730 | 7.56 | 1 | 365 | 8.6027 | 0.32462 | 8 | 0.92732
175 | 7 | 1 | 365 | 7.9655 | 0.041312 | 8 | 0.00678
986 | 11.75 | 1 | 365 | 13.3706 | 0.92649 | 14 | 0.29709
655 | 10.75 | 1 | 365 | 12.2327 | 0.63487 | 12 | 0.86755
676 | 2.12 | 1 | 365 | 2.4124 | 0.85823 | 3 | 0.27062
54634 | 8.375 | 1 | 365 | 9.5301 | 0.19228 | 9 | 0.7224
1762 | 3.35 | 1 | 365 | 3.812 | 0.67691 | 4 | 0.48896
846 | 4.355 | 1 | 365 | 4.9557 | 0.97999 | 5 | 0.93565
893 | 7.035 | 1 | 365 | 8.0053 | 0.12152 | 8 | 0.12681
2161 | 5.83 | 1 | 365 | 6.6341 | 0.36012 | 6 | 0.99422
753 | 5.5 | 1 | 365 | 6.2586 | 0.60389 | 6 | 0.86247
1838 | 3.685 | 1 | 365 | 4.1932 | 0.4446 | 4 | 0.63785
520 | 8.1 | 1 | 365 | 9.2172 | 0.56209 | 9 | 0.77927
409 | 8.25 | 1 | 365 | 9.3879 | 0.90583 | 10 | 0.29371
702 | 4.165 | 1 | 365 | 4.7395 | 0.54458 | 5 | 0.28403
1148 | 2.94 | 1 | 365 | 3.3455 | 0.73735 | 4 | 0.082848
1886 | 4.9 | 1 | 365 | 5.5758 | 0.22892 | 5 | 0.80475
2075 | 4.59 | 1 | 365 | 5.2231 | 0.51852 | 5 | 0.74159
4106 | 4.9 | 1 | 365 | 5.5758 | 0.22892 | 5 | 0.80475
1875 | 4.41 | 1 | 365 | 5.0182 | 0.10603 | 5 | 0.12427
1612 | 6.75 | 1 | 365 | 7.681 | 0.46841 | 8 | 0.1494
3184 | 11.772 | 1 | 365 | 13.3956 | 0.9769 | 14 | 0.37254
1538 | 5.5 | 1 | 365 | 6.2586 | 0.60389 | 6 | 0.86247
584 | 9.5 | 1 | 365 | 10.8103 | 0.77035 | 11 | 0.58063
4234 | 7 | 1 | 365 | 7.9655 | 0.041312 | 8 | 0.00678
3376 | 5 | 1 | 365 | 5.6896 | 0.45808 | 6 | 0.1477
1233 | 4.02 | 1 | 365 | 4.5745 | 0.2123 | 4 | 0.78675
1212 | 3.675 | 1 | 365 | 4.1819 | 0.42169 | 4 | 0.60356
2950 | 6.7 | 1 | 365 | 7.6241 | 0.35383 | 7 | 0.97792
1150 | 4.69 | 1 | 365 | 5.3369 | 0.74768 | 6 | 0.084543
2859 | 5.36 | 1 | 365 | 6.0993 | 0.28306 | 6 | 0.38233
657 | 6.5 | 1 | 365 | 7.3965 | 0.8955 | 8 | 0.29201
524 | 6.03 | 1 | 365 | 6.8617 | 0.81844 | 7 | 0.68013
1822 | 4.25 | 1 | 365 | 4.8362 | 0.73937 | 5 | 0.57554
4304 | 6.9 | 1 | 365 | 7.8517 | 0.81215 | 8 | 0.66383
1593 | 3.924 | 1 | 365 | 4.4652 | 0.9923 | 5 | 0.45751
2429 | 4.4 | 1 | 365 | 5.0069 | 0.08311 | 5 | 0.089976
1095 | 6.885 | 1 | 365 | 7.8346 | 0.77778 | 8 | 0.61238
880 | 10.725 | 1 | 365 | 12.2042 | 0.57758 | 12 | 0.78182
352 | 10.2 | 1 | 365 | 11.6068 | 0.37448 | 11 | 0.98131
1433 | 5 | 1 | 365 | 5.6896 | 0.45808 | 6 | 0.1477
3678 | 8.25 | 1 | 365 | 9.3879 | 0.90583 | 10 | 0.29371
1058 | 7.705 | 1 | 365 | 8.7677 | 0.6569 | 9 | 0.42461
1170 | 6.5 | 1 | 365 | 7.3965 | 0.8955 | 8 | 0.29201
1561 | 6.25 | 1 | 365 | 7.112 | 0.3226 | 7 | 0.43462
168 | 11.5 | 1 | 365 | 13.0861 | 0.35358 | 13 | 0.43971
3101 | 3.35 | 1 | 365 | 3.812 | 0.67691 | 4 | 0.48896
1642 | 8.5 | 1 | 365 | 9.6724 | 0.47874 | 10 | 0.15109
1321 | 2.25 | 1 | 365 | 2.5603 | 0.15614 | 2 | 0.71646
5464 | 5 | 1 | 365 | 5.6896 | 0.45808 | 6 | 0.1477
1843 | 5.5 | 1 | 365 | 6.2586 | 0.60389 | 6 | 0.86247
3316 | 7.848 | 1 | 365 | 8.9304 | 0.9846 | 9 | 0.91503
2212 | 6 | 1 | 365 | 6.8275 | 0.7497 | 7 | 0.57724
556 | 8.91 | 1 | 365 | 10.1389 | 0.4183 | 10 | 0.5572
3312 | 6.89 | 1 | 365 | 7.8403 | 0.78923 | 8 | 0.62953
5470 | 7.15 | 1 | 365 | 8.1362 | 0.13616 | 8 | 0.27231
1840 | 1.92 | 1 | 365 | 2.1848 | 0.3999 | 2 | 0.58472
1859 | 9.8 | 1 | 365 | 11.1517 | 0.45784 | 11 | 0.60949
2483 | 9.275 | 1 | 365 | 10.5542 | 0.25474 | 10 | 0.80898
350 | 4.5 | 1 | 365 | 5.1207 | 0.31227 | 5 | 0.43293
7877 | 5.36 | 1 | 365 | 6.0993 | 0.28306 | 6 | 0.38233
7304 | 4.9 | 1 | 365 | 5.5758 | 0.22892 | 5 | 0.80475
987 | 5.25 | 1 | 365 | 5.9741 | 0.030984 | 6 | 0.005085
3787 | 3.64 | 1 | 365 | 4.142 | 0.34148 | 4 | 0.48353
3232 | 10.335 | 1 | 365 | 11.7604 | 0.68385 | 12 | 0.4443
2740 | 13.08 | 1 | 365 | 14.884 | 0.97434 | 15 | 0.85838
2506 | 9 | 1 | 365 | 10.2413 | 0.62454 | 10 | 0.86586
1958 | 4.14 | 1 | 365 | 4.711 | 0.48729 | 5 | 0.1983
623 | 8.48 | 1 | 365 | 9.6496 | 0.4329 | 10 | 0.082499
1876 | 5.025 | 1 | 365 | 5.7181 | 0.51537 | 6 | 0.23344
19120 | 5.25 | 1 | 365 | 5.9741 | 0.030984 | 6 | 0.005085
1644 | 6.25 | 1 | 365 | 7.112 | 0.3226 | 7 | 0.43462
899 | 5.886 | 1 | 365 | 6.6978 | 0.48845 | 7 | 0.18627
1262 | 5.83 | 1 | 365 | 6.6341 | 0.36012 | 6 | 0.99422
1529 | 7 | 1 | 365 | 7.9655 | 0.041312 | 8 | 0.00678
2957 | 4.69 | 1 | 365 | 5.3369 | 0.74768 | 6 | 0.084543
576 | 7.37 | 1 | 365 | 8.3865 | 0.88921 | 9 | 0.27571
1535 | 3.57 | 1 | 365 | 4.0624 | 0.18107 | 4 | 0.24346
405 | 5 | 1 | 365 | 5.6896 | 0.45808 | 6 | 0.1477
3742 | 5 | 1 | 365 | 5.6896 | 0.45808 | 6 | 0.1477
1755 | 4.08 | 1 | 365 | 4.6427 | 0.34979 | 4 | 0.99252
2409 | 7.25 | 1 | 365 | 8.2499 | 0.61422 | 8 | 0.86416
1176 | 8.04 | 1 | 365 | 9.1489 | 0.42459 | 9 | 0.5735
4199 | 4.02 | 1 | 365 | 4.5745 | 0.2123 | 4 | 0.78675
978 | 6 | 1 | 365 | 6.8275 | 0.7497 | 7 | 0.57724
2741 | 8.28 | 1 | 365 | 9.422 | 0.97458 | 10 | 0.39659
1098 | 4.75 | 1 | 365 | 5.4051 | 0.88518 | 6 | 0.29031
1146 | 6.03 | 1 | 365 | 6.8617 | 0.81844 | 7 | 0.68013
54026 | 4.578 | 1 | 365 | 5.2094 | 0.49102 | 5 | 0.70043
48215 | 11 | 1 | 365 | 12.5172 | 0.20778 | 12 | 0.72494
2289 | 13.5 | 1 | 365 | 15.362 | 0.93682 | 16 | 0.29879
3868 | 3 | 1 | 365 | 3.4138 | 0.87485 | 4 | 0.28862
3152 | 4.41 | 1 | 365 | 5.0182 | 0.10603 | 5 | 0.12427
5967 | 11.96 | 1 | 365 | 13.6096 | 0.40773 | 14 | 0.017298
1111 | 6.5 | 1 | 365 | 7.3965 | 0.8955 | 8 | 0.29201
2989 | 4.25 | 1 | 365 | 4.8362 | 0.73937 | 5 | 0.57554
2291 | 5 | 1 | 365 | 5.6896 | 0.45808 | 6 | 0.1477
333 | 3.675 | 1 | 365 | 4.1819 | 0.42169 | 4 | 0.60356
2521 | 12.25 | 1 | 365 | 13.9396 | 0.072296 | 14 | 0.011865
59923 | 4 | 1 | 365 | 4.5517 | 0.16646 | 4 | 0.71816
1853 | 3.5 | 1 | 365 | 3.9827 | 0.020656 | 4 | 0.00339
3115 | 7.5 | 1 | 365 | 8.5344 | 0.18712 | 8 | 0.72155
3067 | 6 | 1 | 365 | 6.8275 | 0.7497 | 7 | 0.57724
1697 | 6.25 | 1 | 365 | 7.112 | 0.3226 | 7 | 0.43462
1339 | 7.84 | 1 | 365 | 8.9213 | 0.96627 | 9 | 0.88759
1789 | 3.35 | 1 | 365 | 3.812 | 0.67691 | 4 | 0.48896
3334 | 7.28 | 1 | 365 | 8.2841 | 0.68296 | 8 | 0.96705
2030 | 3.5 | 1 | 365 | 3.9827 | 0.020656 | 4 | 0.00339
3142 | 3.5 | 1 | 365 | 3.9827 | 0.020656 | 4 | 0.00339
3208 | 4.75 | 1 | 365 | 5.4051 | 0.88518 | 6 | 0.29031
2508 | 7 | 1 | 365 | 7.9655 | 0.041312 | 8 | 0.00678
1168 | 3.924 | 1 | 365 | 4.4652 | 0.9923 | 5 | 0.45751
1235 | 10.5 | 1 | 365 | 11.9482 | 0.061968 | 12 | 0.01017
1952 | 5.775 | 1 | 365 | 6.5715 | 0.23408 | 6 | 0.80559
1160 | 9 | 1 | 365 | 10.2413 | 0.62454 | 10 | 0.86586
1330 | 7.75 | 1 | 365 | 8.8189 | 0.76002 | 9 | 0.57893
1472 | 6.75 | 1 | 365 | 7.681 | 0.46841 | 8 | 0.1494
3146 | 5.88 | 1 | 365 | 6.691 | 0.4747 | 7 | 0.1657
5469 | 5.25 | 1 | 365 | 5.9741 | 0.030984 | 6 | 0.005085
13205 | 7.848 | 1 | 365 | 8.9304 | 0.9846 | 9 | 0.91503
1172 | 4.5 | 1 | 365 | 5.1207 | 0.31227 | 5 | 0.43293
1156 | 8.5 | 1 | 365 | 9.6724 | 0.47874 | 10 | 0.15109
2442 | 6.7 | 1 | 365 | 7.6241 | 0.35383 | 7 | 0.97792
9645 | 9.18 | 1 | 365 | 10.4461 | 0.037035 | 10 | 0.48318
2287 | 3.12 | 1 | 365 | 3.5503 | 0.14984 | 3 | 0.70016
4086 | 7 | 1 | 365 | 7.9655 | 0.041312 | 8 | 0.00678
3828 | 9 | 1 | 365 | 10.2413 | 0.62454 | 10 | 0.86586
56593 | 7.848 | 1 | 365 | 8.9304 | 0.9846 | 9 | 0.91503
2990 | 4.75 | 1 | 365 | 5.4051 | 0.88518 | 6 | 0.29031
6329 | 5 | 1 | 365 | 5.6896 | 0.45808 | 6 | 0.1477
1201 | 4.5 | 1 | 365 | 5.1207 | 0.31227 | 5 | 0.43293
16286 | 5.61 | 1 | 365 | 6.3838 | 0.85597 | 7 | 0.23972
530 | 10.8 | 1 | 365 | 12.2896 | 0.74945 | 13 | 0.039032
1252 | 5.98 | 1 | 365 | 6.8048 | 0.70386 | 7 | 0.50865
3158 | 8.5 | 1 | 365 | 9.6724 | 0.47874 | 10 | 0.15109
354 | 7.14 | 1 | 365 | 8.1248 | 0.36214 | 8 | 0.48692
1769 | 6.37 | 1 | 365 | 7.2486 | 0.59759 | 7 | 0.84617
754 | 3.5 | 1 | 365 | 3.9827 | 0.020656 | 4 | 0.00339
2158 | 6.5 | 1 | 365 | 7.3965 | 0.8955 | 8 | 0.29201
876 | 5 | 1 | 365 | 5.6896 | 0.45808 | 6 | 0.1477
3556 | 5.36 | 1 | 365 | 6.0993 | 0.28306 | 6 | 0.38233
570 | 3.75 | 1 | 365 | 4.2672 | 0.59356 | 4 | 0.86078
669 | 2 | 1 | 365 | 2.2758 | 0.58323 | 2 | 0.85908
170 | 12 | 1 | 365 | 13.6551 | 0.49939 | 14 | 0.15448
2174 | 5.5 | 1 | 365 | 6.2586 | 0.60389 | 6 | 0.86247
4136 | 6.03 | 1 | 365 | 6.8617 | 0.81844 | 7 | 0.68013
1341 | 6.375 | 1 | 365 | 7.2543 | 0.60905 | 7 | 0.86332
1271 | 4.08 | 1 | 365 | 4.6427 | 0.34979 | 4 | 0.99252
965 | 10.464 | 1 | 365 | 11.9072 | 0.97947 | 12 | 0.88671
6567 | 3.43 | 1 | 365 | 3.9031 | 0.86024 | 4 | 0.76332
1785 | 7.84 | 1 | 365 | 8.9213 | 0.96627 | 9 | 0.88759
1765 | 5.695 | 1 | 365 | 6.4805 | 0.050753 | 6 | 0.53123
353 | 6.25 | 1 | 365 | 7.112 | 0.3226 | 7 | 0.43462
4748 | 5.5 | 1 | 365 | 6.2586 | 0.60389 | 6 | 0.86247
3200 | 2.5 | 1 | 365 | 2.8448 | 0.72904 | 3 | 0.57385
14095 | 15 | 1 | 365 | 17.0689 | 0.37424 | 17 | 0.4431
714 | 7.5 | 1 | 365 | 8.5344 | 0.18712 | 8 | 0.72155
612 | 2.25 | 1 | 365 | 2.5603 | 0.15614 | 2 | 0.71646
1165 | 6.03 | 1 | 365 | 6.8617 | 0.81844 | 7 | 0.68013
1869 | 7.37 | 1 | 365 | 8.3865 | 0.88921 | 9 | 0.27571
27805 | 11.4 | 1 | 365 | 12.9723 | 0.12442 | 13 | 0.096756
2852 | 3.35 | 1 | 365 | 3.812 | 0.67691 | 4 | 0.48896
3589 | 7.5 | 1 | 365 | 8.5344 | 0.18712 | 8 | 0.72155
1781 | 7.035 | 1 | 365 | 8.0053 | 0.12152 | 8 | 0.12681
2961 | 7.035 | 1 | 365 | 8.0053 | 0.12152 | 8 | 0.12681
617 | 3.75 | 1 | 365 | 4.2672 | 0.59356 | 4 | 0.86078
749 | 6 | 1 | 365 | 6.8275 | 0.7497 | 7 | 0.57724
404 | 5.886 | 1 | 365 | 6.6978 | 0.48845 | 7 | 0.18627
1335 | 7 | 1 | 365 | 7.9655 | 0.041312 | 8 | 0.00678
48165 | 3.5 | 1 | 365 | 3.9827 | 0.020656 | 4 | 0.00339
1174 | 3.25 | 1 | 365 | 3.6983 | 0.44775 | 4 | 0.146
1364 | 7.194 | 1 | 365 | 8.1862 | 0.48589 | 8 | 0.67211
624 | 7 | 1 | 365 | 7.9655 | 0.041312 | 8 | 0.00678
167 | 4.5 | 1 | 365 | 5.1207 | 0.31227 | 5 | 0.43293
1422 | 9.9 | 1 | 365 | 11.2654 | 0.687 | 11 | 0.95245
597 | 4 | 1 | 365 | 4.5517 | 0.16646 | 4 | 0.71816
581 | 6.75 | 1 | 365 | 7.681 | 0.46841 | 8 | 0.1494
1792 | 4.02 | 1 | 365 | 4.5745 | 0.2123 | 4 | 0.78675
4179 | 8.04 | 1 | 365 | 9.1489 | 0.42459 | 9 | 0.5735
1217 | 8.04 | 1 | 365 | 9.1489 | 0.42459 | 9 | 0.5735
2860 | 3.35 | 1 | 365 | 3.812 | 0.67691 | 4 | 0.48896
1424 | 6.03 | 1 | 365 | 6.8617 | 0.81844 | 7 | 0.68013
1218 | 5.94 | 1 | 365 | 6.7593 | 0.6122 | 7 | 0.37147
1597 | 14.25 | 1 | 365 | 16.2154 | 0.65553 | 16 | 0.87094
2819 | 9 | 1 | 365 | 10.2413 | 0.62454 | 10 | 0.86586
1435 | 5.025 | 1 | 365 | 5.7181 | 0.51537 | 6 | 0.23344
1270 | 2.5 | 1 | 365 | 2.8448 | 0.72904 | 3 | 0.57385
1737 | 6.54 | 1 | 365 | 7.442 | 0.98717 | 8 | 0.42919
7880 | 6.05 | 1 | 365 | 6.8844 | 0.86428 | 7 | 0.74872
3170 | 3.35 | 1 | 365 | 3.812 | 0.67691 | 4 | 0.48896
1206 | 4.69 | 1 | 365 | 5.3369 | 0.74768 | 6 | 0.084543
3528 | 6.9 | 1 | 365 | 7.8517 | 0.81215 | 8 | 0.66383
1492 | 7 | 1 | 365 | 7.9655 | 0.041312 | 8 | 0.00678
3164 | 9 | 1 | 365 | 10.2413 | 0.62454 | 10 | 0.86586
614 | 4 | 1 | 365 | 4.5517 | 0.16646 | 4 | 0.71816
2788 | 5 | 1 | 365 | 5.6896 | 0.45808 | 6 | 0.1477
1725 | 5.75 | 1 | 365 | 6.5431 | 0.17679 | 6 | 0.71985
2374 | 9.5 | 1 | 365 | 10.8103 | 0.77035 | 11 | 0.58063
4284 | 4.56 | 1 | 365 | 5.1889 | 0.44977 | 5 | 0.6387
1520 | 6.76 | 1 | 365 | 7.6924 | 0.49132 | 8 | 0.18369
44958 | 7.5 | 1 | 365 | 8.5344 | 0.18712 | 8 | 0.72155
257 | 9 | 1 | 365 | 10.2413 | 0.62454 | 10 | 0.86586
1169 | 6 | 1 | 365 | 6.8275 | 0.7497 | 7 | 0.57724
440 | 6.5 | 1 | 365 | 7.3965 | 0.8955 | 8 | 0.29201
6192 | 3.75 | 1 | 365 | 4.2672 | 0.59356 | 4 | 0.86078
1560 | 8.5 | 1 | 365 | 9.6724 | 0.47874 | 10 | 0.15109
1531 | 8.67 | 1 | 365 | 9.8658 | 0.86831 | 10 | 0.73411
454 | 5.25 | 1 | 365 | 5.9741 | 0.030984 | 6 | 0.005085
145 | 12.5 | 1 | 365 | 14.2241 | 0.6452 | 14 | 0.86925
1145 | 4.9 | 1 | 365 | 5.5758 | 0.22892 | 5 | 0.80475
1411 | 7.5 | 1 | 365 | 8.5344 | 0.18712 | 8 | 0.72155
439 | 8.75 | 1 | 365 | 9.9568 | 0.05164 | 10 | 0.008475
1182 | 6.7 | 1 | 365 | 7.6241 | 0.35383 | 7 | 0.97792
904 | 6.75 | 1 | 365 | 7.681 | 0.46841 | 8 | 0.1494
1870 | 3.35 | 1 | 365 | 3.812 | 0.67691 | 4 | 0.48896
339 | 8 | 1 | 365 | 9.1034 | 0.33293 | 9 | 0.43632
3602 | 9 | 1 | 365 | 10.2413 | 0.62454 | 10 | 0.86586
4608 | 6.12 | 1 | 365 | 6.9641 | 0.02469 | 6 | 0.98878
3594 | 8 | 1 | 365 | 9.1034 | 0.33293 | 9 | 0.43632
1149 | 4.02 | 1 | 365 | 4.5745 | 0.2123 | 4 | 0.78675
628 | 4.75 | 1 | 365 | 5.4051 | 0.88518 | 6 | 0.29031
964 | 10.05 | 1 | 365 | 11.4361 | 0.030741 | 11 | 0.46688
381 | 10.5 | 1 | 365 | 11.9482 | 0.061968 | 12 | 0.01017
848 | 6.213 | 1 | 365 | 7.0699 | 0.23781 | 7 | 0.30773
582 | 2.75 | 1 | 365 | 3.1293 | 0.30194 | 3 | 0.43124
4076 | 4.5 | 1 | 365 | 5.1207 | 0.31227 | 5 | 0.43293
4712 | 5 | 1 | 365 | 5.6896 | 0.45808 | 6 | 0.1477
460 | 4.75 | 1 | 365 | 5.4051 | 0.88518 | 6 | 0.29031
2211 | 5.25 | 1 | 365 | 5.9741 | 0.030984 | 6 | 0.005085
3980 | 6.5 | 1 | 365 | 7.3965 | 0.8955 | 8 | 0.29201
1957 | 12.65 | 1 | 365 | 14.3947 | 0.98894 | 15 | 0.38368
3876 | 3.71 | 1 | 365 | 4.2217 | 0.5019 | 4 | 0.72359
1480 | 3.597 | 1 | 365 | 4.0931 | 0.24294 | 4 | 0.33606
5467 | 5.5 | 1 | 365 | 6.2586 | 0.60389 | 6 | 0.86247
1557 | 13.734 | 1 | 365 | 15.6282 | 0.47305 | 16 | 0.1013
2512 | 7.65 | 1 | 365 | 8.7051 | 0.53086 | 9 | 0.23598
2890 | 12.075 | 1 | 365 | 13.7404 | 0.67126 | 14 | 0.4117
2076 | 14.75 | 1 | 365 | 16.7844 | 0.80134 | 17 | 0.58572
4567 | 3.78 | 1 | 365 | 4.3014 | 0.66231 | 4 | 0.96366
2694 | 3.27 | 1 | 365 | 3.721 | 0.49358 | 4 | 0.2146
1796 | 7.848 | 1 | 365 | 8.9304 | 0.9846 | 9 | 0.91503
10543 | 4.8 | 1 | 365 | 5.462 | 0.99976 | 6 | 0.46179
703 | 6.25 | 1 | 365 | 7.112 | 0.3226 | 7 | 0.43462
19739 | 10.2 | 1 | 365 | 11.6068 | 0.37448 | 11 | 0.98131
52673 | 6.67 | 1 | 365 | 7.59 | 0.28508 | 7 | 0.87503
1022 | 6.12 | 1 | 365 | 6.9641 | 0.02469 | 6 | 0.98878
3206 | 7.7 | 1 | 365 | 8.762 | 0.64544 | 9 | 0.40746
710 | 4.5 | 1 | 365 | 5.1207 | 0.31227 | 5 | 0.43293
1302 | 5 | 1 | 365 | 5.6896 | 0.45808 | 6 | 0.1477
589 | 5 | 1 | 365 | 5.6896 | 0.45808 | 6 | 0.1477
772 | 5.75 | 1 | 365 | 6.5431 | 0.17679 | 6 | 0.71985
1178 | 5.695 | 1 | 365 | 6.4805 | 0.050753 | 6 | 0.53123
3205 | 4.25 | 1 | 365 | 4.8362 | 0.73937 | 5 | 0.57554
650 | 6 | 1 | 365 | 6.8275 | 0.7497 | 7 | 0.57724
962 | 7.194 | 1 | 365 | 8.1862 | 0.48589 | 8 | 0.67211
2995 | 8 | 1 | 365 | 9.1034 | 0.33293 | 9 | 0.43632
2100 | 7.395 | 1 | 365 | 8.4149 | 0.9465 | 9 | 0.36145
2594 | 9.805 | 1 | 365 | 11.1573 | 0.46929 | 11 | 0.62664
819 | 10.25 | 1 | 365 | 11.6637 | 0.48906 | 12 | 0.15278
1438 | 10.92 | 1 | 365 | 12.4261 | 0.024447 | 12 | 0.45058
2968 | 7.8 | 1 | 365 | 8.8758 | 0.8746 | 9 | 0.75041
6492 | 4.5 | 1 | 365 | 5.1207 | 0.31227 | 5 | 0.43293
1453 | 7.035 | 1 | 365 | 8.0053 | 0.12152 | 8 | 0.12681
662 | 3.5 | 1 | 365 | 3.9827 | 0.020656 | 4 | 0.00339
9526 | 8.25 | 1 | 365 | 9.3879 | 0.90583 | 10 | 0.29371
3754 | 5.865 | 1 | 365 | 6.6739 | 0.44033 | 7 | 0.11425
770 | 8 | 1 | 365 | 9.1034 | 0.33293 | 9 | 0.43632
3229 | 3 | 1 | 365 | 3.4138 | 0.87485 | 4 | 0.28862
14016 | 6.75 | 1 | 365 | 7.681 | 0.46841 | 8 | 0.1494
7950 | 6.21 | 1 | 365 | 7.0665 | 0.23094 | 7 | 0.29744
831 | 6.5 | 1 | 365 | 7.3965 | 0.8955 | 8 | 0.29201
734 | 6.75 | 1 | 365 | 7.681 | 0.46841 | 8 | 0.1494
2229 | 3.43 | 1 | 365 | 3.9031 | 0.86024 | 4 | 0.76332
755 | 7.75 | 1 | 365 | 8.8189 | 0.76002 | 9 | 0.57893
10183 | 4 | 1 | 365 | 4.5517 | 0.16646 | 4 | 0.71816
2754 | 4.5 | 1 | 365 | 5.1207 | 0.31227 | 5 | 0.43293
4003 | 4.75 | 1 | 365 | 5.4051 | 0.88518 | 6 | 0.29031
2117 | 9.25 | 1 | 365 | 10.5258 | 0.19745 | 10 | 0.72325
647 | 10.5 | 1 | 365 | 11.9482 | 0.061968 | 12 | 0.01017
1888 | 5.88 | 1 | 365 | 6.691 | 0.4747 | 7 | 0.1657
1004 | 10.26 | 1 | 365 | 11.6751 | 0.51198 | 12 | 0.18708
1877 | 6.03 | 1 | 365 | 6.8617 | 0.81844 | 7 | 0.68013
3136 | 3.5 | 1 | 365 | 3.9827 | 0.020656 | 4 | 0.00339
932 | 5.5 | 1 | 365 | 6.2586 | 0.60389 | 6 | 0.86247
3336 | 7.035 | 1 | 365 | 8.0053 | 0.12152 | 8 | 0.12681
1227 | 6.37 | 1 | 365 | 7.2486 | 0.59759 | 7 | 0.84617
3028 | 4 | 1 | 365 | 4.5517 | 0.16646 | 4 | 0.71816
4299 | 7.75 | 1 | 365 | 8.8189 | 0.76002 | 9 | 0.57893
6412 | 5 | 1 | 365 | 5.6896 | 0.45808 | 6 | 0.1477
6286 | 4 | 1 | 365 | 4.5517 | 0.16646 | 4 | 0.71816
6246 | 3.78 | 1 | 365 | 4.3014 | 0.66231 | 4 | 0.96366
939 | 8.25 | 1 | 365 | 9.3879 | 0.90583 | 10 | 0.29371
2130 | 12 | 1 | 365 | 13.6551 | 0.49939 | 14 | 0.15448
1491 | 8.67 | 1 | 365 | 9.8658 | 0.86831 | 10 | 0.73411
2416 | 8 | 1 | 365 | 9.1034 | 0.33293 | 9 | 0.43632
2014 | 5 | 1 | 365 | 5.6896 | 0.45808 | 6 | 0.1477
4599 | 7.65 | 1 | 365 | 8.7051 | 0.53086 | 9 | 0.23598
2959 | 4.165 | 1 | 365 | 4.7395 | 0.54458 | 5 | 0.28403
2006 | 8.04 | 1 | 365 | 9.1489 | 0.42459 | 9 | 0.5735
2276 | 3.75 | 1 | 365 | 4.2672 | 0.59356 | 4 | 0.86078
607 | 5.5 | 1 | 365 | 6.2586 | 0.60389 | 6 | 0.86247
773 | 3.75 | 1 | 365 | 4.2672 | 0.59356 | 4 | 0.86078
6233 | 9 | 1 | 365 | 10.2413 | 0.62454 | 10 | 0.86586
6384 | 5.4 | 1 | 365 | 6.1448 | 0.37473 | 6 | 0.51952
3201 | 4.25 | 1 | 365 | 4.8362 | 0.73937 | 5 | 0.57554
24679 | 8.04 | 1 | 365 | 9.1489 | 0.42459 | 9 | 0.5735
1763 | 7.595 | 1 | 365 | 8.6425 | 0.40482 | 9 | 0.047356
2482 | 4.24 | 1 | 365 | 4.8248 | 0.71645 | 5 | 0.54125
2005 | 6 | 1 | 365 | 6.8275 | 0.7497 | 7 | 0.57724
632 | 11.25 | 1 | 365 | 12.8016 | 0.78068 | 13 | 0.58232
1782 | 3.685 | 1 | 365 | 4.1932 | 0.4446 | 4 | 0.63785
2013 | 4.25 | 1 | 365 | 4.8362 | 0.73937 | 5 | 0.57554
6275 | 6.25 | 1 | 365 | 7.112 | 0.3226 | 7 | 0.43462
1083 | 3.25 | 1 | 365 | 3.6983 | 0.44775 | 4 | 0.146
803 | 7.848 | 1 | 365 | 8.9304 | 0.9846 | 9 | 0.91503
712 | 3.75 | 1 | 365 | 4.2672 | 0.59356 | 4 | 0.86078
3183 | 4.69 | 1 | 365 | 5.3369 | 0.74768 | 6 | 0.084543
2715 | 5.5 | 1 | 365 | 6.2586 | 0.60389 | 6 | 0.86247
2953 | 4.655 | 1 | 365 | 5.297 | 0.66747 | 5 | 0.96451
2451 | 7.75 | 1 | 365 | 8.8189 | 0.76002 | 9 | 0.57893
1016 | 3.75 | 1 | 365 | 4.2672 | 0.59356 | 4 | 0.86078
629 | 11 | 1 | 365 | 12.5172 | 0.20778 | 12 | 0.72494
1213 | 3.685 | 1 | 365 | 4.1932 | 0.4446 | 4 | 0.63785
1809 | 3.35 | 1 | 365 | 3.812 | 0.67691 | 4 | 0.48896
961 | 5.5 | 1 | 365 | 6.2586 | 0.60389 | 6 | 0.86247
7124 | 4.69 | 1 | 365 | 5.3369 | 0.74768 | 6 | 0.084543
12319 | 4.5 | 1 | 365 | 5.1207 | 0.31227 | 5 | 0.43293
10903 | 5 | 1 | 365 | 5.6896 | 0.45808 | 6 | 0.1477
2988 | 14.25 | 1 | 365 | 16.2154 | 0.65553 | 16 | 0.87094
3739 | 11 | 1 | 365 | 12.5172 | 0.20778 | 12 | 0.72494
1579 | 8 | 1 | 365 | 9.1034 | 0.33293 | 9 | 0.43632
639 | 2.5 | 1 | 365 | 2.8448 | 0.72904 | 3 | 0.57385
2954 | 2.75 | 1 | 365 | 3.1293 | 0.30194 | 3 | 0.43124
1051 | 8 | 1 | 365 | 9.1034 | 0.33293 | 9 | 0.43632
2275 | 5.5 | 1 | 365 | 6.2586 | 0.60389 | 6 | 0.86247
673 | 3 | 1 | 365 | 3.4138 | 0.87485 | 4 | 0.28862
2441 | 6.48 | 1 | 365 | 7.3737 | 0.84967 | 8 | 0.22342
723 | 4 | 1 | 365 | 4.5517 | 0.16646 | 4 | 0.71816
568 | 3.75 | 1 | 365 | 4.2672 | 0.59356 | 4 | 0.86078
608 | 6.25 | 1 | 365 | 7.112 | 0.3226 | 7 | 0.43462
6476 | 6.615 | 1 | 365 | 7.5274 | 0.15904 | 7 | 0.68641
4231 | 6.25 | 1 | 365 | 7.112 | 0.3226 | 7 | 0.43462
2007 | 8.525 | 1 | 365 | 9.7008 | 0.53603 | 10 | 0.23683
1611 | 4.5 | 1 | 365 | 5.1207 | 0.31227 | 5 | 0.43293
1802 | 6.37 | 1 | 365 | 7.2486 | 0.59759 | 7 | 0.84617
5512 | 6.03 | 1 | 365 | 6.8617 | 0.81844 | 7 | 0.68013
689 | 2.5 | 1 | 365 | 2.8448 | 0.72904 | 3 | 0.57385
611 | 4.5 | 1 | 365 | 5.1207 | 0.31227 | 5 | 0.43293
3401 | 6.37 | 1 | 365 | 7.2486 | 0.59759 | 7 | 0.84617
604 | 12.5 | 1 | 365 | 14.2241 | 0.6452 | 14 | 0.86925
2734 | 9.18 | 1 | 365 | 10.4461 | 0.037035 | 10 | 0.48318
2691 | 4.56 | 1 | 365 | 5.1889 | 0.44977 | 5 | 0.6387
569 | 6.095 | 1 | 365 | 6.9356 | 0.9674 | 7 | 0.90305
613 | 4.5 | 1 | 365 | 5.1207 | 0.31227 | 5 | 0.43293
3551 | 7.84 | 1 | 365 | 8.9213 | 0.96627 | 9 | 0.88759
3482 | 4.335 | 1 | 365 | 4.9329 | 0.93416 | 5 | 0.86706
52664 | 8.28 | 1 | 365 | 9.422 | 0.97458 | 10 | 0.39659
6004 | 6.7 | 1 | 365 | 7.6241 | 0.35383 | 7 | 0.97792
595 | 4.75 | 1 | 365 | 5.4051 | 0.88518 | 6 | 0.29031
2170 | 9.81 | 1 | 365 | 11.163 | 0.48075 | 11 | 0.64379
2171 | 10.53 | 1 | 365 | 11.9823 | 0.13072 | 12 | 0.11306
2008 | 8.4 | 1 | 365 | 9.5586 | 0.24957 | 9 | 0.80814
52672 | 11.5 | 1 | 365 | 13.0861 | 0.35358 | 13 | 0.43971
625 | 4.75 | 1 | 365 | 5.4051 | 0.88518 | 6 | 0.29031
355 | 9.18 | 1 | 365 | 10.4461 | 0.037035 | 10 | 0.48318
2085 | 7.28 | 1 | 365 | 8.2841 | 0.68296 | 8 | 0.96705
615 | 2.12 | 1 | 365 | 2.4124 | 0.85823 | 3 | 0.27062
751 | 7 | 1 | 365 | 7.9655 | 0.041312 | 8 | 0.00678
1905 | 9.18 | 1 | 365 | 10.4461 | 0.037035 | 10 | 0.48318
3213 | 8.1 | 1 | 365 | 9.2172 | 0.56209 | 9 | 0.77927
3223 | 4.75 | 1 | 365 | 5.4051 | 0.88518 | 6 | 0.29031
2392 | 5.25 | 1 | 365 | 5.9741 | 0.030984 | 6 | 0.005085
2505 | 9 | 1 | 365 | 10.2413 | 0.62454 | 10 | 0.86586
4583 | 7.5 | 1 | 365 | 8.5344 | 0.18712 | 8 | 0.72155
2107 | 7.425 | 1 | 365 | 8.4491 | 0.015249 | 8 | 0.46433
910 | 7.15 | 1 | 365 | 8.1362 | 0.38505 | 8 | 0.52121
2659 | 5.5 | 1 | 365 | 6.2586 | 0.60389 | 6 | 0.86247
4281 | 4.56 | 1 | 365 | 5.1889 | 0.44977 | 5 | 0.6387
4884 | 11.25 | 1 | 365 | 12.8016 | 0.78068 | 13 | 0.58232
1220 | 8.75 | 1 | 365 | 9.9568 | 0.05164 | 10 | 0.008475
1382 | 5.25 | 1 | 365 | 5.9741 | 0.030984 | 6 | 0.005085
5578 | 12.06 | 1 | 365 | 13.7234 | 0.63689 | 14 | 0.36025
3207 | 5.88 | 1 | 365 | 6.691 | 0.4747 | 7 | 0.1657
4028 | 7.5 | 1 | 365 | 8.5344 | 0.18712 | 8 | 0.72155
672 | 14.715 | 1 | 365 | 16.7446 | 0.72113 | 17 | 0.46568
1698 | 3.12 | 1 | 365 | 3.5503 | 0.14984 | 3 | 0.70016
760 | 3.185 | 1 | 365 | 3.6243 | 0.2988 | 3 | 0.92308
1921 | 5 | 1 | 365 | 5.6896 | 0.45808 | 6 | 0.1477
1413 | 9 | 1 | 365 | 10.2413 | 0.62454 | 10 | 0.86586
2730 | 10.72 | 1 | 365 | 12.1985 | 0.56612 | 12 | 0.76467
6473 | 12.426 | 1 | 365 | 14.1398 | 0.47562 | 14 | 0.61546
959 | 8.25 | 1 | 365 | 9.3879 | 0.90583 | 10 | 0.29371
1965 | 10.8 | 1 | 365 | 12.2896 | 0.74945 | 13 | 0.039032
1506 | 8.64 | 1 | 365 | 9.8317 | 0.79956 | 10 | 0.63123
3695 | 4.75 | 1 | 365 | 5.4051 | 0.88518 | 6 | 0.29031
1421 | 5 | 1 | 365 | 5.6896 | 0.45808 | 6 | 0.1477
3197 | 6.48 | 1 | 365 | 7.3737 | 0.84967 | 8 | 0.22342
3199 | 5.75 | 1 | 365 | 6.5431 | 0.17679 | 6 | 0.71985
2375 | 4.845 | 1 | 365 | 5.5132 | 0.10288 | 5 | 0.61612
10805 | 5 | 1 | 365 | 5.6896 | 0.45808 | 6 | 0.1477
2077 | 13.25 | 1 | 365 | 15.0775 | 0.36391 | 15 | 0.4414
663 | 4.5 | 1 | 365 | 5.1207 | 0.31227 | 5 | 0.43293
1807 | 7.035 | 1 | 365 | 8.0053 | 0.12152 | 8 | 0.12681
1772 | 3.43 | 1 | 365 | 3.9031 | 0.86024 | 4 | 0.76332
2123 | 4.505 | 1 | 365 | 5.1263 | 0.32373 | 5 | 0.45008
1680 | 5.5 | 1 | 365 | 6.2586 | 0.60389 | 6 | 0.86247
1476 | 7.7 | 1 | 365 | 8.762 | 0.64544 | 9 | 0.40746
1497 | 3.975 | 1 | 365 | 4.5232 | 0.10917 | 4 | 0.63242
2485 | 4.02 | 1 | 365 | 4.5745 | 0.2123 | 4 | 0.78675
680 | 8 | 1 | 365 | 9.1034 | 0.33293 | 9 | 0.43632
3148 | 9.75 | 1 | 365 | 11.0948 | 0.34326 | 11 | 0.43801
4627 | 5.83 | 1 | 365 | 6.6341 | 0.36012 | 6 | 0.99422
2952 | 3.75 | 1 | 365 | 4.2672 | 0.59356 | 4 | 0.86078
2331 | 5.25 | 1 | 365 | 5.9741 | 0.030984 | 6 | 0.005085
1871 | 3.35 | 1 | 365 | 3.812 | 0.67691 | 4 | 0.48896
20143 | 5 | 1 | 365 | 5.6896 | 0.45808 | 6 | 0.1477
2958 | 6.37 | 1 | 365 | 7.2486 | 0.59759 | 7 | 0.84617
4105 | 3 | 1 | 365 | 3.4138 | 0.87485 | 4 | 0.28862
747 | 4 | 1 | 365 | 4.5517 | 0.16646 | 4 | 0.71816
1929 | 6 | 1 | 365 | 6.8275 | 0.7497 | 7 | 0.57724
3090 | 3.5 | 1 | 365 | 3.9827 | 0.020656 | 4 | 0.00339
3109 | 6.37 | 1 | 365 | 7.2486 | 0.59759 | 7 | 0.84617
2198 | 8.4 | 1 | 365 | 9.5586 | 0.24957 | 9 | 0.80814
3917 | 5.36 | 1 | 365 | 6.0993 | 0.28306 | 6 | 0.38233
3310 | 6.03 | 1 | 365 | 6.8617 | 0.81844 | 7 | 0.68013
2340 | 7.25 | 1 | 365 | 8.2499 | 0.61422 | 8 | 0.86416
1999 | 5.5 | 1 | 365 | 6.2586 | 0.60389 | 6 | 0.86247
698 | 6 | 1 | 365 | 6.8275 | 0.7497 | 7 | 0.57724
971 | 6.25 | 1 | 365 | 7.112 | 0.3226 | 7 | 0.43462
1345 | 8.1 | 1 | 365 | 9.2172 | 0.56209 | 9 | 0.77927
3555 | 5.25 | 1 | 365 | 5.9741 | 0.030984 | 6 | 0.005085
1387 | 4.25 | 1 | 365 | 4.8362 | 0.73937 | 5 | 0.57554
3554 | 7.37 | 1 | 365 | 8.3865 | 0.88921 | 9 | 0.27571
1618 | 6.25 | 1 | 365 | 7.112 | 0.3226 | 7 | 0.43462
733 | 5.25 | 1 | 365 | 5.9741 | 0.030984 | 6 | 0.005085
4944 | 5.5 | 1 | 365 | 6.2586 | 0.60389 | 6 | 0.86247
1699 | 8.5 | 1 | 365 | 9.6724 | 0.47874 | 10 | 0.15109
4468 | 8.5 | 1 | 365 | 9.6724 | 0.47874 | 10 | 0.15109
16258 | 9.5 | 1 | 365 | 10.8103 | 0.77035 | 11 | 0.58063
3323 | 11.505 | 1 | 365 | 13.0918 | 0.36504 | 13 | 0.45686
3640 | 3.315 | 1 | 365 | 3.7722 | 0.59671 | 4 | 0.36893
4437 | 9 | 1 | 365 | 10.2413 | 0.62454 | 10 | 0.86586
6181 | 6.37 | 1 | 365 | 7.2486 | 0.59759 | 7 | 0.84617
3209 | 5.94 | 1 | 365 | 6.7593 | 0.6122 | 7 | 0.37147
1858 | 5.5 | 1 | 365 | 6.2586 | 0.60389 | 6 | 0.86247
3215 | 7.29 | 1 | 365 | 8.2955 | 0.70588 | 9 | 0.0013466
4077 | 4.16 | 1 | 365 | 4.7338 | 0.53312 | 5 | 0.26689
2186 | 6.5 | 1 | 365 | 7.3965 | 0.8955 | 8 | 0.29201
3601 | 8.32 | 1 | 365 | 9.4675 | 0.066245 | 9 | 0.53377
5440 | 6.12 | 1 | 365 | 6.9641 | 0.02469 | 6 | 0.98878
3427 | 3 | 1 | 365 | 3.4138 | 0.87485 | 4 | 0.28862
11782 | 6.48 | 1 | 365 | 7.3737 | 0.84967 | 8 | 0.22342
2690 | 3.5 | 1 | 365 | 3.9827 | 0.020656 | 4 | 0.00339
1488 | 6 | 1 | 365 | 6.8275 | 0.7497 | 7 | 0.57724
3442 | 6.03 | 1 | 365 | 6.8617 | 0.81844 | 7 | 0.68013
6566 | 7.035 | 1 | 365 | 8.0053 | 0.12152 | 8 | 0.12681
20530 | 11.45 | 1 | 365 | 13.0292 | 0.239 | 13 | 0.26823
6173 | 6.12 | 1 | 365 | 6.9641 | 0.02469 | 6 | 0.98878
6201 | 8 | 1 | 365 | 9.1034 | 0.33293 | 9 | 0.43632
6240 | 3.78 | 1 | 365 | 4.3014 | 0.66231 | 4 | 0.96366
1892 | 4.165 | 1 | 365 | 4.7395 | 0.54458 | 5 | 0.28403
3172 | 3.35 | 1 | 365 | 3.812 | 0.67691 | 4 | 0.48896
642 | 7.25 | 1 | 365 | 8.2499 | 0.61422 | 8 | 0.86416
901 | 8.25 | 1 | 365 | 9.3879 | 0.90583 | 10 | 0.29371
6375 | 5.4 | 1 | 365 | 6.1448 | 0.37473 | 6 | 0.51952
4955 | 6.63 | 1 | 365 | 7.5444 | 0.19341 | 7 | 0.73785
7862 | 6.63 | 1 | 365 | 7.5444 | 0.19341 | 7 | 0.73785
3198 | 4.845 | 1 | 365 | 5.5132 | 0.10288 | 5 | 0.61612
1260 | 5 | 1 | 365 | 5.6896 | 0.45808 | 6 | 0.1477
1864 | 3.685 | 1 | 365 | 4.1932 | 0.4446 | 4 | 0.63785
3203 | 4.02 | 1 | 365 | 4.5745 | 0.2123 | 4 | 0.78675
764 | 3.75 | 1 | 365 | 4.2672 | 0.59356 | 4 | 0.86078
1867 | 5.695 | 1 | 365 | 6.4805 | 0.050753 | 6 | 0.53123
1764 | 5.88 | 1 | 365 | 6.691 | 0.4747 | 7 | 0.1657
763 | 3.25 | 1 | 365 | 3.6983 | 0.44775 | 4 | 0.146
622 | 4.75 | 1 | 365 | 5.4051 | 0.88518 | 6 | 0.29031
3248 | 8.7 | 1 | 365 | 9.8999 | 0.93706 | 10 | 0.837
1847 | 5 | 1 | 365 | 5.6896 | 0.45808 | 6 | 0.1477
588 | 2.5 | 1 | 365 | 2.8448 | 0.72904 | 3 | 0.57385
6500 | 6 | 1 | 365 | 6.8275 | 0.7497 | 7 | 0.57724
606 | 4.75 | 1 | 365 | 5.4051 | 0.88518 | 6 | 0.29031
6217 | 8.75 | 1 | 365 | 9.9568 | 0.05164 | 10 | 0.008475
6241 | 5.4 | 1 | 365 | 6.1448 | 0.37473 | 6 | 0.51952
1385 | 7.29 | 1 | 365 | 8.2955 | 0.70588 | 9 | 0.0013466
1549 | 4.75 | 1 | 365 | 5.4051 | 0.88518 | 6 | 0.29031
1378 | 7.35 | 1 | 365 | 8.3637 | 0.84338 | 9 | 0.20712
6248 | 9.99 | 1 | 365 | 11.3679 | 0.89324 | 12 | 0.2611
1637 | 5 | 1 | 365 | 5.6896 | 0.45808 | 6 | 0.1477
3123 | 7.5 | 1 | 365 | 8.5344 | 0.18712 | 8 | 0.72155
1432 | 9.945 | 1 | 365 | 11.3167 | 0.79012 | 12 | 0.10678
691 | 3.75 | 1 | 365 | 4.2672 | 0.59356 | 4 | 0.86078
957 | 4 | 1 | 365 | 4.5517 | 0.16646 | 4 | 0.71816
1140 | 2.25 | 1 | 365 | 2.5603 | 0.15614 | 2 | 0.71646
2168 | 10.72 | 1 | 365 | 12.1985 | 0.56612 | 12 | 0.76467
3691 | 6.75 | 1 | 365 | 7.681 | 0.46841 | 8 | 0.1494
4049 | 4.75 | 1 | 365 | 5.4051 | 0.88518 | 6 | 0.29031
340 | 4.5 | 1 | 365 | 5.1207 | 0.31227 | 5 | 0.43293
6138 | 8 | 1 | 365 | 9.1034 | 0.33293 | 9 | 0.43632
1946 | 8.96 | 1 | 365 | 10.1958 | 0.53288 | 10 | 0.72868
3246 | 8.04 | 1 | 365 | 9.1489 | 0.42459 | 9 | 0.5735
886 | 7.848 | 1 | 365 | 8.9304 | 0.9846 | 9 | 0.91503
699 | 11 | 1 | 365 | 12.5172 | 0.20778 | 12 | 0.72494
1790 | 3.685 | 1 | 365 | 4.1932 | 0.4446 | 4 | 0.63785
4084 | 2.5 | 1 | 365 | 2.8448 | 0.72904 | 3 | 0.57385
3161 | 5.1 | 1 | 365 | 5.8034 | 0.68724 | 6 | 0.49065
4065 | 9.075 | 1 | 365 | 10.3267 | 0.79642 | 11 | 0.12308
2356 | 5.94 | 1 | 365 | 6.7593 | 0.6122 | 7 | 0.37147
1936 | 10.75 | 1 | 365 | 12.2327 | 0.63487 | 12 | 0.86755
1911 | 8.745 | 1 | 365 | 9.9511 | 0.040182 | 9 | 0.99133
6103 | 3.35 | 1 | 365 | 3.812 | 0.67691 | 4 | 0.48896
2886 | 9.12 | 1 | 365 | 10.3779 | 0.89954 | 11 | 0.2774
700 | 5.25 | 1 | 365 | 5.9741 | 0.030984 | 6 | 0.005085
3031 | 4.25 | 1 | 365 | 4.8362 | 0.73937 | 5 | 0.57554
2074 | 6.25 | 1 | 365 | 7.112 | 0.3226 | 7 | 0.43462
1837 | 5.36 | 1 | 365 | 6.0993 | 0.28306 | 6 | 0.38233
3919 | 4.02 | 1 | 365 | 4.5745 | 0.2123 | 4 | 0.78675
6426 | 9.75 | 1 | 365 | 11.0948 | 0.34326 | 11 | 0.43801
6421 | 9.18 | 1 | 365 | 10.4461 | 0.037035 | 10 | 0.48318
6148 | 5.75 | 1 | 365 | 6.5431 | 0.17679 | 6 | 0.71985
693 | 4.5 | 1 | 365 | 5.1207 | 0.31227 | 5 | 0.43293
4590 | 4.25 | 1 | 365 | 4.8362 | 0.73937 | 5 | 0.57554
2884 | 3 | 1 | 365 | 3.4138 | 0.87485 | 4 | 0.28862
3743 | 10.2 | 1 | 365 | 11.6068 | 0.37448 | 11 | 0.98131
1115 | 11.25 | 1 | 365 | 12.8016 | 0.78068 | 13 | 0.58232
16865 | 5.025 | 1 | 365 | 5.7181 | 0.51537 | 6 | 0.23344
765 | 7 | 1 | 365 | 7.9655 | 0.041312 | 8 | 0.00678
4180 | 4.95 | 1 | 365 | 5.6327 | 0.3435 | 5 | 0.97622
1379 | 9 | 1 | 365 | 10.2413 | 0.62454 | 10 | 0.86586
4018 | 5.7 | 1 | 365 | 6.4862 | 0.062211 | 6 | 0.54838
52668 | 8.28 | 1 | 365 | 9.422 | 0.97458 | 10 | 0.39659
651 | 5.25 | 1 | 365 | 5.9741 | 0.030984 | 6 | 0.005085
5337 | 9.72 | 1 | 365 | 11.0606 | 0.27451 | 11 | 0.33513
3150 | 10 | 1 | 365 | 11.3792 | 0.91616 | 12 | 0.2954
2020 | 4.5 | 1 | 365 | 5.1207 | 0.31227 | 5 | 0.43293
1118 | 11 | 1 | 365 | 12.5172 | 0.20778 | 12 | 0.72494
1614 | 8 | 1 | 365 | 9.1034 | 0.33293 | 9 | 0.43632
7915 | 7.5 | 1 | 365 | 8.5344 | 0.18712 | 8 | 0.72155
988 | 3.5 | 1 | 365 | 3.9827 | 0.020656 | 4 | 0.00339
2685 | 7 | 1 | 365 | 7.9655 | 0.041312 | 8 | 0.00678
10962 | 9.75 | 1 | 365 | 11.0948 | 0.34326 | 11 | 0.43801
4107 | 5.4 | 1 | 365 | 6.1448 | 0.37473 | 6 | 0.51952
2447 | 6.6 | 1 | 365 | 7.5103 | 0.12467 | 7 | 0.63496
1519 | 4.77 | 1 | 365 | 5.4279 | 0.93101 | 6 | 0.35891
7839 | 4 | 1 | 365 | 4.5517 | 0.16646 | 4 | 0.71816
8423 | 9.25 | 1 | 365 | 10.5258 | 0.19745 | 10 | 0.72325
2078 | 7.194 | 1 | 365 | 8.1862 | 0.48589 | 8 | 0.67211
5689 | 5.1 | 1 | 365 | 5.8034 | 0.68724 | 6 | 0.49065
2725 | 6.6 | 1 | 365 | 7.5103 | 0.12467 | 7 | 0.63496
2069 | 3.924 | 1 | 365 | 4.4652 | 0.9923 | 5 | 0.45751
2218 | 9.5 | 1 | 365 | 10.8103 | 0.77035 | 11 | 0.58063
2523 | 8 | 1 | 365 | 9.1034 | 0.33293 | 9 | 0.43632
1109 | 7.67 | 1 | 365 | 8.7279 | 0.57669 | 9 | 0.30457
7800 | 3.75 | 1 | 365 | 4.2672 | 0.59356 | 4 | 0.86078
3817 | 7 | 1 | 365 | 7.9655 | 0.041312 | 8 | 0.00678
3693 | 6.9 | 1 | 365 | 7.8517 | 0.81215 | 8 | 0.66383
3204 | 4.165 | 1 | 365 | 4.7395 | 0.54458 | 5 | 0.28403
3926 | 12.15 | 1 | 365 | 13.8258 | 0.84313 | 14 | 0.66891
16563 | 5.83 | 1 | 365 | 6.6341 | 0.36012 | 6 | 0.99422
3233 | 11.5 | 1 | 365 | 13.0861 | 0.35358 | 13 | 0.43971
4442 | 6 | 1 | 365 | 6.8275 | 0.7497 | 7 | 0.57724
4636 | 4.2 | 1 | 365 | 4.7793 | 0.62479 | 5 | 0.40407
2623 | 8.8 | 1 | 365 | 10.0137 | 0.16622 | 10 | 0.17995
2786 | 10.2 | 1 | 365 | 11.6068 | 0.37448 | 11 | 0.98131
3726 | 7 | 1 | 365 | 7.9655 | 0.041312 | 8 | 0.00678
4151 | 8.84 | 1 | 365 | 10.0592 | 0.25789 | 10 | 0.31713
8924 | 3.5 | 1 | 365 | 3.9827 | 0.020656 | 4 | 0.00339
52670 | 5.79 | 1 | 365 | 6.5886 | 0.26846 | 6 | 0.85704
4935 | 5.98 | 1 | 365 | 6.8048 | 0.70386 | 7 | 0.50865
2344 | 5.46 | 1 | 365 | 6.2131 | 0.51222 | 6 | 0.72529
3929 | 11.22 | 1 | 365 | 12.7675 | 0.71193 | 13 | 0.47944
2208 | 6 | 1 | 365 | 6.8275 | 0.7497 | 7 | 0.57724
1776 | 6.86 | 1 | 365 | 7.8062 | 0.72049 | 8 | 0.52664
2224 | 7.5 | 1 | 365 | 8.5344 | 0.18712 | 8 | 0.72155
7854 | 5.5 | 1 | 365 | 6.2586 | 0.60389 | 6 | 0.86247
1587 | 4.77 | 1 | 365 | 5.4279 | 0.93101 | 6 | 0.35891
10088 | 5.025 | 1 | 365 | 5.7181 | 0.51537 | 6 | 0.23344
3099 | 8.71 | 1 | 365 | 9.9113 | 0.95998 | 10 | 0.87129
1746 | 6.25 | 1 | 365 | 7.112 | 0.3226 | 7 | 0.43462
4204 | 4.505 | 1 | 365 | 5.1263 | 0.32373 | 5 | 0.45008
1536 | 5.52 | 1 | 365 | 6.2813 | 0.64972 | 6 | 0.93106
3846 | 5.145 | 1 | 365 | 5.8546 | 0.79036 | 6 | 0.64498
1724 | 6 | 1 | 365 | 6.8275 | 0.7497 | 7 | 0.57724
2040 | 6.16 | 1 | 365 | 7.0096 | 0.11635 | 7 | 0.12597
2166 | 11.725 | 1 | 365 | 13.3422 | 0.8692 | 14 | 0.21136
20753 | 5.6 | 1 | 365 | 6.3724 | 0.83305 | 7 | 0.20542
2726 | 4.578 | 1 | 365 | 5.2094 | 0.49102 | 5 | 0.70043
4118 | 4 | 1 | 365 | 4.5517 | 0.16646 | 4 | 0.71816
6284 | 5.4 | 1 | 365 | 6.1448 | 0.37473 | 6 | 0.51952
3780 | 2.5 | 1 | 365 | 2.8448 | 0.72904 | 3 | 0.57385
4187 | 5.415 | 1 | 365 | 6.1619 | 0.4091 | 6 | 0.57096
856 | 5.5 | 1 | 365 | 6.2586 | 0.60389 | 6 | 0.86247
3688 | 5.145 | 1 | 365 | 5.8546 | 0.79036 | 6 | 0.64498
6168 | 8.1 | 1 | 365 | 9.2172 | 0.56209 | 9 | 0.77927
1915 | 4 | 1 | 365 | 4.5517 | 0.16646 | 4 | 0.71816
6428 | 10 | 1 | 365 | 11.3792 | 0.91616 | 12 | 0.2954
4390 | 7.035 | 1 | 365 | 8.0053 | 0.12152 | 8 | 0.12681
3954 | 5.225 | 1 | 365 | 5.9457 | 0.97369 | 6 | 0.91935
5508 | 2.2 | 1 | 365 | 2.5034 | 0.041555 | 2 | 0.54499
1895 | 5.6 | 1 | 365 | 6.3724 | 0.83305 | 7 | 0.20542
6319 | 7.56 | 1 | 365 | 8.6027 | 0.32462 | 8 | 0.92732
2033 | 7.5 | 1 | 365 | 8.5344 | 0.18712 | 8 | 0.72155
1916 | 5.72 | 1 | 365 | 6.5089 | 0.10804 | 6 | 0.61697
2824 | 6.03 | 1 | 365 | 6.8617 | 0.81844 | 7 | 0.68013
3095 | 6.75 | 1 | 365 | 7.681 | 0.46841 | 8 | 0.1494
3952 | 8.25 | 1 | 365 | 9.3879 | 0.90583 | 10 | 0.29371
1774 | 4.02 | 1 | 365 | 4.5745 | 0.2123 | 4 | 0.78675
1616 | 5.25 | 1 | 365 | 5.9741 | 0.030984 | 6 | 0.005085
3642 | 11 | 1 | 365 | 12.5172 | 0.20778 | 12 | 0.72494
4208 | 6.6 | 1 | 365 | 7.5103 | 0.12467 | 7 | 0.63496
4402 | 4.675 | 1 | 365 | 5.3198 | 0.7133 | 6 | 0.033099
2393 | 5.25 | 1 | 365 | 5.9741 | 0.030984 | 6 | 0.005085
6199 | 4.05 | 1 | 365 | 4.6086 | 0.28104 | 4 | 0.88964
2645 | 14 | 1 | 365 | 15.9309 | 0.082624 | 16 | 0.01356
3169 | 3.685 | 1 | 365 | 4.1932 | 0.4446 | 4 | 0.63785
6713 | 4.69 | 1 | 365 | 5.3369 | 0.74768 | 6 | 0.084543
6232 | 6.21 | 1 | 365 | 7.0665 | 0.23094 | 7 | 0.29744
3270 | 6 | 1 | 365 | 6.8275 | 0.7497 | 7 | 0.57724
5041 | 4.02 | 1 | 365 | 4.5745 | 0.2123 | 4 | 0.78675
1852 | 2.25 | 1 | 365 | 2.5603 | 0.15614 | 2 | 0.71646
2389 | 6.5 | 1 | 365 | 7.3965 | 0.8955 | 8 | 0.29201
4876 | 3.5 | 1 | 365 | 3.9827 | 0.020656 | 4 | 0.00339
5046 | 2.94 | 1 | 365 | 3.3455 | 0.73735 | 4 | 0.082848
4054 | 5.25 | 1 | 365 | 5.9741 | 0.030984 | 6 | 0.005085
3444 | 7.105 | 1 | 365 | 8.085 | 0.28193 | 8 | 0.36688
6463 | 5 | 1 | 365 | 5.6896 | 0.45808 | 6 | 0.1477
12204 | 5.1 | 1 | 365 | 5.8034 | 0.68724 | 6 | 0.49065
3538 | 4.41 | 1 | 365 | 5.0182 | 0.10603 | 5 | 0.12427
2787 | 8.829 | 1 | 365 | 10.0467 | 0.23268 | 10 | 0.27941
4665 | 6.03 | 1 | 365 | 6.8617 | 0.81844 | 7 | 0.68013
4659 | 6.5 | 1 | 365 | 7.3965 | 0.8955 | 8 | 0.29201
1836 | 4.83 | 1 | 365 | 5.4962 | 0.068505 | 5 | 0.56468
3429 | 3.35 | 1 | 365 | 3.812 | 0.67691 | 4 | 0.48896
1322 | 5.75 | 1 | 365 | 6.5431 | 0.17679 | 6 | 0.71985
2592 | 9 | 1 | 365 | 10.2413 | 0.62454 | 10 | 0.86586
1342 | 7 | 1 | 365 | 7.9655 | 0.041312 | 8 | 0.00678
3113 | 4.2 | 1 | 365 | 4.7793 | 0.62479 | 5 | 0.40407
1861 | 5.5 | 1 | 365 | 6.2586 | 0.60389 | 6 | 0.86247
2584 | 6.75 | 1 | 365 | 7.681 | 0.46841 | 8 | 0.1494
3591 | 4.25 | 1 | 365 | 4.8362 | 0.73937 | 5 | 0.57554
3537 | 3.3 | 1 | 365 | 3.7551 | 0.56233 | 4 | 0.31748
26882 | 7.75 | 1 | 365 | 8.8189 | 0.76002 | 9 | 0.57893
2537 | 6.5 | 1 | 365 | 7.3965 | 0.8955 | 8 | 0.29201
1800 | 4.02 | 1 | 365 | 4.5745 | 0.2123 | 4 | 0.78675
4293 | 11 | 1 | 365 | 12.5172 | 0.20778 | 12 | 0.72494
4225 | 5.2 | 1 | 365 | 5.9172 | 0.9164 | 6 | 0.83361
1581 | 4 | 1 | 365 | 4.5517 | 0.16646 | 4 | 0.71816
10391 | 5.4 | 1 | 365 | 6.1448 | 0.37473 | 6 | 0.51952
1429 | 6.885 | 1 | 365 | 7.8346 | 0.77778 | 8 | 0.61238
12262 | 5.1 | 1 | 365 | 5.8034 | 0.68724 | 6 | 0.49065
6552 | 7.42 | 1 | 365 | 8.4434 | 0.0037907 | 8 | 0.44719
1338 | 5 | 1 | 365 | 5.6896 | 0.45808 | 6 | 0.1477
4013 | 10.25 | 1 | 365 | 11.6637 | 0.48906 | 12 | 0.15278
2036 | 8.525 | 1 | 365 | 9.7008 | 0.53603 | 10 | 0.23683
4461 | 7.5 | 1 | 365 | 8.5344 | 0.18712 | 8 | 0.72155
2372 | 5 | 1 | 365 | 5.6896 | 0.45808 | 6 | 0.1477
2298 | 7.5 | 1 | 365 | 8.5344 | 0.18712 | 8 | 0.72155
22077 | 6.03 | 1 | 365 | 6.8617 | 0.89978 | 7 | 0.76146
2145 | 3 | 1 | 365 | 3.4138 | 0.87485 | 4 | 0.28862
2281 | 8.5 | 1 | 365 | 9.6724 | 0.47874 | 10 | 0.15109
3666 | 3.5 | 1 | 365 | 3.9827 | 0.020656 | 4 | 0.00339
6322 | 3.685 | 1 | 365 | 4.1932 | 0.4446 | 4 | 0.63785
3451 | 4.165 | 1 | 365 | 4.7395 | 0.54458 | 5 | 0.28403
3792 | 2 | 1 | 365 | 2.2758 | 0.58323 | 2 | 0.85908
7257 | 3.25 | 1 | 365 | 3.6983 | 0.44775 | 4 | 0.146
6383 | 8.64 | 1 | 365 | 9.8317 | 0.79956 | 10 | 0.63123
3915 | 3.06 | 1 | 365 | 3.482 | 0.012345 | 3 | 0.49439
2248 | 7 | 1 | 365 | 7.9655 | 0.041312 | 8 | 0.00678
3447 | 5 | 1 | 365 | 5.6896 | 0.45808 | 6 | 0.1477
3544 | 5.1 | 1 | 365 | 5.8034 | 0.68724 | 6 | 0.49065
4139 | 4.9 | 1 | 365 | 5.5758 | 0.22892 | 5 | 0.80475
11886 | 5 | 1 | 365 | 5.6896 | 0.45808 | 6 | 0.1477
4090 | 2.94 | 1 | 365 | 3.3455 | 0.73735 | 4 | 0.082848
6750 | 6 | 1 | 365 | 6.8275 | 0.7497 | 7 | 0.57724
3042 | 3 | 1 | 365 | 3.4138 | 0.87485 | 4 | 0.28862
3179 | 5.025 | 1 | 365 | 5.7181 | 0.51537 | 6 | 0.23344
6367 | 13.25 | 1 | 365 | 15.0775 | 0.36391 | 15 | 0.4414
8072 | 7.56 | 1 | 365 | 8.6027 | 0.32462 | 8 | 0.92732
6260 | 8.91 | 1 | 365 | 10.1389 | 0.4183 | 10 | 0.5572
3922 | 5.36 | 1 | 365 | 6.0993 | 0.28306 | 6 | 0.38233
2586 | 12 | 1 | 365 | 13.6551 | 0.49939 | 14 | 0.15448
1304 | 5.25 | 1 | 365 | 5.9741 | 0.030984 | 6 | 0.005085
4181 | 6.6 | 1 | 365 | 7.5103 | 0.12467 | 7 | 0.63496
853 | 4.5 | 1 | 365 | 5.1207 | 0.31227 | 5 | 0.43293
8054 | 4 | 1 | 365 | 4.5517 | 0.16646 | 4 | 0.71816
5492 | 4.25 | 1 | 365 | 4.8362 | 0.73937 | 5 | 0.57554
4703 | 3.35 | 1 | 365 | 3.812 | 0.67691 | 4 | 0.48896
4388 | 4.41 | 1 | 365 | 5.0182 | 0.10603 | 5 | 0.12427
6135 | 6.75 | 1 | 365 | 7.681 | 0.46841 | 8 | 0.1494
3393 | 8 | 1 | 365 | 9.1034 | 0.33293 | 9 | 0.43632
2134 | 5.5 | 1 | 365 | 6.2586 | 0.60389 | 6 | 0.86247
2397 | 5.75 | 1 | 365 | 6.5431 | 0.17679 | 6 | 0.71985
3352 | 10.5 | 1 | 365 | 11.9482 | 0.061968 | 12 | 0.01017
2853 | 9.8 | 1 | 365 | 11.1517 | 0.45784 | 11 | 0.60949
6355 | 4.86 | 1 | 365 | 5.5303 | 0.13725 | 5 | 0.66756
2851 | 9.805 | 1 | 365 | 11.1573 | 0.46929 | 11 | 0.62664
2401 | 3 | 1 | 365 | 3.4138 | 0.87485 | 4 | 0.28862
3387 | 4.02 | 1 | 365 | 4.5745 | 0.2123 | 4 | 0.78675
3111 | 5.695 | 1 | 365 | 6.4805 | 0.050753 | 6 | 0.53123
1754 | 5.25 | 1 | 365 | 5.9741 | 0.030984 | 6 | 0.005085
3599 | 5.25 | 1 | 365 | 5.9741 | 0.030984 | 6 | 0.005085
2962 | 8.04 | 1 | 365 | 9.1489 | 0.42459 | 9 | 0.5735
3100 | 4.02 | 1 | 365 | 4.5745 | 0.2123 | 4 | 0.78675
3426 | 8.575 | 1 | 365 | 9.7577 | 0.65061 | 10 | 0.40831
1793 | 6.5 | 1 | 365 | 7.3965 | 0.8955 | 8 | 0.29201
6331 | 4.32 | 1 | 365 | 4.9158 | 0.89978 | 5 | 0.81561
1891 | 6.03 | 1 | 365 | 6.8617 | 0.81844 | 7 | 0.68013
2858 | 5.36 | 1 | 365 | 6.0993 | 0.28306 | 6 | 0.38233
1961 | 13.734 | 1 | 365 | 15.6282 | 0.47305 | 16 | 0.1013
2856 | 4.8 | 1 | 365 | 5.462 | 0.99976 | 6 | 0.46179
4791 | 4.14 | 1 | 365 | 4.711 | 0.48729 | 5 | 0.1983
10145 | 5.025 | 1 | 365 | 5.7181 | 0.51537 | 6 | 0.23344
2263 | 6.89 | 1 | 365 | 7.8403 | 0.78923 | 8 | 0.62953
2627 | 7.975 | 1 | 365 | 9.0749 | 0.27564 | 9 | 0.35058
3107 | 6.125 | 1 | 365 | 6.9698 | 0.036148 | 7 | 0.0059325
4492 | 5.5 | 1 | 365 | 6.2586 | 0.60389 | 6 | 0.86247
2308 | 6.6 | 1 | 365 | 7.5103 | 0.12467 | 7 | 0.63496
14322 | 7.65 | 1 | 365 | 8.7051 | 0.53086 | 9 | 0.23598
2705 | 12.42 | 1 | 365 | 14.133 | 0.46187 | 14 | 0.59489
12176 | 2 | 1 | 365 | 2.2758 | 0.58323 | 2 | 0.85908
4207 | 5.3 | 1 | 365 | 6.031 | 0.14556 | 6 | 0.17656
3311 | 4.355 | 1 | 365 | 4.9557 | 0.97999 | 5 | 0.93565
1889 | 4.9 | 1 | 365 | 5.5758 | 0.22892 | 5 | 0.80475
3410 | 11.76 | 1 | 365 | 13.382 | 0.9494 | 14 | 0.33139
6746 | 4.41 | 1 | 365 | 5.0182 | 0.10603 | 5 | 0.12427
1446 | 5.1 | 1 | 365 | 5.8034 | 0.68724 | 6 | 0.49065
2796 | 7.25 | 1 | 365 | 8.2499 | 0.61422 | 8 | 0.86416
4933 | 9.36 | 1 | 365 | 10.651 | 0.44953 | 11 | 0.10049
2987 | 10 | 1 | 365 | 11.3792 | 0.91616 | 12 | 0.2954
1747 | 6.25 | 1 | 365 | 7.112 | 0.3226 | 7 | 0.43462
1743 | 5 | 1 | 365 | 5.6896 | 0.45808 | 6 | 0.1477
2661 | 4.25 | 1 | 365 | 4.8362 | 0.73937 | 5 | 0.57554
10957 | 10.92 | 1 | 365 | 12.4261 | 0.024447 | 12 | 0.45058
2777 | 8.25 | 1 | 365 | 9.3879 | 0.90583 | 10 | 0.29371
5935 | 3.25 | 1 | 365 | 3.6983 | 0.44775 | 4 | 0.146
2245 | 7.75 | 1 | 365 | 8.8189 | 0.76002 | 9 | 0.57893
3118 | 4.25 | 1 | 365 | 4.8362 | 0.73937 | 5 | 0.57554
10303 | 6 | 1 | 365 | 6.8275 | 0.7497 | 7 | 0.57724
2489 | 3.5 | 1 | 365 | 3.9827 | 0.020656 | 4 | 0.00339
3923 | 6.7 | 1 | 365 | 7.6241 | 0.35383 | 7 | 0.97792
1783 | 5.88 | 1 | 365 | 6.691 | 0.4747 | 7 | 0.1657
6256 | 6.48 | 1 | 365 | 7.3737 | 0.84967 | 8 | 0.22342
4752 | 6.5 | 1 | 365 | 7.3965 | 0.8955 | 8 | 0.29201
1778 | 9.555 | 1 | 365 | 10.8729 | 0.89639 | 11 | 0.76925
2910 | 5.25 | 1 | 365 | 5.9741 | 0.030984 | 6 | 0.005085
3606 | 4.25 | 1 | 365 | 4.8362 | 0.73937 | 5 | 0.57554
859 | 2 | 1 | 365 | 2.2758 | 0.58323 | 2 | 0.85908
6264 | 5.355 | 1 | 365 | 6.0936 | 0.2716 | 6 | 0.36519
2820 | 6.5 | 1 | 365 | 7.3965 | 0.8955 | 8 | 0.29201
11447 | 9.945 | 1 | 365 | 11.3167 | 0.79012 | 12 | 0.10678
6250 | 9.99 | 1 | 365 | 11.3679 | 0.89324 | 12 | 0.2611
10463 | 4.5 | 1 | 365 | 5.1207 | 0.31227 | 5 | 0.43293
2555 | 6.25 | 1 | 365 | 7.112 | 0.3226 | 7 | 0.43462
4014 | 5.025 | 1 | 365 | 5.7181 | 0.51537 | 6 | 0.23344
11413 | 9.52 | 1 | 365 | 10.833 | 0.81618 | 11 | 0.64922
6169 | 4.86 | 1 | 365 | 5.5303 | 0.13725 | 5 | 0.66756
2710 | 9.5 | 1 | 365 | 10.8103 | 0.77035 | 11 | 0.58063
2985 | 3.75 | 1 | 365 | 4.2672 | 0.59356 | 4 | 0.86078
4952 | 7.5 | 1 | 365 | 8.5344 | 0.18712 | 8 | 0.72155
5069 | 5.886 | 1 | 365 | 6.6978 | 0.48845 | 7 | 0.18627
2849 | 8 | 1 | 365 | 9.1034 | 0.33293 | 9 | 0.43632
1968 | 2.6 | 1 | 365 | 2.9586 | 0.9582 | 3 | 0.9168
1434 | 6.12 | 1 | 365 | 6.9641 | 0.02469 | 6 | 0.98878
4455 | 5.5 | 1 | 365 | 6.2586 | 0.60389 | 6 | 0.86247
1646 | 5.61 | 1 | 365 | 6.3838 | 0.85597 | 7 | 0.23972
1427 | 7.75 | 1 | 365 | 8.8189 | 0.76002 | 9 | 0.57893
3918 | 6.21 | 1 | 365 | 7.0665 | 0.23094 | 7 | 0.29744
6456 | 8.97 | 1 | 365 | 10.2072 | 0.5558 | 10 | 0.76297
1084 | 6.5 | 1 | 365 | 7.3965 | 0.8955 | 8 | 0.29201
4302 | 6.49 | 1 | 365 | 7.3851 | 0.87259 | 8 | 0.25771
1269 | 12.24 | 1 | 365 | 13.9282 | 0.04938 | 13 | 0.97757
2136 | 2.75 | 1 | 365 | 3.1293 | 0.30194 | 3 | 0.43124
1243 | 5 | 1 | 365 | 5.6896 | 0.45808 | 6 | 0.1477
1258 | 9.75 | 1 | 365 | 11.0948 | 0.34326 | 11 | 0.43801
2057 | 6.25 | 1 | 365 | 7.112 | 0.3226 | 7 | 0.43462
6147 | 8.91 | 1 | 365 | 10.1389 | 0.4183 | 10 | 0.5572
3348 | 12.5 | 1 | 365 | 14.2241 | 0.6452 | 14 | 0.86925
1314 | 8.415 | 1 | 365 | 9.5756 | 0.28395 | 9 | 0.85958
2978 | 6.6 | 1 | 365 | 7.5103 | 0.12467 | 7 | 0.63496
2016 | 6.48 | 1 | 365 | 7.3737 | 0.84967 | 8 | 0.22342
4277 | 7.5 | 1 | 365 | 8.5344 | 0.18712 | 8 | 0.72155
1352 | 14.74 | 1 | 365 | 16.773 | 0.77842 | 17 | 0.55142
3332 | 12.9 | 1 | 365 | 14.6792 | 0.56185 | 15 | 0.24107
3056 | 9.555 | 1 | 365 | 10.8729 | 0.89639 | 11 | 0.76925
2180 | 7.5 | 1 | 365 | 8.5344 | 0.18712 | 8 | 0.72155
3239 | 5.4 | 1 | 365 | 6.1448 | 0.37473 | 6 | 0.51952
2629 | 12.42 | 1 | 365 | 14.133 | 0.46187 | 14 | 0.59489
2264 | 4.5 | 1 | 365 | 5.1207 | 0.31227 | 5 | 0.43293
2889 | 5.145 | 1 | 365 | 5.8546 | 0.79036 | 6 | 0.64498
4348 | 6.5 | 1 | 365 | 7.3965 | 0.8955 | 8 | 0.29201
2082 | 5.25 | 1 | 365 | 5.9741 | 0.030984 | 6 | 0.005085
857 | 9.25 | 1 | 365 | 10.5258 | 0.19745 | 10 | 0.72325
2299 | 7.15 | 1 | 365 | 8.1362 | 0.38505 | 8 | 0.52121
883 | 11.04 | 1 | 365 | 12.5627 | 0.29944 | 12 | 0.86212
2470 | 9.24 | 1 | 365 | 10.5144 | 0.17453 | 10 | 0.68895
4083 | 6 | 1 | 365 | 6.8275 | 0.7497 | 7 | 0.57724
9667 | 3.35 | 1 | 365 | 3.812 | 0.67691 | 4 | 0.48896
1425 | 7.5 | 1 | 365 | 8.5344 | 0.18712 | 8 | 0.72155
19871 | 13.8 | 1 | 365 | 15.7034 | 0.6243 | 16 | 0.32765
2009 | 7.75 | 1 | 365 | 8.8189 | 0.76002 | 9 | 0.57893
4612 | 6.75 | 1 | 365 | 7.681 | 0.46841 | 8 | 0.1494
5621 | 8.04 | 1 | 365 | 9.1489 | 0.42459 | 9 | 0.5735
858 | 6.5 | 1 | 365 | 7.3965 | 0.8955 | 8 | 0.29201
48823 | 6.5 | 1 | 365 | 7.3965 | 0.39651 | 7 | 0.79301
2277 | 6.75 | 1 | 365 | 7.681 | 0.46841 | 8 | 0.1494
32844 | 6.16 | 1 | 365 | 7.0096 | 0.11635 | 7 | 0.12597
1771 | 6.7 | 1 | 365 | 7.6241 | 0.35383 | 7 | 0.97792
37556 | 5.025 | 1 | 365 | 5.7181 | 0.51537 | 6 | 0.23344
3874 | 9 | 1 | 365 | 10.2413 | 0.62454 | 10 | 0.86586
8404 | 9 | 1 | 365 | 10.2413 | 0.62454 | 10 | 0.86586
5997 | 6.21 | 1 | 365 | 7.0665 | 0.23094 | 7 | 0.29744
2304 | 6.36 | 1 | 365 | 7.2372 | 0.57468 | 7 | 0.81187
3646 | 6.72 | 1 | 365 | 7.6468 | 0.39966 | 8 | 0.046509
1824 | 3.445 | 1 | 365 | 3.9201 | 0.89462 | 4 | 0.81477
2399 | 9.5 | 1 | 365 | 10.8103 | 0.77035 | 11 | 0.58063
2101 | 5.32 | 1 | 365 | 6.0538 | 0.1914 | 6 | 0.24515
4041 | 7.02 | 1 | 365 | 7.9882 | 0.087144 | 8 | 0.075371
934 | 7 | 1 | 365 | 7.9655 | 0.041312 | 8 | 0.00678
4491 | 7.705 | 1 | 365 | 8.7677 | 0.6569 | 9 | 0.42461
1819 | 14.85 | 1 | 365 | 16.8982 | 0.030498 | 16 | 0.92867
2169 | 10.53 | 1 | 365 | 11.9823 | 0.13072 | 12 | 0.11306
4930 | 9.72 | 1 | 365 | 11.0606 | 0.27451 | 11 | 0.33513
1735 | 7.2 | 1 | 365 | 8.1931 | 0.49964 | 8 | 0.69269
1310 | 7.56 | 1 | 365 | 8.6027 | 0.32462 | 8 | 0.92732
1443 | 9.045 | 1 | 365 | 10.2925 | 0.72767 | 11 | 0.020189
1444 | 5 | 1 | 365 | 5.6896 | 0.45808 | 6 | 0.1477
1780 | 5.695 | 1 | 365 | 6.4805 | 0.050753 | 6 | 0.53123
3778 | 4 | 1 | 365 | 4.5517 | 0.16646 | 4 | 0.71816
5505 | 5.5 | 1 | 365 | 6.2586 | 0.60389 | 6 | 0.86247
1334 | 4.578 | 1 | 365 | 5.2094 | 0.49102 | 5 | 0.70043
1344 | 6.37 | 1 | 365 | 7.2486 | 0.59759 | 7 | 0.84617
2823 | 4.02 | 1 | 365 | 4.5745 | 0.2123 | 4 | 0.78675
1604 | 2.55 | 1 | 365 | 2.9017 | 0.84362 | 3 | 0.74533
4528 | 5.5 | 1 | 365 | 6.2586 | 0.60389 | 6 | 0.86247
1600 | 6.36 | 1 | 365 | 7.2372 | 0.57468 | 7 | 0.81187
855 | 6.25 | 1 | 365 | 7.112 | 0.3226 | 7 | 0.43462
2039 | 5.22 | 1 | 365 | 5.94 | 0.96224 | 6 | 0.9022
6176 | 5 | 1 | 365 | 5.6896 | 0.45808 | 6 | 0.1477
4051 | 9 | 1 | 365 | 10.2413 | 0.62454 | 10 | 0.86586
2854 | 14.74 | 1 | 365 | 16.773 | 0.77842 | 17 | 0.55142
3564 | 5 | 1 | 365 | 5.6896 | 0.45808 | 6 | 0.1477
3518 | 10 | 1 | 365 | 11.3792 | 0.91616 | 12 | 0.2954
3453 | 5.88 | 1 | 365 | 6.691 | 0.4747 | 7 | 0.1657
1063 | 3.25 | 1 | 365 | 3.6983 | 0.44775 | 4 | 0.146
2595 | 7.59 | 1 | 365 | 8.6368 | 0.39337 | 9 | 0.030209
2817 | 11 | 1 | 365 | 12.5172 | 0.20778 | 12 | 0.72494
36647 | 5.13 | 1 | 365 | 5.8376 | 0.75599 | 6 | 0.59354
2626 | 7.98 | 1 | 365 | 9.0806 | 0.2871 | 9 | 0.36773
1100 | 4 | 1 | 365 | 4.5517 | 0.16646 | 4 | 0.71816
4177 | 5.5 | 1 | 365 | 6.2586 | 0.60389 | 6 | 0.86247
6245 | 7.56 | 1 | 365 | 8.6027 | 0.32462 | 8 | 0.92732
2261 | 6.6 | 1 | 365 | 7.5103 | 0.12467 | 7 | 0.63496
3317 | 2.04 | 1 | 365 | 2.3214 | 0.6749 | 2 | 0.99626
4290 | 7.035 | 1 | 365 | 8.0053 | 0.12152 | 8 | 0.12681
2286 | 7.7 | 1 | 365 | 8.762 | 0.64544 | 9 | 0.40746
5172 | 3.64 | 1 | 365 | 4.142 | 0.34148 | 4 | 0.48353
2614 | 4.75 | 1 | 365 | 5.4051 | 0.88518 | 6 | 0.29031
20028 | 6.5 | 1 | 365 | 7.3965 | 0.8955 | 8 | 0.29201
3553 | 6.37 | 1 | 365 | 7.2486 | 0.59759 | 7 | 0.84617
1920 | 7 | 1 | 365 | 7.9655 | 0.041312 | 8 | 0.00678
2818 | 5.5 | 1 | 365 | 6.2586 | 0.60389 | 6 | 0.86247
1303 | 9.25 | 1 | 365 | 10.5258 | 0.19745 | 10 | 0.72325
2237 | 3.25 | 1 | 365 | 3.6983 | 0.44775 | 4 | 0.146
15632 | 7.14 | 1 | 365 | 8.1248 | 0.36214 | 8 | 0.48692
10276 | 9.18 | 1 | 365 | 10.4461 | 0.037035 | 10 | 0.48318
6381 | 8.829 | 1 | 365 | 10.0467 | 0.23268 | 10 | 0.27941
6471 | 5.94 | 1 | 365 | 6.7593 | 0.6122 | 7 | 0.37147
4149 | 3.6 | 1 | 365 | 4.0965 | 0.24982 | 4 | 0.34634
5515 | 9.35 | 1 | 365 | 10.6396 | 0.42661 | 11 | 0.066199
5125 | 7.84 | 1 | 365 | 8.9213 | 0.96627 | 9 | 0.88759
2534 | 13.08 | 1 | 365 | 14.884 | 0.97434 | 15 | 0.85838
3176 | 8.04 | 1 | 365 | 9.1489 | 0.42459 | 9 | 0.5735
2182 | 8.25 | 1 | 365 | 9.3879 | 0.90583 | 10 | 0.29371
4898 | 6.25 | 1 | 365 | 7.112 | 0.3226 | 7 | 0.43462
4556 | 5 | 1 | 365 | 5.6896 | 0.45808 | 6 | 0.1477
52674 | 7.26 | 1 | 365 | 8.2613 | 0.63713 | 8 | 0.89846
6564 | 8.16 | 1 | 365 | 9.2855 | 0.69959 | 9 | 0.98505
3390 | 6.03 | 1 | 365 | 6.8617 | 0.81844 | 7 | 0.68013
3496 | 3 | 1 | 365 | 3.4138 | 0.87485 | 4 | 0.28862
11713 | 4.2 | 1 | 365 | 4.7793 | 0.62479 | 5 | 0.40407
4265 | 7.75 | 1 | 365 | 8.8189 | 0.76002 | 9 | 0.57893
3194 | 9.72 | 1 | 365 | 11.0606 | 0.27451 | 11 | 0.33513
3921 | 4.69 | 1 | 365 | 5.3369 | 0.74768 | 6 | 0.084543
5383 | 11.118 | 1 | 365 | 12.6514 | 0.47819 | 13 | 0.12963
3196 | 9.8 | 1 | 365 | 11.1517 | 0.45784 | 11 | 0.60949
2378 | 6.25 | 1 | 365 | 7.112 | 0.3226 | 7 | 0.43462
2271 | 2.5 | 1 | 365 | 2.8448 | 0.72904 | 3 | 0.57385
6263 | 6.885 | 1 | 365 | 7.8346 | 0.77778 | 8 | 0.61238
1071 | 5.75 | 1 | 365 | 6.5431 | 0.17679 | 6 | 0.71985
2305 | 8.5 | 1 | 365 | 9.6724 | 0.47874 | 10 | 0.15109
7585 | 4.845 | 1 | 365 | 5.5132 | 0.10288 | 5 | 0.61612
4052 | 4 | 1 | 365 | 4.5517 | 0.16646 | 4 | 0.71816
3137 | 2.75 | 1 | 365 | 3.1293 | 0.30194 | 3 | 0.43124
2143 | 7 | 1 | 365 | 7.9655 | 0.041312 | 8 | 0.00678
6724 | 3.18 | 1 | 365 | 3.6186 | 0.28734 | 3 | 0.90594
4792 | 5.39 | 1 | 365 | 6.1334 | 0.35181 | 6 | 0.48522
4354 | 6 | 1 | 365 | 6.8275 | 0.7497 | 7 | 0.57724
3452 | 5.1 | 1 | 365 | 5.8034 | 0.68724 | 6 | 0.49065
2797 | 9.75 | 1 | 365 | 11.0948 | 0.34326 | 11 | 0.43801
2058 | 7 | 1 | 365 | 7.9655 | 0.041312 | 8 | 0.00678
4376 | 11.055 | 1 | 365 | 12.5797 | 0.33381 | 12 | 0.91356
3430 | 6.7 | 1 | 365 | 7.6241 | 0.35383 | 7 | 0.97792
16236 | 6.325 | 1 | 365 | 7.1974 | 0.49447 | 7 | 0.69184
3384 | 4.69 | 1 | 365 | 5.3369 | 0.74768 | 6 | 0.084543
3849 | 6.03 | 1 | 365 | 6.8617 | 0.81844 | 7 | 0.68013
3102 | 3.5 | 1 | 365 | 3.9827 | 0.020656 | 4 | 0.00339
4584 | 4.5 | 1 | 365 | 5.1207 | 0.31227 | 5 | 0.43293
2388 | 5.25 | 1 | 365 | 5.9741 | 0.030984 | 6 | 0.005085
6161 | 6.21 | 1 | 365 | 7.0665 | 0.23094 | 7 | 0.29744
3525 | 4.355 | 1 | 365 | 4.9557 | 0.97999 | 5 | 0.93565
3801 | 5.36 | 1 | 365 | 6.0993 | 0.28306 | 6 | 0.38233
3240 | 4.9 | 1 | 365 | 5.5758 | 0.22892 | 5 | 0.80475
6585 | 7.705 | 1 | 365 | 8.7677 | 0.6569 | 9 | 0.42461
4460 | 6 | 1 | 365 | 6.8275 | 0.7497 | 7 | 0.57724
5514 | 4.95 | 1 | 365 | 5.6327 | 0.3435 | 5 | 0.97622
2634 | 6.25 | 1 | 365 | 7.112 | 0.3226 | 7 | 0.43462
2620 | 5 | 1 | 365 | 5.6896 | 0.45808 | 6 | 0.1477
3437 | 6.365 | 1 | 365 | 7.2429 | 0.58614 | 7 | 0.82902
952 | 6.5 | 1 | 365 | 7.3965 | 0.8955 | 8 | 0.29201
8913 | 7.02 | 1 | 365 | 7.9882 | 0.087144 | 8 | 0.075371
4414 | 8.75 | 1 | 365 | 9.9568 | 0.05164 | 10 | 0.008475
884 | 5.886 | 1 | 365 | 6.6978 | 0.48845 | 7 | 0.18627
6126 | 5.36 | 1 | 365 | 6.0993 | 0.28306 | 6 | 0.38233
1552 | 2.5 | 1 | 365 | 2.8448 | 0.72904 | 3 | 0.57385
6171 | 6.48 | 1 | 365 | 7.3737 | 0.84967 | 8 | 0.22342
1751 | 4.25 | 1 | 365 | 4.8362 | 0.73937 | 5 | 0.57554
2357 | 6.6 | 1 | 365 | 7.5103 | 0.12467 | 7 | 0.63496
2553 | 6 | 1 | 365 | 6.8275 | 0.7497 | 7 | 0.57724
12421 | 5.1 | 1 | 365 | 5.8034 | 0.68724 | 6 | 0.49065
12570 | 6.875 | 1 | 365 | 7.8232 | 0.75486 | 8 | 0.57809
2094 | 7 | 1 | 365 | 7.9655 | 0.041312 | 8 | 0.00678
4153 | 14.07 | 1 | 365 | 16.0106 | 0.24304 | 16 | 0.25363
6504 | 4.59 | 1 | 365 | 5.2231 | 0.51852 | 5 | 0.74159
3308 | 7 | 1 | 365 | 7.9655 | 0.041312 | 8 | 0.00678
2110 | 4.95 | 1 | 365 | 5.6327 | 0.3435 | 5 | 0.97622
2964 | 7.5 | 1 | 365 | 8.5344 | 0.18712 | 8 | 0.72155
1245 | 7 | 1 | 365 | 7.9655 | 0.041312 | 8 | 0.00678
2293 | 6.75 | 1 | 365 | 7.681 | 0.46841 | 8 | 0.1494
3793 | 4.9 | 1 | 365 | 5.5758 | 0.22892 | 5 | 0.80475
3850 | 3.35 | 1 | 365 | 3.812 | 0.67691 | 4 | 0.48896
6373 | 13.44 | 1 | 365 | 15.2937 | 0.79932 | 16 | 0.093018
6480 | 4.05 | 1 | 365 | 4.6086 | 0.28104 | 4 | 0.88964
2949 | 3.35 | 1 | 365 | 3.812 | 0.67691 | 4 | 0.48896
3103 | 6.7 | 1 | 365 | 7.6241 | 0.35383 | 7 | 0.97792
3057 | 4.02 | 1 | 365 | 4.5745 | 0.2123 | 4 | 0.78675
6386 | 6.03 | 1 | 365 | 6.8617 | 0.81844 | 7 | 0.68013
5441 | 3.92 | 1 | 365 | 4.4607 | 0.98313 | 5 | 0.4438
2550 | 8.25 | 1 | 365 | 9.3879 | 0.90583 | 10 | 0.29371
16254 | 5.13 | 1 | 365 | 5.8376 | 0.75599 | 6 | 0.59354
3104 | 5.695 | 1 | 365 | 6.4805 | 0.050753 | 6 | 0.53123
6479 | 8.1 | 1 | 365 | 9.2172 | 0.56209 | 9 | 0.77927
13050 | 5 | 1 | 365 | 5.6896 | 0.68962 | 6 | 0.37924
4391 | 6.86 | 1 | 365 | 7.8062 | 0.72049 | 8 | 0.52664
16942 | 5.1 | 1 | 365 | 5.8034 | 0.68724 | 6 | 0.49065
6262 | 8.91 | 1 | 365 | 10.1389 | 0.4183 | 10 | 0.5572
3837 | 4.69 | 1 | 365 | 5.3369 | 0.74768 | 6 | 0.084543
5118 | 5.695 | 1 | 365 | 6.4805 | 0.050753 | 6 | 0.53123
6297 | 13.005 | 1 | 365 | 14.7987 | 0.80247 | 15 | 0.60117
980 | 9.75 | 1 | 365 | 11.0948 | 0.34326 | 11 | 0.43801
4154 | 4 | 1 | 365 | 4.5517 | 0.16646 | 4 | 0.71816
3407 | 3.43 | 1 | 365 | 3.9031 | 0.86024 | 4 | 0.76332
2666 | 10.53 | 1 | 365 | 11.9823 | 0.13072 | 12 | 0.11306
1430 | 3.35 | 1 | 365 | 3.812 | 0.67691 | 4 | 0.48896
7661 | 11.66 | 1 | 365 | 13.2682 | 0.72024 | 13 | 0.98844
3106 | 4.69 | 1 | 365 | 5.3369 | 0.74768 | 6 | 0.084543
3181 | 5.88 | 1 | 365 | 6.691 | 0.4747 | 7 | 0.1657
2252 | 6 | 1 | 365 | 6.8275 | 0.7497 | 7 | 0.57724
3178 | 4.9 | 1 | 365 | 5.5758 | 0.22892 | 5 | 0.80475
2945 | 6.03 | 1 | 365 | 6.8617 | 0.81844 | 7 | 0.68013
3405 | 3.35 | 1 | 365 | 3.812 | 0.67691 | 4 | 0.48896
5450 | 10 | 1 | 365 | 11.3792 | 0.91616 | 12 | 0.2954
3162 | 12.5 | 1 | 365 | 14.2241 | 0.6452 | 14 | 0.86925
7955 | 9.18 | 1 | 365 | 10.4461 | 0.037035 | 10 | 0.48318
5278 | 4.95 | 1 | 365 | 5.6327 | 0.3435 | 5 | 0.97622
2370 | 5.25 | 1 | 365 | 5.9741 | 0.030984 | 6 | 0.005085
3433 | 3 | 1 | 365 | 3.4138 | 0.87485 | 4 | 0.28862
10874 | 6.7 | 1 | 365 | 7.6241 | 0.35383 | 7 | 0.97792
3958 | 8.68 | 1 | 365 | 9.8772 | 0.89123 | 10 | 0.76841
24049 | 5.7 | 1 | 365 | 6.4862 | 0.062211 | 6 | 0.54838
2179 | 4.5 | 1 | 365 | 5.1207 | 0.31227 | 5 | 0.43293
52671 | 6.44 | 1 | 365 | 7.3282 | 0.75801 | 8 | 0.086238
3524 | 10.05 | 1 | 365 | 11.4361 | 0.030741 | 11 | 0.46688
6442 | 11 | 1 | 365 | 12.5172 | 0.20778 | 12 | 0.72494
2593 | 12.925 | 1 | 365 | 14.7077 | 0.61914 | 15 | 0.3268
2021 | 11.5 | 1 | 365 | 13.0861 | 0.35358 | 13 | 0.43971
2625 | 5.232 | 1 | 365 | 5.9536 | 0.98973 | 6 | 0.94335
2960 | 5.695 | 1 | 365 | 6.4805 | 0.050753 | 6 | 0.53123
1305 | 2.5 | 1 | 365 | 2.8448 | 0.72904 | 3 | 0.57385
4287 | 4.9 | 1 | 365 | 5.5758 | 0.22892 | 5 | 0.80475
17075 | 4.75 | 1 | 365 | 5.4051 | 0.88518 | 6 | 0.29031
989 | 6.25 | 1 | 365 | 7.112 | 0.3226 | 7 | 0.43462
2822 | 4.77 | 1 | 365 | 5.4279 | 0.93101 | 6 | 0.35891
1318 | 4.5 | 1 | 365 | 5.1207 | 0.31227 | 5 | 0.43293
1874 | 5.025 | 1 | 365 | 5.7181 | 0.51537 | 6 | 0.23344
1990 | 6.05 | 1 | 365 | 6.8844 | 0.86428 | 7 | 0.74872
3062 | 9.805 | 1 | 365 | 11.1573 | 0.46929 | 11 | 0.62664
1617 | 4 | 1 | 365 | 4.5517 | 0.16646 | 4 | 0.71816
5608 | 12.5 | 1 | 365 | 14.2241 | 0.6452 | 14 | 0.86925
860 | 2.5 | 1 | 365 | 2.8448 | 0.72904 | 3 | 0.57385
1254 | 6.5 | 1 | 365 | 7.3965 | 0.8955 | 8 | 0.29201
4016 | 3.35 | 1 | 365 | 3.812 | 0.67691 | 4 | 0.48896
3414 | 6.125 | 1 | 365 | 6.9698 | 0.036148 | 7 | 0.0059325
6134 | 9.715 | 1 | 365 | 11.0549 | 0.26305 | 11 | 0.31798
2689 | 7.848 | 1 | 365 | 8.9304 | 0.9846 | 9 | 0.91503
2826 | 5.39 | 1 | 365 | 6.1334 | 0.35181 | 6 | 0.48522
2621 | 5.865 | 1 | 365 | 6.6739 | 0.44033 | 7 | 0.11425
6151 | 5.4 | 1 | 365 | 6.1448 | 0.37473 | 6 | 0.51952
6506 | 5 | 1 | 365 | 5.6896 | 0.45808 | 6 | 0.1477
882 | 12.099 | 1 | 365 | 13.7677 | 0.72626 | 14 | 0.494
936 | 2.25 | 1 | 365 | 2.5603 | 0.15614 | 2 | 0.71646
4155 | 8.75 | 1 | 365 | 9.9568 | 0.05164 | 10 | 0.008475
52220 | 4.95 | 1 | 365 | 5.6327 | 0.3435 | 5 | 0.97622
2515 | 7.5 | 1 | 365 | 8.5344 | 0.18712 | 8 | 0.72155
6538 | 3.185 | 1 | 365 | 3.6243 | 0.2988 | 3 | 0.92308
2368 | 5.5 | 1 | 365 | 6.2586 | 0.60389 | 6 | 0.86247
6197 | 3.78 | 1 | 365 | 4.3014 | 0.66231 | 4 | 0.96366
6751 | 9 | 1 | 365 | 10.2413 | 0.62454 | 10 | 0.86586
4570 | 2.94 | 1 | 365 | 3.3455 | 0.73735 | 4 | 0.082848
4275 | 6.86 | 1 | 365 | 7.8062 | 0.72049 | 8 | 0.52664
1501 | 6 | 1 | 365 | 6.8275 | 0.7497 | 7 | 0.57724
3550 | 5.5 | 1 | 365 | 6.2586 | 0.60389 | 6 | 0.86247
6196 | 4.05 | 1 | 365 | 4.6086 | 0.28104 | 4 | 0.88964
2088 | 8.829 | 1 | 365 | 10.0467 | 0.23268 | 10 | 0.27941
1458 | 6.25 | 1 | 365 | 7.112 | 0.3226 | 7 | 0.43462
1320 | 6.625 | 1 | 365 | 7.5387 | 0.18196 | 7 | 0.7207
2285 | 5.25 | 1 | 365 | 5.9741 | 0.030984 | 6 | 0.005085
6142 | 6.21 | 1 | 365 | 7.0665 | 0.23094 | 7 | 0.29744
6389 | 4.59 | 1 | 365 | 5.2231 | 0.51852 | 5 | 0.74159
1018 | 5.75 | 1 | 365 | 6.5431 | 0.17679 | 6 | 0.71985
17211 | 6.6 | 1 | 365 | 7.5103 | 0.12467 | 7 | 0.63496
16239 | 7.56 | 1 | 365 | 8.6027 | 0.32462 | 8 | 0.92732
6441 | 6.12 | 1 | 365 | 6.9641 | 0.02469 | 6 | 0.98878
4048 | 2.5 | 1 | 365 | 2.8448 | 0.72904 | 3 | 0.57385
981 | 9.5 | 1 | 365 | 10.8103 | 0.77035 | 11 | 0.58063
4709 | 6.63 | 1 | 365 | 7.5444 | 0.19341 | 7 | 0.73785
67840 | 5 | 1 | 365 | 5.6896 | 0.45808 | 6 | 0.1477
2840 | 4.5 | 1 | 365 | 5.1207 | 0.31227 | 5 | 0.43293
2262 | 8.28 | 1 | 365 | 9.422 | 0.97458 | 10 | 0.39659
4575 | 9.35 | 1 | 365 | 10.6396 | 0.42661 | 11 | 0.066199
6361 | 4.59 | 1 | 365 | 5.2231 | 0.51852 | 5 | 0.74159
4789 | 6.24 | 1 | 365 | 7.1006 | 0.29968 | 7 | 0.40033
1835 | 3.75 | 1 | 365 | 4.2672 | 0.59356 | 4 | 0.86078
2591 | 9.9 | 1 | 365 | 11.2654 | 0.687 | 11 | 0.95245
861 | 11.25 | 1 | 365 | 12.8016 | 0.78068 | 13 | 0.58232
1324 | 10.35 | 1 | 365 | 11.7775 | 0.71823 | 12 | 0.49574
872 | 4 | 1 | 365 | 4.5517 | 0.16646 | 4 | 0.71816
3422 | 4.165 | 1 | 365 | 4.7395 | 0.54458 | 5 | 0.28403
3241 | 4.25 | 1 | 365 | 4.8362 | 0.73937 | 5 | 0.57554
1860 | 3.5 | 1 | 365 | 3.9827 | 0.020656 | 4 | 0.00339
2041 | 11.445 | 1 | 365 | 13.0235 | 0.22755 | 13 | 0.25109
3949 | 13.52 | 1 | 365 | 15.3847 | 0.98265 | 16 | 0.36738
2196 | 5.25 | 1 | 365 | 5.9741 | 0.030984 | 6 | 0.005085
19276 | 8.1 | 1 | 365 | 9.2172 | 0.56209 | 9 | 0.77927
940 | 7 | 1 | 365 | 7.9655 | 0.041312 | 8 | 0.00678
1794 | 7.848 | 1 | 365 | 8.9304 | 0.9846 | 9 | 0.91503
2132 | 5.75 | 1 | 365 | 6.5431 | 0.17679 | 6 | 0.71985
1533 | 7.8 | 1 | 365 | 8.8758 | 0.8746 | 9 | 0.75041
4228 | 5.25 | 1 | 365 | 5.9741 | 0.030984 | 6 | 0.005085
4250 | 5.75 | 1 | 365 | 6.5431 | 0.17679 | 6 | 0.71985
982 | 6.75 | 1 | 365 | 7.681 | 0.46841 | 8 | 0.1494
6235 | 7.56 | 1 | 365 | 8.6027 | 0.32462 | 8 | 0.92732
1808 | 5.695 | 1 | 365 | 6.4805 | 0.050753 | 6 | 0.53123
46757 | 7 | 1 | 365 | 7.9655 | 0.041312 | 8 | 0.00678
3547 | 5.695 | 1 | 365 | 6.4805 | 0.050753 | 6 | 0.53123
2025 | 6.9 | 1 | 365 | 7.8517 | 0.81215 | 8 | 0.66383
2265 | 4.4 | 1 | 365 | 5.0069 | 0.08311 | 5 | 0.089976
2071 | 9 | 1 | 365 | 10.2413 | 0.62454 | 10 | 0.86586
2735 | 5 | 1 | 365 | 5.6896 | 0.45808 | 6 | 0.1477
4484 | 3.35 | 1 | 365 | 3.812 | 0.67691 | 4 | 0.48896
2149 | 3.75 | 1 | 365 | 4.2672 | 0.59356 | 4 | 0.86078
2164 | 4.32 | 1 | 365 | 4.9158 | 0.89978 | 5 | 0.81561
2692 | 5.94 | 1 | 365 | 6.7593 | 0.6122 | 7 | 0.37147
1777 | 6.7 | 1 | 365 | 7.6241 | 0.35383 | 7 | 0.97792
1365 | 5 | 1 | 365 | 5.6896 | 0.45808 | 6 | 0.1477
3008 | 9.81 | 1 | 365 | 11.163 | 0.48075 | 11 | 0.64379
6265 | 5.25 | 1 | 365 | 5.9741 | 0.030984 | 6 | 0.005085
881 | 6.54 | 1 | 365 | 7.442 | 0.98717 | 8 | 0.42919
1307 | 7 | 1 | 365 | 7.9655 | 0.041312 | 8 | 0.00678
1496 | 4 | 1 | 365 | 4.5517 | 0.16646 | 4 | 0.71816
2314 | 4.25 | 1 | 365 | 4.8362 | 0.73937 | 5 | 0.57554
946 | 4.75 | 1 | 365 | 5.4051 | 0.88518 | 6 | 0.29031
6675 | 9 | 1 | 365 | 10.2413 | 0.62454 | 10 | 0.86586
3420 | 5.025 | 1 | 365 | 5.7181 | 0.51537 | 6 | 0.23344
2767 | 3.25 | 1 | 365 | 3.6983 | 0.44775 | 4 | 0.146
1315 | 7.84 | 1 | 365 | 8.9213 | 0.96627 | 9 | 0.88759
4713 | 4.86 | 1 | 365 | 5.5303 | 0.13725 | 5 | 0.66756
3271 | 9.38 | 1 | 365 | 10.6737 | 0.49536 | 11 | 0.16909
3959 | 2.695 | 1 | 365 | 3.0667 | 0.17591 | 3 | 0.24261
914 | 6.25 | 1 | 365 | 7.112 | 0.3226 | 7 | 0.43462
1409 | 4.25 | 1 | 365 | 4.8362 | 0.73937 | 5 | 0.57554
1426 | 4.69 | 1 | 365 | 5.3369 | 0.74768 | 6 | 0.084543
3488 | 4.32 | 1 | 365 | 4.9158 | 0.89978 | 5 | 0.81561
3231 | 9.75 | 1 | 365 | 11.0948 | 0.34326 | 11 | 0.43801
3672 | 7 | 1 | 365 | 7.9655 | 0.041312 | 8 | 0.00678
3579 | 8.06 | 1 | 365 | 9.1717 | 0.47042 | 9 | 0.64209
6317 | 8.64 | 1 | 365 | 9.8317 | 0.79956 | 10 | 0.63123
6414 | 4.59 | 1 | 365 | 5.2231 | 0.51852 | 5 | 0.74159
4040 | 8 | 1 | 365 | 9.1034 | 0.33293 | 9 | 0.43632
1494 | 3.5 | 1 | 365 | 3.9827 | 0.020656 | 4 | 0.00339
3392 | 8 | 1 | 365 | 9.1034 | 0.33293 | 9 | 0.43632
1104 | 5.25 | 1 | 365 | 5.9741 | 0.030984 | 6 | 0.005085
3826 | 7.75 | 1 | 365 | 8.8189 | 0.76002 | 9 | 0.57893
3956 | 4.5 | 1 | 365 | 5.1207 | 0.31227 | 5 | 0.43293
3375 | 5.865 | 1 | 365 | 6.6739 | 0.44033 | 7 | 0.11425
2688 | 9.35 | 1 | 365 | 10.6396 | 0.42661 | 11 | 0.066199
6356 | 5.4 | 1 | 365 | 6.1448 | 0.37473 | 6 | 0.51952
6165 | 3.51 | 1 | 365 | 3.9941 | 0.043572 | 4 | 0.037685
6146 | 6.5 | 1 | 365 | 7.3965 | 0.8955 | 8 | 0.29201
2335 | 6.71 | 1 | 365 | 7.6355 | 0.37674 | 8 | 0.012213
6520 | 3.25 | 1 | 365 | 3.6983 | 0.44775 | 4 | 0.146
6140 | 6.5 | 1 | 365 | 7.3965 | 0.8955 | 8 | 0.29201
3736 | 6.1 | 1 | 365 | 6.9413 | 0.97886 | 7 | 0.92019
6499 | 9.72 | 1 | 365 | 11.0606 | 0.27451 | 11 | 0.33513
6390 | 7.29 | 1 | 365 | 8.2955 | 0.70588 | 9 | 0.0013466
4167 | 8.5 | 1 | 365 | 9.6724 | 0.47874 | 10 | 0.15109
3675 | 5.635 | 1 | 365 | 6.4122 | 0.91326 | 7 | 0.32546
8073 | 3.25 | 1 | 365 | 3.6983 | 0.44775 | 4 | 0.146
4159 | 7.8 | 1 | 365 | 8.8758 | 0.8746 | 9 | 0.75041
6494 | 9.18 | 1 | 365 | 10.4461 | 0.037035 | 10 | 0.48318
6482 | 8.16 | 1 | 365 | 9.2855 | 0.69959 | 9 | 0.98505
2827 | 7.15 | 1 | 365 | 8.1362 | 0.38505 | 8 | 0.52121
4221 | 7 | 1 | 365 | 7.9655 | 0.041312 | 8 | 0.00678
9128 | 11.6 | 1 | 365 | 13.1999 | 0.58275 | 13 | 0.78266
12821 | 6.9 | 1 | 365 | 7.8517 | 0.81215 | 8 | 0.66383
4394 | 4.68 | 1 | 365 | 5.3255 | 0.72476 | 6 | 0.050247
2070 | 6.325 | 1 | 365 | 7.1974 | 0.49447 | 7 | 0.69184
2707 | 6.05 | 1 | 365 | 6.8844 | 0.86428 | 7 | 0.74872
2307 | 9.54 | 1 | 365 | 10.8558 | 0.86202 | 11 | 0.71781
2518 | 5 | 1 | 365 | 5.6896 | 0.45808 | 6 | 0.1477
4174 | 4.8 | 1 | 365 | 5.462 | 0.99976 | 6 | 0.46179
4197 | 5.4 | 1 | 365 | 6.1448 | 0.37473 | 6 | 0.51952
1047 | 5.13 | 1 | 365 | 5.8376 | 0.75599 | 6 | 0.59354
1384 | 6.63 | 1 | 365 | 7.5444 | 0.19341 | 7 | 0.73785
1373 | 4.25 | 1 | 365 | 4.8362 | 0.73937 | 5 | 0.57554
6193 | 9.18 | 1 | 365 | 10.4461 | 0.037035 | 10 | 0.48318
2585 | 10.05 | 1 | 365 | 11.4361 | 0.030741 | 11 | 0.46688
2315 | 5.5 | 1 | 365 | 6.2586 | 0.60389 | 6 | 0.86247
4660 | 3.924 | 1 | 365 | 4.4652 | 0.9923 | 5 | 0.45751
2861 | 6.05 | 1 | 365 | 6.8844 | 0.86428 | 7 | 0.74872
5415 | 3.5 | 1 | 365 | 3.9827 | 0.020656 | 4 | 0.00339
20945 | 4.95 | 1 | 365 | 5.6327 | 0.3435 | 5 | 0.97622
4860 | 6.7 | 1 | 365 | 7.6241 | 0.35383 | 7 | 0.97792
3458 | 12.753 | 1 | 365 | 14.5119 | 0.22498 | 14 | 0.73692
5289 | 4.25 | 1 | 365 | 4.8362 | 0.73937 | 5 | 0.57554
32121 | 5.355 | 1 | 365 | 6.0936 | 0.2716 | 6 | 0.36519
9248 | 6.375 | 1 | 365 | 7.2543 | 0.60905 | 7 | 0.86332
2440 | 11.75 | 1 | 365 | 13.3706 | 0.92649 | 14 | 0.29709
8892 | 8.25 | 1 | 365 | 9.3879 | 0.90583 | 10 | 0.29371
3425 | 5.36 | 1 | 365 | 6.0993 | 0.28306 | 6 | 0.38233
3424 | 5.39 | 1 | 365 | 6.1334 | 0.35181 | 6 | 0.48522
3295 | 14.85 | 1 | 365 | 16.8982 | 0.030498 | 16 | 0.92867
6341 | 10.72 | 1 | 365 | 12.1985 | 0.56612 | 12 | 0.76467
3398 | 6.5 | 1 | 365 | 7.3965 | 0.8955 | 8 | 0.29201
3277 | 4.5 | 1 | 365 | 5.1207 | 0.31227 | 5 | 0.43293
4132 | 5 | 1 | 365 | 5.6896 | 0.45808 | 6 | 0.1477
4017 | 5.36 | 1 | 365 | 6.0993 | 0.28306 | 6 | 0.38233
5416 | 2.75 | 1 | 365 | 3.1293 | 0.30194 | 3 | 0.43124
5128 | 4.8 | 1 | 365 | 5.462 | 0.99976 | 6 | 0.46179
2994 | 4.25 | 1 | 365 | 4.8362 | 0.73937 | 5 | 0.57554
6335 | 6.365 | 1 | 365 | 7.2429 | 0.58614 | 7 | 0.82902
5744 | 6.75 | 1 | 365 | 7.681 | 0.46841 | 8 | 0.1494
4071 | 4.68 | 1 | 365 | 5.3255 | 0.72476 | 6 | 0.050247
3671 | 6 | 1 | 365 | 6.8275 | 0.7497 | 7 | 0.57724
34807 | 4.48 | 1 | 365 | 5.0979 | 0.26644 | 5 | 0.36434
2187 | 4.5 | 1 | 365 | 5.1207 | 0.31227 | 5 | 0.43293
3471 | 10.791 | 1 | 365 | 12.2793 | 0.72883 | 13 | 0.0081661
3536 | 6.03 | 1 | 365 | 6.8617 | 0.81844 | 7 | 0.68013
6433 | 4.59 | 1 | 365 | 5.2231 | 0.51852 | 5 | 0.74159
6324 | 5.145 | 1 | 365 | 5.8546 | 0.79036 | 6 | 0.64498
2428 | 5.886 | 1 | 365 | 6.6978 | 0.48845 | 7 | 0.18627
6385 | 7.83 | 1 | 365 | 8.9099 | 0.94335 | 9 | 0.8533
2113 | 6.75 | 1 | 365 | 7.681 | 0.46841 | 8 | 0.1494
2699 | 5 | 1 | 365 | 5.6896 | 0.45808 | 6 | 0.1477
5403 | 8.04 | 1 | 365 | 9.1489 | 0.42459 | 9 | 0.5735
3011 | 5.5 | 1 | 365 | 6.2586 | 0.60389 | 6 | 0.86247
4305 | 7.84 | 1 | 365 | 8.9213 | 0.96627 | 9 | 0.88759
4508 | 8.71 | 1 | 365 | 9.9113 | 0.95998 | 10 | 0.87129
22070 | 6 | 1 | 365 | 6.8275 | 0.7497 | 7 | 0.57724
3864 | 4.5 | 1 | 365 | 5.1207 | 0.31227 | 5 | 0.43293
4543 | 3.75 | 1 | 365 | 4.2672 | 0.59356 | 4 | 0.86078
2354 | 5 | 1 | 365 | 5.6896 | 0.45808 | 6 | 0.1477
3340 | 4.8 | 1 | 365 | 5.462 | 0.99976 | 6 | 0.46179
5010 | 5.88 | 1 | 365 | 6.691 | 0.4747 | 7 | 0.1657
5439 | 5.695 | 1 | 365 | 6.4805 | 0.050753 | 6 | 0.53123
3297 | 3.75 | 1 | 365 | 4.2672 | 0.59356 | 4 | 0.86078
9802 | 4.41 | 1 | 365 | 5.0182 | 0.10603 | 5 | 0.12427
4450 | 8.04 | 1 | 365 | 9.1489 | 0.42459 | 9 | 0.5735
5040 | 6.867 | 1 | 365 | 7.8141 | 0.73653 | 8 | 0.55065
2366 | 13.455 | 1 | 365 | 15.3108 | 0.83369 | 16 | 0.14446
3456 | 6.03 | 1 | 365 | 6.8617 | 0.81844 | 7 | 0.68013
1319 | 2.5 | 1 | 365 | 2.8448 | 0.72904 | 3 | 0.57385
3284 | 11.055 | 1 | 365 | 12.5797 | 0.33381 | 12 | 0.91356
4714 | 9.38 | 1 | 365 | 10.6737 | 0.49536 | 11 | 0.16909
7238 | 5.88 | 1 | 365 | 6.691 | 0.4747 | 7 | 0.1657
2664 | 8.25 | 1 | 365 | 9.3879 | 0.90583 | 10 | 0.29371
4864 | 5.025 | 1 | 365 | 5.7181 | 0.51537 | 6 | 0.23344
6625 | 12.75 | 1 | 365 | 14.5085 | 0.2181 | 14 | 0.72663
4102 | 9.075 | 1 | 365 | 10.3267 | 0.79642 | 11 | 0.12308
12153 | 5.4 | 1 | 365 | 6.1448 | 0.37473 | 6 | 0.51952
7981 | 4.4 | 1 | 365 | 5.0069 | 0.08311 | 5 | 0.089976
2940 | 9.54 | 1 | 365 | 10.8558 | 0.86202 | 11 | 0.71781
16348 | 6 | 1 | 365 | 6.8275 | 0.7497 | 7 | 0.57724
2027 | 10.2 | 1 | 365 | 11.6068 | 0.37448 | 11 | 0.98131
1308 | 4 | 1 | 365 | 4.5517 | 0.16646 | 4 | 0.71816
4069 | 3 | 1 | 365 | 3.4138 | 0.87485 | 4 | 0.28862
3066 | 7.15 | 1 | 365 | 8.1362 | 0.38505 | 8 | 0.52121
6113 | 5.232 | 1 | 365 | 5.9536 | 0.98973 | 6 | 0.94335
2792 | 8.28 | 1 | 365 | 9.422 | 0.97458 | 10 | 0.39659
15070 | 6.5 | 1 | 365 | 7.3965 | 0.8955 | 8 | 0.29201
11063 | 5.025 | 1 | 365 | 5.7181 | 0.51537 | 6 | 0.23344
6353 | 6.86 | 1 | 365 | 7.8062 | 0.72049 | 8 | 0.52664
2413 | 3.5 | 1 | 365 | 3.9827 | 0.020656 | 4 | 0.00339
3402 | 5.025 | 1 | 365 | 5.7181 | 0.51537 | 6 | 0.23344
6159 | 7.29 | 1 | 365 | 8.2955 | 0.70588 | 9 | 0.0013466
4637 | 3.78 | 1 | 365 | 4.3014 | 0.66231 | 4 | 0.96366
37538 | 6.75 | 1 | 365 | 7.681 | 0.46841 | 8 | 0.1494
18637 | 14.95 | 1 | 365 | 17.012 | 0.25966 | 17 | 0.27162
3884 | 7.245 | 1 | 365 | 8.2443 | 0.60276 | 8 | 0.84702
4488 | 9.18 | 1 | 365 | 10.4461 | 0.037035 | 10 | 0.48318
10806 | 13.2 | 1 | 365 | 15.0206 | 0.24933 | 15 | 0.26993
3423 | 8.375 | 1 | 365 | 9.5301 | 0.19228 | 9 | 0.7224
52062 | 5 | 1 | 365 | 5.6896 | 0.45808 | 6 | 0.1477
7243 | 3.27 | 1 | 365 | 3.721 | 0.49358 | 4 | 0.2146
10963 | 4.75 | 1 | 365 | 5.4051 | 0.88518 | 6 | 0.29031
3472 | 4.251 | 1 | 365 | 4.8373 | 0.74166 | 5 | 0.57897
11289 | 11.78 | 1 | 365 | 13.4047 | 0.99524 | 14 | 0.39998
11292 | 5.775 | 1 | 365 | 6.5715 | 0.23408 | 6 | 0.80559
5474 | 6.05 | 1 | 365 | 6.8844 | 0.86428 | 7 | 0.74872
3643 | 3.6 | 1 | 365 | 4.0965 | 0.24982 | 4 | 0.34634
4420 | 6.24 | 1 | 365 | 7.1006 | 0.29968 | 7 | 0.40033
3381 | 6 | 1 | 365 | 6.8275 | 0.7497 | 7 | 0.57724
6923 | 12 | 1 | 365 | 13.6551 | 0.49939 | 14 | 0.15448
3457 | 5.75 | 1 | 365 | 6.5431 | 0.17679 | 6 | 0.71985
3450 | 3.315 | 1 | 365 | 3.7722 | 0.59671 | 4 | 0.36893
6856 | 4.69 | 1 | 365 | 5.3369 | 0.74768 | 6 | 0.084543
5007 | 6.375 | 1 | 365 | 7.2543 | 0.60905 | 7 | 0.86332
4381 | 7.15 | 1 | 365 | 8.1362 | 0.38505 | 8 | 0.52121
3155 | 7.14 | 1 | 365 | 8.1248 | 0.36214 | 8 | 0.48692
3852 | 3 | 1 | 365 | 3.4138 | 0.87485 | 4 | 0.28862
6656 | 3.06 | 1 | 365 | 3.482 | 0.012345 | 3 | 0.49439
4568 | 6.615 | 1 | 365 | 7.5274 | 0.15904 | 7 | 0.68641
10801 | 7.29 | 1 | 365 | 8.2955 | 0.70588 | 9 | 0.0013466
2670 | 4.77 | 1 | 365 | 5.4279 | 0.93101 | 6 | 0.35891
2358 | 9.35 | 1 | 365 | 10.6396 | 0.42661 | 11 | 0.066199
52795 | 6 | 1 | 365 | 6.8275 | 0.7497 | 7 | 0.57724
34121 | 12 | 1 | 365 | 13.6551 | 0.49939 | 14 | 0.15448
10438 | 6 | 1 | 365 | 6.8275 | 0.7497 | 7 | 0.57724
6082 | 5.2 | 1 | 365 | 5.9172 | 0.9164 | 6 | 0.83361
2667 | 12.24 | 1 | 365 | 13.9282 | 0.04938 | 13 | 0.97757
3331 | 5.6 | 1 | 365 | 6.3724 | 0.83305 | 7 | 0.20542
2839 | 7.2 | 1 | 365 | 8.1931 | 0.49964 | 8 | 0.69269
4646 | 9.9 | 1 | 365 | 11.2654 | 0.687 | 11 | 0.95245
15206 | 11.88 | 1 | 365 | 13.5185 | 0.2244 | 13 | 0.74294
12241 | 7.02 | 1 | 365 | 7.9882 | 0.087144 | 8 | 0.075371
3254 | 6.625 | 1 | 365 | 7.5387 | 0.18196 | 7 | 0.7207
3604 | 8.25 | 1 | 365 | 9.3879 | 0.90583 | 10 | 0.29371
10432 | 9 | 1 | 365 | 10.2413 | 0.62454 | 10 | 0.86586
6628 | 4.578 | 1 | 365 | 5.2094 | 0.49102 | 5 | 0.70043
4291 | 7.15 | 1 | 365 | 8.1362 | 0.38505 | 8 | 0.52121
2821 | 3.77 | 1 | 365 | 4.29 | 0.63939 | 4 | 0.92937
5499 | 7.7 | 1 | 365 | 8.762 | 0.64544 | 9 | 0.40746
4189 | 8.1 | 1 | 365 | 9.2172 | 0.56209 | 9 | 0.77927
10441 | 4.5 | 1 | 365 | 5.1207 | 0.31227 | 5 | 0.43293
7782 | 7.25 | 1 | 365 | 8.2499 | 0.61422 | 8 | 0.86416
4170 | 3.5 | 1 | 365 | 3.9827 | 0.020656 | 4 | 0.00339
4640 | 4.5 | 1 | 365 | 5.1207 | 0.31227 | 5 | 0.43293
16287 | 5.1 | 1 | 365 | 5.8034 | 0.68724 | 6 | 0.49065
5468 | 7.02 | 1 | 365 | 7.9882 | 0.087144 | 8 | 0.075371
5279 | 5.88 | 1 | 365 | 6.691 | 0.4747 | 7 | 0.1657
4822 | 6.615 | 1 | 365 | 7.5274 | 0.15904 | 7 | 0.68641
3935 | 3.57 | 1 | 365 | 4.0624 | 0.18107 | 4 | 0.24346
11001 | 4.69 | 1 | 365 | 5.3369 | 0.74768 | 6 | 0.084543
8688 | 3.85 | 1 | 365 | 4.381 | 0.82272 | 5 | 0.20373
1850 | 5.25 | 1 | 365 | 5.9741 | 0.030984 | 6 | 0.005085
3122 | 7 | 1 | 365 | 7.9655 | 0.041312 | 8 | 0.00678
2996 | 7.7 | 1 | 365 | 8.762 | 0.64544 | 9 | 0.40746
3859 | 6 | 1 | 365 | 6.8275 | 0.7497 | 7 | 0.57724
20789 | 9 | 1 | 365 | 10.2413 | 0.62454 | 10 | 0.86586
3963 | 8.91 | 1 | 365 | 10.1389 | 0.4183 | 10 | 0.5572
5498 | 2.805 | 1 | 365 | 3.1919 | 0.42798 | 3 | 0.61986
6234 | 5.94 | 1 | 365 | 6.7593 | 0.6122 | 7 | 0.37147
4708 | 5.5 | 1 | 365 | 6.2586 | 0.60389 | 6 | 0.86247
10722 | 7.14 | 1 | 365 | 8.1248 | 0.36214 | 8 | 0.48692
4237 | 6.63 | 1 | 365 | 7.5444 | 0.19341 | 7 | 0.73785
3545 | 6.3 | 1 | 365 | 7.1689 | 0.43718 | 7 | 0.6061
3432 | 4.02 | 1 | 365 | 4.5745 | 0.2123 | 4 | 0.78675
3965 | 9.35 | 1 | 365 | 10.6396 | 0.42661 | 11 | 0.066199
41182 | 7.28 | 1 | 365 | 8.2841 | 0.68296 | 8 | 0.96705
2905 | 5.75 | 1 | 365 | 6.5431 | 0.17679 | 6 | 0.71985
18471 | 8.04 | 1 | 365 | 9.1489 | 0.42459 | 9 | 0.5735
7305 | 4.59 | 1 | 365 | 5.2231 | 0.51852 | 5 | 0.74159
5617 | 10.791 | 1 | 365 | 12.2793 | 0.72883 | 13 | 0.0081661
9767 | 6.25 | 1 | 365 | 7.112 | 0.3226 | 7 | 0.43462
3558 | 5.88 | 1 | 365 | 6.691 | 0.4747 | 7 | 0.1657
5938 | 10.25 | 1 | 365 | 11.6637 | 0.48906 | 12 | 0.15278
2571 | 5.75 | 1 | 365 | 6.5431 | 0.17679 | 6 | 0.71985
1498 | 10.8 | 1 | 365 | 12.2896 | 0.74945 | 13 | 0.039032
17470 | 2.2 | 1 | 365 | 2.5034 | 0.041555 | 2 | 0.54499
6149 | 6.75 | 1 | 365 | 7.681 | 0.46841 | 8 | 0.1494
3685 | 6.12 | 1 | 365 | 6.9641 | 0.02469 | 6 | 0.98878
3655 | 13.26 | 1 | 365 | 15.0889 | 0.38683 | 15 | 0.4757
5111 | 3.025 | 1 | 365 | 3.4422 | 0.93214 | 4 | 0.37436
1959 | 9.75 | 1 | 365 | 11.0948 | 0.34326 | 11 | 0.43801
3243 | 8.525 | 1 | 365 | 9.7008 | 0.53603 | 10 | 0.23683
12163 | 3.57 | 1 | 365 | 4.0624 | 0.18107 | 4 | 0.24346
7132 | 6.03 | 1 | 365 | 6.8617 | 0.81844 | 7 | 0.68013
3400 | 4.9 | 1 | 365 | 5.5758 | 0.22892 | 5 | 0.80475
4178 | 4.4 | 1 | 365 | 5.0069 | 0.08311 | 5 | 0.089976
4918 | 3.35 | 1 | 365 | 3.812 | 0.67691 | 4 | 0.48896
19226 | 6 | 1 | 365 | 6.8275 | 0.7497 | 7 | 0.57724
4238 | 5.1 | 1 | 365 | 5.8034 | 0.68724 | 6 | 0.49065
52616 | 6.28 | 1 | 365 | 7.1462 | 0.14616 | 7 | 0.29233
26087 | 11.96 | 1 | 365 | 13.6096 | 0.40773 | 14 | 0.017298
4486 | 9.62 | 1 | 365 | 10.9468 | 0.045346 | 10 | 0.99217
2294 | 10.75 | 1 | 365 | 12.2327 | 0.63487 | 12 | 0.86755
5281 | 8.829 | 1 | 365 | 10.0467 | 0.23268 | 10 | 0.27941
2256 | 9 | 1 | 365 | 10.2413 | 0.62454 | 10 | 0.86586
2997 | 4.05 | 1 | 365 | 4.6086 | 0.28104 | 4 | 0.88964
5002 | 10 | 1 | 365 | 11.3792 | 0.91616 | 12 | 0.2954
4871 | 9.72 | 1 | 365 | 11.0606 | 0.27451 | 11 | 0.33513
5361 | 7.15 | 1 | 365 | 8.1362 | 0.38505 | 8 | 0.52121
2850 | 9.01 | 1 | 365 | 10.2527 | 0.64746 | 10 | 0.90016
4101 | 6.72 | 1 | 365 | 7.6468 | 0.39966 | 8 | 0.046509
86021 | 9.135 | 1 | 365 | 10.3949 | 0.93391 | 11 | 0.32885
6058 | 7 | 1 | 365 | 7.9655 | 0.041312 | 8 | 0.00678
2655 | 5.17 | 1 | 365 | 5.8831 | 0.84765 | 6 | 0.73072
3951 | 8.1 | 1 | 365 | 9.2172 | 0.56209 | 9 | 0.77927
4635 | 4.76 | 1 | 365 | 5.4165 | 0.90809 | 6 | 0.32461
26635 | 12.985 | 1 | 365 | 14.7759 | 0.75663 | 15 | 0.53258
3832 | 6.48 | 1 | 365 | 7.3737 | 0.84967 | 8 | 0.22342
3455 | 3.35 | 1 | 365 | 3.812 | 0.67691 | 4 | 0.48896
13440 | 5.6 | 1 | 365 | 6.3724 | 0.83305 | 7 | 0.20542
1504 | 4 | 1 | 365 | 4.5517 | 0.16646 | 4 | 0.71816
4202 | 9.54 | 1 | 365 | 10.8558 | 0.86202 | 11 | 0.71781
11449 | 2.5 | 1 | 365 | 2.8448 | 0.72904 | 3 | 0.57385
5622 | 9.35 | 1 | 365 | 10.6396 | 0.42661 | 11 | 0.066199
2956 | 5.36 | 1 | 365 | 6.0993 | 0.28306 | 6 | 0.38233
1459 | 4.75 | 1 | 365 | 5.4051 | 0.88518 | 6 | 0.29031
6857 | 12.88 | 1 | 365 | 14.6565 | 0.51601 | 15 | 0.17248
5486 | 6.63 | 1 | 365 | 7.5444 | 0.19341 | 7 | 0.73785
3370 | 5 | 1 | 365 | 5.6896 | 0.45808 | 6 | 0.1477
5977 | 4.4 | 1 | 365 | 5.0069 | 0.08311 | 5 | 0.089976
11411 | 4.125 | 1 | 365 | 4.6939 | 0.45292 | 5 | 0.14685
5931 | 6.21 | 1 | 365 | 7.0665 | 0.23094 | 7 | 0.29744
3679 | 8.7 | 1 | 365 | 9.8999 | 0.93706 | 10 | 0.837
3559 | 4.655 | 1 | 365 | 5.297 | 0.66747 | 5 | 0.96451
7723 | 3.36 | 1 | 365 | 3.8234 | 0.69983 | 4 | 0.52325
4625 | 10.8 | 1 | 365 | 12.2896 | 0.74945 | 13 | 0.039032
19603 | 10.8 | 1 | 365 | 12.2896 | 0.74945 | 13 | 0.039032
12080 | 6.76 | 1 | 365 | 7.6924 | 0.49132 | 8 | 0.18369
10719 | 6.1 | 1 | 365 | 6.9413 | 0.97886 | 7 | 0.92019
6131 | 5.775 | 1 | 365 | 6.5715 | 0.23408 | 6 | 0.80559
5413 | 13.23 | 1 | 365 | 15.0547 | 0.31808 | 15 | 0.37281
5146 | 9.18 | 1 | 365 | 10.4461 | 0.037035 | 10 | 0.48318
51864 | 4.08 | 1 | 365 | 4.6427 | 0.34979 | 4 | 0.99252
4396 | 5.865 | 1 | 365 | 6.6739 | 0.44033 | 7 | 0.11425
2548 | 5.75 | 1 | 365 | 6.5431 | 0.17679 | 6 | 0.71985
4872 | 3 | 1 | 365 | 3.4138 | 0.87485 | 4 | 0.28862
3408 | 8.04 | 1 | 365 | 9.1489 | 0.42459 | 9 | 0.5735
5503 | 8.925 | 1 | 365 | 10.156 | 0.45267 | 10 | 0.60864
3059 | 6.03 | 1 | 365 | 6.8617 | 0.81844 | 7 | 0.68013
3434 | 5.88 | 1 | 365 | 6.691 | 0.4747 | 7 | 0.1657
6349 | 3 | 1 | 365 | 3.4138 | 0.87485 | 4 | 0.28862
7790 | 5.5 | 1 | 365 | 6.2586 | 0.60389 | 6 | 0.86247
52031 | 8.835 | 1 | 365 | 10.0536 | 0.24643 | 10 | 0.29999
3258 | 7.84 | 1 | 365 | 8.9213 | 0.96627 | 9 | 0.88759
8947 | 4.08 | 1 | 365 | 4.6427 | 0.34979 | 4 | 0.99252
3662 | 2.5 | 1 | 365 | 2.8448 | 0.72904 | 3 | 0.57385
2152 | 4.75 | 1 | 365 | 5.4051 | 0.88518 | 6 | 0.29031
1555 | 6.25 | 1 | 365 | 7.112 | 0.3226 | 7 | 0.43462
7872 | 5.1 | 1 | 365 | 5.8034 | 0.68724 | 6 | 0.49065
4711 | 6.375 | 1 | 365 | 7.2543 | 0.60905 | 7 | 0.86332
5506 | 4.95 | 1 | 365 | 5.6327 | 0.3435 | 5 | 0.97622
3809 | 5.39 | 1 | 365 | 6.1334 | 0.35181 | 6 | 0.48522
4007 | 5 | 1 | 365 | 5.6896 | 0.45808 | 6 | 0.1477
10198 | 5.88 | 1 | 365 | 6.691 | 0.4747 | 7 | 0.1657
3813 | 14.82 | 1 | 365 | 16.864 | 0.96175 | 17 | 0.82578
2643 | 4.4 | 1 | 365 | 5.0069 | 0.08311 | 5 | 0.089976
2844 | 2 | 1 | 365 | 2.2758 | 0.58323 | 2 | 0.85908
2119 | 4.845 | 1 | 365 | 5.5132 | 0.10288 | 5 | 0.61612
2122 | 8 | 1 | 365 | 9.1034 | 0.33293 | 9 | 0.43632
10549 | 5 | 1 | 365 | 5.6896 | 0.45808 | 6 | 0.1477
3445 | 4.9 | 1 | 365 | 5.5758 | 0.22892 | 5 | 0.80475
4452 | 8.04 | 1 | 365 | 9.1489 | 0.42459 | 9 | 0.5735
4405 | 9.625 | 1 | 365 | 10.9525 | 0.056804 | 11 | 0.0093225
3853 | 4.41 | 1 | 365 | 5.0182 | 0.10603 | 5 | 0.12427
4188 | 7.08 | 1 | 365 | 8.0565 | 0.22464 | 8 | 0.28114
32052 | 5.04 | 1 | 365 | 5.7351 | 0.54974 | 6 | 0.28488
3802 | 5.88 | 1 | 365 | 6.691 | 0.4747 | 7 | 0.1657
6387 | 6.48 | 1 | 365 | 7.3737 | 0.84967 | 8 | 0.22342
16675 | 8.4 | 1 | 365 | 9.5586 | 0.24957 | 9 | 0.80814
2448 | 8.37 | 1 | 365 | 9.5244 | 0.18083 | 9 | 0.70525
3890 | 5.232 | 1 | 365 | 5.9536 | 0.98973 | 6 | 0.94335
6359 | 5.559 | 1 | 365 | 6.3257 | 0.73909 | 7 | 0.064813
7873 | 6.375 | 1 | 365 | 7.2543 | 0.60905 | 7 | 0.86332
11386 | 2.805 | 1 | 365 | 3.1919 | 0.42798 | 3 | 0.61986
4573 | 6.03 | 1 | 365 | 6.8617 | 0.81844 | 7 | 0.68013
4303 | 6.37 | 1 | 365 | 7.2486 | 0.59759 | 7 | 0.84617
19594 | 4.4 | 1 | 365 | 5.0069 | 0.08311 | 5 | 0.089976
5044 | 5.88 | 1 | 365 | 6.691 | 0.4747 | 7 | 0.1657
7426 | 3.575 | 1 | 365 | 4.0681 | 0.19253 | 4 | 0.26061
6941 | 10.791 | 1 | 365 | 12.2793 | 0.72883 | 13 | 0.0081661
3755 | 4.48 | 1 | 365 | 5.0979 | 0.26644 | 5 | 0.36434
10208 | 9.405 | 1 | 365 | 10.7022 | 0.55265 | 11 | 0.25482
5519 | 4.14 | 1 | 365 | 4.711 | 0.48729 | 5 | 0.1983
14715 | 5.94 | 1 | 365 | 6.7593 | 0.6122 | 7 | 0.37147
2326 | 6 | 1 | 365 | 6.8275 | 0.7497 | 7 | 0.57724
3309 | 8.82 | 1 | 365 | 10.0365 | 0.21205 | 10 | 0.24854
3808 | 6.213 | 1 | 365 | 7.0699 | 0.23781 | 7 | 0.30773
3073 | 8.28 | 1 | 365 | 9.422 | 0.97458 | 10 | 0.39659
3527 | 4.165 | 1 | 365 | 4.7395 | 0.54458 | 5 | 0.28403
3925 | 6.54 | 1 | 365 | 7.442 | 0.98717 | 8 | 0.42919
9932 | 6.54 | 1 | 365 | 7.442 | 0.98717 | 8 | 0.42919
3327 | 11.118 | 1 | 365 | 12.6514 | 0.47819 | 13 | 0.12963
3810 | 13.25 | 1 | 365 | 15.0775 | 0.36391 | 15 | 0.4414
3596 | 11.76 | 1 | 365 | 13.382 | 0.9494 | 14 | 0.33139
4959 | 3.25 | 1 | 365 | 3.6983 | 0.44775 | 4 | 0.146
3190 | 8.04 | 1 | 365 | 9.1489 | 0.42459 | 9 | 0.5735
2733 | 9.9 | 1 | 365 | 11.2654 | 0.687 | 11 | 0.95245
5131 | 5.7 | 1 | 365 | 6.4862 | 0.062211 | 6 | 0.54838
2793 | 6.555 | 1 | 365 | 7.4591 | 0.021543 | 7 | 0.48063
4702 | 8.64 | 1 | 365 | 9.8317 | 0.79956 | 10 | 0.63123
15075 | 7.5 | 1 | 365 | 8.5344 | 0.18712 | 8 | 0.72155
21192 | 8.4 | 1 | 365 | 9.5586 | 0.24957 | 9 | 0.80814
22184 | 7 | 1 | 365 | 7.9655 | 0.041312 | 8 | 0.00678
22186 | 6 | 1 | 365 | 6.8275 | 0.7497 | 7 | 0.57724
3217 | 5.355 | 1 | 365 | 6.0936 | 0.2716 | 6 | 0.36519
7593 | 5.865 | 1 | 365 | 6.6739 | 0.44033 | 7 | 0.11425
22166 | 6 | 1 | 365 | 6.8275 | 0.7497 | 7 | 0.57724
4021 | 4.4 | 1 | 365 | 5.0069 | 0.08311 | 5 | 0.089976
4212 | 9.36 | 1 | 365 | 10.651 | 0.44953 | 11 | 0.10049
3382 | 5.39 | 1 | 365 | 6.1334 | 0.35181 | 6 | 0.48522
13338 | 15 | 1 | 365 | 17.0689 | 0.37424 | 17 | 0.4431
14425 | 8.25 | 1 | 365 | 9.3879 | 0.90583 | 10 | 0.29371
4176 | 5.232 | 1 | 365 | 5.9536 | 0.98973 | 6 | 0.94335
63190 | 9.9 | 1 | 365 | 11.2654 | 0.687 | 11 | 0.95245
2437 | 6.6 | 1 | 365 | 7.5103 | 0.12467 | 7 | 0.63496
3077 | 4.08 | 1 | 365 | 4.6427 | 0.34979 | 4 | 0.99252
4182 | 7.425 | 1 | 365 | 8.4491 | 0.015249 | 8 | 0.46433
4096 | 6.16 | 1 | 365 | 7.0096 | 0.11635 | 7 | 0.12597
22162 | 7 | 1 | 365 | 7.9655 | 0.041312 | 8 | 0.00678
2554 | 7.14 | 1 | 365 | 8.1248 | 0.36214 | 8 | 0.48692
4280 | 4.76 | 1 | 365 | 5.4165 | 0.90809 | 6 | 0.32461
3892 | 7.25 | 1 | 365 | 8.2499 | 0.61422 | 8 | 0.86416
4462 | 5.36 | 1 | 365 | 6.0993 | 0.28306 | 6 | 0.38233
3523 | 7.65 | 1 | 365 | 8.7051 | 0.53086 | 9 | 0.23598
9426 | 4.5 | 1 | 365 | 5.1207 | 0.31227 | 5 | 0.43293
2536 | 7.56 | 1 | 365 | 8.6027 | 0.32462 | 8 | 0.92732
5242 | 5.88 | 1 | 365 | 6.691 | 0.4747 | 7 | 0.1657
2948 | 9.69 | 1 | 365 | 11.0265 | 0.20576 | 11 | 0.23224
3043 | 5 | 1 | 365 | 5.6896 | 0.45808 | 6 | 0.1477
2758 | 5 | 1 | 365 | 5.6896 | 0.45808 | 6 | 0.1477
2476 | 8.1 | 1 | 365 | 9.2172 | 0.56209 | 9 | 0.77927
16288 | 5.1 | 1 | 365 | 5.8034 | 0.68724 | 6 | 0.49065
6104 | 6.7 | 1 | 365 | 7.6241 | 0.35383 | 7 | 0.97792
420 | 3.5 | 1 | 365 | 3.9827 | 0.020656 | 4 | 0.00339
10749 | 7.65 | 1 | 365 | 8.7051 | 0.53086 | 9 | 0.23598
52660 | 7.965 | 1 | 365 | 9.0636 | 0.25272 | 9 | 0.31629
2472 | 10.36 | 1 | 365 | 11.7889 | 0.74114 | 12 | 0.53003
9120 | 11.56 | 1 | 365 | 13.1544 | 0.49108 | 13 | 0.64548
4311 | 7.848 | 1 | 365 | 8.9304 | 0.9846 | 9 | 0.91503
5636 | 10 | 1 | 365 | 11.3792 | 0.91616 | 12 | 0.2954
4705 | 4.86 | 1 | 365 | 5.5303 | 0.13725 | 5 | 0.66756
17171 | 4.59 | 1 | 365 | 5.2231 | 0.51852 | 5 | 0.74159
4201 | 3.924 | 1 | 365 | 4.4652 | 0.9923 | 5 | 0.45751
3378 | 7.15 | 1 | 365 | 8.1362 | 0.38505 | 8 | 0.52121
4114 | 9 | 1 | 365 | 10.2413 | 0.62454 | 10 | 0.86586
3842 | 5.175 | 1 | 365 | 5.8888 | 0.85911 | 6 | 0.74787
4652 | 6.63 | 1 | 365 | 7.5444 | 0.19341 | 7 | 0.73785
4353 | 9.81 | 1 | 365 | 11.163 | 0.48075 | 11 | 0.64379
4093 | 11.772 | 1 | 365 | 13.3956 | 0.9769 | 14 | 0.37254
15540 | 6.9 | 1 | 365 | 7.8517 | 0.81215 | 8 | 0.66383
3015 | 8 | 1 | 365 | 9.1034 | 0.33293 | 9 | 0.43632
4210 | 5.3 | 1 | 365 | 6.031 | 0.14556 | 6 | 0.17656
6549 | 6.37 | 1 | 365 | 7.2486 | 0.59759 | 7 | 0.84617
5614 | 7.25 | 1 | 365 | 8.2499 | 0.61422 | 8 | 0.86416
2965 | 9.36 | 1 | 365 | 10.651 | 0.44953 | 11 | 0.10049
7597 | 10.2 | 1 | 365 | 11.6068 | 0.37448 | 11 | 0.98131
2297 | 5.25 | 1 | 365 | 5.9741 | 0.030984 | 6 | 0.005085
5066 | 10.335 | 1 | 365 | 11.7604 | 0.68385 | 12 | 0.4443
2559 | 6.5 | 1 | 365 | 7.3965 | 0.8955 | 8 | 0.29201
3125 | 2 | 1 | 365 | 2.2758 | 0.58323 | 2 | 0.85908
5192 | 4.08 | 1 | 365 | 4.6427 | 0.34979 | 4 | 0.99252
2921 | 4.335 | 1 | 365 | 4.9329 | 0.93416 | 5 | 0.86706
16564 | 9.9 | 1 | 365 | 11.2654 | 0.687 | 11 | 0.95245
54405 | 8.745 | 1 | 365 | 9.9511 | 0.040182 | 9 | 0.99133
5003 | 3.92 | 1 | 365 | 4.4607 | 0.98313 | 5 | 0.4438
22183 | 7 | 1 | 365 | 7.9655 | 0.041312 | 8 | 0.00678
22182 | 6 | 1 | 365 | 6.8275 | 0.7497 | 7 | 0.57724
4649 | 7 | 1 | 365 | 7.9655 | 0.041312 | 8 | 0.00678
44009 | 8.28 | 1 | 365 | 9.422 | 0.97458 | 10 | 0.39659
44017 | 7.59 | 1 | 365 | 8.6368 | 0.39337 | 9 | 0.030209
22187 | 7 | 1 | 365 | 7.9655 | 0.041312 | 8 | 0.00678
4015 | 5.025 | 1 | 365 | 5.7181 | 0.51537 | 6 | 0.23344
81461 | 6.72 | 1 | 365 | 7.6468 | 0.39966 | 8 | 0.046509
2825 | 7 | 1 | 365 | 7.9655 | 0.041312 | 8 | 0.00678
4034 | 7.975 | 1 | 365 | 9.0749 | 0.27564 | 9 | 0.35058
3863 | 5.94 | 1 | 365 | 6.7593 | 0.6122 | 7 | 0.37147
10295 | 6.8 | 1 | 365 | 7.7379 | 0.58299 | 8 | 0.32087
3026 | 7.8 | 1 | 365 | 8.8758 | 0.8746 | 9 | 0.75041
4526 | 9 | 1 | 365 | 10.2413 | 0.62454 | 10 | 0.86586
3699 | 4.24 | 1 | 365 | 4.8248 | 0.71645 | 5 | 0.54125
10287 | 9 | 1 | 365 | 10.2413 | 0.62454 | 10 | 0.86586
4750 | 5 | 1 | 365 | 5.6896 | 0.45808 | 6 | 0.1477
10745 | 6 | 1 | 365 | 6.8275 | 0.7497 | 7 | 0.57724
19713 | 5.32 | 1 | 365 | 6.0538 | 0.1914 | 6 | 0.24515
2272 | 5 | 1 | 365 | 5.6896 | 0.45808 | 6 | 0.1477
5772 | 14.535 | 1 | 365 | 16.5397 | 0.30864 | 16 | 0.84836
4058 | 7.395 | 1 | 365 | 8.4149 | 0.9465 | 9 | 0.36145
8686 | 5.75 | 1 | 365 | 6.5431 | 0.17679 | 6 | 0.71985
4025 | 9.36 | 1 | 365 | 10.651 | 0.44953 | 11 | 0.10049
4055 | 5.25 | 1 | 365 | 5.9741 | 0.030984 | 6 | 0.005085
2418 | 3.57 | 1 | 365 | 4.0624 | 0.18107 | 4 | 0.24346
15996 | 3.315 | 1 | 365 | 3.7722 | 0.59671 | 4 | 0.36893
4914 | 9.52 | 1 | 365 | 10.833 | 0.81618 | 11 | 0.64922
2702 | 5 | 1 | 365 | 5.6896 | 0.45808 | 6 | 0.1477
2369 | 3 | 1 | 365 | 3.4138 | 0.87485 | 4 | 0.28862
5043 | 3.75 | 1 | 365 | 4.2672 | 0.59356 | 4 | 0.86078
2547 | 4.75 | 1 | 365 | 5.4051 | 0.88518 | 6 | 0.29031
3907 | 8.82 | 1 | 365 | 10.0365 | 0.21205 | 10 | 0.24854
5435 | 5.04 | 1 | 365 | 5.7351 | 0.54974 | 6 | 0.28488
6672 | 5.145 | 1 | 365 | 5.8546 | 0.79036 | 6 | 0.64498
11614 | 14.715 | 1 | 365 | 16.7446 | 0.72113 | 17 | 0.46568
4730 | 7.14 | 1 | 365 | 8.1248 | 0.36214 | 8 | 0.48692
6364 | 5.67 | 1 | 365 | 6.452 | 0.99346 | 7 | 0.44549
2930 | 4.25 | 1 | 365 | 4.8362 | 0.73937 | 5 | 0.57554
3431 | 3.685 | 1 | 365 | 4.1932 | 0.4446 | 4 | 0.63785
3133 | 12.24 | 1 | 365 | 13.9282 | 0.04938 | 13 | 0.97757
2376 | 3.75 | 1 | 365 | 4.2672 | 0.59356 | 4 | 0.86078
3905 | 6.325 | 1 | 365 | 7.1974 | 0.49447 | 7 | 0.69184
3202 | 8.64 | 1 | 365 | 9.8317 | 0.79956 | 10 | 0.63123
4773 | 2.5 | 1 | 365 | 2.8448 | 0.72904 | 3 | 0.57385
12144 | 5.94 | 1 | 365 | 6.7593 | 0.6122 | 7 | 0.37147
3272 | 4.32 | 1 | 365 | 4.9158 | 0.89978 | 5 | 0.81561
4137 | 9.156 | 1 | 365 | 10.4188 | 0.98204 | 11 | 0.40087
3885 | 6.37 | 1 | 365 | 7.2486 | 0.59759 | 7 | 0.84617
3257 | 8 | 1 | 365 | 9.1034 | 0.33293 | 9 | 0.43632
2760 | 4.32 | 1 | 365 | 4.9158 | 0.89978 | 5 | 0.81561
4459 | 2.75 | 1 | 365 | 3.1293 | 0.30194 | 3 | 0.43124
4185 | 7.521 | 1 | 365 | 8.5583 | 0.23524 | 8 | 0.79357
4710 | 3.185 | 1 | 365 | 3.6243 | 0.2988 | 3 | 0.92308
5073 | 9.66 | 1 | 365 | 10.9923 | 0.13701 | 11 | 0.12936
8812 | 3 | 1 | 365 | 3.4138 | 0.87485 | 4 | 0.28862
5095 | 7.425 | 1 | 365 | 8.4491 | 0.015249 | 8 | 0.46433
4240 | 7.395 | 1 | 365 | 8.4149 | 0.9465 | 9 | 0.36145
10455 | 11.55 | 1 | 365 | 13.143 | 0.46816 | 13 | 0.61119
5343 | 7.5 | 1 | 365 | 8.5344 | 0.18712 | 8 | 0.72155
10919 | 11.55 | 1 | 365 | 13.143 | 0.46816 | 13 | 0.61119
18235 | 10.05 | 1 | 365 | 11.4361 | 0.030741 | 11 | 0.46688
4653 | 5.865 | 1 | 365 | 6.6739 | 0.44033 | 7 | 0.11425
4128 | 7.425 | 1 | 365 | 8.4491 | 0.015249 | 8 | 0.46433
3069 | 5.232 | 1 | 365 | 5.9536 | 0.98973 | 6 | 0.94335
52665 | 4.37 | 1 | 365 | 4.9727 | 0.014362 | 4 | 0.98709
3467 | 9.483 | 1 | 365 | 10.7909 | 0.73139 | 11 | 0.52233
3330 | 12.1 | 1 | 365 | 13.7689 | 0.72855 | 14 | 0.49743
4206 | 12.96 | 1 | 365 | 14.7475 | 0.69934 | 15 | 0.44684
52663 | 7.26 | 1 | 365 | 8.2613 | 0.63713 | 8 | 0.89846
2173 | 8.502 | 1 | 365 | 9.6746 | 0.48332 | 10 | 0.15795
7240 | 2.55 | 1 | 365 | 2.9017 | 0.84362 | 3 | 0.74533
4850 | 8.04 | 1 | 365 | 9.1489 | 0.42459 | 9 | 0.5735
29200 | 5.06 | 1 | 365 | 5.7579 | 0.59558 | 6 | 0.35347
6484 | 9.99 | 1 | 365 | 11.3679 | 0.89324 | 12 | 0.2611
5117 | 4.655 | 1 | 365 | 5.297 | 0.66747 | 5 | 0.96451
14254 | 5.94 | 1 | 365 | 6.7593 | 0.6122 | 7 | 0.37147
3071 | 5.5 | 1 | 365 | 6.2586 | 0.60389 | 6 | 0.86247
4380 | 5.865 | 1 | 365 | 6.6739 | 0.44033 | 7 | 0.11425
3647 | 9.81 | 1 | 365 | 11.163 | 0.48075 | 11 | 0.64379
6444 | 8.25 | 1 | 365 | 9.3879 | 0.90583 | 10 | 0.29371
2274 | 4.75 | 1 | 365 | 5.4051 | 0.88518 | 6 | 0.29031
4050 | 5.25 | 1 | 365 | 5.9741 | 0.030984 | 6 | 0.005085
6423 | 10 | 1 | 365 | 11.3792 | 0.91616 | 12 | 0.2954
2343 | 8 | 1 | 365 | 9.1034 | 0.33293 | 9 | 0.43632
3701 | 5.25 | 1 | 365 | 5.9741 | 0.030984 | 6 | 0.005085
7258 | 6 | 1 | 365 | 6.8275 | 0.7497 | 7 | 0.57724
3658 | 4.845 | 1 | 365 | 5.5132 | 0.10288 | 5 | 0.61612
2613 | 5.61 | 1 | 365 | 6.3838 | 0.85597 | 7 | 0.23972
7940 | 7.5 | 1 | 365 | 8.5344 | 0.18712 | 8 | 0.72155
5484 | 7.65 | 1 | 365 | 8.7051 | 0.53086 | 9 | 0.23598
3574 | 4.25 | 1 | 365 | 4.8362 | 0.73937 | 5 | 0.57554
2296 | 3.06 | 1 | 365 | 3.482 | 0.012345 | 3 | 0.49439
16238 | 8.91 | 1 | 365 | 10.1389 | 0.4183 | 10 | 0.5572
2406 | 4 | 1 | 365 | 4.5517 | 0.16646 | 4 | 0.71816
19469 | 5.775 | 1 | 365 | 6.5715 | 0.23408 | 6 | 0.80559
2461 | 2.295 | 1 | 365 | 2.6115 | 0.25926 | 2 | 0.87079
11131 | 6.25 | 1 | 365 | 7.112 | 0.3226 | 7 | 0.43462
3228 | 10.25 | 1 | 365 | 11.6637 | 0.48906 | 12 | 0.15278
2328 | 7 | 1 | 365 | 7.9655 | 0.041312 | 8 | 0.00678
2799 | 5.5 | 1 | 365 | 6.2586 | 0.60389 | 6 | 0.86247
9298 | 7 | 1 | 365 | 7.9655 | 0.041312 | 8 | 0.00678
2390 | 10 | 1 | 365 | 11.3792 | 0.91616 | 12 | 0.2954
2463 | 7.5 | 1 | 365 | 8.5344 | 0.18712 | 8 | 0.72155
2226 | 4.75 | 1 | 365 | 5.4051 | 0.88518 | 6 | 0.29031
2283 | 3.75 | 1 | 365 | 4.2672 | 0.59356 | 4 | 0.86078
2408 | 2.5 | 1 | 365 | 2.8448 | 0.72904 | 3 | 0.57385
4196 | 4.59 | 1 | 365 | 5.2231 | 0.51852 | 5 | 0.74159
5005 | 5 | 1 | 365 | 5.6896 | 0.45808 | 6 | 0.1477
3712 | 3.75 | 1 | 365 | 4.2672 | 0.59356 | 4 | 0.86078
6162 | 5.67 | 1 | 365 | 6.452 | 0.99346 | 7 | 0.44549
4053 | 3.315 | 1 | 365 | 3.7722 | 0.59671 | 4 | 0.36893
6290 | 9.45 | 1 | 365 | 10.7534 | 0.65577 | 11 | 0.40915
4698 | 4.08 | 1 | 365 | 4.6427 | 0.34979 | 4 | 0.99252
8654 | 2 | 1 | 365 | 2.2758 | 0.58323 | 2 | 0.85908
2249 | 9.99 | 1 | 365 | 11.3679 | 0.89324 | 12 | 0.2611
3238 | 8.37 | 1 | 365 | 9.5244 | 0.18083 | 9 | 0.70525
4220 | 11.18 | 1 | 365 | 12.722 | 0.62027 | 13 | 0.34226
15191 | 3.71 | 1 | 365 | 4.2217 | 0.5019 | 4 | 0.72359
5373 | 5.3 | 1 | 365 | 6.031 | 0.14556 | 6 | 0.17656
6118 | 4.355 | 1 | 365 | 4.9557 | 0.97999 | 5 | 0.93565
8697 | 9.075 | 1 | 365 | 10.3267 | 0.79642 | 11 | 0.12308
3838 | 5.145 | 1 | 365 | 5.8546 | 0.79036 | 6 | 0.64498
3835 | 5.025 | 1 | 365 | 5.7181 | 0.51537 | 6 | 0.23344
6485 | 9.72 | 1 | 365 | 11.0606 | 0.27451 | 11 | 0.33513
3108 | 5.04 | 1 | 365 | 5.7351 | 0.54974 | 6 | 0.28488
3493 | 4.48 | 1 | 365 | 5.0979 | 0.26644 | 5 | 0.36434
2677 | 5.1 | 1 | 365 | 5.8034 | 0.68724 | 6 | 0.49065
10761 | 4.41 | 1 | 365 | 5.0182 | 0.10603 | 5 | 0.12427
6787 | 8.28 | 1 | 365 | 9.422 | 0.97458 | 10 | 0.39659
3856 | 7.15 | 1 | 365 | 8.1362 | 0.38505 | 8 | 0.52121
19483 | 11.825 | 1 | 365 | 13.456 | 0.098359 | 13 | 0.55431
5491 | 5.225 | 1 | 365 | 5.9457 | 0.97369 | 6 | 0.91935
10211 | 10.92 | 1 | 365 | 12.4261 | 0.024447 | 12 | 0.45058
4580 | 7.5 | 1 | 365 | 8.5344 | 0.18712 | 8 | 0.72155
3485 | 9.5 | 1 | 365 | 10.8103 | 0.77035 | 11 | 0.58063
52659 | 3.68 | 1 | 365 | 4.1876 | 0.43315 | 4 | 0.62071
29164 | 14.82 | 1 | 365 | 16.864 | 0.96175 | 17 | 0.82578
3897 | 8.25 | 1 | 365 | 9.3879 | 0.90583 | 10 | 0.29371
10941 | 5.145 | 1 | 365 | 5.8546 | 0.79036 | 6 | 0.64498
16940 | 3.06 | 1 | 365 | 3.482 | 0.012345 | 3 | 0.49439
4229 | 6.21 | 1 | 365 | 7.0665 | 0.23094 | 7 | 0.29744
3800 | 12.65 | 1 | 365 | 14.3947 | 0.98894 | 15 | 0.38368
5072 | 6.6 | 1 | 365 | 7.5103 | 0.12467 | 7 | 0.63496
4704 | 7 | 1 | 365 | 7.9655 | 0.041312 | 8 | 0.00678
22700 | 8.25 | 1 | 365 | 9.3879 | 0.90583 | 10 | 0.29371
4152 | 9.483 | 1 | 365 | 10.7909 | 0.73139 | 11 | 0.52233
5288 | 6.54 | 1 | 365 | 7.442 | 0.98717 | 8 | 0.42919
5623 | 5.886 | 1 | 365 | 6.6978 | 0.48845 | 7 | 0.18627
6489 | 7.035 | 1 | 365 | 8.0053 | 0.12152 | 8 | 0.12681
3857 | 8.575 | 1 | 365 | 9.7577 | 0.65061 | 10 | 0.40831
3369 | 7.65 | 1 | 365 | 8.7051 | 0.53086 | 9 | 0.23598
6581 | 6.16 | 1 | 365 | 7.0096 | 0.11635 | 7 | 0.12597
4209 | 4.5 | 1 | 365 | 5.1207 | 0.31227 | 5 | 0.43293
53966 | 9.9 | 1 | 365 | 11.2654 | 0.687 | 11 | 0.95245
4087 | 8.25 | 1 | 365 | 9.3879 | 0.90583 | 10 | 0.29371
4591 | 8 | 1 | 365 | 9.1034 | 0.33293 | 9 | 0.43632
10363 | 6 | 1 | 365 | 6.8275 | 0.7497 | 7 | 0.57724
18527 | 7.8 | 1 | 365 | 8.8758 | 0.8746 | 9 | 0.75041
4183 | 5.232 | 1 | 365 | 5.9536 | 0.98973 | 6 | 0.94335
3418 | 8.82 | 1 | 365 | 10.0365 | 0.21205 | 10 | 0.24854
52038 | 4.335 | 1 | 365 | 4.9329 | 0.93416 | 5 | 0.86706
27034 | 6.84 | 1 | 365 | 7.7834 | 0.67465 | 8 | 0.45805
3339 | 6.7 | 1 | 365 | 7.6241 | 0.35383 | 7 | 0.97792
4100 | 8.28 | 1 | 365 | 9.422 | 0.97458 | 10 | 0.39659
27225 | 6.213 | 1 | 365 | 7.0699 | 0.23781 | 7 | 0.30773
14080 | 4.69 | 1 | 365 | 5.3369 | 0.74768 | 6 | 0.084543
2225 | 4.25 | 1 | 365 | 4.8362 | 0.73937 | 5 | 0.57554
14036 | 5 | 1 | 365 | 5.6896 | 0.45808 | 6 | 0.1477
3875 | 6 | 1 | 365 | 6.8275 | 0.7497 | 7 | 0.57724
5077 | 8.4 | 1 | 365 | 9.5586 | 0.24957 | 9 | 0.80814
3060 | 6.16 | 1 | 365 | 7.0096 | 0.11635 | 7 | 0.12597
48822 | 10.8 | 1 | 365 | 12.2896 | 0.74945 | 13 | 0.039032
5266 | 9.75 | 1 | 365 | 11.0948 | 0.34326 | 11 | 0.43801
3687 | 8.525 | 1 | 365 | 9.7008 | 0.53603 | 10 | 0.23683
3281 | 3.3 | 1 | 365 | 3.7551 | 0.56233 | 4 | 0.31748
4786 | 2.94 | 1 | 365 | 3.3455 | 0.73735 | 4 | 0.082848
11893 | 4.25 | 1 | 365 | 4.8362 | 0.73937 | 5 | 0.57554
4377 | 5.39 | 1 | 365 | 6.1334 | 0.35181 | 6 | 0.48522
5543 | 3 | 1 | 365 | 3.4138 | 0.87485 | 4 | 0.28862
5286 | 12.1 | 1 | 365 | 13.7689 | 0.72855 | 14 | 0.49743
4463 | 8.4 | 1 | 365 | 9.5586 | 0.24957 | 9 | 0.80814
3242 | 6.75 | 1 | 365 | 7.681 | 0.46841 | 8 | 0.1494
24979 | 9.18 | 1 | 365 | 10.4461 | 0.037035 | 10 | 0.48318
22507 | 5.1 | 1 | 365 | 5.8034 | 0.68724 | 6 | 0.49065
6557 | 9.54 | 1 | 365 | 10.8558 | 0.86202 | 11 | 0.71781
11415 | 7.84 | 1 | 365 | 8.9213 | 0.96627 | 9 | 0.88759
53844 | 3.75 | 1 | 365 | 4.2672 | 0.59356 | 4 | 0.86078
3389 | 8.04 | 1 | 365 | 9.1489 | 0.42459 | 9 | 0.5735
2456 | 7.5 | 1 | 365 | 8.5344 | 0.18712 | 8 | 0.72155
14027 | 5.1 | 1 | 365 | 5.8034 | 0.68724 | 6 | 0.49065
8028 | 4.845 | 1 | 365 | 5.5132 | 0.10288 | 5 | 0.61612
8701 | 5.61 | 1 | 365 | 6.3838 | 0.85597 | 7 | 0.23972
3510 | 5.5 | 1 | 365 | 6.2586 | 0.60389 | 6 | 0.86247
11201 | 14.4 | 1 | 365 | 16.3861 | 0.99927 | 17 | 0.38538
5419 | 7.14 | 1 | 365 | 8.1248 | 0.36214 | 8 | 0.48692
9294 | 7.905 | 1 | 365 | 8.9953 | 0.11522 | 9 | 0.11051
3070 | 7.95 | 1 | 365 | 9.0465 | 0.21835 | 9 | 0.26484
3483 | 7.5 | 1 | 365 | 8.5344 | 0.18712 | 8 | 0.72155
14108 | 5.1 | 1 | 365 | 5.8034 | 0.68724 | 6 | 0.49065
5493 | 6.867 | 1 | 365 | 7.8141 | 0.73653 | 8 | 0.55065
3487 | 7.14 | 1 | 365 | 8.1248 | 0.36214 | 8 | 0.48692
3473 | 7.848 | 1 | 365 | 8.9304 | 0.9846 | 9 | 0.91503
5490 | 9.52 | 1 | 365 | 10.833 | 0.81618 | 11 | 0.64922
3803 | 6.36 | 1 | 365 | 7.2372 | 0.57468 | 7 | 0.81187
3916 | 6.37 | 1 | 365 | 7.2486 | 0.59759 | 7 | 0.84617
4301 | 5.88 | 1 | 365 | 6.691 | 0.4747 | 7 | 0.1657
4891 | 3.5 | 1 | 365 | 3.9827 | 0.020656 | 4 | 0.00339
3278 | 9.18 | 1 | 365 | 10.4461 | 0.037035 | 10 | 0.48318
3603 | 4.68 | 1 | 365 | 5.3255 | 0.72476 | 6 | 0.050247
2509 | 8.82 | 1 | 365 | 10.0365 | 0.21205 | 10 | 0.24854
4831 | 7.595 | 1 | 365 | 8.6425 | 0.40482 | 9 | 0.047356
4075 | 8.085 | 1 | 365 | 9.2001 | 0.52772 | 9 | 0.72783
4078 | 5.88 | 1 | 365 | 6.691 | 0.4747 | 7 | 0.1657
6424 | 4.5 | 1 | 365 | 5.1207 | 0.31227 | 5 | 0.43293
6267 | 8.25 | 1 | 365 | 9.3879 | 0.90583 | 10 | 0.29371
6327 | 6.25 | 1 | 365 | 7.112 | 0.3226 | 7 | 0.43462
2227 | 4 | 1 | 365 | 4.5517 | 0.16646 | 4 | 0.71816
43397 | 9 | 1 | 365 | 10.2413 | 0.62454 | 10 | 0.86586
12468 | 7.02 | 1 | 365 | 7.9882 | 0.087144 | 8 | 0.075371
5707 | 8.48 | 1 | 365 | 9.6496 | 0.4329 | 10 | 0.082499
6052 | 5.1 | 1 | 365 | 5.8034 | 0.68724 | 6 | 0.49065
2742 | 6.21 | 1 | 365 | 7.0665 | 0.23094 | 7 | 0.29744
6321 | 4.125 | 1 | 365 | 4.6939 | 0.45292 | 5 | 0.14685
4564 | 5.2 | 1 | 365 | 5.9172 | 0.9164 | 6 | 0.83361
3759 | 5.94 | 1 | 365 | 6.7593 | 0.6122 | 7 | 0.37147
7166 | 4.59 | 1 | 365 | 5.2231 | 0.51852 | 5 | 0.74159
5087 | 4.5 | 1 | 365 | 5.1207 | 0.31227 | 5 | 0.43293
3969 | 5.25 | 1 | 365 | 5.9741 | 0.030984 | 6 | 0.005085
9463 | 7.5 | 1 | 365 | 8.5344 | 0.18712 | 8 | 0.72155
3515 | 3.5 | 1 | 365 | 3.9827 | 0.020656 | 4 | 0.00339
2857 | 5.5 | 1 | 365 | 6.2586 | 0.60389 | 6 | 0.86247
4469 | 3.675 | 1 | 365 | 4.1819 | 0.42169 | 4 | 0.60356
3796 | 6.82 | 1 | 365 | 7.7606 | 0.62882 | 8 | 0.38946
14411 | 6.48 | 1 | 365 | 7.3737 | 0.84967 | 8 | 0.22342
3502 | 4.59 | 1 | 365 | 5.2231 | 0.51852 | 5 | 0.74159
14994 | 4.5 | 1 | 365 | 5.1207 | 0.31227 | 5 | 0.43293
2711 | 3.825 | 1 | 365 | 4.3526 | 0.76543 | 5 | 0.11799
3567 | 4.75 | 1 | 365 | 5.4051 | 0.88518 | 6 | 0.29031
3967 | 5.5 | 1 | 365 | 6.2586 | 0.60389 | 6 | 0.86247
10956 | 9.9 | 1 | 365 | 11.2654 | 0.687 | 11 | 0.95245
4897 | 7.5 | 1 | 365 | 8.5344 | 0.18712 | 8 | 0.72155
2729 | 12.1 | 1 | 365 | 13.7689 | 0.72855 | 14 | 0.49743
3385 | 6.095 | 1 | 365 | 6.9356 | 0.9674 | 7 | 0.90305
6690 | 12.72 | 1 | 365 | 14.4744 | 0.14936 | 14 | 0.62375
6416 | 8.415 | 1 | 365 | 9.5756 | 0.28395 | 9 | 0.85958
4529 | 9.045 | 1 | 365 | 10.2925 | 0.72767 | 11 | 0.020189
4534 | 8.25 | 1 | 365 | 9.3879 | 0.90583 | 10 | 0.29371
6744 | 4.75 | 1 | 365 | 5.4051 | 0.88518 | 6 | 0.29031
3767 | 8 | 1 | 365 | 9.1034 | 0.33293 | 9 | 0.43632
2748 | 7.395 | 1 | 365 | 8.4149 | 0.9465 | 9 | 0.36145
2720 | 5.1 | 1 | 365 | 5.8034 | 0.68724 | 6 | 0.49065
20975 | 5.865 | 1 | 365 | 6.6739 | 0.44033 | 7 | 0.11425
4395 | 7.56 | 1 | 365 | 8.6027 | 0.32462 | 8 | 0.92732
3848 | 5.6 | 1 | 365 | 6.3724 | 0.83305 | 7 | 0.20542
6300 | 5.25 | 1 | 365 | 5.9741 | 0.030984 | 6 | 0.005085
6812 | 6.7 | 1 | 365 | 7.6241 | 0.35383 | 7 | 0.97792
2712 | 5.5 | 1 | 365 | 6.2586 | 0.60389 | 6 | 0.86247
6330 | 5.4 | 1 | 365 | 6.1448 | 0.37473 | 6 | 0.51952
5535 | 7.8 | 1 | 365 | 8.8758 | 0.8746 | 9 | 0.75041
5850 | 8 | 1 | 365 | 9.1034 | 0.33293 | 9 | 0.43632
4407 | 10.14 | 1 | 365 | 11.5385 | 0.23699 | 11 | 0.77554
3727 | 4.08 | 1 | 365 | 4.6427 | 0.34979 | 4 | 0.99252
4165 | 3.675 | 1 | 365 | 4.1819 | 0.42169 | 4 | 0.60356
3049 | 8.67 | 1 | 365 | 9.8658 | 0.86831 | 10 | 0.73411
8040 | 5.75 | 1 | 365 | 6.5431 | 0.17679 | 6 | 0.71985
6003 | 8 | 1 | 365 | 9.1034 | 0.33293 | 9 | 0.43632
5726 | 6.44 | 1 | 365 | 7.3282 | 0.75801 | 8 | 0.086238
6059 | 8.75 | 1 | 365 | 9.9568 | 0.05164 | 10 | 0.008475
4471 | 6.125 | 1 | 365 | 6.9698 | 0.036148 | 7 | 0.0059325
10546 | 5.565 | 1 | 365 | 6.3325 | 0.75284 | 7 | 0.08539
4810 | 5.886 | 1 | 365 | 6.6978 | 0.48845 | 7 | 0.18627
2762 | 2.295 | 1 | 365 | 2.6115 | 0.25926 | 2 | 0.87079
3955 | 5.75 | 1 | 365 | 6.5431 | 0.17679 | 6 | 0.71985
3667 | 6.25 | 1 | 365 | 7.112 | 0.3226 | 7 | 0.43462
14205 | 4.655 | 1 | 365 | 5.297 | 0.66747 | 5 | 0.96451
4719 | 8.91 | 1 | 365 | 10.1389 | 0.4183 | 10 | 0.5572
4689 | 4.41 | 1 | 365 | 5.0182 | 0.10603 | 5 | 0.12427
4527 | 9.065 | 1 | 365 | 10.3153 | 0.7735 | 11 | 0.08878
4135 | 7.02 | 1 | 365 | 7.9882 | 0.087144 | 8 | 0.075371
7653 | 9.01 | 1 | 365 | 10.2527 | 0.64746 | 10 | 0.90016
4288 | 6.6 | 1 | 365 | 7.5103 | 0.12467 | 7 | 0.63496
13522 | 4.08 | 1 | 365 | 4.6427 | 0.34979 | 4 | 0.99252
11332 | 12.32 | 1 | 365 | 14.0192 | 0.23271 | 14 | 0.25193
2935 | 4.335 | 1 | 365 | 4.9329 | 0.93416 | 5 | 0.86706
4148 | 4 | 1 | 365 | 4.5517 | 0.16646 | 4 | 0.71816
3486 | 9.18 | 1 | 365 | 10.4461 | 0.037035 | 10 | 0.48318
6303 | 11 | 1 | 365 | 12.5172 | 0.20778 | 12 | 0.72494
6487 | 8.1 | 1 | 365 | 9.2172 | 0.56209 | 9 | 0.77927
14705 | 8.1 | 1 | 365 | 9.2172 | 0.56209 | 9 | 0.77927
14315 | 7.5 | 1 | 365 | 8.5344 | 0.18712 | 8 | 0.72155
6430 | 10 | 1 | 365 | 11.3792 | 0.91616 | 12 | 0.2954
6415 | 5.355 | 1 | 365 | 6.0936 | 0.2716 | 6 | 0.36519
15038 | 8.96 | 1 | 365 | 10.1958 | 0.53288 | 10 | 0.72868
33499 | 10.8 | 1 | 365 | 12.2896 | 0.74945 | 13 | 0.039032
6305 | 5.61 | 1 | 365 | 6.3838 | 0.85597 | 7 | 0.23972
4059 | 3.825 | 1 | 365 | 4.3526 | 0.76543 | 5 | 0.11799
3086 | 4.08 | 1 | 365 | 4.6427 | 0.34979 | 4 | 0.99252
4535 | 5.865 | 1 | 365 | 6.6739 | 0.44033 | 7 | 0.11425
14611 | 5.145 | 1 | 365 | 5.8546 | 0.79036 | 6 | 0.64498
22106 | 4.5 | 1 | 365 | 5.1207 | 0.31227 | 5 | 0.43293
5975 | 5.61 | 1 | 365 | 6.3838 | 0.85597 | 7 | 0.23972
2746 | 2.25 | 1 | 365 | 2.5603 | 0.15614 | 2 | 0.71646
5978 | 5.5 | 1 | 365 | 6.2586 | 0.60389 | 6 | 0.86247
5478 | 8.5 | 1 | 365 | 9.6724 | 0.47874 | 10 | 0.15109
5495 | 7 | 1 | 365 | 7.9655 | 0.041312 | 8 | 0.00678
6450 | 5.4 | 1 | 365 | 6.1448 | 0.37473 | 6 | 0.51952
6055 | 6.5 | 1 | 365 | 7.3965 | 0.8955 | 8 | 0.29201
6466 | 7.25 | 1 | 365 | 8.2499 | 0.61422 | 8 | 0.86416
2745 | 8 | 1 | 365 | 9.1034 | 0.33293 | 9 | 0.43632
5476 | 3.75 | 1 | 365 | 4.2672 | 0.59356 | 4 | 0.86078
2714 | 2.5 | 1 | 365 | 2.8448 | 0.72904 | 3 | 0.57385
3236 | 9.99 | 1 | 365 | 11.3679 | 0.89324 | 12 | 0.2611
6326 | 5.61 | 1 | 365 | 6.3838 | 0.85597 | 7 | 0.23972
14436 | 4.59 | 1 | 365 | 5.2231 | 0.51852 | 5 | 0.74159
6491 | 5.61 | 1 | 365 | 6.3838 | 0.85597 | 7 | 0.23972
7081 | 11.7 | 1 | 365 | 13.3137 | 0.81191 | 14 | 0.12562
6238 | 3.825 | 1 | 365 | 4.3526 | 0.76543 | 5 | 0.11799
14682 | 4.5 | 1 | 365 | 5.1207 | 0.31227 | 5 | 0.43293
16523 | 6.96 | 1 | 365 | 7.92 | 0.94965 | 8 | 0.8696
6200 | 9.25 | 1 | 365 | 10.5258 | 0.19745 | 10 | 0.72325
14622 | 8.1 | 1 | 365 | 9.2172 | 0.56209 | 9 | 0.77927
6259 | 6.5 | 1 | 365 | 7.3965 | 0.8955 | 8 | 0.29201
4466 | 8.4 | 1 | 365 | 9.5586 | 0.24957 | 9 | 0.80814
4883 | 3 | 1 | 365 | 3.4138 | 0.87485 | 4 | 0.28862
3541 | 7.15 | 1 | 365 | 8.1362 | 0.38505 | 8 | 0.52121
3324 | 6.7 | 1 | 365 | 7.6241 | 0.35383 | 7 | 0.97792
3076 | 7 | 1 | 365 | 7.9655 | 0.041312 | 8 | 0.00678
6214 | 7.02 | 1 | 365 | 7.9882 | 0.087144 | 8 | 0.075371
3836 | 8.97 | 1 | 365 | 10.2072 | 0.5558 | 10 | 0.76297
2763 | 2.55 | 1 | 365 | 2.9017 | 0.84362 | 3 | 0.74533
4799 | 4.08 | 1 | 365 | 4.6427 | 0.34979 | 4 | 0.99252
4160 | 9.81 | 1 | 365 | 11.163 | 0.48075 | 11 | 0.64379
3961 | 3.825 | 1 | 365 | 4.3526 | 0.76543 | 5 | 0.11799
10879 | 9.45 | 1 | 365 | 10.7534 | 0.65577 | 11 | 0.40915
2743 | 10.25 | 1 | 365 | 11.6637 | 0.48906 | 12 | 0.15278
3651 | 8.16 | 1 | 365 | 9.2855 | 0.69959 | 9 | 0.98505
3777 | 4.59 | 1 | 365 | 5.2231 | 0.51852 | 5 | 0.74159
15374 | 4.59 | 1 | 365 | 5.2231 | 0.51852 | 5 | 0.74159
21643 | 8.25 | 1 | 365 | 9.3879 | 0.90583 | 10 | 0.29371
3083 | 3.315 | 1 | 365 | 3.7722 | 0.59671 | 4 | 0.36893
3484 | 8.415 | 1 | 365 | 9.5756 | 0.28395 | 9 | 0.85958
2780 | 7.65 | 1 | 365 | 8.7051 | 0.53086 | 9 | 0.23598
3085 | 3.825 | 1 | 365 | 4.3526 | 0.76543 | 5 | 0.11799
6357 | 8.16 | 1 | 365 | 9.2855 | 0.69959 | 9 | 0.98505
2753 | 4.845 | 1 | 365 | 5.5132 | 0.10288 | 5 | 0.61612
14364 | 7.96 | 1 | 365 | 9.0579 | 0.24126 | 9 | 0.29914
2747 | 5.355 | 1 | 365 | 6.0936 | 0.2716 | 6 | 0.36519
3607 | 3.75 | 1 | 365 | 4.2672 | 0.59356 | 4 | 0.86078
5483 | 5.39 | 1 | 365 | 6.1334 | 0.35181 | 6 | 0.48522
4186 | 8.175 | 1 | 365 | 9.3025 | 0.73396 | 10 | 0.03649
3735 | 4.59 | 1 | 365 | 5.2231 | 0.51852 | 5 | 0.74159
6579 | 13.065 | 1 | 365 | 14.867 | 0.93996 | 15 | 0.80694
3264 | 10.965 | 1 | 365 | 12.4773 | 0.12757 | 12 | 0.60491
4494 | 7.02 | 1 | 365 | 7.9882 | 0.087144 | 8 | 0.075371
12640 | 9.81 | 1 | 365 | 11.163 | 0.48075 | 11 | 0.64379
14689 | 5.5 | 1 | 365 | 6.2586 | 0.60389 | 6 | 0.86247
6474 | 5.4 | 1 | 365 | 6.1448 | 0.37473 | 6 | 0.51952
6312 | 9.72 | 1 | 365 | 11.0606 | 0.27451 | 11 | 0.33513
3235 | 6.12 | 1 | 365 | 6.9641 | 0.02469 | 6 | 0.98878
12456 | 13.4 | 1 | 365 | 15.2482 | 0.70765 | 15 | 0.95584
3476 | 5.639 | 1 | 365 | 6.4168 | 0.92242 | 7 | 0.33918
10961 | 4.59 | 1 | 365 | 5.2231 | 0.51852 | 5 | 0.74159
5225 | 9.5 | 1 | 365 | 10.8103 | 0.77035 | 11 | 0.58063
9312 | 5 | 1 | 365 | 5.6896 | 0.45808 | 6 | 0.1477
6257 | 9.75 | 1 | 365 | 11.0948 | 0.34326 | 11 | 0.43801
4551 | 4.08 | 1 | 365 | 4.6427 | 0.34979 | 4 | 0.99252
4490 | 3.06 | 1 | 365 | 3.482 | 0.012345 | 3 | 0.49439
3374 | 6.12 | 1 | 365 | 6.9641 | 0.02469 | 6 | 0.98878
6092 | 6.12 | 1 | 365 | 6.9641 | 0.02469 | 6 | 0.98878
7583 | 3.06 | 1 | 365 | 3.482 | 0.012345 | 3 | 0.49439
9787 | 4.5 | 1 | 365 | 5.1207 | 0.31227 | 5 | 0.43293
10701 | 4.59 | 1 | 365 | 5.2231 | 0.51852 | 5 | 0.74159
6007 | 3.75 | 1 | 365 | 4.2672 | 0.59356 | 4 | 0.86078
6054 | 7.25 | 1 | 365 | 8.2499 | 0.61422 | 8 | 0.86416
9691 | 10.5 | 1 | 365 | 11.9482 | 0.061968 | 12 | 0.01017
3557 | 8.4 | 1 | 365 | 9.5586 | 0.24957 | 9 | 0.80814
3286 | 5.1 | 1 | 365 | 5.8034 | 0.68724 | 6 | 0.49065
2750 | 5.25 | 1 | 365 | 5.9741 | 0.030984 | 6 | 0.005085
3529 | 8.5 | 1 | 365 | 9.6724 | 0.47874 | 10 | 0.15109
3568 | 5 | 1 | 365 | 5.6896 | 0.45808 | 6 | 0.1477
2749 | 3.25 | 1 | 365 | 3.6983 | 0.44775 | 4 | 0.146
3703 | 5.5 | 1 | 365 | 6.2586 | 0.60389 | 6 | 0.86247
6116 | 6.12 | 1 | 365 | 6.9641 | 0.02469 | 6 | 0.98878
9250 | 9.35 | 1 | 365 | 10.6396 | 0.42661 | 11 | 0.066199
6684 | 7.56 | 1 | 365 | 8.6027 | 0.32462 | 8 | 0.92732
6562 | 6.36 | 1 | 365 | 7.2372 | 0.57468 | 7 | 0.81187
4169 | 6.25 | 1 | 365 | 7.112 | 0.3226 | 7 | 0.43462
4387 | 6 | 1 | 365 | 6.8275 | 0.7497 | 7 | 0.57724
5378 | 3 | 1 | 365 | 3.4138 | 0.87485 | 4 | 0.28862
6602 | 5.98 | 1 | 365 | 6.8048 | 0.70386 | 7 | 0.50865
6660 | 8.25 | 1 | 365 | 9.3879 | 0.90583 | 10 | 0.29371
3314 | 6.6 | 1 | 365 | 7.5103 | 0.12467 | 7 | 0.63496
3880 | 8.25 | 1 | 365 | 9.3879 | 0.90583 | 10 | 0.29371
4443 | 6.37 | 1 | 365 | 7.2486 | 0.59759 | 7 | 0.84617
3475 | 6.54 | 1 | 365 | 7.442 | 0.98717 | 8 | 0.42919
4171 | 8.25 | 1 | 365 | 9.3879 | 0.90583 | 10 | 0.29371
3063 | 9.945 | 1 | 365 | 11.3167 | 0.79012 | 12 | 0.10678
5702 | 3.18 | 1 | 365 | 3.6186 | 0.28734 | 3 | 0.90594
3237 | 5.39 | 1 | 365 | 6.1334 | 0.35181 | 6 | 0.48522
3573 | 7.7 | 1 | 365 | 8.762 | 0.64544 | 9 | 0.40746
6607 | 2.45 | 1 | 365 | 2.7879 | 0.61446 | 3 | 0.40237
4813 | 4.32 | 1 | 365 | 4.9158 | 0.89978 | 5 | 0.81561
5818 | 7.905 | 1 | 365 | 8.9953 | 0.11522 | 9 | 0.11051
2877 | 10.25 | 1 | 365 | 11.6637 | 0.48906 | 12 | 0.15278
3540 | 2.915 | 1 | 365 | 3.317 | 0.68006 | 3 | 0.99711
5487 | 3.315 | 1 | 365 | 3.7722 | 0.59671 | 4 | 0.36893
2970 | 7.25 | 1 | 365 | 8.2499 | 0.61422 | 8 | 0.86416
5222 | 8.16 | 1 | 365 | 9.2855 | 0.69959 | 9 | 0.98505
22426 | 3.36 | 1 | 365 | 3.8234 | 0.69983 | 4 | 0.52325
4138 | 3.75 | 1 | 365 | 4.2672 | 0.59356 | 4 | 0.86078
2631 | 7 | 1 | 365 | 7.9655 | 0.041312 | 8 | 0.00678
7942 | 12.5 | 1 | 365 | 14.2241 | 0.6452 | 14 | 0.86925
3119 | 4.845 | 1 | 365 | 5.5132 | 0.10288 | 5 | 0.61612
4111 | 5.4 | 1 | 365 | 6.1448 | 0.37473 | 6 | 0.51952
2829 | 11.25 | 1 | 365 | 12.8016 | 0.78068 | 13 | 0.58232
6198 | 6.375 | 1 | 365 | 7.2543 | 0.60905 | 7 | 0.86332
7223 | 4.335 | 1 | 365 | 4.9329 | 0.93416 | 5 | 0.86706
4661 | 3.06 | 1 | 365 | 3.482 | 0.012345 | 3 | 0.49439
14068 | 3 | 1 | 365 | 3.4138 | 0.87485 | 4 | 0.28862
6947 | 6.24 | 1 | 365 | 7.1006 | 0.29968 | 7 | 0.40033
24322 | 3.925 | 1 | 365 | 4.4664 | 0.99459 | 5 | 0.46094
6249 | 3.5 | 1 | 365 | 3.9827 | 0.020656 | 4 | 0.00339
20973 | 4.25 | 1 | 365 | 4.8362 | 0.73937 | 5 | 0.57554
6216 | 4.335 | 1 | 365 | 4.9329 | 0.93416 | 5 | 0.86706
14625 | 6.96 | 1 | 365 | 7.92 | 0.94965 | 8 | 0.8696
14707 | 5.395 | 1 | 365 | 6.1391 | 0.36327 | 6 | 0.50237
4300 | 5.5 | 1 | 365 | 6.2586 | 0.60389 | 6 | 0.86247
2937 | 7.25 | 1 | 365 | 8.2499 | 0.61422 | 8 | 0.86416
7229 | 3.6 | 1 | 365 | 4.0965 | 0.24982 | 4 | 0.34634
5548 | 9.3 | 1 | 365 | 10.5827 | 0.31203 | 10 | 0.89472
5369 | 5.4 | 1 | 365 | 6.1448 | 0.37473 | 6 | 0.51952
4874 | 7.705 | 1 | 365 | 8.7677 | 0.6569 | 9 | 0.42461
20428 | 9.45 | 1 | 365 | 10.7534 | 0.65577 | 11 | 0.40915
3037 | 8.25 | 1 | 365 | 9.3879 | 0.90583 | 10 | 0.29371
2828 | 5.25 | 1 | 365 | 5.9741 | 0.030984 | 6 | 0.005085
5314 | 4.335 | 1 | 365 | 4.9329 | 0.93416 | 5 | 0.86706
3660 | 7.25 | 1 | 365 | 8.2499 | 0.61422 | 8 | 0.86416
6251 | 5.61 | 1 | 365 | 6.3838 | 0.85597 | 7 | 0.23972
16143 | 8.8 | 1 | 365 | 10.0137 | 0.16622 | 10 | 0.17995
2900 | 12.42 | 1 | 365 | 14.133 | 0.46187 | 14 | 0.59489
4091 | 7.035 | 1 | 365 | 8.0053 | 0.12152 | 8 | 0.12681
4386 | 7.2 | 1 | 365 | 8.1931 | 0.49964 | 8 | 0.69269
3526 | 6.9 | 1 | 365 | 7.8517 | 0.81215 | 8 | 0.66383
3303 | 7.14 | 1 | 365 | 8.1248 | 0.36214 | 8 | 0.48692
5014 | 5.88 | 1 | 365 | 6.691 | 0.4747 | 7 | 0.1657
10960 | 8.67 | 1 | 365 | 9.8658 | 0.86831 | 10 | 0.73411
3438 | 12.24 | 1 | 365 | 13.9282 | 0.04938 | 13 | 0.97757
3465 | 4.02 | 1 | 365 | 4.5745 | 0.2123 | 4 | 0.78675
4993 | 6.75 | 1 | 365 | 7.681 | 0.46841 | 8 | 0.1494
3064 | 8.28 | 1 | 365 | 9.422 | 0.97458 | 10 | 0.39659
4022 | 5.1 | 1 | 365 | 5.8034 | 0.68724 | 6 | 0.49065
3542 | 9.9 | 1 | 365 | 11.2654 | 0.687 | 11 | 0.95245
6662 | 10 | 1 | 365 | 11.3792 | 0.91616 | 12 | 0.2954
4990 | 7.395 | 1 | 365 | 8.4149 | 0.9465 | 9 | 0.36145
4841 | 4.9 | 1 | 365 | 5.5758 | 0.22892 | 5 | 0.80475
4449 | 4.9 | 1 | 365 | 5.5758 | 0.22892 | 5 | 0.80475
4458 | 6.86 | 1 | 365 | 7.8062 | 0.72049 | 8 | 0.52664
12431 | 7.65 | 1 | 365 | 8.7051 | 0.53086 | 9 | 0.23598
6965 | 7.2 | 1 | 365 | 8.1931 | 0.49964 | 8 | 0.69269
4297 | 3 | 1 | 365 | 3.4138 | 0.87485 | 4 | 0.28862
5547 | 12.395 | 1 | 365 | 14.1046 | 0.40458 | 14 | 0.50915
3924 | 4.41 | 1 | 365 | 5.0182 | 0.10603 | 5 | 0.12427
4794 | 4.8 | 1 | 365 | 5.462 | 0.99976 | 6 | 0.46179
3285 | 15 | 1 | 365 | 17.0689 | 0.37424 | 17 | 0.4431
3020 | 7.395 | 1 | 365 | 8.4149 | 0.9465 | 9 | 0.36145
3621 | 6.63 | 1 | 365 | 7.5444 | 0.19341 | 7 | 0.73785
4382 | 4.02 | 1 | 365 | 4.5745 | 0.2123 | 4 | 0.78675
5006 | 7.65 | 1 | 365 | 8.7051 | 0.53086 | 9 | 0.23598
4863 | 4.02 | 1 | 365 | 4.5745 | 0.2123 | 4 | 0.78675
3704 | 5.4 | 1 | 365 | 6.1448 | 0.37473 | 6 | 0.51952
3882 | 4.9 | 1 | 365 | 5.5758 | 0.22892 | 5 | 0.80475
4039 | 4.655 | 1 | 365 | 5.297 | 0.66747 | 5 | 0.96451
5662 | 3.3 | 1 | 365 | 3.7551 | 0.56233 | 4 | 0.31748
5193 | 9.945 | 1 | 365 | 11.3167 | 0.79012 | 12 | 0.10678
6247 | 7.14 | 1 | 365 | 8.1248 | 0.36214 | 8 | 0.48692
7228 | 4.69 | 1 | 365 | 5.3369 | 0.74768 | 6 | 0.084543
3772 | 6.5 | 1 | 365 | 7.3965 | 0.8955 | 8 | 0.29201
3032 | 3 | 1 | 365 | 3.4138 | 0.87485 | 4 | 0.28862
12657 | 5.25 | 1 | 365 | 5.9741 | 0.030984 | 6 | 0.005085
18010 | 6.867 | 1 | 365 | 7.8141 | 0.73653 | 8 | 0.55065
6793 | 2 | 1 | 365 | 2.2758 | 0.58323 | 2 | 0.85908
3117 | 5.1 | 1 | 365 | 5.8034 | 0.68724 | 6 | 0.49065
6701 | 10.385 | 1 | 365 | 11.8173 | 0.79843 | 12 | 0.61577
8939 | 12.32 | 1 | 365 | 14.0192 | 0.23271 | 14 | 0.25193
6989 | 3.08 | 1 | 365 | 3.5048 | 0.058177 | 3 | 0.56298
5408 | 5.775 | 1 | 365 | 6.5715 | 0.23408 | 6 | 0.80559
11186 | 4.75 | 1 | 365 | 5.4051 | 0.88518 | 6 | 0.29031
10328 | 10.791 | 1 | 365 | 12.2793 | 0.72883 | 13 | 0.0081661
6388 | 11.772 | 1 | 365 | 13.3956 | 0.9769 | 14 | 0.37254
3570 | 4 | 1 | 365 | 4.5517 | 0.16646 | 4 | 0.71816
24117 | 4.8 | 1 | 365 | 5.462 | 0.99976 | 6 | 0.46179
10232 | 2 | 1 | 365 | 2.2758 | 0.58323 | 2 | 0.85908
826 | 9 | 1 | 365 | 10.2413 | 0.62454 | 10 | 0.86586
3887 | 7.95 | 1 | 365 | 9.0465 | 0.21835 | 9 | 0.26484
7334 | 8.085 | 1 | 365 | 9.2001 | 0.52772 | 9 | 0.72783
7443 | 11.76 | 1 | 365 | 13.382 | 0.9494 | 14 | 0.33139
26012 | 15 | 1 | 365 | 17.0689 | 0.37424 | 17 | 0.4431
26075 | 9 | 1 | 365 | 10.2413 | 0.62454 | 10 | 0.86586
14094 | 9.6 | 1 | 365 | 10.9241 | 0.99951 | 11 | 0.92358
5527 | 4.8 | 1 | 365 | 5.462 | 0.99976 | 6 | 0.46179
22258 | 6.72 | 1 | 365 | 7.6468 | 0.39966 | 8 | 0.046509
6183 | 7.56 | 1 | 365 | 8.6027 | 0.32462 | 8 | 0.92732
4690 | 3.06 | 1 | 365 | 3.482 | 0.012345 | 3 | 0.49439
4648 | 9.075 | 1 | 365 | 10.3267 | 0.79642 | 11 | 0.12308
11616 | 6.12 | 1 | 365 | 6.9641 | 0.02469 | 6 | 0.98878
10939 | 7.8 | 1 | 365 | 8.8758 | 0.8746 | 9 | 0.75041
5990 | 5.635 | 1 | 365 | 6.4122 | 0.91326 | 7 | 0.32546
5294 | 6.9 | 1 | 365 | 7.8517 | 0.81215 | 8 | 0.66383
4578 | 6.5 | 1 | 365 | 7.3965 | 0.8955 | 8 | 0.29201
4129 | 7 | 1 | 365 | 7.9655 | 0.041312 | 8 | 0.00678
7927 | 6.5 | 1 | 365 | 7.3965 | 0.8955 | 8 | 0.29201
4173 | 5.5 | 1 | 365 | 6.2586 | 0.60389 | 6 | 0.86247
3944 | 4.86 | 1 | 365 | 5.5303 | 0.13725 | 5 | 0.66756
5379 | 6.05 | 1 | 365 | 6.8844 | 0.86428 | 7 | 0.74872
16597 | 6.72 | 1 | 365 | 7.6468 | 0.39966 | 8 | 0.046509
3920 | 3.92 | 1 | 365 | 4.4607 | 0.98313 | 5 | 0.4438
31038 | 6.72 | 1 | 365 | 7.6468 | 0.39966 | 8 | 0.046509
5965 | 9.36 | 1 | 365 | 10.651 | 0.44953 | 11 | 0.10049
11209 | 5.025 | 1 | 365 | 5.7181 | 0.51537 | 6 | 0.23344
17343 | 3.57 | 1 | 365 | 4.0624 | 0.18107 | 4 | 0.24346
4433 | 5.2 | 1 | 365 | 5.9172 | 0.9164 | 6 | 0.83361
52658 | 8.97 | 1 | 365 | 10.2072 | 0.5558 | 10 | 0.76297
3595 | 5.1 | 1 | 365 | 5.8034 | 0.68724 | 6 | 0.49065
6155 | 4.335 | 1 | 365 | 4.9329 | 0.93416 | 5 | 0.86706
12838 | 10.05 | 1 | 365 | 11.4361 | 0.030741 | 11 | 0.46688
5129 | 6.3 | 1 | 365 | 7.1689 | 0.43718 | 7 | 0.6061
7620 | 10.005 | 1 | 365 | 11.3849 | 0.92762 | 12 | 0.31255
8692 | 6.5 | 1 | 365 | 7.3965 | 0.8955 | 8 | 0.29201
10593 | 5.61 | 1 | 365 | 6.3838 | 0.85597 | 7 | 0.23972
7871 | 5.5 | 1 | 365 | 6.2586 | 0.60389 | 6 | 0.86247
5243 | 11 | 1 | 365 | 12.5172 | 0.20778 | 12 | 0.72494
3711 | 8.75 | 1 | 365 | 9.9568 | 0.05164 | 10 | 0.008475
3597 | 2.55 | 1 | 365 | 2.9017 | 0.84362 | 3 | 0.74533
3620 | 3.6 | 1 | 365 | 4.0965 | 0.24982 | 4 | 0.34634
7878 | 13.44 | 1 | 365 | 15.2937 | 0.79932 | 16 | 0.093018
3854 | 4.845 | 1 | 365 | 5.5132 | 0.10288 | 5 | 0.61612
4796 | 4.02 | 1 | 365 | 4.5745 | 0.2123 | 4 | 0.78675
16728 | 3.9 | 1 | 365 | 4.4379 | 0.9373 | 5 | 0.37521
6432 | 3.57 | 1 | 365 | 4.0624 | 0.18107 | 4 | 0.24346
4587 | 3.57 | 1 | 365 | 4.0624 | 0.18107 | 4 | 0.24346
3625 | 4.5 | 1 | 365 | 5.1207 | 0.31227 | 5 | 0.43293
5409 | 4.8 | 1 | 365 | 5.462 | 0.99976 | 6 | 0.46179
4735 | 10.2 | 1 | 365 | 11.6068 | 0.37448 | 11 | 0.98131
6345 | 4.845 | 1 | 365 | 5.5132 | 0.10288 | 5 | 0.61612
4715 | 5.36 | 1 | 365 | 6.0993 | 0.28306 | 6 | 0.38233
3878 | 5.355 | 1 | 365 | 6.0936 | 0.2716 | 6 | 0.36519
12416 | 6.885 | 1 | 365 | 7.8346 | 0.77778 | 8 | 0.61238
3731 | 4.59 | 1 | 365 | 5.2231 | 0.51852 | 5 | 0.74159
4901 | 6.63 | 1 | 365 | 7.5444 | 0.19341 | 7 | 0.73785
6477 | 9.99 | 1 | 365 | 11.3679 | 0.89324 | 12 | 0.2611
8899 | 14.85 | 1 | 365 | 16.8982 | 0.030498 | 16 | 0.92867
73951 | 3.315 | 1 | 365 | 3.7722 | 0.77222 | 4 | 0.54444
5068 | 3.315 | 1 | 365 | 3.7722 | 0.59671 | 4 | 0.36893
3580 | 9.6 | 1 | 365 | 10.9241 | 0.99951 | 11 | 0.92358
18639 | 10.175 | 1 | 365 | 11.5784 | 0.31719 | 11 | 0.89557
4397 | 5.1 | 1 | 365 | 5.8034 | 0.68724 | 6 | 0.49065
73311 | 3.9 | 1 | 365 | 4.4379 | 0.4379 | 4 | 0.87581
20194 | 6.72 | 1 | 365 | 7.6468 | 0.39966 | 8 | 0.046509
13229 | 10 | 1 | 365 | 11.3792 | 0.91616 | 12 | 0.2954
10396 | 9 | 1 | 365 | 10.2413 | 0.62454 | 10 | 0.86586
4887 | 7.02 | 1 | 365 | 7.9882 | 0.087144 | 8 | 0.075371
4515 | 3.75 | 1 | 365 | 4.2672 | 0.59356 | 4 | 0.86078
7253 | 6.5 | 1 | 365 | 7.3965 | 0.8955 | 8 | 0.29201
12572 | 3.3 | 1 | 365 | 3.7551 | 0.56233 | 4 | 0.31748
4267 | 5.1 | 1 | 365 | 5.8034 | 0.68724 | 6 | 0.49065
5015 | 3.57 | 1 | 365 | 4.0624 | 0.18107 | 4 | 0.24346
16241 | 4.845 | 1 | 365 | 5.5132 | 0.10288 | 5 | 0.61612
5230 | 8.1 | 1 | 365 | 9.2172 | 0.56209 | 9 | 0.77927
10733 | 6.5 | 1 | 365 | 7.3965 | 0.8955 | 8 | 0.29201
4797 | 4.8 | 1 | 365 | 5.462 | 0.99976 | 6 | 0.46179
9818 | 4.59 | 1 | 365 | 5.2231 | 0.51852 | 5 | 0.74159
32837 | 8.67 | 1 | 365 | 9.8658 | 0.86831 | 10 | 0.73411
3583 | 4.08 | 1 | 365 | 4.6427 | 0.34979 | 4 | 0.99252
4047 | 4.335 | 1 | 365 | 4.9329 | 0.93416 | 5 | 0.86706
6258 | 8.25 | 1 | 365 | 9.3879 | 0.90583 | 10 | 0.29371
6397 | 8.16 | 1 | 365 | 9.2855 | 0.69959 | 9 | 0.98505
10138 | 4.845 | 1 | 365 | 5.5132 | 0.10288 | 5 | 0.61612
7225 | 9 | 1 | 365 | 10.2413 | 0.62454 | 10 | 0.86586
21596 | 3.44 | 1 | 365 | 3.9145 | 0.88316 | 4 | 0.79762
4644 | 6.375 | 1 | 365 | 7.2543 | 0.60905 | 7 | 0.86332
15397 | 2.5 | 1 | 365 | 2.8448 | 0.72904 | 3 | 0.57385
5235 | 5.5 | 1 | 365 | 6.2586 | 0.60389 | 6 | 0.86247
10090 | 6.63 | 1 | 365 | 7.5444 | 0.19341 | 7 | 0.73785
4361 | 4 | 1 | 365 | 4.5517 | 0.16646 | 4 | 0.71816
6056 | 5.775 | 1 | 365 | 6.5715 | 0.23408 | 6 | 0.80559
5481 | 6.325 | 1 | 365 | 7.1974 | 0.49447 | 7 | 0.69184
5482 | 9 | 1 | 365 | 10.2413 | 0.62454 | 10 | 0.86586
5906 | 9.35 | 1 | 365 | 10.6396 | 0.42661 | 11 | 0.066199
5972 | 5.1 | 1 | 365 | 5.8034 | 0.68724 | 6 | 0.49065
4398 | 4.9 | 1 | 365 | 5.5758 | 0.22892 | 5 | 0.80475
5296 | 6 | 1 | 365 | 6.8275 | 0.7497 | 7 | 0.57724
5149 | 5.75 | 1 | 365 | 6.5431 | 0.17679 | 6 | 0.71985
5863 | 4.59 | 1 | 365 | 5.2231 | 0.51852 | 5 | 0.74159
5287 | 6.125 | 1 | 365 | 6.9698 | 0.036148 | 7 | 0.0059325
8137 | 7.56 | 1 | 365 | 8.6027 | 0.32462 | 8 | 0.92732
9277 | 6 | 1 | 365 | 6.8275 | 0.7497 | 7 | 0.57724
4485 | 7.395 | 1 | 365 | 8.4149 | 0.9465 | 9 | 0.36145
3871 | 6.6 | 1 | 365 | 7.5103 | 0.12467 | 7 | 0.63496
6281 | 4.5 | 1 | 365 | 5.1207 | 0.31227 | 5 | 0.43293
3584 | 7.14 | 1 | 365 | 8.1248 | 0.36214 | 8 | 0.48692
14953 | 7.15 | 1 | 365 | 8.1362 | 0.38505 | 8 | 0.52121
5579 | 6.05 | 1 | 365 | 6.8844 | 0.86428 | 7 | 0.74872
5534 | 6.615 | 1 | 365 | 7.5274 | 0.15904 | 7 | 0.68641
4385 | 5 | 1 | 365 | 5.6896 | 0.45808 | 6 | 0.1477
4706 | 3.75 | 1 | 365 | 4.2672 | 0.59356 | 4 | 0.86078
4960 | 6.05 | 1 | 365 | 6.8844 | 0.86428 | 7 | 0.74872
11328 | 7.15 | 1 | 365 | 8.1362 | 0.38505 | 8 | 0.52121
14819 | 4.5 | 1 | 365 | 5.1207 | 0.31227 | 5 | 0.43293
4707 | 9.9 | 1 | 365 | 11.2654 | 0.687 | 11 | 0.95245
4650 | 11.825 | 1 | 365 | 13.456 | 0.098359 | 13 | 0.55431
14297 | 7.25 | 1 | 365 | 8.2499 | 0.61422 | 8 | 0.86416
5071 | 4.08 | 1 | 365 | 4.6427 | 0.34979 | 4 | 0.99252
11726 | 3.57 | 1 | 365 | 4.0624 | 0.18107 | 4 | 0.24346
6614 | 6.54 | 1 | 365 | 7.442 | 0.98717 | 8 | 0.42919
3593 | 7.75 | 1 | 365 | 8.8189 | 0.76002 | 9 | 0.57893
6687 | 9.315 | 1 | 365 | 10.5998 | 0.3464 | 10 | 0.94617
32025 | 14.85 | 1 | 365 | 16.8982 | 0.030498 | 16 | 0.92867
10412 | 2.8 | 1 | 365 | 3.1862 | 0.41652 | 3 | 0.60271
14090 | 4.9 | 1 | 365 | 5.5758 | 0.22892 | 5 | 0.80475
10947 | 4.578 | 1 | 365 | 5.2094 | 0.49102 | 5 | 0.70043
28534 | 5 | 1 | 365 | 5.6896 | 0.45808 | 6 | 0.1477
4932 | 4.25 | 1 | 365 | 4.8362 | 0.73937 | 5 | 0.57554
6351 | 5.5 | 1 | 365 | 6.2586 | 0.60389 | 6 | 0.86247
5368 | 4.95 | 1 | 365 | 5.6327 | 0.3435 | 5 | 0.97622
32833 | 4 | 1 | 365 | 4.5517 | 0.16646 | 4 | 0.71816
5012 | 6.885 | 1 | 365 | 7.8346 | 0.77778 | 8 | 0.61238
15527 | 7.8 | 1 | 365 | 8.8758 | 0.8746 | 9 | 0.75041
4938 | 11.772 | 1 | 365 | 13.3956 | 0.9769 | 14 | 0.37254
21287 | 4.75 | 1 | 365 | 5.4051 | 0.88518 | 6 | 0.29031
3966 | 4.59 | 1 | 365 | 5.2231 | 0.51852 | 5 | 0.74159
6117 | 4.335 | 1 | 365 | 4.9329 | 0.93416 | 5 | 0.86706
4264 | 2.75 | 1 | 365 | 3.1293 | 0.30194 | 3 | 0.43124
6163 | 4.59 | 1 | 365 | 5.2231 | 0.51852 | 5 | 0.74159
5722 | 6.16 | 1 | 365 | 7.0096 | 0.11635 | 7 | 0.12597
14102 | 3.315 | 1 | 365 | 3.7722 | 0.59671 | 4 | 0.36893
14114 | 5.75 | 1 | 365 | 6.5431 | 0.17679 | 6 | 0.71985
4867 | 6.375 | 1 | 365 | 7.2543 | 0.60905 | 7 | 0.86332
4306 | 9.065 | 1 | 365 | 10.3153 | 0.7735 | 11 | 0.08878
4092 | 3.92 | 1 | 365 | 4.4607 | 0.98313 | 5 | 0.4438
14681 | 5.545 | 1 | 365 | 6.3098 | 0.70701 | 7 | 0.016799
3630 | 6.375 | 1 | 365 | 7.2543 | 0.60905 | 7 | 0.86332
7336 | 11.75 | 1 | 365 | 13.3706 | 0.92649 | 14 | 0.29709
8818 | 6.25 | 1 | 365 | 7.112 | 0.3226 | 7 | 0.43462
4119 | 4.59 | 1 | 365 | 5.2231 | 0.51852 | 5 | 0.74159
5126 | 6.72 | 1 | 365 | 7.6468 | 0.39966 | 8 | 0.046509
4043 | 6.615 | 1 | 365 | 7.5274 | 0.15904 | 7 | 0.68641
7231 | 5.1 | 1 | 365 | 5.8034 | 0.68724 | 6 | 0.49065
6508 | 4.59 | 1 | 365 | 5.2231 | 0.51852 | 5 | 0.74159
6395 | 10.08 | 1 | 365 | 11.4703 | 0.099489 | 11 | 0.56976
3680 | 5.865 | 1 | 365 | 6.6739 | 0.44033 | 7 | 0.11425
3657 | 10 | 1 | 365 | 11.3792 | 0.91616 | 12 | 0.2954
11141 | 4.68 | 1 | 365 | 5.3255 | 0.72476 | 6 | 0.050247
8256 | 7 | 1 | 365 | 7.9655 | 0.041312 | 8 | 0.00678
3586 | 6 | 1 | 365 | 6.8275 | 0.7497 | 7 | 0.57724
4521 | 11.275 | 1 | 365 | 12.8301 | 0.83797 | 13 | 0.66806
3585 | 2 | 1 | 365 | 2.2758 | 0.58323 | 2 | 0.85908
12851 | 5.13 | 1 | 365 | 5.8376 | 0.75599 | 6 | 0.59354
5794 | 4.845 | 1 | 365 | 5.5132 | 0.10288 | 5 | 0.61612
17915 | 8.829 | 1 | 365 | 10.0467 | 0.23268 | 10 | 0.27941
4928 | 6.12 | 1 | 365 | 6.9641 | 0.02469 | 6 | 0.98878
10959 | 11.75 | 1 | 365 | 13.3706 | 0.92649 | 14 | 0.29709
5076 | 9.1 | 1 | 365 | 10.3551 | 0.85371 | 11 | 0.20881
3702 | 9.945 | 1 | 365 | 11.3167 | 0.79012 | 12 | 0.10678
22069 | 6 | 1 | 365 | 6.8275 | 0.7497 | 7 | 0.57724
4089 | 3.06 | 1 | 365 | 3.482 | 0.012345 | 3 | 0.49439
16149 | 7.65 | 1 | 365 | 8.7051 | 0.53086 | 9 | 0.23598
6244 | 9.35 | 1 | 365 | 10.6396 | 0.42661 | 11 | 0.066199
6595 | 7.5 | 1 | 365 | 8.5344 | 0.18712 | 8 | 0.72155
14663 | 8.25 | 1 | 365 | 9.3879 | 0.90583 | 10 | 0.29371
4732 | 6.21 | 1 | 365 | 7.0665 | 0.23094 | 7 | 0.29744
4286 | 5.775 | 1 | 365 | 6.5715 | 0.23408 | 6 | 0.80559
7951 | 8.84 | 1 | 365 | 10.0592 | 0.25789 | 10 | 0.31713
4830 | 8.58 | 1 | 365 | 9.7634 | 0.66207 | 10 | 0.42545
6677 | 10.78 | 1 | 365 | 12.2668 | 0.70362 | 12 | 0.97044
2630 | 7.14 | 1 | 365 | 8.1248 | 0.36214 | 8 | 0.48692
5382 | 12.19 | 1 | 365 | 13.8713 | 0.9348 | 14 | 0.80609
4569 | 3.06 | 1 | 365 | 3.482 | 0.012345 | 3 | 0.49439
8971 | 3.825 | 1 | 365 | 4.3526 | 0.76543 | 5 | 0.11799
13526 | 10.75 | 1 | 365 | 12.2327 | 0.63487 | 12 | 0.86755
6740 | 6 | 1 | 365 | 6.8275 | 0.7497 | 7 | 0.57724
6700 | 9.045 | 1 | 365 | 10.2925 | 0.72767 | 11 | 0.020189
5720 | 3.15 | 1 | 365 | 3.5845 | 0.21859 | 3 | 0.80305
12148 | 5.67 | 1 | 365 | 6.452 | 0.99346 | 7 | 0.44549
12258 | 6.48 | 1 | 365 | 7.3737 | 0.84967 | 8 | 0.22342
17284 | 12.495 | 1 | 365 | 14.2184 | 0.63374 | 14 | 0.8521
6576 | 3 | 1 | 365 | 3.4138 | 0.87485 | 4 | 0.28862
5223 | 4.59 | 1 | 365 | 5.2231 | 0.51852 | 5 | 0.74159
6114 | 4.5 | 1 | 365 | 5.1207 | 0.31227 | 5 | 0.43293
14951 | 8.8 | 1 | 365 | 10.0137 | 0.16622 | 10 | 0.17995
5496 | 6.05 | 1 | 365 | 6.8844 | 0.86428 | 7 | 0.74872
5537 | 3.85 | 1 | 365 | 4.381 | 0.82272 | 5 | 0.20373
14691 | 6.63 | 1 | 365 | 7.5444 | 0.19341 | 7 | 0.73785
4695 | 2.75 | 1 | 365 | 3.1293 | 0.30194 | 3 | 0.43124
8922 | 7.5 | 1 | 365 | 8.5344 | 0.18712 | 8 | 0.72155
4757 | 6.12 | 1 | 365 | 6.9641 | 0.02469 | 6 | 0.98878
4765 | 7.14 | 1 | 365 | 8.1248 | 0.36214 | 8 | 0.48692
4768 | 6.63 | 1 | 365 | 7.5444 | 0.19341 | 7 | 0.73785
5105 | 9.18 | 1 | 365 | 10.4461 | 0.037035 | 10 | 0.48318
5274 | 9.9 | 1 | 365 | 11.2654 | 0.687 | 11 | 0.95245
7648 | 6.89 | 1 | 365 | 7.8403 | 0.78923 | 8 | 0.62953
11067 | 3.825 | 1 | 365 | 4.3526 | 0.76543 | 5 | 0.11799
8422 | 7 | 1 | 365 | 7.9655 | 0.041312 | 8 | 0.00678
6343 | 6.6 | 1 | 365 | 7.5103 | 0.12467 | 7 | 0.63496
16094 | 9.99 | 1 | 365 | 11.3679 | 0.89324 | 12 | 0.2611
14733 | 7.29 | 1 | 365 | 8.2955 | 0.70588 | 9 | 0.0013466
5964 | 10 | 1 | 365 | 11.3792 | 0.91616 | 12 | 0.2954
21689 | 5.4 | 1 | 365 | 6.1448 | 0.37473 | 6 | 0.51952
21691 | 5.61 | 1 | 365 | 6.3838 | 0.85597 | 7 | 0.23972
13897 | 3.78 | 1 | 365 | 4.3014 | 0.66231 | 4 | 0.96366
6601 | 8.82 | 1 | 365 | 10.0365 | 0.21205 | 10 | 0.24854
6623 | 8.4 | 1 | 365 | 9.5586 | 0.24957 | 9 | 0.80814
7941 | 7.595 | 1 | 365 | 8.6425 | 0.40482 | 9 | 0.047356
5292 | 6.213 | 1 | 365 | 7.0699 | 0.23781 | 7 | 0.30773
4700 | 4.5 | 1 | 365 | 5.1207 | 0.31227 | 5 | 0.43293
5501 | 8.8 | 1 | 365 | 10.0137 | 0.16622 | 10 | 0.17995
5133 | 5.72 | 1 | 365 | 6.5089 | 0.10804 | 6 | 0.61697
10717 | 6.37 | 1 | 365 | 7.2486 | 0.59759 | 7 | 0.84617
9156 | 4.655 | 1 | 365 | 5.297 | 0.66747 | 5 | 0.96451
6542 | 3.315 | 1 | 365 | 3.7722 | 0.59671 | 4 | 0.36893
4780 | 6.37 | 1 | 365 | 7.2486 | 0.59759 | 7 | 0.84617
5781 | 4.59 | 1 | 365 | 5.2231 | 0.51852 | 5 | 0.74159
4763 | 5.1 | 1 | 365 | 5.8034 | 0.68724 | 6 | 0.49065
6182 | 5.5 | 1 | 365 | 6.2586 | 0.60389 | 6 | 0.86247
20976 | 5.67 | 1 | 365 | 6.452 | 0.99346 | 7 | 0.44549
4825 | 5.1 | 1 | 365 | 5.8034 | 0.68724 | 6 | 0.49065
11369 | 4.8 | 1 | 365 | 5.462 | 0.99976 | 6 | 0.46179
10095 | 8.16 | 1 | 365 | 9.2855 | 0.69959 | 9 | 0.98505
5374 | 4.08 | 1 | 365 | 4.6427 | 0.34979 | 4 | 0.99252
6838 | 3.6 | 1 | 365 | 4.0965 | 0.24982 | 4 | 0.34634
10418 | 3.06 | 1 | 365 | 3.482 | 0.012345 | 3 | 0.49439
5666 | 5.355 | 1 | 365 | 6.0936 | 0.2716 | 6 | 0.36519
6621 | 6.63 | 1 | 365 | 7.5444 | 0.19341 | 7 | 0.73785
26317 | 4.2 | 1 | 365 | 4.7793 | 0.62479 | 5 | 0.40407
6632 | 5.355 | 1 | 365 | 6.0936 | 0.2716 | 6 | 0.36519
5375 | 6.885 | 1 | 365 | 7.8346 | 0.77778 | 8 | 0.61238
24159 | 6.3 | 1 | 365 | 7.1689 | 0.43718 | 7 | 0.6061
4699 | 7.905 | 1 | 365 | 8.9953 | 0.11522 | 9 | 0.11051
5883 | 8.415 | 1 | 365 | 9.5756 | 0.28395 | 9 | 0.85958
21309 | 5.559 | 1 | 365 | 6.3257 | 0.73909 | 7 | 0.064813
6219 | 6.6 | 1 | 365 | 7.5103 | 0.12467 | 7 | 0.63496
6445 | 5.1 | 1 | 365 | 5.8034 | 0.68724 | 6 | 0.49065
6586 | 6.213 | 1 | 365 | 7.0699 | 0.23781 | 7 | 0.30773
5059 | 7.84 | 1 | 365 | 8.9213 | 0.96627 | 9 | 0.88759
5976 | 3.315 | 1 | 365 | 3.7722 | 0.59671 | 4 | 0.36893
5650 | 4.08 | 1 | 365 | 4.6427 | 0.34979 | 4 | 0.99252
13147 | 7.685 | 1 | 365 | 8.7449 | 0.61107 | 9 | 0.35601
5407 | 5.1 | 1 | 365 | 5.8034 | 0.68724 | 6 | 0.49065
6123 | 8.67 | 1 | 365 | 9.8658 | 0.86831 | 10 | 0.73411
22255 | 6.48 | 1 | 365 | 7.3737 | 0.84967 | 8 | 0.22342
4782 | 6.12 | 1 | 365 | 6.9641 | 0.02469 | 6 | 0.98878
6749 | 6 | 1 | 365 | 6.8275 | 0.7497 | 7 | 0.57724
6575 | 5.88 | 1 | 365 | 6.691 | 0.4747 | 7 | 0.1657
6010 | 4.05 | 1 | 365 | 4.6086 | 0.28104 | 4 | 0.88964
5485 | 6.63 | 1 | 365 | 7.5444 | 0.19341 | 7 | 0.73785
4865 | 6.21 | 1 | 365 | 7.0665 | 0.23094 | 7 | 0.29744
12237 | 7.425 | 1 | 365 | 8.4491 | 0.015249 | 8 | 0.46433
6009 | 8 | 1 | 365 | 9.1034 | 0.33293 | 9 | 0.43632
11622 | 4.251 | 1 | 365 | 4.8373 | 0.74166 | 5 | 0.57897
7660 | 9.72 | 1 | 365 | 11.0606 | 0.27451 | 11 | 0.33513
14203 | 5.6 | 1 | 365 | 6.3724 | 0.83305 | 7 | 0.20542
5310 | 9.18 | 1 | 365 | 10.4461 | 0.037035 | 10 | 0.48318
12601 | 5.39 | 1 | 365 | 6.1334 | 0.35181 | 6 | 0.48522
4881 | 9.405 | 1 | 365 | 10.7022 | 0.55265 | 11 | 0.25482
11563 | 5.13 | 1 | 365 | 5.8376 | 0.75599 | 6 | 0.59354
4790 | 5.695 | 1 | 365 | 6.4805 | 0.050753 | 6 | 0.53123
10944 | 6.03 | 1 | 365 | 6.8617 | 0.81844 | 7 | 0.68013
5896 | 11.5 | 1 | 365 | 13.0861 | 0.35358 | 13 | 0.43971
9131 | 5 | 1 | 365 | 5.6896 | 0.45808 | 6 | 0.1477
16100 | 7.65 | 1 | 365 | 8.7051 | 0.53086 | 9 | 0.23598
4762 | 9.945 | 1 | 365 | 11.3167 | 0.79012 | 12 | 0.10678
4862 | 14.74 | 1 | 365 | 16.773 | 0.77842 | 17 | 0.55142
10872 | 7 | 1 | 365 | 7.9655 | 0.041312 | 8 | 0.00678
22073 | 3.84 | 1 | 365 | 4.3696 | 0.79981 | 5 | 0.16943
4769 | 6.12 | 1 | 365 | 6.9641 | 0.02469 | 6 | 0.98878
4770 | 5.1 | 1 | 365 | 5.8034 | 0.68724 | 6 | 0.49065
12937 | 4.59 | 1 | 365 | 5.2231 | 0.51852 | 5 | 0.74159
5602 | 6.12 | 1 | 365 | 6.9641 | 0.02469 | 6 | 0.98878
4745 | 4.5 | 1 | 365 | 5.1207 | 0.31227 | 5 | 0.43293
4759 | 10.2 | 1 | 365 | 11.6068 | 0.37448 | 11 | 0.98131
5317 | 9.945 | 1 | 365 | 11.3167 | 0.79012 | 12 | 0.10678
4976 | 4.59 | 1 | 365 | 5.2231 | 0.51852 | 5 | 0.74159
13419 | 3.5 | 1 | 365 | 3.9827 | 0.020656 | 4 | 0.00339
12736 | 6 | 1 | 365 | 6.8275 | 0.7497 | 7 | 0.57724
5466 | 6.375 | 1 | 365 | 7.2543 | 0.60905 | 7 | 0.86332
6111 | 11.985 | 1 | 365 | 13.638 | 0.46502 | 14 | 0.10304
6574 | 3.6 | 1 | 365 | 4.0965 | 0.24982 | 4 | 0.34634
4755 | 3.825 | 1 | 365 | 4.3526 | 0.76543 | 5 | 0.11799
4766 | 2.04 | 1 | 365 | 2.3214 | 0.6749 | 2 | 0.99626
9386 | 6.63 | 1 | 365 | 7.5444 | 0.54444 | 8 | 0.088872
4760 | 6.885 | 1 | 365 | 7.8346 | 0.77778 | 8 | 0.61238
9489 | 4.08 | 1 | 365 | 4.6427 | 0.34979 | 4 | 0.99252
6544 | 3.06 | 1 | 365 | 3.482 | 0.012345 | 3 | 0.49439
4843 | 7.035 | 1 | 365 | 8.0053 | 0.12152 | 8 | 0.12681
6447 | 5 | 1 | 365 | 5.6896 | 0.45808 | 6 | 0.1477
4758 | 9.18 | 1 | 365 | 10.4461 | 0.037035 | 10 | 0.48318
5838 | 5.865 | 1 | 365 | 6.6739 | 0.44033 | 7 | 0.11425
5936 | 3.06 | 1 | 365 | 3.482 | 0.012345 | 3 | 0.49439
20535 | 8.16 | 1 | 365 | 9.2855 | 0.69959 | 9 | 0.98505
6481 | 7.425 | 1 | 365 | 8.4491 | 0.015249 | 8 | 0.46433
6753 | 4.675 | 1 | 365 | 5.3198 | 0.7133 | 6 | 0.033099
6478 | 6.875 | 1 | 365 | 7.8232 | 0.75486 | 8 | 0.57809
6689 | 6.05 | 1 | 365 | 6.8844 | 0.86428 | 7 | 0.74872
4736 | 7.8 | 1 | 365 | 8.8758 | 0.8746 | 9 | 0.75041
4778 | 4.335 | 1 | 365 | 4.9329 | 0.93416 | 5 | 0.86706
6559 | 4.335 | 1 | 365 | 4.9329 | 0.93416 | 5 | 0.86706
11383 | 5.355 | 1 | 365 | 6.0936 | 0.2716 | 6 | 0.36519
4783 | 9.18 | 1 | 365 | 10.4461 | 0.037035 | 10 | 0.48318
7978 | 3.9 | 1 | 365 | 4.4379 | 0.9373 | 5 | 0.37521
22083 | 10.08 | 1 | 365 | 11.4703 | 0.099489 | 11 | 0.56976
5022 | 3.315 | 1 | 365 | 3.7722 | 0.59671 | 4 | 0.36893
4771 | 5.1 | 1 | 365 | 5.8034 | 0.68724 | 6 | 0.49065
5520 | 5.025 | 1 | 365 | 5.7181 | 0.51537 | 6 | 0.23344
22072 | 4.32 | 1 | 365 | 4.9158 | 0.89978 | 5 | 0.81561
7135 | 3.92 | 1 | 365 | 4.4607 | 0.98313 | 5 | 0.4438
4756 | 7.65 | 1 | 365 | 8.7051 | 0.53086 | 9 | 0.23598
4983 | 8.415 | 1 | 365 | 9.5756 | 0.28395 | 9 | 0.85958
21395 | 7.29 | 1 | 365 | 8.2955 | 0.70588 | 9 | 0.0013466
5517 | 3.315 | 1 | 365 | 3.7722 | 0.59671 | 4 | 0.36893
9427 | 5.4 | 1 | 365 | 6.1448 | 0.37473 | 6 | 0.51952
4777 | 5.61 | 1 | 365 | 6.3838 | 0.85597 | 7 | 0.23972
8951 | 4.59 | 1 | 365 | 5.2231 | 0.51852 | 5 | 0.74159
20960 | 3.84 | 1 | 365 | 4.3696 | 0.79981 | 5 | 0.16943
8427 | 6.37 | 1 | 365 | 7.2486 | 0.59759 | 7 | 0.84617
6646 | 8.25 | 1 | 365 | 9.3879 | 0.90583 | 10 | 0.29371
4781 | 8.16 | 1 | 365 | 9.2855 | 0.69959 | 9 | 0.98505
4873 | 7.035 | 1 | 365 | 8.0053 | 0.12152 | 8 | 0.12681
10135 | 6 | 1 | 365 | 6.8275 | 0.7497 | 7 | 0.57724
6618 | 8.67 | 1 | 365 | 9.8658 | 0.86831 | 10 | 0.73411
6568 | 6.12 | 1 | 365 | 6.9641 | 0.02469 | 6 | 0.98878
8865 | 5.1 | 1 | 365 | 5.8034 | 0.68724 | 6 | 0.49065
6133 | 6.885 | 1 | 365 | 7.8346 | 0.77778 | 8 | 0.61238
5025 | 2.25 | 1 | 365 | 2.5603 | 0.15614 | 2 | 0.71646
6299 | 5.5 | 1 | 365 | 6.2586 | 0.60389 | 6 | 0.86247
4870 | 5.1 | 1 | 365 | 5.8034 | 0.68724 | 6 | 0.49065
4985 | 5 | 1 | 365 | 5.6896 | 0.45808 | 6 | 0.1477
5821 | 6.885 | 1 | 365 | 7.8346 | 0.77778 | 8 | 0.61238
4767 | 5.1 | 1 | 365 | 5.8034 | 0.68724 | 6 | 0.49065
4798 | 3 | 1 | 365 | 3.4138 | 0.87485 | 4 | 0.28862
4744 | 3.315 | 1 | 365 | 3.7722 | 0.59671 | 4 | 0.36893
5497 | 7.75 | 1 | 365 | 8.8189 | 0.76002 | 9 | 0.57893
4772 | 4.845 | 1 | 365 | 5.5132 | 0.10288 | 5 | 0.61612
6304 | 7 | 1 | 365 | 7.9655 | 0.041312 | 8 | 0.00678
4761 | 8.925 | 1 | 365 | 10.156 | 0.45267 | 10 | 0.60864
5951 | 5.355 | 1 | 365 | 6.0936 | 0.2716 | 6 | 0.36519
13807 | 4 | 1 | 365 | 4.5517 | 0.16646 | 4 | 0.71816
5533 | 3.57 | 1 | 365 | 4.0624 | 0.18107 | 4 | 0.24346
20497 | 6.12 | 1 | 365 | 6.9641 | 0.02469 | 6 | 0.98878
53847 | 4.59 | 1 | 365 | 5.2231 | 0.51852 | 5 | 0.74159
6681 | 9.69 | 1 | 365 | 11.0265 | 0.20576 | 11 | 0.23224
6394 | 9.69 | 1 | 365 | 11.0265 | 0.20576 | 11 | 0.23224
6288 | 6 | 1 | 365 | 6.8275 | 0.7497 | 7 | 0.57724
7549 | 11.475 | 1 | 365 | 13.0577 | 0.29629 | 13 | 0.35397
5538 | 2.55 | 1 | 365 | 2.9017 | 0.84362 | 3 | 0.74533
5201 | 2.55 | 1 | 365 | 2.9017 | 0.84362 | 3 | 0.74533
11291 | 3.06 | 1 | 365 | 3.482 | 0.012345 | 3 | 0.49439
6437 | 9.18 | 1 | 365 | 10.4461 | 0.037035 | 10 | 0.48318
16237 | 9.435 | 1 | 365 | 10.7363 | 0.6214 | 11 | 0.35771
6691 | 10.137 | 1 | 365 | 11.5351 | 0.23011 | 11 | 0.76525
4859 | 4.95 | 1 | 365 | 5.6327 | 0.3435 | 5 | 0.97622
4899 | 7 | 1 | 365 | 7.9655 | 0.041312 | 8 | 0.00678
4742 | 5.865 | 1 | 365 | 6.6739 | 0.44033 | 7 | 0.11425
5098 | 7.5 | 1 | 365 | 8.5344 | 0.18712 | 8 | 0.72155
23878 | 10.08 | 1 | 365 | 11.4703 | 0.099489 | 11 | 0.56976
5575 | 7.65 | 1 | 365 | 8.7051 | 0.70512 | 9 | 0.41024
9278 | 3.06 | 1 | 365 | 3.482 | 0.012345 | 3 | 0.49439
4753 | 3.675 | 1 | 365 | 4.1819 | 0.42169 | 4 | 0.60356
4741 | 6.885 | 1 | 365 | 7.8346 | 0.77778 | 8 | 0.61238
4740 | 10.71 | 1 | 365 | 12.1872 | 0.54321 | 12 | 0.73037
6105 | 6 | 1 | 365 | 6.8275 | 0.7497 | 7 | 0.57724
6573 | 7.65 | 1 | 365 | 8.7051 | 0.53086 | 9 | 0.23598
4764 | 10.965 | 1 | 365 | 12.4773 | 0.12757 | 12 | 0.60491
4784 | 5.025 | 1 | 365 | 5.7181 | 0.51537 | 6 | 0.23344
4720 | 5.886 | 1 | 365 | 6.6978 | 0.48845 | 7 | 0.18627
5763 | 6.5 | 1 | 365 | 7.3965 | 0.8955 | 8 | 0.29201
6109 | 5.865 | 1 | 365 | 6.6739 | 0.44033 | 7 | 0.11425
6354 | 12.925 | 1 | 365 | 14.7077 | 0.61914 | 15 | 0.3268
6279 | 5.13 | 1 | 365 | 5.8376 | 0.75599 | 6 | 0.59354
4754 | 6 | 1 | 365 | 6.8275 | 0.7497 | 7 | 0.57724
5119 | 6.875 | 1 | 365 | 7.8232 | 0.75486 | 8 | 0.57809
6015 | 5.5 | 1 | 365 | 6.2586 | 0.60389 | 6 | 0.86247
8342 | 9.8 | 1 | 365 | 11.1517 | 0.45784 | 11 | 0.60949
6448 | 13.4 | 1 | 365 | 15.2482 | 0.70765 | 15 | 0.95584
4814 | 8.28 | 1 | 365 | 9.422 | 0.97458 | 10 | 0.39659
4729 | 12.96 | 1 | 365 | 14.7475 | 0.69934 | 15 | 0.44684
18231 | 5.67 | 1 | 365 | 6.452 | 0.99346 | 7 | 0.44549
5295 | 5.1 | 1 | 365 | 5.8034 | 0.68724 | 6 | 0.49065
5549 | 4.125 | 1 | 365 | 4.6939 | 0.45292 | 5 | 0.14685
4809 | 5.7 | 1 | 365 | 6.4862 | 0.062211 | 6 | 0.54838
10725 | 3.12 | 1 | 365 | 3.5503 | 0.14984 | 3 | 0.70016
11945 | 4.8 | 1 | 365 | 5.462 | 0.99976 | 6 | 0.46179
7224 | 8.04 | 1 | 365 | 9.1489 | 0.42459 | 9 | 0.5735
8434 | 5.25 | 1 | 365 | 5.9741 | 0.030984 | 6 | 0.005085
6589 | 8.97 | 1 | 365 | 10.2072 | 0.5558 | 10 | 0.76297
5264 | 5.1 | 1 | 365 | 5.8034 | 0.68724 | 6 | 0.49065
12117 | 7.65 | 1 | 365 | 8.7051 | 0.53086 | 9 | 0.23598
5269 | 6.885 | 1 | 365 | 7.8346 | 0.77778 | 8 | 0.61238
12565 | 5.1 | 1 | 365 | 5.8034 | 0.68724 | 6 | 0.49065
8230 | 5.865 | 1 | 365 | 6.6739 | 0.44033 | 7 | 0.11425
7354 | 4.845 | 1 | 365 | 5.5132 | 0.10288 | 5 | 0.61612
17757 | 8.16 | 1 | 365 | 9.2855 | 0.69959 | 9 | 0.98505
5272 | 8.525 | 1 | 365 | 9.7008 | 0.53603 | 10 | 0.23683
10457 | 4.08 | 1 | 365 | 4.6427 | 0.34979 | 4 | 0.99252
6818 | 5.5 | 1 | 365 | 6.2586 | 0.60389 | 6 | 0.86247
10491 | 5.5 | 1 | 365 | 6.2586 | 0.60389 | 6 | 0.86247
30753 | 6.6 | 1 | 365 | 7.5103 | 0.12467 | 7 | 0.63496
25272 | 6.05 | 1 | 365 | 6.8844 | 0.86428 | 7 | 0.74872
5249 | 7.905 | 1 | 365 | 8.9953 | 0.11522 | 9 | 0.11051
26079 | 8 | 1 | 365 | 9.1034 | 0.33293 | 9 | 0.43632
5168 | 4.94 | 1 | 365 | 5.6213 | 0.32058 | 5 | 0.94193
16726 | 4.55 | 1 | 365 | 5.1776 | 0.42685 | 5 | 0.60441
5381 | 6.6 | 1 | 365 | 7.5103 | 0.12467 | 7 | 0.63496
14076 | 4.59 | 1 | 365 | 5.2231 | 0.51852 | 5 | 0.74159
5232 | 10.75 | 1 | 365 | 12.2327 | 0.63487 | 12 | 0.86755
14745 | 5.285 | 1 | 365 | 6.0139 | 0.11119 | 6 | 0.12512
14372 | 7.725 | 1 | 365 | 8.7905 | 0.70273 | 9 | 0.4932
10356 | 8.4 | 1 | 365 | 9.5586 | 0.24957 | 9 | 0.80814
6124 | 5.61 | 1 | 365 | 6.3838 | 0.85597 | 7 | 0.23972
20537 | 6.47 | 1 | 365 | 7.3624 | 0.82676 | 8 | 0.18912
5551 | 4.845 | 1 | 365 | 5.5132 | 0.10288 | 5 | 0.61612
6853 | 6.12 | 1 | 365 | 6.9641 | 0.02469 | 6 | 0.98878
26465 | 5.145 | 1 | 365 | 5.8546 | 0.79036 | 6 | 0.64498
6667 | 6.76 | 1 | 365 | 7.6924 | 0.49132 | 8 | 0.18369
9407 | 12.375 | 1 | 365 | 14.0818 | 0.35875 | 14 | 0.44056
7756 | 6.25 | 1 | 365 | 7.112 | 0.3226 | 7 | 0.43462
5703 | 6.12 | 1 | 365 | 6.9641 | 0.02469 | 6 | 0.98878
5199 | 6.63 | 1 | 365 | 7.5444 | 0.19341 | 7 | 0.73785
49701 | 4.75 | 1 | 365 | 5.4051 | 0.88518 | 6 | 0.29031
7129 | 13.2 | 1 | 365 | 15.0206 | 0.24933 | 15 | 0.26993
14744 | 6.47 | 1 | 365 | 7.3624 | 0.82676 | 8 | 0.18912
14954 | 5.215 | 1 | 365 | 5.9343 | 0.95078 | 6 | 0.88505
5895 | 8.75 | 1 | 365 | 9.9568 | 0.05164 | 10 | 0.008475
36718 | 8.825 | 1 | 365 | 10.0422 | 0.22351 | 10 | 0.26569
5529 | 7.035 | 1 | 365 | 8.0053 | 0.12152 | 8 | 0.12681
14613 | 4.725 | 1 | 365 | 5.3767 | 0.82789 | 6 | 0.20458
24330 | 3.725 | 1 | 365 | 4.2388 | 0.53627 | 4 | 0.77504
14351 | 6.96 | 1 | 365 | 7.92 | 0.94965 | 8 | 0.8696
14695 | 5.725 | 1 | 365 | 6.5146 | 0.1195 | 6 | 0.63412
14750 | 8.215 | 1 | 365 | 9.348 | 0.82563 | 10 | 0.17367
14485 | 11.96 | 1 | 365 | 13.6096 | 0.40773 | 14 | 0.017298
14917 | 9.82 | 1 | 365 | 11.1744 | 0.50367 | 11 | 0.67808
14923 | 5.215 | 1 | 365 | 5.9343 | 0.95078 | 6 | 0.88505
8263 | 5.61 | 1 | 365 | 6.3838 | 0.85597 | 7 | 0.23972
6468 | 10.35 | 1 | 365 | 11.7775 | 0.71823 | 12 | 0.49574
12142 | 5.775 | 1 | 365 | 6.5715 | 0.23408 | 6 | 0.80559
13535 | 6.6 | 1 | 365 | 7.5103 | 0.12467 | 7 | 0.63496
11087 | 6.12 | 1 | 365 | 6.9641 | 0.02469 | 6 | 0.98878
5329 | 3.57 | 1 | 365 | 4.0624 | 0.18107 | 4 | 0.24346
6597 | 7.75 | 1 | 365 | 8.8189 | 0.76002 | 9 | 0.57893
6737 | 4.335 | 1 | 365 | 4.9329 | 0.93416 | 5 | 0.86706
6639 | 12.099 | 1 | 365 | 13.7677 | 0.72626 | 14 | 0.494
6533 | 5.5 | 1 | 365 | 6.2586 | 0.60389 | 6 | 0.86247
9161 | 3.64 | 1 | 365 | 4.142 | 0.34148 | 4 | 0.48353
10194 | 11.34 | 1 | 365 | 12.9041 | 0.98693 | 13 | 0.89098
7352 | 3.825 | 1 | 365 | 4.3526 | 0.76543 | 5 | 0.11799
5891 | 7.5 | 1 | 365 | 8.5344 | 0.18712 | 8 | 0.72155
11762 | 13.77 | 1 | 365 | 15.6692 | 0.55555 | 16 | 0.22477
6777 | 8.25 | 1 | 365 | 9.3879 | 0.90583 | 10 | 0.29371
14367 | 10 | 1 | 365 | 11.3792 | 0.91616 | 12 | 0.2954
14688 | 9.82 | 1 | 365 | 11.1744 | 0.50367 | 11 | 0.67808
14562 | 3.98 | 1 | 365 | 4.5289 | 0.12063 | 4 | 0.64957
14716 | 5.215 | 1 | 365 | 5.9343 | 0.95078 | 6 | 0.88505
14515 | 5.98 | 1 | 365 | 6.8048 | 0.70386 | 7 | 0.50865
14921 | 9.705 | 1 | 365 | 11.0436 | 0.24013 | 11 | 0.28369
14740 | 3.47 | 1 | 365 | 3.9486 | 0.95191 | 4 | 0.9005
14753 | 3.725 | 1 | 365 | 4.2388 | 0.53627 | 4 | 0.77504
14723 | 5.215 | 1 | 365 | 5.9343 | 0.95078 | 6 | 0.88505
14749 | 6.47 | 1 | 365 | 7.3624 | 0.82676 | 8 | 0.18912
15032 | 4.235 | 1 | 365 | 4.8191 | 0.70499 | 5 | 0.5241
14732 | 9.82 | 1 | 365 | 11.1744 | 0.50367 | 11 | 0.67808
14385 | 8.47 | 1 | 365 | 9.6382 | 0.40999 | 10 | 0.048204
14404 | 7.96 | 1 | 365 | 9.0579 | 0.24126 | 9 | 0.29914
7100 | 10.45 | 1 | 365 | 11.8913 | 0.94739 | 12 | 0.83869
6099 | 5.75 | 1 | 365 | 6.5431 | 0.17679 | 6 | 0.71985
5236 | 7.5 | 1 | 365 | 8.5344 | 0.18712 | 8 | 0.72155
5663 | 13.515 | 1 | 365 | 15.379 | 0.97119 | 16 | 0.35023
16080 | 5.25 | 1 | 365 | 5.9741 | 0.030984 | 6 | 0.005085
10605 | 5.61 | 1 | 365 | 6.3838 | 0.85597 | 7 | 0.23972
10681 | 9.72 | 1 | 365 | 11.0606 | 0.27451 | 11 | 0.33513
5277 | 6.12 | 1 | 365 | 6.9641 | 0.02469 | 6 | 0.98878
26164 | 4.59 | 1 | 365 | 5.2231 | 0.51852 | 5 | 0.74159
6540 | 7 | 1 | 365 | 7.9655 | 0.041312 | 8 | 0.00678
12447 | 6.25 | 1 | 365 | 7.112 | 0.3226 | 7 | 0.43462
30734 | 5.225 | 1 | 365 | 5.9457 | 0.97369 | 6 | 0.91935
12643 | 8.525 | 1 | 365 | 9.7008 | 0.53603 | 10 | 0.23683
11715 | 7.7 | 1 | 365 | 8.762 | 0.64544 | 9 | 0.40746
16167 | 6.325 | 1 | 365 | 7.1974 | 0.49447 | 7 | 0.69184
19924 | 4.95 | 1 | 365 | 5.6327 | 0.3435 | 5 | 0.97622
5233 | 5.1 | 1 | 365 | 5.8034 | 0.68724 | 6 | 0.49065
19708 | 7 | 1 | 365 | 7.9655 | 0.041312 | 8 | 0.00678
6061 | 8.67 | 1 | 365 | 9.8658 | 0.86831 | 10 | 0.73411
10891 | 5.04 | 1 | 365 | 5.7351 | 0.54974 | 6 | 0.28488
10390 | 13.2 | 1 | 365 | 15.0206 | 0.24933 | 15 | 0.26993
5238 | 3 | 1 | 365 | 3.4138 | 0.87485 | 4 | 0.28862
5539 | 11.475 | 1 | 365 | 13.0577 | 0.29629 | 13 | 0.35397
5384 | 10.791 | 1 | 365 | 12.2793 | 0.72883 | 13 | 0.0081661
5397 | 9.88 | 1 | 365 | 11.2427 | 0.64117 | 11 | 0.88386
6460 | 4.905 | 1 | 365 | 5.5815 | 0.24038 | 5 | 0.82189
5239 | 8.16 | 1 | 365 | 9.2855 | 0.69959 | 9 | 0.98505
5226 | 6.375 | 1 | 365 | 7.2543 | 0.60905 | 7 | 0.86332
10709 | 3.315 | 1 | 365 | 3.7722 | 0.59671 | 4 | 0.36893
5234 | 4 | 1 | 365 | 4.5517 | 0.16646 | 4 | 0.71816
7435 | 3.92 | 1 | 365 | 4.4607 | 0.98313 | 5 | 0.4438
6674 | 5.5 | 1 | 365 | 6.2586 | 0.60389 | 6 | 0.86247
5259 | 6.12 | 1 | 365 | 6.9641 | 0.02469 | 6 | 0.98878
5438 | 8.82 | 1 | 365 | 10.0365 | 0.21205 | 10 | 0.24854
10516 | 4.42 | 1 | 365 | 5.0296 | 0.12894 | 5 | 0.15857
5251 | 2.04 | 1 | 365 | 2.3214 | 0.6749 | 2 | 0.99626
6325 | 5.5 | 1 | 365 | 6.2586 | 0.60389 | 6 | 0.86247
20686 | 5.5 | 1 | 365 | 6.2586 | 0.60389 | 6 | 0.86247
21269 | 6 | 1 | 365 | 6.8275 | 0.7497 | 7 | 0.57724
19599 | 6.05 | 1 | 365 | 6.8844 | 0.86428 | 7 | 0.74872
5858 | 3.06 | 1 | 365 | 3.482 | 0.012345 | 3 | 0.49439
5229 | 6.12 | 1 | 365 | 6.9641 | 0.02469 | 6 | 0.98878
25578 | 4.95 | 1 | 365 | 5.6327 | 0.3435 | 5 | 0.97622
5398 | 9.9 | 1 | 365 | 11.2654 | 0.687 | 11 | 0.95245
6702 | 12.375 | 1 | 365 | 14.0818 | 0.35875 | 14 | 0.44056
5600 | 4.845 | 1 | 365 | 5.5132 | 0.10288 | 5 | 0.61612
5273 | 7.194 | 1 | 365 | 8.1862 | 0.48589 | 8 | 0.67211
6292 | 4 | 1 | 365 | 4.5517 | 0.16646 | 4 | 0.71816
29395 | 7.84 | 1 | 365 | 8.9213 | 0.96627 | 9 | 0.88759
5434 | 5.83 | 1 | 365 | 6.6341 | 0.36012 | 6 | 0.99422
6605 | 5 | 1 | 365 | 5.6896 | 0.45808 | 6 | 0.1477
13620 | 9.81 | 1 | 365 | 11.163 | 0.48075 | 11 | 0.64379
12145 | 9.625 | 1 | 365 | 10.9525 | 0.056804 | 11 | 0.0093225
6518 | 6.76 | 1 | 365 | 7.6924 | 0.49132 | 8 | 0.18369
5399 | 7.14 | 1 | 365 | 8.1248 | 0.36214 | 8 | 0.48692
5634 | 9.9 | 1 | 365 | 11.2654 | 0.687 | 11 | 0.95245
12983 | 7.15 | 1 | 365 | 8.1362 | 0.38505 | 8 | 0.52121
7876 | 9.156 | 1 | 365 | 10.4188 | 0.98204 | 11 | 0.40087
6666 | 8.16 | 1 | 365 | 9.2855 | 0.69959 | 9 | 0.98505
5256 | 4.08 | 1 | 365 | 4.6427 | 0.34979 | 4 | 0.99252
5276 | 4.165 | 1 | 365 | 4.7395 | 0.54458 | 5 | 0.28403
5247 | 4.335 | 1 | 365 | 4.9329 | 0.93416 | 5 | 0.86706
5405 | 5.61 | 1 | 365 | 6.3838 | 0.85597 | 7 | 0.23972
14729 | 9.085 | 1 | 365 | 10.338 | 0.81933 | 11 | 0.15737
6680 | 6.3 | 1 | 365 | 7.1689 | 0.43718 | 7 | 0.6061
22199 | 12 | 1 | 365 | 13.6551 | 0.49939 | 14 | 0.15448
5394 | 7.65 | 1 | 365 | 8.7051 | 0.53086 | 9 | 0.23598
10870 | 3.57 | 1 | 365 | 4.0624 | 0.18107 | 4 | 0.24346
15099 | 4.79 | 1 | 365 | 5.4507 | 0.97684 | 6 | 0.4275
6560 | 5.1 | 1 | 365 | 5.8034 | 0.68724 | 6 | 0.49065
5411 | 8.16 | 1 | 365 | 9.2855 | 0.69959 | 9 | 0.98505
22076 | 4.59 | 1 | 365 | 5.2231 | 0.51852 | 5 | 0.74159
6592 | 8.525 | 1 | 365 | 9.7008 | 0.53603 | 10 | 0.23683
7655 | 10.08 | 1 | 365 | 11.4703 | 0.099489 | 11 | 0.56976
13329 | 7.975 | 1 | 365 | 9.0749 | 0.27564 | 9 | 0.35058
8941 | 8.502 | 1 | 365 | 9.6746 | 0.48332 | 10 | 0.15795
5372 | 4.2 | 1 | 365 | 4.7793 | 0.62479 | 5 | 0.40407
6125 | 3.06 | 1 | 365 | 3.482 | 0.012345 | 3 | 0.49439
14479 | 4.725 | 1 | 365 | 5.3767 | 0.82789 | 6 | 0.20458
7130 | 5.865 | 1 | 365 | 6.6739 | 0.44033 | 7 | 0.11425
21892 | 6 | 1 | 365 | 6.8275 | 0.7497 | 7 | 0.57724
14699 | 3.98 | 1 | 365 | 4.5289 | 0.12063 | 4 | 0.64957
14603 | 8.47 | 1 | 365 | 9.6382 | 0.40999 | 10 | 0.048204
12143 | 5.1 | 1 | 365 | 5.8034 | 0.68724 | 6 | 0.49065
11947 | 4.335 | 1 | 365 | 4.9329 | 0.93416 | 5 | 0.86706
46524 | 6.375 | 1 | 365 | 7.2543 | 0.25427 | 7 | 0.50853
5603 | 4.335 | 1 | 365 | 4.9329 | 0.93416 | 5 | 0.86706
19117 | 8.8 | 1 | 365 | 10.0137 | 0.16622 | 10 | 0.17995
20372 | 4.77 | 1 | 365 | 5.4279 | 0.93101 | 6 | 0.35891
14086 | 6.12 | 1 | 365 | 6.9641 | 0.02469 | 6 | 0.98878
7935 | 6.6 | 1 | 365 | 7.5103 | 0.12467 | 7 | 0.63496
11785 | 6.63 | 1 | 365 | 7.5444 | 0.19341 | 7 | 0.73785
19213 | 4.47 | 1 | 365 | 5.0865 | 0.24352 | 5 | 0.33004
5969 | 4.5 | 1 | 365 | 5.1207 | 0.31227 | 5 | 0.43293
5331 | 10.2 | 1 | 365 | 11.6068 | 0.37448 | 11 | 0.98131
6869 | 8.16 | 1 | 365 | 9.2855 | 0.69959 | 9 | 0.98505
5260 | 4.08 | 1 | 365 | 4.6427 | 0.34979 | 4 | 0.99252
5601 | 7.65 | 1 | 365 | 8.7051 | 0.53086 | 9 | 0.23598
6658 | 3.825 | 1 | 365 | 4.3526 | 0.76543 | 5 | 0.11799
24699 | 7.7 | 1 | 365 | 8.762 | 0.64544 | 9 | 0.40746
5220 | 4.08 | 1 | 365 | 4.6427 | 0.34979 | 4 | 0.99252
5447 | 7.395 | 1 | 365 | 8.4149 | 0.9465 | 9 | 0.36145
5370 | 6.44 | 1 | 365 | 7.3282 | 0.75801 | 8 | 0.086238
11938 | 4.845 | 1 | 365 | 5.5132 | 0.10288 | 5 | 0.61612
5252 | 6.63 | 1 | 365 | 7.5444 | 0.19341 | 7 | 0.73785
11742 | 6.12 | 1 | 365 | 6.9641 | 0.02469 | 6 | 0.98878
6834 | 8.67 | 1 | 365 | 9.8658 | 0.86831 | 10 | 0.73411
8693 | 4.59 | 1 | 365 | 5.2231 | 0.51852 | 5 | 0.74159
16162 | 7.15 | 1 | 365 | 8.1362 | 0.38505 | 8 | 0.52121
59927 | 6.12 | 1 | 365 | 6.9641 | 0.02469 | 6 | 0.98878
20969 | 4.86 | 1 | 365 | 5.5303 | 0.13725 | 5 | 0.66756
13333 | 3.3 | 1 | 365 | 3.7551 | 0.56233 | 4 | 0.31748
11428 | 7.905 | 1 | 365 | 8.9953 | 0.11522 | 9 | 0.11051
9594 | 5.2 | 1 | 365 | 5.9172 | 0.9164 | 6 | 0.83361
16840 | 6.63 | 1 | 365 | 7.5444 | 0.19341 | 7 | 0.73785
12922 | 3.06 | 1 | 365 | 3.482 | 0.012345 | 3 | 0.49439
62163 | 4.845 | 1 | 365 | 5.5132 | 0.10288 | 5 | 0.61612
5325 | 6.12 | 1 | 365 | 6.9641 | 0.02469 | 6 | 0.98878
9390 | 3.06 | 1 | 365 | 3.482 | 0.012345 | 3 | 0.49439
14140 | 4.75 | 1 | 365 | 5.4051 | 0.88518 | 6 | 0.29031
12554 | 6.12 | 1 | 365 | 6.9641 | 0.02469 | 6 | 0.98878
10769 | 3.75 | 1 | 365 | 4.2672 | 0.59356 | 4 | 0.86078
10614 | 5.5 | 1 | 365 | 6.2586 | 0.60389 | 6 | 0.86247
5875 | 4.59 | 1 | 365 | 5.2231 | 0.51852 | 5 | 0.74159
11928 | 8.16 | 1 | 365 | 9.2855 | 0.69959 | 9 | 0.98505
5513 | 9.92 | 1 | 365 | 11.2882 | 0.73283 | 12 | 0.021037
11004 | 12.75 | 1 | 365 | 14.5085 | 0.2181 | 14 | 0.72663
69314 | 3.825 | 1 | 365 | 4.3526 | 0.76543 | 5 | 0.11799
7028 | 8.415 | 1 | 365 | 9.5756 | 0.28395 | 9 | 0.85958
12661 | 2.55 | 1 | 365 | 2.9017 | 0.84362 | 3 | 0.74533
9985 | 6.63 | 1 | 365 | 7.5444 | 0.19341 | 7 | 0.73785
9213 | 3.5 | 1 | 365 | 3.9827 | 0.020656 | 4 | 0.00339
8894 | 2.76 | 1 | 365 | 3.1407 | 0.32486 | 3 | 0.46553
7275 | 4.845 | 1 | 365 | 5.5132 | 0.10288 | 5 | 0.61612
8246 | 7.14 | 1 | 365 | 8.1248 | 0.36214 | 8 | 0.48692
5391 | 7.83 | 1 | 365 | 8.9099 | 0.94335 | 9 | 0.8533
5194 | 7.65 | 1 | 365 | 8.7051 | 0.53086 | 9 | 0.23598
17606 | 5.5 | 1 | 365 | 6.2586 | 0.60389 | 6 | 0.86247
9807 | 3.57 | 1 | 365 | 4.0624 | 0.18107 | 4 | 0.24346
11288 | 8.67 | 1 | 365 | 9.8658 | 0.86831 | 10 | 0.73411
18507 | 13.77 | 1 | 365 | 15.6692 | 0.55555 | 16 | 0.22477
62809 | 8.505 | 1 | 365 | 9.678 | 0.49019 | 10 | 0.16824
5946 | 3.825 | 1 | 365 | 4.3526 | 0.76543 | 5 | 0.11799
12499 | 6.24 | 1 | 365 | 7.1006 | 0.29968 | 7 | 0.40033
5633 | 9.315 | 1 | 365 | 10.5998 | 0.3464 | 10 | 0.94617
26661 | 7.5 | 1 | 365 | 8.5344 | 0.18712 | 8 | 0.72155
11860 | 6.867 | 1 | 365 | 7.8141 | 0.73653 | 8 | 0.55065
29400 | 11.772 | 1 | 365 | 13.3956 | 0.9769 | 14 | 0.37254
13331 | 13.4 | 1 | 365 | 15.2482 | 0.70765 | 15 | 0.95584
9236 | 7 | 1 | 365 | 7.9655 | 0.041312 | 8 | 0.00678
13203 | 8.1 | 1 | 365 | 9.2172 | 0.56209 | 9 | 0.77927
6470 | 7.42 | 1 | 365 | 8.4434 | 0.0037907 | 8 | 0.44719
6371 | 6.867 | 1 | 365 | 7.8141 | 0.73653 | 8 | 0.55065
19422 | 4.59 | 1 | 365 | 5.2231 | 0.51852 | 5 | 0.74159
14573 | 10.455 | 1 | 365 | 11.897 | 0.95885 | 12 | 0.85584
5431 | 6 | 1 | 365 | 6.8275 | 0.7497 | 7 | 0.57724
6277 | 4.75 | 1 | 365 | 5.4051 | 0.88518 | 6 | 0.29031
9824 | 9.69 | 1 | 365 | 11.0265 | 0.20576 | 11 | 0.23224
5870 | 5.355 | 1 | 365 | 6.0936 | 0.2716 | 6 | 0.36519
20509 | 8.415 | 1 | 365 | 9.5756 | 0.28395 | 9 | 0.85958
5739 | 3.27 | 1 | 365 | 3.721 | 0.49358 | 4 | 0.2146
10847 | 6.12 | 1 | 365 | 6.9641 | 0.02469 | 6 | 0.98878
8871 | 8.8 | 1 | 365 | 10.0137 | 0.16622 | 10 | 0.17995
21015 | 6.05 | 1 | 365 | 6.8844 | 0.86428 | 7 | 0.74872
22693 | 7.7 | 1 | 365 | 8.762 | 0.64544 | 9 | 0.40746
48194 | 5.5 | 1 | 365 | 6.2586 | 0.60389 | 6 | 0.86247
5255 | 3.75 | 1 | 365 | 4.2672 | 0.59356 | 4 | 0.86078
18350 | 8.25 | 1 | 365 | 9.3879 | 0.90583 | 10 | 0.29371
14471 | 5.215 | 1 | 365 | 5.9343 | 0.95078 | 6 | 0.88505
5966 | 3.57 | 1 | 365 | 4.0624 | 0.18107 | 4 | 0.24346
14445 | 10.215 | 1 | 365 | 11.6239 | 0.40886 | 12 | 0.032751
46673 | 2.55 | 1 | 365 | 2.9017 | 0.90171 | 3 | 0.80341
18615 | 10.45 | 1 | 365 | 11.8913 | 0.94739 | 12 | 0.83869
5227 | 10.25 | 1 | 365 | 11.6637 | 0.48906 | 12 | 0.15278
11330 | 12.04 | 1 | 365 | 13.7006 | 0.59106 | 14 | 0.29166
14529 | 7.365 | 1 | 365 | 8.3808 | 0.87775 | 9 | 0.25856
12829 | 8.415 | 1 | 365 | 9.5756 | 0.28395 | 9 | 0.85958
5263 | 8.925 | 1 | 365 | 10.156 | 0.45267 | 10 | 0.60864
5291 | 3 | 1 | 365 | 3.4138 | 0.87485 | 4 | 0.28862
14345 | 5.215 | 1 | 365 | 5.9343 | 0.95078 | 6 | 0.88505
5246 | 11 | 1 | 365 | 12.5172 | 0.20778 | 12 | 0.72494
5175 | 4.08 | 1 | 365 | 4.6427 | 0.34979 | 4 | 0.99252
10938 | 3.315 | 1 | 365 | 3.7722 | 0.59671 | 4 | 0.36893
11370 | 8.16 | 1 | 365 | 9.2855 | 0.69959 | 9 | 0.98505
14446 | 6.76 | 1 | 365 | 7.6924 | 0.49132 | 8 | 0.18369
11417 | 6.05 | 1 | 365 | 6.8844 | 0.86428 | 7 | 0.74872
9425 | 5.5 | 1 | 365 | 6.2586 | 0.60389 | 6 | 0.86247
6561 | 7.65 | 1 | 365 | 8.7051 | 0.53086 | 9 | 0.23598
5552 | 3.57 | 1 | 365 | 4.0624 | 0.18107 | 4 | 0.24346
14392 | 6.215 | 1 | 365 | 7.0722 | 0.24239 | 7 | 0.31459
15515 | 9 | 1 | 365 | 10.2413 | 0.62454 | 10 | 0.86586
14498 | 11.96 | 1 | 365 | 13.6096 | 0.40773 | 14 | 0.017298
14455 | 6.725 | 1 | 365 | 7.6525 | 0.41112 | 8 | 0.063657
16791 | 7.521 | 1 | 365 | 8.5583 | 0.23524 | 8 | 0.79357
24728 | 6.325 | 1 | 365 | 7.1974 | 0.49447 | 7 | 0.69184
25859 | 7.2 | 1 | 365 | 8.1931 | 0.49964 | 8 | 0.69269
14700 | 5.47 | 1 | 365 | 6.2244 | 0.53514 | 6 | 0.75958
5316 | 6.375 | 1 | 365 | 7.2543 | 0.60905 | 7 | 0.86332
14579 | 7.215 | 1 | 365 | 8.2101 | 0.53401 | 8 | 0.74413
5999 | 9.18 | 1 | 365 | 10.4461 | 0.037035 | 10 | 0.48318
14494 | 3.725 | 1 | 365 | 4.2388 | 0.53627 | 4 | 0.77504
12731 | 5.4 | 1 | 365 | 6.1448 | 0.37473 | 6 | 0.51952
10758 | 7.521 | 1 | 365 | 8.5583 | 0.23524 | 8 | 0.79357
14585 | 4.295 | 1 | 365 | 4.8874 | 0.84249 | 5 | 0.72987
8897 | 9.35 | 1 | 365 | 10.6396 | 0.42661 | 11 | 0.066199
10393 | 6.12 | 1 | 365 | 6.9641 | 0.02469 | 6 | 0.98878
11329 | 10.64 | 1 | 365 | 12.1075 | 0.38279 | 12 | 0.49031
10143 | 4.69 | 1 | 365 | 5.3369 | 0.74768 | 6 | 0.084543
22916 | 8.415 | 1 | 365 | 9.5756 | 0.28395 | 9 | 0.85958
7227 | 4.8 | 1 | 365 | 5.462 | 0.99976 | 6 | 0.46179
7675 | 7.15 | 1 | 365 | 8.1362 | 0.38505 | 8 | 0.52121
14401 | 4.47 | 1 | 365 | 5.0865 | 0.24352 | 5 | 0.33004
14403 | 3.98 | 1 | 365 | 4.5289 | 0.12063 | 4 | 0.64957
5257 | 4.59 | 1 | 365 | 5.2231 | 0.51852 | 5 | 0.74159
11757 | 3.825 | 1 | 365 | 4.3526 | 0.76543 | 5 | 0.11799
5217 | 7.395 | 1 | 365 | 8.4149 | 0.9465 | 9 | 0.36145
5430 | 6.12 | 1 | 365 | 6.9641 | 0.02469 | 6 | 0.98878
10355 | 7.425 | 1 | 365 | 8.4491 | 0.015249 | 8 | 0.46433
5971 | 3.57 | 1 | 365 | 4.0624 | 0.18107 | 4 | 0.24346
5477 | 4.59 | 1 | 365 | 5.2231 | 0.51852 | 5 | 0.74159
9153 | 2.04 | 1 | 365 | 2.3214 | 0.6749 | 2 | 0.99626
13650 | 7.395 | 1 | 365 | 8.4149 | 0.9465 | 9 | 0.36145
53319 | 9.1 | 1 | 365 | 10.3551 | 0.85371 | 11 | 0.20881
13619 | 7.155 | 1 | 365 | 8.1418 | 0.39651 | 8 | 0.53836
11373 | 5.25 | 1 | 365 | 5.9741 | 0.030984 | 6 | 0.005085
12442 | 6.885 | 1 | 365 | 7.8346 | 0.77778 | 8 | 0.61238
5261 | 7.14 | 1 | 365 | 8.1248 | 0.36214 | 8 | 0.48692
10734 | 2.04 | 1 | 365 | 2.3214 | 0.6749 | 2 | 0.99626
47212 | 5.5 | 1 | 365 | 6.2586 | 0.60389 | 6 | 0.86247
6588 | 10.725 | 1 | 365 | 12.2042 | 0.57758 | 12 | 0.78182
6622 | 5.886 | 1 | 365 | 6.6978 | 0.48845 | 7 | 0.18627
11215 | 14.535 | 1 | 365 | 16.5397 | 0.30864 | 16 | 0.84836
7104 | 6.875 | 1 | 365 | 7.8232 | 0.75486 | 8 | 0.57809
5771 | 7.65 | 1 | 365 | 8.7051 | 0.53086 | 9 | 0.23598
11445 | 6.6 | 1 | 365 | 7.5103 | 0.12467 | 7 | 0.63496
6369 | 6.625 | 1 | 365 | 7.5387 | 0.18196 | 7 | 0.7207
7669 | 10.6 | 1 | 365 | 12.062 | 0.29113 | 12 | 0.35312
34917 | 7.7 | 1 | 365 | 8.762 | 0.64544 | 9 | 0.40746
19043 | 6.72 | 1 | 365 | 7.6468 | 0.39966 | 8 | 0.046509
6053 | 4.335 | 1 | 365 | 4.9329 | 0.93416 | 5 | 0.86706
14131 | 5 | 1 | 365 | 5.6896 | 0.45808 | 6 | 0.1477
5962 | 5.2 | 1 | 365 | 5.9172 | 0.9164 | 6 | 0.83361
6524 | 9.25 | 1 | 365 | 10.5258 | 0.19745 | 10 | 0.72325
5334 | 5.865 | 1 | 365 | 6.6739 | 0.44033 | 7 | 0.11425
6346 | 4.335 | 1 | 365 | 4.9329 | 0.93416 | 5 | 0.86706
6039 | 9.18 | 1 | 365 | 10.4461 | 0.037035 | 10 | 0.48318
10621 | 8.415 | 1 | 365 | 9.5756 | 0.28395 | 9 | 0.85958
5942 | 7.14 | 1 | 365 | 8.1248 | 0.36214 | 8 | 0.48692
5974 | 7.905 | 1 | 365 | 8.9953 | 0.11522 | 9 | 0.11051
5569 | 7.14 | 1 | 365 | 8.1248 | 0.36214 | 8 | 0.48692
42492 | 4.125 | 1 | 365 | 4.6939 | 0.45292 | 5 | 0.14685
5628 | 7.975 | 1 | 365 | 9.0749 | 0.27564 | 9 | 0.35058
6640 | 10.464 | 1 | 365 | 11.9072 | 0.97947 | 12 | 0.88671
5424 | 5.355 | 1 | 365 | 6.0936 | 0.2716 | 6 | 0.36519
5867 | 6.12 | 1 | 365 | 6.9641 | 0.02469 | 6 | 0.98878
9194 | 4.335 | 1 | 365 | 4.9329 | 0.93416 | 5 | 0.86706
5258 | 2.805 | 1 | 365 | 3.1919 | 0.42798 | 3 | 0.61986
6027 | 7.5 | 1 | 365 | 8.5344 | 0.18712 | 8 | 0.72155
6045 | 5.865 | 1 | 365 | 6.6739 | 0.44033 | 7 | 0.11425
59007 | 3.57 | 1 | 365 | 4.0624 | 0.18107 | 4 | 0.24346
9496 | 7.905 | 1 | 365 | 8.9953 | 0.11522 | 9 | 0.11051
7420 | 8.68 | 1 | 365 | 9.8772 | 0.89123 | 10 | 0.76841
6636 | 14.061 | 1 | 365 | 16.0003 | 0.22241 | 16 | 0.22276
6733 | 3.315 | 1 | 365 | 3.7722 | 0.59671 | 4 | 0.36893
11811 | 3.36 | 1 | 365 | 3.8234 | 0.69983 | 4 | 0.52325
7128 | 8.415 | 1 | 365 | 9.5756 | 0.28395 | 9 | 0.85958
16165 | 7.425 | 1 | 365 | 8.4491 | 0.015249 | 8 | 0.46433
9956 | 7.905 | 1 | 365 | 8.9953 | 0.11522 | 9 | 0.11051
5267 | 10.455 | 1 | 365 | 11.897 | 0.95885 | 12 | 0.85584
12137 | 5 | 1 | 365 | 5.6896 | 0.45808 | 6 | 0.1477
5479 | 5.355 | 1 | 365 | 6.0936 | 0.2716 | 6 | 0.36519
6120 | 6.875 | 1 | 365 | 7.8232 | 0.75486 | 8 | 0.57809
7260 | 7.905 | 1 | 365 | 8.9953 | 0.11522 | 9 | 0.11051
10687 | 5.61 | 1 | 365 | 6.3838 | 0.85597 | 7 | 0.23972
6785 | 7.905 | 1 | 365 | 8.9953 | 0.11522 | 9 | 0.11051
12381 | 6.885 | 1 | 365 | 7.8346 | 0.77778 | 8 | 0.61238
7247 | 13.4 | 1 | 365 | 15.2482 | 0.70765 | 15 | 0.95584
5436 | 3.64 | 1 | 365 | 4.142 | 0.34148 | 4 | 0.48353
12935 | 6.25 | 1 | 365 | 7.112 | 0.3226 | 7 | 0.43462
5250 | 4.335 | 1 | 365 | 4.9329 | 0.93416 | 5 | 0.86706
7599 | 8.25 | 1 | 365 | 9.3879 | 0.90583 | 10 | 0.29371
6604 | 6.25 | 1 | 365 | 7.112 | 0.3226 | 7 | 0.43462
16838 | 12.24 | 1 | 365 | 13.9282 | 0.04938 | 13 | 0.97757
6443 | 9 | 1 | 365 | 10.2413 | 0.62454 | 10 | 0.86586
6635 | 12.6 | 1 | 365 | 14.3378 | 0.87436 | 15 | 0.2122
6042 | 7.395 | 1 | 365 | 8.4149 | 0.9465 | 9 | 0.36145
5253 | 3.315 | 1 | 365 | 3.7722 | 0.59671 | 4 | 0.36893
17098 | 3.57 | 1 | 365 | 4.0624 | 0.18107 | 4 | 0.24346
17186 | 4.08 | 1 | 365 | 4.6427 | 0.34979 | 4 | 0.99252
5346 | 3.315 | 1 | 365 | 3.7722 | 0.77222 | 4 | 0.54444
11244 | 5.61 | 1 | 365 | 6.3838 | 0.85597 | 7 | 0.23972
8898 | 4.95 | 1 | 365 | 5.6327 | 0.3435 | 5 | 0.97622
19596 | 7.7 | 1 | 365 | 8.762 | 0.64544 | 9 | 0.40746
5596 | 9.5 | 1 | 365 | 10.8103 | 0.77035 | 11 | 0.58063
9507 | 4.94 | 1 | 365 | 5.6213 | 0.32058 | 5 | 0.94193
9987 | 2.295 | 1 | 365 | 2.6115 | 0.25926 | 2 | 0.87079
13674 | 6.12 | 1 | 365 | 6.9641 | 0.02469 | 6 | 0.98878
5228 | 6.63 | 1 | 365 | 7.5444 | 0.19341 | 7 | 0.73785
15025 | 6.05 | 1 | 365 | 6.8844 | 0.86428 | 7 | 0.74872
20500 | 6.885 | 1 | 365 | 7.8346 | 0.77778 | 8 | 0.61238
5917 | 3.06 | 1 | 365 | 3.482 | 0.012345 | 3 | 0.49439
11124 | 8.925 | 1 | 365 | 10.156 | 0.45267 | 10 | 0.60864
6954 | 5.1 | 1 | 365 | 5.8034 | 0.68724 | 6 | 0.49065
10796 | 4.94 | 1 | 365 | 5.6213 | 0.32058 | 5 | 0.94193
5290 | 6.12 | 1 | 365 | 6.9641 | 0.02469 | 6 | 0.98878
5770 | 3.57 | 1 | 365 | 4.0624 | 0.18107 | 4 | 0.24346
11224 | 3.315 | 1 | 365 | 3.7722 | 0.59671 | 4 | 0.36893
6141 | 2.295 | 1 | 365 | 2.6115 | 0.25926 | 2 | 0.87079
10128 | 2.805 | 1 | 365 | 3.1919 | 0.42798 | 3 | 0.61986
6615 | 3.92 | 1 | 365 | 4.4607 | 0.98313 | 5 | 0.4438
6035 | 9.435 | 1 | 365 | 10.7363 | 0.6214 | 11 | 0.35771
11318 | 8.67 | 1 | 365 | 9.8658 | 0.86831 | 10 | 0.73411
11242 | 7.395 | 1 | 365 | 8.4149 | 0.9465 | 9 | 0.36145
20964 | 3.84 | 1 | 365 | 4.3696 | 0.79981 | 5 | 0.16943
7657 | 9.075 | 1 | 365 | 10.3267 | 0.79642 | 11 | 0.12308
5327 | 2.25 | 1 | 365 | 2.5603 | 0.15614 | 2 | 0.71646
7602 | 7.28 | 1 | 365 | 8.2841 | 0.68296 | 8 | 0.96705
14595 | 5.895 | 1 | 365 | 6.7081 | 0.50908 | 7 | 0.21714
16553 | 7.15 | 1 | 365 | 8.1362 | 0.38505 | 8 | 0.52121
14128 | 2.97 | 1 | 365 | 3.3796 | 0.8061 | 4 | 0.18573
6112 | 7.194 | 1 | 365 | 8.1862 | 0.48589 | 8 | 0.67211
6716 | 6.5 | 1 | 365 | 7.3965 | 0.8955 | 8 | 0.29201
7266 | 8.67 | 1 | 365 | 9.8658 | 0.86831 | 10 | 0.73411
9529 | 4.95 | 1 | 365 | 5.6327 | 0.3435 | 5 | 0.97622
9523 | 10.791 | 1 | 365 | 12.2793 | 0.72883 | 13 | 0.0081661
12574 | 2.2 | 1 | 365 | 2.5034 | 0.041555 | 2 | 0.54499
5363 | 3.825 | 1 | 365 | 4.3526 | 0.76543 | 5 | 0.11799
8764 | 7.25 | 1 | 365 | 8.2499 | 0.61422 | 8 | 0.86416
25576 | 6.16 | 1 | 365 | 7.0096 | 0.11635 | 7 | 0.12597
7932 | 5.775 | 1 | 365 | 6.5715 | 0.23408 | 6 | 0.80559
48705 | 14.85 | 1 | 365 | 16.8982 | 0.030498 | 16 | 0.92867
13288 | 6.63 | 1 | 365 | 7.5444 | 0.19341 | 7 | 0.73785
10852 | 5.4 | 1 | 365 | 6.1448 | 0.37473 | 6 | 0.51952
10227 | 7.395 | 1 | 365 | 8.4149 | 0.9465 | 9 | 0.36145
11044 | 5.565 | 1 | 365 | 6.3325 | 0.75284 | 7 | 0.08539
19593 | 6.6 | 1 | 365 | 7.5103 | 0.12467 | 7 | 0.63496
5248 | 8.67 | 1 | 365 | 9.8658 | 0.86831 | 10 | 0.73411
16951 | 12.42 | 1 | 365 | 14.133 | 0.13302 | 14 | 0.26603
7108 | 12 | 1 | 365 | 13.6551 | 0.49939 | 14 | 0.15448
8669 | 3.5 | 1 | 365 | 3.9827 | 0.020656 | 4 | 0.00339
16278 | 12.42 | 1 | 365 | 14.133 | 0.46187 | 14 | 0.59489
8682 | 4 | 1 | 365 | 4.5517 | 0.16646 | 4 | 0.71816
16438 | 10.965 | 1 | 365 | 12.4773 | 0.12757 | 12 | 0.60491
14105 | 11.275 | 1 | 365 | 12.8301 | 0.83797 | 13 | 0.66806
23529 | 5.355 | 1 | 365 | 6.0936 | 0.2716 | 6 | 0.36519
8111 | 2.04 | 1 | 365 | 2.3214 | 0.6749 | 2 | 0.99626
9265 | 4.845 | 1 | 365 | 5.5132 | 0.10288 | 5 | 0.61612
53855 | 3.25 | 1 | 365 | 3.6983 | 0.44775 | 4 | 0.146
5795 | 5.61 | 1 | 365 | 6.3838 | 0.85597 | 7 | 0.23972
11803 | 4.335 | 1 | 365 | 4.9329 | 0.93416 | 5 | 0.86706
13733 | 4.845 | 1 | 365 | 5.5132 | 0.10288 | 5 | 0.61612
20109 | 8.16 | 1 | 365 | 9.2855 | 0.69959 | 9 | 0.98505
12635 | 6.63 | 1 | 365 | 7.5444 | 0.19341 | 7 | 0.73785
13645 | 2.805 | 1 | 365 | 3.1919 | 0.42798 | 3 | 0.61986
5215 | 10.2 | 1 | 365 | 11.6068 | 0.37448 | 11 | 0.98131
6769 | 7.395 | 1 | 365 | 8.4149 | 0.9465 | 9 | 0.36145
11935 | 9.69 | 1 | 365 | 11.0265 | 0.20576 | 11 | 0.23224
6650 | 4.08 | 1 | 365 | 4.6427 | 0.34979 | 4 | 0.99252
6036 | 6.12 | 1 | 365 | 6.9641 | 0.02469 | 6 | 0.98878
5998 | 4.59 | 1 | 365 | 5.2231 | 0.51852 | 5 | 0.74159
5800 | 7.14 | 1 | 365 | 8.1248 | 0.36214 | 8 | 0.48692
5489 | 5.61 | 1 | 365 | 6.3838 | 0.85597 | 7 | 0.23972
15042 | 3.06 | 1 | 365 | 3.482 | 0.012345 | 3 | 0.49439
12373 | 6.885 | 1 | 365 | 7.8346 | 0.77778 | 8 | 0.61238
18739 | 4.77 | 1 | 365 | 5.4279 | 0.93101 | 6 | 0.35891
5198 | 4.59 | 1 | 365 | 5.2231 | 0.51852 | 5 | 0.74159
6309 | 5.1 | 1 | 365 | 5.8034 | 0.68724 | 6 | 0.49065
7244 | 8.97 | 1 | 365 | 10.2072 | 0.5558 | 10 | 0.76297
6903 | 5.865 | 1 | 365 | 6.6739 | 0.44033 | 7 | 0.11425
7672 | 8.91 | 1 | 365 | 10.1389 | 0.4183 | 10 | 0.5572
21137 | 9.315 | 1 | 365 | 10.5998 | 0.3464 | 10 | 0.94617
12288 | 9.9 | 1 | 365 | 11.2654 | 0.687 | 11 | 0.95245
6098 | 3.9 | 1 | 365 | 4.4379 | 0.9373 | 5 | 0.37521
10720 | 4 | 1 | 365 | 4.5517 | 0.16646 | 4 | 0.71816
10718 | 5.25 | 1 | 365 | 5.9741 | 0.030984 | 6 | 0.005085
14410 | 7.194 | 1 | 365 | 8.1862 | 0.48589 | 8 | 0.67211
6535 | 5.865 | 1 | 365 | 6.6739 | 0.44033 | 7 | 0.11425
7666 | 6.89 | 1 | 365 | 7.8403 | 0.78923 | 8 | 0.62953
5275 | 10.6 | 1 | 365 | 12.062 | 0.29113 | 12 | 0.35312
13579 | 6.05 | 1 | 365 | 6.8844 | 0.86428 | 7 | 0.74872
10972 | 6.375 | 1 | 365 | 7.2543 | 0.60905 | 7 | 0.86332
6676 | 11 | 1 | 365 | 12.5172 | 0.20778 | 12 | 0.72494
14437 | 6.725 | 1 | 365 | 7.6525 | 0.41112 | 8 | 0.063657
15078 | 6.725 | 1 | 365 | 7.6525 | 0.41112 | 8 | 0.063657
22997 | 4.47 | 1 | 365 | 5.0865 | 0.24352 | 5 | 0.33004
7722 | 7.14 | 1 | 365 | 8.1248 | 0.36214 | 8 | 0.48692
10193 | 3.315 | 1 | 365 | 3.7722 | 0.59671 | 4 | 0.36893
14717 | 10.215 | 1 | 365 | 11.6239 | 0.40886 | 12 | 0.032751
14943 | 3.725 | 1 | 365 | 4.2388 | 0.53627 | 4 | 0.77504
14462 | 7.96 | 1 | 365 | 9.0579 | 0.24126 | 9 | 0.29914
14661 | 4.79 | 1 | 365 | 5.4507 | 0.97684 | 6 | 0.4275
11538 | 3.315 | 1 | 365 | 3.7722 | 0.59671 | 4 | 0.36893
14654 | 8.47 | 1 | 365 | 9.6382 | 0.40999 | 10 | 0.048204
10940 | 3.06 | 1 | 365 | 3.482 | 0.012345 | 3 | 0.49439
14545 | 5.215 | 1 | 365 | 5.9343 | 0.95078 | 6 | 0.88505
6580 | 3.315 | 1 | 365 | 3.7722 | 0.59671 | 4 | 0.36893
14659 | 8.705 | 1 | 365 | 9.9056 | 0.94852 | 10 | 0.85415
19170 | 7.29 | 1 | 365 | 8.2955 | 0.70588 | 9 | 0.0013466
14604 | 9.96 | 1 | 365 | 11.3337 | 0.8245 | 12 | 0.15822
14942 | 7.47 | 1 | 365 | 8.5003 | 0.11837 | 8 | 0.61866
14560 | 4.98 | 1 | 365 | 5.6669 | 0.41225 | 6 | 0.079109
14520 | 7.47 | 1 | 365 | 8.5003 | 0.11837 | 8 | 0.61866
14356 | 6.47 | 1 | 365 | 7.3624 | 0.82676 | 8 | 0.18912
22720 | 6.47 | 1 | 365 | 7.3624 | 0.82676 | 8 | 0.18912
14488 | 5.47 | 1 | 365 | 6.2244 | 0.53514 | 6 | 0.75958
20532 | 11 | 1 | 365 | 12.5172 | 0.20778 | 12 | 0.72494
9164 | 3 | 1 | 365 | 3.4138 | 0.87485 | 4 | 0.28862
14098 | 8.8 | 1 | 365 | 10.0137 | 0.16622 | 10 | 0.17995
6685 | 9.66 | 1 | 365 | 10.9923 | 0.13701 | 11 | 0.12936
12732 | 4.05 | 1 | 365 | 4.6086 | 0.28104 | 4 | 0.88964
6572 | 5.175 | 1 | 365 | 5.8888 | 0.85911 | 6 | 0.74787
7065 | 3.315 | 1 | 365 | 3.7722 | 0.59671 | 4 | 0.36893
8659 | 9.9 | 1 | 365 | 11.2654 | 0.687 | 11 | 0.95245
12718 | 5.4 | 1 | 365 | 6.1448 | 0.37473 | 6 | 0.51952
11206 | 5.1 | 1 | 365 | 5.8034 | 0.68724 | 6 | 0.49065
21060 | 5.04 | 1 | 365 | 5.7351 | 0.54974 | 6 | 0.28488
13899 | 3.597 | 1 | 365 | 4.0931 | 0.24294 | 4 | 0.33606
11629 | 6.9 | 1 | 365 | 7.8517 | 0.81215 | 8 | 0.66383
14104 | 6 | 1 | 365 | 6.8275 | 0.7497 | 7 | 0.57724
14391 | 5.47 | 1 | 365 | 6.2244 | 0.53514 | 6 | 0.75958
12795 | 6.12 | 1 | 365 | 6.9641 | 0.02469 | 6 | 0.98878
15359 | 6.05 | 1 | 365 | 6.8844 | 0.86428 | 7 | 0.74872
23025 | 7.975 | 1 | 365 | 9.0749 | 0.27564 | 9 | 0.35058
11338 | 4.42 | 1 | 365 | 5.0296 | 0.12894 | 5 | 0.15857
5704 | 8.67 | 1 | 365 | 9.8658 | 0.86831 | 10 | 0.73411
18180 | 6.375 | 1 | 365 | 7.2543 | 0.60905 | 7 | 0.86332
22375 | 3.6 | 1 | 365 | 4.0965 | 0.24982 | 4 | 0.34634
5716 | 6.63 | 1 | 365 | 7.5444 | 0.19341 | 7 | 0.73785
12576 | 13.72 | 1 | 365 | 15.6123 | 0.44097 | 16 | 0.053289
16854 | 7.905 | 1 | 365 | 8.9953 | 0.11522 | 9 | 0.11051
24872 | 12.426 | 1 | 365 | 14.1398 | 0.47562 | 14 | 0.61546
6748 | 3.45 | 1 | 365 | 3.9258 | 0.90608 | 4 | 0.83191
8442 | 8.25 | 1 | 365 | 9.3879 | 0.90583 | 10 | 0.29371
24338 | 9 | 1 | 365 | 10.2413 | 0.62454 | 10 | 0.86586
5817 | 6.9 | 1 | 365 | 7.8517 | 0.81215 | 8 | 0.66383
9576 | 6.05 | 1 | 365 | 6.8844 | 0.86428 | 7 | 0.74872
5639 | 9.8 | 1 | 365 | 11.1517 | 0.45784 | 11 | 0.60949
7432 | 10.4 | 1 | 365 | 11.8344 | 0.83281 | 12 | 0.66722
5637 | 8.64 | 1 | 365 | 9.8317 | 0.79956 | 10 | 0.63123
11808 | 7.65 | 1 | 365 | 8.7051 | 0.53086 | 9 | 0.23598
53853 | 7.02 | 1 | 365 | 7.9882 | 0.087144 | 8 | 0.075371
9622 | 7.65 | 1 | 365 | 8.7051 | 0.53086 | 9 | 0.23598
7641 | 10.965 | 1 | 365 | 12.4773 | 0.12757 | 12 | 0.60491
5740 | 6.375 | 1 | 365 | 7.2543 | 0.60905 | 7 | 0.86332
7337 | 6.12 | 1 | 365 | 6.9641 | 0.02469 | 6 | 0.98878
14948 | 6.875 | 1 | 365 | 7.8232 | 0.75486 | 8 | 0.57809
32836 | 5.215 | 1 | 365 | 5.9343 | 0.95078 | 6 | 0.88505
6020 | 8.4 | 1 | 365 | 9.5586 | 0.24957 | 9 | 0.80814
5830 | 2.805 | 1 | 365 | 3.1919 | 0.42798 | 3 | 0.61986
10742 | 3.315 | 1 | 365 | 3.7722 | 0.59671 | 4 | 0.36893
11009 | 5.1 | 1 | 365 | 5.8034 | 0.68724 | 6 | 0.49065
12045 | 6.63 | 1 | 365 | 7.5444 | 0.19341 | 7 | 0.73785
5798 | 10.455 | 1 | 365 | 11.897 | 0.95885 | 12 | 0.85584
5765 | 6.12 | 1 | 365 | 6.9641 | 0.02469 | 6 | 0.98878
6497 | 2.55 | 1 | 365 | 2.9017 | 0.84362 | 3 | 0.74533
11734 | 4.14 | 1 | 365 | 4.711 | 0.48729 | 5 | 0.1983
53867 | 6.375 | 1 | 365 | 7.2543 | 0.60905 | 7 | 0.86332
6436 | 4.08 | 1 | 365 | 4.6427 | 0.34979 | 4 | 0.99252
6841 | 4.8 | 1 | 365 | 5.462 | 0.99976 | 6 | 0.46179
6101 | 7.14 | 1 | 365 | 8.1248 | 0.36214 | 8 | 0.48692
5694 | 4.655 | 1 | 365 | 5.297 | 0.66747 | 5 | 0.96451
6979 | 6 | 1 | 365 | 6.8275 | 0.7497 | 7 | 0.57724
8665 | 5.5 | 1 | 365 | 6.2586 | 0.60389 | 6 | 0.86247
21402 | 3.924 | 1 | 365 | 4.4652 | 0.9923 | 5 | 0.45751
6642 | 6.54 | 1 | 365 | 7.442 | 0.98717 | 8 | 0.42919
6008 | 9 | 1 | 365 | 10.2413 | 0.62454 | 10 | 0.86586
32292 | 6.325 | 1 | 365 | 7.1974 | 0.49447 | 7 | 0.69184
11135 | 8.925 | 1 | 365 | 10.156 | 0.45267 | 10 | 0.60864
11159 | 3.57 | 1 | 365 | 4.0624 | 0.18107 | 4 | 0.24346
5644 | 5.75 | 1 | 365 | 6.5431 | 0.17679 | 6 | 0.71985
5642 | 2.25 | 1 | 365 | 2.5603 | 0.15614 | 2 | 0.71646
5700 | 4.335 | 1 | 365 | 4.9329 | 0.93416 | 5 | 0.86706
14126 | 7.2 | 1 | 365 | 8.1931 | 0.49964 | 8 | 0.69269
9203 | 11.5 | 1 | 365 | 13.0861 | 0.35358 | 13 | 0.43971
15364 | 8.4 | 1 | 365 | 9.5586 | 0.24957 | 9 | 0.80814
7670 | 6.875 | 1 | 365 | 7.8232 | 0.75486 | 8 | 0.57809
17670 | 4.95 | 1 | 365 | 5.6327 | 0.3435 | 5 | 0.97622
5698 | 6.3 | 1 | 365 | 7.1689 | 0.43718 | 7 | 0.6061
14658 | 4.98 | 1 | 365 | 5.6669 | 0.41225 | 6 | 0.079109
10428 | 5.1 | 1 | 365 | 5.8034 | 0.68724 | 6 | 0.49065
5970 | 10.2 | 1 | 365 | 11.6068 | 0.37448 | 11 | 0.98131
6029 | 2.04 | 1 | 365 | 2.3214 | 0.6749 | 2 | 0.99626
6582 | 4.578 | 1 | 365 | 5.2094 | 0.49102 | 5 | 0.70043
12155 | 4.4 | 1 | 365 | 5.0069 | 0.08311 | 5 | 0.089976
22026 | 3.27 | 1 | 365 | 3.721 | 0.49358 | 4 | 0.2146
20966 | 5 | 1 | 365 | 5.6896 | 0.45808 | 6 | 0.1477
17117 | 6.215 | 1 | 365 | 7.0722 | 0.24239 | 7 | 0.31459
14042 | 4.59 | 1 | 365 | 5.2231 | 0.51852 | 5 | 0.74159
5842 | 6.63 | 1 | 365 | 7.5444 | 0.19341 | 7 | 0.73785
14167 | 7.35 | 1 | 365 | 8.3637 | 0.84338 | 9 | 0.20712
6679 | 6.375 | 1 | 365 | 7.2543 | 0.60905 | 7 | 0.86332
5920 | 4.2 | 1 | 365 | 4.7793 | 0.62479 | 5 | 0.40407
15521 | 7.5 | 1 | 365 | 8.5344 | 0.18712 | 8 | 0.72155
59074 | 9 | 1 | 365 | 10.2413 | 0.62454 | 10 | 0.86586
10759 | 5.6 | 1 | 365 | 6.3724 | 0.83305 | 7 | 0.20542
6046 | 6.12 | 1 | 365 | 6.9641 | 0.02469 | 6 | 0.98878
6077 | 6.12 | 1 | 365 | 6.9641 | 0.02469 | 6 | 0.98878
10800 | 3.9 | 1 | 365 | 4.4379 | 0.9373 | 5 | 0.37521
6110 | 6.12 | 1 | 365 | 6.9641 | 0.02469 | 6 | 0.98878
8816 | 6.63 | 1 | 365 | 7.5444 | 0.19341 | 7 | 0.73785
8401 | 6.885 | 1 | 365 | 7.8346 | 0.77778 | 8 | 0.61238
12303 | 11.475 | 1 | 365 | 13.0577 | 0.29629 | 13 | 0.35397
5924 | 3.825 | 1 | 365 | 4.3526 | 0.76543 | 5 | 0.11799
22621 | 10.215 | 1 | 365 | 11.6239 | 0.40886 | 12 | 0.032751
18174 | 9.25 | 1 | 365 | 10.5258 | 0.19745 | 10 | 0.72325
13969 | 5.1 | 1 | 365 | 5.8034 | 0.68724 | 6 | 0.49065
11472 | 10.8 | 1 | 365 | 12.2896 | 0.74945 | 13 | 0.039032
13349 | 8.28 | 1 | 365 | 9.422 | 0.97458 | 10 | 0.39659
21289 | 6.375 | 1 | 365 | 7.2543 | 0.60905 | 7 | 0.86332
6608 | 7.5 | 1 | 365 | 8.5344 | 0.18712 | 8 | 0.72155
16870 | 7.14 | 1 | 365 | 8.1248 | 0.36214 | 8 | 0.48692
14225 | 9.18 | 1 | 365 | 10.4461 | 0.037035 | 10 | 0.48318
7594 | 5.355 | 1 | 365 | 6.0936 | 0.2716 | 6 | 0.36519
16166 | 7.65 | 1 | 365 | 8.7051 | 0.53086 | 9 | 0.23598
12460 | 5.1 | 1 | 365 | 5.8034 | 0.68724 | 6 | 0.49065
16609 | 8.525 | 1 | 365 | 9.7008 | 0.53603 | 10 | 0.23683
7233 | 7.65 | 1 | 365 | 8.7051 | 0.53086 | 9 | 0.23598
42852 | 9.6 | 1 | 365 | 10.9241 | 0.99951 | 11 | 0.92358
13731 | 5.5 | 1 | 365 | 6.2586 | 0.60389 | 6 | 0.86247
20748 | 5 | 1 | 365 | 5.6896 | 0.45808 | 6 | 0.1477
15620 | 3.825 | 1 | 365 | 4.3526 | 0.76543 | 5 | 0.11799
6370 | 6.63 | 1 | 365 | 7.5444 | 0.19341 | 7 | 0.73785
14680 | 7.04 | 1 | 365 | 8.011 | 0.13298 | 8 | 0.14396
5887 | 6.375 | 1 | 365 | 7.2543 | 0.60905 | 7 | 0.86332
5904 | 7.14 | 1 | 365 | 8.1248 | 0.36214 | 8 | 0.48692
18343 | 9.435 | 1 | 365 | 10.7363 | 0.6214 | 11 | 0.35771
5706 | 4.2 | 1 | 365 | 4.7793 | 0.62479 | 5 | 0.40407
12242 | 10.8 | 1 | 365 | 12.2896 | 0.74945 | 13 | 0.039032
10950 | 9.18 | 1 | 365 | 10.4461 | 0.037035 | 10 | 0.48318
20698 | 4.95 | 1 | 365 | 5.6327 | 0.3435 | 5 | 0.97622
56352 | 3.825 | 1 | 365 | 4.3526 | 0.76543 | 5 | 0.11799
17168 | 3.85 | 1 | 365 | 4.381 | 0.82272 | 5 | 0.20373
18643 | 6.05 | 1 | 365 | 6.8844 | 0.86428 | 7 | 0.74872
14486 | 5.47 | 1 | 365 | 6.2244 | 0.53514 | 6 | 0.75958
18796 | 4 | 1 | 365 | 4.5517 | 0.16646 | 4 | 0.71816
26054 | 4.2 | 1 | 365 | 4.7793 | 0.62479 | 5 | 0.40407
5646 | 5.1 | 1 | 365 | 5.8034 | 0.68724 | 6 | 0.49065
5717 | 5.355 | 1 | 365 | 6.0936 | 0.2716 | 6 | 0.36519
6464 | 5.4 | 1 | 365 | 6.1448 | 0.37473 | 6 | 0.51952
6014 | 8.1 | 1 | 365 | 9.2172 | 0.56209 | 9 | 0.77927
7677 | 8.64 | 1 | 365 | 9.8317 | 0.79956 | 10 | 0.63123
7752 | 11.7 | 1 | 365 | 13.3137 | 0.81191 | 14 | 0.12562
9455 | 10.455 | 1 | 365 | 11.897 | 0.95885 | 12 | 0.85584
11709 | 6.16 | 1 | 365 | 7.0096 | 0.11635 | 7 | 0.12597
9085 | 5.1 | 1 | 365 | 5.8034 | 0.68724 | 6 | 0.49065
20429 | 12.915 | 1 | 365 | 14.6963 | 0.59622 | 15 | 0.29251
18530 | 9.35 | 1 | 365 | 10.6396 | 0.42661 | 11 | 0.066199
15493 | 7.65 | 1 | 365 | 8.7051 | 0.53086 | 9 | 0.23598
10657 | 8.67 | 1 | 365 | 9.8658 | 0.86831 | 10 | 0.73411
18629 | 7.975 | 1 | 365 | 9.0749 | 0.27564 | 9 | 0.35058
33112 | 11.825 | 1 | 365 | 13.456 | 0.098359 | 13 | 0.55431
20758 | 7.975 | 1 | 365 | 9.0749 | 0.27564 | 9 | 0.35058
5719 | 5.3 | 1 | 365 | 6.031 | 0.14556 | 6 | 0.17656
14536 | 5.47 | 1 | 365 | 6.2244 | 0.53514 | 6 | 0.75958
24036 | 5.1 | 1 | 365 | 5.8034 | 0.68724 | 6 | 0.49065
5695 | 4.48 | 1 | 365 | 5.0979 | 0.26644 | 5 | 0.36434
5898 | 6.375 | 1 | 365 | 7.2543 | 0.60905 | 7 | 0.86332
20970 | 5.76 | 1 | 365 | 6.5544 | 0.19971 | 6 | 0.75415
16820 | 8.925 | 1 | 365 | 10.156 | 0.45267 | 10 | 0.60864
14060 | 6.375 | 1 | 365 | 7.2543 | 0.60905 | 7 | 0.86332
10322 | 5.2 | 1 | 365 | 5.9172 | 0.9164 | 6 | 0.83361
10892 | 8.415 | 1 | 365 | 9.5756 | 0.28395 | 9 | 0.85958
7550 | 4.845 | 1 | 365 | 5.5132 | 0.10288 | 5 | 0.61612
5697 | 4.08 | 1 | 365 | 4.6427 | 0.34979 | 4 | 0.99252
25882 | 10.71 | 1 | 365 | 12.1872 | 0.54321 | 12 | 0.73037
9790 | 9.435 | 1 | 365 | 10.7363 | 0.6214 | 11 | 0.35771
13266 | 3.57 | 1 | 365 | 4.0624 | 0.18107 | 4 | 0.24346
22198 | 3 | 1 | 365 | 3.4138 | 0.87485 | 4 | 0.28862
11862 | 5.355 | 1 | 365 | 6.0936 | 0.2716 | 6 | 0.36519
13012 | 6.885 | 1 | 365 | 7.8346 | 0.77778 | 8 | 0.61238
12103 | 10.26 | 1 | 365 | 11.6751 | 0.51198 | 12 | 0.18708
16705 | 9.945 | 1 | 365 | 11.3167 | 0.79012 | 12 | 0.10678
10982 | 7.28 | 1 | 365 | 8.2841 | 0.68296 | 8 | 0.96705
5833 | 6.12 | 1 | 365 | 6.9641 | 0.02469 | 6 | 0.98878
6108 | 6 | 1 | 365 | 6.8275 | 0.7497 | 7 | 0.57724
17188 | 4.68 | 1 | 365 | 5.3255 | 0.72476 | 6 | 0.050247
11064 | 3 | 1 | 365 | 3.4138 | 0.87485 | 4 | 0.28862
6554 | 5.355 | 1 | 365 | 6.0936 | 0.2716 | 6 | 0.36519
7146 | 11.475 | 1 | 365 | 13.0577 | 0.29629 | 13 | 0.35397
6563 | 6 | 1 | 365 | 6.8275 | 0.7497 | 7 | 0.57724
5718 | 4.335 | 1 | 365 | 4.9329 | 0.93416 | 5 | 0.86706
6400 | 5.1 | 1 | 365 | 5.8034 | 0.68724 | 6 | 0.49065
7062 | 6.885 | 1 | 365 | 7.8346 | 0.77778 | 8 | 0.61238
25164 | 8.215 | 1 | 365 | 9.348 | 0.82563 | 10 | 0.17367
6510 | 4.59 | 1 | 365 | 5.2231 | 0.51852 | 5 | 0.74159
5923 | 6.63 | 1 | 365 | 7.5444 | 0.19341 | 7 | 0.73785
15224 | 4.77 | 1 | 365 | 5.4279 | 0.93101 | 6 | 0.35891
9929 | 3.06 | 1 | 365 | 3.482 | 0.012345 | 3 | 0.49439
5708 | 15.12 | 1 | 365 | 17.2054 | 0.64923 | 17 | 0.85464
14696 | 8.215 | 1 | 365 | 9.348 | 0.82563 | 10 | 0.17367
16463 | 7.65 | 1 | 365 | 8.7051 | 0.53086 | 9 | 0.23598
6291 | 4.8 | 1 | 365 | 5.462 | 0.99976 | 6 | 0.46179
5699 | 6 | 1 | 365 | 6.8275 | 0.7497 | 7 | 0.57724
12628 | 4.5 | 1 | 365 | 5.1207 | 0.31227 | 5 | 0.43293
14990 | 5.725 | 1 | 365 | 6.5146 | 0.1195 | 6 | 0.63412
19697 | 15 | 1 | 365 | 17.0689 | 0.37424 | 17 | 0.4431
5649 | 5.25 | 1 | 365 | 5.9741 | 0.030984 | 6 | 0.005085
14467 | 5.215 | 1 | 365 | 5.9343 | 0.95078 | 6 | 0.88505
9937 | 4.335 | 1 | 365 | 4.9329 | 0.93416 | 5 | 0.86706
11158 | 4.335 | 1 | 365 | 4.9329 | 0.93416 | 5 | 0.86706
18682 | 5.865 | 1 | 365 | 6.6739 | 0.67392 | 7 | 0.34785
8916 | 8.8 | 1 | 365 | 10.0137 | 0.16622 | 10 | 0.17995
24340 | 10.45 | 1 | 365 | 11.8913 | 0.94739 | 12 | 0.83869
8942 | 5.61 | 1 | 365 | 6.3838 | 0.85597 | 7 | 0.23972
12429 | 6.6 | 1 | 365 | 7.5103 | 0.12467 | 7 | 0.63496
5959 | 7.14 | 1 | 365 | 8.1248 | 0.36214 | 8 | 0.48692
8129 | 4.59 | 1 | 365 | 5.2231 | 0.51852 | 5 | 0.74159
11066 | 4.2 | 1 | 365 | 4.7793 | 0.62479 | 5 | 0.40407
6683 | 8.16 | 1 | 365 | 9.2855 | 0.69959 | 9 | 0.98505
14714 | 6.725 | 1 | 365 | 7.6525 | 0.41112 | 8 | 0.063657
5648 | 6.12 | 1 | 365 | 6.9641 | 0.02469 | 6 | 0.98878
9904 | 7.7 | 1 | 365 | 8.762 | 0.64544 | 9 | 0.40746
11753 | 6.12 | 1 | 365 | 6.9641 | 0.02469 | 6 | 0.98878
7056 | 5.865 | 1 | 365 | 6.6739 | 0.44033 | 7 | 0.11425
6637 | 8.502 | 1 | 365 | 9.6746 | 0.48332 | 10 | 0.15795
15109 | 5.04 | 1 | 365 | 5.7351 | 0.54974 | 6 | 0.28488
36780 | 6.36 | 1 | 365 | 7.2372 | 0.57468 | 7 | 0.81187
13379 | 6.615 | 1 | 365 | 7.5274 | 0.15904 | 7 | 0.68641
12161 | 7.848 | 1 | 365 | 8.9304 | 0.9846 | 9 | 0.91503
6611 | 9.156 | 1 | 365 | 10.4188 | 0.98204 | 11 | 0.40087
10606 | 14.04 | 1 | 365 | 15.9765 | 0.17429 | 16 | 0.15074
22770 | 3.27 | 1 | 365 | 3.721 | 0.49358 | 4 | 0.2146
6629 | 9.81 | 1 | 365 | 11.163 | 0.48075 | 11 | 0.64379
15703 | 5.5 | 1 | 365 | 6.2586 | 0.60389 | 6 | 0.86247
55273 | 5.5 | 1 | 365 | 6.2586 | 0.60389 | 6 | 0.86247
5647 | 5 | 1 | 365 | 5.6896 | 0.45808 | 6 | 0.1477
11700 | 4.86 | 1 | 365 | 5.5303 | 0.13725 | 5 | 0.66756
5782 | 4.845 | 1 | 365 | 5.5132 | 0.10288 | 5 | 0.61612
8412 | 6 | 1 | 365 | 6.8275 | 0.7497 | 7 | 0.57724
10763 | 5.07 | 1 | 365 | 5.7693 | 0.61849 | 6 | 0.38777
21252 | 4.47 | 1 | 365 | 5.0865 | 0.24352 | 5 | 0.33004
14548 | 5.725 | 1 | 365 | 6.5146 | 0.1195 | 6 | 0.63412
12158 | 6.9 | 1 | 365 | 7.8517 | 0.81215 | 8 | 0.66383
12928 | 8.502 | 1 | 365 | 9.6746 | 0.48332 | 10 | 0.15795
5725 | 7.848 | 1 | 365 | 8.9304 | 0.9846 | 9 | 0.91503
6698 | 6 | 1 | 365 | 6.8275 | 0.7497 | 7 | 0.57724
5673 | 4.95 | 1 | 365 | 5.6327 | 0.3435 | 5 | 0.97622
6154 | 8.25 | 1 | 365 | 9.3879 | 0.90583 | 10 | 0.29371
5674 | 7.2 | 1 | 365 | 8.1931 | 0.49964 | 8 | 0.69269
6741 | 6.12 | 1 | 365 | 6.9641 | 0.02469 | 6 | 0.98878
6429 | 6.63 | 1 | 365 | 7.5444 | 0.19341 | 7 | 0.73785
10871 | 5.4 | 1 | 365 | 6.1448 | 0.37473 | 6 | 0.51952
6643 | 13.08 | 1 | 365 | 14.884 | 0.97434 | 15 | 0.85838
11497 | 6.72 | 1 | 365 | 7.6468 | 0.39966 | 8 | 0.046509
6638 | 11.772 | 1 | 365 | 13.3956 | 0.9769 | 14 | 0.37254
6739 | 4.75 | 1 | 365 | 5.4051 | 0.88518 | 6 | 0.29031
10298 | 7.56 | 1 | 365 | 8.6027 | 0.32462 | 8 | 0.92732
7612 | 3.924 | 1 | 365 | 4.4652 | 0.9923 | 5 | 0.45751
18499 | 8.8 | 1 | 365 | 10.0137 | 0.16622 | 10 | 0.17995
6641 | 6.54 | 1 | 365 | 7.442 | 0.98717 | 8 | 0.42919
12267 | 9.18 | 1 | 365 | 10.4461 | 0.037035 | 10 | 0.48318
21398 | 4.905 | 1 | 365 | 5.5815 | 0.24038 | 5 | 0.82189
5918 | 7.02 | 1 | 365 | 7.9882 | 0.087144 | 8 | 0.075371
13564 | 6.44 | 1 | 365 | 7.3282 | 0.75801 | 8 | 0.086238
11636 | 4.86 | 1 | 365 | 5.5303 | 0.13725 | 5 | 0.66756
16500 | 7.5 | 1 | 365 | 8.5344 | 0.18712 | 8 | 0.72155
13318 | 6.6 | 1 | 365 | 7.5103 | 0.12467 | 7 | 0.63496
12645 | 7.425 | 1 | 365 | 8.4491 | 0.015249 | 8 | 0.46433
11282 | 9.35 | 1 | 365 | 10.6396 | 0.42661 | 11 | 0.066199
11142 | 6.12 | 1 | 365 | 6.9641 | 0.02469 | 6 | 0.98878
17700 | 3.235 | 1 | 365 | 3.6812 | 0.41338 | 4 | 0.094562
26183 | 5.73 | 1 | 365 | 6.5203 | 0.13096 | 6 | 0.65126
14944 | 6.725 | 1 | 365 | 7.6525 | 0.41112 | 8 | 0.063657
14358 | 6.725 | 1 | 365 | 7.6525 | 0.41112 | 8 | 0.063657
18943 | 10.215 | 1 | 365 | 11.6239 | 0.40886 | 12 | 0.032751
15046 | 10.215 | 1 | 365 | 11.6239 | 0.40886 | 12 | 0.032751
16028 | 6.725 | 1 | 365 | 7.6525 | 0.41112 | 8 | 0.063657
5641 | 5.1 | 1 | 365 | 5.8034 | 0.68724 | 6 | 0.49065
19458 | 6.47 | 1 | 365 | 7.3624 | 0.82676 | 8 | 0.18912
14903 | 5.725 | 1 | 365 | 6.5146 | 0.1195 | 6 | 0.63412
14600 | 6.725 | 1 | 365 | 7.6525 | 0.41112 | 8 | 0.063657
14754 | 4.235 | 1 | 365 | 4.8191 | 0.70499 | 5 | 0.5241
14596 | 8.96 | 1 | 365 | 10.1958 | 0.53288 | 10 | 0.72868
14466 | 4.47 | 1 | 365 | 5.0865 | 0.24352 | 5 | 0.33004
14547 | 3.98 | 1 | 365 | 4.5289 | 0.12063 | 4 | 0.64957
14574 | 4.98 | 1 | 365 | 5.6669 | 0.41225 | 6 | 0.079109
14929 | 6.725 | 1 | 365 | 7.6525 | 0.41112 | 8 | 0.063657
15026 | 7.725 | 1 | 365 | 8.7905 | 0.70273 | 9 | 0.4932
20967 | 6.725 | 1 | 365 | 7.6525 | 0.41112 | 8 | 0.063657
14938 | 4.98 | 1 | 365 | 5.6669 | 0.41225 | 6 | 0.079109
26244 | 8.07 | 1 | 365 | 9.183 | 0.49334 | 9 | 0.67639
20260 | 12.13 | 1 | 365 | 13.803 | 0.7973 | 14 | 0.60032
25169 | 6.375 | 1 | 365 | 7.2543 | 0.60905 | 7 | 0.86332
14058 | 6.885 | 1 | 365 | 7.8346 | 0.77778 | 8 | 0.61238
7040 | 10.2 | 1 | 365 | 11.6068 | 0.37448 | 11 | 0.98131
14742 | 5.98 | 1 | 365 | 6.8048 | 0.70386 | 7 | 0.50865
14353 | 5.725 | 1 | 365 | 6.5146 | 0.1195 | 6 | 0.63412
14459 | 7.47 | 1 | 365 | 8.5003 | 0.11837 | 8 | 0.61866
23298 | 6.725 | 1 | 365 | 7.6525 | 0.41112 | 8 | 0.063657
14638 | 7.14 | 1 | 365 | 8.1248 | 0.36214 | 8 | 0.48692
6067 | 4.845 | 1 | 365 | 5.5132 | 0.10288 | 5 | 0.61612
16468 | 6.63 | 1 | 365 | 7.5444 | 0.19341 | 7 | 0.73785
22723 | 4.98 | 1 | 365 | 5.6669 | 0.41225 | 6 | 0.079109
18820 | 10.965 | 1 | 365 | 12.4773 | 0.12757 | 12 | 0.60491
23005 | 4.47 | 1 | 365 | 5.0865 | 0.24352 | 5 | 0.33004
10855 | 4.59 | 1 | 365 | 5.2231 | 0.51852 | 5 | 0.74159
15905 | 4.845 | 1 | 365 | 5.5132 | 0.10288 | 5 | 0.61612
14118 | 3 | 1 | 365 | 3.4138 | 0.87485 | 4 | 0.28862
21055 | 11.04 | 1 | 365 | 12.5627 | 0.29944 | 12 | 0.86212
14961 | 5.47 | 1 | 365 | 6.2244 | 0.53514 | 6 | 0.75958
11863 | 3.3 | 1 | 365 | 3.7551 | 0.56233 | 4 | 0.31748
9660 | 5.1 | 1 | 365 | 5.8034 | 0.68724 | 6 | 0.49065
6577 | 4.59 | 1 | 365 | 5.2231 | 0.51852 | 5 | 0.74159
14720 | 3.725 | 1 | 365 | 4.2388 | 0.53627 | 4 | 0.77504
17176 | 5.47 | 1 | 365 | 6.2244 | 0.53514 | 6 | 0.75958
9757 | 4.08 | 1 | 365 | 4.6427 | 0.34979 | 4 | 0.99252
17164 | 7.75 | 1 | 365 | 8.8189 | 0.76002 | 9 | 0.57893
15009 | 6.325 | 1 | 365 | 7.1974 | 0.49447 | 7 | 0.69184
15001 | 5.215 | 1 | 365 | 5.9343 | 0.95078 | 6 | 0.88505
14950 | 5.98 | 1 | 365 | 6.8048 | 0.70386 | 7 | 0.50865
23294 | 7.96 | 1 | 365 | 9.0579 | 0.24126 | 9 | 0.29914
8895 | 9.66 | 1 | 365 | 10.9923 | 0.13701 | 11 | 0.12936
14511 | 6.215 | 1 | 365 | 7.0722 | 0.24239 | 7 | 0.31459
16040 | 9.75 | 1 | 365 | 11.0948 | 0.34326 | 11 | 0.43801
21617 | 8.47 | 1 | 365 | 9.6382 | 0.40999 | 10 | 0.048204
20977 | 4.235 | 1 | 365 | 4.8191 | 0.70499 | 5 | 0.5241
6021 | 4.59 | 1 | 365 | 5.2231 | 0.51852 | 5 | 0.74159
14756 | 5.725 | 1 | 365 | 6.5146 | 0.1195 | 6 | 0.63412
9811 | 5.355 | 1 | 365 | 6.0936 | 0.2716 | 6 | 0.36519
12464 | 10.965 | 1 | 365 | 12.4773 | 0.12757 | 12 | 0.60491
10325 | 7.14 | 1 | 365 | 8.1248 | 0.36214 | 8 | 0.48692
6338 | 6.24 | 1 | 365 | 7.1006 | 0.29968 | 7 | 0.40033
6786 | 9.9 | 1 | 365 | 11.2654 | 0.687 | 11 | 0.95245
20254 | 6.875 | 1 | 365 | 7.8232 | 0.75486 | 8 | 0.57809
11864 | 7.14 | 1 | 365 | 8.1248 | 0.36214 | 8 | 0.48692
5643 | 4.5 | 1 | 365 | 5.1207 | 0.31227 | 5 | 0.43293
13858 | 4.08 | 1 | 365 | 4.6427 | 0.34979 | 4 | 0.99252
7314 | 6 | 1 | 365 | 6.8275 | 0.7497 | 7 | 0.57724
14083 | 5.1 | 1 | 365 | 5.8034 | 0.68724 | 6 | 0.49065
14110 | 4.08 | 1 | 365 | 4.6427 | 0.34979 | 4 | 0.99252
12156 | 7.2 | 1 | 365 | 8.1931 | 0.49964 | 8 | 0.69269
16543 | 8.925 | 1 | 365 | 10.156 | 0.45267 | 10 | 0.60864
18198 | 8.67 | 1 | 365 | 9.8658 | 0.86831 | 10 | 0.73411
21890 | 9.715 | 1 | 365 | 11.0549 | 0.26305 | 11 | 0.31798
10305 | 10.07 | 1 | 365 | 11.4589 | 0.076573 | 11 | 0.53547
8679 | 9.075 | 1 | 365 | 10.3267 | 0.79642 | 11 | 0.12308
21077 | 8.35 | 1 | 365 | 9.5017 | 0.13499 | 9 | 0.63666
11793 | 5.94 | 1 | 365 | 6.7593 | 0.6122 | 7 | 0.37147
12179 | 6.213 | 1 | 365 | 7.0699 | 0.23781 | 7 | 0.30773
24319 | 7.725 | 1 | 365 | 8.7905 | 0.70273 | 9 | 0.4932
17174 | 9.215 | 1 | 365 | 10.486 | 0.11724 | 10 | 0.60321
23000 | 3.98 | 1 | 365 | 4.5289 | 0.12063 | 4 | 0.64957
12953 | 13.77 | 1 | 365 | 15.6692 | 0.55555 | 16 | 0.22477
16663 | 2.64 | 1 | 365 | 3.0041 | 0.049866 | 3 | 0.053986
12418 | 11.61 | 1 | 365 | 13.2113 | 0.60566 | 13 | 0.81696
9673 | 3.57 | 1 | 365 | 4.0624 | 0.18107 | 4 | 0.24346
15513 | 9.18 | 1 | 365 | 10.4461 | 0.037035 | 10 | 0.48318
8968 | 6.3 | 1 | 365 | 7.1689 | 0.43718 | 7 | 0.6061
16344 | 8.1 | 1 | 365 | 9.2172 | 0.56209 | 9 | 0.77927
6316 | 5.865 | 1 | 365 | 6.6739 | 0.44033 | 7 | 0.11425
15857 | 6.3 | 1 | 365 | 7.1689 | 0.43718 | 7 | 0.6061
14969 | 8.47 | 1 | 365 | 9.6382 | 0.40999 | 10 | 0.048204
25146 | 8.47 | 1 | 365 | 9.6382 | 0.40999 | 10 | 0.048204
10152 | 5.61 | 1 | 365 | 6.3838 | 0.85597 | 7 | 0.23972
5814 | 6.63 | 1 | 365 | 7.5444 | 0.19341 | 7 | 0.73785
7558 | 7.14 | 1 | 365 | 8.1248 | 0.36214 | 8 | 0.48692
5727 | 7.905 | 1 | 365 | 8.9953 | 0.11522 | 9 | 0.11051
29052 | 10.215 | 1 | 365 | 11.6239 | 0.40886 | 12 | 0.032751
21692 | 6.215 | 1 | 365 | 7.0722 | 0.24239 | 7 | 0.31459
14973 | 8.47 | 1 | 365 | 9.6382 | 0.40999 | 10 | 0.048204
24314 | 5.215 | 1 | 365 | 5.9343 | 0.95078 | 6 | 0.88505
14182 | 9.3 | 1 | 365 | 10.5827 | 0.31203 | 10 | 0.89472
23375 | 5.1 | 1 | 365 | 5.8034 | 0.68724 | 6 | 0.49065
24323 | 6.96 | 1 | 365 | 7.92 | 0.94965 | 8 | 0.8696
12050 | 7.65 | 1 | 365 | 8.7051 | 0.53086 | 9 | 0.23598
13728 | 6.6 | 1 | 365 | 7.5103 | 0.12467 | 7 | 0.63496
8868 | 9.9 | 1 | 365 | 11.2654 | 0.687 | 11 | 0.95245
58569 | 3.36 | 1 | 365 | 3.8234 | 0.69983 | 4 | 0.52325
12355 | 7.14 | 1 | 365 | 8.1248 | 0.36214 | 8 | 0.48692
7680 | 6.72 | 1 | 365 | 7.6468 | 0.39966 | 8 | 0.046509
24227 | 5.4 | 1 | 365 | 6.1448 | 0.37473 | 6 | 0.51952
8872 | 10.6 | 1 | 365 | 12.062 | 0.29113 | 12 | 0.35312
15358 | 6.44 | 1 | 365 | 7.3282 | 0.75801 | 8 | 0.086238
6918 | 5.1 | 1 | 365 | 5.8034 | 0.68724 | 6 | 0.49065
7121 | 6.48 | 1 | 365 | 7.3737 | 0.84967 | 8 | 0.22342
21302 | 5.225 | 1 | 365 | 5.9457 | 0.97369 | 6 | 0.91935
29402 | 9.975 | 1 | 365 | 11.3508 | 0.85887 | 12 | 0.20966
9108 | 6.36 | 1 | 365 | 7.2372 | 0.57468 | 7 | 0.81187
12248 | 5.94 | 1 | 365 | 6.7593 | 0.6122 | 7 | 0.37147
10293 | 14.945 | 1 | 365 | 17.0063 | 0.0062742 | 17 | 0.012548
11721 | 3 | 1 | 365 | 3.4138 | 0.87485 | 4 | 0.28862
17754 | 3.57 | 1 | 365 | 4.0624 | 0.18107 | 4 | 0.24346
10996 | 6.72 | 1 | 365 | 7.6468 | 0.39966 | 8 | 0.046509
11170 | 6.12 | 1 | 365 | 6.9641 | 0.02469 | 6 | 0.98878
9106 | 6.12 | 1 | 365 | 6.9641 | 0.02469 | 6 | 0.98878
11339 | 6.48 | 1 | 365 | 7.3737 | 0.84967 | 8 | 0.22342
8285 | 5.355 | 1 | 365 | 6.0936 | 0.2716 | 6 | 0.36519
17379 | 4.08 | 1 | 365 | 4.6427 | 0.34979 | 4 | 0.99252
35029 | 6.27 | 1 | 365 | 7.1348 | 0.36843 | 7 | 0.50322
15774 | 2.24 | 1 | 365 | 2.5489 | 0.13322 | 2 | 0.68217
15296 | 8.91 | 1 | 365 | 10.1389 | 0.4183 | 10 | 0.5572
6930 | 8.845 | 1 | 365 | 10.0649 | 0.26934 | 10 | 0.33428
10748 | 5.75 | 1 | 365 | 6.5431 | 0.17679 | 6 | 0.71985
7291 | 2.805 | 1 | 365 | 3.1919 | 0.42798 | 3 | 0.61986
6939 | 2.04 | 1 | 365 | 2.3214 | 0.6749 | 2 | 0.99626
51205 | 4.4 | 1 | 365 | 5.0069 | 0.08311 | 5 | 0.089976
7030 | 9.18 | 1 | 365 | 10.4461 | 0.037035 | 10 | 0.48318
11936 | 15 | 1 | 365 | 17.0689 | 0.37424 | 17 | 0.4431
14433 | 9.945 | 1 | 365 | 11.3167 | 0.79012 | 12 | 0.10678
13441 | 8.37 | 1 | 365 | 9.5244 | 0.18083 | 9 | 0.70525
12016 | 6.25 | 1 | 365 | 7.112 | 0.3226 | 7 | 0.43462
10389 | 6.44 | 1 | 365 | 7.3282 | 0.75801 | 8 | 0.086238
9102 | 5.67 | 1 | 365 | 6.452 | 0.99346 | 7 | 0.44549
12816 | 7.521 | 1 | 365 | 8.5583 | 0.23524 | 8 | 0.79357
9494 | 9.6 | 1 | 365 | 10.9241 | 0.99951 | 11 | 0.92358
19711 | 14.84 | 1 | 365 | 16.8868 | 0.0075814 | 16 | 0.89437
17313 | 4.32 | 1 | 365 | 4.9158 | 0.89978 | 5 | 0.81561
10724 | 4.59 | 1 | 365 | 5.2231 | 0.51852 | 5 | 0.74159
7307 | 5.1 | 1 | 365 | 5.8034 | 0.68724 | 6 | 0.49065
8127 | 11 | 1 | 365 | 12.5172 | 0.20778 | 12 | 0.72494
11437 | 4.095 | 1 | 365 | 4.6598 | 0.38417 | 5 | 0.043966
10399 | 6.6 | 1 | 365 | 7.5103 | 0.12467 | 7 | 0.63496
22458 | 4.251 | 1 | 365 | 4.8373 | 0.74166 | 5 | 0.57897
12289 | 10.8 | 1 | 365 | 12.2896 | 0.74945 | 13 | 0.039032
18638 | 7.15 | 1 | 365 | 8.1362 | 0.38505 | 8 | 0.52121
10750 | 8.67 | 1 | 365 | 9.8658 | 0.86831 | 10 | 0.73411
7771 | 5.865 | 1 | 365 | 6.6739 | 0.44033 | 7 | 0.11425
15972 | 8.75 | 1 | 365 | 9.9568 | 0.05164 | 10 | 0.008475
9343 | 6.75 | 1 | 365 | 7.681 | 0.46841 | 8 | 0.1494
13832 | 2.04 | 1 | 365 | 2.3214 | 0.32136 | 2 | 0.64273
7197 | 3.06 | 1 | 365 | 3.482 | 0.012345 | 3 | 0.49439
7654 | 3.825 | 1 | 365 | 4.3526 | 0.76543 | 5 | 0.11799
9293 | 6.12 | 1 | 365 | 6.9641 | 0.02469 | 6 | 0.98878
9524 | 8.415 | 1 | 365 | 9.5756 | 0.28395 | 9 | 0.85958
11642 | 7.83 | 1 | 365 | 8.9099 | 0.94335 | 9 | 0.8533
6794 | 7.14 | 1 | 365 | 8.1248 | 0.36214 | 8 | 0.48692
8896 | 6.75 | 1 | 365 | 7.681 | 0.46841 | 8 | 0.1494
9688 | 5.1 | 1 | 365 | 5.8034 | 0.68724 | 6 | 0.49065
9442 | 5.98 | 1 | 365 | 6.8048 | 0.70386 | 7 | 0.50865
7329 | 3.57 | 1 | 365 | 4.0624 | 0.18107 | 4 | 0.24346
14558 | 5.98 | 1 | 365 | 6.8048 | 0.70386 | 7 | 0.50865
9177 | 7.2 | 1 | 365 | 8.1931 | 0.49964 | 8 | 0.69269
8277 | 3.57 | 1 | 365 | 4.0624 | 0.18107 | 4 | 0.24346
6936 | 6.12 | 1 | 365 | 6.9641 | 0.02469 | 6 | 0.98878
7164 | 4.75 | 1 | 365 | 5.4051 | 0.88518 | 6 | 0.29031
11436 | 7.15 | 1 | 365 | 8.1362 | 0.38505 | 8 | 0.52121
6797 | 5.5 | 1 | 365 | 6.2586 | 0.60389 | 6 | 0.86247
6795 | 6.63 | 1 | 365 | 7.5444 | 0.19341 | 7 | 0.73785
6800 | 7.42 | 1 | 365 | 8.4434 | 0.0037907 | 8 | 0.44719
7474 | 7.5 | 1 | 365 | 8.5344 | 0.18712 | 8 | 0.72155
7235 | 3.597 | 1 | 365 | 4.0931 | 0.24294 | 4 | 0.33606
6799 | 10.464 | 1 | 365 | 11.9072 | 0.97947 | 12 | 0.88671
20278 | 4.335 | 1 | 365 | 4.9329 | 0.93416 | 5 | 0.86706
7289 | 11.5 | 1 | 365 | 13.0861 | 0.35358 | 13 | 0.43971
9628 | 11.5 | 1 | 365 | 13.0861 | 0.35358 | 13 | 0.43971
8327 | 5.61 | 1 | 365 | 6.3838 | 0.85597 | 7 | 0.23972
10212 | 4.59 | 1 | 365 | 5.2231 | 0.51852 | 5 | 0.74159
10623 | 2.55 | 1 | 365 | 2.9017 | 0.84362 | 3 | 0.74533
8291 | 3.06 | 1 | 365 | 3.482 | 0.012345 | 3 | 0.49439
9870 | 6.12 | 1 | 365 | 6.9641 | 0.02469 | 6 | 0.98878
6924 | 8.925 | 1 | 365 | 10.156 | 0.45267 | 10 | 0.60864
11844 | 4.5 | 1 | 365 | 5.1207 | 0.31227 | 5 | 0.43293
12369 | 6.63 | 1 | 365 | 7.5444 | 0.19341 | 7 | 0.73785
20450 | 3.57 | 1 | 365 | 4.0624 | 0.18107 | 4 | 0.24346
6851 | 5.1 | 1 | 365 | 5.8034 | 0.68724 | 6 | 0.49065
23168 | 2.205 | 1 | 365 | 2.5091 | 0.053013 | 2 | 0.56214
11371 | 9.72 | 1 | 365 | 11.0606 | 0.27451 | 11 | 0.33513
16285 | 4.05 | 1 | 365 | 4.6086 | 0.28104 | 4 | 0.88964
34557 | 9.45 | 1 | 365 | 10.7534 | 0.65577 | 11 | 0.40915
20617 | 9.1 | 1 | 365 | 10.3551 | 0.85371 | 11 | 0.20881
7170 | 6.63 | 1 | 365 | 7.5444 | 0.19341 | 7 | 0.73785
9941 | 5.2 | 1 | 365 | 5.9172 | 0.9164 | 6 | 0.83361
8481 | 7.395 | 1 | 365 | 8.4149 | 0.9465 | 9 | 0.36145
7842 | 4.05 | 1 | 365 | 4.6086 | 0.28104 | 4 | 0.88964
12748 | 5.355 | 1 | 365 | 6.0936 | 0.2716 | 6 | 0.36519
15883 | 7.65 | 1 | 365 | 8.7051 | 0.53086 | 9 | 0.23598
20304 | 14.79 | 1 | 365 | 16.8299 | 0.893 | 17 | 0.7229
7765 | 3.06 | 1 | 365 | 3.482 | 0.012345 | 3 | 0.49439
17298 | 7.56 | 1 | 365 | 8.6027 | 0.32462 | 8 | 0.92732
12287 | 8.91 | 1 | 365 | 10.1389 | 0.4183 | 10 | 0.5572
9441 | 9.9 | 1 | 365 | 11.2654 | 0.687 | 11 | 0.95245
9890 | 5.1 | 1 | 365 | 5.8034 | 0.68724 | 6 | 0.49065
9682 | 5.5 | 1 | 365 | 6.2586 | 0.60389 | 6 | 0.86247
15711 | 6.75 | 1 | 365 | 7.681 | 0.46841 | 8 | 0.1494
9522 | 5.565 | 1 | 365 | 6.3325 | 0.75284 | 7 | 0.08539
9687 | 5.865 | 1 | 365 | 6.6739 | 0.44033 | 7 | 0.11425
15300 | 5.5 | 1 | 365 | 6.2586 | 0.60389 | 6 | 0.86247
20905 | 5.232 | 1 | 365 | 5.9536 | 0.98973 | 6 | 0.94335
7471 | 3.36 | 1 | 365 | 3.8234 | 0.69983 | 4 | 0.52325
22205 | 9.72 | 1 | 365 | 11.0606 | 0.27451 | 11 | 0.33513
8893 | 6.21 | 1 | 365 | 7.0665 | 0.23094 | 7 | 0.29744
9530 | 7.7 | 1 | 365 | 8.762 | 0.64544 | 9 | 0.40746
16975 | 9.18 | 1 | 365 | 10.4461 | 0.037035 | 10 | 0.48318
9404 | 7.7 | 1 | 365 | 8.762 | 0.64544 | 9 | 0.40746
17043 | 7.14 | 1 | 365 | 8.1248 | 0.36214 | 8 | 0.48692
14419 | 7.84 | 1 | 365 | 8.9213 | 0.96627 | 9 | 0.88759
11439 | 9.945 | 1 | 365 | 11.3167 | 0.79012 | 12 | 0.10678
36782 | 6.21 | 1 | 365 | 7.0665 | 0.23094 | 7 | 0.29744
14521 | 9.96 | 1 | 365 | 11.3337 | 0.8245 | 12 | 0.15822
12668 | 3.9 | 1 | 365 | 4.4379 | 0.9373 | 5 | 0.37521
13972 | 5.25 | 1 | 365 | 5.9741 | 0.030984 | 6 | 0.005085
53104 | 12.75 | 1 | 365 | 14.5085 | 0.2181 | 14 | 0.72663
42564 | 4.275 | 1 | 365 | 4.8646 | 0.79666 | 5 | 0.66128
17106 | 6.5 | 1 | 365 | 7.3965 | 0.8955 | 8 | 0.29201
8240 | 3.315 | 1 | 365 | 3.7722 | 0.59671 | 4 | 0.36893
10880 | 8.1 | 1 | 365 | 9.2172 | 0.56209 | 9 | 0.77927
11352 | 2.04 | 1 | 365 | 2.3214 | 0.6749 | 2 | 0.99626
16306 | 6.375 | 1 | 365 | 7.2543 | 0.60905 | 7 | 0.86332
12284 | 6.885 | 1 | 365 | 7.8346 | 0.77778 | 8 | 0.61238
11120 | 4.08 | 1 | 365 | 4.6427 | 0.34979 | 4 | 0.99252
7236 | 8.4 | 1 | 365 | 9.5586 | 0.24957 | 9 | 0.80814
13634 | 4.42 | 1 | 365 | 5.0296 | 0.12894 | 5 | 0.15857
8699 | 5.5 | 1 | 365 | 6.2586 | 0.60389 | 6 | 0.86247
21676 | 6.05 | 1 | 365 | 6.8844 | 0.86428 | 7 | 0.74872
56353 | 4.578 | 1 | 365 | 5.2094 | 0.49102 | 5 | 0.70043
6821 | 3.315 | 1 | 365 | 3.7722 | 0.59671 | 4 | 0.36893
8646 | 8.925 | 1 | 365 | 10.156 | 0.45267 | 10 | 0.60864
16935 | 2.295 | 1 | 365 | 2.6115 | 0.25926 | 2 | 0.87079
7200 | 5.61 | 1 | 365 | 6.3838 | 0.85597 | 7 | 0.23972
6971 | 7.65 | 1 | 365 | 8.7051 | 0.53086 | 9 | 0.23598
6803 | 4.69 | 1 | 365 | 5.3369 | 0.74768 | 6 | 0.084543
7149 | 5.865 | 1 | 365 | 6.6739 | 0.44033 | 7 | 0.11425
7159 | 8.16 | 1 | 365 | 9.2855 | 0.69959 | 9 | 0.98505
15541 | 15 | 1 | 365 | 17.0689 | 0.37424 | 17 | 0.4431
13753 | 4.59 | 1 | 365 | 5.2231 | 0.51852 | 5 | 0.74159
7122 | 7.245 | 1 | 365 | 8.2443 | 0.60276 | 8 | 0.84702
7096 | 13.11 | 1 | 365 | 14.9182 | 0.043086 | 14 | 0.96127
6940 | 6.21 | 1 | 365 | 7.0665 | 0.23094 | 7 | 0.29744
10106 | 8.28 | 1 | 365 | 9.422 | 0.97458 | 10 | 0.39659
22185 | 5 | 1 | 365 | 5.6896 | 0.45808 | 6 | 0.1477
7156 | 6.75 | 1 | 365 | 7.681 | 0.46841 | 8 | 0.1494
7152 | 9.75 | 1 | 365 | 11.0948 | 0.34326 | 11 | 0.43801
7261 | 9.435 | 1 | 365 | 10.7363 | 0.6214 | 11 | 0.35771
22127 | 5 | 1 | 365 | 5.6896 | 0.45808 | 6 | 0.1477
22123 | 6 | 1 | 365 | 6.8275 | 0.7497 | 7 | 0.57724
6805 | 4.86 | 1 | 365 | 5.5303 | 0.13725 | 5 | 0.66756
7263 | 8.28 | 1 | 365 | 9.422 | 0.97458 | 10 | 0.39659
13282 | 14.3 | 1 | 365 | 16.2723 | 0.77011 | 17 | 0.042422
53933 | 4.2 | 1 | 365 | 4.7793 | 0.62479 | 5 | 0.40407
19875 | 5.72 | 1 | 365 | 6.5089 | 0.10804 | 6 | 0.61697
9643 | 6.12 | 1 | 365 | 6.9641 | 0.02469 | 6 | 0.98878
10694 | 9.36 | 1 | 365 | 10.651 | 0.44953 | 11 | 0.10049
6992 | 4.59 | 1 | 365 | 5.2231 | 0.51852 | 5 | 0.74159
11183 | 4.335 | 1 | 365 | 4.9329 | 0.93416 | 5 | 0.86706
12688 | 6.885 | 1 | 365 | 7.8346 | 0.77778 | 8 | 0.61238
11646 | 2.55 | 1 | 365 | 2.9017 | 0.84362 | 3 | 0.74533
10237 | 8.16 | 1 | 365 | 9.2855 | 0.69959 | 9 | 0.98505
7303 | 6.5 | 1 | 365 | 7.3965 | 0.8955 | 8 | 0.29201
7269 | 8.415 | 1 | 365 | 9.5756 | 0.28395 | 9 | 0.85958
10253 | 5.865 | 1 | 365 | 6.6739 | 0.44033 | 7 | 0.11425
7325 | 6.12 | 1 | 365 | 6.9641 | 0.02469 | 6 | 0.98878
14852 | 7.54 | 1 | 365 | 8.5799 | 0.27878 | 8 | 0.85873
7173 | 6.375 | 1 | 365 | 7.2543 | 0.60905 | 7 | 0.86332
9711 | 3.57 | 1 | 365 | 4.0624 | 0.18107 | 4 | 0.24346
7306 | 3.825 | 1 | 365 | 4.3526 | 0.76543 | 5 | 0.11799
15112 | 7.5 | 1 | 365 | 8.5344 | 0.18712 | 8 | 0.72155
14448 | 8.47 | 1 | 365 | 9.6382 | 0.40999 | 10 | 0.048204
18178 | 4.845 | 1 | 365 | 5.5132 | 0.10288 | 5 | 0.61612
12200 | 6 | 1 | 365 | 6.8275 | 0.7497 | 7 | 0.57724
11241 | 7 | 1 | 365 | 7.9655 | 0.041312 | 8 | 0.00678
21372 | 5.72 | 1 | 365 | 6.5089 | 0.10804 | 6 | 0.61697
61488 | 14.79 | 1 | 365 | 16.8299 | 0.893 | 17 | 0.7229
12728 | 6.6 | 1 | 365 | 7.5103 | 0.12467 | 7 | 0.63496
16698 | 5.88 | 1 | 365 | 6.691 | 0.4747 | 7 | 0.1657
23637 | 6.16 | 1 | 365 | 7.0096 | 0.11635 | 7 | 0.12597
6895 | 8.67 | 1 | 365 | 9.8658 | 0.86831 | 10 | 0.73411
10094 | 7.56 | 1 | 365 | 8.6027 | 0.32462 | 8 | 0.92732
18601 | 4.8 | 1 | 365 | 5.462 | 0.99976 | 6 | 0.46179
18186 | 5.7 | 1 | 365 | 6.4862 | 0.062211 | 6 | 0.54838
10060 | 7.65 | 1 | 365 | 8.7051 | 0.53086 | 9 | 0.23598
8855 | 11.118 | 1 | 365 | 12.6514 | 0.47819 | 13 | 0.12963
9428 | 10.08 | 1 | 365 | 11.4703 | 0.099489 | 11 | 0.56976
16821 | 3.825 | 1 | 365 | 4.3526 | 0.76543 | 5 | 0.11799
11610 | 4.4 | 1 | 365 | 5.0069 | 0.08311 | 5 | 0.089976
24635 | 12.24 | 1 | 365 | 13.9282 | 0.04938 | 13 | 0.97757
23652 | 10.4 | 1 | 365 | 11.8344 | 0.83281 | 12 | 0.66722
9275 | 3.5 | 1 | 365 | 3.9827 | 0.020656 | 4 | 0.00339
9859 | 6 | 1 | 365 | 6.8275 | 0.7497 | 7 | 0.57724
13286 | 10.8 | 1 | 365 | 12.2896 | 0.74945 | 13 | 0.039032
22075 | 5.355 | 1 | 365 | 6.0936 | 0.2716 | 6 | 0.36519
14958 | 4.94 | 1 | 365 | 5.6213 | 0.32058 | 5 | 0.94193
12967 | 8.32 | 1 | 365 | 9.4675 | 0.066245 | 9 | 0.53377
7321 | 5.865 | 1 | 365 | 6.6739 | 0.44033 | 7 | 0.11425
11812 | 6.12 | 1 | 365 | 6.9641 | 0.02469 | 6 | 0.98878
14683 | 4.725 | 1 | 365 | 5.3767 | 0.82789 | 6 | 0.20458
7283 | 5.61 | 1 | 365 | 6.3838 | 0.85597 | 7 | 0.23972
14525 | 4.98 | 1 | 365 | 5.6669 | 0.41225 | 6 | 0.079109
22891 | 5 | 1 | 365 | 5.6896 | 0.45808 | 6 | 0.1477
58975 | 8.06 | 1 | 365 | 9.1717 | 0.47042 | 9 | 0.64209
15007 | 4.725 | 1 | 365 | 5.3767 | 0.82789 | 6 | 0.20458
7161 | 4.845 | 1 | 365 | 5.5132 | 0.10288 | 5 | 0.61612
7290 | 4.335 | 1 | 365 | 4.9329 | 0.93416 | 5 | 0.86706
13741 | 3.315 | 1 | 365 | 3.7722 | 0.59671 | 4 | 0.36893
18500 | 10.455 | 1 | 365 | 11.897 | 0.95885 | 12 | 0.85584
6807 | 9.625 | 1 | 365 | 10.9525 | 0.056804 | 11 | 0.0093225
16328 | 6.6 | 1 | 365 | 7.5103 | 0.12467 | 7 | 0.63496
14414 | 7.56 | 1 | 365 | 8.6027 | 0.32462 | 8 | 0.92732
17390 | 3.825 | 1 | 365 | 4.3526 | 0.76543 | 5 | 0.11799
14431 | 8.67 | 1 | 365 | 9.8658 | 0.86831 | 10 | 0.73411
15765 | 10.4 | 1 | 365 | 11.8344 | 0.83281 | 12 | 0.66722
18657 | 10.4 | 1 | 365 | 11.8344 | 0.83281 | 12 | 0.66722
10832 | 6.375 | 1 | 365 | 7.2543 | 0.60905 | 7 | 0.86332
9626 | 3.825 | 1 | 365 | 4.3526 | 0.76543 | 5 | 0.11799
7193 | 5.61 | 1 | 365 | 6.3838 | 0.85597 | 7 | 0.23972
13231 | 7.15 | 1 | 365 | 8.1362 | 0.38505 | 8 | 0.52121
22640 | 6.215 | 1 | 365 | 7.0722 | 0.24239 | 7 | 0.31459
8381 | 8.16 | 1 | 365 | 9.2855 | 0.69959 | 9 | 0.98505
14987 | 8.47 | 1 | 365 | 9.6382 | 0.40999 | 10 | 0.048204
22730 | 4.235 | 1 | 365 | 4.8191 | 0.70499 | 5 | 0.5241
9638 | 4.59 | 1 | 365 | 5.2231 | 0.51852 | 5 | 0.74159
10943 | 4.5 | 1 | 365 | 5.1207 | 0.31227 | 5 | 0.43293
20962 | 6.24 | 1 | 365 | 7.1006 | 0.29968 | 7 | 0.40033
10740 | 3.825 | 1 | 365 | 4.3526 | 0.76543 | 5 | 0.11799
11119 | 2.55 | 1 | 365 | 2.9017 | 0.84362 | 3 | 0.74533
15429 | 8.64 | 1 | 365 | 9.8317 | 0.79956 | 10 | 0.63123
21149 | 9.81 | 1 | 365 | 11.163 | 0.48075 | 11 | 0.64379
50046 | 4.95 | 1 | 365 | 5.6327 | 0.3435 | 5 | 0.97622
15461 | 5.355 | 1 | 365 | 6.0936 | 0.2716 | 6 | 0.36519
12625 | 6.375 | 1 | 365 | 7.2543 | 0.60905 | 7 | 0.86332
7281 | 9.18 | 1 | 365 | 10.4461 | 0.037035 | 10 | 0.48318
9596 | 8.16 | 1 | 365 | 9.2855 | 0.69959 | 9 | 0.98505
8867 | 14.84 | 1 | 365 | 16.8868 | 0.0075814 | 16 | 0.89437
7068 | 3.825 | 1 | 365 | 4.3526 | 0.76543 | 5 | 0.11799
11294 | 14.84 | 1 | 365 | 16.8868 | 0.0075814 | 16 | 0.89437
9931 | 9.483 | 1 | 365 | 10.7909 | 0.73139 | 11 | 0.52233
17968 | 9.18 | 1 | 365 | 10.4461 | 0.037035 | 10 | 0.48318
22907 | 7.44 | 1 | 365 | 8.4662 | 0.049623 | 8 | 0.51578
53932 | 7.6 | 1 | 365 | 8.6482 | 0.41628 | 9 | 0.064504
50992 | 13.77 | 1 | 365 | 15.6692 | 0.55555 | 16 | 0.22477
6982 | 7.7 | 1 | 365 | 8.762 | 0.64544 | 9 | 0.40746
12037 | 2.08 | 1 | 365 | 2.3669 | 0.76656 | 3 | 0.13344
18154 | 4.59 | 1 | 365 | 5.2231 | 0.51852 | 5 | 0.74159
12835 | 5.7 | 1 | 365 | 6.4862 | 0.062211 | 6 | 0.54838
12814 | 10.8 | 1 | 365 | 12.2896 | 0.74945 | 13 | 0.039032
6933 | 7.395 | 1 | 365 | 8.4149 | 0.9465 | 9 | 0.36145
9916 | 9.69 | 1 | 365 | 11.0265 | 0.20576 | 11 | 0.23224
7180 | 4.25 | 1 | 365 | 4.8362 | 0.73937 | 5 | 0.57554
6929 | 6.885 | 1 | 365 | 7.8346 | 0.77778 | 8 | 0.61238
7656 | 4.59 | 1 | 365 | 5.2231 | 0.51852 | 5 | 0.74159
7310 | 8.925 | 1 | 365 | 10.156 | 0.45267 | 10 | 0.60864
11441 | 5.865 | 1 | 365 | 6.6739 | 0.44033 | 7 | 0.11425
49982 | 8.415 | 1 | 365 | 9.5756 | 0.28395 | 9 | 0.85958
7618 | 5.88 | 1 | 365 | 6.691 | 0.4747 | 7 | 0.1657
10688 | 8.415 | 1 | 365 | 9.5756 | 0.28395 | 9 | 0.85958
23876 | 11.96 | 1 | 365 | 13.6096 | 0.40773 | 14 | 0.017298
14967 | 7.96 | 1 | 365 | 9.0579 | 0.24126 | 9 | 0.29914
15030 | 4.725 | 1 | 365 | 5.3767 | 0.82789 | 6 | 0.20458
25165 | 6.725 | 1 | 365 | 7.6525 | 0.41112 | 8 | 0.063657
16052 | 5.215 | 1 | 365 | 5.9343 | 0.95078 | 6 | 0.88505
23927 | 10.965 | 1 | 365 | 12.4773 | 0.12757 | 12 | 0.60491
14957 | 6.725 | 1 | 365 | 7.6525 | 0.41112 | 8 | 0.063657
26045 | 3.47 | 1 | 365 | 3.9486 | 0.95191 | 4 | 0.9005
14981 | 9.96 | 1 | 365 | 11.3337 | 0.8245 | 12 | 0.15822
13722 | 6.325 | 1 | 365 | 7.1974 | 0.49447 | 7 | 0.69184
16023 | 9.065 | 1 | 365 | 10.3153 | 0.7735 | 11 | 0.08878
14575 | 3.675 | 1 | 365 | 4.1819 | 0.42169 | 4 | 0.60356
14476 | 11.45 | 1 | 365 | 13.0292 | 0.239 | 13 | 0.26823
14687 | 5.725 | 1 | 365 | 6.5146 | 0.1195 | 6 | 0.63412
15005 | 5.98 | 1 | 365 | 6.8048 | 0.70386 | 7 | 0.50865
12669 | 4.16 | 1 | 365 | 4.7338 | 0.53312 | 5 | 0.26689
8981 | 5.1 | 1 | 365 | 5.8034 | 0.68724 | 6 | 0.49065
58351 | 6 | 1 | 365 | 6.8275 | 0.7497 | 7 | 0.57724
11348 | 6.63 | 1 | 365 | 7.5444 | 0.19341 | 7 | 0.73785
10567 | 5.355 | 1 | 365 | 6.0936 | 0.2716 | 6 | 0.36519
14669 | 5.98 | 1 | 365 | 6.8048 | 0.70386 | 7 | 0.50865
12916 | 5.67 | 1 | 365 | 6.452 | 0.99346 | 7 | 0.44549
16466 | 5.4 | 1 | 365 | 6.1448 | 0.37473 | 6 | 0.51952
7199 | 5.5 | 1 | 365 | 6.2586 | 0.60389 | 6 | 0.86247
16042 | 8.47 | 1 | 365 | 9.6382 | 0.40999 | 10 | 0.048204
6925 | 5.1 | 1 | 365 | 5.8034 | 0.68724 | 6 | 0.49065
8130 | 7.905 | 1 | 365 | 8.9953 | 0.11522 | 9 | 0.11051
7649 | 8.67 | 1 | 365 | 9.8658 | 0.86831 | 10 | 0.73411
18340 | 3.57 | 1 | 365 | 4.0624 | 0.18107 | 4 | 0.24346
9896 | 8.925 | 1 | 365 | 10.156 | 0.45267 | 10 | 0.60864
8491 | 5.355 | 1 | 365 | 6.0936 | 0.2716 | 6 | 0.36519
7311 | 6.63 | 1 | 365 | 7.5444 | 0.19341 | 7 | 0.73785
10767 | 6.885 | 1 | 365 | 7.8346 | 0.77778 | 8 | 0.61238
14442 | 6.63 | 1 | 365 | 7.5444 | 0.19341 | 7 | 0.73785
12923 | 2.04 | 1 | 365 | 2.3214 | 0.6749 | 2 | 0.99626
12292 | 10.8 | 1 | 365 | 12.2896 | 0.74945 | 13 | 0.039032
59049 | 5.72 | 1 | 365 | 6.5089 | 0.10804 | 6 | 0.61697
11585 | 3.57 | 1 | 365 | 4.0624 | 0.18107 | 4 | 0.24346
6921 | 4.59 | 1 | 365 | 5.2231 | 0.51852 | 5 | 0.74159
12567 | 5.61 | 1 | 365 | 6.3838 | 0.85597 | 7 | 0.23972
12624 | 9.18 | 1 | 365 | 10.4461 | 0.037035 | 10 | 0.48318
10528 | 7.14 | 1 | 365 | 8.1248 | 0.36214 | 8 | 0.48692
7171 | 2.55 | 1 | 365 | 2.9017 | 0.84362 | 3 | 0.74533
11393 | 4.94 | 1 | 365 | 5.6213 | 0.32058 | 5 | 0.94193
67858 | 2.295 | 1 | 365 | 2.6115 | 0.25926 | 2 | 0.87079
14980 | 6.725 | 1 | 365 | 7.6525 | 0.41112 | 8 | 0.063657
15068 | 4.335 | 1 | 365 | 4.9329 | 0.93416 | 5 | 0.86706
6806 | 5.232 | 1 | 365 | 5.9536 | 0.98973 | 6 | 0.94335
37579 | 6.725 | 1 | 365 | 7.6525 | 0.41112 | 8 | 0.063657
22023 | 9.72 | 1 | 365 | 11.0606 | 0.060621 | 11 | 0.12124
7601 | 14.85 | 1 | 365 | 16.8982 | 0.030498 | 16 | 0.92867
7234 | 4.335 | 1 | 365 | 4.9329 | 0.93416 | 5 | 0.86706
6842 | 6.72 | 1 | 365 | 7.6468 | 0.39966 | 8 | 0.046509
14117 | 7.65 | 1 | 365 | 8.7051 | 0.53086 | 9 | 0.23598
16142 | 3.825 | 1 | 365 | 4.3526 | 0.76543 | 5 | 0.11799
18031 | 3.6 | 1 | 365 | 4.0965 | 0.24982 | 4 | 0.34634
6860 | 10.6 | 1 | 365 | 12.062 | 0.29113 | 12 | 0.35312
7429 | 9.625 | 1 | 365 | 10.9525 | 0.056804 | 11 | 0.0093225
11510 | 6.63 | 1 | 365 | 7.5444 | 0.19341 | 7 | 0.73785
9925 | 7.245 | 1 | 365 | 8.2443 | 0.60276 | 8 | 0.84702
7480 | 11.115 | 1 | 365 | 12.648 | 0.47131 | 13 | 0.11934
7600 | 7.37 | 1 | 365 | 8.3865 | 0.88921 | 9 | 0.27571
7201 | 5.61 | 1 | 365 | 6.3838 | 0.85597 | 7 | 0.23972
37144 | 3.3 | 1 | 365 | 3.7551 | 0.56233 | 4 | 0.31748
12331 | 10.725 | 1 | 365 | 12.2042 | 0.57758 | 12 | 0.78182
7202 | 7.905 | 1 | 365 | 8.9953 | 0.11522 | 9 | 0.11051
6804 | 5.6 | 1 | 365 | 6.3724 | 0.83305 | 7 | 0.20542
9930 | 12.72 | 1 | 365 | 14.4744 | 0.14936 | 14 | 0.62375
9958 | 11.22 | 1 | 365 | 12.7675 | 0.71193 | 13 | 0.47944
6798 | 7.848 | 1 | 365 | 8.9304 | 0.9846 | 9 | 0.91503
10459 | 5.75 | 1 | 365 | 6.5431 | 0.17679 | 6 | 0.71985
7626 | 9.52 | 1 | 365 | 10.833 | 0.81618 | 11 | 0.64922
8931 | 8.68 | 1 | 365 | 9.8772 | 0.89123 | 10 | 0.76841
2091 | 11 | 1 | 365 | 12.5172 | 0.20778 | 12 | 0.72494
2904 | 14.56 | 1 | 365 | 16.5682 | 0.36593 | 16 | 0.9341
8711 | 12 | 1 | 365 | 13.6551 | 0.49939 | 14 | 0.15448
11251 | 8.68 | 1 | 365 | 9.8772 | 0.89123 | 10 | 0.76841
9707 | 5.865 | 1 | 365 | 6.6739 | 0.44033 | 7 | 0.11425
77445 | 7.25 | 1 | 365 | 8.2499 | 0.61422 | 8 | 0.86416
15907 | 8.16 | 1 | 365 | 9.2855 | 0.69959 | 9 | 0.98505
8714 | 5.61 | 1 | 365 | 6.3838 | 0.85597 | 7 | 0.23972
15949 | 4.001 | 1 | 365 | 4.5528 | 0.16876 | 4 | 0.72159
20481 | 6.6 | 1 | 365 | 7.5103 | 0.12467 | 7 | 0.63496
65217 | 4.8 | 1 | 365 | 5.462 | 0.99976 | 6 | 0.46179
18651 | 6.213 | 1 | 365 | 7.0699 | 0.23781 | 7 | 0.30773
16868 | 5.06 | 1 | 365 | 5.7579 | 0.59558 | 6 | 0.35347
14243 | 8.04 | 1 | 365 | 9.1489 | 0.42459 | 9 | 0.5735
10788 | 9.36 | 1 | 365 | 10.651 | 0.44953 | 11 | 0.10049
10453 | 6.24 | 1 | 365 | 7.1006 | 0.29968 | 7 | 0.40033
12881 | 5.5 | 1 | 365 | 6.2586 | 0.60389 | 6 | 0.86247
10151 | 6.12 | 1 | 365 | 6.9641 | 0.02469 | 6 | 0.98878
12276 | 5.4 | 1 | 365 | 6.1448 | 0.37473 | 6 | 0.51952
11624 | 6.6 | 1 | 365 | 7.5103 | 0.12467 | 7 | 0.63496
12412 | 4.335 | 1 | 365 | 4.9329 | 0.93416 | 5 | 0.86706
12538 | 7.8 | 1 | 365 | 8.8758 | 0.8746 | 9 | 0.75041
13705 | 5.2 | 1 | 365 | 5.9172 | 0.9164 | 6 | 0.83361
11852 | 5.1 | 1 | 365 | 5.8034 | 0.68724 | 6 | 0.49065
15190 | 5.1 | 1 | 365 | 5.8034 | 0.68724 | 6 | 0.49065
12856 | 9.435 | 1 | 365 | 10.7363 | 0.6214 | 11 | 0.35771
19963 | 7.65 | 1 | 365 | 8.7051 | 0.53086 | 9 | 0.23598
13956 | 6.375 | 1 | 365 | 7.2543 | 0.60905 | 7 | 0.86332
15111 | 8.525 | 1 | 365 | 9.7008 | 0.53603 | 10 | 0.23683
19355 | 8.28 | 1 | 365 | 9.422 | 0.97458 | 10 | 0.39659
15952 | 7.2 | 1 | 365 | 8.1931 | 0.49964 | 8 | 0.69269
14906 | 4.725 | 1 | 365 | 5.3767 | 0.82789 | 6 | 0.20458
9537 | 10.2 | 1 | 365 | 11.6068 | 0.37448 | 11 | 0.98131
22590 | 5.1 | 1 | 365 | 5.8034 | 0.68724 | 6 | 0.49065
53705 | 3.315 | 1 | 365 | 3.7722 | 0.59671 | 4 | 0.36893
9478 | 2.25 | 1 | 365 | 2.5603 | 0.56033 | 3 | 0.12066
14250 | 4.25 | 1 | 365 | 4.8362 | 0.73937 | 5 | 0.57554
51866 | 8.415 | 1 | 365 | 9.5756 | 0.28395 | 9 | 0.85958
12018 | 5.25 | 1 | 365 | 5.9741 | 0.030984 | 6 | 0.005085
16188 | 11 | 1 | 365 | 12.5172 | 0.20778 | 12 | 0.72494
15495 | 11.88 | 1 | 365 | 13.5185 | 0.2244 | 13 | 0.74294
8741 | 8.67 | 1 | 365 | 9.8658 | 0.86831 | 10 | 0.73411
8852 | 4.69 | 1 | 365 | 5.3369 | 0.74768 | 6 | 0.084543
15911 | 6.885 | 1 | 365 | 7.8346 | 0.77778 | 8 | 0.61238
26876 | 7.5 | 1 | 365 | 8.5344 | 0.18712 | 8 | 0.72155
11301 | 5.2 | 1 | 365 | 5.9172 | 0.9164 | 6 | 0.83361
9434 | 5.4 | 1 | 365 | 6.1448 | 0.37473 | 6 | 0.51952
13801 | 13.75 | 1 | 365 | 15.6465 | 0.50972 | 16 | 0.15617
10342 | 6.48 | 1 | 365 | 7.3737 | 0.37375 | 7 | 0.7475
37148 | 9.81 | 1 | 365 | 11.163 | 0.48075 | 11 | 0.64379
52035 | 7.75 | 1 | 365 | 8.8189 | 0.76002 | 9 | 0.57893
21782 | 5.67 | 1 | 365 | 6.452 | 0.99346 | 7 | 0.44549
15647 | 3.25 | 1 | 365 | 3.6983 | 0.44775 | 4 | 0.146
19472 | 5 | 1 | 365 | 5.6896 | 0.45808 | 6 | 0.1477
10032 | 8.25 | 1 | 365 | 9.3879 | 0.90583 | 10 | 0.29371
18649 | 14.715 | 1 | 365 | 16.7446 | 0.72113 | 17 | 0.46568
9872 | 6.12 | 1 | 365 | 6.9641 | 0.02469 | 6 | 0.98878
12357 | 7.848 | 1 | 365 | 8.9304 | 0.9846 | 9 | 0.91503
19028 | 4.48 | 1 | 365 | 5.0979 | 0.26644 | 5 | 0.36434
11296 | 6.05 | 1 | 365 | 6.8844 | 0.86428 | 7 | 0.74872
10401 | 7.425 | 1 | 365 | 8.4491 | 0.015249 | 8 | 0.46433
8901 | 8.829 | 1 | 365 | 10.0467 | 0.23268 | 10 | 0.27941
10197 | 12.375 | 1 | 365 | 14.0818 | 0.35875 | 14 | 0.44056
8902 | 8.8 | 1 | 365 | 10.0137 | 0.16622 | 10 | 0.17995
12019 | 10 | 1 | 365 | 11.3792 | 0.91616 | 12 | 0.2954
23560 | 6.63 | 1 | 365 | 7.5444 | 0.19341 | 7 | 0.73785
9861 | 6.9 | 1 | 365 | 7.8517 | 0.81215 | 8 | 0.66383
12323 | 7.395 | 1 | 365 | 8.4149 | 0.9465 | 9 | 0.36145
12159 | 6.12 | 1 | 365 | 6.9641 | 0.02469 | 6 | 0.98878
12882 | 6.5 | 1 | 365 | 7.3965 | 0.8955 | 8 | 0.29201
14336 | 6.12 | 1 | 365 | 6.9641 | 0.02469 | 6 | 0.98878
29973 | 9.9 | 1 | 365 | 11.2654 | 0.687 | 11 | 0.95245
13768 | 9.18 | 1 | 365 | 10.4461 | 0.037035 | 10 | 0.48318
12230 | 9.18 | 1 | 365 | 10.4461 | 0.037035 | 10 | 0.48318
13946 | 5.355 | 1 | 365 | 6.0936 | 0.2716 | 6 | 0.36519
13775 | 5.61 | 1 | 365 | 6.3838 | 0.85597 | 7 | 0.23972
47695 | 4.125 | 1 | 365 | 4.6939 | 0.45292 | 5 | 0.14685
22019 | 6.375 | 1 | 365 | 7.2543 | 0.60905 | 7 | 0.86332
17843 | 6.54 | 1 | 365 | 7.442 | 0.98717 | 8 | 0.42919
17485 | 5.5 | 1 | 365 | 6.2586 | 0.60389 | 6 | 0.86247
9462 | 7.905 | 1 | 365 | 8.9953 | 0.11522 | 9 | 0.11051
12324 | 6.375 | 1 | 365 | 7.2543 | 0.60905 | 7 | 0.86332
13537 | 7.848 | 1 | 365 | 8.9304 | 0.9846 | 9 | 0.91503
9464 | 2.805 | 1 | 365 | 3.1919 | 0.42798 | 3 | 0.61986
22829 | 6.885 | 1 | 365 | 7.8346 | 0.77778 | 8 | 0.61238
21502 | 6.48 | 1 | 365 | 7.3737 | 0.84967 | 8 | 0.22342
12798 | 6.12 | 1 | 365 | 6.9641 | 0.02469 | 6 | 0.98878
20466 | 3.825 | 1 | 365 | 4.3526 | 0.76543 | 5 | 0.11799
9468 | 7.395 | 1 | 365 | 8.4149 | 0.9465 | 9 | 0.36145
9905 | 5.1 | 1 | 365 | 5.8034 | 0.68724 | 6 | 0.49065
23523 | 3.315 | 1 | 365 | 3.7722 | 0.59671 | 4 | 0.36893
8730 | 8.16 | 1 | 365 | 9.2855 | 0.69959 | 9 | 0.98505
8747 | 9.18 | 1 | 365 | 10.4461 | 0.037035 | 10 | 0.48318
12004 | 9.36 | 1 | 365 | 10.651 | 0.44953 | 11 | 0.10049
21058 | 12.04 | 1 | 365 | 13.7006 | 0.59106 | 14 | 0.29166
8744 | 6.12 | 1 | 365 | 6.9641 | 0.02469 | 6 | 0.98878
9597 | 5.61 | 1 | 365 | 6.3838 | 0.85597 | 7 | 0.23972
16299 | 4.86 | 1 | 365 | 5.5303 | 0.13725 | 5 | 0.66756
12187 | 9.435 | 1 | 365 | 10.7363 | 0.6214 | 11 | 0.35771
8843 | 4.59 | 1 | 365 | 5.2231 | 0.51852 | 5 | 0.74159
9474 | 5.355 | 1 | 365 | 6.0936 | 0.093583 | 6 | 0.18717
12110 | 5.865 | 1 | 365 | 6.6739 | 0.44033 | 7 | 0.11425
10053 | 5.175 | 1 | 365 | 5.8888 | 0.85911 | 6 | 0.74787
10602 | 8.829 | 1 | 365 | 10.0467 | 0.23268 | 10 | 0.27941
53837 | 8.32 | 1 | 365 | 9.4675 | 0.066245 | 9 | 0.53377
9476 | 6.885 | 1 | 365 | 7.8346 | 0.77778 | 8 | 0.61238
19102 | 10.8 | 1 | 365 | 12.2896 | 0.74945 | 13 | 0.039032
10773 | 10.965 | 1 | 365 | 12.4773 | 0.12757 | 12 | 0.60491
15257 | 7.035 | 1 | 365 | 8.0053 | 0.12152 | 8 | 0.12681
18107 | 4.8 | 1 | 365 | 5.462 | 0.99976 | 6 | 0.46179
13065 | 4.48 | 1 | 365 | 5.0979 | 0.26644 | 5 | 0.36434
9491 | 10.2 | 1 | 365 | 11.6068 | 0.37448 | 11 | 0.98131
9718 | 7.65 | 1 | 365 | 8.7051 | 0.53086 | 9 | 0.23598
9953 | 2.805 | 1 | 365 | 3.1919 | 0.42798 | 3 | 0.61986
13806 | 5 | 1 | 365 | 5.6896 | 0.45808 | 6 | 0.1477
9686 | 7.25 | 1 | 365 | 8.2499 | 0.61422 | 8 | 0.86416
21897 | 4.76 | 1 | 365 | 5.4165 | 0.90809 | 6 | 0.32461
8733 | 5.355 | 1 | 365 | 6.0936 | 0.2716 | 6 | 0.36519
10873 | 6 | 1 | 365 | 6.8275 | 0.7497 | 7 | 0.57724
9487 | 6.63 | 1 | 365 | 7.5444 | 0.19341 | 7 | 0.73785
16734 | 7.848 | 1 | 365 | 8.9304 | 0.9846 | 9 | 0.91503
9884 | 7.65 | 1 | 365 | 8.7051 | 0.53086 | 9 | 0.23598
9493 | 3.825 | 1 | 365 | 4.3526 | 0.76543 | 5 | 0.11799
8718 | 4.08 | 1 | 365 | 4.6427 | 0.34979 | 4 | 0.99252
16647 | 6.05 | 1 | 365 | 6.8844 | 0.86428 | 7 | 0.74872
8905 | 5.04 | 1 | 365 | 5.7351 | 0.54974 | 6 | 0.28488
11608 | 7.425 | 1 | 365 | 8.4491 | 0.015249 | 8 | 0.46433
21993 | 7.848 | 1 | 365 | 8.9304 | 0.9846 | 9 | 0.91503
9829 | 4.845 | 1 | 365 | 5.5132 | 0.10288 | 5 | 0.61612
9066 | 7.425 | 1 | 365 | 8.4491 | 0.015249 | 8 | 0.46433
16680 | 6.54 | 1 | 365 | 7.442 | 0.98717 | 8 | 0.42919
21054 | 7.521 | 1 | 365 | 8.5583 | 0.23524 | 8 | 0.79357
10690 | 11.22 | 1 | 365 | 12.7675 | 0.71193 | 13 | 0.47944
17102 | 3.64 | 1 | 365 | 4.142 | 0.34148 | 4 | 0.48353
13863 | 7.02 | 1 | 365 | 7.9882 | 0.087144 | 8 | 0.075371
25518 | 4.95 | 1 | 365 | 5.6327 | 0.3435 | 5 | 0.97622
14328 | 8.829 | 1 | 365 | 10.0467 | 0.23268 | 10 | 0.27941
13210 | 11.22 | 1 | 365 | 12.7675 | 0.71193 | 13 | 0.47944
12806 | 5.865 | 1 | 365 | 6.6739 | 0.44033 | 7 | 0.11425
13944 | 8.75 | 1 | 365 | 9.9568 | 0.05164 | 10 | 0.008475
14496 | 9.9 | 1 | 365 | 11.2654 | 0.687 | 11 | 0.95245
16968 | 5.232 | 1 | 365 | 5.9536 | 0.98973 | 6 | 0.94335
13903 | 7.83 | 1 | 365 | 8.9099 | 0.94335 | 9 | 0.8533
17587 | 6.72 | 1 | 365 | 7.6468 | 0.39966 | 8 | 0.046509
14257 | 6.885 | 1 | 365 | 7.8346 | 0.77778 | 8 | 0.61238
15338 | 6.09 | 1 | 365 | 6.93 | 0.95594 | 7 | 0.8859
27232 | 6.12 | 1 | 365 | 6.9641 | 0.02469 | 6 | 0.98878
13599 | 4.95 | 1 | 365 | 5.6327 | 0.3435 | 5 | 0.97622
27079 | 6.05 | 1 | 365 | 6.8844 | 0.86428 | 7 | 0.74872
9831 | 3.57 | 1 | 365 | 4.0624 | 0.18107 | 4 | 0.24346
16830 | 9.156 | 1 | 365 | 10.4188 | 0.98204 | 11 | 0.40087
9458 | 2.295 | 1 | 365 | 2.6115 | 0.25926 | 2 | 0.87079
29727 | 4.98 | 1 | 365 | 5.6669 | 0.66686 | 6 | 0.33372
12797 | 4.08 | 1 | 365 | 4.6427 | 0.34979 | 4 | 0.99252
42159 | 4.86 | 1 | 365 | 5.5303 | 0.13725 | 5 | 0.66756
12720 | 5.775 | 1 | 365 | 6.5715 | 0.23408 | 6 | 0.80559
15192 | 3.825 | 1 | 365 | 4.3526 | 0.76543 | 5 | 0.11799
15926 | 5.67 | 1 | 365 | 6.452 | 0.99346 | 7 | 0.44549
12399 | 6.12 | 1 | 365 | 6.9641 | 0.02469 | 6 | 0.98878
16639 | 9.18 | 1 | 365 | 10.4461 | 0.037035 | 10 | 0.48318
12727 | 13.25 | 1 | 365 | 15.0775 | 0.36391 | 15 | 0.4414
10405 | 9.8 | 1 | 365 | 11.1517 | 0.45784 | 11 | 0.60949
9486 | 7.521 | 1 | 365 | 8.5583 | 0.23524 | 8 | 0.79357
12393 | 11.07 | 1 | 365 | 12.5968 | 0.36819 | 12 | 0.96501
19153 | 9.81 | 1 | 365 | 11.163 | 0.48075 | 11 | 0.64379
56198 | 7.65 | 1 | 365 | 8.7051 | 0.53086 | 9 | 0.23598
46123 | 5.775 | 1 | 365 | 6.5715 | 0.23408 | 6 | 0.80559
15260 | 2.616 | 1 | 365 | 2.9768 | 0.99487 | 3 | 0.97168
13952 | 10.455 | 1 | 365 | 11.897 | 0.95885 | 12 | 0.85584
12845 | 8.64 | 1 | 365 | 9.8317 | 0.79956 | 10 | 0.63123
13076 | 6.75 | 1 | 365 | 7.681 | 0.46841 | 8 | 0.1494
14287 | 6.21 | 1 | 365 | 7.0665 | 0.23094 | 7 | 0.29744
11137 | 4.905 | 1 | 365 | 5.5815 | 0.24038 | 5 | 0.82189
11005 | 8.415 | 1 | 365 | 9.5756 | 0.28395 | 9 | 0.85958
15902 | 7.65 | 1 | 365 | 8.7051 | 0.53086 | 9 | 0.23598
63742 | 5.32 | 1 | 365 | 6.0538 | 0.1914 | 6 | 0.24515
8954 | 6.16 | 1 | 365 | 7.0096 | 0.11635 | 7 | 0.12597
12734 | 7.02 | 1 | 365 | 7.9882 | 0.087144 | 8 | 0.075371
15652 | 6.5 | 1 | 365 | 7.3965 | 0.8955 | 8 | 0.29201
15976 | 5.2 | 1 | 365 | 5.9172 | 0.9164 | 6 | 0.83361
10680 | 3.825 | 1 | 365 | 4.3526 | 0.76543 | 5 | 0.11799
12162 | 9.1 | 1 | 365 | 10.3551 | 0.85371 | 11 | 0.20881
19635 | 5.52 | 1 | 365 | 6.2813 | 0.64972 | 6 | 0.93106
12249 | 7.83 | 1 | 365 | 8.9099 | 0.94335 | 9 | 0.8533
9378 | 10.2 | 1 | 365 | 11.6068 | 0.37448 | 11 | 0.98131
77447 | 9.62 | 1 | 365 | 10.9468 | 0.045346 | 10 | 0.99217
16477 | 5.5 | 1 | 365 | 6.2586 | 0.60389 | 6 | 0.86247
11112 | 5.1 | 1 | 365 | 5.8034 | 0.68724 | 6 | 0.49065
11315 | 7.848 | 1 | 365 | 8.9304 | 0.9846 | 9 | 0.91503
24615 | 3.27 | 1 | 365 | 3.721 | 0.49358 | 4 | 0.2146
9439 | 6.195 | 1 | 365 | 7.0494 | 0.19656 | 7 | 0.246
10147 | 6.63 | 1 | 365 | 7.5444 | 0.19341 | 7 | 0.73785
15671 | 5.5 | 1 | 365 | 6.2586 | 0.60389 | 6 | 0.86247
12013 | 7 | 1 | 365 | 7.9655 | 0.041312 | 8 | 0.00678
14142 | 6.885 | 1 | 365 | 7.8346 | 0.77778 | 8 | 0.61238
8720 | 3.57 | 1 | 365 | 4.0624 | 0.18107 | 4 | 0.24346
9280 | 5.75 | 1 | 365 | 6.5431 | 0.17679 | 6 | 0.71985
58956 | 5.355 | 1 | 365 | 6.0936 | 0.2716 | 6 | 0.36519
10444 | 8.58 | 1 | 365 | 9.7634 | 0.66207 | 10 | 0.42545
12850 | 2.08 | 1 | 365 | 2.3669 | 0.76656 | 3 | 0.13344
8900 | 3.3 | 1 | 365 | 3.7551 | 0.56233 | 4 | 0.31748
23153 | 5.1 | 1 | 365 | 5.8034 | 0.68724 | 6 | 0.49065
11443 | 11.5 | 1 | 365 | 13.0861 | 0.35358 | 13 | 0.43971
16472 | 6.63 | 1 | 365 | 7.5444 | 0.19341 | 7 | 0.73785
12500 | 6.12 | 1 | 365 | 6.9641 | 0.02469 | 6 | 0.98878
13019 | 8.8 | 1 | 365 | 10.0137 | 0.16622 | 10 | 0.17995
15027 | 4.59 | 1 | 365 | 5.2231 | 0.51852 | 5 | 0.74159
8782 | 7.245 | 1 | 365 | 8.2443 | 0.60276 | 8 | 0.84702
20816 | 6.72 | 1 | 365 | 7.6468 | 0.39966 | 8 | 0.046509
17673 | 6.6 | 1 | 365 | 7.5103 | 0.12467 | 7 | 0.63496
9955 | 9.9 | 1 | 365 | 11.2654 | 0.687 | 11 | 0.95245
16857 | 7.14 | 1 | 365 | 8.1248 | 0.36214 | 8 | 0.48692
9076 | 6.63 | 1 | 365 | 7.5444 | 0.19341 | 7 | 0.73785
22459 | 7.59 | 1 | 365 | 8.6368 | 0.39337 | 9 | 0.030209
9454 | 6.12 | 1 | 365 | 6.9641 | 0.02469 | 6 | 0.98878
10107 | 8.8 | 1 | 365 | 10.0137 | 0.16622 | 10 | 0.17995
14578 | 9.69 | 1 | 365 | 11.0265 | 0.20576 | 11 | 0.23224
57157 | 10.45 | 1 | 365 | 11.8913 | 0.94739 | 12 | 0.83869
8914 | 8.415 | 1 | 365 | 9.5756 | 0.28395 | 9 | 0.85958
29742 | 4.578 | 1 | 365 | 5.2094 | 0.49102 | 5 | 0.70043
12866 | 9.156 | 1 | 365 | 10.4188 | 0.98204 | 11 | 0.40087
12014 | 5.2 | 1 | 365 | 5.9172 | 0.9164 | 6 | 0.83361
8719 | 6.12 | 1 | 365 | 6.9641 | 0.02469 | 6 | 0.98878
10845 | 2.295 | 1 | 365 | 2.6115 | 0.25926 | 2 | 0.87079
16483 | 14.3 | 1 | 365 | 16.2723 | 0.77011 | 17 | 0.042422
11421 | 13.005 | 1 | 365 | 14.7987 | 0.80247 | 15 | 0.60117
53044 | 9.156 | 1 | 365 | 10.4188 | 0.98204 | 11 | 0.40087
8725 | 7.905 | 1 | 365 | 8.9953 | 0.11522 | 9 | 0.11051
13976 | 11.445 | 1 | 365 | 13.0235 | 0.22755 | 13 | 0.25109
42987 | 6.27 | 1 | 365 | 7.1348 | 0.36843 | 7 | 0.50322
77448 | 6.76 | 1 | 365 | 7.6924 | 0.49132 | 8 | 0.18369
16441 | 7.75 | 1 | 365 | 8.8189 | 0.76002 | 9 | 0.57893
17522 | 4.75 | 1 | 365 | 5.4051 | 0.88518 | 6 | 0.29031
10743 | 3.315 | 1 | 365 | 3.7722 | 0.59671 | 4 | 0.36893
29466 | 9.52 | 1 | 365 | 10.833 | 0.81618 | 11 | 0.64922
14673 | 3.924 | 1 | 365 | 4.4652 | 0.9923 | 5 | 0.45751
8918 | 8.25 | 1 | 365 | 9.3879 | 0.90583 | 10 | 0.29371
20430 | 5.175 | 1 | 365 | 5.8888 | 0.85911 | 6 | 0.74787
12229 | 8.16 | 1 | 365 | 9.2855 | 0.69959 | 9 | 0.98505
18940 | 5.47 | 1 | 365 | 6.2244 | 0.53514 | 6 | 0.75958
14490 | 5.215 | 1 | 365 | 5.9343 | 0.95078 | 6 | 0.88505
24725 | 6.12 | 1 | 365 | 6.9641 | 0.02469 | 6 | 0.98878
9944 | 7.905 | 1 | 365 | 8.9953 | 0.11522 | 9 | 0.11051
22146 | 5.98 | 1 | 365 | 6.8048 | 0.70386 | 7 | 0.50865
14038 | 6.885 | 1 | 365 | 7.8346 | 0.77778 | 8 | 0.61238
24329 | 6.725 | 1 | 365 | 7.6525 | 0.41112 | 8 | 0.063657
20252 | 8.25 | 1 | 365 | 9.3879 | 0.90583 | 10 | 0.29371
26182 | 3.725 | 1 | 365 | 4.2388 | 0.53627 | 4 | 0.77504
15055 | 11.96 | 1 | 365 | 13.6096 | 0.40773 | 14 | 0.017298
15947 | 6.375 | 1 | 365 | 7.2543 | 0.60905 | 7 | 0.86332
29044 | 9.215 | 1 | 365 | 10.486 | 0.11724 | 10 | 0.60321
36722 | 5.215 | 1 | 365 | 5.9343 | 0.95078 | 6 | 0.88505
14619 | 5.395 | 1 | 365 | 6.1391 | 0.36327 | 6 | 0.50237
21293 | 3.6 | 1 | 365 | 4.0965 | 0.24982 | 4 | 0.34634
53936 | 5.25 | 1 | 365 | 5.9741 | 0.030984 | 6 | 0.005085
18880 | 11.04 | 1 | 365 | 12.5627 | 0.29944 | 12 | 0.86212
15195 | 5.94 | 1 | 365 | 6.7593 | 0.6122 | 7 | 0.37147
21400 | 6.9 | 1 | 365 | 7.8517 | 0.81215 | 8 | 0.66383
12569 | 4.335 | 1 | 365 | 4.9329 | 0.93416 | 5 | 0.86706
18892 | 7.59 | 1 | 365 | 8.6368 | 0.39337 | 9 | 0.030209
24724 | 5.72 | 1 | 365 | 6.5089 | 0.10804 | 6 | 0.61697
15312 | 7.14 | 1 | 365 | 8.1248 | 0.36214 | 8 | 0.48692
17903 | 6.5 | 1 | 365 | 7.3965 | 0.8955 | 8 | 0.29201
13686 | 5.04 | 1 | 365 | 5.7351 | 0.54974 | 6 | 0.28488
12025 | 4.95 | 1 | 365 | 5.6327 | 0.3435 | 5 | 0.97622
12496 | 8.37 | 1 | 365 | 9.5244 | 0.18083 | 9 | 0.70525
58465 | 4.95 | 1 | 365 | 5.6327 | 0.3435 | 5 | 0.97622
16984 | 6.12 | 1 | 365 | 6.9641 | 0.02469 | 6 | 0.98878
19052 | 8.1 | 1 | 365 | 9.2172 | 0.56209 | 9 | 0.77927
26658 | 3.52 | 1 | 365 | 4.0055 | 0.066488 | 4 | 0.071981
52194 | 6.12 | 1 | 365 | 6.9641 | 0.02469 | 6 | 0.98878
10618 | 3.06 | 1 | 365 | 3.482 | 0.012345 | 3 | 0.49439
8753 | 9 | 1 | 365 | 10.2413 | 0.62454 | 10 | 0.86586
9053 | 6 | 1 | 365 | 6.8275 | 0.7497 | 7 | 0.57724
23770 | 4.675 | 1 | 365 | 5.3198 | 0.7133 | 6 | 0.033099
32350 | 14.85 | 1 | 365 | 16.8982 | 0.030498 | 16 | 0.92867
8724 | 7.14 | 1 | 365 | 8.1248 | 0.36214 | 8 | 0.48692
13640 | 4.845 | 1 | 365 | 5.5132 | 0.10288 | 5 | 0.61612
53099 | 8.04 | 1 | 365 | 9.1489 | 0.42459 | 9 | 0.5735
13888 | 5.1 | 1 | 365 | 5.8034 | 0.68724 | 6 | 0.49065
15574 | 5.4 | 1 | 365 | 6.1448 | 0.37473 | 6 | 0.51952
12281 | 8.37 | 1 | 365 | 9.5244 | 0.18083 | 9 | 0.70525
24321 | 5.4 | 1 | 365 | 6.1448 | 0.37473 | 6 | 0.51952
13353 | 13.44 | 1 | 365 | 15.2937 | 0.79932 | 16 | 0.093018
17899 | 12.15 | 1 | 365 | 13.8258 | 0.84313 | 14 | 0.66891
13656 | 6.03 | 1 | 365 | 6.8617 | 0.81844 | 7 | 0.68013
16795 | 4.5 | 1 | 365 | 5.1207 | 0.31227 | 5 | 0.43293
9483 | 7.14 | 1 | 365 | 8.1248 | 0.36214 | 8 | 0.48692
23117 | 2.55 | 1 | 365 | 2.9017 | 0.84362 | 3 | 0.74533
9498 | 9.945 | 1 | 365 | 11.3167 | 0.79012 | 12 | 0.10678
12550 | 4.845 | 1 | 365 | 5.5132 | 0.10288 | 5 | 0.61612
15942 | 7.65 | 1 | 365 | 8.7051 | 0.53086 | 9 | 0.23598
17450 | 14.145 | 1 | 365 | 16.0959 | 0.41491 | 16 | 0.51084
62161 | 6.885 | 1 | 365 | 7.8346 | 0.77778 | 8 | 0.61238
11026 | 5 | 1 | 365 | 5.6896 | 0.45808 | 6 | 0.1477
17921 | 7.905 | 1 | 365 | 8.9953 | 0.11522 | 9 | 0.11051
12568 | 8.415 | 1 | 365 | 9.5756 | 0.28395 | 9 | 0.85958
16835 | 3.57 | 1 | 365 | 4.0624 | 0.18107 | 4 | 0.24346
19502 | 8.75 | 1 | 365 | 9.9568 | 0.05164 | 10 | 0.008475
12391 | 6.375 | 1 | 365 | 7.2543 | 0.60905 | 7 | 0.86332
12929 | 7.705 | 1 | 365 | 8.7677 | 0.6569 | 9 | 0.42461
8857 | 9.81 | 1 | 365 | 11.163 | 0.48075 | 11 | 0.64379
17315 | 5.25 | 1 | 365 | 5.9741 | 0.030984 | 6 | 0.005085
37426 | 14.85 | 1 | 365 | 16.8982 | 0.030498 | 16 | 0.92867
24545 | 5 | 1 | 365 | 5.6896 | 0.45808 | 6 | 0.1477
14818 | 8.4 | 1 | 365 | 9.5586 | 0.24957 | 9 | 0.80814
11558 | 6.48 | 1 | 365 | 7.3737 | 0.84967 | 8 | 0.22342
9470 | 11.985 | 1 | 365 | 13.638 | 0.46502 | 14 | 0.10304
77449 | 6.25 | 1 | 365 | 7.112 | 0.3226 | 7 | 0.43462
15770 | 5.225 | 1 | 365 | 5.9457 | 0.97369 | 6 | 0.91935
9433 | 7.29 | 1 | 365 | 8.2955 | 0.70588 | 9 | 0.0013466
8716 | 2.75 | 1 | 365 | 3.1293 | 0.30194 | 3 | 0.43124
12559 | 3.06 | 1 | 365 | 3.482 | 0.012345 | 3 | 0.49439
8906 | 12.24 | 1 | 365 | 13.9282 | 0.04938 | 13 | 0.97757
8907 | 4.845 | 1 | 365 | 5.5132 | 0.10288 | 5 | 0.61612
15649 | 12.25 | 1 | 365 | 13.9396 | 0.072296 | 14 | 0.011865
11955 | 7.65 | 1 | 365 | 8.7051 | 0.53086 | 9 | 0.23598
8908 | 8.1 | 1 | 365 | 9.2172 | 0.56209 | 9 | 0.77927
14743 | 4.8 | 1 | 365 | 5.462 | 0.99976 | 6 | 0.46179
8723 | 3.57 | 1 | 365 | 4.0624 | 0.18107 | 4 | 0.24346
13509 | 6.12 | 1 | 365 | 6.9641 | 0.02469 | 6 | 0.98878
23167 | 9.72 | 1 | 365 | 11.0606 | 0.27451 | 11 | 0.33513
14132 | 4.42 | 1 | 365 | 5.0296 | 0.12894 | 5 | 0.15857
8729 | 5.865 | 1 | 365 | 6.6739 | 0.44033 | 7 | 0.11425
14281 | 4.335 | 1 | 365 | 4.9329 | 0.93416 | 5 | 0.86706
15306 | 11.22 | 1 | 365 | 12.7675 | 0.71193 | 13 | 0.47944
15639 | 9.75 | 1 | 365 | 11.0948 | 0.34326 | 11 | 0.43801
9900 | 5.61 | 1 | 365 | 6.3838 | 0.85597 | 7 | 0.23972
14295 | 11.475 | 1 | 365 | 13.0577 | 0.29629 | 13 | 0.35397
11587 | 8.67 | 1 | 365 | 9.8658 | 0.86831 | 10 | 0.73411
14292 | 7.15 | 1 | 365 | 8.1362 | 0.38505 | 8 | 0.52121
17653 | 9.075 | 1 | 365 | 10.3267 | 0.79642 | 11 | 0.12308
14984 | 8.47 | 1 | 365 | 9.6382 | 0.40999 | 10 | 0.048204
8822 | 4.83 | 1 | 365 | 5.4962 | 0.068505 | 5 | 0.56468
8866 | 4.83 | 1 | 365 | 5.4962 | 0.068505 | 5 | 0.56468
16456 | 6.21 | 1 | 365 | 7.0665 | 0.23094 | 7 | 0.29744
15058 | 3.825 | 1 | 365 | 4.3526 | 0.76543 | 5 | 0.11799
14797 | 3.5 | 1 | 365 | 3.9827 | 0.020656 | 4 | 0.00339
19023 | 6.05 | 1 | 365 | 6.8844 | 0.86428 | 7 | 0.74872
8728 | 3.57 | 1 | 365 | 4.0624 | 0.18107 | 4 | 0.24346
18561 | 11.44 | 1 | 365 | 13.0179 | 0.21609 | 13 | 0.23394
10096 | 6.72 | 1 | 365 | 7.6468 | 0.39966 | 8 | 0.046509
14675 | 8.4 | 1 | 365 | 9.5586 | 0.24957 | 9 | 0.80814
8804 | 5.61 | 1 | 365 | 6.3838 | 0.85597 | 7 | 0.23972
9049 | 8.67 | 1 | 365 | 9.8658 | 0.86831 | 10 | 0.73411
10772 | 3.315 | 1 | 365 | 3.7722 | 0.59671 | 4 | 0.36893
15783 | 8.67 | 1 | 365 | 9.8658 | 0.86831 | 10 | 0.73411
9067 | 8.12 | 1 | 365 | 9.2399 | 0.60792 | 9 | 0.84786
21987 | 6.867 | 1 | 365 | 7.8141 | 0.73653 | 8 | 0.55065
10582 | 12.06 | 1 | 365 | 13.7234 | 0.63689 | 14 | 0.36025
15637 | 7.65 | 1 | 365 | 8.7051 | 0.53086 | 9 | 0.23598
8820 | 5.175 | 1 | 365 | 5.8888 | 0.85911 | 6 | 0.74787
15188 | 2.75 | 1 | 365 | 3.1293 | 0.30194 | 3 | 0.43124
13900 | 6 | 1 | 365 | 6.8275 | 0.7497 | 7 | 0.57724
8869 | 7.32 | 1 | 365 | 8.3296 | 0.77463 | 9 | 0.10423
9270 | 3.57 | 1 | 365 | 4.0624 | 0.18107 | 4 | 0.24346
8863 | 6.867 | 1 | 365 | 7.8141 | 0.73653 | 8 | 0.55065
10191 | 6.48 | 1 | 365 | 7.3737 | 0.84967 | 8 | 0.22342
11007 | 4.845 | 1 | 365 | 5.5132 | 0.10288 | 5 | 0.61612
11334 | 5.94 | 1 | 365 | 6.7593 | 0.6122 | 7 | 0.37147
8800 | 8.415 | 1 | 365 | 9.5756 | 0.28395 | 9 | 0.85958
8734 | 3.06 | 1 | 365 | 3.482 | 0.012345 | 3 | 0.49439
22520 | 8.1 | 1 | 365 | 9.2172 | 0.56209 | 9 | 0.77927
11865 | 5.175 | 1 | 365 | 5.8888 | 0.85911 | 6 | 0.74787
9079 | 5.865 | 1 | 365 | 6.6739 | 0.44033 | 7 | 0.11425
25217 | 5.232 | 1 | 365 | 5.9536 | 0.98973 | 6 | 0.94335
11632 | 9.81 | 1 | 365 | 11.163 | 0.48075 | 11 | 0.64379
16646 | 6.05 | 1 | 365 | 6.8844 | 0.86428 | 7 | 0.74872
9490 | 6.12 | 1 | 365 | 6.9641 | 0.02469 | 6 | 0.98878
9919 | 9.435 | 1 | 365 | 10.7363 | 0.6214 | 11 | 0.35771
13812 | 6 | 1 | 365 | 6.8275 | 0.7497 | 7 | 0.57724
19061 | 6.375 | 1 | 365 | 7.2543 | 0.60905 | 7 | 0.86332
13624 | 8.58 | 1 | 365 | 9.7634 | 0.66207 | 10 | 0.42545
9501 | 6.12 | 1 | 365 | 6.9641 | 0.02469 | 6 | 0.98878
8792 | 13.8 | 1 | 365 | 15.7034 | 0.6243 | 16 | 0.32765
11763 | 3.025 | 1 | 365 | 3.4422 | 0.93214 | 4 | 0.37436
17975 | 4.5 | 1 | 365 | 5.1207 | 0.31227 | 5 | 0.43293
50883 | 9.72 | 1 | 365 | 11.0606 | 0.27451 | 11 | 0.33513
9776 | 8.415 | 1 | 365 | 9.5756 | 0.28395 | 9 | 0.85958
12479 | 7.65 | 1 | 365 | 8.7051 | 0.53086 | 9 | 0.23598
16352 | 7.155 | 1 | 365 | 8.1418 | 0.39651 | 8 | 0.53836
9671 | 8.925 | 1 | 365 | 10.156 | 0.45267 | 10 | 0.60864
9540 | 7.56 | 1 | 365 | 8.6027 | 0.32462 | 8 | 0.92732
9545 | 6.72 | 1 | 365 | 7.6468 | 0.39966 | 8 | 0.046509
9509 | 5.1 | 1 | 365 | 5.8034 | 0.68724 | 6 | 0.49065
12236 | 5.4 | 1 | 365 | 6.1448 | 0.37473 | 6 | 0.51952
12571 | 6.63 | 1 | 365 | 7.5444 | 0.19341 | 7 | 0.73785
14054 | 9.435 | 1 | 365 | 10.7363 | 0.6214 | 11 | 0.35771
21304 | 7 | 1 | 365 | 7.9655 | 0.041312 | 8 | 0.00678
12378 | 8.67 | 1 | 365 | 9.8658 | 0.86831 | 10 | 0.73411
12366 | 4.845 | 1 | 365 | 5.5132 | 0.10288 | 5 | 0.61612
14582 | 5.61 | 1 | 365 | 6.3838 | 0.85597 | 7 | 0.23972
23312 | 5.47 | 1 | 365 | 6.2244 | 0.53514 | 6 | 0.75958
12563 | 7.14 | 1 | 365 | 8.1248 | 0.36214 | 8 | 0.48692
15897 | 4.335 | 1 | 365 | 4.9329 | 0.93416 | 5 | 0.86706
23875 | 4.98 | 1 | 365 | 5.6669 | 0.41225 | 6 | 0.079109
9531 | 15 | 1 | 365 | 17.0689 | 0.37424 | 17 | 0.4431
21237 | 5.215 | 1 | 365 | 5.9343 | 0.95078 | 6 | 0.88505
21245 | 4.725 | 1 | 365 | 5.3767 | 0.82789 | 6 | 0.20458
21611 | 8.47 | 1 | 365 | 9.6382 | 0.40999 | 10 | 0.048204
22739 | 7.96 | 1 | 365 | 9.0579 | 0.24126 | 9 | 0.29914
23315 | 3.47 | 1 | 365 | 3.9486 | 0.95191 | 4 | 0.9005
46647 | 5.61 | 1 | 365 | 6.3838 | 0.85597 | 7 | 0.23972
31319 | 12.426 | 1 | 365 | 14.1398 | 0.47562 | 14 | 0.61546
22707 | 5.725 | 1 | 365 | 6.5146 | 0.1195 | 6 | 0.63412
16819 | 9.18 | 1 | 365 | 10.4461 | 0.037035 | 10 | 0.48318
23013 | 6.725 | 1 | 365 | 7.6525 | 0.41112 | 8 | 0.063657
20093 | 5.47 | 1 | 365 | 6.2244 | 0.53514 | 6 | 0.75958
13860 | 5.1 | 1 | 365 | 5.8034 | 0.68724 | 6 | 0.49065
15101 | 8.47 | 1 | 365 | 9.6382 | 0.40999 | 10 | 0.048204
20539 | 6.725 | 1 | 365 | 7.6525 | 0.41112 | 8 | 0.063657
20088 | 8.705 | 1 | 365 | 9.9056 | 0.94852 | 10 | 0.85415
47242 | 7.395 | 1 | 365 | 8.4149 | 0.9465 | 9 | 0.36145
16068 | 6.725 | 1 | 365 | 7.6525 | 0.41112 | 8 | 0.063657
26253 | 6.47 | 1 | 365 | 7.3624 | 0.82676 | 8 | 0.18912
15063 | 9.705 | 1 | 365 | 11.0436 | 0.24013 | 11 | 0.28369
26898 | 4.59 | 1 | 365 | 5.2231 | 0.51852 | 5 | 0.74159
23308 | 6.725 | 1 | 365 | 7.6525 | 0.41112 | 8 | 0.063657
9481 | 8.16 | 1 | 365 | 9.2855 | 0.69959 | 9 | 0.98505
17302 | 7.75 | 1 | 365 | 8.8189 | 0.76002 | 9 | 0.57893
11471 | 5.5 | 1 | 365 | 6.2586 | 0.60389 | 6 | 0.86247
20685 | 4.95 | 1 | 365 | 5.6327 | 0.3435 | 5 | 0.97622
11910 | 8.32 | 1 | 365 | 9.4675 | 0.066245 | 9 | 0.53377
9525 | 4.845 | 1 | 365 | 5.5132 | 0.10288 | 5 | 0.61612
13209 | 7.7 | 1 | 365 | 8.762 | 0.64544 | 9 | 0.40746
60197 | 7.28 | 1 | 365 | 8.2841 | 0.68296 | 8 | 0.96705
9506 | 4.59 | 1 | 365 | 5.2231 | 0.51852 | 5 | 0.74159
15900 | 5.1 | 1 | 365 | 5.8034 | 0.68724 | 6 | 0.49065
11627 | 8.625 | 1 | 365 | 9.8146 | 0.76519 | 10 | 0.57978
15648 | 8.75 | 1 | 365 | 9.9568 | 0.05164 | 10 | 0.008475
10140 | 6.12 | 1 | 365 | 6.9641 | 0.02469 | 6 | 0.98878
16201 | 7.975 | 1 | 365 | 9.0749 | 0.27564 | 9 | 0.35058
11483 | 13.44 | 1 | 365 | 15.2937 | 0.79932 | 16 | 0.093018
14554 | 7.56 | 1 | 365 | 8.6027 | 0.32462 | 8 | 0.92732
9482 | 6.6 | 1 | 365 | 7.5103 | 0.12467 | 7 | 0.63496
19622 | 8.625 | 1 | 365 | 9.8146 | 0.76519 | 10 | 0.57978
49985 | 10.14 | 1 | 365 | 11.5385 | 0.23699 | 11 | 0.77554
19404 | 6 | 1 | 365 | 6.8275 | 0.7497 | 7 | 0.57724
14568 | 9.435 | 1 | 365 | 10.7363 | 0.6214 | 11 | 0.35771
26385 | 4.125 | 1 | 365 | 4.6939 | 0.45292 | 5 | 0.14685
16843 | 6.375 | 1 | 365 | 7.2543 | 0.60905 | 7 | 0.86332
18215 | 6.16 | 1 | 365 | 7.0096 | 0.11635 | 7 | 0.12597
19700 | 7.848 | 1 | 365 | 8.9304 | 0.9846 | 9 | 0.91503
9538 | 8.829 | 1 | 365 | 10.0467 | 0.23268 | 10 | 0.27941
14415 | 8.47 | 1 | 365 | 9.6382 | 0.40999 | 10 | 0.048204
14062 | 7.65 | 1 | 365 | 8.7051 | 0.53086 | 9 | 0.23598
77850 | 7.14 | 1 | 365 | 8.1248 | 0.36214 | 8 | 0.48692
12721 | 5.5 | 1 | 365 | 6.2586 | 0.60389 | 6 | 0.86247
16560 | 2.7 | 1 | 365 | 3.0724 | 0.18736 | 3 | 0.25976
14279 | 14.535 | 1 | 365 | 16.5397 | 0.30864 | 16 | 0.84836
18204 | 10.8 | 1 | 365 | 12.2896 | 0.74945 | 13 | 0.039032
9888 | 5.1 | 1 | 365 | 5.8034 | 0.68724 | 6 | 0.49065
9913 | 5.1 | 1 | 365 | 5.8034 | 0.68724 | 6 | 0.49065
20728 | 13.77 | 1 | 365 | 15.6692 | 0.55555 | 16 | 0.22477
24225 | 8.175 | 1 | 365 | 9.3025 | 0.73396 | 10 | 0.03649
16479 | 12.75 | 1 | 365 | 14.5085 | 0.2181 | 14 | 0.72663
11962 | 9.435 | 1 | 365 | 10.7363 | 0.6214 | 11 | 0.35771
18526 | 8.4 | 1 | 365 | 9.5586 | 0.24957 | 9 | 0.80814
11512 | 7.7 | 1 | 365 | 8.762 | 0.64544 | 9 | 0.40746
12332 | 8.525 | 1 | 365 | 9.7008 | 0.53603 | 10 | 0.23683
10607 | 7.425 | 1 | 365 | 8.4491 | 0.015249 | 8 | 0.46433
11270 | 6.885 | 1 | 365 | 7.8346 | 0.77778 | 8 | 0.61238
24616 | 5.232 | 1 | 365 | 5.9536 | 0.98973 | 6 | 0.94335
13454 | 8.96 | 1 | 365 | 10.1958 | 0.53288 | 10 | 0.72868
16633 | 9.81 | 1 | 365 | 11.163 | 0.48075 | 11 | 0.64379
24326 | 7.14 | 1 | 365 | 8.1248 | 0.36214 | 8 | 0.48692
11379 | 3.06 | 1 | 365 | 3.482 | 0.012345 | 3 | 0.49439
16524 | 6.12 | 1 | 365 | 6.9641 | 0.02469 | 6 | 0.98878
21576 | 3.135 | 1 | 365 | 3.5674 | 0.18422 | 3 | 0.75161
20999 | 7.14 | 1 | 365 | 8.1248 | 0.36214 | 8 | 0.48692
10137 | 5.61 | 1 | 365 | 6.3838 | 0.85597 | 7 | 0.23972
19399 | 12.22 | 1 | 365 | 13.9054 | 0.0035475 | 13 | 0.90898
10760 | 9.9 | 1 | 365 | 11.2654 | 0.687 | 11 | 0.95245
9484 | 7.7 | 1 | 365 | 8.762 | 0.64544 | 9 | 0.40746
13614 | 6.84 | 1 | 365 | 7.7834 | 0.67465 | 8 | 0.45805
23034 | 4.59 | 1 | 365 | 5.2231 | 0.51852 | 5 | 0.74159
24731 | 4.25 | 1 | 365 | 4.8362 | 0.73937 | 5 | 0.57554
9430 | 9.81 | 1 | 365 | 11.163 | 0.48075 | 11 | 0.64379
9549 | 9.8 | 1 | 365 | 11.1517 | 0.45784 | 11 | 0.60949
11631 | 8.1 | 1 | 365 | 9.2172 | 0.56209 | 9 | 0.77927
12325 | 8.64 | 1 | 365 | 9.8317 | 0.79956 | 10 | 0.63123
20182 | 4.335 | 1 | 365 | 4.9329 | 0.93416 | 5 | 0.86706
13015 | 5.61 | 1 | 365 | 6.3838 | 0.85597 | 7 | 0.23972
9534 | 5.04 | 1 | 365 | 5.7351 | 0.54974 | 6 | 0.28488
15002 | 2.7 | 1 | 365 | 3.0724 | 0.18736 | 3 | 0.25976
14055 | 6.12 | 1 | 365 | 6.9641 | 0.02469 | 6 | 0.98878
77790 | 3.315 | 1 | 365 | 3.7722 | 0.59671 | 4 | 0.36893
16635 | 8.4 | 1 | 365 | 9.5586 | 0.24957 | 9 | 0.80814
9436 | 8.25 | 1 | 365 | 9.3879 | 0.90583 | 10 | 0.29371
9821 | 10.965 | 1 | 365 | 12.4773 | 0.12757 | 12 | 0.60491
18510 | 11.985 | 1 | 365 | 13.638 | 0.46502 | 14 | 0.10304
14061 | 5.1 | 1 | 365 | 5.8034 | 0.68724 | 6 | 0.49065
10699 | 9.69 | 1 | 365 | 11.0265 | 0.20576 | 11 | 0.23224
9867 | 3.315 | 1 | 365 | 3.7722 | 0.59671 | 4 | 0.36893
20444 | 5.865 | 1 | 365 | 6.6739 | 0.44033 | 7 | 0.11425
14059 | 7.395 | 1 | 365 | 8.4149 | 0.9465 | 9 | 0.36145
14347 | 2.7 | 1 | 365 | 3.0724 | 0.18736 | 3 | 0.25976
20064 | 8.91 | 1 | 365 | 10.1389 | 0.4183 | 10 | 0.5572
14053 | 4.59 | 1 | 365 | 5.2231 | 0.51852 | 5 | 0.74159
16621 | 4.4 | 1 | 365 | 5.0069 | 0.08311 | 5 | 0.089976
13459 | 8.4 | 1 | 365 | 9.5586 | 0.24957 | 9 | 0.80814
23021 | 5.215 | 1 | 365 | 5.9343 | 0.95078 | 6 | 0.88505
12361 | 7.14 | 1 | 365 | 8.1248 | 0.36214 | 8 | 0.48692
18914 | 6.12 | 1 | 365 | 6.9641 | 0.02469 | 6 | 0.98878
10141 | 6.63 | 1 | 365 | 7.5444 | 0.19341 | 7 | 0.73785
51837 | 10.2 | 1 | 365 | 11.6068 | 0.37448 | 11 | 0.98131
11008 | 5.355 | 1 | 365 | 6.0936 | 0.2716 | 6 | 0.36519
10134 | 12.75 | 1 | 365 | 14.5085 | 0.2181 | 14 | 0.72663
23525 | 8.925 | 1 | 365 | 10.156 | 0.45267 | 10 | 0.60864
15056 | 9.18 | 1 | 365 | 10.4461 | 0.037035 | 10 | 0.48318
9816 | 9.435 | 1 | 365 | 10.7363 | 0.6214 | 11 | 0.35771
13350 | 7.035 | 1 | 365 | 8.0053 | 0.12152 | 8 | 0.12681
11759 | 8.91 | 1 | 365 | 10.1389 | 0.4183 | 10 | 0.5572
51871 | 4.5 | 1 | 365 | 5.1207 | 0.31227 | 5 | 0.43293
9477 | 5.1 | 1 | 365 | 5.8034 | 0.68724 | 6 | 0.49065
10840 | 5.1 | 1 | 365 | 5.8034 | 0.68724 | 6 | 0.49065
11378 | 8.745 | 1 | 365 | 9.9511 | 0.040182 | 9 | 0.99133
10122 | 7.905 | 1 | 365 | 8.9953 | 0.11522 | 9 | 0.11051
11200 | 5.886 | 1 | 365 | 6.6978 | 0.48845 | 7 | 0.18627
50790 | 10.71 | 1 | 365 | 12.1872 | 0.18717 | 12 | 0.37433
10124 | 6.63 | 1 | 365 | 7.5444 | 0.19341 | 7 | 0.73785
10774 | 4.335 | 1 | 365 | 4.9329 | 0.93416 | 5 | 0.86706
21409 | 11.73 | 1 | 365 | 13.3478 | 0.88066 | 14 | 0.2285
15904 | 4.335 | 1 | 365 | 4.9329 | 0.93416 | 5 | 0.86706
16098 | 4.47 | 1 | 365 | 5.0865 | 0.24352 | 5 | 0.33004
19103 | 5.61 | 1 | 365 | 6.3838 | 0.85597 | 7 | 0.23972
9543 | 5.865 | 1 | 365 | 6.6739 | 0.44033 | 7 | 0.11425
13653 | 7.395 | 1 | 365 | 8.4149 | 0.9465 | 9 | 0.36145
13684 | 6.9 | 1 | 365 | 7.8517 | 0.81215 | 8 | 0.66383
15932 | 5.355 | 1 | 365 | 6.0936 | 0.2716 | 6 | 0.36519
33004 | 9.5 | 1 | 365 | 10.8103 | 0.77035 | 11 | 0.58063
14100 | 6.89 | 1 | 365 | 7.8403 | 0.78923 | 8 | 0.62953
13373 | 4.02 | 1 | 365 | 4.5745 | 0.2123 | 4 | 0.78675
14999 | 14.31 | 1 | 365 | 16.2837 | 0.79302 | 17 | 0.076717
12749 | 8.415 | 1 | 365 | 9.5756 | 0.28395 | 9 | 0.85958
22769 | 8.175 | 1 | 365 | 9.3025 | 0.73396 | 10 | 0.03649
13857 | 10.35 | 1 | 365 | 11.7775 | 0.71823 | 12 | 0.49574
21687 | 5.75 | 1 | 365 | 6.5431 | 0.17679 | 6 | 0.71985
11485 | 8.829 | 1 | 365 | 10.0467 | 0.23268 | 10 | 0.27941
9909 | 8.415 | 1 | 365 | 9.5756 | 0.28395 | 9 | 0.85958
9480 | 4.125 | 1 | 365 | 4.6939 | 0.45292 | 5 | 0.14685
12595 | 5.886 | 1 | 365 | 6.6978 | 0.48845 | 7 | 0.18627
11454 | 7.705 | 1 | 365 | 8.7677 | 0.6569 | 9 | 0.42461
15641 | 2.55 | 1 | 365 | 2.9017 | 0.84362 | 3 | 0.74533
11203 | 5.52 | 1 | 365 | 6.2813 | 0.64972 | 6 | 0.93106
11586 | 9.3 | 1 | 365 | 10.5827 | 0.31203 | 10 | 0.89472
13790 | 7.14 | 1 | 365 | 8.1248 | 0.36214 | 8 | 0.48692
42570 | 12.96 | 1 | 365 | 14.7475 | 0.69934 | 15 | 0.44684
13072 | 9.625 | 1 | 365 | 10.9525 | 0.056804 | 11 | 0.0093225
13544 | 10.71 | 1 | 365 | 12.1872 | 0.54321 | 12 | 0.73037
10196 | 2.91 | 1 | 365 | 3.3114 | 0.6686 | 3 | 0.97996
12290 | 8.415 | 1 | 365 | 9.5756 | 0.28395 | 9 | 0.85958
9672 | 7.14 | 1 | 365 | 8.1248 | 0.36214 | 8 | 0.48692
32290 | 5.175 | 1 | 365 | 5.8888 | 0.85911 | 6 | 0.74787
9521 | 7.65 | 1 | 365 | 8.7051 | 0.53086 | 9 | 0.23598
15651 | 7 | 1 | 365 | 7.9655 | 0.041312 | 8 | 0.00678
9654 | 10.965 | 1 | 365 | 12.4773 | 0.12757 | 12 | 0.60491
9779 | 5.1 | 1 | 365 | 5.8034 | 0.68724 | 6 | 0.49065
13287 | 4.578 | 1 | 365 | 5.2094 | 0.49102 | 5 | 0.70043
11346 | 7.5 | 1 | 365 | 8.5344 | 0.18712 | 8 | 0.72155
15921 | 6.44 | 1 | 365 | 7.3282 | 0.75801 | 8 | 0.086238
13607 | 4.335 | 1 | 365 | 4.9329 | 0.93416 | 5 | 0.86706
12573 | 4.845 | 1 | 365 | 5.5132 | 0.10288 | 5 | 0.61612
14242 | 3.825 | 1 | 365 | 4.3526 | 0.76543 | 5 | 0.11799
11797 | 5.61 | 1 | 365 | 6.3838 | 0.85597 | 7 | 0.23972
16055 | 3.92 | 1 | 365 | 4.4607 | 0.98313 | 5 | 0.4438
16588 | 8.37 | 1 | 365 | 9.5244 | 0.18083 | 9 | 0.70525
16833 | 4.845 | 1 | 365 | 5.5132 | 0.10288 | 5 | 0.61612
19405 | 7.395 | 1 | 365 | 8.4149 | 0.9465 | 9 | 0.36145
11733 | 9.45 | 1 | 365 | 10.7534 | 0.65577 | 11 | 0.40915
9847 | 2.04 | 1 | 365 | 2.3214 | 0.6749 | 2 | 0.99626
13608 | 4.59 | 1 | 365 | 5.2231 | 0.51852 | 5 | 0.74159
9803 | 4.59 | 1 | 365 | 5.2231 | 0.51852 | 5 | 0.74159
16481 | 3.5 | 1 | 365 | 3.9827 | 0.020656 | 4 | 0.00339
14758 | 6.885 | 1 | 365 | 7.8346 | 0.77778 | 8 | 0.61238
17760 | 5.61 | 1 | 365 | 6.3838 | 0.85597 | 7 | 0.23972
16356 | 11.88 | 1 | 365 | 13.5185 | 0.2244 | 13 | 0.74294
11385 | 3.57 | 1 | 365 | 4.0624 | 0.18107 | 4 | 0.24346
19171 | 5.67 | 1 | 365 | 6.452 | 0.99346 | 7 | 0.44549
15036 | 6.47 | 1 | 365 | 7.3624 | 0.82676 | 8 | 0.18912
9437 | 9.995 | 1 | 365 | 11.3736 | 0.9047 | 12 | 0.27825
33002 | 9.075 | 1 | 365 | 10.3267 | 0.79642 | 11 | 0.12308
19707 | 6.05 | 1 | 365 | 6.8844 | 0.86428 | 7 | 0.74872
13541 | 5.4 | 1 | 365 | 6.1448 | 0.37473 | 6 | 0.51952
9646 | 3.825 | 1 | 365 | 4.3526 | 0.76543 | 5 | 0.11799
14341 | 5.4 | 1 | 365 | 6.1448 | 0.37473 | 6 | 0.51952
9446 | 5.4 | 1 | 365 | 6.1448 | 0.37473 | 6 | 0.51952
13017 | 4.83 | 1 | 365 | 5.4962 | 0.068505 | 5 | 0.56468
11549 | 5.559 | 1 | 365 | 6.3257 | 0.73909 | 7 | 0.064813
14251 | 6.867 | 1 | 365 | 7.8141 | 0.73653 | 8 | 0.55065
10092 | 8.97 | 1 | 365 | 10.2072 | 0.5558 | 10 | 0.76297
10142 | 8.175 | 1 | 365 | 9.3025 | 0.73396 | 10 | 0.03649
15914 | 4.335 | 1 | 365 | 4.9329 | 0.93416 | 5 | 0.86706
17890 | 7.83 | 1 | 365 | 8.9099 | 0.94335 | 9 | 0.8533
9513 | 5.1 | 1 | 365 | 5.8034 | 0.68724 | 6 | 0.49065
20626 | 10.5 | 1 | 365 | 11.9482 | 0.061968 | 12 | 0.01017
10589 | 6.375 | 1 | 365 | 7.2543 | 0.60905 | 7 | 0.86332
16010 | 6.05 | 1 | 365 | 6.8844 | 0.86428 | 7 | 0.74872
17172 | 9.435 | 1 | 365 | 10.7363 | 0.6214 | 11 | 0.35771
3552 | 34.008 | 0.9 | 365 | 34.8287 | 0.13995 | 34 | 0.96862
4733 | 6.12 | 1 | 365 | 6.9641 | 0.02469 | 6 | 0.98878
4749 | 8 | 1 | 365 | 9.1034 | 0.33293 | 9 | 0.43632
4943 | 4.5 | 1 | 365 | 5.1207 | 0.31227 | 5 | 0.43293
10708 | 7.65 | 1 | 365 | 8.7051 | 0.53086 | 9 | 0.23598
11853 | 9.325 | 1 | 365 | 10.6111 | 0.36932 | 10 | 0.98046
13444 | 8.97 | 1 | 365 | 10.2072 | 0.5558 | 10 | 0.76297
21140 | 14.74 | 1 | 365 | 16.773 | 0.77842 | 17 | 0.55142
16792 | 7.28 | 1 | 365 | 8.2841 | 0.68296 | 8 | 0.96705
13901 | 7 | 1 | 365 | 7.9655 | 0.041312 | 8 | 0.00678
12404 | 5.886 | 1 | 365 | 6.6978 | 0.48845 | 7 | 0.18627
51873 | 8 | 1 | 365 | 9.1034 | 0.33293 | 9 | 0.43632
13524 | 5.25 | 1 | 365 | 5.9741 | 0.030984 | 6 | 0.005085
50550 | 7.56 | 1 | 365 | 8.6027 | 0.32462 | 8 | 0.92732
19272 | 10.53 | 1 | 365 | 11.9823 | 0.13072 | 12 | 0.11306
25056 | 6 | 1 | 365 | 6.8275 | 0.7497 | 7 | 0.57724
11293 | 4.125 | 1 | 365 | 4.6939 | 0.45292 | 5 | 0.14685
11299 | 6.6 | 1 | 365 | 7.5103 | 0.12467 | 7 | 0.63496
54188 | 7 | 1 | 365 | 7.9655 | 0.041312 | 8 | 0.00678
11856 | 6.89 | 1 | 365 | 7.8403 | 0.78923 | 8 | 0.62953
20192 | 2.616 | 1 | 365 | 2.9768 | 0.99487 | 3 | 0.97168
26886 | 4.9 | 1 | 365 | 5.5758 | 0.22892 | 5 | 0.80475
17170 | 8.525 | 1 | 365 | 9.7008 | 0.53603 | 10 | 0.23683
16082 | 3.57 | 1 | 365 | 4.0624 | 0.18107 | 4 | 0.24346
51128 | 7.35 | 1 | 365 | 8.3637 | 0.84338 | 9 | 0.20712
11964 | 11.475 | 1 | 365 | 13.0577 | 0.29629 | 13 | 0.35397
17077 | 4.845 | 1 | 365 | 5.5132 | 0.10288 | 5 | 0.61612
26925 | 8.415 | 1 | 365 | 9.5756 | 0.28395 | 9 | 0.85958
16030 | 6.215 | 1 | 365 | 7.0722 | 0.24239 | 7 | 0.31459
25166 | 6.47 | 1 | 365 | 7.3624 | 0.82676 | 8 | 0.18912
14719 | 5.47 | 1 | 365 | 6.2244 | 0.53514 | 6 | 0.75958
52706 | 13.26 | 1 | 365 | 15.0889 | 0.38683 | 15 | 0.4757
20880 | 6.89 | 1 | 365 | 7.8403 | 0.78923 | 8 | 0.62953
12125 | 2.55 | 1 | 365 | 2.9017 | 0.84362 | 3 | 0.74533
13518 | 4.16 | 1 | 365 | 4.7338 | 0.53312 | 5 | 0.26689
10867 | 7.245 | 1 | 365 | 8.2443 | 0.60276 | 8 | 0.84702
16277 | 8.505 | 1 | 365 | 9.678 | 0.49019 | 10 | 0.16824
30751 | 4.98 | 1 | 365 | 5.6669 | 0.41225 | 6 | 0.079109
10753 | 6.44 | 1 | 365 | 7.3282 | 0.75801 | 8 | 0.086238
30994 | 7.905 | 1 | 365 | 8.9953 | 0.11522 | 9 | 0.11051
10739 | 8.25 | 1 | 365 | 9.3879 | 0.90583 | 10 | 0.29371
11440 | 6.555 | 1 | 365 | 7.4591 | 0.021543 | 7 | 0.48063
10677 | 6.885 | 1 | 365 | 7.8346 | 0.77778 | 8 | 0.61238
10953 | 6.54 | 1 | 365 | 7.442 | 0.98717 | 8 | 0.42919
13073 | 5.1 | 1 | 365 | 5.8034 | 0.68724 | 6 | 0.49065
10752 | 7.25 | 1 | 365 | 8.2499 | 0.61422 | 8 | 0.86416
10730 | 3.825 | 1 | 365 | 4.3526 | 0.76543 | 5 | 0.11799
10693 | 3.315 | 1 | 365 | 3.7722 | 0.59671 | 4 | 0.36893
16622 | 5.75 | 1 | 365 | 6.5431 | 0.17679 | 6 | 0.71985
17469 | 6.63 | 1 | 365 | 7.5444 | 0.19341 | 7 | 0.73785
13910 | 7.84 | 1 | 365 | 8.9213 | 0.96627 | 9 | 0.88759
13950 | 3.92 | 1 | 365 | 4.4607 | 0.98313 | 5 | 0.4438
19498 | 6.63 | 1 | 365 | 7.5444 | 0.19341 | 7 | 0.73785
53983 | 10.71 | 1 | 365 | 12.1872 | 0.54321 | 12 | 0.73037
51874 | 7.84 | 1 | 365 | 8.9213 | 0.96627 | 9 | 0.88759
42582 | 7.65 | 1 | 365 | 8.7051 | 0.53086 | 9 | 0.23598
14418 | 4.08 | 1 | 365 | 4.6427 | 0.34979 | 4 | 0.99252
22197 | 8.25 | 1 | 365 | 9.3879 | 0.90583 | 10 | 0.29371
12169 | 10.08 | 1 | 365 | 11.4703 | 0.099489 | 11 | 0.56976
16349 | 9.72 | 1 | 365 | 11.0606 | 0.27451 | 11 | 0.33513
23019 | 10.215 | 1 | 365 | 11.6239 | 0.40886 | 12 | 0.032751
24093 | 6.21 | 1 | 365 | 7.0665 | 0.23094 | 7 | 0.29744
80797 | 4.95 | 1 | 365 | 5.6327 | 0.3435 | 5 | 0.97622
20474 | 14.84 | 1 | 365 | 16.8868 | 0.0075814 | 16 | 0.89437
18831 | 4.335 | 1 | 365 | 4.9329 | 0.93416 | 5 | 0.86706
21057 | 9.12 | 1 | 365 | 10.3779 | 0.89954 | 11 | 0.2774
13075 | 2.7 | 1 | 365 | 3.0724 | 0.18736 | 3 | 0.25976
48622 | 9.045 | 1 | 365 | 10.2925 | 0.72767 | 11 | 0.020189
16697 | 6.375 | 1 | 365 | 7.2543 | 0.60905 | 7 | 0.86332
24445 | 4.4 | 1 | 365 | 5.0069 | 0.08311 | 5 | 0.089976
17082 | 6.03 | 1 | 365 | 6.8617 | 0.81844 | 7 | 0.68013
21124 | 7.02 | 1 | 365 | 7.9882 | 0.087144 | 8 | 0.075371
10696 | 9.6 | 1 | 365 | 10.9241 | 0.99951 | 11 | 0.92358
12860 | 10.71 | 1 | 365 | 12.1872 | 0.54321 | 12 | 0.73037
11264 | 9.18 | 1 | 365 | 10.4461 | 0.037035 | 10 | 0.48318
11747 | 8.25 | 1 | 365 | 9.3879 | 0.90583 | 10 | 0.29371
25095 | 5.25 | 1 | 365 | 5.9741 | 0.030984 | 6 | 0.005085
12330 | 14.85 | 1 | 365 | 16.8982 | 0.030498 | 16 | 0.92867
12780 | 8.28 | 1 | 365 | 9.422 | 0.97458 | 10 | 0.39659
15110 | 7.245 | 1 | 365 | 8.2443 | 0.60276 | 8 | 0.84702
12936 | 7.15 | 1 | 365 | 8.1362 | 0.38505 | 8 | 0.52121
15653 | 11.75 | 1 | 365 | 13.3706 | 0.92649 | 14 | 0.29709
16364 | 12.42 | 1 | 365 | 14.133 | 0.46187 | 14 | 0.59489
19179 | 10.2 | 1 | 365 | 11.6068 | 0.37448 | 11 | 0.98131
16872 | 3 | 1 | 365 | 3.4138 | 0.87485 | 4 | 0.28862
20486 | 10.98 | 1 | 365 | 12.4944 | 0.16194 | 12 | 0.65635
21271 | 4.08 | 1 | 365 | 4.6427 | 0.34979 | 4 | 0.99252
13984 | 2.75 | 1 | 365 | 3.1293 | 0.30194 | 3 | 0.43124
10711 | 6.12 | 1 | 365 | 6.9641 | 0.02469 | 6 | 0.98878
51947 | 5.75 | 1 | 365 | 6.5431 | 0.17679 | 6 | 0.71985
10771 | 12 | 1 | 365 | 13.6551 | 0.49939 | 14 | 0.15448
16591 | 5.88 | 1 | 365 | 6.691 | 0.4747 | 7 | 0.1657
11442 | 6.375 | 1 | 365 | 7.2543 | 0.60905 | 7 | 0.86332
13610 | 5.88 | 1 | 365 | 6.691 | 0.4747 | 7 | 0.1657
45242 | 4.8 | 1 | 365 | 5.462 | 0.99976 | 6 | 0.46179
10751 | 10.464 | 1 | 365 | 11.9072 | 0.97947 | 12 | 0.88671
20813 | 7.14 | 1 | 365 | 8.1248 | 0.36214 | 8 | 0.48692
12234 | 6.21 | 1 | 365 | 7.0665 | 0.23094 | 7 | 0.29744
15000 | 2.7 | 1 | 365 | 3.0724 | 0.18736 | 3 | 0.25976
51156 | 5.98 | 1 | 365 | 6.8048 | 0.70386 | 7 | 0.50865
15691 | 5.7 | 1 | 365 | 6.4862 | 0.062211 | 6 | 0.54838
32882 | 5.61 | 1 | 365 | 6.3838 | 0.85597 | 7 | 0.23972
17148 | 6.72 | 1 | 365 | 7.6468 | 0.39966 | 8 | 0.046509
51901 | 5.1 | 1 | 365 | 5.8034 | 0.68724 | 6 | 0.49065
15785 | 9.18 | 1 | 365 | 10.4461 | 0.037035 | 10 | 0.48318
15490 | 4.08 | 1 | 365 | 4.6427 | 0.34979 | 4 | 0.99252
10737 | 8.75 | 1 | 365 | 9.9568 | 0.05164 | 10 | 0.008475
11259 | 9.69 | 1 | 365 | 11.0265 | 0.20576 | 11 | 0.23224
10741 | 8.67 | 1 | 365 | 9.8658 | 0.86831 | 10 | 0.73411
10684 | 6.75 | 1 | 365 | 7.681 | 0.46841 | 8 | 0.1494
15488 | 8.25 | 1 | 365 | 9.3879 | 0.90583 | 10 | 0.29371
11484 | 9.156 | 1 | 365 | 10.4188 | 0.98204 | 11 | 0.40087
12925 | 11.44 | 1 | 365 | 13.0179 | 0.21609 | 13 | 0.23394
10691 | 4.08 | 1 | 365 | 4.6427 | 0.34979 | 4 | 0.99252
10876 | 10.92 | 1 | 365 | 12.4261 | 0.024447 | 12 | 0.45058
12577 | 7.395 | 1 | 365 | 8.4149 | 0.9465 | 9 | 0.36145
16279 | 8.8 | 1 | 365 | 10.0137 | 0.16622 | 10 | 0.17995
10736 | 5.1 | 1 | 365 | 5.8034 | 0.68724 | 6 | 0.49065
10692 | 2.295 | 1 | 365 | 2.6115 | 0.25926 | 2 | 0.87079
11325 | 5.865 | 1 | 365 | 6.6739 | 0.44033 | 7 | 0.11425
10916 | 5.2 | 1 | 365 | 5.9172 | 0.9164 | 6 | 0.83361
11748 | 10.5 | 1 | 365 | 11.9482 | 0.061968 | 12 | 0.01017
10695 | 5.865 | 1 | 365 | 6.6739 | 0.44033 | 7 | 0.11425
10697 | 3.06 | 1 | 365 | 3.482 | 0.012345 | 3 | 0.49439
10689 | 5.83 | 1 | 365 | 6.6341 | 0.36012 | 6 | 0.99422
10875 | 11.22 | 1 | 365 | 12.7675 | 0.71193 | 13 | 0.47944
10755 | 10.791 | 1 | 365 | 12.2793 | 0.72883 | 13 | 0.0081661
10877 | 7.5 | 1 | 365 | 8.5344 | 0.18712 | 8 | 0.72155
10776 | 9.38 | 1 | 365 | 10.6737 | 0.49536 | 11 | 0.16909
67830 | 6.555 | 1 | 365 | 7.4591 | 0.021543 | 7 | 0.48063
18600 | 5.5 | 1 | 365 | 6.2586 | 0.60389 | 6 | 0.86247
26885 | 3.675 | 1 | 365 | 4.1819 | 0.42169 | 4 | 0.60356
11202 | 7.56 | 1 | 365 | 8.6027 | 0.32462 | 8 | 0.92732
25075 | 8.12 | 1 | 365 | 9.2399 | 0.60792 | 9 | 0.84786
32854 | 11.88 | 1 | 365 | 13.5185 | 0.2244 | 13 | 0.74294
21792 | 4.5 | 1 | 365 | 5.1207 | 0.31227 | 5 | 0.43293
18219 | 6.05 | 1 | 365 | 6.8844 | 0.86428 | 7 | 0.74872
19383 | 6 | 1 | 365 | 6.8275 | 0.7497 | 7 | 0.57724
30524 | 3.78 | 1 | 365 | 4.3014 | 0.66231 | 4 | 0.96366
22588 | 3.64 | 1 | 365 | 4.142 | 0.34148 | 4 | 0.48353
14438 | 3.85 | 1 | 365 | 4.381 | 0.82272 | 5 | 0.20373
17155 | 7.84 | 1 | 365 | 8.9213 | 0.96627 | 9 | 0.88759
13570 | 5.1 | 1 | 365 | 5.8034 | 0.68724 | 6 | 0.49065
20274 | 8.16 | 1 | 365 | 9.2855 | 0.69959 | 9 | 0.98505
13958 | 14.535 | 1 | 365 | 16.5397 | 0.30864 | 16 | 0.84836
25589 | 9.483 | 1 | 365 | 10.7909 | 0.73139 | 11 | 0.52233
26650 | 6.36 | 1 | 365 | 7.2372 | 0.57468 | 7 | 0.81187
22068 | 6.3 | 1 | 365 | 7.1689 | 0.43718 | 7 | 0.6061
80891 | 10.965 | 1 | 365 | 12.4773 | 0.12757 | 12 | 0.60491
18514 | 4.24 | 1 | 365 | 4.8248 | 0.71645 | 5 | 0.54125
14339 | 5.61 | 1 | 365 | 6.3838 | 0.85597 | 7 | 0.23972
16586 | 11.925 | 1 | 365 | 13.5697 | 0.32752 | 13 | 0.89726
10726 | 8.75 | 1 | 365 | 9.9568 | 0.05164 | 10 | 0.008475
10954 | 12.06 | 1 | 365 | 13.7234 | 0.63689 | 14 | 0.36025
10775 | 5.355 | 1 | 365 | 6.0936 | 0.2716 | 6 | 0.36519
18326 | 8.8 | 1 | 365 | 10.0137 | 0.16622 | 10 | 0.17995
11071 | 11 | 1 | 365 | 12.5172 | 0.20778 | 12 | 0.72494
17591 | 6.72 | 1 | 365 | 7.6468 | 0.39966 | 8 | 0.046509
20946 | 5.886 | 1 | 365 | 6.6978 | 0.48845 | 7 | 0.18627
48818 | 4.86 | 1 | 365 | 5.5303 | 0.13725 | 5 | 0.66756
16607 | 8.4 | 1 | 365 | 9.5586 | 0.24957 | 9 | 0.80814
54393 | 13.5 | 1 | 365 | 15.362 | 0.93682 | 16 | 0.29879
11509 | 7.75 | 1 | 365 | 8.8189 | 0.76002 | 9 | 0.57893
18596 | 2.7 | 1 | 365 | 3.0724 | 0.18736 | 3 | 0.25976
11268 | 10.05 | 1 | 365 | 11.4361 | 0.030741 | 11 | 0.46688
10714 | 3.25 | 1 | 365 | 3.6983 | 0.44775 | 4 | 0.146
11488 | 6.7 | 1 | 365 | 7.6241 | 0.35383 | 7 | 0.97792
21000 | 8.4 | 1 | 365 | 9.5586 | 0.24957 | 9 | 0.80814
13120 | 9.483 | 1 | 365 | 10.7909 | 0.73139 | 11 | 0.52233
22586 | 7.28 | 1 | 365 | 8.2841 | 0.68296 | 8 | 0.96705
33547 | 5.5 | 1 | 365 | 6.2586 | 0.60389 | 6 | 0.86247
14931 | 12 | 1 | 365 | 13.6551 | 0.49939 | 14 | 0.15448
77451 | 3.06 | 1 | 365 | 3.482 | 0.012345 | 3 | 0.49439
31240 | 4.48 | 1 | 365 | 5.0979 | 0.26644 | 5 | 0.36434
11772 | 4.76 | 1 | 365 | 5.4165 | 0.90809 | 6 | 0.32461
26880 | 3.43 | 1 | 365 | 3.9031 | 0.86024 | 4 | 0.76332
20245 | 4.4 | 1 | 365 | 5.0069 | 0.08311 | 5 | 0.089976
53970 | 6.63 | 1 | 365 | 7.5444 | 0.19341 | 7 | 0.73785
26883 | 4.9 | 1 | 365 | 5.5758 | 0.22892 | 5 | 0.80475
32840 | 10.64 | 1 | 365 | 12.1075 | 0.38279 | 12 | 0.49031
14828 | 5.88 | 1 | 365 | 6.691 | 0.4747 | 7 | 0.1657
14170 | 5.61 | 1 | 365 | 6.3838 | 0.85597 | 7 | 0.23972
26400 | 6.12 | 1 | 365 | 6.9641 | 0.02469 | 6 | 0.98878
11487 | 12.395 | 1 | 365 | 14.1046 | 0.40458 | 14 | 0.50915
17844 | 4.8 | 1 | 365 | 5.462 | 0.99976 | 6 | 0.46179
15694 | 7.2 | 1 | 365 | 8.1931 | 0.49964 | 8 | 0.69269
22614 | 8.4 | 1 | 365 | 9.5586 | 0.24957 | 9 | 0.80814
11907 | 5.61 | 1 | 365 | 6.3838 | 0.85597 | 7 | 0.23972
14499 | 8.925 | 1 | 365 | 10.156 | 0.45267 | 10 | 0.60864
21068 | 3.924 | 1 | 365 | 4.4652 | 0.9923 | 5 | 0.45751
17798 | 5.61 | 1 | 365 | 6.3838 | 0.85597 | 7 | 0.23972
12455 | 6.54 | 1 | 365 | 7.442 | 0.98717 | 8 | 0.42919
10682 | 11.22 | 1 | 365 | 12.7675 | 0.71193 | 13 | 0.47944
10998 | 7.7 | 1 | 365 | 8.762 | 0.64544 | 9 | 0.40746
13643 | 11.475 | 1 | 365 | 13.0577 | 0.29629 | 13 | 0.35397
12239 | 7 | 1 | 365 | 7.9655 | 0.041312 | 8 | 0.00678
12775 | 5.225 | 1 | 365 | 5.9457 | 0.97369 | 6 | 0.91935
10679 | 3.57 | 1 | 365 | 4.0624 | 0.18107 | 4 | 0.24346
19587 | 8.37 | 1 | 365 | 9.5244 | 0.18083 | 9 | 0.70525
13520 | 7 | 1 | 365 | 7.9655 | 0.041312 | 8 | 0.00678
23576 | 4.59 | 1 | 365 | 5.2231 | 0.51852 | 5 | 0.74159
14125 | 5.3 | 1 | 365 | 6.031 | 0.14556 | 6 | 0.17656
19501 | 6 | 1 | 365 | 6.8275 | 0.7497 | 7 | 0.57724
20195 | 5.04 | 1 | 365 | 5.7351 | 0.54974 | 6 | 0.28488
12827 | 7.29 | 1 | 365 | 8.2955 | 0.70588 | 9 | 0.0013466
17177 | 6.9 | 1 | 365 | 7.8517 | 0.81215 | 8 | 0.66383
21615 | 4.98 | 1 | 365 | 5.6669 | 0.41225 | 6 | 0.079109
13457 | 8.8 | 1 | 365 | 10.0137 | 0.16622 | 10 | 0.17995
20243 | 7.975 | 1 | 365 | 9.0749 | 0.27564 | 9 | 0.35058
16291 | 6.325 | 1 | 365 | 7.1974 | 0.49447 | 7 | 0.69184
12905 | 7.2 | 1 | 365 | 8.1931 | 0.49964 | 8 | 0.69269
54265 | 5.4 | 1 | 365 | 6.1448 | 0.37473 | 6 | 0.51952
11536 | 9.945 | 1 | 365 | 11.3167 | 0.79012 | 12 | 0.10678
31128 | 6.615 | 1 | 365 | 7.5274 | 0.15904 | 7 | 0.68641
13534 | 6.12 | 1 | 365 | 6.9641 | 0.02469 | 6 | 0.98878
49273 | 5.1 | 1 | 365 | 5.8034 | 0.68724 | 6 | 0.49065
21011 | 4.95 | 1 | 365 | 5.6327 | 0.3435 | 5 | 0.97622
15065 | 7.02 | 1 | 365 | 7.9882 | 0.087144 | 8 | 0.075371
12596 | 9.81 | 1 | 365 | 11.163 | 0.48075 | 11 | 0.64379
13363 | 5.7 | 1 | 365 | 6.4862 | 0.062211 | 6 | 0.54838
20077 | 4.86 | 1 | 365 | 5.5303 | 0.13725 | 5 | 0.66756
45249 | 8.1 | 1 | 365 | 9.2172 | 0.56209 | 9 | 0.77927
25047 | 10.64 | 1 | 365 | 12.1075 | 0.38279 | 12 | 0.49031
11002 | 5.232 | 1 | 365 | 5.9536 | 0.98973 | 6 | 0.94335
13283 | 9.81 | 1 | 365 | 11.163 | 0.48075 | 11 | 0.64379
16836 | 7.84 | 1 | 365 | 8.9213 | 0.96627 | 9 | 0.88759
17433 | 4.578 | 1 | 365 | 5.2094 | 0.49102 | 5 | 0.70043
23040 | 9.315 | 1 | 365 | 10.5998 | 0.3464 | 10 | 0.94617
18347 | 6.5 | 1 | 365 | 7.3965 | 0.8955 | 8 | 0.29201
50593 | 6.12 | 1 | 365 | 6.9641 | 0.02469 | 6 | 0.98878
10754 | 6.72 | 1 | 365 | 7.6468 | 0.39966 | 8 | 0.046509
18690 | 4.32 | 1 | 365 | 4.9158 | 0.89978 | 5 | 0.81561
51090 | 11.275 | 1 | 365 | 12.8301 | 0.83797 | 13 | 0.66806
12822 | 8.67 | 1 | 365 | 9.8658 | 0.86831 | 10 | 0.73411
15198 | 9.99 | 1 | 365 | 11.3679 | 0.89324 | 12 | 0.2611
11486 | 12.753 | 1 | 365 | 14.5119 | 0.22498 | 14 | 0.73692
23035 | 3.3 | 1 | 365 | 3.7551 | 0.56233 | 4 | 0.31748
19710 | 6.6 | 1 | 365 | 7.5103 | 0.12467 | 7 | 0.63496
11069 | 6.6 | 1 | 365 | 7.5103 | 0.12467 | 7 | 0.63496
18598 | 6.6 | 1 | 365 | 7.5103 | 0.12467 | 7 | 0.63496
14922 | 5.04 | 1 | 365 | 5.7351 | 0.54974 | 6 | 0.28488
12286 | 7.245 | 1 | 365 | 8.2443 | 0.60276 | 8 | 0.84702
19193 | 5.895 | 1 | 365 | 6.7081 | 0.50908 | 7 | 0.21714
14553 | 5.83 | 1 | 365 | 6.6341 | 0.36012 | 6 | 0.99422
14019 | 3.924 | 1 | 365 | 4.4652 | 0.9923 | 5 | 0.45751
24137 | 6.21 | 1 | 365 | 7.0665 | 0.23094 | 7 | 0.29744
13384 | 7.7 | 1 | 365 | 8.762 | 0.64544 | 9 | 0.40746
11262 | 9.69 | 1 | 365 | 11.0265 | 0.20576 | 11 | 0.23224
14824 | 4.125 | 1 | 365 | 4.6939 | 0.45292 | 5 | 0.14685
10685 | 9.435 | 1 | 365 | 10.7363 | 0.6214 | 11 | 0.35771
13611 | 7.905 | 1 | 365 | 8.9953 | 0.11522 | 9 | 0.11051
16692 | 5.232 | 1 | 365 | 5.9536 | 0.98973 | 6 | 0.94335
59054 | 4.83 | 1 | 365 | 5.4962 | 0.068505 | 5 | 0.56468
19320 | 11.25 | 1 | 365 | 12.8016 | 0.78068 | 13 | 0.58232
13442 | 9.72 | 1 | 365 | 11.0606 | 0.27451 | 11 | 0.33513
51946 | 7.5 | 1 | 365 | 8.5344 | 0.18712 | 8 | 0.72155
51945 | 6.25 | 1 | 365 | 7.112 | 0.3226 | 7 | 0.43462
10744 | 3.92 | 1 | 365 | 4.4607 | 0.98313 | 5 | 0.4438
16826 | 4.845 | 1 | 365 | 5.5132 | 0.10288 | 5 | 0.61612
47245 | 4.335 | 1 | 365 | 4.9329 | 0.9329 | 5 | 0.8658
5594 | 8 | 1 | 365 | 9.1034 | 0.33293 | 9 | 0.43632
6106 | 6.48 | 1 | 365 | 7.3737 | 0.84967 | 8 | 0.22342
23230 | 6.375 | 1 | 365 | 7.2543 | 0.60905 | 7 | 0.86332
32077 | 7.14 | 1 | 365 | 8.1248 | 0.36214 | 8 | 0.48692
11861 | 8.4 | 1 | 365 | 9.5586 | 0.24957 | 9 | 0.80814
13074 | 9.18 | 1 | 365 | 10.4461 | 0.037035 | 10 | 0.48318
20542 | 4.4 | 1 | 365 | 5.0069 | 0.08311 | 5 | 0.089976
36720 | 5.47 | 1 | 365 | 6.2244 | 0.53514 | 6 | 0.75958
14672 | 7.7 | 1 | 365 | 8.762 | 0.64544 | 9 | 0.40746
18006 | 11.76 | 1 | 365 | 13.382 | 0.9494 | 14 | 0.33139
13796 | 5.61 | 1 | 365 | 6.3838 | 0.85597 | 7 | 0.23972
16322 | 4.08 | 1 | 365 | 4.6427 | 0.34979 | 4 | 0.99252
26630 | 8.16 | 1 | 365 | 9.2855 | 0.69959 | 9 | 0.98505
14253 | 5.5 | 1 | 365 | 6.2586 | 0.60389 | 6 | 0.86247
22434 | 7.848 | 1 | 365 | 8.9304 | 0.9846 | 9 | 0.91503
18349 | 7.905 | 1 | 365 | 8.9953 | 0.11522 | 9 | 0.11051
25740 | 7.395 | 1 | 365 | 8.4149 | 0.9465 | 9 | 0.36145
12931 | 4.32 | 1 | 365 | 4.9158 | 0.89978 | 5 | 0.81561
24108 | 7.905 | 1 | 365 | 8.9953 | 0.11522 | 9 | 0.11051
56204 | 8.88 | 1 | 365 | 10.1048 | 0.34955 | 10 | 0.45432
10881 | 3.57 | 1 | 365 | 4.0624 | 0.18107 | 4 | 0.24346
16894 | 5.775 | 1 | 365 | 6.5715 | 0.23408 | 6 | 0.80559
10883 | 6.3 | 1 | 365 | 7.1689 | 0.43718 | 7 | 0.6061
10886 | 4.5 | 1 | 365 | 5.1207 | 0.31227 | 5 | 0.43293
11017 | 8.16 | 1 | 365 | 9.2855 | 0.69959 | 9 | 0.98505
12348 | 5.13 | 1 | 365 | 5.8376 | 0.75599 | 6 | 0.59354
10946 | 10.71 | 1 | 365 | 12.1872 | 0.54321 | 12 | 0.73037
12594 | 6.875 | 1 | 365 | 7.8232 | 0.75486 | 8 | 0.57809
56595 | 7.5 | 1 | 365 | 8.5344 | 0.18712 | 8 | 0.72155
10882 | 7.2 | 1 | 365 | 8.1931 | 0.49964 | 8 | 0.69269
10878 | 4.08 | 1 | 365 | 4.6427 | 0.34979 | 4 | 0.99252
11015 | 2.55 | 1 | 365 | 2.9017 | 0.84362 | 3 | 0.74533
12592 | 5.775 | 1 | 365 | 6.5715 | 0.23408 | 6 | 0.80559
15391 | 12.96 | 1 | 365 | 14.7475 | 0.69934 | 15 | 0.44684
14907 | 9.045 | 1 | 365 | 10.2925 | 0.72767 | 11 | 0.020189
51364 | 9.69 | 1 | 365 | 11.0265 | 0.20576 | 11 | 0.23224
21125 | 9.81 | 1 | 365 | 11.163 | 0.48075 | 11 | 0.64379
32011 | 3.92 | 1 | 365 | 4.4607 | 0.98313 | 5 | 0.4438
12403 | 12.099 | 1 | 365 | 13.7677 | 0.72626 | 14 | 0.494
16890 | 6 | 1 | 365 | 6.8275 | 0.7497 | 7 | 0.57724
22553 | 5.04 | 1 | 365 | 5.7351 | 0.54974 | 6 | 0.28488
26851 | 4.08 | 1 | 365 | 4.6427 | 0.34979 | 4 | 0.99252
51916 | 3.315 | 1 | 365 | 3.7722 | 0.59671 | 4 | 0.36893
13533 | 5.865 | 1 | 365 | 6.6739 | 0.44033 | 7 | 0.11425
15645 | 8.4 | 1 | 365 | 9.5586 | 0.24957 | 9 | 0.80814
20096 | 8.525 | 1 | 365 | 9.7008 | 0.53603 | 10 | 0.23683
11300 | 7.8 | 1 | 365 | 8.8758 | 0.8746 | 9 | 0.75041
12811 | 6.375 | 1 | 365 | 7.2543 | 0.60905 | 7 | 0.86332
18864 | 4.08 | 1 | 365 | 4.6427 | 0.34979 | 4 | 0.99252
15925 | 7.95 | 1 | 365 | 9.0465 | 0.21835 | 9 | 0.26484
23042 | 6.03 | 1 | 365 | 6.8617 | 0.81844 | 7 | 0.68013
13953 | 7.245 | 1 | 365 | 8.2443 | 0.60276 | 8 | 0.84702
20642 | 3.575 | 1 | 365 | 4.0681 | 0.19253 | 4 | 0.26061
14899 | 5 | 1 | 365 | 5.6896 | 0.45808 | 6 | 0.1477
17907 | 9.15 | 1 | 365 | 10.412 | 0.96829 | 11 | 0.38029
16353 | 5.3 | 1 | 365 | 6.031 | 0.14556 | 6 | 0.17656
21126 | 5.232 | 1 | 365 | 5.9536 | 0.98973 | 6 | 0.94335
16365 | 6.63 | 1 | 365 | 7.5444 | 0.19341 | 7 | 0.73785
11254 | 2.8 | 1 | 365 | 3.1862 | 0.41652 | 3 | 0.60271
13281 | 6.05 | 1 | 365 | 6.8844 | 0.86428 | 7 | 0.74872
13013 | 10.725 | 1 | 365 | 12.2042 | 0.57758 | 12 | 0.78182
13460 | 4.95 | 1 | 365 | 5.6327 | 0.3435 | 5 | 0.97622
11628 | 4.675 | 1 | 365 | 5.3198 | 0.7133 | 6 | 0.033099
14551 | 5.232 | 1 | 365 | 5.9536 | 0.98973 | 6 | 0.94335
19701 | 7.29 | 1 | 365 | 8.2955 | 0.70588 | 9 | 0.0013466
13138 | 8.71 | 1 | 365 | 9.9113 | 0.95998 | 10 | 0.87129
13449 | 7.95 | 1 | 365 | 9.0465 | 0.21835 | 9 | 0.26484
46954 | 8.55 | 1 | 365 | 9.7293 | 0.59332 | 10 | 0.32257
17088 | 7.2 | 1 | 365 | 8.1931 | 0.49964 | 8 | 0.69269
16860 | 7.28 | 1 | 365 | 8.2841 | 0.68296 | 8 | 0.96705
11062 | 5.6 | 1 | 365 | 6.3724 | 0.83305 | 7 | 0.20542
13470 | 5.5 | 1 | 365 | 6.2586 | 0.60389 | 6 | 0.86247
31575 | 14.4 | 1 | 365 | 16.3861 | 0.99927 | 17 | 0.38538
13612 | 7.848 | 1 | 365 | 8.9304 | 0.9846 | 9 | 0.91503
18699 | 10.36 | 1 | 365 | 11.7889 | 0.74114 | 12 | 0.53003
26171 | 9.045 | 1 | 365 | 10.2925 | 0.72767 | 11 | 0.020189
24181 | 7.15 | 1 | 365 | 8.1362 | 0.38505 | 8 | 0.52121
13352 | 7.84 | 1 | 365 | 8.9213 | 0.96627 | 9 | 0.88759
21186 | 7.65 | 1 | 365 | 8.7051 | 0.53086 | 9 | 0.23598
17467 | 4.05 | 1 | 365 | 4.6086 | 0.28104 | 4 | 0.88964
20427 | 4.578 | 1 | 365 | 5.2094 | 0.49102 | 5 | 0.70043
10890 | 6.75 | 1 | 365 | 7.681 | 0.46841 | 8 | 0.1494
19706 | 10.92 | 1 | 365 | 12.4261 | 0.024447 | 12 | 0.45058
12166 | 6.44 | 1 | 365 | 7.3282 | 0.75801 | 8 | 0.086238
12150 | 6.54 | 1 | 365 | 7.442 | 0.98717 | 8 | 0.42919
17317 | 8.84 | 1 | 365 | 10.0592 | 0.25789 | 10 | 0.31713
13285 | 6.72 | 1 | 365 | 7.6468 | 0.39966 | 8 | 0.046509
20761 | 9.075 | 1 | 365 | 10.3267 | 0.79642 | 11 | 0.12308
11070 | 7.84 | 1 | 365 | 8.9213 | 0.96627 | 9 | 0.88759
15636 | 4.08 | 1 | 365 | 4.6427 | 0.34979 | 4 | 0.99252
16581 | 6.48 | 1 | 365 | 7.3737 | 0.84967 | 8 | 0.22342
10951 | 7.84 | 1 | 365 | 8.9213 | 0.96627 | 9 | 0.88759
14195 | 4.8 | 1 | 365 | 5.462 | 0.99976 | 6 | 0.46179
11204 | 7.42 | 1 | 365 | 8.4434 | 0.0037907 | 8 | 0.44719
26542 | 10.78 | 1 | 365 | 12.2668 | 0.70362 | 12 | 0.97044
26524 | 6.12 | 1 | 365 | 6.9641 | 0.02469 | 6 | 0.98878
51902 | 3.57 | 1 | 365 | 4.0624 | 0.18107 | 4 | 0.24346
42990 | 8.835 | 1 | 365 | 10.0536 | 0.24643 | 10 | 0.29999
18521 | 6.63 | 1 | 365 | 7.5444 | 0.19341 | 7 | 0.73785
16866 | 9.35 | 1 | 365 | 10.6396 | 0.42661 | 11 | 0.066199
24981 | 14.04 | 1 | 365 | 15.9765 | 0.17429 | 16 | 0.15074
21191 | 6.75 | 1 | 365 | 7.681 | 0.46841 | 8 | 0.1494
19152 | 8.4 | 1 | 365 | 9.5586 | 0.24957 | 9 | 0.80814
10952 | 6.875 | 1 | 365 | 7.8232 | 0.75486 | 8 | 0.57809
13565 | 4.86 | 1 | 365 | 5.5303 | 0.13725 | 5 | 0.66756
19619 | 7.28 | 1 | 365 | 8.2841 | 0.68296 | 8 | 0.96705
16280 | 8.1 | 1 | 365 | 9.2172 | 0.56209 | 9 | 0.77927
14407 | 8.68 | 1 | 365 | 9.8772 | 0.89123 | 10 | 0.76841
22533 | 9.715 | 1 | 365 | 11.0549 | 0.26305 | 11 | 0.31798
14820 | 7.28 | 1 | 365 | 8.2841 | 0.68296 | 8 | 0.96705
51943 | 8.75 | 1 | 365 | 9.9568 | 0.05164 | 10 | 0.008475
24158 | 5.5 | 1 | 365 | 6.2586 | 0.60389 | 6 | 0.86247
22457 | 7.521 | 1 | 365 | 8.5583 | 0.23524 | 8 | 0.79357
22782 | 8.75 | 1 | 365 | 9.9568 | 0.05164 | 10 | 0.008475
21549 | 3.135 | 1 | 365 | 3.5674 | 0.18422 | 3 | 0.75161
23947 | 2 | 1 | 365 | 2.2758 | 0.58323 | 2 | 0.85908
10889 | 6 | 1 | 365 | 6.8275 | 0.7497 | 7 | 0.57724
13576 | 5.5 | 1 | 365 | 6.2586 | 0.60389 | 6 | 0.86247
24868 | 6.05 | 1 | 365 | 6.8844 | 0.86428 | 7 | 0.74872
12402 | 9.156 | 1 | 365 | 10.4188 | 0.98204 | 11 | 0.40087
34037 | 9.9 | 1 | 365 | 11.2654 | 0.687 | 11 | 0.95245
13732 | 10.71 | 1 | 365 | 12.1872 | 0.54321 | 12 | 0.73037
14793 | 7.7 | 1 | 365 | 8.762 | 0.64544 | 9 | 0.40746
17389 | 8.25 | 1 | 365 | 9.3879 | 0.90583 | 10 | 0.29371
26529 | 10.2 | 1 | 365 | 11.6068 | 0.37448 | 11 | 0.98131
23642 | 9.435 | 1 | 365 | 10.7363 | 0.6214 | 11 | 0.35771
26416 | 6.125 | 1 | 365 | 6.9698 | 0.036148 | 7 | 0.0059325
26517 | 3.675 | 1 | 365 | 4.1819 | 0.42169 | 4 | 0.60356
26417 | 6.37 | 1 | 365 | 7.2486 | 0.59759 | 7 | 0.84617
26513 | 7.65 | 1 | 365 | 8.7051 | 0.53086 | 9 | 0.23598
22336 | 7.65 | 1 | 365 | 8.7051 | 0.53086 | 9 | 0.23598
18364 | 6 | 1 | 365 | 6.8275 | 0.7497 | 7 | 0.57724
13600 | 8.925 | 1 | 365 | 10.156 | 0.45267 | 10 | 0.60864
29679 | 8.829 | 1 | 365 | 10.0467 | 0.23268 | 10 | 0.27941
17770 | 7.84 | 1 | 365 | 8.9213 | 0.96627 | 9 | 0.88759
17045 | 7.395 | 1 | 365 | 8.4149 | 0.9465 | 9 | 0.36145
11752 | 9.18 | 1 | 365 | 10.4461 | 0.037035 | 10 | 0.48318
23997 | 5.9 | 1 | 365 | 6.7138 | 0.52053 | 7 | 0.23429
22856 | 7.75 | 1 | 365 | 8.8189 | 0.76002 | 9 | 0.57893
19064 | 4.8 | 1 | 365 | 5.462 | 0.99976 | 6 | 0.46179
42578 | 7.42 | 1 | 365 | 8.4434 | 0.0037907 | 8 | 0.44719
13462 | 7.15 | 1 | 365 | 8.1362 | 0.38505 | 8 | 0.52121
28569 | 5.72 | 1 | 365 | 6.5089 | 0.10804 | 6 | 0.61697
13064 | 6.9 | 1 | 365 | 7.8517 | 0.81215 | 8 | 0.66383
16361 | 5.6 | 1 | 365 | 6.3724 | 0.83305 | 7 | 0.20542
26916 | 8.42 | 1 | 365 | 9.5813 | 0.29541 | 9 | 0.87673
17305 | 6.48 | 1 | 365 | 7.3737 | 0.84967 | 8 | 0.22342
18220 | 12.753 | 1 | 365 | 14.5119 | 0.22498 | 14 | 0.73692
21129 | 8.04 | 1 | 365 | 9.1489 | 0.42459 | 9 | 0.5735
14310 | 5.61 | 1 | 365 | 6.3838 | 0.85597 | 7 | 0.23972
21672 | 4.16 | 1 | 365 | 4.7338 | 0.53312 | 5 | 0.26689
11625 | 7.2 | 1 | 365 | 8.1931 | 0.49964 | 8 | 0.69269
11837 | 9.45 | 1 | 365 | 10.7534 | 0.65577 | 11 | 0.40915
16371 | 8.16 | 1 | 365 | 9.2855 | 0.69959 | 9 | 0.98505
23136 | 6.875 | 1 | 365 | 7.8232 | 0.75486 | 8 | 0.57809
19439 | 7.848 | 1 | 365 | 8.9304 | 0.9846 | 9 | 0.91503
48723 | 5.04 | 1 | 365 | 5.7351 | 0.54974 | 6 | 0.28488
15688 | 5 | 1 | 365 | 5.6896 | 0.45808 | 6 | 0.1477
26538 | 3.185 | 1 | 365 | 3.6243 | 0.2988 | 3 | 0.92308
15673 | 8.8 | 1 | 365 | 10.0137 | 0.16622 | 10 | 0.17995
13450 | 4.59 | 1 | 365 | 5.2231 | 0.51852 | 5 | 0.74159
17908 | 6.3 | 1 | 365 | 7.1689 | 0.43718 | 7 | 0.6061
18720 | 4.905 | 1 | 365 | 5.5815 | 0.24038 | 5 | 0.82189
16471 | 8.1 | 1 | 365 | 9.2172 | 0.56209 | 9 | 0.77927
15546 | 6.54 | 1 | 365 | 7.442 | 0.98717 | 8 | 0.42919
25940 | 6.6 | 1 | 365 | 7.5103 | 0.12467 | 7 | 0.63496
17314 | 4.95 | 1 | 365 | 5.6327 | 0.3435 | 5 | 0.97622
14909 | 5.775 | 1 | 365 | 6.5715 | 0.23408 | 6 | 0.80559
25793 | 7.15 | 1 | 365 | 8.1362 | 0.38505 | 8 | 0.52121
12160 | 3.6 | 1 | 365 | 4.0965 | 0.24982 | 4 | 0.34634
12419 | 7.7 | 1 | 365 | 8.762 | 0.64544 | 9 | 0.40746
22335 | 7 | 1 | 365 | 7.9655 | 0.041312 | 8 | 0.00678
25191 | 7.2 | 1 | 365 | 8.1931 | 0.49964 | 8 | 0.69269
32858 | 4.77 | 1 | 365 | 5.4279 | 0.93101 | 6 | 0.35891
20751 | 14.74 | 1 | 365 | 16.773 | 0.77842 | 17 | 0.55142
51941 | 5.25 | 1 | 365 | 5.9741 | 0.030984 | 6 | 0.005085
17087 | 9.66 | 1 | 365 | 10.9923 | 0.13701 | 11 | 0.12936
15918 | 5.98 | 1 | 365 | 6.8048 | 0.70386 | 7 | 0.50865
51940 | 2.75 | 1 | 365 | 3.1293 | 0.30194 | 3 | 0.43124
33215 | 9.12 | 1 | 365 | 10.3779 | 0.89954 | 11 | 0.2774
11548 | 5.61 | 1 | 365 | 6.3838 | 0.85597 | 7 | 0.23972
11565 | 9.435 | 1 | 365 | 10.7363 | 0.6214 | 11 | 0.35771
77462 | 12.375 | 1 | 365 | 14.0818 | 0.35875 | 14 | 0.44056
17675 | 3.3 | 1 | 365 | 3.7551 | 0.56233 | 4 | 0.31748
13798 | 4.335 | 1 | 365 | 4.9329 | 0.93416 | 5 | 0.86706
36325 | 4.905 | 1 | 365 | 5.5815 | 0.24038 | 5 | 0.82189
19503 | 6.75 | 1 | 365 | 7.681 | 0.46841 | 8 | 0.1494
6836 | 7.56 | 1 | 365 | 8.6027 | 0.32462 | 8 | 0.92732
5591 | 4.5 | 1 | 365 | 5.1207 | 0.31227 | 5 | 0.43293
8691 | 5.5 | 1 | 365 | 6.2586 | 0.60389 | 6 | 0.86247
13826 | 6.885 | 1 | 365 | 7.8346 | 0.77778 | 8 | 0.61238
13471 | 7.7 | 1 | 365 | 8.762 | 0.64544 | 9 | 0.40746
11851 | 4.59 | 1 | 365 | 5.2231 | 0.51852 | 5 | 0.74159
16295 | 10.175 | 1 | 365 | 11.5784 | 0.31719 | 11 | 0.89557
31286 | 4.9 | 1 | 365 | 5.5758 | 0.22892 | 5 | 0.80475
50554 | 14.28 | 1 | 365 | 16.2496 | 0.72428 | 16 | 0.97383
17311 | 9 | 1 | 365 | 10.2413 | 0.62454 | 10 | 0.86586
15123 | 8.415 | 1 | 365 | 9.5756 | 0.28395 | 9 | 0.85958
19316 | 3.5 | 1 | 365 | 3.9827 | 0.020656 | 4 | 0.00339
13439 | 13.16 | 1 | 365 | 14.9751 | 0.15767 | 15 | 0.13275
25567 | 5.61 | 1 | 365 | 6.3838 | 0.85597 | 7 | 0.23972
15218 | 6.885 | 1 | 365 | 7.8346 | 0.77778 | 8 | 0.61238
30469 | 6.21 | 1 | 365 | 7.0665 | 0.23094 | 7 | 0.29744
29305 | 9.18 | 1 | 365 | 10.4461 | 0.037035 | 10 | 0.48318
18285 | 3.597 | 1 | 365 | 4.0931 | 0.24294 | 4 | 0.33606
13437 | 5.355 | 1 | 365 | 6.0936 | 0.2716 | 6 | 0.36519
21449 | 7.59 | 1 | 365 | 8.6368 | 0.39337 | 9 | 0.030209
28527 | 4.95 | 1 | 365 | 5.6327 | 0.3435 | 5 | 0.97622
15715 | 7.56 | 1 | 365 | 8.6027 | 0.32462 | 8 | 0.92732
16182 | 7.425 | 1 | 365 | 8.4491 | 0.015249 | 8 | 0.46433
18247 | 6.05 | 1 | 365 | 6.8844 | 0.86428 | 7 | 0.74872
25027 | 6.375 | 1 | 365 | 7.2543 | 0.60905 | 7 | 0.86332
25524 | 10.5 | 1 | 365 | 11.9482 | 0.061968 | 12 | 0.01017
12247 | 11.445 | 1 | 365 | 13.0235 | 0.22755 | 13 | 0.25109
13664 | 7.83 | 1 | 365 | 8.9099 | 0.94335 | 9 | 0.8533
11546 | 8.829 | 1 | 365 | 10.0467 | 0.23268 | 10 | 0.27941
42981 | 5.985 | 1 | 365 | 6.8105 | 0.71532 | 7 | 0.5258
11518 | 4.845 | 1 | 365 | 5.5132 | 0.10288 | 5 | 0.61612
60899 | 9.69 | 1 | 365 | 11.0265 | 0.20576 | 11 | 0.23224
30544 | 7.36 | 1 | 365 | 8.3751 | 0.86629 | 9 | 0.24141
12333 | 6.6 | 1 | 365 | 7.5103 | 0.12467 | 7 | 0.63496
13458 | 3.92 | 1 | 365 | 4.4607 | 0.98313 | 5 | 0.4438
20896 | 10.695 | 1 | 365 | 12.1701 | 0.50883 | 12 | 0.67893
19699 | 4.08 | 1 | 365 | 4.6427 | 0.34979 | 4 | 0.99252
50559 | 6.89 | 1 | 365 | 7.8403 | 0.78923 | 8 | 0.62953
46561 | 9.88 | 1 | 365 | 11.2427 | 0.64117 | 11 | 0.88386
26378 | 2.6 | 1 | 365 | 2.9586 | 0.9582 | 3 | 0.9168
18756 | 4 | 1 | 365 | 4.5517 | 0.16646 | 4 | 0.71816
16503 | 8.415 | 1 | 365 | 9.5756 | 0.28395 | 9 | 0.85958
26019 | 6.885 | 1 | 365 | 7.8346 | 0.77778 | 8 | 0.61238
52736 | 5.1 | 1 | 365 | 5.8034 | 0.68724 | 6 | 0.49065
15660 | 6 | 1 | 365 | 6.8275 | 0.7497 | 7 | 0.57724
19049 | 7.84 | 1 | 365 | 8.9213 | 0.96627 | 9 | 0.88759
18839 | 9.35 | 1 | 365 | 10.6396 | 0.42661 | 11 | 0.066199
21635 | 8.925 | 1 | 365 | 10.156 | 0.45267 | 10 | 0.60864
14996 | 5.865 | 1 | 365 | 6.6739 | 0.44033 | 7 | 0.11425
19690 | 13.2 | 1 | 365 | 15.0206 | 0.24933 | 15 | 0.26993
14678 | 9.945 | 1 | 365 | 11.3167 | 0.79012 | 12 | 0.10678
25225 | 3.924 | 1 | 365 | 4.4652 | 0.9923 | 5 | 0.45751
24394 | 7.28 | 1 | 365 | 8.2841 | 0.68296 | 8 | 0.96705
15654 | 12.5 | 1 | 365 | 14.2241 | 0.6452 | 14 | 0.86925
53199 | 8.502 | 1 | 365 | 9.6746 | 0.48332 | 10 | 0.15795
21051 | 13.68 | 1 | 365 | 15.5668 | 0.34931 | 15 | 0.91611
51164 | 3.06 | 1 | 365 | 3.482 | 0.012345 | 3 | 0.49439
25569 | 5.2 | 1 | 365 | 5.9172 | 0.9164 | 6 | 0.83361
18348 | 4.59 | 1 | 365 | 5.2231 | 0.51852 | 5 | 0.74159
26535 | 6.12 | 1 | 365 | 6.9641 | 0.02469 | 6 | 0.98878
11633 | 9.156 | 1 | 365 | 10.4188 | 0.98204 | 11 | 0.40087
24882 | 9.76 | 1 | 365 | 11.1061 | 0.36617 | 11 | 0.47231
25665 | 8.829 | 1 | 365 | 10.0467 | 0.23268 | 10 | 0.27941
21003 | 4.95 | 1 | 365 | 5.6327 | 0.3435 | 5 | 0.97622
11613 | 7.8 | 1 | 365 | 8.8758 | 0.8746 | 9 | 0.75041
48824 | 4.9 | 1 | 365 | 5.5758 | 0.22892 | 5 | 0.80475
18523 | 7.7 | 1 | 365 | 8.762 | 0.64544 | 9 | 0.40746
35345 | 6.72 | 1 | 365 | 7.6468 | 0.39966 | 8 | 0.046509
13451 | 5.61 | 1 | 365 | 6.3838 | 0.85597 | 7 | 0.23972
15657 | 5.75 | 1 | 365 | 6.5431 | 0.17679 | 6 | 0.71985
18850 | 14.84 | 1 | 365 | 16.8868 | 0.0075814 | 16 | 0.89437
15655 | 5.75 | 1 | 365 | 6.5431 | 0.17679 | 6 | 0.71985
17840 | 10.26 | 1 | 365 | 11.6751 | 0.51198 | 12 | 0.18708
17318 | 4 | 1 | 365 | 4.5517 | 0.16646 | 4 | 0.71816
14247 | 9.81 | 1 | 365 | 11.163 | 0.48075 | 11 | 0.64379
51932 | 5.61 | 1 | 365 | 6.3838 | 0.85597 | 7 | 0.23972
13345 | 8.1 | 1 | 365 | 9.2172 | 0.56209 | 9 | 0.77927
26494 | 5.1 | 1 | 365 | 5.8034 | 0.68724 | 6 | 0.49065
19430 | 5.175 | 1 | 365 | 5.8888 | 0.85911 | 6 | 0.74787
13808 | 11.475 | 1 | 365 | 13.0577 | 0.29629 | 13 | 0.35397
18246 | 3.3 | 1 | 365 | 3.7551 | 0.56233 | 4 | 0.31748
23183 | 7.705 | 1 | 365 | 8.7677 | 0.6569 | 9 | 0.42461
15701 | 9.18 | 1 | 365 | 10.4461 | 0.037035 | 10 | 0.48318
20241 | 10.791 | 1 | 365 | 12.2793 | 0.72883 | 13 | 0.0081661
16971 | 6.12 | 1 | 365 | 6.9641 | 0.02469 | 6 | 0.98878
23922 | 8.67 | 1 | 365 | 9.8658 | 0.86831 | 10 | 0.73411
14015 | 5 | 1 | 365 | 5.6896 | 0.45808 | 6 | 0.1477
16993 | 5.4 | 1 | 365 | 6.1448 | 0.37473 | 6 | 0.51952
29676 | 12.54 | 1 | 365 | 14.2696 | 0.73686 | 15 | 0.0064316
17165 | 11.2 | 1 | 365 | 12.7447 | 0.6661 | 13 | 0.41085
53101 | 5.36 | 1 | 365 | 6.0993 | 0.28306 | 6 | 0.38233
26176 | 10 | 1 | 365 | 11.3792 | 0.91616 | 12 | 0.2954
54308 | 5.1 | 1 | 365 | 5.8034 | 0.68724 | 6 | 0.49065
17083 | 7.7 | 1 | 365 | 8.762 | 0.64544 | 9 | 0.40746
12820 | 7.8 | 1 | 365 | 8.8758 | 0.8746 | 9 | 0.75041
11697 | 6.6 | 1 | 365 | 7.5103 | 0.12467 | 7 | 0.63496
22906 | 4.8 | 1 | 365 | 5.462 | 0.99976 | 6 | 0.46179
52034 | 13.2 | 1 | 365 | 15.0206 | 0.24933 | 15 | 0.26993
23106 | 15.12 | 1 | 365 | 17.2054 | 0.64923 | 17 | 0.85464
22714 | 8.32 | 1 | 365 | 9.4675 | 0.066245 | 9 | 0.53377
13351 | 5.6 | 1 | 365 | 6.3724 | 0.83305 | 7 | 0.20542
13371 | 9.81 | 1 | 365 | 11.163 | 0.48075 | 11 | 0.64379
19704 | 10.965 | 1 | 365 | 12.4773 | 0.12757 | 12 | 0.60491
18224 | 14.85 | 1 | 365 | 16.8982 | 0.030498 | 16 | 0.92867
22470 | 5.1 | 1 | 365 | 5.8034 | 0.68724 | 6 | 0.49065
12406 | 9.315 | 1 | 365 | 10.5998 | 0.3464 | 10 | 0.94617
17864 | 9.69 | 1 | 365 | 11.0265 | 0.20576 | 11 | 0.23224
21183 | 9.52 | 1 | 365 | 10.833 | 0.81618 | 11 | 0.64922
17884 | 9.8 | 1 | 365 | 11.1517 | 0.45784 | 11 | 0.60949
20762 | 3.924 | 1 | 365 | 4.4652 | 0.9923 | 5 | 0.45751
18346 | 7.7 | 1 | 365 | 8.762 | 0.64544 | 9 | 0.40746
13609 | 3.924 | 1 | 365 | 4.4652 | 0.9923 | 5 | 0.45751
32598 | 2.55 | 1 | 365 | 2.9017 | 0.84362 | 3 | 0.74533
18906 | 12.426 | 1 | 365 | 14.1398 | 0.47562 | 14 | 0.61546
12401 | 7.521 | 1 | 365 | 8.5583 | 0.23524 | 8 | 0.79357
24800 | 8.4 | 1 | 365 | 9.5586 | 0.24957 | 9 | 0.80814
31047 | 5.232 | 1 | 365 | 5.9536 | 0.98973 | 6 | 0.94335
26978 | 8.415 | 1 | 365 | 9.5756 | 0.28395 | 9 | 0.85958
11559 | 6.6 | 1 | 365 | 7.5103 | 0.12467 | 7 | 0.63496
15709 | 5.52 | 1 | 365 | 6.2813 | 0.64972 | 6 | 0.93106
30525 | 8.925 | 1 | 365 | 10.156 | 0.45267 | 10 | 0.60864
18023 | 5.886 | 1 | 365 | 6.6978 | 0.48845 | 7 | 0.18627
21056 | 10.36 | 1 | 365 | 11.7889 | 0.74114 | 12 | 0.53003
58353 | 5.355 | 1 | 365 | 6.0936 | 0.2716 | 6 | 0.36519
19178 | 10.35 | 1 | 365 | 11.7775 | 0.71823 | 12 | 0.49574
26694 | 8.25 | 1 | 365 | 9.3879 | 0.90583 | 10 | 0.29371
17393 | 3.57 | 1 | 365 | 4.0624 | 0.18107 | 4 | 0.24346
22116 | 6.36 | 1 | 365 | 7.2372 | 0.57468 | 7 | 0.81187
26497 | 4.08 | 1 | 365 | 4.6427 | 0.34979 | 4 | 0.99252
22483 | 5 | 1 | 365 | 5.6896 | 0.45808 | 6 | 0.1477
35946 | 6.12 | 1 | 365 | 6.9641 | 0.02469 | 6 | 0.98878
18681 | 7.848 | 1 | 365 | 8.9304 | 0.9846 | 9 | 0.91503
13623 | 5.88 | 1 | 365 | 6.691 | 0.4747 | 7 | 0.1657
45229 | 7.98 | 1 | 365 | 9.0806 | 0.2871 | 9 | 0.36773
13455 | 4.125 | 1 | 365 | 4.6939 | 0.45292 | 5 | 0.14685
19172 | 3.24 | 1 | 365 | 3.6869 | 0.42484 | 4 | 0.11171
77452 | 7 | 1 | 365 | 7.9655 | 0.041312 | 8 | 0.00678
15658 | 8 | 1 | 365 | 9.1034 | 0.33293 | 9 | 0.43632
13994 | 6.25 | 1 | 365 | 7.112 | 0.3226 | 7 | 0.43462
21142 | 5.1 | 1 | 365 | 5.8034 | 0.68724 | 6 | 0.49065
27265 | 10.4 | 1 | 365 | 11.8344 | 0.83281 | 12 | 0.66722
22202 | 6.44 | 1 | 365 | 7.3282 | 0.75801 | 8 | 0.086238
16751 | 12 | 1 | 365 | 13.6551 | 0.49939 | 14 | 0.15448
15644 | 5.1 | 1 | 365 | 5.8034 | 0.68724 | 6 | 0.49065
22467 | 7 | 1 | 365 | 7.9655 | 0.041312 | 8 | 0.00678
20071 | 7.395 | 1 | 365 | 8.4149 | 0.9465 | 9 | 0.36145
48673 | 5.232 | 1 | 365 | 5.9536 | 0.98973 | 6 | 0.94335
29970 | 11.4 | 1 | 365 | 12.9723 | 0.12442 | 13 | 0.096756
12503 | 6.48 | 1 | 365 | 7.3737 | 0.84967 | 8 | 0.22342
16465 | 6.3 | 1 | 365 | 7.1689 | 0.43718 | 7 | 0.6061
12580 | 7.7 | 1 | 365 | 8.762 | 0.64544 | 9 | 0.40746
12772 | 9.3 | 1 | 365 | 10.5827 | 0.31203 | 10 | 0.89472
16944 | 8.4 | 1 | 365 | 9.5586 | 0.24957 | 9 | 0.80814
18208 | 5.559 | 1 | 365 | 6.3257 | 0.73909 | 7 | 0.064813
20868 | 5.1 | 1 | 365 | 5.8034 | 0.68724 | 6 | 0.49065
18923 | 5.1 | 1 | 365 | 5.8034 | 0.68724 | 6 | 0.49065
18313 | 4.14 | 1 | 365 | 4.711 | 0.48729 | 5 | 0.1983
38412 | 11 | 1 | 365 | 12.5172 | 0.20778 | 12 | 0.72494
14771 | 9.72 | 1 | 365 | 11.0606 | 0.27451 | 11 | 0.33513
15667 | 5.4 | 1 | 365 | 6.1448 | 0.37473 | 6 | 0.51952
17468 | 7.14 | 1 | 365 | 8.1248 | 0.36214 | 8 | 0.48692
12802 | 7.02 | 1 | 365 | 7.9882 | 0.087144 | 8 | 0.075371
17160 | 6 | 1 | 365 | 6.8275 | 0.7497 | 7 | 0.57724
18817 | 3.57 | 1 | 365 | 4.0624 | 0.18107 | 4 | 0.24346
14412 | 5.232 | 1 | 365 | 5.9536 | 0.98973 | 6 | 0.94335
37471 | 10.464 | 1 | 365 | 11.9072 | 0.97947 | 12 | 0.88671
12602 | 9.99 | 1 | 365 | 11.3679 | 0.89324 | 12 | 0.2611
15543 | 6.12 | 1 | 365 | 6.9641 | 0.02469 | 6 | 0.98878
18563 | 7.14 | 1 | 365 | 8.1248 | 0.36214 | 8 | 0.48692
19020 | 4.675 | 1 | 365 | 5.3198 | 0.7133 | 6 | 0.033099
22274 | 7.83 | 1 | 365 | 8.9099 | 0.94335 | 9 | 0.8533
18273 | 6.885 | 1 | 365 | 7.8346 | 0.77778 | 8 | 0.61238
12385 | 7.56 | 1 | 365 | 8.6027 | 0.32462 | 8 | 0.92732
22606 | 3.36 | 1 | 365 | 3.8234 | 0.69983 | 4 | 0.52325
12930 | 5.5 | 1 | 365 | 6.2586 | 0.60389 | 6 | 0.86247
14244 | 7.848 | 1 | 365 | 8.9304 | 0.9846 | 9 | 0.91503
16638 | 3 | 1 | 365 | 3.4138 | 0.87485 | 4 | 0.28862
30142 | 3.924 | 1 | 365 | 4.4652 | 0.9923 | 5 | 0.45751
55271 | 9.35 | 1 | 365 | 10.6396 | 0.42661 | 11 | 0.066199
20172 | 5.6 | 1 | 365 | 6.3724 | 0.83305 | 7 | 0.20542
42555 | 6.3 | 1 | 365 | 7.1689 | 0.43718 | 7 | 0.6061
13687 | 9.35 | 1 | 365 | 10.6396 | 0.42661 | 11 | 0.066199
15547 | 9.45 | 1 | 365 | 10.7534 | 0.65577 | 11 | 0.40915
19006 | 10.5 | 1 | 365 | 11.9482 | 0.061968 | 12 | 0.01017
18516 | 6.3 | 1 | 365 | 7.1689 | 0.43718 | 7 | 0.6061
13118 | 9.625 | 1 | 365 | 10.9525 | 0.056804 | 11 | 0.0093225
33027 | 5.2 | 1 | 365 | 5.9172 | 0.9164 | 6 | 0.83361
19074 | 6.6 | 1 | 365 | 7.5103 | 0.12467 | 7 | 0.63496
11555 | 5.72 | 1 | 365 | 6.5089 | 0.10804 | 6 | 0.61697
11648 | 8.67 | 1 | 365 | 9.8658 | 0.86831 | 10 | 0.73411
16864 | 9 | 1 | 365 | 10.2413 | 0.62454 | 10 | 0.86586
20639 | 4.8 | 1 | 365 | 5.462 | 0.99976 | 6 | 0.46179
19071 | 7.395 | 1 | 365 | 8.4149 | 0.9465 | 9 | 0.36145
20488 | 4.335 | 1 | 365 | 4.9329 | 0.93416 | 5 | 0.86706
21647 | 4.95 | 1 | 365 | 5.6327 | 0.3435 | 5 | 0.97622
52623 | 8.25 | 1 | 365 | 9.3879 | 0.90583 | 10 | 0.29371
12586 | 4.2 | 1 | 365 | 4.7793 | 0.62479 | 5 | 0.40407
49261 | 4.08 | 1 | 365 | 4.6427 | 0.34979 | 4 | 0.99252
18037 | 8.68 | 1 | 365 | 9.8772 | 0.89123 | 10 | 0.76841
34195 | 7.65 | 1 | 365 | 8.7051 | 0.53086 | 9 | 0.23598
17081 | 9.6 | 1 | 365 | 10.9241 | 0.99951 | 11 | 0.92358
14550 | 7.65 | 1 | 365 | 8.7051 | 0.53086 | 9 | 0.23598
18242 | 4.675 | 1 | 365 | 5.3198 | 0.7133 | 6 | 0.033099
14413 | 3.85 | 1 | 365 | 4.381 | 0.82272 | 5 | 0.20373
19597 | 7.65 | 1 | 365 | 8.7051 | 0.53086 | 9 | 0.23598
17166 | 5.61 | 1 | 365 | 6.3838 | 0.85597 | 7 | 0.23972
16284 | 5.7 | 1 | 365 | 6.4862 | 0.062211 | 6 | 0.54838
15642 | 8.5 | 1 | 365 | 9.6724 | 0.47874 | 10 | 0.15109
12417 | 9.156 | 1 | 365 | 10.4188 | 0.98204 | 11 | 0.40087
20625 | 4.59 | 1 | 365 | 5.2231 | 0.51852 | 5 | 0.74159
27167 | 6.16 | 1 | 365 | 7.0096 | 0.11635 | 7 | 0.12597
21564 | 12.375 | 1 | 365 | 14.0818 | 0.35875 | 14 | 0.44056
13357 | 9.483 | 1 | 365 | 10.7909 | 0.73139 | 11 | 0.52233
18243 | 8.71 | 1 | 365 | 9.9113 | 0.95998 | 10 | 0.87129
14739 | 7.2 | 1 | 365 | 8.1931 | 0.49964 | 8 | 0.69269
26086 | 5.775 | 1 | 365 | 6.5715 | 0.23408 | 6 | 0.80559
24993 | 6.21 | 1 | 365 | 7.0665 | 0.23094 | 7 | 0.29744
46201 | 11 | 1 | 365 | 12.5172 | 0.20778 | 12 | 0.72494
31605 | 8.4 | 1 | 365 | 9.5586 | 0.24957 | 9 | 0.80814
24000 | 10.8 | 1 | 365 | 12.2896 | 0.74945 | 13 | 0.039032
53294 | 2.2 | 1 | 365 | 2.5034 | 0.041555 | 2 | 0.54499
21396 | 4.95 | 1 | 365 | 5.6327 | 0.3435 | 5 | 0.97622
53916 | 2.8 | 1 | 365 | 3.1862 | 0.41652 | 3 | 0.60271
24110 | 7.14 | 1 | 365 | 8.1248 | 0.36214 | 8 | 0.48692
27918 | 8.16 | 1 | 365 | 9.2855 | 0.69959 | 9 | 0.98505
16452 | 7.02 | 1 | 365 | 7.9882 | 0.087144 | 8 | 0.075371
42587 | 4.16 | 1 | 365 | 4.7338 | 0.53312 | 5 | 0.26689
22990 | 6.6 | 1 | 365 | 7.5103 | 0.12467 | 7 | 0.63496
21163 | 10.8 | 1 | 365 | 12.2896 | 0.74945 | 13 | 0.039032
66682 | 9.12 | 1 | 365 | 10.3779 | 0.89954 | 11 | 0.2774
15299 | 4.95 | 1 | 365 | 5.6327 | 0.3435 | 5 | 0.97622
22988 | 6.12 | 1 | 365 | 6.9641 | 0.02469 | 6 | 0.98878
20031 | 8.25 | 1 | 365 | 9.3879 | 0.90583 | 10 | 0.29371
13849 | 10.455 | 1 | 365 | 11.897 | 0.95885 | 12 | 0.85584
13528 | 5.1 | 1 | 365 | 5.8034 | 0.68724 | 6 | 0.49065
16192 | 9.92 | 1 | 365 | 11.2882 | 0.73283 | 12 | 0.021037
17871 | 6.375 | 1 | 365 | 7.2543 | 0.60905 | 7 | 0.86332
16592 | 9.625 | 1 | 365 | 10.9525 | 0.056804 | 11 | 0.0093225
22280 | 6.76 | 1 | 365 | 7.6924 | 0.49132 | 8 | 0.18369
28022 | 7.2 | 1 | 365 | 8.1931 | 0.49964 | 8 | 0.69269
69662 | 10.464 | 1 | 365 | 11.9072 | 0.97947 | 12 | 0.88671
14421 | 7.848 | 1 | 365 | 8.9304 | 0.9846 | 9 | 0.91503
14925 | 6.3 | 1 | 365 | 7.1689 | 0.43718 | 7 | 0.6061
78439 | 6.84 | 1 | 365 | 7.7834 | 0.67465 | 8 | 0.45805
18869 | 4.845 | 1 | 365 | 5.5132 | 0.10288 | 5 | 0.61612
20756 | 3.9 | 1 | 365 | 4.4379 | 0.9373 | 5 | 0.37521
18153 | 11.2 | 1 | 365 | 12.7447 | 0.6661 | 13 | 0.41085
19079 | 5.1 | 1 | 365 | 5.8034 | 0.68724 | 6 | 0.49065
16305 | 6.36 | 1 | 365 | 7.2372 | 0.57468 | 7 | 0.81187
23416 | 5.61 | 1 | 365 | 6.3838 | 0.85597 | 7 | 0.23972
49116 | 5.865 | 1 | 365 | 6.6739 | 0.44033 | 7 | 0.11425
11649 | 6.05 | 1 | 365 | 6.8844 | 0.86428 | 7 | 0.74872
23018 | 7.15 | 1 | 365 | 8.1362 | 0.38505 | 8 | 0.52121
17662 | 6.72 | 1 | 365 | 7.6468 | 0.39966 | 8 | 0.046509
15389 | 9.99 | 1 | 365 | 11.3679 | 0.89324 | 12 | 0.2611
19864 | 4.95 | 1 | 365 | 5.6327 | 0.3435 | 5 | 0.97622
17392 | 7.7 | 1 | 365 | 8.762 | 0.64544 | 9 | 0.40746
12800 | 9.18 | 1 | 365 | 10.4461 | 0.037035 | 10 | 0.48318
20478 | 5.175 | 1 | 365 | 5.8888 | 0.85911 | 6 | 0.74787
19466 | 8.415 | 1 | 365 | 9.5756 | 0.28395 | 9 | 0.85958
21580 | 6.05 | 1 | 365 | 6.8844 | 0.86428 | 7 | 0.74872
17474 | 7.29 | 1 | 365 | 8.2955 | 0.70588 | 9 | 0.0013466
15209 | 13.5 | 1 | 365 | 15.362 | 0.93682 | 16 | 0.29879
49264 | 5.88 | 1 | 365 | 6.691 | 0.4747 | 7 | 0.1657
37470 | 3.575 | 1 | 365 | 4.0681 | 0.19253 | 4 | 0.26061
25588 | 2.75 | 1 | 365 | 3.1293 | 0.30194 | 3 | 0.43124
20405 | 10 | 1 | 365 | 11.3792 | 0.91616 | 12 | 0.2954
13977 | 6.5 | 1 | 365 | 7.3965 | 0.8955 | 8 | 0.29201
13889 | 6 | 1 | 365 | 6.8275 | 0.7497 | 7 | 0.57724
15136 | 8.67 | 1 | 365 | 9.8658 | 0.86831 | 10 | 0.73411
21196 | 8.1 | 1 | 365 | 9.2172 | 0.56209 | 9 | 0.77927
58352 | 5.1 | 1 | 365 | 5.8034 | 0.68724 | 6 | 0.49065
17162 | 12.32 | 1 | 365 | 14.0192 | 0.23271 | 14 | 0.25193
12944 | 3.825 | 1 | 365 | 4.3526 | 0.76543 | 5 | 0.11799
18520 | 8.925 | 1 | 365 | 10.156 | 0.45267 | 10 | 0.60864
14245 | 6.867 | 1 | 365 | 7.8141 | 0.73653 | 8 | 0.55065
26510 | 6.12 | 1 | 365 | 6.9641 | 0.02469 | 6 | 0.98878
15698 | 7.7 | 1 | 365 | 8.762 | 0.64544 | 9 | 0.40746
11547 | 5.1 | 1 | 365 | 5.8034 | 0.68724 | 6 | 0.49065
13069 | 5.6 | 1 | 365 | 6.3724 | 0.83305 | 7 | 0.20542
26491 | 4.08 | 1 | 365 | 4.6427 | 0.34979 | 4 | 0.99252
19263 | 6.12 | 1 | 365 | 6.9641 | 0.02469 | 6 | 0.98878
51171 | 3.06 | 1 | 365 | 3.482 | 0.012345 | 3 | 0.49439
13472 | 3.3 | 1 | 365 | 3.7551 | 0.56233 | 4 | 0.31748
25019 | 5.865 | 1 | 365 | 6.6739 | 0.44033 | 7 | 0.11425
18218 | 5.225 | 1 | 365 | 5.9457 | 0.97369 | 6 | 0.91935
14676 | 7.14 | 1 | 365 | 8.1248 | 0.36214 | 8 | 0.48692
23698 | 10.8 | 1 | 365 | 12.2896 | 0.74945 | 13 | 0.039032
42569 | 5.355 | 1 | 365 | 6.0936 | 0.2716 | 6 | 0.36519
16157 | 10.05 | 1 | 365 | 11.4361 | 0.030741 | 11 | 0.46688
51919 | 8 | 1 | 365 | 9.1034 | 0.33293 | 9 | 0.43632
11774 | 6.5 | 1 | 365 | 7.3965 | 0.8955 | 8 | 0.29201
13918 | 2.75 | 1 | 365 | 3.1293 | 0.30194 | 3 | 0.43124
6728 | 7.905 | 1 | 365 | 8.9953 | 0.11522 | 9 | 0.11051
6516 | 5.355 | 1 | 365 | 6.0936 | 0.2716 | 6 | 0.36519
6730 | 7.65 | 1 | 365 | 8.7051 | 0.53086 | 9 | 0.23598
7865 | 4.5 | 1 | 365 | 5.1207 | 0.31227 | 5 | 0.43293
8662 | 7.02 | 1 | 365 | 7.9882 | 0.087144 | 8 | 0.075371
8911 | 8.68 | 1 | 365 | 9.8772 | 0.89123 | 10 | 0.76841
6977 | 3.08 | 1 | 365 | 3.5048 | 0.058177 | 3 | 0.56298
13861 | 7.395 | 1 | 365 | 8.4149 | 0.9465 | 9 | 0.36145
13963 | 3.5 | 1 | 365 | 3.9827 | 0.020656 | 4 | 0.00339
14790 | 2.55 | 1 | 365 | 2.9017 | 0.84362 | 3 | 0.74533
48820 | 10.335 | 1 | 365 | 11.7604 | 0.68385 | 12 | 0.4443
23643 | 5.1 | 1 | 365 | 5.8034 | 0.68724 | 6 | 0.49065
19001 | 5.559 | 1 | 365 | 6.3257 | 0.73909 | 7 | 0.064813
13982 | 10.965 | 1 | 365 | 12.4773 | 0.12757 | 12 | 0.60491
17201 | 9.945 | 1 | 365 | 11.3167 | 0.79012 | 12 | 0.10678
16949 | 5.4 | 1 | 365 | 6.1448 | 0.37473 | 6 | 0.51952
16155 | 7.65 | 1 | 365 | 8.7051 | 0.53086 | 9 | 0.23598
13862 | 5.775 | 1 | 365 | 6.5715 | 0.23408 | 6 | 0.80559
20034 | 9.9 | 1 | 365 | 11.2654 | 0.687 | 11 | 0.95245
13811 | 11.48 | 1 | 365 | 13.0634 | 0.30775 | 13 | 0.37112
13998 | 10.2 | 1 | 365 | 11.6068 | 0.37448 | 11 | 0.98131
91148 | 6.75 | 1 | 365 | 7.681 | 0.46841 | 8 | 0.1494
17219 | 7.65 | 1 | 365 | 8.7051 | 0.53086 | 9 | 0.23598
14026 | 7.65 | 1 | 365 | 8.7051 | 0.53086 | 9 | 0.23598
13880 | 3.3 | 1 | 365 | 3.7551 | 0.56233 | 4 | 0.31748
14028 | 9.435 | 1 | 365 | 10.7363 | 0.6214 | 11 | 0.35771
13957 | 9.18 | 1 | 365 | 10.4461 | 0.037035 | 10 | 0.48318
14812 | 8.48 | 1 | 365 | 9.6496 | 0.4329 | 10 | 0.082499
13883 | 4.48 | 1 | 365 | 5.0979 | 0.26644 | 5 | 0.36434
69906 | 3 | 1 | 365 | 3.4138 | 0.41377 | 3 | 0.82754
13886 | 4.48 | 1 | 365 | 5.0979 | 0.26644 | 5 | 0.36434
37132 | 6.27 | 1 | 365 | 7.1348 | 0.36843 | 7 | 0.50322
13917 | 5 | 1 | 365 | 5.6896 | 0.45808 | 6 | 0.1477
30659 | 11.76 | 1 | 365 | 13.382 | 0.9494 | 14 | 0.33139
13866 | 5.559 | 1 | 365 | 6.3257 | 0.73909 | 7 | 0.064813
14048 | 2.86 | 1 | 365 | 3.2545 | 0.55402 | 3 | 0.80848
23037 | 9 | 1 | 365 | 10.2413 | 0.62454 | 10 | 0.86586
15006 | 8.37 | 1 | 365 | 9.5244 | 0.18083 | 9 | 0.70525
17677 | 6.867 | 1 | 365 | 7.8141 | 0.73653 | 8 | 0.55065
17208 | 4.59 | 1 | 365 | 5.2231 | 0.51852 | 5 | 0.74159
14116 | 2.55 | 1 | 365 | 2.9017 | 0.84362 | 3 | 0.74533
15675 | 7.5 | 1 | 365 | 8.5344 | 0.18712 | 8 | 0.72155
18312 | 3 | 1 | 365 | 3.4138 | 0.87485 | 4 | 0.28862
13974 | 2.55 | 1 | 365 | 2.9017 | 0.84362 | 3 | 0.74533
14021 | 5.865 | 1 | 365 | 6.6739 | 0.44033 | 7 | 0.11425
14047 | 6.375 | 1 | 365 | 7.2543 | 0.60905 | 7 | 0.86332
20944 | 7.14 | 1 | 365 | 8.1248 | 0.36214 | 8 | 0.48692
14014 | 8.16 | 1 | 365 | 9.2855 | 0.69959 | 9 | 0.98505
13987 | 2.55 | 1 | 365 | 2.9017 | 0.84362 | 3 | 0.74533
17216 | 4.59 | 1 | 365 | 5.2231 | 0.51852 | 5 | 0.74159
20490 | 7.65 | 1 | 365 | 8.7051 | 0.53086 | 9 | 0.23598
53872 | 4.5 | 1 | 365 | 5.1207 | 0.31227 | 5 | 0.43293
15247 | 5.72 | 1 | 365 | 6.5089 | 0.10804 | 6 | 0.61697
13993 | 7.65 | 1 | 365 | 8.7051 | 0.53086 | 9 | 0.23598
67330 | 9.1 | 1 | 365 | 10.3551 | 0.85371 | 11 | 0.20881
15076 | 4.68 | 1 | 365 | 5.3255 | 0.72476 | 6 | 0.050247
16296 | 11.825 | 1 | 365 | 13.456 | 0.098359 | 13 | 0.55431
25840 | 10.545 | 1 | 365 | 11.9994 | 0.16509 | 12 | 0.1645
14049 | 3.06 | 1 | 365 | 3.482 | 0.012345 | 3 | 0.49439
14130 | 2.6 | 1 | 365 | 2.9586 | 0.9582 | 3 | 0.9168
60901 | 5.735 | 1 | 365 | 6.526 | 0.14242 | 6 | 0.66841
14066 | 9 | 1 | 365 | 10.2413 | 0.62454 | 10 | 0.86586
15287 | 8.829 | 1 | 365 | 10.0467 | 0.23268 | 10 | 0.27941
17222 | 5.98 | 1 | 365 | 6.8048 | 0.70386 | 7 | 0.50865
20867 | 3.57 | 1 | 365 | 4.0624 | 0.18107 | 4 | 0.24346
20240 | 11.44 | 1 | 365 | 13.0179 | 0.21609 | 13 | 0.23394
17191 | 3.06 | 1 | 365 | 3.482 | 0.012345 | 3 | 0.49439
14003 | 7.14 | 1 | 365 | 8.1248 | 0.36214 | 8 | 0.48692
14008 | 5.355 | 1 | 365 | 6.0936 | 0.2716 | 6 | 0.36519
24718 | 3.6 | 1 | 365 | 4.0965 | 0.24982 | 4 | 0.34634
17129 | 7.83 | 1 | 365 | 8.9099 | 0.94335 | 9 | 0.8533
15323 | 9.99 | 1 | 365 | 11.3679 | 0.89324 | 12 | 0.2611
16522 | 8.925 | 1 | 365 | 10.156 | 0.45267 | 10 | 0.60864
24720 | 3.57 | 1 | 365 | 4.0624 | 0.18107 | 4 | 0.24346
22278 | 4.08 | 1 | 365 | 4.6427 | 0.34979 | 4 | 0.99252
13871 | 7.95 | 1 | 365 | 9.0465 | 0.21835 | 9 | 0.26484
17306 | 10.64 | 1 | 365 | 12.1075 | 0.38279 | 12 | 0.49031
16709 | 7.84 | 1 | 365 | 8.9213 | 0.96627 | 9 | 0.88759
15316 | 7.905 | 1 | 365 | 8.9953 | 0.11522 | 9 | 0.11051
42497 | 5.67 | 1 | 365 | 6.452 | 0.99346 | 7 | 0.44549
15854 | 9.54 | 1 | 365 | 10.8558 | 0.86202 | 11 | 0.71781
15528 | 8.4 | 1 | 365 | 9.5586 | 0.24957 | 9 | 0.80814
66629 | 8.1 | 1 | 365 | 9.2172 | 0.56209 | 9 | 0.77927
53718 | 5.985 | 1 | 365 | 6.8105 | 0.71532 | 7 | 0.5258
19491 | 7.75 | 1 | 365 | 8.8189 | 0.76002 | 9 | 0.57893
21148 | 9.075 | 1 | 365 | 10.3267 | 0.79642 | 11 | 0.12308
25560 | 9.9 | 1 | 365 | 11.2654 | 0.687 | 11 | 0.95245
19500 | 4.94 | 1 | 365 | 5.6213 | 0.32058 | 5 | 0.94193
20906 | 9.18 | 1 | 365 | 10.4461 | 0.037035 | 10 | 0.48318
14814 | 5.61 | 1 | 365 | 6.3838 | 0.85597 | 7 | 0.23972
15824 | 4.125 | 1 | 365 | 4.6939 | 0.45292 | 5 | 0.14685
15016 | 2.805 | 1 | 365 | 3.1919 | 0.42798 | 3 | 0.61986
15400 | 6.12 | 1 | 365 | 6.9641 | 0.02469 | 6 | 0.98878
18280 | 7.59 | 1 | 365 | 8.6368 | 0.39337 | 9 | 0.030209
14927 | 10.08 | 1 | 365 | 11.4703 | 0.099489 | 11 | 0.56976
13799 | 11 | 1 | 365 | 12.5172 | 0.20778 | 12 | 0.72494
18932 | 6 | 1 | 365 | 6.8275 | 0.7497 | 7 | 0.57724
24978 | 5.67 | 1 | 365 | 6.452 | 0.99346 | 7 | 0.44549
17926 | 7.8 | 1 | 365 | 8.8758 | 0.8746 | 9 | 0.75041
14417 | 9.156 | 1 | 365 | 10.4188 | 0.98204 | 11 | 0.40087
51903 | 7.905 | 1 | 365 | 8.9953 | 0.11522 | 9 | 0.11051
13865 | 5.88 | 1 | 365 | 6.691 | 0.4747 | 7 | 0.1657
13816 | 9.18 | 1 | 365 | 10.4461 | 0.037035 | 10 | 0.48318
14510 | 4.48 | 1 | 365 | 5.0979 | 0.26644 | 5 | 0.36434
13875 | 4.59 | 1 | 365 | 5.2231 | 0.51852 | 5 | 0.74159
32707 | 3.825 | 1 | 365 | 4.3526 | 0.76543 | 5 | 0.11799
14506 | 7.194 | 1 | 365 | 8.1862 | 0.48589 | 8 | 0.67211
13819 | 9.18 | 1 | 365 | 10.4461 | 0.037035 | 10 | 0.48318
17911 | 6.213 | 1 | 365 | 7.0699 | 0.23781 | 7 | 0.30773
20818 | 9.18 | 1 | 365 | 10.4461 | 0.037035 | 10 | 0.48318
21189 | 3.06 | 1 | 365 | 3.482 | 0.012345 | 3 | 0.49439
16290 | 7.84 | 1 | 365 | 8.9213 | 0.96627 | 9 | 0.88759
14067 | 9 | 1 | 365 | 10.2413 | 0.62454 | 10 | 0.86586
15858 | 6.6 | 1 | 365 | 7.5103 | 0.12467 | 7 | 0.63496
14416 | 7.425 | 1 | 365 | 8.4491 | 0.015249 | 8 | 0.46433
15354 | 11.118 | 1 | 365 | 12.6514 | 0.47819 | 13 | 0.12963
13878 | 6.875 | 1 | 365 | 7.8232 | 0.75486 | 8 | 0.57809
17475 | 8.91 | 1 | 365 | 10.1389 | 0.4183 | 10 | 0.5572
19499 | 6.25 | 1 | 365 | 7.112 | 0.3226 | 7 | 0.43462
16402 | 6.63 | 1 | 365 | 7.5444 | 0.19341 | 7 | 0.73785
36562 | 6.615 | 1 | 365 | 7.5274 | 0.15904 | 7 | 0.68641
14504 | 7.848 | 1 | 365 | 8.9304 | 0.9846 | 9 | 0.91503
53953 | 7.155 | 1 | 365 | 8.1418 | 0.39651 | 8 | 0.53836
17660 | 12.505 | 1 | 365 | 14.2297 | 0.65666 | 14 | 0.8864
19395 | 8.91 | 1 | 365 | 10.1389 | 0.4183 | 10 | 0.5572
19344 | 7.935 | 1 | 365 | 9.0294 | 0.18397 | 9 | 0.2134
20475 | 3.3 | 1 | 365 | 3.7551 | 0.56233 | 4 | 0.31748
16693 | 6.54 | 1 | 365 | 7.442 | 0.98717 | 8 | 0.42919
18199 | 9.045 | 1 | 365 | 10.2925 | 0.72767 | 11 | 0.020189
19867 | 8.28 | 1 | 365 | 9.422 | 0.97458 | 10 | 0.39659
25004 | 4.575 | 1 | 365 | 5.206 | 0.48414 | 5 | 0.69015
19191 | 5.67 | 1 | 365 | 6.452 | 0.99346 | 7 | 0.44549
22028 | 9.54 | 1 | 365 | 10.8558 | 0.86202 | 11 | 0.71781
32023 | 12.825 | 1 | 365 | 14.5939 | 0.38998 | 14 | 0.98385
23023 | 7.848 | 1 | 365 | 8.9304 | 0.9846 | 9 | 0.91503
28998 | 12.426 | 1 | 365 | 14.1398 | 0.47562 | 14 | 0.61546
52064 | 5.559 | 1 | 365 | 6.3257 | 0.73909 | 7 | 0.064813
27028 | 7.8 | 1 | 365 | 8.8758 | 0.8746 | 9 | 0.75041
19066 | 8.829 | 1 | 365 | 10.0467 | 0.23268 | 10 | 0.27941
14041 | 6.12 | 1 | 365 | 6.9641 | 0.02469 | 6 | 0.98878
13739 | 4.578 | 1 | 365 | 5.2094 | 0.49102 | 5 | 0.70043
22972 | 12.426 | 1 | 365 | 14.1398 | 0.47562 | 14 | 0.61546
15298 | 7.7 | 1 | 365 | 8.762 | 0.64544 | 9 | 0.40746
15659 | 4.5 | 1 | 365 | 5.1207 | 0.31227 | 5 | 0.43293
23145 | 9.1 | 1 | 365 | 10.3551 | 0.85371 | 11 | 0.20881
16389 | 8.67 | 1 | 365 | 9.8658 | 0.86831 | 10 | 0.73411
18560 | 8.16 | 1 | 365 | 9.2855 | 0.69959 | 9 | 0.98505
16308 | 9.945 | 1 | 365 | 11.3167 | 0.79012 | 12 | 0.10678
15977 | 6.5 | 1 | 365 | 7.3965 | 0.8955 | 8 | 0.29201
21956 | 10.64 | 1 | 365 | 12.1075 | 0.38279 | 12 | 0.49031
18035 | 4.578 | 1 | 365 | 5.2094 | 0.49102 | 5 | 0.70043
34847 | 7.848 | 1 | 365 | 8.9304 | 0.9846 | 9 | 0.91503
52807 | 7.15 | 1 | 365 | 8.1362 | 0.38505 | 8 | 0.52121
14815 | 7.14 | 1 | 365 | 8.1248 | 0.36214 | 8 | 0.48692
58988 | 9.1 | 1 | 365 | 10.3551 | 0.85371 | 11 | 0.20881
21421 | 8.16 | 1 | 365 | 9.2855 | 0.69959 | 9 | 0.98505
16696 | 9.81 | 1 | 365 | 11.163 | 0.48075 | 11 | 0.64379
16132 | 5.04 | 1 | 365 | 5.7351 | 0.54974 | 6 | 0.28488
18515 | 9.01 | 1 | 365 | 10.2527 | 0.64746 | 10 | 0.90016
32864 | 7.2 | 1 | 365 | 8.1931 | 0.49964 | 8 | 0.69269
15353 | 8.829 | 1 | 365 | 10.0467 | 0.23268 | 10 | 0.27941
21194 | 4.32 | 1 | 365 | 4.9158 | 0.89978 | 5 | 0.81561
19077 | 7.7 | 1 | 365 | 8.762 | 0.64544 | 9 | 0.40746
15690 | 4.2 | 1 | 365 | 4.7793 | 0.62479 | 5 | 0.40407
15837 | 8.1 | 1 | 365 | 9.2172 | 0.56209 | 9 | 0.77927
50564 | 12.65 | 1 | 365 | 14.3947 | 0.98894 | 15 | 0.38368
14258 | 7.2 | 1 | 365 | 8.1931 | 0.49964 | 8 | 0.69269
26653 | 3.38 | 1 | 365 | 3.8462 | 0.74566 | 4 | 0.59185
17659 | 6.72 | 1 | 365 | 7.6468 | 0.39966 | 8 | 0.046509
17293 | 8.415 | 1 | 365 | 9.5756 | 0.28395 | 9 | 0.85958
33407 | 6.24 | 1 | 365 | 7.1006 | 0.29968 | 7 | 0.40033
20124 | 5.04 | 1 | 365 | 5.7351 | 0.54974 | 6 | 0.28488
18368 | 7.5 | 1 | 365 | 8.5344 | 0.18712 | 8 | 0.72155
23857 | 13.065 | 1 | 365 | 14.867 | 0.93996 | 15 | 0.80694
20561 | 7.975 | 1 | 365 | 9.0749 | 0.27564 | 9 | 0.35058
21062 | 5.886 | 1 | 365 | 6.6978 | 0.48845 | 7 | 0.18627
25302 | 10.335 | 1 | 365 | 11.7604 | 0.68385 | 12 | 0.4443
28918 | 3.924 | 1 | 365 | 4.4652 | 0.9923 | 5 | 0.45751
17167 | 10.725 | 1 | 365 | 12.2042 | 0.57758 | 12 | 0.78182
21134 | 4.845 | 1 | 365 | 5.5132 | 0.10288 | 5 | 0.61612
32594 | 6.63 | 1 | 365 | 7.5444 | 0.19341 | 7 | 0.73785
17292 | 3.57 | 1 | 365 | 4.0624 | 0.18107 | 4 | 0.24346
20711 | 8.97 | 1 | 365 | 10.2072 | 0.5558 | 10 | 0.76297
19081 | 7.975 | 1 | 365 | 9.0749 | 0.27564 | 9 | 0.35058
13872 | 5 | 1 | 365 | 5.6896 | 0.45808 | 6 | 0.1477
16544 | 8.68 | 1 | 365 | 9.8772 | 0.89123 | 10 | 0.76841
21432 | 9.36 | 1 | 365 | 10.651 | 0.44953 | 11 | 0.10049
21797 | 5.67 | 1 | 365 | 6.452 | 0.99346 | 7 | 0.44549
21014 | 8 | 1 | 365 | 9.1034 | 0.33293 | 9 | 0.43632
21744 | 8.64 | 1 | 365 | 9.8317 | 0.79956 | 10 | 0.63123
20699 | 11.44 | 1 | 365 | 13.0179 | 0.21609 | 13 | 0.23394
18161 | 11.7 | 1 | 365 | 13.3137 | 0.81191 | 14 | 0.12562
15656 | 8.82 | 1 | 365 | 10.0365 | 0.21205 | 10 | 0.24854
17391 | 4.59 | 1 | 365 | 5.2231 | 0.51852 | 5 | 0.74159
20247 | 4.845 | 1 | 365 | 5.5132 | 0.10288 | 5 | 0.61612
25320 | 9.275 | 1 | 365 | 10.5542 | 0.25474 | 10 | 0.80898
20032 | 3.85 | 1 | 365 | 4.381 | 0.82272 | 5 | 0.20373
24044 | 9.72 | 1 | 365 | 11.0606 | 0.27451 | 11 | 0.33513
15291 | 6.867 | 1 | 365 | 7.8141 | 0.73653 | 8 | 0.55065
21544 | 5.4 | 1 | 365 | 6.1448 | 0.37473 | 6 | 0.51952
22200 | 5.2 | 1 | 365 | 5.9172 | 0.9164 | 6 | 0.83361
73684 | 3.795 | 1 | 365 | 4.3184 | 0.31842 | 4 | 0.63684
14997 | 11.4 | 1 | 365 | 12.9723 | 0.12442 | 13 | 0.096756
32600 | 5.1 | 1 | 365 | 5.8034 | 0.68724 | 6 | 0.49065
13869 | 5.67 | 1 | 365 | 6.452 | 0.99346 | 7 | 0.44549
18015 | 4.48 | 1 | 365 | 5.0979 | 0.26644 | 5 | 0.36434
73059 | 6 | 1 | 365 | 6.8275 | 0.7497 | 7 | 0.57724
16558 | 9.24 | 1 | 365 | 10.5144 | 0.17453 | 10 | 0.68895
57512 | 6.25 | 1 | 365 | 7.112 | 0.3226 | 7 | 0.43462
14065 | 7.84 | 1 | 365 | 8.9213 | 0.96627 | 9 | 0.88759
18345 | 5.61 | 1 | 365 | 6.3838 | 0.85597 | 7 | 0.23972
9241 | 4.165 | 1 | 365 | 4.7395 | 0.54458 | 5 | 0.28403
10710 | 10.71 | 1 | 365 | 12.1872 | 0.54321 | 12 | 0.73037
10712 | 2.55 | 1 | 365 | 2.9017 | 0.84362 | 3 | 0.74533
3460 | 7.5 | 1 | 365 | 8.5344 | 0.18712 | 8 | 0.72155
11246 | 5.4 | 1 | 365 | 6.1448 | 0.37473 | 6 | 0.51952
17096 | 5.5 | 1 | 365 | 6.2586 | 0.60389 | 6 | 0.86247
15125 | 5.04 | 1 | 365 | 5.7351 | 0.54974 | 6 | 0.28488
17142 | 5.1 | 1 | 365 | 5.8034 | 0.68724 | 6 | 0.49065
20385 | 4.68 | 1 | 365 | 5.3255 | 0.72476 | 6 | 0.050247
58980 | 2.16 | 1 | 365 | 2.4579 | 0.94989 | 3 | 0.40781
16912 | 5.72 | 1 | 365 | 6.5089 | 0.10804 | 6 | 0.61697
20381 | 6.5 | 1 | 365 | 7.3965 | 0.8955 | 8 | 0.29201
58873 | 6.12 | 1 | 365 | 6.9641 | 0.02469 | 6 | 0.98878
44230 | 9.315 | 1 | 365 | 10.5998 | 0.3464 | 10 | 0.94617
58951 | 3.06 | 1 | 365 | 3.482 | 0.012345 | 3 | 0.49439
17227 | 4.94 | 1 | 365 | 5.6213 | 0.32058 | 5 | 0.94193
20266 | 7.28 | 1 | 365 | 8.2841 | 0.68296 | 8 | 0.96705
20265 | 3.12 | 1 | 365 | 3.5503 | 0.14984 | 3 | 0.70016
53830 | 5.94 | 1 | 365 | 6.7593 | 0.6122 | 7 | 0.37147
17116 | 3.825 | 1 | 365 | 4.3526 | 0.76543 | 5 | 0.11799
21358 | 7.28 | 1 | 365 | 8.2841 | 0.68296 | 8 | 0.96705
20361 | 9.69 | 1 | 365 | 11.0265 | 0.20576 | 11 | 0.23224
17156 | 5.72 | 1 | 365 | 6.5089 | 0.10804 | 6 | 0.61697
17132 | 6.12 | 1 | 365 | 6.9641 | 0.02469 | 6 | 0.98878
17146 | 2.295 | 1 | 365 | 2.6115 | 0.25926 | 2 | 0.87079
17099 | 4.845 | 1 | 365 | 5.5132 | 0.10288 | 5 | 0.61612
15150 | 8.84 | 1 | 365 | 10.0592 | 0.25789 | 10 | 0.31713
17103 | 5.61 | 1 | 365 | 6.3838 | 0.85597 | 7 | 0.23972
17130 | 3.315 | 1 | 365 | 3.7722 | 0.59671 | 4 | 0.36893
20386 | 8.84 | 1 | 365 | 10.0592 | 0.25789 | 10 | 0.31713
15176 | 2.34 | 1 | 365 | 2.6627 | 0.36238 | 3 | 0.025124
17221 | 2.6 | 1 | 365 | 2.9586 | 0.9582 | 3 | 0.9168
17494 | 2.34 | 1 | 365 | 2.6627 | 0.36238 | 3 | 0.025124
17135 | 5.1 | 1 | 365 | 5.8034 | 0.68724 | 6 | 0.49065
20325 | 6.63 | 1 | 365 | 7.5444 | 0.19341 | 7 | 0.73785
17110 | 5.355 | 1 | 365 | 6.0936 | 0.2716 | 6 | 0.36519
53852 | 3.9 | 1 | 365 | 4.4379 | 0.9373 | 5 | 0.37521
15135 | 12.48 | 1 | 365 | 14.2013 | 0.59937 | 14 | 0.80066
17112 | 11.22 | 1 | 365 | 12.7675 | 0.71193 | 13 | 0.47944
15259 | 5.2 | 1 | 365 | 5.9172 | 0.9164 | 6 | 0.83361
17199 | 7.905 | 1 | 365 | 8.9953 | 0.11522 | 9 | 0.11051
17151 | 3.9 | 1 | 365 | 4.4379 | 0.9373 | 5 | 0.37521
20238 | 4.75 | 1 | 365 | 5.4051 | 0.88518 | 6 | 0.29031
17126 | 5.1 | 1 | 365 | 5.8034 | 0.68724 | 6 | 0.49065
59052 | 3.12 | 1 | 365 | 3.5503 | 0.14984 | 3 | 0.70016
17158 | 11.985 | 1 | 365 | 13.638 | 0.46502 | 14 | 0.10304
17195 | 5.1 | 1 | 365 | 5.8034 | 0.68724 | 6 | 0.49065
17121 | 9.18 | 1 | 365 | 10.4461 | 0.037035 | 10 | 0.48318
15331 | 3.9 | 1 | 365 | 4.4379 | 0.9373 | 5 | 0.37521
19148 | 5.1 | 1 | 365 | 5.8034 | 0.68724 | 6 | 0.49065
63962 | 8.82 | 1 | 365 | 10.0365 | 0.21205 | 10 | 0.24854
53919 | 5.12 | 1 | 365 | 5.8262 | 0.73307 | 6 | 0.55924
9392 | 6 | 1 | 365 | 6.8275 | 0.7497 | 7 | 0.57724
9510 | 4.2 | 1 | 365 | 4.7793 | 0.62479 | 5 | 0.40407
11634 | 7.905 | 1 | 365 | 8.9953 | 0.11522 | 9 | 0.11051
11696 | 7.29 | 1 | 365 | 8.2955 | 0.70588 | 9 | 0.0013466
12465 | 6.12 | 1 | 365 | 6.9641 | 0.02469 | 6 | 0.98878
14121 | 8.7 | 1 | 365 | 9.8999 | 0.93706 | 10 | 0.837
14227 | 6.375 | 1 | 365 | 7.2543 | 0.60905 | 7 | 0.86332
14231 | 5.61 | 1 | 365 | 6.3838 | 0.85597 | 7 | 0.23972
9595 | 5.1 | 1 | 365 | 5.8034 | 0.68724 | 6 | 0.49065
12473 | 5.1 | 1 | 365 | 5.8034 | 0.68724 | 6 | 0.49065
12926 | 11.725 | 1 | 365 | 13.3422 | 0.8692 | 14 | 0.21136
13208 | 4.8 | 1 | 365 | 5.462 | 0.99976 | 6 | 0.46179
12178 | 8.1 | 1 | 365 | 9.2172 | 0.56209 | 9 | 0.77927
10683 | 12.753 | 1 | 365 | 14.5119 | 0.22498 | 14 | 0.73692
17236 | 3.75 | 1 | 365 | 4.2672 | 0.59356 | 4 | 0.86078
22534 | 14.82 | 1 | 365 | 16.864 | 0.96175 | 17 | 0.82578
17437 | 4.52 | 1 | 365 | 5.1434 | 0.3581 | 5 | 0.50152
19582 | 11 | 1 | 365 | 12.5172 | 0.20778 | 12 | 0.72494
19584 | 6 | 1 | 365 | 6.8275 | 0.7497 | 7 | 0.57724
20355 | 4.08 | 1 | 365 | 4.6427 | 0.34979 | 4 | 0.99252
17085 | 8.28 | 1 | 365 | 9.422 | 0.97458 | 10 | 0.39659
17205 | 9.88 | 1 | 365 | 11.2427 | 0.64117 | 11 | 0.88386
17767 | 8.175 | 1 | 365 | 9.3025 | 0.73396 | 10 | 0.03649
17108 | 6.25 | 1 | 365 | 7.112 | 0.3226 | 7 | 0.43462
17590 | 2.86 | 1 | 365 | 3.2545 | 0.55402 | 3 | 0.80848
17879 | 6.6 | 1 | 365 | 7.5103 | 0.12467 | 7 | 0.63496
23221 | 7.2 | 1 | 365 | 8.1931 | 0.49964 | 8 | 0.69269
18616 | 6 | 1 | 365 | 6.8275 | 0.7497 | 7 | 0.57724
18723 | 5.4 | 1 | 365 | 6.1448 | 0.37473 | 6 | 0.51952
22243 | 7.83 | 1 | 365 | 8.9099 | 0.94335 | 9 | 0.8533
23406 | 12.3 | 1 | 365 | 13.9965 | 0.18688 | 14 | 0.18334
19392 | 4.675 | 1 | 365 | 5.3198 | 0.7133 | 6 | 0.033099
17084 | 11.73 | 1 | 365 | 13.3478 | 0.88066 | 14 | 0.2285
18412 | 5.61 | 1 | 365 | 6.3838 | 0.85597 | 7 | 0.23972
19869 | 11.2 | 1 | 365 | 12.7447 | 0.6661 | 13 | 0.41085
25907 | 7.15 | 1 | 365 | 8.1362 | 0.38505 | 8 | 0.52121
21236 | 5.25 | 1 | 365 | 5.9741 | 0.030984 | 6 | 0.005085
43535 | 8.265 | 1 | 365 | 9.4049 | 0.94021 | 10 | 0.34515
13943 | 4.75 | 1 | 365 | 5.4051 | 0.88518 | 6 | 0.29031
11831 | 8.84 | 1 | 365 | 10.0592 | 0.25789 | 10 | 0.31713
14357 | 6 | 1 | 365 | 6.8275 | 0.7497 | 7 | 0.57724
14650 | 6.05 | 1 | 365 | 6.8844 | 0.86428 | 7 | 0.74872
13661 | 6.12 | 1 | 365 | 6.9641 | 0.02469 | 6 | 0.98878
13542 | 12.69 | 1 | 365 | 14.4403 | 0.080607 | 14 | 0.52086
9500 | 6.63 | 1 | 365 | 7.5444 | 0.19341 | 7 | 0.73785
14847 | 3.38 | 1 | 365 | 3.8462 | 0.74566 | 4 | 0.59185
14877 | 3.12 | 1 | 365 | 3.5503 | 0.14984 | 3 | 0.70016
16510 | 6.6 | 1 | 365 | 7.5103 | 0.12467 | 7 | 0.63496
17914 | 6 | 1 | 365 | 6.8275 | 0.7497 | 7 | 0.57724
18172 | 3.9 | 1 | 365 | 4.4379 | 0.9373 | 5 | 0.37521
18197 | 4.08 | 1 | 365 | 4.6427 | 0.34979 | 4 | 0.99252
17381 | 8.25 | 1 | 365 | 9.3879 | 0.90583 | 10 | 0.29371
18501 | 4.32 | 1 | 365 | 4.9158 | 0.89978 | 5 | 0.81561
18676 | 9.44 | 1 | 365 | 10.742 | 0.63286 | 11 | 0.37486
18908 | 9.69 | 1 | 365 | 11.0265 | 0.20576 | 11 | 0.23224
18917 | 5.355 | 1 | 365 | 6.0936 | 0.2716 | 6 | 0.36519
19154 | 4.8 | 1 | 365 | 5.462 | 0.99976 | 6 | 0.46179
16508 | 8.71 | 1 | 365 | 9.9113 | 0.95998 | 10 | 0.87129
19385 | 9 | 1 | 365 | 10.2413 | 0.62454 | 10 | 0.86586
19390 | 5.4 | 1 | 365 | 6.1448 | 0.37473 | 6 | 0.51952
19592 | 2.4 | 1 | 365 | 2.731 | 0.49988 | 3 | 0.2309
20423 | 3 | 1 | 365 | 3.4138 | 0.87485 | 4 | 0.28862
19482 | 12.75 | 1 | 365 | 14.5085 | 0.2181 | 14 | 0.72663
17909 | 7.42 | 1 | 365 | 8.4434 | 0.0037907 | 8 | 0.44719
16655 | 7.375 | 1 | 365 | 8.3922 | 0.90067 | 9 | 0.29286
51528 | 5.88 | 1 | 365 | 6.691 | 0.4747 | 7 | 0.1657
23701 | 6.9 | 1 | 365 | 7.8517 | 0.81215 | 8 | 0.66383
23915 | 10.455 | 1 | 365 | 11.897 | 0.95885 | 12 | 0.85584
22560 | 9.8 | 1 | 365 | 11.1517 | 0.45784 | 11 | 0.60949
26077 | 4.845 | 1 | 365 | 5.5132 | 0.10288 | 5 | 0.61612
35714 | 6.84 | 1 | 365 | 7.7834 | 0.67465 | 8 | 0.45805
11133 | 9.8 | 1 | 365 | 11.1517 | 0.45784 | 11 | 0.60949
16140 | 4.08 | 1 | 365 | 4.6427 | 0.34979 | 4 | 0.99252
20447 | 5.61 | 1 | 365 | 6.3838 | 0.85597 | 7 | 0.23972
16105 | 5.47 | 1 | 365 | 6.2244 | 0.53514 | 6 | 0.75958
20779 | 6.72 | 1 | 365 | 7.6468 | 0.39966 | 8 | 0.046509
19728 | 6 | 1 | 365 | 6.8275 | 0.7497 | 7 | 0.57724
17447 | 8.1 | 1 | 365 | 9.2172 | 0.56209 | 9 | 0.77927
20210 | 8.215 | 1 | 365 | 9.348 | 0.82563 | 10 | 0.17367
20206 | 2.25 | 1 | 365 | 2.5603 | 0.15614 | 2 | 0.71646
20202 | 4 | 1 | 365 | 4.5517 | 0.16646 | 4 | 0.71816
19431 | 4.59 | 1 | 365 | 5.2231 | 0.51852 | 5 | 0.74159
21392 | 3 | 1 | 365 | 3.4138 | 0.87485 | 4 | 0.28862
21694 | 5.98 | 1 | 365 | 6.8048 | 0.70386 | 7 | 0.50865
22275 | 9.156 | 1 | 365 | 10.4188 | 0.98204 | 11 | 0.40087
21957 | 5.355 | 1 | 365 | 6.0936 | 0.2716 | 6 | 0.36519
22900 | 3.24 | 1 | 365 | 3.6869 | 0.42484 | 4 | 0.11171
22941 | 7.395 | 1 | 365 | 8.4149 | 0.9465 | 9 | 0.36145
18983 | 4.59 | 1 | 365 | 5.2231 | 0.51852 | 5 | 0.74159
22521 | 6.885 | 1 | 365 | 7.8346 | 0.77778 | 8 | 0.61238
22395 | 10.71 | 1 | 365 | 12.1872 | 0.54321 | 12 | 0.73037
22244 | 7.28 | 1 | 365 | 8.2841 | 0.68296 | 8 | 0.96705
22461 | 4.95 | 1 | 365 | 5.6327 | 0.3435 | 5 | 0.97622
22605 | 7.8 | 1 | 365 | 8.8758 | 0.8746 | 9 | 0.75041
23651 | 5.865 | 1 | 365 | 6.6739 | 0.44033 | 7 | 0.11425
22482 | 4.355 | 1 | 365 | 4.9557 | 0.97999 | 5 | 0.93565
20460 | 8.25 | 1 | 365 | 9.3879 | 0.90583 | 10 | 0.29371
22920 | 4.5 | 1 | 365 | 5.1207 | 0.31227 | 5 | 0.43293
23004 | 7.14 | 1 | 365 | 8.1248 | 0.36214 | 8 | 0.48692
23008 | 6.3 | 1 | 365 | 7.1689 | 0.43718 | 7 | 0.6061
20891 | 8.32 | 1 | 365 | 9.4675 | 0.066245 | 9 | 0.53377
22790 | 7.96 | 1 | 365 | 9.0579 | 0.24126 | 9 | 0.29914
22811 | 4.47 | 1 | 365 | 5.0865 | 0.24352 | 5 | 0.33004
25144 | 12.48 | 1 | 365 | 14.2013 | 0.59937 | 14 | 0.80066
22405 | 45.453 | 1 | 365 | 51.7221 | 0.16082 | 51 | 0.88288
26640 | 3 | 1 | 365 | 3.4138 | 0.87485 | 4 | 0.28862
26641 | 3 | 1 | 365 | 3.4138 | 0.87485 | 4 | 0.28862
21121 | 7.395 | 1 | 365 | 8.4149 | 0.9465 | 9 | 0.36145
25854 | 4.48 | 1 | 365 | 5.0979 | 0.26644 | 5 | 0.36434
25664 | 6.36 | 1 | 365 | 7.2372 | 0.57468 | 7 | 0.81187
17716 | 13.515 | 1 | 365 | 15.379 | 0.97119 | 16 | 0.35023
18826 | 12.75 | 1 | 365 | 14.5085 | 0.2181 | 14 | 0.72663
19168 | 4.08 | 1 | 365 | 4.6427 | 0.34979 | 4 | 0.99252
23060 | 7.905 | 1 | 365 | 8.9953 | 0.11522 | 9 | 0.11051
22074 | 4.14 | 1 | 365 | 4.711 | 0.48729 | 5 | 0.1983
24702 | 6.76 | 1 | 365 | 7.6924 | 0.49132 | 8 | 0.18369
27049 | 10.08 | 1 | 365 | 11.4703 | 0.099489 | 11 | 0.56976
27063 | 7.055 | 1 | 365 | 8.0281 | 0.16735 | 8 | 0.1954
31052 | 3.3 | 1 | 365 | 3.7551 | 0.56233 | 4 | 0.31748
31897 | 7.98 | 1 | 365 | 9.0806 | 0.2871 | 9 | 0.36773
32790 | 5.865 | 1 | 365 | 6.6739 | 0.44033 | 7 | 0.11425
29303 | 14.28 | 1 | 365 | 16.2496 | 0.72428 | 16 | 0.97383
33924 | 5.232 | 1 | 365 | 5.9536 | 0.98973 | 6 | 0.94335
34774 | 4.56 | 1 | 365 | 5.1889 | 0.44977 | 5 | 0.6387
29957 | 6 | 1 | 365 | 6.8275 | 0.7497 | 7 | 0.57724
32795 | 7.8 | 1 | 365 | 8.8758 | 0.8746 | 9 | 0.75041
33575 | 8.64 | 1 | 365 | 9.8317 | 0.79956 | 10 | 0.63123
35207 | 2.295 | 1 | 365 | 2.6115 | 0.25926 | 2 | 0.87079
37653 | 2.385 | 1 | 365 | 2.7139 | 0.4655 | 3 | 0.17945
35555 | 3.57 | 1 | 365 | 4.0624 | 0.18107 | 4 | 0.24346
35867 | 8.829 | 1 | 365 | 10.0467 | 0.23268 | 10 | 0.27941
36056 | 6 | 1 | 365 | 6.8275 | 0.7497 | 7 | 0.57724
42837 | 7.28 | 1 | 365 | 8.2841 | 0.68296 | 8 | 0.96705
44217 | 9.18 | 1 | 365 | 10.4461 | 0.037035 | 10 | 0.48318
45089 | 6.12 | 1 | 365 | 6.9641 | 0.02469 | 6 | 0.98878
30917 | 10.2 | 1 | 365 | 11.6068 | 0.37448 | 11 | 0.98131
33077 | 12.04 | 1 | 365 | 13.7006 | 0.59106 | 14 | 0.29166
46907 | 3.35 | 1 | 365 | 3.812 | 0.67691 | 4 | 0.48896
41594 | 8.04 | 1 | 365 | 9.1489 | 0.42459 | 9 | 0.5735
51857 | 7.8 | 1 | 365 | 8.8758 | 0.8746 | 9 | 0.75041
51396 | 11.96 | 1 | 365 | 13.6096 | 0.40773 | 14 | 0.017298
53246 | 7.935 | 1 | 365 | 9.0294 | 0.18397 | 9 | 0.2134
51091 | 9.62 | 1 | 365 | 10.9468 | 0.045346 | 10 | 0.99217
52865 | 10.2 | 1 | 365 | 11.6068 | 0.37448 | 11 | 0.98131
52981 | 4.68 | 1 | 365 | 5.3255 | 0.72476 | 6 | 0.050247
43081 | 4.59 | 1 | 365 | 5.2231 | 0.51852 | 5 | 0.74159
50713 | 10.4 | 1 | 365 | 11.8344 | 0.83281 | 12 | 0.66722
42407 | 4.42 | 1 | 365 | 5.0296 | 0.12894 | 5 | 0.15857
50803 | 4.08 | 1 | 365 | 4.6427 | 0.34979 | 4 | 0.99252
45994 | 13.26 | 1 | 365 | 15.0889 | 0.38683 | 15 | 0.4757
53520 | 5.32 | 1 | 365 | 6.0538 | 0.1914 | 6 | 0.24515
53616 | 9.88 | 1 | 365 | 11.2427 | 0.64117 | 11 | 0.88386
48570 | 4.5 | 1 | 365 | 5.1207 | 0.31227 | 5 | 0.43293
44792 | 10.395 | 1 | 365 | 11.8287 | 0.82135 | 12 | 0.65007
41417 | 8.1 | 1 | 365 | 9.2172 | 0.56209 | 9 | 0.77927
59435 | 4.68 | 1 | 365 | 5.3255 | 0.72476 | 6 | 0.050247
53006 | 6.5 | 1 | 365 | 7.3965 | 0.8955 | 8 | 0.29201
43145 | 10.92 | 1 | 365 | 12.4261 | 0.024447 | 12 | 0.45058
61729 | 6.76 | 1 | 365 | 7.6924 | 0.49132 | 8 | 0.18369
66416 | 4.32 | 1 | 365 | 4.9158 | 0.89978 | 5 | 0.81561
63576 | 7 | 1 | 365 | 7.9655 | 0.041312 | 8 | 0.00678
59890 | 8.55 | 1 | 365 | 9.7293 | 0.59332 | 10 | 0.32257
16467 | 3.57 | 1 | 365 | 4.0624 | 0.18107 | 4 | 0.24346
16415 | 14.79 | 1 | 365 | 16.8299 | 0.893 | 17 | 0.7229
16983 | 8.8 | 1 | 365 | 10.0137 | 0.16622 | 10 | 0.17995
16988 | 6.6 | 1 | 365 | 7.5103 | 0.12467 | 7 | 0.63496
17010 | 9.9 | 1 | 365 | 11.2654 | 0.687 | 11 | 0.95245
18265 | 7.7 | 1 | 365 | 8.762 | 0.64544 | 9 | 0.40746
18266 | 5.5 | 1 | 365 | 6.2586 | 0.60389 | 6 | 0.86247
17849 | 7.425 | 1 | 365 | 8.4491 | 0.015249 | 8 | 0.46433
17854 | 4.4 | 1 | 365 | 5.0069 | 0.08311 | 5 | 0.089976
17811 | 6.24 | 1 | 365 | 7.1006 | 0.29968 | 7 | 0.40033
18069 | 5.46 | 1 | 365 | 6.2131 | 0.51222 | 6 | 0.72529
15424 | 7.56 | 1 | 365 | 8.6027 | 0.32462 | 8 | 0.92732
17137 | 9.075 | 1 | 365 | 10.3267 | 0.79642 | 11 | 0.12308
17173 | 5.98 | 1 | 365 | 6.8048 | 0.70386 | 7 | 0.50865
17442 | 4.16 | 1 | 365 | 4.7338 | 0.53312 | 5 | 0.26689
17875 | 8.25 | 1 | 365 | 9.3879 | 0.90583 | 10 | 0.29371
18454 | 2.04 | 1 | 365 | 2.3214 | 0.6749 | 2 | 0.99626
19221 | 4.94 | 1 | 365 | 5.6213 | 0.32058 | 5 | 0.94193
19438 | 4.94 | 1 | 365 | 5.6213 | 0.32058 | 5 | 0.94193
19456 | 6.05 | 1 | 365 | 6.8844 | 0.86428 | 7 | 0.74872
20016 | 7.02 | 1 | 365 | 7.9882 | 0.087144 | 8 | 0.075371
20220 | 5.72 | 1 | 365 | 6.5089 | 0.10804 | 6 | 0.61697
20330 | 4.68 | 1 | 365 | 5.3255 | 0.72476 | 6 | 0.050247
20433 | 5.2 | 1 | 365 | 5.9172 | 0.9164 | 6 | 0.83361
20441 | 3.12 | 1 | 365 | 3.5503 | 0.14984 | 3 | 0.70016
20452 | 6.76 | 1 | 365 | 7.6924 | 0.49132 | 8 | 0.18369
20459 | 3.3 | 1 | 365 | 3.7551 | 0.56233 | 4 | 0.31748
20506 | 5.2 | 1 | 365 | 5.9172 | 0.9164 | 6 | 0.83361
20483 | 5.225 | 1 | 365 | 5.9457 | 0.97369 | 6 | 0.91935
20545 | 4.675 | 1 | 365 | 5.3198 | 0.7133 | 6 | 0.033099
20716 | 11.18 | 1 | 365 | 12.722 | 0.62027 | 13 | 0.34226
16525 | 10.2 | 1 | 365 | 11.6068 | 0.37448 | 11 | 0.98131
16665 | 4.95 | 1 | 365 | 5.6327 | 0.3435 | 5 | 0.97622
17069 | 11.55 | 1 | 365 | 13.143 | 0.46816 | 13 | 0.61119
17671 | 9.625 | 1 | 365 | 10.9525 | 0.056804 | 11 | 0.0093225
20739 | 4.4 | 1 | 365 | 5.0069 | 0.08311 | 5 | 0.089976
20822 | 7.975 | 1 | 365 | 9.0749 | 0.27564 | 9 | 0.35058
20745 | 5.98 | 1 | 365 | 6.8048 | 0.70386 | 7 | 0.50865
21209 | 5.775 | 1 | 365 | 6.5715 | 0.23408 | 6 | 0.80559
21248 | 3.85 | 1 | 365 | 4.381 | 0.82272 | 5 | 0.20373
21274 | 3.85 | 1 | 365 | 4.381 | 0.82272 | 5 | 0.20373
21283 | 4.675 | 1 | 365 | 5.3198 | 0.7133 | 6 | 0.033099
17924 | 4.125 | 1 | 365 | 4.6939 | 0.45292 | 5 | 0.14685
21516 | 5.2 | 1 | 365 | 5.9172 | 0.9164 | 6 | 0.83361
20574 | 4.5 | 1 | 365 | 5.1207 | 0.31227 | 5 | 0.43293
21243 | 4.4 | 1 | 365 | 5.0069 | 0.08311 | 5 | 0.089976
22220 | 8.84 | 1 | 365 | 10.0592 | 0.25789 | 10 | 0.31713
22637 | 3.12 | 1 | 365 | 3.5503 | 0.14984 | 3 | 0.70016
22600 | 6.05 | 1 | 365 | 6.8844 | 0.86428 | 7 | 0.74872
23484 | 7.28 | 1 | 365 | 8.2841 | 0.68296 | 8 | 0.96705
23527 | 8.25 | 1 | 365 | 9.3879 | 0.90583 | 10 | 0.29371
23554 | 9.9 | 1 | 365 | 11.2654 | 0.687 | 11 | 0.95245
23557 | 7.7 | 1 | 365 | 8.762 | 0.64544 | 9 | 0.40746
23617 | 4.16 | 1 | 365 | 4.7338 | 0.53312 | 5 | 0.26689
23476 | 5.61 | 1 | 365 | 6.3838 | 0.85597 | 7 | 0.23972
23149 | 5.46 | 1 | 365 | 6.2131 | 0.51222 | 6 | 0.72529
23188 | 6.05 | 1 | 365 | 6.8844 | 0.86428 | 7 | 0.74872
23779 | 4.505 | 1 | 365 | 5.1263 | 0.32373 | 5 | 0.45008
23862 | 4.4 | 1 | 365 | 5.0069 | 0.08311 | 5 | 0.089976
20449 | 4.125 | 1 | 365 | 4.6939 | 0.45292 | 5 | 0.14685
24348 | 7.02 | 1 | 365 | 7.9882 | 0.087144 | 8 | 0.075371
23985 | 9.36 | 1 | 365 | 10.651 | 0.44953 | 11 | 0.10049
23801 | 4.16 | 1 | 365 | 4.7338 | 0.53312 | 5 | 0.26689
25483 | 7.95 | 1 | 365 | 9.0465 | 0.21835 | 9 | 0.26484
25532 | 9.9 | 1 | 365 | 11.2654 | 0.687 | 11 | 0.95245
25350 | 5.72 | 1 | 365 | 6.5089 | 0.10804 | 6 | 0.61697
26060 | 5.2 | 1 | 365 | 5.9172 | 0.9164 | 6 | 0.83361
18978 | 9.63 | 1 | 365 | 10.9582 | 0.068262 | 11 | 0.02647
21877 | 11.44 | 1 | 365 | 13.0179 | 0.21609 | 13 | 0.23394
26093 | 5.775 | 1 | 365 | 6.5715 | 0.23408 | 6 | 0.80559
26223 | 6.3 | 1 | 365 | 7.1689 | 0.43718 | 7 | 0.6061
26659 | 12 | 1 | 365 | 13.6551 | 0.49939 | 14 | 0.15448
27208 | 4.4 | 1 | 365 | 5.0069 | 0.08311 | 5 | 0.089976
27228 | 7.15 | 1 | 365 | 8.1362 | 0.38505 | 8 | 0.52121
27295 | 9.01 | 1 | 365 | 10.2527 | 0.64746 | 10 | 0.90016
27447 | 5.775 | 1 | 365 | 6.5715 | 0.23408 | 6 | 0.80559
27348 | 10.2 | 1 | 365 | 11.6068 | 0.37448 | 11 | 0.98131
27440 | 5.7 | 1 | 365 | 6.4862 | 0.062211 | 6 | 0.54838
27425 | 5.98 | 1 | 365 | 6.8048 | 0.70386 | 7 | 0.50865
27774 | 12.19 | 1 | 365 | 13.8713 | 0.9348 | 14 | 0.80609
25669 | 6.36 | 1 | 365 | 7.2372 | 0.57468 | 7 | 0.81187
24985 | 6.05 | 1 | 365 | 6.8844 | 0.86428 | 7 | 0.74872
25712 | 6.9 | 1 | 365 | 7.8517 | 0.81215 | 8 | 0.66383
25750 | 4.2 | 1 | 365 | 4.7793 | 0.62479 | 5 | 0.40407
25951 | 7.8 | 1 | 365 | 8.8758 | 0.8746 | 9 | 0.75041
25967 | 7.425 | 1 | 365 | 8.4491 | 0.015249 | 8 | 0.46433
26031 | 14.025 | 1 | 365 | 15.9594 | 0.13991 | 16 | 0.099299
26349 | 12.19 | 1 | 365 | 13.8713 | 0.9348 | 14 | 0.80609
26368 | 4.505 | 1 | 365 | 5.1263 | 0.32373 | 5 | 0.45008
26424 | 9.62 | 1 | 365 | 10.9468 | 0.045346 | 10 | 0.99217
26796 | 6.325 | 1 | 365 | 7.1974 | 0.49447 | 7 | 0.69184
27609 | 6.325 | 1 | 365 | 7.1974 | 0.49447 | 7 | 0.69184
23724 | 5.225 | 1 | 365 | 5.9457 | 0.97369 | 6 | 0.91935
28110 | 5.775 | 1 | 365 | 6.5715 | 0.23408 | 6 | 0.80559
28118 | 5.1 | 1 | 365 | 5.8034 | 0.68724 | 6 | 0.49065
28151 | 9 | 1 | 365 | 10.2413 | 0.62454 | 10 | 0.86586
28655 | 9.6 | 1 | 365 | 10.9241 | 0.99951 | 11 | 0.92358
29102 | 10.07 | 1 | 365 | 11.4589 | 0.076573 | 11 | 0.53547
26795 | 11.44 | 1 | 365 | 13.0179 | 0.21609 | 13 | 0.23394
29334 | 7.425 | 1 | 365 | 8.4491 | 0.015249 | 8 | 0.46433
29309 | 7.8 | 1 | 365 | 8.8758 | 0.8746 | 9 | 0.75041
30131 | 5.72 | 1 | 365 | 6.5089 | 0.10804 | 6 | 0.61697
31184 | 6 | 1 | 365 | 6.8275 | 0.7497 | 7 | 0.57724
31296 | 8.745 | 1 | 365 | 9.9511 | 0.040182 | 9 | 0.99133
31896 | 6 | 1 | 365 | 6.8275 | 0.7497 | 7 | 0.57724
31926 | 6 | 1 | 365 | 6.8275 | 0.7497 | 7 | 0.57724
33515 | 6.5 | 1 | 365 | 7.3965 | 0.8955 | 8 | 0.29201
33758 | 5.035 | 1 | 365 | 5.7294 | 0.53829 | 6 | 0.26773
33935 | 5.3 | 1 | 365 | 6.031 | 0.14556 | 6 | 0.17656
33944 | 5.035 | 1 | 365 | 5.7294 | 0.53829 | 6 | 0.26773
34011 | 20.625 | 1 | 365 | 23.4697 | 0.26458 | 23 | 0.73426
34257 | 2.7 | 1 | 365 | 3.0724 | 0.18736 | 3 | 0.25976
34276 | 4.8 | 1 | 365 | 5.462 | 0.99976 | 6 | 0.46179
34145 | 7.15 | 1 | 365 | 8.1362 | 0.38505 | 8 | 0.52121
34342 | 4.16 | 1 | 365 | 4.7338 | 0.53312 | 5 | 0.26689
34351 | 10.6 | 1 | 365 | 12.062 | 0.29113 | 12 | 0.35312
34350 | 8.25 | 1 | 365 | 9.3879 | 0.90583 | 10 | 0.29371
34288 | 5.3 | 1 | 365 | 6.031 | 0.14556 | 6 | 0.17656
34559 | 15.6 | 1 | 365 | 17.7516 | 0.74921 | 18 | 0.50082
34617 | 2.7 | 1 | 365 | 3.0724 | 0.18736 | 3 | 0.25976
34610 | 3.575 | 1 | 365 | 4.0681 | 0.19253 | 4 | 0.26061
33756 | 7.8 | 1 | 365 | 8.8758 | 0.8746 | 9 | 0.75041
34064 | 6.6 | 1 | 365 | 7.5103 | 0.12467 | 7 | 0.63496
34081 | 6.9 | 1 | 365 | 7.8517 | 0.81215 | 8 | 0.66383
33809 | 22 | 1 | 365 | 25.0343 | 0.41555 | 25 | 0.44988
33760 | 13 | 1 | 365 | 14.793 | 0.79101 | 15 | 0.58402
33751 | 8.4 | 1 | 365 | 9.5586 | 0.24957 | 9 | 0.80814
34941 | 4.4 | 1 | 365 | 5.0069 | 0.08311 | 5 | 0.089976
33641 | 10.92 | 1 | 365 | 12.4261 | 0.024447 | 12 | 0.45058
33631 | 8.58 | 1 | 365 | 9.7634 | 0.66207 | 10 | 0.42545
33646 | 6.3 | 1 | 365 | 7.1689 | 0.43718 | 7 | 0.6061
33610 | 8.32 | 1 | 365 | 9.4675 | 0.066245 | 9 | 0.53377
33554 | 10.07 | 1 | 365 | 11.4589 | 0.076573 | 11 | 0.53547
33501 | 2.75 | 1 | 365 | 3.1293 | 0.30194 | 3 | 0.43124
34936 | 9.1 | 1 | 365 | 10.3551 | 0.85371 | 11 | 0.20881
34995 | 4.8 | 1 | 365 | 5.462 | 0.99976 | 6 | 0.46179
33750 | 3.975 | 1 | 365 | 4.5232 | 0.10917 | 4 | 0.63242
34069 | 12 | 1 | 365 | 13.6551 | 0.49939 | 14 | 0.15448
35340 | 14.7 | 1 | 365 | 16.7275 | 0.68676 | 17 | 0.41424
36902 | 7.2 | 1 | 365 | 8.1931 | 0.49964 | 8 | 0.69269
36823 | 4.24 | 1 | 365 | 4.8248 | 0.71645 | 5 | 0.54125
37160 | 4.5 | 1 | 365 | 5.1207 | 0.31227 | 5 | 0.43293
37138 | 5.98 | 1 | 365 | 6.8048 | 0.70386 | 7 | 0.50865
37239 | 5.1 | 1 | 365 | 5.8034 | 0.68724 | 6 | 0.49065
37433 | 8.4 | 1 | 365 | 9.5586 | 0.24957 | 9 | 0.80814
36851 | 4.95 | 1 | 365 | 5.6327 | 0.3435 | 5 | 0.97622
35462 | 8.48 | 1 | 365 | 9.6496 | 0.4329 | 10 | 0.082499
35576 | 5.4 | 1 | 365 | 6.1448 | 0.37473 | 6 | 0.51952
33794 | 10.175 | 1 | 365 | 11.5784 | 0.31719 | 11 | 0.89557
35905 | 9.9 | 1 | 365 | 11.2654 | 0.687 | 11 | 0.95245
35911 | 12.1 | 1 | 365 | 13.7689 | 0.72855 | 14 | 0.49743
36749 | 6.63 | 1 | 365 | 7.5444 | 0.19341 | 7 | 0.73785
35936 | 7.5 | 1 | 365 | 8.5344 | 0.18712 | 8 | 0.72155
34652 | 4.5 | 1 | 365 | 5.1207 | 0.31227 | 5 | 0.43293
36582 | 8.8 | 1 | 365 | 10.0137 | 0.16622 | 10 | 0.17995
36743 | 5.4 | 1 | 365 | 6.1448 | 0.37473 | 6 | 0.51952
37058 | 4.4 | 1 | 365 | 5.0069 | 0.08311 | 5 | 0.089976
29432 | 3.575 | 1 | 365 | 4.0681 | 0.19253 | 4 | 0.26061
34556 | 11.4 | 1 | 365 | 12.9723 | 0.12442 | 13 | 0.096756
34589 | 8.525 | 1 | 365 | 9.7008 | 0.53603 | 10 | 0.23683
34705 | 11 | 1 | 365 | 12.5172 | 0.20778 | 12 | 0.72494
34703 | 7.2 | 1 | 365 | 8.1931 | 0.49964 | 8 | 0.69269
19454 | 5.2 | 1 | 365 | 5.9172 | 0.9164 | 6 | 0.83361
25681 | 12.19 | 1 | 365 | 13.8713 | 0.9348 | 14 | 0.80609
35474 | 7.2 | 1 | 365 | 8.1931 | 0.49964 | 8 | 0.69269
35571 | 7.5 | 1 | 365 | 8.5344 | 0.18712 | 8 | 0.72155
35914 | 4.24 | 1 | 365 | 4.8248 | 0.71645 | 5 | 0.54125
36919 | 6.3 | 1 | 365 | 7.1689 | 0.43718 | 7 | 0.6061
36914 | 9.54 | 1 | 365 | 10.8558 | 0.86202 | 11 | 0.71781
36932 | 6.9 | 1 | 365 | 7.8517 | 0.81215 | 8 | 0.66383
36680 | 9.36 | 1 | 365 | 10.651 | 0.44953 | 11 | 0.10049
36709 | 8.745 | 1 | 365 | 9.9511 | 0.040182 | 9 | 0.99133
36908 | 6.3 | 1 | 365 | 7.1689 | 0.43718 | 7 | 0.6061
36581 | 6.6 | 1 | 365 | 7.5103 | 0.12467 | 7 | 0.63496
37554 | 5.4 | 1 | 365 | 6.1448 | 0.37473 | 6 | 0.51952
37570 | 7.95 | 1 | 365 | 9.0465 | 0.21835 | 9 | 0.26484
38090 | 9 | 1 | 365 | 10.2413 | 0.62454 | 10 | 0.86586
35036 | 4.5 | 1 | 365 | 5.1207 | 0.31227 | 5 | 0.43293
41078 | 16.165 | 1 | 365 | 18.3945 | 0.043973 | 18 | 0.43851
37197 | 4.8 | 1 | 365 | 5.462 | 0.99976 | 6 | 0.46179
41284 | 7.7 | 1 | 365 | 8.762 | 0.64544 | 9 | 0.40746
41430 | 7.15 | 1 | 365 | 8.1362 | 0.38505 | 8 | 0.52121
41901 | 3.975 | 1 | 365 | 4.5232 | 0.10917 | 4 | 0.63242
43428 | 12.72 | 1 | 365 | 14.4744 | 0.14936 | 14 | 0.62375
43478 | 6.6 | 1 | 365 | 7.5103 | 0.12467 | 7 | 0.63496
44317 | 5.5 | 1 | 365 | 6.2586 | 0.60389 | 6 | 0.86247
45353 | 5.3 | 1 | 365 | 6.031 | 0.14556 | 6 | 0.17656
37655 | 4.8 | 1 | 365 | 5.462 | 0.99976 | 6 | 0.46179
43859 | 7.2 | 1 | 365 | 8.1931 | 0.49964 | 8 | 0.69269
41099 | 9.62 | 1 | 365 | 10.9468 | 0.045346 | 10 | 0.99217
40649 | 9.6 | 1 | 365 | 10.9241 | 0.99951 | 11 | 0.92358
41175 | 3.9 | 1 | 365 | 4.4379 | 0.9373 | 5 | 0.37521
41251 | 6.3 | 1 | 365 | 7.1689 | 0.43718 | 7 | 0.6061
45273 | 8.1 | 1 | 365 | 9.2172 | 0.56209 | 9 | 0.77927
43268 | 6.6 | 1 | 365 | 7.5103 | 0.12467 | 7 | 0.63496
43388 | 6 | 1 | 365 | 6.8275 | 0.7497 | 7 | 0.57724
41191 | 20.4 | 1 | 365 | 23.2136 | 0.74897 | 23 | 0.96262
42074 | 7.685 | 1 | 365 | 8.7449 | 0.61107 | 9 | 0.35601
38366 | 8.1 | 1 | 365 | 9.2172 | 0.56209 | 9 | 0.77927
43391 | 5.035 | 1 | 365 | 5.7294 | 0.53829 | 6 | 0.26773
55327 | 4.8 | 1 | 365 | 5.462 | 0.99976 | 6 | 0.46179
44118 | 5.1 | 1 | 365 | 5.8034 | 0.68724 | 6 | 0.49065
39119 | 6.095 | 1 | 365 | 6.9356 | 0.9674 | 7 | 0.90305
44013 | 16.43 | 1 | 365 | 18.6961 | 0.65125 | 19 | 0.34734
55539 | 5.83 | 1 | 365 | 6.6341 | 0.36012 | 6 | 0.99422
54411 | 6 | 1 | 365 | 6.8275 | 0.7497 | 7 | 0.57724
43398 | 8.4 | 1 | 365 | 9.5586 | 0.24957 | 9 | 0.80814
52667 | 5.565 | 1 | 365 | 6.3325 | 0.75284 | 7 | 0.08539
41280 | 3.18 | 1 | 365 | 3.6186 | 0.28734 | 3 | 0.90594
60554 | 8.4 | 1 | 365 | 9.5586 | 0.24957 | 9 | 0.80814
55166 | 11.925 | 1 | 365 | 13.5697 | 0.32752 | 13 | 0.89726
47409 | 9.01 | 1 | 365 | 10.2527 | 0.64746 | 10 | 0.90016
43384 | 8.25 | 1 | 365 | 9.3879 | 0.90583 | 10 | 0.29371
63403 | 12.9 | 1 | 365 | 14.6792 | 0.56185 | 15 | 0.24107
74460 | 6.08 | 0.8 | 365 | 5.5349 | 0.14642 | 5 | 0.68128
75113 | 3.92 | 0.8 | 365 | 3.5685 | 0.18651 | 3 | 0.75504
75462 | 4.69 | 0.8 | 365 | 4.2695 | 0.59814 | 4 | 0.86763
76125 | 12.47 | 0.8 | 365 | 11.3519 | 0.86116 | 12 | 0.21309
76356 | 10.23 | 0.8 | 365 | 9.3128 | 0.75459 | 10 | 0.067355
76359 | 8.04 | 0.8 | 365 | 7.3191 | 0.73967 | 8 | 0.058801
77031 | 7.37 | 0.8 | 365 | 6.7092 | 0.51137 | 7 | 0.22057
77224 | 8.25 | 0.8 | 365 | 7.5103 | 0.12467 | 7 | 0.63496
77098 | 10.075 | 0.8 | 365 | 9.1717 | 0.47042 | 9 | 0.64209
78301 | 8.58 | 0.8 | 365 | 7.8107 | 0.72965 | 8 | 0.54036
78274 | 4.8 | 0.8 | 365 | 4.3696 | 0.79981 | 5 | 0.16943
78428 | 5.525 | 0.8 | 365 | 5.0296 | 0.12894 | 5 | 0.15857
78466 | 7.5 | 0.8 | 365 | 6.8275 | 0.7497 | 7 | 0.57724
78501 | 6.6 | 0.8 | 365 | 6.0082 | 0.099732 | 6 | 0.10797
78425 | 13.065 | 0.8 | 365 | 11.8936 | 0.95197 | 12 | 0.84555
78728 | 7.475 | 0.8 | 365 | 6.8048 | 0.70386 | 7 | 0.50865
78876 | 5.6 | 0.8 | 365 | 5.0979 | 0.26644 | 5 | 0.36434
79025 | 7.26 | 0.8 | 365 | 6.6091 | 0.30971 | 6 | 0.91877
78755 | 7.26 | 0.8 | 365 | 6.6091 | 0.30971 | 6 | 0.91877
79098 | 8.96 | 0.8 | 365 | 8.1566 | 0.4263 | 8 | 0.58294
78890 | 12.73 | 0.8 | 365 | 11.5886 | 0.33782 | 11 | 0.92644
79289 | 7.92 | 0.8 | 365 | 7.2099 | 0.51968 | 7 | 0.72957
79297 | 5.94 | 0.8 | 365 | 5.4074 | 0.88976 | 6 | 0.29717
79494 | 13.505 | 0.8 | 365 | 12.2941 | 0.75862 | 13 | 0.05275
79456 | 5.475 | 0.8 | 365 | 4.9841 | 0.037278 | 5 | 0.021385
79877 | 5.94 | 0.8 | 365 | 5.4074 | 0.88976 | 6 | 0.29717
80263 | 4.8 | 0.8 | 365 | 4.3696 | 0.79981 | 5 | 0.16943
80338 | 5.76 | 0.8 | 365 | 5.2436 | 0.55977 | 5 | 0.80332
80241 | 3.795 | 0.8 | 365 | 3.4547 | 0.95735 | 4 | 0.41208
80669 | 5.61 | 0.8 | 365 | 5.107 | 0.28477 | 5 | 0.39178
80934 | 12.395 | 0.8 | 365 | 11.2837 | 0.72366 | 12 | 0.0073186
80937 | 7.81 | 0.8 | 365 | 7.1097 | 0.31802 | 7 | 0.42777
80792 | 6.83 | 0.8 | 365 | 6.2176 | 0.52139 | 6 | 0.73901
81172 | 6.7 | 0.8 | 365 | 6.0993 | 0.28306 | 6 | 0.38233
81325 | 3.92 | 0.8 | 365 | 3.5685 | 0.18651 | 3 | 0.75504
81541 | 10.385 | 0.8 | 365 | 9.4539 | 0.038746 | 9 | 0.49262
81136 | 8.91 | 0.8 | 365 | 8.1111 | 0.33464 | 8 | 0.44576
82217 | 3.63 | 0.8 | 365 | 3.3045 | 0.65485 | 3 | 0.95938
81611 | 9.72 | 0.8 | 365 | 8.8485 | 0.81961 | 9 | 0.6681
82117 | 7.75 | 0.8 | 365 | 7.0551 | 0.20802 | 7 | 0.26315
82195 | 14.85 | 0.8 | 365 | 13.5185 | 0.2244 | 13 | 0.74294
82509 | 5.67 | 0.8 | 365 | 5.1616 | 0.39477 | 5 | 0.55639
82503 | 8.4 | 0.8 | 365 | 7.6468 | 0.39966 | 8 | 0.046509
82502 | 5.1 | 0.8 | 365 | 4.6427 | 0.34979 | 4 | 0.99252
82485 | 8.4 | 0.8 | 365 | 7.6468 | 0.39966 | 8 | 0.046509
82420 | 13.4 | 0.8 | 365 | 12.1985 | 0.56612 | 12 | 0.76467
82402 | 16.2 | 0.8 | 365 | 14.7475 | 0.69934 | 15 | 0.44684
82937 | 8.4 | 0.8 | 365 | 7.6468 | 0.39966 | 8 | 0.046509
83406 | 6.44 | 0.8 | 365 | 5.8626 | 0.80641 | 6 | 0.66899
83933 | 4.355 | 0.8 | 365 | 3.9645 | 0.98399 | 4 | 0.94852
83990 | 4.38 | 0.8 | 365 | 3.9873 | 0.029822 | 4 | 0.017108
84160 | 8.375 | 0.8 | 365 | 7.6241 | 0.35383 | 7 | 0.97792
84257 | 5.61 | 0.8 | 365 | 5.107 | 0.28477 | 5 | 0.39178
84758 | 2.52 | 0.8 | 365 | 2.2941 | 0.6199 | 2 | 0.91395
87351 | 10.2 | 0.8 | 365 | 9.2855 | 0.69959 | 9 | 0.98505
88193 | 8.395 | 0.8 | 365 | 7.6423 | 0.39049 | 8 | 0.032791
58831 | 18 | 1 | 365 | 20.4826 | 0.48263 | 20 | 0.96526
1020 | 4.8 | 1 | 365 | 5.462 | 0.99976 | 6 | 0.46179
77307 | 1408.96 | 0.65 | 365 | 1042.1381 | 0.53464 | 1042 | 0.67275
88025 | 352.8 | 0.55 | 365 | 220.8028 | 0.19997 | 221 | 0.0027422
87534 | 296 | 0.55 | 365 | 185.254 | 0.08841 | 185 | 0.34244
81589 | 1077.48 | 0.55 | 365 | 674.3497 | 0.97438 | 675 | 0.32408
88745 | 218.28 | 0.65 | 365 | 161.4509 | 0.88215 | 162 | 0.33308
82341 | 1050.92 | 0.65 | 365 | 777.3136 | 0.41537 | 777 | 0.72898
35489 | 408.24 | 0.9 | 365 | 418.0915 | 0.26298 | 418 | 0.35447
91083 | 120.6 | 0.55 | 365 | 75.4785 | 0.78264 | 76 | 0.26114
87459 | 652.8 | 0.65 | 365 | 482.8439 | 0.85948 | 483 | 0.70339
60023 | 994.95 | 0.7 | 365 | 792.5242 | 0.71775 | 793 | 0.24199
90417 | 244.8 | 0.55 | 365 | 153.2101 | 0.42447 | 153 | 0.63456
88717 | 95.63 | 0.55 | 365 | 59.8508 | 0.9272 | 60 | 0.77802
85947 | 2504.25 | 0.65 | 365 | 1852.27 | 0.8624 | 1853 | 0.13242
70022 | 1982.76 | 0.65 | 365 | 1466.5496 | 0.13824 | 1466 | 0.68786
42983 | 6.27 | 1 | 365 | 7.1348 | 0.36843 | 7 | 0.50322
1167 | 8.04 | 1 | 365 | 9.1489 | 0.42459 | 9 | 0.5735
6047 | 6.12 | 1 | 365 | 6.9641 | 0.02469 | 6 | 0.98878
888 | 11.76 | 1 | 365 | 13.382 | 0.9494 | 14 | 0.33139
1477 | 9.075 | 1 | 365 | 10.3267 | 0.79642 | 11 | 0.12308
4263 | 8 | 1 | 365 | 9.1034 | 0.33293 | 9 | 0.43632
6417 | 11.985 | 1 | 365 | 13.638 | 0.46502 | 14 | 0.10304
358 | 8.04 | 1 | 365 | 9.1489 | 0.42459 | 9 | 0.5735
332 | 4.905 | 1 | 365 | 5.5815 | 0.24038 | 5 | 0.82189
561 | 7.95 | 1 | 365 | 9.0465 | 0.21835 | 9 | 0.26484
307 | 325 | 0.9 | 365 | 332.8428 | 0.29768 | 333 | 0.14045
736 | 10 | 1 | 365 | 11.3792 | 0.91616 | 12 | 0.2954
1514 | 7.5 | 1 | 365 | 8.5344 | 0.18712 | 8 | 0.72155
16666 | 4.08 | 1 | 365 | 4.6427 | 0.34979 | 4 | 0.99252
13711 | 10.71 | 1 | 365 | 12.1872 | 0.54321 | 12 | 0.73037
2118 | 6.5 | 1 | 365 | 7.3965 | 0.8955 | 8 | 0.29201
2330 | 7.95 | 1 | 365 | 9.0465 | 0.21835 | 9 | 0.26484
4907 | 6 | 1 | 365 | 6.8275 | 0.7497 | 7 | 0.57724
2438 | 5.5 | 1 | 365 | 6.2586 | 0.60389 | 6 | 0.86247
2656 | 7.84 | 1 | 365 | 8.9213 | 0.96627 | 9 | 0.88759
4056 | 3.25 | 1 | 365 | 3.6983 | 0.44775 | 4 | 0.146
2551 | 2.5 | 1 | 365 | 2.8448 | 0.72904 | 3 | 0.57385
6624 | 7.29 | 1 | 365 | 8.2955 | 0.70588 | 9 | 0.0013466
1120 | 6.75 | 1 | 365 | 7.681 | 0.46841 | 8 | 0.1494
2543 | 5.75 | 1 | 365 | 6.5431 | 0.17679 | 6 | 0.71985
23531 | 7.5 | 1 | 365 | 8.5344 | 0.18712 | 8 | 0.72155
3616 | 9.25 | 1 | 365 | 10.5258 | 0.19745 | 10 | 0.72325
2977 | 4.13 | 1 | 365 | 4.6996 | 0.46437 | 5 | 0.164
2812 | 2 | 1 | 365 | 2.2758 | 0.58323 | 2 | 0.85908
7859 | 11 | 1 | 365 | 12.5172 | 0.20778 | 12 | 0.72494
236 | 136.29 | 0.9 | 365 | 139.5789 | 0.09191 | 139 | 0.67081
129 | 141.12 | 0.9 | 365 | 144.5255 | 0.053565 | 144 | 0.57902
258 | 57 | 0.9 | 365 | 58.3755 | 0.5599 | 58 | 0.9354
229 | 504.45 | 0.9 | 365 | 516.6232 | 0.40512 | 517 | 0.028308
213 | 310 | 0.9 | 365 | 317.4808 | 0.36086 | 317 | 0.84166
40 | 570.35 | 0.9 | 365 | 584.1135 | 0.32087 | 584 | 0.43433
264 | 39 | 1 | 365 | 44.379 | 0.37302 | 44 | 0.75206
273 | 87.61 | 0.9 | 365 | 89.7242 | 0.69163 | 90 | 0.4158
54 | 323.4 | 0.9 | 365 | 331.2042 | 0.99775 | 332 | 0.20191
334 | 5.94 | 1 | 365 | 6.7593 | 0.6122 | 7 | 0.37147
849 | 259.6 | 0.9 | 365 | 265.8646 | 0.41316 | 266 | 0.27773
246 | 97.5 | 0.9 | 365 | 99.8528 | 0.089304 | 99 | 0.94213
2184 | 8 | 1 | 365 | 9.1034 | 0.33293 | 9 | 0.43632
2557 | 7.65 | 1 | 365 | 8.7051 | 0.53086 | 9 | 0.23598
3663 | 5 | 1 | 365 | 5.6896 | 0.45808 | 6 | 0.1477
165 | 256 | 0.9 | 365 | 262.1777 | 0.98833 | 263 | 0.16602
166 | 186 | 0.9 | 365 | 190.4885 | 0.61652 | 191 | 0.105
278 | 600 | 0.9 | 365 | 614.479 | 0.47264 | 614 | 0.9516
897 | 98.28 | 0.9 | 365 | 100.6517 | 0.69802 | 101 | 0.34967
799 | 1020.24 | 0.9 | 365 | 1044.86 | 0.19848 | 1045 | 0.058501
147 | 5 | 1 | 365 | 5.6896 | 0.45808 | 6 | 0.1477
148 | 2.5 | 1 | 365 | 2.8448 | 0.72904 | 3 | 0.57385
149 | 5.75 | 1 | 365 | 6.5431 | 0.17679 | 6 | 0.71985
161 | 4.5 | 1 | 365 | 5.1207 | 0.31227 | 5 | 0.43293
150 | 16.75 | 1 | 365 | 19.0602 | 0.38457 | 19 | 0.44479
412 | 7.65 | 1 | 365 | 8.7051 | 0.53086 | 9 | 0.23598
356 | 11.118 | 1 | 365 | 12.6514 | 0.47819 | 13 | 0.12963
481 | 6.5 | 1 | 365 | 7.3965 | 0.8955 | 8 | 0.29201
480 | 9.01 | 1 | 365 | 10.2527 | 0.64746 | 10 | 0.90016
479 | 6.5 | 1 | 365 | 7.3965 | 0.8955 | 8 | 0.29201
478 | 9.5 | 1 | 365 | 10.8103 | 0.77035 | 11 | 0.58063
477 | 4 | 1 | 365 | 4.5517 | 0.16646 | 4 | 0.71816
476 | 4.5 | 1 | 365 | 5.1207 | 0.31227 | 5 | 0.43293
475 | 11.75 | 1 | 365 | 13.3706 | 0.92649 | 14 | 0.29709
474 | 4.25 | 1 | 365 | 4.8362 | 0.73937 | 5 | 0.57554
473 | 9 | 1 | 365 | 10.2413 | 0.62454 | 10 | 0.86586
472 | 3.71 | 1 | 365 | 4.2217 | 0.5019 | 4 | 0.72359
471 | 7 | 1 | 365 | 7.9655 | 0.041312 | 8 | 0.00678
469 | 6.75 | 1 | 365 | 7.681 | 0.46841 | 8 | 0.1494
468 | 5.75 | 1 | 365 | 6.5431 | 0.17679 | 6 | 0.71985
467 | 7.5 | 1 | 365 | 8.5344 | 0.18712 | 8 | 0.72155
462 | 4.25 | 1 | 365 | 4.8362 | 0.73937 | 5 | 0.57554
453 | 6 | 1 | 365 | 6.8275 | 0.7497 | 7 | 0.57724
452 | 5.5 | 1 | 365 | 6.2586 | 0.60389 | 6 | 0.86247
450 | 8.75 | 1 | 365 | 9.9568 | 0.05164 | 10 | 0.008475
451 | 4 | 1 | 365 | 4.5517 | 0.16646 | 4 | 0.71816
449 | 10.5 | 1 | 365 | 11.9482 | 0.061968 | 12 | 0.01017
448 | 4.5 | 1 | 365 | 5.1207 | 0.31227 | 5 | 0.43293
447 | 5.75 | 1 | 365 | 6.5431 | 0.17679 | 6 | 0.71985
444 | 5 | 1 | 365 | 5.6896 | 0.45808 | 6 | 0.1477
443 | 7.25 | 1 | 365 | 8.2499 | 0.61422 | 8 | 0.86416
442 | 7.25 | 1 | 365 | 8.2499 | 0.61422 | 8 | 0.86416
312 | 6.5 | 1 | 365 | 7.3965 | 0.8955 | 8 | 0.29201
406 | 12.985 | 1 | 365 | 14.7759 | 0.75663 | 15 | 0.53258
438 | 2.5 | 1 | 365 | 2.8448 | 0.72904 | 3 | 0.57385
415 | 15.3 | 1 | 365 | 17.4102 | 0.061725 | 17 | 0.47196
416 | 12.24 | 1 | 365 | 13.9282 | 0.04938 | 13 | 0.97757
441 | 2.5 | 1 | 365 | 2.8448 | 0.72904 | 3 | 0.57385
501 | 4.5 | 1 | 365 | 5.1207 | 0.31227 | 5 | 0.43293
503 | 6.75 | 1 | 365 | 7.681 | 0.46841 | 8 | 0.1494
504 | 14.25 | 1 | 365 | 16.2154 | 0.65553 | 16 | 0.87094
505 | 3.5 | 1 | 365 | 3.9827 | 0.020656 | 4 | 0.00339
506 | 5.25 | 1 | 365 | 5.9741 | 0.030984 | 6 | 0.005085
507 | 5.5 | 1 | 365 | 6.2586 | 0.60389 | 6 | 0.86247
335 | 5.865 | 1 | 365 | 6.6739 | 0.44033 | 7 | 0.11425
202 | 87.61 | 0.9 | 365 | 89.7242 | 0.69163 | 90 | 0.4158
508 | 7 | 1 | 365 | 7.9655 | 0.041312 | 8 | 0.00678
509 | 5 | 1 | 365 | 5.6896 | 0.45808 | 6 | 0.1477
510 | 7 | 1 | 365 | 7.9655 | 0.041312 | 8 | 0.00678
511 | 9.5 | 1 | 365 | 10.8103 | 0.77035 | 11 | 0.58063
512 | 7 | 1 | 365 | 7.9655 | 0.041312 | 8 | 0.00678
513 | 5.83 | 1 | 365 | 6.6341 | 0.36012 | 6 | 0.99422
515 | 6.25 | 1 | 365 | 7.112 | 0.3226 | 7 | 0.43462
516 | 11.5 | 1 | 365 | 13.0861 | 0.35358 | 13 | 0.43971
535 | 3.75 | 1 | 365 | 4.2672 | 0.59356 | 4 | 0.86078
537 | 10.25 | 1 | 365 | 11.6637 | 0.48906 | 12 | 0.15278
538 | 3.75 | 1 | 365 | 4.2672 | 0.59356 | 4 | 0.86078
539 | 6.5 | 1 | 365 | 7.3965 | 0.8955 | 8 | 0.29201
540 | 7 | 1 | 365 | 7.9655 | 0.041312 | 8 | 0.00678
541 | 13 | 1 | 365 | 14.793 | 0.79101 | 15 | 0.58402
542 | 11.13 | 1 | 365 | 12.6651 | 0.50569 | 13 | 0.17078
543 | 5.75 | 1 | 365 | 6.5431 | 0.17679 | 6 | 0.71985
544 | 5.75 | 1 | 365 | 6.5431 | 0.17679 | 6 | 0.71985
547 | 9.36 | 1 | 365 | 10.651 | 0.44953 | 11 | 0.10049
4651 | 9.25 | 1 | 365 | 10.5258 | 0.19745 | 10 | 0.72325
6756 | 10 | 1 | 365 | 11.3792 | 0.91616 | 12 | 0.2954
374 | 4.68 | 1 | 365 | 5.3255 | 0.72476 | 6 | 0.050247
146 | 4.9 | 1 | 365 | 5.5758 | 0.22892 | 5 | 0.80475
605 | 5 | 1 | 365 | 5.6896 | 0.45808 | 6 | 0.1477
169 | 6.5 | 1 | 365 | 7.3965 | 0.8955 | 8 | 0.29201
626 | 6.25 | 1 | 365 | 7.112 | 0.3226 | 7 | 0.43462
627 | 3.25 | 1 | 365 | 3.6983 | 0.44775 | 4 | 0.146
306 | 6.5 | 1 | 365 | 7.3965 | 0.8955 | 8 | 0.29201
630 | 6.5 | 1 | 365 | 7.3965 | 0.8955 | 8 | 0.29201
631 | 12.25 | 1 | 365 | 13.9396 | 0.072296 | 14 | 0.011865
633 | 7.84 | 1 | 365 | 8.9213 | 0.96627 | 9 | 0.88759
634 | 3.25 | 1 | 365 | 3.6983 | 0.44775 | 4 | 0.146
635 | 6 | 1 | 365 | 6.8275 | 0.7497 | 7 | 0.57724
545 | 2.5 | 1 | 365 | 2.8448 | 0.72904 | 3 | 0.57385
636 | 15.75 | 1 | 365 | 17.9223 | 0.092952 | 18 | 0.015255
637 | 5 | 1 | 365 | 5.6896 | 0.45808 | 6 | 0.1477
640 | 7 | 1 | 365 | 7.9655 | 0.041312 | 8 | 0.00678
641 | 5.75 | 1 | 365 | 6.5431 | 0.17679 | 6 | 0.71985
643 | 9 | 1 | 365 | 10.2413 | 0.62454 | 10 | 0.86586
644 | 4.25 | 1 | 365 | 4.8362 | 0.73937 | 5 | 0.57554
648 | 8 | 1 | 365 | 9.1034 | 0.33293 | 9 | 0.43632
649 | 7.75 | 1 | 365 | 8.8189 | 0.76002 | 9 | 0.57893
654 | 5.25 | 1 | 365 | 5.9741 | 0.030984 | 6 | 0.005085
658 | 6.75 | 1 | 365 | 7.681 | 0.46841 | 8 | 0.1494
659 | 15.75 | 1 | 365 | 17.9223 | 0.092952 | 18 | 0.015255
660 | 9.8 | 1 | 365 | 11.1517 | 0.45784 | 11 | 0.60949
661 | 9 | 1 | 365 | 10.2413 | 0.62454 | 10 | 0.86586
664 | 5.75 | 1 | 365 | 6.5431 | 0.17679 | 6 | 0.71985
670 | 9 | 1 | 365 | 10.2413 | 0.62454 | 10 | 0.86586
671 | 10 | 1 | 365 | 11.3792 | 0.91616 | 12 | 0.2954
682 | 5.25 | 1 | 365 | 5.9741 | 0.030984 | 6 | 0.005085
692 | 6.75 | 1 | 365 | 7.681 | 0.46841 | 8 | 0.1494
694 | 12.5 | 1 | 365 | 14.2241 | 0.6452 | 14 | 0.86925
457 | 9.156 | 1 | 365 | 10.4188 | 0.98204 | 11 | 0.40087
701 | 4.75 | 1 | 365 | 5.4051 | 0.88518 | 6 | 0.29031
716 | 4.5 | 1 | 365 | 5.1207 | 0.31227 | 5 | 0.43293
717 | 6.5 | 1 | 365 | 7.3965 | 0.8955 | 8 | 0.29201
719 | 9.5 | 1 | 365 | 10.8103 | 0.77035 | 11 | 0.58063
720 | 3 | 1 | 365 | 3.4138 | 0.87485 | 4 | 0.28862
725 | 9 | 1 | 365 | 10.2413 | 0.62454 | 10 | 0.86586
726 | 6 | 1 | 365 | 6.8275 | 0.7497 | 7 | 0.57724
728 | 6.125 | 1 | 365 | 6.9698 | 0.036148 | 7 | 0.0059325
729 | 11.75 | 1 | 365 | 13.3706 | 0.92649 | 14 | 0.29709
730 | 3.5 | 1 | 365 | 3.9827 | 0.020656 | 4 | 0.00339
732 | 11.75 | 1 | 365 | 13.3706 | 0.92649 | 14 | 0.29709
741 | 10.464 | 1 | 365 | 11.9072 | 0.97947 | 12 | 0.88671
744 | 6.7 | 1 | 365 | 7.6241 | 0.35383 | 7 | 0.97792
748 | 8 | 1 | 365 | 9.1034 | 0.33293 | 9 | 0.43632
750 | 7.65 | 1 | 365 | 8.7051 | 0.53086 | 9 | 0.23598
762 | 6 | 1 | 365 | 6.8275 | 0.7497 | 7 | 0.57724
769 | 2.75 | 1 | 365 | 3.1293 | 0.30194 | 3 | 0.43124
775 | 5 | 1 | 365 | 5.6896 | 0.45808 | 6 | 0.1477
776 | 9.75 | 1 | 365 | 11.0948 | 0.34326 | 11 | 0.43801
777 | 7.5 | 1 | 365 | 8.5344 | 0.18712 | 8 | 0.72155
781 | 7.5 | 1 | 365 | 8.5344 | 0.18712 | 8 | 0.72155
782 | 8.5 | 1 | 365 | 9.6724 | 0.47874 | 10 | 0.15109
784 | 2.5 | 1 | 365 | 2.8448 | 0.72904 | 3 | 0.57385
785 | 6.75 | 1 | 365 | 7.681 | 0.46841 | 8 | 0.1494
786 | 9 | 1 | 365 | 10.2413 | 0.62454 | 10 | 0.86586
787 | 8.5 | 1 | 365 | 9.6724 | 0.47874 | 10 | 0.15109
788 | 4.75 | 1 | 365 | 5.4051 | 0.88518 | 6 | 0.29031
790 | 4.5 | 1 | 365 | 5.1207 | 0.31227 | 5 | 0.43293
794 | 5.865 | 1 | 365 | 6.6739 | 0.44033 | 7 | 0.11425
517 | 7.25 | 1 | 365 | 8.2499 | 0.61422 | 8 | 0.86416
502 | 5.25 | 1 | 365 | 5.9741 | 0.030984 | 6 | 0.005085
514 | 5.5 | 1 | 365 | 6.2586 | 0.60389 | 6 | 0.86247
620 | 4.5 | 1 | 365 | 5.1207 | 0.31227 | 5 | 0.43293
51 | 10.35 | 1 | 365 | 11.7775 | 0.71823 | 12 | 0.49574
212 | 8.25 | 1 | 365 | 9.3879 | 0.90583 | 10 | 0.29371
363 | 313.5 | 0.9 | 365 | 321.0653 | 0.57945 | 321 | 0.64471
801 | 13 | 1 | 365 | 14.793 | 0.79101 | 15 | 0.58402
121 | 5 | 1 | 365 | 5.6896 | 0.45808 | 6 | 0.1477
123 | 5 | 1 | 365 | 5.6896 | 0.45808 | 6 | 0.1477
821 | 8.75 | 1 | 365 | 9.9568 | 0.05164 | 10 | 0.008475
822 | 3.5 | 1 | 365 | 3.9827 | 0.020656 | 4 | 0.00339
823 | 2.695 | 1 | 365 | 3.0667 | 0.17591 | 3 | 0.24261
824 | 4 | 1 | 365 | 4.5517 | 0.16646 | 4 | 0.71816
825 | 5.75 | 1 | 365 | 6.5431 | 0.17679 | 6 | 0.71985
141 | 6.615 | 1 | 365 | 7.5274 | 0.15904 | 7 | 0.68641
827 | 2.5 | 1 | 365 | 2.8448 | 0.72904 | 3 | 0.57385
828 | 4.25 | 1 | 365 | 4.8362 | 0.73937 | 5 | 0.57554
829 | 7 | 1 | 365 | 7.9655 | 0.041312 | 8 | 0.00678
757 | 5.75 | 1 | 365 | 6.5431 | 0.17679 | 6 | 0.71985
761 | 8 | 1 | 365 | 9.1034 | 0.33293 | 9 | 0.43632
759 | 8 | 1 | 365 | 9.1034 | 0.33293 | 9 | 0.43632
834 | 6.75 | 1 | 365 | 7.681 | 0.46841 | 8 | 0.1494
838 | 5.2 | 1 | 365 | 5.9172 | 0.9164 | 6 | 0.83361
841 | 10 | 1 | 365 | 11.3792 | 0.91616 | 12 | 0.2954
842 | 9.5 | 1 | 365 | 10.8103 | 0.77035 | 11 | 0.58063
843 | 16 | 1 | 365 | 18.2068 | 0.66586 | 18 | 0.87264
852 | 5.5 | 1 | 365 | 6.2586 | 0.60389 | 6 | 0.86247
862 | 4.5 | 1 | 365 | 5.1207 | 0.31227 | 5 | 0.43293
869 | 6.12 | 1 | 365 | 6.9641 | 0.02469 | 6 | 0.98878
863 | 3.825 | 1 | 365 | 4.3526 | 0.76543 | 5 | 0.11799
870 | 7.83 | 1 | 365 | 8.9099 | 0.94335 | 9 | 0.8533
871 | 5.75 | 1 | 365 | 6.5431 | 0.17679 | 6 | 0.71985
873 | 11.5 | 1 | 365 | 13.0861 | 0.35358 | 13 | 0.43971
900 | 37.2 | 0.9 | 365 | 38.0977 | 0.7233 | 38 | 0.821
243 | 97.4 | 0.9 | 365 | 99.7504 | 0.88306 | 100 | 0.63348
241 | 69.3 | 1 | 365 | 78.8581 | 0.80899 | 79 | 0.66712
774 | 3.5 | 1 | 365 | 3.9827 | 0.020656 | 4 | 0.00339
779 | 3.5 | 1 | 365 | 3.9827 | 0.020656 | 4 | 0.00339
1008 | 4.02 | 1 | 365 | 4.5745 | 0.2123 | 4 | 0.78675
1013 | 4.9 | 1 | 365 | 5.5758 | 0.22892 | 5 | 0.80475
1011 | 7.035 | 1 | 365 | 8.0053 | 0.12152 | 8 | 0.12681
1027 | 4.24 | 1 | 365 | 4.8248 | 0.71645 | 5 | 0.54125
830 | 4.25 | 1 | 365 | 4.8362 | 0.73937 | 5 | 0.57554
1121 | 9 | 1 | 365 | 10.2413 | 0.62454 | 10 | 0.86586
1129 | 5.36 | 1 | 365 | 6.0993 | 0.28306 | 6 | 0.38233
1092 | 162.24 | 0.9 | 365 | 166.1551 | 0.6126 | 166 | 0.76771
1162 | 8.25 | 1 | 365 | 9.3879 | 0.90583 | 10 | 0.29371
1171 | 8.75 | 1 | 365 | 9.9568 | 0.05164 | 10 | 0.008475
1200 | 4.41 | 1 | 365 | 5.0182 | 0.10603 | 5 | 0.12427
60 | 6 | 1 | 365 | 6.8275 | 0.7497 | 7 | 0.57724
675 | 3 | 1 | 365 | 3.4138 | 0.87485 | 4 | 0.28862
1207 | 3.35 | 1 | 365 | 3.812 | 0.67691 | 4 | 0.48896
1263 | 5.5 | 1 | 365 | 6.2586 | 0.60389 | 6 | 0.86247
1285 | 5.635 | 1 | 365 | 6.4122 | 0.91326 | 7 | 0.32546
1086 | 5.75 | 1 | 365 | 6.5431 | 0.17679 | 6 | 0.71985
518 | 4.5 | 1 | 365 | 5.1207 | 0.31227 | 5 | 0.43293
652 | 6.5 | 1 | 365 | 7.3965 | 0.8955 | 8 | 0.29201
1316 | 251.625 | 1 | 365 | 286.3301 | 0.62788 | 286 | 0.958
1361 | 4.69 | 1 | 365 | 5.3369 | 0.74768 | 6 | 0.084543
1362 | 3.675 | 1 | 365 | 4.1819 | 0.42169 | 4 | 0.60356
1374 | 9.18 | 1 | 365 | 10.4461 | 0.037035 | 10 | 0.48318
1298 | 25 | 1 | 365 | 28.4481 | 0.2904 | 28 | 0.7385
1299 | 8.5 | 1 | 365 | 9.6724 | 0.47874 | 10 | 0.15109
1300 | 6.095 | 1 | 365 | 6.9356 | 0.9674 | 7 | 0.90305
1293 | 6.36 | 1 | 365 | 7.2372 | 0.57468 | 7 | 0.81187
1294 | 9.18 | 1 | 365 | 10.4461 | 0.037035 | 10 | 0.48318
1291 | 6.36 | 1 | 365 | 7.2372 | 0.57468 | 7 | 0.81187
1259 | 5 | 1 | 365 | 5.6896 | 0.45808 | 6 | 0.1477
1290 | 3 | 1 | 365 | 3.4138 | 0.87485 | 4 | 0.28862
1264 | 7.95 | 1 | 365 | 9.0465 | 0.21835 | 9 | 0.26484
1267 | 11.75 | 1 | 365 | 13.3706 | 0.92649 | 14 | 0.29709
1337 | 5.3 | 1 | 365 | 6.031 | 0.14556 | 6 | 0.17656
1412 | 9 | 1 | 365 | 10.2413 | 0.62454 | 10 | 0.86586
621 | 6.25 | 1 | 365 | 7.112 | 0.3226 | 7 | 0.43462
1447 | 13.08 | 1 | 365 | 14.884 | 0.97434 | 15 | 0.85838
1445 | 3.43 | 1 | 365 | 3.9031 | 0.86024 | 4 | 0.76332
1452 | 5.025 | 1 | 365 | 5.7181 | 0.51537 | 6 | 0.23344
1474 | 7 | 1 | 365 | 7.9655 | 0.041312 | 8 | 0.00678
1286 | 6.03 | 1 | 365 | 6.8617 | 0.81844 | 7 | 0.68013
1511 | 3.75 | 1 | 365 | 4.2672 | 0.59356 | 4 | 0.86078
1521 | 9.62 | 1 | 365 | 10.9468 | 0.045346 | 10 | 0.99217
1524 | 8.75 | 1 | 365 | 9.9568 | 0.05164 | 10 | 0.008475
1526 | 7 | 1 | 365 | 7.9655 | 0.041312 | 8 | 0.00678
1539 | 99.905 | 0.9 | 365 | 102.3159 | 0.049507 | 102 | 0.36537
1547 | 3.924 | 1 | 365 | 4.4652 | 0.9923 | 5 | 0.45751
1567 | 7 | 1 | 365 | 7.9655 | 0.041312 | 8 | 0.00678
1545 | 5.355 | 1 | 365 | 6.0936 | 0.2716 | 6 | 0.36519
1610 | 4.845 | 1 | 365 | 5.5132 | 0.10288 | 5 | 0.61612
1686 | 3.924 | 1 | 365 | 4.4652 | 0.9923 | 5 | 0.45751
1673 | 5 | 1 | 365 | 5.6896 | 0.45808 | 6 | 0.1477
1667 | 5.886 | 1 | 365 | 6.6978 | 0.48845 | 7 | 0.18627
1674 | 4.75 | 1 | 365 | 5.4051 | 0.88518 | 6 | 0.29031
1509 | 6.48 | 1 | 365 | 7.3737 | 0.84967 | 8 | 0.22342
1711 | 3.57 | 1 | 365 | 4.0624 | 0.18107 | 4 | 0.24346
1712 | 4.75 | 1 | 365 | 5.4051 | 0.88518 | 6 | 0.29031
1741 | 4.9 | 1 | 365 | 5.5758 | 0.22892 | 5 | 0.80475
1757 | 5.88 | 1 | 365 | 6.691 | 0.4747 | 7 | 0.1657
1766 | 5.025 | 1 | 365 | 5.7181 | 0.51537 | 6 | 0.23344
1317 | 373.15 | 0.9 | 365 | 382.1547 | 0.60486 | 382 | 0.75957
1261 | 8.75 | 1 | 365 | 9.9568 | 0.05164 | 10 | 0.008475
1605 | 2.29 | 1 | 365 | 2.6058 | 0.2478 | 2 | 0.85365
1897 | 223.44 | 1 | 365 | 254.2577 | 0.038679 | 254 | 0.29642
1402 | 9.995 | 1 | 365 | 11.3736 | 0.9047 | 12 | 0.27825
1403 | 7.8 | 1 | 365 | 8.8758 | 0.8746 | 9 | 0.75041
1799 | 5.36 | 1 | 365 | 6.0993 | 0.28306 | 6 | 0.38233
1804 | 3.92 | 1 | 365 | 4.4607 | 0.98313 | 5 | 0.4438
1825 | 5.695 | 1 | 365 | 6.4805 | 0.050753 | 6 | 0.53123
1829 | 8.71 | 1 | 365 | 9.9113 | 0.95998 | 10 | 0.87129
1865 | 6.7 | 1 | 365 | 7.6241 | 0.35383 | 7 | 0.97792
778 | 2.695 | 1 | 365 | 3.0667 | 0.17591 | 3 | 0.24261
1890 | 7.194 | 1 | 365 | 8.1862 | 0.48589 | 8 | 0.67211
1894 | 25 | 1 | 365 | 28.4481 | 0.2904 | 28 | 0.7385
1896 | 9.54 | 1 | 365 | 10.8558 | 0.86202 | 11 | 0.71781
1912 | 9.315 | 1 | 365 | 10.5998 | 0.3464 | 10 | 0.94617
1924 | 5.75 | 1 | 365 | 6.5431 | 0.17679 | 6 | 0.71985
1945 | 14.31 | 1 | 365 | 16.2837 | 0.79302 | 17 | 0.076717
277 | 22.5 | 1 | 365 | 25.6033 | 0.56136 | 26 | 0.16465
1956 | 4.69 | 1 | 365 | 5.3369 | 0.74768 | 6 | 0.084543
1910 | 11 | 1 | 365 | 12.5172 | 0.20778 | 12 | 0.72494
735 | 12 | 1 | 365 | 13.6551 | 0.49939 | 14 | 0.15448
1029 | 5 | 1 | 365 | 5.6896 | 0.45808 | 6 | 0.1477
1761 | 5.36 | 1 | 365 | 6.0993 | 0.28306 | 6 | 0.38233
1028 | 18.72 | 1 | 365 | 21.3019 | 0.89905 | 22 | 0.20099
3021 | 3 | 1 | 365 | 3.4138 | 0.87485 | 4 | 0.28862
2417 | 8.25 | 1 | 365 | 9.3879 | 0.90583 | 10 | 0.29371
2919 | 9.18 | 1 | 365 | 10.4461 | 0.037035 | 10 | 0.48318
22044 | 5 | 1 | 365 | 5.6896 | 0.45808 | 6 | 0.1477
14057 | 10.4 | 1 | 365 | 11.8344 | 0.83281 | 12 | 0.66722
8927 | 5.025 | 1 | 365 | 5.7181 | 0.51537 | 6 | 0.23344
3129 | 7.14 | 1 | 365 | 8.1248 | 0.36214 | 8 | 0.48692
3656 | 3.06 | 1 | 365 | 3.482 | 0.012345 | 3 | 0.49439
250 | 3.185 | 1 | 365 | 3.6243 | 0.2988 | 3 | 0.92308
837 | 7.2 | 1 | 365 | 8.1931 | 0.49964 | 8 | 0.69269
1284 | 6 | 1 | 365 | 6.8275 | 0.7497 | 7 | 0.57724
1689 | 4.165 | 1 | 365 | 4.7395 | 0.54458 | 5 | 0.28403
1625 | 6.96 | 1 | 365 | 7.92 | 0.94965 | 8 | 0.8696
1675 | 4.9 | 1 | 365 | 5.5758 | 0.22892 | 5 | 0.80475
1676 | 4.59 | 1 | 365 | 5.2231 | 0.51852 | 5 | 0.74159
1682 | 4.165 | 1 | 365 | 4.7395 | 0.54458 | 5 | 0.28403
1694 | 2.75 | 1 | 365 | 3.1293 | 0.30194 | 3 | 0.43124
1695 | 4 | 1 | 365 | 4.5517 | 0.16646 | 4 | 0.71816
1654 | 2.55 | 1 | 365 | 2.9017 | 0.84362 | 3 | 0.74533
1657 | 4.9 | 1 | 365 | 5.5758 | 0.22892 | 5 | 0.80475
1658 | 4.845 | 1 | 365 | 5.5132 | 0.10288 | 5 | 0.61612
1659 | 2.55 | 1 | 365 | 2.9017 | 0.84362 | 3 | 0.74533
1669 | 5 | 1 | 365 | 5.6896 | 0.45808 | 6 | 0.1477
1661 | 5 | 1 | 365 | 5.6896 | 0.45808 | 6 | 0.1477
1665 | 5 | 1 | 365 | 5.6896 | 0.45808 | 6 | 0.1477
1670 | 2.5 | 1 | 365 | 2.8448 | 0.72904 | 3 | 0.57385
1641 | 3.92 | 1 | 365 | 4.4607 | 0.98313 | 5 | 0.4438
1643 | 4.75 | 1 | 365 | 5.4051 | 0.88518 | 6 | 0.29031
1645 | 3.315 | 1 | 365 | 3.7722 | 0.59671 | 4 | 0.36893
1660 | 5.5 | 1 | 365 | 6.2586 | 0.60389 | 6 | 0.86247
1622 | 3 | 1 | 365 | 3.4138 | 0.87485 | 4 | 0.28862
1624 | 9.065 | 1 | 365 | 10.3153 | 0.7735 | 11 | 0.08878
1626 | 1.785 | 1 | 365 | 2.0312 | 0.090535 | 2 | 0.12173
1620 | 11.73 | 1 | 365 | 13.3478 | 0.88066 | 14 | 0.2285
1627 | 3.57 | 1 | 365 | 4.0624 | 0.18107 | 4 | 0.24346
1628 | 3.315 | 1 | 365 | 3.7722 | 0.59671 | 4 | 0.36893
1629 | 6.12 | 1 | 365 | 6.9641 | 0.02469 | 6 | 0.98878
1647 | 4 | 1 | 365 | 4.5517 | 0.16646 | 4 | 0.71816
1630 | 4.9 | 1 | 365 | 5.5758 | 0.22892 | 5 | 0.80475
1631 | 5.145 | 1 | 365 | 5.8546 | 0.79036 | 6 | 0.64498
1635 | 1.715 | 1 | 365 | 1.9515 | 0.93012 | 2 | 0.88166
1707 | 4.655 | 1 | 365 | 5.297 | 0.66747 | 5 | 0.96451
1708 | 4.08 | 1 | 365 | 4.6427 | 0.34979 | 4 | 0.99252
1709 | 8.925 | 1 | 365 | 10.156 | 0.45267 | 10 | 0.60864
1705 | 5.145 | 1 | 365 | 5.8546 | 0.79036 | 6 | 0.64498
1703 | 8.67 | 1 | 365 | 9.8658 | 0.86831 | 10 | 0.73411
1256 | 6.75 | 1 | 365 | 7.681 | 0.46841 | 8 | 0.1494
1692 | 8 | 1 | 365 | 9.1034 | 0.33293 | 9 | 0.43632
1718 | 99.45 | 0.9 | 365 | 101.8499 | 0.11109 | 101 | 0.96098
1623 | 3.75 | 1 | 365 | 4.2672 | 0.59356 | 4 | 0.86078
1706 | 6.25 | 1 | 365 | 7.112 | 0.3226 | 7 | 0.43462
1640 | 6.375 | 1 | 365 | 7.2543 | 0.60905 | 7 | 0.86332
1691 | 4.41 | 1 | 365 | 5.0182 | 0.10603 | 5 | 0.12427
1348 | 26 | 0.9 | 365 | 26.6274 | 0.62381 | 27 | 0.25124
59 | 523.545 | 0.9 | 365 | 536.179 | 0.78769 | 536 | 0.96667
1693 | 3.5 | 1 | 365 | 3.9827 | 0.020656 | 4 | 0.00339
1672 | 4.165 | 1 | 365 | 4.7395 | 0.54458 | 5 | 0.28403
1634 | 1.715 | 1 | 365 | 1.9515 | 0.93012 | 2 | 0.88166
1696 | 3.5 | 1 | 365 | 3.9827 | 0.020656 | 4 | 0.00339
1879 | 4.02 | 1 | 365 | 4.5745 | 0.2123 | 4 | 0.78675
1986 | 31.8 | 0.9 | 365 | 32.5674 | 0.58605 | 33 | 0.15343
3645 | 4.2 | 1 | 365 | 4.7793 | 0.62479 | 5 | 0.40407
2744 | 2.25 | 1 | 365 | 2.5603 | 0.15614 | 2 | 0.71646
5388 | 6.63 | 1 | 365 | 7.5444 | 0.19341 | 7 | 0.73785
3091 | 6.5 | 1 | 365 | 7.3965 | 0.8955 | 8 | 0.29201
15377 | 8.5 | 1 | 365 | 9.6724 | 0.47874 | 10 | 0.15109
12552 | 9.18 | 1 | 365 | 10.4461 | 0.037035 | 10 | 0.48318
2717 | 9.75 | 1 | 365 | 11.0948 | 0.34326 | 11 | 0.43801
11434 | 5.5 | 1 | 365 | 6.2586 | 0.60389 | 6 | 0.86247
926 | 5.25 | 1 | 365 | 5.9741 | 0.030984 | 6 | 0.005085
925 | 2.25 | 1 | 365 | 2.5603 | 0.15614 | 2 | 0.71646
924 | 5 | 1 | 365 | 5.6896 | 0.45808 | 6 | 0.1477
913 | 9 | 1 | 365 | 10.2413 | 0.62454 | 10 | 0.86586
918 | 5.5 | 1 | 365 | 6.2586 | 0.60389 | 6 | 0.86247
919 | 11.5 | 1 | 365 | 13.0861 | 0.35358 | 13 | 0.43971
917 | 6 | 1 | 365 | 6.8275 | 0.7497 | 7 | 0.57724
977 | 11 | 1 | 365 | 12.5172 | 0.20778 | 12 | 0.72494
974 | 6.25 | 1 | 365 | 7.112 | 0.3226 | 7 | 0.43462
973 | 8 | 1 | 365 | 9.1034 | 0.33293 | 9 | 0.43632
972 | 7.5 | 1 | 365 | 8.5344 | 0.18712 | 8 | 0.72155
970 | 11.25 | 1 | 365 | 12.8016 | 0.78068 | 13 | 0.58232
968 | 5.5 | 1 | 365 | 6.2586 | 0.60389 | 6 | 0.86247
967 | 5.75 | 1 | 365 | 6.5431 | 0.17679 | 6 | 0.71985
966 | 5.5 | 1 | 365 | 6.2586 | 0.60389 | 6 | 0.86247
956 | 10.5 | 1 | 365 | 11.9482 | 0.061968 | 12 | 0.01017
955 | 6.5 | 1 | 365 | 7.3965 | 0.8955 | 8 | 0.29201
954 | 3 | 1 | 365 | 3.4138 | 0.87485 | 4 | 0.28862
953 | 2 | 1 | 365 | 2.2758 | 0.58323 | 2 | 0.85908
951 | 11.75 | 1 | 365 | 13.3706 | 0.92649 | 14 | 0.29709
949 | 8.5 | 1 | 365 | 9.6724 | 0.47874 | 10 | 0.15109
948 | 4.5 | 1 | 365 | 5.1207 | 0.31227 | 5 | 0.43293
947 | 7.75 | 1 | 365 | 8.8189 | 0.76002 | 9 | 0.57893
943 | 5.75 | 1 | 365 | 6.5431 | 0.17679 | 6 | 0.71985
938 | 9 | 1 | 365 | 10.2413 | 0.62454 | 10 | 0.86586
937 | 4.25 | 1 | 365 | 4.8362 | 0.73937 | 5 | 0.57554
935 | 12.5 | 1 | 365 | 14.2241 | 0.6452 | 14 | 0.86925
933 | 4 | 1 | 365 | 4.5517 | 0.16646 | 4 | 0.71816
928 | 6.25 | 1 | 365 | 7.112 | 0.3226 | 7 | 0.43462
983 | 7.5 | 1 | 365 | 8.5344 | 0.18712 | 8 | 0.72155
979 | 2.5 | 1 | 365 | 2.8448 | 0.72904 | 3 | 0.57385
1015 | 2 | 1 | 365 | 2.2758 | 0.58323 | 2 | 0.85908
958 | 8.75 | 1 | 365 | 9.9568 | 0.05164 | 10 | 0.008475
994 | 7.5 | 1 | 365 | 8.5344 | 0.18712 | 8 | 0.72155
992 | 4.25 | 1 | 365 | 4.8362 | 0.73937 | 5 | 0.57554
991 | 5.25 | 1 | 365 | 5.9741 | 0.030984 | 6 | 0.005085
990 | 5.75 | 1 | 365 | 6.5431 | 0.17679 | 6 | 0.71985
985 | 6.5 | 1 | 365 | 7.3965 | 0.8955 | 8 | 0.29201
1081 | 6.54 | 1 | 365 | 7.442 | 0.98717 | 8 | 0.42919
1079 | 5 | 1 | 365 | 5.6896 | 0.45808 | 6 | 0.1477
1077 | 2.25 | 1 | 365 | 2.5603 | 0.15614 | 2 | 0.71646
1076 | 6 | 1 | 365 | 6.8275 | 0.7497 | 7 | 0.57724
1074 | 4 | 1 | 365 | 4.5517 | 0.16646 | 4 | 0.71816
1073 | 7 | 1 | 365 | 7.9655 | 0.041312 | 8 | 0.00678
1072 | 5.5 | 1 | 365 | 6.2586 | 0.60389 | 6 | 0.86247
1069 | 5 | 1 | 365 | 5.6896 | 0.45808 | 6 | 0.1477
1070 | 7 | 1 | 365 | 7.9655 | 0.041312 | 8 | 0.00678
1068 | 8.5 | 1 | 365 | 9.6724 | 0.47874 | 10 | 0.15109
1067 | 2.75 | 1 | 365 | 3.1293 | 0.30194 | 3 | 0.43124
1066 | 4 | 1 | 365 | 4.5517 | 0.16646 | 4 | 0.71816
1065 | 5 | 1 | 365 | 5.6896 | 0.45808 | 6 | 0.1477
1050 | 6.75 | 1 | 365 | 7.681 | 0.46841 | 8 | 0.1494
1046 | 8 | 1 | 365 | 9.1034 | 0.33293 | 9 | 0.43632
1048 | 3.5 | 1 | 365 | 3.9827 | 0.020656 | 4 | 0.00339
1045 | 11 | 1 | 365 | 12.5172 | 0.20778 | 12 | 0.72494
1044 | 5 | 1 | 365 | 5.6896 | 0.45808 | 6 | 0.1477
1043 | 6.5 | 1 | 365 | 7.3965 | 0.8955 | 8 | 0.29201
941 | 5.75 | 1 | 365 | 6.5431 | 0.17679 | 6 | 0.71985
1080 | 6.12 | 1 | 365 | 6.9641 | 0.02469 | 6 | 0.98878
1107 | 10.5 | 1 | 365 | 11.9482 | 0.061968 | 12 | 0.01017
1106 | 13.5 | 1 | 365 | 15.362 | 0.93682 | 16 | 0.29879
1105 | 18.5 | 1 | 365 | 21.0516 | 0.3949 | 21 | 0.44649
1103 | 11.5 | 1 | 365 | 13.0861 | 0.35358 | 13 | 0.43971
1102 | 5.5 | 1 | 365 | 6.2586 | 0.60389 | 6 | 0.86247
1087 | 9.5 | 1 | 365 | 10.8103 | 0.77035 | 11 | 0.58063
1137 | 9.75 | 1 | 365 | 11.0948 | 0.34326 | 11 | 0.43801
1136 | 5.5 | 1 | 365 | 6.2586 | 0.60389 | 6 | 0.86247
1135 | 10.5 | 1 | 365 | 11.9482 | 0.061968 | 12 | 0.01017
1134 | 9.25 | 1 | 365 | 10.5258 | 0.19745 | 10 | 0.72325
1133 | 3.75 | 1 | 365 | 4.2672 | 0.59356 | 4 | 0.86078
1132 | 8 | 1 | 365 | 9.1034 | 0.33293 | 9 | 0.43632
1122 | 4.25 | 1 | 365 | 4.8362 | 0.73937 | 5 | 0.57554
1117 | 7.75 | 1 | 365 | 8.8189 | 0.76002 | 9 | 0.57893
1114 | 5.25 | 1 | 365 | 5.9741 | 0.030984 | 6 | 0.005085
1154 | 14 | 1 | 365 | 15.9309 | 0.082624 | 16 | 0.01356
1153 | 11 | 1 | 365 | 12.5172 | 0.20778 | 12 | 0.72494
1152 | 3.75 | 1 | 365 | 4.2672 | 0.59356 | 4 | 0.86078
1138 | 188.5 | 0.9 | 365 | 193.0488 | 0.77265 | 193 | 0.82146
1161 | 9 | 1 | 365 | 10.2413 | 0.62454 | 10 | 0.86586
1159 | 4 | 1 | 365 | 4.5517 | 0.16646 | 4 | 0.71816
1158 | 6.25 | 1 | 365 | 7.112 | 0.3226 | 7 | 0.43462
1157 | 7.25 | 1 | 365 | 8.2499 | 0.61422 | 8 | 0.86416
1163 | 5.5 | 1 | 365 | 6.2586 | 0.60389 | 6 | 0.86247
984 | 10 | 1 | 365 | 11.3792 | 0.91616 | 12 | 0.2954
783 | 3.75 | 1 | 365 | 4.2672 | 0.59356 | 4 | 0.86078
2728 | 2.943 | 1 | 365 | 3.3489 | 0.74423 | 4 | 0.093136
1720 | 10 | 1 | 365 | 11.3792 | 0.91616 | 12 | 0.2954
2467 | 298.4 | 0.9 | 365 | 305.6009 | 0.43639 | 306 | 0.037262
1244 | 5.5 | 1 | 365 | 6.2586 | 0.60389 | 6 | 0.86247
1190 | 24 | 1 | 365 | 27.3102 | 0.99878 | 28 | 0.30896
1188 | 4.25 | 1 | 365 | 4.8362 | 0.73937 | 5 | 0.57554
1187 | 5.25 | 1 | 365 | 5.9741 | 0.030984 | 6 | 0.005085
1185 | 6.5 | 1 | 365 | 7.3965 | 0.8955 | 8 | 0.29201
1175 | 4 | 1 | 365 | 4.5517 | 0.16646 | 4 | 0.71816
3723 | 8.67 | 1 | 365 | 9.8658 | 0.86831 | 10 | 0.73411
9333 | 7.14 | 1 | 365 | 8.1248 | 0.36214 | 8 | 0.48692
2832 | 6.885 | 1 | 365 | 7.8346 | 0.77778 | 8 | 0.61238
2312 | 2.58 | 1 | 365 | 2.9358 | 0.91237 | 3 | 0.84821
1377 | 3 | 1 | 365 | 3.4138 | 0.87485 | 4 | 0.28862
1375 | 8.48 | 1 | 365 | 9.6496 | 0.4329 | 10 | 0.082499
1368 | 6 | 1 | 365 | 6.8275 | 0.7497 | 7 | 0.57724
1369 | 7.75 | 1 | 365 | 8.8189 | 0.76002 | 9 | 0.57893
1366 | 11.75 | 1 | 365 | 13.3706 | 0.92649 | 14 | 0.29709
1363 | 6.25 | 1 | 365 | 7.112 | 0.3226 | 7 | 0.43462
1242 | 6.615 | 1 | 365 | 7.5274 | 0.15904 | 7 | 0.68641
1356 | 2 | 1 | 365 | 2.2758 | 0.58323 | 2 | 0.85908
1357 | 10.5 | 1 | 365 | 11.9482 | 0.061968 | 12 | 0.01017
1355 | 8 | 1 | 365 | 9.1034 | 0.33293 | 9 | 0.43632
1329 | 9 | 1 | 365 | 10.2413 | 0.62454 | 10 | 0.86586
1328 | 7.25 | 1 | 365 | 8.2499 | 0.61422 | 8 | 0.86416
1327 | 6 | 1 | 365 | 6.8275 | 0.7497 | 7 | 0.57724
969 | 6.5 | 1 | 365 | 7.3965 | 0.8955 | 8 | 0.29201
1309 | 4.25 | 1 | 365 | 4.8362 | 0.73937 | 5 | 0.57554
1495 | 8 | 1 | 365 | 9.1034 | 0.33293 | 9 | 0.43632
1490 | 8.18 | 1 | 365 | 9.3082 | 0.74542 | 10 | 0.053637
1489 | 10.7 | 1 | 365 | 12.1758 | 0.52029 | 12 | 0.69608
1487 | 5.88 | 1 | 365 | 6.691 | 0.4747 | 7 | 0.1657
1469 | 14 | 1 | 365 | 15.9309 | 0.082624 | 16 | 0.01356
1468 | 7.95 | 1 | 365 | 9.0465 | 0.21835 | 9 | 0.26484
1465 | 7.75 | 1 | 365 | 8.8189 | 0.76002 | 9 | 0.57893
1463 | 5.75 | 1 | 365 | 6.5431 | 0.17679 | 6 | 0.71985
1462 | 5 | 1 | 365 | 5.6896 | 0.45808 | 6 | 0.1477
1461 | 4.5 | 1 | 365 | 5.1207 | 0.31227 | 5 | 0.43293
1460 | 5 | 1 | 365 | 5.6896 | 0.45808 | 6 | 0.1477
1406 | 4.5 | 1 | 365 | 5.1207 | 0.31227 | 5 | 0.43293
2487 | 10 | 1 | 365 | 11.3792 | 0.91616 | 12 | 0.2954
1404 | 5.25 | 1 | 365 | 5.9741 | 0.030984 | 6 | 0.005085
1399 | 17.595 | 1 | 365 | 20.0218 | 0.32098 | 20 | 0.34276
1396 | 11.22 | 1 | 365 | 12.7675 | 0.71193 | 13 | 0.47944
1288 | 8.48 | 1 | 365 | 9.6496 | 0.4329 | 10 | 0.082499
1505 | 3.18 | 1 | 365 | 3.6186 | 0.28734 | 3 | 0.90594
1503 | 4 | 1 | 365 | 4.5517 | 0.16646 | 4 | 0.71816
1502 | 4.25 | 1 | 365 | 4.8362 | 0.73937 | 5 | 0.57554
1523 | 6.095 | 1 | 365 | 6.9356 | 0.9674 | 7 | 0.90305
1515 | 4.5 | 1 | 365 | 5.1207 | 0.31227 | 5 | 0.43293
1408 | 9 | 1 | 365 | 10.2413 | 0.62454 | 10 | 0.86586
1586 | 39.75 | 0.9 | 365 | 40.7092 | 0.98256 | 41 | 0.69179
1585 | 4.5 | 1 | 365 | 5.1207 | 0.31227 | 5 | 0.43293
1584 | 8.48 | 1 | 365 | 9.6496 | 0.4329 | 10 | 0.082499
1582 | 41.04 | 0.9 | 365 | 42.0304 | 0.64313 | 42 | 0.67349
1556 | 6.63 | 1 | 365 | 7.5444 | 0.19341 | 7 | 0.73785
1554 | 18 | 1 | 365 | 20.4826 | 0.24909 | 20 | 0.73172
1553 | 7.25 | 1 | 365 | 8.2499 | 0.61422 | 8 | 0.86416
1546 | 8 | 1 | 365 | 9.1034 | 0.33293 | 9 | 0.43632
1528 | 5 | 1 | 365 | 5.6896 | 0.45808 | 6 | 0.1477
1636 | 15.5 | 1 | 365 | 17.6378 | 0.52005 | 18 | 0.15787
1619 | 5 | 1 | 365 | 5.6896 | 0.45808 | 6 | 0.1477
1615 | 4.75 | 1 | 365 | 5.4051 | 0.88518 | 6 | 0.29031
1613 | 11.75 | 1 | 365 | 13.3706 | 0.92649 | 14 | 0.29709
1407 | 3.5 | 1 | 365 | 3.9827 | 0.020656 | 4 | 0.00339
1690 | 5.75 | 1 | 365 | 6.5431 | 0.17679 | 6 | 0.71985
1651 | 5 | 1 | 365 | 5.6896 | 0.45808 | 6 | 0.1477
1652 | 6.75 | 1 | 365 | 7.681 | 0.46841 | 8 | 0.1494
1653 | 6 | 1 | 365 | 6.8275 | 0.7497 | 7 | 0.57724
1678 | 17 | 1 | 365 | 19.3447 | 0.95747 | 20 | 0.30218
1679 | 6.75 | 1 | 365 | 7.681 | 0.46841 | 8 | 0.1494
1684 | 8.84 | 1 | 365 | 10.0592 | 0.25789 | 10 | 0.31713
1740 | 99 | 0.9 | 365 | 101.389 | 0.18299 | 101 | 0.57201
1738 | 9.84 | 1 | 365 | 11.1972 | 0.5495 | 11 | 0.74667
1517 | 253.76 | 0.9 | 365 | 259.8836 | 0.36843 | 260 | 0.25206
1729 | 4 | 1 | 365 | 4.5517 | 0.16646 | 4 | 0.71816
1728 | 4.25 | 1 | 365 | 4.8362 | 0.73937 | 5 | 0.57554
1784 | 6.03 | 1 | 365 | 6.8617 | 0.81844 | 7 | 0.68013
1758 | 7.75 | 1 | 365 | 8.8189 | 0.76002 | 9 | 0.57893
1753 | 3 | 1 | 365 | 3.4138 | 0.87485 | 4 | 0.28862
1748 | 11.25 | 1 | 365 | 12.8016 | 0.78068 | 13 | 0.58232
1649 | 3.3 | 1 | 365 | 3.7551 | 0.56233 | 4 | 0.31748
1884 | 8 | 1 | 365 | 9.1034 | 0.33293 | 9 | 0.43632
1882 | 5.75 | 1 | 365 | 6.5431 | 0.17679 | 6 | 0.71985
1851 | 14.25 | 1 | 365 | 16.2154 | 0.65553 | 16 | 0.87094
1849 | 7.905 | 1 | 365 | 8.9953 | 0.11522 | 9 | 0.11051
1848 | 5 | 1 | 365 | 5.6896 | 0.45808 | 6 | 0.1477
1846 | 7 | 1 | 365 | 7.9655 | 0.041312 | 8 | 0.00678
1845 | 5.75 | 1 | 365 | 6.5431 | 0.17679 | 6 | 0.71985
1823 | 3 | 1 | 365 | 3.4138 | 0.87485 | 4 | 0.28862
1814 | 5.88 | 1 | 365 | 6.691 | 0.4747 | 7 | 0.1657
1803 | 7.2 | 1 | 365 | 8.1931 | 0.49964 | 8 | 0.69269
1798 | 3.5 | 1 | 365 | 3.9827 | 0.020656 | 4 | 0.00339
1797 | 6.25 | 1 | 365 | 7.112 | 0.3226 | 7 | 0.43462
1795 | 8.42 | 1 | 365 | 9.5813 | 0.29541 | 9 | 0.87673
1856 | 8.64 | 1 | 365 | 9.8317 | 0.79956 | 10 | 0.63123
1855 | 6.375 | 1 | 365 | 7.2543 | 0.60905 | 7 | 0.86332
1854 | 5.4 | 1 | 365 | 6.1448 | 0.37473 | 6 | 0.51952
1950 | 14 | 1 | 365 | 15.9309 | 0.082624 | 16 | 0.01356
1938 | 4.25 | 1 | 365 | 4.8362 | 0.73937 | 5 | 0.57554
1937 | 4.25 | 1 | 365 | 4.8362 | 0.73937 | 5 | 0.57554
1935 | 9.75 | 1 | 365 | 11.0948 | 0.34326 | 11 | 0.43801
1934 | 7 | 1 | 365 | 7.9655 | 0.041312 | 8 | 0.00678
1932 | 4.5 | 1 | 365 | 5.1207 | 0.31227 | 5 | 0.43293
1914 | 61.74 | 0.9 | 365 | 63.2299 | 0.33593 | 63 | 0.56582
1909 | 5.695 | 1 | 365 | 6.4805 | 0.050753 | 6 | 0.53123
1901 | 7.25 | 1 | 365 | 8.2499 | 0.61422 | 8 | 0.86416
1900 | 8.75 | 1 | 365 | 9.9568 | 0.05164 | 10 | 0.008475
1862 | 112.59 | 0.9 | 365 | 115.307 | 0.21174 | 115 | 0.51872
2002 | 7 | 1 | 365 | 7.9655 | 0.041312 | 8 | 0.00678
2000 | 6.25 | 1 | 365 | 7.112 | 0.3226 | 7 | 0.43462
2001 | 9.5 | 1 | 365 | 10.8103 | 0.77035 | 11 | 0.58063
1998 | 3 | 1 | 365 | 3.4138 | 0.87485 | 4 | 0.28862
1995 | 14.575 | 1 | 365 | 16.5852 | 0.4003 | 16 | 0.98555
1994 | 10.2 | 1 | 365 | 11.6068 | 0.37448 | 11 | 0.98131
1991 | 17.82 | 1 | 365 | 20.2778 | 0.8366 | 21 | 0.1144
1988 | 20.4 | 1 | 365 | 23.2136 | 0.74897 | 23 | 0.96262
1940 | 4.77 | 1 | 365 | 5.4279 | 0.93101 | 6 | 0.35891
1830 | 24.84 | 1 | 365 | 28.266 | 0.92374 | 29 | 0.18977
2010 | 10.25 | 1 | 365 | 11.6637 | 0.48906 | 12 | 0.15278
667 | 2745.6 | 0.9 | 365 | 2811.8557 | 0.6748 | 2812 | 0.53052
1347 | 47.32 | 0.9 | 365 | 48.4619 | 0.59534 | 49 | 0.05725
2061 | 7.5 | 1 | 365 | 8.5344 | 0.18712 | 8 | 0.72155
2060 | 5 | 1 | 365 | 5.6896 | 0.45808 | 6 | 0.1477
2059 | 6.625 | 1 | 365 | 7.5387 | 0.18196 | 7 | 0.7207
2056 | 7.25 | 1 | 365 | 8.2499 | 0.61422 | 8 | 0.86416
2050 | 4.655 | 1 | 365 | 5.297 | 0.66747 | 5 | 0.96451
2051 | 7.42 | 1 | 365 | 8.4434 | 0.0037907 | 8 | 0.44719
2049 | 5.46 | 1 | 365 | 6.2131 | 0.51222 | 6 | 0.72529
2047 | 17 | 1 | 365 | 19.3447 | 0.95747 | 20 | 0.30218
2045 | 4.5 | 1 | 365 | 5.1207 | 0.31227 | 5 | 0.43293
2044 | 9 | 1 | 365 | 10.2413 | 0.62454 | 10 | 0.86586
2037 | 12.73 | 1 | 365 | 14.4858 | 0.17227 | 14 | 0.65804
2035 | 16.8 | 1 | 365 | 19.1171 | 0.49915 | 19 | 0.61627
2032 | 7.5 | 1 | 365 | 8.5344 | 0.18712 | 8 | 0.72155
2031 | 10.25 | 1 | 365 | 11.6637 | 0.48906 | 12 | 0.15278
2029 | 5.2 | 1 | 365 | 5.9172 | 0.9164 | 6 | 0.83361
2097 | 4.5 | 1 | 365 | 5.1207 | 0.31227 | 5 | 0.43293
2096 | 8 | 1 | 365 | 9.1034 | 0.33293 | 9 | 0.43632
2095 | 7.14 | 1 | 365 | 8.1248 | 0.36214 | 8 | 0.48692
2093 | 7.5 | 1 | 365 | 8.5344 | 0.18712 | 8 | 0.72155
2092 | 11 | 1 | 365 | 12.5172 | 0.20778 | 12 | 0.72494
2067 | 8.75 | 1 | 365 | 9.9568 | 0.05164 | 10 | 0.008475
2121 | 7.75 | 1 | 365 | 8.8189 | 0.76002 | 9 | 0.57893
2120 | 7 | 1 | 365 | 7.9655 | 0.041312 | 8 | 0.00678
2116 | 7.5 | 1 | 365 | 8.5344 | 0.18712 | 8 | 0.72155
2115 | 10.5 | 1 | 365 | 11.9482 | 0.061968 | 12 | 0.01017
2114 | 9.5 | 1 | 365 | 10.8103 | 0.77035 | 11 | 0.58063
2112 | 10.2 | 1 | 365 | 11.6068 | 0.37448 | 11 | 0.98131
2111 | 10.75 | 1 | 365 | 12.2327 | 0.63487 | 12 | 0.86755
2098 | 11.395 | 1 | 365 | 12.9666 | 0.11296 | 13 | 0.079608
2163 | 5.25 | 1 | 365 | 5.9741 | 0.030984 | 6 | 0.005085
2162 | 6.25 | 1 | 365 | 7.112 | 0.3226 | 7 | 0.43462
2153 | 4 | 1 | 365 | 4.5517 | 0.16646 | 4 | 0.71816
2154 | 4 | 1 | 365 | 4.5517 | 0.16646 | 4 | 0.71816
2151 | 8.925 | 1 | 365 | 10.156 | 0.45267 | 10 | 0.60864
2150 | 7.65 | 1 | 365 | 8.7051 | 0.53086 | 9 | 0.23598
2148 | 12.495 | 1 | 365 | 14.2184 | 0.63374 | 14 | 0.8521
2146 | 8.75 | 1 | 365 | 9.9568 | 0.05164 | 10 | 0.008475
2147 | 11.73 | 1 | 365 | 13.3478 | 0.88066 | 14 | 0.2285
2144 | 4.5 | 1 | 365 | 5.1207 | 0.31227 | 5 | 0.43293
2142 | 8.925 | 1 | 365 | 10.156 | 0.45267 | 10 | 0.60864
2140 | 2.5 | 1 | 365 | 2.8448 | 0.72904 | 3 | 0.57385
2141 | 4 | 1 | 365 | 4.5517 | 0.16646 | 4 | 0.71816
2138 | 9 | 1 | 365 | 10.2413 | 0.62454 | 10 | 0.86586
2139 | 7.75 | 1 | 365 | 8.8189 | 0.76002 | 9 | 0.57893
2137 | 10 | 1 | 365 | 11.3792 | 0.91616 | 12 | 0.2954
2133 | 9.25 | 1 | 365 | 10.5258 | 0.19745 | 10 | 0.72325
2131 | 10 | 1 | 365 | 11.3792 | 0.91616 | 12 | 0.2954
2128 | 4.505 | 1 | 365 | 5.1263 | 0.32373 | 5 | 0.45008
2129 | 5.25 | 1 | 365 | 5.9741 | 0.030984 | 6 | 0.005085
2127 | 10.75 | 1 | 365 | 12.2327 | 0.63487 | 12 | 0.86755
2126 | 9.25 | 1 | 365 | 10.5258 | 0.19745 | 10 | 0.72325
2124 | 6 | 1 | 365 | 6.8275 | 0.7497 | 7 | 0.57724
2125 | 5.75 | 1 | 365 | 6.5431 | 0.17679 | 6 | 0.71985
2273 | 3.5 | 1 | 365 | 3.9827 | 0.020656 | 4 | 0.00339
2270 | 10.965 | 1 | 365 | 12.4773 | 0.12757 | 12 | 0.60491
2268 | 10.75 | 1 | 365 | 12.2327 | 0.63487 | 12 | 0.86755
2269 | 11.5 | 1 | 365 | 13.0861 | 0.35358 | 13 | 0.43971
1420 | 6.75 | 1 | 365 | 7.681 | 0.46841 | 8 | 0.1494
2259 | 5 | 1 | 365 | 5.6896 | 0.45808 | 6 | 0.1477
2251 | 9.945 | 1 | 365 | 11.3167 | 0.79012 | 12 | 0.10678
2247 | 6.12 | 1 | 365 | 6.9641 | 0.02469 | 6 | 0.98878
2244 | 10 | 1 | 365 | 11.3792 | 0.91616 | 12 | 0.2954
2243 | 5.75 | 1 | 365 | 6.5431 | 0.17679 | 6 | 0.71985
2241 | 2.75 | 1 | 365 | 3.1293 | 0.30194 | 3 | 0.43124
2240 | 5.355 | 1 | 365 | 6.0936 | 0.2716 | 6 | 0.36519
2238 | 8.75 | 1 | 365 | 9.9568 | 0.05164 | 10 | 0.008475
2239 | 9 | 1 | 365 | 10.2413 | 0.62454 | 10 | 0.86586
2235 | 6.5 | 1 | 365 | 7.3965 | 0.8955 | 8 | 0.29201
2236 | 18.615 | 1 | 365 | 21.1825 | 0.65843 | 21 | 0.84089
2234 | 5.5 | 1 | 365 | 6.2586 | 0.60389 | 6 | 0.86247
2232 | 7 | 1 | 365 | 7.9655 | 0.041312 | 8 | 0.00678
2233 | 6.12 | 1 | 365 | 6.9641 | 0.02469 | 6 | 0.98878
2228 | 4.5 | 1 | 365 | 5.1207 | 0.31227 | 5 | 0.43293
2194 | 5 | 1 | 365 | 5.6896 | 0.45808 | 6 | 0.1477
2195 | 14.25 | 1 | 365 | 16.2154 | 0.65553 | 16 | 0.87094
2192 | 5.25 | 1 | 365 | 5.9741 | 0.030984 | 6 | 0.005085
2191 | 7.75 | 1 | 365 | 8.8189 | 0.76002 | 9 | 0.57893
2193 | 5.1 | 1 | 365 | 5.8034 | 0.68724 | 6 | 0.49065
2190 | 6.75 | 1 | 365 | 7.681 | 0.46841 | 8 | 0.1494
2189 | 7.75 | 1 | 365 | 8.8189 | 0.76002 | 9 | 0.57893
2183 | 10.25 | 1 | 365 | 11.6637 | 0.48906 | 12 | 0.15278
2178 | 10.335 | 1 | 365 | 11.7604 | 0.68385 | 12 | 0.4443
2176 | 7 | 1 | 365 | 7.9655 | 0.041312 | 8 | 0.00678
2177 | 9 | 1 | 365 | 10.2413 | 0.62454 | 10 | 0.86586
2175 | 10.75 | 1 | 365 | 12.2327 | 0.63487 | 12 | 0.86755
1801 | 206.64 | 0.8 | 365 | 188.1125 | 0.83162 | 188 | 0.94412
2278 | 9.25 | 1 | 365 | 10.5258 | 0.19745 | 10 | 0.72325
5769 | 9.69 | 1 | 365 | 11.0265 | 0.20576 | 11 | 0.23224
3769 | 12.495 | 1 | 365 | 14.2184 | 0.63374 | 14 | 0.8521
3598 | 2.55 | 1 | 365 | 2.9017 | 0.84362 | 3 | 0.74533
10912 | 6.44 | 1 | 365 | 7.3282 | 0.75801 | 8 | 0.086238
5293 | 11.2 | 1 | 365 | 12.7447 | 0.6661 | 13 | 0.41085
2353 | 9.156 | 1 | 365 | 10.4188 | 0.98204 | 11 | 0.40087
2054 | 19.525 | 1 | 365 | 22.218 | 0.7438 | 22 | 0.96177
2306 | 4.95 | 1 | 365 | 5.6327 | 0.3435 | 5 | 0.97622
2341 | 11.22 | 1 | 365 | 12.7675 | 0.71193 | 13 | 0.47944
2342 | 6.12 | 1 | 365 | 6.9641 | 0.02469 | 6 | 0.98878
2339 | 7.75 | 1 | 365 | 8.8189 | 0.76002 | 9 | 0.57893
2337 | 7 | 1 | 365 | 7.9655 | 0.041312 | 8 | 0.00678
2338 | 10.5 | 1 | 365 | 11.9482 | 0.061968 | 12 | 0.01017
2329 | 4.5 | 1 | 365 | 5.1207 | 0.31227 | 5 | 0.43293
2327 | 10.75 | 1 | 365 | 12.2327 | 0.63487 | 12 | 0.86755
2324 | 6.25 | 1 | 365 | 7.112 | 0.3226 | 7 | 0.43462
2325 | 7.5 | 1 | 365 | 8.5344 | 0.18712 | 8 | 0.72155
2322 | 5 | 1 | 365 | 5.6896 | 0.45808 | 6 | 0.1477
2323 | 3.5 | 1 | 365 | 3.9827 | 0.020656 | 4 | 0.00339
2321 | 7.25 | 1 | 365 | 8.2499 | 0.61422 | 8 | 0.86416
2319 | 5.75 | 1 | 365 | 6.5431 | 0.17679 | 6 | 0.71985
2320 | 5.5 | 1 | 365 | 6.2586 | 0.60389 | 6 | 0.86247
2318 | 7.25 | 1 | 365 | 8.2499 | 0.61422 | 8 | 0.86416
2316 | 7.75 | 1 | 365 | 8.8189 | 0.76002 | 9 | 0.57893
2317 | 4 | 1 | 365 | 4.5517 | 0.16646 | 4 | 0.71816
2295 | 10.75 | 1 | 365 | 12.2327 | 0.63487 | 12 | 0.86755
2292 | 7 | 1 | 365 | 7.9655 | 0.041312 | 8 | 0.00678
2290 | 7.75 | 1 | 365 | 8.8189 | 0.76002 | 9 | 0.57893
2288 | 7.14 | 1 | 365 | 8.1248 | 0.36214 | 8 | 0.48692
2282 | 6 | 1 | 365 | 6.8275 | 0.7497 | 7 | 0.57724
1913 | 26.5 | 0.9 | 365 | 27.1395 | 0.65504 | 27 | 0.79453
2394 | 8.5 | 1 | 365 | 9.6724 | 0.47874 | 10 | 0.15109
2395 | 16 | 1 | 365 | 18.2068 | 0.66586 | 18 | 0.87264
2391 | 11.5 | 1 | 365 | 13.0861 | 0.35358 | 13 | 0.43971
2387 | 13.75 | 1 | 365 | 15.6465 | 0.50972 | 16 | 0.15617
2386 | 8.75 | 1 | 365 | 9.9568 | 0.05164 | 10 | 0.008475
2384 | 8.5 | 1 | 365 | 9.6724 | 0.47874 | 10 | 0.15109
2383 | 4.25 | 1 | 365 | 4.8362 | 0.73937 | 5 | 0.57554
2373 | 2.55 | 1 | 365 | 2.9017 | 0.84362 | 3 | 0.74533
2371 | 3.5 | 1 | 365 | 3.9827 | 0.020656 | 4 | 0.00339
2367 | 4.75 | 1 | 365 | 5.4051 | 0.88518 | 6 | 0.29031
2364 | 12.75 | 1 | 365 | 14.5085 | 0.2181 | 14 | 0.72663
2363 | 6 | 1 | 365 | 6.8275 | 0.7497 | 7 | 0.57724
2362 | 9.75 | 1 | 365 | 11.0948 | 0.34326 | 11 | 0.43801
2361 | 7.65 | 1 | 365 | 8.7051 | 0.53086 | 9 | 0.23598
2494 | 5.25 | 1 | 365 | 5.9741 | 0.030984 | 6 | 0.005085
2490 | 6 | 1 | 365 | 6.8275 | 0.7497 | 7 | 0.57724
2493 | 3 | 1 | 365 | 3.4138 | 0.87485 | 4 | 0.28862
2465 | 7.905 | 1 | 365 | 8.9953 | 0.11522 | 9 | 0.11051
2464 | 6.12 | 1 | 365 | 6.9641 | 0.02469 | 6 | 0.98878
2462 | 10.2 | 1 | 365 | 11.6068 | 0.37448 | 11 | 0.98131
2460 | 7.905 | 1 | 365 | 8.9953 | 0.11522 | 9 | 0.11051
2458 | 6.63 | 1 | 365 | 7.5444 | 0.19341 | 7 | 0.73785
2459 | 9.69 | 1 | 365 | 11.0265 | 0.20576 | 11 | 0.23224
2457 | 11.5 | 1 | 365 | 13.0861 | 0.35358 | 13 | 0.43971
2455 | 9.5 | 1 | 365 | 10.8103 | 0.77035 | 11 | 0.58063
2454 | 9.25 | 1 | 365 | 10.5258 | 0.19745 | 10 | 0.72325
2452 | 5.25 | 1 | 365 | 5.9741 | 0.030984 | 6 | 0.005085
2453 | 6 | 1 | 365 | 6.8275 | 0.7497 | 7 | 0.57724
2449 | 33 | 0.9 | 365 | 33.7963 | 0.060995 | 33 | 0.85734
1791 | 56.1 | 0.9 | 365 | 57.4538 | 0.70369 | 58 | 0.15747
2439 | 13 | 1 | 365 | 14.793 | 0.79101 | 15 | 0.58402
2427 | 8.42 | 1 | 365 | 9.5813 | 0.29541 | 9 | 0.87673
2426 | 5.886 | 1 | 365 | 6.6978 | 0.48845 | 7 | 0.18627
2425 | 201.19 | 0.9 | 365 | 206.045 | 0.9452 | 206 | 0.99024
2422 | 3 | 1 | 365 | 3.4138 | 0.87485 | 4 | 0.28862
2421 | 10 | 1 | 365 | 11.3792 | 0.91616 | 12 | 0.2954
2419 | 8.5 | 1 | 365 | 9.6724 | 0.47874 | 10 | 0.15109
2420 | 11.22 | 1 | 365 | 12.7675 | 0.71193 | 13 | 0.47944
2415 | 10.71 | 1 | 365 | 12.1872 | 0.54321 | 12 | 0.73037
2414 | 7.25 | 1 | 365 | 8.2499 | 0.61422 | 8 | 0.86416
2412 | 9 | 1 | 365 | 10.2413 | 0.62454 | 10 | 0.86586
2411 | 9.75 | 1 | 365 | 11.0948 | 0.34326 | 11 | 0.43801
2410 | 4.75 | 1 | 365 | 5.4051 | 0.88518 | 6 | 0.29031
2405 | 11.475 | 1 | 365 | 13.0577 | 0.29629 | 13 | 0.35397
2404 | 8.5 | 1 | 365 | 9.6724 | 0.47874 | 10 | 0.15109
2403 | 10.75 | 1 | 365 | 12.2327 | 0.63487 | 12 | 0.86755
2402 | 6.12 | 1 | 365 | 6.9641 | 0.02469 | 6 | 0.98878
2400 | 4.59 | 1 | 365 | 5.2231 | 0.51852 | 5 | 0.74159
2504 | 4.25 | 1 | 365 | 4.8362 | 0.73937 | 5 | 0.57554
2502 | 6 | 1 | 365 | 6.8275 | 0.7497 | 7 | 0.57724
2496 | 16.695 | 1 | 365 | 18.9976 | 0.25853 | 19 | 0.25617
2498 | 5.1 | 1 | 365 | 5.8034 | 0.68724 | 6 | 0.49065
2497 | 6.75 | 1 | 365 | 7.681 | 0.46841 | 8 | 0.1494
2495 | 8.37 | 1 | 365 | 9.5244 | 0.18083 | 9 | 0.70525
2514 | 20.64 | 1 | 365 | 23.4868 | 0.29895 | 23 | 0.78571
2510 | 5.88 | 1 | 365 | 6.691 | 0.4747 | 7 | 0.1657
2589 | 8.28 | 1 | 365 | 9.422 | 0.97458 | 10 | 0.39659
2583 | 7.28 | 1 | 365 | 8.2841 | 0.68296 | 8 | 0.96705
2582 | 7.905 | 1 | 365 | 8.9953 | 0.11522 | 9 | 0.11051
2581 | 5.25 | 1 | 365 | 5.9741 | 0.030984 | 6 | 0.005085
2580 | 4.25 | 1 | 365 | 4.8362 | 0.73937 | 5 | 0.57554
2579 | 10.25 | 1 | 365 | 11.6637 | 0.48906 | 12 | 0.15278
2578 | 13.26 | 1 | 365 | 15.0889 | 0.38683 | 15 | 0.4757
2577 | 9.69 | 1 | 365 | 11.0265 | 0.20576 | 11 | 0.23224
2576 | 8.415 | 1 | 365 | 9.5756 | 0.28395 | 9 | 0.85958
2575 | 11.75 | 1 | 365 | 13.3706 | 0.92649 | 14 | 0.29709
2574 | 10 | 1 | 365 | 11.3792 | 0.91616 | 12 | 0.2954
2573 | 6.5 | 1 | 365 | 7.3965 | 0.8955 | 8 | 0.29201
2572 | 8 | 1 | 365 | 9.1034 | 0.33293 | 9 | 0.43632
2570 | 8.75 | 1 | 365 | 9.9568 | 0.05164 | 10 | 0.008475
2569 | 7.75 | 1 | 365 | 8.8189 | 0.76002 | 9 | 0.57893
2568 | 6.12 | 1 | 365 | 6.9641 | 0.02469 | 6 | 0.98878
2567 | 7.14 | 1 | 365 | 8.1248 | 0.36214 | 8 | 0.48692
2566 | 13.26 | 1 | 365 | 15.0889 | 0.38683 | 15 | 0.4757
2565 | 5.25 | 1 | 365 | 5.9741 | 0.030984 | 6 | 0.005085
2564 | 5.25 | 1 | 365 | 5.9741 | 0.030984 | 6 | 0.005085
2563 | 5.25 | 1 | 365 | 5.9741 | 0.030984 | 6 | 0.005085
2562 | 7 | 1 | 365 | 7.9655 | 0.041312 | 8 | 0.00678
2561 | 6.885 | 1 | 365 | 7.8346 | 0.77778 | 8 | 0.61238
2560 | 8.25 | 1 | 365 | 9.3879 | 0.90583 | 10 | 0.29371
2558 | 7.5 | 1 | 365 | 8.5344 | 0.18712 | 8 | 0.72155
2556 | 5.25 | 1 | 365 | 5.9741 | 0.030984 | 6 | 0.005085
2552 | 6.75 | 1 | 365 | 7.681 | 0.46841 | 8 | 0.1494
2549 | 10.5 | 1 | 365 | 11.9482 | 0.061968 | 12 | 0.01017
2546 | 8.25 | 1 | 365 | 9.3879 | 0.90583 | 10 | 0.29371
2544 | 17.75 | 1 | 365 | 20.1982 | 0.67618 | 20 | 0.87433
2542 | 3.5 | 1 | 365 | 3.9827 | 0.020656 | 4 | 0.00339
2541 | 8 | 1 | 365 | 9.1034 | 0.33293 | 9 | 0.43632
2533 | 3.18 | 1 | 365 | 3.6186 | 0.28734 | 3 | 0.90594
2522 | 15.66 | 1 | 365 | 17.8199 | 0.88671 | 18 | 0.7066
2513 | 9.945 | 1 | 365 | 11.3167 | 0.79012 | 12 | 0.10678
2503 | 5.67 | 1 | 365 | 6.452 | 0.99346 | 7 | 0.44549
2633 | 9.75 | 1 | 365 | 11.0948 | 0.34326 | 11 | 0.43801
2632 | 5.75 | 1 | 365 | 6.5431 | 0.17679 | 6 | 0.71985
2628 | 15 | 1 | 365 | 17.0689 | 0.37424 | 17 | 0.4431
2622 | 7.848 | 1 | 365 | 8.9304 | 0.9846 | 9 | 0.91503
2619 | 9.5 | 1 | 365 | 10.8103 | 0.77035 | 11 | 0.58063
2618 | 3.975 | 1 | 365 | 4.5232 | 0.10917 | 4 | 0.63242
2612 | 4.08 | 1 | 365 | 4.6427 | 0.34979 | 4 | 0.99252
2611 | 5.1 | 1 | 365 | 5.8034 | 0.68724 | 6 | 0.49065
2609 | 2.805 | 1 | 365 | 3.1919 | 0.42798 | 3 | 0.61986
2610 | 6.885 | 1 | 365 | 7.8346 | 0.77778 | 8 | 0.61238
2608 | 13 | 1 | 365 | 14.793 | 0.79101 | 15 | 0.58402
2607 | 4.5 | 1 | 365 | 5.1207 | 0.31227 | 5 | 0.43293
2606 | 12.25 | 1 | 365 | 13.9396 | 0.072296 | 14 | 0.011865
2604 | 4.5 | 1 | 365 | 5.1207 | 0.31227 | 5 | 0.43293
2605 | 7 | 1 | 365 | 7.9655 | 0.041312 | 8 | 0.00678
2603 | 10 | 1 | 365 | 11.3792 | 0.91616 | 12 | 0.2954
2601 | 6.9 | 1 | 365 | 7.8517 | 0.81215 | 8 | 0.66383
2600 | 4.59 | 1 | 365 | 5.2231 | 0.51852 | 5 | 0.74159
2596 | 5.3 | 1 | 365 | 6.031 | 0.14556 | 6 | 0.17656
2590 | 7.42 | 1 | 365 | 8.4434 | 0.0037907 | 8 | 0.44719
2693 | 5 | 1 | 365 | 5.6896 | 0.45808 | 6 | 0.1477
2642 | 3.45 | 1 | 365 | 3.9258 | 0.90608 | 4 | 0.83191
2684 | 4.5 | 1 | 365 | 5.1207 | 0.31227 | 5 | 0.43293
2683 | 2.25 | 1 | 365 | 2.5603 | 0.15614 | 2 | 0.71646
2682 | 4 | 1 | 365 | 4.5517 | 0.16646 | 4 | 0.71816
2681 | 7.5 | 1 | 365 | 8.5344 | 0.18712 | 8 | 0.72155
2680 | 9 | 1 | 365 | 10.2413 | 0.62454 | 10 | 0.86586
2674 | 9 | 1 | 365 | 10.2413 | 0.62454 | 10 | 0.86586
2672 | 4.5 | 1 | 365 | 5.1207 | 0.31227 | 5 | 0.43293
2676 | 7.25 | 1 | 365 | 8.2499 | 0.61422 | 8 | 0.86416
2675 | 6.37 | 1 | 365 | 7.2486 | 0.59759 | 7 | 0.84617
2658 | 6.12 | 1 | 365 | 6.9641 | 0.02469 | 6 | 0.98878
2657 | 11.25 | 1 | 365 | 12.8016 | 0.78068 | 13 | 0.58232
2650 | 4.08 | 1 | 365 | 4.6427 | 0.34979 | 4 | 0.99252
2646 | 8 | 1 | 365 | 9.1034 | 0.33293 | 9 | 0.43632
2755 | 7.5 | 1 | 365 | 8.5344 | 0.18712 | 8 | 0.72155
2752 | 11.25 | 1 | 365 | 12.8016 | 0.78068 | 13 | 0.58232
2751 | 12.25 | 1 | 365 | 13.9396 | 0.072296 | 14 | 0.011865
922 | 6.5 | 1 | 365 | 7.3965 | 0.8955 | 8 | 0.29201
2739 | 6.54 | 1 | 365 | 7.442 | 0.98717 | 8 | 0.42919
2738 | 3.85 | 1 | 365 | 4.381 | 0.82272 | 5 | 0.20373
2723 | 2.04 | 1 | 365 | 2.3214 | 0.6749 | 2 | 0.99626
2722 | 7.75 | 1 | 365 | 8.8189 | 0.76002 | 9 | 0.57893
2721 | 3.825 | 1 | 365 | 4.3526 | 0.76543 | 5 | 0.11799
2719 | 4.25 | 1 | 365 | 4.8362 | 0.73937 | 5 | 0.57554
2716 | 5.25 | 1 | 365 | 5.9741 | 0.030984 | 6 | 0.005085
2708 | 7.75 | 1 | 365 | 8.8189 | 0.76002 | 9 | 0.57893
2703 | 8.75 | 1 | 365 | 9.9568 | 0.05164 | 10 | 0.008475
2701 | 12.75 | 1 | 365 | 14.5085 | 0.2181 | 14 | 0.72663
2700 | 9.75 | 1 | 365 | 11.0948 | 0.34326 | 11 | 0.43801
2698 | 5.25 | 1 | 365 | 5.9741 | 0.030984 | 6 | 0.005085
2875 | 4.335 | 1 | 365 | 4.9329 | 0.93416 | 5 | 0.86706
2838 | 8.415 | 1 | 365 | 9.5756 | 0.28395 | 9 | 0.85958
2837 | 4.59 | 1 | 365 | 5.2231 | 0.51852 | 5 | 0.74159
2836 | 5.865 | 1 | 365 | 6.6739 | 0.44033 | 7 | 0.11425
2834 | 11.985 | 1 | 365 | 13.638 | 0.46502 | 14 | 0.10304
2833 | 7.905 | 1 | 365 | 8.9953 | 0.11522 | 9 | 0.11051
2830 | 14 | 1 | 365 | 15.9309 | 0.082624 | 16 | 0.01356
1246 | 7.14 | 1 | 365 | 8.1248 | 0.36214 | 8 | 0.48692
1248 | 34.2 | 0.9 | 365 | 35.0253 | 0.53594 | 35 | 0.56124
930 | 7.75 | 1 | 365 | 8.8189 | 0.76002 | 9 | 0.57893
2810 | 11 | 1 | 365 | 12.5172 | 0.20778 | 12 | 0.72494
2783 | 160 | 0.9 | 365 | 163.8611 | 0.9927 | 164 | 0.85376
2806 | 10.25 | 1 | 365 | 11.6637 | 0.48906 | 12 | 0.15278
2805 | 5.355 | 1 | 365 | 6.0936 | 0.2716 | 6 | 0.36519
2804 | 7.905 | 1 | 365 | 8.9953 | 0.11522 | 9 | 0.11051
2803 | 9.945 | 1 | 365 | 11.3167 | 0.79012 | 12 | 0.10678
2802 | 3.75 | 1 | 365 | 4.2672 | 0.59356 | 4 | 0.86078
2801 | 9 | 1 | 365 | 10.2413 | 0.62454 | 10 | 0.86586
2800 | 7.75 | 1 | 365 | 8.8189 | 0.76002 | 9 | 0.57893
2798 | 3.5 | 1 | 365 | 3.9827 | 0.020656 | 4 | 0.00339
2795 | 2.5 | 1 | 365 | 2.8448 | 0.72904 | 3 | 0.57385
2794 | 5.5 | 1 | 365 | 6.2586 | 0.60389 | 6 | 0.86247
2782 | 23.92 | 1 | 365 | 27.2191 | 0.81545 | 28 | 0.034597
2779 | 3.315 | 1 | 365 | 3.7722 | 0.59671 | 4 | 0.36893
2775 | 6.375 | 1 | 365 | 7.2543 | 0.60905 | 7 | 0.86332
2774 | 8.75 | 1 | 365 | 9.9568 | 0.05164 | 10 | 0.008475
2773 | 9.5 | 1 | 365 | 10.8103 | 0.77035 | 11 | 0.58063
2769 | 8.8 | 1 | 365 | 10.0137 | 0.16622 | 10 | 0.17995
2768 | 2.04 | 1 | 365 | 2.3214 | 0.6749 | 2 | 0.99626
2765 | 7.14 | 1 | 365 | 8.1248 | 0.36214 | 8 | 0.48692
2764 | 8.67 | 1 | 365 | 9.8658 | 0.86831 | 10 | 0.73411
2761 | 4.5 | 1 | 365 | 5.1207 | 0.31227 | 5 | 0.43293
2928 | 4.845 | 1 | 365 | 5.5132 | 0.10288 | 5 | 0.61612
2929 | 5.1 | 1 | 365 | 5.8034 | 0.68724 | 6 | 0.49065
2926 | 6.5 | 1 | 365 | 7.3965 | 0.8955 | 8 | 0.29201
2925 | 7.14 | 1 | 365 | 8.1248 | 0.36214 | 8 | 0.48692
2923 | 6.12 | 1 | 365 | 6.9641 | 0.02469 | 6 | 0.98878
2922 | 6.12 | 1 | 365 | 6.9641 | 0.02469 | 6 | 0.98878
2924 | 5.865 | 1 | 365 | 6.6739 | 0.44033 | 7 | 0.11425
2920 | 8.67 | 1 | 365 | 9.8658 | 0.86831 | 10 | 0.73411
2918 | 6.63 | 1 | 365 | 7.5444 | 0.19341 | 7 | 0.73785
2915 | 8.67 | 1 | 365 | 9.8658 | 0.86831 | 10 | 0.73411
2916 | 3 | 1 | 365 | 3.4138 | 0.87485 | 4 | 0.28862
2914 | 5 | 1 | 365 | 5.6896 | 0.45808 | 6 | 0.1477
2913 | 8.75 | 1 | 365 | 9.9568 | 0.05164 | 10 | 0.008475
2911 | 6.12 | 1 | 365 | 6.9641 | 0.02469 | 6 | 0.98878
2912 | 4.59 | 1 | 365 | 5.2231 | 0.51852 | 5 | 0.74159
2909 | 4 | 1 | 365 | 4.5517 | 0.16646 | 4 | 0.71816
2888 | 3.35 | 1 | 365 | 3.812 | 0.67691 | 4 | 0.48896
2181 | 8 | 1 | 365 | 9.1034 | 0.33293 | 9 | 0.43632
2651 | 6.75 | 1 | 365 | 7.681 | 0.46841 | 8 | 0.1494
2647 | 5.25 | 1 | 365 | 5.9741 | 0.030984 | 6 | 0.005085
2267 | 33.48 | 0.9 | 365 | 34.2879 | 0.050973 | 34 | 0.3389
2499 | 10 | 1 | 365 | 11.3792 | 0.91616 | 12 | 0.2954
2695 | 8.64 | 1 | 365 | 9.8317 | 0.79956 | 10 | 0.63123
1951 | 18 | 1 | 365 | 20.4826 | 0.24909 | 20 | 0.73172
2882 | 6.12 | 1 | 365 | 6.9641 | 0.02469 | 6 | 0.98878
2881 | 10.455 | 1 | 365 | 11.897 | 0.95885 | 12 | 0.85584
2879 | 4.845 | 1 | 365 | 5.5132 | 0.10288 | 5 | 0.61612
2880 | 8 | 1 | 365 | 9.1034 | 0.33293 | 9 | 0.43632
2878 | 13.77 | 1 | 365 | 15.6692 | 0.55555 | 16 | 0.22477
2876 | 6.5 | 1 | 365 | 7.3965 | 0.8955 | 8 | 0.29201
2955 | 5.25 | 1 | 365 | 5.9741 | 0.030984 | 6 | 0.005085
2947 | 4.355 | 1 | 365 | 4.9557 | 0.97999 | 5 | 0.93565
2946 | 4.5 | 1 | 365 | 5.1207 | 0.31227 | 5 | 0.43293
2942 | 7 | 1 | 365 | 7.9655 | 0.041312 | 8 | 0.00678
2943 | 14.79 | 1 | 365 | 16.8299 | 0.893 | 17 | 0.7229
2938 | 6.5 | 1 | 365 | 7.3965 | 0.8955 | 8 | 0.29201
2936 | 2.805 | 1 | 365 | 3.1919 | 0.42798 | 3 | 0.61986
2982 | 10 | 1 | 365 | 11.3792 | 0.91616 | 12 | 0.2954
2980 | 10.71 | 1 | 365 | 12.1872 | 0.54321 | 12 | 0.73037
2975 | 3.24 | 1 | 365 | 3.6869 | 0.42484 | 4 | 0.11171
2973 | 5.4 | 1 | 365 | 6.1448 | 0.37473 | 6 | 0.51952
2972 | 7.83 | 1 | 365 | 8.9099 | 0.94335 | 9 | 0.8533
3097 | 7.75 | 1 | 365 | 8.8189 | 0.76002 | 9 | 0.57893
3075 | 9.81 | 1 | 365 | 11.163 | 0.48075 | 11 | 0.64379
3055 | 6.03 | 1 | 365 | 6.8617 | 0.81844 | 7 | 0.68013
10868 | 9.24 | 1 | 365 | 10.5144 | 0.17453 | 10 | 0.68895
2984 | 7.14 | 1 | 365 | 8.1248 | 0.36214 | 8 | 0.48692
2885 | 7.37 | 1 | 365 | 8.3865 | 0.88921 | 9 | 0.27571
3269 | 17.5 | 1 | 365 | 19.9137 | 0.10328 | 20 | 0.01695
3268 | 7.02 | 1 | 365 | 7.9882 | 0.087144 | 8 | 0.075371
3265 | 6 | 1 | 365 | 6.8275 | 0.7497 | 7 | 0.57724
3260 | 5.355 | 1 | 365 | 6.0936 | 0.2716 | 6 | 0.36519
459 | 3.685 | 1 | 365 | 4.1932 | 0.4446 | 4 | 0.63785
3267 | 6.25 | 1 | 365 | 7.112 | 0.3226 | 7 | 0.43462
2718 | 4.5 | 1 | 365 | 5.1207 | 0.31227 | 5 | 0.43293
3480 | 6.25 | 1 | 365 | 7.112 | 0.3226 | 7 | 0.43462
3479 | 8 | 1 | 365 | 9.1034 | 0.33293 | 9 | 0.43632
3468 | 6.5 | 1 | 365 | 7.3965 | 0.8955 | 8 | 0.29201
3466 | 6.12 | 1 | 365 | 6.9641 | 0.02469 | 6 | 0.98878
1551 | 7.75 | 1 | 365 | 8.8189 | 0.76002 | 9 | 0.57893
2011 | 25.25 | 0.9 | 365 | 25.8593 | 0.076974 | 25 | 0.9363
3582 | 18 | 1 | 365 | 20.4826 | 0.24909 | 20 | 0.73172
1360 | 503.25 | 0.9 | 365 | 515.3942 | 0.93018 | 516 | 0.3244
3562 | 10.92 | 1 | 365 | 12.4261 | 0.024447 | 12 | 0.45058
3166 | 8.04 | 1 | 365 | 9.1489 | 0.42459 | 9 | 0.5735
3114 | 4.69 | 1 | 365 | 5.3369 | 0.74768 | 6 | 0.084543
3098 | 7.035 | 1 | 365 | 8.0053 | 0.12152 | 8 | 0.12681
3421 | 7.37 | 1 | 365 | 8.3865 | 0.88921 | 9 | 0.27571
3577 | 7 | 1 | 365 | 7.9655 | 0.041312 | 8 | 0.00678
8904 | 5.04 | 1 | 365 | 5.7351 | 0.54974 | 6 | 0.28488
14361 | 6.75 | 1 | 365 | 7.681 | 0.46841 | 8 | 0.1494
5283 | 7.425 | 1 | 365 | 8.4491 | 0.015249 | 8 | 0.46433
4728 | 8.91 | 1 | 365 | 10.1389 | 0.4183 | 10 | 0.5572
3581 | 7.8 | 1 | 365 | 8.8758 | 0.8746 | 9 | 0.75041
3338 | 3.57 | 1 | 365 | 4.0624 | 0.18107 | 4 | 0.24346
3478 | 7.02 | 1 | 365 | 7.9882 | 0.087144 | 8 | 0.075371
2846 | 20.74 | 1 | 365 | 23.6005 | 0.52812 | 24 | 0.12866
3635 | 7.595 | 1 | 365 | 8.6425 | 0.40482 | 9 | 0.047356
3628 | 6.37 | 1 | 365 | 7.2486 | 0.59759 | 7 | 0.84617
3669 | 8 | 1 | 365 | 9.1034 | 0.33293 | 9 | 0.43632
3682 | 7 | 1 | 365 | 7.9655 | 0.041312 | 8 | 0.00678
3689 | 8.16 | 1 | 365 | 9.2855 | 0.69959 | 9 | 0.98505
3690 | 6.75 | 1 | 365 | 7.681 | 0.46841 | 8 | 0.1494
3696 | 6.75 | 1 | 365 | 7.681 | 0.46841 | 8 | 0.1494
3697 | 10.965 | 1 | 365 | 12.4773 | 0.12757 | 12 | 0.60491
3698 | 5.75 | 1 | 365 | 6.5431 | 0.17679 | 6 | 0.71985
3700 | 4.5 | 1 | 365 | 5.1207 | 0.31227 | 5 | 0.43293
3489 | 6 | 1 | 365 | 6.8275 | 0.7497 | 7 | 0.57724
2770 | 0.84 | 1 | 365 | 0.95586 | 0.92496 | 1 | 0.88081
3266 | 7 | 1 | 365 | 7.9655 | 0.041312 | 8 | 0.00678
3844 | 5.39 | 1 | 365 | 6.1334 | 0.35181 | 6 | 0.48522
3861 | 11 | 1 | 365 | 12.5172 | 0.20778 | 12 | 0.72494
3908 | 3.57 | 1 | 365 | 4.0624 | 0.18107 | 4 | 0.24346
3779 | 3.25 | 1 | 365 | 3.6983 | 0.44775 | 4 | 0.146
3782 | 8 | 1 | 365 | 9.1034 | 0.33293 | 9 | 0.43632
3783 | 6 | 1 | 365 | 6.8275 | 0.7497 | 7 | 0.57724
3785 | 7.54 | 1 | 365 | 8.5799 | 0.27878 | 8 | 0.85873
3818 | 10 | 1 | 365 | 11.3792 | 0.91616 | 12 | 0.2954
3821 | 6.5 | 1 | 365 | 7.3965 | 0.8955 | 8 | 0.29201
3867 | 5.25 | 1 | 365 | 5.9741 | 0.030984 | 6 | 0.005085
3873 | 7 | 1 | 365 | 7.9655 | 0.041312 | 8 | 0.00678
3902 | 9 | 1 | 365 | 10.2413 | 0.62454 | 10 | 0.86586
3903 | 6.615 | 1 | 365 | 7.5274 | 0.15904 | 7 | 0.68641
3904 | 6.37 | 1 | 365 | 7.2486 | 0.59759 | 7 | 0.84617
3906 | 8.5 | 1 | 365 | 9.6724 | 0.47874 | 10 | 0.15109
3977 | 2.75 | 1 | 365 | 3.1293 | 0.30194 | 3 | 0.43124
3978 | 5.72 | 1 | 365 | 6.5089 | 0.10804 | 6 | 0.61697
3983 | 4.75 | 1 | 365 | 5.4051 | 0.88518 | 6 | 0.29031
4011 | 8.33 | 1 | 365 | 9.4789 | 0.089161 | 9 | 0.56807
4044 | 9 | 1 | 365 | 10.2413 | 0.62454 | 10 | 0.86586
4046 | 9 | 1 | 365 | 10.2413 | 0.62454 | 10 | 0.86586
4057 | 5.635 | 1 | 365 | 6.4122 | 0.91326 | 7 | 0.32546
4072 | 5.25 | 1 | 365 | 5.9741 | 0.030984 | 6 | 0.005085
3839 | 5.1 | 1 | 365 | 5.8034 | 0.68724 | 6 | 0.49065
3841 | 3.5 | 1 | 365 | 3.9827 | 0.020656 | 4 | 0.00339
3822 | 10.8 | 1 | 365 | 12.2896 | 0.74945 | 13 | 0.039032
3975 | 8.37 | 1 | 365 | 9.5244 | 0.18083 | 9 | 0.70525
3979 | 7.02 | 1 | 365 | 7.9882 | 0.087144 | 8 | 0.075371
3984 | 10.8 | 1 | 365 | 12.2896 | 0.74945 | 13 | 0.039032
3987 | 4.5 | 1 | 365 | 5.1207 | 0.31227 | 5 | 0.43293
3989 | 4.5 | 1 | 365 | 5.1207 | 0.31227 | 5 | 0.43293
3973 | 7.65 | 1 | 365 | 8.7051 | 0.53086 | 9 | 0.23598
4026 | 5 | 1 | 365 | 5.6896 | 0.45808 | 6 | 0.1477
4029 | 6.885 | 1 | 365 | 7.8346 | 0.77778 | 8 | 0.61238
4124 | 1.44 | 1 | 365 | 1.6386 | 0.29993 | 1 | 0.93854
1031 | 4.5 | 1 | 365 | 5.1207 | 0.31227 | 5 | 0.43293
2776 | 8 | 1 | 365 | 9.1034 | 0.33293 | 9 | 0.43632
4163 | 7.848 | 1 | 365 | 8.9304 | 0.9846 | 9 | 0.91503
12119 | 7.65 | 1 | 365 | 8.7051 | 0.53086 | 9 | 0.23598
15064 | 3.98 | 1 | 365 | 4.5289 | 0.12063 | 4 | 0.64957
8552 | 9.945 | 1 | 365 | 11.3167 | 0.79012 | 12 | 0.10678
15314 | 5.355 | 1 | 365 | 6.0936 | 0.2716 | 6 | 0.36519
15059 | 6.98 | 1 | 365 | 7.9427 | 0.99548 | 8 | 0.93819
5244 | 10.5 | 1 | 365 | 11.9482 | 0.061968 | 12 | 0.01017
12167 | 13.475 | 1 | 365 | 15.3335 | 0.87953 | 16 | 0.21305
5268 | 5.1 | 1 | 365 | 5.8034 | 0.68724 | 6 | 0.49065
6175 | 4.59 | 1 | 365 | 5.2231 | 0.51852 | 5 | 0.74159
14926 | 5.895 | 1 | 365 | 6.7081 | 0.50908 | 7 | 0.21714
6342 | 5.865 | 1 | 365 | 6.6739 | 0.44033 | 7 | 0.11425
6215 | 3.06 | 1 | 365 | 3.482 | 0.012345 | 3 | 0.49439
26840 | 5.22 | 1 | 365 | 5.94 | 0.96224 | 6 | 0.9022
14379 | 9.215 | 1 | 365 | 10.486 | 0.11724 | 10 | 0.60321
6727 | 7.14 | 1 | 365 | 8.1248 | 0.36214 | 8 | 0.48692
42915 | 9.1 | 1 | 365 | 10.3551 | 0.85371 | 11 | 0.20881
5245 | 5 | 1 | 365 | 5.6896 | 0.45808 | 6 | 0.1477
13734 | 3.5 | 1 | 365 | 3.9827 | 0.98273 | 4 | 0.96547
6160 | 7.65 | 1 | 365 | 8.7051 | 0.53086 | 9 | 0.23598
5377 | 10.335 | 1 | 365 | 11.7604 | 0.68385 | 12 | 0.4443
24318 | 6.725 | 1 | 365 | 7.6525 | 0.41112 | 8 | 0.063657
23017 | 7.575 | 1 | 365 | 8.6198 | 0.35899 | 8 | 0.97877
15091 | 11.96 | 1 | 365 | 13.6096 | 0.40773 | 14 | 0.017298
4373 | 10.595 | 1 | 365 | 12.0563 | 0.27967 | 12 | 0.33598
4175 | 6.25 | 1 | 365 | 7.112 | 0.3226 | 7 | 0.43462
4213 | 6.75 | 1 | 365 | 7.681 | 0.46841 | 8 | 0.1494
4215 | 2.145 | 1 | 365 | 2.4408 | 0.91552 | 3 | 0.35636
4218 | 8.1 | 1 | 365 | 9.2172 | 0.56209 | 9 | 0.77927
4235 | 8.57 | 1 | 365 | 9.752 | 0.63915 | 10 | 0.39116
4236 | 8.82 | 1 | 365 | 10.0365 | 0.21205 | 10 | 0.24854
4372 | 6.336 | 1 | 365 | 7.2099 | 0.51968 | 7 | 0.72957
4254 | 19.2 | 1 | 365 | 21.8481 | 0.99903 | 22 | 0.84717
4256 | 19.2 | 1 | 365 | 21.8481 | 0.99903 | 22 | 0.84717
4257 | 19.2 | 1 | 365 | 21.8481 | 0.99903 | 22 | 0.84717
4224 | 11.18 | 1 | 365 | 12.722 | 0.62027 | 13 | 0.34226
4533 | 6.9 | 1 | 365 | 7.8517 | 0.81215 | 8 | 0.66383
4506 | 9 | 1 | 365 | 10.2413 | 0.62454 | 10 | 0.86586
2230 | 262.08 | 0.8 | 365 | 238.5817 | 0.46938 | 239 | 0.051075
2231 | 197.4 | 0.8 | 365 | 179.701 | 0.892 | 180 | 0.59296
4439 | 8.82 | 1 | 365 | 10.0365 | 0.21205 | 10 | 0.24854
4441 | 9 | 1 | 365 | 10.2413 | 0.62454 | 10 | 0.86586
4440 | 8.25 | 1 | 365 | 9.3879 | 0.90583 | 10 | 0.29371
4470 | 8.085 | 1 | 365 | 9.2001 | 0.52772 | 9 | 0.72783
4525 | 5.25 | 1 | 365 | 5.9741 | 0.030984 | 6 | 0.005085
4530 | 3.92 | 1 | 365 | 4.4607 | 0.98313 | 5 | 0.4438
4532 | 3.92 | 1 | 365 | 4.4607 | 0.98313 | 5 | 0.4438
2450 | 150.45 | 0.9 | 365 | 154.0806 | 0.29626 | 154 | 0.37686
3578 | 6.5 | 1 | 365 | 7.3965 | 0.8955 | 8 | 0.29201
3391 | 4.08 | 1 | 365 | 4.6427 | 0.34979 | 4 | 0.99252
1954 | 12.99 | 1 | 365 | 14.7816 | 0.76809 | 15 | 0.54972
3600 | 11 | 1 | 365 | 12.5172 | 0.20778 | 12 | 0.72494
16667 | 3.06 | 1 | 365 | 3.482 | 0.012345 | 3 | 0.49439
11787 | 7.14 | 1 | 365 | 8.1248 | 0.36214 | 8 | 0.48692
6619 | 5.5 | 1 | 365 | 6.2586 | 0.60389 | 6 | 0.86247
10551 | 5.72 | 1 | 365 | 6.5089 | 0.10804 | 6 | 0.61697
6276 | 4.335 | 1 | 365 | 4.9329 | 0.93416 | 5 | 0.86706
10525 | 7.14 | 1 | 365 | 8.1248 | 0.36214 | 8 | 0.48692
5645 | 3 | 1 | 365 | 3.4138 | 0.87485 | 4 | 0.28862
10651 | 9.1 | 1 | 365 | 10.3551 | 0.85371 | 11 | 0.20881
6302 | 3.57 | 1 | 365 | 4.0624 | 0.18107 | 4 | 0.24346
8185 | 8.925 | 1 | 365 | 10.156 | 0.45267 | 10 | 0.60864
18928 | 6.96 | 1 | 365 | 7.92 | 0.94965 | 8 | 0.8696
23046 | 12.75 | 1 | 365 | 14.5085 | 0.2181 | 14 | 0.72663
15082 | 5.725 | 1 | 365 | 6.5146 | 0.1195 | 6 | 0.63412
15071 | 6.98 | 1 | 365 | 7.9427 | 0.99548 | 8 | 0.93819
7557 | 9.435 | 1 | 365 | 10.7363 | 0.6214 | 11 | 0.35771
11129 | 6.75 | 1 | 365 | 7.681 | 0.46841 | 8 | 0.1494
5715 | 8.5 | 1 | 365 | 9.6724 | 0.47874 | 10 | 0.15109
15015 | 7.96 | 1 | 365 | 9.0579 | 0.24126 | 9 | 0.29914
3089 | 14.8 | 1 | 365 | 16.8413 | 0.91592 | 17 | 0.75719
8122 | 2.805 | 1 | 365 | 3.1919 | 0.42798 | 3 | 0.61986
11908 | 7.65 | 1 | 365 | 8.7051 | 0.53086 | 9 | 0.23598
7324 | 9.18 | 1 | 365 | 10.4461 | 0.037035 | 10 | 0.48318
11699 | 5.25 | 1 | 365 | 5.9741 | 0.030984 | 6 | 0.005085
8521 | 3.315 | 1 | 365 | 3.7722 | 0.59671 | 4 | 0.36893
42901 | 11.18 | 1 | 365 | 12.722 | 0.62027 | 13 | 0.34226
7277 | 4.335 | 1 | 365 | 4.9329 | 0.93416 | 5 | 0.86706
7285 | 5.865 | 1 | 365 | 6.6739 | 0.44033 | 7 | 0.11425
3079 | 3.75 | 1 | 365 | 4.2672 | 0.59356 | 4 | 0.86078
3128 | 4 | 1 | 365 | 4.5517 | 0.16646 | 4 | 0.71816
3130 | 7.395 | 1 | 365 | 8.4149 | 0.9465 | 9 | 0.36145
3131 | 3.825 | 1 | 365 | 4.3526 | 0.76543 | 5 | 0.11799
3132 | 4.845 | 1 | 365 | 5.5132 | 0.10288 | 5 | 0.61612
2816 | 3.06 | 1 | 365 | 3.482 | 0.012345 | 3 | 0.49439
2931 | 15.5 | 1 | 365 | 17.6378 | 0.52005 | 18 | 0.15787
3134 | 2.04 | 1 | 365 | 2.3214 | 0.6749 | 2 | 0.99626
2932 | 7.5 | 1 | 365 | 8.5344 | 0.18712 | 8 | 0.72155
2933 | 4 | 1 | 365 | 4.5517 | 0.16646 | 4 | 0.71816
2934 | 2.04 | 1 | 365 | 2.3214 | 0.6749 | 2 | 0.99626
3135 | 10.71 | 1 | 365 | 12.1872 | 0.54321 | 12 | 0.73037
2981 | 6.63 | 1 | 365 | 7.5444 | 0.19341 | 7 | 0.73785
2983 | 4.25 | 1 | 365 | 4.8362 | 0.73937 | 5 | 0.57554
3138 | 6.5 | 1 | 365 | 7.3965 | 0.8955 | 8 | 0.29201
2991 | 9.945 | 1 | 365 | 11.3167 | 0.79012 | 12 | 0.10678
2992 | 14.535 | 1 | 365 | 16.5397 | 0.30864 | 16 | 0.84836
2993 | 11.985 | 1 | 365 | 13.638 | 0.46502 | 14 | 0.10304
3007 | 5.865 | 1 | 365 | 6.6739 | 0.44033 | 7 | 0.11425
3009 | 5.865 | 1 | 365 | 6.6739 | 0.44033 | 7 | 0.11425
3010 | 1.53 | 1 | 365 | 1.741 | 0.50617 | 2 | 0.2472
3012 | 3.25 | 1 | 365 | 3.6983 | 0.44775 | 4 | 0.146
3013 | 6.885 | 1 | 365 | 7.8346 | 0.77778 | 8 | 0.61238
3014 | 9 | 1 | 365 | 10.2413 | 0.62454 | 10 | 0.86586
3016 | 5 | 1 | 365 | 5.6896 | 0.45808 | 6 | 0.1477
3017 | 4.335 | 1 | 365 | 4.9329 | 0.93416 | 5 | 0.86706
3018 | 7.905 | 1 | 365 | 8.9953 | 0.11522 | 9 | 0.11051
3019 | 9.5 | 1 | 365 | 10.8103 | 0.77035 | 11 | 0.58063
3029 | 5.355 | 1 | 365 | 6.0936 | 0.2716 | 6 | 0.36519
3030 | 9 | 1 | 365 | 10.2413 | 0.62454 | 10 | 0.86586
3033 | 6 | 1 | 365 | 6.8275 | 0.7497 | 7 | 0.57724
3034 | 3.825 | 1 | 365 | 4.3526 | 0.76543 | 5 | 0.11799
3035 | 4.845 | 1 | 365 | 5.5132 | 0.10288 | 5 | 0.61612
3036 | 6.12 | 1 | 365 | 6.9641 | 0.02469 | 6 | 0.98878
3038 | 7.905 | 1 | 365 | 8.9953 | 0.11522 | 9 | 0.11051
3040 | 6.5 | 1 | 365 | 7.3965 | 0.8955 | 8 | 0.29201
3041 | 5.5 | 1 | 365 | 6.2586 | 0.60389 | 6 | 0.86247
3044 | 3.06 | 1 | 365 | 3.482 | 0.012345 | 3 | 0.49439
3045 | 5.61 | 1 | 365 | 6.3838 | 0.85597 | 7 | 0.23972
3139 | 3.75 | 1 | 365 | 4.2672 | 0.59356 | 4 | 0.86078
3141 | 5 | 1 | 365 | 5.6896 | 0.45808 | 6 | 0.1477
3144 | 3.315 | 1 | 365 | 3.7722 | 0.59671 | 4 | 0.36893
3145 | 17.75 | 1 | 365 | 20.1982 | 0.67618 | 20 | 0.87433
3080 | 5.25 | 1 | 365 | 5.9741 | 0.030984 | 6 | 0.005085
3081 | 9.25 | 1 | 365 | 10.5258 | 0.19745 | 10 | 0.72325
3082 | 6 | 1 | 365 | 6.8275 | 0.7497 | 7 | 0.57724
3084 | 6.75 | 1 | 365 | 7.681 | 0.46841 | 8 | 0.1494
3087 | 8.75 | 1 | 365 | 9.9568 | 0.05164 | 10 | 0.008475
3088 | 10.25 | 1 | 365 | 11.6637 | 0.48906 | 12 | 0.15278
3147 | 4 | 1 | 365 | 4.5517 | 0.16646 | 4 | 0.71816
3149 | 3.825 | 1 | 365 | 4.3526 | 0.76543 | 5 | 0.11799
3404 | 4.75 | 1 | 365 | 5.4051 | 0.88518 | 6 | 0.29031
3406 | 7.75 | 1 | 365 | 8.8189 | 0.76002 | 9 | 0.57893
3416 | 2.75 | 1 | 365 | 3.1293 | 0.30194 | 3 | 0.43124
3417 | 5.865 | 1 | 365 | 6.6739 | 0.44033 | 7 | 0.11425
3448 | 7.395 | 1 | 365 | 8.4149 | 0.9465 | 9 | 0.36145
3449 | 6.5 | 1 | 365 | 7.3965 | 0.8955 | 8 | 0.29201
3661 | 24 | 1 | 365 | 27.3102 | 0.99878 | 28 | 0.30896
3046 | 8.925 | 1 | 365 | 10.156 | 0.45267 | 10 | 0.60864
3047 | 11.73 | 1 | 365 | 13.3478 | 0.88066 | 14 | 0.2285
3048 | 9.75 | 1 | 365 | 11.0948 | 0.34326 | 11 | 0.43801
3050 | 12.24 | 1 | 365 | 13.9282 | 0.04938 | 13 | 0.97757
3051 | 5.75 | 1 | 365 | 6.5431 | 0.17679 | 6 | 0.71985
3078 | 3.57 | 1 | 365 | 4.0624 | 0.18107 | 4 | 0.24346
3092 | 6.63 | 1 | 365 | 7.5444 | 0.19341 | 7 | 0.73785
3094 | 9.75 | 1 | 365 | 11.0948 | 0.34326 | 11 | 0.43801
3096 | 12 | 1 | 365 | 13.6551 | 0.49939 | 14 | 0.15448
3121 | 14 | 1 | 365 | 15.9309 | 0.082624 | 16 | 0.01356
3124 | 8.75 | 1 | 365 | 9.9568 | 0.05164 | 10 | 0.008475
3126 | 4.5 | 1 | 365 | 5.1207 | 0.31227 | 5 | 0.43293
3127 | 6.12 | 1 | 365 | 6.9641 | 0.02469 | 6 | 0.98878
3151 | 5 | 1 | 365 | 5.6896 | 0.45808 | 6 | 0.1477
3153 | 4.25 | 1 | 365 | 4.8362 | 0.73937 | 5 | 0.57554
3154 | 3.57 | 1 | 365 | 4.0624 | 0.18107 | 4 | 0.24346
3216 | 6 | 1 | 365 | 6.8275 | 0.7497 | 7 | 0.57724
3218 | 4.08 | 1 | 365 | 4.6427 | 0.34979 | 4 | 0.99252
3225 | 8.5 | 1 | 365 | 9.6724 | 0.47874 | 10 | 0.15109
3226 | 8.415 | 1 | 365 | 9.5756 | 0.28395 | 9 | 0.85958
3227 | 12 | 1 | 365 | 13.6551 | 0.49939 | 14 | 0.15448
3230 | 2.805 | 1 | 365 | 3.1919 | 0.42798 | 3 | 0.61986
3252 | 15.75 | 1 | 365 | 17.9223 | 0.092952 | 18 | 0.015255
3261 | 4.25 | 1 | 365 | 4.8362 | 0.73937 | 5 | 0.57554
3262 | 12.25 | 1 | 365 | 13.9396 | 0.072296 | 14 | 0.011865
3263 | 6.25 | 1 | 365 | 7.112 | 0.3226 | 7 | 0.43462
3273 | 12 | 1 | 365 | 13.6551 | 0.49939 | 14 | 0.15448
3274 | 4.5 | 1 | 365 | 5.1207 | 0.31227 | 5 | 0.43293
3275 | 3.57 | 1 | 365 | 4.0624 | 0.18107 | 4 | 0.24346
3276 | 6.375 | 1 | 365 | 7.2543 | 0.60905 | 7 | 0.86332
3280 | 6.375 | 1 | 365 | 7.2543 | 0.60905 | 7 | 0.86332
3282 | 8 | 1 | 365 | 9.1034 | 0.33293 | 9 | 0.43632
3283 | 14 | 1 | 365 | 15.9309 | 0.082624 | 16 | 0.01356
3287 | 10.2 | 1 | 365 | 11.6068 | 0.37448 | 11 | 0.98131
3296 | 8 | 1 | 365 | 9.1034 | 0.33293 | 9 | 0.43632
3298 | 5.61 | 1 | 365 | 6.3838 | 0.85597 | 7 | 0.23972
3299 | 9.5 | 1 | 365 | 10.8103 | 0.77035 | 11 | 0.58063
3300 | 5.25 | 1 | 365 | 5.9741 | 0.030984 | 6 | 0.005085
3301 | 8.16 | 1 | 365 | 9.2855 | 0.69959 | 9 | 0.98505
3304 | 12 | 1 | 365 | 13.6551 | 0.49939 | 14 | 0.15448
3305 | 5.865 | 1 | 365 | 6.6739 | 0.44033 | 7 | 0.11425
3306 | 23.25 | 1 | 365 | 26.4567 | 0.28007 | 26 | 0.7368
3307 | 10.455 | 1 | 365 | 11.897 | 0.95885 | 12 | 0.85584
3319 | 10 | 1 | 365 | 11.3792 | 0.91616 | 12 | 0.2954
3321 | 5.355 | 1 | 365 | 6.0936 | 0.2716 | 6 | 0.36519
3322 | 10.455 | 1 | 365 | 11.897 | 0.95885 | 12 | 0.85584
3245 | 4.25 | 1 | 365 | 4.8362 | 0.73937 | 5 | 0.57554
3328 | 5.3 | 1 | 365 | 6.031 | 0.14556 | 6 | 0.17656
3325 | 6.63 | 1 | 365 | 7.5444 | 0.19341 | 7 | 0.73785
3355 | 6 | 1 | 365 | 6.8275 | 0.7497 | 7 | 0.57724
3356 | 7 | 1 | 365 | 7.9655 | 0.041312 | 8 | 0.00678
3439 | 8.25 | 1 | 365 | 9.3879 | 0.90583 | 10 | 0.29371
3358 | 5.355 | 1 | 365 | 6.0936 | 0.2716 | 6 | 0.36519
3359 | 2.805 | 1 | 365 | 3.1919 | 0.42798 | 3 | 0.61986
3360 | 3.57 | 1 | 365 | 4.0624 | 0.18107 | 4 | 0.24346
3361 | 5.355 | 1 | 365 | 6.0936 | 0.2716 | 6 | 0.36519
3363 | 3.06 | 1 | 365 | 3.482 | 0.012345 | 3 | 0.49439
3365 | 7.65 | 1 | 365 | 8.7051 | 0.53086 | 9 | 0.23598
3367 | 6.375 | 1 | 365 | 7.2543 | 0.60905 | 7 | 0.86332
3373 | 9.5 | 1 | 365 | 10.8103 | 0.77035 | 11 | 0.58063
3394 | 7.5 | 1 | 365 | 8.5344 | 0.18712 | 8 | 0.72155
3395 | 3.315 | 1 | 365 | 3.7722 | 0.59671 | 4 | 0.36893
3396 | 11.5 | 1 | 365 | 13.0861 | 0.35358 | 13 | 0.43971
3397 | 3.825 | 1 | 365 | 4.3526 | 0.76543 | 5 | 0.11799
3403 | 8 | 1 | 365 | 9.1034 | 0.33293 | 9 | 0.43632
3520 | 52.8 | 0.9 | 365 | 54.0741 | 0.89759 | 54 | 0.97174
3531 | 6.12 | 1 | 365 | 6.9641 | 0.02469 | 6 | 0.98878
3532 | 17.76 | 1 | 365 | 20.2095 | 0.6991 | 20 | 0.90863
3535 | 5.225 | 1 | 365 | 5.9457 | 0.97369 | 6 | 0.91935
3543 | 3.08 | 1 | 365 | 3.5048 | 0.058177 | 3 | 0.56298
3244 | 99.408 | 0.8 | 365 | 90.495 | 0.24397 | 90 | 0.73897
3499 | 4.5 | 1 | 365 | 5.1207 | 0.31227 | 5 | 0.43293
3506 | 6.375 | 1 | 365 | 7.2543 | 0.60905 | 7 | 0.86332
3507 | 5.61 | 1 | 365 | 6.3838 | 0.85597 | 7 | 0.23972
3509 | 4 | 1 | 365 | 4.5517 | 0.16646 | 4 | 0.71816
3508 | 6.75 | 1 | 365 | 7.681 | 0.46841 | 8 | 0.1494
3511 | 6.63 | 1 | 365 | 7.5444 | 0.19341 | 7 | 0.73785
3512 | 6.12 | 1 | 365 | 6.9641 | 0.02469 | 6 | 0.98878
3513 | 3.315 | 1 | 365 | 3.7722 | 0.59671 | 4 | 0.36893
3514 | 9.18 | 1 | 365 | 10.4461 | 0.037035 | 10 | 0.48318
3569 | 4.335 | 1 | 365 | 4.9329 | 0.93416 | 5 | 0.86706
3571 | 5.75 | 1 | 365 | 6.5431 | 0.17679 | 6 | 0.71985
3572 | 5.1 | 1 | 365 | 5.8034 | 0.68724 | 6 | 0.49065
3575 | 6.12 | 1 | 365 | 6.9641 | 0.02469 | 6 | 0.98878
3576 | 4.59 | 1 | 365 | 5.2231 | 0.51852 | 5 | 0.74159
3605 | 6.36 | 1 | 365 | 7.2372 | 0.57468 | 7 | 0.81187
3608 | 4.25 | 1 | 365 | 4.8362 | 0.73937 | 5 | 0.57554
3609 | 7.5 | 1 | 365 | 8.5344 | 0.18712 | 8 | 0.72155
3611 | 6.75 | 1 | 365 | 7.681 | 0.46841 | 8 | 0.1494
3614 | 4.75 | 1 | 365 | 5.4051 | 0.88518 | 6 | 0.29031
3612 | 10.71 | 1 | 365 | 12.1872 | 0.54321 | 12 | 0.73037
3615 | 6.12 | 1 | 365 | 6.9641 | 0.02469 | 6 | 0.98878
3617 | 12.25 | 1 | 365 | 13.9396 | 0.072296 | 14 | 0.011865
3619 | 7.155 | 1 | 365 | 8.1418 | 0.39651 | 8 | 0.53836
3623 | 5.61 | 1 | 365 | 6.3838 | 0.85597 | 7 | 0.23972
3624 | 5.1 | 1 | 365 | 5.8034 | 0.68724 | 6 | 0.49065
3627 | 2.5 | 1 | 365 | 2.8448 | 0.72904 | 3 | 0.57385
3629 | 11 | 1 | 365 | 12.5172 | 0.20778 | 12 | 0.72494
3631 | 9.69 | 1 | 365 | 11.0265 | 0.20576 | 11 | 0.23224
3632 | 6.12 | 1 | 365 | 6.9641 | 0.02469 | 6 | 0.98878
3633 | 7.905 | 1 | 365 | 8.9953 | 0.11522 | 9 | 0.11051
3634 | 8.415 | 1 | 365 | 9.5756 | 0.28395 | 9 | 0.85958
3636 | 8.67 | 1 | 365 | 9.8658 | 0.86831 | 10 | 0.73411
3638 | 8.16 | 1 | 365 | 9.2855 | 0.69959 | 9 | 0.98505
3639 | 5.5 | 1 | 365 | 6.2586 | 0.60389 | 6 | 0.86247
3652 | 11.22 | 1 | 365 | 12.7675 | 0.71193 | 13 | 0.47944
3653 | 7.14 | 1 | 365 | 8.1248 | 0.36214 | 8 | 0.48692
3654 | 8 | 1 | 365 | 9.1034 | 0.33293 | 9 | 0.43632
3659 | 10 | 1 | 365 | 11.3792 | 0.91616 | 12 | 0.2954
3664 | 6.25 | 1 | 365 | 7.112 | 0.3226 | 7 | 0.43462
3665 | 5.5 | 1 | 365 | 6.2586 | 0.60389 | 6 | 0.86247
3668 | 6.885 | 1 | 365 | 7.8346 | 0.77778 | 8 | 0.61238
3683 | 9.5 | 1 | 365 | 10.8103 | 0.77035 | 11 | 0.58063
3684 | 8 | 1 | 365 | 9.1034 | 0.33293 | 9 | 0.43632
3686 | 9.435 | 1 | 365 | 10.7363 | 0.6214 | 11 | 0.35771
3692 | 5.25 | 1 | 365 | 5.9741 | 0.030984 | 6 | 0.005085
3706 | 10.2 | 1 | 365 | 11.6068 | 0.37448 | 11 | 0.98131
3707 | 9.18 | 1 | 365 | 10.4461 | 0.037035 | 10 | 0.48318
3708 | 5.1 | 1 | 365 | 5.8034 | 0.68724 | 6 | 0.49065
3709 | 8.415 | 1 | 365 | 9.5756 | 0.28395 | 9 | 0.85958
3713 | 4.59 | 1 | 365 | 5.2231 | 0.51852 | 5 | 0.74159
3714 | 4.845 | 1 | 365 | 5.5132 | 0.10288 | 5 | 0.61612
3715 | 7.75 | 1 | 365 | 8.8189 | 0.76002 | 9 | 0.57893
3725 | 10.07 | 1 | 365 | 11.4589 | 0.076573 | 11 | 0.53547
3730 | 3.06 | 1 | 365 | 3.482 | 0.012345 | 3 | 0.49439
3732 | 4.25 | 1 | 365 | 4.8362 | 0.73937 | 5 | 0.57554
3733 | 19.125 | 1 | 365 | 21.7628 | 0.82716 | 22 | 0.58995
3734 | 7.395 | 1 | 365 | 8.4149 | 0.9465 | 9 | 0.36145
3765 | 9.69 | 1 | 365 | 11.0265 | 0.20576 | 11 | 0.23224
3766 | 7.75 | 1 | 365 | 8.8189 | 0.76002 | 9 | 0.57893
3768 | 11.985 | 1 | 365 | 13.638 | 0.46502 | 14 | 0.10304
3770 | 9.5 | 1 | 365 | 10.8103 | 0.77035 | 11 | 0.58063
3771 | 11.73 | 1 | 365 | 13.3478 | 0.88066 | 14 | 0.2285
3773 | 9.945 | 1 | 365 | 11.3167 | 0.79012 | 12 | 0.10678
3971 | 12.495 | 1 | 365 | 14.2184 | 0.63374 | 14 | 0.8521
3993 | 7 | 1 | 365 | 7.9655 | 0.041312 | 8 | 0.00678
3981 | 7.14 | 1 | 365 | 8.1248 | 0.36214 | 8 | 0.48692
3994 | 8.415 | 1 | 365 | 9.5756 | 0.28395 | 9 | 0.85958
3996 | 12.75 | 1 | 365 | 14.5085 | 0.2181 | 14 | 0.72663
3997 | 6.12 | 1 | 365 | 6.9641 | 0.02469 | 6 | 0.98878
3998 | 5 | 1 | 365 | 5.6896 | 0.45808 | 6 | 0.1477
4000 | 6.12 | 1 | 365 | 6.9641 | 0.02469 | 6 | 0.98878
4001 | 6.375 | 1 | 365 | 7.2543 | 0.60905 | 7 | 0.86332
4004 | 15.81 | 1 | 365 | 17.9906 | 0.23045 | 18 | 0.22103
4005 | 5.1 | 1 | 365 | 5.8034 | 0.68724 | 6 | 0.49065
4008 | 6.63 | 1 | 365 | 7.5444 | 0.19341 | 7 | 0.73785
4009 | 16.065 | 1 | 365 | 18.2807 | 0.81481 | 19 | 0.09556
4012 | 13.005 | 1 | 365 | 14.7987 | 0.80247 | 15 | 0.60117
4060 | 7.5 | 1 | 365 | 8.5344 | 0.18712 | 8 | 0.72155
4061 | 5.1 | 1 | 365 | 5.8034 | 0.68724 | 6 | 0.49065
4062 | 20.25 | 1 | 365 | 23.043 | 0.40522 | 23 | 0.44818
4063 | 7.14 | 1 | 365 | 8.1248 | 0.36214 | 8 | 0.48692
4066 | 7.42 | 1 | 365 | 8.4434 | 0.0037907 | 8 | 0.44719
4064 | 4.59 | 1 | 365 | 5.2231 | 0.51852 | 5 | 0.74159
4067 | 5.1 | 1 | 365 | 5.8034 | 0.68724 | 6 | 0.49065
4070 | 9.18 | 1 | 365 | 10.4461 | 0.037035 | 10 | 0.48318
4073 | 7.395 | 1 | 365 | 8.4149 | 0.9465 | 9 | 0.36145
4074 | 16.5 | 1 | 365 | 18.7757 | 0.81166 | 19 | 0.58741
4080 | 2.55 | 1 | 365 | 2.9017 | 0.84362 | 3 | 0.74533
29427 | 6.05 | 1 | 365 | 6.8844 | 0.86428 | 7 | 0.74872
25168 | 10.965 | 1 | 365 | 12.4773 | 0.12757 | 12 | 0.60491
13894 | 7.02 | 1 | 365 | 7.9882 | 0.087144 | 8 | 0.075371
53384 | 11.76 | 1 | 365 | 13.382 | 0.9494 | 14 | 0.33139
23139 | 5.1 | 1 | 365 | 5.8034 | 0.68724 | 6 | 0.49065
13510 | 3.9 | 1 | 365 | 4.4379 | 0.9373 | 5 | 0.37521
4081 | 4.59 | 1 | 365 | 5.2231 | 0.51852 | 5 | 0.74159
4082 | 5.865 | 1 | 365 | 6.6739 | 0.44033 | 7 | 0.11425
4103 | 6.885 | 1 | 365 | 7.8346 | 0.77778 | 8 | 0.61238
4112 | 2.04 | 1 | 365 | 2.3214 | 0.6749 | 2 | 0.99626
4113 | 15 | 1 | 365 | 17.0689 | 0.37424 | 17 | 0.4431
4117 | 3.5 | 1 | 365 | 3.9827 | 0.020656 | 4 | 0.00339
4120 | 10.75 | 1 | 365 | 12.2327 | 0.63487 | 12 | 0.86755
3784 | 5.865 | 1 | 365 | 6.6739 | 0.44033 | 7 | 0.11425
3877 | 12.426 | 1 | 365 | 14.1398 | 0.47562 | 14 | 0.61546
3534 | 58.14 | 0.9 | 365 | 59.543 | 0.9111 | 60 | 0.45411
3891 | 6.5 | 1 | 365 | 7.3965 | 0.8955 | 8 | 0.29201
3895 | 8.67 | 1 | 365 | 9.8658 | 0.86831 | 10 | 0.73411
3899 | 8.48 | 1 | 365 | 9.6496 | 0.4329 | 10 | 0.082499
3911 | 8.67 | 1 | 365 | 9.8658 | 0.86831 | 10 | 0.73411
3900 | 8 | 1 | 365 | 9.1034 | 0.33293 | 9 | 0.43632
3912 | 7.14 | 1 | 365 | 8.1248 | 0.36214 | 8 | 0.48692
3913 | 6.5 | 1 | 365 | 7.3965 | 0.8955 | 8 | 0.29201
3928 | 4.59 | 1 | 365 | 5.2231 | 0.51852 | 5 | 0.74159
3932 | 4.845 | 1 | 365 | 5.5132 | 0.10288 | 5 | 0.61612
3933 | 5.61 | 1 | 365 | 6.3838 | 0.85597 | 7 | 0.23972
3942 | 4.5 | 1 | 365 | 5.1207 | 0.31227 | 5 | 0.43293
3945 | 5.865 | 1 | 365 | 6.6739 | 0.44033 | 7 | 0.11425
3953 | 2 | 1 | 365 | 2.2758 | 0.58323 | 2 | 0.85908
3957 | 4.08 | 1 | 365 | 4.6427 | 0.34979 | 4 | 0.99252
3960 | 4.335 | 1 | 365 | 4.9329 | 0.93416 | 5 | 0.86706
3962 | 9.69 | 1 | 365 | 11.0265 | 0.20576 | 11 | 0.23224
3964 | 8.925 | 1 | 365 | 10.156 | 0.45267 | 10 | 0.60864
4331 | 3 | 1 | 365 | 3.4138 | 0.87485 | 4 | 0.28862
3774 | 7.14 | 1 | 365 | 8.1248 | 0.36214 | 8 | 0.48692
3775 | 9.75 | 1 | 365 | 11.0948 | 0.34326 | 11 | 0.43801
3776 | 5 | 1 | 365 | 5.6896 | 0.45808 | 6 | 0.1477
3786 | 9.18 | 1 | 365 | 10.4461 | 0.037035 | 10 | 0.48318
3791 | 3.06 | 1 | 365 | 3.482 | 0.012345 | 3 | 0.49439
3794 | 9.945 | 1 | 365 | 11.3167 | 0.79012 | 12 | 0.10678
3798 | 9.25 | 1 | 365 | 10.5258 | 0.19745 | 10 | 0.72325
3812 | 4.335 | 1 | 365 | 4.9329 | 0.93416 | 5 | 0.86706
3799 | 3.825 | 1 | 365 | 4.3526 | 0.76543 | 5 | 0.11799
3819 | 7.5 | 1 | 365 | 8.5344 | 0.18712 | 8 | 0.72155
3820 | 5.355 | 1 | 365 | 6.0936 | 0.2716 | 6 | 0.36519
3824 | 6.25 | 1 | 365 | 7.112 | 0.3226 | 7 | 0.43462
3827 | 7.5 | 1 | 365 | 8.5344 | 0.18712 | 8 | 0.72155
3829 | 7.25 | 1 | 365 | 8.2499 | 0.61422 | 8 | 0.86416
3830 | 4.08 | 1 | 365 | 4.6427 | 0.34979 | 4 | 0.99252
4122 | 3.06 | 1 | 365 | 3.482 | 0.012345 | 3 | 0.49439
4123 | 7.65 | 1 | 365 | 8.7051 | 0.53086 | 9 | 0.23598
4140 | 5 | 1 | 365 | 5.6896 | 0.45808 | 6 | 0.1477
4141 | 6.75 | 1 | 365 | 7.681 | 0.46841 | 8 | 0.1494
3855 | 4.25 | 1 | 365 | 4.8362 | 0.73937 | 5 | 0.57554
4142 | 7.42 | 1 | 365 | 8.4434 | 0.0037907 | 8 | 0.44719
4143 | 3.5 | 1 | 365 | 3.9827 | 0.020656 | 4 | 0.00339
3879 | 8.925 | 1 | 365 | 10.156 | 0.45267 | 10 | 0.60864
4144 | 5.5 | 1 | 365 | 6.2586 | 0.60389 | 6 | 0.86247
4145 | 7.75 | 1 | 365 | 8.8189 | 0.76002 | 9 | 0.57893
4146 | 9.75 | 1 | 365 | 11.0948 | 0.34326 | 11 | 0.43801
3881 | 8.67 | 1 | 365 | 9.8658 | 0.86831 | 10 | 0.73411
4147 | 8.925 | 1 | 365 | 10.156 | 0.45267 | 10 | 0.60864
3894 | 6.12 | 1 | 365 | 6.9641 | 0.02469 | 6 | 0.98878
4150 | 6.12 | 1 | 365 | 6.9641 | 0.02469 | 6 | 0.98878
4157 | 6.12 | 1 | 365 | 6.9641 | 0.02469 | 6 | 0.98878
4158 | 9.18 | 1 | 365 | 10.4461 | 0.037035 | 10 | 0.48318
4161 | 2.5 | 1 | 365 | 2.8448 | 0.72904 | 3 | 0.57385
4164 | 5.61 | 1 | 365 | 6.3838 | 0.85597 | 7 | 0.23972
3883 | 9.25 | 1 | 365 | 10.5258 | 0.19745 | 10 | 0.72325
4230 | 9.435 | 1 | 365 | 10.7363 | 0.6214 | 11 | 0.35771
4233 | 10.455 | 1 | 365 | 11.897 | 0.95885 | 12 | 0.85584
4242 | 3.825 | 1 | 365 | 4.3526 | 0.76543 | 5 | 0.11799
4243 | 7.14 | 1 | 365 | 8.1248 | 0.36214 | 8 | 0.48692
4244 | 5.865 | 1 | 365 | 6.6739 | 0.44033 | 7 | 0.11425
4245 | 23.5 | 1 | 365 | 26.7412 | 0.85298 | 27 | 0.59419
4246 | 8.16 | 1 | 365 | 9.2855 | 0.69959 | 9 | 0.98505
4258 | 6.885 | 1 | 365 | 7.8346 | 0.77778 | 8 | 0.61238
4259 | 10.2 | 1 | 365 | 11.6068 | 0.37448 | 11 | 0.98131
4260 | 2.55 | 1 | 365 | 2.9017 | 0.84362 | 3 | 0.74533
4261 | 7.14 | 1 | 365 | 8.1248 | 0.36214 | 8 | 0.48692
4262 | 6.12 | 1 | 365 | 6.9641 | 0.02469 | 6 | 0.98878
4266 | 10.2 | 1 | 365 | 11.6068 | 0.37448 | 11 | 0.98131
4268 | 5.865 | 1 | 365 | 6.6739 | 0.44033 | 7 | 0.11425
4270 | 6.885 | 1 | 365 | 7.8346 | 0.77778 | 8 | 0.61238
4271 | 4.335 | 1 | 365 | 4.9329 | 0.93416 | 5 | 0.86706
4272 | 9.18 | 1 | 365 | 10.4461 | 0.037035 | 10 | 0.48318
4274 | 7.25 | 1 | 365 | 8.2499 | 0.61422 | 8 | 0.86416
4285 | 3.06 | 1 | 365 | 3.482 | 0.012345 | 3 | 0.49439
4278 | 7.14 | 1 | 365 | 8.1248 | 0.36214 | 8 | 0.48692
4292 | 6.12 | 1 | 365 | 6.9641 | 0.02469 | 6 | 0.98878
3976 | 9.72 | 1 | 365 | 11.0606 | 0.27451 | 11 | 0.33513
3985 | 6.21 | 1 | 365 | 7.0665 | 0.23094 | 7 | 0.29744
3988 | 4 | 1 | 365 | 4.5517 | 0.16646 | 4 | 0.71816
4298 | 3.57 | 1 | 365 | 4.0624 | 0.18107 | 4 | 0.24346
4308 | 5 | 1 | 365 | 5.6896 | 0.45808 | 6 | 0.1477
4314 | 7 | 1 | 365 | 7.9655 | 0.041312 | 8 | 0.00678
4316 | 7.14 | 1 | 365 | 8.1248 | 0.36214 | 8 | 0.48692
4317 | 4.75 | 1 | 365 | 5.4051 | 0.88518 | 6 | 0.29031
4321 | 7.75 | 1 | 365 | 8.8189 | 0.76002 | 9 | 0.57893
4323 | 4.845 | 1 | 365 | 5.5132 | 0.10288 | 5 | 0.61612
4324 | 5.1 | 1 | 365 | 5.8034 | 0.68724 | 6 | 0.49065
4325 | 7.905 | 1 | 365 | 8.9953 | 0.11522 | 9 | 0.11051
4326 | 6.375 | 1 | 365 | 7.2543 | 0.60905 | 7 | 0.86332
4327 | 5 | 1 | 365 | 5.6896 | 0.45808 | 6 | 0.1477
4328 | 8.925 | 1 | 365 | 10.156 | 0.45267 | 10 | 0.60864
4330 | 5.865 | 1 | 365 | 6.6739 | 0.44033 | 7 | 0.11425
18492 | 12.753 | 1 | 365 | 14.5119 | 0.22498 | 14 | 0.73692
14063 | 3.825 | 1 | 365 | 4.3526 | 0.76543 | 5 | 0.11799
73686 | 3.78 | 1 | 365 | 4.3014 | 0.66231 | 4 | 0.96366
3858 | 5.232 | 1 | 365 | 5.9536 | 0.98973 | 6 | 0.94335
3866 | 5.5 | 1 | 365 | 6.2586 | 0.60389 | 6 | 0.86247
4079 | 4.02 | 1 | 365 | 4.5745 | 0.2123 | 4 | 0.78675
4031 | 6.89 | 1 | 365 | 7.8403 | 0.78923 | 8 | 0.62953
4133 | 6.38 | 1 | 365 | 7.26 | 0.62051 | 7 | 0.88047
3533 | 57.2 | 0.9 | 365 | 58.5803 | 0.97239 | 59 | 0.55272
3910 | 5.61 | 1 | 365 | 6.3838 | 0.85597 | 7 | 0.23972
4217 | 4.24 | 1 | 365 | 4.8248 | 0.71645 | 5 | 0.54125
4032 | 214.25 | 0.9 | 365 | 219.4202 | 0.88086 | 220 | 0.30105
4318 | 5.75 | 1 | 365 | 6.5431 | 0.17679 | 6 | 0.71985
4362 | 2.25 | 1 | 365 | 2.5603 | 0.15614 | 2 | 0.71646
4367 | 16.2 | 1 | 365 | 18.4344 | 0.12418 | 18 | 0.55855
4418 | 8.1 | 1 | 365 | 9.2172 | 0.56209 | 9 | 0.77927
4365 | 2.45 | 1 | 365 | 2.7879 | 0.61446 | 3 | 0.40237
4033 | 4.77 | 1 | 365 | 5.4279 | 0.93101 | 6 | 0.35891
4099 | 6.63 | 1 | 365 | 7.5444 | 0.19341 | 7 | 0.73785
4191 | 9.6 | 1 | 365 | 10.9241 | 0.99951 | 11 | 0.92358
4192 | 8.502 | 1 | 365 | 9.6746 | 0.48332 | 10 | 0.15795
4203 | 8.1 | 1 | 365 | 9.2172 | 0.56209 | 9 | 0.77927
4283 | 4.56 | 1 | 365 | 5.1889 | 0.44977 | 5 | 0.6387
3968 | 7.25 | 1 | 365 | 8.2499 | 0.61422 | 8 | 0.86416
3970 | 2.25 | 1 | 365 | 2.5603 | 0.15614 | 2 | 0.71646
4241 | 10.455 | 1 | 365 | 11.897 | 0.95885 | 12 | 0.85584
4409 | 6.03 | 1 | 365 | 6.8617 | 0.81844 | 7 | 0.68013
4332 | 4.75 | 1 | 365 | 5.4051 | 0.88518 | 6 | 0.29031
4336 | 7 | 1 | 365 | 7.9655 | 0.041312 | 8 | 0.00678
4338 | 6.12 | 1 | 365 | 6.9641 | 0.02469 | 6 | 0.98878
4339 | 2.04 | 1 | 365 | 2.3214 | 0.6749 | 2 | 0.99626
4342 | 3.315 | 1 | 365 | 3.7722 | 0.59671 | 4 | 0.36893
4343 | 11.5 | 1 | 365 | 13.0861 | 0.35358 | 13 | 0.43971
4337 | 10.75 | 1 | 365 | 12.2327 | 0.63487 | 12 | 0.86755
4344 | 6 | 1 | 365 | 6.8275 | 0.7497 | 7 | 0.57724
4345 | 9.25 | 1 | 365 | 10.5258 | 0.19745 | 10 | 0.72325
4346 | 15 | 1 | 365 | 17.0689 | 0.37424 | 17 | 0.4431
4347 | 10.71 | 1 | 365 | 12.1872 | 0.54321 | 12 | 0.73037
4410 | 11.772 | 1 | 365 | 13.3956 | 0.9769 | 14 | 0.37254
4349 | 6.12 | 1 | 365 | 6.9641 | 0.02469 | 6 | 0.98878
4370 | 4 | 1 | 365 | 4.5517 | 0.16646 | 4 | 0.71816
4350 | 4.59 | 1 | 365 | 5.2231 | 0.51852 | 5 | 0.74159
4351 | 4.5 | 1 | 365 | 5.1207 | 0.31227 | 5 | 0.43293
4352 | 9.25 | 1 | 365 | 10.5258 | 0.19745 | 10 | 0.72325
4355 | 6.63 | 1 | 365 | 7.5444 | 0.19341 | 7 | 0.73785
4356 | 5.1 | 1 | 365 | 5.8034 | 0.68724 | 6 | 0.49065
4357 | 4.08 | 1 | 365 | 4.6427 | 0.34979 | 4 | 0.99252
4359 | 7.25 | 1 | 365 | 8.2499 | 0.61422 | 8 | 0.86416
4588 | 4.845 | 1 | 365 | 5.5132 | 0.10288 | 5 | 0.61612
4589 | 4.59 | 1 | 365 | 5.2231 | 0.51852 | 5 | 0.74159
4618 | 11.5 | 1 | 365 | 13.0861 | 0.35358 | 13 | 0.43971
4619 | 4.41 | 1 | 365 | 5.0182 | 0.10603 | 5 | 0.12427
4620 | 3.75 | 1 | 365 | 4.2672 | 0.59356 | 4 | 0.86078
4621 | 7.65 | 1 | 365 | 8.7051 | 0.53086 | 9 | 0.23598
4624 | 3.57 | 1 | 365 | 4.0624 | 0.18107 | 4 | 0.24346
4421 | 6.63 | 1 | 365 | 7.5444 | 0.19341 | 7 | 0.73785
4422 | 8.67 | 1 | 365 | 9.8658 | 0.86831 | 10 | 0.73411
4423 | 3.315 | 1 | 365 | 3.7722 | 0.59671 | 4 | 0.36893
4383 | 5.61 | 1 | 365 | 6.3838 | 0.85597 | 7 | 0.23972
4424 | 4.845 | 1 | 365 | 5.5132 | 0.10288 | 5 | 0.61612
4425 | 2.75 | 1 | 365 | 3.1293 | 0.30194 | 3 | 0.43124
4389 | 5.4 | 1 | 365 | 6.1448 | 0.37473 | 6 | 0.51952
4393 | 3.685 | 1 | 365 | 4.1932 | 0.4446 | 4 | 0.63785
4453 | 7.395 | 1 | 365 | 8.4149 | 0.9465 | 9 | 0.36145
4454 | 9.435 | 1 | 365 | 10.7363 | 0.6214 | 11 | 0.35771
4104 | 15.9 | 1 | 365 | 18.093 | 0.43669 | 18 | 0.52969
4474 | 11.475 | 1 | 365 | 13.0577 | 0.29629 | 13 | 0.35397
4475 | 5.355 | 1 | 365 | 6.0936 | 0.2716 | 6 | 0.36519
3893 | 4.578 | 1 | 365 | 5.2094 | 0.49102 | 5 | 0.70043
4476 | 6.885 | 1 | 365 | 7.8346 | 0.77778 | 8 | 0.61238
4477 | 2.04 | 1 | 365 | 2.3214 | 0.6749 | 2 | 0.99626
4481 | 2.55 | 1 | 365 | 2.9017 | 0.84362 | 3 | 0.74533
4489 | 7.14 | 1 | 365 | 8.1248 | 0.36214 | 8 | 0.48692
4493 | 6.63 | 1 | 365 | 7.5444 | 0.19341 | 7 | 0.73785
4497 | 11.25 | 1 | 365 | 12.8016 | 0.78068 | 13 | 0.58232
4276 | 3.78 | 1 | 365 | 4.3014 | 0.66231 | 4 | 0.96366
4498 | 11.73 | 1 | 365 | 13.3478 | 0.88066 | 14 | 0.2285
4499 | 4.845 | 1 | 365 | 5.5132 | 0.10288 | 5 | 0.61612
4677 | 3.5 | 1 | 365 | 3.9827 | 0.020656 | 4 | 0.00339
4500 | 11.985 | 1 | 365 | 13.638 | 0.46502 | 14 | 0.10304
4501 | 9 | 1 | 365 | 10.2413 | 0.62454 | 10 | 0.86586
4279 | 3.5 | 1 | 365 | 3.9827 | 0.020656 | 4 | 0.00339
4610 | 9 | 1 | 365 | 10.2413 | 0.62454 | 10 | 0.86586
4502 | 6.25 | 1 | 365 | 7.112 | 0.3226 | 7 | 0.43462
4503 | 6.63 | 1 | 365 | 7.5444 | 0.19341 | 7 | 0.73785
4436 | 13.26 | 1 | 365 | 15.0889 | 0.38683 | 15 | 0.4757
4444 | 9.49 | 1 | 365 | 10.7989 | 0.74744 | 11 | 0.54633
4445 | 5.88 | 1 | 365 | 6.691 | 0.4747 | 7 | 0.1657
4464 | 3 | 1 | 365 | 3.4138 | 0.87485 | 4 | 0.28862
4465 | 5.565 | 1 | 365 | 6.3325 | 0.75284 | 7 | 0.08539
4504 | 5.1 | 1 | 365 | 5.8034 | 0.68724 | 6 | 0.49065
4522 | 6.885 | 1 | 365 | 7.8346 | 0.77778 | 8 | 0.61238
4523 | 6.12 | 1 | 365 | 6.9641 | 0.02469 | 6 | 0.98878
4524 | 4.845 | 1 | 365 | 5.5132 | 0.10288 | 5 | 0.61612
4536 | 7.75 | 1 | 365 | 8.8189 | 0.76002 | 9 | 0.57893
4537 | 10.455 | 1 | 365 | 11.897 | 0.95885 | 12 | 0.85584
4538 | 7.395 | 1 | 365 | 8.4149 | 0.9465 | 9 | 0.36145
4539 | 8.415 | 1 | 365 | 9.5756 | 0.28395 | 9 | 0.85958
4540 | 5.25 | 1 | 365 | 5.9741 | 0.030984 | 6 | 0.005085
4541 | 8 | 1 | 365 | 9.1034 | 0.33293 | 9 | 0.43632
4545 | 9.69 | 1 | 365 | 11.0265 | 0.20576 | 11 | 0.23224
4546 | 6.885 | 1 | 365 | 7.8346 | 0.77778 | 8 | 0.61238
4547 | 7.905 | 1 | 365 | 8.9953 | 0.11522 | 9 | 0.11051
4549 | 7.75 | 1 | 365 | 8.8189 | 0.76002 | 9 | 0.57893
4555 | 4.845 | 1 | 365 | 5.5132 | 0.10288 | 5 | 0.61612
4559 | 5.355 | 1 | 365 | 6.0936 | 0.2716 | 6 | 0.36519
4560 | 6.5 | 1 | 365 | 7.3965 | 0.8955 | 8 | 0.29201
4561 | 9.18 | 1 | 365 | 10.4461 | 0.037035 | 10 | 0.48318
4774 | 5.355 | 1 | 365 | 6.0936 | 0.2716 | 6 | 0.36519
4626 | 8.5 | 1 | 365 | 9.6724 | 0.47874 | 10 | 0.15109
4628 | 4.5 | 1 | 365 | 5.1207 | 0.31227 | 5 | 0.43293
4629 | 6.63 | 1 | 365 | 7.5444 | 0.19341 | 7 | 0.73785
4632 | 2.55 | 1 | 365 | 2.9017 | 0.84362 | 3 | 0.74533
4630 | 9.945 | 1 | 365 | 11.3167 | 0.79012 | 12 | 0.10678
4633 | 6.12 | 1 | 365 | 6.9641 | 0.02469 | 6 | 0.98878
4641 | 7 | 1 | 365 | 7.9655 | 0.041312 | 8 | 0.00678
4642 | 9.18 | 1 | 365 | 10.4461 | 0.037035 | 10 | 0.48318
4643 | 4.845 | 1 | 365 | 5.5132 | 0.10288 | 5 | 0.61612
4691 | 4.335 | 1 | 365 | 4.9329 | 0.93416 | 5 | 0.86706
4693 | 10.2 | 1 | 365 | 11.6068 | 0.37448 | 11 | 0.98131
4694 | 3.825 | 1 | 365 | 4.3526 | 0.76543 | 5 | 0.11799
4448 | 6.885 | 1 | 365 | 7.8346 | 0.77778 | 8 | 0.61238
4451 | 7.2 | 1 | 365 | 8.1931 | 0.49964 | 8 | 0.69269
4467 | 6.12 | 1 | 365 | 6.9641 | 0.02469 | 6 | 0.98878
4473 | 5.025 | 1 | 365 | 5.7181 | 0.51537 | 6 | 0.23344
4511 | 23 | 1 | 365 | 26.1723 | 0.70717 | 26 | 0.87942
4335 | 4.8 | 1 | 365 | 5.462 | 0.99976 | 6 | 0.46179
4574 | 5.13 | 1 | 365 | 5.8376 | 0.75599 | 6 | 0.59354
3386 | 3.3 | 1 | 365 | 3.7551 | 0.56233 | 4 | 0.31748
4593 | 13.78 | 1 | 365 | 15.6806 | 0.57847 | 16 | 0.25906
4594 | 5.145 | 1 | 365 | 5.8546 | 0.79036 | 6 | 0.64498
4595 | 5.88 | 1 | 365 | 6.691 | 0.4747 | 7 | 0.1657
4596 | 8.25 | 1 | 365 | 9.3879 | 0.90583 | 10 | 0.29371
2185 | 4.32 | 1 | 365 | 4.9158 | 0.89978 | 5 | 0.81561
3399 | 5 | 1 | 365 | 5.6896 | 0.45808 | 6 | 0.1477
4329 | 18 | 1 | 365 | 20.4826 | 0.24909 | 20 | 0.73172
4333 | 18 | 1 | 365 | 20.4826 | 0.24909 | 20 | 0.73172
4334 | 18 | 1 | 365 | 20.4826 | 0.24909 | 20 | 0.73172
4558 | 18 | 1 | 365 | 20.4826 | 0.24909 | 20 | 0.73172
4562 | 18 | 1 | 365 | 20.4826 | 0.24909 | 20 | 0.73172
4565 | 18 | 1 | 365 | 20.4826 | 0.24909 | 20 | 0.73172
4566 | 9 | 1 | 365 | 10.2413 | 0.62454 | 10 | 0.86586
4571 | 7.848 | 1 | 365 | 8.9304 | 0.9846 | 9 | 0.91503
4597 | 6.615 | 1 | 365 | 7.5274 | 0.15904 | 7 | 0.68641
4614 | 9 | 1 | 365 | 10.2413 | 0.62454 | 10 | 0.86586
4645 | 8.085 | 1 | 365 | 9.2001 | 0.52772 | 9 | 0.72783
4686 | 2.5 | 1 | 365 | 2.8448 | 0.72904 | 3 | 0.57385
4687 | 9.31 | 1 | 365 | 10.5941 | 0.33494 | 10 | 0.92902
4688 | 2.5 | 1 | 365 | 2.8448 | 0.72904 | 3 | 0.57385
4683 | 10.26 | 1 | 365 | 11.6751 | 0.51198 | 12 | 0.18708
4658 | 24.75 | 1 | 365 | 28.1636 | 0.7175 | 28 | 0.88111
4662 | 8.67 | 1 | 365 | 9.8658 | 0.86831 | 10 | 0.73411
4678 | 6.7 | 1 | 365 | 7.6241 | 0.35383 | 7 | 0.97792
4680 | 5.355 | 1 | 365 | 6.0936 | 0.2716 | 6 | 0.36519
4696 | 5.25 | 1 | 365 | 5.9741 | 0.030984 | 6 | 0.005085
4697 | 7.905 | 1 | 365 | 8.9953 | 0.11522 | 9 | 0.11051
4727 | 2 | 1 | 365 | 2.2758 | 0.58323 | 2 | 0.85908
4734 | 7.395 | 1 | 365 | 8.4149 | 0.9465 | 9 | 0.36145
4738 | 4.845 | 1 | 365 | 5.5132 | 0.10288 | 5 | 0.61612
4739 | 3.315 | 1 | 365 | 3.7722 | 0.59671 | 4 | 0.36893
3061 | 7.85 | 1 | 365 | 8.9327 | 0.98919 | 9 | 0.92189
4775 | 10.75 | 1 | 365 | 12.2327 | 0.63487 | 12 | 0.86755
4776 | 9.25 | 1 | 365 | 10.5258 | 0.19745 | 10 | 0.72325
4800 | 8 | 1 | 365 | 9.1034 | 0.33293 | 9 | 0.43632
4801 | 3.75 | 1 | 365 | 4.2672 | 0.59356 | 4 | 0.86078
4816 | 4.59 | 1 | 365 | 5.2231 | 0.51852 | 5 | 0.74159
4818 | 4.59 | 1 | 365 | 5.2231 | 0.51852 | 5 | 0.74159
4819 | 3.06 | 1 | 365 | 3.482 | 0.012345 | 3 | 0.49439
4820 | 5.865 | 1 | 365 | 6.6739 | 0.44033 | 7 | 0.11425
4821 | 4 | 1 | 365 | 4.5517 | 0.16646 | 4 | 0.71816
4834 | 14 | 1 | 365 | 15.9309 | 0.082624 | 16 | 0.01356
4835 | 5.61 | 1 | 365 | 6.3838 | 0.85597 | 7 | 0.23972
4836 | 6.25 | 1 | 365 | 7.112 | 0.3226 | 7 | 0.43462
4319 | 5.1 | 1 | 365 | 5.8034 | 0.68724 | 6 | 0.49065
4320 | 5.5 | 1 | 365 | 6.2586 | 0.60389 | 6 | 0.86247
3729 | 7.14 | 1 | 365 | 8.1248 | 0.36214 | 8 | 0.48692
4977 | 3.06 | 1 | 365 | 3.482 | 0.012345 | 3 | 0.49439
4979 | 6.885 | 1 | 365 | 7.8346 | 0.77778 | 8 | 0.61238
4980 | 7.65 | 1 | 365 | 8.7051 | 0.53086 | 9 | 0.23598
4984 | 5.61 | 1 | 365 | 6.3838 | 0.85597 | 7 | 0.23972
4986 | 6.36 | 1 | 365 | 7.2372 | 0.57468 | 7 | 0.81187
4987 | 4.08 | 1 | 365 | 4.6427 | 0.34979 | 4 | 0.99252
4988 | 6.63 | 1 | 365 | 7.5444 | 0.19341 | 7 | 0.73785
4991 | 3.57 | 1 | 365 | 4.0624 | 0.18107 | 4 | 0.24346
4992 | 6 | 1 | 365 | 6.8275 | 0.7497 | 7 | 0.57724
4994 | 6.375 | 1 | 365 | 7.2543 | 0.60905 | 7 | 0.86332
4996 | 9.69 | 1 | 365 | 11.0265 | 0.20576 | 11 | 0.23224
4997 | 9.69 | 1 | 365 | 11.0265 | 0.20576 | 11 | 0.23224
4998 | 8.16 | 1 | 365 | 9.2855 | 0.69959 | 9 | 0.98505
5144 | 7.5 | 1 | 365 | 8.5344 | 0.18712 | 8 | 0.72155
5106 | 9.945 | 1 | 365 | 11.3167 | 0.79012 | 12 | 0.10678
5145 | 5.1 | 1 | 365 | 5.8034 | 0.68724 | 6 | 0.49065
5148 | 9.69 | 1 | 365 | 11.0265 | 0.20576 | 11 | 0.23224
5151 | 7.65 | 1 | 365 | 8.7051 | 0.53086 | 9 | 0.23598
5152 | 7.14 | 1 | 365 | 8.1248 | 0.36214 | 8 | 0.48692
5155 | 5.1 | 1 | 365 | 5.8034 | 0.68724 | 6 | 0.49065
5153 | 9.435 | 1 | 365 | 10.7363 | 0.6214 | 11 | 0.35771
5156 | 7.14 | 1 | 365 | 8.1248 | 0.36214 | 8 | 0.48692
5159 | 5 | 1 | 365 | 5.6896 | 0.45808 | 6 | 0.1477
5160 | 3.75 | 1 | 365 | 4.2672 | 0.59356 | 4 | 0.86078
5161 | 9.945 | 1 | 365 | 11.3167 | 0.79012 | 12 | 0.10678
5162 | 3.06 | 1 | 365 | 3.482 | 0.012345 | 3 | 0.49439
5163 | 6.12 | 1 | 365 | 6.9641 | 0.02469 | 6 | 0.98878
5164 | 7.395 | 1 | 365 | 8.4149 | 0.9465 | 9 | 0.36145
5165 | 8.67 | 1 | 365 | 9.8658 | 0.86831 | 10 | 0.73411
5166 | 9.69 | 1 | 365 | 11.0265 | 0.20576 | 11 | 0.23224
5167 | 4.59 | 1 | 365 | 5.2231 | 0.51852 | 5 | 0.74159
4746 | 3.57 | 1 | 365 | 4.0624 | 0.18107 | 4 | 0.24346
4747 | 6.58 | 1 | 365 | 7.4875 | 0.078833 | 7 | 0.56637
4638 | 5.865 | 1 | 365 | 6.6739 | 0.44033 | 7 | 0.11425
4787 | 6.86 | 1 | 365 | 7.8062 | 0.72049 | 8 | 0.52664
4788 | 8.82 | 1 | 365 | 10.0365 | 0.21205 | 10 | 0.24854
4793 | 25 | 1 | 365 | 28.4481 | 0.2904 | 28 | 0.7385
4795 | 12.753 | 1 | 365 | 14.5119 | 0.22498 | 14 | 0.73692
4851 | 6.37 | 1 | 365 | 7.2486 | 0.59759 | 7 | 0.84617
4852 | 6.125 | 1 | 365 | 6.9698 | 0.036148 | 7 | 0.0059325
4853 | 6.25 | 1 | 365 | 7.112 | 0.3226 | 7 | 0.43462
4854 | 8.32 | 1 | 365 | 9.4675 | 0.066245 | 9 | 0.53377
4890 | 7.35 | 1 | 365 | 8.3637 | 0.84338 | 9 | 0.20712
4892 | 7.5 | 1 | 365 | 8.5344 | 0.18712 | 8 | 0.72155
4893 | 4.845 | 1 | 365 | 5.5132 | 0.10288 | 5 | 0.61612
4894 | 4.845 | 1 | 365 | 5.5132 | 0.10288 | 5 | 0.61612
4895 | 7.395 | 1 | 365 | 8.4149 | 0.9465 | 9 | 0.36145
4896 | 7.395 | 1 | 365 | 8.4149 | 0.9465 | 9 | 0.36145
4900 | 3.06 | 1 | 365 | 3.482 | 0.012345 | 3 | 0.49439
4902 | 4.335 | 1 | 365 | 4.9329 | 0.93416 | 5 | 0.86706
4903 | 6.75 | 1 | 365 | 7.681 | 0.46841 | 8 | 0.1494
4904 | 8.25 | 1 | 365 | 9.3879 | 0.90583 | 10 | 0.29371
4905 | 6.12 | 1 | 365 | 6.9641 | 0.02469 | 6 | 0.98878
4857 | 8.16 | 1 | 365 | 9.2855 | 0.69959 | 9 | 0.98505
4858 | 7.194 | 1 | 365 | 8.1862 | 0.48589 | 8 | 0.67211
4906 | 7.5 | 1 | 365 | 8.5344 | 0.18712 | 8 | 0.72155
4911 | 5.4 | 1 | 365 | 6.1448 | 0.37473 | 6 | 0.51952
4912 | 6.5 | 1 | 365 | 7.3965 | 0.8955 | 8 | 0.29201
4915 | 6.75 | 1 | 365 | 7.681 | 0.46841 | 8 | 0.1494
4908 | 10.455 | 1 | 365 | 11.897 | 0.95885 | 12 | 0.85584
4924 | 8.25 | 1 | 365 | 9.3879 | 0.90583 | 10 | 0.29371
4931 | 4.75 | 1 | 365 | 5.4051 | 0.88518 | 6 | 0.29031
4913 | 5.36 | 1 | 365 | 6.0993 | 0.28306 | 6 | 0.38233
4917 | 5.36 | 1 | 365 | 6.0993 | 0.28306 | 6 | 0.38233
4919 | 7.2 | 1 | 365 | 8.1931 | 0.49964 | 8 | 0.69269
4920 | 4.59 | 1 | 365 | 5.2231 | 0.51852 | 5 | 0.74159
4940 | 6 | 1 | 365 | 6.8275 | 0.7497 | 7 | 0.57724
4939 | 6.5 | 1 | 365 | 7.3965 | 0.8955 | 8 | 0.29201
4941 | 9 | 1 | 365 | 10.2413 | 0.62454 | 10 | 0.86586
4910 | 6.12 | 1 | 365 | 6.9641 | 0.02469 | 6 | 0.98878
4833 | 6.5 | 1 | 365 | 7.3965 | 0.8955 | 8 | 0.29201
4808 | 6.63 | 1 | 365 | 7.5444 | 0.19341 | 7 | 0.73785
4823 | 3.43 | 1 | 365 | 3.9031 | 0.86024 | 4 | 0.76332
4840 | 5.145 | 1 | 365 | 5.8546 | 0.79036 | 6 | 0.64498
5039 | 7.56 | 1 | 365 | 8.6027 | 0.32462 | 8 | 0.92732
4520 | 5.1 | 1 | 365 | 5.8034 | 0.68724 | 6 | 0.49065
5004 | 5.4 | 1 | 365 | 6.1448 | 0.37473 | 6 | 0.51952
5008 | 5.5 | 1 | 365 | 6.2586 | 0.60389 | 6 | 0.86247
4035 | 155.1 | 0.9 | 365 | 158.8428 | 0.88668 | 159 | 0.72949
4922 | 4.59 | 1 | 365 | 5.2231 | 0.51852 | 5 | 0.74159
5018 | 50.715 | 0.9 | 365 | 51.9388 | 0.59737 | 52 | 0.53621
4925 | 5.1 | 1 | 365 | 5.8034 | 0.68724 | 6 | 0.49065
4926 | 5.1 | 1 | 365 | 5.8034 | 0.68724 | 6 | 0.49065
4927 | 6.12 | 1 | 365 | 6.9641 | 0.02469 | 6 | 0.98878
4945 | 7 | 1 | 365 | 7.9655 | 0.041312 | 8 | 0.00678
4946 | 4.25 | 1 | 365 | 4.8362 | 0.73937 | 5 | 0.57554
4947 | 7.65 | 1 | 365 | 8.7051 | 0.53086 | 9 | 0.23598
4948 | 5.355 | 1 | 365 | 6.0936 | 0.2716 | 6 | 0.36519
4949 | 10 | 1 | 365 | 11.3792 | 0.91616 | 12 | 0.2954
4951 | 9.435 | 1 | 365 | 10.7363 | 0.6214 | 11 | 0.35771
4953 | 7.14 | 1 | 365 | 8.1248 | 0.36214 | 8 | 0.48692
4954 | 11.985 | 1 | 365 | 13.638 | 0.46502 | 14 | 0.10304
4966 | 9 | 1 | 365 | 10.2413 | 0.62454 | 10 | 0.86586
5011 | 5.88 | 1 | 365 | 6.691 | 0.4747 | 7 | 0.1657
5013 | 24.91 | 1 | 365 | 28.3457 | 0.084155 | 28 | 0.42984
5016 | 3.92 | 1 | 365 | 4.4607 | 0.98313 | 5 | 0.4438
4967 | 14 | 1 | 365 | 15.9309 | 0.082624 | 16 | 0.01356
4969 | 15.5 | 1 | 365 | 17.6378 | 0.52005 | 18 | 0.15787
5049 | 3.6 | 1 | 365 | 4.0965 | 0.24982 | 4 | 0.34634
4972 | 9.18 | 1 | 365 | 10.4461 | 0.037035 | 10 | 0.48318
4544 | 4.335 | 1 | 365 | 4.9329 | 0.93416 | 5 | 0.86706
4968 | 5.775 | 1 | 365 | 6.5715 | 0.23408 | 6 | 0.80559
5023 | 7.395 | 1 | 365 | 8.4149 | 0.9465 | 9 | 0.36145
5026 | 10.455 | 1 | 365 | 11.897 | 0.95885 | 12 | 0.85584
5027 | 6 | 1 | 365 | 6.8275 | 0.7497 | 7 | 0.57724
5060 | 9 | 1 | 365 | 10.2413 | 0.62454 | 10 | 0.86586
5028 | 9.435 | 1 | 365 | 10.7363 | 0.6214 | 11 | 0.35771
5029 | 4.845 | 1 | 365 | 5.5132 | 0.10288 | 5 | 0.61612
5033 | 5.1 | 1 | 365 | 5.8034 | 0.68724 | 6 | 0.49065
5031 | 5.1 | 1 | 365 | 5.8034 | 0.68724 | 6 | 0.49065
5062 | 10.5 | 1 | 365 | 11.9482 | 0.061968 | 12 | 0.01017
5042 | 4 | 1 | 365 | 4.5517 | 0.16646 | 4 | 0.71816
5045 | 5.865 | 1 | 365 | 6.6739 | 0.44033 | 7 | 0.11425
5107 | 6.885 | 1 | 365 | 7.8346 | 0.77778 | 8 | 0.61238
5047 | 5.355 | 1 | 365 | 6.0936 | 0.2716 | 6 | 0.36519
5110 | 17.004 | 1 | 365 | 19.3493 | 0.96664 | 20 | 0.3159
5051 | 8.16 | 1 | 365 | 9.2855 | 0.69959 | 9 | 0.98505
5052 | 9.275 | 1 | 365 | 10.5542 | 0.25474 | 10 | 0.80898
5169 | 13.77 | 1 | 365 | 15.6692 | 0.55555 | 16 | 0.22477
5170 | 6.63 | 1 | 365 | 7.5444 | 0.19341 | 7 | 0.73785
5174 | 9.69 | 1 | 365 | 11.0265 | 0.20576 | 11 | 0.23224
5177 | 5.1 | 1 | 365 | 5.8034 | 0.68724 | 6 | 0.49065
5183 | 2.295 | 1 | 365 | 2.6115 | 0.25926 | 2 | 0.87079
5184 | 8.16 | 1 | 365 | 9.2855 | 0.69959 | 9 | 0.98505
4974 | 8.67 | 1 | 365 | 9.8658 | 0.86831 | 10 | 0.73411
5130 | 7.395 | 1 | 365 | 8.4149 | 0.9465 | 9 | 0.36145
5185 | 8.16 | 1 | 365 | 9.2855 | 0.69959 | 9 | 0.98505
5186 | 3.825 | 1 | 365 | 4.3526 | 0.76543 | 5 | 0.11799
5189 | 4.08 | 1 | 365 | 4.6427 | 0.34979 | 4 | 0.99252
5190 | 4 | 1 | 365 | 4.5517 | 0.16646 | 4 | 0.71816
5054 | 6.885 | 1 | 365 | 7.8346 | 0.77778 | 8 | 0.61238
5055 | 8.67 | 1 | 365 | 9.8658 | 0.86831 | 10 | 0.73411
5056 | 7.905 | 1 | 365 | 8.9953 | 0.11522 | 9 | 0.11051
5057 | 13.26 | 1 | 365 | 15.0889 | 0.38683 | 15 | 0.4757
5075 | 9.18 | 1 | 365 | 10.4461 | 0.037035 | 10 | 0.48318
5078 | 2.295 | 1 | 365 | 2.6115 | 0.25926 | 2 | 0.87079
5079 | 8.415 | 1 | 365 | 9.5756 | 0.28395 | 9 | 0.85958
5080 | 3.57 | 1 | 365 | 4.0624 | 0.18107 | 4 | 0.24346
5081 | 4.08 | 1 | 365 | 4.6427 | 0.34979 | 4 | 0.99252
5084 | 9.18 | 1 | 365 | 10.4461 | 0.037035 | 10 | 0.48318
5085 | 9.69 | 1 | 365 | 11.0265 | 0.20576 | 11 | 0.23224
5088 | 6.375 | 1 | 365 | 7.2543 | 0.60905 | 7 | 0.86332
5090 | 7.14 | 1 | 365 | 8.1248 | 0.36214 | 8 | 0.48692
5091 | 6.375 | 1 | 365 | 7.2543 | 0.60905 | 7 | 0.86332
5092 | 5.1 | 1 | 365 | 5.8034 | 0.68724 | 6 | 0.49065
5093 | 8 | 1 | 365 | 9.1034 | 0.33293 | 9 | 0.43632
5096 | 3 | 1 | 365 | 3.4138 | 0.87485 | 4 | 0.28862
5097 | 6.375 | 1 | 365 | 7.2543 | 0.60905 | 7 | 0.86332
5100 | 10.75 | 1 | 365 | 12.2327 | 0.63487 | 12 | 0.86755
5102 | 7.65 | 1 | 365 | 8.7051 | 0.53086 | 9 | 0.23598
5103 | 3.825 | 1 | 365 | 4.3526 | 0.76543 | 5 | 0.11799
5104 | 5.61 | 1 | 365 | 6.3838 | 0.85597 | 7 | 0.23972
5191 | 3.5 | 1 | 365 | 3.9827 | 0.020656 | 4 | 0.00339
5195 | 10.2 | 1 | 365 | 11.6068 | 0.37448 | 11 | 0.98131
5197 | 8.5 | 1 | 365 | 9.6724 | 0.47874 | 10 | 0.15109
5216 | 10.455 | 1 | 365 | 11.897 | 0.95885 | 12 | 0.85584
5326 | 5.1 | 1 | 365 | 5.8034 | 0.68724 | 6 | 0.49065
5321 | 4.845 | 1 | 365 | 5.5132 | 0.10288 | 5 | 0.61612
5219 | 4 | 1 | 365 | 4.5517 | 0.16646 | 4 | 0.71816
5324 | 5.1 | 1 | 365 | 5.8034 | 0.68724 | 6 | 0.49065
5319 | 5.75 | 1 | 365 | 6.5431 | 0.17679 | 6 | 0.71985
5323 | 8.925 | 1 | 365 | 10.156 | 0.45267 | 10 | 0.60864
5335 | 6.12 | 1 | 365 | 6.9641 | 0.02469 | 6 | 0.98878
5330 | 2.295 | 1 | 365 | 2.6115 | 0.25926 | 2 | 0.87079
3302 | 11.73 | 1 | 365 | 13.3478 | 0.88066 | 14 | 0.2285
5187 | 6.48 | 1 | 365 | 7.3737 | 0.84967 | 8 | 0.22342
3023 | 26 | 0.9 | 365 | 26.6274 | 0.62381 | 27 | 0.25124
5320 | 4.335 | 1 | 365 | 4.9329 | 0.93416 | 5 | 0.86706
5420 | 8.16 | 1 | 365 | 9.2855 | 0.69959 | 9 | 0.98505
5445 | 8.16 | 1 | 365 | 9.2855 | 0.69959 | 9 | 0.98505
5451 | 5 | 1 | 365 | 5.6896 | 0.45808 | 6 | 0.1477
5465 | 10.71 | 1 | 365 | 12.1872 | 0.54321 | 12 | 0.73037
5536 | 6.75 | 1 | 365 | 7.681 | 0.46841 | 8 | 0.1494
5540 | 9.435 | 1 | 365 | 10.7363 | 0.6214 | 11 | 0.35771
5541 | 8 | 1 | 365 | 9.1034 | 0.33293 | 9 | 0.43632
5542 | 9.18 | 1 | 365 | 10.4461 | 0.037035 | 10 | 0.48318
5237 | 10.2 | 1 | 365 | 11.6068 | 0.37448 | 11 | 0.98131
5063 | 3.5 | 1 | 365 | 3.9827 | 0.020656 | 4 | 0.00339
5061 | 6 | 1 | 365 | 6.8275 | 0.7497 | 7 | 0.57724
5173 | 3.92 | 1 | 365 | 4.4607 | 0.98313 | 5 | 0.4438
5200 | 5.25 | 1 | 365 | 5.9741 | 0.030984 | 6 | 0.005085
5204 | 2.75 | 1 | 365 | 3.1293 | 0.30194 | 3 | 0.43124
5206 | 3.25 | 1 | 365 | 3.6983 | 0.44775 | 4 | 0.146
5311 | 7.25 | 1 | 365 | 8.2499 | 0.61422 | 8 | 0.86416
5297 | 6.12 | 1 | 365 | 6.9641 | 0.02469 | 6 | 0.98878
5371 | 5.565 | 1 | 365 | 6.3325 | 0.75284 | 7 | 0.08539
3710 | 8.415 | 1 | 365 | 9.5756 | 0.28395 | 9 | 0.85958
5112 | 7.65 | 1 | 365 | 8.7051 | 0.53086 | 9 | 0.23598
5113 | 9.9 | 1 | 365 | 11.2654 | 0.687 | 11 | 0.95245
5114 | 8.16 | 1 | 365 | 9.2855 | 0.69959 | 9 | 0.98505
5365 | 9.18 | 1 | 365 | 10.4461 | 0.037035 | 10 | 0.48318
1301 | 8.215 | 1 | 365 | 9.348 | 0.82563 | 10 | 0.17367
5437 | 12.48 | 1 | 365 | 14.2013 | 0.59937 | 14 | 0.80066
5471 | 10 | 1 | 365 | 11.3792 | 0.91616 | 12 | 0.2954
5473 | 4.8 | 1 | 365 | 5.462 | 0.99976 | 6 | 0.46179
5459 | 2.04 | 1 | 365 | 2.3214 | 0.6749 | 2 | 0.99626
5458 | 7.395 | 1 | 365 | 8.4149 | 0.9465 | 9 | 0.36145
5449 | 4.25 | 1 | 365 | 4.8362 | 0.73937 | 5 | 0.57554
5318 | 5.1 | 1 | 365 | 5.8034 | 0.68724 | 6 | 0.49065
5457 | 8.16 | 1 | 365 | 9.2855 | 0.69959 | 9 | 0.98505
5426 | 4.08 | 1 | 365 | 4.6427 | 0.34979 | 4 | 0.99252
5453 | 4.59 | 1 | 365 | 5.2231 | 0.51852 | 5 | 0.74159
5427 | 3.06 | 1 | 365 | 3.482 | 0.012345 | 3 | 0.49439
5150 | 4.335 | 1 | 365 | 4.9329 | 0.93416 | 5 | 0.86706
5442 | 6.63 | 1 | 365 | 7.5444 | 0.19341 | 7 | 0.73785
5422 | 8.16 | 1 | 365 | 9.2855 | 0.69959 | 9 | 0.98505
5176 | 5.61 | 1 | 365 | 6.3838 | 0.85597 | 7 | 0.23972
5344 | 6 | 1 | 365 | 6.8275 | 0.7497 | 7 | 0.57724
2172 | 2.45 | 1 | 365 | 2.7879 | 0.61446 | 3 | 0.40237
5347 | 9.5 | 1 | 365 | 10.8103 | 0.77035 | 11 | 0.58063
5395 | 5.39 | 1 | 365 | 6.1334 | 0.35181 | 6 | 0.48522
5396 | 6.36 | 1 | 365 | 7.2372 | 0.57468 | 7 | 0.81187
5402 | 6.6 | 1 | 365 | 7.5103 | 0.12467 | 7 | 0.63496
5202 | 8.415 | 1 | 365 | 9.5756 | 0.28395 | 9 | 0.85958
5212 | 6.375 | 1 | 365 | 7.2543 | 0.60905 | 7 | 0.86332
5417 | 7.25 | 1 | 365 | 8.2499 | 0.61422 | 8 | 0.86416
5210 | 3.06 | 1 | 365 | 3.482 | 0.012345 | 3 | 0.49439
5425 | 7.14 | 1 | 365 | 8.1248 | 0.36214 | 8 | 0.48692
5205 | 7.905 | 1 | 365 | 8.9953 | 0.11522 | 9 | 0.11051
5211 | 4.59 | 1 | 365 | 5.2231 | 0.51852 | 5 | 0.74159
5418 | 6.12 | 1 | 365 | 6.9641 | 0.02469 | 6 | 0.98878
5213 | 8.925 | 1 | 365 | 10.156 | 0.45267 | 10 | 0.60864
5218 | 7.395 | 1 | 365 | 8.4149 | 0.9465 | 9 | 0.36145
5214 | 9 | 1 | 365 | 10.2413 | 0.62454 | 10 | 0.86586
20099 | 6.47 | 1 | 365 | 7.3624 | 0.82676 | 8 | 0.18912
24090 | 8.525 | 1 | 365 | 9.7008 | 0.53603 | 10 | 0.23683
16283 | 12.375 | 1 | 365 | 14.0818 | 0.35875 | 14 | 0.44056
49113 | 12.1 | 1 | 365 | 13.7689 | 0.72855 | 14 | 0.49743
26020 | 7.56 | 1 | 365 | 8.6027 | 0.32462 | 8 | 0.92732
22079 | 7.37 | 1 | 365 | 8.3865 | 0.88921 | 9 | 0.27571
5597 | 11.985 | 1 | 365 | 13.638 | 0.46502 | 14 | 0.10304
5618 | 8.42 | 1 | 365 | 9.5813 | 0.29541 | 9 | 0.87673
5340 | 7.7 | 1 | 365 | 8.762 | 0.64544 | 9 | 0.40746
5406 | 3.8 | 1 | 365 | 4.3241 | 0.70814 | 5 | 0.032252
5580 | 12.15 | 1 | 365 | 13.8258 | 0.84313 | 14 | 0.66891
6018 | 19.61 | 1 | 365 | 22.3147 | 0.93859 | 23 | 0.25328
6024 | 6.12 | 1 | 365 | 6.9641 | 0.02469 | 6 | 0.98878
6025 | 4.08 | 1 | 365 | 4.6427 | 0.34979 | 4 | 0.99252
6028 | 8.25 | 1 | 365 | 9.3879 | 0.90583 | 10 | 0.29371
5488 | 9 | 1 | 365 | 10.2413 | 0.62454 | 10 | 0.86586
5518 | 3.6 | 1 | 365 | 4.0965 | 0.24982 | 4 | 0.34634
5521 | 9.24 | 1 | 365 | 10.5144 | 0.17453 | 10 | 0.68895
5528 | 6.9 | 1 | 365 | 7.8517 | 0.81215 | 8 | 0.66383
5530 | 8.415 | 1 | 365 | 9.5756 | 0.28395 | 9 | 0.85958
5531 | 10.15 | 1 | 365 | 11.5499 | 0.2599 | 11 | 0.80983
5532 | 1.1 | 1 | 365 | 1.2517 | 0.52078 | 1 | 0.77249
5546 | 4.578 | 1 | 365 | 5.2094 | 0.49102 | 5 | 0.70043
5587 | 9 | 1 | 365 | 10.2413 | 0.62454 | 10 | 0.86586
5589 | 4.95 | 1 | 365 | 5.6327 | 0.3435 | 5 | 0.97622
4038 | 332.475 | 0.9 | 365 | 340.4982 | 0.71453 | 341 | 0.21268
6465 | 3.315 | 1 | 365 | 3.7722 | 0.59671 | 4 | 0.36893
5545 | 15.696 | 1 | 365 | 17.8609 | 0.9692 | 18 | 0.83006
5554 | 7.975 | 1 | 365 | 9.0749 | 0.27564 | 9 | 0.35058
5555 | 6.5 | 1 | 365 | 7.3965 | 0.8955 | 8 | 0.29201
5560 | 7.42 | 1 | 365 | 8.4434 | 0.0037907 | 8 | 0.44719
5562 | 3.75 | 1 | 365 | 4.2672 | 0.59356 | 4 | 0.86078
5607 | 5.94 | 1 | 365 | 6.7593 | 0.6122 | 7 | 0.37147
5616 | 20 | 1 | 365 | 22.7585 | 0.83232 | 23 | 0.5908
5620 | 3.57 | 1 | 365 | 4.0624 | 0.18107 | 4 | 0.24346
6553 | 3.57 | 1 | 365 | 4.0624 | 0.18107 | 4 | 0.24346
5586 | 10 | 1 | 365 | 11.3792 | 0.91616 | 12 | 0.2954
5595 | 4.25 | 1 | 365 | 4.8362 | 0.73937 | 5 | 0.57554
5590 | 2 | 1 | 365 | 2.2758 | 0.58323 | 2 | 0.85908
4802 | 99 | 0.9 | 365 | 101.389 | 0.18299 | 101 | 0.57201
6539 | 6.5 | 1 | 365 | 7.3965 | 0.8955 | 8 | 0.29201
5677 | 7.194 | 1 | 365 | 8.1862 | 0.48589 | 8 | 0.67211
5653 | 11.515 | 1 | 365 | 13.1032 | 0.38796 | 13 | 0.49115
5654 | 3.43 | 1 | 365 | 3.9031 | 0.86024 | 4 | 0.76332
5655 | 3.675 | 1 | 365 | 4.1819 | 0.42169 | 4 | 0.60356
5664 | 3.75 | 1 | 365 | 4.2672 | 0.59356 | 4 | 0.86078
5713 | 3.185 | 1 | 365 | 3.6243 | 0.2988 | 3 | 0.92308
5756 | 9.25 | 1 | 365 | 10.5258 | 0.19745 | 10 | 0.72325
5768 | 5 | 1 | 365 | 5.6896 | 0.45808 | 6 | 0.1477
5783 | 10.2 | 1 | 365 | 11.6068 | 0.37448 | 11 | 0.98131
5785 | 8.925 | 1 | 365 | 10.156 | 0.45267 | 10 | 0.60864
5900 | 9 | 1 | 365 | 10.2413 | 0.62454 | 10 | 0.86586
5922 | 3 | 1 | 365 | 3.4138 | 0.87485 | 4 | 0.28862
5921 | 3.9 | 1 | 365 | 4.4379 | 0.9373 | 5 | 0.37521
5774 | 9.69 | 1 | 365 | 11.0265 | 0.20576 | 11 | 0.23224
6119 | 4.83 | 1 | 365 | 5.4962 | 0.068505 | 5 | 0.56468
4679 | 19.6 | 1 | 365 | 22.3033 | 0.91567 | 23 | 0.21898
6121 | 16.25 | 1 | 365 | 18.4913 | 0.23876 | 18 | 0.73002
6122 | 6.63 | 1 | 365 | 7.5444 | 0.19341 | 7 | 0.73785
6127 | 6.125 | 1 | 365 | 6.9698 | 0.036148 | 7 | 0.0059325
6128 | 3.92 | 1 | 365 | 4.4607 | 0.98313 | 5 | 0.4438
6017 | 6.375 | 1 | 365 | 7.2543 | 0.60905 | 7 | 0.86332
6016 | 3.315 | 1 | 365 | 3.7722 | 0.59671 | 4 | 0.36893
5996 | 7.521 | 1 | 365 | 8.5583 | 0.23524 | 8 | 0.79357
5902 | 10.6 | 1 | 365 | 12.062 | 0.29113 | 12 | 0.35312
5992 | 7.84 | 1 | 365 | 8.9213 | 0.96627 | 9 | 0.88759
6001 | 5.865 | 1 | 365 | 6.6739 | 0.44033 | 7 | 0.11425
6050 | 7.28 | 1 | 365 | 8.2841 | 0.68296 | 8 | 0.96705
6068 | 6.75 | 1 | 365 | 7.681 | 0.46841 | 8 | 0.1494
6097 | 7.5 | 1 | 365 | 8.5344 | 0.18712 | 8 | 0.72155
6449 | 7.14 | 1 | 365 | 8.1248 | 0.36214 | 8 | 0.48692
6334 | 3.825 | 1 | 365 | 4.3526 | 0.76543 | 5 | 0.11799
6446 | 8.67 | 1 | 365 | 9.8658 | 0.86831 | 10 | 0.73411
6431 | 100.59 | 0.9 | 365 | 103.0174 | 0.46229 | 103 | 0.47969
6435 | 7.035 | 1 | 365 | 8.0053 | 0.12152 | 8 | 0.12681
6360 | 3.71 | 1 | 365 | 4.2217 | 0.5019 | 4 | 0.72359
6363 | 3.57 | 1 | 365 | 4.0624 | 0.18107 | 4 | 0.24346
6475 | 4.05 | 1 | 365 | 4.6086 | 0.28104 | 4 | 0.88964
5345 | 9.18 | 1 | 365 | 10.4461 | 0.037035 | 10 | 0.48318
5776 | 5.865 | 1 | 365 | 6.6739 | 0.44033 | 7 | 0.11425
6593 | 6.6 | 1 | 365 | 7.5103 | 0.12467 | 7 | 0.63496
6598 | 7.75 | 1 | 365 | 8.8189 | 0.76002 | 9 | 0.57893
6599 | 9.88 | 1 | 365 | 11.2427 | 0.64117 | 11 | 0.88386
6600 | 4.25 | 1 | 365 | 4.8362 | 0.73937 | 5 | 0.57554
6669 | 5.5 | 1 | 365 | 6.2586 | 0.60389 | 6 | 0.86247
6670 | 2.5 | 1 | 365 | 2.8448 | 0.72904 | 3 | 0.57385
6668 | 18 | 1 | 365 | 20.4826 | 0.24909 | 20 | 0.73172
6569 | 6.63 | 1 | 365 | 7.5444 | 0.19341 | 7 | 0.73785
6571 | 4.08 | 1 | 365 | 4.6427 | 0.34979 | 4 | 0.99252
6578 | 7.14 | 1 | 365 | 8.1248 | 0.36214 | 8 | 0.48692
6617 | 24.75 | 1 | 365 | 28.1636 | 0.7175 | 28 | 0.88111
6620 | 6.3 | 1 | 365 | 7.1689 | 0.43718 | 7 | 0.6061
6626 | 16.75 | 1 | 365 | 19.0602 | 0.38457 | 19 | 0.44479
6682 | 4.251 | 1 | 365 | 4.8373 | 0.74166 | 5 | 0.57897
6243 | 5.76 | 1 | 365 | 6.5544 | 0.19971 | 6 | 0.75415
6129 | 5.61 | 1 | 365 | 6.3838 | 0.85597 | 7 | 0.23972
6130 | 6.12 | 1 | 365 | 6.9641 | 0.02469 | 6 | 0.98878
6293 | 3.6 | 1 | 365 | 4.0965 | 0.24982 | 4 | 0.34634
6296 | 18.72 | 1 | 365 | 21.3019 | 0.89905 | 22 | 0.20099
6298 | 3.64 | 1 | 365 | 4.142 | 0.34148 | 4 | 0.48353
6320 | 6.72 | 1 | 365 | 7.6468 | 0.39966 | 8 | 0.046509
30439 | 7.7 | 1 | 365 | 8.762 | 0.64544 | 9 | 0.40746
24222 | 8.16 | 1 | 365 | 9.2855 | 0.69959 | 9 | 0.98505
36532 | 4.48 | 1 | 365 | 5.0979 | 0.26644 | 5 | 0.36434
10888 | 3.85 | 1 | 365 | 4.381 | 0.82272 | 5 | 0.20373
54307 | 4.16 | 1 | 365 | 4.7338 | 0.53312 | 5 | 0.26689
19038 | 10.71 | 1 | 365 | 12.1872 | 0.54321 | 12 | 0.73037
16629 | 6 | 1 | 365 | 6.8275 | 0.7497 | 7 | 0.57724
4172 | 5.88 | 1 | 365 | 6.691 | 0.4747 | 7 | 0.1657
6784 | 7.75 | 1 | 365 | 8.8189 | 0.76002 | 9 | 0.57893
1398 | 11.4 | 1 | 365 | 12.9723 | 0.12442 | 13 | 0.096756
6932 | 10.75 | 1 | 365 | 12.2327 | 0.63487 | 12 | 0.86755
7239 | 3.57 | 1 | 365 | 4.0624 | 0.18107 | 4 | 0.24346
7098 | 100.716 | 0.9 | 365 | 103.1464 | 0.72216 | 103 | 0.8686
7097 | 188.352 | 1 | 365 | 214.3303 | 0.63046 | 214 | 0.96072
7099 | 7.7 | 1 | 365 | 8.762 | 0.64544 | 9 | 0.40746
6472 | 10.464 | 1 | 365 | 11.9072 | 0.97947 | 12 | 0.88671
6796 | 1.785 | 1 | 365 | 2.0312 | 0.090535 | 2 | 0.12173
6801 | 8.16 | 1 | 365 | 9.2855 | 0.69959 | 9 | 0.98505
6802 | 3.57 | 1 | 365 | 4.0624 | 0.18107 | 4 | 0.24346
5224 | 5.75 | 1 | 365 | 6.5431 | 0.17679 | 6 | 0.71985
8433 | 17.331 | 1 | 365 | 19.7214 | 0.716 | 20 | 0.43736
7543 | 4.25 | 1 | 365 | 4.8362 | 0.73937 | 5 | 0.57554
7686 | 1.75 | 1 | 365 | 1.9914 | 0.010328 | 2 | 0.001695
7333 | 8.75 | 1 | 365 | 9.9568 | 0.05164 | 10 | 0.008475
7437 | 6.86 | 1 | 365 | 7.8062 | 0.72049 | 8 | 0.52664
7438 | 5.5 | 1 | 365 | 6.2586 | 0.60389 | 6 | 0.86247
7439 | 9.88 | 1 | 365 | 11.2427 | 0.64117 | 11 | 0.88386
6759 | 4.25 | 1 | 365 | 4.8362 | 0.73937 | 5 | 0.57554
8348 | 8.75 | 1 | 365 | 9.9568 | 0.05164 | 10 | 0.008475
8395 | 6.5 | 1 | 365 | 7.3965 | 0.8955 | 8 | 0.29201
7926 | 7.5 | 1 | 365 | 8.5344 | 0.18712 | 8 | 0.72155
7929 | 10.535 | 1 | 365 | 11.988 | 0.14217 | 12 | 0.1302
7930 | 5 | 1 | 365 | 5.6896 | 0.45808 | 6 | 0.1477
7947 | 10 | 1 | 365 | 11.3792 | 0.91616 | 12 | 0.2954
7596 | 6.375 | 1 | 365 | 7.2543 | 0.60905 | 7 | 0.86332
7417 | 3.64 | 1 | 365 | 4.142 | 0.34148 | 4 | 0.48353
7427 | 3.5 | 1 | 365 | 3.9827 | 0.020656 | 4 | 0.00339
7879 | 4.02 | 1 | 365 | 4.5745 | 0.2123 | 4 | 0.78675
7590 | 75.79 | 0.9 | 365 | 77.6189 | 0.31342 | 77 | 0.93235
8085 | 20.64 | 1 | 365 | 23.4868 | 0.29895 | 23 | 0.78571
7901 | 9.805 | 1 | 365 | 11.1573 | 0.46929 | 11 | 0.62664
8696 | 2.16 | 1 | 365 | 2.4579 | 0.94989 | 3 | 0.40781
8564 | 6.885 | 1 | 365 | 7.8346 | 0.77778 | 8 | 0.61238
8763 | 2.295 | 1 | 365 | 2.6115 | 0.25926 | 2 | 0.87079
5750 | 7 | 1 | 365 | 7.9655 | 0.041312 | 8 | 0.00678
5761 | 3.06 | 1 | 365 | 3.482 | 0.012345 | 3 | 0.49439
7628 | 5.61 | 1 | 365 | 6.3838 | 0.85597 | 7 | 0.23972
5444 | 7.905 | 1 | 365 | 8.9953 | 0.11522 | 9 | 0.11051
5443 | 9.69 | 1 | 365 | 11.0265 | 0.20576 | 11 | 0.23224
5433 | 10.71 | 1 | 365 | 12.1872 | 0.54321 | 12 | 0.73037
5421 | 7.14 | 1 | 365 | 8.1248 | 0.36214 | 8 | 0.48692
5101 | 6.63 | 1 | 365 | 7.5444 | 0.19341 | 7 | 0.73785
5456 | 5.865 | 1 | 365 | 6.6739 | 0.44033 | 7 | 0.11425
5455 | 3.825 | 1 | 365 | 4.3526 | 0.76543 | 5 | 0.11799
5454 | 3.57 | 1 | 365 | 4.0624 | 0.18107 | 4 | 0.24346
5452 | 3.06 | 1 | 365 | 3.482 | 0.012345 | 3 | 0.49439
5448 | 5.5 | 1 | 365 | 6.2586 | 0.60389 | 6 | 0.86247
5446 | 10.965 | 1 | 365 | 12.4773 | 0.12757 | 12 | 0.60491
4068 | 6.63 | 1 | 365 | 7.5444 | 0.19341 | 7 | 0.73785
3995 | 29.9 | 0.9 | 365 | 30.6215 | 0.66739 | 31 | 0.28892
5351 | 8 | 1 | 365 | 9.1034 | 0.33293 | 9 | 0.43632
5121 | 92.485 | 0.9 | 365 | 94.7168 | 0.7461 | 95 | 0.46291
6502 | 7.83 | 1 | 365 | 8.9099 | 0.94335 | 9 | 0.8533
6469 | 11.61 | 1 | 365 | 13.2113 | 0.60566 | 13 | 0.81696
6419 | 12.24 | 1 | 365 | 13.9282 | 0.04938 | 13 | 0.97757
6396 | 9.69 | 1 | 365 | 11.0265 | 0.20576 | 11 | 0.23224
6392 | 5.5 | 1 | 365 | 6.2586 | 0.60389 | 6 | 0.86247
6403 | 13.2 | 1 | 365 | 15.0206 | 0.24933 | 15 | 0.26993
6379 | 3.78 | 1 | 365 | 4.3014 | 0.66231 | 4 | 0.96366
6362 | 7.83 | 1 | 365 | 8.9099 | 0.94335 | 9 | 0.8533
6269 | 10.2 | 1 | 365 | 11.6068 | 0.37448 | 11 | 0.98131
6254 | 4 | 1 | 365 | 4.5517 | 0.16646 | 4 | 0.71816
6253 | 3.51 | 1 | 365 | 3.9941 | 0.043572 | 4 | 0.037685
6236 | 5.13 | 1 | 365 | 5.8376 | 0.75599 | 6 | 0.59354
6237 | 6.75 | 1 | 365 | 7.681 | 0.46841 | 8 | 0.1494
6220 | 4.86 | 1 | 365 | 5.5303 | 0.13725 | 5 | 0.66756
6223 | 3.78 | 1 | 365 | 4.3014 | 0.66231 | 4 | 0.96366
6229 | 8.1 | 1 | 365 | 9.2172 | 0.56209 | 9 | 0.77927
6337 | 5.4 | 1 | 365 | 6.1448 | 0.37473 | 6 | 0.51952
6344 | 4.85 | 1 | 365 | 5.5189 | 0.11434 | 5 | 0.63327
6339 | 8.67 | 1 | 365 | 9.8658 | 0.86831 | 10 | 0.73411
6348 | 13.5 | 1 | 365 | 15.362 | 0.93682 | 16 | 0.29879
6323 | 7.02 | 1 | 365 | 7.9882 | 0.087144 | 8 | 0.075371
6315 | 10 | 1 | 365 | 11.3792 | 0.91616 | 12 | 0.2954
6252 | 7.56 | 1 | 365 | 8.6027 | 0.32462 | 8 | 0.92732
6301 | 7.65 | 1 | 365 | 8.7051 | 0.53086 | 9 | 0.23598
6189 | 5.4 | 1 | 365 | 6.1448 | 0.37473 | 6 | 0.51952
6187 | 5.94 | 1 | 365 | 6.7593 | 0.6122 | 7 | 0.37147
6185 | 12.38 | 1 | 365 | 14.0875 | 0.37021 | 14 | 0.45771
6170 | 8.64 | 1 | 365 | 9.8317 | 0.79956 | 10 | 0.63123
6754 | 9.72 | 1 | 365 | 11.0606 | 0.27451 | 11 | 0.33513
6755 | 3.85 | 1 | 365 | 4.381 | 0.82272 | 5 | 0.20373
6761 | 6.12 | 1 | 365 | 6.9641 | 0.02469 | 6 | 0.98878
6789 | 5.61 | 1 | 365 | 6.3838 | 0.85597 | 7 | 0.23972
6164 | 6.885 | 1 | 365 | 7.8346 | 0.77778 | 8 | 0.61238
6157 | 6.375 | 1 | 365 | 7.2543 | 0.60905 | 7 | 0.86332
7906 | 7.65 | 1 | 365 | 8.7051 | 0.53086 | 9 | 0.23598
7958 | 9.99 | 1 | 365 | 11.3679 | 0.89324 | 12 | 0.2611
8082 | 12.15 | 1 | 365 | 13.8258 | 0.84313 | 14 | 0.66891
6823 | 5.25 | 1 | 365 | 5.9741 | 0.030984 | 6 | 0.005085
6815 | 3.185 | 1 | 365 | 3.6243 | 0.2988 | 3 | 0.92308
6820 | 3.5 | 1 | 365 | 3.9827 | 0.020656 | 4 | 0.00339
6832 | 8.5 | 1 | 365 | 9.6724 | 0.47874 | 10 | 0.15109
6953 | 7.14 | 1 | 365 | 8.1248 | 0.36214 | 8 | 0.48692
6908 | 3 | 1 | 365 | 3.4138 | 0.87485 | 4 | 0.28862
6882 | 5.635 | 1 | 365 | 6.4122 | 0.91326 | 7 | 0.32546
6889 | 3.75 | 1 | 365 | 4.2672 | 0.59356 | 4 | 0.86078
6888 | 3.75 | 1 | 365 | 4.2672 | 0.59356 | 4 | 0.86078
6844 | 5.1 | 1 | 365 | 5.8034 | 0.68724 | 6 | 0.49065
7114 | 5 | 1 | 365 | 5.6896 | 0.45808 | 6 | 0.1477
6881 | 5.61 | 1 | 365 | 6.3838 | 0.85597 | 7 | 0.23972
6880 | 4.335 | 1 | 365 | 4.9329 | 0.93416 | 5 | 0.86706
6892 | 4.08 | 1 | 365 | 4.6427 | 0.34979 | 4 | 0.99252
6833 | 7.395 | 1 | 365 | 8.4149 | 0.9465 | 9 | 0.36145
6934 | 2.5 | 1 | 365 | 2.8448 | 0.72904 | 3 | 0.57385
6871 | 4.5 | 1 | 365 | 5.1207 | 0.31227 | 5 | 0.43293
6896 | 6.5 | 1 | 365 | 7.3965 | 0.8955 | 8 | 0.29201
6826 | 7.65 | 1 | 365 | 8.7051 | 0.53086 | 9 | 0.23598
6829 | 1.25 | 1 | 365 | 1.4224 | 0.86452 | 2 | 0.28693
6864 | 2.94 | 1 | 365 | 3.3455 | 0.73735 | 4 | 0.082848
6876 | 1.96 | 1 | 365 | 2.2303 | 0.49157 | 2 | 0.7219
6898 | 6.12 | 1 | 365 | 6.9641 | 0.02469 | 6 | 0.98878
6885 | 6 | 1 | 365 | 6.8275 | 0.7497 | 7 | 0.57724
6912 | 4.845 | 1 | 365 | 5.5132 | 0.10288 | 5 | 0.61612
7113 | 8.16 | 1 | 365 | 9.2855 | 0.69959 | 9 | 0.98505
7158 | 6.12 | 1 | 365 | 6.9641 | 0.02469 | 6 | 0.98878
6983 | 4.08 | 1 | 365 | 4.6427 | 0.34979 | 4 | 0.99252
6849 | 2 | 1 | 365 | 2.2758 | 0.58323 | 2 | 0.85908
6902 | 7.905 | 1 | 365 | 8.9953 | 0.11522 | 9 | 0.11051
7118 | 9 | 1 | 365 | 10.2413 | 0.62454 | 10 | 0.86586
6906 | 5.865 | 1 | 365 | 6.6739 | 0.44033 | 7 | 0.11425
7066 | 7.65 | 1 | 365 | 8.7051 | 0.53086 | 9 | 0.23598
6890 | 6 | 1 | 365 | 6.8275 | 0.7497 | 7 | 0.57724
7053 | 5.865 | 1 | 365 | 6.6739 | 0.44033 | 7 | 0.11425
7044 | 4.75 | 1 | 365 | 5.4051 | 0.88518 | 6 | 0.29031
7031 | 9.435 | 1 | 365 | 10.7363 | 0.6214 | 11 | 0.35771
6928 | 6.25 | 1 | 365 | 7.112 | 0.3226 | 7 | 0.43462
7042 | 5.1 | 1 | 365 | 5.8034 | 0.68724 | 6 | 0.49065
7154 | 5.61 | 1 | 365 | 6.3838 | 0.85597 | 7 | 0.23972
7093 | 4.5 | 1 | 365 | 5.1207 | 0.31227 | 5 | 0.43293
7060 | 3.06 | 1 | 365 | 3.482 | 0.012345 | 3 | 0.49439
7076 | 4.08 | 1 | 365 | 4.6427 | 0.34979 | 4 | 0.99252
7087 | 4.5 | 1 | 365 | 5.1207 | 0.31227 | 5 | 0.43293
7073 | 8.415 | 1 | 365 | 9.5756 | 0.28395 | 9 | 0.85958
7064 | 7.14 | 1 | 365 | 8.1248 | 0.36214 | 8 | 0.48692
7143 | 5.1 | 1 | 365 | 5.8034 | 0.68724 | 6 | 0.49065
7106 | 5.5 | 1 | 365 | 6.2586 | 0.60389 | 6 | 0.86247
6846 | 2.75 | 1 | 365 | 3.1293 | 0.30194 | 3 | 0.43124
7127 | 5.865 | 1 | 365 | 6.6739 | 0.44033 | 7 | 0.11425
6835 | 7.84 | 1 | 365 | 8.9213 | 0.96627 | 9 | 0.88759
6828 | 3.185 | 1 | 365 | 3.6243 | 0.2988 | 3 | 0.92308
6872 | 3.5 | 1 | 365 | 3.9827 | 0.020656 | 4 | 0.00339
6867 | 8.25 | 1 | 365 | 9.3879 | 0.90583 | 10 | 0.29371
7115 | 8.67 | 1 | 365 | 9.8658 | 0.86831 | 10 | 0.73411
6884 | 4.75 | 1 | 365 | 5.4051 | 0.88518 | 6 | 0.29031
6822 | 6 | 1 | 365 | 6.8275 | 0.7497 | 7 | 0.57724
7391 | 9.18 | 1 | 365 | 10.4461 | 0.037035 | 10 | 0.48318
7399 | 4 | 1 | 365 | 4.5517 | 0.16646 | 4 | 0.71816
6858 | 3.185 | 1 | 365 | 3.6243 | 0.2988 | 3 | 0.92308
7050 | 6.63 | 1 | 365 | 7.5444 | 0.19341 | 7 | 0.73785
6847 | 5.355 | 1 | 365 | 6.0936 | 0.2716 | 6 | 0.36519
6868 | 5.355 | 1 | 365 | 6.0936 | 0.2716 | 6 | 0.36519
7370 | 3.675 | 1 | 365 | 4.1819 | 0.42169 | 4 | 0.60356
6845 | 6.63 | 1 | 365 | 7.5444 | 0.19341 | 7 | 0.73785
7404 | 3.825 | 1 | 365 | 4.3526 | 0.76543 | 5 | 0.11799
6878 | 9.69 | 1 | 365 | 11.0265 | 0.20576 | 11 | 0.23224
6874 | 1.53 | 1 | 365 | 1.741 | 0.50617 | 2 | 0.2472
7396 | 8.67 | 1 | 365 | 9.8658 | 0.86831 | 10 | 0.73411
7398 | 5.25 | 1 | 365 | 5.9741 | 0.030984 | 6 | 0.005085
7444 | 5 | 1 | 365 | 5.6896 | 0.45808 | 6 | 0.1477
7369 | 5 | 1 | 365 | 5.6896 | 0.45808 | 6 | 0.1477
7372 | 5.75 | 1 | 365 | 6.5431 | 0.17679 | 6 | 0.71985
7378 | 4.75 | 1 | 365 | 5.4051 | 0.88518 | 6 | 0.29031
7077 | 5.865 | 1 | 365 | 6.6739 | 0.44033 | 7 | 0.11425
7045 | 5.1 | 1 | 365 | 5.8034 | 0.68724 | 6 | 0.49065
7133 | 5.5 | 1 | 365 | 6.2586 | 0.60389 | 6 | 0.86247
6935 | 5 | 1 | 365 | 5.6896 | 0.45808 | 6 | 0.1477
6909 | 4.59 | 1 | 365 | 5.2231 | 0.51852 | 5 | 0.74159
7055 | 6.63 | 1 | 365 | 7.5444 | 0.19341 | 7 | 0.73785
7070 | 2 | 1 | 365 | 2.2758 | 0.58323 | 2 | 0.85908
7882 | 6.63 | 1 | 365 | 7.5444 | 0.19341 | 7 | 0.73785
7397 | 7.14 | 1 | 365 | 8.1248 | 0.36214 | 8 | 0.48692
7883 | 8.415 | 1 | 365 | 9.5756 | 0.28395 | 9 | 0.85958
7885 | 6.63 | 1 | 365 | 7.5444 | 0.19341 | 7 | 0.73785
7022 | 6.63 | 1 | 365 | 7.5444 | 0.19341 | 7 | 0.73785
7887 | 3.315 | 1 | 365 | 3.7722 | 0.59671 | 4 | 0.36893
7392 | 2.25 | 1 | 365 | 2.5603 | 0.15614 | 2 | 0.71646
7390 | 3.75 | 1 | 365 | 4.2672 | 0.59356 | 4 | 0.86078
7849 | 4.59 | 1 | 365 | 5.2231 | 0.51852 | 5 | 0.74159
7032 | 8.16 | 1 | 365 | 9.2855 | 0.69959 | 9 | 0.98505
7851 | 4.59 | 1 | 365 | 5.2231 | 0.51852 | 5 | 0.74159
7039 | 8.67 | 1 | 365 | 9.8658 | 0.86831 | 10 | 0.73411
6919 | 9.18 | 1 | 365 | 10.4461 | 0.037035 | 10 | 0.48318
7021 | 4.08 | 1 | 365 | 4.6427 | 0.34979 | 4 | 0.99252
7148 | 7.905 | 1 | 365 | 8.9953 | 0.11522 | 9 | 0.11051
7150 | 7.65 | 1 | 365 | 8.7051 | 0.53086 | 9 | 0.23598
7038 | 3.825 | 1 | 365 | 4.3526 | 0.76543 | 5 | 0.11799
7162 | 9 | 1 | 365 | 10.2413 | 0.62454 | 10 | 0.86586
7012 | 4.59 | 1 | 365 | 5.2231 | 0.51852 | 5 | 0.74159
7169 | 5.865 | 1 | 365 | 6.6739 | 0.44033 | 7 | 0.11425
7857 | 7.14 | 1 | 365 | 8.1248 | 0.36214 | 8 | 0.48692
7187 | 4 | 1 | 365 | 4.5517 | 0.16646 | 4 | 0.71816
7163 | 8.415 | 1 | 365 | 9.5756 | 0.28395 | 9 | 0.85958
7182 | 4.08 | 1 | 365 | 4.6427 | 0.34979 | 4 | 0.99252
6984 | 6.63 | 1 | 365 | 7.5444 | 0.19341 | 7 | 0.73785
7107 | 5.1 | 1 | 365 | 5.8034 | 0.68724 | 6 | 0.49065
6926 | 7 | 1 | 365 | 7.9655 | 0.041312 | 8 | 0.00678
7905 | 4.5 | 1 | 365 | 5.1207 | 0.31227 | 5 | 0.43293
7891 | 5.355 | 1 | 365 | 6.0936 | 0.2716 | 6 | 0.36519
7896 | 8.25 | 1 | 365 | 9.3879 | 0.90583 | 10 | 0.29371
7172 | 3.57 | 1 | 365 | 4.0624 | 0.18107 | 4 | 0.24346
7898 | 6.375 | 1 | 365 | 7.2543 | 0.60905 | 7 | 0.86332
7902 | 2.94 | 1 | 365 | 3.3455 | 0.73735 | 4 | 0.082848
7142 | 9.435 | 1 | 365 | 10.7363 | 0.6214 | 11 | 0.35771
7079 | 3.06 | 1 | 365 | 3.482 | 0.012345 | 3 | 0.49439
6914 | 7 | 1 | 365 | 7.9655 | 0.041312 | 8 | 0.00678
7043 | 8.085 | 1 | 365 | 9.2001 | 0.52772 | 9 | 0.72783
6894 | 2.94 | 1 | 365 | 3.3455 | 0.73735 | 4 | 0.082848
7029 | 7.75 | 1 | 365 | 8.8189 | 0.76002 | 9 | 0.57893
6922 | 3.06 | 1 | 365 | 3.482 | 0.012345 | 3 | 0.49439
7183 | 4.59 | 1 | 365 | 5.2231 | 0.51852 | 5 | 0.74159
7019 | 4.335 | 1 | 365 | 4.9329 | 0.93416 | 5 | 0.86706
6960 | 5.1 | 1 | 365 | 5.8034 | 0.68724 | 6 | 0.49065
6839 | 1.785 | 1 | 365 | 2.0312 | 0.090535 | 2 | 0.12173
6968 | 7.5 | 1 | 365 | 8.5344 | 0.18712 | 8 | 0.72155
6855 | 4.335 | 1 | 365 | 4.9329 | 0.93416 | 5 | 0.86706
7078 | 6.12 | 1 | 365 | 6.9641 | 0.02469 | 6 | 0.98878
7141 | 5.865 | 1 | 365 | 6.6739 | 0.44033 | 7 | 0.11425
7151 | 5.1 | 1 | 365 | 5.8034 | 0.68724 | 6 | 0.49065
6904 | 5.865 | 1 | 365 | 6.6739 | 0.44033 | 7 | 0.11425
7105 | 8.925 | 1 | 365 | 10.156 | 0.45267 | 10 | 0.60864
6899 | 4.845 | 1 | 365 | 5.5132 | 0.10288 | 5 | 0.61612
7033 | 9.18 | 1 | 365 | 10.4461 | 0.037035 | 10 | 0.48318
6981 | 6 | 1 | 365 | 6.8275 | 0.7497 | 7 | 0.57724
7123 | 5.1 | 1 | 365 | 5.8034 | 0.68724 | 6 | 0.49065
6963 | 7.5 | 1 | 365 | 8.5344 | 0.18712 | 8 | 0.72155
7160 | 5.355 | 1 | 365 | 6.0936 | 0.2716 | 6 | 0.36519
7155 | 6.885 | 1 | 365 | 7.8346 | 0.77778 | 8 | 0.61238
7010 | 8.415 | 1 | 365 | 9.5756 | 0.28395 | 9 | 0.85958
6870 | 4.59 | 1 | 365 | 5.2231 | 0.51852 | 5 | 0.74159
6824 | 7.25 | 1 | 365 | 8.2499 | 0.61422 | 8 | 0.86416
7086 | 5.61 | 1 | 365 | 6.3838 | 0.85597 | 7 | 0.23972
6993 | 3.825 | 1 | 365 | 4.3526 | 0.76543 | 5 | 0.11799
7090 | 3.315 | 1 | 365 | 3.7722 | 0.59671 | 4 | 0.36893
7119 | 2.55 | 1 | 365 | 2.9017 | 0.84362 | 3 | 0.74533
7110 | 4.5 | 1 | 365 | 5.1207 | 0.31227 | 5 | 0.43293
6988 | 2.75 | 1 | 365 | 3.1293 | 0.30194 | 3 | 0.43124
7000 | 3.315 | 1 | 365 | 3.7722 | 0.59671 | 4 | 0.36893
6944 | 6.63 | 1 | 365 | 7.5444 | 0.19341 | 7 | 0.73785
6861 | 3.675 | 1 | 365 | 4.1819 | 0.42169 | 4 | 0.60356
6976 | 5.61 | 1 | 365 | 6.3838 | 0.85597 | 7 | 0.23972
7181 | 6.63 | 1 | 365 | 7.5444 | 0.19341 | 7 | 0.73785
6955 | 3.06 | 1 | 365 | 3.482 | 0.012345 | 3 | 0.49439
6958 | 4.08 | 1 | 365 | 4.6427 | 0.34979 | 4 | 0.99252
6877 | 4.5 | 1 | 365 | 5.1207 | 0.31227 | 5 | 0.43293
6972 | 2.55 | 1 | 365 | 2.9017 | 0.84362 | 3 | 0.74533
6995 | 7.395 | 1 | 365 | 8.4149 | 0.9465 | 9 | 0.36145
6974 | 7.14 | 1 | 365 | 8.1248 | 0.36214 | 8 | 0.48692
6859 | 6.5 | 1 | 365 | 7.3965 | 0.8955 | 8 | 0.29201
6850 | 9.69 | 1 | 365 | 11.0265 | 0.20576 | 11 | 0.23224
7120 | 5.1 | 1 | 365 | 5.8034 | 0.68724 | 6 | 0.49065
7506 | 4.59 | 1 | 365 | 5.2231 | 0.51852 | 5 | 0.74159
6830 | 4.08 | 1 | 365 | 4.6427 | 0.34979 | 4 | 0.99252
7211 | 5.865 | 1 | 365 | 6.6739 | 0.44033 | 7 | 0.11425
7365 | 6.885 | 1 | 365 | 7.8346 | 0.77778 | 8 | 0.61238
7501 | 7.35 | 1 | 365 | 8.3637 | 0.84338 | 9 | 0.20712
6913 | 5.1 | 1 | 365 | 5.8034 | 0.68724 | 6 | 0.49065
6907 | 4.335 | 1 | 365 | 4.9329 | 0.93416 | 5 | 0.86706
6886 | 4.335 | 1 | 365 | 4.9329 | 0.93416 | 5 | 0.86706
7379 | 5.5 | 1 | 365 | 6.2586 | 0.60389 | 6 | 0.86247
7382 | 6.12 | 1 | 365 | 6.9641 | 0.02469 | 6 | 0.98878
6959 | 8 | 1 | 365 | 9.1034 | 0.33293 | 9 | 0.43632
6854 | 8.75 | 1 | 365 | 9.9568 | 0.05164 | 10 | 0.008475
7083 | 5.5 | 1 | 365 | 6.2586 | 0.60389 | 6 | 0.86247
7074 | 9.18 | 1 | 365 | 10.4461 | 0.037035 | 10 | 0.48318
7069 | 7.5 | 1 | 365 | 8.5344 | 0.18712 | 8 | 0.72155
7117 | 2.55 | 1 | 365 | 2.9017 | 0.84362 | 3 | 0.74533
7061 | 6.63 | 1 | 365 | 7.5444 | 0.19341 | 7 | 0.73785
7059 | 7.65 | 1 | 365 | 8.7051 | 0.53086 | 9 | 0.23598
7116 | 4.75 | 1 | 365 | 5.4051 | 0.88518 | 6 | 0.29031
7112 | 5.355 | 1 | 365 | 6.0936 | 0.2716 | 6 | 0.36519
7052 | 5.75 | 1 | 365 | 6.5431 | 0.17679 | 6 | 0.71985
7109 | 4.335 | 1 | 365 | 4.9329 | 0.93416 | 5 | 0.86706
7101 | 3.57 | 1 | 365 | 4.0624 | 0.18107 | 4 | 0.24346
7513 | 2.45 | 1 | 365 | 2.7879 | 0.61446 | 3 | 0.40237
7690 | 7.5 | 1 | 365 | 8.5344 | 0.18712 | 8 | 0.72155
7047 | 4.335 | 1 | 365 | 4.9329 | 0.93416 | 5 | 0.86706
7102 | 7.14 | 1 | 365 | 8.1248 | 0.36214 | 8 | 0.48692
7041 | 3.825 | 1 | 365 | 4.3526 | 0.76543 | 5 | 0.11799
7085 | 7.75 | 1 | 365 | 8.8189 | 0.76002 | 9 | 0.57893
7082 | 5.865 | 1 | 365 | 6.6739 | 0.44033 | 7 | 0.11425
7067 | 8.925 | 1 | 365 | 10.156 | 0.45267 | 10 | 0.60864
7552 | 6.63 | 1 | 365 | 7.5444 | 0.19341 | 7 | 0.73785
7168 | 3.315 | 1 | 365 | 3.7722 | 0.59671 | 4 | 0.36893
7174 | 3.825 | 1 | 365 | 4.3526 | 0.76543 | 5 | 0.11799
6964 | 5.61 | 1 | 365 | 6.3838 | 0.85597 | 7 | 0.23972
7157 | 4.845 | 1 | 365 | 5.5132 | 0.10288 | 5 | 0.61612
7153 | 9.945 | 1 | 365 | 11.3167 | 0.79012 | 12 | 0.10678
7004 | 4.59 | 1 | 365 | 5.2231 | 0.51852 | 5 | 0.74159
7137 | 2.805 | 1 | 365 | 3.1919 | 0.42798 | 3 | 0.61986
7383 | 1.5 | 1 | 365 | 1.7069 | 0.43742 | 2 | 0.14431
6970 | 5.355 | 1 | 365 | 6.0936 | 0.2716 | 6 | 0.36519
7380 | 8.16 | 1 | 365 | 9.2855 | 0.69959 | 9 | 0.98505
7745 | 2.5 | 1 | 365 | 2.8448 | 0.72904 | 3 | 0.57385
7737 | 2.04 | 1 | 365 | 2.3214 | 0.6749 | 2 | 0.99626
7678 | 6.75 | 1 | 365 | 7.681 | 0.46841 | 8 | 0.1494
7683 | 4.845 | 1 | 365 | 5.5132 | 0.10288 | 5 | 0.61612
7684 | 5.355 | 1 | 365 | 6.0936 | 0.2716 | 6 | 0.36519
7376 | 6.86 | 1 | 365 | 7.8062 | 0.72049 | 8 | 0.52664
7692 | 6.375 | 1 | 365 | 7.2543 | 0.60905 | 7 | 0.86332
7694 | 6.63 | 1 | 365 | 7.5444 | 0.19341 | 7 | 0.73785
7046 | 6.63 | 1 | 365 | 7.5444 | 0.19341 | 7 | 0.73785
7037 | 9.69 | 1 | 365 | 11.0265 | 0.20576 | 11 | 0.23224
7785 | 7.14 | 1 | 365 | 8.1248 | 0.36214 | 8 | 0.48692
7697 | 4.845 | 1 | 365 | 5.5132 | 0.10288 | 5 | 0.61612
6956 | 3.675 | 1 | 365 | 4.1819 | 0.42169 | 4 | 0.60356
7049 | 8.67 | 1 | 365 | 9.8658 | 0.86831 | 10 | 0.73411
7698 | 4.59 | 1 | 365 | 5.2231 | 0.51852 | 5 | 0.74159
7034 | 3.06 | 1 | 365 | 3.482 | 0.012345 | 3 | 0.49439
7700 | 5.865 | 1 | 365 | 6.6739 | 0.44033 | 7 | 0.11425
7025 | 3 | 1 | 365 | 3.4138 | 0.87485 | 4 | 0.28862
7781 | 9.69 | 1 | 365 | 11.0265 | 0.20576 | 11 | 0.23224
7787 | 7.14 | 1 | 365 | 8.1248 | 0.36214 | 8 | 0.48692
7702 | 3.825 | 1 | 365 | 4.3526 | 0.76543 | 5 | 0.11799
7016 | 6.63 | 1 | 365 | 7.5444 | 0.19341 | 7 | 0.73785
7791 | 7.14 | 1 | 365 | 8.1248 | 0.36214 | 8 | 0.48692
7007 | 8.16 | 1 | 365 | 9.2855 | 0.69959 | 9 | 0.98505
7705 | 5.355 | 1 | 365 | 6.0936 | 0.2716 | 6 | 0.36519
7730 | 9.18 | 1 | 365 | 10.4461 | 0.037035 | 10 | 0.48318
7020 | 7.395 | 1 | 365 | 8.4149 | 0.9465 | 9 | 0.36145
7385 | 8.67 | 1 | 365 | 9.8658 | 0.86831 | 10 | 0.73411
7014 | 9.435 | 1 | 365 | 10.7363 | 0.6214 | 11 | 0.35771
7733 | 3.825 | 1 | 365 | 4.3526 | 0.76543 | 5 | 0.11799
7389 | 6.5 | 1 | 365 | 7.3965 | 0.8955 | 8 | 0.29201
7011 | 2.295 | 1 | 365 | 2.6115 | 0.25926 | 2 | 0.87079
7005 | 5.1 | 1 | 365 | 5.8034 | 0.68724 | 6 | 0.49065
7051 | 3.315 | 1 | 365 | 3.7722 | 0.59671 | 4 | 0.36893
7714 | 6.885 | 1 | 365 | 7.8346 | 0.77778 | 8 | 0.61238
7717 | 10 | 1 | 365 | 11.3792 | 0.91616 | 12 | 0.2954
7405 | 5.1 | 1 | 365 | 5.8034 | 0.68724 | 6 | 0.49065
7900 | 7.14 | 1 | 365 | 8.1248 | 0.36214 | 8 | 0.48692
7455 | 4.845 | 1 | 365 | 5.5132 | 0.10288 | 5 | 0.61612
7403 | 3.06 | 1 | 365 | 3.482 | 0.012345 | 3 | 0.49439
7889 | 6.375 | 1 | 365 | 7.2543 | 0.60905 | 7 | 0.86332
7400 | 5.865 | 1 | 365 | 6.6739 | 0.44033 | 7 | 0.11425
7897 | 4.335 | 1 | 365 | 4.9329 | 0.93416 | 5 | 0.86706
7276 | 5.1 | 1 | 365 | 5.8034 | 0.68724 | 6 | 0.49065
7707 | 9 | 1 | 365 | 10.2413 | 0.62454 | 10 | 0.86586
7184 | 4.845 | 1 | 365 | 5.5132 | 0.10288 | 5 | 0.61612
7271 | 3.57 | 1 | 365 | 4.0624 | 0.18107 | 4 | 0.24346
7713 | 3.06 | 1 | 365 | 3.482 | 0.012345 | 3 | 0.49439
7952 | 6 | 1 | 365 | 6.8275 | 0.7497 | 7 | 0.57724
7943 | 5.355 | 1 | 365 | 6.0936 | 0.2716 | 6 | 0.36519
7375 | 6.885 | 1 | 365 | 7.8346 | 0.77778 | 8 | 0.61238
7937 | 3.75 | 1 | 365 | 4.2672 | 0.59356 | 4 | 0.86078
7956 | 4.59 | 1 | 365 | 5.2231 | 0.51852 | 5 | 0.74159
7252 | 5.865 | 1 | 365 | 6.6739 | 0.44033 | 7 | 0.11425
7213 | 3.06 | 1 | 365 | 3.482 | 0.012345 | 3 | 0.49439
7936 | 4.75 | 1 | 365 | 5.4051 | 0.88518 | 6 | 0.29031
7207 | 4.845 | 1 | 365 | 5.5132 | 0.10288 | 5 | 0.61612
7923 | 7.14 | 1 | 365 | 8.1248 | 0.36214 | 8 | 0.48692
7192 | 6.5 | 1 | 365 | 7.3965 | 0.8955 | 8 | 0.29201
7953 | 6.885 | 1 | 365 | 7.8346 | 0.77778 | 8 | 0.61238
7214 | 7.5 | 1 | 365 | 8.5344 | 0.18712 | 8 | 0.72155
7206 | 4.08 | 1 | 365 | 4.6427 | 0.34979 | 4 | 0.99252
7212 | 2.25 | 1 | 365 | 2.5603 | 0.15614 | 2 | 0.71646
7203 | 9.18 | 1 | 365 | 10.4461 | 0.037035 | 10 | 0.48318
7208 | 7.395 | 1 | 365 | 8.4149 | 0.9465 | 9 | 0.36145
7250 | 9.065 | 1 | 365 | 10.3153 | 0.7735 | 11 | 0.08878
7246 | 5.5 | 1 | 365 | 6.2586 | 0.60389 | 6 | 0.86247
7198 | 6.375 | 1 | 365 | 7.2543 | 0.60905 | 7 | 0.86332
7209 | 7.25 | 1 | 365 | 8.2499 | 0.61422 | 8 | 0.86416
7241 | 5.355 | 1 | 365 | 6.0936 | 0.2716 | 6 | 0.36519
7505 | 4.59 | 1 | 365 | 5.2231 | 0.51852 | 5 | 0.74159
6900 | 5.5 | 1 | 365 | 6.2586 | 0.60389 | 6 | 0.86247
7237 | 5.75 | 1 | 365 | 6.5431 | 0.17679 | 6 | 0.71985
6840 | 6.75 | 1 | 365 | 7.681 | 0.46841 | 8 | 0.1494
7511 | 5.1 | 1 | 365 | 5.8034 | 0.68724 | 6 | 0.49065
6957 | 6.375 | 1 | 365 | 7.2543 | 0.60905 | 7 | 0.86332
7254 | 7.905 | 1 | 365 | 8.9953 | 0.11522 | 9 | 0.11051
6893 | 9 | 1 | 365 | 10.2413 | 0.62454 | 10 | 0.86586
7922 | 3.5 | 1 | 365 | 3.9827 | 0.020656 | 4 | 0.00339
6951 | 6 | 1 | 365 | 6.8275 | 0.7497 | 7 | 0.57724
7517 | 2.805 | 1 | 365 | 3.1919 | 0.42798 | 3 | 0.61986
6986 | 5.865 | 1 | 365 | 6.6739 | 0.44033 | 7 | 0.11425
7920 | 4.08 | 1 | 365 | 4.6427 | 0.34979 | 4 | 0.99252
6950 | 4.25 | 1 | 365 | 4.8362 | 0.73937 | 5 | 0.57554
6948 | 4 | 1 | 365 | 4.5517 | 0.16646 | 4 | 0.71816
7911 | 7.65 | 1 | 365 | 8.7051 | 0.53086 | 9 | 0.23598
6946 | 6 | 1 | 365 | 6.8275 | 0.7497 | 7 | 0.57724
7794 | 8.75 | 1 | 365 | 9.9568 | 0.05164 | 10 | 0.008475
6966 | 7.25 | 1 | 365 | 8.2499 | 0.61422 | 8 | 0.86416
7393 | 2.04 | 1 | 365 | 2.3214 | 0.6749 | 2 | 0.99626
8021 | 4.845 | 1 | 365 | 5.5132 | 0.10288 | 5 | 0.61612
7134 | 7.5 | 1 | 365 | 8.5344 | 0.18712 | 8 | 0.72155
7299 | 7 | 1 | 365 | 7.9655 | 0.041312 | 8 | 0.00678
7740 | 6.5 | 1 | 365 | 7.3965 | 0.8955 | 8 | 0.29201
7440 | 5.865 | 1 | 365 | 6.6739 | 0.44033 | 7 | 0.11425
7743 | 4.335 | 1 | 365 | 4.9329 | 0.93416 | 5 | 0.86706
6905 | 4.335 | 1 | 365 | 4.9329 | 0.93416 | 5 | 0.86706
7457 | 5.355 | 1 | 365 | 6.0936 | 0.2716 | 6 | 0.36519
7442 | 5.61 | 1 | 365 | 6.3838 | 0.85597 | 7 | 0.23972
8325 | 4 | 1 | 365 | 4.5517 | 0.16646 | 4 | 0.71816
7504 | 7.25 | 1 | 365 | 8.2499 | 0.61422 | 8 | 0.86416
7219 | 3.315 | 1 | 365 | 3.7722 | 0.59671 | 4 | 0.36893
7994 | 5.5 | 1 | 365 | 6.2586 | 0.60389 | 6 | 0.86247
7216 | 6.885 | 1 | 365 | 7.8346 | 0.77778 | 8 | 0.61238
7215 | 7.65 | 1 | 365 | 8.7051 | 0.53086 | 9 | 0.23598
6901 | 3.92 | 1 | 365 | 4.4607 | 0.98313 | 5 | 0.4438
7604 | 3.25 | 1 | 365 | 3.6983 | 0.44775 | 4 | 0.146
7436 | 8.415 | 1 | 365 | 9.5756 | 0.28395 | 9 | 0.85958
7374 | 6.375 | 1 | 365 | 7.2543 | 0.60905 | 7 | 0.86332
7297 | 4.5 | 1 | 365 | 5.1207 | 0.31227 | 5 | 0.43293
7006 | 5 | 1 | 365 | 5.6896 | 0.45808 | 6 | 0.1477
8343 | 3.57 | 1 | 365 | 4.0624 | 0.18107 | 4 | 0.24346
7301 | 7.75 | 1 | 365 | 8.8189 | 0.76002 | 9 | 0.57893
7308 | 8.75 | 1 | 365 | 9.9568 | 0.05164 | 10 | 0.008475
7302 | 7.65 | 1 | 365 | 8.7051 | 0.53086 | 9 | 0.23598
6998 | 8.67 | 1 | 365 | 9.8658 | 0.86831 | 10 | 0.73411
7907 | 5.355 | 1 | 365 | 6.0936 | 0.2716 | 6 | 0.36519
6980 | 5.355 | 1 | 365 | 6.0936 | 0.2716 | 6 | 0.36519
8157 | 4.25 | 1 | 365 | 4.8362 | 0.73937 | 5 | 0.57554
6991 | 6.12 | 1 | 365 | 6.9641 | 0.02469 | 6 | 0.98878
8136 | 5.865 | 1 | 365 | 6.6739 | 0.44033 | 7 | 0.11425
6967 | 4.75 | 1 | 365 | 5.4051 | 0.88518 | 6 | 0.29031
6961 | 6.63 | 1 | 365 | 7.5444 | 0.19341 | 7 | 0.73785
7349 | 7.14 | 1 | 365 | 8.1248 | 0.36214 | 8 | 0.48692
7347 | 7.65 | 1 | 365 | 8.7051 | 0.53086 | 9 | 0.23598
7300 | 6.885 | 1 | 365 | 7.8346 | 0.77778 | 8 | 0.61238
6911 | 7.395 | 1 | 365 | 8.4149 | 0.9465 | 9 | 0.36145
6917 | 4.41 | 1 | 365 | 5.0182 | 0.10603 | 5 | 0.12427
8100 | 8.415 | 1 | 365 | 9.5756 | 0.28395 | 9 | 0.85958
6891 | 8 | 1 | 365 | 9.1034 | 0.33293 | 9 | 0.43632
7319 | 4.08 | 1 | 365 | 4.6427 | 0.34979 | 4 | 0.99252
7063 | 3.825 | 1 | 365 | 4.3526 | 0.76543 | 5 | 0.11799
7058 | 6.75 | 1 | 365 | 7.681 | 0.46841 | 8 | 0.1494
7475 | 4.165 | 1 | 365 | 4.7395 | 0.54458 | 5 | 0.28403
7145 | 7.65 | 1 | 365 | 8.7051 | 0.53086 | 9 | 0.23598
7084 | 8.67 | 1 | 365 | 9.8658 | 0.86831 | 10 | 0.73411
7001 | 6.375 | 1 | 365 | 7.2543 | 0.60905 | 7 | 0.86332
8105 | 3.57 | 1 | 365 | 4.0624 | 0.18107 | 4 | 0.24346
7265 | 7.105 | 1 | 365 | 8.085 | 0.28193 | 8 | 0.36688
8112 | 6.12 | 1 | 365 | 6.9641 | 0.02469 | 6 | 0.98878
7373 | 4.08 | 1 | 365 | 4.6427 | 0.34979 | 4 | 0.99252
8158 | 7.905 | 1 | 365 | 8.9953 | 0.11522 | 9 | 0.11051
7524 | 5.5 | 1 | 365 | 6.2586 | 0.60389 | 6 | 0.86247
8154 | 6.12 | 1 | 365 | 6.9641 | 0.02469 | 6 | 0.98878
8119 | 5.1 | 1 | 365 | 5.8034 | 0.68724 | 6 | 0.49065
7520 | 4.25 | 1 | 365 | 4.8362 | 0.73937 | 5 | 0.57554
7264 | 9.75 | 1 | 365 | 11.0948 | 0.34326 | 11 | 0.43801
8123 | 4.08 | 1 | 365 | 4.6427 | 0.34979 | 4 | 0.99252
7518 | 5.5 | 1 | 365 | 6.2586 | 0.60389 | 6 | 0.86247
7364 | 3.75 | 1 | 365 | 4.2672 | 0.59356 | 4 | 0.86078
8118 | 3.57 | 1 | 365 | 4.0624 | 0.18107 | 4 | 0.24346
8166 | 2.25 | 1 | 365 | 2.5603 | 0.15614 | 2 | 0.71646
7515 | 7.75 | 1 | 365 | 8.8189 | 0.76002 | 9 | 0.57893
8114 | 9.18 | 1 | 365 | 10.4461 | 0.037035 | 10 | 0.48318
7509 | 6.25 | 1 | 365 | 7.112 | 0.3226 | 7 | 0.43462
7499 | 8 | 1 | 365 | 9.1034 | 0.33293 | 9 | 0.43632
8107 | 7.14 | 1 | 365 | 8.1248 | 0.36214 | 8 | 0.48692
8172 | 9.435 | 1 | 365 | 10.7363 | 0.6214 | 11 | 0.35771
7363 | 5.75 | 1 | 365 | 6.5431 | 0.17679 | 6 | 0.71985
8102 | 5 | 1 | 365 | 5.6896 | 0.45808 | 6 | 0.1477
7465 | 8.25 | 1 | 365 | 9.3879 | 0.90583 | 10 | 0.29371
7287 | 5.61 | 1 | 365 | 6.3838 | 0.85597 | 7 | 0.23972
8179 | 8.16 | 1 | 365 | 9.2855 | 0.69959 | 9 | 0.98505
7462 | 5.5 | 1 | 365 | 6.2586 | 0.60389 | 6 | 0.86247
8091 | 5.5 | 1 | 365 | 6.2586 | 0.60389 | 6 | 0.86247
8089 | 9.435 | 1 | 365 | 10.7363 | 0.6214 | 11 | 0.35771
7284 | 7 | 1 | 365 | 7.9655 | 0.041312 | 8 | 0.00678
8087 | 5.1 | 1 | 365 | 5.8034 | 0.68724 | 6 | 0.49065
7547 | 4.5 | 1 | 365 | 5.1207 | 0.31227 | 5 | 0.43293
8078 | 7.65 | 1 | 365 | 8.7051 | 0.53086 | 9 | 0.23598
7282 | 7.905 | 1 | 365 | 8.9953 | 0.11522 | 9 | 0.11051
7542 | 2.04 | 1 | 365 | 2.3214 | 0.6749 | 2 | 0.99626
8074 | 6.885 | 1 | 365 | 7.8346 | 0.77778 | 8 | 0.61238
7273 | 6.375 | 1 | 365 | 7.2543 | 0.60905 | 7 | 0.86332
8071 | 4.845 | 1 | 365 | 5.5132 | 0.10288 | 5 | 0.61612
7535 | 4.08 | 1 | 365 | 4.6427 | 0.34979 | 4 | 0.99252
8204 | 5.5 | 1 | 365 | 6.2586 | 0.60389 | 6 | 0.86247
8188 | 9.18 | 1 | 365 | 10.4461 | 0.037035 | 10 | 0.48318
7531 | 6.75 | 1 | 365 | 7.681 | 0.46841 | 8 | 0.1494
7528 | 2.805 | 1 | 365 | 3.1919 | 0.42798 | 3 | 0.61986
7272 | 6.63 | 1 | 365 | 7.5444 | 0.19341 | 7 | 0.73785
8183 | 5.865 | 1 | 365 | 6.6739 | 0.44033 | 7 | 0.11425
7270 | 4.59 | 1 | 365 | 5.2231 | 0.51852 | 5 | 0.74159
7522 | 8.925 | 1 | 365 | 10.156 | 0.45267 | 10 | 0.60864
7295 | 3.57 | 1 | 365 | 4.0624 | 0.18107 | 4 | 0.24346
8120 | 5.355 | 1 | 365 | 6.0936 | 0.2716 | 6 | 0.36519
8194 | 8.5 | 1 | 365 | 9.6724 | 0.47874 | 10 | 0.15109
7018 | 5.865 | 1 | 365 | 6.6739 | 0.44033 | 7 | 0.11425
8380 | 5.355 | 1 | 365 | 6.0936 | 0.2716 | 6 | 0.36519
7293 | 9.69 | 1 | 365 | 11.0265 | 0.20576 | 11 | 0.23224
7294 | 2.295 | 1 | 365 | 2.6115 | 0.25926 | 2 | 0.87079
8383 | 4.59 | 1 | 365 | 5.2231 | 0.51852 | 5 | 0.74159
8124 | 3.06 | 1 | 365 | 3.482 | 0.012345 | 3 | 0.49439
8388 | 9.945 | 1 | 365 | 11.3167 | 0.79012 | 12 | 0.10678
7584 | 4.5 | 1 | 365 | 5.1207 | 0.31227 | 5 | 0.43293
8126 | 8.16 | 1 | 365 | 9.2855 | 0.69959 | 9 | 0.98505
8379 | 3.57 | 1 | 365 | 4.0624 | 0.18107 | 4 | 0.24346
7582 | 6.885 | 1 | 365 | 7.8346 | 0.77778 | 8 | 0.61238
8375 | 5.355 | 1 | 365 | 6.0936 | 0.2716 | 6 | 0.36519
7579 | 2.75 | 1 | 365 | 3.1293 | 0.30194 | 3 | 0.43124
8370 | 7.395 | 1 | 365 | 8.4149 | 0.9465 | 9 | 0.36145
8135 | 4.335 | 1 | 365 | 4.9329 | 0.93416 | 5 | 0.86706
7317 | 6 | 1 | 365 | 6.8275 | 0.7497 | 7 | 0.57724
8132 | 5.1 | 1 | 365 | 5.8034 | 0.68724 | 6 | 0.49065
7712 | 7.14 | 1 | 365 | 8.1248 | 0.36214 | 8 | 0.48692
8323 | 6.375 | 1 | 365 | 7.2543 | 0.60905 | 7 | 0.86332
7709 | 7 | 1 | 365 | 7.9655 | 0.041312 | 8 | 0.00678
7706 | 6.885 | 1 | 365 | 7.8346 | 0.77778 | 8 | 0.61238
8320 | 5.61 | 1 | 365 | 6.3838 | 0.85597 | 7 | 0.23972
7699 | 3.57 | 1 | 365 | 4.0624 | 0.18107 | 4 | 0.24346
8155 | 8.415 | 1 | 365 | 9.5756 | 0.28395 | 9 | 0.85958
7696 | 5.865 | 1 | 365 | 6.6739 | 0.44033 | 7 | 0.11425
8290 | 9.18 | 1 | 365 | 10.4461 | 0.037035 | 10 | 0.48318
7693 | 4.08 | 1 | 365 | 4.6427 | 0.34979 | 4 | 0.99252
8279 | 6.885 | 1 | 365 | 7.8346 | 0.77778 | 8 | 0.61238
7689 | 4.5 | 1 | 365 | 5.1207 | 0.31227 | 5 | 0.43293
8164 | 9.18 | 1 | 365 | 10.4461 | 0.037035 | 10 | 0.48318
8269 | 6.75 | 1 | 365 | 7.681 | 0.46841 | 8 | 0.1494
8260 | 6.375 | 1 | 365 | 7.2543 | 0.60905 | 7 | 0.86332
7685 | 2.75 | 1 | 365 | 3.1293 | 0.30194 | 3 | 0.43124
8174 | 4.335 | 1 | 365 | 4.9329 | 0.93416 | 5 | 0.86706
7676 | 7.905 | 1 | 365 | 8.9953 | 0.11522 | 9 | 0.11051
8178 | 3.315 | 1 | 365 | 3.7722 | 0.59671 | 4 | 0.36893
8390 | 9.18 | 1 | 365 | 10.4461 | 0.037035 | 10 | 0.48318
7671 | 2 | 1 | 365 | 2.2758 | 0.58323 | 2 | 0.85908
7664 | 7.25 | 1 | 365 | 8.2499 | 0.61422 | 8 | 0.86416
7659 | 6.12 | 1 | 365 | 6.9641 | 0.02469 | 6 | 0.98878
8275 | 4.845 | 1 | 365 | 5.5132 | 0.10288 | 5 | 0.61612
8273 | 5.5 | 1 | 365 | 6.2586 | 0.60389 | 6 | 0.86247
8200 | 4.845 | 1 | 365 | 5.5132 | 0.10288 | 5 | 0.61612
8268 | 6.63 | 1 | 365 | 7.5444 | 0.19341 | 7 | 0.73785
8266 | 5.5 | 1 | 365 | 6.2586 | 0.60389 | 6 | 0.86247
8098 | 5.5 | 1 | 365 | 6.2586 | 0.60389 | 6 | 0.86247
8147 | 3.315 | 1 | 365 | 3.7722 | 0.59671 | 4 | 0.36893
8207 | 7.14 | 1 | 365 | 8.1248 | 0.36214 | 8 | 0.48692
7643 | 5.61 | 1 | 365 | 6.3838 | 0.85597 | 7 | 0.23972
8248 | 8.415 | 1 | 365 | 9.5756 | 0.28395 | 9 | 0.85958
8068 | 7.905 | 1 | 365 | 8.9953 | 0.11522 | 9 | 0.11051
7640 | 6 | 1 | 365 | 6.8275 | 0.7497 | 7 | 0.57724
8244 | 9.18 | 1 | 365 | 10.4461 | 0.037035 | 10 | 0.48318
8239 | 6.12 | 1 | 365 | 6.9641 | 0.02469 | 6 | 0.98878
8234 | 4.59 | 1 | 365 | 5.2231 | 0.51852 | 5 | 0.74159
8226 | 5.355 | 1 | 365 | 6.0936 | 0.2716 | 6 | 0.36519
8229 | 4.59 | 1 | 365 | 5.2231 | 0.51852 | 5 | 0.74159
7630 | 6.12 | 1 | 365 | 6.9641 | 0.02469 | 6 | 0.98878
8219 | 6.63 | 1 | 365 | 7.5444 | 0.19341 | 7 | 0.73785
7624 | 6.5 | 1 | 365 | 7.3965 | 0.8955 | 8 | 0.29201
8208 | 8.415 | 1 | 365 | 9.5756 | 0.28395 | 9 | 0.85958
7619 | 7.65 | 1 | 365 | 8.7051 | 0.53086 | 9 | 0.23598
8080 | 6.63 | 1 | 365 | 7.5444 | 0.19341 | 7 | 0.73785
7634 | 6.75 | 1 | 365 | 7.681 | 0.46841 | 8 | 0.1494
7453 | 4.59 | 1 | 365 | 5.2231 | 0.51852 | 5 | 0.74159
7449 | 4.5 | 1 | 365 | 5.1207 | 0.31227 | 5 | 0.43293
7450 | 4.59 | 1 | 365 | 5.2231 | 0.51852 | 5 | 0.74159
8358 | 7.14 | 1 | 365 | 8.1248 | 0.36214 | 8 | 0.48692
8092 | 6.25 | 1 | 365 | 7.112 | 0.3226 | 7 | 0.43462
8153 | 6.12 | 1 | 365 | 6.9641 | 0.02469 | 6 | 0.98878
7447 | 7.25 | 1 | 365 | 8.2499 | 0.61422 | 8 | 0.86416
8055 | 5.1 | 1 | 365 | 5.8034 | 0.68724 | 6 | 0.49065
8361 | 6.12 | 1 | 365 | 6.9641 | 0.02469 | 6 | 0.98878
7446 | 3.825 | 1 | 365 | 4.3526 | 0.76543 | 5 | 0.11799
8037 | 8 | 1 | 365 | 9.1034 | 0.33293 | 9 | 0.43632
7445 | 9.75 | 1 | 365 | 11.0948 | 0.34326 | 11 | 0.43801
8031 | 4.845 | 1 | 365 | 5.5132 | 0.10288 | 5 | 0.61612
8365 | 3.825 | 1 | 365 | 4.3526 | 0.76543 | 5 | 0.11799
8019 | 5.1 | 1 | 365 | 5.8034 | 0.68724 | 6 | 0.49065
7532 | 4.335 | 1 | 365 | 4.9329 | 0.93416 | 5 | 0.86706
7545 | 3.185 | 1 | 365 | 3.6243 | 0.2988 | 3 | 0.92308
8369 | 8.415 | 1 | 365 | 9.5756 | 0.28395 | 9 | 0.85958
8012 | 7.395 | 1 | 365 | 8.4149 | 0.9465 | 9 | 0.36145
8210 | 3.5 | 1 | 365 | 3.9827 | 0.020656 | 4 | 0.00339
7516 | 6.12 | 1 | 365 | 6.9641 | 0.02469 | 6 | 0.98878
7510 | 6.25 | 1 | 365 | 7.112 | 0.3226 | 7 | 0.43462
7508 | 7.395 | 1 | 365 | 8.4149 | 0.9465 | 9 | 0.36145
7540 | 7.395 | 1 | 365 | 8.4149 | 0.9465 | 9 | 0.36145
7539 | 5.61 | 1 | 365 | 6.3838 | 0.85597 | 7 | 0.23972
7537 | 4.845 | 1 | 365 | 5.5132 | 0.10288 | 5 | 0.61612
8101 | 9.18 | 1 | 365 | 10.4461 | 0.037035 | 10 | 0.48318
8300 | 9.69 | 1 | 365 | 11.0265 | 0.20576 | 11 | 0.23224
8314 | 7.905 | 1 | 365 | 8.9953 | 0.11522 | 9 | 0.11051
7536 | 6 | 1 | 365 | 6.8275 | 0.7497 | 7 | 0.57724
7533 | 6 | 1 | 365 | 6.8275 | 0.7497 | 7 | 0.57724
7580 | 7.395 | 1 | 365 | 8.4149 | 0.9465 | 9 | 0.36145
7578 | 5 | 1 | 365 | 5.6896 | 0.45808 | 6 | 0.1477
7576 | 5.355 | 1 | 365 | 6.0936 | 0.2716 | 6 | 0.36519
8396 | 5.865 | 1 | 365 | 6.6739 | 0.44033 | 7 | 0.11425
7570 | 5.5 | 1 | 365 | 6.2586 | 0.60389 | 6 | 0.86247
8393 | 4.59 | 1 | 365 | 5.2231 | 0.51852 | 5 | 0.74159
7574 | 4.75 | 1 | 365 | 5.4051 | 0.88518 | 6 | 0.29031
7563 | 4.08 | 1 | 365 | 4.6427 | 0.34979 | 4 | 0.99252
7968 | 6.12 | 1 | 365 | 6.9641 | 0.02469 | 6 | 0.98878
7561 | 7 | 1 | 365 | 7.9655 | 0.041312 | 8 | 0.00678
8474 | 4.845 | 1 | 365 | 5.5132 | 0.10288 | 5 | 0.61612
7523 | 6 | 1 | 365 | 6.8275 | 0.7497 | 7 | 0.57724
7967 | 6.5 | 1 | 365 | 7.3965 | 0.8955 | 8 | 0.29201
7633 | 7.65 | 1 | 365 | 8.7051 | 0.53086 | 9 | 0.23598
7965 | 4.59 | 1 | 365 | 5.2231 | 0.51852 | 5 | 0.74159
7625 | 4.845 | 1 | 365 | 5.5132 | 0.10288 | 5 | 0.61612
7964 | 6.63 | 1 | 365 | 7.5444 | 0.19341 | 7 | 0.73785
7621 | 6.885 | 1 | 365 | 7.8346 | 0.77778 | 8 | 0.61238
7962 | 4.845 | 1 | 365 | 5.5132 | 0.10288 | 5 | 0.61612
8083 | 5.865 | 1 | 365 | 6.6739 | 0.44033 | 7 | 0.11425
8065 | 3.06 | 1 | 365 | 3.482 | 0.012345 | 3 | 0.49439
7814 | 3.75 | 1 | 365 | 4.2672 | 0.59356 | 4 | 0.86078
8453 | 5.865 | 1 | 365 | 6.6739 | 0.44033 | 7 | 0.11425
8159 | 2.295 | 1 | 365 | 2.6115 | 0.25926 | 2 | 0.87079
7864 | 5.5 | 1 | 365 | 6.2586 | 0.60389 | 6 | 0.86247
8063 | 5.1 | 1 | 365 | 5.8034 | 0.68724 | 6 | 0.49065
8470 | 7.14 | 1 | 365 | 8.1248 | 0.36214 | 8 | 0.48692
7799 | 6.5 | 1 | 365 | 7.3965 | 0.8955 | 8 | 0.29201
8030 | 2.5 | 1 | 365 | 2.8448 | 0.72904 | 3 | 0.57385
7825 | 3.825 | 1 | 365 | 4.3526 | 0.76543 | 5 | 0.11799
7948 | 7.14 | 1 | 365 | 8.1248 | 0.36214 | 8 | 0.48692
7720 | 3.25 | 1 | 365 | 3.6983 | 0.44775 | 4 | 0.146
7719 | 2.55 | 1 | 365 | 2.9017 | 0.84362 | 3 | 0.74533
8356 | 9.18 | 1 | 365 | 10.4461 | 0.037035 | 10 | 0.48318
7821 | 3.57 | 1 | 365 | 4.0624 | 0.18107 | 4 | 0.24346
8002 | 7.395 | 1 | 365 | 8.4149 | 0.9465 | 9 | 0.36145
8445 | 5.355 | 1 | 365 | 6.0936 | 0.2716 | 6 | 0.36519
7716 | 5.25 | 1 | 365 | 5.9741 | 0.030984 | 6 | 0.005085
8006 | 7.5 | 1 | 365 | 8.5344 | 0.18712 | 8 | 0.72155
8435 | 9.18 | 1 | 365 | 10.4461 | 0.037035 | 10 | 0.48318
8084 | 2.805 | 1 | 365 | 3.1919 | 0.42798 | 3 | 0.61986
7715 | 5 | 1 | 365 | 5.6896 | 0.45808 | 6 | 0.1477
7999 | 8.16 | 1 | 365 | 9.2855 | 0.69959 | 9 | 0.98505
8081 | 3.06 | 1 | 365 | 3.482 | 0.012345 | 3 | 0.49439
7858 | 3.315 | 1 | 365 | 3.7722 | 0.59671 | 4 | 0.36893
7855 | 5.865 | 1 | 365 | 6.6739 | 0.44033 | 7 | 0.11425
7997 | 6.885 | 1 | 365 | 7.8346 | 0.77778 | 8 | 0.61238
7837 | 6.12 | 1 | 365 | 6.9641 | 0.02469 | 6 | 0.98878
8152 | 6 | 1 | 365 | 6.8275 | 0.7497 | 7 | 0.57724
8156 | 6.63 | 1 | 365 | 7.5444 | 0.19341 | 7 | 0.73785
7810 | 4 | 1 | 365 | 4.5517 | 0.16646 | 4 | 0.71816
7792 | 4.25 | 1 | 365 | 4.8362 | 0.73937 | 5 | 0.57554
7711 | 5.1 | 1 | 365 | 5.8034 | 0.68724 | 6 | 0.49065
8354 | 7.5 | 1 | 365 | 8.5344 | 0.18712 | 8 | 0.72155
7991 | 3.5 | 1 | 365 | 3.9827 | 0.020656 | 4 | 0.00339
8149 | 7.75 | 1 | 365 | 8.8189 | 0.76002 | 9 | 0.57893
7703 | 5.355 | 1 | 365 | 6.0936 | 0.2716 | 6 | 0.36519
8145 | 5.355 | 1 | 365 | 6.0936 | 0.2716 | 6 | 0.36519
8142 | 5.5 | 1 | 365 | 6.2586 | 0.60389 | 6 | 0.86247
7464 | 5.355 | 1 | 365 | 6.0936 | 0.2716 | 6 | 0.36519
8437 | 6 | 1 | 365 | 6.8275 | 0.7497 | 7 | 0.57724
8113 | 7.25 | 1 | 365 | 8.2499 | 0.61422 | 8 | 0.86416
7463 | 5.5 | 1 | 365 | 6.2586 | 0.60389 | 6 | 0.86247
8106 | 5.355 | 1 | 365 | 6.0936 | 0.2716 | 6 | 0.36519
8304 | 6.375 | 1 | 365 | 7.2543 | 0.60905 | 7 | 0.86332
7459 | 6.75 | 1 | 365 | 7.681 | 0.46841 | 8 | 0.1494
7242 | 8.415 | 1 | 365 | 9.5756 | 0.28395 | 9 | 0.85958
8205 | 6.12 | 1 | 365 | 6.9641 | 0.02469 | 6 | 0.98878
7525 | 9.69 | 1 | 365 | 11.0265 | 0.20576 | 11 | 0.23224
7521 | 6.375 | 1 | 365 | 7.2543 | 0.60905 | 7 | 0.86332
7519 | 3.57 | 1 | 365 | 4.0624 | 0.18107 | 4 | 0.24346
7500 | 6.75 | 1 | 365 | 7.681 | 0.46841 | 8 | 0.1494
8010 | 4.08 | 1 | 365 | 4.6427 | 0.34979 | 4 | 0.99252
7497 | 2.75 | 1 | 365 | 3.1293 | 0.30194 | 3 | 0.43124
8003 | 6.63 | 1 | 365 | 7.5444 | 0.19341 | 7 | 0.73785
8302 | 8 | 1 | 365 | 9.1034 | 0.33293 | 9 | 0.43632
7493 | 4.59 | 1 | 365 | 5.2231 | 0.51852 | 5 | 0.74159
7995 | 9.945 | 1 | 365 | 11.3167 | 0.79012 | 12 | 0.10678
7489 | 7.14 | 1 | 365 | 8.1248 | 0.36214 | 8 | 0.48692
7833 | 4.335 | 1 | 365 | 4.9329 | 0.93416 | 5 | 0.86706
7485 | 6.5 | 1 | 365 | 7.3965 | 0.8955 | 8 | 0.29201
8077 | 6.75 | 1 | 365 | 7.681 | 0.46841 | 8 | 0.1494
6978 | 6.375 | 1 | 365 | 7.2543 | 0.60905 | 7 | 0.86332
7482 | 5.39 | 1 | 365 | 6.1334 | 0.35181 | 6 | 0.48522
8533 | 6.25 | 1 | 365 | 7.112 | 0.3226 | 7 | 0.43462
8131 | 5.355 | 1 | 365 | 6.0936 | 0.2716 | 6 | 0.36519
7551 | 6.25 | 1 | 365 | 7.112 | 0.3226 | 7 | 0.43462
8360 | 5.61 | 1 | 365 | 6.3838 | 0.85597 | 7 | 0.23972
7296 | 7.75 | 1 | 365 | 8.8189 | 0.76002 | 9 | 0.57893
7587 | 8.75 | 1 | 365 | 9.9568 | 0.05164 | 10 | 0.008475
8357 | 4.59 | 1 | 365 | 5.2231 | 0.51852 | 5 | 0.74159
7571 | 4.845 | 1 | 365 | 5.5132 | 0.10288 | 5 | 0.61612
7454 | 5.61 | 1 | 365 | 6.3838 | 0.85597 | 7 | 0.23972
7566 | 5.1 | 1 | 365 | 5.8034 | 0.68724 | 6 | 0.49065
8366 | 7.25 | 1 | 365 | 8.2499 | 0.61422 | 8 | 0.86416
7575 | 4.08 | 1 | 365 | 4.6427 | 0.34979 | 4 | 0.99252
8363 | 6.375 | 1 | 365 | 7.2543 | 0.60905 | 7 | 0.86332
7298 | 3.57 | 1 | 365 | 4.0624 | 0.18107 | 4 | 0.24346
8235 | 3.06 | 1 | 365 | 3.482 | 0.012345 | 3 | 0.49439
8150 | 9.435 | 1 | 365 | 10.7363 | 0.6214 | 11 | 0.35771
7674 | 4.335 | 1 | 365 | 4.9329 | 0.93416 | 5 | 0.86706
7562 | 5.1 | 1 | 365 | 5.8034 | 0.68724 | 6 | 0.49065
8272 | 8.67 | 1 | 365 | 9.8658 | 0.86831 | 10 | 0.73411
7572 | 1.75 | 1 | 365 | 1.9914 | 0.010328 | 2 | 0.001695
7548 | 7.65 | 1 | 365 | 8.7051 | 0.53086 | 9 | 0.23598
7797 | 7.14 | 1 | 365 | 8.1248 | 0.36214 | 8 | 0.48692
7458 | 4.335 | 1 | 365 | 4.9329 | 0.93416 | 5 | 0.86706
7494 | 4.335 | 1 | 365 | 4.9329 | 0.93416 | 5 | 0.86706
7805 | 3 | 1 | 365 | 3.4138 | 0.87485 | 4 | 0.28862
7452 | 9.69 | 1 | 365 | 11.0265 | 0.20576 | 11 | 0.23224
7811 | 5.865 | 1 | 365 | 6.6739 | 0.44033 | 7 | 0.11425
7448 | 4.59 | 1 | 365 | 5.2231 | 0.51852 | 5 | 0.74159
7577 | 8.925 | 1 | 365 | 10.156 | 0.45267 | 10 | 0.60864
7725 | 6.12 | 1 | 365 | 6.9641 | 0.02469 | 6 | 0.98878
8143 | 5.61 | 1 | 365 | 6.3838 | 0.85597 | 7 | 0.23972
7990 | 2.55 | 1 | 365 | 2.9017 | 0.84362 | 3 | 0.74533
7687 | 8.67 | 1 | 365 | 9.8658 | 0.86831 | 10 | 0.73411
8217 | 6.12 | 1 | 365 | 6.9641 | 0.02469 | 6 | 0.98878
7544 | 5 | 1 | 365 | 5.6896 | 0.45808 | 6 | 0.1477
7727 | 7.65 | 1 | 365 | 8.7051 | 0.53086 | 9 | 0.23598
7726 | 9.69 | 1 | 365 | 11.0265 | 0.20576 | 11 | 0.23224
7529 | 7.395 | 1 | 365 | 8.4149 | 0.9465 | 9 | 0.36145
6996 | 2.04 | 1 | 365 | 2.3214 | 0.6749 | 2 | 0.99626
7835 | 8.415 | 1 | 365 | 9.5756 | 0.28395 | 9 | 0.85958
6990 | 4.08 | 1 | 365 | 4.6427 | 0.34979 | 4 | 0.99252
7002 | 2.94 | 1 | 365 | 3.3455 | 0.73735 | 4 | 0.082848
7502 | 3.06 | 1 | 365 | 3.482 | 0.012345 | 3 | 0.49439
6999 | 5.865 | 1 | 365 | 6.6739 | 0.44033 | 7 | 0.11425
7498 | 4.08 | 1 | 365 | 4.6427 | 0.34979 | 4 | 0.99252
7175 | 6.25 | 1 | 365 | 7.112 | 0.3226 | 7 | 0.43462
7196 | 8.16 | 1 | 365 | 9.2855 | 0.69959 | 9 | 0.98505
7194 | 3.825 | 1 | 365 | 4.3526 | 0.76543 | 5 | 0.11799
7165 | 3.315 | 1 | 365 | 3.7722 | 0.59671 | 4 | 0.36893
7190 | 3.825 | 1 | 365 | 4.3526 | 0.76543 | 5 | 0.11799
7185 | 5.75 | 1 | 365 | 6.5431 | 0.17679 | 6 | 0.71985
7195 | 6.12 | 1 | 365 | 6.9641 | 0.02469 | 6 | 0.98878
7191 | 7.14 | 1 | 365 | 8.1248 | 0.36214 | 8 | 0.48692
7268 | 3.06 | 1 | 365 | 3.482 | 0.012345 | 3 | 0.49439
7259 | 7.905 | 1 | 365 | 8.9953 | 0.11522 | 9 | 0.11051
7189 | 8.25 | 1 | 365 | 9.3879 | 0.90583 | 10 | 0.29371
7188 | 5.865 | 1 | 365 | 6.6739 | 0.44033 | 7 | 0.11425
20705 | 8.96 | 1 | 365 | 10.1958 | 0.53288 | 10 | 0.72868
14940 | 6.6 | 1 | 365 | 7.5103 | 0.12467 | 7 | 0.63496
26499 | 6.12 | 1 | 365 | 6.9641 | 0.02469 | 6 | 0.98878
5609 | 29 | 0.9 | 365 | 29.6998 | 0.81118 | 30 | 0.51099
6391 | 12.06 | 1 | 365 | 13.7234 | 0.63689 | 14 | 0.36025
8148 | 8.67 | 1 | 365 | 9.8658 | 0.86831 | 10 | 0.73411
4315 | 2.97 | 1 | 365 | 3.3796 | 0.8061 | 4 | 0.18573
4505 | 24.99 | 1 | 365 | 28.4367 | 0.26748 | 28 | 0.7042
7322 | 2.75 | 1 | 365 | 3.1293 | 0.30194 | 3 | 0.43124
6063 | 6.12 | 1 | 365 | 6.9641 | 0.02469 | 6 | 0.98878
4252 | 31.2 | 1 | 365 | 35.5032 | 0.49842 | 36 | 0.001648
5557 | 644.16 | 0.9 | 365 | 659.7046 | 0.55063 | 660 | 0.25524
10869 | 8.12 | 1 | 365 | 9.2399 | 0.60792 | 9 | 0.84786
2511 | 750.2 | 0.9 | 365 | 768.3035 | 0.25329 | 768 | 0.55682
8704 | 138 | 0.9 | 365 | 141.3302 | 0.61871 | 141 | 0.94887
4846 | 73.255 | 0.9 | 365 | 75.0228 | 0.085097 | 75 | 0.10786
5359 | 7.56 | 1 | 365 | 8.6027 | 0.32462 | 8 | 0.92732
5901 | 9.18 | 1 | 365 | 10.4461 | 0.037035 | 10 | 0.48318
5494 | 2.04 | 1 | 365 | 2.3214 | 0.6749 | 2 | 0.99626
5385 | 7.905 | 1 | 365 | 8.9953 | 0.11522 | 9 | 0.11051
5380 | 6.375 | 1 | 365 | 7.2543 | 0.60905 | 7 | 0.86332
5362 | 9.945 | 1 | 365 | 11.3167 | 0.79012 | 12 | 0.10678
5364 | 4.25 | 1 | 365 | 4.8362 | 0.73937 | 5 | 0.57554
5341 | 10.2 | 1 | 365 | 11.6068 | 0.37448 | 11 | 0.98131
5389 | 4.59 | 1 | 365 | 5.2231 | 0.51852 | 5 | 0.74159
5367 | 10.71 | 1 | 365 | 12.1872 | 0.54321 | 12 | 0.73037
5524 | 10.71 | 1 | 365 | 12.1872 | 0.54321 | 12 | 0.73037
5366 | 10.2 | 1 | 365 | 11.6068 | 0.37448 | 11 | 0.98131
5780 | 5.1 | 1 | 365 | 5.8034 | 0.68724 | 6 | 0.49065
5778 | 4.335 | 1 | 365 | 4.9329 | 0.93416 | 5 | 0.86706
5786 | 6.63 | 1 | 365 | 7.5444 | 0.19341 | 7 | 0.73785
5789 | 6 | 1 | 365 | 6.8275 | 0.7497 | 7 | 0.57724
5790 | 8.16 | 1 | 365 | 9.2855 | 0.69959 | 9 | 0.98505
5566 | 8.16 | 1 | 365 | 9.2855 | 0.69959 | 9 | 0.98505
5635 | 5.75 | 1 | 365 | 6.5431 | 0.17679 | 6 | 0.71985
5791 | 6.75 | 1 | 365 | 7.681 | 0.46841 | 8 | 0.1494
5638 | 4.5 | 1 | 365 | 5.1207 | 0.31227 | 5 | 0.43293
5792 | 8.16 | 1 | 365 | 9.2855 | 0.69959 | 9 | 0.98505
5640 | 6.63 | 1 | 365 | 7.5444 | 0.19341 | 7 | 0.73785
5793 | 4.335 | 1 | 365 | 4.9329 | 0.93416 | 5 | 0.86706
5567 | 9.5 | 1 | 365 | 10.8103 | 0.77035 | 11 | 0.58063
5574 | 14.79 | 1 | 365 | 16.8299 | 0.893 | 17 | 0.7229
5796 | 2.75 | 1 | 365 | 3.1293 | 0.30194 | 3 | 0.43124
5598 | 3.06 | 1 | 365 | 3.482 | 0.012345 | 3 | 0.49439
5599 | 6.12 | 1 | 365 | 6.9641 | 0.02469 | 6 | 0.98878
5605 | 6.12 | 1 | 365 | 6.9641 | 0.02469 | 6 | 0.98878
5799 | 6.63 | 1 | 365 | 7.5444 | 0.19341 | 7 | 0.73785
5606 | 7.65 | 1 | 365 | 8.7051 | 0.53086 | 9 | 0.23598
5652 | 9.69 | 1 | 365 | 11.0265 | 0.20576 | 11 | 0.23224
5801 | 2.295 | 1 | 365 | 2.6115 | 0.25926 | 2 | 0.87079
5668 | 6.12 | 1 | 365 | 6.9641 | 0.02469 | 6 | 0.98878
5669 | 5.355 | 1 | 365 | 6.0936 | 0.2716 | 6 | 0.36519
5671 | 6.885 | 1 | 365 | 7.8346 | 0.77778 | 8 | 0.61238
5802 | 6.12 | 1 | 365 | 6.9641 | 0.02469 | 6 | 0.98878
5681 | 8.925 | 1 | 365 | 10.156 | 0.45267 | 10 | 0.60864
5804 | 7.395 | 1 | 365 | 8.4149 | 0.9465 | 9 | 0.36145
5806 | 4.08 | 1 | 365 | 4.6427 | 0.34979 | 4 | 0.99252
5859 | 18 | 1 | 365 | 20.4826 | 0.24909 | 20 | 0.73172
5810 | 5.355 | 1 | 365 | 6.0936 | 0.2716 | 6 | 0.36519
5811 | 6.63 | 1 | 365 | 7.5444 | 0.19341 | 7 | 0.73785
5816 | 4.335 | 1 | 365 | 4.9329 | 0.93416 | 5 | 0.86706
5815 | 7.65 | 1 | 365 | 8.7051 | 0.53086 | 9 | 0.23598
43 | 4506.78 | 0.7 | 365 | 3589.8612 | 0.46641 | 3590 | 0.3276
5683 | 8.415 | 1 | 365 | 9.5756 | 0.28395 | 9 | 0.85958
5684 | 6.375 | 1 | 365 | 7.2543 | 0.60905 | 7 | 0.86332
5899 | 8.67 | 1 | 365 | 9.8658 | 0.86831 | 10 | 0.73411
5907 | 4.335 | 1 | 365 | 4.9329 | 0.93416 | 5 | 0.86706
5730 | 4.845 | 1 | 365 | 5.5132 | 0.10288 | 5 | 0.61612
5910 | 10.455 | 1 | 365 | 11.897 | 0.95885 | 12 | 0.85584
5732 | 9.945 | 1 | 365 | 11.3167 | 0.79012 | 12 | 0.10678
5735 | 10.455 | 1 | 365 | 11.897 | 0.95885 | 12 | 0.85584
5737 | 8.67 | 1 | 365 | 9.8658 | 0.86831 | 10 | 0.73411
5743 | 5.1 | 1 | 365 | 5.8034 | 0.68724 | 6 | 0.49065
5911 | 7.14 | 1 | 365 | 8.1248 | 0.36214 | 8 | 0.48692
5745 | 2.295 | 1 | 365 | 2.6115 | 0.25926 | 2 | 0.87079
5749 | 7.14 | 1 | 365 | 8.1248 | 0.36214 | 8 | 0.48692
5751 | 2.55 | 1 | 365 | 2.9017 | 0.84362 | 3 | 0.74533
5912 | 8.25 | 1 | 365 | 9.3879 | 0.90583 | 10 | 0.29371
5753 | 2.25 | 1 | 365 | 2.5603 | 0.15614 | 2 | 0.71646
5915 | 5.61 | 1 | 365 | 6.3838 | 0.85597 | 7 | 0.23972
5755 | 6.36 | 1 | 365 | 7.2372 | 0.57468 | 7 | 0.81187
5757 | 10.25 | 1 | 365 | 11.6637 | 0.48906 | 12 | 0.15278
5925 | 7.395 | 1 | 365 | 8.4149 | 0.9465 | 9 | 0.36145
5758 | 5.355 | 1 | 365 | 6.0936 | 0.2716 | 6 | 0.36519
5759 | 4.59 | 1 | 365 | 5.2231 | 0.51852 | 5 | 0.74159
5927 | 10.455 | 1 | 365 | 11.897 | 0.95885 | 12 | 0.85584
5760 | 8.925 | 1 | 365 | 10.156 | 0.45267 | 10 | 0.60864
5762 | 6.375 | 1 | 365 | 7.2543 | 0.60905 | 7 | 0.86332
5932 | 9.18 | 1 | 365 | 10.4461 | 0.037035 | 10 | 0.48318
5572 | 7.395 | 1 | 365 | 8.4149 | 0.9465 | 9 | 0.36145
234 | 4442.02 | 0.7 | 365 | 3538.2768 | 0.58287 | 3538 | 0.85969
5692 | 5 | 1 | 365 | 5.6896 | 0.45808 | 6 | 0.1477
5690 | 4.68 | 1 | 365 | 5.3255 | 0.72476 | 6 | 0.050247
5775 | 6.885 | 1 | 365 | 7.8346 | 0.77778 | 8 | 0.61238
5777 | 5.355 | 1 | 365 | 6.0936 | 0.2716 | 6 | 0.36519
5779 | 5.1 | 1 | 365 | 5.8034 | 0.68724 | 6 | 0.49065
5724 | 9.69 | 1 | 365 | 11.0265 | 0.20576 | 11 | 0.23224
5855 | 5.25 | 1 | 365 | 5.9741 | 0.030984 | 6 | 0.005085
5934 | 3.06 | 1 | 365 | 3.482 | 0.012345 | 3 | 0.49439
5939 | 7.14 | 1 | 365 | 8.1248 | 0.36214 | 8 | 0.48692
5945 | 12.24 | 1 | 365 | 13.9282 | 0.04938 | 13 | 0.97757
5949 | 2.805 | 1 | 365 | 3.1919 | 0.42798 | 3 | 0.61986
5881 | 7.14 | 1 | 365 | 8.1248 | 0.36214 | 8 | 0.48692
5955 | 8.67 | 1 | 365 | 9.8658 | 0.86831 | 10 | 0.73411
5968 | 7.395 | 1 | 365 | 8.4149 | 0.9465 | 9 | 0.36145
6167 | 8.925 | 1 | 365 | 10.156 | 0.45267 | 10 | 0.60864
6179 | 7.14 | 1 | 365 | 8.1248 | 0.36214 | 8 | 0.48692
6180 | 6.885 | 1 | 365 | 7.8346 | 0.77778 | 8 | 0.61238
6184 | 3.825 | 1 | 365 | 4.3526 | 0.76543 | 5 | 0.11799
6186 | 14.025 | 1 | 365 | 15.9594 | 0.13991 | 16 | 0.099299
5993 | 13.515 | 1 | 365 | 15.379 | 0.97119 | 16 | 0.35023
6194 | 5.865 | 1 | 365 | 6.6739 | 0.44033 | 7 | 0.11425
6195 | 8.67 | 1 | 365 | 9.8658 | 0.86831 | 10 | 0.73411
6208 | 6.75 | 1 | 365 | 7.681 | 0.46841 | 8 | 0.1494
6209 | 8.415 | 1 | 365 | 9.5756 | 0.28395 | 9 | 0.85958
6210 | 10.71 | 1 | 365 | 12.1872 | 0.54321 | 12 | 0.73037
6212 | 5.61 | 1 | 365 | 6.3838 | 0.85597 | 7 | 0.23972
6221 | 11.475 | 1 | 365 | 13.0577 | 0.29629 | 13 | 0.35397
6239 | 3.825 | 1 | 365 | 4.3526 | 0.76543 | 5 | 0.11799
6268 | 10.965 | 1 | 365 | 12.4773 | 0.12757 | 12 | 0.60491
5819 | 4.335 | 1 | 365 | 4.9329 | 0.93416 | 5 | 0.86706
5822 | 4.08 | 1 | 365 | 4.6427 | 0.34979 | 4 | 0.99252
6271 | 7.14 | 1 | 365 | 8.1248 | 0.36214 | 8 | 0.48692
5823 | 3 | 1 | 365 | 3.4138 | 0.87485 | 4 | 0.28862
6272 | 3.57 | 1 | 365 | 4.0624 | 0.18107 | 4 | 0.24346
5824 | 3.315 | 1 | 365 | 3.7722 | 0.59671 | 4 | 0.36893
6274 | 6.885 | 1 | 365 | 7.8346 | 0.77778 | 8 | 0.61238
5827 | 6.375 | 1 | 365 | 7.2543 | 0.60905 | 7 | 0.86332
6273 | 12.75 | 1 | 365 | 14.5085 | 0.2181 | 14 | 0.72663
5826 | 4.845 | 1 | 365 | 5.5132 | 0.10288 | 5 | 0.61612
5834 | 4.59 | 1 | 365 | 5.2231 | 0.51852 | 5 | 0.74159
5809 | 4.08 | 1 | 365 | 4.6427 | 0.34979 | 4 | 0.99252
5836 | 8.16 | 1 | 365 | 9.2855 | 0.69959 | 9 | 0.98505
5835 | 6.63 | 1 | 365 | 7.5444 | 0.19341 | 7 | 0.73785
5837 | 6.12 | 1 | 365 | 6.9641 | 0.02469 | 6 | 0.98878
5839 | 6 | 1 | 365 | 6.8275 | 0.7497 | 7 | 0.57724
5840 | 10.455 | 1 | 365 | 11.897 | 0.95885 | 12 | 0.85584
5847 | 5.1 | 1 | 365 | 5.8034 | 0.68724 | 6 | 0.49065
5845 | 6 | 1 | 365 | 6.8275 | 0.7497 | 7 | 0.57724
5849 | 4.335 | 1 | 365 | 4.9329 | 0.93416 | 5 | 0.86706
5852 | 9.18 | 1 | 365 | 10.4461 | 0.037035 | 10 | 0.48318
5853 | 4.59 | 1 | 365 | 5.2231 | 0.51852 | 5 | 0.74159
5854 | 4.59 | 1 | 365 | 5.2231 | 0.51852 | 5 | 0.74159
6278 | 8.925 | 1 | 365 | 10.156 | 0.45267 | 10 | 0.60864
6280 | 10.455 | 1 | 365 | 11.897 | 0.95885 | 12 | 0.85584
5856 | 7.5 | 1 | 365 | 8.5344 | 0.18712 | 8 | 0.72155
5857 | 4.75 | 1 | 365 | 5.4051 | 0.88518 | 6 | 0.29031
6285 | 4.08 | 1 | 365 | 4.6427 | 0.34979 | 4 | 0.99252
6225 | 11.73 | 1 | 365 | 13.3478 | 0.88066 | 14 | 0.2285
6609 | 7.02 | 1 | 365 | 7.9882 | 0.087144 | 8 | 0.075371
6630 | 11.475 | 1 | 365 | 13.0577 | 0.29629 | 13 | 0.35397
6631 | 3.27 | 1 | 365 | 3.721 | 0.49358 | 4 | 0.2146
6688 | 8.925 | 1 | 365 | 10.156 | 0.45267 | 10 | 0.60864
6715 | 6.885 | 1 | 365 | 7.8346 | 0.77778 | 8 | 0.61238
6657 | 9.69 | 1 | 365 | 11.0265 | 0.20576 | 11 | 0.23224
6664 | 8.925 | 1 | 365 | 10.156 | 0.45267 | 10 | 0.60864
6531 | 6 | 1 | 365 | 6.8275 | 0.7497 | 7 | 0.57724
6706 | 7.395 | 1 | 365 | 8.4149 | 0.9465 | 9 | 0.36145
6707 | 5.865 | 1 | 365 | 6.6739 | 0.44033 | 7 | 0.11425
6708 | 8.67 | 1 | 365 | 9.8658 | 0.86831 | 10 | 0.73411
6709 | 4.845 | 1 | 365 | 5.5132 | 0.10288 | 5 | 0.61612
6710 | 9.18 | 1 | 365 | 10.4461 | 0.037035 | 10 | 0.48318
6718 | 8.67 | 1 | 365 | 9.8658 | 0.86831 | 10 | 0.73411
6719 | 6.885 | 1 | 365 | 7.8346 | 0.77778 | 8 | 0.61238
6096 | 4.59 | 1 | 365 | 5.2231 | 0.51852 | 5 | 0.74159
6757 | 7.395 | 1 | 365 | 8.4149 | 0.9465 | 9 | 0.36145
6758 | 4.25 | 1 | 365 | 4.8362 | 0.73937 | 5 | 0.57554
6760 | 9.18 | 1 | 365 | 10.4461 | 0.037035 | 10 | 0.48318
6762 | 5.355 | 1 | 365 | 6.0936 | 0.2716 | 6 | 0.36519
6764 | 7.395 | 1 | 365 | 8.4149 | 0.9465 | 9 | 0.36145
6763 | 4.335 | 1 | 365 | 4.9329 | 0.93416 | 5 | 0.86706
6766 | 5.25 | 1 | 365 | 5.9741 | 0.030984 | 6 | 0.005085
6770 | 13.26 | 1 | 365 | 15.0889 | 0.38683 | 15 | 0.4757
6813 | 73.81 | 0.9 | 365 | 75.5912 | 0.22976 | 75 | 0.82091
6816 | 73.81 | 0.9 | 365 | 75.5912 | 0.22976 | 75 | 0.82091
6696 | 24.48 | 1 | 365 | 27.8564 | 0.09876 | 27 | 0.95514
7554 | 13.515 | 1 | 365 | 15.379 | 0.97119 | 16 | 0.35023
7564 | 3.57 | 1 | 365 | 4.0624 | 0.18107 | 4 | 0.24346
7568 | 6.625 | 1 | 365 | 7.5387 | 0.18196 | 7 | 0.7207
7573 | 5.355 | 1 | 365 | 6.0936 | 0.2716 | 6 | 0.36519
7595 | 8.68 | 1 | 365 | 9.8772 | 0.89123 | 10 | 0.76841
7613 | 7.65 | 1 | 365 | 8.7051 | 0.53086 | 9 | 0.23598
7616 | 7.14 | 1 | 365 | 8.1248 | 0.36214 | 8 | 0.48692
7627 | 7.848 | 1 | 365 | 8.9304 | 0.9846 | 9 | 0.91503
7631 | 6.12 | 1 | 365 | 6.9641 | 0.02469 | 6 | 0.98878
2199 | 2042.28 | 0.8 | 365 | 1859.1675 | 0.09722 | 1859 | 0.26476
7945 | 6.86 | 1 | 365 | 7.8062 | 0.72049 | 8 | 0.52664
2202 | 2611.08 | 0.8 | 365 | 2376.9685 | 0.87416 | 2377 | 0.84264
8007 | 5.1 | 1 | 365 | 5.8034 | 0.68724 | 6 | 0.49065
2204 | 1950 | 0.8 | 365 | 1775.1614 | 0.92096 | 1776 | 0.0824
8025 | 9.18 | 1 | 365 | 10.4461 | 0.037035 | 10 | 0.48318
8049 | 10.2 | 1 | 365 | 11.6068 | 0.37448 | 11 | 0.98131
8052 | 5.5 | 1 | 365 | 6.2586 | 0.60389 | 6 | 0.86247
8053 | 5.61 | 1 | 365 | 6.3838 | 0.85597 | 7 | 0.23972
5860 | 8.16 | 1 | 365 | 9.2855 | 0.69959 | 9 | 0.98505
8058 | 4.845 | 1 | 365 | 5.5132 | 0.10288 | 5 | 0.61612
5861 | 8.25 | 1 | 365 | 9.3879 | 0.90583 | 10 | 0.29371
8110 | 12.495 | 1 | 365 | 14.2184 | 0.63374 | 14 | 0.8521
5864 | 3.06 | 1 | 365 | 3.482 | 0.012345 | 3 | 0.49439
8117 | 4.08 | 1 | 365 | 4.6427 | 0.34979 | 4 | 0.99252
5865 | 7.65 | 1 | 365 | 8.7051 | 0.53086 | 9 | 0.23598
5868 | 10.455 | 1 | 365 | 11.897 | 0.95885 | 12 | 0.85584
5873 | 3.57 | 1 | 365 | 4.0624 | 0.18107 | 4 | 0.24346
5874 | 6.63 | 1 | 365 | 7.5444 | 0.19341 | 7 | 0.73785
5878 | 9.18 | 1 | 365 | 10.4461 | 0.037035 | 10 | 0.48318
5879 | 7.65 | 1 | 365 | 8.7051 | 0.53086 | 9 | 0.23598
5882 | 6.12 | 1 | 365 | 6.9641 | 0.02469 | 6 | 0.98878
5886 | 6.75 | 1 | 365 | 7.681 | 0.46841 | 8 | 0.1494
5885 | 5.1 | 1 | 365 | 5.8034 | 0.68724 | 6 | 0.49065
5890 | 7.14 | 1 | 365 | 8.1248 | 0.36214 | 8 | 0.48692
5894 | 10.965 | 1 | 365 | 12.4773 | 0.12757 | 12 | 0.60491
8482 | 7.65 | 1 | 365 | 8.7051 | 0.53086 | 9 | 0.23598
5889 | 3.57 | 1 | 365 | 4.0624 | 0.18107 | 4 | 0.24346
5897 | 7.14 | 1 | 365 | 8.1248 | 0.36214 | 8 | 0.48692
5893 | 8.415 | 1 | 365 | 9.5756 | 0.28395 | 9 | 0.85958
5980 | 5.355 | 1 | 365 | 6.0936 | 0.2716 | 6 | 0.36519
5982 | 4.845 | 1 | 365 | 5.5132 | 0.10288 | 5 | 0.61612
5984 | 6.12 | 1 | 365 | 6.9641 | 0.02469 | 6 | 0.98878
5985 | 3.825 | 1 | 365 | 4.3526 | 0.76543 | 5 | 0.11799
5991 | 8.925 | 1 | 365 | 10.156 | 0.45267 | 10 | 0.60864
5995 | 2.205 | 1 | 365 | 2.5091 | 0.053013 | 2 | 0.56214
6002 | 5.865 | 1 | 365 | 6.6739 | 0.44033 | 7 | 0.11425
6000 | 6.375 | 1 | 365 | 7.2543 | 0.60905 | 7 | 0.86332
6013 | 3.825 | 1 | 365 | 4.3526 | 0.76543 | 5 | 0.11799
6005 | 3.825 | 1 | 365 | 4.3526 | 0.76543 | 5 | 0.11799
6006 | 9.69 | 1 | 365 | 11.0265 | 0.20576 | 11 | 0.23224
6011 | 7.5 | 1 | 365 | 8.5344 | 0.18712 | 8 | 0.72155
8519 | 5.61 | 1 | 365 | 6.3838 | 0.85597 | 7 | 0.23972
6647 | 5.355 | 1 | 365 | 6.0936 | 0.2716 | 6 | 0.36519
8527 | 6.375 | 1 | 365 | 7.2543 | 0.60905 | 7 | 0.86332
8532 | 4.59 | 1 | 365 | 5.2231 | 0.51852 | 5 | 0.74159
8529 | 4.08 | 1 | 365 | 4.6427 | 0.34979 | 4 | 0.99252
8534 | 9.69 | 1 | 365 | 11.0265 | 0.20576 | 11 | 0.23224
8536 | 4.59 | 1 | 365 | 5.2231 | 0.51852 | 5 | 0.74159
8539 | 13.005 | 1 | 365 | 14.7987 | 0.80247 | 15 | 0.60117
7433 | 12.75 | 1 | 365 | 14.5085 | 0.2181 | 14 | 0.72663
8543 | 10.71 | 1 | 365 | 12.1872 | 0.54321 | 12 | 0.73037
6486 | 6.885 | 1 | 365 | 7.8346 | 0.77778 | 8 | 0.61238
6408 | 5.865 | 1 | 365 | 6.6739 | 0.44033 | 7 | 0.11425
8548 | 8.925 | 1 | 365 | 10.156 | 0.45267 | 10 | 0.60864
8557 | 8.925 | 1 | 365 | 10.156 | 0.45267 | 10 | 0.60864
8562 | 14.79 | 1 | 365 | 16.8299 | 0.893 | 17 | 0.7229
8563 | 6.12 | 1 | 365 | 6.9641 | 0.02469 | 6 | 0.98878
8578 | 6.885 | 1 | 365 | 7.8346 | 0.77778 | 8 | 0.61238
8582 | 10.965 | 1 | 365 | 12.4773 | 0.12757 | 12 | 0.60491
8589 | 11.475 | 1 | 365 | 13.0577 | 0.29629 | 13 | 0.35397
5940 | 9.69 | 1 | 365 | 11.0265 | 0.20576 | 11 | 0.23224
8592 | 12.75 | 1 | 365 | 14.5085 | 0.2181 | 14 | 0.72663
8778 | 8.16 | 1 | 365 | 9.2855 | 0.69959 | 9 | 0.98505
8783 | 5.355 | 1 | 365 | 6.0936 | 0.2716 | 6 | 0.36519
8784 | 8.415 | 1 | 365 | 9.5756 | 0.28395 | 9 | 0.85958
6037 | 5.355 | 1 | 365 | 6.0936 | 0.2716 | 6 | 0.36519
6038 | 8.415 | 1 | 365 | 9.5756 | 0.28395 | 9 | 0.85958
8789 | 5.61 | 1 | 365 | 6.3838 | 0.85597 | 7 | 0.23972
6040 | 2.915 | 1 | 365 | 3.317 | 0.68006 | 3 | 0.99711
8790 | 10.2 | 1 | 365 | 11.6068 | 0.37448 | 11 | 0.98131
6041 | 8.16 | 1 | 365 | 9.2855 | 0.69959 | 9 | 0.98505
8795 | 5.355 | 1 | 365 | 6.0936 | 0.2716 | 6 | 0.36519
6043 | 4.59 | 1 | 365 | 5.2231 | 0.51852 | 5 | 0.74159
8799 | 8.67 | 1 | 365 | 9.8658 | 0.86831 | 10 | 0.73411
6044 | 9.18 | 1 | 365 | 10.4461 | 0.037035 | 10 | 0.48318
8813 | 8.925 | 1 | 365 | 10.156 | 0.45267 | 10 | 0.60864
8838 | 3.315 | 1 | 365 | 3.7722 | 0.59671 | 4 | 0.36893
6049 | 8.16 | 1 | 365 | 9.2855 | 0.69959 | 9 | 0.98505
8841 | 3.06 | 1 | 365 | 3.482 | 0.012345 | 3 | 0.49439
6051 | 11.73 | 1 | 365 | 13.3478 | 0.88066 | 14 | 0.2285
6057 | 4.335 | 1 | 365 | 4.9329 | 0.93416 | 5 | 0.86706
8850 | 10.2 | 1 | 365 | 11.6068 | 0.37448 | 11 | 0.98131
8967 | 12.24 | 1 | 365 | 13.9282 | 0.04938 | 13 | 0.97757
6062 | 6.375 | 1 | 365 | 7.2543 | 0.60905 | 7 | 0.86332
6064 | 5.75 | 1 | 365 | 6.5431 | 0.17679 | 6 | 0.71985
8982 | 8.925 | 1 | 365 | 10.156 | 0.45267 | 10 | 0.60864
6065 | 6.5 | 1 | 365 | 7.3965 | 0.8955 | 8 | 0.29201
6066 | 11.475 | 1 | 365 | 13.0577 | 0.29629 | 13 | 0.35397
8986 | 4.845 | 1 | 365 | 5.5132 | 0.10288 | 5 | 0.61612
6070 | 7.14 | 1 | 365 | 8.1248 | 0.36214 | 8 | 0.48692
6071 | 9.435 | 1 | 365 | 10.7363 | 0.6214 | 11 | 0.35771
8990 | 7.14 | 1 | 365 | 8.1248 | 0.36214 | 8 | 0.48692
6072 | 10.71 | 1 | 365 | 12.1872 | 0.54321 | 12 | 0.73037
6076 | 4.845 | 1 | 365 | 5.5132 | 0.10288 | 5 | 0.61612
6080 | 4.59 | 1 | 365 | 5.2231 | 0.51852 | 5 | 0.74159
6083 | 6 | 1 | 365 | 6.8275 | 0.7497 | 7 | 0.57724
6084 | 15.81 | 1 | 365 | 17.9906 | 0.23045 | 18 | 0.22103
8993 | 3.825 | 1 | 365 | 4.3526 | 0.76543 | 5 | 0.11799
6087 | 8.67 | 1 | 365 | 9.8658 | 0.86831 | 10 | 0.73411
6091 | 9.69 | 1 | 365 | 11.0265 | 0.20576 | 11 | 0.23224
8995 | 7.395 | 1 | 365 | 8.4149 | 0.9465 | 9 | 0.36145
6100 | 13.77 | 1 | 365 | 15.6692 | 0.55555 | 16 | 0.22477
8996 | 6.12 | 1 | 365 | 6.9641 | 0.02469 | 6 | 0.98878
6139 | 3.315 | 1 | 365 | 3.7722 | 0.59671 | 4 | 0.36893
9000 | 10.2 | 1 | 365 | 11.6068 | 0.37448 | 11 | 0.98131
5954 | 7.65 | 1 | 365 | 8.7051 | 0.53086 | 9 | 0.23598
6152 | 8.16 | 1 | 365 | 9.2855 | 0.69959 | 9 | 0.98505
6145 | 6.375 | 1 | 365 | 7.2543 | 0.60905 | 7 | 0.86332
6156 | 12.24 | 1 | 365 | 13.9282 | 0.04938 | 13 | 0.97757
6158 | 5.355 | 1 | 365 | 6.0936 | 0.2716 | 6 | 0.36519
8998 | 8.67 | 1 | 365 | 9.8658 | 0.86831 | 10 | 0.73411
9003 | 10.965 | 1 | 365 | 12.4773 | 0.12757 | 12 | 0.60491
9007 | 9.18 | 1 | 365 | 10.4461 | 0.037035 | 10 | 0.48318
9011 | 5.865 | 1 | 365 | 6.6739 | 0.44033 | 7 | 0.11425
9016 | 9.18 | 1 | 365 | 10.4461 | 0.037035 | 10 | 0.48318
9024 | 5.865 | 1 | 365 | 6.6739 | 0.44033 | 7 | 0.11425
6033 | 10.71 | 1 | 365 | 12.1872 | 0.54321 | 12 | 0.73037
9033 | 2.55 | 1 | 365 | 2.9017 | 0.84362 | 3 | 0.74533
9030 | 6.25 | 1 | 365 | 7.112 | 0.3226 | 7 | 0.43462
9041 | 3.57 | 1 | 365 | 4.0624 | 0.18107 | 4 | 0.24346
9043 | 6.12 | 1 | 365 | 6.9641 | 0.02469 | 6 | 0.98878
9051 | 4.75 | 1 | 365 | 5.4051 | 0.88518 | 6 | 0.29031
9060 | 10.4 | 1 | 365 | 11.8344 | 0.83281 | 12 | 0.66722
9056 | 8.925 | 1 | 365 | 10.156 | 0.45267 | 10 | 0.60864
9063 | 4.08 | 1 | 365 | 4.6427 | 0.34979 | 4 | 0.99252
9205 | 8.82 | 1 | 365 | 10.0365 | 0.21205 | 10 | 0.24854
9212 | 6.25 | 1 | 365 | 7.112 | 0.3226 | 7 | 0.43462
9214 | 8 | 1 | 365 | 9.1034 | 0.33293 | 9 | 0.43632
9217 | 12.5 | 1 | 365 | 14.2241 | 0.6452 | 14 | 0.86925
9289 | 9.435 | 1 | 365 | 10.7363 | 0.6214 | 11 | 0.35771
9296 | 7.14 | 1 | 365 | 8.1248 | 0.36214 | 8 | 0.48692
9310 | 5.865 | 1 | 365 | 6.6739 | 0.44033 | 7 | 0.11425
9313 | 8.75 | 1 | 365 | 9.9568 | 0.05164 | 10 | 0.008475
9314 | 8 | 1 | 365 | 9.1034 | 0.33293 | 9 | 0.43632
9444 | 5.1 | 1 | 365 | 5.8034 | 0.68724 | 6 | 0.49065
9445 | 4.335 | 1 | 365 | 4.9329 | 0.93416 | 5 | 0.86706
9448 | 6.12 | 1 | 365 | 6.9641 | 0.02469 | 6 | 0.98878
9449 | 17.34 | 1 | 365 | 19.7316 | 0.73662 | 20 | 0.46822
6289 | 6.63 | 1 | 365 | 7.5444 | 0.19341 | 7 | 0.73785
6081 | 9.5 | 1 | 365 | 10.8103 | 0.77035 | 11 | 0.58063
6078 | 5.355 | 1 | 365 | 6.0936 | 0.2716 | 6 | 0.36519
6294 | 11.73 | 1 | 365 | 13.3478 | 0.88066 | 14 | 0.2285
6295 | 6.885 | 1 | 365 | 7.8346 | 0.77778 | 8 | 0.61238
5963 | 17.28 | 1 | 365 | 19.6633 | 0.59912 | 20 | 0.26245
5741 | 5.865 | 1 | 365 | 6.6739 | 0.44033 | 7 | 0.11425
9504 | 13.26 | 1 | 365 | 15.0889 | 0.38683 | 15 | 0.4757
9505 | 11.73 | 1 | 365 | 13.3478 | 0.88066 | 14 | 0.2285
9528 | 7.14 | 1 | 365 | 8.1248 | 0.36214 | 8 | 0.48692
9589 | 3.57 | 1 | 365 | 4.0624 | 0.18107 | 4 | 0.24346
9585 | 4.16 | 1 | 365 | 4.7338 | 0.53312 | 5 | 0.26689
9590 | 3.06 | 1 | 365 | 3.482 | 0.012345 | 3 | 0.49439
9591 | 9.435 | 1 | 365 | 10.7363 | 0.6214 | 11 | 0.35771
9606 | 6.375 | 1 | 365 | 7.2543 | 0.60905 | 7 | 0.86332
9607 | 3.06 | 1 | 365 | 3.482 | 0.012345 | 3 | 0.49439
9614 | 10.2 | 1 | 365 | 11.6068 | 0.37448 | 11 | 0.98131
9617 | 4.59 | 1 | 365 | 5.2231 | 0.51852 | 5 | 0.74159
9619 | 4.335 | 1 | 365 | 4.9329 | 0.93416 | 5 | 0.86706
6030 | 4.95 | 1 | 365 | 5.6327 | 0.3435 | 5 | 0.97622
5626 | 10.175 | 1 | 365 | 11.5784 | 0.31719 | 11 | 0.89557
5807 | 8.16 | 1 | 365 | 9.2855 | 0.69959 | 9 | 0.98505
5844 | 9.18 | 1 | 365 | 10.4461 | 0.037035 | 10 | 0.48318
5825 | 7.14 | 1 | 365 | 8.1248 | 0.36214 | 8 | 0.48692
5848 | 7.905 | 1 | 365 | 8.9953 | 0.11522 | 9 | 0.11051
6094 | 10.71 | 1 | 365 | 12.1872 | 0.54321 | 12 | 0.73037
5888 | 11.5 | 1 | 365 | 13.0861 | 0.35358 | 13 | 0.43971
5808 | 7.65 | 1 | 365 | 8.7051 | 0.53086 | 9 | 0.23598
6086 | 7.395 | 1 | 365 | 8.4149 | 0.9465 | 9 | 0.36145
6095 | 11.22 | 1 | 365 | 12.7675 | 0.71193 | 13 | 0.47944
6376 | 6.72 | 1 | 365 | 7.6468 | 0.39966 | 8 | 0.046509
6380 | 4.251 | 1 | 365 | 4.8373 | 0.74166 | 5 | 0.57897
6427 | 7.65 | 1 | 365 | 8.7051 | 0.53086 | 9 | 0.23598
6462 | 5.1 | 1 | 365 | 5.8034 | 0.68724 | 6 | 0.49065
6543 | 4.32 | 1 | 365 | 4.9158 | 0.89978 | 5 | 0.81561
6546 | 3.43 | 1 | 365 | 3.9031 | 0.86024 | 4 | 0.76332
9768 | 3.825 | 1 | 365 | 4.3526 | 0.76543 | 5 | 0.11799
9771 | 13.005 | 1 | 365 | 14.7987 | 0.80247 | 15 | 0.60117
6583 | 9 | 1 | 365 | 10.2413 | 0.62454 | 10 | 0.86586
6721 | 6.375 | 1 | 365 | 7.2543 | 0.60905 | 7 | 0.86332
9775 | 3.06 | 1 | 365 | 3.482 | 0.012345 | 3 | 0.49439
6722 | 6.12 | 1 | 365 | 6.9641 | 0.02469 | 6 | 0.98878
6723 | 7.905 | 1 | 365 | 8.9953 | 0.11522 | 9 | 0.11051
6862 | 4.48 | 1 | 365 | 5.0979 | 0.26644 | 5 | 0.36434
9782 | 3.315 | 1 | 365 | 3.7722 | 0.59671 | 4 | 0.36893
6969 | 8.67 | 1 | 365 | 9.8658 | 0.86831 | 10 | 0.73411
6973 | 6.63 | 1 | 365 | 7.5444 | 0.19341 | 7 | 0.73785
9788 | 8.16 | 1 | 365 | 9.2855 | 0.69959 | 9 | 0.98505
6975 | 5.1 | 1 | 365 | 5.8034 | 0.68724 | 6 | 0.49065
6308 | 7.14 | 1 | 365 | 8.1248 | 0.36214 | 8 | 0.48692
9857 | 6.12 | 1 | 365 | 6.9641 | 0.02469 | 6 | 0.98878
6307 | 5.1 | 1 | 365 | 5.8034 | 0.68724 | 6 | 0.49065
9858 | 5.865 | 1 | 365 | 6.6739 | 0.44033 | 7 | 0.11425
6311 | 4.335 | 1 | 365 | 4.9329 | 0.93416 | 5 | 0.86706
6333 | 8.415 | 1 | 365 | 9.5756 | 0.28395 | 9 | 0.85958
6089 | 3.57 | 1 | 365 | 4.0624 | 0.18107 | 4 | 0.24346
6366 | 3 | 1 | 365 | 3.4138 | 0.87485 | 4 | 0.28862
5944 | 14.28 | 1 | 365 | 16.2496 | 0.72428 | 16 | 0.97383
6399 | 8.67 | 1 | 365 | 9.8658 | 0.86831 | 10 | 0.73411
9869 | 5 | 1 | 365 | 5.6896 | 0.45808 | 6 | 0.1477
9901 | 13.005 | 1 | 365 | 14.7987 | 0.80247 | 15 | 0.60117
9914 | 11.475 | 1 | 365 | 13.0577 | 0.29629 | 13 | 0.35397
9915 | 6 | 1 | 365 | 6.8275 | 0.7497 | 7 | 0.57724
9917 | 7.395 | 1 | 365 | 8.4149 | 0.9465 | 9 | 0.36145
9918 | 4.59 | 1 | 365 | 5.2231 | 0.51852 | 5 | 0.74159
9381 | 11.475 | 1 | 365 | 13.0577 | 0.29629 | 13 | 0.35397
9922 | 10.965 | 1 | 365 | 12.4773 | 0.12757 | 12 | 0.60491
9921 | 7.65 | 1 | 365 | 8.7051 | 0.53086 | 9 | 0.23598
9516 | 6.867 | 1 | 365 | 7.8141 | 0.73653 | 8 | 0.55065
9810 | 4.08 | 1 | 365 | 4.6427 | 0.34979 | 4 | 0.99252
9951 | 10.455 | 1 | 365 | 11.897 | 0.95885 | 12 | 0.85584
8677 | 6.75 | 1 | 365 | 7.681 | 0.46841 | 8 | 0.1494
8628 | 5 | 1 | 365 | 5.6896 | 0.45808 | 6 | 0.1477
8976 | 4.59 | 1 | 365 | 5.2231 | 0.51852 | 5 | 0.74159
9201 | 12.495 | 1 | 365 | 14.2184 | 0.63374 | 14 | 0.8521
9103 | 5.355 | 1 | 365 | 6.0936 | 0.2716 | 6 | 0.36519
10050 | 13.77 | 1 | 365 | 15.6692 | 0.55555 | 16 | 0.22477
10064 | 7.65 | 1 | 365 | 8.7051 | 0.53086 | 9 | 0.23598
10069 | 11.985 | 1 | 365 | 13.638 | 0.46502 | 14 | 0.10304
10127 | 6.885 | 1 | 365 | 7.8346 | 0.77778 | 8 | 0.61238
10131 | 6.885 | 1 | 365 | 7.8346 | 0.77778 | 8 | 0.61238
10133 | 10.2 | 1 | 365 | 11.6068 | 0.37448 | 11 | 0.98131
10136 | 4.25 | 1 | 365 | 4.8362 | 0.73937 | 5 | 0.57554
10146 | 3.825 | 1 | 365 | 4.3526 | 0.76543 | 5 | 0.11799
6405 | 7.14 | 1 | 365 | 8.1248 | 0.36214 | 8 | 0.48692
6410 | 4.59 | 1 | 365 | 5.2231 | 0.51852 | 5 | 0.74159
6411 | 5.355 | 1 | 365 | 6.0936 | 0.2716 | 6 | 0.36519
10149 | 2.805 | 1 | 365 | 3.1919 | 0.42798 | 3 | 0.61986
10156 | 5.61 | 1 | 365 | 6.3838 | 0.85597 | 7 | 0.23972
7249 | 11 | 1 | 365 | 12.5172 | 0.20778 | 12 | 0.72494
6490 | 8.16 | 1 | 365 | 9.2855 | 0.69959 | 9 | 0.98505
6495 | 9.18 | 1 | 365 | 10.4461 | 0.037035 | 10 | 0.48318
6501 | 7.14 | 1 | 365 | 8.1248 | 0.36214 | 8 | 0.48692
6503 | 6.25 | 1 | 365 | 7.112 | 0.3226 | 7 | 0.43462
6505 | 13.515 | 1 | 365 | 15.379 | 0.97119 | 16 | 0.35023
6511 | 5.61 | 1 | 365 | 6.3838 | 0.85597 | 7 | 0.23972
6512 | 4 | 1 | 365 | 4.5517 | 0.16646 | 4 | 0.71816
6513 | 13.515 | 1 | 365 | 15.379 | 0.97119 | 16 | 0.35023
6519 | 4.335 | 1 | 365 | 4.9329 | 0.93416 | 5 | 0.86706
6522 | 7.25 | 1 | 365 | 8.2499 | 0.61422 | 8 | 0.86416
6523 | 5.355 | 1 | 365 | 6.0936 | 0.2716 | 6 | 0.36519
6340 | 5.865 | 1 | 365 | 6.6739 | 0.44033 | 7 | 0.11425
6526 | 2.805 | 1 | 365 | 3.1919 | 0.42798 | 3 | 0.61986
6527 | 5.1 | 1 | 365 | 5.8034 | 0.68724 | 6 | 0.49065
6413 | 3.315 | 1 | 365 | 3.7722 | 0.59671 | 4 | 0.36893
6529 | 5.1 | 1 | 365 | 5.8034 | 0.68724 | 6 | 0.49065
6530 | 9.18 | 1 | 365 | 10.4461 | 0.037035 | 10 | 0.48318
5680 | 4.08 | 1 | 365 | 4.6427 | 0.34979 | 4 | 0.99252
6532 | 7.905 | 1 | 365 | 8.9953 | 0.11522 | 9 | 0.11051
6536 | 8.48 | 1 | 365 | 9.6496 | 0.4329 | 10 | 0.082499
6537 | 4.335 | 1 | 365 | 4.9329 | 0.93416 | 5 | 0.86706
6483 | 11.22 | 1 | 365 | 12.7675 | 0.71193 | 13 | 0.47944
6488 | 3.825 | 1 | 365 | 4.3526 | 0.76543 | 5 | 0.11799
6350 | 6.12 | 1 | 365 | 6.9641 | 0.02469 | 6 | 0.98878
6651 | 6.375 | 1 | 365 | 7.2543 | 0.60905 | 7 | 0.86332
6653 | 10.71 | 1 | 365 | 12.1872 | 0.54321 | 12 | 0.73037
6654 | 7.65 | 1 | 365 | 8.7051 | 0.53086 | 9 | 0.23598
6655 | 5.1 | 1 | 365 | 5.8034 | 0.68724 | 6 | 0.49065
6771 | 13.515 | 1 | 365 | 15.379 | 0.97119 | 16 | 0.35023
6775 | 12.495 | 1 | 365 | 14.2184 | 0.63374 | 14 | 0.8521
6790 | 6.63 | 1 | 365 | 7.5444 | 0.19341 | 7 | 0.73785
6791 | 3.57 | 1 | 365 | 4.0624 | 0.18107 | 4 | 0.24346
6916 | 3.75 | 1 | 365 | 4.2672 | 0.59356 | 4 | 0.86078
6938 | 8.16 | 1 | 365 | 9.2855 | 0.69959 | 9 | 0.98505
7806 | 4.5 | 1 | 365 | 5.1207 | 0.31227 | 5 | 0.43293
6942 | 3.25 | 1 | 365 | 3.6983 | 0.44775 | 4 | 0.146
9039 | 4.165 | 1 | 365 | 4.7395 | 0.54458 | 5 | 0.28403
7803 | 6.885 | 1 | 365 | 7.8346 | 0.77778 | 8 | 0.61238
8407 | 8.16 | 1 | 365 | 9.2855 | 0.69959 | 9 | 0.98505
7003 | 10.455 | 1 | 365 | 11.897 | 0.95885 | 12 | 0.85584
8391 | 5.61 | 1 | 365 | 6.3838 | 0.85597 | 7 | 0.23972
7009 | 7.14 | 1 | 365 | 8.1248 | 0.36214 | 8 | 0.48692
7013 | 7.65 | 1 | 365 | 8.7051 | 0.53086 | 9 | 0.23598
7818 | 2.75 | 1 | 365 | 3.1293 | 0.30194 | 3 | 0.43124
7023 | 3.57 | 1 | 365 | 4.0624 | 0.18107 | 4 | 0.24346
7024 | 5.61 | 1 | 365 | 6.3838 | 0.85597 | 7 | 0.23972
7026 | 7.65 | 1 | 365 | 8.7051 | 0.53086 | 9 | 0.23598
7819 | 4.25 | 1 | 365 | 4.8362 | 0.73937 | 5 | 0.57554
7036 | 8.67 | 1 | 365 | 9.8658 | 0.86831 | 10 | 0.73411
6452 | 8.4 | 1 | 365 | 9.5586 | 0.24957 | 9 | 0.80814
7673 | 6.57 | 1 | 365 | 7.4762 | 0.055917 | 7 | 0.53208
6729 | 4 | 1 | 365 | 4.5517 | 0.16646 | 4 | 0.71816
7847 | 6.12 | 1 | 365 | 6.9641 | 0.02469 | 6 | 0.98878
6731 | 6.375 | 1 | 365 | 7.2543 | 0.25427 | 7 | 0.50853
7094 | 6.885 | 1 | 365 | 7.8346 | 0.77778 | 8 | 0.61238
8165 | 4 | 1 | 365 | 4.5517 | 0.16646 | 4 | 0.71816
7136 | 7.65 | 1 | 365 | 8.7051 | 0.53086 | 9 | 0.23598
8457 | 3 | 1 | 365 | 3.4138 | 0.87485 | 4 | 0.28862
7138 | 10.2 | 1 | 365 | 11.6068 | 0.37448 | 11 | 0.98131
8460 | 8.415 | 1 | 365 | 9.5756 | 0.28395 | 9 | 0.85958
7144 | 6.5 | 1 | 365 | 7.3965 | 0.8955 | 8 | 0.29201
7969 | 8.67 | 1 | 365 | 9.8658 | 0.86831 | 10 | 0.73411
7668 | 8 | 1 | 365 | 9.1034 | 0.33293 | 9 | 0.43632
7665 | 3.75 | 1 | 365 | 4.2672 | 0.59356 | 4 | 0.86078
7986 | 7.65 | 1 | 365 | 8.7051 | 0.53086 | 9 | 0.23598
7976 | 8.415 | 1 | 365 | 9.5756 | 0.28395 | 9 | 0.85958
7662 | 6.375 | 1 | 365 | 7.2543 | 0.60905 | 7 | 0.86332
5386 | 6 | 1 | 365 | 6.8275 | 0.7497 | 7 | 0.57724
7974 | 6.5 | 1 | 365 | 7.3965 | 0.8955 | 8 | 0.29201
6088 | 8.67 | 1 | 365 | 9.8658 | 0.86831 | 10 | 0.73411
7126 | 15.3 | 1 | 365 | 17.4102 | 0.061725 | 17 | 0.47196
7975 | 7.65 | 1 | 365 | 8.7051 | 0.53086 | 9 | 0.23598
7646 | 7 | 1 | 365 | 7.9655 | 0.041312 | 8 | 0.00678
7973 | 8.16 | 1 | 365 | 9.2855 | 0.69959 | 9 | 0.98505
6440 | 6 | 1 | 365 | 6.8275 | 0.7497 | 7 | 0.57724
7972 | 4 | 1 | 365 | 4.5517 | 0.16646 | 4 | 0.71816
7888 | 5.865 | 1 | 365 | 6.6739 | 0.44033 | 7 | 0.11425
7971 | 8.67 | 1 | 365 | 9.8658 | 0.86831 | 10 | 0.73411
7815 | 3.06 | 1 | 365 | 3.482 | 0.012345 | 3 | 0.49439
7813 | 5.865 | 1 | 365 | 6.6739 | 0.44033 | 7 | 0.11425
8732 | 6.885 | 1 | 365 | 7.8346 | 0.77778 | 8 | 0.61238
7779 | 6.12 | 1 | 365 | 6.9641 | 0.02469 | 6 | 0.98878
8313 | 7.14 | 1 | 365 | 8.1248 | 0.36214 | 8 | 0.48692
7617 | 9.18 | 1 | 365 | 10.4461 | 0.037035 | 10 | 0.48318
7607 | 5.635 | 1 | 365 | 6.4122 | 0.91326 | 7 | 0.32546
8317 | 9.18 | 1 | 365 | 10.4461 | 0.037035 | 10 | 0.48318
7623 | 5.61 | 1 | 365 | 6.3838 | 0.85597 | 7 | 0.23972
7632 | 5.355 | 1 | 365 | 6.0936 | 0.2716 | 6 | 0.36519
8324 | 4.08 | 1 | 365 | 4.6427 | 0.34979 | 4 | 0.99252
6937 | 6.375 | 1 | 365 | 7.2543 | 0.60905 | 7 | 0.86332
7611 | 6.25 | 1 | 365 | 7.112 | 0.3226 | 7 | 0.43462
7638 | 2 | 1 | 365 | 2.2758 | 0.58323 | 2 | 0.85908
5866 | 8.925 | 1 | 365 | 10.156 | 0.45267 | 10 | 0.60864
8443 | 7.65 | 1 | 365 | 8.7051 | 0.53086 | 9 | 0.23598
5877 | 11.22 | 1 | 365 | 12.7675 | 0.71193 | 13 | 0.47944
8328 | 8.415 | 1 | 365 | 9.5756 | 0.28395 | 9 | 0.85958
8389 | 5.865 | 1 | 365 | 6.6739 | 0.44033 | 7 | 0.11425
6191 | 13.77 | 1 | 365 | 15.6692 | 0.55555 | 16 | 0.22477
7658 | 5.355 | 1 | 365 | 6.0936 | 0.2716 | 6 | 0.36519
6270 | 7.905 | 1 | 365 | 8.9953 | 0.11522 | 9 | 0.11051
8417 | 6.75 | 1 | 365 | 7.681 | 0.46841 | 8 | 0.1494
6587 | 3.6 | 1 | 365 | 4.0965 | 0.24982 | 4 | 0.34634
8387 | 4.335 | 1 | 365 | 4.9329 | 0.93416 | 5 | 0.86706
6616 | 6.6 | 1 | 365 | 7.5103 | 0.12467 | 7 | 0.63496
8727 | 5.865 | 1 | 365 | 6.6739 | 0.44033 | 7 | 0.11425
8721 | 4.59 | 1 | 365 | 5.2231 | 0.51852 | 5 | 0.74159
7908 | 3.06 | 1 | 365 | 3.482 | 0.012345 | 3 | 0.49439
6665 | 14.025 | 1 | 365 | 15.9594 | 0.13991 | 16 | 0.099299
8653 | 7.14 | 1 | 365 | 8.1248 | 0.36214 | 8 | 0.48692
6720 | 14.79 | 1 | 365 | 16.8299 | 0.893 | 17 | 0.7229
8650 | 6.375 | 1 | 365 | 7.2543 | 0.60905 | 7 | 0.86332
6765 | 9.25 | 1 | 365 | 10.5258 | 0.19745 | 10 | 0.72325
7961 | 4 | 1 | 365 | 4.5517 | 0.16646 | 4 | 0.71816
6768 | 9.69 | 1 | 365 | 11.0265 | 0.20576 | 11 | 0.23224
8645 | 8.67 | 1 | 365 | 9.8658 | 0.86831 | 10 | 0.73411
7960 | 7.905 | 1 | 365 | 8.9953 | 0.11522 | 9 | 0.11051
8638 | 5.865 | 1 | 365 | 6.6739 | 0.44033 | 7 | 0.11425
7957 | 6.885 | 1 | 365 | 7.8346 | 0.77778 | 8 | 0.61238
8630 | 3.825 | 1 | 365 | 4.3526 | 0.76543 | 5 | 0.11799
7993 | 5.355 | 1 | 365 | 6.0936 | 0.2716 | 6 | 0.36519
8612 | 4.335 | 1 | 365 | 4.9329 | 0.93416 | 5 | 0.86706
7988 | 4.59 | 1 | 365 | 5.2231 | 0.51852 | 5 | 0.74159
8018 | 5.75 | 1 | 365 | 6.5431 | 0.17679 | 6 | 0.71985
8500 | 2.94 | 1 | 365 | 3.3455 | 0.73735 | 4 | 0.082848
8573 | 4.59 | 1 | 365 | 5.2231 | 0.51852 | 5 | 0.74159
8749 | 6.63 | 1 | 365 | 7.5444 | 0.19341 | 7 | 0.73785
8738 | 7.395 | 1 | 365 | 8.4149 | 0.9465 | 9 | 0.36145
9363 | 4.08 | 1 | 365 | 4.6427 | 0.34979 | 4 | 0.99252
7996 | 5.355 | 1 | 365 | 6.0936 | 0.2716 | 6 | 0.36519
8023 | 5.355 | 1 | 365 | 6.0936 | 0.2716 | 6 | 0.36519
8550 | 7.905 | 1 | 365 | 8.9953 | 0.11522 | 9 | 0.11051
9368 | 2.75 | 1 | 365 | 3.1293 | 0.30194 | 3 | 0.43124
9372 | 8.415 | 1 | 365 | 9.5756 | 0.28395 | 9 | 0.85958
8609 | 5.1 | 1 | 365 | 5.8034 | 0.68724 | 6 | 0.49065
7829 | 4.845 | 1 | 365 | 5.5132 | 0.10288 | 5 | 0.61612
8566 | 5.1 | 1 | 365 | 5.8034 | 0.68724 | 6 | 0.49065
9380 | 8.75 | 1 | 365 | 9.9568 | 0.05164 | 10 | 0.008475
8848 | 6.885 | 1 | 365 | 7.8346 | 0.77778 | 8 | 0.61238
8576 | 7.395 | 1 | 365 | 8.4149 | 0.9465 | 9 | 0.36145
9384 | 6.12 | 1 | 365 | 6.9641 | 0.02469 | 6 | 0.98878
7892 | 1.53 | 1 | 365 | 1.741 | 0.50617 | 2 | 0.2472
8586 | 1.75 | 1 | 365 | 1.9914 | 0.010328 | 2 | 0.001695
9394 | 4.08 | 1 | 365 | 4.6427 | 0.34979 | 4 | 0.99252
9389 | 9.18 | 1 | 365 | 10.4461 | 0.037035 | 10 | 0.48318
8837 | 4 | 1 | 365 | 4.5517 | 0.16646 | 4 | 0.71816
8318 | 8.67 | 1 | 365 | 9.8658 | 0.86831 | 10 | 0.73411
8970 | 7.14 | 1 | 365 | 8.1248 | 0.36214 | 8 | 0.48692
7274 | 6.63 | 1 | 365 | 7.5444 | 0.19341 | 7 | 0.73785
7808 | 3.825 | 1 | 365 | 4.3526 | 0.76543 | 5 | 0.11799
8962 | 8.415 | 1 | 365 | 9.5756 | 0.28395 | 9 | 0.85958
7286 | 13.25 | 1 | 365 | 15.0775 | 0.36391 | 15 | 0.4414
8949 | 8.415 | 1 | 365 | 9.5756 | 0.28395 | 9 | 0.85958
7288 | 5.1 | 1 | 365 | 5.8034 | 0.68724 | 6 | 0.49065
8956 | 7.905 | 1 | 365 | 8.9953 | 0.11522 | 9 | 0.11051
8932 | 6 | 1 | 365 | 6.8275 | 0.7497 | 7 | 0.57724
7831 | 3.5 | 1 | 365 | 3.9827 | 0.020656 | 4 | 0.00339
6406 | 6.12 | 1 | 365 | 6.9641 | 0.02469 | 6 | 0.98878
6493 | 9.69 | 1 | 365 | 11.0265 | 0.20576 | 11 | 0.23224
7824 | 4.08 | 1 | 365 | 4.6427 | 0.34979 | 4 | 0.99252
8151 | 8.67 | 1 | 365 | 9.8658 | 0.86831 | 10 | 0.73411
6735 | 5.355 | 1 | 365 | 6.0936 | 0.2716 | 6 | 0.36519
8250 | 2.75 | 1 | 365 | 3.1293 | 0.30194 | 3 | 0.43124
7312 | 8.67 | 1 | 365 | 9.8658 | 0.86831 | 10 | 0.73411
7315 | 7.395 | 1 | 365 | 8.4149 | 0.9465 | 9 | 0.36145
8928 | 8.415 | 1 | 365 | 9.5756 | 0.28395 | 9 | 0.85958
7355 | 10.455 | 1 | 365 | 11.897 | 0.95885 | 12 | 0.85584
8238 | 5.61 | 1 | 365 | 6.3838 | 0.85597 | 7 | 0.23972
7387 | 13.005 | 1 | 365 | 14.7987 | 0.80247 | 15 | 0.60117
8647 | 2.55 | 1 | 365 | 2.9017 | 0.84362 | 3 | 0.74533
7401 | 4.59 | 1 | 365 | 5.2231 | 0.51852 | 5 | 0.74159
7409 | 12.495 | 1 | 365 | 14.2184 | 0.63374 | 14 | 0.8521
7434 | 9.18 | 1 | 365 | 10.4461 | 0.037035 | 10 | 0.48318
8221 | 9.69 | 1 | 365 | 11.0265 | 0.20576 | 11 | 0.23224
7467 | 6.63 | 1 | 365 | 7.5444 | 0.19341 | 7 | 0.73785
7323 | 6.12 | 1 | 365 | 6.9641 | 0.02469 | 6 | 0.98878
8211 | 5.355 | 1 | 365 | 6.0936 | 0.2716 | 6 | 0.36519
6663 | 6.885 | 1 | 365 | 7.8346 | 0.77778 | 8 | 0.61238
8636 | 8.16 | 1 | 365 | 9.2855 | 0.69959 | 9 | 0.98505
8627 | 7.395 | 1 | 365 | 8.4149 | 0.9465 | 9 | 0.36145
5731 | 2.295 | 1 | 365 | 2.6115 | 0.25926 | 2 | 0.87079
5573 | 10.5 | 1 | 365 | 11.9482 | 0.061968 | 12 | 0.01017
5568 | 17.34 | 1 | 365 | 19.7316 | 0.73662 | 20 | 0.46822
8740 | 7.65 | 1 | 365 | 8.7051 | 0.53086 | 9 | 0.23598
8000 | 4.845 | 1 | 365 | 5.5132 | 0.10288 | 5 | 0.61612
8416 | 3.825 | 1 | 365 | 4.3526 | 0.76543 | 5 | 0.11799
9089 | 7.5 | 1 | 365 | 8.5344 | 0.18712 | 8 | 0.72155
9208 | 3.57 | 1 | 365 | 4.0624 | 0.18107 | 4 | 0.24346
8429 | 8.16 | 1 | 365 | 9.2855 | 0.69959 | 9 | 0.98505
7817 | 6.63 | 1 | 365 | 7.5444 | 0.19341 | 7 | 0.73785
8060 | 4.59 | 1 | 365 | 5.2231 | 0.51852 | 5 | 0.74159
9326 | 2.805 | 1 | 365 | 3.1919 | 0.42798 | 3 | 0.61986
8047 | 6.63 | 1 | 365 | 7.5444 | 0.19341 | 7 | 0.73785
8546 | 4.5 | 1 | 365 | 5.1207 | 0.31227 | 5 | 0.43293
7708 | 5.61 | 1 | 365 | 6.3838 | 0.85597 | 7 | 0.23972
8425 | 8.925 | 1 | 365 | 10.156 | 0.45267 | 10 | 0.60864
7850 | 4.75 | 1 | 365 | 5.4051 | 0.88518 | 6 | 0.29031
9302 | 5.865 | 1 | 365 | 6.6739 | 0.44033 | 7 | 0.11425
7695 | 7.25 | 1 | 365 | 8.2499 | 0.61422 | 8 | 0.86416
8409 | 7.5 | 1 | 365 | 8.5344 | 0.18712 | 8 | 0.72155
8322 | 7.395 | 1 | 365 | 8.4149 | 0.9465 | 9 | 0.36145
8146 | 6.885 | 1 | 365 | 7.8346 | 0.77778 | 8 | 0.61238
8485 | 13.005 | 1 | 365 | 14.7987 | 0.80247 | 15 | 0.60117
9324 | 4.845 | 1 | 365 | 5.5132 | 0.10288 | 5 | 0.61612
8046 | 7.395 | 1 | 365 | 8.4149 | 0.9465 | 9 | 0.36145
8668 | 6 | 1 | 365 | 6.8275 | 0.7497 | 7 | 0.57724
8775 | 6.12 | 1 | 365 | 6.9641 | 0.02469 | 6 | 0.98878
8421 | 4.08 | 1 | 365 | 4.6427 | 0.34979 | 4 | 0.99252
8170 | 8.16 | 1 | 365 | 9.2855 | 0.69959 | 9 | 0.98505
8781 | 4.75 | 1 | 365 | 5.4051 | 0.88518 | 6 | 0.29031
8494 | 5 | 1 | 365 | 5.6896 | 0.45808 | 6 | 0.1477
9325 | 9.435 | 1 | 365 | 10.7363 | 0.6214 | 11 | 0.35771
7828 | 9.435 | 1 | 365 | 10.7363 | 0.6214 | 11 | 0.35771
8161 | 7.395 | 1 | 365 | 8.4149 | 0.9465 | 9 | 0.36145
7721 | 6.63 | 1 | 365 | 7.5444 | 0.19341 | 7 | 0.73785
8439 | 5.61 | 1 | 365 | 6.3838 | 0.85597 | 7 | 0.23972
7701 | 6.63 | 1 | 365 | 7.5444 | 0.19341 | 7 | 0.73785
9009 | 5.61 | 1 | 365 | 6.3838 | 0.85597 | 7 | 0.23972
8177 | 5.61 | 1 | 365 | 6.3838 | 0.85597 | 7 | 0.23972
7704 | 6.375 | 1 | 365 | 7.2543 | 0.60905 | 7 | 0.86332
8167 | 6.885 | 1 | 365 | 7.8346 | 0.77778 | 8 | 0.61238
7691 | 4.25 | 1 | 365 | 4.8362 | 0.73937 | 5 | 0.57554
8496 | 3.25 | 1 | 365 | 3.6983 | 0.44775 | 4 | 0.146
7331 | 4.59 | 1 | 365 | 5.2231 | 0.51852 | 5 | 0.74159
8466 | 8.925 | 1 | 365 | 10.156 | 0.45267 | 10 | 0.60864
8386 | 7 | 1 | 365 | 7.9655 | 0.041312 | 8 | 0.00678
7546 | 6.375 | 1 | 365 | 7.2543 | 0.60905 | 7 | 0.86332
8469 | 6.12 | 1 | 365 | 6.9641 | 0.02469 | 6 | 0.98878
8333 | 9.69 | 1 | 365 | 11.0265 | 0.20576 | 11 | 0.23224
7637 | 8.415 | 1 | 365 | 9.5756 | 0.28395 | 9 | 0.85958
7556 | 6.63 | 1 | 365 | 7.5444 | 0.19341 | 7 | 0.73785
8651 | 6.12 | 1 | 365 | 6.9641 | 0.02469 | 6 | 0.98878
8329 | 4.5 | 1 | 365 | 5.1207 | 0.31227 | 5 | 0.43293
8315 | 8.16 | 1 | 365 | 9.2855 | 0.69959 | 9 | 0.98505
8247 | 6.63 | 1 | 365 | 7.5444 | 0.19341 | 7 | 0.73785
9662 | 7.395 | 1 | 365 | 8.4149 | 0.9465 | 9 | 0.36145
8321 | 3.315 | 1 | 365 | 3.7722 | 0.59671 | 4 | 0.36893
8890 | 5.355 | 1 | 365 | 6.0936 | 0.2716 | 6 | 0.36519
8884 | 2.805 | 1 | 365 | 3.1919 | 0.42798 | 3 | 0.61986
8261 | 6.12 | 1 | 365 | 6.9641 | 0.02469 | 6 | 0.98878
8418 | 4.08 | 1 | 365 | 4.6427 | 0.34979 | 4 | 0.99252
9401 | 5.355 | 1 | 365 | 6.0936 | 0.2716 | 6 | 0.36519
8887 | 5.61 | 1 | 365 | 6.3838 | 0.85597 | 7 | 0.23972
8560 | 4.335 | 1 | 365 | 4.9329 | 0.93416 | 5 | 0.86706
8452 | 4.08 | 1 | 365 | 4.6427 | 0.34979 | 4 | 0.99252
8289 | 7.65 | 1 | 365 | 8.7051 | 0.53086 | 9 | 0.23598
9416 | 3.825 | 1 | 365 | 4.3526 | 0.76543 | 5 | 0.11799
8426 | 4.08 | 1 | 365 | 4.6427 | 0.34979 | 4 | 0.99252
8311 | 8.67 | 1 | 365 | 9.8658 | 0.86831 | 10 | 0.73411
9415 | 3.315 | 1 | 365 | 3.7722 | 0.59671 | 4 | 0.36893
8308 | 7.395 | 1 | 365 | 8.4149 | 0.9465 | 9 | 0.36145
8227 | 8.925 | 1 | 365 | 10.156 | 0.45267 | 10 | 0.60864
8294 | 4.335 | 1 | 365 | 4.9329 | 0.93416 | 5 | 0.86706
8237 | 9.945 | 1 | 365 | 11.3167 | 0.79012 | 12 | 0.10678
8875 | 6.12 | 1 | 365 | 6.9641 | 0.02469 | 6 | 0.98878
8282 | 8.67 | 1 | 365 | 9.8658 | 0.86831 | 10 | 0.73411
8299 | 2.295 | 1 | 365 | 2.6115 | 0.25926 | 2 | 0.87079
8346 | 6.12 | 1 | 365 | 6.9641 | 0.02469 | 6 | 0.98878
8726 | 3.315 | 1 | 365 | 3.7722 | 0.59671 | 4 | 0.36893
9670 | 5.865 | 1 | 365 | 6.6739 | 0.44033 | 7 | 0.11425
8471 | 7.905 | 1 | 365 | 8.9953 | 0.11522 | 9 | 0.11051
8742 | 8.16 | 1 | 365 | 9.2855 | 0.69959 | 9 | 0.98505
8464 | 9.69 | 1 | 365 | 11.0265 | 0.20576 | 11 | 0.23224
9127 | 6.375 | 1 | 365 | 7.2543 | 0.60905 | 7 | 0.86332
8786 | 3.825 | 1 | 365 | 4.3526 | 0.76543 | 5 | 0.11799
8480 | 8.67 | 1 | 365 | 9.8658 | 0.86831 | 10 | 0.73411
8752 | 5.61 | 1 | 365 | 6.3838 | 0.85597 | 7 | 0.23972
9149 | 9.945 | 1 | 365 | 11.3167 | 0.79012 | 12 | 0.10678
8765 | 7.14 | 1 | 365 | 8.1248 | 0.36214 | 8 | 0.48692
9123 | 8.67 | 1 | 365 | 9.8658 | 0.86831 | 10 | 0.73411
9640 | 3.825 | 1 | 365 | 4.3526 | 0.76543 | 5 | 0.11799
8774 | 3.06 | 1 | 365 | 3.482 | 0.012345 | 3 | 0.49439
8458 | 6.375 | 1 | 365 | 7.2543 | 0.60905 | 7 | 0.86332
8737 | 8.16 | 1 | 365 | 9.2855 | 0.69959 | 9 | 0.98505
9137 | 8.16 | 1 | 365 | 9.2855 | 0.69959 | 9 | 0.98505
8760 | 5.61 | 1 | 365 | 6.3838 | 0.85597 | 7 | 0.23972
8611 | 5.865 | 1 | 365 | 6.6739 | 0.44033 | 7 | 0.11425
8713 | 6.885 | 1 | 365 | 7.8346 | 0.77778 | 8 | 0.61238
8508 | 5.335 | 1 | 365 | 6.0708 | 0.22577 | 6 | 0.2966
8756 | 6 | 1 | 365 | 6.8275 | 0.7497 | 7 | 0.57724
9665 | 4.845 | 1 | 365 | 5.5132 | 0.10288 | 5 | 0.61612
9612 | 7 | 1 | 365 | 7.9655 | 0.041312 | 8 | 0.00678
9514 | 4.845 | 1 | 365 | 5.5132 | 0.10288 | 5 | 0.61612
9551 | 4.59 | 1 | 365 | 5.2231 | 0.51852 | 5 | 0.74159
8988 | 3.06 | 1 | 365 | 3.482 | 0.012345 | 3 | 0.49439
9101 | 2.04 | 1 | 365 | 2.3214 | 0.6749 | 2 | 0.99626
7647 | 11.985 | 1 | 365 | 13.638 | 0.46502 | 14 | 0.10304
8834 | 8.415 | 1 | 365 | 9.5756 | 0.28395 | 9 | 0.85958
7651 | 11.22 | 1 | 365 | 12.7675 | 0.71193 | 13 | 0.47944
8791 | 6.12 | 1 | 365 | 6.9641 | 0.02469 | 6 | 0.98878
8594 | 7 | 1 | 365 | 7.9655 | 0.041312 | 8 | 0.00678
8983 | 7.14 | 1 | 365 | 8.1248 | 0.36214 | 8 | 0.48692
9166 | 7.905 | 1 | 365 | 8.9953 | 0.11522 | 9 | 0.11051
8660 | 6.12 | 1 | 365 | 6.9641 | 0.02469 | 6 | 0.98878
7736 | 4.08 | 1 | 365 | 4.6427 | 0.34979 | 4 | 0.99252
7738 | 3.06 | 1 | 365 | 3.482 | 0.012345 | 3 | 0.49439
9183 | 8.415 | 1 | 365 | 9.5756 | 0.28395 | 9 | 0.85958
7430 | 5.61 | 1 | 365 | 6.3838 | 0.85597 | 7 | 0.23972
7741 | 7.395 | 1 | 365 | 8.4149 | 0.9465 | 9 | 0.36145
9173 | 5.1 | 1 | 365 | 5.8034 | 0.68724 | 6 | 0.49065
7754 | 8.67 | 1 | 365 | 9.8658 | 0.86831 | 10 | 0.73411
7759 | 11.475 | 1 | 365 | 13.0577 | 0.29629 | 13 | 0.35397
9409 | 8.16 | 1 | 365 | 9.2855 | 0.69959 | 9 | 0.98505
7774 | 5.865 | 1 | 365 | 6.6739 | 0.44033 | 7 | 0.11425
9095 | 4.59 | 1 | 365 | 5.2231 | 0.51852 | 5 | 0.74159
7773 | 7.5 | 1 | 365 | 8.5344 | 0.18712 | 8 | 0.72155
7780 | 10.71 | 1 | 365 | 12.1872 | 0.54321 | 12 | 0.73037
9184 | 7.395 | 1 | 365 | 8.4149 | 0.9465 | 9 | 0.36145
8690 | 6.63 | 1 | 365 | 7.5444 | 0.19341 | 7 | 0.73785
9185 | 6.63 | 1 | 365 | 7.5444 | 0.19341 | 7 | 0.73785
9556 | 6.885 | 1 | 365 | 7.8346 | 0.77778 | 8 | 0.61238
8680 | 5.355 | 1 | 365 | 6.0936 | 0.2716 | 6 | 0.36519
8656 | 6.885 | 1 | 365 | 7.8346 | 0.77778 | 8 | 0.61238
8652 | 4.08 | 1 | 365 | 4.6427 | 0.34979 | 4 | 0.99252
7853 | 3 | 1 | 365 | 3.4138 | 0.87485 | 4 | 0.28862
7856 | 3.57 | 1 | 365 | 4.0624 | 0.18107 | 4 | 0.24346
7863 | 6.75 | 1 | 365 | 7.681 | 0.46841 | 8 | 0.1494
7742 | 4.59 | 1 | 365 | 5.2231 | 0.51852 | 5 | 0.74159
7869 | 7.25 | 1 | 365 | 8.2499 | 0.61422 | 8 | 0.86416
7870 | 7 | 1 | 365 | 7.9655 | 0.041312 | 8 | 0.00678
8798 | 6.63 | 1 | 365 | 7.5444 | 0.19341 | 7 | 0.73785
8125 | 10.455 | 1 | 365 | 11.897 | 0.95885 | 12 | 0.85584
9191 | 7.14 | 1 | 365 | 8.1248 | 0.36214 | 8 | 0.48692
8128 | 11.22 | 1 | 365 | 12.7675 | 0.71193 | 13 | 0.47944
8801 | 5.865 | 1 | 365 | 6.6739 | 0.44033 | 7 | 0.11425
9195 | 5.355 | 1 | 365 | 6.0936 | 0.2716 | 6 | 0.36519
8133 | 9.945 | 1 | 365 | 11.3167 | 0.79012 | 12 | 0.10678
8134 | 7.395 | 1 | 365 | 8.4149 | 0.9465 | 9 | 0.36145
8839 | 4.335 | 1 | 365 | 4.9329 | 0.93416 | 5 | 0.86706
9204 | 9.18 | 1 | 365 | 10.4461 | 0.037035 | 10 | 0.48318
9352 | 3.315 | 1 | 365 | 3.7722 | 0.59671 | 4 | 0.36893
9353 | 6.25 | 1 | 365 | 7.112 | 0.3226 | 7 | 0.43462
8803 | 8.415 | 1 | 365 | 9.5756 | 0.28395 | 9 | 0.85958
8181 | 12.495 | 1 | 365 | 14.2184 | 0.63374 | 14 | 0.8521
7140 | 19 | 1 | 365 | 21.6206 | 0.5407 | 22 | 0.16126
8223 | 12.25 | 1 | 365 | 13.9396 | 0.072296 | 14 | 0.011865
8228 | 11.475 | 1 | 365 | 13.0577 | 0.29629 | 13 | 0.35397
9933 | 6.63 | 1 | 365 | 7.5444 | 0.19341 | 7 | 0.73785
9162 | 3.315 | 1 | 365 | 3.7722 | 0.59671 | 4 | 0.36893
9055 | 4.59 | 1 | 365 | 5.2231 | 0.51852 | 5 | 0.74159
8856 | 6.12 | 1 | 365 | 6.9641 | 0.02469 | 6 | 0.98878
8934 | 8.16 | 1 | 365 | 9.2855 | 0.69959 | 9 | 0.98505
9096 | 8.925 | 1 | 365 | 10.156 | 0.45267 | 10 | 0.60864
9373 | 3.825 | 1 | 365 | 4.3526 | 0.76543 | 5 | 0.11799
8305 | 11.25 | 1 | 365 | 12.8016 | 0.78068 | 13 | 0.58232
8862 | 3.06 | 1 | 365 | 3.482 | 0.012345 | 3 | 0.49439
8312 | 6.63 | 1 | 365 | 7.5444 | 0.19341 | 7 | 0.73785
9357 | 8.67 | 1 | 365 | 9.8658 | 0.86831 | 10 | 0.73411
8368 | 6.63 | 1 | 365 | 7.5444 | 0.19341 | 7 | 0.73785
8854 | 7.65 | 1 | 365 | 8.7051 | 0.53086 | 9 | 0.23598
8400 | 6.885 | 1 | 365 | 7.8346 | 0.77778 | 8 | 0.61238
8403 | 4.08 | 1 | 365 | 4.6427 | 0.34979 | 4 | 0.99252
8929 | 4.08 | 1 | 365 | 4.6427 | 0.34979 | 4 | 0.99252
8415 | 4.59 | 1 | 365 | 5.2231 | 0.51852 | 5 | 0.74159
8937 | 6.885 | 1 | 365 | 7.8346 | 0.77778 | 8 | 0.61238
9789 | 6.63 | 1 | 365 | 7.5444 | 0.19341 | 7 | 0.73785
8595 | 6.885 | 1 | 365 | 7.8346 | 0.77778 | 8 | 0.61238
8601 | 8.16 | 1 | 365 | 9.2855 | 0.69959 | 9 | 0.98505
8597 | 5.355 | 1 | 365 | 6.0936 | 0.2716 | 6 | 0.36519
8623 | 10.2 | 1 | 365 | 11.6068 | 0.37448 | 11 | 0.98131
8629 | 4.75 | 1 | 365 | 5.4051 | 0.88518 | 6 | 0.29031
8634 | 4.59 | 1 | 365 | 5.2231 | 0.51852 | 5 | 0.74159
8503 | 3.315 | 1 | 365 | 3.7722 | 0.59671 | 4 | 0.36893
8667 | 8.5 | 1 | 365 | 9.6724 | 0.47874 | 10 | 0.15109
8670 | 9.945 | 1 | 365 | 11.3167 | 0.79012 | 12 | 0.10678
8672 | 2.94 | 1 | 365 | 3.3455 | 0.73735 | 4 | 0.082848
8676 | 13.005 | 1 | 365 | 14.7987 | 0.80247 | 15 | 0.60117
8684 | 4.59 | 1 | 365 | 5.2231 | 0.51852 | 5 | 0.74159
9018 | 4.335 | 1 | 365 | 4.9329 | 0.93416 | 5 | 0.86706
9851 | 6.12 | 1 | 365 | 6.9641 | 0.02469 | 6 | 0.98878
8944 | 6.63 | 1 | 365 | 7.5444 | 0.19341 | 7 | 0.73785
9844 | 7.14 | 1 | 365 | 8.1248 | 0.36214 | 8 | 0.48692
8770 | 13.26 | 1 | 365 | 15.0889 | 0.38683 | 15 | 0.4757
7431 | 4.845 | 1 | 365 | 5.5132 | 0.10288 | 5 | 0.61612
9650 | 8.16 | 1 | 365 | 9.2855 | 0.69959 | 9 | 0.98505
9025 | 4.59 | 1 | 365 | 5.2231 | 0.51852 | 5 | 0.74159
9848 | 8.67 | 1 | 365 | 9.8658 | 0.86831 | 10 | 0.73411
9005 | 7.65 | 1 | 365 | 8.7051 | 0.53086 | 9 | 0.23598
9675 | 4.08 | 1 | 365 | 4.6427 | 0.34979 | 4 | 0.99252
9017 | 4.335 | 1 | 365 | 4.9329 | 0.93416 | 5 | 0.86706
9823 | 4.335 | 1 | 365 | 4.9329 | 0.93416 | 5 | 0.86706
9849 | 8.16 | 1 | 365 | 9.2855 | 0.69959 | 9 | 0.98505
9853 | 5.1 | 1 | 365 | 5.8034 | 0.68724 | 6 | 0.49065
9563 | 8.16 | 1 | 365 | 9.2855 | 0.69959 | 9 | 0.98505
9567 | 4.08 | 1 | 365 | 4.6427 | 0.34979 | 4 | 0.99252
9539 | 6.12 | 1 | 365 | 6.9641 | 0.02469 | 6 | 0.98878
7729 | 9.945 | 1 | 365 | 11.3167 | 0.79012 | 12 | 0.10678
9052 | 9.435 | 1 | 365 | 10.7363 | 0.6214 | 11 | 0.35771
8859 | 4.335 | 1 | 365 | 4.9329 | 0.93416 | 5 | 0.86706
8861 | 7.65 | 1 | 365 | 8.7051 | 0.53086 | 9 | 0.23598
8851 | 4.845 | 1 | 365 | 5.5132 | 0.10288 | 5 | 0.61612
140 | 1178.1 | 0.9 | 365 | 1206.5294 | 0.77753 | 1207 | 0.30697
6734 | 7.28 | 1 | 365 | 8.2841 | 0.68296 | 8 | 0.96705
7559 | 9.435 | 1 | 365 | 10.7363 | 0.6214 | 11 | 0.35771
8992 | 14.79 | 1 | 365 | 16.8299 | 0.893 | 17 | 0.7229
9046 | 11.475 | 1 | 365 | 13.0577 | 0.29629 | 13 | 0.35397
9592 | 13.005 | 1 | 365 | 14.7987 | 0.80247 | 15 | 0.60117
8554 | 6.75 | 1 | 365 | 7.681 | 0.46841 | 8 | 0.1494
8829 | 7.65 | 1 | 365 | 8.7051 | 0.53086 | 9 | 0.23598
8041 | 5.865 | 1 | 365 | 6.6739 | 0.44033 | 7 | 0.11425
8826 | 5.865 | 1 | 365 | 6.6739 | 0.44033 | 7 | 0.11425
8036 | 8.16 | 1 | 365 | 9.2855 | 0.69959 | 9 | 0.98505
8805 | 6.12 | 1 | 365 | 6.9641 | 0.02469 | 6 | 0.98878
8032 | 6.63 | 1 | 365 | 7.5444 | 0.19341 | 7 | 0.73785
8796 | 5.75 | 1 | 365 | 6.5431 | 0.17679 | 6 | 0.71985
9288 | 6.375 | 1 | 365 | 7.2543 | 0.60905 | 7 | 0.86332
9284 | 9.945 | 1 | 365 | 11.3167 | 0.79012 | 12 | 0.10678
8794 | 5.61 | 1 | 365 | 6.3838 | 0.85597 | 7 | 0.23972
9282 | 9.435 | 1 | 365 | 10.7363 | 0.6214 | 11 | 0.35771
9279 | 6.63 | 1 | 365 | 7.5444 | 0.19341 | 7 | 0.73785
9268 | 4.08 | 1 | 365 | 4.6427 | 0.34979 | 4 | 0.99252
9271 | 6.12 | 1 | 365 | 6.9641 | 0.02469 | 6 | 0.98878
5544 | 54.71 | 1 | 365 | 62.2558 | 0.37431 | 62 | 0.63013
7361 | 5.145 | 1 | 365 | 5.8546 | 0.79036 | 6 | 0.64498
9263 | 9.18 | 1 | 365 | 10.4461 | 0.037035 | 10 | 0.48318
7360 | 7.395 | 1 | 365 | 8.4149 | 0.9465 | 9 | 0.36145
9422 | 7.65 | 1 | 365 | 8.7051 | 0.53086 | 9 | 0.23598
8920 | 12.75 | 1 | 365 | 14.5085 | 0.2181 | 14 | 0.72663
9405 | 6.885 | 1 | 365 | 7.8346 | 0.77778 | 8 | 0.61238
6404 | 10.965 | 1 | 365 | 12.4773 | 0.12757 | 12 | 0.60491
7769 | 9.18 | 1 | 365 | 10.4461 | 0.037035 | 10 | 0.48318
7795 | 3.57 | 1 | 365 | 4.0624 | 0.18107 | 4 | 0.24346
8948 | 5.865 | 1 | 365 | 6.6739 | 0.44033 | 7 | 0.11425
7798 | 2.25 | 1 | 365 | 2.5603 | 0.15614 | 2 | 0.71646
8952 | 4.59 | 1 | 365 | 5.2231 | 0.51852 | 5 | 0.74159
8957 | 6.5 | 1 | 365 | 7.3965 | 0.8955 | 8 | 0.29201
8959 | 11.985 | 1 | 365 | 13.638 | 0.46502 | 14 | 0.10304
8963 | 4.25 | 1 | 365 | 4.8362 | 0.73937 | 5 | 0.57554
8326 | 8.67 | 1 | 365 | 9.8658 | 0.86831 | 10 | 0.73411
7762 | 5.61 | 1 | 365 | 6.3838 | 0.85597 | 7 | 0.23972
8961 | 11.475 | 1 | 365 | 13.0577 | 0.29629 | 13 | 0.35397
8923 | 8.67 | 1 | 365 | 9.8658 | 0.86831 | 10 | 0.73411
8925 | 8.7 | 1 | 365 | 9.8999 | 0.93706 | 10 | 0.837
8987 | 3.57 | 1 | 365 | 4.0624 | 0.18107 | 4 | 0.24346
3495 | 20.16 | 1 | 365 | 22.9405 | 0.19898 | 23 | 0.13953
8915 | 3.57 | 1 | 365 | 4.0624 | 0.18107 | 4 | 0.24346
8912 | 10.08 | 1 | 365 | 11.4703 | 0.099489 | 11 | 0.56976
8910 | 5.7 | 1 | 365 | 6.4862 | 0.062211 | 6 | 0.54838
8909 | 4.4 | 1 | 365 | 5.0069 | 0.08311 | 5 | 0.089976
8891 | 7.65 | 1 | 365 | 8.7051 | 0.53086 | 9 | 0.23598
6283 | 4.8 | 1 | 365 | 5.462 | 0.99976 | 6 | 0.46179
7226 | 5.7 | 1 | 365 | 6.4862 | 0.062211 | 6 | 0.54838
8140 | 3.25 | 1 | 365 | 3.6983 | 0.44775 | 4 | 0.146
7610 | 5.355 | 1 | 365 | 6.0936 | 0.2716 | 6 | 0.36519
7688 | 9.36 | 1 | 365 | 10.651 | 0.44953 | 11 | 0.10049
1010 | 1254.88 | 0.9 | 365 | 1285.1623 | 0.13278 | 1285 | 0.29504
8364 | 5.75 | 1 | 365 | 6.5431 | 0.17679 | 6 | 0.71985
8614 | 5.175 | 1 | 365 | 5.8888 | 0.85911 | 6 | 0.74787
6743 | 18.48 | 1 | 365 | 21.0288 | 0.34906 | 21 | 0.3779
6697 | 31.9 | 0.9 | 365 | 32.6698 | 0.7923 | 33 | 0.46209
7428 | 4.8 | 1 | 365 | 5.462 | 0.99976 | 6 | 0.46179
7881 | 3.57 | 1 | 365 | 4.0624 | 0.18107 | 4 | 0.24346
8034 | 2.295 | 1 | 365 | 2.6115 | 0.25926 | 2 | 0.87079
7796 | 7.5 | 1 | 365 | 8.5344 | 0.18712 | 8 | 0.72155
7804 | 5 | 1 | 365 | 5.6896 | 0.45808 | 6 | 0.1477
8984 | 7.14 | 1 | 365 | 8.1248 | 0.36214 | 8 | 0.48692
7809 | 7.395 | 1 | 365 | 8.4149 | 0.9465 | 9 | 0.36145
8056 | 8.415 | 1 | 365 | 9.5756 | 0.28395 | 9 | 0.85958
7778 | 5.1 | 1 | 365 | 5.8034 | 0.68724 | 6 | 0.49065
7639 | 6.885 | 1 | 365 | 7.8346 | 0.77778 | 8 | 0.61238
7763 | 4.75 | 1 | 365 | 5.4051 | 0.88518 | 6 | 0.29031
8979 | 6.12 | 1 | 365 | 6.9641 | 0.02469 | 6 | 0.98878
7895 | 9.435 | 1 | 365 | 10.7363 | 0.6214 | 11 | 0.35771
8043 | 3.825 | 1 | 365 | 4.3526 | 0.76543 | 5 | 0.11799
7793 | 5.5 | 1 | 365 | 6.2586 | 0.60389 | 6 | 0.86247
7820 | 6.375 | 1 | 365 | 7.2543 | 0.60905 | 7 | 0.86332
8144 | 7.65 | 1 | 365 | 8.7051 | 0.53086 | 9 | 0.23598
8108 | 3.825 | 1 | 365 | 4.3526 | 0.76543 | 5 | 0.11799
7816 | 5.1 | 1 | 365 | 5.8034 | 0.68724 | 6 | 0.49065
7635 | 7.395 | 1 | 365 | 8.4149 | 0.9465 | 9 | 0.36145
7886 | 6.375 | 1 | 365 | 7.2543 | 0.60905 | 7 | 0.86332
7789 | 7.14 | 1 | 365 | 8.1248 | 0.36214 | 8 | 0.48692
7931 | 5.5 | 1 | 365 | 6.2586 | 0.60389 | 6 | 0.86247
8974 | 7.14 | 1 | 365 | 8.1248 | 0.36214 | 8 | 0.48692
8104 | 3.06 | 1 | 365 | 3.482 | 0.012345 | 3 | 0.49439
7786 | 8.925 | 1 | 365 | 10.156 | 0.45267 | 10 | 0.60864
8176 | 9.18 | 1 | 365 | 10.4461 | 0.037035 | 10 | 0.48318
7784 | 6.12 | 1 | 365 | 6.9641 | 0.02469 | 6 | 0.98878
8094 | 5.5 | 1 | 365 | 6.2586 | 0.60389 | 6 | 0.86247
7776 | 4.08 | 1 | 365 | 4.6427 | 0.34979 | 4 | 0.99252
8965 | 5.355 | 1 | 365 | 6.0936 | 0.2716 | 6 | 0.36519
8271 | 4.335 | 1 | 365 | 4.9329 | 0.93416 | 5 | 0.86706
8090 | 4.845 | 1 | 365 | 5.5132 | 0.10288 | 5 | 0.61612
8026 | 3.315 | 1 | 365 | 3.7722 | 0.59671 | 4 | 0.36893
8042 | 3.5 | 1 | 365 | 3.9827 | 0.020656 | 4 | 0.00339
8958 | 6.63 | 1 | 365 | 7.5444 | 0.19341 | 7 | 0.73785
8258 | 6.63 | 1 | 365 | 7.5444 | 0.19341 | 7 | 0.73785
8017 | 3.57 | 1 | 365 | 4.0624 | 0.18107 | 4 | 0.24346
8262 | 6.63 | 1 | 365 | 7.5444 | 0.19341 | 7 | 0.73785
8254 | 3.57 | 1 | 365 | 4.0624 | 0.18107 | 4 | 0.24346
8341 | 9.945 | 1 | 365 | 11.3167 | 0.79012 | 12 | 0.10678
7812 | 9.435 | 1 | 365 | 10.7363 | 0.6214 | 11 | 0.35771
9163 | 15.25 | 1 | 365 | 17.3533 | 0.94714 | 18 | 0.30048
8224 | 5.61 | 1 | 365 | 6.3838 | 0.85597 | 7 | 0.23972
9295 | 5.1 | 1 | 365 | 5.8034 | 0.68724 | 6 | 0.49065
8062 | 9.435 | 1 | 365 | 10.7363 | 0.6214 | 11 | 0.35771
8201 | 8.75 | 1 | 365 | 9.9568 | 0.05164 | 10 | 0.008475
7822 | 6 | 1 | 365 | 6.8275 | 0.7497 | 7 | 0.57724
8337 | 8.925 | 1 | 365 | 10.156 | 0.45267 | 10 | 0.60864
8334 | 5.355 | 1 | 365 | 6.0936 | 0.2716 | 6 | 0.36519
9252 | 1.53 | 1 | 365 | 1.741 | 0.50617 | 2 | 0.2472
8196 | 4.08 | 1 | 365 | 4.6427 | 0.34979 | 4 | 0.99252
8192 | 3.57 | 1 | 365 | 4.0624 | 0.18107 | 4 | 0.24346
8069 | 7.65 | 1 | 365 | 8.7051 | 0.53086 | 9 | 0.23598
7772 | 5 | 1 | 365 | 5.6896 | 0.45808 | 6 | 0.1477
8190 | 3.5 | 1 | 365 | 3.9827 | 0.020656 | 4 | 0.00339
8392 | 7.65 | 1 | 365 | 8.7051 | 0.53086 | 9 | 0.23598
8332 | 6.885 | 1 | 365 | 7.8346 | 0.77778 | 8 | 0.61238
7836 | 6.63 | 1 | 365 | 7.5444 | 0.19341 | 7 | 0.73785
8330 | 6.375 | 1 | 365 | 7.2543 | 0.60905 | 7 | 0.86332
8478 | 9.435 | 1 | 365 | 10.7363 | 0.6214 | 11 | 0.35771
7944 | 6.12 | 1 | 365 | 6.9641 | 0.02469 | 6 | 0.98878
8029 | 5.5 | 1 | 365 | 6.2586 | 0.60389 | 6 | 0.86247
7841 | 4.845 | 1 | 365 | 5.5132 | 0.10288 | 5 | 0.61612
9292 | 7 | 1 | 365 | 7.9655 | 0.041312 | 8 | 0.00678
8486 | 6.12 | 1 | 365 | 6.9641 | 0.02469 | 6 | 0.98878
8093 | 5.1 | 1 | 365 | 5.8034 | 0.68724 | 6 | 0.49065
7844 | 9 | 1 | 365 | 10.2413 | 0.62454 | 10 | 0.86586
8044 | 7.65 | 1 | 365 | 8.7051 | 0.53086 | 9 | 0.23598
8489 | 4.08 | 1 | 365 | 4.6427 | 0.34979 | 4 | 0.99252
8284 | 7.905 | 1 | 365 | 8.9953 | 0.11522 | 9 | 0.11051
9083 | 10.71 | 1 | 365 | 12.1872 | 0.54321 | 12 | 0.73037
9257 | 2.55 | 1 | 365 | 2.9017 | 0.84362 | 3 | 0.74533
7838 | 8.16 | 1 | 365 | 9.2855 | 0.69959 | 9 | 0.98505
8276 | 3.06 | 1 | 365 | 3.482 | 0.012345 | 3 | 0.49439
8295 | 6.375 | 1 | 365 | 7.2543 | 0.60905 | 7 | 0.86332
7760 | 4.75 | 1 | 365 | 5.4051 | 0.88518 | 6 | 0.29031
7755 | 7.905 | 1 | 365 | 8.9953 | 0.11522 | 9 | 0.11051
8306 | 6.12 | 1 | 365 | 6.9641 | 0.02469 | 6 | 0.98878
9318 | 16.66 | 1 | 365 | 18.9578 | 0.17832 | 19 | 0.13614
8605 | 4.08 | 1 | 365 | 4.6427 | 0.34979 | 4 | 0.99252
8599 | 4.08 | 1 | 365 | 4.6427 | 0.34979 | 4 | 0.99252
9335 | 5.61 | 1 | 365 | 6.3838 | 0.85597 | 7 | 0.23972
8570 | 7.395 | 1 | 365 | 8.4149 | 0.9465 | 9 | 0.36145
9308 | 5.06 | 1 | 365 | 5.7579 | 0.59558 | 6 | 0.35347
8561 | 4.335 | 1 | 365 | 4.9329 | 0.93416 | 5 | 0.86706
7848 | 2.805 | 1 | 365 | 3.1919 | 0.42798 | 3 | 0.61986
8874 | 3.315 | 1 | 365 | 3.7722 | 0.59671 | 4 | 0.36893
9244 | 10 | 1 | 365 | 11.3792 | 0.91616 | 12 | 0.2954
8086 | 8.16 | 1 | 365 | 9.2855 | 0.69959 | 9 | 0.98505
8873 | 6.12 | 1 | 365 | 6.9641 | 0.02469 | 6 | 0.98878
8076 | 4.335 | 1 | 365 | 4.9329 | 0.93416 | 5 | 0.86706
9341 | 5.865 | 1 | 365 | 6.6739 | 0.44033 | 7 | 0.11425
8015 | 3.825 | 1 | 365 | 4.3526 | 0.76543 | 5 | 0.11799
7846 | 8.415 | 1 | 365 | 9.5756 | 0.28395 | 9 | 0.85958
8883 | 4.08 | 1 | 365 | 4.6427 | 0.34979 | 4 | 0.99252
8095 | 4.335 | 1 | 365 | 4.9329 | 0.93416 | 5 | 0.86706
8882 | 6.375 | 1 | 365 | 7.2543 | 0.60905 | 7 | 0.86332
7840 | 5.5 | 1 | 365 | 6.2586 | 0.60389 | 6 | 0.86247
8014 | 6.25 | 1 | 365 | 7.112 | 0.3226 | 7 | 0.43462
8011 | 8.415 | 1 | 365 | 9.5756 | 0.28395 | 9 | 0.85958
7843 | 4.75 | 1 | 365 | 5.4051 | 0.88518 | 6 | 0.29031
8881 | 6.12 | 1 | 365 | 6.9641 | 0.02469 | 6 | 0.98878
8064 | 6.885 | 1 | 365 | 7.8346 | 0.77778 | 8 | 0.61238
8008 | 7.395 | 1 | 365 | 8.4149 | 0.9465 | 9 | 0.36145
8039 | 6.885 | 1 | 365 | 7.8346 | 0.77778 | 8 | 0.61238
8880 | 15.3 | 1 | 365 | 17.4102 | 0.061725 | 17 | 0.47196
8109 | 6.12 | 1 | 365 | 6.9641 | 0.02469 | 6 | 0.98878
8004 | 6.63 | 1 | 365 | 7.5444 | 0.19341 | 7 | 0.73785
7913 | 6.12 | 1 | 365 | 6.9641 | 0.02469 | 6 | 0.98878
7210 | 3.825 | 1 | 365 | 4.3526 | 0.76543 | 5 | 0.11799
8878 | 9.69 | 1 | 365 | 11.0265 | 0.20576 | 11 | 0.23224
8103 | 6.63 | 1 | 365 | 7.5444 | 0.19341 | 7 | 0.73785
8001 | 5.865 | 1 | 365 | 6.6739 | 0.44033 | 7 | 0.11425
9497 | 5.61 | 1 | 365 | 6.3838 | 0.85597 | 7 | 0.23972
8876 | 3.57 | 1 | 365 | 4.0624 | 0.18107 | 4 | 0.24346
9006 | 8.415 | 1 | 365 | 9.5756 | 0.28395 | 9 | 0.85958
9002 | 4.5 | 1 | 365 | 5.1207 | 0.31227 | 5 | 0.43293
8116 | 4.845 | 1 | 365 | 5.5132 | 0.10288 | 5 | 0.61612
7998 | 5.865 | 1 | 365 | 6.6739 | 0.44033 | 7 | 0.11425
8013 | 7.905 | 1 | 365 | 8.9953 | 0.11522 | 9 | 0.11051
8889 | 8.16 | 1 | 365 | 9.2855 | 0.69959 | 9 | 0.98505
8888 | 5.1 | 1 | 365 | 5.8034 | 0.68724 | 6 | 0.49065
8886 | 9.18 | 1 | 365 | 10.4461 | 0.037035 | 10 | 0.48318
9367 | 8.16 | 1 | 365 | 9.2855 | 0.69959 | 9 | 0.98505
9499 | 6.63 | 1 | 365 | 7.5444 | 0.19341 | 7 | 0.73785
8885 | 8.16 | 1 | 365 | 9.2855 | 0.69959 | 9 | 0.98505
8035 | 4.845 | 1 | 365 | 5.5132 | 0.10288 | 5 | 0.61612
9370 | 16.32 | 1 | 365 | 18.5709 | 0.39917 | 18 | 0.97009
8099 | 3.315 | 1 | 365 | 3.7722 | 0.59671 | 4 | 0.36893
8463 | 5.5 | 1 | 365 | 6.2586 | 0.60389 | 6 | 0.86247
8016 | 4.845 | 1 | 365 | 5.5132 | 0.10288 | 5 | 0.61612
8477 | 3.315 | 1 | 365 | 3.7722 | 0.59671 | 4 | 0.36893
8398 | 2.295 | 1 | 365 | 2.6115 | 0.25926 | 2 | 0.87079
8483 | 6.12 | 1 | 365 | 6.9641 | 0.02469 | 6 | 0.98878
9377 | 6.12 | 1 | 365 | 6.9641 | 0.02469 | 6 | 0.98878
8020 | 4.335 | 1 | 365 | 4.9329 | 0.93416 | 5 | 0.86706
8488 | 6.25 | 1 | 365 | 7.112 | 0.3226 | 7 | 0.43462
8163 | 5.865 | 1 | 365 | 6.6739 | 0.44033 | 7 | 0.11425
9379 | 3.57 | 1 | 365 | 4.0624 | 0.18107 | 4 | 0.24346
8406 | 4.08 | 1 | 365 | 4.6427 | 0.34979 | 4 | 0.99252
8602 | 5.355 | 1 | 365 | 6.0936 | 0.2716 | 6 | 0.36519
8492 | 7.65 | 1 | 365 | 8.7051 | 0.53086 | 9 | 0.23598
8296 | 4 | 1 | 365 | 4.5517 | 0.16646 | 4 | 0.71816
8598 | 3.06 | 1 | 365 | 3.482 | 0.012345 | 3 | 0.49439
8385 | 2.805 | 1 | 365 | 3.1919 | 0.42798 | 3 | 0.61986
8495 | 9.25 | 1 | 365 | 10.5258 | 0.19745 | 10 | 0.72325
8045 | 2.4 | 1 | 365 | 2.731 | 0.49988 | 3 | 0.2309
8593 | 4.335 | 1 | 365 | 4.9329 | 0.93416 | 5 | 0.86706
8186 | 8.67 | 1 | 365 | 9.8658 | 0.86831 | 10 | 0.73411
8767 | 7.14 | 1 | 365 | 8.1248 | 0.36214 | 8 | 0.48692
8419 | 5.61 | 1 | 365 | 6.3838 | 0.85597 | 7 | 0.23972
8070 | 4.845 | 1 | 365 | 5.5132 | 0.10288 | 5 | 0.61612
8530 | 3.25 | 1 | 365 | 3.6983 | 0.44775 | 4 | 0.146
8173 | 3.825 | 1 | 365 | 4.3526 | 0.76543 | 5 | 0.11799
8182 | 3.57 | 1 | 365 | 4.0624 | 0.18107 | 4 | 0.24346
8038 | 5.61 | 1 | 365 | 6.3838 | 0.85597 | 7 | 0.23972
8432 | 7.14 | 1 | 365 | 8.1248 | 0.36214 | 8 | 0.48692
7939 | 5.75 | 1 | 365 | 6.5431 | 0.17679 | 6 | 0.71985
8115 | 6.63 | 1 | 365 | 7.5444 | 0.19341 | 7 | 0.73785
7746 | 8.925 | 1 | 365 | 10.156 | 0.45267 | 10 | 0.60864
9414 | 5.61 | 1 | 365 | 6.3838 | 0.85597 | 7 | 0.23972
8877 | 8.415 | 1 | 365 | 9.5756 | 0.28395 | 9 | 0.85958
8411 | 7.105 | 1 | 365 | 8.085 | 0.28193 | 8 | 0.36688
8301 | 4.845 | 1 | 365 | 5.5132 | 0.10288 | 5 | 0.61612
8293 | 5.1 | 1 | 365 | 5.8034 | 0.68724 | 6 | 0.49065
9412 | 2.55 | 1 | 365 | 2.9017 | 0.84362 | 3 | 0.74533
8617 | 7.5 | 1 | 365 | 8.5344 | 0.18712 | 8 | 0.72155
8607 | 7.14 | 1 | 365 | 8.1248 | 0.36214 | 8 | 0.48692
8505 | 6.63 | 1 | 365 | 7.5444 | 0.19341 | 7 | 0.73785
9411 | 5.1 | 1 | 365 | 5.8034 | 0.68724 | 6 | 0.49065
8377 | 4.08 | 1 | 365 | 4.6427 | 0.34979 | 4 | 0.99252
9413 | 2.805 | 1 | 365 | 3.1919 | 0.42798 | 3 | 0.61986
8694 | 8.415 | 1 | 365 | 9.5756 | 0.28395 | 9 | 0.85958
8220 | 4.08 | 1 | 365 | 4.6427 | 0.34979 | 4 | 0.99252
9403 | 3.57 | 1 | 365 | 4.0624 | 0.18107 | 4 | 0.24346
8316 | 4.59 | 1 | 365 | 5.2231 | 0.51852 | 5 | 0.74159
8405 | 6.885 | 1 | 365 | 7.8346 | 0.77778 | 8 | 0.61238
8661 | 8.16 | 1 | 365 | 9.2855 | 0.69959 | 9 | 0.98505
9418 | 8.415 | 1 | 365 | 9.5756 | 0.28395 | 9 | 0.85958
8502 | 2.55 | 1 | 365 | 2.9017 | 0.84362 | 3 | 0.74533
8751 | 4.335 | 1 | 365 | 4.9329 | 0.93416 | 5 | 0.86706
8689 | 3.825 | 1 | 365 | 4.3526 | 0.76543 | 5 | 0.11799
8506 | 8.415 | 1 | 365 | 9.5756 | 0.28395 | 9 | 0.85958
8655 | 5.865 | 1 | 365 | 6.6739 | 0.44033 | 7 | 0.11425
9417 | 2.55 | 1 | 365 | 2.9017 | 0.84362 | 3 | 0.74533
9762 | 4.845 | 1 | 365 | 5.5132 | 0.10288 | 5 | 0.61612
8514 | 6.12 | 1 | 365 | 6.9641 | 0.02469 | 6 | 0.98878
8255 | 9.435 | 1 | 365 | 10.7363 | 0.6214 | 11 | 0.35771
8972 | 5.1 | 1 | 365 | 5.8034 | 0.68724 | 6 | 0.49065
8643 | 3.825 | 1 | 365 | 4.3526 | 0.76543 | 5 | 0.11799
8509 | 6.75 | 1 | 365 | 7.681 | 0.46841 | 8 | 0.1494
8671 | 8.415 | 1 | 365 | 9.5756 | 0.28395 | 9 | 0.85958
8513 | 6 | 1 | 365 | 6.8275 | 0.7497 | 7 | 0.57724
8511 | 9.435 | 1 | 365 | 10.7363 | 0.6214 | 11 | 0.35771
8538 | 4.08 | 1 | 365 | 4.6427 | 0.34979 | 4 | 0.99252
8773 | 2.805 | 1 | 365 | 3.1919 | 0.42798 | 3 | 0.61986
7959 | 4.845 | 1 | 365 | 5.5132 | 0.10288 | 5 | 0.61612
9618 | 3.06 | 1 | 365 | 3.482 | 0.012345 | 3 | 0.49439
8746 | 459.42 | 0.9 | 365 | 470.5065 | 0.5328 | 471 | 0.03934
9625 | 7.65 | 1 | 365 | 8.7051 | 0.53086 | 9 | 0.23598
9451 | 37.51 | 0.9 | 365 | 38.4152 | 0.36266 | 38 | 0.77784
9632 | 4.335 | 1 | 365 | 4.9329 | 0.93416 | 5 | 0.86706
9633 | 7.905 | 1 | 365 | 8.9953 | 0.11522 | 9 | 0.11051
9679 | 4.335 | 1 | 365 | 4.9329 | 0.93416 | 5 | 0.86706
9681 | 10.455 | 1 | 365 | 11.897 | 0.95885 | 12 | 0.85584
9689 | 4.335 | 1 | 365 | 4.9329 | 0.93416 | 5 | 0.86706
9684 | 11.985 | 1 | 365 | 13.638 | 0.46502 | 14 | 0.10304
9696 | 6.885 | 1 | 365 | 7.8346 | 0.77778 | 8 | 0.61238
4655 | 66.3 | 0.9 | 365 | 67.8999 | 0.74073 | 68 | 0.64065
4669 | 66.3 | 0.9 | 365 | 67.8999 | 0.74073 | 68 | 0.64065
9704 | 9.69 | 1 | 365 | 11.0265 | 0.20576 | 11 | 0.23224
6019 | 1263.31 | 0.8 | 365 | 1150.0406 | 0.017127 | 1150 | 0.057742
8613 | 8.925 | 1 | 365 | 10.156 | 0.45267 | 10 | 0.60864
9750 | 5.61 | 1 | 365 | 6.3838 | 0.85597 | 7 | 0.23972
8606 | 3.06 | 1 | 365 | 3.482 | 0.012345 | 3 | 0.49439
8549 | 12.495 | 1 | 365 | 14.2184 | 0.63374 | 14 | 0.8521
9755 | 6.12 | 1 | 365 | 6.9641 | 0.02469 | 6 | 0.98878
8206 | 5.61 | 1 | 365 | 6.3838 | 0.85597 | 7 | 0.23972
8604 | 2.04 | 1 | 365 | 2.3214 | 0.6749 | 2 | 0.99626
9761 | 2.55 | 1 | 365 | 2.9017 | 0.84362 | 3 | 0.74533
9763 | 10.965 | 1 | 365 | 12.4773 | 0.12757 | 12 | 0.60491
7984 | 9.435 | 1 | 365 | 10.7363 | 0.6214 | 11 | 0.35771
8195 | 8.145 | 1 | 365 | 9.2684 | 0.66521 | 9 | 0.9336
8600 | 7.395 | 1 | 365 | 8.4149 | 0.9465 | 9 | 0.36145
8846 | 12.24 | 1 | 365 | 13.9282 | 0.04938 | 13 | 0.97757
8187 | 5.865 | 1 | 365 | 6.6739 | 0.44033 | 7 | 0.11425
7983 | 5.355 | 1 | 365 | 6.0936 | 0.2716 | 6 | 0.36519
8840 | 4.59 | 1 | 365 | 5.2231 | 0.51852 | 5 | 0.74159
8184 | 9.69 | 1 | 365 | 11.0265 | 0.20576 | 11 | 0.23224
8175 | 5.61 | 1 | 365 | 6.3838 | 0.85597 | 7 | 0.23972
7982 | 6.63 | 1 | 365 | 7.5444 | 0.19341 | 7 | 0.73785
8828 | 9.435 | 1 | 365 | 10.7363 | 0.6214 | 11 | 0.35771
9644 | 5.75 | 1 | 365 | 6.5431 | 0.17679 | 6 | 0.71985
8833 | 9.945 | 1 | 365 | 11.3167 | 0.79012 | 12 | 0.10678
7963 | 5.865 | 1 | 365 | 6.6739 | 0.44033 | 7 | 0.11425
8512 | 5.865 | 1 | 365 | 6.6739 | 0.44033 | 7 | 0.11425
8825 | 7.395 | 1 | 365 | 8.4149 | 0.9465 | 9 | 0.36145
8824 | 8.925 | 1 | 365 | 10.156 | 0.45267 | 10 | 0.60864
9698 | 3.315 | 1 | 365 | 3.7722 | 0.59671 | 4 | 0.36893
8821 | 9.945 | 1 | 365 | 11.3167 | 0.79012 | 12 | 0.10678
8657 | 7.65 | 1 | 365 | 8.7051 | 0.53086 | 9 | 0.23598
8817 | 7.905 | 1 | 365 | 8.9953 | 0.11522 | 9 | 0.11051
8815 | 6.63 | 1 | 365 | 7.5444 | 0.19341 | 7 | 0.73785
8005 | 3.825 | 1 | 365 | 4.3526 | 0.76543 | 5 | 0.11799
8171 | 5.865 | 1 | 365 | 6.6739 | 0.44033 | 7 | 0.11425
8542 | 6.12 | 1 | 365 | 6.9641 | 0.02469 | 6 | 0.98878
8281 | 3.06 | 1 | 365 | 3.482 | 0.012345 | 3 | 0.49439
9630 | 5.355 | 1 | 365 | 6.0936 | 0.2716 | 6 | 0.36519
8808 | 7.395 | 1 | 365 | 8.4149 | 0.9465 | 9 | 0.36145
8169 | 3.5 | 1 | 365 | 3.9827 | 0.020656 | 4 | 0.00339
8575 | 4.335 | 1 | 365 | 4.9329 | 0.93416 | 5 | 0.86706
8362 | 5.61 | 1 | 365 | 6.3838 | 0.85597 | 7 | 0.23972
8523 | 4.845 | 1 | 365 | 5.5132 | 0.10288 | 5 | 0.61612
8802 | 4.845 | 1 | 365 | 5.5132 | 0.10288 | 5 | 0.61612
8359 | 3.57 | 1 | 365 | 4.0624 | 0.18107 | 4 | 0.24346
8769 | 3.315 | 1 | 365 | 3.7722 | 0.59671 | 4 | 0.36893
8515 | 6.885 | 1 | 365 | 7.8346 | 0.77778 | 8 | 0.61238
8310 | 4.845 | 1 | 365 | 5.5132 | 0.10288 | 5 | 0.61612
8292 | 7.65 | 1 | 365 | 8.7051 | 0.53086 | 9 | 0.23598
8335 | 5.355 | 1 | 365 | 6.0936 | 0.2716 | 6 | 0.36519
8757 | 7.14 | 1 | 365 | 8.1248 | 0.36214 | 8 | 0.48692
8762 | 4.335 | 1 | 365 | 4.9329 | 0.93416 | 5 | 0.86706
8631 | 5.635 | 1 | 365 | 6.4122 | 0.91326 | 7 | 0.32546
8531 | 5.355 | 1 | 365 | 6.0936 | 0.2716 | 6 | 0.36519
8535 | 7.395 | 1 | 365 | 8.4149 | 0.9465 | 9 | 0.36145
8618 | 5.865 | 1 | 365 | 6.6739 | 0.44033 | 7 | 0.11425
8476 | 3.57 | 1 | 365 | 4.0624 | 0.18107 | 4 | 0.24346
9651 | 5.865 | 1 | 365 | 6.6739 | 0.44033 | 7 | 0.11425
8517 | 7.65 | 1 | 365 | 8.7051 | 0.53086 | 9 | 0.23598
8339 | 7.65 | 1 | 365 | 8.7051 | 0.53086 | 9 | 0.23598
9620 | 6.63 | 1 | 365 | 7.5444 | 0.19341 | 7 | 0.73785
9354 | 9.75 | 1 | 365 | 11.0948 | 0.34326 | 11 | 0.43801
9613 | 2.55 | 1 | 365 | 2.9017 | 0.84362 | 3 | 0.74533
8516 | 5.865 | 1 | 365 | 6.6739 | 0.44033 | 7 | 0.11425
9635 | 5.1 | 1 | 365 | 5.8034 | 0.68724 | 6 | 0.49065
8547 | 9.69 | 1 | 365 | 11.0265 | 0.20576 | 11 | 0.23224
8349 | 4.845 | 1 | 365 | 5.5132 | 0.10288 | 5 | 0.61612
9456 | 13.26 | 1 | 365 | 15.0889 | 0.38683 | 15 | 0.4757
9459 | 5.865 | 1 | 365 | 6.6739 | 0.44033 | 7 | 0.11425
9461 | 8.67 | 1 | 365 | 9.8658 | 0.86831 | 10 | 0.73411
8615 | 9 | 1 | 365 | 10.2413 | 0.62454 | 10 | 0.86586
8212 | 8.16 | 1 | 365 | 9.2855 | 0.69959 | 9 | 0.98505
8351 | 6.12 | 1 | 365 | 6.9641 | 0.02469 | 6 | 0.98878
8484 | 2.04 | 1 | 365 | 2.3214 | 0.6749 | 2 | 0.99626
8569 | 2.805 | 1 | 365 | 3.1919 | 0.42798 | 3 | 0.61986
8350 | 2.805 | 1 | 365 | 3.1919 | 0.42798 | 3 | 0.61986
8520 | 6.12 | 1 | 365 | 6.9641 | 0.02469 | 6 | 0.98878
8637 | 7.65 | 1 | 365 | 8.7051 | 0.53086 | 9 | 0.23598
8475 | 5.865 | 1 | 365 | 6.6739 | 0.44033 | 7 | 0.11425
8479 | 3.5 | 1 | 365 | 3.9827 | 0.020656 | 4 | 0.00339
8624 | 4.845 | 1 | 365 | 5.5132 | 0.10288 | 5 | 0.61612
8473 | 7.5 | 1 | 365 | 8.5344 | 0.18712 | 8 | 0.72155
9736 | 4.335 | 1 | 365 | 4.9329 | 0.93416 | 5 | 0.86706
9356 | 6.12 | 1 | 365 | 6.9641 | 0.02469 | 6 | 0.98878
9360 | 2.04 | 1 | 365 | 2.3214 | 0.6749 | 2 | 0.99626
8603 | 4.845 | 1 | 365 | 5.5132 | 0.10288 | 5 | 0.61612
8232 | 6.12 | 1 | 365 | 6.9641 | 0.02469 | 6 | 0.98878
8193 | 6.63 | 1 | 365 | 7.5444 | 0.19341 | 7 | 0.73785
8297 | 5.1 | 1 | 365 | 5.8034 | 0.68724 | 6 | 0.49065
8191 | 4.08 | 1 | 365 | 4.6427 | 0.34979 | 4 | 0.99252
8280 | 9.69 | 1 | 365 | 11.0265 | 0.20576 | 11 | 0.23224
8352 | 7.14 | 1 | 365 | 8.1248 | 0.36214 | 8 | 0.48692
8216 | 4.59 | 1 | 365 | 5.2231 | 0.51852 | 5 | 0.74159
8209 | 9.18 | 1 | 365 | 10.4461 | 0.037035 | 10 | 0.48318
8367 | 6.375 | 1 | 365 | 7.2543 | 0.60905 | 7 | 0.86332
8214 | 3.06 | 1 | 365 | 3.482 | 0.012345 | 3 | 0.49439
8267 | 9.435 | 1 | 365 | 10.7363 | 0.6214 | 11 | 0.35771
9180 | 5.865 | 1 | 365 | 6.6739 | 0.44033 | 7 | 0.11425
8202 | 4.08 | 1 | 365 | 4.6427 | 0.34979 | 4 | 0.99252
8355 | 5.61 | 1 | 365 | 6.3838 | 0.85597 | 7 | 0.23972
8698 | 2.04 | 1 | 365 | 2.3214 | 0.6749 | 2 | 0.99626
9187 | 5.865 | 1 | 365 | 6.6739 | 0.44033 | 7 | 0.11425
8160 | 1.96 | 1 | 365 | 2.2303 | 0.49157 | 2 | 0.7219
8225 | 9.555 | 1 | 365 | 10.8729 | 0.89639 | 11 | 0.76925
8921 | 5.355 | 1 | 365 | 6.0936 | 0.2716 | 6 | 0.36519
9344 | 6.12 | 1 | 365 | 6.9641 | 0.02469 | 6 | 0.98878
8811 | 8.925 | 1 | 365 | 10.156 | 0.45267 | 10 | 0.60864
8579 | 8.67 | 1 | 365 | 9.8658 | 0.86831 | 10 | 0.73411
9728 | 6.25 | 1 | 365 | 7.112 | 0.3226 | 7 | 0.43462
8836 | 4.59 | 1 | 365 | 5.2231 | 0.51852 | 5 | 0.74159
8626 | 5.865 | 1 | 365 | 6.6739 | 0.44033 | 7 | 0.11425
9677 | 9.18 | 1 | 365 | 10.4461 | 0.037035 | 10 | 0.48318
8807 | 5.865 | 1 | 365 | 6.6739 | 0.44033 | 7 | 0.11425
9876 | 3.825 | 1 | 365 | 4.3526 | 0.76543 | 5 | 0.11799
9552 | 4.59 | 1 | 365 | 5.2231 | 0.51852 | 5 | 0.74159
9518 | 4 | 1 | 365 | 4.5517 | 0.16646 | 4 | 0.71816
9714 | 4.08 | 1 | 365 | 4.6427 | 0.34979 | 4 | 0.99252
9547 | 6.885 | 1 | 365 | 7.8346 | 0.77778 | 8 | 0.61238
9536 | 6.12 | 1 | 365 | 6.9641 | 0.02469 | 6 | 0.98878
9511 | 4.08 | 1 | 365 | 4.6427 | 0.34979 | 4 | 0.99252
9769 | 8.5 | 1 | 365 | 9.6724 | 0.47874 | 10 | 0.15109
7353 | 1.53 | 1 | 365 | 1.741 | 0.50617 | 2 | 0.2472
9725 | 5.335 | 1 | 365 | 6.0708 | 0.22577 | 6 | 0.2966
8678 | 3.315 | 1 | 365 | 3.7722 | 0.59671 | 4 | 0.36893
9345 | 6.63 | 1 | 365 | 7.5444 | 0.19341 | 7 | 0.73785
9558 | 5.865 | 1 | 365 | 6.6739 | 0.44033 | 7 | 0.11425
26551 | 9.92 | 1 | 365 | 11.2882 | 0.73283 | 12 | 0.021037
18027 | 12.099 | 1 | 365 | 13.7677 | 0.72626 | 14 | 0.494
20690 | 9.945 | 1 | 365 | 11.3167 | 0.79012 | 12 | 0.10678
26469 | 7.65 | 1 | 365 | 8.7051 | 0.53086 | 9 | 0.23598
51513 | 4.5 | 1 | 365 | 5.1207 | 0.31227 | 5 | 0.43293
6178 | 27 | 0.9 | 365 | 27.6516 | 0.68627 | 28 | 0.33782
9198 | 5.1 | 1 | 365 | 5.8034 | 0.68724 | 6 | 0.49065
8743 | 3.315 | 1 | 365 | 3.7722 | 0.59671 | 4 | 0.36893
9979 | 5.865 | 1 | 365 | 6.6739 | 0.44033 | 7 | 0.11425
9568 | 6.75 | 1 | 365 | 7.681 | 0.46841 | 8 | 0.1494
9211 | 7.905 | 1 | 365 | 8.9953 | 0.11522 | 9 | 0.11051
8997 | 6.885 | 1 | 365 | 7.8346 | 0.77778 | 8 | 0.61238
9560 | 4.08 | 1 | 365 | 4.6427 | 0.34979 | 4 | 0.99252
8695 | 5.61 | 1 | 365 | 6.3838 | 0.85597 | 7 | 0.23972
9990 | 6.885 | 1 | 365 | 7.8346 | 0.77778 | 8 | 0.61238
9991 | 7.395 | 1 | 365 | 8.4149 | 0.9465 | 9 | 0.36145
9221 | 8.16 | 1 | 365 | 9.2855 | 0.69959 | 9 | 0.98505
8666 | 5.865 | 1 | 365 | 6.6739 | 0.44033 | 7 | 0.11425
9218 | 4.845 | 1 | 365 | 5.5132 | 0.10288 | 5 | 0.61612
8705 | 4.59 | 1 | 365 | 5.2231 | 0.51852 | 5 | 0.74159
9999 | 7.65 | 1 | 365 | 8.7051 | 0.53086 | 9 | 0.23598
9562 | 6.375 | 1 | 365 | 7.2543 | 0.60905 | 7 | 0.86332
9174 | 4.08 | 1 | 365 | 4.6427 | 0.34979 | 4 | 0.99252
8673 | 7.14 | 1 | 365 | 8.1248 | 0.36214 | 8 | 0.48692
8663 | 3.57 | 1 | 365 | 4.0624 | 0.18107 | 4 | 0.24346
9764 | 6.375 | 1 | 365 | 7.2543 | 0.60905 | 7 | 0.86332
9996 | 4.59 | 1 | 365 | 5.2231 | 0.51852 | 5 | 0.74159
8702 | 6.885 | 1 | 365 | 7.8346 | 0.77778 | 8 | 0.61238
8700 | 8.415 | 1 | 365 | 9.5756 | 0.28395 | 9 | 0.85958
9573 | 8.16 | 1 | 365 | 9.2855 | 0.69959 | 9 | 0.98505
8685 | 6.12 | 1 | 365 | 6.9641 | 0.02469 | 6 | 0.98878
9224 | 4.08 | 1 | 365 | 4.6427 | 0.34979 | 4 | 0.99252
8735 | 3.825 | 1 | 365 | 4.3526 | 0.76543 | 5 | 0.11799
8960 | 8.415 | 1 | 365 | 9.5756 | 0.28395 | 9 | 0.85958
10027 | 6.12 | 1 | 365 | 6.9641 | 0.02469 | 6 | 0.98878
8766 | 7.905 | 1 | 365 | 8.9953 | 0.11522 | 9 | 0.11051
8787 | 2.04 | 1 | 365 | 2.3214 | 0.6749 | 2 | 0.99626
8964 | 6.12 | 1 | 365 | 6.9641 | 0.02469 | 6 | 0.98878
8750 | 7.65 | 1 | 365 | 8.7051 | 0.53086 | 9 | 0.23598
8755 | 4.75 | 1 | 365 | 5.4051 | 0.88518 | 6 | 0.29031
8978 | 9.69 | 1 | 365 | 11.0265 | 0.20576 | 11 | 0.23224
8758 | 5.61 | 1 | 365 | 6.3838 | 0.85597 | 7 | 0.23972
9348 | 2.55 | 1 | 365 | 2.9017 | 0.84362 | 3 | 0.74533
8980 | 5.1 | 1 | 365 | 5.8034 | 0.68724 | 6 | 0.49065
8288 | 6.12 | 1 | 365 | 6.9641 | 0.02469 | 6 | 0.98878
8681 | 8.67 | 1 | 365 | 9.8658 | 0.86831 | 10 | 0.73411
8969 | 8.67 | 1 | 365 | 9.8658 | 0.86831 | 10 | 0.73411
9350 | 5.865 | 1 | 365 | 6.6739 | 0.44033 | 7 | 0.11425
9188 | 3.315 | 1 | 365 | 3.7722 | 0.59671 | 4 | 0.36893
8761 | 8.415 | 1 | 365 | 9.5756 | 0.28395 | 9 | 0.85958
8283 | 5.355 | 1 | 365 | 6.0936 | 0.2716 | 6 | 0.36519
8675 | 7.14 | 1 | 365 | 8.1248 | 0.36214 | 8 | 0.48692
9349 | 2.04 | 1 | 365 | 2.3214 | 0.6749 | 2 | 0.99626
10038 | 4.59 | 1 | 365 | 5.2231 | 0.51852 | 5 | 0.74159
8259 | 6.12 | 1 | 365 | 6.9641 | 0.02469 | 6 | 0.98878
10039 | 4.08 | 1 | 365 | 4.6427 | 0.34979 | 4 | 0.99252
8303 | 4.335 | 1 | 365 | 4.9329 | 0.93416 | 5 | 0.86706
8287 | 7.905 | 1 | 365 | 8.9953 | 0.11522 | 9 | 0.11051
9210 | 9.945 | 1 | 365 | 11.3167 | 0.79012 | 12 | 0.10678
8253 | 4.59 | 1 | 365 | 5.2231 | 0.51852 | 5 | 0.74159
8955 | 8.67 | 1 | 365 | 9.8658 | 0.86831 | 10 | 0.73411
8402 | 4.08 | 1 | 365 | 4.6427 | 0.34979 | 4 | 0.99252
9202 | 8.925 | 1 | 365 | 10.156 | 0.45267 | 10 | 0.60864
9207 | 6.375 | 1 | 365 | 7.2543 | 0.60905 | 7 | 0.86332
8278 | 9.69 | 1 | 365 | 11.0265 | 0.20576 | 11 | 0.23224
9054 | 8.16 | 1 | 365 | 9.2855 | 0.69959 | 9 | 0.98505
8264 | 6.12 | 1 | 365 | 6.9641 | 0.02469 | 6 | 0.98878
8249 | 8.67 | 1 | 365 | 9.8658 | 0.86831 | 10 | 0.73411
8265 | 8.67 | 1 | 365 | 9.8658 | 0.86831 | 10 | 0.73411
8298 | 4 | 1 | 365 | 4.5517 | 0.16646 | 4 | 0.71816
8242 | 2.04 | 1 | 365 | 2.3214 | 0.6749 | 2 | 0.99626
8270 | 3.06 | 1 | 365 | 3.482 | 0.012345 | 3 | 0.49439
9048 | 4.335 | 1 | 365 | 4.9329 | 0.93416 | 5 | 0.86706
8243 | 3.825 | 1 | 365 | 4.3526 | 0.76543 | 5 | 0.11799
8438 | 2.805 | 1 | 365 | 3.1919 | 0.42798 | 3 | 0.61986
8338 | 6.885 | 1 | 365 | 7.8346 | 0.77778 | 8 | 0.61238
8587 | 5.61 | 1 | 365 | 6.3838 | 0.85597 | 7 | 0.23972
8410 | 7.905 | 1 | 365 | 8.9953 | 0.11522 | 9 | 0.11051
8809 | 9.69 | 1 | 365 | 11.0265 | 0.20576 | 11 | 0.23224
9092 | 5.5 | 1 | 365 | 6.2586 | 0.60389 | 6 | 0.86247
9088 | 5.1 | 1 | 365 | 5.8034 | 0.68724 | 6 | 0.49065
9099 | 12.5 | 1 | 365 | 14.2241 | 0.6452 | 14 | 0.86925
9093 | 3.06 | 1 | 365 | 3.482 | 0.012345 | 3 | 0.49439
9107 | 5.355 | 1 | 365 | 6.0936 | 0.2716 | 6 | 0.36519
7111 | 1.785 | 1 | 365 | 2.0312 | 0.090535 | 2 | 0.12173
9111 | 9.69 | 1 | 365 | 11.0265 | 0.20576 | 11 | 0.23224
7256 | 7.65 | 1 | 365 | 8.7051 | 0.53086 | 9 | 0.23598
9112 | 6.12 | 1 | 365 | 6.9641 | 0.02469 | 6 | 0.98878
9114 | 5.61 | 1 | 365 | 6.3838 | 0.85597 | 7 | 0.23972
9115 | 11.73 | 1 | 365 | 13.3478 | 0.88066 | 14 | 0.2285
7232 | 6.12 | 1 | 365 | 6.9641 | 0.02469 | 6 | 0.98878
9121 | 2.55 | 1 | 365 | 2.9017 | 0.84362 | 3 | 0.74533
9122 | 13.26 | 1 | 365 | 15.0889 | 0.38683 | 15 | 0.4757
9133 | 7.65 | 1 | 365 | 8.7051 | 0.53086 | 9 | 0.23598
9129 | 7.905 | 1 | 365 | 8.9953 | 0.11522 | 9 | 0.11051
9148 | 9.435 | 1 | 365 | 10.7363 | 0.6214 | 11 | 0.35771
9136 | 6.885 | 1 | 365 | 7.8346 | 0.77778 | 8 | 0.61238
8975 | 33.88 | 0.9 | 365 | 34.6976 | 0.87596 | 35 | 0.57353
8394 | 6.63 | 1 | 365 | 7.5444 | 0.19341 | 7 | 0.73785
9300 | 4.335 | 1 | 365 | 4.9329 | 0.93416 | 5 | 0.86706
8633 | 5.1 | 1 | 365 | 5.8034 | 0.68724 | 6 | 0.49065
9019 | 5.355 | 1 | 365 | 6.0936 | 0.2716 | 6 | 0.36519
9692 | 8.58 | 1 | 365 | 9.7634 | 0.66207 | 10 | 0.42545
9765 | 5.46 | 1 | 365 | 6.2131 | 0.51222 | 6 | 0.72529
9773 | 10.92 | 1 | 365 | 12.4261 | 0.024447 | 12 | 0.45058
9862 | 8.32 | 1 | 365 | 9.4675 | 0.066245 | 9 | 0.53377
9593 | 8.32 | 1 | 365 | 9.4675 | 0.066245 | 9 | 0.53377
9227 | 3.315 | 1 | 365 | 3.7722 | 0.59671 | 4 | 0.36893
9229 | 6.63 | 1 | 365 | 7.5444 | 0.19341 | 7 | 0.73785
9238 | 7.395 | 1 | 365 | 8.4149 | 0.9465 | 9 | 0.36145
9240 | 9.18 | 1 | 365 | 10.4461 | 0.037035 | 10 | 0.48318
9242 | 5.355 | 1 | 365 | 6.0936 | 0.2716 | 6 | 0.36519
9253 | 7.395 | 1 | 365 | 8.4149 | 0.9465 | 9 | 0.36145
2213 | 46.795 | 0.9 | 365 | 47.9242 | 0.51255 | 48 | 0.43679
9258 | 3.825 | 1 | 365 | 4.3526 | 0.76543 | 5 | 0.11799
9256 | 4.845 | 1 | 365 | 5.5132 | 0.10288 | 5 | 0.61612
9400 | 6.885 | 1 | 365 | 7.8346 | 0.77778 | 8 | 0.61238
9260 | 2.805 | 1 | 365 | 3.1919 | 0.42798 | 3 | 0.61986
2215 | 71.4 | 0.9 | 365 | 73.123 | 0.25924 | 73 | 0.38224
2216 | 153.51 | 0.9 | 365 | 157.2144 | 0.60737 | 157 | 0.82182
9261 | 6.12 | 1 | 365 | 6.9641 | 0.02469 | 6 | 0.98878
9255 | 5.355 | 1 | 365 | 6.0936 | 0.2716 | 6 | 0.36519
10130 | 4.16 | 1 | 365 | 4.7338 | 0.53312 | 5 | 0.26689
9266 | 6.095 | 1 | 365 | 6.9356 | 0.9674 | 7 | 0.90305
9267 | 6.12 | 1 | 365 | 6.9641 | 0.02469 | 6 | 0.98878
7788 | 3.5 | 1 | 365 | 3.9827 | 0.020656 | 4 | 0.00339
8430 | 5.1 | 1 | 365 | 5.8034 | 0.68724 | 6 | 0.49065
9447 | 6.12 | 1 | 365 | 6.9641 | 0.02469 | 6 | 0.98878
8257 | 4.59 | 1 | 365 | 5.2231 | 0.51852 | 5 | 0.74159
10011 | 6.12 | 1 | 365 | 6.9641 | 0.02469 | 6 | 0.98878
8203 | 5.865 | 1 | 365 | 6.6739 | 0.44033 | 7 | 0.11425
9615 | 4.335 | 1 | 365 | 4.9329 | 0.93416 | 5 | 0.86706
7783 | 7.25 | 1 | 365 | 8.2499 | 0.61422 | 8 | 0.86416
7015 | 2.5 | 1 | 365 | 2.8448 | 0.72904 | 3 | 0.57385
7777 | 1.785 | 1 | 365 | 2.0312 | 0.090535 | 2 | 0.12173
7770 | 2.805 | 1 | 365 | 3.1919 | 0.42798 | 3 | 0.61986
7749 | 9.18 | 1 | 365 | 10.4461 | 0.037035 | 10 | 0.48318
7747 | 8.5 | 1 | 365 | 9.6724 | 0.47874 | 10 | 0.15109
7861 | 7.65 | 1 | 365 | 8.7051 | 0.53086 | 9 | 0.23598
7744 | 9.5 | 1 | 365 | 10.8103 | 0.77035 | 11 | 0.58063
7609 | 6.63 | 1 | 365 | 7.5444 | 0.19341 | 7 | 0.73785
7606 | 9.435 | 1 | 365 | 10.7363 | 0.6214 | 11 | 0.35771
8382 | 7.14 | 1 | 365 | 8.1248 | 0.36214 | 8 | 0.48692
7220 | 7.25 | 1 | 365 | 8.2499 | 0.61422 | 8 | 0.86416
7605 | 7.395 | 1 | 365 | 8.4149 | 0.9465 | 9 | 0.36145
7735 | 2.55 | 1 | 365 | 2.9017 | 0.84362 | 3 | 0.74533
9235 | 6.75 | 1 | 365 | 7.681 | 0.46841 | 8 | 0.1494
8378 | 7.905 | 1 | 365 | 8.9953 | 0.11522 | 9 | 0.11051
8374 | 4.08 | 1 | 365 | 4.6427 | 0.34979 | 4 | 0.99252
7802 | 5.1 | 1 | 365 | 5.8034 | 0.68724 | 6 | 0.49065
8371 | 8.925 | 1 | 365 | 10.156 | 0.45267 | 10 | 0.60864
7860 | 5.865 | 1 | 365 | 6.6739 | 0.44033 | 7 | 0.11425
7663 | 4.08 | 1 | 365 | 4.6427 | 0.34979 | 4 | 0.99252
8467 | 6.12 | 1 | 365 | 6.9641 | 0.02469 | 6 | 0.98878
8468 | 6.63 | 1 | 365 | 7.5444 | 0.19341 | 7 | 0.73785
7852 | 7.395 | 1 | 365 | 8.4149 | 0.9465 | 9 | 0.36145
7667 | 7.14 | 1 | 365 | 8.1248 | 0.36214 | 8 | 0.48692
7845 | 6.63 | 1 | 365 | 7.5444 | 0.19341 | 7 | 0.73785
9245 | 5.75 | 1 | 365 | 6.5431 | 0.17679 | 6 | 0.71985
8462 | 6.63 | 1 | 365 | 7.5444 | 0.19341 | 7 | 0.73785
8461 | 8.925 | 1 | 365 | 10.156 | 0.45267 | 10 | 0.60864
7890 | 4.845 | 1 | 365 | 5.5132 | 0.10288 | 5 | 0.61612
9254 | 5.5 | 1 | 365 | 6.2586 | 0.60389 | 6 | 0.86247
8456 | 4.59 | 1 | 365 | 5.2231 | 0.51852 | 5 | 0.74159
8454 | 7.14 | 1 | 365 | 8.1248 | 0.36214 | 8 | 0.48692
8450 | 3.315 | 1 | 365 | 3.7722 | 0.59671 | 4 | 0.36893
7834 | 6.885 | 1 | 365 | 7.8346 | 0.77778 | 8 | 0.61238
7928 | 4.5 | 1 | 365 | 5.1207 | 0.31227 | 5 | 0.43293
7925 | 3.825 | 1 | 365 | 4.3526 | 0.76543 | 5 | 0.11799
8448 | 4.08 | 1 | 365 | 4.6427 | 0.34979 | 4 | 0.99252
9272 | 12.75 | 1 | 365 | 14.5085 | 0.2181 | 14 | 0.72663
8444 | 8.67 | 1 | 365 | 9.8658 | 0.86831 | 10 | 0.73411
7919 | 3.825 | 1 | 365 | 4.3526 | 0.76543 | 5 | 0.11799
7724 | 7.905 | 1 | 365 | 8.9953 | 0.11522 | 9 | 0.11051
8441 | 3.57 | 1 | 365 | 4.0624 | 0.18107 | 4 | 0.24346
8436 | 1.785 | 1 | 365 | 2.0312 | 0.090535 | 2 | 0.12173
7917 | 6.25 | 1 | 365 | 7.112 | 0.3226 | 7 | 0.43462
8397 | 2.5 | 1 | 365 | 2.8448 | 0.72904 | 3 | 0.57385
8431 | 7.65 | 1 | 365 | 8.7051 | 0.53086 | 9 | 0.23598
7916 | 4.59 | 1 | 365 | 5.2231 | 0.51852 | 5 | 0.74159
8413 | 6.375 | 1 | 365 | 7.2543 | 0.60905 | 7 | 0.86332
5943 | 5.1 | 1 | 365 | 5.8034 | 0.68724 | 6 | 0.49065
7914 | 4.08 | 1 | 365 | 4.6427 | 0.34979 | 4 | 0.99252
8408 | 5.61 | 1 | 365 | 6.3838 | 0.85597 | 7 | 0.23972
7912 | 4.335 | 1 | 365 | 4.9329 | 0.93416 | 5 | 0.86706
5747 | 5.1 | 1 | 365 | 5.8034 | 0.68724 | 6 | 0.49065
5742 | 4.25 | 1 | 365 | 4.8362 | 0.73937 | 5 | 0.57554
8399 | 7.395 | 1 | 365 | 8.4149 | 0.9465 | 9 | 0.36145
9285 | 6.63 | 1 | 365 | 7.5444 | 0.19341 | 7 | 0.73785
7910 | 6.885 | 1 | 365 | 7.8346 | 0.77778 | 8 | 0.61238
6590 | 13.065 | 1 | 365 | 14.867 | 0.93996 | 15 | 0.80694
9533 | 6 | 1 | 365 | 6.8275 | 0.7497 | 7 | 0.57724
9553 | 9 | 1 | 365 | 10.2413 | 0.62454 | 10 | 0.86586
9559 | 8.33 | 1 | 365 | 9.4789 | 0.089161 | 9 | 0.56807
9564 | 5.145 | 1 | 365 | 5.8546 | 0.79036 | 6 | 0.64498
9579 | 19.62 | 1 | 365 | 22.3261 | 0.96151 | 23 | 0.28757
9649 | 5.46 | 1 | 365 | 6.2131 | 0.51222 | 6 | 0.72529
9652 | 8.5 | 1 | 365 | 9.6724 | 0.47874 | 10 | 0.15109
6742 | 27 | 0.9 | 365 | 27.6516 | 0.68627 | 28 | 0.33782
4982 | 540.54 | 0.9 | 365 | 553.5841 | 0.8391 | 554 | 0.4232
9657 | 9.25 | 1 | 365 | 10.5258 | 0.19745 | 10 | 0.72325
9661 | 8 | 1 | 365 | 9.1034 | 0.33293 | 9 | 0.43632
9690 | 7.194 | 1 | 365 | 8.1862 | 0.48589 | 8 | 0.67211
4869 | 197.78 | 0.9 | 365 | 202.5527 | 0.91223 | 203 | 0.46498
4868 | 576.29 | 0.9 | 365 | 590.1968 | 0.57185 | 590 | 0.76865
9450 | 94.24 | 0.9 | 365 | 96.5142 | 0.3657 | 96 | 0.87986
9453 | 170.81 | 0.9 | 365 | 174.9319 | 0.28784 | 175 | 0.21975
9471 | 214.42 | 0.9 | 365 | 219.5943 | 0.23147 | 219 | 0.82577
9472 | 133.29 | 0.9 | 365 | 136.5065 | 0.90455 | 137 | 0.41105
9160 | 4.335 | 1 | 365 | 4.9329 | 0.93416 | 5 | 0.86706
3251 | 98.82 | 0.9 | 365 | 101.2047 | 0.81174 | 102 | 0.016429
2669 | 197.64 | 0.9 | 365 | 202.4094 | 0.62349 | 203 | 0.032857
9199 | 7.905 | 1 | 365 | 8.9953 | 0.11522 | 9 | 0.11051
8528 | 6.885 | 1 | 365 | 7.8346 | 0.77778 | 8 | 0.61238
9291 | 4.845 | 1 | 365 | 5.5132 | 0.10288 | 5 | 0.61612
3409 | 636.12 | 0.9 | 365 | 651.4706 | 0.96849 | 652 | 0.43909
9495 | 4.08 | 1 | 365 | 4.6427 | 0.34979 | 4 | 0.99252
8551 | 4.59 | 1 | 365 | 5.2231 | 0.51852 | 5 | 0.74159
8571 | 4.08 | 1 | 365 | 4.6427 | 0.34979 | 4 | 0.99252
9304 | 6.63 | 1 | 365 | 7.5444 | 0.19341 | 7 | 0.73785
8497 | 2.55 | 1 | 365 | 2.9017 | 0.84362 | 3 | 0.74533
8501 | 8.415 | 1 | 365 | 9.5756 | 0.28395 | 9 | 0.85958
8498 | 5.1 | 1 | 365 | 5.8034 | 0.68724 | 6 | 0.49065
8507 | 2.55 | 1 | 365 | 2.9017 | 0.84362 | 3 | 0.74533
8504 | 3.315 | 1 | 365 | 3.7722 | 0.59671 | 4 | 0.36893
9631 | 6.615 | 1 | 365 | 7.5274 | 0.15904 | 7 | 0.68641
9774 | 5.61 | 1 | 365 | 6.3838 | 0.85597 | 7 | 0.23972
8344 | 3.06 | 1 | 365 | 3.482 | 0.012345 | 3 | 0.49439
7768 | 8.16 | 1 | 365 | 9.2855 | 0.69959 | 9 | 0.98505
9167 | 7.65 | 1 | 365 | 8.7051 | 0.53086 | 9 | 0.23598
9726 | 5.865 | 1 | 365 | 6.6739 | 0.44033 | 7 | 0.11425
9118 | 7.65 | 1 | 365 | 8.7051 | 0.53086 | 9 | 0.23598
8347 | 7 | 1 | 365 | 7.9655 | 0.041312 | 8 | 0.00678
9113 | 3.06 | 1 | 365 | 3.482 | 0.012345 | 3 | 0.49439
9805 | 4.5 | 1 | 365 | 5.1207 | 0.31227 | 5 | 0.43293
8583 | 4.75 | 1 | 365 | 5.4051 | 0.88518 | 6 | 0.29031
9815 | 5.635 | 1 | 365 | 6.4122 | 0.91326 | 7 | 0.32546
8953 | 8.67 | 1 | 365 | 9.8658 | 0.86831 | 10 | 0.73411
9897 | 5.355 | 1 | 365 | 6.0936 | 0.2716 | 6 | 0.36519
9822 | 7.84 | 1 | 365 | 8.9213 | 0.96627 | 9 | 0.88759
9465 | 7.65 | 1 | 365 | 8.7051 | 0.53086 | 9 | 0.23598
9467 | 6.25 | 1 | 365 | 7.112 | 0.3226 | 7 | 0.43462
8567 | 2.805 | 1 | 365 | 3.1919 | 0.42798 | 3 | 0.61986
8558 | 7.395 | 1 | 365 | 8.4149 | 0.9465 | 9 | 0.36145
8559 | 9.69 | 1 | 365 | 11.0265 | 0.20576 | 11 | 0.23224
9908 | 4.08 | 1 | 365 | 4.6427 | 0.34979 | 4 | 0.99252
4882 | 395.28 | 0.9 | 365 | 404.8187 | 0.24698 | 405 | 0.065714
4878 | 625.86 | 0.9 | 365 | 640.963 | 0.80771 | 641 | 0.77071
8574 | 4.845 | 1 | 365 | 5.5132 | 0.10288 | 5 | 0.61612
4880 | 625.86 | 0.9 | 365 | 640.963 | 0.80771 | 641 | 0.77071
4879 | 592.92 | 0.9 | 365 | 607.2281 | 0.87046 | 608 | 0.098571
8555 | 6.63 | 1 | 365 | 7.5444 | 0.19341 | 7 | 0.73785
8580 | 5.1 | 1 | 365 | 5.8034 | 0.68724 | 6 | 0.49065
8236 | 3.57 | 1 | 365 | 4.0624 | 0.18107 | 4 | 0.24346
8590 | 5.61 | 1 | 365 | 6.3838 | 0.85597 | 7 | 0.23972
9035 | 5.355 | 1 | 365 | 6.0936 | 0.2716 | 6 | 0.36519
4848 | 435.24 | 0.9 | 365 | 445.743 | 0.66265 | 446 | 0.40569
8977 | 3.06 | 1 | 365 | 3.482 | 0.012345 | 3 | 0.49439
4849 | 592.92 | 0.9 | 365 | 607.2281 | 0.87046 | 608 | 0.098571
4430 | 461.16 | 0.9 | 365 | 472.2885 | 0.12147 | 472 | 0.41
4435 | 428.22 | 0.9 | 365 | 438.5536 | 0.18422 | 438 | 0.73786
9926 | 7.705 | 1 | 365 | 8.7677 | 0.6569 | 9 | 0.42461
2897 | 131.76 | 0.9 | 365 | 134.9396 | 0.74899 | 135 | 0.68857
9927 | 3.9 | 1 | 365 | 4.4379 | 0.9373 | 5 | 0.37521
2679 | 527.04 | 0.9 | 365 | 539.7583 | 0.99597 | 540 | 0.75429
2597 | 329.4 | 0.9 | 365 | 337.3489 | 0.37248 | 337 | 0.72143
2616 | 395.28 | 0.9 | 365 | 404.8187 | 0.24698 | 405 | 0.065714
9566 | 3.315 | 1 | 365 | 3.7722 | 0.59671 | 4 | 0.36893
9527 | 5.61 | 1 | 365 | 6.3838 | 0.85597 | 7 | 0.23972
8919 | 3.315 | 1 | 365 | 3.7722 | 0.59671 | 4 | 0.36893
8946 | 4.08 | 1 | 365 | 4.6427 | 0.34979 | 4 | 0.99252
8842 | 6.885 | 1 | 365 | 7.8346 | 0.77778 | 8 | 0.61238
9110 | 5.86 | 1 | 365 | 6.6682 | 0.42887 | 7 | 0.097104
8849 | 6.885 | 1 | 365 | 7.8346 | 0.77778 | 8 | 0.61238
8814 | 8.16 | 1 | 365 | 9.2855 | 0.69959 | 9 | 0.98505
8768 | 7.65 | 1 | 365 | 8.7051 | 0.53086 | 9 | 0.23598
9169 | 9.435 | 1 | 365 | 10.7363 | 0.6214 | 11 | 0.35771
8819 | 6.375 | 1 | 365 | 7.2543 | 0.60905 | 7 | 0.86332
9520 | 9.945 | 1 | 365 | 11.3167 | 0.79012 | 12 | 0.10678
9090 | 6.375 | 1 | 365 | 7.2543 | 0.60905 | 7 | 0.86332
8845 | 8.67 | 1 | 365 | 9.8658 | 0.86831 | 10 | 0.73411
8831 | 2.55 | 1 | 365 | 2.9017 | 0.84362 | 3 | 0.74533
9181 | 5 | 1 | 365 | 5.6896 | 0.45808 | 6 | 0.1477
8779 | 3.06 | 1 | 365 | 3.482 | 0.012345 | 3 | 0.49439
8830 | 3.57 | 1 | 365 | 4.0624 | 0.18107 | 4 | 0.24346
9954 | 13.78 | 1 | 365 | 15.6806 | 0.57847 | 16 | 0.25906
9957 | 7.905 | 1 | 365 | 8.9953 | 0.11522 | 9 | 0.11051
9082 | 6.12 | 1 | 365 | 6.9641 | 0.02469 | 6 | 0.98878
9226 | 11.7 | 1 | 365 | 13.3137 | 0.81191 | 14 | 0.12562
8926 | 5.1 | 1 | 365 | 5.8034 | 0.68724 | 6 | 0.49065
9960 | 10.2 | 1 | 365 | 11.6068 | 0.37448 | 11 | 0.98131
9554 | 6.12 | 1 | 365 | 6.9641 | 0.02469 | 6 | 0.98878
10076 | 6.375 | 1 | 365 | 7.2543 | 0.60905 | 7 | 0.86332
8864 | 6.375 | 1 | 365 | 7.2543 | 0.60905 | 7 | 0.86332
10089 | 6.37 | 1 | 365 | 7.2486 | 0.59759 | 7 | 0.84617
10082 | 8.16 | 1 | 365 | 9.2855 | 0.69959 | 9 | 0.98505
10093 | 4 | 1 | 365 | 4.5517 | 0.16646 | 4 | 0.71816
7734 | 6.885 | 1 | 365 | 7.8346 | 0.77778 | 8 | 0.61238
7884 | 4.59 | 1 | 365 | 5.2231 | 0.51852 | 5 | 0.74159
9678 | 3.315 | 1 | 365 | 3.7722 | 0.59671 | 4 | 0.36893
9808 | 5.36 | 1 | 365 | 6.0993 | 0.28306 | 6 | 0.38233
9281 | 2.04 | 1 | 365 | 2.3214 | 0.6749 | 2 | 0.99626
5036 | 5.04 | 1 | 365 | 5.7351 | 0.54974 | 6 | 0.28488
5035 | 6.72 | 1 | 365 | 7.6468 | 0.39966 | 8 | 0.046509
5020 | 9.81 | 1 | 365 | 11.163 | 0.48075 | 11 | 0.64379
6985 | 220.66 | 0.9 | 365 | 225.9849 | 0.10119 | 226 | 0.086067
9791 | 9.945 | 1 | 365 | 11.3167 | 0.79012 | 12 | 0.10678
9971 | 5.355 | 1 | 365 | 6.0936 | 0.2716 | 6 | 0.36519
12304 | 7.65 | 1 | 365 | 8.7051 | 0.53086 | 9 | 0.23598
9792 | 9.435 | 1 | 365 | 10.7363 | 0.6214 | 11 | 0.35771
9974 | 3.825 | 1 | 365 | 4.3526 | 0.76543 | 5 | 0.11799
9988 | 9.945 | 1 | 365 | 11.3167 | 0.79012 | 12 | 0.10678
9980 | 7.14 | 1 | 365 | 8.1248 | 0.36214 | 8 | 0.48692
8860 | 8.415 | 1 | 365 | 9.5756 | 0.28395 | 9 | 0.85958
10109 | 4.86 | 1 | 365 | 5.5303 | 0.13725 | 5 | 0.66756
9997 | 2.295 | 1 | 365 | 2.6115 | 0.25926 | 2 | 0.87079
8991 | 3.57 | 1 | 365 | 4.0624 | 0.18107 | 4 | 0.24346
9361 | 4.335 | 1 | 365 | 4.9329 | 0.93416 | 5 | 0.86706
10001 | 5.1 | 1 | 365 | 5.8034 | 0.68724 | 6 | 0.49065
9028 | 2.805 | 1 | 365 | 3.1919 | 0.42798 | 3 | 0.61986
9826 | 6.12 | 1 | 365 | 6.9641 | 0.02469 | 6 | 0.98878
8966 | 4.59 | 1 | 365 | 5.2231 | 0.51852 | 5 | 0.74159
10115 | 6.75 | 1 | 365 | 7.681 | 0.46841 | 8 | 0.1494
8241 | 6.75 | 1 | 365 | 7.681 | 0.46841 | 8 | 0.1494
10112 | 7.905 | 1 | 365 | 8.9953 | 0.11522 | 9 | 0.11051
8935 | 4.59 | 1 | 365 | 5.2231 | 0.51852 | 5 | 0.74159
9923 | 5.355 | 1 | 365 | 6.0936 | 0.2716 | 6 | 0.36519
9924 | 11.475 | 1 | 365 | 13.0577 | 0.29629 | 13 | 0.35397
8222 | 4.59 | 1 | 365 | 5.2231 | 0.51852 | 5 | 0.74159
9801 | 7.395 | 1 | 365 | 8.4149 | 0.9465 | 9 | 0.36145
8231 | 5.1 | 1 | 365 | 5.8034 | 0.68724 | 6 | 0.49065
9031 | 5.865 | 1 | 365 | 6.6739 | 0.44033 | 7 | 0.11425
9813 | 3.57 | 1 | 365 | 4.0624 | 0.18107 | 4 | 0.24346
8245 | 6.885 | 1 | 365 | 7.8346 | 0.77778 | 8 | 0.61238
8999 | 5.865 | 1 | 365 | 6.6739 | 0.44033 | 7 | 0.11425
9828 | 7.395 | 1 | 365 | 8.4149 | 0.9465 | 9 | 0.36145
8309 | 2.55 | 1 | 365 | 2.9017 | 0.84362 | 3 | 0.74533
9800 | 8.16 | 1 | 365 | 9.2855 | 0.69959 | 9 | 0.98505
9020 | 6.63 | 1 | 365 | 7.5444 | 0.19341 | 7 | 0.73785
9817 | 6.12 | 1 | 365 | 6.9641 | 0.02469 | 6 | 0.98878
10121 | 9.435 | 1 | 365 | 10.7363 | 0.6214 | 11 | 0.35771
9809 | 4.08 | 1 | 365 | 4.6427 | 0.34979 | 4 | 0.99252
9008 | 6.885 | 1 | 365 | 7.8346 | 0.77778 | 8 | 0.61238
9840 | 8.415 | 1 | 365 | 9.5756 | 0.28395 | 9 | 0.85958
9004 | 5.1 | 1 | 365 | 5.8034 | 0.68724 | 6 | 0.49065
9833 | 3.315 | 1 | 365 | 3.7722 | 0.59671 | 4 | 0.36893
9804 | 9.435 | 1 | 365 | 10.7363 | 0.6214 | 11 | 0.35771
8641 | 3.315 | 1 | 365 | 3.7722 | 0.59671 | 4 | 0.36893
9473 | 5.1 | 1 | 365 | 5.8034 | 0.68724 | 6 | 0.49065
10161 | 4.25 | 1 | 365 | 4.8362 | 0.73937 | 5 | 0.57554
10166 | 2.55 | 1 | 365 | 2.9017 | 0.84362 | 3 | 0.74533
10167 | 2.295 | 1 | 365 | 2.6115 | 0.25926 | 2 | 0.87079
9838 | 9.945 | 1 | 365 | 11.3167 | 0.79012 | 12 | 0.10678
7739 | 5.25 | 1 | 365 | 5.9741 | 0.030984 | 6 | 0.005085
9835 | 6.885 | 1 | 365 | 7.8346 | 0.77778 | 8 | 0.61238
10154 | 7.905 | 1 | 365 | 8.9953 | 0.11522 | 9 | 0.11051
9517 | 6.885 | 1 | 365 | 7.8346 | 0.77778 | 8 | 0.61238
9814 | 5.865 | 1 | 365 | 6.6739 | 0.44033 | 7 | 0.11425
9839 | 3.06 | 1 | 365 | 3.482 | 0.012345 | 3 | 0.49439
9065 | 7.395 | 1 | 365 | 8.4149 | 0.9465 | 9 | 0.36145
9854 | 5.61 | 1 | 365 | 6.3838 | 0.85597 | 7 | 0.23972
9836 | 4.08 | 1 | 365 | 4.6427 | 0.34979 | 4 | 0.99252
9806 | 6.885 | 1 | 365 | 7.8346 | 0.77778 | 8 | 0.61238
9062 | 7.65 | 1 | 365 | 8.7051 | 0.53086 | 9 | 0.23598
9061 | 2.75 | 1 | 365 | 3.1293 | 0.30194 | 3 | 0.43124
9842 | 3.825 | 1 | 365 | 4.3526 | 0.76543 | 5 | 0.11799
9104 | 5.355 | 1 | 365 | 6.0936 | 0.2716 | 6 | 0.36519
10226 | 11.475 | 1 | 365 | 13.0577 | 0.29629 | 13 | 0.35397
10324 | 8.16 | 1 | 365 | 9.2855 | 0.69959 | 9 | 0.98505
10231 | 7.395 | 1 | 365 | 8.4149 | 0.9465 | 9 | 0.36145
10320 | 4.845 | 1 | 365 | 5.5132 | 0.10288 | 5 | 0.61612
10239 | 9.1 | 1 | 365 | 10.3551 | 0.85371 | 11 | 0.20881
10241 | 6.36 | 1 | 365 | 7.2372 | 0.57468 | 7 | 0.81187
10317 | 4.94 | 1 | 365 | 5.6213 | 0.32058 | 5 | 0.94193
10244 | 10.66 | 1 | 365 | 12.1303 | 0.42863 | 12 | 0.5589
10245 | 10.66 | 1 | 365 | 12.1303 | 0.42863 | 12 | 0.5589
10247 | 15.3 | 1 | 365 | 17.4102 | 0.061725 | 17 | 0.47196
10248 | 17.595 | 1 | 365 | 20.0218 | 0.32098 | 20 | 0.34276
10249 | 8.67 | 1 | 365 | 9.8658 | 0.86831 | 10 | 0.73411
9146 | 4.59 | 1 | 365 | 5.2231 | 0.51852 | 5 | 0.74159
10240 | 5.1 | 1 | 365 | 5.8034 | 0.68724 | 6 | 0.49065
9155 | 4.845 | 1 | 365 | 5.5132 | 0.10288 | 5 | 0.61612
10047 | 2.55 | 1 | 365 | 2.9017 | 0.84362 | 3 | 0.74533
9759 | 7.395 | 1 | 365 | 8.4149 | 0.9465 | 9 | 0.36145
10187 | 4.845 | 1 | 365 | 5.5132 | 0.10288 | 5 | 0.61612
10048 | 6.375 | 1 | 365 | 7.2543 | 0.60905 | 7 | 0.86332
9875 | 6.375 | 1 | 365 | 7.2543 | 0.60905 | 7 | 0.86332
9733 | 5.61 | 1 | 365 | 6.3838 | 0.85597 | 7 | 0.23972
9724 | 4.59 | 1 | 365 | 5.2231 | 0.51852 | 5 | 0.74159
9154 | 7.14 | 1 | 365 | 8.1248 | 0.36214 | 8 | 0.48692
10186 | 5.61 | 1 | 365 | 6.3838 | 0.85597 | 7 | 0.23972
9873 | 3.825 | 1 | 365 | 4.3526 | 0.76543 | 5 | 0.11799
10234 | 2.04 | 1 | 365 | 2.3214 | 0.6749 | 2 | 0.99626
10012 | 3.06 | 1 | 365 | 3.482 | 0.012345 | 3 | 0.49439
9172 | 4.59 | 1 | 365 | 5.2231 | 0.51852 | 5 | 0.74159
10062 | 5.865 | 1 | 365 | 6.6739 | 0.44033 | 7 | 0.11425
10023 | 9.69 | 1 | 365 | 11.0265 | 0.20576 | 11 | 0.23224
10243 | 7.14 | 1 | 365 | 8.1248 | 0.36214 | 8 | 0.48692
9175 | 3.57 | 1 | 365 | 4.0624 | 0.18107 | 4 | 0.24346
9182 | 4.08 | 1 | 365 | 4.6427 | 0.34979 | 4 | 0.99252
10073 | 8.16 | 1 | 365 | 9.2855 | 0.69959 | 9 | 0.98505
9178 | 3.825 | 1 | 365 | 4.3526 | 0.76543 | 5 | 0.11799
9170 | 4.335 | 1 | 365 | 4.9329 | 0.93416 | 5 | 0.86706
9989 | 4.08 | 1 | 365 | 4.6427 | 0.34979 | 4 | 0.99252
9189 | 4.335 | 1 | 365 | 4.9329 | 0.93416 | 5 | 0.86706
9535 | 7.65 | 1 | 365 | 8.7051 | 0.53086 | 9 | 0.23598
10057 | 3.315 | 1 | 365 | 3.7722 | 0.59671 | 4 | 0.36893
9936 | 6.885 | 1 | 365 | 7.8346 | 0.77778 | 8 | 0.61238
9982 | 6.885 | 1 | 365 | 7.8346 | 0.77778 | 8 | 0.61238
10013 | 3.06 | 1 | 365 | 3.482 | 0.012345 | 3 | 0.49439
9561 | 5.355 | 1 | 365 | 6.0936 | 0.2716 | 6 | 0.36519
10014 | 6.12 | 1 | 365 | 6.9641 | 0.02469 | 6 | 0.98878
10279 | 4.845 | 1 | 365 | 5.5132 | 0.10288 | 5 | 0.61612
9574 | 5.61 | 1 | 365 | 6.3838 | 0.85597 | 7 | 0.23972
9973 | 4.845 | 1 | 365 | 5.5132 | 0.10288 | 5 | 0.61612
9969 | 2.55 | 1 | 365 | 2.9017 | 0.84362 | 3 | 0.74533
9994 | 4.08 | 1 | 365 | 4.6427 | 0.34979 | 4 | 0.99252
9737 | 4.59 | 1 | 365 | 5.2231 | 0.51852 | 5 | 0.74159
10114 | 2.55 | 1 | 365 | 2.9017 | 0.84362 | 3 | 0.74533
10040 | 4.59 | 1 | 365 | 5.2231 | 0.51852 | 5 | 0.74159
9702 | 7 | 1 | 365 | 7.9655 | 0.041312 | 8 | 0.00678
10000 | 6.375 | 1 | 365 | 7.2543 | 0.60905 | 7 | 0.86332
10007 | 8.16 | 1 | 365 | 9.2855 | 0.69959 | 9 | 0.98505
10083 | 5.865 | 1 | 365 | 6.6739 | 0.44033 | 7 | 0.11425
10054 | 5.61 | 1 | 365 | 6.3838 | 0.85597 | 7 | 0.23972
6648 | 8.37 | 1 | 365 | 9.5244 | 0.18083 | 9 | 0.70525
7139 | 13 | 1 | 365 | 14.793 | 0.79101 | 15 | 0.58402
6773 | 50.7 | 0.9 | 365 | 51.9235 | 0.56644 | 52 | 0.48991
8141 | 100.8 | 0.9 | 365 | 103.2325 | 0.8954 | 104 | 0.12787
6745 | 5.225 | 1 | 365 | 5.9457 | 0.97369 | 6 | 0.91935
5828 | 111.85 | 0.9 | 365 | 114.5491 | 0.68552 | 115 | 0.23464
9022 | 7.5 | 1 | 365 | 8.5344 | 0.18712 | 8 | 0.72155
9047 | 9 | 1 | 365 | 10.2413 | 0.62454 | 10 | 0.86586
9013 | 5.865 | 1 | 365 | 6.6739 | 0.44033 | 7 | 0.11425
10105 | 5.355 | 1 | 365 | 6.0936 | 0.2716 | 6 | 0.36519
10046 | 7.905 | 1 | 365 | 8.9953 | 0.11522 | 9 | 0.11051
10084 | 8.67 | 1 | 365 | 9.8658 | 0.86831 | 10 | 0.73411
10030 | 6.12 | 1 | 365 | 6.9641 | 0.02469 | 6 | 0.98878
10075 | 6.885 | 1 | 365 | 7.8346 | 0.77778 | 8 | 0.61238
10072 | 6.885 | 1 | 365 | 7.8346 | 0.77778 | 8 | 0.61238
10063 | 4.335 | 1 | 365 | 4.9329 | 0.93416 | 5 | 0.86706
10070 | 3.57 | 1 | 365 | 4.0624 | 0.18107 | 4 | 0.24346
10058 | 6.375 | 1 | 365 | 7.2543 | 0.60905 | 7 | 0.86332
9034 | 7.905 | 1 | 365 | 8.9953 | 0.11522 | 9 | 0.11051
10236 | 8.16 | 1 | 365 | 9.2855 | 0.69959 | 9 | 0.98505
10004 | 5.865 | 1 | 365 | 6.6739 | 0.44033 | 7 | 0.11425
10111 | 8.415 | 1 | 365 | 9.5756 | 0.28395 | 9 | 0.85958
9978 | 5.865 | 1 | 365 | 6.6739 | 0.44033 | 7 | 0.11425
9042 | 3.06 | 1 | 365 | 3.482 | 0.012345 | 3 | 0.49439
9939 | 4.08 | 1 | 365 | 4.6427 | 0.34979 | 4 | 0.99252
9959 | 4.59 | 1 | 365 | 5.2231 | 0.51852 | 5 | 0.74159
9984 | 9.18 | 1 | 365 | 10.4461 | 0.037035 | 10 | 0.48318
9846 | 5.355 | 1 | 365 | 6.0936 | 0.2716 | 6 | 0.36519
9935 | 5.865 | 1 | 365 | 6.6739 | 0.44033 | 7 | 0.11425
9972 | 5.61 | 1 | 365 | 6.3838 | 0.85597 | 7 | 0.23972
10103 | 3.315 | 1 | 365 | 3.7722 | 0.59671 | 4 | 0.36893
10008 | 3.57 | 1 | 365 | 4.0624 | 0.18107 | 4 | 0.24346
9611 | 3.315 | 1 | 365 | 3.7722 | 0.59671 | 4 | 0.36893
9886 | 6.63 | 1 | 365 | 7.5444 | 0.19341 | 7 | 0.73785
9879 | 6.63 | 1 | 365 | 7.5444 | 0.19341 | 7 | 0.73785
10031 | 6.12 | 1 | 365 | 6.9641 | 0.02469 | 6 | 0.98878
9889 | 5.865 | 1 | 365 | 6.6739 | 0.44033 | 7 | 0.11425
9877 | 3.06 | 1 | 365 | 3.482 | 0.012345 | 3 | 0.49439
9993 | 3.315 | 1 | 365 | 3.7722 | 0.59671 | 4 | 0.36893
9881 | 6.63 | 1 | 365 | 7.5444 | 0.19341 | 7 | 0.73785
10174 | 6.76 | 1 | 365 | 7.6924 | 0.49132 | 8 | 0.18369
10175 | 10.455 | 1 | 365 | 11.897 | 0.95885 | 12 | 0.85584
9694 | 5.865 | 1 | 365 | 6.6739 | 0.44033 | 7 | 0.11425
10108 | 5.865 | 1 | 365 | 6.6739 | 0.44033 | 7 | 0.11425
10042 | 8.67 | 1 | 365 | 9.8658 | 0.86831 | 10 | 0.73411
10006 | 6.885 | 1 | 365 | 7.8346 | 0.77778 | 8 | 0.61238
10177 | 6.885 | 1 | 365 | 7.8346 | 0.77778 | 8 | 0.61238
9712 | 1.53 | 1 | 365 | 1.741 | 0.50617 | 2 | 0.2472
10035 | 8.16 | 1 | 365 | 9.2855 | 0.69959 | 9 | 0.98505
9038 | 6.12 | 1 | 365 | 6.9641 | 0.02469 | 6 | 0.98878
10179 | 6.885 | 1 | 365 | 7.8346 | 0.77778 | 8 | 0.61238
9746 | 7.905 | 1 | 365 | 8.9953 | 0.11522 | 9 | 0.11051
10180 | 5.61 | 1 | 365 | 6.3838 | 0.85597 | 7 | 0.23972
9766 | 6.12 | 1 | 365 | 6.9641 | 0.02469 | 6 | 0.98878
9050 | 5.355 | 1 | 365 | 6.0936 | 0.2716 | 6 | 0.36519
10181 | 6.375 | 1 | 365 | 7.2543 | 0.60905 | 7 | 0.86332
9071 | 5.61 | 1 | 365 | 6.3838 | 0.85597 | 7 | 0.23972
7586 | 5 | 1 | 365 | 5.6896 | 0.45808 | 6 | 0.1477
9077 | 7.905 | 1 | 365 | 8.9953 | 0.11522 | 9 | 0.11051
7565 | 13.25 | 1 | 365 | 15.0775 | 0.36391 | 15 | 0.4414
7588 | 3.57 | 1 | 365 | 4.0624 | 0.18107 | 4 | 0.24346
7589 | 10.2 | 1 | 365 | 11.6068 | 0.37448 | 11 | 0.98131
9070 | 2.295 | 1 | 365 | 2.6115 | 0.25926 | 2 | 0.87079
9983 | 8.415 | 1 | 365 | 9.5756 | 0.28395 | 9 | 0.85958
9074 | 5.61 | 1 | 365 | 6.3838 | 0.85597 | 7 | 0.23972
9073 | 6.375 | 1 | 365 | 7.2543 | 0.60905 | 7 | 0.86332
8199 | 3.57 | 1 | 365 | 4.0624 | 0.18107 | 4 | 0.24346
10184 | 4.845 | 1 | 365 | 5.5132 | 0.10288 | 5 | 0.61612
9068 | 9.18 | 1 | 365 | 10.4461 | 0.037035 | 10 | 0.48318
9119 | 5.1 | 1 | 365 | 5.8034 | 0.68724 | 6 | 0.49065
10190 | 6.12 | 1 | 365 | 6.9641 | 0.02469 | 6 | 0.98878
9903 | 5.865 | 1 | 365 | 6.6739 | 0.44033 | 7 | 0.11425
9893 | 7.905 | 1 | 365 | 8.9953 | 0.11522 | 9 | 0.11051
9912 | 6.885 | 1 | 365 | 7.8346 | 0.77778 | 8 | 0.61238
9911 | 4.59 | 1 | 365 | 5.2231 | 0.51852 | 5 | 0.74159
9565 | 5.355 | 1 | 365 | 6.0936 | 0.2716 | 6 | 0.36519
9125 | 7.65 | 1 | 365 | 8.7051 | 0.53086 | 9 | 0.23598
9581 | 4.08 | 1 | 365 | 4.6427 | 0.34979 | 4 | 0.99252
9601 | 2.55 | 1 | 365 | 2.9017 | 0.84362 | 3 | 0.74533
10334 | 6.24 | 1 | 365 | 7.1006 | 0.29968 | 7 | 0.40033
10347 | 4.77 | 1 | 365 | 5.4279 | 0.93101 | 6 | 0.35891
10349 | 4.335 | 1 | 365 | 4.9329 | 0.93416 | 5 | 0.86706
10353 | 6.885 | 1 | 365 | 7.8346 | 0.77778 | 8 | 0.61238
9770 | 9.435 | 1 | 365 | 10.7363 | 0.6214 | 11 | 0.35771
9703 | 7.65 | 1 | 365 | 8.7051 | 0.53086 | 9 | 0.23598
10662 | 2.75 | 1 | 365 | 3.1293 | 0.30194 | 3 | 0.43124
10661 | 8.415 | 1 | 365 | 9.5756 | 0.28395 | 9 | 0.85958
9639 | 6.12 | 1 | 365 | 6.9641 | 0.02469 | 6 | 0.98878
10668 | 6.24 | 1 | 365 | 7.1006 | 0.29968 | 7 | 0.40033
10658 | 8.415 | 1 | 365 | 9.5756 | 0.28395 | 9 | 0.85958
9621 | 8.925 | 1 | 365 | 10.156 | 0.45267 | 10 | 0.60864
10666 | 10.2 | 1 | 365 | 11.6068 | 0.37448 | 11 | 0.98131
9749 | 6.12 | 1 | 365 | 6.9641 | 0.02469 | 6 | 0.98878
10664 | 9.36 | 1 | 365 | 10.651 | 0.44953 | 11 | 0.10049
10670 | 4.59 | 1 | 365 | 5.2231 | 0.51852 | 5 | 0.74159
9629 | 6.12 | 1 | 365 | 6.9641 | 0.02469 | 6 | 0.98878
10671 | 11.73 | 1 | 365 | 13.3478 | 0.88066 | 14 | 0.2285
10655 | 9.62 | 1 | 365 | 10.9468 | 0.045346 | 10 | 0.99217
9084 | 4.845 | 1 | 365 | 5.5132 | 0.10288 | 5 | 0.61612
10620 | 4.845 | 1 | 365 | 5.5132 | 0.10288 | 5 | 0.61612
9087 | 5.865 | 1 | 365 | 6.6739 | 0.44033 | 7 | 0.11425
9753 | 9.18 | 1 | 365 | 10.4461 | 0.037035 | 10 | 0.48318
9097 | 5.1 | 1 | 365 | 5.8034 | 0.68724 | 6 | 0.49065
9786 | 4.59 | 1 | 365 | 5.2231 | 0.51852 | 5 | 0.74159
6093 | 8.67 | 1 | 365 | 9.8658 | 0.86831 | 10 | 0.73411
9138 | 3 | 1 | 365 | 3.4138 | 0.87485 | 4 | 0.28862
9132 | 6.375 | 1 | 365 | 7.2543 | 0.60905 | 7 | 0.86332
9717 | 6.375 | 1 | 365 | 7.2543 | 0.60905 | 7 | 0.86332
9135 | 9.69 | 1 | 365 | 11.0265 | 0.20576 | 11 | 0.23224
9741 | 5.1 | 1 | 365 | 5.8034 | 0.68724 | 6 | 0.49065
9659 | 4.59 | 1 | 365 | 5.2231 | 0.51852 | 5 | 0.74159
9143 | 5.1 | 1 | 365 | 5.8034 | 0.68724 | 6 | 0.49065
9730 | 4.59 | 1 | 365 | 5.2231 | 0.51852 | 5 | 0.74159
9656 | 8.925 | 1 | 365 | 10.156 | 0.45267 | 10 | 0.60864
10214 | 2.805 | 1 | 365 | 3.1919 | 0.42798 | 3 | 0.61986
9141 | 6.63 | 1 | 365 | 7.5444 | 0.19341 | 7 | 0.73785
9142 | 4.08 | 1 | 365 | 4.6427 | 0.34979 | 4 | 0.99252
9616 | 9.18 | 1 | 365 | 10.4461 | 0.037035 | 10 | 0.48318
10638 | 6.24 | 1 | 365 | 7.1006 | 0.29968 | 7 | 0.40033
10659 | 2.75 | 1 | 365 | 3.1293 | 0.30194 | 3 | 0.43124
10067 | 5.5 | 1 | 365 | 6.2586 | 0.60389 | 6 | 0.86247
10669 | 10.4 | 1 | 365 | 11.8344 | 0.83281 | 12 | 0.66722
10327 | 4.845 | 1 | 365 | 5.5132 | 0.10288 | 5 | 0.61612
10665 | 9.435 | 1 | 365 | 10.7363 | 0.6214 | 11 | 0.35771
10660 | 8.925 | 1 | 365 | 10.156 | 0.45267 | 10 | 0.60864
10078 | 8.925 | 1 | 365 | 10.156 | 0.45267 | 10 | 0.60864
10473 | 7.65 | 1 | 365 | 8.7051 | 0.53086 | 9 | 0.23598
10476 | 6.885 | 1 | 365 | 7.8346 | 0.77778 | 8 | 0.61238
10479 | 7.905 | 1 | 365 | 8.9953 | 0.11522 | 9 | 0.11051
10250 | 3.06 | 1 | 365 | 3.482 | 0.012345 | 3 | 0.49439
10481 | 7.54 | 1 | 365 | 8.5799 | 0.27878 | 8 | 0.85873
10251 | 7.65 | 1 | 365 | 8.7051 | 0.53086 | 9 | 0.23598
10484 | 3.64 | 1 | 365 | 4.142 | 0.34148 | 4 | 0.48353
10486 | 8.32 | 1 | 365 | 9.4675 | 0.066245 | 9 | 0.53377
10489 | 9.69 | 1 | 365 | 11.0265 | 0.20576 | 11 | 0.23224
10495 | 3.06 | 1 | 365 | 3.482 | 0.012345 | 3 | 0.49439
10499 | 7.395 | 1 | 365 | 8.4149 | 0.9465 | 9 | 0.36145
10524 | 5.88 | 1 | 365 | 6.691 | 0.4747 | 7 | 0.1657
10002 | 9.69 | 1 | 365 | 11.0265 | 0.20576 | 11 | 0.23224
10017 | 4.335 | 1 | 365 | 4.9329 | 0.93416 | 5 | 0.86706
10099 | 8.16 | 1 | 365 | 9.2855 | 0.69959 | 9 | 0.98505
10470 | 4.59 | 1 | 365 | 5.2231 | 0.51852 | 5 | 0.74159
10100 | 4.08 | 1 | 365 | 4.6427 | 0.34979 | 4 | 0.99252
10323 | 4.59 | 1 | 365 | 5.2231 | 0.51852 | 5 | 0.74159
10284 | 10 | 1 | 365 | 11.3792 | 0.91616 | 12 | 0.2954
10102 | 7.65 | 1 | 365 | 8.7051 | 0.53086 | 9 | 0.23598
10238 | 9.435 | 1 | 365 | 10.7363 | 0.6214 | 11 | 0.35771
10235 | 2.94 | 1 | 365 | 3.3455 | 0.73735 | 4 | 0.082848
10217 | 2.805 | 1 | 365 | 3.1919 | 0.42798 | 3 | 0.61986
10246 | 2.295 | 1 | 365 | 2.6115 | 0.25926 | 2 | 0.87079
10230 | 7.395 | 1 | 365 | 8.4149 | 0.9465 | 9 | 0.36145
10220 | 5.355 | 1 | 365 | 6.0936 | 0.2716 | 6 | 0.36519
10242 | 5.355 | 1 | 365 | 6.0936 | 0.2716 | 6 | 0.36519
10233 | 9.945 | 1 | 365 | 11.3167 | 0.79012 | 12 | 0.10678
10612 | 14.28 | 1 | 365 | 16.2496 | 0.72428 | 16 | 0.97383
10604 | 6.12 | 1 | 365 | 6.9641 | 0.02469 | 6 | 0.98878
10492 | 38.175 | 0.9 | 365 | 39.0962 | 0.7342 | 39 | 0.83042
6644 | 20.601 | 1 | 365 | 23.4424 | 0.20958 | 23 | 0.65195
8088 | 3.25 | 1 | 365 | 3.6983 | 0.44775 | 4 | 0.146
7496 | 6.75 | 1 | 365 | 7.681 | 0.46841 | 8 | 0.1494
10155 | 6.12 | 1 | 365 | 6.9641 | 0.02469 | 6 | 0.98878
10170 | 5.1 | 1 | 365 | 5.8034 | 0.68724 | 6 | 0.49065
10019 | 5.355 | 1 | 365 | 6.0936 | 0.2716 | 6 | 0.36519
10165 | 9.435 | 1 | 365 | 10.7363 | 0.6214 | 11 | 0.35771
9655 | 9.945 | 1 | 365 | 11.3167 | 0.79012 | 12 | 0.10678
10210 | 5.355 | 1 | 365 | 6.0936 | 0.2716 | 6 | 0.36519
10520 | 3 | 1 | 365 | 3.4138 | 0.87485 | 4 | 0.28862
9891 | 5.865 | 1 | 365 | 6.6739 | 0.44033 | 7 | 0.11425
10452 | 6.12 | 1 | 365 | 6.9641 | 0.02469 | 6 | 0.98878
10456 | 4.335 | 1 | 365 | 4.9329 | 0.93416 | 5 | 0.86706
9642 | 4.845 | 1 | 365 | 5.5132 | 0.10288 | 5 | 0.61612
10382 | 5.355 | 1 | 365 | 6.0936 | 0.2716 | 6 | 0.36519
10458 | 2.805 | 1 | 365 | 3.1919 | 0.42798 | 3 | 0.61986
10216 | 4.59 | 1 | 365 | 5.2231 | 0.51852 | 5 | 0.74159
10436 | 8.925 | 1 | 365 | 10.156 | 0.45267 | 10 | 0.60864
10414 | 2.295 | 1 | 365 | 2.6115 | 0.25926 | 2 | 0.87079
10406 | 4.59 | 1 | 365 | 5.2231 | 0.51852 | 5 | 0.74159
10377 | 8.67 | 1 | 365 | 9.8658 | 0.86831 | 10 | 0.73411
10419 | 9.69 | 1 | 365 | 11.0265 | 0.20576 | 11 | 0.23224
10518 | 3.57 | 1 | 365 | 4.0624 | 0.18107 | 4 | 0.24346
10541 | 6.63 | 1 | 365 | 7.5444 | 0.19341 | 7 | 0.73785
10523 | 9.435 | 1 | 365 | 10.7363 | 0.6214 | 11 | 0.35771
10158 | 10 | 1 | 365 | 11.3792 | 0.91616 | 12 | 0.2954
10580 | 8.925 | 1 | 365 | 10.156 | 0.45267 | 10 | 0.60864
10648 | 7.65 | 1 | 365 | 8.7051 | 0.53086 | 9 | 0.23598
10585 | 3.12 | 1 | 365 | 3.5503 | 0.14984 | 3 | 0.70016
10591 | 3.06 | 1 | 365 | 3.482 | 0.012345 | 3 | 0.49439
10596 | 10.4 | 1 | 365 | 11.8344 | 0.83281 | 12 | 0.66722
10600 | 6.885 | 1 | 365 | 7.8346 | 0.77778 | 8 | 0.61238
10601 | 3.64 | 1 | 365 | 4.142 | 0.34148 | 4 | 0.48353
10615 | 3.825 | 1 | 365 | 4.3526 | 0.76543 | 5 | 0.11799
10258 | 5.1 | 1 | 365 | 5.8034 | 0.68724 | 6 | 0.49065
10673 | 3.38 | 1 | 365 | 3.8462 | 0.74566 | 4 | 0.59185
10702 | 6.12 | 1 | 365 | 6.9641 | 0.02469 | 6 | 0.98878
10706 | 7.905 | 1 | 365 | 8.9953 | 0.11522 | 9 | 0.11051
10713 | 3.825 | 1 | 365 | 4.3526 | 0.76543 | 5 | 0.11799
10715 | 7.02 | 1 | 365 | 7.9882 | 0.087144 | 8 | 0.075371
10716 | 5.98 | 1 | 365 | 6.8048 | 0.70386 | 7 | 0.50865
9855 | 3.825 | 1 | 365 | 4.3526 | 0.76543 | 5 | 0.11799
10727 | 4.25 | 1 | 365 | 4.8362 | 0.73937 | 5 | 0.57554
10213 | 8.67 | 1 | 365 | 9.8658 | 0.86831 | 10 | 0.73411
9845 | 6.12 | 1 | 365 | 6.9641 | 0.02469 | 6 | 0.98878
10700 | 19.8 | 1 | 365 | 22.5309 | 0.374 | 22 | 0.90489
10707 | 10.2 | 1 | 365 | 11.6068 | 0.37448 | 11 | 0.98131
9841 | 5.865 | 1 | 365 | 6.6739 | 0.44033 | 7 | 0.11425
10203 | 8.67 | 1 | 365 | 9.8658 | 0.86831 | 10 | 0.73411
10729 | 8 | 1 | 365 | 9.1034 | 0.33293 | 9 | 0.43632
10731 | 2.5 | 1 | 365 | 2.8448 | 0.72904 | 3 | 0.57385
10738 | 5.25 | 1 | 365 | 5.9741 | 0.030984 | 6 | 0.005085
9962 | 6.63 | 1 | 365 | 7.5444 | 0.19341 | 7 | 0.73785
9827 | 5.1 | 1 | 365 | 5.8034 | 0.68724 | 6 | 0.49065
9668 | 7 | 1 | 365 | 7.9655 | 0.041312 | 8 | 0.00678
10026 | 7.905 | 1 | 365 | 8.9953 | 0.11522 | 9 | 0.11051
9330 | 7.395 | 1 | 365 | 8.4149 | 0.9465 | 9 | 0.36145
9977 | 5.865 | 1 | 365 | 6.6739 | 0.44033 | 7 | 0.11425
9206 | 8.67 | 1 | 365 | 9.8658 | 0.86831 | 10 | 0.73411
10488 | 11.44 | 1 | 365 | 13.0179 | 0.21609 | 13 | 0.23394
10678 | 8.32 | 1 | 365 | 9.4675 | 0.066245 | 9 | 0.53377
9158 | 4.75 | 1 | 365 | 5.4051 | 0.88518 | 6 | 0.29031
10015 | 7.395 | 1 | 365 | 8.4149 | 0.9465 | 9 | 0.36145
9329 | 6.885 | 1 | 365 | 7.8346 | 0.77778 | 8 | 0.61238
9334 | 4.845 | 1 | 365 | 5.5132 | 0.10288 | 5 | 0.61612
9734 | 4.845 | 1 | 365 | 5.5132 | 0.10288 | 5 | 0.61612
9966 | 5.1 | 1 | 365 | 5.8034 | 0.68724 | 6 | 0.49065
9968 | 5.61 | 1 | 365 | 6.3838 | 0.85597 | 7 | 0.23972
9986 | 7.395 | 1 | 365 | 8.4149 | 0.9465 | 9 | 0.36145
10846 | 6.5 | 1 | 365 | 7.3965 | 0.8955 | 8 | 0.29201
9976 | 8.415 | 1 | 365 | 9.5756 | 0.28395 | 9 | 0.85958
9743 | 4.08 | 1 | 365 | 4.6427 | 0.34979 | 4 | 0.99252
10009 | 8.16 | 1 | 365 | 9.2855 | 0.69959 | 9 | 0.98505
10085 | 7.14 | 1 | 365 | 8.1248 | 0.36214 | 8 | 0.48692
10849 | 10.2 | 1 | 365 | 11.6068 | 0.37448 | 11 | 0.98131
10228 | 3.06 | 1 | 365 | 3.482 | 0.012345 | 3 | 0.49439
10850 | 8.415 | 1 | 365 | 9.5756 | 0.28395 | 9 | 0.85958
10851 | 3.06 | 1 | 365 | 3.482 | 0.012345 | 3 | 0.49439
9715 | 6.885 | 1 | 365 | 7.8346 | 0.77778 | 8 | 0.61238
10853 | 5.61 | 1 | 365 | 6.3838 | 0.85597 | 7 | 0.23972
10858 | 9.69 | 1 | 365 | 11.0265 | 0.20576 | 11 | 0.23224
10304 | 13 | 1 | 365 | 14.793 | 0.79101 | 15 | 0.58402
10866 | 4.845 | 1 | 365 | 5.5132 | 0.10288 | 5 | 0.61612
9995 | 7.14 | 1 | 365 | 8.1248 | 0.36214 | 8 | 0.48692
10884 | 5.72 | 1 | 365 | 6.5089 | 0.10804 | 6 | 0.61697
10885 | 5.865 | 1 | 365 | 6.6739 | 0.44033 | 7 | 0.11425
10887 | 6.885 | 1 | 365 | 7.8346 | 0.77778 | 8 | 0.61238
10188 | 5.1 | 1 | 365 | 5.8034 | 0.68724 | 6 | 0.49065
11194 | 4.59 | 1 | 365 | 5.2231 | 0.51852 | 5 | 0.74159
9998 | 4.59 | 1 | 365 | 5.2231 | 0.51852 | 5 | 0.74159
11193 | 3.315 | 1 | 365 | 3.7722 | 0.59671 | 4 | 0.36893
11180 | 11.44 | 1 | 365 | 13.0179 | 0.21609 | 13 | 0.23394
11188 | 9.18 | 1 | 365 | 10.4461 | 0.037035 | 10 | 0.48318
10901 | 3.38 | 1 | 365 | 3.8462 | 0.74566 | 4 | 0.59185
11175 | 4.08 | 1 | 365 | 4.6427 | 0.34979 | 4 | 0.99252
9748 | 2.805 | 1 | 365 | 3.1919 | 0.42798 | 3 | 0.61986
10384 | 4.08 | 1 | 365 | 4.6427 | 0.34979 | 4 | 0.99252
10385 | 12.74 | 1 | 365 | 14.4972 | 0.19519 | 14 | 0.69234
10388 | 3.38 | 1 | 365 | 3.8462 | 0.74566 | 4 | 0.59185
10407 | 12.56 | 1 | 365 | 14.2923 | 0.7827 | 15 | 0.075022
6732 | 3.825 | 1 | 365 | 4.3526 | 0.76543 | 5 | 0.11799
10906 | 8.84 | 1 | 365 | 10.0592 | 0.25789 | 10 | 0.31713
9600 | 6.885 | 1 | 365 | 7.8346 | 0.77778 | 8 | 0.61238
10908 | 7.395 | 1 | 365 | 8.4149 | 0.9465 | 9 | 0.36145
10910 | 9.88 | 1 | 365 | 11.2427 | 0.64117 | 11 | 0.88386
10408 | 10.92 | 1 | 365 | 12.4261 | 0.024447 | 12 | 0.45058
10911 | 3.12 | 1 | 365 | 3.5503 | 0.14984 | 3 | 0.70016
10918 | 11.96 | 1 | 365 | 13.6096 | 0.40773 | 14 | 0.017298
9961 | 9.435 | 1 | 365 | 10.7363 | 0.6214 | 11 | 0.35771
10857 | 2.55 | 1 | 365 | 2.9017 | 0.84362 | 3 | 0.74533
10859 | 7.905 | 1 | 365 | 8.9953 | 0.11522 | 9 | 0.11051
9580 | 6.12 | 1 | 365 | 6.9641 | 0.02469 | 6 | 0.98878
10860 | 6.63 | 1 | 365 | 7.5444 | 0.19341 | 7 | 0.73785
10864 | 7.905 | 1 | 365 | 8.9953 | 0.11522 | 9 | 0.11051
10862 | 4.59 | 1 | 365 | 5.2231 | 0.51852 | 5 | 0.74159
10865 | 5.865 | 1 | 365 | 6.6739 | 0.44033 | 7 | 0.11425
9583 | 3.06 | 1 | 365 | 3.482 | 0.012345 | 3 | 0.49439
9894 | 2.805 | 1 | 365 | 3.1919 | 0.42798 | 3 | 0.61986
10413 | 5.04 | 1 | 365 | 5.7351 | 0.54974 | 6 | 0.28488
9885 | 2.55 | 1 | 365 | 2.9017 | 0.84362 | 3 | 0.74533
10415 | 4.08 | 1 | 365 | 4.6427 | 0.34979 | 4 | 0.99252
10420 | 4.505 | 1 | 365 | 5.1263 | 0.32373 | 5 | 0.45008
10423 | 9.62 | 1 | 365 | 10.9468 | 0.045346 | 10 | 0.99217
10426 | 4.08 | 1 | 365 | 4.6427 | 0.34979 | 4 | 0.99252
8051 | 8.415 | 1 | 365 | 9.5756 | 0.28395 | 9 | 0.85958
9910 | 9.69 | 1 | 365 | 11.0265 | 0.20576 | 11 | 0.23224
9898 | 9.435 | 1 | 365 | 10.7363 | 0.6214 | 11 | 0.35771
10321 | 8.16 | 1 | 365 | 9.2855 | 0.69959 | 9 | 0.98505
10098 | 7.105 | 1 | 365 | 8.085 | 0.28193 | 8 | 0.36688
10028 | 7.395 | 1 | 365 | 8.4149 | 0.9465 | 9 | 0.36145
10433 | 9.54 | 1 | 365 | 10.8558 | 0.86202 | 11 | 0.71781
10437 | 4.845 | 1 | 365 | 5.5132 | 0.10288 | 5 | 0.61612
10465 | 6.12 | 1 | 365 | 6.9641 | 0.02469 | 6 | 0.98878
10466 | 4.59 | 1 | 365 | 5.2231 | 0.51852 | 5 | 0.74159
10468 | 3.06 | 1 | 365 | 3.482 | 0.012345 | 3 | 0.49439
10464 | 4.95 | 1 | 365 | 5.6327 | 0.3435 | 5 | 0.97622
10467 | 3.5 | 1 | 365 | 3.9827 | 0.020656 | 4 | 0.00339
10560 | 1.785 | 1 | 365 | 2.0312 | 0.090535 | 2 | 0.12173
10624 | 5.865 | 1 | 365 | 6.6739 | 0.44033 | 7 | 0.11425
10344 | 10.2 | 1 | 365 | 11.6068 | 0.37448 | 11 | 0.98131
10535 | 5.1 | 1 | 365 | 5.8034 | 0.68724 | 6 | 0.49065
10552 | 9.69 | 1 | 365 | 11.0265 | 0.20576 | 11 | 0.23224
10608 | 5.75 | 1 | 365 | 6.5431 | 0.17679 | 6 | 0.71985
10509 | 9.18 | 1 | 365 | 10.4461 | 0.037035 | 10 | 0.48318
10557 | 3.315 | 1 | 365 | 3.7722 | 0.59671 | 4 | 0.36893
10643 | 5.61 | 1 | 365 | 6.3838 | 0.85597 | 7 | 0.23972
10640 | 7.14 | 1 | 365 | 8.1248 | 0.36214 | 8 | 0.48692
10644 | 10.14 | 1 | 365 | 11.5385 | 0.23699 | 11 | 0.77554
10635 | 9.88 | 1 | 365 | 11.2427 | 0.64117 | 11 | 0.88386
10634 | 7.65 | 1 | 365 | 8.7051 | 0.53086 | 9 | 0.23598
10636 | 8.415 | 1 | 365 | 9.5756 | 0.28395 | 9 | 0.85958
10647 | 7 | 1 | 365 | 7.9655 | 0.041312 | 8 | 0.00678
10641 | 7.65 | 1 | 365 | 8.7051 | 0.53086 | 9 | 0.23598
10639 | 7.54 | 1 | 365 | 8.5799 | 0.27878 | 8 | 0.85873
10632 | 4.16 | 1 | 365 | 4.7338 | 0.53312 | 5 | 0.26689
10628 | 5.1 | 1 | 365 | 5.8034 | 0.68724 | 6 | 0.49065
10630 | 5.61 | 1 | 365 | 6.3838 | 0.85597 | 7 | 0.23972
10633 | 7.65 | 1 | 365 | 8.7051 | 0.53086 | 9 | 0.23598
10631 | 4.845 | 1 | 365 | 5.5132 | 0.10288 | 5 | 0.61612
10629 | 6.63 | 1 | 365 | 7.5444 | 0.19341 | 7 | 0.73785
10625 | 11.475 | 1 | 365 | 13.0577 | 0.29629 | 13 | 0.35397
10538 | 5.61 | 1 | 365 | 6.3838 | 0.85597 | 7 | 0.23972
10627 | 5.355 | 1 | 365 | 6.0936 | 0.2716 | 6 | 0.36519
10653 | 9.435 | 1 | 365 | 10.7363 | 0.6214 | 11 | 0.35771
10616 | 10.965 | 1 | 365 | 12.4773 | 0.12757 | 12 | 0.60491
10540 | 7.395 | 1 | 365 | 8.4149 | 0.9465 | 9 | 0.36145
10542 | 6.885 | 1 | 365 | 7.8346 | 0.77778 | 8 | 0.61238
10545 | 9.31 | 1 | 365 | 10.5941 | 0.33494 | 10 | 0.92902
10672 | 2.805 | 1 | 365 | 3.1919 | 0.42798 | 3 | 0.61986
10663 | 6.76 | 1 | 365 | 7.6924 | 0.49132 | 8 | 0.18369
10563 | 7.65 | 1 | 365 | 8.7051 | 0.53086 | 9 | 0.23598
10667 | 3.9 | 1 | 365 | 4.4379 | 0.9373 | 5 | 0.37521
10497 | 3.825 | 1 | 365 | 4.3526 | 0.76543 | 5 | 0.11799
10501 | 3.315 | 1 | 365 | 3.7722 | 0.59671 | 4 | 0.36893
10504 | 4.335 | 1 | 365 | 4.9329 | 0.93416 | 5 | 0.86706
10505 | 5.355 | 1 | 365 | 6.0936 | 0.2716 | 6 | 0.36519
10508 | 8.16 | 1 | 365 | 9.2855 | 0.69959 | 9 | 0.98505
10261 | 8.415 | 1 | 365 | 9.5756 | 0.28395 | 9 | 0.85958
10266 | 4.08 | 1 | 365 | 4.6427 | 0.34979 | 4 | 0.99252
10029 | 5.61 | 1 | 365 | 6.3838 | 0.85597 | 7 | 0.23972
10354 | 5.355 | 1 | 365 | 6.0936 | 0.2716 | 6 | 0.36519
8274 | 6.12 | 1 | 365 | 6.9641 | 0.02469 | 6 | 0.98878
10357 | 7.65 | 1 | 365 | 8.7051 | 0.53086 | 9 | 0.23598
9992 | 5.61 | 1 | 365 | 6.3838 | 0.85597 | 7 | 0.23972
8933 | 9.945 | 1 | 365 | 11.3167 | 0.79012 | 12 | 0.10678
9230 | 3.57 | 1 | 365 | 4.0624 | 0.18107 | 4 | 0.24346
10341 | 8.67 | 1 | 365 | 9.8658 | 0.86831 | 10 | 0.73411
10343 | 7.14 | 1 | 365 | 8.1248 | 0.36214 | 8 | 0.48692
10510 | 6.375 | 1 | 365 | 7.2543 | 0.60905 | 7 | 0.86332
10512 | 10.965 | 1 | 365 | 12.4773 | 0.12757 | 12 | 0.60491
10514 | 6.12 | 1 | 365 | 6.9641 | 0.02469 | 6 | 0.98878
10519 | 8.58 | 1 | 365 | 9.7634 | 0.66207 | 10 | 0.42545
10531 | 4.59 | 1 | 365 | 5.2231 | 0.51852 | 5 | 0.74159
10532 | 3.64 | 1 | 365 | 4.142 | 0.34148 | 4 | 0.48353
10533 | 3.9 | 1 | 365 | 4.4379 | 0.9373 | 5 | 0.37521
10348 | 6.885 | 1 | 365 | 7.8346 | 0.77778 | 8 | 0.61238
10350 | 4.845 | 1 | 365 | 5.5132 | 0.10288 | 5 | 0.61612
8835 | 9.69 | 1 | 365 | 11.0265 | 0.20576 | 11 | 0.23224
10311 | 6.12 | 1 | 365 | 6.9641 | 0.02469 | 6 | 0.98878
10016 | 8.415 | 1 | 365 | 9.5756 | 0.28395 | 9 | 0.85958
10313 | 7.65 | 1 | 365 | 8.7051 | 0.53086 | 9 | 0.23598
10430 | 6.12 | 1 | 365 | 6.9641 | 0.02469 | 6 | 0.98878
9144 | 4 | 1 | 365 | 4.5517 | 0.16646 | 4 | 0.71816
10440 | 5.865 | 1 | 365 | 6.6739 | 0.44033 | 7 | 0.11425
10386 | 7.14 | 1 | 365 | 8.1248 | 0.36214 | 8 | 0.48692
10056 | 7.65 | 1 | 365 | 8.7051 | 0.53086 | 9 | 0.23598
10427 | 8.16 | 1 | 365 | 9.2855 | 0.69959 | 9 | 0.98505
10522 | 3.57 | 1 | 365 | 4.0624 | 0.18107 | 4 | 0.24346
10411 | 9.435 | 1 | 365 | 10.7363 | 0.6214 | 11 | 0.35771
9508 | 1.53 | 1 | 365 | 1.741 | 0.50617 | 2 | 0.2472
9602 | 3.315 | 1 | 365 | 3.7722 | 0.59671 | 4 | 0.36893
10409 | 5.865 | 1 | 365 | 6.6739 | 0.44033 | 7 | 0.11425
11308 | 6.54 | 1 | 365 | 7.442 | 0.98717 | 8 | 0.42919
11372 | 3.825 | 1 | 365 | 4.3526 | 0.76543 | 5 | 0.11799
11375 | 7.35 | 1 | 365 | 8.3637 | 0.84338 | 9 | 0.20712
11376 | 3.3 | 1 | 365 | 3.7551 | 0.56233 | 4 | 0.31748
11380 | 16.8 | 1 | 365 | 19.1171 | 0.49915 | 19 | 0.61627
11335 | 4.25 | 1 | 365 | 4.8362 | 0.73937 | 5 | 0.57554
11342 | 5.25 | 1 | 365 | 5.9741 | 0.030984 | 6 | 0.005085
11310 | 4.75 | 1 | 365 | 5.4051 | 0.88518 | 6 | 0.29031
11364 | 2.5 | 1 | 365 | 2.8448 | 0.72904 | 3 | 0.57385
11366 | 5.61 | 1 | 365 | 6.3838 | 0.85597 | 7 | 0.23972
11367 | 6.12 | 1 | 365 | 6.9641 | 0.02469 | 6 | 0.98878
11382 | 6.63 | 1 | 365 | 7.5444 | 0.19341 | 7 | 0.73785
11126 | 6.5 | 1 | 365 | 7.3965 | 0.8955 | 8 | 0.29201
7827 | 6.5 | 1 | 365 | 7.3965 | 0.8955 | 8 | 0.29201
9852 | 5 | 1 | 365 | 5.6896 | 0.45808 | 6 | 0.1477
11205 | 5.61 | 1 | 365 | 6.3838 | 0.85597 | 7 | 0.23972
10942 | 7.14 | 1 | 365 | 8.1248 | 0.36214 | 8 | 0.48692
9928 | 33 | 0.9 | 365 | 33.7963 | 0.060995 | 33 | 0.85734
11065 | 8 | 1 | 365 | 9.1034 | 0.33293 | 9 | 0.43632
11208 | 3.825 | 1 | 365 | 4.3526 | 0.76543 | 5 | 0.11799
11303 | 8.75 | 1 | 365 | 9.9568 | 0.05164 | 10 | 0.008475
10721 | 11.34 | 1 | 365 | 12.9041 | 0.98693 | 13 | 0.89098
10747 | 11.5 | 1 | 365 | 13.0861 | 0.35358 | 13 | 0.43971
9431 | 127.5 | 0.9 | 365 | 130.5768 | 0.96294 | 131 | 0.53972
11741 | 7.5 | 1 | 365 | 8.5344 | 0.18712 | 8 | 0.72155
11745 | 6.63 | 1 | 365 | 7.5444 | 0.19341 | 7 | 0.73785
11771 | 5.775 | 1 | 365 | 6.5715 | 0.23408 | 6 | 0.80559
11284 | 2.75 | 1 | 365 | 3.1293 | 0.30194 | 3 | 0.43124
11286 | 13.2 | 1 | 365 | 15.0206 | 0.24933 | 15 | 0.26993
11272 | 6.885 | 1 | 365 | 7.8346 | 0.77778 | 8 | 0.61238
11290 | 8.74 | 1 | 365 | 9.9455 | 0.028724 | 9 | 0.97418
5624 | 143.31 | 0.9 | 365 | 146.7683 | 0.57034 | 147 | 0.33864
5630 | 82.875 | 0.9 | 365 | 84.8749 | 0.92591 | 85 | 0.80081
5627 | 231.495 | 0.9 | 365 | 237.0813 | 0.44788 | 237 | 0.52923
4804 | 100.1 | 0.9 | 365 | 102.5156 | 0.45169 | 102 | 0.96726
4094 | 101.4 | 0.9 | 365 | 103.8469 | 0.13288 | 103 | 0.97982
3027 | 224.4 | 0.9 | 365 | 229.8151 | 0.81477 | 230 | 0.6299
9943 | 82.8 | 0.9 | 365 | 84.7981 | 0.77122 | 85 | 0.56932
4456 | 139.75 | 0.9 | 365 | 143.1224 | 0.228 | 143 | 0.35039
7933 | 5.2 | 1 | 365 | 5.9172 | 0.9164 | 6 | 0.83361
10732 | 7.28 | 1 | 365 | 8.2841 | 0.68296 | 8 | 0.96705
10746 | 4.08 | 1 | 365 | 4.6427 | 0.34979 | 4 | 0.99252
10496 | 4.59 | 1 | 365 | 5.2231 | 0.51852 | 5 | 0.74159
10113 | 8.16 | 1 | 365 | 9.2855 | 0.69959 | 9 | 0.98505
5941 | 7.02 | 1 | 365 | 7.9882 | 0.087144 | 8 | 0.075371
5952 | 8 | 1 | 365 | 9.1034 | 0.33293 | 9 | 0.43632
5122 | 99 | 0.9 | 365 | 101.389 | 0.18299 | 101 | 0.57201
6372 | 4.95 | 1 | 365 | 5.6327 | 0.3435 | 5 | 0.97622
6686 | 62.01 | 0.9 | 365 | 63.5064 | 0.8928 | 64 | 0.3992
10626 | 5.1 | 1 | 365 | 5.8034 | 0.68724 | 6 | 0.49065
11340 | 8.925 | 1 | 365 | 10.156 | 0.45267 | 10 | 0.60864
11343 | 8.415 | 1 | 365 | 9.5756 | 0.28395 | 9 | 0.85958
11344 | 7.65 | 1 | 365 | 8.7051 | 0.53086 | 9 | 0.23598
11349 | 4.9 | 1 | 365 | 5.5758 | 0.22892 | 5 | 0.80475
11358 | 6.375 | 1 | 365 | 7.2543 | 0.60905 | 7 | 0.86332
11350 | 8.16 | 1 | 365 | 9.2855 | 0.69959 | 9 | 0.98505
11363 | 4.08 | 1 | 365 | 4.6427 | 0.34979 | 4 | 0.99252
11357 | 5.39 | 1 | 365 | 6.1334 | 0.35181 | 6 | 0.48522
11353 | 6 | 1 | 365 | 6.8275 | 0.7497 | 7 | 0.57724
11361 | 8.16 | 1 | 365 | 9.2855 | 0.69959 | 9 | 0.98505
11381 | 7.905 | 1 | 365 | 8.9953 | 0.11522 | 9 | 0.11051
11384 | 4.08 | 1 | 365 | 4.6427 | 0.34979 | 4 | 0.99252
12064 | 5.61 | 1 | 365 | 6.3838 | 0.85597 | 7 | 0.23972
12036 | 7.395 | 1 | 365 | 8.4149 | 0.9465 | 9 | 0.36145
12060 | 7.395 | 1 | 365 | 8.4149 | 0.9465 | 9 | 0.36145
12095 | 5.355 | 1 | 365 | 6.0936 | 0.2716 | 6 | 0.36519
10421 | 5.865 | 1 | 365 | 6.6739 | 0.44033 | 7 | 0.11425
10445 | 5.865 | 1 | 365 | 6.6739 | 0.44033 | 7 | 0.11425
9892 | 7.14 | 1 | 365 | 8.1248 | 0.36214 | 8 | 0.48692
10429 | 5.865 | 1 | 365 | 6.6739 | 0.44033 | 7 | 0.11425
10424 | 6.12 | 1 | 365 | 6.9641 | 0.02469 | 6 | 0.98878
9850 | 9.69 | 1 | 365 | 11.0265 | 0.20576 | 11 | 0.23224
10526 | 4.845 | 1 | 365 | 5.5132 | 0.10288 | 5 | 0.61612
10471 | 5.61 | 1 | 365 | 6.3838 | 0.85597 | 7 | 0.23972
10443 | 6.12 | 1 | 365 | 6.9641 | 0.02469 | 6 | 0.98878
10450 | 5.145 | 1 | 365 | 5.8546 | 0.79036 | 6 | 0.64498
10431 | 9.18 | 1 | 365 | 10.4461 | 0.037035 | 10 | 0.48318
10447 | 5.1 | 1 | 365 | 5.8034 | 0.68724 | 6 | 0.49065
10381 | 5.61 | 1 | 365 | 6.3838 | 0.85597 | 7 | 0.23972
10554 | 5.2 | 1 | 365 | 5.9172 | 0.9164 | 6 | 0.83361
10559 | 7.54 | 1 | 365 | 8.5799 | 0.27878 | 8 | 0.85873
10562 | 2.805 | 1 | 365 | 3.1919 | 0.42798 | 3 | 0.61986
10485 | 8.16 | 1 | 365 | 9.2855 | 0.69959 | 9 | 0.98505
10569 | 8.16 | 1 | 365 | 9.2855 | 0.69959 | 9 | 0.98505
10571 | 7.14 | 1 | 365 | 8.1248 | 0.36214 | 8 | 0.48692
10362 | 5.355 | 1 | 365 | 6.0936 | 0.2716 | 6 | 0.36519
10472 | 5.61 | 1 | 365 | 6.3838 | 0.85597 | 7 | 0.23972
10460 | 6.12 | 1 | 365 | 6.9641 | 0.02469 | 6 | 0.98878
10378 | 5.355 | 1 | 365 | 6.0936 | 0.2716 | 6 | 0.36519
10503 | 5.355 | 1 | 365 | 6.0936 | 0.2716 | 6 | 0.36519
10416 | 3.825 | 1 | 365 | 4.3526 | 0.76543 | 5 | 0.11799
10477 | 8.415 | 1 | 365 | 9.5756 | 0.28395 | 9 | 0.85958
8522 | 150 | 0.9 | 365 | 153.6197 | 0.36816 | 153 | 0.9879
10475 | 9.435 | 1 | 365 | 10.7363 | 0.6214 | 11 | 0.35771
10517 | 5.865 | 1 | 365 | 6.6739 | 0.44033 | 7 | 0.11425
10403 | 6.63 | 1 | 365 | 7.5444 | 0.19341 | 7 | 0.73785
10493 | 5.61 | 1 | 365 | 6.3838 | 0.85597 | 7 | 0.23972
10498 | 4.59 | 1 | 365 | 5.2231 | 0.51852 | 5 | 0.74159
10374 | 4.335 | 1 | 365 | 4.9329 | 0.93416 | 5 | 0.86706
10480 | 3.315 | 1 | 365 | 3.7722 | 0.59671 | 4 | 0.36893
10762 | 7.14 | 1 | 365 | 8.1248 | 0.36214 | 8 | 0.48692
10764 | 4.16 | 1 | 365 | 4.7338 | 0.53312 | 5 | 0.26689
10768 | 4.59 | 1 | 365 | 5.2231 | 0.51852 | 5 | 0.74159
8213 | 6.12 | 1 | 365 | 6.9641 | 0.02469 | 6 | 0.98878
10584 | 2.805 | 1 | 365 | 3.1919 | 0.42798 | 3 | 0.61986
10583 | 9.69 | 1 | 365 | 11.0265 | 0.20576 | 11 | 0.23224
10586 | 6.375 | 1 | 365 | 7.2543 | 0.60905 | 7 | 0.86332
10544 | 5.1 | 1 | 365 | 5.8034 | 0.68724 | 6 | 0.49065
10539 | 6.12 | 1 | 365 | 6.9641 | 0.02469 | 6 | 0.98878
10787 | 6.24 | 1 | 365 | 7.1006 | 0.29968 | 7 | 0.40033
10789 | 7.65 | 1 | 365 | 8.7051 | 0.53086 | 9 | 0.23598
10578 | 4.59 | 1 | 365 | 5.2231 | 0.51852 | 5 | 0.74159
10566 | 6.63 | 1 | 365 | 7.5444 | 0.19341 | 7 | 0.73785
10793 | 6.24 | 1 | 365 | 7.1006 | 0.29968 | 7 | 0.40033
10570 | 6.12 | 1 | 365 | 6.9641 | 0.02469 | 6 | 0.98878
9963 | 7.14 | 1 | 365 | 8.1248 | 0.36214 | 8 | 0.48692
10792 | 12.24 | 1 | 365 | 13.9282 | 0.04938 | 13 | 0.97757
10564 | 6.63 | 1 | 365 | 7.5444 | 0.19341 | 7 | 0.73785
10037 | 7.395 | 1 | 365 | 8.4149 | 0.9465 | 9 | 0.36145
10548 | 2.04 | 1 | 365 | 2.3214 | 0.6749 | 2 | 0.99626
10808 | 5.1 | 1 | 365 | 5.8034 | 0.68724 | 6 | 0.49065
10809 | 4.5 | 1 | 365 | 5.1207 | 0.31227 | 5 | 0.43293
10810 | 7.28 | 1 | 365 | 8.2841 | 0.68296 | 8 | 0.96705
10811 | 15.81 | 1 | 365 | 17.9906 | 0.23045 | 18 | 0.22103
10795 | 6.12 | 1 | 365 | 6.9641 | 0.02469 | 6 | 0.98878
10831 | 5.355 | 1 | 365 | 6.0936 | 0.2716 | 6 | 0.36519
10813 | 5.865 | 1 | 365 | 6.6739 | 0.44033 | 7 | 0.11425
10791 | 8.415 | 1 | 365 | 9.5756 | 0.28395 | 9 | 0.85958
10815 | 4.845 | 1 | 365 | 5.5132 | 0.10288 | 5 | 0.61612
10896 | 9.69 | 1 | 365 | 11.0265 | 0.20576 | 11 | 0.23224
11178 | 4.335 | 1 | 365 | 4.9329 | 0.93416 | 5 | 0.86706
11182 | 5.1 | 1 | 365 | 5.8034 | 0.68724 | 6 | 0.49065
10558 | 5.865 | 1 | 365 | 6.6739 | 0.44033 | 7 | 0.11425
11174 | 8.33 | 1 | 365 | 9.4789 | 0.089161 | 9 | 0.56807
10577 | 9.945 | 1 | 365 | 11.3167 | 0.79012 | 12 | 0.10678
10574 | 6.63 | 1 | 365 | 7.5444 | 0.19341 | 7 | 0.73785
10550 | 4.335 | 1 | 365 | 4.9329 | 0.93416 | 5 | 0.86706
10565 | 5.88 | 1 | 365 | 6.691 | 0.4747 | 7 | 0.1657
10556 | 6.12 | 1 | 365 | 6.9641 | 0.02469 | 6 | 0.98878
10652 | 5.865 | 1 | 365 | 6.6739 | 0.44033 | 7 | 0.11425
10780 | 9.945 | 1 | 365 | 11.3167 | 0.79012 | 12 | 0.10678
10817 | 8.5 | 1 | 365 | 9.6724 | 0.47874 | 10 | 0.15109
10779 | 7.65 | 1 | 365 | 8.7051 | 0.53086 | 9 | 0.23598
10820 | 4.94 | 1 | 365 | 5.6213 | 0.32058 | 5 | 0.94193
10778 | 9.18 | 1 | 365 | 10.4461 | 0.037035 | 10 | 0.48318
10777 | 5.355 | 1 | 365 | 6.0936 | 0.2716 | 6 | 0.36519
10823 | 12 | 1 | 365 | 13.6551 | 0.49939 | 14 | 0.15448
10822 | 8.16 | 1 | 365 | 9.2855 | 0.69959 | 9 | 0.98505
10825 | 7 | 1 | 365 | 7.9655 | 0.041312 | 8 | 0.00678
908 | 8.04 | 1 | 365 | 9.1489 | 0.42459 | 9 | 0.5735
10650 | 2.805 | 1 | 365 | 3.1919 | 0.42798 | 3 | 0.61986
5307 | 201.75 | 0.9 | 365 | 206.6186 | 0.10018 | 206 | 0.71873
10828 | 12 | 1 | 365 | 13.6551 | 0.49939 | 14 | 0.15448
10833 | 7.65 | 1 | 365 | 8.7051 | 0.53086 | 9 | 0.23598
10827 | 10.25 | 1 | 365 | 11.6637 | 0.48906 | 12 | 0.15278
10830 | 5.61 | 1 | 365 | 6.3838 | 0.85597 | 7 | 0.23972
10834 | 4.16 | 1 | 365 | 4.7338 | 0.53312 | 5 | 0.26689
10835 | 5.5 | 1 | 365 | 6.2586 | 0.60389 | 6 | 0.86247
10836 | 9.18 | 1 | 365 | 10.4461 | 0.037035 | 10 | 0.48318
10837 | 4.59 | 1 | 365 | 5.2231 | 0.51852 | 5 | 0.74159
10838 | 8.925 | 1 | 365 | 10.156 | 0.45267 | 10 | 0.60864
10839 | 5.46 | 1 | 365 | 6.2131 | 0.51222 | 6 | 0.72529
10841 | 5.1 | 1 | 365 | 5.8034 | 0.68724 | 6 | 0.49065
10842 | 8.84 | 1 | 365 | 10.0592 | 0.25789 | 10 | 0.31713
10843 | 16.575 | 1 | 365 | 18.8611 | 0.98354 | 19 | 0.84463
10844 | 10.92 | 1 | 365 | 12.4261 | 0.024447 | 12 | 0.45058
10979 | 11.22 | 1 | 365 | 12.7675 | 0.71193 | 13 | 0.47944
9286 | 7.395 | 1 | 365 | 8.4149 | 0.9465 | 9 | 0.36145
10980 | 7.14 | 1 | 365 | 8.1248 | 0.36214 | 8 | 0.48692
11030 | 11.475 | 1 | 365 | 13.0577 | 0.29629 | 13 | 0.35397
11033 | 11.22 | 1 | 365 | 12.7675 | 0.71193 | 13 | 0.47944
17157 | 6.12 | 1 | 365 | 6.9641 | 0.02469 | 6 | 0.98878
11034 | 6.375 | 1 | 365 | 7.2543 | 0.60905 | 7 | 0.86332
11074 | 8.16 | 1 | 365 | 9.2855 | 0.69959 | 9 | 0.98505
10894 | 7.65 | 1 | 365 | 8.7051 | 0.53086 | 9 | 0.23598
10897 | 5.355 | 1 | 365 | 6.0936 | 0.2716 | 6 | 0.36519
10900 | 7.14 | 1 | 365 | 8.1248 | 0.36214 | 8 | 0.48692
10902 | 4.59 | 1 | 365 | 5.2231 | 0.51852 | 5 | 0.74159
10913 | 5.61 | 1 | 365 | 6.3838 | 0.85597 | 7 | 0.23972
11081 | 4.59 | 1 | 365 | 5.2231 | 0.51852 | 5 | 0.74159
11082 | 10.4 | 1 | 365 | 11.8344 | 0.83281 | 12 | 0.66722
11084 | 5.61 | 1 | 365 | 6.3838 | 0.85597 | 7 | 0.23972
11086 | 3.57 | 1 | 365 | 4.0624 | 0.18107 | 4 | 0.24346
11091 | 4.335 | 1 | 365 | 4.9329 | 0.93416 | 5 | 0.86706
11083 | 3.315 | 1 | 365 | 3.7722 | 0.59671 | 4 | 0.36893
10905 | 8.16 | 1 | 365 | 9.2855 | 0.69959 | 9 | 0.98505
10926 | 8.67 | 1 | 365 | 9.8658 | 0.86831 | 10 | 0.73411
11094 | 7.84 | 1 | 365 | 8.9213 | 0.96627 | 9 | 0.88759
11098 | 3.5 | 1 | 365 | 3.9827 | 0.020656 | 4 | 0.00339
10925 | 6.12 | 1 | 365 | 6.9641 | 0.02469 | 6 | 0.98878
11099 | 6.75 | 1 | 365 | 7.681 | 0.46841 | 8 | 0.1494
10914 | 9.18 | 1 | 365 | 10.4461 | 0.037035 | 10 | 0.48318
11101 | 5.865 | 1 | 365 | 6.6739 | 0.44033 | 7 | 0.11425
10915 | 4.08 | 1 | 365 | 4.6427 | 0.34979 | 4 | 0.99252
11102 | 7.905 | 1 | 365 | 8.9953 | 0.11522 | 9 | 0.11051
11052 | 6.12 | 1 | 365 | 6.9641 | 0.02469 | 6 | 0.98878
11104 | 9.435 | 1 | 365 | 10.7363 | 0.6214 | 11 | 0.35771
11056 | 8.67 | 1 | 365 | 9.8658 | 0.86831 | 10 | 0.73411
11058 | 6.63 | 1 | 365 | 7.5444 | 0.19341 | 7 | 0.73785
11059 | 8.16 | 1 | 365 | 9.2855 | 0.69959 | 9 | 0.98505
11108 | 9.435 | 1 | 365 | 10.7363 | 0.6214 | 11 | 0.35771
11109 | 3.57 | 1 | 365 | 4.0624 | 0.18107 | 4 | 0.24346
11110 | 6.885 | 1 | 365 | 7.8346 | 0.77778 | 8 | 0.61238
10907 | 9.435 | 1 | 365 | 10.7363 | 0.6214 | 11 | 0.35771
11113 | 7.14 | 1 | 365 | 8.1248 | 0.36214 | 8 | 0.48692
11115 | 6.375 | 1 | 365 | 7.2543 | 0.60905 | 7 | 0.86332
11111 | 8.925 | 1 | 365 | 10.156 | 0.45267 | 10 | 0.60864
11114 | 10.71 | 1 | 365 | 12.1872 | 0.54321 | 12 | 0.73037
11122 | 3.06 | 1 | 365 | 3.482 | 0.012345 | 3 | 0.49439
11123 | 10.2 | 1 | 365 | 11.6068 | 0.37448 | 11 | 0.98131
11127 | 5.865 | 1 | 365 | 6.6739 | 0.44033 | 7 | 0.11425
10895 | 2.55 | 1 | 365 | 2.9017 | 0.84362 | 3 | 0.74533
11171 | 4.59 | 1 | 365 | 5.2231 | 0.51852 | 5 | 0.74159
11218 | 3.9 | 1 | 365 | 4.4379 | 0.9373 | 5 | 0.37521
11223 | 5.355 | 1 | 365 | 6.0936 | 0.2716 | 6 | 0.36519
11228 | 8.16 | 1 | 365 | 9.2855 | 0.69959 | 9 | 0.98505
11252 | 4.845 | 1 | 365 | 5.5132 | 0.10288 | 5 | 0.61612
11256 | 3.675 | 1 | 365 | 4.1819 | 0.42169 | 4 | 0.60356
11260 | 4.335 | 1 | 365 | 4.9329 | 0.93416 | 5 | 0.86706
11266 | 5.865 | 1 | 365 | 6.6739 | 0.44033 | 7 | 0.11425
11267 | 4.08 | 1 | 365 | 4.6427 | 0.34979 | 4 | 0.99252
11304 | 3.06 | 1 | 365 | 3.482 | 0.012345 | 3 | 0.49439
11307 | 7.905 | 1 | 365 | 8.9953 | 0.11522 | 9 | 0.11051
11305 | 4.59 | 1 | 365 | 5.2231 | 0.51852 | 5 | 0.74159
10594 | 5.1 | 1 | 365 | 5.8034 | 0.68724 | 6 | 0.49065
10592 | 4.845 | 1 | 365 | 5.5132 | 0.10288 | 5 | 0.61612
11220 | 5.865 | 1 | 365 | 6.6739 | 0.44033 | 7 | 0.11425
9623 | 6.12 | 1 | 365 | 6.9641 | 0.02469 | 6 | 0.98878
9669 | 4.02 | 1 | 365 | 4.5745 | 0.2123 | 4 | 0.78675
10435 | 9 | 1 | 365 | 10.2413 | 0.62454 | 10 | 0.86586
10454 | 3.9 | 1 | 365 | 4.4379 | 0.9373 | 5 | 0.37521
10536 | 4.335 | 1 | 365 | 4.9329 | 0.93416 | 5 | 0.86706
10223 | 4.845 | 1 | 365 | 5.5132 | 0.10288 | 5 | 0.61612
10021 | 5.61 | 1 | 365 | 6.3838 | 0.85597 | 7 | 0.23972
10599 | 5.1 | 1 | 365 | 5.8034 | 0.68724 | 6 | 0.49065
10656 | 3.12 | 1 | 365 | 3.5503 | 0.14984 | 3 | 0.70016
10735 | 4.4 | 1 | 365 | 5.0069 | 0.08311 | 5 | 0.089976
10786 | 2.805 | 1 | 365 | 3.1919 | 0.42798 | 3 | 0.61986
10474 | 7.395 | 1 | 365 | 8.4149 | 0.9465 | 9 | 0.36145
10829 | 2.5 | 1 | 365 | 2.8448 | 0.72904 | 3 | 0.57385
10863 | 5.61 | 1 | 365 | 6.3838 | 0.85597 | 7 | 0.23972
10899 | 3.57 | 1 | 365 | 4.0624 | 0.18107 | 4 | 0.24346
11377 | 7 | 1 | 365 | 7.9655 | 0.041312 | 8 | 0.00678
9315 | 6 | 1 | 365 | 6.8275 | 0.7497 | 7 | 0.57724
9319 | 6 | 1 | 365 | 6.8275 | 0.7497 | 7 | 0.57724
9320 | 6 | 1 | 365 | 6.8275 | 0.7497 | 7 | 0.57724
9321 | 6 | 1 | 365 | 6.8275 | 0.7497 | 7 | 0.57724
9322 | 6 | 1 | 365 | 6.8275 | 0.7497 | 7 | 0.57724
9347 | 6 | 1 | 365 | 6.8275 | 0.7497 | 7 | 0.57724
9358 | 6 | 1 | 365 | 6.8275 | 0.7497 | 7 | 0.57724
9355 | 6 | 1 | 365 | 6.8275 | 0.7497 | 7 | 0.57724
9383 | 6 | 1 | 365 | 6.8275 | 0.7497 | 7 | 0.57724
9369 | 6 | 1 | 365 | 6.8275 | 0.7497 | 7 | 0.57724
9388 | 6 | 1 | 365 | 6.8275 | 0.7497 | 7 | 0.57724
9395 | 6 | 1 | 365 | 6.8275 | 0.7497 | 7 | 0.57724
9393 | 6 | 1 | 365 | 6.8275 | 0.7497 | 7 | 0.57724
9398 | 6 | 1 | 365 | 6.8275 | 0.7497 | 7 | 0.57724
10781 | 6 | 1 | 365 | 6.8275 | 0.7497 | 7 | 0.57724
10783 | 6 | 1 | 365 | 6.8275 | 0.7497 | 7 | 0.57724
9323 | 6 | 1 | 365 | 6.8275 | 0.7497 | 7 | 0.57724
10784 | 6 | 1 | 365 | 6.8275 | 0.7497 | 7 | 0.57724
10785 | 6 | 1 | 365 | 6.8275 | 0.7497 | 7 | 0.57724
10819 | 6 | 1 | 365 | 6.8275 | 0.7497 | 7 | 0.57724
10818 | 6 | 1 | 365 | 6.8275 | 0.7497 | 7 | 0.57724
10821 | 6 | 1 | 365 | 6.8275 | 0.7497 | 7 | 0.57724
11100 | 6 | 1 | 365 | 6.8275 | 0.7497 | 7 | 0.57724
10826 | 6 | 1 | 365 | 6.8275 | 0.7497 | 7 | 0.57724
11118 | 6 | 1 | 365 | 6.8275 | 0.7497 | 7 | 0.57724
11468 | 6 | 1 | 365 | 6.8275 | 0.7497 | 7 | 0.57724
6711 | 300.84 | 0.9 | 365 | 308.0998 | 0.46878 | 308 | 0.56853
10199 | 50 | 0.9 | 365 | 51.2066 | 0.12272 | 51 | 0.3293
9338 | 6 | 1 | 365 | 6.8275 | 0.7497 | 7 | 0.57724
81 | 982.8 | 1 | 365 | 1118.3517 | 0.2002 | 1118 | 0.55191
11451 | 8.75 | 1 | 365 | 9.9568 | 0.05164 | 10 | 0.008475
11455 | 9.435 | 1 | 365 | 10.7363 | 0.6214 | 11 | 0.35771
11453 | 7.14 | 1 | 365 | 8.1248 | 0.36214 | 8 | 0.48692
11462 | 6 | 1 | 365 | 6.8275 | 0.7497 | 7 | 0.57724
11467 | 2.45 | 1 | 365 | 2.7879 | 0.61446 | 3 | 0.40237
12164 | 12.5 | 1 | 365 | 14.2241 | 0.6452 | 14 | 0.86925
11475 | 5.355 | 1 | 365 | 6.0936 | 0.2716 | 6 | 0.36519
9624 | 4.5 | 1 | 365 | 5.1207 | 0.31227 | 5 | 0.43293
8936 | 8.415 | 1 | 365 | 9.5756 | 0.28395 | 9 | 0.85958
11432 | 6.12 | 1 | 365 | 6.9641 | 0.02469 | 6 | 0.98878
11409 | 5.355 | 1 | 365 | 6.0936 | 0.2716 | 6 | 0.36519
10080 | 15.3 | 1 | 365 | 17.4102 | 0.061725 | 17 | 0.47196
11006 | 33.6 | 0.9 | 365 | 34.4108 | 0.29847 | 34 | 0.70929
11939 | 9.18 | 1 | 365 | 10.4461 | 0.037035 | 10 | 0.48318
11406 | 4.845 | 1 | 365 | 5.5132 | 0.10288 | 5 | 0.61612
11392 | 4.845 | 1 | 365 | 5.5132 | 0.10288 | 5 | 0.61612
11395 | 7.14 | 1 | 365 | 8.1248 | 0.36214 | 8 | 0.48692
11400 | 6.885 | 1 | 365 | 7.8346 | 0.77778 | 8 | 0.61238
11398 | 3.57 | 1 | 365 | 4.0624 | 0.18107 | 4 | 0.24346
11404 | 8.415 | 1 | 365 | 9.5756 | 0.28395 | 9 | 0.85958
12188 | 7.65 | 1 | 365 | 8.7051 | 0.53086 | 9 | 0.23598
11408 | 6.885 | 1 | 365 | 7.8346 | 0.77778 | 8 | 0.61238
11500 | 8.91 | 1 | 365 | 10.1389 | 0.4183 | 10 | 0.5572
9443 | 5.46 | 1 | 365 | 6.2131 | 0.51222 | 6 | 0.72529
12213 | 3.825 | 1 | 365 | 4.3526 | 0.76543 | 5 | 0.11799
11522 | 3.06 | 1 | 365 | 3.482 | 0.012345 | 3 | 0.49439
11532 | 4.59 | 1 | 365 | 5.2231 | 0.51852 | 5 | 0.74159
11551 | 10.137 | 1 | 365 | 11.5351 | 0.23011 | 11 | 0.76525
11560 | 9.18 | 1 | 365 | 10.4461 | 0.037035 | 10 | 0.48318
11554 | 222.87 | 0.9 | 365 | 228.2482 | 0.65921 | 228 | 0.90742
11603 | 6.375 | 1 | 365 | 7.2543 | 0.60905 | 7 | 0.86332
11604 | 9.435 | 1 | 365 | 10.7363 | 0.6214 | 11 | 0.35771
11562 | 18.2 | 1 | 365 | 20.7102 | 0.70741 | 21 | 0.41763
12172 | 7.395 | 1 | 365 | 8.4149 | 0.9465 | 9 | 0.36145
11621 | 5.886 | 1 | 365 | 6.6978 | 0.48845 | 7 | 0.18627
11626 | 6.867 | 1 | 365 | 7.8141 | 0.73653 | 8 | 0.55065
6767 | 135.3 | 0.9 | 365 | 138.565 | 0.05008 | 138 | 0.61509
9795 | 224.4 | 0.9 | 365 | 229.8151 | 0.81477 | 230 | 0.6299
12077 | 4.59 | 1 | 365 | 5.2231 | 0.51852 | 5 | 0.74159
12088 | 6.885 | 1 | 365 | 7.8346 | 0.77778 | 8 | 0.61238
11644 | 6.375 | 1 | 365 | 7.2543 | 0.60905 | 7 | 0.86332
11647 | 6.12 | 1 | 365 | 6.9641 | 0.02469 | 6 | 0.98878
11540 | 3 | 1 | 365 | 3.4138 | 0.87485 | 4 | 0.28862
11691 | 17.01 | 1 | 365 | 19.3561 | 0.98039 | 20 | 0.33648
11686 | 3.57 | 1 | 365 | 4.0624 | 0.18107 | 4 | 0.24346
11687 | 3.57 | 1 | 365 | 4.0624 | 0.18107 | 4 | 0.24346
11706 | 4.59 | 1 | 365 | 5.2231 | 0.51852 | 5 | 0.74159
11711 | 4.845 | 1 | 365 | 5.5132 | 0.10288 | 5 | 0.61612
11716 | 10.2 | 1 | 365 | 11.6068 | 0.37448 | 11 | 0.98131
11731 | 14.388 | 1 | 365 | 16.3725 | 0.97177 | 17 | 0.34422
11743 | 7.02 | 1 | 365 | 7.9882 | 0.087144 | 8 | 0.075371
11819 | 3.06 | 1 | 365 | 3.482 | 0.012345 | 3 | 0.49439
11821 | 2.75 | 1 | 365 | 3.1293 | 0.30194 | 3 | 0.43124
11822 | 7.54 | 1 | 365 | 8.5799 | 0.27878 | 8 | 0.85873
12157 | 4.08 | 1 | 365 | 4.6427 | 0.34979 | 4 | 0.99252
11858 | 5.1 | 1 | 365 | 5.8034 | 0.68724 | 6 | 0.49065
11859 | 7.65 | 1 | 365 | 8.7051 | 0.53086 | 9 | 0.23598
9375 | 4.08 | 1 | 365 | 4.6427 | 0.34979 | 4 | 0.99252
10904 | 12.5 | 1 | 365 | 14.2241 | 0.6452 | 14 | 0.86925
7992 | 5.67 | 1 | 365 | 6.452 | 0.99346 | 7 | 0.44549
11496 | 9.81 | 1 | 365 | 11.163 | 0.48075 | 11 | 0.64379
11504 | 6.12 | 1 | 365 | 6.9641 | 0.02469 | 6 | 0.98878
11920 | 7.65 | 1 | 365 | 8.7051 | 0.53086 | 9 | 0.23598
11943 | 5.865 | 1 | 365 | 6.6739 | 0.44033 | 7 | 0.11425
11929 | 3.315 | 1 | 365 | 3.7722 | 0.59671 | 4 | 0.36893
11930 | 7.65 | 1 | 365 | 8.7051 | 0.53086 | 9 | 0.23598
12322 | 4.41 | 1 | 365 | 5.0182 | 0.10603 | 5 | 0.12427
12308 | 3.57 | 1 | 365 | 4.0624 | 0.18107 | 4 | 0.24346
12390 | 16.677 | 1 | 365 | 18.9772 | 0.21728 | 19 | 0.19444
11926 | 4.59 | 1 | 365 | 5.2231 | 0.51852 | 5 | 0.74159
11958 | 2.295 | 1 | 365 | 2.6115 | 0.25926 | 2 | 0.87079
11924 | 7.595 | 1 | 365 | 8.6425 | 0.40482 | 9 | 0.047356
11949 | 2.55 | 1 | 365 | 2.9017 | 0.84362 | 3 | 0.74533
11960 | 8.82 | 1 | 365 | 10.0365 | 0.21205 | 10 | 0.24854
11927 | 4.08 | 1 | 365 | 4.6427 | 0.34979 | 4 | 0.99252
11975 | 7.14 | 1 | 365 | 8.1248 | 0.36214 | 8 | 0.48692
11937 | 5.1 | 1 | 365 | 5.8034 | 0.68724 | 6 | 0.49065
11951 | 5.1 | 1 | 365 | 5.8034 | 0.68724 | 6 | 0.49065
11961 | 6.63 | 1 | 365 | 7.5444 | 0.19341 | 7 | 0.73785
11948 | 4.845 | 1 | 365 | 5.5132 | 0.10288 | 5 | 0.61612
11931 | 2.805 | 1 | 365 | 3.1919 | 0.42798 | 3 | 0.61986
11974 | 8.82 | 1 | 365 | 10.0365 | 0.21205 | 10 | 0.24854
12053 | 6.25 | 1 | 365 | 7.112 | 0.3226 | 7 | 0.43462
11990 | 8.925 | 1 | 365 | 10.156 | 0.45267 | 10 | 0.60864
11987 | 4.59 | 1 | 365 | 5.2231 | 0.51852 | 5 | 0.74159
11984 | 9.18 | 1 | 365 | 10.4461 | 0.037035 | 10 | 0.48318
11986 | 5.865 | 1 | 365 | 6.6739 | 0.44033 | 7 | 0.11425
12002 | 3.825 | 1 | 365 | 4.3526 | 0.76543 | 5 | 0.11799
12028 | 7.905 | 1 | 365 | 8.9953 | 0.11522 | 9 | 0.11051
11993 | 4.335 | 1 | 365 | 4.9329 | 0.93416 | 5 | 0.86706
12026 | 9.69 | 1 | 365 | 11.0265 | 0.20576 | 11 | 0.23224
11998 | 5.61 | 1 | 365 | 6.3838 | 0.85597 | 7 | 0.23972
12023 | 4.845 | 1 | 365 | 5.5132 | 0.10288 | 5 | 0.61612
11978 | 6.63 | 1 | 365 | 7.5444 | 0.19341 | 7 | 0.73785
11965 | 5.145 | 1 | 365 | 5.8546 | 0.79036 | 6 | 0.64498
12006 | 3.06 | 1 | 365 | 3.482 | 0.012345 | 3 | 0.49439
11941 | 6.375 | 1 | 365 | 7.2543 | 0.60905 | 7 | 0.86332
11933 | 8.925 | 1 | 365 | 10.156 | 0.45267 | 10 | 0.60864
12015 | 7.65 | 1 | 365 | 8.7051 | 0.53086 | 9 | 0.23598
11925 | 9.945 | 1 | 365 | 11.3167 | 0.79012 | 12 | 0.10678
11967 | 6.375 | 1 | 365 | 7.2543 | 0.60905 | 7 | 0.86332
9756 | 5.865 | 1 | 365 | 6.6739 | 0.44033 | 7 | 0.11425
11970 | 4.08 | 1 | 365 | 4.6427 | 0.34979 | 4 | 0.99252
11952 | 7.905 | 1 | 365 | 8.9953 | 0.11522 | 9 | 0.11051
12001 | 2.04 | 1 | 365 | 2.3214 | 0.6749 | 2 | 0.99626
11932 | 1.785 | 1 | 365 | 2.0312 | 0.090535 | 2 | 0.12173
11976 | 8.16 | 1 | 365 | 9.2855 | 0.69959 | 9 | 0.98505
11959 | 7.905 | 1 | 365 | 8.9953 | 0.11522 | 9 | 0.11051
12009 | 6.375 | 1 | 365 | 7.2543 | 0.60905 | 7 | 0.86332
11226 | 7.14 | 1 | 365 | 8.1248 | 0.36214 | 8 | 0.48692
9364 | 5.1 | 1 | 365 | 5.8034 | 0.68724 | 6 | 0.49065
12056 | 8.67 | 1 | 365 | 9.8658 | 0.86831 | 10 | 0.73411
12283 | 5.75 | 1 | 365 | 6.5431 | 0.17679 | 6 | 0.71985
11979 | 3.57 | 1 | 365 | 4.0624 | 0.18107 | 4 | 0.24346
12777 | 7.65 | 1 | 365 | 8.7051 | 0.53086 | 9 | 0.23598
12116 | 4.845 | 1 | 365 | 5.5132 | 0.10288 | 5 | 0.61612
11732 | 7.14 | 1 | 365 | 8.1248 | 0.36214 | 8 | 0.48692
12139 | 14.945 | 1 | 365 | 17.0063 | 0.2482 | 17 | 0.25448
12146 | 3.3 | 1 | 365 | 3.7551 | 0.56233 | 4 | 0.31748
12151 | 10.35 | 1 | 365 | 11.7775 | 0.71823 | 12 | 0.49574
11728 | 8.925 | 1 | 365 | 10.156 | 0.45267 | 10 | 0.60864
12279 | 6 | 1 | 365 | 6.8275 | 0.7497 | 7 | 0.57724
12414 | 3.57 | 1 | 365 | 4.0624 | 0.18107 | 4 | 0.24346
12428 | 5.5 | 1 | 365 | 6.2586 | 0.60389 | 6 | 0.86247
12430 | 7.65 | 1 | 365 | 8.7051 | 0.53086 | 9 | 0.23598
12530 | 5.61 | 1 | 365 | 6.3838 | 0.85597 | 7 | 0.23972
12553 | 5.25 | 1 | 365 | 5.9741 | 0.030984 | 6 | 0.005085
12543 | 93.522 | 0.9 | 365 | 95.7788 | 0.88486 | 96 | 0.6637
12597 | 9.36 | 1 | 365 | 10.651 | 0.44953 | 11 | 0.10049
12598 | 7.2 | 1 | 365 | 8.1931 | 0.49964 | 8 | 0.69269
12676 | 8.67 | 1 | 365 | 9.8658 | 0.86831 | 10 | 0.73411
12680 | 13.315 | 1 | 365 | 15.1515 | 0.51287 | 15 | 0.66433
12684 | 8.75 | 1 | 365 | 9.9568 | 0.05164 | 10 | 0.008475
12741 | 9 | 1 | 365 | 10.2413 | 0.62454 | 10 | 0.86586
11438 | 7.65 | 1 | 365 | 8.7051 | 0.53086 | 9 | 0.23598
5349 | 167.45 | 0.9 | 365 | 171.4908 | 0.35799 | 171 | 0.84883
7622 | 4.14 | 1 | 365 | 4.711 | 0.48729 | 5 | 0.1983
10765 | 9.1 | 1 | 365 | 10.3551 | 0.85371 | 11 | 0.20881
14073 | 8.67 | 1 | 365 | 9.8658 | 0.86831 | 10 | 0.73411
14075 | 5.7 | 1 | 365 | 6.4862 | 0.062211 | 6 | 0.54838
14079 | 3.6 | 1 | 365 | 4.0965 | 0.24982 | 4 | 0.34634
14082 | 9.945 | 1 | 365 | 11.3167 | 0.79012 | 12 | 0.10678
14084 | 3.315 | 1 | 365 | 3.7722 | 0.59671 | 4 | 0.36893
14092 | 7.14 | 1 | 365 | 8.1248 | 0.36214 | 8 | 0.48692
14096 | 3.825 | 1 | 365 | 4.3526 | 0.76543 | 5 | 0.11799
14099 | 5.4 | 1 | 365 | 6.1448 | 0.37473 | 6 | 0.51952
14107 | 3.57 | 1 | 365 | 4.0624 | 0.18107 | 4 | 0.24346
14112 | 4.08 | 1 | 365 | 4.6427 | 0.34979 | 4 | 0.99252
14115 | 5.61 | 1 | 365 | 6.3838 | 0.85597 | 7 | 0.23972
14120 | 4.5 | 1 | 365 | 5.1207 | 0.31227 | 5 | 0.43293
13710 | 2.24 | 1 | 365 | 2.5489 | 0.13322 | 2 | 0.68217
14147 | 6.63 | 1 | 365 | 7.5444 | 0.19341 | 7 | 0.73785
13928 | 11.8 | 1 | 365 | 13.4275 | 0.041069 | 13 | 0.46857
14150 | 4.845 | 1 | 365 | 5.5132 | 0.10288 | 5 | 0.61612
14165 | 6.12 | 1 | 365 | 6.9641 | 0.02469 | 6 | 0.98878
14169 | 5.1 | 1 | 365 | 5.8034 | 0.68724 | 6 | 0.49065
14173 | 3.57 | 1 | 365 | 4.0624 | 0.18107 | 4 | 0.24346
14176 | 4.2 | 1 | 365 | 4.7793 | 0.62479 | 5 | 0.40407
14180 | 5.865 | 1 | 365 | 6.6739 | 0.44033 | 7 | 0.11425
14198 | 3.36 | 1 | 365 | 3.8234 | 0.69983 | 4 | 0.52325
14074 | 5.61 | 1 | 365 | 6.3838 | 0.85597 | 7 | 0.23972
14224 | 5.61 | 1 | 365 | 6.3838 | 0.85597 | 7 | 0.23972
4666 | 119.34 | 0.9 | 365 | 122.2199 | 0.13331 | 122 | 0.35317
14159 | 4.5 | 1 | 365 | 5.1207 | 0.31227 | 5 | 0.43293
12871 | 7.425 | 1 | 365 | 8.4491 | 0.015249 | 8 | 0.46433
14071 | 4.5 | 1 | 365 | 5.1207 | 0.31227 | 5 | 0.43293
14226 | 4 | 1 | 365 | 4.5517 | 0.16646 | 4 | 0.71816
12863 | 6.375 | 1 | 365 | 7.2543 | 0.60905 | 7 | 0.86332
12888 | 9.5 | 1 | 365 | 10.8103 | 0.77035 | 11 | 0.58063
13582 | 8.415 | 1 | 365 | 9.5756 | 0.28395 | 9 | 0.85958
14235 | 4.251 | 1 | 365 | 4.8373 | 0.74166 | 5 | 0.57897
13583 | 7 | 1 | 365 | 7.9655 | 0.041312 | 8 | 0.00678
10171 | 6.12 | 1 | 365 | 6.9641 | 0.02469 | 6 | 0.98878
13633 | 7.65 | 1 | 365 | 8.7051 | 0.53086 | 9 | 0.23598
13655 | 6.5 | 1 | 365 | 7.3965 | 0.8955 | 8 | 0.29201
7218 | 112.32 | 0.9 | 365 | 115.0305 | 0.65488 | 115 | 0.68534
13763 | 10.71 | 1 | 365 | 12.1872 | 0.54321 | 12 | 0.73037
13979 | 8.5 | 1 | 365 | 9.6724 | 0.47874 | 10 | 0.15109
6347 | 4.59 | 1 | 365 | 5.2231 | 0.51852 | 5 | 0.74159
14031 | 2.805 | 1 | 365 | 3.1919 | 0.42798 | 3 | 0.61986
14037 | 13.26 | 1 | 365 | 15.0889 | 0.38683 | 15 | 0.4757
12133 | 11.73 | 1 | 365 | 13.3478 | 0.88066 | 14 | 0.2285
14051 | 5.355 | 1 | 365 | 6.0936 | 0.2716 | 6 | 0.36519
11744 | 11.22 | 1 | 365 | 12.7675 | 0.71193 | 13 | 0.47944
13199 | 7 | 1 | 365 | 7.9655 | 0.041312 | 8 | 0.00678
13719 | 12.48 | 1 | 365 | 14.2013 | 0.59937 | 14 | 0.80066
13720 | 8.75 | 1 | 365 | 9.9568 | 0.05164 | 10 | 0.008475
13721 | 10 | 1 | 365 | 11.3792 | 0.91616 | 12 | 0.2954
13764 | 6.75 | 1 | 365 | 7.681 | 0.46841 | 8 | 0.1494
13770 | 6.24 | 1 | 365 | 7.1006 | 0.29968 | 7 | 0.40033
11249 | 11.76 | 1 | 365 | 13.382 | 0.9494 | 14 | 0.33139
13773 | 2.5 | 1 | 365 | 2.8448 | 0.72904 | 3 | 0.57385
13782 | 11.5 | 1 | 365 | 13.0861 | 0.35358 | 13 | 0.43971
13792 | 6 | 1 | 365 | 6.8275 | 0.7497 | 7 | 0.57724
13795 | 7.84 | 1 | 365 | 8.9213 | 0.96627 | 9 | 0.88759
13818 | 6.5 | 1 | 365 | 7.3965 | 0.8955 | 8 | 0.29201
13927 | 5.98 | 1 | 365 | 6.8048 | 0.70386 | 7 | 0.50865
13981 | 8 | 1 | 365 | 9.1034 | 0.33293 | 9 | 0.43632
13989 | 6.25 | 1 | 365 | 7.112 | 0.3226 | 7 | 0.43462
14010 | 4.5 | 1 | 365 | 5.1207 | 0.31227 | 5 | 0.43293
14012 | 3.5 | 1 | 365 | 3.9827 | 0.020656 | 4 | 0.00339
13690 | 8.3 | 1 | 365 | 9.4448 | 0.020413 | 9 | 0.46518
14023 | 7 | 1 | 365 | 7.9655 | 0.041312 | 8 | 0.00678
14024 | 3.315 | 1 | 365 | 3.7722 | 0.59671 | 4 | 0.36893
11707 | 3.35 | 1 | 365 | 3.812 | 0.67691 | 4 | 0.48896
12812 | 7.2 | 1 | 365 | 8.1931 | 0.49964 | 8 | 0.69269
11894 | 9.435 | 1 | 365 | 10.7363 | 0.6214 | 11 | 0.35771
12815 | 4.59 | 1 | 365 | 5.2231 | 0.51852 | 5 | 0.74159
12819 | 8.925 | 1 | 365 | 10.156 | 0.45267 | 10 | 0.60864
12823 | 3.06 | 1 | 365 | 3.482 | 0.012345 | 3 | 0.49439
12825 | 7.65 | 1 | 365 | 8.7051 | 0.53086 | 9 | 0.23598
12932 | 6.12 | 1 | 365 | 6.9641 | 0.02469 | 6 | 0.98878
5178 | 158.4 | 0.9 | 365 | 162.2224 | 0.69278 | 162 | 0.91522
12933 | 6.12 | 1 | 365 | 6.9641 | 0.02469 | 6 | 0.98878
13207 | 17.25 | 1 | 365 | 19.6292 | 0.53038 | 20 | 0.15956
13336 | 4.86 | 1 | 365 | 5.5303 | 0.13725 | 5 | 0.66756
11817 | 5.13 | 1 | 365 | 5.8376 | 0.75599 | 6 | 0.59354
13342 | 14.85 | 1 | 365 | 16.8982 | 0.030498 | 16 | 0.92867
13344 | 6.12 | 1 | 365 | 6.9641 | 0.02469 | 6 | 0.98878
13347 | 8.25 | 1 | 365 | 9.3879 | 0.90583 | 10 | 0.29371
13354 | 27 | 0.9 | 365 | 27.6516 | 0.68627 | 28 | 0.33782
13356 | 5.94 | 1 | 365 | 6.7593 | 0.6122 | 7 | 0.37147
13632 | 4.5 | 1 | 365 | 5.1207 | 0.31227 | 5 | 0.43293
13890 | 7.194 | 1 | 365 | 8.1862 | 0.48589 | 8 | 0.67211
13893 | 7.5 | 1 | 365 | 8.5344 | 0.18712 | 8 | 0.72155
14069 | 9.18 | 1 | 365 | 10.4461 | 0.037035 | 10 | 0.48318
14070 | 4.8 | 1 | 365 | 5.462 | 0.99976 | 6 | 0.46179
14072 | 8.16 | 1 | 365 | 9.2855 | 0.69959 | 9 | 0.98505
14077 | 4.59 | 1 | 365 | 5.2231 | 0.51852 | 5 | 0.74159
10854 | 6.6 | 1 | 365 | 7.5103 | 0.12467 | 7 | 0.63496
12294 | 6.16 | 1 | 365 | 7.0096 | 0.11635 | 7 | 0.12597
12591 | 35 | 0.9 | 365 | 35.8446 | 0.1859 | 36 | 0.03051
12183 | 11.22 | 1 | 365 | 12.7675 | 0.71193 | 13 | 0.47944
13188 | 7.83 | 1 | 365 | 8.9099 | 0.94335 | 9 | 0.8533
11923 | 4.08 | 1 | 365 | 4.6427 | 0.34979 | 4 | 0.99252
12111 | 8.37 | 1 | 365 | 9.5244 | 0.18083 | 9 | 0.70525
14000 | 11.25 | 1 | 365 | 12.8016 | 0.78068 | 13 | 0.58232
11662 | 4.5 | 1 | 365 | 5.1207 | 0.31227 | 5 | 0.43293
9710 | 7.905 | 1 | 365 | 8.9953 | 0.11522 | 9 | 0.11051
12493 | 6.185 | 1 | 365 | 7.0381 | 0.17364 | 7 | 0.2117
5037 | 9.98 | 1 | 365 | 11.3565 | 0.87033 | 12 | 0.22681
12010 | 10.965 | 1 | 365 | 12.4773 | 0.12757 | 12 | 0.60491
12024 | 11.22 | 1 | 365 | 12.7675 | 0.71193 | 13 | 0.47944
11971 | 10.71 | 1 | 365 | 12.1872 | 0.54321 | 12 | 0.73037
11982 | 10.2 | 1 | 365 | 11.6068 | 0.37448 | 11 | 0.98131
11173 | 11.475 | 1 | 365 | 13.0577 | 0.29629 | 13 | 0.35397
9719 | 10.2 | 1 | 365 | 11.6068 | 0.37448 | 11 | 0.98131
11146 | 11.73 | 1 | 365 | 13.3478 | 0.88066 | 14 | 0.2285
12027 | 10.5 | 1 | 365 | 11.9482 | 0.061968 | 12 | 0.01017
14179 | 11.73 | 1 | 365 | 13.3478 | 0.88066 | 14 | 0.2285
14174 | 15.3 | 1 | 365 | 17.4102 | 0.061725 | 17 | 0.47196
11263 | 10.2 | 1 | 365 | 11.6068 | 0.37448 | 11 | 0.98131
9636 | 11.985 | 1 | 365 | 13.638 | 0.46502 | 14 | 0.10304
9541 | 10.2 | 1 | 365 | 11.6068 | 0.37448 | 11 | 0.98131
9233 | 10.965 | 1 | 365 | 12.4773 | 0.12757 | 12 | 0.60491
8823 | 13.005 | 1 | 365 | 14.7987 | 0.80247 | 15 | 0.60117
8632 | 10.2 | 1 | 365 | 11.6068 | 0.37448 | 11 | 0.98131
9469 | 12.24 | 1 | 365 | 13.9282 | 0.04938 | 13 | 0.97757
9532 | 16.32 | 1 | 365 | 18.5709 | 0.39917 | 18 | 0.97009
9569 | 13.005 | 1 | 365 | 14.7987 | 0.80247 | 15 | 0.60117
9747 | 14.535 | 1 | 365 | 16.5397 | 0.30864 | 16 | 0.84836
8722 | 11.22 | 1 | 365 | 12.7675 | 0.71193 | 13 | 0.47944
11105 | 11.73 | 1 | 365 | 13.3478 | 0.88066 | 14 | 0.2285
10282 | 6.86 | 1 | 365 | 7.8062 | 0.72049 | 8 | 0.52664
9215 | 11.475 | 1 | 365 | 13.0577 | 0.29629 | 13 | 0.35397
8572 | 10.455 | 1 | 365 | 11.897 | 0.95885 | 12 | 0.85584
8745 | 13.26 | 1 | 365 | 15.0889 | 0.38683 | 15 | 0.4757
8748 | 12.24 | 1 | 365 | 13.9282 | 0.04938 | 13 | 0.97757
8810 | 13.26 | 1 | 365 | 15.0889 | 0.38683 | 15 | 0.4757
8568 | 11.73 | 1 | 365 | 13.3478 | 0.88066 | 14 | 0.2285
8619 | 13.26 | 1 | 365 | 15.0889 | 0.38683 | 15 | 0.4757
9432 | 10.965 | 1 | 365 | 12.4773 | 0.12757 | 12 | 0.60491
8772 | 10.965 | 1 | 365 | 12.4773 | 0.12757 | 12 | 0.60491
8989 | 14.79 | 1 | 365 | 16.8299 | 0.893 | 17 | 0.7229
8785 | 12.75 | 1 | 365 | 14.5085 | 0.2181 | 14 | 0.72663
8490 | 17.34 | 1 | 365 | 19.7316 | 0.73662 | 20 | 0.46822
9337 | 10.2 | 1 | 365 | 11.6068 | 0.37448 | 11 | 0.98131
9339 | 17.595 | 1 | 365 | 20.0218 | 0.32098 | 20 | 0.34276
9306 | 11.22 | 1 | 365 | 12.7675 | 0.71193 | 13 | 0.47944
9307 | 14.5 | 1 | 365 | 16.4999 | 0.22843 | 16 | 0.72833
9303 | 12.24 | 1 | 365 | 13.9282 | 0.04938 | 13 | 0.97757
9351 | 12.75 | 1 | 365 | 14.5085 | 0.2181 | 14 | 0.72663
9239 | 11.73 | 1 | 365 | 13.3478 | 0.88066 | 14 | 0.2285
9232 | 10.2 | 1 | 365 | 11.6068 | 0.37448 | 11 | 0.98131
9408 | 16.5 | 1 | 365 | 18.7757 | 0.81166 | 19 | 0.58741
9301 | 13.77 | 1 | 365 | 15.6692 | 0.55555 | 16 | 0.22477
9274 | 13.26 | 1 | 365 | 15.0889 | 0.38683 | 15 | 0.4757
9290 | 10.2 | 1 | 365 | 11.6068 | 0.37448 | 11 | 0.98131
9366 | 10.2 | 1 | 365 | 11.6068 | 0.37448 | 11 | 0.98131
9332 | 14.75 | 1 | 365 | 16.7844 | 0.80134 | 17 | 0.58572
4837 | 762.3 | 0.9 | 365 | 780.6955 | 0.20899 | 780 | 0.90451
8642 | 16.83 | 1 | 365 | 19.1513 | 0.5679 | 19 | 0.71916
14191 | 7.44 | 1 | 365 | 8.4662 | 0.049623 | 8 | 0.51578
11650 | 9.98 | 1 | 365 | 11.3565 | 0.87033 | 12 | 0.22681
12817 | 8.415 | 1 | 365 | 9.5756 | 0.28395 | 9 | 0.85958
9359 | 12.495 | 1 | 365 | 14.2184 | 0.63374 | 14 | 0.8521
12671 | 13.92 | 1 | 365 | 15.8399 | 0.89929 | 16 | 0.7392
9283 | 15.75 | 1 | 365 | 17.9223 | 0.092952 | 18 | 0.015255
9276 | 13.25 | 1 | 365 | 15.0775 | 0.36391 | 15 | 0.4414
7538 | 10.455 | 1 | 365 | 11.897 | 0.95885 | 12 | 0.85584
9262 | 10.5 | 1 | 365 | 11.9482 | 0.061968 | 12 | 0.01017
9269 | 10.455 | 1 | 365 | 11.897 | 0.95885 | 12 | 0.85584
9311 | 11.5 | 1 | 365 | 13.0861 | 0.35358 | 13 | 0.43971
9328 | 11.73 | 1 | 365 | 13.3478 | 0.88066 | 14 | 0.2285
8879 | 11.22 | 1 | 365 | 12.7675 | 0.71193 | 13 | 0.47944
9234 | 10.71 | 1 | 365 | 12.1872 | 0.54321 | 12 | 0.73037
9249 | 14.75 | 1 | 365 | 16.7844 | 0.80134 | 17 | 0.58572
9259 | 12.75 | 1 | 365 | 14.5085 | 0.2181 | 14 | 0.72663
9246 | 14.75 | 1 | 365 | 16.7844 | 0.80134 | 17 | 0.58572
9247 | 14.535 | 1 | 365 | 16.5397 | 0.30864 | 16 | 0.84836
9309 | 12.495 | 1 | 365 | 14.2184 | 0.63374 | 14 | 0.8521
9243 | 10.71 | 1 | 365 | 12.1872 | 0.54321 | 12 | 0.73037
9231 | 14.025 | 1 | 365 | 15.9594 | 0.13991 | 16 | 0.099299
9157 | 13.25 | 1 | 365 | 15.0775 | 0.36391 | 15 | 0.4414
8621 | 13.005 | 1 | 365 | 14.7987 | 0.80247 | 15 | 0.60117
8616 | 11.475 | 1 | 365 | 13.0577 | 0.29629 | 13 | 0.35397
9151 | 10.25 | 1 | 365 | 11.6637 | 0.48906 | 12 | 0.15278
9147 | 11.5 | 1 | 365 | 13.0861 | 0.35358 | 13 | 0.43971
9139 | 10.2 | 1 | 365 | 11.6068 | 0.37448 | 11 | 0.98131
9130 | 11.475 | 1 | 365 | 13.0577 | 0.29629 | 13 | 0.35397
9012 | 13.515 | 1 | 365 | 15.379 | 0.97119 | 16 | 0.35023
8459 | 11.475 | 1 | 365 | 13.0577 | 0.29629 | 13 | 0.35397
8472 | 10.965 | 1 | 365 | 12.4773 | 0.12757 | 12 | 0.60491
9134 | 10.455 | 1 | 365 | 11.897 | 0.95885 | 12 | 0.85584
9124 | 17.25 | 1 | 365 | 19.6292 | 0.53038 | 20 | 0.15956
9117 | 11.73 | 1 | 365 | 13.3478 | 0.88066 | 14 | 0.2285
7560 | 11.985 | 1 | 365 | 13.638 | 0.46502 | 14 | 0.10304
9105 | 10.71 | 1 | 365 | 12.1872 | 0.54321 | 12 | 0.73037
9094 | 10.2 | 1 | 365 | 11.6068 | 0.37448 | 11 | 0.98131
9040 | 15.81 | 1 | 365 | 17.9906 | 0.23045 | 18 | 0.22103
9075 | 15 | 1 | 365 | 17.0689 | 0.37424 | 17 | 0.4431
9080 | 13.26 | 1 | 365 | 15.0889 | 0.38683 | 15 | 0.4757
9086 | 13.515 | 1 | 365 | 15.379 | 0.97119 | 16 | 0.35023
9069 | 10.535 | 1 | 365 | 11.988 | 0.14217 | 12 | 0.1302
9072 | 11.25 | 1 | 365 | 12.8016 | 0.78068 | 13 | 0.58232
9044 | 15.555 | 1 | 365 | 17.7004 | 0.64609 | 18 | 0.34649
9029 | 14.025 | 1 | 365 | 15.9594 | 0.13991 | 16 | 0.099299
9032 | 11.985 | 1 | 365 | 13.638 | 0.46502 | 14 | 0.10304
8553 | 13.515 | 1 | 365 | 15.379 | 0.97119 | 16 | 0.35023
7904 | 5.6 | 1 | 365 | 6.3724 | 0.83305 | 7 | 0.20542
10945 | 3.64 | 1 | 365 | 4.142 | 0.34148 | 4 | 0.48353
10948 | 6.72 | 1 | 365 | 7.6468 | 0.39966 | 8 | 0.046509
8703 | 5.5 | 1 | 365 | 6.2586 | 0.60389 | 6 | 0.86247
10404 | 9.625 | 1 | 365 | 10.9525 | 0.056804 | 11 | 0.0093225
9709 | 9.72 | 1 | 365 | 11.0606 | 0.27451 | 11 | 0.33513
12260 | 16.32 | 1 | 365 | 18.5709 | 0.39917 | 18 | 0.97009
13059 | 8.28 | 1 | 365 | 9.422 | 0.97458 | 10 | 0.39659
28376 | 7.98 | 1 | 365 | 9.0806 | 0.2871 | 9 | 0.36773
11980 | 10.29 | 1 | 365 | 11.7092 | 0.58073 | 12 | 0.28997
11407 | 11.73 | 1 | 365 | 13.3478 | 0.88066 | 14 | 0.2285
11356 | 15.81 | 1 | 365 | 17.9906 | 0.23045 | 18 | 0.22103
11337 | 10.71 | 1 | 365 | 12.1872 | 0.54321 | 12 | 0.73037
11653 | 10.25 | 1 | 365 | 11.6637 | 0.48906 | 12 | 0.15278
14153 | 13.44 | 1 | 365 | 15.2937 | 0.79932 | 16 | 0.093018
11197 | 10.965 | 1 | 365 | 12.4773 | 0.12757 | 12 | 0.60491
11117 | 15.555 | 1 | 365 | 17.7004 | 0.64609 | 18 | 0.34649
11014 | 15.045 | 1 | 365 | 17.1201 | 0.47736 | 17 | 0.59743
11029 | 10.965 | 1 | 365 | 12.4773 | 0.12757 | 12 | 0.60491
10917 | 12.495 | 1 | 365 | 14.2184 | 0.63374 | 14 | 0.8521
10920 | 11.22 | 1 | 365 | 12.7675 | 0.71193 | 13 | 0.47944
10923 | 10.71 | 1 | 365 | 12.1872 | 0.54321 | 12 | 0.73037
10824 | 15.3 | 1 | 365 | 17.4102 | 0.061725 | 17 | 0.47196
10909 | 10.965 | 1 | 365 | 12.4773 | 0.12757 | 12 | 0.60491
10611 | 11.475 | 1 | 365 | 13.0577 | 0.29629 | 13 | 0.35397
10654 | 11.985 | 1 | 365 | 13.638 | 0.46502 | 14 | 0.10304
10814 | 11.22 | 1 | 365 | 12.7675 | 0.71193 | 13 | 0.47944
10482 | 10.2 | 1 | 365 | 11.6068 | 0.37448 | 11 | 0.98131
10561 | 15.3 | 1 | 365 | 17.4102 | 0.061725 | 17 | 0.47196
10642 | 16.83 | 1 | 365 | 19.1513 | 0.5679 | 19 | 0.71916
10494 | 18.105 | 1 | 365 | 20.6021 | 0.48971 | 21 | 0.091822
10272 | 13.005 | 1 | 365 | 14.7987 | 0.80247 | 15 | 0.60117
10259 | 14.79 | 1 | 365 | 16.8299 | 0.893 | 17 | 0.7229
10256 | 11.22 | 1 | 365 | 12.7675 | 0.71193 | 13 | 0.47944
10254 | 14.75 | 1 | 365 | 16.7844 | 0.80134 | 17 | 0.58572
10527 | 12.24 | 1 | 365 | 13.9282 | 0.04938 | 13 | 0.97757
10160 | 11.5 | 1 | 365 | 13.0861 | 0.35358 | 13 | 0.43971
10462 | 10.965 | 1 | 365 | 12.4773 | 0.12757 | 12 | 0.60491
10045 | 13.26 | 1 | 365 | 15.0889 | 0.38683 | 15 | 0.4757
10345 | 11.73 | 1 | 365 | 13.3478 | 0.88066 | 14 | 0.2285
10478 | 11.475 | 1 | 365 | 13.0577 | 0.29629 | 13 | 0.35397
10442 | 14.025 | 1 | 365 | 15.9594 | 0.13991 | 16 | 0.099299
10286 | 12.75 | 1 | 365 | 14.5085 | 0.2181 | 14 | 0.72663
10367 | 15.81 | 1 | 365 | 17.9906 | 0.23045 | 18 | 0.22103
8938 | 13.005 | 1 | 365 | 14.7987 | 0.80247 | 15 | 0.60117
10339 | 10.71 | 1 | 365 | 12.1872 | 0.54321 | 12 | 0.73037
10283 | 11.475 | 1 | 365 | 13.0577 | 0.29629 | 13 | 0.35397
10294 | 11.22 | 1 | 365 | 12.7675 | 0.71193 | 13 | 0.47944
10337 | 14.025 | 1 | 365 | 15.9594 | 0.13991 | 16 | 0.099299
10277 | 11.75 | 1 | 365 | 13.3706 | 0.92649 | 14 | 0.29709
10275 | 11.475 | 1 | 365 | 13.0577 | 0.29629 | 13 | 0.35397
10274 | 13.26 | 1 | 365 | 15.0889 | 0.38683 | 15 | 0.4757
10290 | 12.24 | 1 | 365 | 13.9282 | 0.04938 | 13 | 0.97757
10252 | 10.455 | 1 | 365 | 11.897 | 0.95885 | 12 | 0.85584
10314 | 16.065 | 1 | 365 | 18.2807 | 0.81481 | 19 | 0.09556
10398 | 15.3 | 1 | 365 | 17.4102 | 0.061725 | 17 | 0.47196
10400 | 13.515 | 1 | 365 | 15.379 | 0.97119 | 16 | 0.35023
10271 | 11.985 | 1 | 365 | 13.638 | 0.46502 | 14 | 0.10304
9751 | 10.455 | 1 | 365 | 11.897 | 0.95885 | 12 | 0.85584
10312 | 10.25 | 1 | 365 | 11.6637 | 0.48906 | 12 | 0.15278
10300 | 11.475 | 1 | 365 | 13.0577 | 0.29629 | 13 | 0.35397
9735 | 10.71 | 1 | 365 | 12.1872 | 0.54321 | 12 | 0.73037
10270 | 12.25 | 1 | 365 | 13.9396 | 0.072296 | 14 | 0.011865
10301 | 14.28 | 1 | 365 | 16.2496 | 0.72428 | 16 | 0.97383
10260 | 11.985 | 1 | 365 | 13.638 | 0.46502 | 14 | 0.10304
9731 | 13.25 | 1 | 365 | 15.0775 | 0.36391 | 15 | 0.4414
10306 | 11.22 | 1 | 365 | 12.7675 | 0.71193 | 13 | 0.47944
10309 | 10.71 | 1 | 365 | 12.1872 | 0.54321 | 12 | 0.73037
10222 | 10.2 | 1 | 365 | 11.6068 | 0.37448 | 11 | 0.98131
10289 | 10.965 | 1 | 365 | 12.4773 | 0.12757 | 12 | 0.60491
10330 | 11.22 | 1 | 365 | 12.7675 | 0.71193 | 13 | 0.47944
10292 | 14.535 | 1 | 365 | 16.5397 | 0.30864 | 16 | 0.84836
10296 | 11.73 | 1 | 365 | 13.3478 | 0.88066 | 14 | 0.2285
10281 | 15.3 | 1 | 365 | 17.4102 | 0.061725 | 17 | 0.47196
10225 | 14.025 | 1 | 365 | 15.9594 | 0.13991 | 16 | 0.099299
10285 | 17.34 | 1 | 365 | 19.7316 | 0.73662 | 20 | 0.46822
10335 | 12.75 | 1 | 365 | 14.5085 | 0.2181 | 14 | 0.72663
10101 | 10.965 | 1 | 365 | 12.4773 | 0.12757 | 12 | 0.60491
10278 | 11.25 | 1 | 365 | 12.8016 | 0.78068 | 13 | 0.58232
10326 | 10.71 | 1 | 365 | 12.1872 | 0.54321 | 12 | 0.73037
10044 | 16.83 | 1 | 365 | 19.1513 | 0.5679 | 19 | 0.71916
10329 | 13.515 | 1 | 365 | 15.379 | 0.97119 | 16 | 0.35023
10319 | 12.75 | 1 | 365 | 14.5085 | 0.2181 | 14 | 0.72663
9934 | 13.005 | 1 | 365 | 14.7987 | 0.80247 | 15 | 0.60117
10288 | 16.065 | 1 | 365 | 18.2807 | 0.81481 | 19 | 0.09556
10257 | 11.22 | 1 | 365 | 12.7675 | 0.71193 | 13 | 0.47944
9727 | 11.475 | 1 | 365 | 13.0577 | 0.29629 | 13 | 0.35397
9327 | 11.73 | 1 | 365 | 13.3478 | 0.88066 | 14 | 0.2285
8648 | 11.22 | 1 | 365 | 12.7675 | 0.71193 | 13 | 0.47944
10049 | 15.045 | 1 | 365 | 17.1201 | 0.47736 | 17 | 0.59743
10255 | 13.005 | 1 | 365 | 14.7987 | 0.80247 | 15 | 0.60117
10219 | 13.75 | 1 | 365 | 15.6465 | 0.50972 | 16 | 0.15617
10268 | 12.24 | 1 | 365 | 13.9282 | 0.04938 | 13 | 0.97757
9331 | 13.005 | 1 | 365 | 14.7987 | 0.80247 | 15 | 0.60117
10206 | 13.26 | 1 | 365 | 15.0889 | 0.38683 | 15 | 0.4757
10173 | 12.24 | 1 | 365 | 13.9282 | 0.04938 | 13 | 0.97757
9109 | 13.77 | 1 | 365 | 15.6692 | 0.55555 | 16 | 0.22477
9965 | 13.77 | 1 | 365 | 15.6692 | 0.55555 | 16 | 0.22477
10201 | 10.71 | 1 | 365 | 12.1872 | 0.54321 | 12 | 0.73037
10182 | 12.495 | 1 | 365 | 14.2184 | 0.63374 | 14 | 0.8521
9878 | 12.75 | 1 | 365 | 14.5085 | 0.2181 | 14 | 0.72663
9902 | 13.26 | 1 | 365 | 15.0889 | 0.38683 | 15 | 0.4757
10200 | 11.475 | 1 | 365 | 13.0577 | 0.29629 | 13 | 0.35397
10178 | 13.26 | 1 | 365 | 15.0889 | 0.38683 | 15 | 0.4757
10003 | 12.75 | 1 | 365 | 14.5085 | 0.2181 | 14 | 0.72663
10172 | 13.5 | 1 | 365 | 15.362 | 0.93682 | 16 | 0.29879
9721 | 14.025 | 1 | 365 | 15.9594 | 0.13991 | 16 | 0.099299
10202 | 10.965 | 1 | 365 | 12.4773 | 0.12757 | 12 | 0.60491
9887 | 11.76 | 1 | 365 | 13.382 | 0.9494 | 14 | 0.33139
9577 | 13.26 | 1 | 365 | 15.0889 | 0.38683 | 15 | 0.4757
10163 | 10.455 | 1 | 365 | 11.897 | 0.95885 | 12 | 0.85584
9598 | 10.2 | 1 | 365 | 11.6068 | 0.37448 | 11 | 0.98131
10162 | 11 | 1 | 365 | 12.5172 | 0.20778 | 12 | 0.72494
9658 | 13.77 | 1 | 365 | 15.6692 | 0.55555 | 16 | 0.22477
10144 | 10.2 | 1 | 365 | 11.6068 | 0.37448 | 11 | 0.98131
10126 | 17.25 | 1 | 365 | 19.6292 | 0.53038 | 20 | 0.15956
9895 | 11.985 | 1 | 365 | 13.638 | 0.46502 | 14 | 0.10304
9899 | 15.3 | 1 | 365 | 17.4102 | 0.061725 | 17 | 0.47196
10176 | 10.5 | 1 | 365 | 11.9482 | 0.061968 | 12 | 0.01017
10079 | 12.75 | 1 | 365 | 14.5085 | 0.2181 | 14 | 0.72663
10218 | 13.515 | 1 | 365 | 15.379 | 0.97119 | 16 | 0.35023
13906 | 8.4 | 1 | 365 | 9.5586 | 0.24957 | 9 | 0.80814
10123 | 16.575 | 1 | 365 | 18.8611 | 0.98354 | 19 | 0.84463
9200 | 11.73 | 1 | 365 | 13.3478 | 0.88066 | 14 | 0.2285
10061 | 13.515 | 1 | 365 | 15.379 | 0.97119 | 16 | 0.35023
9754 | 10.965 | 1 | 365 | 12.4773 | 0.12757 | 12 | 0.60491
10077 | 10.71 | 1 | 365 | 12.1872 | 0.54321 | 12 | 0.73037
9843 | 14.79 | 1 | 365 | 16.8299 | 0.893 | 17 | 0.7229
10065 | 12.24 | 1 | 365 | 13.9282 | 0.04938 | 13 | 0.97757
10005 | 10.2 | 1 | 365 | 11.6068 | 0.37448 | 11 | 0.98131
10215 | 10.455 | 1 | 365 | 11.897 | 0.95885 | 12 | 0.85584
9197 | 10.2 | 1 | 365 | 11.6068 | 0.37448 | 11 | 0.98131
10209 | 12.24 | 1 | 365 | 13.9282 | 0.04938 | 13 | 0.97757
9362 | 13.005 | 1 | 365 | 14.7987 | 0.80247 | 15 | 0.60117
9729 | 14.535 | 1 | 365 | 16.5397 | 0.30864 | 16 | 0.84836
9663 | 10.2 | 1 | 365 | 11.6068 | 0.37448 | 11 | 0.98131
10169 | 12.25 | 1 | 365 | 13.9396 | 0.072296 | 14 | 0.011865
10117 | 13.005 | 1 | 365 | 14.7987 | 0.80247 | 15 | 0.60117
12696 | 4.94 | 1 | 365 | 5.6213 | 0.32058 | 5 | 0.94193
9091 | 12.24 | 1 | 365 | 13.9282 | 0.04938 | 13 | 0.97757
10168 | 11.475 | 1 | 365 | 13.0577 | 0.29629 | 13 | 0.35397
9015 | 11.475 | 1 | 365 | 13.0577 | 0.29629 | 13 | 0.35397
12678 | 6.89 | 1 | 365 | 7.8403 | 0.78923 | 8 | 0.62953
10159 | 10.25 | 1 | 365 | 11.6637 | 0.48906 | 12 | 0.15278
9588 | 10.71 | 1 | 365 | 12.1872 | 0.54321 | 12 | 0.73037
10120 | 16.83 | 1 | 365 | 19.1513 | 0.5679 | 19 | 0.71916
9825 | 14.79 | 1 | 365 | 16.8299 | 0.893 | 17 | 0.7229
9100 | 10.455 | 1 | 365 | 11.897 | 0.95885 | 12 | 0.85584
8950 | 11.73 | 1 | 365 | 13.3478 | 0.88066 | 14 | 0.2285
9866 | 13.26 | 1 | 365 | 15.0889 | 0.38683 | 15 | 0.4757
10617 | 6 | 1 | 365 | 6.8275 | 0.7497 | 7 | 0.57724
8994 | 10.2 | 1 | 365 | 11.6068 | 0.37448 | 11 | 0.98131
10041 | 10.71 | 1 | 365 | 12.1872 | 0.54321 | 12 | 0.73037
10139 | 12.5 | 1 | 365 | 14.2241 | 0.6452 | 14 | 0.86925
9830 | 13.515 | 1 | 365 | 15.379 | 0.97119 | 16 | 0.35023
8858 | 13.005 | 1 | 365 | 14.7987 | 0.80247 | 15 | 0.60117
9798 | 10.965 | 1 | 365 | 12.4773 | 0.12757 | 12 | 0.60491
9832 | 10.2 | 1 | 365 | 11.6068 | 0.37448 | 11 | 0.98131
6782 | 11.985 | 1 | 365 | 13.638 | 0.46502 | 14 | 0.10304
8943 | 11.475 | 1 | 365 | 13.0577 | 0.29629 | 13 | 0.35397
10119 | 11.22 | 1 | 365 | 12.7675 | 0.71193 | 13 | 0.47944
9059 | 14.025 | 1 | 365 | 15.9594 | 0.13991 | 16 | 0.099299
9057 | 12.75 | 1 | 365 | 14.5085 | 0.2181 | 14 | 0.72663
9228 | 13.26 | 1 | 365 | 15.0889 | 0.38683 | 15 | 0.4757
10059 | 14.535 | 1 | 365 | 16.5397 | 0.30864 | 16 | 0.84836
8973 | 11.475 | 1 | 365 | 13.0577 | 0.29629 | 13 | 0.35397
10189 | 10.2 | 1 | 365 | 11.6068 | 0.37448 | 11 | 0.98131
9186 | 11.985 | 1 | 365 | 13.638 | 0.46502 | 14 | 0.10304
9193 | 10.71 | 1 | 365 | 12.1872 | 0.54321 | 12 | 0.73037
9027 | 13.005 | 1 | 365 | 14.7987 | 0.80247 | 15 | 0.60117
10071 | 12.24 | 1 | 365 | 13.9282 | 0.04938 | 13 | 0.97757
9575 | 11.22 | 1 | 365 | 12.7675 | 0.71193 | 13 | 0.47944
10132 | 10.455 | 1 | 365 | 11.897 | 0.95885 | 12 | 0.85584
1656 | 16.32 | 1 | 365 | 18.5709 | 0.39917 | 18 | 0.97009
9145 | 10.2 | 1 | 365 | 11.6068 | 0.37448 | 11 | 0.98131
9126 | 10.2 | 1 | 365 | 11.6068 | 0.37448 | 11 | 0.98131
9627 | 10.455 | 1 | 365 | 11.897 | 0.95885 | 12 | 0.85584
9732 | 10.965 | 1 | 365 | 12.4773 | 0.12757 | 12 | 0.60491
10036 | 12.24 | 1 | 365 | 13.9282 | 0.04938 | 13 | 0.97757
9742 | 13.515 | 1 | 365 | 15.379 | 0.97119 | 16 | 0.35023
9045 | 15.045 | 1 | 365 | 17.1201 | 0.47736 | 17 | 0.59743
9653 | 11.75 | 1 | 365 | 13.3706 | 0.92649 | 14 | 0.29709
9797 | 14.79 | 1 | 365 | 16.8299 | 0.893 | 17 | 0.7229
9010 | 11.22 | 1 | 365 | 12.7675 | 0.71193 | 13 | 0.47944
9064 | 11.73 | 1 | 365 | 13.3478 | 0.88066 | 14 | 0.2285
8649 | 10.2 | 1 | 365 | 11.6068 | 0.37448 | 11 | 0.98131
9548 | 11.73 | 1 | 365 | 13.3478 | 0.88066 | 14 | 0.2285
9410 | 11.73 | 1 | 365 | 13.3478 | 0.88066 | 14 | 0.2285
9793 | 12.495 | 1 | 365 | 14.2184 | 0.63374 | 14 | 0.8521
8449 | 10.2 | 1 | 365 | 11.6068 | 0.37448 | 11 | 0.98131
8233 | 10.71 | 1 | 365 | 12.1872 | 0.54321 | 12 | 0.73037
8847 | 10.455 | 1 | 365 | 11.897 | 0.95885 | 12 | 0.85584
9216 | 11.985 | 1 | 365 | 13.638 | 0.46502 | 14 | 0.10304
9299 | 12.495 | 1 | 365 | 14.2184 | 0.63374 | 14 | 0.8521
9190 | 11.475 | 1 | 365 | 13.0577 | 0.29629 | 13 | 0.35397
8793 | 12.75 | 1 | 365 | 14.5085 | 0.2181 | 14 | 0.72663
9209 | 10.2 | 1 | 365 | 11.6068 | 0.37448 | 11 | 0.98131
9945 | 10.71 | 1 | 365 | 12.1872 | 0.54321 | 12 | 0.73037
9305 | 13.005 | 1 | 365 | 14.7987 | 0.80247 | 15 | 0.60117
8608 | 10.2 | 1 | 365 | 11.6068 | 0.37448 | 11 | 0.98131
8446 | 13.77 | 1 | 365 | 15.6692 | 0.55555 | 16 | 0.22477
8584 | 11.985 | 1 | 365 | 13.638 | 0.46502 | 14 | 0.10304
9758 | 10.2 | 1 | 365 | 11.6068 | 0.37448 | 11 | 0.98131
9223 | 11.22 | 1 | 365 | 12.7675 | 0.71193 | 13 | 0.47944
8739 | 10.71 | 1 | 365 | 12.1872 | 0.54321 | 12 | 0.73037
8797 | 10.71 | 1 | 365 | 12.1872 | 0.54321 | 12 | 0.73037
8635 | 15.81 | 1 | 365 | 17.9906 | 0.23045 | 18 | 0.22103
8639 | 10.965 | 1 | 365 | 12.4773 | 0.12757 | 12 | 0.60491
9406 | 10.2 | 1 | 365 | 11.6068 | 0.37448 | 11 | 0.98131
8577 | 10.2 | 1 | 365 | 11.6068 | 0.37448 | 11 | 0.98131
9176 | 10.2 | 1 | 365 | 11.6068 | 0.37448 | 11 | 0.98131
8731 | 11.22 | 1 | 365 | 12.7675 | 0.71193 | 13 | 0.47944
8625 | 10.2 | 1 | 365 | 11.6068 | 0.37448 | 11 | 0.98131
9674 | 14.28 | 1 | 365 | 16.2496 | 0.72428 | 16 | 0.97383
9683 | 12.75 | 1 | 365 | 14.5085 | 0.2181 | 14 | 0.72663
9116 | 10.455 | 1 | 365 | 11.897 | 0.95885 | 12 | 0.85584
14193 | 16.83 | 1 | 365 | 19.1513 | 0.5679 | 19 | 0.71916
14177 | 10.455 | 1 | 365 | 11.897 | 0.95885 | 12 | 0.85584
14181 | 11.475 | 1 | 365 | 13.0577 | 0.29629 | 13 | 0.35397
14204 | 10.2 | 1 | 365 | 11.6068 | 0.37448 | 11 | 0.98131
16320 | 16.75 | 1 | 365 | 19.0602 | 0.38457 | 19 | 0.44479
14188 | 11.22 | 1 | 365 | 12.7675 | 0.71193 | 13 | 0.47944
8440 | 14.945 | 1 | 365 | 17.0063 | 0.2482 | 17 | 0.25448
8455 | 10.34 | 1 | 365 | 11.7661 | 0.69531 | 12 | 0.46144
7071 | 11.25 | 1 | 365 | 12.8016 | 0.78068 | 13 | 0.58232
8518 | 10.5 | 1 | 365 | 11.9482 | 0.061968 | 12 | 0.01017
8451 | 10.5 | 1 | 365 | 11.9482 | 0.061968 | 12 | 0.01017
8465 | 13.515 | 1 | 365 | 15.379 | 0.97119 | 16 | 0.35023
11016 | 12.495 | 1 | 365 | 14.2184 | 0.63374 | 14 | 0.8521
16439 | 17.085 | 1 | 365 | 19.4414 | 0.15226 | 19 | 0.59369
10055 | 12.495 | 1 | 365 | 14.2184 | 0.63374 | 14 | 0.8521
10068 | 11.22 | 1 | 365 | 12.7675 | 0.71193 | 13 | 0.47944
9150 | 14.025 | 1 | 365 | 15.9594 | 0.13991 | 16 | 0.099299
3259 | 329.4 | 0.9 | 365 | 337.3489 | 0.37248 | 337 | 0.72143
14088 | 75.075 | 0.9 | 365 | 76.8867 | 0.83876 | 77 | 0.72544
12917 | 9.075 | 1 | 365 | 10.3267 | 0.79642 | 11 | 0.12308
11635 | 8.215 | 1 | 365 | 9.348 | 0.82563 | 10 | 0.17367
10074 | 12.75 | 1 | 365 | 14.5085 | 0.2181 | 14 | 0.72663
13254 | 250 | 0.9 | 365 | 256.0329 | 0.6136 | 256 | 0.6465
12603 | 5.25 | 1 | 365 | 5.9741 | 0.030984 | 6 | 0.005085
11869 | 9 | 1 | 365 | 10.2413 | 0.62454 | 10 | 0.86586
13452 | 5.5 | 1 | 365 | 6.2586 | 0.60389 | 6 | 0.86247
13453 | 7.2 | 1 | 365 | 8.1931 | 0.49964 | 8 | 0.69269
13447 | 4.08 | 1 | 365 | 4.6427 | 0.34979 | 4 | 0.99252
11842 | 2.7 | 1 | 365 | 3.0724 | 0.18736 | 3 | 0.25976
11196 | 5.72 | 1 | 365 | 6.5089 | 0.10804 | 6 | 0.61697
11156 | 4.59 | 1 | 365 | 5.2231 | 0.51852 | 5 | 0.74159
11181 | 7.02 | 1 | 365 | 7.9882 | 0.087144 | 8 | 0.075371
11169 | 4.94 | 1 | 365 | 5.6213 | 0.32058 | 5 | 0.94193
11152 | 10.92 | 1 | 365 | 12.4261 | 0.024447 | 12 | 0.45058
11185 | 2.55 | 1 | 365 | 2.9017 | 0.84362 | 3 | 0.74533
11154 | 5.2 | 1 | 365 | 5.9172 | 0.9164 | 6 | 0.83361
11145 | 6.24 | 1 | 365 | 7.1006 | 0.29968 | 7 | 0.40033
11234 | 5.2 | 1 | 365 | 5.9172 | 0.9164 | 6 | 0.83361
11313 | 11.22 | 1 | 365 | 12.7675 | 0.71193 | 13 | 0.47944
11316 | 10.66 | 1 | 365 | 12.1303 | 0.42863 | 12 | 0.5589
11311 | 11.96 | 1 | 365 | 13.6096 | 0.40773 | 14 | 0.017298
11297 | 3.9 | 1 | 365 | 4.4379 | 0.9373 | 5 | 0.37521
11243 | 7.54 | 1 | 365 | 8.5799 | 0.27878 | 8 | 0.85873
11309 | 9.945 | 1 | 365 | 11.3167 | 0.79012 | 12 | 0.10678
11321 | 4.845 | 1 | 365 | 5.5132 | 0.10288 | 5 | 0.61612
11323 | 5.98 | 1 | 365 | 6.8048 | 0.70386 | 7 | 0.50865
11261 | 5.46 | 1 | 365 | 6.2131 | 0.51222 | 6 | 0.72529
11324 | 5.035 | 1 | 365 | 5.7294 | 0.53829 | 6 | 0.26773
11391 | 2.04 | 1 | 365 | 2.3214 | 0.6749 | 2 | 0.99626
11219 | 13.005 | 1 | 365 | 14.7987 | 0.80247 | 15 | 0.60117
11217 | 5.865 | 1 | 365 | 6.6739 | 0.44033 | 7 | 0.11425
11279 | 4.68 | 1 | 365 | 5.3255 | 0.72476 | 6 | 0.050247
11195 | 4.08 | 1 | 365 | 4.6427 | 0.34979 | 4 | 0.99252
11116 | 9.18 | 1 | 365 | 10.4461 | 0.037035 | 10 | 0.48318
11097 | 13.005 | 1 | 365 | 14.7987 | 0.80247 | 15 | 0.60117
11125 | 3.06 | 1 | 365 | 3.482 | 0.012345 | 3 | 0.49439
11078 | 8.16 | 1 | 365 | 9.2855 | 0.69959 | 9 | 0.98505
11073 | 2.04 | 1 | 365 | 2.3214 | 0.6749 | 2 | 0.99626
11216 | 6.5 | 1 | 365 | 7.3965 | 0.8955 | 8 | 0.29201
10964 | 6.885 | 1 | 365 | 7.8346 | 0.77778 | 8 | 0.61238
11028 | 5.355 | 1 | 365 | 6.0936 | 0.2716 | 6 | 0.36519
10989 | 6.63 | 1 | 365 | 7.5444 | 0.19341 | 7 | 0.73785
11072 | 7.54 | 1 | 365 | 8.5799 | 0.27878 | 8 | 0.85873
11050 | 6.24 | 1 | 365 | 7.1006 | 0.29968 | 7 | 0.40033
11046 | 6.24 | 1 | 365 | 7.1006 | 0.29968 | 7 | 0.40033
11040 | 5.98 | 1 | 365 | 6.8048 | 0.70386 | 7 | 0.50865
11047 | 7.28 | 1 | 365 | 8.2841 | 0.68296 | 8 | 0.96705
11042 | 5.98 | 1 | 365 | 6.8048 | 0.70386 | 7 | 0.50865
11093 | 3.57 | 1 | 365 | 4.0624 | 0.18107 | 4 | 0.24346
11095 | 7.8 | 1 | 365 | 8.8758 | 0.8746 | 9 | 0.75041
11230 | 8.84 | 1 | 365 | 10.0592 | 0.25789 | 10 | 0.31713
11231 | 3.825 | 1 | 365 | 4.3526 | 0.76543 | 5 | 0.11799
11277 | 7.54 | 1 | 365 | 8.5799 | 0.27878 | 8 | 0.85873
11319 | 4.08 | 1 | 365 | 4.6427 | 0.34979 | 4 | 0.99252
11326 | 6.12 | 1 | 365 | 6.9641 | 0.02469 | 6 | 0.98878
11333 | 7.8 | 1 | 365 | 8.8758 | 0.8746 | 9 | 0.75041
11365 | 8.32 | 1 | 365 | 9.4675 | 0.066245 | 9 | 0.53377
11396 | 7.905 | 1 | 365 | 8.9953 | 0.11522 | 9 | 0.11051
11368 | 6.12 | 1 | 365 | 6.9641 | 0.02469 | 6 | 0.98878
11227 | 8.415 | 1 | 365 | 9.5756 | 0.28395 | 9 | 0.85958
11399 | 5 | 1 | 365 | 5.6896 | 0.45808 | 6 | 0.1477
11401 | 8.84 | 1 | 365 | 10.0592 | 0.25789 | 10 | 0.31713
11402 | 10.4 | 1 | 365 | 11.8344 | 0.83281 | 12 | 0.66722
11229 | 4.845 | 1 | 365 | 5.5132 | 0.10288 | 5 | 0.61612
11403 | 4.59 | 1 | 365 | 5.2231 | 0.51852 | 5 | 0.74159
11425 | 5.1 | 1 | 365 | 5.8034 | 0.68724 | 6 | 0.49065
11426 | 9.62 | 1 | 365 | 10.9468 | 0.045346 | 10 | 0.99217
11429 | 4.845 | 1 | 365 | 5.5132 | 0.10288 | 5 | 0.61612
11225 | 8.16 | 1 | 365 | 9.2855 | 0.69959 | 9 | 0.98505
11456 | 5.2 | 1 | 365 | 5.9172 | 0.9164 | 6 | 0.83361
11457 | 6.375 | 1 | 365 | 7.2543 | 0.60905 | 7 | 0.86332
11027 | 5.1 | 1 | 365 | 5.8034 | 0.68724 | 6 | 0.49065
11460 | 8.415 | 1 | 365 | 9.5756 | 0.28395 | 9 | 0.85958
11362 | 5.1 | 1 | 365 | 5.8034 | 0.68724 | 6 | 0.49065
11444 | 7.8 | 1 | 365 | 8.8758 | 0.8746 | 9 | 0.75041
11011 | 15.3 | 1 | 365 | 17.4102 | 0.061725 | 17 | 0.47196
11464 | 3.64 | 1 | 365 | 4.142 | 0.34148 | 4 | 0.48353
11466 | 4.59 | 1 | 365 | 5.2231 | 0.51852 | 5 | 0.74159
11470 | 8.67 | 1 | 365 | 9.8658 | 0.86831 | 10 | 0.73411
11476 | 7.54 | 1 | 365 | 8.5799 | 0.27878 | 8 | 0.85873
10981 | 6.625 | 1 | 365 | 7.5387 | 0.18196 | 7 | 0.7207
11481 | 5.61 | 1 | 365 | 6.3838 | 0.85597 | 7 | 0.23972
10971 | 4.335 | 1 | 365 | 4.9329 | 0.93416 | 5 | 0.86706
11389 | 13.515 | 1 | 365 | 15.379 | 0.97119 | 16 | 0.35023
11430 | 9.1 | 1 | 365 | 10.3551 | 0.85371 | 11 | 0.20881
11433 | 9.88 | 1 | 365 | 11.2427 | 0.64117 | 11 | 0.88386
11322 | 4.59 | 1 | 365 | 5.2231 | 0.51852 | 5 | 0.74159
11493 | 13.25 | 1 | 365 | 15.0775 | 0.36391 | 15 | 0.4414
11494 | 6.375 | 1 | 365 | 7.2543 | 0.60905 | 7 | 0.86332
11499 | 6.24 | 1 | 365 | 7.1006 | 0.29968 | 7 | 0.40033
11314 | 8.67 | 1 | 365 | 9.8658 | 0.86831 | 10 | 0.73411
11508 | 5.355 | 1 | 365 | 6.0936 | 0.2716 | 6 | 0.36519
11519 | 4.335 | 1 | 365 | 4.9329 | 0.93416 | 5 | 0.86706
11520 | 9.36 | 1 | 365 | 10.651 | 0.44953 | 11 | 0.10049
11524 | 2.6 | 1 | 365 | 2.9586 | 0.9582 | 3 | 0.9168
11281 | 5.61 | 1 | 365 | 6.3838 | 0.85597 | 7 | 0.23972
11527 | 7.395 | 1 | 365 | 8.4149 | 0.9465 | 9 | 0.36145
11427 | 5.865 | 1 | 365 | 6.6739 | 0.44033 | 7 | 0.11425
11477 | 7.65 | 1 | 365 | 8.7051 | 0.53086 | 9 | 0.23598
11473 | 5.1 | 1 | 365 | 5.8034 | 0.68724 | 6 | 0.49065
11535 | 8.67 | 1 | 365 | 9.8658 | 0.86831 | 10 | 0.73411
11502 | 5.61 | 1 | 365 | 6.3838 | 0.85597 | 7 | 0.23972
11511 | 3.825 | 1 | 365 | 4.3526 | 0.76543 | 5 | 0.11799
11533 | 4.25 | 1 | 365 | 4.8362 | 0.73937 | 5 | 0.57554
11531 | 5.355 | 1 | 365 | 6.0936 | 0.2716 | 6 | 0.36519
11498 | 9.72 | 1 | 365 | 11.0606 | 0.27451 | 11 | 0.33513
12107 | 4.08 | 1 | 365 | 4.6427 | 0.34979 | 4 | 0.99252
12065 | 5.1 | 1 | 365 | 5.8034 | 0.68724 | 6 | 0.49065
12059 | 6.885 | 1 | 365 | 7.8346 | 0.77778 | 8 | 0.61238
12033 | 5.61 | 1 | 365 | 6.3838 | 0.85597 | 7 | 0.23972
12048 | 5.5 | 1 | 365 | 6.2586 | 0.60389 | 6 | 0.86247
12029 | 7.395 | 1 | 365 | 8.4149 | 0.9465 | 9 | 0.36145
12066 | 5.61 | 1 | 365 | 6.3838 | 0.85597 | 7 | 0.23972
12118 | 4.9 | 1 | 365 | 5.5758 | 0.22892 | 5 | 0.80475
12042 | 4.08 | 1 | 365 | 4.6427 | 0.34979 | 4 | 0.99252
12096 | 5.355 | 1 | 365 | 6.0936 | 0.2716 | 6 | 0.36519
12089 | 7.75 | 1 | 365 | 8.8189 | 0.76002 | 9 | 0.57893
12086 | 6.125 | 1 | 365 | 6.9698 | 0.036148 | 7 | 0.0059325
12098 | 4.59 | 1 | 365 | 5.2231 | 0.51852 | 5 | 0.74159
12099 | 4.08 | 1 | 365 | 4.6427 | 0.34979 | 4 | 0.99252
12090 | 4.845 | 1 | 365 | 5.5132 | 0.10288 | 5 | 0.61612
12106 | 7.35 | 1 | 365 | 8.3637 | 0.84338 | 9 | 0.20712
12202 | 3.5 | 1 | 365 | 3.9827 | 0.020656 | 4 | 0.00339
12181 | 5.865 | 1 | 365 | 6.6739 | 0.44033 | 7 | 0.11425
12203 | 5.5 | 1 | 365 | 6.2586 | 0.60389 | 6 | 0.86247
12175 | 4.08 | 1 | 365 | 4.6427 | 0.34979 | 4 | 0.99252
12206 | 5.865 | 1 | 365 | 6.6739 | 0.44033 | 7 | 0.11425
12094 | 9.945 | 1 | 365 | 11.3167 | 0.79012 | 12 | 0.10678
12109 | 4.845 | 1 | 365 | 5.5132 | 0.10288 | 5 | 0.61612
12075 | 7.14 | 1 | 365 | 8.1248 | 0.36214 | 8 | 0.48692
12055 | 6.63 | 1 | 365 | 7.5444 | 0.19341 | 7 | 0.73785
12084 | 4.59 | 1 | 365 | 5.2231 | 0.51852 | 5 | 0.74159
12091 | 5.1 | 1 | 365 | 5.8034 | 0.68724 | 6 | 0.49065
12316 | 6.86 | 1 | 365 | 7.8062 | 0.72049 | 8 | 0.52664
12314 | 7.65 | 1 | 365 | 8.7051 | 0.53086 | 9 | 0.23598
12313 | 5.61 | 1 | 365 | 6.3838 | 0.85597 | 7 | 0.23972
12271 | 3.825 | 1 | 365 | 4.3526 | 0.76543 | 5 | 0.11799
12297 | 6.375 | 1 | 365 | 7.2543 | 0.60905 | 7 | 0.86332
12257 | 7.35 | 1 | 365 | 8.3637 | 0.84338 | 9 | 0.20712
12275 | 7.395 | 1 | 365 | 8.4149 | 0.9465 | 9 | 0.36145
12266 | 5.88 | 1 | 365 | 6.691 | 0.4747 | 7 | 0.1657
12268 | 3.825 | 1 | 365 | 4.3526 | 0.76543 | 5 | 0.11799
12129 | 2.295 | 1 | 365 | 2.6115 | 0.25926 | 2 | 0.87079
12215 | 5.865 | 1 | 365 | 6.6739 | 0.44033 | 7 | 0.11425
12120 | 3.825 | 1 | 365 | 4.3526 | 0.76543 | 5 | 0.11799
12219 | 3.57 | 1 | 365 | 4.0624 | 0.18107 | 4 | 0.24346
12093 | 6.63 | 1 | 365 | 7.5444 | 0.19341 | 7 | 0.73785
12345 | 7.65 | 1 | 365 | 8.7051 | 0.53086 | 9 | 0.23598
12353 | 7.65 | 1 | 365 | 8.7051 | 0.53086 | 9 | 0.23598
12092 | 3.825 | 1 | 365 | 4.3526 | 0.76543 | 5 | 0.11799
12318 | 4.845 | 1 | 365 | 5.5132 | 0.10288 | 5 | 0.61612
12298 | 6.375 | 1 | 365 | 7.2543 | 0.60905 | 7 | 0.86332
12311 | 7.5 | 1 | 365 | 8.5344 | 0.18712 | 8 | 0.72155
12317 | 4.655 | 1 | 365 | 5.297 | 0.66747 | 5 | 0.96451
12320 | 6.375 | 1 | 365 | 7.2543 | 0.60905 | 7 | 0.86332
12339 | 7.14 | 1 | 365 | 8.1248 | 0.36214 | 8 | 0.48692
12360 | 8.16 | 1 | 365 | 9.2855 | 0.69959 | 9 | 0.98505
12008 | 8.67 | 1 | 365 | 9.8658 | 0.86831 | 10 | 0.73411
12046 | 4.41 | 1 | 365 | 5.0182 | 0.10603 | 5 | 0.12427
5916 | 799.47 | 0.9 | 365 | 818.7625 | 0.87042 | 819 | 0.63291
10924 | 3.825 | 1 | 365 | 4.3526 | 0.76543 | 5 | 0.11799
11013 | 4.845 | 1 | 365 | 5.5132 | 0.10288 | 5 | 0.61612
10927 | 7.395 | 1 | 365 | 8.4149 | 0.9465 | 9 | 0.36145
10928 | 7.905 | 1 | 365 | 8.9953 | 0.11522 | 9 | 0.11051
11076 | 6.63 | 1 | 365 | 7.5444 | 0.19341 | 7 | 0.73785
11575 | 6.5 | 1 | 365 | 7.3965 | 0.8955 | 8 | 0.29201
11577 | 9.18 | 1 | 365 | 10.4461 | 0.037035 | 10 | 0.48318
11583 | 2.6 | 1 | 365 | 2.9586 | 0.9582 | 3 | 0.9168
11606 | 8.67 | 1 | 365 | 9.8658 | 0.86831 | 10 | 0.73411
11654 | 7.905 | 1 | 365 | 8.9953 | 0.11522 | 9 | 0.11051
11665 | 9.945 | 1 | 365 | 11.3167 | 0.79012 | 12 | 0.10678
11671 | 8.67 | 1 | 365 | 9.8658 | 0.86831 | 10 | 0.73411
11692 | 7.25 | 1 | 365 | 8.2499 | 0.61422 | 8 | 0.86416
11698 | 4.77 | 1 | 365 | 5.4279 | 0.93101 | 6 | 0.35891
11701 | 10.2 | 1 | 365 | 11.6068 | 0.37448 | 11 | 0.98131
11710 | 5.355 | 1 | 365 | 6.0936 | 0.2716 | 6 | 0.36519
11718 | 16.065 | 1 | 365 | 18.2807 | 0.81481 | 19 | 0.09556
11832 | 5.2 | 1 | 365 | 5.9172 | 0.9164 | 6 | 0.83361
11868 | 9.18 | 1 | 365 | 10.4461 | 0.037035 | 10 | 0.48318
11872 | 4.94 | 1 | 365 | 5.6213 | 0.32058 | 5 | 0.94193
11722 | 6.12 | 1 | 365 | 6.9641 | 0.02469 | 6 | 0.98878
11723 | 8.16 | 1 | 365 | 9.2855 | 0.69959 | 9 | 0.98505
11874 | 6.885 | 1 | 365 | 7.8346 | 0.77778 | 8 | 0.61238
11725 | 2.805 | 1 | 365 | 3.1919 | 0.42798 | 3 | 0.61986
11883 | 4.16 | 1 | 365 | 4.7338 | 0.53312 | 5 | 0.26689
11888 | 8.84 | 1 | 365 | 10.0592 | 0.25789 | 10 | 0.31713
11892 | 6.5 | 1 | 365 | 7.3965 | 0.8955 | 8 | 0.29201
11954 | 3.315 | 1 | 365 | 3.7722 | 0.59671 | 4 | 0.36893
11754 | 7.65 | 1 | 365 | 8.7051 | 0.53086 | 9 | 0.23598
11956 | 6.63 | 1 | 365 | 7.5444 | 0.19341 | 7 | 0.73785
11847 | 7.8 | 1 | 365 | 8.8758 | 0.8746 | 9 | 0.75041
12030 | 5.46 | 1 | 365 | 6.2131 | 0.51222 | 6 | 0.72529
11724 | 10.965 | 1 | 365 | 12.4773 | 0.12757 | 12 | 0.60491
12079 | 6.24 | 1 | 365 | 7.1006 | 0.29968 | 7 | 0.40033
12082 | 7.8 | 1 | 365 | 8.8758 | 0.8746 | 9 | 0.75041
12087 | 7.14 | 1 | 365 | 8.1248 | 0.36214 | 8 | 0.48692
11773 | 7.905 | 1 | 365 | 8.9953 | 0.11522 | 9 | 0.11051
12122 | 2.86 | 1 | 365 | 3.2545 | 0.55402 | 3 | 0.80848
12123 | 5.2 | 1 | 365 | 5.9172 | 0.9164 | 6 | 0.83361
12127 | 2.04 | 1 | 365 | 2.3214 | 0.6749 | 2 | 0.99626
12134 | 6.885 | 1 | 365 | 7.8346 | 0.77778 | 8 | 0.61238
11784 | 5.865 | 1 | 365 | 6.6739 | 0.44033 | 7 | 0.11425
12170 | 3.9 | 1 | 365 | 4.4379 | 0.9373 | 5 | 0.37521
12173 | 9.69 | 1 | 365 | 11.0265 | 0.20576 | 11 | 0.23224
12193 | 3.64 | 1 | 365 | 4.142 | 0.34148 | 4 | 0.48353
12209 | 5.2 | 1 | 365 | 5.9172 | 0.9164 | 6 | 0.83361
11801 | 4.59 | 1 | 365 | 5.2231 | 0.51852 | 5 | 0.74159
12212 | 5.72 | 1 | 365 | 6.5089 | 0.10804 | 6 | 0.61697
12305 | 7.8 | 1 | 365 | 8.8758 | 0.8746 | 9 | 0.75041
11805 | 3.825 | 1 | 365 | 4.3526 | 0.76543 | 5 | 0.11799
12307 | 8.84 | 1 | 365 | 10.0592 | 0.25789 | 10 | 0.31713
12312 | 7.28 | 1 | 365 | 8.2841 | 0.68296 | 8 | 0.96705
12321 | 7.42 | 1 | 365 | 8.4434 | 0.0037907 | 8 | 0.44719
12337 | 9.62 | 1 | 365 | 10.9468 | 0.045346 | 10 | 0.99217
11815 | 4.59 | 1 | 365 | 5.2231 | 0.51852 | 5 | 0.74159
11688 | 2.805 | 1 | 365 | 3.1919 | 0.42798 | 3 | 0.61986
12354 | 6.76 | 1 | 365 | 7.6924 | 0.49132 | 8 | 0.18369
11820 | 5.5 | 1 | 365 | 6.2586 | 0.60389 | 6 | 0.86247
11824 | 4.59 | 1 | 365 | 5.2231 | 0.51852 | 5 | 0.74159
12359 | 7.14 | 1 | 365 | 8.1248 | 0.36214 | 8 | 0.48692
12364 | 4.08 | 1 | 365 | 4.6427 | 0.34979 | 4 | 0.99252
12367 | 5.46 | 1 | 365 | 6.2131 | 0.51222 | 6 | 0.72529
11826 | 3.825 | 1 | 365 | 4.3526 | 0.76543 | 5 | 0.11799
12368 | 7.8 | 1 | 365 | 8.8758 | 0.8746 | 9 | 0.75041
12371 | 4.68 | 1 | 365 | 5.3255 | 0.72476 | 6 | 0.050247
12376 | 4.59 | 1 | 365 | 5.2231 | 0.51852 | 5 | 0.74159
12437 | 6.885 | 1 | 365 | 7.8346 | 0.77778 | 8 | 0.61238
12438 | 5.1 | 1 | 365 | 5.8034 | 0.68724 | 6 | 0.49065
12453 | 6.095 | 1 | 365 | 6.9356 | 0.9674 | 7 | 0.90305
12458 | 12.74 | 1 | 365 | 14.4972 | 0.19519 | 14 | 0.69234
12459 | 4.59 | 1 | 365 | 5.2231 | 0.51852 | 5 | 0.74159
12477 | 10.455 | 1 | 365 | 11.897 | 0.95885 | 12 | 0.85584
12492 | 4.335 | 1 | 365 | 4.9329 | 0.93416 | 5 | 0.86706
12504 | 6.12 | 1 | 365 | 6.9641 | 0.02469 | 6 | 0.98878
12510 | 9.435 | 1 | 365 | 10.7363 | 0.6214 | 11 | 0.35771
12520 | 7.02 | 1 | 365 | 7.9882 | 0.087144 | 8 | 0.075371
12542 | 2.45 | 1 | 365 | 2.7879 | 0.61446 | 3 | 0.40237
12547 | 4.59 | 1 | 365 | 5.2231 | 0.51852 | 5 | 0.74159
12636 | 5.865 | 1 | 365 | 6.6739 | 0.44033 | 7 | 0.11425
12642 | 14.79 | 1 | 365 | 16.8299 | 0.893 | 17 | 0.7229
12646 | 7.395 | 1 | 365 | 8.4149 | 0.9465 | 9 | 0.36145
12649 | 5.355 | 1 | 365 | 6.0936 | 0.2716 | 6 | 0.36519
12650 | 6.375 | 1 | 365 | 7.2543 | 0.60905 | 7 | 0.86332
12651 | 5.75 | 1 | 365 | 6.5431 | 0.17679 | 6 | 0.71985
12660 | 11.73 | 1 | 365 | 13.3478 | 0.88066 | 14 | 0.2285
12665 | 5.1 | 1 | 365 | 5.8034 | 0.68724 | 6 | 0.49065
12666 | 6 | 1 | 365 | 6.8275 | 0.7497 | 7 | 0.57724
12667 | 7.8 | 1 | 365 | 8.8758 | 0.8746 | 9 | 0.75041
12699 | 5.835 | 1 | 365 | 6.6398 | 0.37158 | 7 | 0.011366
12704 | 10.965 | 1 | 365 | 12.4773 | 0.12757 | 12 | 0.60491
12705 | 5.865 | 1 | 365 | 6.6739 | 0.44033 | 7 | 0.11425
12706 | 5.1 | 1 | 365 | 5.8034 | 0.68724 | 6 | 0.49065
12711 | 5.72 | 1 | 365 | 6.5089 | 0.10804 | 6 | 0.61697
12955 | 4.59 | 1 | 365 | 5.2231 | 0.51852 | 5 | 0.74159
12961 | 2.75 | 1 | 365 | 3.1293 | 0.30194 | 3 | 0.43124
13035 | 5.355 | 1 | 365 | 6.0936 | 0.2716 | 6 | 0.36519
13082 | 8.925 | 1 | 365 | 10.156 | 0.45267 | 10 | 0.60864
13085 | 7.905 | 1 | 365 | 8.9953 | 0.11522 | 9 | 0.11051
13088 | 6.12 | 1 | 365 | 6.9641 | 0.02469 | 6 | 0.98878
13089 | 9.18 | 1 | 365 | 10.4461 | 0.037035 | 10 | 0.48318
13143 | 6 | 1 | 365 | 6.8275 | 0.7497 | 7 | 0.57724
13172 | 12.75 | 1 | 365 | 14.5085 | 0.2181 | 14 | 0.72663
13184 | 5.2 | 1 | 365 | 5.9172 | 0.9164 | 6 | 0.83361
13187 | 2.6 | 1 | 365 | 2.9586 | 0.9582 | 3 | 0.9168
13189 | 4.94 | 1 | 365 | 5.6213 | 0.32058 | 5 | 0.94193
13197 | 5.4 | 1 | 365 | 6.1448 | 0.37473 | 6 | 0.51952
13243 | 9.62 | 1 | 365 | 10.9468 | 0.045346 | 10 | 0.99217
13244 | 6.5 | 1 | 365 | 7.3965 | 0.8955 | 8 | 0.29201
13250 | 4.08 | 1 | 365 | 4.6427 | 0.34979 | 4 | 0.99252
13256 | 16.83 | 1 | 365 | 19.1513 | 0.5679 | 19 | 0.71916
13259 | 5.46 | 1 | 365 | 6.2131 | 0.51222 | 6 | 0.72529
13263 | 4.59 | 1 | 365 | 5.2231 | 0.51852 | 5 | 0.74159
13267 | 5.98 | 1 | 365 | 6.8048 | 0.70386 | 7 | 0.50865
13268 | 5.865 | 1 | 365 | 6.6739 | 0.44033 | 7 | 0.11425
13269 | 14.31 | 1 | 365 | 16.2837 | 0.79302 | 17 | 0.076717
13390 | 7.65 | 1 | 365 | 8.7051 | 0.53086 | 9 | 0.23598
12184 | 3.5 | 1 | 365 | 3.9827 | 0.020656 | 4 | 0.00339
12057 | 14.28 | 1 | 365 | 16.2496 | 0.72428 | 16 | 0.97383
13631 | 4.335 | 1 | 365 | 4.9329 | 0.93416 | 5 | 0.86706
13635 | 3.75 | 1 | 365 | 4.2672 | 0.59356 | 4 | 0.86078
13639 | 8.415 | 1 | 365 | 9.5756 | 0.28395 | 9 | 0.85958
13641 | 9.18 | 1 | 365 | 10.4461 | 0.037035 | 10 | 0.48318
13642 | 8.84 | 1 | 365 | 10.0592 | 0.25789 | 10 | 0.31713
13648 | 4.42 | 1 | 365 | 5.0296 | 0.12894 | 5 | 0.15857
13654 | 3.06 | 1 | 365 | 3.482 | 0.012345 | 3 | 0.49439
13657 | 8.16 | 1 | 365 | 9.2855 | 0.69959 | 9 | 0.98505
13663 | 6.63 | 1 | 365 | 7.5444 | 0.19341 | 7 | 0.73785
13669 | 11.73 | 1 | 365 | 13.3478 | 0.88066 | 14 | 0.2285
13693 | 9.36 | 1 | 365 | 10.651 | 0.44953 | 11 | 0.10049
13692 | 6.12 | 1 | 365 | 6.9641 | 0.02469 | 6 | 0.98878
14376 | 4.16 | 1 | 365 | 4.7338 | 0.53312 | 5 | 0.26689
12738 | 6.5 | 1 | 365 | 7.3965 | 0.8955 | 8 | 0.29201
12742 | 3.12 | 1 | 365 | 3.5503 | 0.14984 | 3 | 0.70016
12751 | 8.16 | 1 | 365 | 9.2855 | 0.69959 | 9 | 0.98505
12753 | 6.63 | 1 | 365 | 7.5444 | 0.19341 | 7 | 0.73785
12755 | 7.8 | 1 | 365 | 8.8758 | 0.8746 | 9 | 0.75041
12758 | 3.12 | 1 | 365 | 3.5503 | 0.14984 | 3 | 0.70016
12763 | 8.58 | 1 | 365 | 9.7634 | 0.66207 | 10 | 0.42545
12774 | 9.36 | 1 | 365 | 10.651 | 0.44953 | 11 | 0.10049
12776 | 5.2 | 1 | 365 | 5.9172 | 0.9164 | 6 | 0.83361
12793 | 6.12 | 1 | 365 | 6.9641 | 0.02469 | 6 | 0.98878
12794 | 5.1 | 1 | 365 | 5.8034 | 0.68724 | 6 | 0.49065
12796 | 9.435 | 1 | 365 | 10.7363 | 0.6214 | 11 | 0.35771
12824 | 8.415 | 1 | 365 | 9.5756 | 0.28395 | 9 | 0.85958
12826 | 7.8 | 1 | 365 | 8.8758 | 0.8746 | 9 | 0.75041
13700 | 5.355 | 1 | 365 | 6.0936 | 0.2716 | 6 | 0.36519
12831 | 7.65 | 1 | 365 | 8.7051 | 0.53086 | 9 | 0.23598
12844 | 5.46 | 1 | 365 | 6.2131 | 0.51222 | 6 | 0.72529
14333 | 11.96 | 1 | 365 | 13.6096 | 0.40773 | 14 | 0.017298
12847 | 5.355 | 1 | 365 | 6.0936 | 0.2716 | 6 | 0.36519
14334 | 8.59 | 1 | 365 | 9.7748 | 0.68498 | 10 | 0.45975
12869 | 5.1 | 1 | 365 | 5.8034 | 0.68724 | 6 | 0.49065
14427 | 6.725 | 1 | 365 | 7.6525 | 0.41112 | 8 | 0.063657
12883 | 5.355 | 1 | 365 | 6.0936 | 0.2716 | 6 | 0.36519
12889 | 5.2 | 1 | 365 | 5.9172 | 0.9164 | 6 | 0.83361
14664 | 6.725 | 1 | 365 | 7.6525 | 0.41112 | 8 | 0.063657
12891 | 4.16 | 1 | 365 | 4.7338 | 0.53312 | 5 | 0.26689
12892 | 5.2 | 1 | 365 | 5.9172 | 0.9164 | 6 | 0.83361
12895 | 8.84 | 1 | 365 | 10.0592 | 0.25789 | 10 | 0.31713
14365 | 6.725 | 1 | 365 | 7.6525 | 0.41112 | 8 | 0.063657
14481 | 5.215 | 1 | 365 | 5.9343 | 0.95078 | 6 | 0.88505
12901 | 9.435 | 1 | 365 | 10.7363 | 0.6214 | 11 | 0.35771
12903 | 9.18 | 1 | 365 | 10.4461 | 0.037035 | 10 | 0.48318
12907 | 7.905 | 1 | 365 | 8.9953 | 0.11522 | 9 | 0.11051
12910 | 4.68 | 1 | 365 | 5.3255 | 0.72476 | 6 | 0.050247
12914 | 5.98 | 1 | 365 | 6.8048 | 0.70386 | 7 | 0.50865
12915 | 9.36 | 1 | 365 | 10.651 | 0.44953 | 11 | 0.10049
12924 | 5.72 | 1 | 365 | 6.5089 | 0.10804 | 6 | 0.61697
12927 | 9.18 | 1 | 365 | 10.4461 | 0.037035 | 10 | 0.48318
12940 | 4.68 | 1 | 365 | 5.3255 | 0.72476 | 6 | 0.050247
12941 | 6.12 | 1 | 365 | 6.9641 | 0.02469 | 6 | 0.98878
12943 | 9.88 | 1 | 365 | 11.2427 | 0.64117 | 11 | 0.88386
12945 | 7.02 | 1 | 365 | 7.9882 | 0.087144 | 8 | 0.075371
12948 | 5.1 | 1 | 365 | 5.8034 | 0.68724 | 6 | 0.49065
12950 | 4.16 | 1 | 365 | 4.7338 | 0.53312 | 5 | 0.26689
12952 | 8.32 | 1 | 365 | 9.4675 | 0.066245 | 9 | 0.53377
13403 | 4.94 | 1 | 365 | 5.6213 | 0.32058 | 5 | 0.94193
13405 | 2.295 | 1 | 365 | 2.6115 | 0.25926 | 2 | 0.87079
13408 | 5.1 | 1 | 365 | 5.8034 | 0.68724 | 6 | 0.49065
13413 | 8.32 | 1 | 365 | 9.4675 | 0.066245 | 9 | 0.53377
13414 | 5.2 | 1 | 365 | 5.9172 | 0.9164 | 6 | 0.83361
13491 | 4.94 | 1 | 365 | 5.6213 | 0.32058 | 5 | 0.94193
13495 | 6.24 | 1 | 365 | 7.1006 | 0.29968 | 7 | 0.40033
13497 | 9.62 | 1 | 365 | 10.9468 | 0.045346 | 10 | 0.99217
13500 | 6.5 | 1 | 365 | 7.3965 | 0.8955 | 8 | 0.29201
13507 | 8.32 | 1 | 365 | 9.4675 | 0.066245 | 9 | 0.53377
13508 | 9.36 | 1 | 365 | 10.651 | 0.44953 | 11 | 0.10049
13511 | 2.55 | 1 | 365 | 2.9017 | 0.84362 | 3 | 0.74533
13515 | 8.84 | 1 | 365 | 10.0592 | 0.25789 | 10 | 0.31713
13517 | 4.94 | 1 | 365 | 5.6213 | 0.32058 | 5 | 0.94193
13516 | 5.46 | 1 | 365 | 6.2131 | 0.51222 | 6 | 0.72529
13519 | 8.5 | 1 | 365 | 9.6724 | 0.47874 | 10 | 0.15109
13521 | 7.65 | 1 | 365 | 8.7051 | 0.53086 | 9 | 0.23598
13523 | 3.64 | 1 | 365 | 4.142 | 0.34148 | 4 | 0.48353
13525 | 4.68 | 1 | 365 | 5.3255 | 0.72476 | 6 | 0.050247
13527 | 6.24 | 1 | 365 | 7.1006 | 0.29968 | 7 | 0.40033
13529 | 3.64 | 1 | 365 | 4.142 | 0.34148 | 4 | 0.48353
13530 | 5.46 | 1 | 365 | 6.2131 | 0.51222 | 6 | 0.72529
13531 | 4.68 | 1 | 365 | 5.3255 | 0.72476 | 6 | 0.050247
13532 | 11.985 | 1 | 365 | 13.638 | 0.46502 | 14 | 0.10304
13543 | 7.54 | 1 | 365 | 8.5799 | 0.27878 | 8 | 0.85873
13545 | 7.8 | 1 | 365 | 8.8758 | 0.8746 | 9 | 0.75041
13546 | 8.32 | 1 | 365 | 9.4675 | 0.066245 | 9 | 0.53377
13548 | 5.98 | 1 | 365 | 6.8048 | 0.70386 | 7 | 0.50865
13549 | 3.64 | 1 | 365 | 4.142 | 0.34148 | 4 | 0.48353
13551 | 6.24 | 1 | 365 | 7.1006 | 0.29968 | 7 | 0.40033
13553 | 4.42 | 1 | 365 | 5.0296 | 0.12894 | 5 | 0.15857
13554 | 9.1 | 1 | 365 | 10.3551 | 0.85371 | 11 | 0.20881
13555 | 6.885 | 1 | 365 | 7.8346 | 0.77778 | 8 | 0.61238
13556 | 7.02 | 1 | 365 | 7.9882 | 0.087144 | 8 | 0.075371
13557 | 7.395 | 1 | 365 | 8.4149 | 0.9465 | 9 | 0.36145
13558 | 6.375 | 1 | 365 | 7.2543 | 0.60905 | 7 | 0.86332
13560 | 3.9 | 1 | 365 | 4.4379 | 0.9373 | 5 | 0.37521
13561 | 7.02 | 1 | 365 | 7.9882 | 0.087144 | 8 | 0.075371
14374 | 10.215 | 1 | 365 | 11.6239 | 0.40886 | 12 | 0.032751
13562 | 5.72 | 1 | 365 | 6.5089 | 0.10804 | 6 | 0.61697
13563 | 6.76 | 1 | 365 | 7.6924 | 0.49132 | 8 | 0.18369
14586 | 4.47 | 1 | 365 | 5.0865 | 0.24352 | 5 | 0.33004
13568 | 9.69 | 1 | 365 | 11.0265 | 0.20576 | 11 | 0.23224
14470 | 7.96 | 1 | 365 | 9.0579 | 0.24126 | 9 | 0.29914
13575 | 5.67 | 1 | 365 | 6.452 | 0.99346 | 7 | 0.44549
14389 | 4.47 | 1 | 365 | 5.0865 | 0.24352 | 5 | 0.33004
13580 | 5.72 | 1 | 365 | 6.5089 | 0.10804 | 6 | 0.61697
13581 | 8.16 | 1 | 365 | 9.2855 | 0.69959 | 9 | 0.98505
14453 | 2.98 | 1 | 365 | 3.391 | 0.82902 | 4 | 0.22003
13577 | 6.12 | 1 | 365 | 6.9641 | 0.02469 | 6 | 0.98878
14362 | 3.47 | 1 | 365 | 3.9486 | 0.95191 | 4 | 0.9005
14588 | 8.96 | 1 | 365 | 10.1958 | 0.53288 | 10 | 0.72868
12140 | 5.75 | 1 | 365 | 6.5431 | 0.17679 | 6 | 0.71985
14593 | 6.47 | 1 | 365 | 7.3624 | 0.82676 | 8 | 0.18912
12165 | 107.52 | 0.9 | 365 | 110.1146 | 0.7551 | 110 | 0.86973
14581 | 5.47 | 1 | 365 | 6.2244 | 0.53514 | 6 | 0.75958
12285 | 7.25 | 1 | 365 | 8.2499 | 0.61422 | 8 | 0.86416
14587 | 7.96 | 1 | 365 | 9.0579 | 0.24126 | 9 | 0.29914
11727 | 17.36 | 1 | 365 | 19.7544 | 0.78245 | 20 | 0.53681
12083 | 3.57 | 1 | 365 | 4.0624 | 0.18107 | 4 | 0.24346
14443 | 11.96 | 1 | 365 | 13.6096 | 0.40773 | 14 | 0.017298
12072 | 4.335 | 1 | 365 | 4.9329 | 0.93416 | 5 | 0.86706
14570 | 8.47 | 1 | 365 | 9.6382 | 0.40999 | 10 | 0.048204
14564 | 8.96 | 1 | 365 | 10.1958 | 0.53288 | 10 | 0.72868
11999 | 6.12 | 1 | 365 | 6.9641 | 0.02469 | 6 | 0.98878
14567 | 6.725 | 1 | 365 | 7.6525 | 0.41112 | 8 | 0.063657
12044 | 4.845 | 1 | 365 | 5.5132 | 0.10288 | 5 | 0.61612
12032 | 4.41 | 1 | 365 | 5.0182 | 0.10603 | 5 | 0.12427
14549 | 8.47 | 1 | 365 | 9.6382 | 0.40999 | 10 | 0.048204
12039 | 8.16 | 1 | 365 | 9.2855 | 0.69959 | 9 | 0.98505
12171 | 6.885 | 1 | 365 | 7.8346 | 0.77778 | 8 | 0.61238
14556 | 8.705 | 1 | 365 | 9.9056 | 0.94852 | 10 | 0.85415
12177 | 7.35 | 1 | 365 | 8.3637 | 0.84338 | 9 | 0.20712
12182 | 9.18 | 1 | 365 | 10.4461 | 0.037035 | 10 | 0.48318
14651 | 6.215 | 1 | 365 | 7.0722 | 0.24239 | 7 | 0.31459
12108 | 8.415 | 1 | 365 | 9.5756 | 0.28395 | 9 | 0.85958
14523 | 3.235 | 1 | 365 | 3.6812 | 0.41338 | 4 | 0.094562
14645 | 11.705 | 1 | 365 | 13.3194 | 0.82337 | 14 | 0.14277
14434 | 11.96 | 1 | 365 | 13.6096 | 0.40773 | 14 | 0.017298
14627 | 6.38 | 1 | 365 | 7.26 | 0.62051 | 7 | 0.88047
14607 | 3.315 | 1 | 365 | 3.7722 | 0.59671 | 4 | 0.36893
14724 | 5.98 | 1 | 365 | 6.8048 | 0.70386 | 7 | 0.50865
14621 | 7.47 | 1 | 365 | 8.5003 | 0.11837 | 8 | 0.61866
14538 | 5.215 | 1 | 365 | 5.9343 | 0.95078 | 6 | 0.88505
14609 | 5.47 | 1 | 365 | 6.2244 | 0.53514 | 6 | 0.75958
14543 | 3.47 | 1 | 365 | 3.9486 | 0.95191 | 4 | 0.9005
14557 | 5.645 | 1 | 365 | 6.4236 | 0.93617 | 7 | 0.35975
14592 | 9.96 | 1 | 365 | 11.3337 | 0.8245 | 12 | 0.15822
14711 | 5.725 | 1 | 365 | 6.5146 | 0.1195 | 6 | 0.63412
12062 | 5.5 | 1 | 365 | 6.2586 | 0.60389 | 6 | 0.86247
12074 | 8.085 | 1 | 365 | 9.2001 | 0.52772 | 9 | 0.72783
12035 | 8.925 | 1 | 365 | 10.156 | 0.45267 | 10 | 0.60864
12069 | 3.57 | 1 | 365 | 4.0624 | 0.18107 | 4 | 0.24346
12051 | 7.14 | 1 | 365 | 8.1248 | 0.36214 | 8 | 0.48692
12040 | 5.1 | 1 | 365 | 5.8034 | 0.68724 | 6 | 0.49065
12113 | 9.945 | 1 | 365 | 11.3167 | 0.79012 | 12 | 0.10678
12012 | 6.63 | 1 | 365 | 7.5444 | 0.19341 | 7 | 0.73785
12194 | 1.96 | 1 | 365 | 2.2303 | 0.49157 | 2 | 0.7219
12130 | 6.63 | 1 | 365 | 7.5444 | 0.19341 | 7 | 0.73785
12186 | 8.925 | 1 | 365 | 10.156 | 0.45267 | 10 | 0.60864
12132 | 9.69 | 1 | 365 | 11.0265 | 0.20576 | 11 | 0.23224
12124 | 6.63 | 1 | 365 | 7.5444 | 0.19341 | 7 | 0.73785
12205 | 4.5 | 1 | 365 | 5.1207 | 0.31227 | 5 | 0.43293
12217 | 5.1 | 1 | 365 | 5.8034 | 0.68724 | 6 | 0.49065
14706 | 9.96 | 1 | 365 | 11.3337 | 0.8245 | 12 | 0.15822
12221 | 6.125 | 1 | 365 | 6.9698 | 0.036148 | 7 | 0.0059325
12214 | 6.885 | 1 | 365 | 7.8346 | 0.77778 | 8 | 0.61238
14708 | 4.235 | 1 | 365 | 4.8191 | 0.70499 | 5 | 0.5241
12081 | 7.905 | 1 | 365 | 8.9953 | 0.11522 | 9 | 0.11051
14702 | 5.215 | 1 | 365 | 5.9343 | 0.95078 | 6 | 0.88505
12216 | 7.65 | 1 | 365 | 8.7051 | 0.53086 | 9 | 0.23598
14935 | 11.79 | 1 | 365 | 13.4161 | 0.018153 | 13 | 0.43428
12224 | 5.355 | 1 | 365 | 6.0936 | 0.2716 | 6 | 0.36519
12138 | 3.825 | 1 | 365 | 4.3526 | 0.76543 | 5 | 0.11799
15003 | 8.47 | 1 | 365 | 9.6382 | 0.40999 | 10 | 0.048204
12256 | 4.59 | 1 | 365 | 5.2231 | 0.51852 | 5 | 0.74159
12114 | 5 | 1 | 365 | 5.6896 | 0.45808 | 6 | 0.1477
14989 | 9.96 | 1 | 365 | 11.3337 | 0.8245 | 12 | 0.15822
12250 | 7.395 | 1 | 365 | 8.4149 | 0.9465 | 9 | 0.36145
14983 | 6.47 | 1 | 365 | 7.3624 | 0.82676 | 8 | 0.18912
12218 | 5.61 | 1 | 365 | 6.3838 | 0.85597 | 7 | 0.23972
12235 | 4.335 | 1 | 365 | 4.9329 | 0.93416 | 5 | 0.86706
14985 | 10.215 | 1 | 365 | 11.6239 | 0.40886 | 12 | 0.032751
12245 | 5.865 | 1 | 365 | 6.6739 | 0.44033 | 7 | 0.11425
14760 | 9.96 | 1 | 365 | 11.3337 | 0.8245 | 12 | 0.15822
12244 | 5.355 | 1 | 365 | 6.0936 | 0.2716 | 6 | 0.36519
14988 | 9.96 | 1 | 365 | 11.3337 | 0.8245 | 12 | 0.15822
12231 | 3.675 | 1 | 365 | 4.1819 | 0.42169 | 4 | 0.60356
12227 | 6.885 | 1 | 365 | 7.8346 | 0.77778 | 8 | 0.61238
14959 | 11.96 | 1 | 365 | 13.6096 | 0.40773 | 14 | 0.017298
12228 | 9.69 | 1 | 365 | 11.0265 | 0.20576 | 11 | 0.23224
12334 | 6.885 | 1 | 365 | 7.8346 | 0.77778 | 8 | 0.61238
12126 | 2.805 | 1 | 365 | 3.1919 | 0.42798 | 3 | 0.61986
12207 | 6.375 | 1 | 365 | 7.2543 | 0.60905 | 7 | 0.86332
12352 | 9.555 | 1 | 365 | 10.8729 | 0.89639 | 11 | 0.76925
12243 | 8.16 | 1 | 365 | 9.2855 | 0.69959 | 9 | 0.98505
12201 | 4.59 | 1 | 365 | 5.2231 | 0.51852 | 5 | 0.74159
12358 | 6.12 | 1 | 365 | 6.9641 | 0.02469 | 6 | 0.98878
12097 | 9.31 | 1 | 365 | 10.5941 | 0.33494 | 10 | 0.92902
12363 | 2.295 | 1 | 365 | 2.6115 | 0.25926 | 2 | 0.87079
12191 | 6.12 | 1 | 365 | 6.9641 | 0.02469 | 6 | 0.98878
12295 | 7.905 | 1 | 365 | 8.9953 | 0.11522 | 9 | 0.11051
12347 | 8.16 | 1 | 365 | 9.2855 | 0.69959 | 9 | 0.98505
12222 | 9.435 | 1 | 365 | 10.7363 | 0.6214 | 11 | 0.35771
12342 | 4.59 | 1 | 365 | 5.2231 | 0.51852 | 5 | 0.74159
12343 | 3.315 | 1 | 365 | 3.7722 | 0.59671 | 4 | 0.36893
12199 | 3.92 | 1 | 365 | 4.4607 | 0.98313 | 5 | 0.4438
12472 | 2.8 | 1 | 365 | 3.1862 | 0.41652 | 3 | 0.60271
12786 | 3.57 | 1 | 365 | 4.0624 | 0.18107 | 4 | 0.24346
12470 | 7.83 | 1 | 365 | 8.9099 | 0.94335 | 9 | 0.8533
12486 | 3.825 | 1 | 365 | 4.3526 | 0.76543 | 5 | 0.11799
12783 | 8.16 | 1 | 365 | 9.2855 | 0.69959 | 9 | 0.98505
12785 | 4.59 | 1 | 365 | 5.2231 | 0.51852 | 5 | 0.74159
12489 | 7.905 | 1 | 365 | 8.9953 | 0.11522 | 9 | 0.11051
12782 | 8.16 | 1 | 365 | 9.2855 | 0.69959 | 9 | 0.98505
12478 | 4.165 | 1 | 365 | 4.7395 | 0.54458 | 5 | 0.28403
12799 | 2.205 | 1 | 365 | 2.5091 | 0.053013 | 2 | 0.56214
12784 | 4.335 | 1 | 365 | 4.9329 | 0.93416 | 5 | 0.86706
12501 | 2.04 | 1 | 365 | 2.3214 | 0.6749 | 2 | 0.99626
12848 | 6.12 | 1 | 365 | 6.9641 | 0.02469 | 6 | 0.98878
12842 | 9.69 | 1 | 365 | 11.0265 | 0.20576 | 11 | 0.23224
12306 | 5.1 | 1 | 365 | 5.8034 | 0.68724 | 6 | 0.49065
12836 | 5.865 | 1 | 365 | 6.6739 | 0.44033 | 7 | 0.11425
12839 | 7.395 | 1 | 365 | 8.4149 | 0.9465 | 9 | 0.36145
12198 | 4.59 | 1 | 365 | 5.2231 | 0.51852 | 5 | 0.74159
12853 | 7.14 | 1 | 365 | 8.1248 | 0.36214 | 8 | 0.48692
12833 | 4.75 | 1 | 365 | 5.4051 | 0.88518 | 6 | 0.29031
12481 | 3.315 | 1 | 365 | 3.7722 | 0.59671 | 4 | 0.36893
12828 | 4.655 | 1 | 365 | 5.297 | 0.66747 | 5 | 0.96451
12808 | 7.65 | 1 | 365 | 8.7051 | 0.53086 | 9 | 0.23598
12511 | 8.415 | 1 | 365 | 9.5756 | 0.28395 | 9 | 0.85958
12807 | 3.315 | 1 | 365 | 3.7722 | 0.59671 | 4 | 0.36893
12525 | 7.14 | 1 | 365 | 8.1248 | 0.36214 | 8 | 0.48692
12805 | 6.885 | 1 | 365 | 7.8346 | 0.77778 | 8 | 0.61238
12803 | 3.315 | 1 | 365 | 3.7722 | 0.59671 | 4 | 0.36893
12517 | 5.865 | 1 | 365 | 6.6739 | 0.44033 | 7 | 0.11425
12861 | 3.57 | 1 | 365 | 4.0624 | 0.18107 | 4 | 0.24346
12523 | 6.63 | 1 | 365 | 7.5444 | 0.19341 | 7 | 0.73785
12855 | 8.67 | 1 | 365 | 9.8658 | 0.86831 | 10 | 0.73411
12862 | 5.865 | 1 | 365 | 6.6739 | 0.44033 | 7 | 0.11425
12522 | 6.375 | 1 | 365 | 7.2543 | 0.60905 | 7 | 0.86332
12859 | 7.905 | 1 | 365 | 8.9953 | 0.11522 | 9 | 0.11051
12508 | 3.57 | 1 | 365 | 4.0624 | 0.18107 | 4 | 0.24346
12857 | 6.12 | 1 | 365 | 6.9641 | 0.02469 | 6 | 0.98878
12878 | 3.43 | 1 | 365 | 3.9031 | 0.86024 | 4 | 0.76332
12519 | 2.805 | 1 | 365 | 3.1919 | 0.42798 | 3 | 0.61986
12877 | 4.41 | 1 | 365 | 5.0182 | 0.10603 | 5 | 0.12427
12880 | 6.12 | 1 | 365 | 6.9641 | 0.02469 | 6 | 0.98878
12498 | 4 | 1 | 365 | 4.5517 | 0.16646 | 4 | 0.71816
12874 | 4.08 | 1 | 365 | 4.6427 | 0.34979 | 4 | 0.99252
12879 | 7.905 | 1 | 365 | 8.9953 | 0.11522 | 9 | 0.11051
12875 | 5.865 | 1 | 365 | 6.6739 | 0.44033 | 7 | 0.11425
12515 | 7.395 | 1 | 365 | 8.4149 | 0.9465 | 9 | 0.36145
12876 | 3.315 | 1 | 365 | 3.7722 | 0.59671 | 4 | 0.36893
12535 | 3.92 | 1 | 365 | 4.4607 | 0.98313 | 5 | 0.4438
12872 | 7.905 | 1 | 365 | 8.9953 | 0.11522 | 9 | 0.11051
12873 | 7.75 | 1 | 365 | 8.8189 | 0.76002 | 9 | 0.57893
12886 | 7.65 | 1 | 365 | 8.7051 | 0.53086 | 9 | 0.23598
12893 | 7.65 | 1 | 365 | 8.7051 | 0.53086 | 9 | 0.23598
12908 | 0.75 | 1 | 365 | 0.85344 | 0.71871 | 1 | 0.57215
14752 | 6.725 | 1 | 365 | 7.6525 | 0.41112 | 8 | 0.063657
14747 | 7.365 | 1 | 365 | 8.3808 | 0.87775 | 9 | 0.25856
12537 | 6.86 | 1 | 365 | 7.8062 | 0.72049 | 8 | 0.52664
12536 | 5.865 | 1 | 365 | 6.6739 | 0.44033 | 7 | 0.11425
12539 | 7.395 | 1 | 365 | 8.4149 | 0.9465 | 9 | 0.36145
12533 | 6.885 | 1 | 365 | 7.8346 | 0.77778 | 8 | 0.61238
12420 | 6.12 | 1 | 365 | 6.9641 | 0.02469 | 6 | 0.98878
12590 | 4.08 | 1 | 365 | 4.6427 | 0.34979 | 4 | 0.99252
12584 | 6.63 | 1 | 365 | 7.5444 | 0.19341 | 7 | 0.73785
12606 | 3.315 | 1 | 365 | 3.7722 | 0.59671 | 4 | 0.36893
12607 | 4 | 1 | 365 | 4.5517 | 0.16646 | 4 | 0.71816
12593 | 4.845 | 1 | 365 | 5.5132 | 0.10288 | 5 | 0.61612
12585 | 5.355 | 1 | 365 | 6.0936 | 0.2716 | 6 | 0.36519
12583 | 6.63 | 1 | 365 | 7.5444 | 0.19341 | 7 | 0.73785
12605 | 8.925 | 1 | 365 | 10.156 | 0.45267 | 10 | 0.60864
12615 | 8.16 | 1 | 365 | 9.2855 | 0.69959 | 9 | 0.98505
12613 | 5.355 | 1 | 365 | 6.0936 | 0.2716 | 6 | 0.36519
12618 | 3.675 | 1 | 365 | 4.1819 | 0.42169 | 4 | 0.60356
12614 | 2.805 | 1 | 365 | 3.1919 | 0.42798 | 3 | 0.61986
12608 | 8.16 | 1 | 365 | 9.2855 | 0.69959 | 9 | 0.98505
12616 | 6.63 | 1 | 365 | 7.5444 | 0.19341 | 7 | 0.73785
12619 | 8.925 | 1 | 365 | 10.156 | 0.45267 | 10 | 0.60864
12612 | 6.63 | 1 | 365 | 7.5444 | 0.19341 | 7 | 0.73785
12531 | 5.1 | 1 | 365 | 5.8034 | 0.68724 | 6 | 0.49065
12534 | 8.16 | 1 | 365 | 9.2855 | 0.69959 | 9 | 0.98505
12673 | 66 | 0.9 | 365 | 67.5927 | 0.12199 | 67 | 0.71468
12687 | 3.315 | 1 | 365 | 3.7722 | 0.59671 | 4 | 0.36893
12677 | 5.1 | 1 | 365 | 5.8034 | 0.68724 | 6 | 0.49065
12679 | 5.355 | 1 | 365 | 6.0936 | 0.2716 | 6 | 0.36519
12681 | 7.905 | 1 | 365 | 8.9953 | 0.11522 | 9 | 0.11051
12683 | 8.67 | 1 | 365 | 9.8658 | 0.86831 | 10 | 0.73411
12690 | 4.335 | 1 | 365 | 4.9329 | 0.93416 | 5 | 0.86706
12702 | 4.59 | 1 | 365 | 5.2231 | 0.51852 | 5 | 0.74159
12723 | 8.925 | 1 | 365 | 10.156 | 0.45267 | 10 | 0.60864
12694 | 6.86 | 1 | 365 | 7.8062 | 0.72049 | 8 | 0.52664
12725 | 8.16 | 1 | 365 | 9.2855 | 0.69959 | 9 | 0.98505
12713 | 5.865 | 1 | 365 | 6.6739 | 0.44033 | 7 | 0.11425
12747 | 5.1 | 1 | 365 | 5.8034 | 0.68724 | 6 | 0.49065
12719 | 6.63 | 1 | 365 | 7.5444 | 0.19341 | 7 | 0.73785
12715 | 2.45 | 1 | 365 | 2.7879 | 0.61446 | 3 | 0.40237
12746 | 8.925 | 1 | 365 | 10.156 | 0.45267 | 10 | 0.60864
12744 | 8.415 | 1 | 365 | 9.5756 | 0.28395 | 9 | 0.85958
12737 | 5.61 | 1 | 365 | 6.3838 | 0.85597 | 7 | 0.23972
12813 | 7.2 | 1 | 365 | 8.1931 | 0.49964 | 8 | 0.69269
12599 | 6.375 | 1 | 365 | 7.2543 | 0.60905 | 7 | 0.86332
12754 | 5.355 | 1 | 365 | 6.0936 | 0.2716 | 6 | 0.36519
12759 | 2.25 | 1 | 365 | 2.5603 | 0.15614 | 2 | 0.71646
12801 | 4.335 | 1 | 365 | 4.9329 | 0.93416 | 5 | 0.86706
12787 | 5.1 | 1 | 365 | 5.8034 | 0.68724 | 6 | 0.49065
12781 | 5.88 | 1 | 365 | 6.691 | 0.4747 | 7 | 0.1657
14979 | 4.675 | 1 | 365 | 5.3198 | 0.7133 | 6 | 0.033099
14971 | 8.25 | 1 | 365 | 9.3879 | 0.90583 | 10 | 0.29371
14911 | 6.725 | 1 | 365 | 7.6525 | 0.41112 | 8 | 0.063657
14748 | 8.47 | 1 | 365 | 9.6382 | 0.40999 | 10 | 0.048204
15107 | 5.215 | 1 | 365 | 5.9343 | 0.95078 | 6 | 0.88505
14965 | 8.67 | 1 | 365 | 9.8658 | 0.86831 | 10 | 0.73411
12104 | 4.68 | 1 | 365 | 5.3255 | 0.72476 | 6 | 0.050247
72 | 2526.59 | 0.7 | 365 | 2012.5472 | 0.98185 | 2013 | 0.52903
12377 | 3.64 | 1 | 365 | 4.142 | 0.34148 | 4 | 0.48353
12380 | 6.12 | 1 | 365 | 6.9641 | 0.02469 | 6 | 0.98878
12433 | 3.06 | 1 | 365 | 3.482 | 0.012345 | 3 | 0.49439
12832 | 5.61 | 1 | 365 | 6.3838 | 0.85597 | 7 | 0.23972
11331 | 8.8 | 1 | 365 | 10.0137 | 0.16622 | 10 | 0.17995
11295 | 42.56 | 0.9 | 365 | 43.587 | 0.77806 | 44 | 0.3651
13707 | 2.295 | 1 | 365 | 2.6115 | 0.25926 | 2 | 0.87079
13706 | 5.98 | 1 | 365 | 6.8048 | 0.70386 | 7 | 0.50865
13702 | 8.32 | 1 | 365 | 9.4675 | 0.066245 | 9 | 0.53377
13697 | 4.68 | 1 | 365 | 5.3255 | 0.72476 | 6 | 0.050247
13695 | 8.415 | 1 | 365 | 9.5756 | 0.28395 | 9 | 0.85958
13694 | 7.54 | 1 | 365 | 8.5799 | 0.27878 | 8 | 0.85873
13689 | 7.02 | 1 | 365 | 7.9882 | 0.087144 | 8 | 0.075371
13685 | 5.46 | 1 | 365 | 6.2131 | 0.51222 | 6 | 0.72529
13688 | 2.34 | 1 | 365 | 2.6627 | 0.36238 | 3 | 0.025124
13681 | 13.78 | 1 | 365 | 15.6806 | 0.57847 | 16 | 0.25906
13680 | 13.005 | 1 | 365 | 14.7987 | 0.80247 | 15 | 0.60117
13678 | 11.96 | 1 | 365 | 13.6096 | 0.40773 | 14 | 0.017298
13675 | 10.14 | 1 | 365 | 11.5385 | 0.23699 | 11 | 0.77554
13679 | 14.82 | 1 | 365 | 16.864 | 0.96175 | 17 | 0.82578
13672 | 8.84 | 1 | 365 | 10.0592 | 0.25789 | 10 | 0.31713
13673 | 5.2 | 1 | 365 | 5.9172 | 0.9164 | 6 | 0.83361
13671 | 6.5 | 1 | 365 | 7.3965 | 0.8955 | 8 | 0.29201
13662 | 10.92 | 1 | 365 | 12.4261 | 0.024447 | 12 | 0.45058
13658 | 3.9 | 1 | 365 | 4.4379 | 0.9373 | 5 | 0.37521
14318 | 13.005 | 1 | 365 | 14.7987 | 0.80247 | 15 | 0.60117
13651 | 3.57 | 1 | 365 | 4.0624 | 0.18107 | 4 | 0.24346
13646 | 6.76 | 1 | 365 | 7.6924 | 0.49132 | 8 | 0.18369
13638 | 7.28 | 1 | 365 | 8.2841 | 0.68296 | 8 | 0.96705
13636 | 6.24 | 1 | 365 | 7.1006 | 0.29968 | 7 | 0.40033
13630 | 10.14 | 1 | 365 | 11.5385 | 0.23699 | 11 | 0.77554
13626 | 8.32 | 1 | 365 | 9.4675 | 0.066245 | 9 | 0.53377
13399 | 7.8 | 1 | 365 | 8.8758 | 0.8746 | 9 | 0.75041
13398 | 6.76 | 1 | 365 | 7.6924 | 0.49132 | 8 | 0.18369
13394 | 6.24 | 1 | 365 | 7.1006 | 0.29968 | 7 | 0.40033
13393 | 10.14 | 1 | 365 | 11.5385 | 0.23699 | 11 | 0.77554
13391 | 9.88 | 1 | 365 | 11.2427 | 0.64117 | 11 | 0.88386
13387 | 3.315 | 1 | 365 | 3.7722 | 0.59671 | 4 | 0.36893
13383 | 8.32 | 1 | 365 | 9.4675 | 0.066245 | 9 | 0.53377
13307 | 7.02 | 1 | 365 | 7.9882 | 0.087144 | 8 | 0.075371
13306 | 4.94 | 1 | 365 | 5.6213 | 0.32058 | 5 | 0.94193
13304 | 3.9 | 1 | 365 | 4.4379 | 0.9373 | 5 | 0.37521
13302 | 4.42 | 1 | 365 | 5.0296 | 0.12894 | 5 | 0.15857
13301 | 5.46 | 1 | 365 | 6.2131 | 0.51222 | 6 | 0.72529
13300 | 3.06 | 1 | 365 | 3.482 | 0.012345 | 3 | 0.49439
13299 | 9.36 | 1 | 365 | 10.651 | 0.44953 | 11 | 0.10049
13297 | 8.32 | 1 | 365 | 9.4675 | 0.066245 | 9 | 0.53377
13264 | 6.5 | 1 | 365 | 7.3965 | 0.8955 | 8 | 0.29201
13262 | 12.455 | 1 | 365 | 14.1728 | 0.54208 | 14 | 0.71492
13260 | 4.16 | 1 | 365 | 4.7338 | 0.53312 | 5 | 0.26689
13258 | 7.54 | 1 | 365 | 8.5799 | 0.27878 | 8 | 0.85873
13257 | 5.72 | 1 | 365 | 6.5089 | 0.10804 | 6 | 0.61697
13253 | 9.62 | 1 | 365 | 10.9468 | 0.045346 | 10 | 0.99217
13252 | 7.54 | 1 | 365 | 8.5799 | 0.27878 | 8 | 0.85873
13251 | 9.62 | 1 | 365 | 10.9468 | 0.045346 | 10 | 0.99217
13248 | 7.54 | 1 | 365 | 8.5799 | 0.27878 | 8 | 0.85873
13247 | 4.68 | 1 | 365 | 5.3255 | 0.72476 | 6 | 0.050247
13246 | 10.4 | 1 | 365 | 11.8344 | 0.83281 | 12 | 0.66722
13198 | 6.24 | 1 | 365 | 7.1006 | 0.29968 | 7 | 0.40033
13196 | 6.24 | 1 | 365 | 7.1006 | 0.29968 | 7 | 0.40033
13195 | 3.38 | 1 | 365 | 3.8462 | 0.74566 | 4 | 0.59185
13192 | 8.84 | 1 | 365 | 10.0592 | 0.25789 | 10 | 0.31713
13190 | 5.2 | 1 | 365 | 5.9172 | 0.9164 | 6 | 0.83361
13176 | 3.9 | 1 | 365 | 4.4379 | 0.9373 | 5 | 0.37521
13175 | 9.945 | 1 | 365 | 11.3167 | 0.79012 | 12 | 0.10678
13174 | 5.46 | 1 | 365 | 6.2131 | 0.51222 | 6 | 0.72529
13173 | 10.92 | 1 | 365 | 12.4261 | 0.024447 | 12 | 0.45058
13171 | 5.355 | 1 | 365 | 6.0936 | 0.2716 | 6 | 0.36519
13170 | 8.32 | 1 | 365 | 9.4675 | 0.066245 | 9 | 0.53377
13168 | 7.02 | 1 | 365 | 7.9882 | 0.087144 | 8 | 0.075371
13169 | 6.5 | 1 | 365 | 7.3965 | 0.8955 | 8 | 0.29201
13161 | 7.54 | 1 | 365 | 8.5799 | 0.27878 | 8 | 0.85873
13152 | 13.52 | 1 | 365 | 15.3847 | 0.98265 | 16 | 0.36738
13150 | 11.7 | 1 | 365 | 13.3137 | 0.81191 | 14 | 0.12562
13146 | 6.24 | 1 | 365 | 7.1006 | 0.29968 | 7 | 0.40033
13144 | 8.84 | 1 | 365 | 10.0592 | 0.25789 | 10 | 0.31713
13139 | 2.86 | 1 | 365 | 3.2545 | 0.55402 | 3 | 0.80848
13136 | 7.8 | 1 | 365 | 8.8758 | 0.8746 | 9 | 0.75041
13129 | 4.94 | 1 | 365 | 5.6213 | 0.32058 | 5 | 0.94193
13130 | 11.44 | 1 | 365 | 13.0179 | 0.21609 | 13 | 0.23394
13127 | 8.84 | 1 | 365 | 10.0592 | 0.25789 | 10 | 0.31713
13125 | 4.16 | 1 | 365 | 4.7338 | 0.53312 | 5 | 0.26689
13111 | 5.2 | 1 | 365 | 5.9172 | 0.9164 | 6 | 0.83361
13109 | 2.805 | 1 | 365 | 3.1919 | 0.42798 | 3 | 0.61986
13104 | 6.24 | 1 | 365 | 7.1006 | 0.29968 | 7 | 0.40033
13100 | 6.24 | 1 | 365 | 7.1006 | 0.29968 | 7 | 0.40033
13099 | 5.98 | 1 | 365 | 6.8048 | 0.70386 | 7 | 0.50865
13096 | 8.58 | 1 | 365 | 9.7634 | 0.66207 | 10 | 0.42545
13095 | 11.7 | 1 | 365 | 13.3137 | 0.81191 | 14 | 0.12562
13092 | 6.63 | 1 | 365 | 7.5444 | 0.19341 | 7 | 0.73785
13087 | 3.825 | 1 | 365 | 4.3526 | 0.76543 | 5 | 0.11799
13083 | 5.1 | 1 | 365 | 5.8034 | 0.68724 | 6 | 0.49065
13080 | 5.46 | 1 | 365 | 6.2131 | 0.51222 | 6 | 0.72529
13044 | 10.4 | 1 | 365 | 11.8344 | 0.83281 | 12 | 0.66722
13043 | 5.2 | 1 | 365 | 5.9172 | 0.9164 | 6 | 0.83361
13041 | 6.5 | 1 | 365 | 7.3965 | 0.8955 | 8 | 0.29201
13040 | 10.92 | 1 | 365 | 12.4261 | 0.024447 | 12 | 0.45058
13036 | 5.46 | 1 | 365 | 6.2131 | 0.51222 | 6 | 0.72529
13034 | 3.06 | 1 | 365 | 3.482 | 0.012345 | 3 | 0.49439
13030 | 4.68 | 1 | 365 | 5.3255 | 0.72476 | 6 | 0.050247
13009 | 11.475 | 1 | 365 | 13.0577 | 0.29629 | 13 | 0.35397
13007 | 10.14 | 1 | 365 | 11.5385 | 0.23699 | 11 | 0.77554
13004 | 11.475 | 1 | 365 | 13.0577 | 0.29629 | 13 | 0.35397
13002 | 6.76 | 1 | 365 | 7.6924 | 0.49132 | 8 | 0.18369
12981 | 10.4 | 1 | 365 | 11.8344 | 0.83281 | 12 | 0.66722
12980 | 3.5 | 1 | 365 | 3.9827 | 0.020656 | 4 | 0.00339
12958 | 5.98 | 1 | 365 | 6.8048 | 0.70386 | 7 | 0.50865
12956 | 4.59 | 1 | 365 | 5.2231 | 0.51852 | 5 | 0.74159
12733 | 10.14 | 1 | 365 | 11.5385 | 0.23699 | 11 | 0.77554
12730 | 9.275 | 1 | 365 | 10.5542 | 0.25474 | 10 | 0.80898
12714 | 7.8 | 1 | 365 | 8.8758 | 0.8746 | 9 | 0.75041
12707 | 4.42 | 1 | 365 | 5.0296 | 0.12894 | 5 | 0.15857
12700 | 7.28 | 1 | 365 | 8.2841 | 0.68296 | 8 | 0.96705
12693 | 5.72 | 1 | 365 | 6.5089 | 0.10804 | 6 | 0.61697
12664 | 2.55 | 1 | 365 | 2.9017 | 0.84362 | 3 | 0.74533
12658 | 8.84 | 1 | 365 | 10.0592 | 0.25789 | 10 | 0.31713
12656 | 4.42 | 1 | 365 | 5.0296 | 0.12894 | 5 | 0.15857
12655 | 15.045 | 1 | 365 | 17.1201 | 0.47736 | 17 | 0.59743
12654 | 8.84 | 1 | 365 | 10.0592 | 0.25789 | 10 | 0.31713
12652 | 3.5 | 1 | 365 | 3.9827 | 0.020656 | 4 | 0.00339
12653 | 6.5 | 1 | 365 | 7.3965 | 0.8955 | 8 | 0.29201
12648 | 3.825 | 1 | 365 | 4.3526 | 0.76543 | 5 | 0.11799
12647 | 16.38 | 1 | 365 | 18.6392 | 0.53667 | 19 | 0.17587
12644 | 9.36 | 1 | 365 | 10.651 | 0.44953 | 11 | 0.10049
12639 | 8.32 | 1 | 365 | 9.4675 | 0.066245 | 9 | 0.53377
12638 | 7.28 | 1 | 365 | 8.2841 | 0.68296 | 8 | 0.96705
12637 | 10.14 | 1 | 365 | 11.5385 | 0.23699 | 11 | 0.77554
12566 | 3.06 | 1 | 365 | 3.482 | 0.012345 | 3 | 0.49439
12564 | 4.94 | 1 | 365 | 5.6213 | 0.32058 | 5 | 0.94193
12562 | 6.24 | 1 | 365 | 7.1006 | 0.29968 | 7 | 0.40033
12561 | 7.8 | 1 | 365 | 8.8758 | 0.8746 | 9 | 0.75041
12557 | 4.77 | 1 | 365 | 5.4279 | 0.93101 | 6 | 0.35891
12558 | 9.36 | 1 | 365 | 10.651 | 0.44953 | 11 | 0.10049
12556 | 5.2 | 1 | 365 | 5.9172 | 0.9164 | 6 | 0.83361
12555 | 3.825 | 1 | 365 | 4.3526 | 0.76543 | 5 | 0.11799
12548 | 13.26 | 1 | 365 | 15.0889 | 0.38683 | 15 | 0.4757
12549 | 11.7 | 1 | 365 | 13.3137 | 0.81191 | 14 | 0.12562
12546 | 6.76 | 1 | 365 | 7.6924 | 0.49132 | 8 | 0.18369
12545 | 9.62 | 1 | 365 | 10.9468 | 0.045346 | 10 | 0.99217
12544 | 2.55 | 1 | 365 | 2.9017 | 0.84362 | 3 | 0.74533
12541 | 2 | 1 | 365 | 2.2758 | 0.58323 | 2 | 0.85908
12540 | 5.46 | 1 | 365 | 6.2131 | 0.51222 | 6 | 0.72529
12509 | 10.14 | 1 | 365 | 11.5385 | 0.23699 | 11 | 0.77554
12506 | 4.94 | 1 | 365 | 5.6213 | 0.32058 | 5 | 0.94193
12502 | 7.8 | 1 | 365 | 8.8758 | 0.8746 | 9 | 0.75041
12497 | 2.86 | 1 | 365 | 3.2545 | 0.55402 | 3 | 0.80848
12494 | 3.9 | 1 | 365 | 4.4379 | 0.9373 | 5 | 0.37521
12490 | 7.28 | 1 | 365 | 8.2841 | 0.68296 | 8 | 0.96705
12488 | 4.16 | 1 | 365 | 4.7338 | 0.53312 | 5 | 0.26689
12487 | 3.38 | 1 | 365 | 3.8462 | 0.74566 | 4 | 0.59185
12485 | 8.32 | 1 | 365 | 9.4675 | 0.066245 | 9 | 0.53377
12482 | 7.14 | 1 | 365 | 8.1248 | 0.36214 | 8 | 0.48692
12480 | 5.72 | 1 | 365 | 6.5089 | 0.10804 | 6 | 0.61697
12466 | 5.2 | 1 | 365 | 5.9172 | 0.9164 | 6 | 0.83361
12451 | 7.28 | 1 | 365 | 8.2841 | 0.68296 | 8 | 0.96705
12450 | 11.44 | 1 | 365 | 13.0179 | 0.21609 | 13 | 0.23394
12446 | 10.14 | 1 | 365 | 11.5385 | 0.23699 | 11 | 0.77554
12445 | 6.24 | 1 | 365 | 7.1006 | 0.29968 | 7 | 0.40033
12444 | 8.32 | 1 | 365 | 9.4675 | 0.066245 | 9 | 0.53377
12443 | 6.375 | 1 | 365 | 7.2543 | 0.60905 | 7 | 0.86332
12441 | 10.965 | 1 | 365 | 12.4773 | 0.12757 | 12 | 0.60491
12440 | 9.62 | 1 | 365 | 10.9468 | 0.045346 | 10 | 0.99217
12435 | 6.76 | 1 | 365 | 7.6924 | 0.49132 | 8 | 0.18369
12434 | 4.42 | 1 | 365 | 5.0296 | 0.12894 | 5 | 0.15857
12400 | 8.925 | 1 | 365 | 10.156 | 0.45267 | 10 | 0.60864
12396 | 3.825 | 1 | 365 | 4.3526 | 0.76543 | 5 | 0.11799
12394 | 3.9 | 1 | 365 | 4.4379 | 0.9373 | 5 | 0.37521
12392 | 10.4 | 1 | 365 | 11.8344 | 0.83281 | 12 | 0.66722
12389 | 10.4 | 1 | 365 | 11.8344 | 0.83281 | 12 | 0.66722
12383 | 5.2 | 1 | 365 | 5.9172 | 0.9164 | 6 | 0.83361
12374 | 7.54 | 1 | 365 | 8.5799 | 0.27878 | 8 | 0.85873
11829 | 7.28 | 1 | 365 | 8.2841 | 0.68296 | 8 | 0.96705
11828 | 3 | 1 | 365 | 3.4138 | 0.87485 | 4 | 0.28862
11827 | 11.44 | 1 | 365 | 13.0179 | 0.21609 | 13 | 0.23394
11825 | 5.2 | 1 | 365 | 5.9172 | 0.9164 | 6 | 0.83361
11810 | 15.08 | 1 | 365 | 17.1599 | 0.55757 | 17 | 0.71746
11813 | 2.55 | 1 | 365 | 2.9017 | 0.84362 | 3 | 0.74533
11809 | 3.38 | 1 | 365 | 3.8462 | 0.74566 | 4 | 0.59185
11807 | 5.46 | 1 | 365 | 6.2131 | 0.51222 | 6 | 0.72529
11806 | 11.96 | 1 | 365 | 13.6096 | 0.40773 | 14 | 0.017298
11804 | 7.54 | 1 | 365 | 8.5799 | 0.27878 | 8 | 0.85873
11802 | 10.4 | 1 | 365 | 11.8344 | 0.83281 | 12 | 0.66722
11790 | 2.805 | 1 | 365 | 3.1919 | 0.42798 | 3 | 0.61986
11788 | 11.96 | 1 | 365 | 13.6096 | 0.40773 | 14 | 0.017298
11786 | 3.64 | 1 | 365 | 4.142 | 0.34148 | 4 | 0.48353
11780 | 4.335 | 1 | 365 | 4.9329 | 0.93416 | 5 | 0.86706
11779 | 3.12 | 1 | 365 | 3.5503 | 0.14984 | 3 | 0.70016
11778 | 8.32 | 1 | 365 | 9.4675 | 0.066245 | 9 | 0.53377
11777 | 5.98 | 1 | 365 | 6.8048 | 0.70386 | 7 | 0.50865
11775 | 6.76 | 1 | 365 | 7.6924 | 0.49132 | 8 | 0.18369
11770 | 7.54 | 1 | 365 | 8.5799 | 0.27878 | 8 | 0.85873
11761 | 10.14 | 1 | 365 | 11.5385 | 0.23699 | 11 | 0.77554
11760 | 7.8 | 1 | 365 | 8.8758 | 0.8746 | 9 | 0.75041
11758 | 5.46 | 1 | 365 | 6.2131 | 0.51222 | 6 | 0.72529
11756 | 9.1 | 1 | 365 | 10.3551 | 0.85371 | 11 | 0.20881
11739 | 13 | 1 | 365 | 14.793 | 0.79101 | 15 | 0.58402
11738 | 3.12 | 1 | 365 | 3.5503 | 0.14984 | 3 | 0.70016
11737 | 4.42 | 1 | 365 | 5.0296 | 0.12894 | 5 | 0.15857
11736 | 7.54 | 1 | 365 | 8.5799 | 0.27878 | 8 | 0.85873
11720 | 10.14 | 1 | 365 | 11.5385 | 0.23699 | 11 | 0.77554
11719 | 7.54 | 1 | 365 | 8.5799 | 0.27878 | 8 | 0.85873
11717 | 6.5 | 1 | 365 | 7.3965 | 0.8955 | 8 | 0.29201
11714 | 4.94 | 1 | 365 | 5.6213 | 0.32058 | 5 | 0.94193
11712 | 5.72 | 1 | 365 | 6.5089 | 0.10804 | 6 | 0.61697
11708 | 8.32 | 1 | 365 | 9.4675 | 0.066245 | 9 | 0.53377
11705 | 12.48 | 1 | 365 | 14.2013 | 0.59937 | 14 | 0.80066
11704 | 5.865 | 1 | 365 | 6.6739 | 0.44033 | 7 | 0.11425
11703 | 4.42 | 1 | 365 | 5.0296 | 0.12894 | 5 | 0.15857
11702 | 5.98 | 1 | 365 | 6.8048 | 0.70386 | 7 | 0.50865
11690 | 7.8 | 1 | 365 | 8.8758 | 0.8746 | 9 | 0.75041
11683 | 2.04 | 1 | 365 | 2.3214 | 0.6749 | 2 | 0.99626
11680 | 5.98 | 1 | 365 | 6.8048 | 0.70386 | 7 | 0.50865
11685 | 8.06 | 1 | 365 | 9.1717 | 0.47042 | 9 | 0.64209
11682 | 12.495 | 1 | 365 | 14.2184 | 0.63374 | 14 | 0.8521
11679 | 7.395 | 1 | 365 | 8.4149 | 0.9465 | 9 | 0.36145
11670 | 5.46 | 1 | 365 | 6.2131 | 0.51222 | 6 | 0.72529
11669 | 6.12 | 1 | 365 | 6.9641 | 0.02469 | 6 | 0.98878
11668 | 8.32 | 1 | 365 | 9.4675 | 0.066245 | 9 | 0.53377
11667 | 3.64 | 1 | 365 | 4.142 | 0.34148 | 4 | 0.48353
11664 | 4.16 | 1 | 365 | 4.7338 | 0.53312 | 5 | 0.26689
11643 | 8.58 | 1 | 365 | 9.7634 | 0.66207 | 10 | 0.42545
11663 | 11.44 | 1 | 365 | 13.0179 | 0.21609 | 13 | 0.23394
11660 | 12.22 | 1 | 365 | 13.9054 | 0.0035475 | 13 | 0.90898
11659 | 10.14 | 1 | 365 | 11.5385 | 0.23699 | 11 | 0.77554
11658 | 5.2 | 1 | 365 | 5.9172 | 0.9164 | 6 | 0.83361
11657 | 5.355 | 1 | 365 | 6.0936 | 0.2716 | 6 | 0.36519
11655 | 4.16 | 1 | 365 | 4.7338 | 0.53312 | 5 | 0.26689
11652 | 2.805 | 1 | 365 | 3.1919 | 0.42798 | 3 | 0.61986
11651 | 5.72 | 1 | 365 | 6.5089 | 0.10804 | 6 | 0.61697
11641 | 4.16 | 1 | 365 | 4.7338 | 0.53312 | 5 | 0.26689
11615 | 13.26 | 1 | 365 | 15.0889 | 0.38683 | 15 | 0.4757
11605 | 5.72 | 1 | 365 | 6.5089 | 0.10804 | 6 | 0.61697
11584 | 8.58 | 1 | 365 | 9.7634 | 0.66207 | 10 | 0.42545
11581 | 3.9 | 1 | 365 | 4.4379 | 0.9373 | 5 | 0.37521
11580 | 3.12 | 1 | 365 | 3.5503 | 0.14984 | 3 | 0.70016
11579 | 2.08 | 1 | 365 | 2.3669 | 0.76656 | 3 | 0.13344
11578 | 8.5 | 1 | 365 | 9.6724 | 0.47874 | 10 | 0.15109
11576 | 7.8 | 1 | 365 | 8.8758 | 0.8746 | 9 | 0.75041
11574 | 9.88 | 1 | 365 | 11.2427 | 0.64117 | 11 | 0.88386
11572 | 5.98 | 1 | 365 | 6.8048 | 0.70386 | 7 | 0.50865
11568 | 6.885 | 1 | 365 | 7.8346 | 0.77778 | 8 | 0.61238
11567 | 6.5 | 1 | 365 | 7.3965 | 0.8955 | 8 | 0.29201
11556 | 7.28 | 1 | 365 | 8.2841 | 0.68296 | 8 | 0.96705
11552 | 4.16 | 1 | 365 | 4.7338 | 0.53312 | 5 | 0.26689
11077 | 7.54 | 1 | 365 | 8.5799 | 0.27878 | 8 | 0.85873
10966 | 9.88 | 1 | 365 | 11.2427 | 0.64117 | 11 | 0.88386
10978 | 4.42 | 1 | 365 | 5.0296 | 0.12894 | 5 | 0.15857
11054 | 4.68 | 1 | 365 | 5.3255 | 0.72476 | 6 | 0.050247
11039 | 5.2 | 1 | 365 | 5.9172 | 0.9164 | 6 | 0.83361
11035 | 9.36 | 1 | 365 | 10.651 | 0.44953 | 11 | 0.10049
11021 | 5.61 | 1 | 365 | 6.3838 | 0.85597 | 7 | 0.23972
11019 | 8.32 | 1 | 365 | 9.4675 | 0.066245 | 9 | 0.53377
10922 | 6.24 | 1 | 365 | 7.1006 | 0.29968 | 7 | 0.40033
10969 | 5.46 | 1 | 365 | 6.2131 | 0.51222 | 6 | 0.72529
10983 | 7.14 | 1 | 365 | 8.1248 | 0.36214 | 8 | 0.48692
10976 | 11.96 | 1 | 365 | 13.6096 | 0.40773 | 14 | 0.017298
11298 | 3.12 | 1 | 365 | 3.5503 | 0.14984 | 3 | 0.70016
11317 | 5.865 | 1 | 365 | 6.6739 | 0.44033 | 7 | 0.11425
10977 | 6.5 | 1 | 365 | 7.3965 | 0.8955 | 8 | 0.29201
10965 | 7.8 | 1 | 365 | 8.8758 | 0.8746 | 9 | 0.75041
10968 | 5.72 | 1 | 365 | 6.5089 | 0.10804 | 6 | 0.61697
10974 | 4.68 | 1 | 365 | 5.3255 | 0.72476 | 6 | 0.050247
11232 | 7.65 | 1 | 365 | 8.7051 | 0.53086 | 9 | 0.23598
11043 | 5.98 | 1 | 365 | 6.8048 | 0.70386 | 7 | 0.50865
13822 | 7.65 | 1 | 365 | 8.7051 | 0.53086 | 9 | 0.23598
13736 | 7.65 | 1 | 365 | 8.7051 | 0.53086 | 9 | 0.23598
13793 | 5.355 | 1 | 365 | 6.0936 | 0.2716 | 6 | 0.36519
13852 | 2.6 | 1 | 365 | 2.9586 | 0.9582 | 3 | 0.9168
13851 | 3.64 | 1 | 365 | 4.142 | 0.34148 | 4 | 0.48353
13847 | 10.965 | 1 | 365 | 12.4773 | 0.12757 | 12 | 0.60491
13316 | 6.885 | 1 | 365 | 7.8346 | 0.77778 | 8 | 0.61238
13366 | 9.435 | 1 | 365 | 10.7363 | 0.6214 | 11 | 0.35771
13323 | 7.65 | 1 | 365 | 8.7051 | 0.53086 | 9 | 0.23598
13386 | 3.75 | 1 | 365 | 4.2672 | 0.59356 | 4 | 0.86078
13395 | 8.16 | 1 | 365 | 9.2855 | 0.69959 | 9 | 0.98505
13846 | 8.84 | 1 | 365 | 10.0592 | 0.25789 | 10 | 0.31713
13361 | 7.14 | 1 | 365 | 8.1248 | 0.36214 | 8 | 0.48692
13841 | 8.925 | 1 | 365 | 10.156 | 0.45267 | 10 | 0.60864
13474 | 9.69 | 1 | 365 | 11.0265 | 0.20576 | 11 | 0.23224
13505 | 9.435 | 1 | 365 | 10.7363 | 0.6214 | 11 | 0.35771
13406 | 5.355 | 1 | 365 | 6.0936 | 0.2716 | 6 | 0.36519
13484 | 2.55 | 1 | 365 | 2.9017 | 0.84362 | 3 | 0.74533
13498 | 6.885 | 1 | 365 | 7.8346 | 0.77778 | 8 | 0.61238
13335 | 7.905 | 1 | 365 | 8.9953 | 0.11522 | 9 | 0.11051
13488 | 4.59 | 1 | 365 | 5.2231 | 0.51852 | 5 | 0.74159
13475 | 7.65 | 1 | 365 | 8.7051 | 0.53086 | 9 | 0.23598
13828 | 6.12 | 1 | 365 | 6.9641 | 0.02469 | 6 | 0.98878
13667 | 8.415 | 1 | 365 | 9.5756 | 0.28395 | 9 | 0.85958
13704 | 5.88 | 1 | 365 | 6.691 | 0.4747 | 7 | 0.1657
13698 | 4.08 | 1 | 365 | 4.6427 | 0.34979 | 4 | 0.99252
13337 | 8 | 1 | 365 | 9.1034 | 0.33293 | 9 | 0.43632
13696 | 9.69 | 1 | 365 | 11.0265 | 0.20576 | 11 | 0.23224
13837 | 7.14 | 1 | 365 | 8.1248 | 0.36214 | 8 | 0.48692
13840 | 11.475 | 1 | 365 | 13.0577 | 0.29629 | 13 | 0.35397
13835 | 3.75 | 1 | 365 | 4.2672 | 0.59356 | 4 | 0.86078
13834 | 5.72 | 1 | 365 | 6.5089 | 0.10804 | 6 | 0.61697
13827 | 6.76 | 1 | 365 | 7.6924 | 0.49132 | 8 | 0.18369
13824 | 3.57 | 1 | 365 | 4.0624 | 0.18107 | 4 | 0.24346
13823 | 3.825 | 1 | 365 | 4.3526 | 0.76543 | 5 | 0.11799
13821 | 13.06 | 1 | 365 | 14.8613 | 0.9285 | 15 | 0.78979
13804 | 8.96 | 1 | 365 | 10.1958 | 0.53288 | 10 | 0.72868
13334 | 3.825 | 1 | 365 | 4.3526 | 0.76543 | 5 | 0.11799
13820 | 3.64 | 1 | 365 | 4.142 | 0.34148 | 4 | 0.48353
13814 | 6.375 | 1 | 365 | 7.2543 | 0.60905 | 7 | 0.86332
13809 | 4.16 | 1 | 365 | 4.7338 | 0.53312 | 5 | 0.26689
13803 | 6 | 1 | 365 | 6.8275 | 0.7497 | 7 | 0.57724
13791 | 9.435 | 1 | 365 | 10.7363 | 0.6214 | 11 | 0.35771
13785 | 5.2 | 1 | 365 | 5.9172 | 0.9164 | 6 | 0.83361
13783 | 3.825 | 1 | 365 | 4.3526 | 0.76543 | 5 | 0.11799
13780 | 3.825 | 1 | 365 | 4.3526 | 0.76543 | 5 | 0.11799
13778 | 8.58 | 1 | 365 | 9.7634 | 0.66207 | 10 | 0.42545
13772 | 5.98 | 1 | 365 | 6.8048 | 0.70386 | 7 | 0.50865
13771 | 9.435 | 1 | 365 | 10.7363 | 0.6214 | 11 | 0.35771
13766 | 4.08 | 1 | 365 | 4.6427 | 0.34979 | 4 | 0.99252
13757 | 8.84 | 1 | 365 | 10.0592 | 0.25789 | 10 | 0.31713
13751 | 5.1 | 1 | 365 | 5.8034 | 0.68724 | 6 | 0.49065
13755 | 3.9 | 1 | 365 | 4.4379 | 0.9373 | 5 | 0.37521
13750 | 9.1 | 1 | 365 | 10.3551 | 0.85371 | 11 | 0.20881
13749 | 13 | 1 | 365 | 14.793 | 0.79101 | 15 | 0.58402
13748 | 8.84 | 1 | 365 | 10.0592 | 0.25789 | 10 | 0.31713
13747 | 7.14 | 1 | 365 | 8.1248 | 0.36214 | 8 | 0.48692
13709 | 8.16 | 1 | 365 | 9.2855 | 0.69959 | 9 | 0.98505
13676 | 12.24 | 1 | 365 | 13.9282 | 0.04938 | 13 | 0.97757
13668 | 6.12 | 1 | 365 | 6.9641 | 0.02469 | 6 | 0.98878
13427 | 8.16 | 1 | 365 | 9.2855 | 0.69959 | 9 | 0.98505
13625 | 5.32 | 1 | 365 | 6.0538 | 0.1914 | 6 | 0.24515
13479 | 2.55 | 1 | 365 | 2.9017 | 0.84362 | 3 | 0.74533
13616 | 5.49 | 1 | 365 | 6.2472 | 0.58097 | 6 | 0.82817
13585 | 7.905 | 1 | 365 | 8.9953 | 0.11522 | 9 | 0.11051
13613 | 19.74 | 1 | 365 | 22.4626 | 0.2365 | 22 | 0.69912
13586 | 4.08 | 1 | 365 | 4.6427 | 0.34979 | 4 | 0.99252
13588 | 9.69 | 1 | 365 | 11.0265 | 0.20576 | 11 | 0.23224
13594 | 4.75 | 1 | 365 | 5.4051 | 0.88518 | 6 | 0.29031
13596 | 5.61 | 1 | 365 | 6.3838 | 0.85597 | 7 | 0.23972
13902 | 6.76 | 1 | 365 | 7.6924 | 0.49132 | 8 | 0.18369
13904 | 6.5 | 1 | 365 | 7.3965 | 0.8955 | 8 | 0.29201
13867 | 5.61 | 1 | 365 | 6.3838 | 0.85597 | 7 | 0.23972
13873 | 5.46 | 1 | 365 | 6.2131 | 0.51222 | 6 | 0.72529
13876 | 4.59 | 1 | 365 | 5.2231 | 0.51852 | 5 | 0.74159
13870 | 4.16 | 1 | 365 | 4.7338 | 0.53312 | 5 | 0.26689
13830 | 3.675 | 1 | 365 | 4.1819 | 0.42169 | 4 | 0.60356
13740 | 5.1 | 1 | 365 | 5.8034 | 0.68724 | 6 | 0.49065
13844 | 6.375 | 1 | 365 | 7.2543 | 0.60905 | 7 | 0.86332
13836 | 6.12 | 1 | 365 | 6.9641 | 0.02469 | 6 | 0.98878
13855 | 2.295 | 1 | 365 | 2.6115 | 0.25926 | 2 | 0.87079
13781 | 4.08 | 1 | 365 | 4.6427 | 0.34979 | 4 | 0.99252
13794 | 5.355 | 1 | 365 | 6.0936 | 0.2716 | 6 | 0.36519
13854 | 3.825 | 1 | 365 | 4.3526 | 0.76543 | 5 | 0.11799
13779 | 3.06 | 1 | 365 | 3.482 | 0.012345 | 3 | 0.49439
13789 | 5.39 | 1 | 365 | 6.1334 | 0.35181 | 6 | 0.48522
13769 | 3.315 | 1 | 365 | 3.7722 | 0.59671 | 4 | 0.36893
13916 | 5.355 | 1 | 365 | 6.0936 | 0.2716 | 6 | 0.36519
12745 | 9.8 | 1 | 365 | 11.1517 | 0.45784 | 11 | 0.60949
13756 | 5.1 | 1 | 365 | 5.8034 | 0.68724 | 6 | 0.49065
13745 | 3.185 | 1 | 365 | 3.6243 | 0.2988 | 3 | 0.92308
11592 | 438.75 | 0.9 | 365 | 449.3377 | 0.90187 | 450 | 0.23961
11601 | 269.75 | 1 | 365 | 306.955 | 0.16342 | 307 | 0.11841
6781 | 590 | 0.9 | 365 | 604.2376 | 0.8481 | 605 | 0.08574
14599 | 5.98 | 1 | 365 | 6.8048 | 0.70386 | 7 | 0.50865
11590 | 195 | 0.9 | 365 | 199.7057 | 0.17861 | 199 | 0.88427
11591 | 120.25 | 0.9 | 365 | 123.1518 | 0.010142 | 123 | 0.16197
14597 | 6.63 | 1 | 365 | 7.5444 | 0.19341 | 7 | 0.73785
14451 | 10.215 | 1 | 365 | 11.6239 | 0.40886 | 12 | 0.032751
14509 | 11.96 | 1 | 365 | 13.6096 | 0.40773 | 14 | 0.017298
14653 | 3.775 | 1 | 365 | 4.2957 | 0.65085 | 4 | 0.94651
14397 | 4.725 | 1 | 365 | 5.3767 | 0.82789 | 6 | 0.20458
14323 | 4.98 | 1 | 365 | 5.6669 | 0.41225 | 6 | 0.079109
14346 | 6.725 | 1 | 365 | 7.6525 | 0.41112 | 8 | 0.063657
14493 | 6.215 | 1 | 365 | 7.0722 | 0.24239 | 7 | 0.31459
1668 | 11.22 | 1 | 365 | 12.7675 | 0.71193 | 13 | 0.47944
13255 | 9.18 | 1 | 365 | 10.4461 | 0.037035 | 10 | 0.48318
13178 | 6.375 | 1 | 365 | 7.2543 | 0.60905 | 7 | 0.86332
13165 | 4.68 | 1 | 365 | 5.3255 | 0.72476 | 6 | 0.050247
13456 | 7.905 | 1 | 365 | 8.9953 | 0.11522 | 9 | 0.11051
12767 | 8.06 | 1 | 365 | 9.1717 | 0.47042 | 9 | 0.64209
13448 | 11.76 | 1 | 365 | 13.382 | 0.9494 | 14 | 0.33139
12674 | 5.2 | 1 | 365 | 5.9172 | 0.9164 | 6 | 0.83361
12346 | 6.63 | 1 | 365 | 7.5444 | 0.19341 | 7 | 0.73785
13443 | 8.175 | 1 | 365 | 9.3025 | 0.73396 | 10 | 0.03649
12174 | 9.36 | 1 | 365 | 10.651 | 0.44953 | 11 | 0.10049
11689 | 10.2 | 1 | 365 | 11.6068 | 0.37448 | 11 | 0.98131
11539 | 11.18 | 1 | 365 | 12.722 | 0.62027 | 13 | 0.34226
12471 | 11.445 | 1 | 365 | 13.0235 | 0.22755 | 13 | 0.25109
13360 | 6.9 | 1 | 365 | 7.8517 | 0.81215 | 8 | 0.66383
10973 | 11.73 | 1 | 365 | 13.3478 | 0.88066 | 14 | 0.2285
10970 | 17.085 | 1 | 365 | 19.4414 | 0.15226 | 19 | 0.59369
13389 | 7.14 | 1 | 365 | 8.1248 | 0.36214 | 8 | 0.48692
13309 | 5.61 | 1 | 365 | 6.3838 | 0.85597 | 7 | 0.23972
13377 | 3.57 | 1 | 365 | 4.0624 | 0.18107 | 4 | 0.24346
13388 | 2.55 | 1 | 365 | 2.9017 | 0.84362 | 3 | 0.74533
13372 | 7.905 | 1 | 365 | 8.9953 | 0.11522 | 9 | 0.11051
13397 | 6.615 | 1 | 365 | 7.5274 | 0.15904 | 7 | 0.68641
13369 | 9.69 | 1 | 365 | 11.0265 | 0.20576 | 11 | 0.23224
13364 | 6.25 | 1 | 365 | 7.112 | 0.3226 | 7 | 0.43462
13106 | 5.88 | 1 | 365 | 6.691 | 0.4747 | 7 | 0.1657
13090 | 5.1 | 1 | 365 | 5.8034 | 0.68724 | 6 | 0.49065
12722 | 5.355 | 1 | 365 | 6.0936 | 0.2716 | 6 | 0.36519
13401 | 2.55 | 1 | 365 | 2.9017 | 0.84362 | 3 | 0.74533
13289 | 6.375 | 1 | 365 | 7.2543 | 0.60905 | 7 | 0.86332
13404 | 5.39 | 1 | 365 | 6.1334 | 0.35181 | 6 | 0.48522
12507 | 2.805 | 1 | 365 | 3.1919 | 0.42798 | 3 | 0.61986
13292 | 5 | 1 | 365 | 5.6896 | 0.45808 | 6 | 0.1477
13409 | 4.59 | 1 | 365 | 5.2231 | 0.51852 | 5 | 0.74159
12070 | 4.59 | 1 | 365 | 5.2231 | 0.51852 | 5 | 0.74159
13368 | 6.37 | 1 | 365 | 7.2486 | 0.59759 | 7 | 0.84617
13362 | 6.885 | 1 | 365 | 7.8346 | 0.77778 | 8 | 0.61238
13294 | 6.63 | 1 | 365 | 7.5444 | 0.19341 | 7 | 0.73785
13277 | 9.435 | 1 | 365 | 10.7363 | 0.6214 | 11 | 0.35771
13272 | 3.43 | 1 | 365 | 3.9031 | 0.86024 | 4 | 0.76332
13374 | 3.675 | 1 | 365 | 4.1819 | 0.42169 | 4 | 0.60356
13378 | 3.315 | 1 | 365 | 3.7722 | 0.59671 | 4 | 0.36893
13295 | 8.16 | 1 | 365 | 9.2855 | 0.69959 | 9 | 0.98505
13293 | 7.65 | 1 | 365 | 8.7051 | 0.53086 | 9 | 0.23598
13279 | 7.905 | 1 | 365 | 8.9953 | 0.11522 | 9 | 0.11051
13003 | 4.845 | 1 | 365 | 5.5132 | 0.10288 | 5 | 0.61612
13311 | 5.865 | 1 | 365 | 6.6739 | 0.44033 | 7 | 0.11425
13313 | 7.14 | 1 | 365 | 8.1248 | 0.36214 | 8 | 0.48692
12957 | 8.67 | 1 | 365 | 9.8658 | 0.86831 | 10 | 0.73411
12849 | 7.65 | 1 | 365 | 8.7051 | 0.53086 | 9 | 0.23598
11085 | 10.455 | 1 | 365 | 11.897 | 0.95885 | 12 | 0.85584
13261 | 4.24 | 1 | 365 | 4.8248 | 0.71645 | 5 | 0.54125
13032 | 2.5 | 1 | 365 | 2.8448 | 0.72904 | 3 | 0.57385
12709 | 12.74 | 1 | 365 | 14.4972 | 0.19519 | 14 | 0.69234
15280 | 6.25 | 1 | 365 | 7.112 | 0.3226 | 7 | 0.43462
12662 | 7.28 | 1 | 365 | 8.2841 | 0.68296 | 8 | 0.96705
12449 | 7.14 | 1 | 365 | 8.1248 | 0.36214 | 8 | 0.48692
12384 | 8.67 | 1 | 365 | 9.8658 | 0.86831 | 10 | 0.73411
11838 | 4.335 | 1 | 365 | 4.9329 | 0.93416 | 5 | 0.86706
11834 | 7.02 | 1 | 365 | 7.9882 | 0.087144 | 8 | 0.075371
138 | 1275 | 0.7 | 365 | 1015.5972 | 0.26728 | 1015 | 0.86445
10893 | 3.9 | 1 | 365 | 4.4379 | 0.9373 | 5 | 0.37521
11814 | 7.02 | 1 | 365 | 7.9882 | 0.087144 | 8 | 0.075371
11666 | 8.58 | 1 | 365 | 9.7634 | 0.66207 | 10 | 0.42545
11569 | 14.025 | 1 | 365 | 15.9594 | 0.13991 | 16 | 0.099299
11501 | 7.905 | 1 | 365 | 8.9953 | 0.11522 | 9 | 0.11051
11490 | 6.375 | 1 | 365 | 7.2543 | 0.60905 | 7 | 0.86332
11221 | 4.5 | 1 | 365 | 5.1207 | 0.31227 | 5 | 0.43293
11075 | 12.495 | 1 | 365 | 14.2184 | 0.63374 | 14 | 0.8521
11041 | 9.18 | 1 | 365 | 10.4461 | 0.037035 | 10 | 0.48318
13167 | 2.94 | 1 | 365 | 3.3455 | 0.73735 | 4 | 0.082848
13375 | 912 | 1 | 365 | 1037.7867 | 0.95379 | 1038 | 0.74048
13179 | 8.415 | 1 | 365 | 9.5756 | 0.28395 | 9 | 0.85958
13078 | 3.825 | 1 | 365 | 4.3526 | 0.76543 | 5 | 0.11799
13140 | 5.865 | 1 | 365 | 6.6739 | 0.44033 | 7 | 0.11425
13131 | 3.825 | 1 | 365 | 4.3526 | 0.76543 | 5 | 0.11799
13098 | 7.14 | 1 | 365 | 8.1248 | 0.36214 | 8 | 0.48692
13367 | 6.375 | 1 | 365 | 7.2543 | 0.60905 | 7 | 0.86332
13358 | 11.4 | 1 | 365 | 12.9723 | 0.12442 | 13 | 0.096756
12998 | 6.63 | 1 | 365 | 7.5444 | 0.19341 | 7 | 0.73785
12994 | 3.43 | 1 | 365 | 3.9031 | 0.86024 | 4 | 0.76332
11031 | 11.73 | 1 | 365 | 13.3478 | 0.88066 | 14 | 0.2285
11036 | 14.28 | 1 | 365 | 16.2496 | 0.72428 | 16 | 0.97383
15021 | 6.725 | 1 | 365 | 7.6525 | 0.41112 | 8 | 0.063657
13164 | 6.25 | 1 | 365 | 7.112 | 0.3226 | 7 | 0.43462
13108 | 9.18 | 1 | 365 | 10.4461 | 0.037035 | 10 | 0.48318
12984 | 7.595 | 1 | 365 | 8.6425 | 0.40482 | 9 | 0.047356
15100 | 14.25 | 1 | 365 | 16.2154 | 0.65553 | 16 | 0.87094
15022 | 8.47 | 1 | 365 | 9.6382 | 0.40999 | 10 | 0.048204
15104 | 6.47 | 1 | 365 | 7.3624 | 0.82676 | 8 | 0.18912
15067 | 10.215 | 1 | 365 | 11.6239 | 0.40886 | 12 | 0.032751
13270 | 5.1 | 1 | 365 | 5.8034 | 0.68724 | 6 | 0.49065
13183 | 7.545 | 1 | 365 | 8.5856 | 0.29024 | 8 | 0.87588
13320 | 4.4 | 1 | 365 | 5.0069 | 0.08311 | 5 | 0.089976
13276 | 5.61 | 1 | 365 | 6.3838 | 0.85597 | 7 | 0.23972
15033 | 6.215 | 1 | 365 | 7.0722 | 0.24239 | 7 | 0.31459
15011 | 4.725 | 1 | 365 | 5.3767 | 0.82789 | 6 | 0.20458
13102 | 6.5 | 1 | 365 | 7.3965 | 0.8955 | 8 | 0.29201
13101 | 5.1 | 1 | 365 | 5.8034 | 0.68724 | 6 | 0.49065
13116 | 6.375 | 1 | 365 | 7.2543 | 0.60905 | 7 | 0.86332
13137 | 4.845 | 1 | 365 | 5.5132 | 0.10288 | 5 | 0.61612
13151 | 3.57 | 1 | 365 | 4.0624 | 0.18107 | 4 | 0.24346
13105 | 6.12 | 1 | 365 | 6.9641 | 0.02469 | 6 | 0.98878
13113 | 2.295 | 1 | 365 | 2.6115 | 0.25926 | 2 | 0.87079
13097 | 7.65 | 1 | 365 | 8.7051 | 0.53086 | 9 | 0.23598
13154 | 9.555 | 1 | 365 | 10.8729 | 0.89639 | 11 | 0.76925
13157 | 7.14 | 1 | 365 | 8.1248 | 0.36214 | 8 | 0.48692
13134 | 3.825 | 1 | 365 | 4.3526 | 0.76543 | 5 | 0.11799
13119 | 2.805 | 1 | 365 | 3.1919 | 0.42798 | 3 | 0.61986
13163 | 9.18 | 1 | 365 | 10.4461 | 0.037035 | 10 | 0.48318
13149 | 6.12 | 1 | 365 | 6.9641 | 0.02469 | 6 | 0.98878
13038 | 5.355 | 1 | 365 | 6.0936 | 0.2716 | 6 | 0.36519
13084 | 3.57 | 1 | 365 | 4.0624 | 0.18107 | 4 | 0.24346
13110 | 5.355 | 1 | 365 | 6.0936 | 0.2716 | 6 | 0.36519
13079 | 9.69 | 1 | 365 | 11.0265 | 0.20576 | 11 | 0.23224
13093 | 4 | 1 | 365 | 4.5517 | 0.16646 | 4 | 0.71816
13077 | 3.06 | 1 | 365 | 3.482 | 0.012345 | 3 | 0.49439
13142 | 11.22 | 1 | 365 | 12.7675 | 0.71193 | 13 | 0.47944
13091 | 5.805 | 1 | 365 | 6.6056 | 0.30283 | 6 | 0.90848
13086 | 6.63 | 1 | 365 | 7.5444 | 0.19341 | 7 | 0.73785
15010 | 5.725 | 1 | 365 | 6.5146 | 0.1195 | 6 | 0.63412
13094 | 5.355 | 1 | 365 | 6.0936 | 0.2716 | 6 | 0.36519
13135 | 15.675 | 1 | 365 | 17.837 | 0.92108 | 18 | 0.75804
15013 | 5.725 | 1 | 365 | 6.5146 | 0.1195 | 6 | 0.63412
12996 | 4.845 | 1 | 365 | 5.5132 | 0.10288 | 5 | 0.61612
12997 | 8.67 | 1 | 365 | 9.8658 | 0.86831 | 10 | 0.73411
13010 | 7.395 | 1 | 365 | 8.4149 | 0.9465 | 9 | 0.36145
12985 | 8.415 | 1 | 365 | 9.5756 | 0.28395 | 9 | 0.85958
12976 | 5.61 | 1 | 365 | 6.3838 | 0.85597 | 7 | 0.23972
12987 | 4.655 | 1 | 365 | 5.297 | 0.66747 | 5 | 0.96451
12986 | 3.825 | 1 | 365 | 4.3526 | 0.76543 | 5 | 0.11799
13008 | 7.14 | 1 | 365 | 8.1248 | 0.36214 | 8 | 0.48692
13000 | 5.1 | 1 | 365 | 5.8034 | 0.68724 | 6 | 0.49065
12991 | 4.08 | 1 | 365 | 4.6427 | 0.34979 | 4 | 0.99252
13011 | 6.12 | 1 | 365 | 6.9641 | 0.02469 | 6 | 0.98878
12920 | 6.6 | 1 | 365 | 7.5103 | 0.12467 | 7 | 0.63496
12951 | 6.885 | 1 | 365 | 7.8346 | 0.77778 | 8 | 0.61238
12954 | 6.37 | 1 | 365 | 7.2486 | 0.59759 | 7 | 0.84617
12960 | 5.865 | 1 | 365 | 6.6739 | 0.44033 | 7 | 0.11425
12968 | 6.63 | 1 | 365 | 7.5444 | 0.19341 | 7 | 0.73785
12966 | 9.69 | 1 | 365 | 11.0265 | 0.20576 | 11 | 0.23224
12969 | 6.12 | 1 | 365 | 6.9641 | 0.02469 | 6 | 0.98878
12964 | 5.1 | 1 | 365 | 5.8034 | 0.68724 | 6 | 0.49065
12971 | 2.805 | 1 | 365 | 3.1919 | 0.42798 | 3 | 0.61986
12934 | 8.415 | 1 | 365 | 9.5756 | 0.28395 | 9 | 0.85958
12890 | 4.845 | 1 | 365 | 5.5132 | 0.10288 | 5 | 0.61612
12900 | 7.905 | 1 | 365 | 8.9953 | 0.11522 | 9 | 0.11051
13746 | 7.395 | 1 | 365 | 8.4149 | 0.9465 | 9 | 0.36145
13735 | 5.145 | 1 | 365 | 5.8546 | 0.79036 | 6 | 0.64498
13777 | 5.145 | 1 | 365 | 5.8546 | 0.79036 | 6 | 0.64498
13005 | 4.41 | 1 | 365 | 5.0182 | 0.10603 | 5 | 0.12427
12989 | 5.635 | 1 | 365 | 6.4122 | 0.91326 | 7 | 0.32546
12990 | 6.12 | 1 | 365 | 6.9641 | 0.02469 | 6 | 0.98878
13128 | 3.43 | 1 | 365 | 3.9031 | 0.86024 | 4 | 0.76332
13177 | 4.655 | 1 | 365 | 5.297 | 0.66747 | 5 | 0.96451
13182 | 6.63 | 1 | 365 | 7.5444 | 0.19341 | 7 | 0.73785
13273 | 7.14 | 1 | 365 | 8.1248 | 0.36214 | 8 | 0.48692
13275 | 5.145 | 1 | 365 | 5.8546 | 0.79036 | 6 | 0.64498
13280 | 5.355 | 1 | 365 | 6.0936 | 0.2716 | 6 | 0.36519
13310 | 8.67 | 1 | 365 | 9.8658 | 0.86831 | 10 | 0.73411
13402 | 5.88 | 1 | 365 | 6.691 | 0.4747 | 7 | 0.1657
13412 | 5.1 | 1 | 365 | 5.8034 | 0.68724 | 6 | 0.49065
13432 | 9.435 | 1 | 365 | 10.7363 | 0.6214 | 11 | 0.35771
13482 | 4.59 | 1 | 365 | 5.2231 | 0.51852 | 5 | 0.74159
13477 | 3.92 | 1 | 365 | 4.4607 | 0.98313 | 5 | 0.4438
13490 | 3.06 | 1 | 365 | 3.482 | 0.012345 | 3 | 0.49439
13476 | 7.14 | 1 | 365 | 8.1248 | 0.36214 | 8 | 0.48692
13481 | 7.395 | 1 | 365 | 8.4149 | 0.9465 | 9 | 0.36145
13487 | 3.92 | 1 | 365 | 4.4607 | 0.98313 | 5 | 0.4438
13483 | 9.18 | 1 | 365 | 10.4461 | 0.037035 | 10 | 0.48318
13489 | 4.335 | 1 | 365 | 4.9329 | 0.93416 | 5 | 0.86706
13478 | 9.31 | 1 | 365 | 10.5941 | 0.33494 | 10 | 0.92902
13701 | 1.53 | 1 | 365 | 1.741 | 0.50617 | 2 | 0.2472
13492 | 3 | 1 | 365 | 3.4138 | 0.87485 | 4 | 0.28862
13499 | 3.06 | 1 | 365 | 3.482 | 0.012345 | 3 | 0.49439
13425 | 5.61 | 1 | 365 | 6.3838 | 0.85597 | 7 | 0.23972
13431 | 4.845 | 1 | 365 | 5.5132 | 0.10288 | 5 | 0.61612
13428 | 7.65 | 1 | 365 | 8.7051 | 0.53086 | 9 | 0.23598
13422 | 6.86 | 1 | 365 | 7.8062 | 0.72049 | 8 | 0.52664
13423 | 6.885 | 1 | 365 | 7.8346 | 0.77778 | 8 | 0.61238
13429 | 6.375 | 1 | 365 | 7.2543 | 0.60905 | 7 | 0.86332
13420 | 5.355 | 1 | 365 | 6.0936 | 0.2716 | 6 | 0.36519
13436 | 6.63 | 1 | 365 | 7.5444 | 0.19341 | 7 | 0.73785
13433 | 8.25 | 1 | 365 | 9.3879 | 0.90583 | 10 | 0.29371
13434 | 3.06 | 1 | 365 | 3.482 | 0.012345 | 3 | 0.49439
13330 | 3.315 | 1 | 365 | 3.7722 | 0.59671 | 4 | 0.36893
13435 | 4.165 | 1 | 365 | 4.7395 | 0.54458 | 5 | 0.28403
13324 | 4.08 | 1 | 365 | 4.6427 | 0.34979 | 4 | 0.99252
13325 | 4.25 | 1 | 365 | 4.8362 | 0.73937 | 5 | 0.57554
13421 | 5.5 | 1 | 365 | 6.2586 | 0.60389 | 6 | 0.86247
11602 | 360.75 | 0.9 | 365 | 369.4555 | 0.030425 | 369 | 0.4859
14755 | 10.215 | 1 | 365 | 11.6239 | 0.40886 | 12 | 0.032751
11596 | 94.25 | 0.9 | 365 | 96.5244 | 0.38633 | 96 | 0.91073
11594 | 253.5 | 0.9 | 365 | 259.6174 | 0.83219 | 260 | 0.44955
9796 | 194.7 | 0.9 | 365 | 199.3984 | 0.55987 | 199 | 0.95829
52 | 4924.8 | 0.7 | 365 | 3922.8337 | 0.025334 | 3922 | 0.85901
12436 | 8.84 | 1 | 365 | 10.0592 | 0.25789 | 10 | 0.31713
12641 | 6.24 | 1 | 365 | 7.1006 | 0.29968 | 7 | 0.40033
11312 | 11.475 | 1 | 365 | 13.0577 | 0.29629 | 13 | 0.35397
11045 | 11.7 | 1 | 365 | 13.3137 | 0.81191 | 14 | 0.12562
11528 | 5.98 | 1 | 365 | 6.8048 | 0.70386 | 7 | 0.50865
11233 | 11.18 | 1 | 365 | 12.722 | 0.62027 | 13 | 0.34226
11247 | 11.73 | 1 | 365 | 13.3478 | 0.88066 | 14 | 0.2285
11478 | 10.4 | 1 | 365 | 11.8344 | 0.83281 | 12 | 0.66722
11089 | 11.7 | 1 | 365 | 13.3137 | 0.81191 | 14 | 0.12562
11336 | 15.3 | 1 | 365 | 17.4102 | 0.061725 | 17 | 0.47196
10975 | 15.555 | 1 | 365 | 17.7004 | 0.64609 | 18 | 0.34649
11452 | 10.2 | 1 | 365 | 11.6068 | 0.37448 | 11 | 0.98131
11461 | 16.065 | 1 | 365 | 18.2807 | 0.81481 | 19 | 0.09556
11474 | 13.77 | 1 | 365 | 15.6692 | 0.55555 | 16 | 0.22477
11491 | 10.92 | 1 | 365 | 12.4261 | 0.024447 | 12 | 0.45058
11495 | 10.26 | 1 | 365 | 11.6751 | 0.51198 | 12 | 0.18708
11573 | 6.76 | 1 | 365 | 7.6924 | 0.49132 | 8 | 0.18369
11557 | 15.555 | 1 | 365 | 17.7004 | 0.64609 | 18 | 0.34649
11873 | 11.985 | 1 | 365 | 13.638 | 0.46502 | 14 | 0.10304
11887 | 12.22 | 1 | 365 | 13.9054 | 0.0035475 | 13 | 0.90898
11913 | 13.77 | 1 | 365 | 15.6692 | 0.55555 | 16 | 0.22477
12031 | 13.78 | 1 | 365 | 15.6806 | 0.57847 | 16 | 0.25906
12054 | 14.535 | 1 | 365 | 16.5397 | 0.30864 | 16 | 0.84836
12076 | 11.73 | 1 | 365 | 13.3478 | 0.88066 | 14 | 0.2285
12085 | 10.71 | 1 | 365 | 12.1872 | 0.54321 | 12 | 0.73037
12192 | 11.22 | 1 | 365 | 12.7675 | 0.71193 | 13 | 0.47944
12341 | 7.02 | 1 | 365 | 7.9882 | 0.087144 | 8 | 0.075371
12351 | 13.77 | 1 | 365 | 15.6692 | 0.55555 | 16 | 0.22477
12356 | 14.82 | 1 | 365 | 16.864 | 0.96175 | 17 | 0.82578
12362 | 14.79 | 1 | 365 | 16.8299 | 0.893 | 17 | 0.7229
12518 | 3.64 | 1 | 365 | 4.142 | 0.34148 | 4 | 0.48353
12761 | 13.26 | 1 | 365 | 15.0889 | 0.38683 | 15 | 0.4757
12764 | 11.44 | 1 | 365 | 13.0179 | 0.21609 | 13 | 0.23394
12789 | 13.52 | 1 | 365 | 15.3847 | 0.98265 | 16 | 0.36738
12791 | 10.92 | 1 | 365 | 12.4261 | 0.024447 | 12 | 0.45058
12792 | 10.2 | 1 | 365 | 11.6068 | 0.37448 | 11 | 0.98131
8759 | 7.14 | 1 | 365 | 8.1248 | 0.36214 | 8 | 0.48692
12840 | 10.92 | 1 | 365 | 12.4261 | 0.024447 | 12 | 0.45058
12852 | 10.92 | 1 | 365 | 12.4261 | 0.024447 | 12 | 0.45058
12854 | 15.08 | 1 | 365 | 17.1599 | 0.55757 | 17 | 0.71746
12887 | 13.77 | 1 | 365 | 15.6692 | 0.55555 | 16 | 0.22477
12896 | 13.515 | 1 | 365 | 15.379 | 0.97119 | 16 | 0.35023
12942 | 10.66 | 1 | 365 | 12.1303 | 0.42863 | 12 | 0.5589
13415 | 12.495 | 1 | 365 | 14.2184 | 0.63374 | 14 | 0.8521
13493 | 10.14 | 1 | 365 | 11.5385 | 0.23699 | 11 | 0.77554
13550 | 10.71 | 1 | 365 | 12.1872 | 0.54321 | 12 | 0.73037
13559 | 13.52 | 1 | 365 | 15.3847 | 0.98265 | 16 | 0.36738
13571 | 11.96 | 1 | 365 | 13.6096 | 0.40773 | 14 | 0.017298
12712 | 2.86 | 1 | 365 | 3.2545 | 0.55402 | 3 | 0.80848
11816 | 4.94 | 1 | 365 | 5.6213 | 0.32058 | 5 | 0.94193
11835 | 5.46 | 1 | 365 | 6.2131 | 0.51222 | 6 | 0.72529
11038 | 10.71 | 1 | 365 | 12.1872 | 0.54321 | 12 | 0.73037
12995 | 7.65 | 1 | 365 | 8.7051 | 0.53086 | 9 | 0.23598
12978 | 4.165 | 1 | 365 | 4.7395 | 0.54458 | 5 | 0.28403
13326 | 9.18 | 1 | 365 | 10.4461 | 0.037035 | 10 | 0.48318
13463 | 5.1 | 1 | 365 | 5.8034 | 0.68724 | 6 | 0.49065
12291 | 2.55 | 1 | 365 | 2.9017 | 0.84362 | 3 | 0.74533
12979 | 9.75 | 1 | 365 | 11.0948 | 0.34326 | 11 | 0.43801
11163 | 181.815 | 0.9 | 365 | 186.2025 | 0.98515 | 187 | 0.18763
11167 | 178.5 | 0.9 | 365 | 182.8075 | 0.14811 | 182 | 0.9556
9572 | 161.67 | 0.9 | 365 | 165.5714 | 0.437 | 166 | 0.0083586
12682 | 3.06 | 1 | 365 | 3.482 | 0.012345 | 3 | 0.49439
12703 | 9.945 | 1 | 365 | 11.3167 | 0.79012 | 12 | 0.10678
12349 | 16.32 | 1 | 365 | 18.5709 | 0.39917 | 18 | 0.97009
13605 | 8.97 | 1 | 365 | 10.2072 | 0.5558 | 10 | 0.76297
12708 | 14.535 | 1 | 365 | 16.5397 | 0.30864 | 16 | 0.84836
11090 | 13.005 | 1 | 365 | 14.7987 | 0.80247 | 15 | 0.60117
13068 | 3.9 | 1 | 365 | 4.4379 | 0.9373 | 5 | 0.37521
11735 | 3.57 | 1 | 365 | 4.0624 | 0.18107 | 4 | 0.24346
13332 | 7.65 | 1 | 365 | 8.7051 | 0.53086 | 9 | 0.23598
13905 | 2.55 | 1 | 365 | 2.9017 | 0.84362 | 3 | 0.74533
13938 | 6.12 | 1 | 365 | 6.9641 | 0.02469 | 6 | 0.98878
13891 | 6.63 | 1 | 365 | 7.5444 | 0.19341 | 7 | 0.73785
13919 | 5.355 | 1 | 365 | 6.0936 | 0.2716 | 6 | 0.36519
13925 | 7.75 | 1 | 365 | 8.8189 | 0.76002 | 9 | 0.57893
13983 | 8.58 | 1 | 365 | 9.7634 | 0.66207 | 10 | 0.42545
14009 | 3.9 | 1 | 365 | 4.4379 | 0.9373 | 5 | 0.37521
14025 | 6.63 | 1 | 365 | 7.5444 | 0.19341 | 7 | 0.73785
14032 | 3.825 | 1 | 365 | 4.3526 | 0.76543 | 5 | 0.11799
13914 | 3.57 | 1 | 365 | 4.0624 | 0.18107 | 4 | 0.24346
13907 | 4.76 | 1 | 365 | 5.4165 | 0.90809 | 6 | 0.32461
13595 | 6.885 | 1 | 365 | 7.8346 | 0.77778 | 8 | 0.61238
13473 | 7.14 | 1 | 365 | 8.1248 | 0.36214 | 8 | 0.48692
13960 | 7.65 | 1 | 365 | 8.7051 | 0.53086 | 9 | 0.23598
13921 | 4.845 | 1 | 365 | 5.5132 | 0.10288 | 5 | 0.61612
13908 | 4.845 | 1 | 365 | 5.5132 | 0.10288 | 5 | 0.61612
13923 | 9.18 | 1 | 365 | 10.4461 | 0.037035 | 10 | 0.48318
14143 | 6.375 | 1 | 365 | 7.2543 | 0.60905 | 7 | 0.86332
14133 | 6.12 | 1 | 365 | 6.9641 | 0.02469 | 6 | 0.98878
14149 | 7.54 | 1 | 365 | 8.5799 | 0.27878 | 8 | 0.85873
14151 | 3.12 | 1 | 365 | 3.5503 | 0.14984 | 3 | 0.70016
14154 | 2.34 | 1 | 365 | 2.6627 | 0.36238 | 3 | 0.025124
14156 | 11.96 | 1 | 365 | 13.6096 | 0.40773 | 14 | 0.017298
14160 | 8.67 | 1 | 365 | 9.8658 | 0.86831 | 10 | 0.73411
14377 | 8.32 | 1 | 365 | 9.4675 | 0.066245 | 9 | 0.53377
14163 | 5.2 | 1 | 365 | 5.9172 | 0.9164 | 6 | 0.83361
14383 | 10.4 | 1 | 365 | 11.8344 | 0.83281 | 12 | 0.66722
14386 | 6.5 | 1 | 365 | 7.3965 | 0.8955 | 8 | 0.29201
14390 | 10.4 | 1 | 365 | 11.8344 | 0.83281 | 12 | 0.66722
14394 | 3.9 | 1 | 365 | 4.4379 | 0.9373 | 5 | 0.37521
14395 | 5.61 | 1 | 365 | 6.3838 | 0.85597 | 7 | 0.23972
14396 | 4.16 | 1 | 365 | 4.7338 | 0.53312 | 5 | 0.26689
14474 | 14.56 | 1 | 365 | 16.5682 | 0.36593 | 16 | 0.9341
14483 | 6.24 | 1 | 365 | 7.1006 | 0.29968 | 7 | 0.40033
14489 | 8.32 | 1 | 365 | 9.4675 | 0.066245 | 9 | 0.53377
14505 | 5.98 | 1 | 365 | 6.8048 | 0.70386 | 7 | 0.50865
14495 | 4.68 | 1 | 365 | 5.3255 | 0.72476 | 6 | 0.050247
14508 | 4.42 | 1 | 365 | 5.0296 | 0.12894 | 5 | 0.15857
14513 | 7.28 | 1 | 365 | 8.2841 | 0.68296 | 8 | 0.96705
14517 | 9.36 | 1 | 365 | 10.651 | 0.44953 | 11 | 0.10049
14526 | 3.9 | 1 | 365 | 4.4379 | 0.9373 | 5 | 0.37521
14527 | 8.32 | 1 | 365 | 9.4675 | 0.066245 | 9 | 0.53377
14535 | 6.12 | 1 | 365 | 6.9641 | 0.02469 | 6 | 0.98878
14530 | 6.76 | 1 | 365 | 7.6924 | 0.49132 | 8 | 0.18369
14537 | 4.59 | 1 | 365 | 5.2231 | 0.51852 | 5 | 0.74159
14539 | 3.12 | 1 | 365 | 3.5503 | 0.14984 | 3 | 0.70016
14542 | 6.24 | 1 | 365 | 7.1006 | 0.29968 | 7 | 0.40033
14540 | 10.965 | 1 | 365 | 12.4773 | 0.12757 | 12 | 0.60491
14544 | 2.08 | 1 | 365 | 2.3669 | 0.76656 | 3 | 0.13344
14541 | 8.925 | 1 | 365 | 10.156 | 0.45267 | 10 | 0.60864
14546 | 3.9 | 1 | 365 | 4.4379 | 0.9373 | 5 | 0.37521
14566 | 4.59 | 1 | 365 | 5.2231 | 0.51852 | 5 | 0.74159
14591 | 7.905 | 1 | 365 | 8.9953 | 0.11522 | 9 | 0.11051
14589 | 3.675 | 1 | 365 | 4.1819 | 0.42169 | 4 | 0.60356
14668 | 3.12 | 1 | 365 | 3.5503 | 0.14984 | 3 | 0.70016
15054 | 8.84 | 1 | 365 | 10.0592 | 0.25789 | 10 | 0.31713
14775 | 4.94 | 1 | 365 | 5.6213 | 0.32058 | 5 | 0.94193
14778 | 5.72 | 1 | 365 | 6.5089 | 0.10804 | 6 | 0.61697
14779 | 7.54 | 1 | 365 | 8.5799 | 0.27878 | 8 | 0.85873
14781 | 6.24 | 1 | 365 | 7.1006 | 0.29968 | 7 | 0.40033
14785 | 5.865 | 1 | 365 | 6.6739 | 0.44033 | 7 | 0.11425
14799 | 4.68 | 1 | 365 | 5.3255 | 0.72476 | 6 | 0.050247
14800 | 5.46 | 1 | 365 | 6.2131 | 0.51222 | 6 | 0.72529
14801 | 11.73 | 1 | 365 | 13.3478 | 0.88066 | 14 | 0.2285
14802 | 5.72 | 1 | 365 | 6.5089 | 0.10804 | 6 | 0.61697
14803 | 4.42 | 1 | 365 | 5.0296 | 0.12894 | 5 | 0.15857
14805 | 7.54 | 1 | 365 | 8.5799 | 0.27878 | 8 | 0.85873
14807 | 6.12 | 1 | 365 | 6.9641 | 0.02469 | 6 | 0.98878
14808 | 7.8 | 1 | 365 | 8.8758 | 0.8746 | 9 | 0.75041
14809 | 5.98 | 1 | 365 | 6.8048 | 0.70386 | 7 | 0.50865
14811 | 9.62 | 1 | 365 | 10.9468 | 0.045346 | 10 | 0.99217
14831 | 5.1 | 1 | 365 | 5.8034 | 0.68724 | 6 | 0.49065
14867 | 12.22 | 1 | 365 | 13.9054 | 0.0035475 | 13 | 0.90898
14874 | 12.22 | 1 | 365 | 13.9054 | 0.0035475 | 13 | 0.90898
14960 | 8.06 | 1 | 365 | 9.1717 | 0.47042 | 9 | 0.64209
14962 | 25.245 | 0.9 | 365 | 25.8542 | 0.066661 | 25 | 0.92086
14966 | 11.18 | 1 | 365 | 12.722 | 0.62027 | 13 | 0.34226
14972 | 12.74 | 1 | 365 | 14.4972 | 0.19519 | 14 | 0.69234
14974 | 9.1 | 1 | 365 | 10.3551 | 0.85371 | 11 | 0.20881
14991 | 7.02 | 1 | 365 | 7.9882 | 0.087144 | 8 | 0.075371
15045 | 8.84 | 1 | 365 | 10.0592 | 0.25789 | 10 | 0.31713
15049 | 13 | 1 | 365 | 14.793 | 0.79101 | 15 | 0.58402
15047 | 8.16 | 1 | 365 | 9.2855 | 0.69959 | 9 | 0.98505
15051 | 7.8 | 1 | 365 | 8.8758 | 0.8746 | 9 | 0.75041
15053 | 2.86 | 1 | 365 | 3.2545 | 0.55402 | 3 | 0.80848
15077 | 3.9 | 1 | 365 | 4.4379 | 0.9373 | 5 | 0.37521
15083 | 8.32 | 1 | 365 | 9.4675 | 0.066245 | 9 | 0.53377
15087 | 8.58 | 1 | 365 | 9.7634 | 0.66207 | 10 | 0.42545
15081 | 4.335 | 1 | 365 | 4.9329 | 0.93416 | 5 | 0.86706
15090 | 6.12 | 1 | 365 | 6.9641 | 0.02469 | 6 | 0.98878
15092 | 8.58 | 1 | 365 | 9.7634 | 0.66207 | 10 | 0.42545
15139 | 10.2 | 1 | 365 | 11.6068 | 0.37448 | 11 | 0.98131
15141 | 11.73 | 1 | 365 | 13.3478 | 0.88066 | 14 | 0.2285
15144 | 8.32 | 1 | 365 | 9.4675 | 0.066245 | 9 | 0.53377
15147 | 6.63 | 1 | 365 | 7.5444 | 0.19341 | 7 | 0.73785
15152 | 8.32 | 1 | 365 | 9.4675 | 0.066245 | 9 | 0.53377
15154 | 14.3 | 1 | 365 | 16.2723 | 0.77011 | 17 | 0.042422
15157 | 13 | 1 | 365 | 14.793 | 0.79101 | 15 | 0.58402
15155 | 4.94 | 1 | 365 | 5.6213 | 0.32058 | 5 | 0.94193
15158 | 4.08 | 1 | 365 | 4.6427 | 0.34979 | 4 | 0.99252
15159 | 3.06 | 1 | 365 | 3.482 | 0.012345 | 3 | 0.49439
15165 | 6.76 | 1 | 365 | 7.6924 | 0.49132 | 8 | 0.18369
15166 | 11.44 | 1 | 365 | 13.0179 | 0.21609 | 13 | 0.23394
15168 | 10.66 | 1 | 365 | 12.1303 | 0.42863 | 12 | 0.5589
15173 | 6.76 | 1 | 365 | 7.6924 | 0.49132 | 8 | 0.18369
15177 | 8.67 | 1 | 365 | 9.8658 | 0.86831 | 10 | 0.73411
15207 | 5.72 | 1 | 365 | 6.5089 | 0.10804 | 6 | 0.61697
15213 | 5.72 | 1 | 365 | 6.5089 | 0.10804 | 6 | 0.61697
15231 | 7.8 | 1 | 365 | 8.8758 | 0.8746 | 9 | 0.75041
15233 | 13.26 | 1 | 365 | 15.0889 | 0.38683 | 15 | 0.4757
15236 | 7.28 | 1 | 365 | 8.2841 | 0.68296 | 8 | 0.96705
15240 | 5.46 | 1 | 365 | 6.2131 | 0.51222 | 6 | 0.72529
15239 | 4.68 | 1 | 365 | 5.3255 | 0.72476 | 6 | 0.050247
15244 | 6.375 | 1 | 365 | 7.2543 | 0.60905 | 7 | 0.86332
15251 | 7.8 | 1 | 365 | 8.8758 | 0.8746 | 9 | 0.75041
15253 | 5.2 | 1 | 365 | 5.9172 | 0.9164 | 6 | 0.83361
15256 | 3.12 | 1 | 365 | 3.5503 | 0.14984 | 3 | 0.70016
15263 | 9.62 | 1 | 365 | 10.9468 | 0.045346 | 10 | 0.99217
15264 | 7.54 | 1 | 365 | 8.5799 | 0.27878 | 8 | 0.85873
13959 | 4.59 | 1 | 365 | 5.2231 | 0.51852 | 5 | 0.74159
13930 | 6.63 | 1 | 365 | 7.5444 | 0.19341 | 7 | 0.73785
13885 | 3.57 | 1 | 365 | 4.0624 | 0.18107 | 4 | 0.24346
13929 | 5.355 | 1 | 365 | 6.0936 | 0.2716 | 6 | 0.36519
13935 | 7.84 | 1 | 365 | 8.9213 | 0.96627 | 9 | 0.88759
13931 | 3.825 | 1 | 365 | 4.3526 | 0.76543 | 5 | 0.11799
13941 | 4.5 | 1 | 365 | 5.1207 | 0.31227 | 5 | 0.43293
13922 | 7.14 | 1 | 365 | 8.1248 | 0.36214 | 8 | 0.48692
13913 | 3.43 | 1 | 365 | 3.9031 | 0.86024 | 4 | 0.76332
13939 | 5.75 | 1 | 365 | 6.5431 | 0.17679 | 6 | 0.71985
13936 | 4.08 | 1 | 365 | 4.6427 | 0.34979 | 4 | 0.99252
13920 | 4.335 | 1 | 365 | 4.9329 | 0.93416 | 5 | 0.86706
13937 | 5.1 | 1 | 365 | 5.8034 | 0.68724 | 6 | 0.49065
13940 | 4.845 | 1 | 365 | 5.5132 | 0.10288 | 5 | 0.61612
13966 | 5.1 | 1 | 365 | 5.8034 | 0.68724 | 6 | 0.49065
13961 | 8.415 | 1 | 365 | 9.5756 | 0.28395 | 9 | 0.85958
13965 | 7.905 | 1 | 365 | 8.9953 | 0.11522 | 9 | 0.11051
13971 | 4.08 | 1 | 365 | 4.6427 | 0.34979 | 4 | 0.99252
14022 | 5.25 | 1 | 365 | 5.9741 | 0.030984 | 6 | 0.005085
13978 | 3.825 | 1 | 365 | 4.3526 | 0.76543 | 5 | 0.11799
13985 | 9.945 | 1 | 365 | 11.3167 | 0.79012 | 12 | 0.10678
14007 | 6.375 | 1 | 365 | 7.2543 | 0.60905 | 7 | 0.86332
13314 | 7.14 | 1 | 365 | 8.1248 | 0.36214 | 8 | 0.48692
14109 | 4.59 | 1 | 365 | 5.2231 | 0.51852 | 5 | 0.74159
13815 | 9.18 | 1 | 365 | 10.4461 | 0.037035 | 10 | 0.48318
13934 | 7.905 | 1 | 365 | 8.9953 | 0.11522 | 9 | 0.11051
13932 | 6.12 | 1 | 365 | 6.9641 | 0.02469 | 6 | 0.98878
13911 | 2.205 | 1 | 365 | 2.5091 | 0.053013 | 2 | 0.56214
14106 | 6.885 | 1 | 365 | 7.8346 | 0.77778 | 8 | 0.61238
14101 | 2.295 | 1 | 365 | 2.6115 | 0.25926 | 2 | 0.87079
14035 | 4.845 | 1 | 365 | 5.5132 | 0.10288 | 5 | 0.61612
13962 | 8.25 | 1 | 365 | 9.3879 | 0.90583 | 10 | 0.29371
13986 | 9.435 | 1 | 365 | 10.7363 | 0.6214 | 11 | 0.35771
14018 | 5.5 | 1 | 365 | 6.2586 | 0.60389 | 6 | 0.86247
13996 | 8.84 | 1 | 365 | 10.0592 | 0.25789 | 10 | 0.31713
14001 | 9.945 | 1 | 365 | 11.3167 | 0.79012 | 12 | 0.10678
13997 | 7.395 | 1 | 365 | 8.4149 | 0.9465 | 9 | 0.36145
14004 | 7.65 | 1 | 365 | 8.7051 | 0.53086 | 9 | 0.23598
14039 | 5.61 | 1 | 365 | 6.3838 | 0.85597 | 7 | 0.23972
14275 | 5.88 | 1 | 365 | 6.691 | 0.4747 | 7 | 0.1657
13933 | 12.1 | 1 | 365 | 13.7689 | 0.72855 | 14 | 0.49743
14199 | 4.25 | 1 | 365 | 4.8362 | 0.73937 | 5 | 0.57554
14187 | 5.4 | 1 | 365 | 6.1448 | 0.37473 | 6 | 0.51952
14237 | 4.32 | 1 | 365 | 4.9158 | 0.89978 | 5 | 0.81561
14238 | 35.316 | 0.9 | 365 | 36.1682 | 0.83764 | 37 | 0.0058712
14239 | 17.28 | 1 | 365 | 19.6633 | 0.59912 | 20 | 0.26245
14255 | 6.72 | 1 | 365 | 7.6468 | 0.39966 | 8 | 0.046509
14113 | 4.05 | 1 | 365 | 4.6086 | 0.28104 | 4 | 0.88964
14246 | 724.68 | 1 | 365 | 824.6308 | 0.68828 | 825 | 0.31905
14304 | 5.4 | 1 | 365 | 6.1448 | 0.37473 | 6 | 0.51952
14232 | 9.01 | 1 | 365 | 10.2527 | 0.64746 | 10 | 0.90016
14129 | 5.355 | 1 | 365 | 6.0936 | 0.2716 | 6 | 0.36519
14267 | 6.12 | 1 | 365 | 6.9641 | 0.02469 | 6 | 0.98878
14261 | 4.59 | 1 | 365 | 5.2231 | 0.51852 | 5 | 0.74159
14155 | 9.69 | 1 | 365 | 11.0265 | 0.20576 | 11 | 0.23224
14148 | 5.635 | 1 | 365 | 6.4122 | 0.91326 | 7 | 0.32546
14141 | 7.395 | 1 | 365 | 8.4149 | 0.9465 | 9 | 0.36145
14306 | 4.845 | 1 | 365 | 5.5132 | 0.10288 | 5 | 0.61612
14264 | 6.375 | 1 | 365 | 7.2543 | 0.60905 | 7 | 0.86332
14298 | 3.06 | 1 | 365 | 3.482 | 0.012345 | 3 | 0.49439
14278 | 9.435 | 1 | 365 | 10.7363 | 0.6214 | 11 | 0.35771
14294 | 3.92 | 1 | 365 | 4.4607 | 0.98313 | 5 | 0.4438
14302 | 4.08 | 1 | 365 | 4.6427 | 0.34979 | 4 | 0.99252
14259 | 4.845 | 1 | 365 | 5.5132 | 0.10288 | 5 | 0.61612
14311 | 6.885 | 1 | 365 | 7.8346 | 0.77778 | 8 | 0.61238
14288 | 7.5 | 1 | 365 | 8.5344 | 0.18712 | 8 | 0.72155
14290 | 6.375 | 1 | 365 | 7.2543 | 0.60905 | 7 | 0.86332
14363 | 7.395 | 1 | 365 | 8.4149 | 0.9465 | 9 | 0.36145
14368 | 9.435 | 1 | 365 | 10.7363 | 0.6214 | 11 | 0.35771
14340 | 5.61 | 1 | 365 | 6.3838 | 0.85597 | 7 | 0.23972
14329 | 9.5 | 1 | 365 | 10.8103 | 0.77035 | 11 | 0.58063
14330 | 6.75 | 1 | 365 | 7.681 | 0.46841 | 8 | 0.1494
14369 | 6.885 | 1 | 365 | 7.8346 | 0.77778 | 8 | 0.61238
14327 | 6.885 | 1 | 365 | 7.8346 | 0.77778 | 8 | 0.61238
14344 | 4.845 | 1 | 365 | 5.5132 | 0.10288 | 5 | 0.61612
14324 | 8.16 | 1 | 365 | 9.2855 | 0.69959 | 9 | 0.98505
14375 | 5.1 | 1 | 365 | 5.8034 | 0.68724 | 6 | 0.49065
14380 | 8.67 | 1 | 365 | 9.8658 | 0.86831 | 10 | 0.73411
14384 | 9 | 1 | 365 | 10.2413 | 0.62454 | 10 | 0.86586
14388 | 7.905 | 1 | 365 | 8.9953 | 0.11522 | 9 | 0.11051
14402 | 5.865 | 1 | 365 | 6.6739 | 0.44033 | 7 | 0.11425
14399 | 7.395 | 1 | 365 | 8.4149 | 0.9465 | 9 | 0.36145
14422 | 7.65 | 1 | 365 | 8.7051 | 0.53086 | 9 | 0.23598
14097 | 3.57 | 1 | 365 | 4.0624 | 0.18107 | 4 | 0.24346
14432 | 5.1 | 1 | 365 | 5.8034 | 0.68724 | 6 | 0.49065
14461 | 4.59 | 1 | 365 | 5.2231 | 0.51852 | 5 | 0.74159
14449 | 8.75 | 1 | 365 | 9.9568 | 0.05164 | 10 | 0.008475
14465 | 4.59 | 1 | 365 | 5.2231 | 0.51852 | 5 | 0.74159
14447 | 4.335 | 1 | 365 | 4.9329 | 0.93416 | 5 | 0.86706
14463 | 5.61 | 1 | 365 | 6.3838 | 0.85597 | 7 | 0.23972
14029 | 6.12 | 1 | 365 | 6.9641 | 0.02469 | 6 | 0.98878
14456 | 6.63 | 1 | 365 | 7.5444 | 0.19341 | 7 | 0.73785
14440 | 9.25 | 1 | 365 | 10.5258 | 0.19745 | 10 | 0.72325
14468 | 6.12 | 1 | 365 | 6.9641 | 0.02469 | 6 | 0.98878
14454 | 3.06 | 1 | 365 | 3.482 | 0.012345 | 3 | 0.49439
14472 | 3.185 | 1 | 365 | 3.6243 | 0.2988 | 3 | 0.92308
14475 | 2.295 | 1 | 365 | 2.6115 | 0.25926 | 2 | 0.87079
14464 | 3.12 | 1 | 365 | 3.5503 | 0.14984 | 3 | 0.70016
14482 | 8.67 | 1 | 365 | 9.8658 | 0.86831 | 10 | 0.73411
14458 | 5.355 | 1 | 365 | 6.0936 | 0.2716 | 6 | 0.36519
14280 | 5.355 | 1 | 365 | 6.0936 | 0.2716 | 6 | 0.36519
14441 | 3.57 | 1 | 365 | 4.0624 | 0.18107 | 4 | 0.24346
14477 | 11.475 | 1 | 365 | 13.0577 | 0.29629 | 13 | 0.35397
14639 | 8.25 | 1 | 365 | 9.3879 | 0.90583 | 10 | 0.29371
14594 | 6 | 1 | 365 | 6.8275 | 0.7497 | 7 | 0.57724
14580 | 6.5 | 1 | 365 | 7.3965 | 0.8955 | 8 | 0.29201
14620 | 7.65 | 1 | 365 | 8.7051 | 0.53086 | 9 | 0.23598
14424 | 13.005 | 1 | 365 | 14.7987 | 0.80247 | 15 | 0.60117
14584 | 6.25 | 1 | 365 | 7.112 | 0.3226 | 7 | 0.43462
14615 | 4.08 | 1 | 365 | 4.6427 | 0.34979 | 4 | 0.99252
14643 | 4.68 | 1 | 365 | 5.3255 | 0.72476 | 6 | 0.050247
14632 | 4.845 | 1 | 365 | 5.5132 | 0.10288 | 5 | 0.61612
14616 | 4.08 | 1 | 365 | 4.6427 | 0.34979 | 4 | 0.99252
14491 | 7.56 | 1 | 365 | 8.6027 | 0.32462 | 8 | 0.92732
14501 | 7.65 | 1 | 365 | 8.7051 | 0.53086 | 9 | 0.23598
14563 | 9.18 | 1 | 365 | 10.4461 | 0.037035 | 10 | 0.48318
14786 | 9.18 | 1 | 365 | 10.4461 | 0.037035 | 10 | 0.48318
14789 | 5.76 | 1 | 365 | 6.5544 | 0.19971 | 6 | 0.75415
14794 | 8.175 | 1 | 365 | 9.3025 | 0.73396 | 10 | 0.03649
14795 | 6.72 | 1 | 365 | 7.6468 | 0.39966 | 8 | 0.046509
14821 | 53.628 | 0.9 | 365 | 54.9221 | 0.6053 | 55 | 0.52743
14822 | 5.886 | 1 | 365 | 6.6978 | 0.48845 | 7 | 0.18627
14826 | 3.825 | 1 | 365 | 4.3526 | 0.76543 | 5 | 0.11799
14830 | 3.6 | 1 | 365 | 4.0965 | 0.24982 | 4 | 0.34634
14892 | 2.88 | 1 | 365 | 3.2772 | 0.59985 | 3 | 0.87708
14709 | 4.335 | 1 | 365 | 4.9329 | 0.93416 | 5 | 0.86706
14722 | 2.805 | 1 | 365 | 3.1919 | 0.42798 | 3 | 0.61986
14726 | 3.57 | 1 | 365 | 4.0624 | 0.18107 | 4 | 0.24346
14757 | 5.865 | 1 | 365 | 6.6739 | 0.44033 | 7 | 0.11425
14751 | 8.16 | 1 | 365 | 9.2855 | 0.69959 | 9 | 0.98505
14725 | 4.335 | 1 | 365 | 4.9329 | 0.93416 | 5 | 0.86706
14690 | 5.1 | 1 | 365 | 5.8034 | 0.68724 | 6 | 0.49065
14731 | 6.25 | 1 | 365 | 7.112 | 0.3226 | 7 | 0.43462
14871 | 6.12 | 1 | 365 | 6.9641 | 0.02469 | 6 | 0.98878
14727 | 7.395 | 1 | 365 | 8.4149 | 0.9465 | 9 | 0.36145
14848 | 3.825 | 1 | 365 | 4.3526 | 0.76543 | 5 | 0.11799
14555 | 73.44 | 0.9 | 365 | 75.2122 | 0.46665 | 75 | 0.67888
14889 | 71.94 | 0.9 | 365 | 73.676 | 0.37297 | 74 | 0.048997
12659 | 6.24 | 1 | 365 | 7.1006 | 0.29968 | 7 | 0.40033
13506 | 3.43 | 1 | 365 | 3.9031 | 0.86024 | 4 | 0.76332
14796 | 4.25 | 1 | 365 | 4.8362 | 0.73937 | 5 | 0.57554
15018 | 6.48 | 1 | 365 | 7.3737 | 0.84967 | 8 | 0.22342
14189 | 8.4 | 1 | 365 | 9.5586 | 0.24957 | 9 | 0.80814
14674 | 12.24 | 1 | 365 | 13.9282 | 0.04938 | 13 | 0.97757
14804 | 15.34 | 1 | 365 | 17.4558 | 0.15339 | 17 | 0.60914
14806 | 11.985 | 1 | 365 | 13.638 | 0.46502 | 14 | 0.10304
14904 | 12.426 | 1 | 365 | 14.1398 | 0.47562 | 14 | 0.61546
15182 | 5.225 | 1 | 365 | 5.9457 | 0.97369 | 6 | 0.91935
15183 | 10.175 | 1 | 365 | 11.5784 | 0.31719 | 11 | 0.89557
15184 | 12.495 | 1 | 365 | 14.2184 | 0.63374 | 14 | 0.8521
15108 | 102.024 | 0.9 | 365 | 104.486 | 0.41985 | 104 | 0.90585
15185 | 5.232 | 1 | 365 | 5.9536 | 0.98973 | 6 | 0.94335
15115 | 7.25 | 1 | 365 | 8.2499 | 0.61422 | 8 | 0.86416
14864 | 4.335 | 1 | 365 | 4.9329 | 0.93416 | 5 | 0.86706
14879 | 7.395 | 1 | 365 | 8.4149 | 0.9465 | 9 | 0.36145
14840 | 6.63 | 1 | 365 | 7.5444 | 0.19341 | 7 | 0.73785
14859 | 5.1 | 1 | 365 | 5.8034 | 0.68724 | 6 | 0.49065
14843 | 4.25 | 1 | 365 | 4.8362 | 0.73937 | 5 | 0.57554
14829 | 6.12 | 1 | 365 | 6.9641 | 0.02469 | 6 | 0.98878
14849 | 7.65 | 1 | 365 | 8.7051 | 0.53086 | 9 | 0.23598
14863 | 5.1 | 1 | 365 | 5.8034 | 0.68724 | 6 | 0.49065
14883 | 8.67 | 1 | 365 | 9.8658 | 0.86831 | 10 | 0.73411
14884 | 7.65 | 1 | 365 | 8.7051 | 0.53086 | 9 | 0.23598
14839 | 7.65 | 1 | 365 | 8.7051 | 0.53086 | 9 | 0.23598
14844 | 6.12 | 1 | 365 | 6.9641 | 0.02469 | 6 | 0.98878
14861 | 4.335 | 1 | 365 | 4.9329 | 0.93416 | 5 | 0.86706
14836 | 3.06 | 1 | 365 | 3.482 | 0.012345 | 3 | 0.49439
14890 | 4.845 | 1 | 365 | 5.5132 | 0.10288 | 5 | 0.61612
14901 | 4.335 | 1 | 365 | 4.9329 | 0.93416 | 5 | 0.86706
14891 | 5.5 | 1 | 365 | 6.2586 | 0.60389 | 6 | 0.86247
14908 | 8.925 | 1 | 365 | 10.156 | 0.45267 | 10 | 0.60864
14932 | 6.63 | 1 | 365 | 7.5444 | 0.19341 | 7 | 0.73785
14898 | 3 | 1 | 365 | 3.4138 | 0.87485 | 4 | 0.28862
15020 | 2.04 | 1 | 365 | 2.3214 | 0.6749 | 2 | 0.99626
15048 | 7.14 | 1 | 365 | 8.1248 | 0.36214 | 8 | 0.48692
15029 | 4.25 | 1 | 365 | 4.8362 | 0.73937 | 5 | 0.57554
15079 | 4.335 | 1 | 365 | 4.9329 | 0.93416 | 5 | 0.86706
15037 | 6.12 | 1 | 365 | 6.9641 | 0.02469 | 6 | 0.98878
15017 | 3.57 | 1 | 365 | 4.0624 | 0.18107 | 4 | 0.24346
15095 | 4.59 | 1 | 365 | 5.2231 | 0.51852 | 5 | 0.74159
15105 | 8.415 | 1 | 365 | 9.5756 | 0.28395 | 9 | 0.85958
15084 | 5.355 | 1 | 365 | 6.0936 | 0.2716 | 6 | 0.36519
15106 | 6.63 | 1 | 365 | 7.5444 | 0.19341 | 7 | 0.73785
15118 | 5 | 1 | 365 | 5.6896 | 0.45808 | 6 | 0.1477
15088 | 4.08 | 1 | 365 | 4.6427 | 0.34979 | 4 | 0.99252
15120 | 4.08 | 1 | 365 | 4.6427 | 0.34979 | 4 | 0.99252
15121 | 3.675 | 1 | 365 | 4.1819 | 0.42169 | 4 | 0.60356
15162 | 2.295 | 1 | 365 | 2.6115 | 0.25926 | 2 | 0.87079
15129 | 6.885 | 1 | 365 | 7.8346 | 0.77778 | 8 | 0.61238
15146 | 5.355 | 1 | 365 | 6.0936 | 0.2716 | 6 | 0.36519
15128 | 5.61 | 1 | 365 | 6.3838 | 0.85597 | 7 | 0.23972
14977 | 6 | 1 | 365 | 6.8275 | 0.7497 | 7 | 0.57724
14978 | 6 | 1 | 365 | 6.8275 | 0.7497 | 7 | 0.57724
14982 | 4.2 | 1 | 365 | 4.7793 | 0.62479 | 5 | 0.40407
14986 | 6 | 1 | 365 | 6.8275 | 0.7497 | 7 | 0.57724
15204 | 7.65 | 1 | 365 | 8.7051 | 0.53086 | 9 | 0.23598
15223 | 6.885 | 1 | 365 | 7.8346 | 0.77778 | 8 | 0.61238
15281 | 7.68 | 1 | 365 | 8.7393 | 0.59961 | 9 | 0.33887
15284 | 5.76 | 1 | 365 | 6.5544 | 0.19971 | 6 | 0.75415
15189 | 3.825 | 1 | 365 | 4.3526 | 0.76543 | 5 | 0.11799
15211 | 7.14 | 1 | 365 | 8.1248 | 0.36214 | 8 | 0.48692
15646 | 6.5 | 1 | 365 | 7.3965 | 0.8955 | 8 | 0.29201
15670 | 4.25 | 1 | 365 | 4.8362 | 0.73937 | 5 | 0.57554
15205 | 5.61 | 1 | 365 | 6.3838 | 0.85597 | 7 | 0.23972
15630 | 9.36 | 1 | 365 | 10.651 | 0.44953 | 11 | 0.10049
15603 | 7.8 | 1 | 365 | 8.8758 | 0.8746 | 9 | 0.75041
15201 | 7.14 | 1 | 365 | 8.1248 | 0.36214 | 8 | 0.48692
15517 | 6.12 | 1 | 365 | 6.9641 | 0.02469 | 6 | 0.98878
15250 | 6.885 | 1 | 365 | 7.8346 | 0.77778 | 8 | 0.61238
15594 | 8.925 | 1 | 365 | 10.156 | 0.45267 | 10 | 0.60864
15611 | 7.395 | 1 | 365 | 8.4149 | 0.9465 | 9 | 0.36145
15614 | 5.61 | 1 | 365 | 6.3838 | 0.85597 | 7 | 0.23972
15640 | 3.315 | 1 | 365 | 3.7722 | 0.59671 | 4 | 0.36893
15593 | 4.335 | 1 | 365 | 4.9329 | 0.93416 | 5 | 0.86706
15580 | 7.905 | 1 | 365 | 8.9953 | 0.11522 | 9 | 0.11051
15290 | 4.56 | 1 | 365 | 5.1889 | 0.44977 | 5 | 0.6387
14817 | 6.3 | 1 | 365 | 7.1689 | 0.43718 | 7 | 0.6061
15624 | 9.18 | 1 | 365 | 10.4461 | 0.037035 | 10 | 0.48318
15601 | 7.905 | 1 | 365 | 8.9953 | 0.11522 | 9 | 0.11051
15718 | 4.08 | 1 | 365 | 4.6427 | 0.34979 | 4 | 0.99252
15729 | 8.415 | 1 | 365 | 9.5756 | 0.28395 | 9 | 0.85958
15752 | 7 | 1 | 365 | 7.9655 | 0.041312 | 8 | 0.00678
15741 | 4.41 | 1 | 365 | 5.0182 | 0.10603 | 5 | 0.12427
15746 | 8.67 | 1 | 365 | 9.8658 | 0.86831 | 10 | 0.73411
15352 | 9.62 | 1 | 365 | 10.9468 | 0.045346 | 10 | 0.99217
15360 | 7.28 | 1 | 365 | 8.2841 | 0.68296 | 8 | 0.96705
15361 | 8.06 | 1 | 365 | 9.1717 | 0.47042 | 9 | 0.64209
15721 | 4.08 | 1 | 365 | 4.6427 | 0.34979 | 4 | 0.99252
15372 | 8.58 | 1 | 365 | 9.7634 | 0.66207 | 10 | 0.42545
15376 | 4.845 | 1 | 365 | 5.5132 | 0.10288 | 5 | 0.61612
15757 | 7.65 | 1 | 365 | 8.7051 | 0.53086 | 9 | 0.23598
15382 | 9.945 | 1 | 365 | 11.3167 | 0.79012 | 12 | 0.10678
15723 | 6.86 | 1 | 365 | 7.8062 | 0.72049 | 8 | 0.52664
15737 | 5.1 | 1 | 365 | 5.8034 | 0.68724 | 6 | 0.49065
15384 | 6.24 | 1 | 365 | 7.1006 | 0.29968 | 7 | 0.40033
15634 | 7.14 | 1 | 365 | 8.1248 | 0.36214 | 8 | 0.48692
15390 | 4.42 | 1 | 365 | 5.0296 | 0.12894 | 5 | 0.15857
15681 | 5.355 | 1 | 365 | 6.0936 | 0.2716 | 6 | 0.36519
15392 | 6.76 | 1 | 365 | 7.6924 | 0.49132 | 8 | 0.18369
15393 | 5.1 | 1 | 365 | 5.8034 | 0.68724 | 6 | 0.49065
15395 | 9.36 | 1 | 365 | 10.651 | 0.44953 | 11 | 0.10049
15396 | 11.475 | 1 | 365 | 13.0577 | 0.29629 | 13 | 0.35397
15399 | 6.76 | 1 | 365 | 7.6924 | 0.49132 | 8 | 0.18369
15674 | 8.415 | 1 | 365 | 9.5756 | 0.28395 | 9 | 0.85958
15402 | 7.28 | 1 | 365 | 8.2841 | 0.68296 | 8 | 0.96705
15405 | 5.46 | 1 | 365 | 6.2131 | 0.51222 | 6 | 0.72529
15768 | 8.415 | 1 | 365 | 9.5756 | 0.28395 | 9 | 0.85958
15406 | 4.42 | 1 | 365 | 5.0296 | 0.12894 | 5 | 0.15857
15415 | 11.18 | 1 | 365 | 12.722 | 0.62027 | 13 | 0.34226
15782 | 3.825 | 1 | 365 | 4.3526 | 0.76543 | 5 | 0.11799
15420 | 5.72 | 1 | 365 | 6.5089 | 0.10804 | 6 | 0.61697
15815 | 3.57 | 1 | 365 | 4.0624 | 0.18107 | 4 | 0.24346
15421 | 7.02 | 1 | 365 | 7.9882 | 0.087144 | 8 | 0.075371
15419 | 7.8 | 1 | 365 | 8.8758 | 0.8746 | 9 | 0.75041
15422 | 5.46 | 1 | 365 | 6.2131 | 0.51222 | 6 | 0.72529
15786 | 6.12 | 1 | 365 | 6.9641 | 0.02469 | 6 | 0.98878
15781 | 5.865 | 1 | 365 | 6.6739 | 0.44033 | 7 | 0.11425
15800 | 9.435 | 1 | 365 | 10.7363 | 0.6214 | 11 | 0.35771
15795 | 5.61 | 1 | 365 | 6.3838 | 0.85597 | 7 | 0.23972
15827 | 4.59 | 1 | 365 | 5.2231 | 0.51852 | 5 | 0.74159
15842 | 7.905 | 1 | 365 | 8.9953 | 0.11522 | 9 | 0.11051
15820 | 9.435 | 1 | 365 | 10.7363 | 0.6214 | 11 | 0.35771
15840 | 8.06 | 1 | 365 | 9.1717 | 0.47042 | 9 | 0.64209
15473 | 7.44 | 1 | 365 | 8.4662 | 0.049623 | 8 | 0.51578
15481 | 3.84 | 1 | 365 | 4.3696 | 0.79981 | 5 | 0.16943
15484 | 4.32 | 1 | 365 | 4.9158 | 0.89978 | 5 | 0.81561
15516 | 6.44 | 1 | 365 | 7.3282 | 0.75801 | 8 | 0.086238
15522 | 6.16 | 1 | 365 | 7.0096 | 0.11635 | 7 | 0.12597
15524 | 2.04 | 1 | 365 | 2.3214 | 0.6749 | 2 | 0.99626
15529 | 6.6 | 1 | 365 | 7.5103 | 0.12467 | 7 | 0.63496
15530 | 8.1 | 1 | 365 | 9.2172 | 0.56209 | 9 | 0.77927
15533 | 3.36 | 1 | 365 | 3.8234 | 0.69983 | 4 | 0.52325
15534 | 5.76 | 1 | 365 | 6.5544 | 0.19971 | 6 | 0.75415
15536 | 8.415 | 1 | 365 | 9.5756 | 0.28395 | 9 | 0.85958
15537 | 6.75 | 1 | 365 | 7.681 | 0.46841 | 8 | 0.1494
15544 | 4.75 | 1 | 365 | 5.4051 | 0.88518 | 6 | 0.29031
15874 | 2.295 | 1 | 365 | 2.6115 | 0.25926 | 2 | 0.87079
15846 | 3.315 | 1 | 365 | 3.7722 | 0.59671 | 4 | 0.36893
15887 | 6.63 | 1 | 365 | 7.5444 | 0.19341 | 7 | 0.73785
15871 | 4.25 | 1 | 365 | 4.8362 | 0.73937 | 5 | 0.57554
15896 | 6.885 | 1 | 365 | 7.8346 | 0.77778 | 8 | 0.61238
15848 | 7 | 1 | 365 | 7.9655 | 0.041312 | 8 | 0.00678
15879 | 7.14 | 1 | 365 | 8.1248 | 0.36214 | 8 | 0.48692
15912 | 1.53 | 1 | 365 | 1.741 | 0.50617 | 2 | 0.2472
15936 | 1.53 | 1 | 365 | 1.741 | 0.50617 | 2 | 0.2472
15963 | 6.885 | 1 | 365 | 7.8346 | 0.77778 | 8 | 0.61238
15970 | 4.59 | 1 | 365 | 5.2231 | 0.51852 | 5 | 0.74159
13912 | 7.905 | 1 | 365 | 8.9953 | 0.11522 | 9 | 0.11051
16036 | 6.5 | 1 | 365 | 7.3965 | 0.8955 | 8 | 0.29201
10929 | 10.66 | 1 | 365 | 12.1303 | 0.42863 | 12 | 0.5589
11025 | 7.75 | 1 | 365 | 8.8189 | 0.76002 | 9 | 0.57893
12604 | 5.13 | 1 | 365 | 5.8376 | 0.75599 | 6 | 0.59354
13652 | 5.1 | 1 | 365 | 5.8034 | 0.68724 | 6 | 0.49065
13660 | 8.06 | 1 | 365 | 9.1717 | 0.47042 | 9 | 0.64209
12894 | 7.14 | 1 | 365 | 8.1248 | 0.36214 | 8 | 0.48692
13659 | 4.335 | 1 | 365 | 4.9329 | 0.93416 | 5 | 0.86706
13683 | 7.28 | 1 | 365 | 8.2841 | 0.68296 | 8 | 0.96705
11839 | 10.14 | 1 | 365 | 11.5385 | 0.23699 | 11 | 0.77554
11841 | 3.9 | 1 | 365 | 4.4379 | 0.9373 | 5 | 0.37521
11840 | 9.36 | 1 | 365 | 10.651 | 0.44953 | 11 | 0.10049
11845 | 6.5 | 1 | 365 | 7.3965 | 0.8955 | 8 | 0.29201
11846 | 8.06 | 1 | 365 | 9.1717 | 0.47042 | 9 | 0.64209
11848 | 5.2 | 1 | 365 | 5.9172 | 0.9164 | 6 | 0.83361
11875 | 8.84 | 1 | 365 | 10.0592 | 0.25789 | 10 | 0.31713
11879 | 11.96 | 1 | 365 | 13.6096 | 0.40773 | 14 | 0.017298
11889 | 4.42 | 1 | 365 | 5.0296 | 0.12894 | 5 | 0.15857
11885 | 15.3 | 1 | 365 | 17.4102 | 0.061725 | 17 | 0.47196
11895 | 11.22 | 1 | 365 | 12.7675 | 0.71193 | 13 | 0.47944
11896 | 9.18 | 1 | 365 | 10.4461 | 0.037035 | 10 | 0.48318
11897 | 6.12 | 1 | 365 | 6.9641 | 0.02469 | 6 | 0.98878
11950 | 4.845 | 1 | 365 | 5.5132 | 0.10288 | 5 | 0.61612
14941 | 6.725 | 1 | 365 | 7.6525 | 0.41112 | 8 | 0.063657
11915 | 5.72 | 1 | 365 | 6.5089 | 0.10804 | 6 | 0.61697
11916 | 11.7 | 1 | 365 | 13.3137 | 0.81191 | 14 | 0.12562
17567 | 8.71 | 1 | 365 | 9.9113 | 0.95998 | 10 | 0.87129
11919 | 3.57 | 1 | 365 | 4.0624 | 0.18107 | 4 | 0.24346
11921 | 4.42 | 1 | 365 | 5.0296 | 0.12894 | 5 | 0.15857
11942 | 10.4 | 1 | 365 | 11.8344 | 0.83281 | 12 | 0.66722
11922 | 2.34 | 1 | 365 | 2.6627 | 0.36238 | 3 | 0.025124
11997 | 6.12 | 1 | 365 | 6.9641 | 0.02469 | 6 | 0.98878
12007 | 6.76 | 1 | 365 | 7.6924 | 0.49132 | 8 | 0.18369
12034 | 7.65 | 1 | 365 | 8.7051 | 0.53086 | 9 | 0.23598
12041 | 5.98 | 1 | 365 | 6.8048 | 0.70386 | 7 | 0.50865
12047 | 6.76 | 1 | 365 | 7.6924 | 0.49132 | 8 | 0.18369
12058 | 15.555 | 1 | 365 | 17.7004 | 0.64609 | 18 | 0.34649
16793 | 22.788 | 1 | 365 | 25.931 | 0.22135 | 26 | 0.15236
12422 | 4.8 | 1 | 365 | 5.462 | 0.99976 | 6 | 0.46179
15764 | 15 | 1 | 365 | 17.0689 | 0.37424 | 17 | 0.4431
16005 | 6.5 | 1 | 365 | 7.3965 | 0.8955 | 8 | 0.29201
14460 | 113.035 | 0.9 | 365 | 115.7627 | 0.12953 | 115 | 0.89225
14444 | 4.59 | 1 | 365 | 5.2231 | 0.51852 | 5 | 0.74159
15862 | 4.08 | 1 | 365 | 4.6427 | 0.34979 | 4 | 0.99252
16177 | 5.1 | 1 | 365 | 5.8034 | 0.68724 | 6 | 0.49065
14006 | 7.65 | 1 | 365 | 8.7051 | 0.53086 | 9 | 0.23598
16179 | 8.16 | 1 | 365 | 9.2855 | 0.69959 | 9 | 0.98505
14214 | 10.455 | 1 | 365 | 11.897 | 0.95885 | 12 | 0.85584
14317 | 13.005 | 1 | 365 | 14.7987 | 0.80247 | 15 | 0.60117
14321 | 10.2 | 1 | 365 | 11.6068 | 0.37448 | 11 | 0.98131
15545 | 8.67 | 1 | 365 | 9.8658 | 0.86831 | 10 | 0.73411
14209 | 10.965 | 1 | 365 | 12.4773 | 0.12757 | 12 | 0.60491
14192 | 10.2 | 1 | 365 | 11.6068 | 0.37448 | 11 | 0.98131
14299 | 10.71 | 1 | 365 | 12.1872 | 0.54321 | 12 | 0.73037
14270 | 12.24 | 1 | 365 | 13.9282 | 0.04938 | 13 | 0.97757
14320 | 10.2 | 1 | 365 | 11.6068 | 0.37448 | 11 | 0.98131
15606 | 14.79 | 1 | 365 | 16.8299 | 0.893 | 17 | 0.7229
15755 | 10.2 | 1 | 365 | 11.6068 | 0.37448 | 11 | 0.98131
14296 | 10.2 | 1 | 365 | 11.6068 | 0.37448 | 11 | 0.98131
14319 | 11.76 | 1 | 365 | 13.382 | 0.9494 | 14 | 0.33139
16360 | 11.73 | 1 | 365 | 13.3478 | 0.88066 | 14 | 0.2285
14212 | 10.2 | 1 | 365 | 11.6068 | 0.37448 | 11 | 0.98131
14277 | 13.005 | 1 | 365 | 14.7987 | 0.80247 | 15 | 0.60117
14309 | 17.595 | 1 | 365 | 20.0218 | 0.32098 | 20 | 0.34276
14291 | 13.515 | 1 | 365 | 15.379 | 0.97119 | 16 | 0.35023
15717 | 10.71 | 1 | 365 | 12.1872 | 0.54321 | 12 | 0.73037
14178 | 11.475 | 1 | 365 | 13.0577 | 0.29629 | 13 | 0.35397
12818 | 9.69 | 1 | 365 | 11.0265 | 0.20576 | 11 | 0.23224
12834 | 4.32 | 1 | 365 | 4.9158 | 0.89978 | 5 | 0.81561
14400 | 13.475 | 1 | 365 | 15.3335 | 0.87953 | 16 | 0.21305
15122 | 5.355 | 1 | 365 | 6.0936 | 0.2716 | 6 | 0.36519
14316 | 11.22 | 1 | 365 | 12.7675 | 0.71193 | 13 | 0.47944
14252 | 13.515 | 1 | 365 | 15.379 | 0.97119 | 16 | 0.35023
14312 | 10.965 | 1 | 365 | 12.4773 | 0.12757 | 12 | 0.60491
14838 | 10.2 | 1 | 365 | 11.6068 | 0.37448 | 11 | 0.98131
15074 | 12.75 | 1 | 365 | 14.5085 | 0.2181 | 14 | 0.72663
16323 | 16.065 | 1 | 365 | 18.2807 | 0.81481 | 19 | 0.09556
16339 | 10.965 | 1 | 365 | 12.4773 | 0.12757 | 12 | 0.60491
14765 | 10.71 | 1 | 365 | 12.1872 | 0.54321 | 12 | 0.73037
16407 | 15.81 | 1 | 365 | 17.9906 | 0.23045 | 18 | 0.22103
14737 | 10.75 | 1 | 365 | 12.2327 | 0.63487 | 12 | 0.86755
15203 | 11.475 | 1 | 365 | 13.0577 | 0.29629 | 13 | 0.35397
15849 | 11.73 | 1 | 365 | 13.3478 | 0.88066 | 14 | 0.2285
14393 | 10.045 | 1 | 365 | 11.4304 | 0.019283 | 11 | 0.44973
16355 | 10.965 | 1 | 365 | 12.4773 | 0.12757 | 12 | 0.60491
16455 | 10.445 | 1 | 365 | 11.8856 | 0.93593 | 12 | 0.82155
15591 | 10.71 | 1 | 365 | 12.1872 | 0.54321 | 12 | 0.73037
16336 | 13.77 | 1 | 365 | 15.6692 | 0.55555 | 16 | 0.22477
16342 | 12.25 | 1 | 365 | 13.9396 | 0.072296 | 14 | 0.011865
16350 | 14.025 | 1 | 365 | 15.9594 | 0.13991 | 16 | 0.099299
16403 | 13.005 | 1 | 365 | 14.7987 | 0.80247 | 15 | 0.60117
16499 | 17.5 | 1 | 365 | 19.9137 | 0.10328 | 20 | 0.01695
12220 | 3.06 | 1 | 365 | 3.482 | 0.012345 | 3 | 0.49439
15138 | 7.395 | 1 | 365 | 8.4149 | 0.9465 | 9 | 0.36145
14949 | 5.98 | 1 | 365 | 6.8048 | 0.70386 | 7 | 0.50865
12999 | 7.5 | 1 | 365 | 8.5344 | 0.18712 | 8 | 0.72155
13201 | 10 | 1 | 365 | 11.3792 | 0.91616 | 12 | 0.2954
13241 | 147.82 | 0.9 | 365 | 151.3871 | 0.87201 | 152 | 0.25914
13825 | 8.06 | 1 | 365 | 9.1717 | 0.47042 | 9 | 0.64209
13606 | 8.67 | 1 | 365 | 9.8658 | 0.86831 | 10 | 0.73411
13864 | 10.4 | 1 | 365 | 11.8344 | 0.83281 | 12 | 0.66722
12898 | 14.04 | 1 | 365 | 15.9765 | 0.17429 | 16 | 0.15074
13949 | 8.96 | 1 | 365 | 10.1958 | 0.53288 | 10 | 0.72868
18924 | 11.22 | 1 | 365 | 12.7675 | 0.71193 | 13 | 0.47944
8644 | 598.16 | 1 | 365 | 680.6606 | 0.75303 | 681 | 0.41365
14164 | 9 | 1 | 365 | 10.2413 | 0.62454 | 10 | 0.86586
15242 | 8.32 | 1 | 365 | 9.4675 | 0.066245 | 9 | 0.53377
14671 | 15.045 | 1 | 365 | 17.1201 | 0.47736 | 17 | 0.59743
14955 | 9.62 | 1 | 365 | 10.9468 | 0.045346 | 10 | 0.99217
15221 | 7.14 | 1 | 365 | 8.1248 | 0.36214 | 8 | 0.48692
14635 | 15.3 | 1 | 365 | 17.4102 | 0.061725 | 17 | 0.47196
14647 | 4.68 | 1 | 365 | 5.3255 | 0.72476 | 6 | 0.050247
14694 | 3.12 | 1 | 365 | 3.5503 | 0.14984 | 3 | 0.70016
14770 | 2.6 | 1 | 365 | 2.9586 | 0.9582 | 3 | 0.9168
14833 | 3.825 | 1 | 365 | 4.3526 | 0.76543 | 5 | 0.11799
14857 | 3.38 | 1 | 365 | 3.8462 | 0.74566 | 4 | 0.59185
15262 | 7.54 | 1 | 365 | 8.5799 | 0.27878 | 8 | 0.85873
12063 | 5.865 | 1 | 365 | 6.6739 | 0.44033 | 7 | 0.11425
15265 | 6.76 | 1 | 365 | 7.6924 | 0.49132 | 8 | 0.18369
15418 | 8.84 | 1 | 365 | 10.0592 | 0.25789 | 10 | 0.31713
15325 | 9.36 | 1 | 365 | 10.651 | 0.44953 | 11 | 0.10049
14248 | 9.45 | 1 | 365 | 10.7534 | 0.65577 | 11 | 0.40915
14305 | 2.7 | 1 | 365 | 3.0724 | 0.18736 | 3 | 0.25976
14307 | 2.16 | 1 | 365 | 2.4579 | 0.94989 | 3 | 0.40781
15635 | 2.55 | 1 | 365 | 2.9017 | 0.84362 | 3 | 0.74533
15008 | 6.375 | 1 | 365 | 7.2543 | 0.60905 | 7 | 0.86332
15633 | 4.335 | 1 | 365 | 4.9329 | 0.93416 | 5 | 0.86706
15426 | 3.825 | 1 | 365 | 4.3526 | 0.76543 | 5 | 0.11799
15427 | 4.08 | 1 | 365 | 4.6427 | 0.34979 | 4 | 0.99252
15459 | 8.415 | 1 | 365 | 9.5756 | 0.28395 | 9 | 0.85958
15463 | 10.725 | 1 | 365 | 12.2042 | 0.57758 | 12 | 0.78182
15466 | 23.52 | 1 | 365 | 26.764 | 0.89881 | 27 | 0.66278
11191 | 7.65 | 1 | 365 | 8.7051 | 0.53086 | 9 | 0.23598
11176 | 4.845 | 1 | 365 | 5.5132 | 0.10288 | 5 | 0.61612
11153 | 9.88 | 1 | 365 | 11.2427 | 0.64117 | 11 | 0.88386
15268 | 6.5 | 1 | 365 | 7.3965 | 0.8955 | 8 | 0.29201
15269 | 10.965 | 1 | 365 | 12.4773 | 0.12757 | 12 | 0.60491
15270 | 8.32 | 1 | 365 | 9.4675 | 0.066245 | 9 | 0.53377
15272 | 4.68 | 1 | 365 | 5.3255 | 0.72476 | 6 | 0.050247
15275 | 7.54 | 1 | 365 | 8.5799 | 0.27878 | 8 | 0.85873
15279 | 9.62 | 1 | 365 | 10.9468 | 0.045346 | 10 | 0.99217
15277 | 7.8 | 1 | 365 | 8.8758 | 0.8746 | 9 | 0.75041
15282 | 7.02 | 1 | 365 | 7.9882 | 0.087144 | 8 | 0.075371
15283 | 14.79 | 1 | 365 | 16.8299 | 0.893 | 17 | 0.7229
15286 | 5.2 | 1 | 365 | 5.9172 | 0.9164 | 6 | 0.83361
15289 | 6.63 | 1 | 365 | 7.5444 | 0.19341 | 7 | 0.73785
15301 | 5.2 | 1 | 365 | 5.9172 | 0.9164 | 6 | 0.83361
15302 | 4.59 | 1 | 365 | 5.2231 | 0.51852 | 5 | 0.74159
15303 | 4.335 | 1 | 365 | 4.9329 | 0.93416 | 5 | 0.86706
14313 | 6.12 | 1 | 365 | 6.9641 | 0.02469 | 6 | 0.98878
15304 | 5.72 | 1 | 365 | 6.5089 | 0.10804 | 6 | 0.61697
15305 | 3.5 | 1 | 365 | 3.9827 | 0.020656 | 4 | 0.00339
15307 | 7.395 | 1 | 365 | 8.4149 | 0.9465 | 9 | 0.36145
15308 | 13.26 | 1 | 365 | 15.0889 | 0.38683 | 15 | 0.4757
15310 | 2.805 | 1 | 365 | 3.1919 | 0.42798 | 3 | 0.61986
15311 | 3.12 | 1 | 365 | 3.5503 | 0.14984 | 3 | 0.70016
15313 | 17 | 1 | 365 | 19.3447 | 0.95747 | 20 | 0.30218
12740 | 2.75 | 1 | 365 | 3.1293 | 0.30194 | 3 | 0.43124
15317 | 5.72 | 1 | 365 | 6.5089 | 0.10804 | 6 | 0.61697
15318 | 10.2 | 1 | 365 | 11.6068 | 0.37448 | 11 | 0.98131
15320 | 3.8 | 1 | 365 | 4.3241 | 0.70814 | 5 | 0.032252
15663 | 11.34 | 1 | 365 | 12.9041 | 0.98693 | 13 | 0.89098
15321 | 3.38 | 1 | 365 | 3.8462 | 0.74566 | 4 | 0.59185
15664 | 8.925 | 1 | 365 | 10.156 | 0.45267 | 10 | 0.60864
15324 | 13.005 | 1 | 365 | 14.7987 | 0.80247 | 15 | 0.60117
15327 | 3.06 | 1 | 365 | 3.482 | 0.012345 | 3 | 0.49439
15665 | 4.32 | 1 | 365 | 4.9158 | 0.89978 | 5 | 0.81561
15328 | 14.79 | 1 | 365 | 16.8299 | 0.893 | 17 | 0.7229
15666 | 7.29 | 1 | 365 | 8.2955 | 0.70588 | 9 | 0.0013466
15333 | 9.1 | 1 | 365 | 10.3551 | 0.85371 | 11 | 0.20881
15335 | 11.44 | 1 | 365 | 13.0179 | 0.21609 | 13 | 0.23394
15720 | 6.885 | 1 | 365 | 7.8346 | 0.77778 | 8 | 0.61238
15343 | 5.2 | 1 | 365 | 5.9172 | 0.9164 | 6 | 0.83361
15777 | 3.84 | 1 | 365 | 4.3696 | 0.79981 | 5 | 0.16943
15349 | 8.415 | 1 | 365 | 9.5756 | 0.28395 | 9 | 0.85958
15351 | 5.61 | 1 | 365 | 6.3838 | 0.85597 | 7 | 0.23972
15766 | 31.392 | 0.9 | 365 | 32.1495 | 0.74457 | 32 | 0.89411
15834 | 5.559 | 1 | 365 | 6.3257 | 0.73909 | 7 | 0.064813
15712 | 3.06 | 1 | 365 | 3.482 | 0.012345 | 3 | 0.49439
15612 | 6.76 | 1 | 365 | 7.6924 | 0.49132 | 8 | 0.18369
12902 | 3.315 | 1 | 365 | 3.7722 | 0.59671 | 4 | 0.36893
15850 | 9.975 | 1 | 365 | 11.3508 | 0.85887 | 12 | 0.20966
11900 | 4.9 | 1 | 365 | 5.5758 | 0.22892 | 5 | 0.80475
11957 | 13 | 1 | 365 | 14.793 | 0.79101 | 15 | 0.58402
15859 | 7.14 | 1 | 365 | 8.1248 | 0.36214 | 8 | 0.48692
11963 | 7.905 | 1 | 365 | 8.9953 | 0.11522 | 9 | 0.11051
11966 | 6.25 | 1 | 365 | 7.112 | 0.3226 | 7 | 0.43462
15860 | 9.99 | 1 | 365 | 11.3679 | 0.89324 | 12 | 0.2611
11946 | 9.18 | 1 | 365 | 10.4461 | 0.037035 | 10 | 0.48318
11969 | 13.515 | 1 | 365 | 15.379 | 0.97119 | 16 | 0.35023
15864 | 6.12 | 1 | 365 | 6.9641 | 0.02469 | 6 | 0.98878
11972 | 7.28 | 1 | 365 | 8.2841 | 0.68296 | 8 | 0.96705
11968 | 4.59 | 1 | 365 | 5.2231 | 0.51852 | 5 | 0.74159
15937 | 13.26 | 1 | 365 | 15.0889 | 0.38683 | 15 | 0.4757
11973 | 4.16 | 1 | 365 | 4.7338 | 0.53312 | 5 | 0.26689
15903 | 7.395 | 1 | 365 | 8.4149 | 0.9465 | 9 | 0.36145
11981 | 8.32 | 1 | 365 | 9.4675 | 0.066245 | 9 | 0.53377
15950 | 4.59 | 1 | 365 | 5.2231 | 0.51852 | 5 | 0.74159
11985 | 3.9 | 1 | 365 | 4.4379 | 0.9373 | 5 | 0.37521
15951 | 6.63 | 1 | 365 | 7.5444 | 0.19341 | 7 | 0.73785
11992 | 7.905 | 1 | 365 | 8.9953 | 0.11522 | 9 | 0.11051
15981 | 22 | 1 | 365 | 25.0343 | 0.41555 | 25 | 0.44988
11995 | 6.76 | 1 | 365 | 7.6924 | 0.49132 | 8 | 0.18369
15994 | 13.16 | 1 | 365 | 14.9751 | 0.15767 | 15 | 0.13275
12000 | 9.1 | 1 | 365 | 10.3551 | 0.85371 | 11 | 0.20881
15998 | 3.06 | 1 | 365 | 3.482 | 0.012345 | 3 | 0.49439
12003 | 4.24 | 1 | 365 | 4.8248 | 0.71645 | 5 | 0.54125
16001 | 7.5 | 1 | 365 | 8.5344 | 0.18712 | 8 | 0.72155
12011 | 7.8 | 1 | 365 | 8.8758 | 0.8746 | 9 | 0.75041
16002 | 3.25 | 1 | 365 | 3.6983 | 0.44775 | 4 | 0.146
12068 | 12.75 | 1 | 365 | 14.5085 | 0.2181 | 14 | 0.72663
12071 | 14.79 | 1 | 365 | 16.8299 | 0.893 | 17 | 0.7229
16006 | 6.75 | 1 | 365 | 7.681 | 0.46841 | 8 | 0.1494
11878 | 11.475 | 1 | 365 | 13.0577 | 0.29629 | 13 | 0.35397
11818 | 7.8 | 1 | 365 | 8.8758 | 0.8746 | 9 | 0.75041
16011 | 4.25 | 1 | 365 | 4.8362 | 0.73937 | 5 | 0.57554
11880 | 9.69 | 1 | 365 | 11.0265 | 0.20576 | 11 | 0.23224
16016 | 8.5 | 1 | 365 | 9.6724 | 0.47874 | 10 | 0.15109
11843 | 6.24 | 1 | 365 | 7.1006 | 0.29968 | 7 | 0.40033
16014 | 5.25 | 1 | 365 | 5.9741 | 0.030984 | 6 | 0.005085
11881 | 8.84 | 1 | 365 | 10.0592 | 0.25789 | 10 | 0.31713
16019 | 7.75 | 1 | 365 | 8.8189 | 0.76002 | 9 | 0.57893
16021 | 4.5 | 1 | 365 | 5.1207 | 0.31227 | 5 | 0.43293
11882 | 11.7 | 1 | 365 | 13.3137 | 0.81191 | 14 | 0.12562
15984 | 3.12 | 1 | 365 | 3.5503 | 0.14984 | 3 | 0.70016
11884 | 14.82 | 1 | 365 | 16.864 | 0.96175 | 17 | 0.82578
16018 | 9.18 | 1 | 365 | 10.4461 | 0.037035 | 10 | 0.48318
11902 | 7.28 | 1 | 365 | 8.2841 | 0.68296 | 8 | 0.96705
11903 | 4.68 | 1 | 365 | 5.3255 | 0.72476 | 6 | 0.050247
15992 | 7.65 | 1 | 365 | 8.7051 | 0.53086 | 9 | 0.23598
11904 | 3.38 | 1 | 365 | 3.8462 | 0.74566 | 4 | 0.59185
15442 | 4.68 | 1 | 365 | 5.3255 | 0.72476 | 6 | 0.050247
11909 | 6.76 | 1 | 365 | 7.6924 | 0.49132 | 8 | 0.18369
15444 | 5.2 | 1 | 365 | 5.9172 | 0.9164 | 6 | 0.83361
13574 | 5.72 | 1 | 365 | 6.5089 | 0.10804 | 6 | 0.61697
15447 | 3.9 | 1 | 365 | 4.4379 | 0.9373 | 5 | 0.37521
11911 | 6.24 | 1 | 365 | 7.1006 | 0.29968 | 7 | 0.40033
11914 | 6.76 | 1 | 365 | 7.6924 | 0.49132 | 8 | 0.18369
15448 | 12.74 | 1 | 365 | 14.4972 | 0.19519 | 14 | 0.69234
15450 | 5.46 | 1 | 365 | 6.2131 | 0.51222 | 6 | 0.72529
15449 | 5.46 | 1 | 365 | 6.2131 | 0.51222 | 6 | 0.72529
15454 | 5.61 | 1 | 365 | 6.3838 | 0.85597 | 7 | 0.23972
15456 | 10.92 | 1 | 365 | 12.4261 | 0.024447 | 12 | 0.45058
15458 | 7.54 | 1 | 365 | 8.5799 | 0.27878 | 8 | 0.85873
16164 | 5.1 | 1 | 365 | 5.8034 | 0.68724 | 6 | 0.49065
15462 | 6.12 | 1 | 365 | 6.9641 | 0.02469 | 6 | 0.98878
15464 | 7.8 | 1 | 365 | 8.8758 | 0.8746 | 9 | 0.75041
15469 | 10.4 | 1 | 365 | 11.8344 | 0.83281 | 12 | 0.66722
15468 | 7.395 | 1 | 365 | 8.4149 | 0.9465 | 9 | 0.36145
15467 | 6.76 | 1 | 365 | 7.6924 | 0.49132 | 8 | 0.18369
16206 | 8.175 | 1 | 365 | 9.3025 | 0.73396 | 10 | 0.03649
15474 | 10.92 | 1 | 365 | 12.4261 | 0.024447 | 12 | 0.45058
16209 | 7.905 | 1 | 365 | 8.9953 | 0.11522 | 9 | 0.11051
15475 | 4.42 | 1 | 365 | 5.0296 | 0.12894 | 5 | 0.15857
16507 | 6.12 | 1 | 365 | 6.9641 | 0.02469 | 6 | 0.98878
16066 | 7.395 | 1 | 365 | 8.4149 | 0.9465 | 9 | 0.36145
16069 | 6.63 | 1 | 365 | 7.5444 | 0.19341 | 7 | 0.73785
16212 | 2.34 | 1 | 365 | 2.6627 | 0.36238 | 3 | 0.025124
16491 | 3.825 | 1 | 365 | 4.3526 | 0.76543 | 5 | 0.11799
16255 | 5.865 | 1 | 365 | 6.6739 | 0.44033 | 7 | 0.11425
16199 | 17.85 | 1 | 365 | 20.3119 | 0.90535 | 21 | 0.21729
15844 | 4.335 | 1 | 365 | 4.9329 | 0.93416 | 5 | 0.86706
16073 | 5.355 | 1 | 365 | 6.0936 | 0.2716 | 6 | 0.36519
16114 | 7.65 | 1 | 365 | 8.7051 | 0.53086 | 9 | 0.23598
16217 | 4.335 | 1 | 365 | 4.9329 | 0.93416 | 5 | 0.86706
16514 | 3.825 | 1 | 365 | 4.3526 | 0.76543 | 5 | 0.11799
16540 | 6.63 | 1 | 365 | 7.5444 | 0.19341 | 7 | 0.73785
16200 | 4.16 | 1 | 365 | 4.7338 | 0.53312 | 5 | 0.26689
16587 | 7.65 | 1 | 365 | 8.7051 | 0.53086 | 9 | 0.23598
16504 | 8.5 | 1 | 365 | 9.6724 | 0.47874 | 10 | 0.15109
16628 | 7.395 | 1 | 365 | 8.4149 | 0.9465 | 9 | 0.36145
16601 | 7.02 | 1 | 365 | 7.9882 | 0.087144 | 8 | 0.075371
15638 | 8.67 | 1 | 365 | 9.8658 | 0.86831 | 10 | 0.73411
16539 | 5.335 | 1 | 365 | 6.0708 | 0.22577 | 6 | 0.2966
16256 | 6.12 | 1 | 365 | 6.9641 | 0.02469 | 6 | 0.98878
16259 | 6.63 | 1 | 365 | 7.5444 | 0.19341 | 7 | 0.73785
16579 | 9.1 | 1 | 365 | 10.3551 | 0.85371 | 11 | 0.20881
16075 | 8.415 | 1 | 365 | 9.5756 | 0.28395 | 9 | 0.85958
16580 | 13.005 | 1 | 365 | 14.7987 | 0.80247 | 15 | 0.60117
16519 | 6.885 | 1 | 365 | 7.8346 | 0.77778 | 8 | 0.61238
16627 | 15.555 | 1 | 365 | 17.7004 | 0.64609 | 18 | 0.34649
16057 | 6.885 | 1 | 365 | 7.8346 | 0.77778 | 8 | 0.61238
16625 | 8.67 | 1 | 365 | 9.8658 | 0.86831 | 10 | 0.73411
16602 | 7.65 | 1 | 365 | 8.7051 | 0.53086 | 9 | 0.23598
15423 | 8.67 | 1 | 365 | 9.8658 | 0.86831 | 10 | 0.73411
15432 | 7.02 | 1 | 365 | 7.9882 | 0.087144 | 8 | 0.075371
15433 | 7.8 | 1 | 365 | 8.8758 | 0.8746 | 9 | 0.75041
15436 | 3.9 | 1 | 365 | 4.4379 | 0.9373 | 5 | 0.37521
15441 | 7.28 | 1 | 365 | 8.2841 | 0.68296 | 8 | 0.96705
19445 | 4.86 | 1 | 365 | 5.5303 | 0.13725 | 5 | 0.66756
15435 | 10.2 | 1 | 365 | 11.6068 | 0.37448 | 11 | 0.98131
15608 | 5.4 | 1 | 365 | 6.1448 | 0.37473 | 6 | 0.51952
15609 | 8.64 | 1 | 365 | 9.8317 | 0.79956 | 10 | 0.63123
15616 | 3.6 | 1 | 365 | 4.0965 | 0.24982 | 4 | 0.34634
15618 | 4.08 | 1 | 365 | 4.6427 | 0.34979 | 4 | 0.99252
15438 | 4.16 | 1 | 365 | 4.7338 | 0.53312 | 5 | 0.26689
15623 | 5.61 | 1 | 365 | 6.3838 | 0.85597 | 7 | 0.23972
15443 | 3.12 | 1 | 365 | 3.5503 | 0.14984 | 3 | 0.70016
15676 | 5.355 | 1 | 365 | 6.0936 | 0.2716 | 6 | 0.36519
15705 | 3.06 | 1 | 365 | 3.482 | 0.012345 | 3 | 0.49439
15451 | 2.86 | 1 | 365 | 3.2545 | 0.55402 | 3 | 0.80848
15455 | 5.355 | 1 | 365 | 6.0936 | 0.2716 | 6 | 0.36519
15035 | 7.47 | 1 | 365 | 8.5003 | 0.11837 | 8 | 0.61866
15460 | 9.1 | 1 | 365 | 10.3551 | 0.85371 | 11 | 0.20881
15480 | 8.58 | 1 | 365 | 9.7634 | 0.66207 | 10 | 0.42545
15471 | 4.845 | 1 | 365 | 5.5132 | 0.10288 | 5 | 0.61612
16211 | 7.65 | 1 | 365 | 8.7051 | 0.53086 | 9 | 0.23598
15482 | 7.54 | 1 | 365 | 8.5799 | 0.27878 | 8 | 0.85873
15485 | 3.38 | 1 | 365 | 3.8462 | 0.74566 | 4 | 0.59185
15487 | 11.7 | 1 | 365 | 13.3137 | 0.81191 | 14 | 0.12562
16250 | 4.5 | 1 | 365 | 5.1207 | 0.31227 | 5 | 0.43293
15489 | 3.12 | 1 | 365 | 3.5503 | 0.14984 | 3 | 0.70016
16253 | 9.25 | 1 | 365 | 10.5258 | 0.19745 | 10 | 0.72325
15492 | 5.98 | 1 | 365 | 6.8048 | 0.70386 | 7 | 0.50865
15494 | 7.02 | 1 | 365 | 7.9882 | 0.087144 | 8 | 0.075371
15498 | 5.98 | 1 | 365 | 6.8048 | 0.70386 | 7 | 0.50865
15496 | 7.54 | 1 | 365 | 8.5799 | 0.27878 | 8 | 0.85873
15500 | 7.54 | 1 | 365 | 8.5799 | 0.27878 | 8 | 0.85873
16272 | 6.12 | 1 | 365 | 6.9641 | 0.02469 | 6 | 0.98878
16273 | 5.355 | 1 | 365 | 6.0936 | 0.2716 | 6 | 0.36519
16274 | 7.14 | 1 | 365 | 8.1248 | 0.36214 | 8 | 0.48692
16275 | 17.331 | 1 | 365 | 19.7214 | 0.716 | 20 | 0.43736
16276 | 17.385 | 1 | 365 | 19.7828 | 0.83974 | 20 | 0.62255
16282 | 3.825 | 1 | 365 | 4.3526 | 0.76543 | 5 | 0.11799
16289 | 6 | 1 | 365 | 6.8275 | 0.7497 | 7 | 0.57724
16292 | 8.67 | 1 | 365 | 9.8658 | 0.86831 | 10 | 0.73411
16293 | 10.455 | 1 | 365 | 11.897 | 0.95885 | 12 | 0.85584
15501 | 10.14 | 1 | 365 | 11.5385 | 0.23699 | 11 | 0.77554
16301 | 9.945 | 1 | 365 | 11.3167 | 0.79012 | 12 | 0.10678
16281 | 9.45 | 1 | 365 | 10.7534 | 0.65577 | 11 | 0.40915
15502 | 5.61 | 1 | 365 | 6.3838 | 0.85597 | 7 | 0.23972
15503 | 4.335 | 1 | 365 | 4.9329 | 0.93416 | 5 | 0.86706
16309 | 5.1 | 1 | 365 | 5.8034 | 0.68724 | 6 | 0.49065
16310 | 3 | 1 | 365 | 3.4138 | 0.87485 | 4 | 0.28862
15505 | 3.64 | 1 | 365 | 4.142 | 0.34148 | 4 | 0.48353
16312 | 4.845 | 1 | 365 | 5.5132 | 0.10288 | 5 | 0.61612
16340 | 10.8 | 1 | 365 | 12.2896 | 0.74945 | 13 | 0.039032
16302 | 8 | 1 | 365 | 9.1034 | 0.33293 | 9 | 0.43632
16311 | 5.2 | 1 | 365 | 5.9172 | 0.9164 | 6 | 0.83361
14216 | 17.595 | 1 | 365 | 20.0218 | 0.32098 | 20 | 0.34276
15508 | 7.14 | 1 | 365 | 8.1248 | 0.36214 | 8 | 0.48692
15509 | 3.06 | 1 | 365 | 3.482 | 0.012345 | 3 | 0.49439
16354 | 5.865 | 1 | 365 | 6.6739 | 0.44033 | 7 | 0.11425
16372 | 9.72 | 1 | 365 | 11.0606 | 0.27451 | 11 | 0.33513
16376 | 8 | 1 | 365 | 9.1034 | 0.33293 | 9 | 0.43632
16404 | 8.91 | 1 | 365 | 10.1389 | 0.4183 | 10 | 0.5572
16406 | 11.22 | 1 | 365 | 12.7675 | 0.71193 | 13 | 0.47944
16414 | 20.79 | 1 | 365 | 23.6574 | 0.6427 | 24 | 0.30014
15511 | 2.86 | 1 | 365 | 3.2545 | 0.55402 | 3 | 0.80848
16420 | 6.75 | 1 | 365 | 7.681 | 0.46841 | 8 | 0.1494
16434 | 6.63 | 1 | 365 | 7.5444 | 0.19341 | 7 | 0.73785
16422 | 4.32 | 1 | 365 | 4.9158 | 0.89978 | 5 | 0.81561
16446 | 5 | 1 | 365 | 5.6896 | 0.45808 | 6 | 0.1477
16430 | 4.8 | 1 | 365 | 5.462 | 0.99976 | 6 | 0.46179
16432 | 2.7 | 1 | 365 | 3.0724 | 0.18736 | 3 | 0.25976
15512 | 2.86 | 1 | 365 | 3.2545 | 0.55402 | 3 | 0.80848
16461 | 3.57 | 1 | 365 | 4.0624 | 0.18107 | 4 | 0.24346
16462 | 5.1 | 1 | 365 | 5.8034 | 0.68724 | 6 | 0.49065
16464 | 9.18 | 1 | 365 | 10.4461 | 0.037035 | 10 | 0.48318
15514 | 4.68 | 1 | 365 | 5.3255 | 0.72476 | 6 | 0.050247
15518 | 4.16 | 1 | 365 | 4.7338 | 0.53312 | 5 | 0.26689
16469 | 7.65 | 1 | 365 | 8.7051 | 0.53086 | 9 | 0.23598
16470 | 6.48 | 1 | 365 | 7.3737 | 0.84967 | 8 | 0.22342
16473 | 7.65 | 1 | 365 | 8.7051 | 0.53086 | 9 | 0.23598
16475 | 5.865 | 1 | 365 | 6.6739 | 0.44033 | 7 | 0.11425
15520 | 7.54 | 1 | 365 | 8.5799 | 0.27878 | 8 | 0.85873
15550 | 4.42 | 1 | 365 | 5.0296 | 0.12894 | 5 | 0.15857
15554 | 2.915 | 1 | 365 | 3.317 | 0.68006 | 3 | 0.99711
15557 | 6.885 | 1 | 365 | 7.8346 | 0.77778 | 8 | 0.61238
15560 | 11.44 | 1 | 365 | 13.0179 | 0.21609 | 13 | 0.23394
15561 | 2.34 | 1 | 365 | 2.6627 | 0.36238 | 3 | 0.025124
15564 | 9.88 | 1 | 365 | 11.2427 | 0.64117 | 11 | 0.88386
15566 | 6.885 | 1 | 365 | 7.8346 | 0.77778 | 8 | 0.61238
15568 | 13.005 | 1 | 365 | 14.7987 | 0.80247 | 15 | 0.60117
15569 | 3.38 | 1 | 365 | 3.8462 | 0.74566 | 4 | 0.59185
15571 | 4.94 | 1 | 365 | 5.6213 | 0.32058 | 5 | 0.94193
15572 | 3.64 | 1 | 365 | 4.142 | 0.34148 | 4 | 0.48353
15573 | 5.98 | 1 | 365 | 6.8048 | 0.70386 | 7 | 0.50865
15578 | 4.68 | 1 | 365 | 5.3255 | 0.72476 | 6 | 0.050247
15585 | 7.65 | 1 | 365 | 8.7051 | 0.53086 | 9 | 0.23598
15625 | 5.72 | 1 | 365 | 6.5089 | 0.10804 | 6 | 0.61697
15679 | 4.68 | 1 | 365 | 5.3255 | 0.72476 | 6 | 0.050247
15738 | 14.82 | 1 | 365 | 16.864 | 0.96175 | 17 | 0.82578
15758 | 6.76 | 1 | 365 | 7.6924 | 0.49132 | 8 | 0.18369
15626 | 5.46 | 1 | 365 | 6.2131 | 0.51222 | 6 | 0.72529
15465 | 6.12 | 1 | 365 | 6.9641 | 0.02469 | 6 | 0.98878
16008 | 6.5 | 1 | 365 | 7.3965 | 0.8955 | 8 | 0.29201
14858 | 6.375 | 1 | 365 | 7.2543 | 0.60905 | 7 | 0.86332
12185 | 9 | 1 | 365 | 10.2413 | 0.62454 | 10 | 0.86586
12846 | 11.18 | 1 | 365 | 12.722 | 0.62027 | 13 | 0.34226
14975 | 7.395 | 1 | 365 | 8.4149 | 0.9465 | 9 | 0.36145
10993 | 8.1 | 1 | 365 | 9.2172 | 0.56209 | 9 | 0.77927
15194 | 5.1 | 1 | 365 | 5.8034 | 0.68724 | 6 | 0.49065
15288 | 11.055 | 1 | 365 | 12.5797 | 0.33381 | 12 | 0.91356
16197 | 7.2 | 1 | 365 | 8.1931 | 0.49964 | 8 | 0.69269
16417 | 6.05 | 1 | 365 | 6.8844 | 0.86428 | 7 | 0.74872
16298 | 7.32 | 1 | 365 | 8.3296 | 0.77463 | 9 | 0.10423
15134 | 5.67 | 1 | 365 | 6.452 | 0.99346 | 7 | 0.44549
14623 | 12.74 | 1 | 365 | 14.4972 | 0.19519 | 14 | 0.69234
16324 | 12.24 | 1 | 365 | 13.9282 | 0.04938 | 13 | 0.97757
16428 | 11.25 | 1 | 365 | 12.8016 | 0.78068 | 13 | 0.58232
16410 | 13.005 | 1 | 365 | 14.7987 | 0.80247 | 15 | 0.60117
16440 | 10.75 | 1 | 365 | 12.2327 | 0.63487 | 12 | 0.86755
14832 | 13.005 | 1 | 365 | 14.7987 | 0.80247 | 15 | 0.60117
16379 | 11.515 | 1 | 365 | 13.1032 | 0.38796 | 13 | 0.49115
14469 | 10.965 | 1 | 365 | 12.4773 | 0.12757 | 12 | 0.60491
15767 | 10.455 | 1 | 365 | 11.897 | 0.95885 | 12 | 0.85584
16359 | 12.75 | 1 | 365 | 14.5085 | 0.2181 | 14 | 0.72663
15867 | 11.985 | 1 | 365 | 13.638 | 0.46502 | 14 | 0.10304
14629 | 15.81 | 1 | 365 | 17.9906 | 0.23045 | 18 | 0.22103
16358 | 11.5 | 1 | 365 | 13.0861 | 0.35358 | 13 | 0.43971
16343 | 17.595 | 1 | 365 | 20.0218 | 0.32098 | 20 | 0.34276
16450 | 10 | 1 | 365 | 11.3792 | 0.91616 | 12 | 0.2954
16458 | 17.595 | 1 | 365 | 20.0218 | 0.32098 | 20 | 0.34276
16449 | 11.22 | 1 | 365 | 12.7675 | 0.71193 | 13 | 0.47944
14710 | 10.2 | 1 | 365 | 11.6068 | 0.37448 | 11 | 0.98131
16511 | 17.4 | 1 | 365 | 19.7999 | 0.87412 | 20 | 0.674
16398 | 11.27 | 1 | 365 | 12.8244 | 0.82651 | 13 | 0.65092
15605 | 11.475 | 1 | 365 | 13.0577 | 0.29629 | 13 | 0.35397
16370 | 11.22 | 1 | 365 | 12.7675 | 0.71193 | 13 | 0.47944
16444 | 11.73 | 1 | 365 | 13.3478 | 0.88066 | 14 | 0.2285
14168 | 10.71 | 1 | 365 | 12.1872 | 0.54321 | 12 | 0.73037
14175 | 16.065 | 1 | 365 | 18.2807 | 0.81481 | 19 | 0.09556
16357 | 11.22 | 1 | 365 | 12.7675 | 0.71193 | 13 | 0.47944
15806 | 11.44 | 1 | 365 | 13.0179 | 0.21609 | 13 | 0.23394
16405 | 11.73 | 1 | 365 | 13.3478 | 0.88066 | 14 | 0.2285
16506 | 3.64 | 1 | 365 | 4.142 | 0.34148 | 4 | 0.48353
16557 | 3 | 1 | 365 | 3.4138 | 0.87485 | 4 | 0.28862
16171 | 8.58 | 1 | 365 | 9.7634 | 0.66207 | 10 | 0.42545
16520 | 7.29 | 1 | 365 | 8.2955 | 0.70588 | 9 | 0.0013466
16521 | 6.21 | 1 | 365 | 7.0665 | 0.23094 | 7 | 0.29744
16485 | 17.25 | 1 | 365 | 19.6292 | 0.53038 | 20 | 0.15956
16518 | 13 | 1 | 365 | 14.793 | 0.79101 | 15 | 0.58402
14152 | 10 | 1 | 365 | 11.3792 | 0.91616 | 12 | 0.2954
16486 | 10.965 | 1 | 365 | 12.4773 | 0.12757 | 12 | 0.60491
16489 | 11 | 1 | 365 | 12.5172 | 0.20778 | 12 | 0.72494
16315 | 10.965 | 1 | 365 | 12.4773 | 0.12757 | 12 | 0.60491
14211 | 10.71 | 1 | 365 | 12.1872 | 0.54321 | 12 | 0.73037
14213 | 10.71 | 1 | 365 | 12.1872 | 0.54321 | 12 | 0.73037
16427 | 10.2 | 1 | 365 | 11.6068 | 0.37448 | 11 | 0.98131
14208 | 10.2 | 1 | 365 | 11.6068 | 0.37448 | 11 | 0.98131
14206 | 11.475 | 1 | 365 | 13.0577 | 0.29629 | 13 | 0.35397
14855 | 10.2 | 1 | 365 | 11.6068 | 0.37448 | 11 | 0.98131
16369 | 10.71 | 1 | 365 | 12.1872 | 0.54321 | 12 | 0.73037
14171 | 10.2 | 1 | 365 | 11.6068 | 0.37448 | 11 | 0.98131
16536 | 12.24 | 1 | 365 | 13.9282 | 0.04938 | 13 | 0.97757
14217 | 12.75 | 1 | 365 | 14.5085 | 0.2181 | 14 | 0.72663
14730 | 12 | 1 | 365 | 13.6551 | 0.49939 | 14 | 0.15448
16531 | 4.8 | 1 | 365 | 5.462 | 0.99976 | 6 | 0.46179
16541 | 7.2 | 1 | 365 | 8.1931 | 0.49964 | 8 | 0.69269
16542 | 6.885 | 1 | 365 | 7.8346 | 0.77778 | 8 | 0.61238
15613 | 5.4 | 1 | 365 | 6.1448 | 0.37473 | 6 | 0.51952
16545 | 4.8 | 1 | 365 | 5.462 | 0.99976 | 6 | 0.46179
16546 | 4.59 | 1 | 365 | 5.2231 | 0.51852 | 5 | 0.74159
16549 | 6.375 | 1 | 365 | 7.2543 | 0.60905 | 7 | 0.86332
16550 | 7.395 | 1 | 365 | 8.4149 | 0.9465 | 9 | 0.36145
16962 | 8.16 | 1 | 365 | 9.2855 | 0.69959 | 9 | 0.98505
16552 | 8.64 | 1 | 365 | 9.8317 | 0.79956 | 10 | 0.63123
16556 | 9.18 | 1 | 365 | 10.4461 | 0.037035 | 10 | 0.48318
16562 | 6.12 | 1 | 365 | 6.9641 | 0.02469 | 6 | 0.98878
16386 | 9.18 | 1 | 365 | 10.4461 | 0.037035 | 10 | 0.48318
16932 | 7.54 | 1 | 365 | 8.5799 | 0.27878 | 8 | 0.85873
16923 | 4.08 | 1 | 365 | 4.6427 | 0.34979 | 4 | 0.99252
16925 | 6.12 | 1 | 365 | 6.9641 | 0.02469 | 6 | 0.98878
16931 | 10.455 | 1 | 365 | 11.897 | 0.95885 | 12 | 0.85584
16763 | 3.06 | 1 | 365 | 3.482 | 0.012345 | 3 | 0.49439
16851 | 4.08 | 1 | 365 | 4.6427 | 0.34979 | 4 | 0.99252
16846 | 6.885 | 1 | 365 | 7.8346 | 0.77778 | 8 | 0.61238
15772 | 10.25 | 1 | 365 | 11.6637 | 0.48906 | 12 | 0.15278
15595 | 4.16 | 1 | 365 | 4.7338 | 0.53312 | 5 | 0.26689
15617 | 8.415 | 1 | 365 | 9.5756 | 0.28395 | 9 | 0.85958
16888 | 3.825 | 1 | 365 | 4.3526 | 0.76543 | 5 | 0.11799
16895 | 2.86 | 1 | 365 | 3.2545 | 0.55402 | 3 | 0.80848
15583 | 5.61 | 1 | 365 | 6.3838 | 0.85597 | 7 | 0.23972
14301 | 15.3 | 1 | 365 | 17.4102 | 0.061725 | 17 | 0.47196
16911 | 7.65 | 1 | 365 | 8.7051 | 0.53086 | 9 | 0.23598
16855 | 3.185 | 1 | 365 | 3.6243 | 0.2988 | 3 | 0.92308
16887 | 9.18 | 1 | 365 | 10.4461 | 0.037035 | 10 | 0.48318
16416 | 6.375 | 1 | 365 | 7.2543 | 0.60905 | 7 | 0.86332
16853 | 4.42 | 1 | 365 | 5.0296 | 0.12894 | 5 | 0.15857
15727 | 9.62 | 1 | 365 | 10.9468 | 0.045346 | 10 | 0.99217
16837 | 8.16 | 1 | 365 | 9.2855 | 0.69959 | 9 | 0.98505
16841 | 9.1 | 1 | 365 | 10.3551 | 0.85371 | 11 | 0.20881
16604 | 14.84 | 1 | 365 | 16.8868 | 0.0075814 | 16 | 0.89437
16834 | 8.06 | 1 | 365 | 9.1717 | 0.47042 | 9 | 0.64209
16839 | 12.495 | 1 | 365 | 14.2184 | 0.63374 | 14 | 0.8521
16615 | 10.08 | 1 | 365 | 11.4703 | 0.099489 | 11 | 0.56976
16617 | 5.5 | 1 | 365 | 6.2586 | 0.60389 | 6 | 0.86247
16718 | 6.12 | 1 | 365 | 6.9641 | 0.02469 | 6 | 0.98878
16823 | 9.945 | 1 | 365 | 11.3167 | 0.79012 | 12 | 0.10678
13942 | 6.12 | 1 | 365 | 6.9641 | 0.02469 | 6 | 0.98878
16634 | 1 | 1 | 365 | 1.1379 | 0.29162 | 1 | 0.42954
15898 | 13.005 | 1 | 365 | 14.7987 | 0.80247 | 15 | 0.60117
16476 | 44.88 | 0.9 | 365 | 45.963 | 0.56295 | 46 | 0.52598
16509 | 4.5 | 1 | 365 | 5.1207 | 0.31227 | 5 | 0.43293
16674 | 2.04 | 1 | 365 | 2.3214 | 0.6749 | 2 | 0.99626
16535 | 4.335 | 1 | 365 | 4.9329 | 0.93416 | 5 | 0.86706
16574 | 2.6 | 1 | 365 | 2.9586 | 0.9582 | 3 | 0.9168
16572 | 2.55 | 1 | 365 | 2.9017 | 0.84362 | 3 | 0.74533
16619 | 5.6 | 1 | 365 | 6.3724 | 0.83305 | 7 | 0.20542
16573 | 6.885 | 1 | 365 | 7.8346 | 0.77778 | 8 | 0.61238
16650 | 9.72 | 1 | 365 | 11.0606 | 0.27451 | 11 | 0.33513
16644 | 8.37 | 1 | 365 | 9.5244 | 0.18083 | 9 | 0.70525
16676 | 5.04 | 1 | 365 | 5.7351 | 0.54974 | 6 | 0.28488
16681 | 5.52 | 1 | 365 | 6.2813 | 0.64972 | 6 | 0.93106
16703 | 8.54 | 1 | 365 | 9.7179 | 0.5704 | 10 | 0.28827
16704 | 3.57 | 1 | 365 | 4.0624 | 0.18107 | 4 | 0.24346
16708 | 6.9 | 1 | 365 | 7.8517 | 0.81215 | 8 | 0.66383
16706 | 10.455 | 1 | 365 | 11.897 | 0.95885 | 12 | 0.85584
16732 | 8.835 | 1 | 365 | 10.0536 | 0.24643 | 10 | 0.29999
16736 | 3.84 | 1 | 365 | 4.3696 | 0.79981 | 5 | 0.16943
16737 | 3.84 | 1 | 365 | 4.3696 | 0.79981 | 5 | 0.16943
16739 | 6.72 | 1 | 365 | 7.6468 | 0.39966 | 8 | 0.046509
16743 | 4.08 | 1 | 365 | 4.6427 | 0.34979 | 4 | 0.99252
15955 | 7.83 | 1 | 365 | 8.9099 | 0.94335 | 9 | 0.8533
16746 | 8.32 | 1 | 365 | 9.4675 | 0.066245 | 9 | 0.53377
16571 | 4.08 | 1 | 365 | 4.6427 | 0.34979 | 4 | 0.99252
16632 | 12.495 | 1 | 365 | 14.2184 | 0.63374 | 14 | 0.8521
16047 | 8.415 | 1 | 365 | 9.5756 | 0.28395 | 9 | 0.85958
16652 | 4.08 | 1 | 365 | 4.6427 | 0.34979 | 4 | 0.99252
16087 | 6.63 | 1 | 365 | 7.5444 | 0.19341 | 7 | 0.73785
16678 | 6.63 | 1 | 365 | 7.5444 | 0.19341 | 7 | 0.73785
16679 | 4.08 | 1 | 365 | 4.6427 | 0.34979 | 4 | 0.99252
16754 | 9.35 | 1 | 365 | 10.6396 | 0.42661 | 11 | 0.066199
15792 | 17.595 | 1 | 365 | 20.0218 | 0.32098 | 20 | 0.34276
16762 | 6.885 | 1 | 365 | 7.8346 | 0.77778 | 8 | 0.61238
16724 | 6.5 | 1 | 365 | 7.3965 | 0.8955 | 8 | 0.29201
16715 | 7.25 | 1 | 365 | 8.2499 | 0.61422 | 8 | 0.86416
16682 | 3.924 | 1 | 365 | 4.4652 | 0.9923 | 5 | 0.45751
11179 | 8.58 | 1 | 365 | 9.7634 | 0.66207 | 10 | 0.42545
16749 | 4.32 | 1 | 365 | 4.9158 | 0.89978 | 5 | 0.81561
16750 | 5.7 | 1 | 365 | 6.4862 | 0.062211 | 6 | 0.54838
16752 | 6.12 | 1 | 365 | 6.9641 | 0.02469 | 6 | 0.98878
16785 | 3.84 | 1 | 365 | 4.3696 | 0.79981 | 5 | 0.16943
16786 | 2.88 | 1 | 365 | 3.2772 | 0.59985 | 3 | 0.87708
16788 | 6 | 1 | 365 | 6.8275 | 0.7497 | 7 | 0.57724
16808 | 5.886 | 1 | 365 | 6.6978 | 0.48845 | 7 | 0.18627
16809 | 4.8 | 1 | 365 | 5.462 | 0.99976 | 6 | 0.46179
16811 | 3.06 | 1 | 365 | 3.482 | 0.012345 | 3 | 0.49439
16813 | 6 | 1 | 365 | 6.8275 | 0.7497 | 7 | 0.57724
16978 | 3.06 | 1 | 365 | 3.482 | 0.012345 | 3 | 0.49439
16828 | 5.355 | 1 | 365 | 6.0936 | 0.2716 | 6 | 0.36519
16969 | 5.865 | 1 | 365 | 6.6739 | 0.44033 | 7 | 0.11425
16829 | 6.48 | 1 | 365 | 7.3737 | 0.84967 | 8 | 0.22342
16928 | 4.845 | 1 | 365 | 5.5132 | 0.10288 | 5 | 0.61612
16831 | 4.5 | 1 | 365 | 5.1207 | 0.31227 | 5 | 0.43293
16952 | 7.28 | 1 | 365 | 8.2841 | 0.68296 | 8 | 0.96705
15797 | 5.355 | 1 | 365 | 6.0936 | 0.2716 | 6 | 0.36519
16569 | 6.885 | 1 | 365 | 7.8346 | 0.77778 | 8 | 0.61238
16079 | 10.71 | 1 | 365 | 12.1872 | 0.54321 | 12 | 0.73037
16800 | 7.905 | 1 | 365 | 8.9953 | 0.11522 | 9 | 0.11051
16548 | 4.59 | 1 | 365 | 5.2231 | 0.51852 | 5 | 0.74159
16852 | 8.16 | 1 | 365 | 9.2855 | 0.69959 | 9 | 0.98505
16610 | 4.845 | 1 | 365 | 5.5132 | 0.10288 | 5 | 0.61612
16612 | 12.74 | 1 | 365 | 14.4972 | 0.19519 | 14 | 0.69234
16765 | 9.69 | 1 | 365 | 11.0265 | 0.20576 | 11 | 0.23224
16616 | 5.61 | 1 | 365 | 6.3838 | 0.85597 | 7 | 0.23972
16662 | 3.78 | 1 | 365 | 4.3014 | 0.66231 | 4 | 0.96366
16798 | 10.4 | 1 | 365 | 11.8344 | 0.83281 | 12 | 0.66722
16653 | 10.02 | 1 | 365 | 11.402 | 0.96199 | 12 | 0.36399
16797 | 13.515 | 1 | 365 | 15.379 | 0.97119 | 16 | 0.35023
15012 | 9.72 | 1 | 365 | 11.0606 | 0.27451 | 11 | 0.33513
15116 | 8.1 | 1 | 365 | 9.2172 | 0.56209 | 9 | 0.77927
15019 | 12.75 | 1 | 365 | 14.5085 | 0.2181 | 14 | 0.72663
15114 | 5.1 | 1 | 365 | 5.8034 | 0.68724 | 6 | 0.49065
15387 | 6.76 | 1 | 365 | 7.6924 | 0.49132 | 8 | 0.18369
15319 | 8.58 | 1 | 365 | 9.7634 | 0.66207 | 10 | 0.42545
15326 | 9.18 | 1 | 365 | 10.4461 | 0.037035 | 10 | 0.48318
15330 | 8.32 | 1 | 365 | 9.4675 | 0.066245 | 9 | 0.53377
15332 | 9.62 | 1 | 365 | 10.9468 | 0.045346 | 10 | 0.99217
15336 | 4.16 | 1 | 365 | 4.7338 | 0.53312 | 5 | 0.26689
15428 | 4.94 | 1 | 365 | 5.6213 | 0.32058 | 5 | 0.94193
14878 | 8.415 | 1 | 365 | 9.5756 | 0.28395 | 9 | 0.85958
15341 | 2.6 | 1 | 365 | 2.9586 | 0.9582 | 3 | 0.9168
15430 | 8.06 | 1 | 365 | 9.1717 | 0.47042 | 9 | 0.64209
12454 | 195.24 | 0.9 | 365 | 199.9515 | 0.6736 | 200 | 0.62505
14735 | 6.96 | 1 | 365 | 7.92 | 0.94965 | 8 | 0.8696
11550 | 267.75 | 0.9 | 365 | 274.2112 | 0.22217 | 274 | 0.4334
13567 | 7.1 | 1 | 365 | 8.0793 | 0.27047 | 8 | 0.34973
15163 | 14.25 | 1 | 365 | 16.2154 | 0.65553 | 16 | 0.87094
15340 | 9.88 | 1 | 365 | 11.2427 | 0.64117 | 11 | 0.88386
14602 | 7.02 | 1 | 365 | 7.9882 | 0.087144 | 8 | 0.075371
13540 | 7.29 | 1 | 365 | 8.2955 | 0.70588 | 9 | 0.0013466
15437 | 10.2 | 1 | 365 | 11.6068 | 0.37448 | 11 | 0.98131
16244 | 10.175 | 1 | 365 | 11.5784 | 0.31719 | 11 | 0.89557
16058 | 7.56 | 1 | 365 | 8.6027 | 0.32462 | 8 | 0.92732
16027 | 7.5 | 1 | 365 | 8.5344 | 0.18712 | 8 | 0.72155
16121 | 7.47 | 1 | 365 | 8.5003 | 0.11837 | 8 | 0.61866
16111 | 4.4 | 1 | 365 | 5.0069 | 0.08311 | 5 | 0.089976
16122 | 7.14 | 1 | 365 | 8.1248 | 0.36214 | 8 | 0.48692
15953 | 8.4 | 1 | 365 | 9.5586 | 0.24957 | 9 | 0.80814
16294 | 7.2 | 1 | 365 | 8.1931 | 0.49964 | 8 | 0.69269
15292 | 7.805 | 1 | 365 | 8.8815 | 0.88606 | 9 | 0.76756
16245 | 6 | 1 | 365 | 6.8275 | 0.7497 | 7 | 0.57724
16246 | 6 | 1 | 365 | 6.8275 | 0.7497 | 7 | 0.57724
16599 | 6 | 1 | 365 | 6.8275 | 0.7497 | 7 | 0.57724
16249 | 4.2 | 1 | 365 | 4.7793 | 0.62479 | 5 | 0.40407
14993 | 267.75 | 0.9 | 365 | 274.2112 | 0.22217 | 274 | 0.4334
16366 | 25.96 | 0.9 | 365 | 26.5865 | 0.54132 | 27 | 0.12777
5034 | 10 | 1 | 365 | 11.3792 | 0.91616 | 12 | 0.2954
15267 | 10.66 | 1 | 365 | 12.1303 | 0.42863 | 12 | 0.5589
15226 | 3.12 | 1 | 365 | 3.5503 | 0.14984 | 3 | 0.70016
15553 | 6.63 | 1 | 365 | 7.5444 | 0.19341 | 7 | 0.73785
16767 | 16.32 | 1 | 365 | 18.5709 | 0.39917 | 18 | 0.97009
16770 | 5.61 | 1 | 365 | 6.3838 | 0.85597 | 7 | 0.23972
16810 | 5.355 | 1 | 365 | 6.0936 | 0.2716 | 6 | 0.36519
16802 | 11.22 | 1 | 365 | 12.7675 | 0.71193 | 13 | 0.47944
16822 | 3.825 | 1 | 365 | 4.3526 | 0.76543 | 5 | 0.11799
16817 | 7.65 | 1 | 365 | 8.7051 | 0.53086 | 9 | 0.23598
16806 | 8.415 | 1 | 365 | 9.5756 | 0.28395 | 9 | 0.85958
16805 | 6.5 | 1 | 365 | 7.3965 | 0.8955 | 8 | 0.29201
16804 | 4.335 | 1 | 365 | 4.9329 | 0.93416 | 5 | 0.86706
16824 | 8.16 | 1 | 365 | 9.2855 | 0.69959 | 9 | 0.98505
16814 | 5.355 | 1 | 365 | 6.0936 | 0.2716 | 6 | 0.36519
16815 | 8.925 | 1 | 365 | 10.156 | 0.45267 | 10 | 0.60864
16883 | 7.5 | 1 | 365 | 8.5344 | 0.18712 | 8 | 0.72155
16880 | 8.5 | 1 | 365 | 9.6724 | 0.47874 | 10 | 0.15109
16882 | 4.05 | 1 | 365 | 4.6086 | 0.28104 | 4 | 0.88964
16875 | 8.25 | 1 | 365 | 9.3879 | 0.90583 | 10 | 0.29371
16893 | 4.41 | 1 | 365 | 5.0182 | 0.10603 | 5 | 0.12427
16889 | 11.75 | 1 | 365 | 13.3706 | 0.92649 | 14 | 0.29709
16896 | 4 | 1 | 365 | 4.5517 | 0.16646 | 4 | 0.71816
16898 | 3.5 | 1 | 365 | 3.9827 | 0.020656 | 4 | 0.00339
16899 | 5.5 | 1 | 365 | 6.2586 | 0.60389 | 6 | 0.86247
16901 | 7 | 1 | 365 | 7.9655 | 0.041312 | 8 | 0.00678
16825 | 24.6 | 1 | 365 | 27.9929 | 0.37375 | 28 | 0.36668
16862 | 9.8 | 1 | 365 | 11.1517 | 0.45784 | 11 | 0.60949
16945 | 5.46 | 1 | 365 | 6.2131 | 0.51222 | 6 | 0.72529
16946 | 8.48 | 1 | 365 | 9.6496 | 0.4329 | 10 | 0.082499
16947 | 7.56 | 1 | 365 | 8.6027 | 0.32462 | 8 | 0.92732
16955 | 8.37 | 1 | 365 | 9.5244 | 0.18083 | 9 | 0.70525
16967 | 7.29 | 1 | 365 | 8.2955 | 0.70588 | 9 | 0.0013466
16972 | 10.455 | 1 | 365 | 11.897 | 0.95885 | 12 | 0.85584
16987 | 7.29 | 1 | 365 | 8.2955 | 0.70588 | 9 | 0.0013466
16994 | 10.965 | 1 | 365 | 12.4773 | 0.12757 | 12 | 0.60491
16995 | 6.375 | 1 | 365 | 7.2543 | 0.60905 | 7 | 0.86332
17012 | 7.02 | 1 | 365 | 7.9882 | 0.087144 | 8 | 0.075371
17017 | 9.72 | 1 | 365 | 11.0606 | 0.27451 | 11 | 0.33513
15809 | 32 | 0.9 | 365 | 32.7722 | 0.99854 | 33 | 0.77075
16904 | 6.76 | 1 | 365 | 7.6924 | 0.49132 | 8 | 0.18369
17002 | 15.08 | 1 | 365 | 17.1599 | 0.55757 | 17 | 0.71746
17026 | 2.6 | 1 | 365 | 2.9586 | 0.9582 | 3 | 0.9168
17053 | 6.5 | 1 | 365 | 7.3965 | 0.8955 | 8 | 0.29201
17055 | 13.005 | 1 | 365 | 14.7987 | 0.80247 | 15 | 0.60117
17060 | 8.25 | 1 | 365 | 9.3879 | 0.90583 | 10 | 0.29371
17063 | 5.2 | 1 | 365 | 5.9172 | 0.9164 | 6 | 0.83361
17064 | 10.4 | 1 | 365 | 11.8344 | 0.83281 | 12 | 0.66722
17065 | 7.02 | 1 | 365 | 7.9882 | 0.087144 | 8 | 0.075371
16974 | 8.67 | 1 | 365 | 9.8658 | 0.86831 | 10 | 0.73411
17086 | 9.9 | 1 | 365 | 11.2654 | 0.687 | 11 | 0.95245
17089 | 9.12 | 1 | 365 | 10.3779 | 0.89954 | 11 | 0.2774
17090 | 5.985 | 1 | 365 | 6.8105 | 0.71532 | 7 | 0.5258
17094 | 7.5 | 1 | 365 | 8.5344 | 0.18712 | 8 | 0.72155
17104 | 9.36 | 1 | 365 | 10.651 | 0.44953 | 11 | 0.10049
17107 | 5.5 | 1 | 365 | 6.2586 | 0.60389 | 6 | 0.86247
17109 | 8.84 | 1 | 365 | 10.0592 | 0.25789 | 10 | 0.31713
17111 | 2.805 | 1 | 365 | 3.1919 | 0.42798 | 3 | 0.61986
17115 | 6.24 | 1 | 365 | 7.1006 | 0.29968 | 7 | 0.40033
17118 | 4.68 | 1 | 365 | 5.3255 | 0.72476 | 6 | 0.050247
17120 | 3.12 | 1 | 365 | 3.5503 | 0.14984 | 3 | 0.70016
17124 | 7.02 | 1 | 365 | 7.9882 | 0.087144 | 8 | 0.075371
17123 | 6.16 | 1 | 365 | 7.0096 | 0.11635 | 7 | 0.12597
17133 | 2.86 | 1 | 365 | 3.2545 | 0.55402 | 3 | 0.80848
17131 | 2.86 | 1 | 365 | 3.2545 | 0.55402 | 3 | 0.80848
17134 | 4.845 | 1 | 365 | 5.5132 | 0.10288 | 5 | 0.61612
17136 | 6.5 | 1 | 365 | 7.3965 | 0.8955 | 8 | 0.29201
17139 | 12.75 | 1 | 365 | 14.5085 | 0.2181 | 14 | 0.72663
17141 | 8.58 | 1 | 365 | 9.7634 | 0.66207 | 10 | 0.42545
17143 | 14.16 | 1 | 365 | 16.113 | 0.44928 | 16 | 0.56229
17144 | 7.28 | 1 | 365 | 8.2841 | 0.68296 | 8 | 0.96705
17145 | 10.14 | 1 | 365 | 11.5385 | 0.23699 | 11 | 0.77554
17147 | 3.9 | 1 | 365 | 4.4379 | 0.9373 | 5 | 0.37521
17150 | 11.96 | 1 | 365 | 13.6096 | 0.40773 | 14 | 0.017298
17152 | 4.42 | 1 | 365 | 5.0296 | 0.12894 | 5 | 0.15857
17149 | 8.04 | 1 | 365 | 9.1489 | 0.42459 | 9 | 0.5735
17180 | 5.72 | 1 | 365 | 6.5089 | 0.10804 | 6 | 0.61697
17181 | 10.14 | 1 | 365 | 11.5385 | 0.23699 | 11 | 0.77554
17182 | 5.98 | 1 | 365 | 6.8048 | 0.70386 | 7 | 0.50865
17183 | 7.02 | 1 | 365 | 7.9882 | 0.087144 | 8 | 0.075371
17184 | 5.1 | 1 | 365 | 5.8034 | 0.68724 | 6 | 0.49065
17185 | 5.61 | 1 | 365 | 6.3838 | 0.85597 | 7 | 0.23972
17190 | 3.12 | 1 | 365 | 3.5503 | 0.14984 | 3 | 0.70016
17194 | 6.24 | 1 | 365 | 7.1006 | 0.29968 | 7 | 0.40033
17196 | 5.46 | 1 | 365 | 6.2131 | 0.51222 | 6 | 0.72529
17198 | 13.78 | 1 | 365 | 15.6806 | 0.57847 | 16 | 0.25906
17200 | 3.12 | 1 | 365 | 3.5503 | 0.14984 | 3 | 0.70016
17202 | 6.24 | 1 | 365 | 7.1006 | 0.29968 | 7 | 0.40033
17203 | 6.12 | 1 | 365 | 6.9641 | 0.02469 | 6 | 0.98878
17204 | 6.63 | 1 | 365 | 7.5444 | 0.19341 | 7 | 0.73785
17207 | 8.84 | 1 | 365 | 10.0592 | 0.25789 | 10 | 0.31713
17209 | 4.16 | 1 | 365 | 4.7338 | 0.53312 | 5 | 0.26689
17210 | 10.92 | 1 | 365 | 12.4261 | 0.024447 | 12 | 0.45058
17212 | 5.2 | 1 | 365 | 5.9172 | 0.9164 | 6 | 0.83361
17215 | 4.42 | 1 | 365 | 5.0296 | 0.12894 | 5 | 0.15857
17220 | 6.63 | 1 | 365 | 7.5444 | 0.19341 | 7 | 0.73785
17223 | 5.2 | 1 | 365 | 5.9172 | 0.9164 | 6 | 0.83361
14382 | 2.295 | 1 | 365 | 2.6115 | 0.25926 | 2 | 0.87079
17225 | 8.415 | 1 | 365 | 9.5756 | 0.28395 | 9 | 0.85958
14718 | 5 | 1 | 365 | 5.6896 | 0.45808 | 6 | 0.1477
17228 | 4.59 | 1 | 365 | 5.2231 | 0.51852 | 5 | 0.74159
17229 | 4.68 | 1 | 365 | 5.3255 | 0.72476 | 6 | 0.050247
14876 | 7.02 | 1 | 365 | 7.9882 | 0.087144 | 8 | 0.075371
14868 | 8.67 | 1 | 365 | 9.8658 | 0.86831 | 10 | 0.73411
15210 | 12.24 | 1 | 365 | 13.9282 | 0.04938 | 13 | 0.97757
17232 | 5.72 | 1 | 365 | 6.5089 | 0.10804 | 6 | 0.61697
17233 | 5.865 | 1 | 365 | 6.6739 | 0.44033 | 7 | 0.11425
17234 | 6.24 | 1 | 365 | 7.1006 | 0.29968 | 7 | 0.40033
17235 | 6.5 | 1 | 365 | 7.3965 | 0.8955 | 8 | 0.29201
17237 | 6.76 | 1 | 365 | 7.6924 | 0.49132 | 8 | 0.18369
17068 | 2.08 | 1 | 365 | 2.3669 | 0.76656 | 3 | 0.13344
17154 | 9.88 | 1 | 365 | 11.2427 | 0.64117 | 11 | 0.88386
17346 | 10.71 | 1 | 365 | 12.1872 | 0.54321 | 12 | 0.73037
17352 | 7.14 | 1 | 365 | 8.1248 | 0.36214 | 8 | 0.48692
17349 | 6.375 | 1 | 365 | 7.2543 | 0.60905 | 7 | 0.86332
17351 | 2.805 | 1 | 365 | 3.1919 | 0.42798 | 3 | 0.61986
17355 | 9.69 | 1 | 365 | 11.0265 | 0.20576 | 11 | 0.23224
17319 | 4.25 | 1 | 365 | 4.8362 | 0.73937 | 5 | 0.57554
17323 | 13 | 1 | 365 | 14.793 | 0.79101 | 15 | 0.58402
17325 | 8.75 | 1 | 365 | 9.9568 | 0.05164 | 10 | 0.008475
17328 | 8.75 | 1 | 365 | 9.9568 | 0.05164 | 10 | 0.008475
17330 | 5.25 | 1 | 365 | 5.9741 | 0.030984 | 6 | 0.005085
17333 | 6.5 | 1 | 365 | 7.3965 | 0.8955 | 8 | 0.29201
17353 | 6 | 1 | 365 | 6.8275 | 0.7497 | 7 | 0.57724
17357 | 10.26 | 1 | 365 | 11.6751 | 0.51198 | 12 | 0.18708
17359 | 4.5 | 1 | 365 | 5.1207 | 0.31227 | 5 | 0.43293
17399 | 4.59 | 1 | 365 | 5.2231 | 0.51852 | 5 | 0.74159
17451 | 7.395 | 1 | 365 | 8.4149 | 0.9465 | 9 | 0.36145
17476 | 7.905 | 1 | 365 | 8.9953 | 0.11522 | 9 | 0.11051
17481 | 8.37 | 1 | 365 | 9.5244 | 0.18083 | 9 | 0.70525
17609 | 19 | 1 | 365 | 21.6206 | 0.5407 | 22 | 0.16126
17634 | 11.07 | 1 | 365 | 12.5968 | 0.36819 | 12 | 0.96501
17665 | 5.4 | 1 | 365 | 6.1448 | 0.37473 | 6 | 0.51952
13788 | 8.925 | 1 | 365 | 10.156 | 0.45267 | 10 | 0.60864
17703 | 3.85 | 1 | 365 | 4.381 | 0.82272 | 5 | 0.20373
12439 | 14.28 | 1 | 365 | 16.2496 | 0.72428 | 16 | 0.97383
17892 | 3.6 | 1 | 365 | 4.0965 | 0.24982 | 4 | 0.34634
17912 | 13.734 | 1 | 365 | 15.6282 | 0.47305 | 16 | 0.1013
17925 | 4.32 | 1 | 365 | 4.9158 | 0.89978 | 5 | 0.81561
17929 | 3.06 | 1 | 365 | 3.482 | 0.012345 | 3 | 0.49439
17930 | 4.335 | 1 | 365 | 4.9329 | 0.93416 | 5 | 0.86706
17972 | 7.194 | 1 | 365 | 8.1862 | 0.48589 | 8 | 0.67211
16071 | 8 | 1 | 365 | 9.1034 | 0.33293 | 9 | 0.43632
17977 | 7.2 | 1 | 365 | 8.1931 | 0.49964 | 8 | 0.69269
17982 | 3.6 | 1 | 365 | 4.0965 | 0.24982 | 4 | 0.34634
17985 | 5.76 | 1 | 365 | 6.5544 | 0.19971 | 6 | 0.75415
17995 | 5.28 | 1 | 365 | 6.0082 | 0.099732 | 6 | 0.10797
18000 | 3.135 | 1 | 365 | 3.5674 | 0.18422 | 3 | 0.75161
18012 | 11.76 | 1 | 365 | 13.382 | 0.9494 | 14 | 0.33139
18110 | 9 | 1 | 365 | 10.2413 | 0.62454 | 10 | 0.86586
18022 | 9.81 | 1 | 365 | 11.163 | 0.48075 | 11 | 0.64379
18029 | 5.1 | 1 | 365 | 5.8034 | 0.68724 | 6 | 0.49065
18032 | 6.12 | 1 | 365 | 6.9641 | 0.02469 | 6 | 0.98878
18039 | 2.88 | 1 | 365 | 3.2772 | 0.59985 | 3 | 0.87708
18041 | 7.14 | 1 | 365 | 8.1248 | 0.36214 | 8 | 0.48692
18043 | 7.2 | 1 | 365 | 8.1931 | 0.49964 | 8 | 0.69269
18045 | 6.24 | 1 | 365 | 7.1006 | 0.29968 | 7 | 0.40033
18075 | 5.61 | 1 | 365 | 6.3838 | 0.85597 | 7 | 0.23972
18071 | 4.8 | 1 | 365 | 5.462 | 0.99976 | 6 | 0.46179
18122 | 4.32 | 1 | 365 | 4.9158 | 0.89978 | 5 | 0.81561
18126 | 4.8 | 1 | 365 | 5.462 | 0.99976 | 6 | 0.46179
18129 | 5.28 | 1 | 365 | 6.0082 | 0.099732 | 6 | 0.10797
18144 | 4.32 | 1 | 365 | 4.9158 | 0.89978 | 5 | 0.81561
18149 | 6.72 | 1 | 365 | 7.6468 | 0.39966 | 8 | 0.046509
18159 | 3.825 | 1 | 365 | 4.3526 | 0.76543 | 5 | 0.11799
18162 | 6.24 | 1 | 365 | 7.1006 | 0.29968 | 7 | 0.40033
18163 | 5.76 | 1 | 365 | 6.5544 | 0.19971 | 6 | 0.75415
18164 | 6 | 1 | 365 | 6.8275 | 0.7497 | 7 | 0.57724
16130 | 4.08 | 1 | 365 | 4.6427 | 0.34979 | 4 | 0.99252
18169 | 5.28 | 1 | 365 | 6.0082 | 0.099732 | 6 | 0.10797
18170 | 8.7 | 1 | 365 | 9.8999 | 0.93706 | 10 | 0.837
13973 | 4.68 | 1 | 365 | 5.3255 | 0.72476 | 6 | 0.050247
18173 | 5.04 | 1 | 365 | 5.7351 | 0.54974 | 6 | 0.28488
15271 | 6.24 | 1 | 365 | 7.1006 | 0.29968 | 7 | 0.40033
15273 | 2.6 | 1 | 365 | 2.9586 | 0.9582 | 3 | 0.9168
15229 | 6.76 | 1 | 365 | 7.6924 | 0.49132 | 8 | 0.18369
15276 | 15.08 | 1 | 365 | 17.1599 | 0.55757 | 17 | 0.71746
15245 | 14.56 | 1 | 365 | 16.5682 | 0.36593 | 16 | 0.9341
18183 | 4.335 | 1 | 365 | 4.9329 | 0.93416 | 5 | 0.86706
15249 | 5.355 | 1 | 365 | 6.0936 | 0.2716 | 6 | 0.36519
15523 | 7.02 | 1 | 365 | 7.9882 | 0.087144 | 8 | 0.075371
15453 | 5.72 | 1 | 365 | 6.5089 | 0.10804 | 6 | 0.61697
15472 | 5.72 | 1 | 365 | 6.5089 | 0.10804 | 6 | 0.61697
18187 | 5.865 | 1 | 365 | 6.6739 | 0.44033 | 7 | 0.11425
18188 | 4.59 | 1 | 365 | 5.2231 | 0.51852 | 5 | 0.74159
18189 | 10.455 | 1 | 365 | 11.897 | 0.95885 | 12 | 0.85584
15445 | 2.86 | 1 | 365 | 3.2545 | 0.55402 | 3 | 0.80848
15439 | 6.24 | 1 | 365 | 7.1006 | 0.29968 | 7 | 0.40033
18157 | 6.12 | 1 | 365 | 6.9641 | 0.02469 | 6 | 0.98878
15434 | 11.96 | 1 | 365 | 13.6096 | 0.40773 | 14 | 0.017298
15551 | 9.1 | 1 | 365 | 10.3551 | 0.85371 | 11 | 0.20881
18190 | 3.06 | 1 | 365 | 3.482 | 0.012345 | 3 | 0.49439
16124 | 6.6 | 1 | 365 | 7.5103 | 0.12467 | 7 | 0.63496
18192 | 6.3 | 1 | 365 | 7.1689 | 0.43718 | 7 | 0.6061
18195 | 8.88 | 1 | 365 | 10.1048 | 0.34955 | 10 | 0.45432
18196 | 5.1 | 1 | 365 | 5.8034 | 0.68724 | 6 | 0.49065
18200 | 2.88 | 1 | 365 | 3.2772 | 0.59985 | 3 | 0.87708
18201 | 7.44 | 1 | 365 | 8.4662 | 0.049623 | 8 | 0.51578
18176 | 6.72 | 1 | 365 | 7.6468 | 0.39966 | 8 | 0.046509
18202 | 3.6 | 1 | 365 | 4.0965 | 0.24982 | 4 | 0.34634
18203 | 7.44 | 1 | 365 | 8.4662 | 0.049623 | 8 | 0.51578
18206 | 3.57 | 1 | 365 | 4.0624 | 0.18107 | 4 | 0.24346
18207 | 4.08 | 1 | 365 | 4.6427 | 0.34979 | 4 | 0.99252
18209 | 3.25 | 1 | 365 | 3.6983 | 0.44775 | 4 | 0.146
18210 | 8.829 | 1 | 365 | 10.0467 | 0.23268 | 10 | 0.27941
18211 | 6.12 | 1 | 365 | 6.9641 | 0.02469 | 6 | 0.98878
18213 | 6.48 | 1 | 365 | 7.3737 | 0.84967 | 8 | 0.22342
18214 | 3.57 | 1 | 365 | 4.0624 | 0.18107 | 4 | 0.24346
18223 | 3.36 | 1 | 365 | 3.8234 | 0.69983 | 4 | 0.52325
18225 | 6.72 | 1 | 365 | 7.6468 | 0.39966 | 8 | 0.046509
18226 | 5.232 | 1 | 365 | 5.9536 | 0.98973 | 6 | 0.94335
18227 | 4.8 | 1 | 365 | 5.462 | 0.99976 | 6 | 0.46179
18229 | 4.5 | 1 | 365 | 5.1207 | 0.31227 | 5 | 0.43293
18230 | 3.6 | 1 | 365 | 4.0965 | 0.24982 | 4 | 0.34634
18232 | 2.75 | 1 | 365 | 3.1293 | 0.30194 | 3 | 0.43124
18234 | 4.48 | 1 | 365 | 5.0979 | 0.26644 | 5 | 0.36434
18236 | 4.8 | 1 | 365 | 5.462 | 0.99976 | 6 | 0.46179
18237 | 4 | 1 | 365 | 4.5517 | 0.16646 | 4 | 0.71816
18238 | 3.5 | 1 | 365 | 3.9827 | 0.020656 | 4 | 0.00339
18239 | 3.84 | 1 | 365 | 4.3696 | 0.79981 | 5 | 0.16943
18240 | 9.81 | 1 | 365 | 11.163 | 0.48075 | 11 | 0.64379
18241 | 4.05 | 1 | 365 | 4.6086 | 0.28104 | 4 | 0.88964
18248 | 7.68 | 1 | 365 | 8.7393 | 0.59961 | 9 | 0.33887
18249 | 7 | 1 | 365 | 7.9655 | 0.041312 | 8 | 0.00678
18250 | 7.935 | 1 | 365 | 9.0294 | 0.18397 | 9 | 0.2134
18251 | 12 | 1 | 365 | 13.6551 | 0.49939 | 14 | 0.15448
18253 | 3.12 | 1 | 365 | 3.5503 | 0.14984 | 3 | 0.70016
16973 | 15.3 | 1 | 365 | 17.4102 | 0.061725 | 17 | 0.47196
18254 | 7.92 | 1 | 365 | 9.0124 | 0.1496 | 9 | 0.16196
18255 | 5.52 | 1 | 365 | 6.2813 | 0.64972 | 6 | 0.93106
18257 | 4.25 | 1 | 365 | 4.8362 | 0.73937 | 5 | 0.57554
17080 | 5.1 | 1 | 365 | 5.8034 | 0.68724 | 6 | 0.49065
17078 | 5.865 | 1 | 365 | 6.6739 | 0.44033 | 7 | 0.11425
18260 | 7.68 | 1 | 365 | 8.7393 | 0.59961 | 9 | 0.33887
18261 | 7.68 | 1 | 365 | 8.7393 | 0.59961 | 9 | 0.33887
18262 | 6.25 | 1 | 365 | 7.112 | 0.3226 | 7 | 0.43462
18263 | 4.32 | 1 | 365 | 4.9158 | 0.89978 | 5 | 0.81561
18264 | 4.725 | 1 | 365 | 5.3767 | 0.82789 | 6 | 0.20458
18269 | 2.55 | 1 | 365 | 2.9017 | 0.84362 | 3 | 0.74533
18270 | 6.6 | 1 | 365 | 7.5103 | 0.12467 | 7 | 0.63496
17214 | 5.865 | 1 | 365 | 6.6739 | 0.44033 | 7 | 0.11425
17396 | 13.005 | 1 | 365 | 14.7987 | 0.80247 | 15 | 0.60117
17580 | 5.865 | 1 | 365 | 6.6739 | 0.44033 | 7 | 0.11425
17584 | 4.08 | 1 | 365 | 4.6427 | 0.34979 | 4 | 0.99252
18284 | 11.76 | 1 | 365 | 13.382 | 0.9494 | 14 | 0.33139
18287 | 5.76 | 1 | 365 | 6.5544 | 0.19971 | 6 | 0.75415
18288 | 4.5 | 1 | 365 | 5.1207 | 0.31227 | 5 | 0.43293
18304 | 3.375 | 1 | 365 | 3.8405 | 0.7342 | 4 | 0.5747
18310 | 5.28 | 1 | 365 | 6.0082 | 0.099732 | 6 | 0.10797
18308 | 4.08 | 1 | 365 | 4.6427 | 0.34979 | 4 | 0.99252
18314 | 3.84 | 1 | 365 | 4.3696 | 0.79981 | 5 | 0.16943
18315 | 5.76 | 1 | 365 | 6.5544 | 0.19971 | 6 | 0.75415
18316 | 8.775 | 1 | 365 | 9.9853 | 0.10893 | 10 | 0.094214
18317 | 4.95 | 1 | 365 | 5.6327 | 0.3435 | 5 | 0.97622
18321 | 6.3 | 1 | 365 | 7.1689 | 0.43718 | 7 | 0.6061
18323 | 13.515 | 1 | 365 | 15.379 | 0.97119 | 16 | 0.35023
18327 | 5.52 | 1 | 365 | 6.2813 | 0.64972 | 6 | 0.93106
18333 | 5.1 | 1 | 365 | 5.8034 | 0.68724 | 6 | 0.49065
18352 | 6.3 | 1 | 365 | 7.1689 | 0.43718 | 7 | 0.6061
18355 | 4.59 | 1 | 365 | 5.2231 | 0.51852 | 5 | 0.74159
18357 | 5 | 1 | 365 | 5.6896 | 0.45808 | 6 | 0.1477
18359 | 4 | 1 | 365 | 4.5517 | 0.16646 | 4 | 0.71816
18360 | 6.3 | 1 | 365 | 7.1689 | 0.43718 | 7 | 0.6061
18369 | 7.5 | 1 | 365 | 8.5344 | 0.18712 | 8 | 0.72155
18371 | 3.15 | 1 | 365 | 3.5845 | 0.21859 | 3 | 0.80305
18372 | 5.28 | 1 | 365 | 6.0082 | 0.099732 | 6 | 0.10797
18375 | 2.88 | 1 | 365 | 3.2772 | 0.59985 | 3 | 0.87708
18378 | 4.725 | 1 | 365 | 5.3767 | 0.82789 | 6 | 0.20458
18480 | 4.2 | 1 | 365 | 4.7793 | 0.62479 | 5 | 0.40407
18495 | 6.48 | 1 | 365 | 7.3737 | 0.84967 | 8 | 0.22342
18146 | 3.36 | 1 | 365 | 3.8234 | 0.69983 | 4 | 0.52325
17904 | 480.985 | 0.9 | 365 | 492.5919 | 0.0096296 | 492 | 0.60157
18543 | 11.115 | 1 | 365 | 12.648 | 0.47131 | 13 | 0.11934
18546 | 9 | 1 | 365 | 10.2413 | 0.62454 | 10 | 0.86586
18611 | 5.04 | 1 | 365 | 5.7351 | 0.54974 | 6 | 0.28488
18617 | 6 | 1 | 365 | 6.8275 | 0.7497 | 7 | 0.57724
18618 | 4.8 | 1 | 365 | 5.462 | 0.99976 | 6 | 0.46179
16699 | 110.825 | 0.9 | 365 | 113.4994 | 0.57151 | 114 | 0.070893
17374 | 8.415 | 1 | 365 | 9.5756 | 0.28395 | 9 | 0.85958
18654 | 5.85 | 1 | 365 | 6.6569 | 0.40595 | 7 | 0.062809
18659 | 6.975 | 1 | 365 | 7.937 | 0.98402 | 8 | 0.92104
18702 | 7.848 | 1 | 365 | 8.9304 | 0.9846 | 9 | 0.91503
18710 | 6.75 | 1 | 365 | 7.681 | 0.46841 | 8 | 0.1494
18713 | 7.75 | 1 | 365 | 8.8189 | 0.76002 | 9 | 0.57893
18715 | 6 | 1 | 365 | 6.8275 | 0.7497 | 7 | 0.57724
18714 | 6.3 | 1 | 365 | 7.1689 | 0.43718 | 7 | 0.6061
15004 | 7.14 | 1 | 365 | 8.1248 | 0.36214 | 8 | 0.48692
18719 | 7.59 | 1 | 365 | 8.6368 | 0.39337 | 9 | 0.030209
17845 | 10.5 | 1 | 365 | 11.9482 | 0.061968 | 12 | 0.01017
17851 | 7.14 | 1 | 365 | 8.1248 | 0.36214 | 8 | 0.48692
17404 | 5.67 | 1 | 365 | 6.452 | 0.99346 | 7 | 0.44549
17959 | 3.57 | 1 | 365 | 4.0624 | 0.18107 | 4 | 0.24346
18001 | 4.845 | 1 | 365 | 5.5132 | 0.10288 | 5 | 0.61612
18718 | 8.5 | 1 | 365 | 9.6724 | 0.47874 | 10 | 0.15109
18078 | 5.28 | 1 | 365 | 6.0082 | 0.099732 | 6 | 0.10797
18730 | 9.065 | 1 | 365 | 10.3153 | 0.7735 | 11 | 0.08878
18736 | 6.5 | 1 | 365 | 7.3965 | 0.8955 | 8 | 0.29201
18077 | 12.69 | 1 | 365 | 14.4403 | 0.080607 | 14 | 0.52086
18099 | 7.15 | 1 | 365 | 8.1362 | 0.38505 | 8 | 0.52121
18731 | 8.58 | 1 | 365 | 9.7634 | 0.66207 | 10 | 0.42545
18741 | 4 | 1 | 365 | 4.5517 | 0.16646 | 4 | 0.71816
18740 | 10.75 | 1 | 365 | 12.2327 | 0.63487 | 12 | 0.86755
18742 | 3.75 | 1 | 365 | 4.2672 | 0.59356 | 4 | 0.86078
18743 | 6.5 | 1 | 365 | 7.3965 | 0.8955 | 8 | 0.29201
18746 | 11.25 | 1 | 365 | 12.8016 | 0.78068 | 13 | 0.58232
18748 | 5.25 | 1 | 365 | 5.9741 | 0.030984 | 6 | 0.005085
18753 | 7 | 1 | 365 | 7.9655 | 0.041312 | 8 | 0.00678
18750 | 10.5 | 1 | 365 | 11.9482 | 0.061968 | 12 | 0.01017
18757 | 6.75 | 1 | 365 | 7.681 | 0.46841 | 8 | 0.1494
18758 | 10.25 | 1 | 365 | 11.6637 | 0.48906 | 12 | 0.15278
18760 | 7 | 1 | 365 | 7.9655 | 0.041312 | 8 | 0.00678
18761 | 8.75 | 1 | 365 | 9.9568 | 0.05164 | 10 | 0.008475
18764 | 10.98 | 1 | 365 | 12.4944 | 0.16194 | 12 | 0.65635
18768 | 7.5 | 1 | 365 | 8.5344 | 0.18712 | 8 | 0.72155
18771 | 13 | 1 | 365 | 14.793 | 0.79101 | 15 | 0.58402
18171 | 6.12 | 1 | 365 | 6.9641 | 0.02469 | 6 | 0.98878
18786 | 10.675 | 1 | 365 | 12.1473 | 0.463 | 12 | 0.61034
18792 | 5.52 | 1 | 365 | 6.2813 | 0.64972 | 6 | 0.93106
18805 | 6 | 1 | 365 | 6.8275 | 0.7497 | 7 | 0.57724
18794 | 5.4 | 1 | 365 | 6.1448 | 0.37473 | 6 | 0.51952
18807 | 4.8 | 1 | 365 | 5.462 | 0.99976 | 6 | 0.46179
18422 | 8.67 | 1 | 365 | 9.8658 | 0.86831 | 10 | 0.73411
18883 | 8.925 | 1 | 365 | 10.156 | 0.45267 | 10 | 0.60864
18886 | 4.05 | 1 | 365 | 4.6086 | 0.28104 | 4 | 0.88964
18893 | 7.14 | 1 | 365 | 8.1248 | 0.36214 | 8 | 0.48692
18798 | 5.04 | 1 | 365 | 5.7351 | 0.54974 | 6 | 0.28488
18800 | 7.56 | 1 | 365 | 8.6027 | 0.32462 | 8 | 0.92732
18802 | 5.6 | 1 | 365 | 6.3724 | 0.83305 | 7 | 0.20542
16687 | 4.02 | 1 | 365 | 4.5745 | 0.2123 | 4 | 0.78675
16744 | 6 | 1 | 365 | 6.8275 | 0.7497 | 7 | 0.57724
18847 | 7.28 | 1 | 365 | 8.2841 | 0.68296 | 8 | 0.96705
18877 | 6.12 | 1 | 365 | 6.9641 | 0.02469 | 6 | 0.98878
18909 | 6.48 | 1 | 365 | 7.3737 | 0.84967 | 8 | 0.22342
18911 | 6.3 | 1 | 365 | 7.1689 | 0.43718 | 7 | 0.6061
16229 | 6.25 | 1 | 365 | 7.112 | 0.3226 | 7 | 0.43462
18919 | 4.75 | 1 | 365 | 5.4051 | 0.88518 | 6 | 0.29031
18920 | 3.75 | 1 | 365 | 4.2672 | 0.59356 | 4 | 0.86078
17953 | 24.75 | 1 | 365 | 28.1636 | 0.7175 | 28 | 0.88111
18934 | 5.76 | 1 | 365 | 6.5544 | 0.19971 | 6 | 0.75415
18937 | 4.725 | 1 | 365 | 5.3767 | 0.82789 | 6 | 0.20458
18974 | 5.175 | 1 | 365 | 5.8888 | 0.85911 | 6 | 0.74787
18972 | 7.65 | 1 | 365 | 8.7051 | 0.53086 | 9 | 0.23598
18976 | 5.4 | 1 | 365 | 6.1448 | 0.37473 | 6 | 0.51952
18981 | 4.8 | 1 | 365 | 5.462 | 0.99976 | 6 | 0.46179
19003 | 6.075 | 1 | 365 | 6.9129 | 0.92157 | 7 | 0.83446
19005 | 6.075 | 1 | 365 | 6.9129 | 0.92157 | 7 | 0.83446
18216 | 6.24 | 1 | 365 | 7.1006 | 0.29968 | 7 | 0.40033
19040 | 12.74 | 1 | 365 | 14.4972 | 0.19519 | 14 | 0.69234
18994 | 10 | 1 | 365 | 11.3792 | 0.91616 | 12 | 0.2954
19093 | 5.25 | 1 | 365 | 5.9741 | 0.030984 | 6 | 0.005085
19097 | 6.5 | 1 | 365 | 7.3965 | 0.8955 | 8 | 0.29201
19106 | 6.5 | 1 | 365 | 7.3965 | 0.8955 | 8 | 0.29201
15431 | 9.1 | 1 | 365 | 10.3551 | 0.85371 | 11 | 0.20881
19078 | 3.185 | 1 | 365 | 3.6243 | 0.2988 | 3 | 0.92308
19073 | 7.25 | 1 | 365 | 8.2499 | 0.61422 | 8 | 0.86416
19156 | 4 | 1 | 365 | 4.5517 | 0.16646 | 4 | 0.71816
19135 | 8 | 1 | 365 | 9.1034 | 0.33293 | 9 | 0.43632
19157 | 13.2 | 1 | 365 | 15.0206 | 0.24933 | 15 | 0.26993
15504 | 3.9 | 1 | 365 | 4.4379 | 0.9373 | 5 | 0.37521
19161 | 7.848 | 1 | 365 | 8.9304 | 0.9846 | 9 | 0.91503
19158 | 12.753 | 1 | 365 | 14.5119 | 0.22498 | 14 | 0.73692
19139 | 5.2 | 1 | 365 | 5.9172 | 0.9164 | 6 | 0.83361
19163 | 6.975 | 1 | 365 | 7.937 | 0.98402 | 8 | 0.92104
19174 | 6.3 | 1 | 365 | 7.1689 | 0.43718 | 7 | 0.6061
19147 | 10.75 | 1 | 365 | 12.2327 | 0.63487 | 12 | 0.86755
19164 | 3.825 | 1 | 365 | 4.3526 | 0.76543 | 5 | 0.11799
19150 | 6.25 | 1 | 365 | 7.112 | 0.3226 | 7 | 0.43462
19175 | 5.52 | 1 | 365 | 6.2813 | 0.64972 | 6 | 0.93106
18697 | 14.04 | 1 | 365 | 15.9765 | 0.17429 | 16 | 0.15074
19187 | 3.6 | 1 | 365 | 4.0965 | 0.24982 | 4 | 0.34634
19176 | 3.5 | 1 | 365 | 3.9827 | 0.020656 | 4 | 0.00339
19151 | 7.02 | 1 | 365 | 7.9882 | 0.087144 | 8 | 0.075371
19188 | 6.24 | 1 | 365 | 7.1006 | 0.29968 | 7 | 0.40033
19181 | 3.6 | 1 | 365 | 4.0965 | 0.24982 | 4 | 0.34634
19185 | 4.95 | 1 | 365 | 5.6327 | 0.3435 | 5 | 0.97622
19189 | 3 | 1 | 365 | 3.4138 | 0.87485 | 4 | 0.28862
19190 | 10.455 | 1 | 365 | 11.897 | 0.46841 | 12 | 0.3654
19192 | 3.84 | 1 | 365 | 4.3696 | 0.79981 | 5 | 0.16943
19236 | 5.52 | 1 | 365 | 6.2813 | 0.64972 | 6 | 0.93106
587 | 318.24 | 0.9 | 365 | 325.9196 | 0.35549 | 326 | 0.27513
19387 | 3.825 | 1 | 365 | 4.3526 | 0.76543 | 5 | 0.11799
19409 | 6.12 | 1 | 365 | 6.9641 | 0.02469 | 6 | 0.98878
19377 | 5.67 | 1 | 365 | 6.452 | 0.99346 | 7 | 0.44549
19160 | 10.335 | 1 | 365 | 11.7604 | 0.68385 | 12 | 0.4443
16874 | 9.435 | 1 | 365 | 10.7363 | 0.6214 | 11 | 0.35771
19550 | 6.867 | 1 | 365 | 7.8141 | 0.73653 | 8 | 0.55065
19576 | 8 | 1 | 365 | 9.1034 | 0.33293 | 9 | 0.43632
19571 | 7.14 | 1 | 365 | 8.1248 | 0.36214 | 8 | 0.48692
19569 | 8.235 | 1 | 365 | 9.3708 | 0.87146 | 10 | 0.24226
19567 | 10 | 1 | 365 | 11.3792 | 0.91616 | 12 | 0.2954
19555 | 3.25 | 1 | 365 | 3.6983 | 0.44775 | 4 | 0.146
19552 | 4.25 | 1 | 365 | 4.8362 | 0.73937 | 5 | 0.57554
19543 | 4 | 1 | 365 | 4.5517 | 0.16646 | 4 | 0.71816
19540 | 3.5 | 1 | 365 | 3.9827 | 0.020656 | 4 | 0.00339
17058 | 9.88 | 1 | 365 | 11.2427 | 0.64117 | 11 | 0.88386
19537 | 5.61 | 1 | 365 | 6.3838 | 0.85597 | 7 | 0.23972
17062 | 7.975 | 1 | 365 | 9.0749 | 0.27564 | 9 | 0.35058
19538 | 3 | 1 | 365 | 3.4138 | 0.87485 | 4 | 0.28862
17100 | 6.48 | 1 | 365 | 7.3737 | 0.84967 | 8 | 0.22342
17910 | 5.6 | 1 | 365 | 6.3724 | 0.83305 | 7 | 0.20542
19532 | 4.5 | 1 | 365 | 5.1207 | 0.31227 | 5 | 0.43293
19524 | 12.2 | 1 | 365 | 13.8827 | 0.95772 | 14 | 0.84039
108 | 3849.12 | 1 | 365 | 4380.006 | 0.70498 | 4380 | 0.711
19525 | 4.08 | 1 | 365 | 4.6427 | 0.34979 | 4 | 0.99252
18267 | 9.69 | 1 | 365 | 11.0265 | 0.20576 | 11 | 0.23224
18272 | 8.58 | 1 | 365 | 9.7634 | 0.66207 | 10 | 0.42545
18274 | 4.16 | 1 | 365 | 4.7338 | 0.53312 | 5 | 0.26689
19523 | 8.25 | 1 | 365 | 9.3879 | 0.90583 | 10 | 0.29371
17906 | 411.445 | 0.9 | 365 | 421.3738 | 0.58655 | 421 | 0.96038
19520 | 12.25 | 1 | 365 | 13.9396 | 0.072296 | 14 | 0.011865
17905 | 347.7 | 0.9 | 365 | 356.0906 | 0.11539 | 356 | 0.20595
16214 | 8.32 | 1 | 365 | 9.4675 | 0.066245 | 9 | 0.53377
18258 | 12.24 | 1 | 365 | 13.9282 | 0.04938 | 13 | 0.97757
19486 | 7 | 1 | 365 | 7.9655 | 0.041312 | 8 | 0.00678
19487 | 9 | 1 | 365 | 10.2413 | 0.62454 | 10 | 0.86586
19479 | 5.25 | 1 | 365 | 5.9741 | 0.030984 | 6 | 0.005085
17859 | 6.24 | 1 | 365 | 7.1006 | 0.29968 | 7 | 0.40033
19476 | 10.8 | 1 | 365 | 12.2896 | 0.74945 | 13 | 0.039032
18734 | 12.48 | 1 | 365 | 14.2013 | 0.59937 | 14 | 0.80066
19473 | 7.75 | 1 | 365 | 8.8189 | 0.76002 | 9 | 0.57893
19440 | 7.35 | 1 | 365 | 8.3637 | 0.84338 | 9 | 0.20712
18744 | 11.25 | 1 | 365 | 12.8016 | 0.78068 | 13 | 0.58232
19261 | 4.25 | 1 | 365 | 4.8362 | 0.73937 | 5 | 0.57554
19719 | 9.9 | 1 | 365 | 11.2654 | 0.687 | 11 | 0.95245
19262 | 7 | 1 | 365 | 7.9655 | 0.041312 | 8 | 0.00678
19720 | 5.76 | 1 | 365 | 6.5544 | 0.19971 | 6 | 0.75415
19358 | 5.28 | 1 | 365 | 6.0082 | 0.099732 | 6 | 0.10797
19372 | 109.2 | 0.9 | 365 | 111.8352 | 0.22002 | 112 | 0.055191
19712 | 4.95 | 1 | 365 | 5.6327 | 0.3435 | 5 | 0.97622
18995 | 6 | 1 | 365 | 6.8275 | 0.7497 | 7 | 0.57724
18997 | 6.25 | 1 | 365 | 7.112 | 0.3226 | 7 | 0.43462
18998 | 12.5 | 1 | 365 | 14.2241 | 0.6452 | 14 | 0.86925
18897 | 5.04 | 1 | 365 | 5.7351 | 0.54974 | 6 | 0.28488
19063 | 3.57 | 1 | 365 | 4.0624 | 0.18107 | 4 | 0.24346
19067 | 6.05 | 1 | 365 | 6.8844 | 0.86428 | 7 | 0.74872
15446 | 8.84 | 1 | 365 | 10.0592 | 0.25789 | 10 | 0.31713
19082 | 9.945 | 1 | 365 | 11.3167 | 0.79012 | 12 | 0.10678
18687 | 19.38 | 1 | 365 | 22.053 | 0.41152 | 22 | 0.46449
19715 | 4.5 | 1 | 365 | 5.1207 | 0.31227 | 5 | 0.43293
19260 | 3.84 | 1 | 365 | 4.3696 | 0.79981 | 5 | 0.16943
18217 | 9.156 | 1 | 365 | 10.4188 | 0.98204 | 11 | 0.40087
18244 | 3.575 | 1 | 365 | 4.0681 | 0.19253 | 4 | 0.26061
18330 | 6 | 1 | 365 | 6.8275 | 0.7497 | 7 | 0.57724
17163 | 3 | 1 | 365 | 3.4138 | 0.87485 | 4 | 0.28862
14503 | 4.94 | 1 | 365 | 5.6213 | 0.32058 | 5 | 0.94193
20042 | 5.98 | 1 | 365 | 6.8048 | 0.70386 | 7 | 0.50865
20039 | 11.18 | 1 | 365 | 12.722 | 0.62027 | 13 | 0.34226
20046 | 4.42 | 1 | 365 | 5.0296 | 0.12894 | 5 | 0.15857
14478 | 9.435 | 1 | 365 | 10.7363 | 0.6214 | 11 | 0.35771
20048 | 3.64 | 1 | 365 | 4.142 | 0.34148 | 4 | 0.48353
19885 | 4.94 | 1 | 365 | 5.6213 | 0.32058 | 5 | 0.94193
19879 | 7.02 | 1 | 365 | 7.9882 | 0.087144 | 8 | 0.075371
20021 | 2.6 | 1 | 365 | 2.9586 | 0.9582 | 3 | 0.9168
13053 | 50.49 | 0.9 | 365 | 51.7084 | 0.13332 | 51 | 0.84173
19087 | 9.18 | 1 | 365 | 10.4461 | 0.037035 | 10 | 0.48318
15380 | 6.375 | 1 | 365 | 7.2543 | 0.60905 | 7 | 0.86332
19328 | 2.55 | 1 | 365 | 2.9017 | 0.84362 | 3 | 0.74533
18918 | 2.4 | 1 | 365 | 2.731 | 0.49988 | 3 | 0.2309
15386 | 10.2 | 1 | 365 | 11.6068 | 0.37448 | 11 | 0.98131
19310 | 7 | 1 | 365 | 7.9655 | 0.041312 | 8 | 0.00678
20036 | 4.68 | 1 | 365 | 5.3255 | 0.72476 | 6 | 0.050247
19326 | 10.75 | 1 | 365 | 12.2327 | 0.63487 | 12 | 0.86755
20019 | 8.58 | 1 | 365 | 9.7634 | 0.66207 | 10 | 0.42545
19308 | 4.95 | 1 | 365 | 5.6327 | 0.3435 | 5 | 0.97622
19307 | 3.75 | 1 | 365 | 4.2672 | 0.59356 | 4 | 0.86078
13552 | 12.495 | 1 | 365 | 14.2184 | 0.63374 | 14 | 0.8521
19303 | 5 | 1 | 365 | 5.6896 | 0.45808 | 6 | 0.1477
19301 | 3.5 | 1 | 365 | 3.9827 | 0.020656 | 4 | 0.00339
20006 | 7.395 | 1 | 365 | 8.4149 | 0.9465 | 9 | 0.36145
19329 | 3.9 | 1 | 365 | 4.4379 | 0.9373 | 5 | 0.37521
20013 | 13.26 | 1 | 365 | 15.0889 | 0.38683 | 15 | 0.4757
19183 | 3.84 | 1 | 365 | 4.3696 | 0.79981 | 5 | 0.16943
19369 | 9.6 | 1 | 365 | 10.9241 | 0.99951 | 11 | 0.92358
19588 | 5.85 | 1 | 365 | 6.6569 | 0.40595 | 7 | 0.062809
19591 | 6.3 | 1 | 365 | 7.1689 | 0.43718 | 7 | 0.6061
19581 | 5.625 | 1 | 365 | 6.4008 | 0.89034 | 7 | 0.29116
19999 | 7.75 | 1 | 365 | 8.8189 | 0.76002 | 9 | 0.57893
19578 | 9.6 | 1 | 365 | 10.9241 | 0.99951 | 11 | 0.92358
19996 | 6.5 | 1 | 365 | 7.3965 | 0.8955 | 8 | 0.29201
11414 | 556.92 | 0.9 | 365 | 570.3594 | 0.6221 | 570 | 0.98148
19612 | 10.2 | 1 | 365 | 11.6068 | 0.37448 | 11 | 0.98131
19986 | 5.98 | 1 | 365 | 6.8048 | 0.70386 | 7 | 0.50865
18808 | 5.76 | 1 | 365 | 6.5544 | 0.19971 | 6 | 0.75415
19610 | 19.2 | 1 | 365 | 21.8481 | 0.99903 | 22 | 0.84717
19608 | 5.04 | 1 | 365 | 5.7351 | 0.54974 | 6 | 0.28488
19972 | 4.94 | 1 | 365 | 5.6213 | 0.32058 | 5 | 0.94193
19620 | 5.94 | 1 | 365 | 6.7593 | 0.6122 | 7 | 0.37147
19967 | 4.68 | 1 | 365 | 5.3255 | 0.72476 | 6 | 0.050247
15662 | 8 | 1 | 365 | 9.1034 | 0.33293 | 9 | 0.43632
19684 | 15 | 1 | 365 | 17.0689 | 0.37424 | 17 | 0.4431
19600 | 19.25 | 1 | 365 | 21.905 | 0.11361 | 22 | 0.018645
19857 | 7 | 1 | 365 | 7.9655 | 0.041312 | 8 | 0.00678
20052 | 10 | 1 | 365 | 11.3792 | 0.91616 | 12 | 0.2954
19611 | 7.8 | 1 | 365 | 8.8758 | 0.8746 | 9 | 0.75041
19725 | 3.15 | 1 | 365 | 3.5845 | 0.21859 | 3 | 0.80305
19852 | 12.25 | 1 | 365 | 13.9396 | 0.072296 | 14 | 0.011865
19854 | 7.25 | 1 | 365 | 8.2499 | 0.61422 | 8 | 0.86416
19848 | 5.25 | 1 | 365 | 5.9741 | 0.030984 | 6 | 0.005085
19846 | 7.5 | 1 | 365 | 8.5344 | 0.18712 | 8 | 0.72155
19847 | 7 | 1 | 365 | 7.9655 | 0.041312 | 8 | 0.00678
20062 | 8.84 | 1 | 365 | 10.0592 | 0.25789 | 10 | 0.31713
19843 | 8.75 | 1 | 365 | 9.9568 | 0.05164 | 10 | 0.008475
19842 | 10.25 | 1 | 365 | 11.6637 | 0.48906 | 12 | 0.15278
15217 | 4.08 | 1 | 365 | 4.6427 | 0.34979 | 4 | 0.99252
19833 | 10.75 | 1 | 365 | 12.2327 | 0.63487 | 12 | 0.86755
19840 | 5.5 | 1 | 365 | 6.2586 | 0.60389 | 6 | 0.86247
19835 | 9.75 | 1 | 365 | 11.0948 | 0.34326 | 11 | 0.43801
19816 | 8.75 | 1 | 365 | 9.9568 | 0.05164 | 10 | 0.008475
19828 | 8.06 | 1 | 365 | 9.1717 | 0.47042 | 9 | 0.64209
19802 | 5.5 | 1 | 365 | 6.2586 | 0.60389 | 6 | 0.86247
19679 | 4.5 | 1 | 365 | 5.1207 | 0.31227 | 5 | 0.43293
19654 | 6.5 | 1 | 365 | 7.3965 | 0.8955 | 8 | 0.29201
19677 | 7.25 | 1 | 365 | 8.2499 | 0.61422 | 8 | 0.86416
19653 | 7.75 | 1 | 365 | 8.8189 | 0.76002 | 9 | 0.57893
20387 | 9.88 | 1 | 365 | 11.2427 | 0.64117 | 11 | 0.88386
19652 | 7.5 | 1 | 365 | 8.5344 | 0.18712 | 8 | 0.72155
20390 | 7.8 | 1 | 365 | 8.8758 | 0.8746 | 9 | 0.75041
19647 | 7.5 | 1 | 365 | 8.5344 | 0.18712 | 8 | 0.72155
20397 | 5.98 | 1 | 365 | 6.8048 | 0.70386 | 7 | 0.50865
19649 | 5.39 | 1 | 365 | 6.1334 | 0.35181 | 6 | 0.48522
20411 | 6.76 | 1 | 365 | 7.6924 | 0.49132 | 8 | 0.18369
19641 | 4.165 | 1 | 365 | 4.7395 | 0.54458 | 5 | 0.28403
19643 | 2.695 | 1 | 365 | 3.0667 | 0.17591 | 3 | 0.24261
19637 | 7.35 | 1 | 365 | 8.3637 | 0.84338 | 9 | 0.20712
19632 | 3.185 | 1 | 365 | 3.6243 | 0.2988 | 3 | 0.92308
20416 | 5.98 | 1 | 365 | 6.8048 | 0.70386 | 7 | 0.50865
19633 | 2.25 | 1 | 365 | 2.5603 | 0.15614 | 2 | 0.71646
19630 | 7.25 | 1 | 365 | 8.2499 | 0.61422 | 8 | 0.86416
18915 | 7.98 | 1 | 365 | 9.0806 | 0.2871 | 9 | 0.36773
20412 | 4.68 | 1 | 365 | 5.3255 | 0.72476 | 6 | 0.050247
19757 | 5.85 | 1 | 365 | 6.6569 | 0.40595 | 7 | 0.062809
16265 | 5.355 | 1 | 365 | 6.0936 | 0.2716 | 6 | 0.36519
19743 | 5.1 | 1 | 365 | 5.8034 | 0.68724 | 6 | 0.49065
19748 | 5.4 | 1 | 365 | 6.1448 | 0.37473 | 6 | 0.51952
20418 | 6.12 | 1 | 365 | 6.9641 | 0.02469 | 6 | 0.98878
19736 | 11.13 | 1 | 365 | 12.6651 | 0.50569 | 13 | 0.17078
20419 | 5.1 | 1 | 365 | 5.8034 | 0.68724 | 6 | 0.49065
20068 | 6.885 | 1 | 365 | 7.8346 | 0.77778 | 8 | 0.61238
20073 | 4.68 | 1 | 365 | 5.3255 | 0.72476 | 6 | 0.050247
20420 | 5.355 | 1 | 365 | 6.0936 | 0.2716 | 6 | 0.36519
20115 | 11.7 | 1 | 365 | 13.3137 | 0.81191 | 14 | 0.12562
20084 | 3.9 | 1 | 365 | 4.4379 | 0.9373 | 5 | 0.37521
20100 | 15.08 | 1 | 365 | 17.1599 | 0.55757 | 17 | 0.71746
20107 | 5.72 | 1 | 365 | 6.5089 | 0.10804 | 6 | 0.61697
20117 | 6.5 | 1 | 365 | 7.3965 | 0.8955 | 8 | 0.29201
20125 | 7.28 | 1 | 365 | 8.2841 | 0.68296 | 8 | 0.96705
20133 | 3.12 | 1 | 365 | 3.5503 | 0.14984 | 3 | 0.70016
20138 | 4.68 | 1 | 365 | 5.3255 | 0.72476 | 6 | 0.050247
19373 | 59.514 | 0.9 | 365 | 60.9502 | 0.74491 | 61 | 0.69508
20069 | 498.4 | 0.8 | 365 | 453.7131 | 0.71313 | 454 | 0.42619
19098 | 3.5 | 1 | 365 | 3.9827 | 0.020656 | 4 | 0.00339
20186 | 9.36 | 1 | 365 | 10.651 | 0.44953 | 11 | 0.10049
19639 | 13.26 | 1 | 365 | 15.0889 | 0.38683 | 15 | 0.4757
20199 | 9.62 | 1 | 365 | 10.9468 | 0.045346 | 10 | 0.99217
20222 | 6.12 | 1 | 365 | 6.9641 | 0.02469 | 6 | 0.98878
20231 | 3 | 1 | 365 | 3.4138 | 0.87485 | 4 | 0.28862
20232 | 9.69 | 1 | 365 | 11.0265 | 0.20576 | 11 | 0.23224
20056 | 5.4 | 1 | 365 | 6.1448 | 0.37473 | 6 | 0.51952
20421 | 2.55 | 1 | 365 | 2.9017 | 0.84362 | 3 | 0.74533
20422 | 2.34 | 1 | 365 | 2.6627 | 0.36238 | 3 | 0.025124
20424 | 60.39 | 0.9 | 365 | 61.8473 | 0.55162 | 62 | 0.39893
20270 | 5.2 | 1 | 365 | 5.9172 | 0.9164 | 6 | 0.83361
20248 | 4.725 | 1 | 365 | 5.3767 | 0.82789 | 6 | 0.20458
20209 | 19.62 | 1 | 365 | 22.3261 | 0.96151 | 23 | 0.28757
20255 | 33.12 | 0.9 | 365 | 33.9192 | 0.30849 | 34 | 0.22773
17347 | 9 | 1 | 365 | 10.2413 | 0.62454 | 10 | 0.86586
20283 | 4.16 | 1 | 365 | 4.7338 | 0.53312 | 5 | 0.26689
20285 | 3.315 | 1 | 365 | 3.7722 | 0.59671 | 4 | 0.36893
20288 | 4.42 | 1 | 365 | 5.0296 | 0.12894 | 5 | 0.15857
20293 | 5.46 | 1 | 365 | 6.2131 | 0.51222 | 6 | 0.72529
20292 | 9.945 | 1 | 365 | 11.3167 | 0.79012 | 12 | 0.10678
20235 | 6.4 | 1 | 365 | 7.2827 | 0.66634 | 7 | 0.94906
20320 | 6.63 | 1 | 365 | 7.5444 | 0.19341 | 7 | 0.73785
20339 | 11.18 | 1 | 365 | 12.722 | 0.62027 | 13 | 0.34226
20328 | 3.83 | 1 | 365 | 4.3582 | 0.77689 | 5 | 0.13514
17050 | 8.58 | 1 | 365 | 9.7634 | 0.66207 | 10 | 0.42545
20344 | 4.68 | 1 | 365 | 5.3255 | 0.72476 | 6 | 0.050247
20350 | 5.98 | 1 | 365 | 6.8048 | 0.70386 | 7 | 0.50865
20358 | 4.42 | 1 | 365 | 5.0296 | 0.12894 | 5 | 0.15857
20351 | 8.16 | 1 | 365 | 9.2855 | 0.69959 | 9 | 0.98505
20368 | 9.69 | 1 | 365 | 11.0265 | 0.20576 | 11 | 0.23224
20383 | 8.06 | 1 | 365 | 9.1717 | 0.47042 | 9 | 0.64209
17766 | 3.38 | 1 | 365 | 3.8462 | 0.74566 | 4 | 0.59185
13058 | 50.49 | 0.9 | 365 | 51.7084 | 0.13332 | 51 | 0.84173
13060 | 50.49 | 0.9 | 365 | 51.7084 | 0.13332 | 51 | 0.84173
13048 | 50.49 | 0.9 | 365 | 51.7084 | 0.13332 | 51 | 0.84173
17666 | 289.75 | 0.9 | 365 | 296.7421 | 0.59616 | 297 | 0.33829
17668 | 649.04 | 0.9 | 365 | 664.7024 | 0.6154 | 665 | 0.31778
15889 | 4.335 | 1 | 365 | 4.9329 | 0.93416 | 5 | 0.86706
12970 | 516 | 0.9 | 365 | 528.4519 | 0.22647 | 528 | 0.67838
19048 | 7 | 1 | 365 | 7.9655 | 0.041312 | 8 | 0.00678
20901 | 7.02 | 1 | 365 | 7.9882 | 0.087144 | 8 | 0.075371
15243 | 5.865 | 1 | 365 | 6.6739 | 0.44033 | 7 | 0.11425
16326 | 44.72 | 0.9 | 365 | 45.7992 | 0.23296 | 46 | 0.032126
16671 | 4.59 | 1 | 365 | 5.2231 | 0.51852 | 5 | 0.74159
18755 | 9.62 | 1 | 365 | 10.9468 | 0.045346 | 10 | 0.99217
18776 | 5.5 | 1 | 365 | 6.2586 | 0.60389 | 6 | 0.86247
18778 | 3.185 | 1 | 365 | 3.6243 | 0.2988 | 3 | 0.92308
18788 | 4.32 | 1 | 365 | 4.9158 | 0.89978 | 5 | 0.81561
19441 | 8.1 | 1 | 365 | 9.2172 | 0.56209 | 9 | 0.77927
18939 | 5.4 | 1 | 365 | 6.1448 | 0.37473 | 6 | 0.51952
19096 | 9 | 1 | 365 | 10.2413 | 0.62454 | 10 | 0.86586
19099 | 7.75 | 1 | 365 | 8.8189 | 0.76002 | 9 | 0.57893
19104 | 9 | 1 | 365 | 10.2413 | 0.62454 | 10 | 0.86586
19107 | 5.75 | 1 | 365 | 6.5431 | 0.17679 | 6 | 0.71985
19080 | 10 | 1 | 365 | 11.3792 | 0.91616 | 12 | 0.2954
19062 | 8.5 | 1 | 365 | 9.6724 | 0.47874 | 10 | 0.15109
19137 | 5.75 | 1 | 365 | 6.5431 | 0.17679 | 6 | 0.71985
19142 | 7 | 1 | 365 | 7.9655 | 0.041312 | 8 | 0.00678
19149 | 10.5 | 1 | 365 | 11.9482 | 0.061968 | 12 | 0.01017
19577 | 10.75 | 1 | 365 | 12.2327 | 0.63487 | 12 | 0.86755
19575 | 13 | 1 | 365 | 14.793 | 0.79101 | 15 | 0.58402
19574 | 7.65 | 1 | 365 | 8.7051 | 0.53086 | 9 | 0.23598
19570 | 8.75 | 1 | 365 | 9.9568 | 0.05164 | 10 | 0.008475
19564 | 13.25 | 1 | 365 | 15.0775 | 0.36391 | 15 | 0.4414
19561 | 9.5 | 1 | 365 | 10.8103 | 0.77035 | 11 | 0.58063
19563 | 10.71 | 1 | 365 | 12.1872 | 0.54321 | 12 | 0.73037
19559 | 15 | 1 | 365 | 17.0689 | 0.37424 | 17 | 0.4431
19557 | 8 | 1 | 365 | 9.1034 | 0.33293 | 9 | 0.43632
19542 | 7.65 | 1 | 365 | 8.7051 | 0.53086 | 9 | 0.23598
19539 | 8.96 | 1 | 365 | 10.1958 | 0.53288 | 10 | 0.72868
19528 | 4.675 | 1 | 365 | 5.3198 | 0.7133 | 6 | 0.033099
19496 | 9 | 1 | 365 | 10.2413 | 0.62454 | 10 | 0.86586
19493 | 6.5 | 1 | 365 | 7.3965 | 0.8955 | 8 | 0.29201
19489 | 11.5 | 1 | 365 | 13.0861 | 0.35358 | 13 | 0.43971
19488 | 12.48 | 1 | 365 | 14.2013 | 0.59937 | 14 | 0.80066
19481 | 11.34 | 1 | 365 | 12.9041 | 0.98693 | 13 | 0.89098
19485 | 8.5 | 1 | 365 | 9.6724 | 0.47874 | 10 | 0.15109
19478 | 9 | 1 | 365 | 10.2413 | 0.62454 | 10 | 0.86586
19407 | 6.48 | 1 | 365 | 7.3737 | 0.84967 | 8 | 0.22342
19406 | 6.24 | 1 | 365 | 7.1006 | 0.29968 | 7 | 0.40033
19709 | 9.36 | 1 | 365 | 10.651 | 0.44953 | 11 | 0.10049
20060 | 7.44 | 1 | 365 | 8.4662 | 0.049623 | 8 | 0.51578
16515 | 373.75 | 1 | 365 | 425.2991 | 0.49148 | 425 | 0.79057
18766 | 5 | 1 | 365 | 5.6896 | 0.45808 | 6 | 0.1477
17358 | 7.65 | 1 | 365 | 8.7051 | 0.53086 | 9 | 0.23598
18324 | 6.54 | 1 | 365 | 7.442 | 0.98717 | 8 | 0.42919
95 | 1597.05 | 1 | 365 | 1817.3215 | 0.82533 | 1818 | 0.14686
19162 | 5.232 | 1 | 365 | 5.9536 | 0.98973 | 6 | 0.94335
18068 | 23.544 | 1 | 365 | 26.7913 | 0.95381 | 27 | 0.74509
19324 | 10.2 | 1 | 365 | 11.6068 | 0.37448 | 11 | 0.98131
20083 | 5.2 | 1 | 365 | 5.9172 | 0.9164 | 6 | 0.83361
4121 | 1306.8 | 0.9 | 365 | 1338.3352 | 0.21541 | 1338 | 0.55058
15425 | 8.16 | 1 | 365 | 9.2855 | 0.69959 | 9 | 0.98505
15549 | 8.75 | 1 | 365 | 9.9568 | 0.05164 | 10 | 0.008475
12405 | 6.72 | 1 | 365 | 7.6468 | 0.39966 | 8 | 0.046509
16482 | 3.924 | 1 | 365 | 4.4652 | 0.9923 | 5 | 0.45751
16861 | 3.57 | 1 | 365 | 4.0624 | 0.18107 | 4 | 0.24346
14677 | 7.65 | 1 | 365 | 8.7051 | 0.53086 | 9 | 0.23598
13691 | 6.05 | 1 | 365 | 6.8844 | 0.86428 | 7 | 0.74872
13621 | 4.76 | 1 | 365 | 5.4165 | 0.90809 | 6 | 0.32461
14289 | 7.7 | 1 | 365 | 8.762 | 0.64544 | 9 | 0.40746
14552 | 12.375 | 1 | 365 | 14.0818 | 0.35875 | 14 | 0.44056
14902 | 6.6 | 1 | 365 | 7.5103 | 0.12467 | 7 | 0.63496
14886 | 9.075 | 1 | 365 | 10.3267 | 0.79642 | 11 | 0.12308
15181 | 7.7 | 1 | 365 | 8.762 | 0.64544 | 9 | 0.40746
15362 | 5.04 | 1 | 365 | 5.7351 | 0.54974 | 6 | 0.28488
16856 | 9 | 1 | 365 | 10.2413 | 0.62454 | 10 | 0.86586
16600 | 1.5 | 1 | 365 | 1.7069 | 0.43742 | 2 | 0.14431
13052 | 50.49 | 0.9 | 365 | 51.7084 | 0.13332 | 51 | 0.84173
13061 | 50.49 | 0.9 | 365 | 51.7084 | 0.13332 | 51 | 0.84173
13055 | 50.49 | 0.9 | 365 | 51.7084 | 0.13332 | 51 | 0.84173
13054 | 50.49 | 0.9 | 365 | 51.7084 | 0.13332 | 51 | 0.84173
13051 | 50.49 | 0.9 | 365 | 51.7084 | 0.13332 | 51 | 0.84173
13057 | 36.72 | 0.9 | 365 | 37.6061 | 0.73333 | 38 | 0.33944
13049 | 36.72 | 0.9 | 365 | 37.6061 | 0.73333 | 38 | 0.33944
13045 | 50.49 | 0.9 | 365 | 51.7084 | 0.13332 | 51 | 0.84173
13046 | 50.49 | 0.9 | 365 | 51.7084 | 0.13332 | 51 | 0.84173
13056 | 36.72 | 0.9 | 365 | 37.6061 | 0.73333 | 38 | 0.33944
13047 | 50.49 | 0.9 | 365 | 51.7084 | 0.13332 | 51 | 0.84173
16445 | 8.175 | 1 | 365 | 9.3025 | 0.73396 | 10 | 0.03649
13713 | 10.26 | 1 | 365 | 11.6751 | 0.51198 | 12 | 0.18708
9159 | 1989.52 | 0.9 | 365 | 2037.5303 | 0.29428 | 2037 | 0.82458
18537 | 7.02 | 1 | 365 | 7.9882 | 0.087144 | 8 | 0.075371
14185 | 6.89 | 1 | 365 | 7.8403 | 0.78923 | 8 | 0.62953
12675 | 5.3 | 1 | 365 | 6.031 | 0.14556 | 6 | 0.17656
18539 | 4.48 | 1 | 365 | 5.0979 | 0.26644 | 5 | 0.36434
17361 | 4.25 | 1 | 365 | 4.8362 | 0.73937 | 5 | 0.57554
19735 | 11.2 | 1 | 365 | 12.7447 | 0.6661 | 13 | 0.41085
15187 | 14.02 | 1 | 365 | 15.9537 | 0.12846 | 16 | 0.082151
12626 | 8.8 | 1 | 365 | 10.0137 | 0.16622 | 10 | 0.17995
12977 | 81 | 0.9 | 365 | 82.9547 | 0.058806 | 83 | 0.013466
15199 | 52.62 | 0.9 | 365 | 53.8898 | 0.52635 | 54 | 0.41616
12149 | 1.785 | 1 | 365 | 2.0312 | 0.090535 | 2 | 0.12173
18193 | 8.96 | 1 | 365 | 10.1958 | 0.53288 | 10 | 0.72868
16547 | 4.08 | 1 | 365 | 4.6427 | 0.34979 | 4 | 0.99252
15476 | 5.67 | 1 | 365 | 6.452 | 0.99346 | 7 | 0.44549
16297 | 5.1 | 1 | 365 | 5.8034 | 0.68724 | 6 | 0.49065
16338 | 9.18 | 1 | 365 | 10.4461 | 0.037035 | 10 | 0.48318
15486 | 3.825 | 1 | 365 | 4.3526 | 0.76543 | 5 | 0.11799
16331 | 7.705 | 1 | 365 | 8.7677 | 0.6569 | 9 | 0.42461
15847 | 10.84 | 1 | 365 | 12.3351 | 0.84112 | 13 | 0.17621
15851 | 5.31 | 1 | 365 | 6.0424 | 0.16848 | 6 | 0.21086
16790 | 4.2 | 1 | 365 | 4.7793 | 0.62479 | 5 | 0.40407
18889 | 9.66 | 1 | 365 | 10.9923 | 0.13701 | 11 | 0.12936
18895 | 2.943 | 1 | 365 | 3.3489 | 0.74423 | 4 | 0.093136
15357 | 12.42 | 1 | 365 | 14.133 | 0.46187 | 14 | 0.59489
12408 | 6.867 | 1 | 365 | 7.8141 | 0.73653 | 8 | 0.55065
15356 | 18.639 | 1 | 365 | 21.2098 | 0.71343 | 21 | 0.9232
19932 | 5.886 | 1 | 365 | 6.6978 | 0.48845 | 7 | 0.18627
19926 | 5.886 | 1 | 365 | 6.6978 | 0.48845 | 7 | 0.18627
16879 | 7.905 | 1 | 365 | 8.9953 | 0.11522 | 9 | 0.11051
16876 | 5.355 | 1 | 365 | 6.0936 | 0.2716 | 6 | 0.36519
12581 | 108.29 | 0.9 | 365 | 110.9032 | 0.34319 | 111 | 0.2464
2874 | 3186.48 | 1 | 365 | 3625.9721 | 0.18855 | 3626 | 0.16062
2696 | 1237.5 | 1 | 365 | 1408.1809 | 0.8748 | 1409 | 0.05575
16897 | 9.7 | 1 | 365 | 11.0379 | 0.22868 | 11 | 0.26654
17335 | 4.76 | 1 | 365 | 5.4165 | 0.90809 | 6 | 0.32461
10087 | 15 | 1 | 365 | 17.0689 | 0.37424 | 17 | 0.4431
5625 | 73.44 | 0.9 | 365 | 75.2122 | 0.46665 | 75 | 0.67888
13204 | 1.4 | 1 | 365 | 1.5931 | 0.20826 | 1 | 0.80136
16753 | 4.485 | 1 | 365 | 5.1036 | 0.2779 | 5 | 0.38149
13622 | 3.597 | 1 | 365 | 4.0931 | 0.24294 | 4 | 0.33606
18979 | 4.905 | 1 | 365 | 5.5815 | 0.24038 | 5 | 0.82189
13385 | 11 | 1 | 365 | 12.5172 | 0.20778 | 12 | 0.72494
18245 | 24.705 | 1 | 365 | 28.1124 | 0.61437 | 28 | 0.72679
18259 | 5.2 | 1 | 365 | 5.9172 | 0.9164 | 6 | 0.83361
12328 | 27.45 | 0.9 | 365 | 28.1124 | 0.61437 | 28 | 0.72679
15414 | 5.98 | 1 | 365 | 6.8048 | 0.70386 | 7 | 0.50865
17125 | 7.54 | 1 | 365 | 8.5799 | 0.27878 | 8 | 0.85873
17138 | 18.02 | 1 | 365 | 20.5054 | 0.29492 | 20 | 0.80031
17189 | 13.44 | 1 | 365 | 15.2937 | 0.79932 | 16 | 0.093018
17218 | 5.72 | 1 | 365 | 6.5089 | 0.10804 | 6 | 0.61697
19085 | 11.76 | 1 | 365 | 13.382 | 0.9494 | 14 | 0.33139
18277 | 0.6 | 1 | 365 | 0.68275 | 0.37497 | 1 | 0.057724
19979 | 2.08 | 1 | 365 | 2.3669 | 0.76656 | 3 | 0.13344
16578 | 8.1 | 1 | 365 | 9.2172 | 0.56209 | 9 | 0.77927
19072 | 9.5 | 1 | 365 | 10.8103 | 0.77035 | 11 | 0.58063
18999 | 7.75 | 1 | 365 | 8.8189 | 0.76002 | 9 | 0.57893
19055 | 5 | 1 | 365 | 5.6896 | 0.45808 | 6 | 0.1477
18363 | 4.16 | 1 | 365 | 4.7338 | 0.53312 | 5 | 0.26689
14502 | 181.17 | 0.9 | 365 | 185.5419 | 0.65486 | 186 | 0.19679
14064 | 5.865 | 1 | 365 | 6.6739 | 0.44033 | 7 | 0.11425
15062 | 8.25 | 1 | 365 | 9.3879 | 0.90583 | 10 | 0.29371
15097 | 7.25 | 1 | 365 | 8.2499 | 0.61422 | 8 | 0.86416
15124 | 5.75 | 1 | 365 | 6.5431 | 0.17679 | 6 | 0.71985
14122 | 3.315 | 1 | 365 | 3.7722 | 0.59671 | 4 | 0.36893
16251 | 11.96 | 1 | 365 | 13.6096 | 0.40773 | 14 | 0.017298
16235 | 5.98 | 1 | 365 | 6.8048 | 0.70386 | 7 | 0.50865
15548 | 3.825 | 1 | 365 | 4.3526 | 0.76543 | 5 | 0.11799
16859 | 8.25 | 1 | 365 | 9.3879 | 0.90583 | 10 | 0.29371
16083 | 5.75 | 1 | 365 | 6.5431 | 0.17679 | 6 | 0.71985
16267 | 4.08 | 1 | 365 | 4.6427 | 0.34979 | 4 | 0.99252
16863 | 2.55 | 1 | 365 | 2.9017 | 0.84362 | 3 | 0.74533
16219 | 4.25 | 1 | 365 | 4.8362 | 0.73937 | 5 | 0.57554
18124 | 9.6 | 1 | 365 | 10.9241 | 0.99951 | 11 | 0.92358
19122 | 6.89 | 1 | 365 | 7.8403 | 0.78923 | 8 | 0.62953
13461 | 8.25 | 1 | 365 | 9.3879 | 0.90583 | 10 | 0.29371
16300 | 7.15 | 1 | 365 | 8.1362 | 0.38505 | 8 | 0.52121
16533 | 6.9 | 1 | 365 | 7.8517 | 0.81215 | 8 | 0.66383
16641 | 4.4 | 1 | 365 | 5.0069 | 0.08311 | 5 | 0.089976
15542 | 11.97 | 1 | 365 | 13.621 | 0.43064 | 14 | 0.051594
13708 | 6 | 1 | 365 | 6.8275 | 0.7497 | 7 | 0.57724
17988 | 23.1 | 1 | 365 | 26.286 | 0.93633 | 27 | 0.22237
29425 | 9.99 | 1 | 365 | 11.3679 | 0.89324 | 12 | 0.2611
11766 | 5.355 | 1 | 365 | 6.0936 | 0.2716 | 6 | 0.36519
11776 | 4.59 | 1 | 365 | 5.2231 | 0.51852 | 5 | 0.74159
12579 | 7 | 1 | 365 | 7.9655 | 0.041312 | 8 | 0.00678
13465 | 6.375 | 1 | 365 | 7.2543 | 0.60905 | 7 | 0.86332
13438 | 9.075 | 1 | 365 | 10.3267 | 0.79642 | 11 | 0.12308
12949 | 7.65 | 1 | 365 | 8.7051 | 0.53086 | 9 | 0.23598
12947 | 8.415 | 1 | 365 | 9.5756 | 0.28395 | 9 | 0.85958
14265 | 3.57 | 1 | 365 | 4.0624 | 0.18107 | 4 | 0.24346
14266 | 8.16 | 1 | 365 | 9.2855 | 0.69959 | 9 | 0.98505
14271 | 3.36 | 1 | 365 | 3.8234 | 0.69983 | 4 | 0.52325
14272 | 6.12 | 1 | 365 | 6.9641 | 0.02469 | 6 | 0.98878
14273 | 7.14 | 1 | 365 | 8.1248 | 0.36214 | 8 | 0.48692
15172 | 11.2 | 1 | 365 | 12.7447 | 0.6661 | 13 | 0.41085
15174 | 10.92 | 1 | 365 | 12.4261 | 0.024447 | 12 | 0.45058
15178 | 3.92 | 1 | 365 | 4.4607 | 0.98313 | 5 | 0.4438
15227 | 6.6 | 1 | 365 | 7.5103 | 0.12467 | 7 | 0.63496
15215 | 5.04 | 1 | 365 | 5.7351 | 0.54974 | 6 | 0.28488
15230 | 6.6 | 1 | 365 | 7.5103 | 0.12467 | 7 | 0.63496
15232 | 3.78 | 1 | 365 | 4.3014 | 0.66231 | 4 | 0.96366
11751 | 8.1 | 1 | 365 | 9.2172 | 0.56209 | 9 | 0.77927
11750 | 7.65 | 1 | 365 | 8.7051 | 0.53086 | 9 | 0.23598
18351 | 10.71 | 1 | 365 | 12.1872 | 0.54321 | 12 | 0.73037
18354 | 10.62 | 1 | 365 | 12.0848 | 0.33696 | 12 | 0.42171
16474 | 5.61 | 1 | 365 | 6.3838 | 0.85597 | 7 | 0.23972
16567 | 2.55 | 1 | 365 | 2.9017 | 0.84362 | 3 | 0.74533
8844 | 3.825 | 1 | 365 | 4.3526 | 0.76543 | 5 | 0.11799
16656 | 883.89 | 0.9 | 365 | 905.2197 | 0.98282 | 906 | 0.2025
18072 | 7.425 | 1 | 365 | 8.4491 | 0.015249 | 8 | 0.46433
18268 | 6 | 1 | 365 | 6.8275 | 0.7497 | 7 | 0.57724
18070 | 8.8 | 1 | 365 | 10.0137 | 0.16622 | 10 | 0.17995
13874 | 16.757 | 1 | 365 | 19.0682 | 0.40061 | 19 | 0.4688
13879 | 9.69 | 1 | 365 | 11.0265 | 0.20576 | 11 | 0.23224
19371 | 14.535 | 1 | 365 | 16.5397 | 0.30864 | 16 | 0.84836
11184 | 9.88 | 1 | 365 | 11.2427 | 0.64117 | 11 | 0.88386
15410 | 6.5 | 1 | 365 | 7.3965 | 0.8955 | 8 | 0.29201
18271 | 8.415 | 1 | 365 | 9.5756 | 0.28395 | 9 | 0.85958
14043 | 24.53 | 1 | 365 | 27.9133 | 0.21334 | 28 | 0.12662
15510 | 5.72 | 1 | 365 | 6.5089 | 0.10804 | 6 | 0.61697
14834 | 8.32 | 1 | 365 | 9.4675 | 0.066245 | 9 | 0.53377
15581 | 7.395 | 1 | 365 | 8.4149 | 0.9465 | 9 | 0.36145
15214 | 5.98 | 1 | 365 | 6.8048 | 0.70386 | 7 | 0.50865
15579 | 9.88 | 1 | 365 | 11.2427 | 0.64117 | 11 | 0.88386
15507 | 5.98 | 1 | 365 | 6.8048 | 0.70386 | 7 | 0.50865
15570 | 7.28 | 1 | 365 | 8.2841 | 0.68296 | 8 | 0.96705
15576 | 9.69 | 1 | 365 | 11.0265 | 0.20576 | 11 | 0.23224
14769 | 11.73 | 1 | 365 | 13.3478 | 0.88066 | 14 | 0.2285
15346 | 5.2 | 1 | 365 | 5.9172 | 0.9164 | 6 | 0.83361
15254 | 12.22 | 1 | 365 | 13.9054 | 0.0035475 | 13 | 0.90898
15417 | 10.66 | 1 | 365 | 12.1303 | 0.42863 | 12 | 0.5589
15350 | 6.885 | 1 | 365 | 7.8346 | 0.77778 | 8 | 0.61238
15567 | 3.64 | 1 | 365 | 4.142 | 0.34148 | 4 | 0.48353
15383 | 3.64 | 1 | 365 | 4.142 | 0.34148 | 4 | 0.48353
15416 | 5.2 | 1 | 365 | 5.9172 | 0.9164 | 6 | 0.83361
15412 | 8.32 | 1 | 365 | 9.4675 | 0.066245 | 9 | 0.53377
15413 | 7.28 | 1 | 365 | 8.2841 | 0.68296 | 8 | 0.96705
15440 | 2.6 | 1 | 365 | 2.9586 | 0.9582 | 3 | 0.9168
15411 | 12.74 | 1 | 365 | 14.4972 | 0.19519 | 14 | 0.69234
16216 | 5.72 | 1 | 365 | 6.5089 | 0.10804 | 6 | 0.61697
15592 | 5.355 | 1 | 365 | 6.0936 | 0.2716 | 6 | 0.36519
14721 | 9.62 | 1 | 365 | 10.9468 | 0.045346 | 10 | 0.99217
16173 | 3.06 | 1 | 365 | 3.482 | 0.012345 | 3 | 0.49439
14692 | 9.88 | 1 | 365 | 11.2427 | 0.64117 | 11 | 0.88386
16224 | 5.61 | 1 | 365 | 6.3838 | 0.85597 | 7 | 0.23972
14686 | 5.2 | 1 | 365 | 5.9172 | 0.9164 | 6 | 0.83361
15367 | 7.8 | 1 | 365 | 8.8758 | 0.8746 | 9 | 0.75041
14666 | 7.54 | 1 | 365 | 8.5799 | 0.27878 | 8 | 0.85873
20237 | 4.42 | 1 | 365 | 5.0296 | 0.12894 | 5 | 0.15857
15563 | 5.98 | 1 | 365 | 6.8048 | 0.70386 | 7 | 0.50865
16218 | 8.32 | 1 | 365 | 9.4675 | 0.066245 | 9 | 0.53377
15208 | 6.24 | 1 | 365 | 7.1006 | 0.29968 | 7 | 0.40033
15555 | 7.8 | 1 | 365 | 8.8758 | 0.8746 | 9 | 0.75041
15552 | 9.1 | 1 | 365 | 10.3551 | 0.85371 | 11 | 0.20881
15558 | 6.12 | 1 | 365 | 6.9641 | 0.02469 | 6 | 0.98878
15365 | 6.5 | 1 | 365 | 7.3965 | 0.8955 | 8 | 0.29201
15559 | 5.2 | 1 | 365 | 5.9172 | 0.9164 | 6 | 0.83361
22225 | 10.26 | 1 | 365 | 11.6751 | 0.51198 | 12 | 0.18708
15565 | 5.46 | 1 | 365 | 6.2131 | 0.51222 | 6 | 0.72529
14667 | 5.98 | 1 | 365 | 6.8048 | 0.70386 | 7 | 0.50865
15404 | 8.58 | 1 | 365 | 9.7634 | 0.66207 | 10 | 0.42545
15403 | 7.8 | 1 | 365 | 8.8758 | 0.8746 | 9 | 0.75041
14662 | 6.12 | 1 | 365 | 6.9641 | 0.02469 | 6 | 0.98878
15398 | 13.26 | 1 | 365 | 15.0889 | 0.38683 | 15 | 0.4757
14660 | 5.72 | 1 | 365 | 6.5089 | 0.10804 | 6 | 0.61697
14657 | 4.16 | 1 | 365 | 4.7338 | 0.53312 | 5 | 0.26689
14655 | 9.62 | 1 | 365 | 10.9468 | 0.045346 | 10 | 0.99217
14652 | 3.9 | 1 | 365 | 4.4379 | 0.9373 | 5 | 0.37521
14642 | 3.9 | 1 | 365 | 4.4379 | 0.9373 | 5 | 0.37521
14633 | 10.4 | 1 | 365 | 11.8344 | 0.83281 | 12 | 0.66722
14618 | 14.82 | 1 | 365 | 16.864 | 0.96175 | 17 | 0.82578
14598 | 3.06 | 1 | 365 | 3.482 | 0.012345 | 3 | 0.49439
15241 | 9.88 | 1 | 365 | 11.2427 | 0.64117 | 11 | 0.88386
15228 | 10.66 | 1 | 365 | 12.1303 | 0.42863 | 12 | 0.5589
15219 | 7.8 | 1 | 365 | 8.8758 | 0.8746 | 9 | 0.75041
14872 | 6.76 | 1 | 365 | 7.6924 | 0.49132 | 8 | 0.18369
14869 | 2.295 | 1 | 365 | 2.6115 | 0.25926 | 2 | 0.87079
14860 | 8.06 | 1 | 365 | 9.1717 | 0.47042 | 9 | 0.64209
14854 | 7.905 | 1 | 365 | 8.9953 | 0.11522 | 9 | 0.11051
14856 | 7.28 | 1 | 365 | 8.2841 | 0.68296 | 8 | 0.96705
14851 | 6.5 | 1 | 365 | 7.3965 | 0.8955 | 8 | 0.29201
14835 | 14.025 | 1 | 365 | 15.9594 | 0.13991 | 16 | 0.099299
14837 | 5.2 | 1 | 365 | 5.9172 | 0.9164 | 6 | 0.83361
15278 | 8.84 | 1 | 365 | 10.0592 | 0.25789 | 10 | 0.31713
15266 | 7.02 | 1 | 365 | 7.9882 | 0.087144 | 8 | 0.075371
15258 | 7.8 | 1 | 365 | 8.8758 | 0.8746 | 9 | 0.75041
15700 | 15.08 | 1 | 365 | 17.1599 | 0.55757 | 17 | 0.71746
15587 | 2.34 | 1 | 365 | 2.6627 | 0.36238 | 3 | 0.025124
15582 | 6.76 | 1 | 365 | 7.6924 | 0.49132 | 8 | 0.18369
15401 | 7.65 | 1 | 365 | 8.7051 | 0.53086 | 9 | 0.23598
15381 | 10.14 | 1 | 365 | 11.5385 | 0.23699 | 11 | 0.77554
14782 | 5.2 | 1 | 365 | 5.9172 | 0.9164 | 6 | 0.83361
14783 | 10.4 | 1 | 365 | 11.8344 | 0.83281 | 12 | 0.66722
14784 | 3.57 | 1 | 365 | 4.0624 | 0.18107 | 4 | 0.24346
14780 | 3.9 | 1 | 365 | 4.4379 | 0.9373 | 5 | 0.37521
14776 | 11.44 | 1 | 365 | 13.0179 | 0.21609 | 13 | 0.23394
15385 | 4.68 | 1 | 365 | 5.3255 | 0.72476 | 6 | 0.050247
20395 | 10.66 | 1 | 365 | 12.1303 | 0.42863 | 12 | 0.5589
14777 | 7.28 | 1 | 365 | 8.2841 | 0.68296 | 8 | 0.96705
15378 | 11.96 | 1 | 365 | 13.6096 | 0.40773 | 14 | 0.017298
15373 | 8.16 | 1 | 365 | 9.2855 | 0.69959 | 9 | 0.98505
15370 | 5.46 | 1 | 365 | 6.2131 | 0.51222 | 6 | 0.72529
14773 | 4.42 | 1 | 365 | 5.0296 | 0.12894 | 5 | 0.15857
15371 | 10.4 | 1 | 365 | 11.8344 | 0.83281 | 12 | 0.66722
14774 | 10.4 | 1 | 365 | 11.8344 | 0.83281 | 12 | 0.66722
15368 | 4.08 | 1 | 365 | 4.6427 | 0.34979 | 4 | 0.99252
14772 | 10.66 | 1 | 365 | 12.1303 | 0.42863 | 12 | 0.5589
15347 | 8.06 | 1 | 365 | 9.1717 | 0.47042 | 9 | 0.64209
15345 | 8.32 | 1 | 365 | 9.4675 | 0.066245 | 9 | 0.53377
15344 | 8.32 | 1 | 365 | 9.4675 | 0.066245 | 9 | 0.53377
15342 | 5.865 | 1 | 365 | 6.6739 | 0.44033 | 7 | 0.11425
15334 | 14.3 | 1 | 365 | 16.2723 | 0.77011 | 17 | 0.042422
15337 | 4.42 | 1 | 365 | 5.0296 | 0.12894 | 5 | 0.15857
15339 | 8.84 | 1 | 365 | 10.0592 | 0.25789 | 10 | 0.31713
15179 | 8.06 | 1 | 365 | 9.1717 | 0.47042 | 9 | 0.64209
14915 | 5.5 | 1 | 365 | 6.2586 | 0.60389 | 6 | 0.86247
5132 | 151.25 | 0.9 | 365 | 154.8999 | 0.94623 | 155 | 0.84613
15497 | 8.58 | 1 | 365 | 9.7634 | 0.66207 | 10 | 0.42545
14766 | 5.98 | 1 | 365 | 6.8048 | 0.70386 | 7 | 0.50865
18477 | 3.18 | 1 | 365 | 3.6186 | 0.28734 | 3 | 0.90594
14409 | 8.06 | 1 | 365 | 9.1717 | 0.47042 | 9 | 0.64209
17801 | 139.23 | 0.9 | 365 | 142.5898 | 0.15553 | 142 | 0.74537
12689 | 9.45 | 1 | 365 | 10.7534 | 0.65577 | 11 | 0.40915
14194 | 6.75 | 1 | 365 | 7.681 | 0.46841 | 8 | 0.1494
17321 | 6.825 | 1 | 365 | 7.7663 | 0.64028 | 8 | 0.40661
7682 | 206.64 | 1 | 365 | 235.1406 | 0.53953 | 235 | 0.68015
16884 | 8.58 | 1 | 365 | 9.7634 | 0.66207 | 10 | 0.42545
14190 | 10.92 | 1 | 365 | 12.4261 | 0.024447 | 12 | 0.45058
5631 | 56.355 | 0.9 | 365 | 57.7149 | 0.22962 | 57 | 0.94455
16513 | 9.435 | 1 | 365 | 10.7363 | 0.6214 | 11 | 0.35771
12743 | 30.78 | 0.9 | 365 | 31.5228 | 0.48235 | 32 | 0.0051171
12739 | 30.78 | 0.9 | 365 | 31.5228 | 0.48235 | 32 | 0.0051171
16885 | 7.95 | 1 | 365 | 9.0465 | 0.21835 | 9 | 0.26484
16886 | 8.37 | 1 | 365 | 9.5244 | 0.18083 | 9 | 0.70525
18559 | 8.67 | 1 | 365 | 9.8658 | 0.86831 | 10 | 0.73411
18862 | 5.865 | 1 | 365 | 6.6739 | 0.44033 | 7 | 0.11425
18873 | 13.26 | 1 | 365 | 15.0889 | 0.38683 | 15 | 0.4757
17076 | 14.31 | 1 | 365 | 16.2837 | 0.79302 | 17 | 0.076717
18861 | 4.335 | 1 | 365 | 4.9329 | 0.93416 | 5 | 0.86706
20365 | 15.08 | 1 | 365 | 17.1599 | 0.55757 | 17 | 0.71746
22473 | 5.865 | 1 | 365 | 6.6739 | 0.44033 | 7 | 0.11425
22476 | 10.455 | 1 | 365 | 11.897 | 0.95885 | 12 | 0.85584
15584 | 7.8 | 1 | 365 | 8.8758 | 0.8746 | 9 | 0.75041
19831 | 6.25 | 1 | 365 | 7.112 | 0.3226 | 7 | 0.43462
4885 | 103 | 0.9 | 365 | 105.4856 | 0.4328 | 105 | 0.91836
14103 | 5.355 | 1 | 365 | 6.0936 | 0.2716 | 6 | 0.36519
20251 | 8.25 | 1 | 365 | 9.3879 | 0.90583 | 10 | 0.29371
19579 | 11.2 | 1 | 365 | 12.7447 | 0.6661 | 13 | 0.41085
20061 | 5.6 | 1 | 365 | 6.3724 | 0.83305 | 7 | 0.20542
19705 | 9.9 | 1 | 365 | 11.2654 | 0.687 | 11 | 0.95245
16505 | 5.7 | 1 | 365 | 6.4862 | 0.062211 | 6 | 0.54838
9429 | 49.5 | 0.9 | 365 | 50.6945 | 0.091493 | 50 | 0.78601
19000 | 4.06 | 1 | 365 | 4.62 | 0.30396 | 4 | 0.92393
15470 | 6.84 | 1 | 365 | 7.7834 | 0.67465 | 8 | 0.45805
16711 | 9.36 | 1 | 365 | 10.651 | 0.44953 | 11 | 0.10049
16713 | 12.22 | 1 | 365 | 13.9054 | 0.0035475 | 13 | 0.90898
16714 | 4.16 | 1 | 365 | 4.7338 | 0.53312 | 5 | 0.26689
16716 | 8.16 | 1 | 365 | 9.2855 | 0.69959 | 9 | 0.98505
16721 | 6.63 | 1 | 365 | 7.5444 | 0.19341 | 7 | 0.73785
16723 | 10.14 | 1 | 365 | 11.5385 | 0.23699 | 11 | 0.77554
16727 | 6.12 | 1 | 365 | 6.9641 | 0.02469 | 6 | 0.98878
16729 | 12.48 | 1 | 365 | 14.2013 | 0.59937 | 14 | 0.80066
16731 | 4.335 | 1 | 365 | 4.9329 | 0.93416 | 5 | 0.86706
16916 | 8.67 | 1 | 365 | 9.8658 | 0.86831 | 10 | 0.73411
16733 | 4.25 | 1 | 365 | 4.8362 | 0.73937 | 5 | 0.57554
16735 | 7.54 | 1 | 365 | 8.5799 | 0.27878 | 8 | 0.85873
16742 | 5.72 | 1 | 365 | 6.5089 | 0.10804 | 6 | 0.61697
16924 | 4.68 | 1 | 365 | 5.3255 | 0.72476 | 6 | 0.050247
16953 | 8.58 | 1 | 365 | 9.7634 | 0.66207 | 10 | 0.42545
16747 | 5.355 | 1 | 365 | 6.0936 | 0.2716 | 6 | 0.36519
16933 | 4.42 | 1 | 365 | 5.0296 | 0.12894 | 5 | 0.15857
16934 | 9.18 | 1 | 365 | 10.4461 | 0.037035 | 10 | 0.48318
16986 | 10.4 | 1 | 365 | 11.8344 | 0.83281 | 12 | 0.66722
16936 | 9.62 | 1 | 365 | 10.9468 | 0.045346 | 10 | 0.99217
16937 | 8.06 | 1 | 365 | 9.1717 | 0.47042 | 9 | 0.64209
16938 | 5.1 | 1 | 365 | 5.8034 | 0.68724 | 6 | 0.49065
16910 | 5.2 | 1 | 365 | 5.9172 | 0.9164 | 6 | 0.83361
16922 | 9.945 | 1 | 365 | 11.3167 | 0.79012 | 12 | 0.10678
16906 | 12.22 | 1 | 365 | 13.9054 | 0.0035475 | 13 | 0.90898
16956 | 9.88 | 1 | 365 | 11.2427 | 0.64117 | 11 | 0.88386
16917 | 7.905 | 1 | 365 | 8.9953 | 0.11522 | 9 | 0.11051
16913 | 4.42 | 1 | 365 | 5.0296 | 0.12894 | 5 | 0.15857
16965 | 12.75 | 1 | 365 | 14.5085 | 0.2181 | 14 | 0.72663
16998 | 6.12 | 1 | 365 | 6.9641 | 0.02469 | 6 | 0.98878
16954 | 5.46 | 1 | 365 | 6.2131 | 0.51222 | 6 | 0.72529
16979 | 7.8 | 1 | 365 | 8.8758 | 0.8746 | 9 | 0.75041
16959 | 8.32 | 1 | 365 | 9.4675 | 0.066245 | 9 | 0.53377
16915 | 5.25 | 1 | 365 | 5.9741 | 0.030984 | 6 | 0.005085
16927 | 8.84 | 1 | 365 | 10.0592 | 0.25789 | 10 | 0.31713
16976 | 14.04 | 1 | 365 | 15.9765 | 0.17429 | 16 | 0.15074
16970 | 9.945 | 1 | 365 | 11.3167 | 0.79012 | 12 | 0.10678
16961 | 8.84 | 1 | 365 | 10.0592 | 0.25789 | 10 | 0.31713
17019 | 4.68 | 1 | 365 | 5.3255 | 0.72476 | 6 | 0.050247
16966 | 3.38 | 1 | 365 | 3.8462 | 0.74566 | 4 | 0.59185
16989 | 11.44 | 1 | 365 | 13.0179 | 0.21609 | 13 | 0.23394
16919 | 7 | 1 | 365 | 7.9655 | 0.041312 | 8 | 0.00678
16999 | 6.24 | 1 | 365 | 7.1006 | 0.29968 | 7 | 0.40033
17007 | 4.94 | 1 | 365 | 5.6213 | 0.32058 | 5 | 0.94193
17013 | 2.34 | 1 | 365 | 2.6627 | 0.36238 | 3 | 0.025124
17015 | 6.885 | 1 | 365 | 7.8346 | 0.77778 | 8 | 0.61238
17021 | 8.415 | 1 | 365 | 9.5756 | 0.28395 | 9 | 0.85958
17028 | 2.6 | 1 | 365 | 2.9586 | 0.9582 | 3 | 0.9168
17051 | 4.68 | 1 | 365 | 5.3255 | 0.72476 | 6 | 0.050247
20714 | 5.865 | 1 | 365 | 6.6739 | 0.44033 | 7 | 0.11425
18785 | 11.5 | 1 | 365 | 13.0861 | 0.35358 | 13 | 0.43971
18632 | 6.75 | 1 | 365 | 7.681 | 0.46841 | 8 | 0.1494
18834 | 5.6 | 1 | 365 | 6.3724 | 0.83305 | 7 | 0.20542
20612 | 10.71 | 1 | 365 | 12.1872 | 0.54321 | 12 | 0.73037
20605 | 7 | 1 | 365 | 7.9655 | 0.041312 | 8 | 0.00678
20445 | 5.25 | 1 | 365 | 5.9741 | 0.030984 | 6 | 0.005085
20443 | 4.59 | 1 | 365 | 5.2231 | 0.51852 | 5 | 0.74159
20439 | 3.64 | 1 | 365 | 4.142 | 0.34148 | 4 | 0.48353
19426 | 10.545 | 1 | 365 | 11.9994 | 0.16509 | 12 | 0.1645
19771 | 7.84 | 1 | 365 | 8.9213 | 0.96627 | 9 | 0.88759
19033 | 8.28 | 1 | 365 | 9.422 | 0.97458 | 10 | 0.39659
20518 | 3.135 | 1 | 365 | 3.5674 | 0.18422 | 3 | 0.75161
19173 | 12.426 | 1 | 365 | 14.1398 | 0.47562 | 14 | 0.61546
19184 | 3.6 | 1 | 365 | 4.0965 | 0.24982 | 4 | 0.34634
19186 | 6.24 | 1 | 365 | 7.1006 | 0.29968 | 7 | 0.40033
19363 | 3.25 | 1 | 365 | 3.6983 | 0.44775 | 4 | 0.146
19365 | 5.559 | 1 | 365 | 6.3257 | 0.73909 | 7 | 0.064813
19367 | 5.6 | 1 | 365 | 6.3724 | 0.83305 | 7 | 0.20542
19258 | 4.5 | 1 | 365 | 5.1207 | 0.31227 | 5 | 0.43293
19389 | 7.245 | 1 | 365 | 8.2443 | 0.60276 | 8 | 0.84702
19359 | 5.175 | 1 | 365 | 5.8888 | 0.85911 | 6 | 0.74787
19475 | 8.4 | 1 | 365 | 9.5586 | 0.24957 | 9 | 0.80814
19045 | 4.845 | 1 | 365 | 5.5132 | 0.10288 | 5 | 0.61612
19042 | 10.965 | 1 | 365 | 12.4773 | 0.12757 | 12 | 0.60491
19032 | 9.62 | 1 | 365 | 10.9468 | 0.045346 | 10 | 0.99217
19030 | 7.02 | 1 | 365 | 7.9882 | 0.087144 | 8 | 0.075371
19029 | 7.8 | 1 | 365 | 8.8758 | 0.8746 | 9 | 0.75041
17553 | 6.24 | 1 | 365 | 7.1006 | 0.29968 | 7 | 0.40033
17551 | 8.58 | 1 | 365 | 9.7634 | 0.66207 | 10 | 0.42545
17548 | 10.14 | 1 | 365 | 11.5385 | 0.23699 | 11 | 0.77554
17546 | 3.64 | 1 | 365 | 4.142 | 0.34148 | 4 | 0.48353
20658 | 5.4 | 1 | 365 | 6.1448 | 0.37473 | 6 | 0.51952
10994 | 9.98 | 1 | 365 | 11.3565 | 0.87033 | 12 | 0.22681
18644 | 7.5 | 1 | 365 | 8.5344 | 0.18712 | 8 | 0.72155
19403 | 1427.4 | 0.7 | 365 | 1136.9909 | 0.73687 | 1137 | 0.72778
18090 | 4.75 | 1 | 365 | 5.4051 | 0.88518 | 6 | 0.29031
16089 | 7.28 | 1 | 365 | 8.2841 | 0.68296 | 8 | 0.96705
16092 | 10.4 | 1 | 365 | 11.8344 | 0.83281 | 12 | 0.66722
15754 | 10.71 | 1 | 365 | 12.1872 | 0.54321 | 12 | 0.73037
16108 | 5.1 | 1 | 365 | 5.8034 | 0.68724 | 6 | 0.49065
18887 | 7.28 | 1 | 365 | 8.2841 | 0.68296 | 8 | 0.96705
17175 | 10.725 | 1 | 365 | 12.2042 | 0.57758 | 12 | 0.78182
18885 | 4.59 | 1 | 365 | 5.2231 | 0.51852 | 5 | 0.74159
17206 | 11.985 | 1 | 365 | 13.638 | 0.46502 | 14 | 0.10304
17336 | 7.975 | 1 | 365 | 9.0749 | 0.27564 | 9 | 0.35058
18884 | 5.98 | 1 | 365 | 6.8048 | 0.70386 | 7 | 0.50865
18879 | 3.12 | 1 | 365 | 3.5503 | 0.14984 | 3 | 0.70016
17688 | 9.45 | 1 | 365 | 10.7534 | 0.65577 | 11 | 0.40915
18868 | 5.61 | 1 | 365 | 6.3838 | 0.85597 | 7 | 0.23972
18866 | 8.67 | 1 | 365 | 9.8658 | 0.86831 | 10 | 0.73411
18858 | 5.98 | 1 | 365 | 6.8048 | 0.70386 | 7 | 0.50865
16115 | 9.435 | 1 | 365 | 10.7363 | 0.6214 | 11 | 0.35771
18857 | 4.68 | 1 | 365 | 5.3255 | 0.72476 | 6 | 0.050247
16126 | 4.94 | 1 | 365 | 5.6213 | 0.32058 | 5 | 0.94193
18827 | 9.18 | 1 | 365 | 10.4461 | 0.037035 | 10 | 0.48318
16147 | 4.42 | 1 | 365 | 5.0296 | 0.12894 | 5 | 0.15857
18562 | 7.65 | 1 | 365 | 8.7051 | 0.53086 | 9 | 0.23598
16153 | 4.94 | 1 | 365 | 5.6213 | 0.32058 | 5 | 0.94193
16163 | 8.16 | 1 | 365 | 9.2855 | 0.69959 | 9 | 0.98505
16172 | 3.57 | 1 | 365 | 4.0624 | 0.18107 | 4 | 0.24346
16175 | 7.8 | 1 | 365 | 8.8758 | 0.8746 | 9 | 0.75041
16190 | 6.5 | 1 | 365 | 7.3965 | 0.8955 | 8 | 0.29201
16187 | 4.16 | 1 | 365 | 4.7338 | 0.53312 | 5 | 0.26689
18558 | 6.24 | 1 | 365 | 7.1006 | 0.29968 | 7 | 0.40033
16193 | 4.94 | 1 | 365 | 5.6213 | 0.32058 | 5 | 0.94193
19283 | 3.99 | 1 | 365 | 4.5403 | 0.14355 | 4 | 0.68386
16196 | 12.74 | 1 | 365 | 14.4972 | 0.19519 | 14 | 0.69234
16202 | 8.06 | 1 | 365 | 9.1717 | 0.47042 | 9 | 0.64209
19281 | 6.76 | 1 | 365 | 7.6924 | 0.49132 | 8 | 0.18369
17092 | 9.92 | 1 | 365 | 11.2882 | 0.73283 | 12 | 0.021037
16204 | 6.63 | 1 | 365 | 7.5444 | 0.19341 | 7 | 0.73785
19274 | 7 | 1 | 365 | 7.9655 | 0.041312 | 8 | 0.00678
16208 | 5.98 | 1 | 365 | 6.8048 | 0.70386 | 7 | 0.50865
16210 | 5.2 | 1 | 365 | 5.9172 | 0.9164 | 6 | 0.83361
19091 | 5.61 | 1 | 365 | 6.3838 | 0.85597 | 7 | 0.23972
19084 | 5.1 | 1 | 365 | 5.8034 | 0.68724 | 6 | 0.49065
16213 | 9.62 | 1 | 365 | 10.9468 | 0.045346 | 10 | 0.99217
19076 | 7.14 | 1 | 365 | 8.1248 | 0.36214 | 8 | 0.48692
16220 | 2.295 | 1 | 365 | 2.6115 | 0.25926 | 2 | 0.87079
19053 | 8.4 | 1 | 365 | 9.5586 | 0.24957 | 9 | 0.80814
16228 | 7.54 | 1 | 365 | 8.5799 | 0.27878 | 8 | 0.85873
18912 | 9.62 | 1 | 365 | 10.9468 | 0.045346 | 10 | 0.99217
16257 | 4.16 | 1 | 365 | 4.7338 | 0.53312 | 5 | 0.26689
16261 | 4.94 | 1 | 365 | 5.6213 | 0.32058 | 5 | 0.94193
18910 | 8.06 | 1 | 365 | 9.1717 | 0.47042 | 9 | 0.64209
16266 | 5.72 | 1 | 365 | 6.5089 | 0.10804 | 6 | 0.61697
18905 | 7.02 | 1 | 365 | 7.9882 | 0.087144 | 8 | 0.075371
18900 | 3.12 | 1 | 365 | 3.5503 | 0.14984 | 3 | 0.70016
16268 | 4.94 | 1 | 365 | 5.6213 | 0.32058 | 5 | 0.94193
20552 | 6.24 | 1 | 365 | 7.1006 | 0.29968 | 7 | 0.40033
20469 | 4.845 | 1 | 365 | 5.5132 | 0.10288 | 5 | 0.61612
20468 | 7.28 | 1 | 365 | 8.2841 | 0.68296 | 8 | 0.96705
20465 | 4.16 | 1 | 365 | 4.7338 | 0.53312 | 5 | 0.26689
20463 | 6.24 | 1 | 365 | 7.1006 | 0.29968 | 7 | 0.40033
20462 | 7.28 | 1 | 365 | 8.2841 | 0.68296 | 8 | 0.96705
17860 | 4.59 | 1 | 365 | 5.2231 | 0.51852 | 5 | 0.74159
17862 | 16.32 | 1 | 365 | 18.5709 | 0.39917 | 18 | 0.97009
17868 | 16.2 | 1 | 365 | 18.4344 | 0.12418 | 18 | 0.55855
17877 | 8.32 | 1 | 365 | 9.4675 | 0.066245 | 9 | 0.53377
20454 | 8.4 | 1 | 365 | 9.5586 | 0.24957 | 9 | 0.80814
17880 | 9.9 | 1 | 365 | 11.2654 | 0.687 | 11 | 0.95245
16269 | 8.06 | 1 | 365 | 9.1717 | 0.47042 | 9 | 0.64209
16314 | 7.28 | 1 | 365 | 8.2841 | 0.68296 | 8 | 0.96705
17883 | 7.14 | 1 | 365 | 8.1248 | 0.36214 | 8 | 0.48692
16317 | 4.42 | 1 | 365 | 5.0296 | 0.12894 | 5 | 0.15857
16321 | 8.32 | 1 | 365 | 9.4675 | 0.066245 | 9 | 0.53377
17895 | 11.7 | 1 | 365 | 13.3137 | 0.81191 | 14 | 0.12562
17922 | 5.355 | 1 | 365 | 6.0936 | 0.2716 | 6 | 0.36519
20455 | 5.32 | 1 | 365 | 6.0538 | 0.1914 | 6 | 0.24515
17950 | 11 | 1 | 365 | 12.5172 | 0.20778 | 12 | 0.72494
20570 | 4.42 | 1 | 365 | 5.0296 | 0.12894 | 5 | 0.15857
20567 | 4.68 | 1 | 365 | 5.3255 | 0.72476 | 6 | 0.050247
20566 | 7.84 | 1 | 365 | 8.9213 | 0.96627 | 9 | 0.88759
16325 | 3.315 | 1 | 365 | 3.7722 | 0.59671 | 4 | 0.36893
16329 | 12.22 | 1 | 365 | 13.9054 | 0.0035475 | 13 | 0.90898
18671 | 11.07 | 1 | 365 | 12.5968 | 0.36819 | 12 | 0.96501
16335 | 4.335 | 1 | 365 | 4.9329 | 0.93416 | 5 | 0.86706
16375 | 4.68 | 1 | 365 | 5.3255 | 0.72476 | 6 | 0.050247
18672 | 8.25 | 1 | 365 | 9.3879 | 0.90583 | 10 | 0.29371
16385 | 6.5 | 1 | 365 | 7.3965 | 0.8955 | 8 | 0.29201
16392 | 9.88 | 1 | 365 | 11.2427 | 0.64117 | 11 | 0.88386
18692 | 7.975 | 1 | 365 | 9.0749 | 0.27564 | 9 | 0.35058
19108 | 11.44 | 1 | 365 | 13.0179 | 0.21609 | 13 | 0.23394
16388 | 10.4 | 1 | 365 | 11.8344 | 0.83281 | 12 | 0.66722
16399 | 10.14 | 1 | 365 | 11.5385 | 0.23699 | 11 | 0.77554
16401 | 5.72 | 1 | 365 | 6.5089 | 0.10804 | 6 | 0.61697
20553 | 8.84 | 1 | 365 | 10.0592 | 0.25789 | 10 | 0.31713
16413 | 9.36 | 1 | 365 | 10.651 | 0.44953 | 11 | 0.10049
16020 | 13.52 | 1 | 365 | 15.3847 | 0.98265 | 16 | 0.36738
16688 | 8.58 | 1 | 365 | 9.7634 | 0.66207 | 10 | 0.42545
16717 | 4.59 | 1 | 365 | 5.2231 | 0.51852 | 5 | 0.74159
16695 | 4 | 1 | 365 | 4.5517 | 0.16646 | 4 | 0.71816
16701 | 7.28 | 1 | 365 | 8.2841 | 0.68296 | 8 | 0.96705
16707 | 8.58 | 1 | 365 | 9.7634 | 0.66207 | 10 | 0.42545
16710 | 10.4 | 1 | 365 | 11.8344 | 0.83281 | 12 | 0.66722
19284 | 8.32 | 1 | 365 | 9.4675 | 0.066245 | 9 | 0.53377
15599 | 12.24 | 1 | 365 | 13.9282 | 0.04938 | 13 | 0.97757
15596 | 5.46 | 1 | 365 | 6.2131 | 0.51222 | 6 | 0.72529
15577 | 7.02 | 1 | 365 | 7.9882 | 0.087144 | 8 | 0.075371
15628 | 6.24 | 1 | 365 | 7.1006 | 0.29968 | 7 | 0.40033
15589 | 6.5 | 1 | 365 | 7.3965 | 0.8955 | 8 | 0.29201
15682 | 7.65 | 1 | 365 | 8.7051 | 0.53086 | 9 | 0.23598
15684 | 5.61 | 1 | 365 | 6.3838 | 0.85597 | 7 | 0.23972
16013 | 4.725 | 1 | 365 | 5.3767 | 0.82789 | 6 | 0.20458
15839 | 5.72 | 1 | 365 | 6.5089 | 0.10804 | 6 | 0.61697
15744 | 9.36 | 1 | 365 | 10.651 | 0.44953 | 11 | 0.10049
20540 | 6.5 | 1 | 365 | 7.3965 | 0.8955 | 8 | 0.29201
15726 | 9.1 | 1 | 365 | 10.3551 | 0.85371 | 11 | 0.20881
15722 | 3.315 | 1 | 365 | 3.7722 | 0.59671 | 4 | 0.36893
20493 | 7.905 | 1 | 365 | 8.9953 | 0.11522 | 9 | 0.11051
15725 | 4.42 | 1 | 365 | 5.0296 | 0.12894 | 5 | 0.15857
20492 | 6.76 | 1 | 365 | 7.6924 | 0.49132 | 8 | 0.18369
15735 | 10.14 | 1 | 365 | 11.5385 | 0.23699 | 11 | 0.77554
20489 | 7.28 | 1 | 365 | 8.2841 | 0.68296 | 8 | 0.96705
15707 | 7.02 | 1 | 365 | 7.9882 | 0.087144 | 8 | 0.075371
15714 | 7.8 | 1 | 365 | 8.8758 | 0.8746 | 9 | 0.75041
15716 | 6.5 | 1 | 365 | 7.3965 | 0.8955 | 8 | 0.29201
15719 | 4.845 | 1 | 365 | 5.5132 | 0.10288 | 5 | 0.61612
15730 | 3.38 | 1 | 365 | 3.8462 | 0.74566 | 4 | 0.59185
15731 | 7.8 | 1 | 365 | 8.8758 | 0.8746 | 9 | 0.75041
17547 | 5.2 | 1 | 365 | 5.9172 | 0.9164 | 6 | 0.83361
17545 | 7.02 | 1 | 365 | 7.9882 | 0.087144 | 8 | 0.075371
15935 | 5.46 | 1 | 365 | 6.2131 | 0.51222 | 6 | 0.72529
17536 | 5.2 | 1 | 365 | 5.9172 | 0.9164 | 6 | 0.83361
17538 | 8.32 | 1 | 365 | 9.4675 | 0.066245 | 9 | 0.53377
17534 | 4.16 | 1 | 365 | 4.7338 | 0.53312 | 5 | 0.26689
17532 | 11.44 | 1 | 365 | 13.0179 | 0.21609 | 13 | 0.23394
15967 | 10.2 | 1 | 365 | 11.6068 | 0.37448 | 11 | 0.98131
17533 | 7.8 | 1 | 365 | 8.8758 | 0.8746 | 9 | 0.75041
17530 | 7.54 | 1 | 365 | 8.5799 | 0.27878 | 8 | 0.85873
17531 | 6.5 | 1 | 365 | 7.3965 | 0.8955 | 8 | 0.29201
17525 | 6.86 | 1 | 365 | 7.8062 | 0.72049 | 8 | 0.52664
17527 | 11.985 | 1 | 365 | 13.638 | 0.46502 | 14 | 0.10304
17524 | 4.94 | 1 | 365 | 5.6213 | 0.32058 | 5 | 0.94193
17518 | 9.18 | 1 | 365 | 10.4461 | 0.037035 | 10 | 0.48318
17520 | 10.71 | 1 | 365 | 12.1872 | 0.54321 | 12 | 0.73037
17514 | 5.1 | 1 | 365 | 5.8034 | 0.68724 | 6 | 0.49065
15602 | 6.12 | 1 | 365 | 6.9641 | 0.02469 | 6 | 0.98878
17105 | 6 | 1 | 365 | 6.8275 | 0.7497 | 7 | 0.57724
17510 | 6.63 | 1 | 365 | 7.5444 | 0.19341 | 7 | 0.73785
17509 | 7.65 | 1 | 365 | 8.7051 | 0.53086 | 9 | 0.23598
17507 | 6.885 | 1 | 365 | 7.8346 | 0.77778 | 8 | 0.61238
17504 | 9.1 | 1 | 365 | 10.3551 | 0.85371 | 11 | 0.20881
17575 | 8.68 | 1 | 365 | 9.8772 | 0.89123 | 10 | 0.76841
17505 | 7.02 | 1 | 365 | 7.9882 | 0.087144 | 8 | 0.075371
17506 | 3.38 | 1 | 365 | 3.8462 | 0.74566 | 4 | 0.59185
17501 | 9.36 | 1 | 365 | 10.651 | 0.44953 | 11 | 0.10049
12370 | 6.375 | 1 | 365 | 7.2543 | 0.60905 | 7 | 0.86332
17503 | 5.46 | 1 | 365 | 6.2131 | 0.51222 | 6 | 0.72529
17500 | 4.42 | 1 | 365 | 5.0296 | 0.12894 | 5 | 0.15857
17497 | 8.06 | 1 | 365 | 9.1717 | 0.47042 | 9 | 0.64209
17493 | 5.46 | 1 | 365 | 6.2131 | 0.51222 | 6 | 0.72529
17488 | 8.06 | 1 | 365 | 9.1717 | 0.47042 | 9 | 0.64209
17466 | 4.68 | 1 | 365 | 5.3255 | 0.72476 | 6 | 0.050247
18362 | 10.5 | 1 | 365 | 11.9482 | 0.061968 | 12 | 0.01017
17483 | 5.98 | 1 | 365 | 6.8048 | 0.70386 | 7 | 0.50865
17465 | 8.58 | 1 | 365 | 9.7634 | 0.66207 | 10 | 0.42545
17463 | 8.84 | 1 | 365 | 10.0592 | 0.25789 | 10 | 0.31713
17460 | 4.42 | 1 | 365 | 5.0296 | 0.12894 | 5 | 0.15857
64 | 1189.72 | 0.7 | 365 | 947.6677 | 0.46697 | 948 | 0.13463
58 | 2258.425 | 0.7 | 365 | 1798.9412 | 0.81001 | 1799 | 0.75121
227 | 1113.21 | 1 | 365 | 1266.7484 | 0.049847 | 1266 | 0.79822
15734 | 5.72 | 1 | 365 | 6.5089 | 0.10804 | 6 | 0.61697
11595 | 224.25 | 0.9 | 365 | 229.6615 | 0.5054 | 230 | 0.16691
19159 | 4.59 | 1 | 365 | 5.2231 | 0.51852 | 5 | 0.74159
15736 | 8.58 | 1 | 365 | 9.7634 | 0.66207 | 10 | 0.42545
17461 | 10.92 | 1 | 365 | 12.4261 | 0.024447 | 12 | 0.45058
15740 | 5.72 | 1 | 365 | 6.5089 | 0.10804 | 6 | 0.61697
17464 | 6.76 | 1 | 365 | 7.6924 | 0.49132 | 8 | 0.18369
17458 | 10.92 | 1 | 365 | 12.4261 | 0.024447 | 12 | 0.45058
15604 | 6.63 | 1 | 365 | 7.5444 | 0.19341 | 7 | 0.73785
17049 | 6.24 | 1 | 365 | 7.1006 | 0.29968 | 7 | 0.40033
17459 | 5.98 | 1 | 365 | 6.8048 | 0.70386 | 7 | 0.50865
17456 | 6.24 | 1 | 365 | 7.1006 | 0.29968 | 7 | 0.40033
20515 | 7.18 | 1 | 365 | 8.1703 | 0.4538 | 8 | 0.6241
17453 | 8.06 | 1 | 365 | 9.1717 | 0.47042 | 9 | 0.64209
20408 | 5.1 | 1 | 365 | 5.8034 | 0.68724 | 6 | 0.49065
17029 | 3.64 | 1 | 365 | 4.142 | 0.34148 | 4 | 0.48353
17454 | 9.1 | 1 | 365 | 10.3551 | 0.85371 | 11 | 0.20881
20512 | 7.905 | 1 | 365 | 8.9953 | 0.11522 | 9 | 0.11051
17452 | 4.68 | 1 | 365 | 5.3255 | 0.72476 | 6 | 0.050247
19958 | 7.28 | 1 | 365 | 8.2841 | 0.68296 | 8 | 0.96705
17446 | 7.28 | 1 | 365 | 8.2841 | 0.68296 | 8 | 0.96705
17047 | 10.4 | 1 | 365 | 11.8344 | 0.83281 | 12 | 0.66722
7569 | 353.925 | 0.9 | 365 | 362.4658 | 0.95417 | 363 | 0.41995
7567 | 414.7 | 0.9 | 365 | 424.7074 | 0.29984 | 425 | 0.0072142
17449 | 7.28 | 1 | 365 | 8.2841 | 0.68296 | 8 | 0.96705
17443 | 5.46 | 1 | 365 | 6.2131 | 0.51222 | 6 | 0.72529
20653 | 5.1 | 1 | 365 | 5.8034 | 0.68724 | 6 | 0.49065
17041 | 6.375 | 1 | 365 | 7.2543 | 0.60905 | 7 | 0.86332
15825 | 9.88 | 1 | 365 | 11.2427 | 0.64117 | 11 | 0.88386
17040 | 10.4 | 1 | 365 | 11.8344 | 0.83281 | 12 | 0.66722
15990 | 6.24 | 1 | 365 | 7.1006 | 0.29968 | 7 | 0.40033
17240 | 9.99 | 1 | 365 | 11.3679 | 0.89324 | 12 | 0.2611
17241 | 6.5 | 1 | 365 | 7.3965 | 0.8955 | 8 | 0.29201
17039 | 2.295 | 1 | 365 | 2.6115 | 0.25926 | 2 | 0.87079
17242 | 7.54 | 1 | 365 | 8.5799 | 0.27878 | 8 | 0.85873
17246 | 10.5 | 1 | 365 | 11.9482 | 0.061968 | 12 | 0.01017
17035 | 5.72 | 1 | 365 | 6.5089 | 0.10804 | 6 | 0.61697
17038 | 13.26 | 1 | 365 | 15.0889 | 0.38683 | 15 | 0.4757
17031 | 7.8 | 1 | 365 | 8.8758 | 0.8746 | 9 | 0.75041
17036 | 5.98 | 1 | 365 | 6.8048 | 0.70386 | 7 | 0.50865
17253 | 8.84 | 1 | 365 | 10.0592 | 0.25789 | 10 | 0.31713
17248 | 5.72 | 1 | 365 | 6.5089 | 0.10804 | 6 | 0.61697
17034 | 6.24 | 1 | 365 | 7.1006 | 0.29968 | 7 | 0.40033
17257 | 7.8 | 1 | 365 | 8.8758 | 0.8746 | 9 | 0.75041
17259 | 8.415 | 1 | 365 | 9.5756 | 0.28395 | 9 | 0.85958
17260 | 5.98 | 1 | 365 | 6.8048 | 0.70386 | 7 | 0.50865
17261 | 3.57 | 1 | 365 | 4.0624 | 0.18107 | 4 | 0.24346
17262 | 10.14 | 1 | 365 | 11.5385 | 0.23699 | 11 | 0.77554
17265 | 3.9 | 1 | 365 | 4.4379 | 0.9373 | 5 | 0.37521
17244 | 5.2 | 1 | 365 | 5.9172 | 0.9164 | 6 | 0.83361
17266 | 4.94 | 1 | 365 | 5.6213 | 0.32058 | 5 | 0.94193
17268 | 8.58 | 1 | 365 | 9.7634 | 0.66207 | 10 | 0.42545
17030 | 6.63 | 1 | 365 | 7.5444 | 0.19341 | 7 | 0.73785
17269 | 5.1 | 1 | 365 | 5.8034 | 0.68724 | 6 | 0.49065
17270 | 4.94 | 1 | 365 | 5.6213 | 0.32058 | 5 | 0.94193
17032 | 3.38 | 1 | 365 | 3.8462 | 0.74566 | 4 | 0.59185
17033 | 7.28 | 1 | 365 | 8.2841 | 0.68296 | 8 | 0.96705
17245 | 5.46 | 1 | 365 | 6.2131 | 0.51222 | 6 | 0.72529
17042 | 11.44 | 1 | 365 | 13.0179 | 0.21609 | 13 | 0.23394
17273 | 3.06 | 1 | 365 | 3.482 | 0.012345 | 3 | 0.49439
17276 | 8.67 | 1 | 365 | 9.8658 | 0.86831 | 10 | 0.73411
17095 | 6.12 | 1 | 365 | 6.9641 | 0.02469 | 6 | 0.98878
17274 | 3.64 | 1 | 365 | 4.142 | 0.34148 | 4 | 0.48353
17277 | 11.475 | 1 | 365 | 13.0577 | 0.29629 | 13 | 0.35397
17279 | 6.76 | 1 | 365 | 7.6924 | 0.49132 | 8 | 0.18369
17281 | 5.72 | 1 | 365 | 6.5089 | 0.10804 | 6 | 0.61697
17243 | 3.64 | 1 | 365 | 4.142 | 0.34148 | 4 | 0.48353
17282 | 9.1 | 1 | 365 | 10.3551 | 0.85371 | 11 | 0.20881
17048 | 8.58 | 1 | 365 | 9.7634 | 0.66207 | 10 | 0.42545
17285 | 10.2 | 1 | 365 | 11.6068 | 0.37448 | 11 | 0.98131
17286 | 9.18 | 1 | 365 | 10.4461 | 0.037035 | 10 | 0.48318
17289 | 6.5 | 1 | 365 | 7.3965 | 0.8955 | 8 | 0.29201
19480 | 8.58 | 1 | 365 | 9.7634 | 0.66207 | 10 | 0.42545
17287 | 2.55 | 1 | 365 | 2.9017 | 0.84362 | 3 | 0.74533
17297 | 6.12 | 1 | 365 | 6.9641 | 0.02469 | 6 | 0.98878
17290 | 11.96 | 1 | 365 | 13.6096 | 0.40773 | 14 | 0.017298
17057 | 3.12 | 1 | 365 | 3.5503 | 0.14984 | 3 | 0.70016
17300 | 5.1 | 1 | 365 | 5.8034 | 0.68724 | 6 | 0.49065
17059 | 10.92 | 1 | 365 | 12.4261 | 0.024447 | 12 | 0.45058
17301 | 11.7 | 1 | 365 | 13.3137 | 0.81191 | 14 | 0.12562
19463 | 12.48 | 1 | 365 | 14.2013 | 0.59937 | 14 | 0.80066
17303 | 3.38 | 1 | 365 | 3.8462 | 0.74566 | 4 | 0.59185
17307 | 12.74 | 1 | 365 | 14.4972 | 0.19519 | 14 | 0.69234
17310 | 5.61 | 1 | 365 | 6.3838 | 0.85597 | 7 | 0.23972
17304 | 7.65 | 1 | 365 | 8.7051 | 0.53086 | 9 | 0.23598
17312 | 8.415 | 1 | 365 | 9.5756 | 0.28395 | 9 | 0.85958
19505 | 8.32 | 1 | 365 | 9.4675 | 0.066245 | 9 | 0.53377
17326 | 3.57 | 1 | 365 | 4.0624 | 0.18107 | 4 | 0.24346
17327 | 6.76 | 1 | 365 | 7.6924 | 0.49132 | 8 | 0.18369
17061 | 6.24 | 1 | 365 | 7.1006 | 0.29968 | 7 | 0.40033
17324 | 6.76 | 1 | 365 | 7.6924 | 0.49132 | 8 | 0.18369
17334 | 2.86 | 1 | 365 | 3.2545 | 0.55402 | 3 | 0.80848
17071 | 6.375 | 1 | 365 | 7.2543 | 0.60905 | 7 | 0.86332
17332 | 5.72 | 1 | 365 | 6.5089 | 0.10804 | 6 | 0.61697
17337 | 7.28 | 1 | 365 | 8.2841 | 0.68296 | 8 | 0.96705
17338 | 3.64 | 1 | 365 | 4.142 | 0.34148 | 4 | 0.48353
16784 | 13.77 | 1 | 365 | 15.6692 | 0.55555 | 16 | 0.22477
17348 | 3.12 | 1 | 365 | 3.5503 | 0.14984 | 3 | 0.70016
17342 | 6.24 | 1 | 365 | 7.1006 | 0.29968 | 7 | 0.40033
17356 | 7.28 | 1 | 365 | 8.2841 | 0.68296 | 8 | 0.96705
17360 | 11.73 | 1 | 365 | 13.3478 | 0.88066 | 14 | 0.2285
17373 | 15.6 | 1 | 365 | 17.7516 | 0.74921 | 18 | 0.50082
17364 | 5.46 | 1 | 365 | 6.2131 | 0.51222 | 6 | 0.72529
17377 | 7.02 | 1 | 365 | 7.9882 | 0.087144 | 8 | 0.075371
17380 | 9.1 | 1 | 365 | 10.3551 | 0.85371 | 11 | 0.20881
17382 | 2.295 | 1 | 365 | 2.6115 | 0.25926 | 2 | 0.87079
16198 | 18.87 | 1 | 365 | 21.4726 | 0.24279 | 21 | 0.71542
17008 | 5.72 | 1 | 365 | 6.5089 | 0.10804 | 6 | 0.61697
19086 | 6.12 | 1 | 365 | 6.9641 | 0.02469 | 6 | 0.98878
19008 | 12 | 1 | 365 | 13.6551 | 0.49939 | 14 | 0.15448
19010 | 5.04 | 1 | 365 | 5.7351 | 0.54974 | 6 | 0.28488
19041 | 10.065 | 1 | 365 | 11.4532 | 0.065115 | 11 | 0.51832
19044 | 7.15 | 1 | 365 | 8.1362 | 0.38505 | 8 | 0.52121
19870 | 15.3 | 1 | 365 | 17.4102 | 0.061725 | 17 | 0.47196
19047 | 4.48 | 1 | 365 | 5.0979 | 0.26644 | 5 | 0.36434
18233 | 7.28 | 1 | 365 | 8.2841 | 0.68296 | 8 | 0.96705
19083 | 13.734 | 1 | 365 | 15.6282 | 0.47305 | 16 | 0.1013
19167 | 12.19 | 1 | 365 | 13.8713 | 0.9348 | 14 | 0.80609
19169 | 10.791 | 1 | 365 | 12.2793 | 0.72883 | 13 | 0.0081661
20648 | 9.435 | 1 | 365 | 10.7363 | 0.6214 | 11 | 0.35771
17429 | 15.3 | 1 | 365 | 17.4102 | 0.061725 | 17 | 0.47196
20119 | 7.14 | 1 | 365 | 8.1248 | 0.36214 | 8 | 0.48692
17409 | 5.5 | 1 | 365 | 6.2586 | 0.60389 | 6 | 0.86247
17416 | 5.98 | 1 | 365 | 6.8048 | 0.70386 | 7 | 0.50865
20132 | 6.325 | 1 | 365 | 7.1974 | 0.49447 | 7 | 0.69184
17434 | 14.28 | 1 | 365 | 16.2496 | 0.72428 | 16 | 0.97383
20643 | 5.865 | 1 | 365 | 6.6739 | 0.44033 | 7 | 0.11425
16658 | 8.32 | 1 | 365 | 9.4675 | 0.066245 | 9 | 0.53377
20155 | 10.45 | 1 | 365 | 11.8913 | 0.94739 | 12 | 0.83869
16992 | 4.08 | 1 | 365 | 4.6427 | 0.34979 | 4 | 0.99252
20640 | 3.38 | 1 | 365 | 3.8462 | 0.74566 | 4 | 0.59185
15220 | 4.59 | 1 | 365 | 5.2231 | 0.51852 | 5 | 0.74159
20633 | 5.2 | 1 | 365 | 5.9172 | 0.9164 | 6 | 0.83361
15629 | 4.5 | 1 | 365 | 5.1207 | 0.31227 | 5 | 0.43293
19180 | 7.84 | 1 | 365 | 8.9213 | 0.96627 | 9 | 0.88759
19121 | 5.72 | 1 | 365 | 6.5089 | 0.10804 | 6 | 0.61697
15982 | 7.5 | 1 | 365 | 8.5344 | 0.18712 | 8 | 0.72155
19114 | 10.66 | 1 | 365 | 12.1303 | 0.42863 | 12 | 0.5589
20356 | 14.025 | 1 | 365 | 15.9594 | 0.13991 | 16 | 0.099299
18489 | 1.925 | 1 | 365 | 2.1905 | 0.41136 | 2 | 0.60186
17331 | 4.845 | 1 | 365 | 5.5132 | 0.10288 | 5 | 0.61612
19144 | 6.76 | 1 | 365 | 7.6924 | 0.49132 | 8 | 0.18369
20378 | 12.1 | 1 | 365 | 13.7689 | 0.72855 | 14 | 0.49743
19101 | 3.5 | 1 | 365 | 3.9827 | 0.020656 | 4 | 0.00339
13833 | 6.63 | 1 | 365 | 7.5444 | 0.19341 | 7 | 0.73785
20676 | 5.61 | 1 | 365 | 6.3838 | 0.85597 | 7 | 0.23972
20432 | 12.65 | 1 | 365 | 14.3947 | 0.98894 | 15 | 0.38368
17350 | 4.08 | 1 | 365 | 4.6427 | 0.34979 | 4 | 0.99252
17345 | 3.825 | 1 | 365 | 4.3526 | 0.76543 | 5 | 0.11799
19141 | 6.5 | 1 | 365 | 7.3965 | 0.8955 | 8 | 0.29201
19094 | 7.28 | 1 | 365 | 8.2841 | 0.68296 | 8 | 0.96705
20434 | 12.65 | 1 | 365 | 14.3947 | 0.98894 | 15 | 0.38368
16759 | 4.16 | 1 | 365 | 4.7338 | 0.53312 | 5 | 0.26689
19140 | 4.68 | 1 | 365 | 5.3255 | 0.72476 | 6 | 0.050247
20504 | 12.96 | 1 | 365 | 14.7475 | 0.69934 | 15 | 0.44684
17320 | 6.885 | 1 | 365 | 7.8346 | 0.77778 | 8 | 0.61238
20508 | 5.775 | 1 | 365 | 6.5715 | 0.23408 | 6 | 0.80559
19113 | 6.76 | 1 | 365 | 7.6924 | 0.49132 | 8 | 0.18369
19111 | 7.54 | 1 | 365 | 8.5799 | 0.27878 | 8 | 0.85873
19075 | 5.72 | 1 | 365 | 6.5089 | 0.10804 | 6 | 0.61697
19130 | 10.14 | 1 | 365 | 11.5385 | 0.23699 | 11 | 0.77554
19058 | 7.02 | 1 | 365 | 7.9882 | 0.087144 | 8 | 0.075371
17329 | 4.335 | 1 | 365 | 4.9329 | 0.93416 | 5 | 0.86706
17271 | 9.69 | 1 | 365 | 11.0265 | 0.20576 | 11 | 0.23224
17178 | 4.47 | 1 | 365 | 5.0865 | 0.24352 | 5 | 0.33004
17179 | 4.845 | 1 | 365 | 5.5132 | 0.10288 | 5 | 0.61612
16787 | 3.06 | 1 | 365 | 3.482 | 0.012345 | 3 | 0.49439
16070 | 9.945 | 1 | 365 | 11.3167 | 0.79012 | 12 | 0.10678
16109 | 10.45 | 1 | 365 | 11.8913 | 0.94739 | 12 | 0.83869
17275 | 7.425 | 1 | 365 | 8.4491 | 0.015249 | 8 | 0.46433
16779 | 6.12 | 1 | 365 | 6.9641 | 0.02469 | 6 | 0.98878
16964 | 4.2 | 1 | 365 | 4.7793 | 0.62479 | 5 | 0.40407
20511 | 5 | 1 | 365 | 5.6896 | 0.45808 | 6 | 0.1477
18531 | 24.08 | 1 | 365 | 27.4012 | 0.18211 | 27 | 0.58332
19124 | 3.64 | 1 | 365 | 4.142 | 0.34148 | 4 | 0.48353
17400 | 5.39 | 1 | 365 | 6.1334 | 0.35181 | 6 | 0.48522
18541 | 11.76 | 1 | 365 | 13.382 | 0.9494 | 14 | 0.33139
17971 | 15.696 | 1 | 365 | 17.8609 | 0.9692 | 18 | 0.83006
18547 | 7.35 | 1 | 365 | 8.3637 | 0.84338 | 9 | 0.20712
18732 | 7.14 | 1 | 365 | 8.1248 | 0.36214 | 8 | 0.48692
18544 | 11.115 | 1 | 365 | 12.648 | 0.47131 | 13 | 0.11934
16908 | 4.335 | 1 | 365 | 4.9329 | 0.93416 | 5 | 0.86706
19123 | 4.68 | 1 | 365 | 5.3255 | 0.72476 | 6 | 0.050247
16774 | 3.9 | 1 | 365 | 4.4379 | 0.9373 | 5 | 0.37521
16205 | 5.355 | 1 | 365 | 6.0936 | 0.2716 | 6 | 0.36519
17402 | 5.1 | 1 | 365 | 5.8034 | 0.68724 | 6 | 0.49065
18821 | 6.21 | 1 | 365 | 7.0665 | 0.23094 | 7 | 0.29744
16227 | 11.985 | 1 | 365 | 13.638 | 0.46502 | 14 | 0.10304
16480 | 11.475 | 1 | 365 | 13.0577 | 0.29629 | 13 | 0.35397
18828 | 7.56 | 1 | 365 | 8.6027 | 0.32462 | 8 | 0.92732
18816 | 9.99 | 1 | 365 | 11.3679 | 0.89324 | 12 | 0.2611
17366 | 5.865 | 1 | 365 | 6.6739 | 0.44033 | 7 | 0.11425
20496 | 4.42 | 1 | 365 | 5.0296 | 0.12894 | 5 | 0.15857
19092 | 5.6 | 1 | 365 | 6.3724 | 0.83305 | 7 | 0.20542
19089 | 8.175 | 1 | 365 | 9.3025 | 0.73396 | 10 | 0.03649
17715 | 5.32 | 1 | 365 | 6.0538 | 0.1914 | 6 | 0.24515
17385 | 3.675 | 1 | 365 | 4.1819 | 0.42169 | 4 | 0.60356
17714 | 5.6 | 1 | 365 | 6.3724 | 0.83305 | 7 | 0.20542
17519 | 12.3 | 1 | 365 | 13.9965 | 0.18688 | 14 | 0.18334
17417 | 4.845 | 1 | 365 | 5.5132 | 0.10288 | 5 | 0.61612
17712 | 2.6 | 1 | 365 | 2.9586 | 0.9582 | 3 | 0.9168
17636 | 4.76 | 1 | 365 | 5.4165 | 0.90809 | 6 | 0.32461
19521 | 6.6 | 1 | 365 | 7.5103 | 0.12467 | 7 | 0.63496
17398 | 6.325 | 1 | 365 | 7.1974 | 0.49447 | 7 | 0.69184
18675 | 7.28 | 1 | 365 | 8.2841 | 0.68296 | 8 | 0.96705
16700 | 9.18 | 1 | 365 | 10.4461 | 0.037035 | 10 | 0.48318
16777 | 6.375 | 1 | 365 | 7.2543 | 0.60905 | 7 | 0.86332
17016 | 8.06 | 1 | 365 | 9.1717 | 0.47042 | 9 | 0.64209
16493 | 45.9 | 0.9 | 365 | 47.0076 | 0.66666 | 47 | 0.6743
17020 | 9.62 | 1 | 365 | 10.9468 | 0.045346 | 10 | 0.99217
17371 | 8.06 | 1 | 365 | 9.1717 | 0.47042 | 9 | 0.64209
17264 | 6.75 | 1 | 365 | 7.681 | 0.46841 | 8 | 0.1494
17267 | 4.59 | 1 | 365 | 5.2231 | 0.51852 | 5 | 0.74159
17027 | 16.065 | 1 | 365 | 18.2807 | 0.81481 | 19 | 0.09556
15893 | 9.36 | 1 | 365 | 10.651 | 0.44953 | 11 | 0.10049
15894 | 5.98 | 1 | 365 | 6.8048 | 0.70386 | 7 | 0.50865
15901 | 10.4 | 1 | 365 | 11.8344 | 0.83281 | 12 | 0.66722
7423 | 326.66 | 0.9 | 365 | 334.5428 | 0.72135 | 335 | 0.26418
15915 | 2.86 | 1 | 365 | 3.2545 | 0.55402 | 3 | 0.80848
15917 | 4.94 | 1 | 365 | 5.6213 | 0.32058 | 5 | 0.94193
7386 | 559.98 | 0.9 | 365 | 573.4932 | 0.93321 | 574 | 0.42643
15916 | 11.18 | 1 | 365 | 12.722 | 0.62027 | 13 | 0.34226
7412 | 329.4 | 0.9 | 365 | 337.3489 | 0.37248 | 337 | 0.72143
15924 | 7.8 | 1 | 365 | 8.8758 | 0.8746 | 9 | 0.75041
15980 | 7.395 | 1 | 365 | 8.4149 | 0.9465 | 9 | 0.36145
18005 | 6.24 | 1 | 365 | 7.1006 | 0.29968 | 7 | 0.40033
15964 | 4.68 | 1 | 365 | 5.3255 | 0.72476 | 6 | 0.050247
18003 | 5.72 | 1 | 365 | 6.5089 | 0.10804 | 6 | 0.61697
15969 | 8.32 | 1 | 365 | 9.4675 | 0.066245 | 9 | 0.53377
17981 | 5.46 | 1 | 365 | 6.2131 | 0.51222 | 6 | 0.72529
15971 | 4.68 | 1 | 365 | 5.3255 | 0.72476 | 6 | 0.050247
17368 | 4.08 | 1 | 365 | 4.6427 | 0.34979 | 4 | 0.99252
17367 | 4.845 | 1 | 365 | 5.5132 | 0.10288 | 5 | 0.61612
15983 | 3.06 | 1 | 365 | 3.482 | 0.012345 | 3 | 0.49439
17079 | 6.63 | 1 | 365 | 7.5444 | 0.19341 | 7 | 0.73785
15985 | 5.2 | 1 | 365 | 5.9172 | 0.9164 | 6 | 0.83361
17073 | 4.59 | 1 | 365 | 5.2231 | 0.51852 | 5 | 0.74159
16017 | 7.02 | 1 | 365 | 7.9882 | 0.087144 | 8 | 0.075371
18898 | 7.8 | 1 | 365 | 8.8758 | 0.8746 | 9 | 0.75041
16024 | 11.7 | 1 | 365 | 13.3137 | 0.81191 | 14 | 0.12562
15986 | 13.26 | 1 | 365 | 15.0889 | 0.38683 | 15 | 0.4757
16025 | 8.58 | 1 | 365 | 9.7634 | 0.66207 | 10 | 0.42545
15989 | 7.54 | 1 | 365 | 8.5799 | 0.27878 | 8 | 0.85873
15993 | 7.14 | 1 | 365 | 8.1248 | 0.36214 | 8 | 0.48692
15706 | 8.32 | 1 | 365 | 9.4675 | 0.066245 | 9 | 0.53377
15995 | 7.65 | 1 | 365 | 8.7051 | 0.53086 | 9 | 0.23598
15999 | 9.1 | 1 | 365 | 10.3551 | 0.85371 | 11 | 0.20881
15745 | 4.16 | 1 | 365 | 4.7338 | 0.53312 | 5 | 0.26689
16004 | 5.46 | 1 | 365 | 6.2131 | 0.51222 | 6 | 0.72529
15747 | 11.18 | 1 | 365 | 12.722 | 0.62027 | 13 | 0.34226
16012 | 9.62 | 1 | 365 | 10.9468 | 0.045346 | 10 | 0.99217
14331 | 5.865 | 1 | 365 | 6.6739 | 0.44033 | 7 | 0.11425
16029 | 5.355 | 1 | 365 | 6.0936 | 0.2716 | 6 | 0.36519
16032 | 13.26 | 1 | 365 | 15.0889 | 0.38683 | 15 | 0.4757
15750 | 4.335 | 1 | 365 | 4.9329 | 0.93416 | 5 | 0.86706
15751 | 6.12 | 1 | 365 | 6.9641 | 0.02469 | 6 | 0.98878
15748 | 7.8 | 1 | 365 | 8.8758 | 0.8746 | 9 | 0.75041
20596 | 3.12 | 1 | 365 | 3.5503 | 0.14984 | 3 | 0.70016
15756 | 5.46 | 1 | 365 | 6.2131 | 0.51222 | 6 | 0.72529
15702 | 4.845 | 1 | 365 | 5.5132 | 0.10288 | 5 | 0.61612
15704 | 7.8 | 1 | 365 | 8.8758 | 0.8746 | 9 | 0.75041
15697 | 8.32 | 1 | 365 | 9.4675 | 0.066245 | 9 | 0.53377
15687 | 5.2 | 1 | 365 | 5.9172 | 0.9164 | 6 | 0.83361
15796 | 8.415 | 1 | 365 | 9.5756 | 0.28395 | 9 | 0.85958
16035 | 6.5 | 1 | 365 | 7.3965 | 0.8955 | 8 | 0.29201
16033 | 8.32 | 1 | 365 | 9.4675 | 0.066245 | 9 | 0.53377
16034 | 2.86 | 1 | 365 | 3.2545 | 0.55402 | 3 | 0.80848
16037 | 7.02 | 1 | 365 | 7.9882 | 0.087144 | 8 | 0.075371
16038 | 5.2 | 1 | 365 | 5.9172 | 0.9164 | 6 | 0.83361
16039 | 8.58 | 1 | 365 | 9.7634 | 0.66207 | 10 | 0.42545
16044 | 7.54 | 1 | 365 | 8.5799 | 0.27878 | 8 | 0.85873
20050 | 10.26 | 1 | 365 | 11.6751 | 0.51198 | 12 | 0.18708
16049 | 8.32 | 1 | 365 | 9.4675 | 0.066245 | 9 | 0.53377
15830 | 7.02 | 1 | 365 | 7.9882 | 0.087144 | 8 | 0.075371
16053 | 3.9 | 1 | 365 | 4.4379 | 0.9373 | 5 | 0.37521
15790 | 2.04 | 1 | 365 | 2.3214 | 0.6749 | 2 | 0.99626
16059 | 9.88 | 1 | 365 | 11.2427 | 0.64117 | 11 | 0.88386
15778 | 10.92 | 1 | 365 | 12.4261 | 0.024447 | 12 | 0.45058
15868 | 4.59 | 1 | 365 | 5.2231 | 0.51852 | 5 | 0.74159
17750 | 8.12 | 1 | 365 | 9.2399 | 0.60792 | 9 | 0.84786
15799 | 8.32 | 1 | 365 | 9.4675 | 0.066245 | 9 | 0.53377
15895 | 5.46 | 1 | 365 | 6.2131 | 0.51222 | 6 | 0.72529
15910 | 5.98 | 1 | 365 | 6.8048 | 0.70386 | 7 | 0.50865
15695 | 9.36 | 1 | 365 | 10.651 | 0.44953 | 11 | 0.10049
15680 | 4.94 | 1 | 365 | 5.6213 | 0.32058 | 5 | 0.94193
12582 | 25.96 | 0.9 | 365 | 26.5865 | 0.54132 | 27 | 0.12777
16107 | 3.57 | 1 | 365 | 4.0624 | 0.18107 | 4 | 0.24346
15814 | 6.76 | 1 | 365 | 7.6924 | 0.49132 | 8 | 0.18369
15812 | 3.12 | 1 | 365 | 3.5503 | 0.14984 | 3 | 0.70016
16065 | 5.725 | 1 | 365 | 6.5146 | 0.1195 | 6 | 0.63412
16492 | 8.47 | 1 | 365 | 9.6382 | 0.40999 | 10 | 0.048204
15939 | 2.86 | 1 | 365 | 3.2545 | 0.55402 | 3 | 0.80848
15944 | 5.98 | 1 | 365 | 6.8048 | 0.70386 | 7 | 0.50865
15802 | 8.58 | 1 | 365 | 9.7634 | 0.66207 | 10 | 0.42545
15828 | 10.92 | 1 | 365 | 12.4261 | 0.024447 | 12 | 0.45058
16900 | 6.25 | 1 | 365 | 7.112 | 0.3226 | 7 | 0.43462
15689 | 3.38 | 1 | 365 | 3.8462 | 0.74566 | 4 | 0.59185
15743 | 10.92 | 1 | 365 | 12.4261 | 0.024447 | 12 | 0.45058
15961 | 5.2 | 1 | 365 | 5.9172 | 0.9164 | 6 | 0.83361
15693 | 4.845 | 1 | 365 | 5.5132 | 0.10288 | 5 | 0.61612
15938 | 6.12 | 1 | 365 | 6.9641 | 0.02469 | 6 | 0.98878
17046 | 10.53 | 1 | 365 | 11.9823 | 0.13072 | 12 | 0.11306
15760 | 6.5 | 1 | 365 | 7.3965 | 0.8955 | 8 | 0.29201
15892 | 9.18 | 1 | 365 | 10.4461 | 0.037035 | 10 | 0.48318
15686 | 5.865 | 1 | 365 | 6.6739 | 0.44033 | 7 | 0.11425
17694 | 5.2 | 1 | 365 | 5.9172 | 0.9164 | 6 | 0.83361
15692 | 5.46 | 1 | 365 | 6.2131 | 0.51222 | 6 | 0.72529
17729 | 3.06 | 1 | 365 | 3.482 | 0.012345 | 3 | 0.49439
15845 | 4.16 | 1 | 365 | 4.7338 | 0.53312 | 5 | 0.26689
17731 | 4.16 | 1 | 365 | 4.7338 | 0.53312 | 5 | 0.26689
15742 | 5.2 | 1 | 365 | 5.9172 | 0.9164 | 6 | 0.83361
17604 | 2.55 | 1 | 365 | 2.9017 | 0.84362 | 3 | 0.74533
17687 | 14.025 | 1 | 365 | 15.9594 | 0.13991 | 16 | 0.099299
17737 | 5.2 | 1 | 365 | 5.9172 | 0.9164 | 6 | 0.83361
17740 | 5.98 | 1 | 365 | 6.8048 | 0.70386 | 7 | 0.50865
17743 | 6.375 | 1 | 365 | 7.2543 | 0.60905 | 7 | 0.86332
17746 | 2.55 | 1 | 365 | 2.9017 | 0.84362 | 3 | 0.74533
17759 | 4.59 | 1 | 365 | 5.2231 | 0.51852 | 5 | 0.74159
17761 | 4.1 | 1 | 365 | 4.6655 | 0.39563 | 5 | 0.061114
17768 | 2.805 | 1 | 365 | 3.1919 | 0.42798 | 3 | 0.61986
20726 | 3.9 | 1 | 365 | 4.4379 | 0.9373 | 5 | 0.37521
19954 | 5.46 | 1 | 365 | 6.2131 | 0.51222 | 6 | 0.72529
17790 | 7.905 | 1 | 365 | 8.9953 | 0.11522 | 9 | 0.11051
12622 | 6.12 | 1 | 365 | 6.9641 | 0.02469 | 6 | 0.98878
13153 | 6.12 | 1 | 365 | 6.9641 | 0.02469 | 6 | 0.98878
15739 | 9.945 | 1 | 365 | 11.3167 | 0.79012 | 12 | 0.10678
15039 | 4.335 | 1 | 365 | 4.9329 | 0.93416 | 5 | 0.86706
14759 | 5.1 | 1 | 365 | 5.8034 | 0.68724 | 6 | 0.49065
15261 | 5.355 | 1 | 365 | 6.0936 | 0.2716 | 6 | 0.36519
15643 | 11.75 | 1 | 365 | 13.3706 | 0.92649 | 14 | 0.29709
15622 | 6.12 | 1 | 365 | 6.9641 | 0.02469 | 6 | 0.98878
17786 | 4.68 | 1 | 365 | 5.3255 | 0.72476 | 6 | 0.050247
15598 | 4.59 | 1 | 365 | 5.2231 | 0.51852 | 5 | 0.74159
14900 | 8.925 | 1 | 365 | 10.156 | 0.45267 | 10 | 0.60864
15891 | 6.885 | 1 | 365 | 7.8346 | 0.77778 | 8 | 0.61238
15884 | 9.1 | 1 | 365 | 10.3551 | 0.85371 | 11 | 0.20881
16185 | 3.675 | 1 | 365 | 4.1819 | 0.42169 | 4 | 0.60356
16497 | 6.63 | 1 | 365 | 7.5444 | 0.19341 | 7 | 0.73785
14649 | 12.495 | 1 | 365 | 14.2184 | 0.63374 | 14 | 0.8521
15024 | 4.335 | 1 | 365 | 4.9329 | 0.93416 | 5 | 0.86706
15255 | 6.12 | 1 | 365 | 6.9641 | 0.02469 | 6 | 0.98878
15234 | 4.59 | 1 | 365 | 5.2231 | 0.51852 | 5 | 0.74159
17920 | 2.55 | 1 | 365 | 2.9017 | 0.84362 | 3 | 0.74533
17916 | 3.64 | 1 | 365 | 4.142 | 0.34148 | 4 | 0.48353
17894 | 4.42 | 1 | 365 | 5.0296 | 0.12894 | 5 | 0.15857
17886 | 2.86 | 1 | 365 | 3.2545 | 0.55402 | 3 | 0.80848
17888 | 6.5 | 1 | 365 | 7.3965 | 0.8955 | 8 | 0.29201
16516 | 5.1 | 1 | 365 | 5.8034 | 0.68724 | 6 | 0.49065
17874 | 6.24 | 1 | 365 | 7.1006 | 0.29968 | 7 | 0.40033
17878 | 5.2 | 1 | 365 | 5.9172 | 0.9164 | 6 | 0.83361
15668 | 6.63 | 1 | 365 | 7.5444 | 0.19341 | 7 | 0.73785
16570 | 6.885 | 1 | 365 | 7.8346 | 0.77778 | 8 | 0.61238
17870 | 9.36 | 1 | 365 | 10.651 | 0.44953 | 11 | 0.10049
17873 | 2.34 | 1 | 365 | 2.6627 | 0.36238 | 3 | 0.025124
15650 | 6.12 | 1 | 365 | 6.9641 | 0.02469 | 6 | 0.98878
17869 | 10.4 | 1 | 365 | 11.8344 | 0.83281 | 12 | 0.66722
15913 | 5.61 | 1 | 365 | 6.3838 | 0.85597 | 7 | 0.23972
17861 | 4.16 | 1 | 365 | 4.7338 | 0.53312 | 5 | 0.26689
15052 | 9.435 | 1 | 365 | 10.7363 | 0.6214 | 11 | 0.35771
17857 | 6.76 | 1 | 365 | 7.6924 | 0.49132 | 8 | 0.18369
17858 | 3.38 | 1 | 365 | 3.8462 | 0.74566 | 4 | 0.59185
19737 | 4.845 | 1 | 365 | 5.5132 | 0.10288 | 5 | 0.61612
16755 | 3.57 | 1 | 365 | 4.0624 | 0.18107 | 4 | 0.24346
17846 | 8.06 | 1 | 365 | 9.1717 | 0.47042 | 9 | 0.64209
17852 | 6.76 | 1 | 365 | 7.6924 | 0.49132 | 8 | 0.18369
17837 | 9.69 | 1 | 365 | 11.0265 | 0.20576 | 11 | 0.23224
17839 | 6.76 | 1 | 365 | 7.6924 | 0.49132 | 8 | 0.18369
17841 | 10.2 | 1 | 365 | 11.6068 | 0.37448 | 11 | 0.98131
16712 | 7.395 | 1 | 365 | 8.4149 | 0.9465 | 9 | 0.36145
19721 | 4.08 | 1 | 365 | 4.6427 | 0.34979 | 4 | 0.99252
15678 | 2.55 | 1 | 365 | 2.9017 | 0.84362 | 3 | 0.74533
17821 | 5.2 | 1 | 365 | 5.9172 | 0.9164 | 6 | 0.83361
17824 | 5.72 | 1 | 365 | 6.5089 | 0.10804 | 6 | 0.61697
17557 | 7.65 | 1 | 365 | 8.7051 | 0.53086 | 9 | 0.23598
17817 | 5.72 | 1 | 365 | 6.5089 | 0.10804 | 6 | 0.61697
17563 | 3.64 | 1 | 365 | 4.142 | 0.34148 | 4 | 0.48353
15050 | 4.59 | 1 | 365 | 5.2231 | 0.51852 | 5 | 0.74159
17535 | 4.335 | 1 | 365 | 4.9329 | 0.93416 | 5 | 0.86706
17812 | 5.2 | 1 | 365 | 5.9172 | 0.9164 | 6 | 0.83361
17815 | 5.46 | 1 | 365 | 6.2131 | 0.51222 | 6 | 0.72529
17537 | 5.61 | 1 | 365 | 6.3838 | 0.85597 | 7 | 0.23972
17540 | 4.08 | 1 | 365 | 4.6427 | 0.34979 | 4 | 0.99252
16575 | 4.845 | 1 | 365 | 5.5132 | 0.10288 | 5 | 0.61612
17541 | 4.845 | 1 | 365 | 5.5132 | 0.10288 | 5 | 0.61612
17809 | 4.42 | 1 | 365 | 5.0296 | 0.12894 | 5 | 0.15857
17632 | 10.2 | 1 | 365 | 11.6068 | 0.37448 | 11 | 0.98131
17803 | 7.02 | 1 | 365 | 7.9882 | 0.087144 | 8 | 0.075371
17613 | 4.42 | 1 | 365 | 5.0296 | 0.12894 | 5 | 0.15857
17629 | 9.205 | 1 | 365 | 10.4746 | 0.094325 | 10 | 0.56892
14862 | 8.925 | 1 | 365 | 10.156 | 0.45267 | 10 | 0.60864
17641 | 7.905 | 1 | 365 | 8.9953 | 0.11522 | 9 | 0.11051
17648 | 5.355 | 1 | 365 | 6.0936 | 0.2716 | 6 | 0.36519
17656 | 7.14 | 1 | 365 | 8.1248 | 0.36214 | 8 | 0.48692
17651 | 7.14 | 1 | 365 | 8.1248 | 0.36214 | 8 | 0.48692
17657 | 9.69 | 1 | 365 | 11.0265 | 0.20576 | 11 | 0.23224
17682 | 13.77 | 1 | 365 | 15.6692 | 0.55555 | 16 | 0.22477
17683 | 6.12 | 1 | 365 | 6.9641 | 0.02469 | 6 | 0.98878
17689 | 6.375 | 1 | 365 | 7.2543 | 0.60905 | 7 | 0.86332
17698 | 6.24 | 1 | 365 | 7.1006 | 0.29968 | 7 | 0.40033
18619 | 5.215 | 1 | 365 | 5.9343 | 0.95078 | 6 | 0.88505
19726 | 7.8 | 1 | 365 | 8.8758 | 0.8746 | 9 | 0.75041
17802 | 6.24 | 1 | 365 | 7.1006 | 0.29968 | 7 | 0.40033
17810 | 11.475 | 1 | 365 | 13.0577 | 0.29629 | 13 | 0.35397
17780 | 5.2 | 1 | 365 | 5.9172 | 0.9164 | 6 | 0.83361
17825 | 9.435 | 1 | 365 | 10.7363 | 0.6214 | 11 | 0.35771
17772 | 4.68 | 1 | 365 | 5.3255 | 0.72476 | 6 | 0.050247
17774 | 8.06 | 1 | 365 | 9.1717 | 0.47042 | 9 | 0.64209
17826 | 4.59 | 1 | 365 | 5.2231 | 0.51852 | 5 | 0.74159
17769 | 6.5 | 1 | 365 | 7.3965 | 0.8955 | 8 | 0.29201
17831 | 4.845 | 1 | 365 | 5.5132 | 0.10288 | 5 | 0.61612
17764 | 4.59 | 1 | 365 | 5.2231 | 0.51852 | 5 | 0.74159
17765 | 5.4 | 1 | 365 | 6.1448 | 0.37473 | 6 | 0.51952
17762 | 2.6 | 1 | 365 | 2.9586 | 0.9582 | 3 | 0.9168
20007 | 5.2 | 1 | 365 | 5.9172 | 0.9164 | 6 | 0.83361
17763 | 7.14 | 1 | 365 | 8.1248 | 0.36214 | 8 | 0.48692
17758 | 7.02 | 1 | 365 | 7.9882 | 0.087144 | 8 | 0.075371
17882 | 6.885 | 1 | 365 | 7.8346 | 0.77778 | 8 | 0.61238
17794 | 5.1 | 1 | 365 | 5.8034 | 0.68724 | 6 | 0.49065
17885 | 11.22 | 1 | 365 | 12.7675 | 0.71193 | 13 | 0.47944
17795 | 8.925 | 1 | 365 | 10.156 | 0.45267 | 10 | 0.60864
16262 | 5.355 | 1 | 365 | 6.0936 | 0.2716 | 6 | 0.36519
17792 | 6.24 | 1 | 365 | 7.1006 | 0.29968 | 7 | 0.40033
15057 | 4.335 | 1 | 365 | 4.9329 | 0.93416 | 5 | 0.86706
17793 | 6.5 | 1 | 365 | 7.3965 | 0.8955 | 8 | 0.29201
15086 | 10.92 | 1 | 365 | 12.4261 | 0.024447 | 12 | 0.45058
17791 | 6.375 | 1 | 365 | 7.2543 | 0.60905 | 7 | 0.86332
15193 | 7.595 | 1 | 365 | 8.6425 | 0.40482 | 9 | 0.047356
17787 | 9.36 | 1 | 365 | 10.651 | 0.44953 | 11 | 0.10049
17789 | 12.48 | 1 | 365 | 14.2013 | 0.59937 | 14 | 0.80066
15246 | 5.61 | 1 | 365 | 6.3838 | 0.85597 | 7 | 0.23972
17850 | 2.6 | 1 | 365 | 2.9586 | 0.9582 | 3 | 0.9168
18145 | 12.48 | 1 | 365 | 14.2013 | 0.59937 | 14 | 0.80066
18409 | 9.18 | 1 | 365 | 10.4461 | 0.037035 | 10 | 0.48318
18577 | 13.52 | 1 | 365 | 15.3847 | 0.98265 | 16 | 0.36738
18572 | 5.98 | 1 | 365 | 6.8048 | 0.70386 | 7 | 0.50865
20170 | 3.9 | 1 | 365 | 4.4379 | 0.9373 | 5 | 0.37521
18485 | 5.5 | 1 | 365 | 6.2586 | 0.60389 | 6 | 0.86247
19605 | 6.5 | 1 | 365 | 7.3965 | 0.8955 | 8 | 0.29201
19119 | 8.84 | 1 | 365 | 10.0592 | 0.25789 | 10 | 0.31713
20145 | 8.06 | 1 | 365 | 9.1717 | 0.47042 | 9 | 0.64209
20514 | 8.28 | 1 | 365 | 9.422 | 0.97458 | 10 | 0.39659
19470 | 10 | 1 | 365 | 11.3792 | 0.91616 | 12 | 0.2954
62 | 3104.03 | 0.7 | 365 | 2472.5052 | 0.27137 | 2472 | 0.77653
19703 | 5.46 | 1 | 365 | 6.2131 | 0.51222 | 6 | 0.72529
20187 | 7 | 1 | 365 | 7.9655 | 0.041312 | 8 | 0.00678
139 | 4315.87 | 0.7 | 365 | 3437.7924 | 0.22172 | 3438 | 0.01416
15929 | 4.16 | 1 | 365 | 4.7338 | 0.53312 | 5 | 0.26689
17498 | 3.12 | 1 | 365 | 3.5503 | 0.14984 | 3 | 0.70016
17316 | 6.375 | 1 | 365 | 7.2543 | 0.60905 | 7 | 0.86332
15855 | 3.64 | 1 | 365 | 4.142 | 0.34148 | 4 | 0.48353
14326 | 7.65 | 1 | 365 | 8.7051 | 0.53086 | 9 | 0.23598
14895 | 6 | 1 | 365 | 6.8275 | 0.7497 | 7 | 0.57724
16760 | 5.355 | 1 | 365 | 6.0936 | 0.2716 | 6 | 0.36519
16307 | 11.22 | 1 | 365 | 12.7675 | 0.71193 | 13 | 0.47944
14473 | 6.37 | 1 | 365 | 7.2486 | 0.59759 | 7 | 0.84617
18381 | 3.12 | 1 | 365 | 3.5503 | 0.14984 | 3 | 0.70016
18104 | 7.395 | 1 | 365 | 8.4149 | 0.9465 | 9 | 0.36145
15132 | 10.71 | 1 | 365 | 12.1872 | 0.54321 | 12 | 0.73037
18101 | 9.1 | 1 | 365 | 10.3551 | 0.85371 | 11 | 0.20881
18100 | 4.94 | 1 | 365 | 5.6213 | 0.32058 | 5 | 0.94193
18098 | 8.58 | 1 | 365 | 9.7634 | 0.66207 | 10 | 0.42545
18096 | 8.84 | 1 | 365 | 10.0592 | 0.25789 | 10 | 0.31713
17428 | 7.395 | 1 | 365 | 8.4149 | 0.9465 | 9 | 0.36145
18093 | 5.2 | 1 | 365 | 5.9172 | 0.9164 | 6 | 0.83361
18094 | 9.18 | 1 | 365 | 10.4461 | 0.037035 | 10 | 0.48318
18091 | 5.2 | 1 | 365 | 5.9172 | 0.9164 | 6 | 0.83361
18570 | 3.825 | 1 | 365 | 4.3526 | 0.76543 | 5 | 0.11799
18571 | 4.335 | 1 | 365 | 4.9329 | 0.93416 | 5 | 0.86706
18089 | 5.72 | 1 | 365 | 6.5089 | 0.10804 | 6 | 0.61697
18085 | 6.885 | 1 | 365 | 7.8346 | 0.77778 | 8 | 0.61238
18087 | 8.16 | 1 | 365 | 9.2855 | 0.69959 | 9 | 0.98505
18591 | 2.6 | 1 | 365 | 2.9586 | 0.9582 | 3 | 0.9168
18066 | 5.1 | 1 | 365 | 5.8034 | 0.68724 | 6 | 0.49065
17023 | 8.415 | 1 | 365 | 9.5756 | 0.28395 | 9 | 0.85958
18064 | 9.72 | 1 | 365 | 11.0606 | 0.27451 | 11 | 0.33513
18065 | 4.68 | 1 | 365 | 5.3255 | 0.72476 | 6 | 0.050247
18063 | 4.42 | 1 | 365 | 5.0296 | 0.12894 | 5 | 0.15857
18061 | 7.28 | 1 | 365 | 8.2841 | 0.68296 | 8 | 0.96705
18062 | 9.1 | 1 | 365 | 10.3551 | 0.85371 | 11 | 0.20881
18060 | 6.12 | 1 | 365 | 6.9641 | 0.02469 | 6 | 0.98878
17749 | 3.5 | 1 | 365 | 3.9827 | 0.020656 | 4 | 0.00339
18055 | 4.08 | 1 | 365 | 4.6427 | 0.34979 | 4 | 0.99252
18059 | 11.73 | 1 | 365 | 13.3478 | 0.88066 | 14 | 0.2285
16605 | 3.75 | 1 | 365 | 4.2672 | 0.59356 | 4 | 0.86078
19022 | 3.06 | 1 | 365 | 3.482 | 0.012345 | 3 | 0.49439
18058 | 7.28 | 1 | 365 | 8.2841 | 0.68296 | 8 | 0.96705
18054 | 9.36 | 1 | 365 | 10.651 | 0.44953 | 11 | 0.10049
19021 | 10.71 | 1 | 365 | 12.1872 | 0.54321 | 12 | 0.73037
18050 | 4.68 | 1 | 365 | 5.3255 | 0.72476 | 6 | 0.050247
14196 | 10.455 | 1 | 365 | 11.897 | 0.95885 | 12 | 0.85584
13593 | 5.355 | 1 | 365 | 6.0936 | 0.2716 | 6 | 0.36519
18048 | 7.65 | 1 | 365 | 8.7051 | 0.53086 | 9 | 0.23598
18623 | 5.98 | 1 | 365 | 6.8048 | 0.70386 | 7 | 0.50865
18625 | 5.865 | 1 | 365 | 6.6739 | 0.44033 | 7 | 0.11425
18044 | 3.9 | 1 | 365 | 4.4379 | 0.9373 | 5 | 0.37521
18046 | 7.54 | 1 | 365 | 8.5799 | 0.27878 | 8 | 0.85873
18040 | 7.02 | 1 | 365 | 7.9882 | 0.087144 | 8 | 0.075371
18042 | 9.1 | 1 | 365 | 10.3551 | 0.85371 | 11 | 0.20881
18695 | 4.08 | 1 | 365 | 4.6427 | 0.34979 | 4 | 0.99252
18038 | 11.96 | 1 | 365 | 13.6096 | 0.40773 | 14 | 0.017298
18034 | 6.5 | 1 | 365 | 7.3965 | 0.8955 | 8 | 0.29201
18722 | 3.315 | 1 | 365 | 3.7722 | 0.59671 | 4 | 0.36893
18036 | 10.66 | 1 | 365 | 12.1303 | 0.42863 | 12 | 0.5589
18030 | 3.12 | 1 | 365 | 3.5503 | 0.14984 | 3 | 0.70016
18725 | 6.12 | 1 | 365 | 6.9641 | 0.02469 | 6 | 0.98878
18735 | 3.12 | 1 | 365 | 3.5503 | 0.14984 | 3 | 0.70016
18793 | 3.57 | 1 | 365 | 4.0624 | 0.18107 | 4 | 0.24346
18028 | 4.94 | 1 | 365 | 5.6213 | 0.32058 | 5 | 0.94193
18026 | 9.88 | 1 | 365 | 11.2427 | 0.64117 | 11 | 0.88386
17602 | 9.1 | 1 | 365 | 10.3551 | 0.85371 | 11 | 0.20881
18018 | 9.36 | 1 | 365 | 10.651 | 0.44953 | 11 | 0.10049
18019 | 5.98 | 1 | 365 | 6.8048 | 0.70386 | 7 | 0.50865
18014 | 6.24 | 1 | 365 | 7.1006 | 0.29968 | 7 | 0.40033
18016 | 3.12 | 1 | 365 | 3.5503 | 0.14984 | 3 | 0.70016
17617 | 2.86 | 1 | 365 | 3.2545 | 0.55402 | 3 | 0.80848
18011 | 7.54 | 1 | 365 | 8.5799 | 0.27878 | 8 | 0.85873
18013 | 4.59 | 1 | 365 | 5.2231 | 0.51852 | 5 | 0.74159
14630 | 7.395 | 1 | 365 | 8.4149 | 0.9465 | 9 | 0.36145
18007 | 4.42 | 1 | 365 | 5.0296 | 0.12894 | 5 | 0.15857
18008 | 2.805 | 1 | 365 | 3.1919 | 0.42798 | 3 | 0.61986
18004 | 8.84 | 1 | 365 | 10.0592 | 0.25789 | 10 | 0.31713
14628 | 4 | 1 | 365 | 4.5517 | 0.16646 | 4 | 0.71816
14644 | 5.46 | 1 | 365 | 6.2131 | 0.51222 | 6 | 0.72529
18002 | 4.94 | 1 | 365 | 5.6213 | 0.32058 | 5 | 0.94193
18386 | 11.44 | 1 | 365 | 13.0179 | 0.21609 | 13 | 0.23394
18377 | 7.28 | 1 | 365 | 8.2841 | 0.68296 | 8 | 0.96705
17970 | 11.7 | 1 | 365 | 13.3137 | 0.81191 | 14 | 0.12562
14577 | 6.86 | 1 | 365 | 7.8062 | 0.72049 | 8 | 0.52664
14626 | 7.395 | 1 | 365 | 8.4149 | 0.9465 | 9 | 0.36145
13430 | 4.335 | 1 | 365 | 4.9329 | 0.93416 | 5 | 0.86706
16781 | 3.57 | 1 | 365 | 4.0624 | 0.18107 | 4 | 0.24346
18449 | 4.94 | 1 | 365 | 5.6213 | 0.32058 | 5 | 0.94193
13587 | 7.65 | 1 | 365 | 8.7051 | 0.53086 | 9 | 0.23598
18374 | 5.39 | 1 | 365 | 6.1334 | 0.35181 | 6 | 0.48522
13359 | 4.75 | 1 | 365 | 5.4051 | 0.88518 | 6 | 0.29031
18459 | 7.65 | 1 | 365 | 8.7051 | 0.53086 | 9 | 0.23598
15833 | 2.34 | 1 | 365 | 2.6627 | 0.36238 | 3 | 0.025124
13597 | 7.905 | 1 | 365 | 8.9953 | 0.11522 | 9 | 0.11051
13589 | 5.61 | 1 | 365 | 6.3838 | 0.85597 | 7 | 0.23972
18683 | 7.395 | 1 | 365 | 8.4149 | 0.9465 | 9 | 0.36145
16363 | 12.24 | 1 | 365 | 13.9282 | 0.04938 | 13 | 0.97757
15127 | 4.335 | 1 | 365 | 4.9329 | 0.93416 | 5 | 0.86706
16914 | 11.62 | 1 | 365 | 13.2227 | 0.62858 | 13 | 0.85125
17543 | 2.86 | 1 | 365 | 3.2545 | 0.55402 | 3 | 0.80848
18086 | 3.38 | 1 | 365 | 3.8462 | 0.74566 | 4 | 0.59185
14398 | 3 | 1 | 365 | 3.4138 | 0.87485 | 4 | 0.28862
15931 | 11 | 1 | 365 | 12.5172 | 0.20778 | 12 | 0.72494
14210 | 12.495 | 1 | 365 | 14.2184 | 0.63374 | 14 | 0.8521
14888 | 5.61 | 1 | 365 | 6.3838 | 0.85597 | 7 | 0.23972
14263 | 11.22 | 1 | 365 | 12.7675 | 0.71193 | 13 | 0.47944
14093 | 8.16 | 1 | 365 | 9.2855 | 0.69959 | 9 | 0.98505
15958 | 9.18 | 1 | 365 | 10.4461 | 0.037035 | 10 | 0.48318
17354 | 4.08 | 1 | 365 | 4.6427 | 0.34979 | 4 | 0.99252
13980 | 5.865 | 1 | 365 | 6.6739 | 0.44033 | 7 | 0.11425
17623 | 5.25 | 1 | 365 | 5.9741 | 0.030984 | 6 | 0.005085
14011 | 2.805 | 1 | 365 | 3.1919 | 0.42798 | 3 | 0.61986
17728 | 7.395 | 1 | 365 | 8.4149 | 0.9465 | 9 | 0.36145
18286 | 5.46 | 1 | 365 | 6.2131 | 0.51222 | 6 | 0.72529
13501 | 8.415 | 1 | 365 | 9.5756 | 0.28395 | 9 | 0.85958
15899 | 3 | 1 | 365 | 3.4138 | 0.87485 | 4 | 0.28862
16668 | 4.59 | 1 | 365 | 5.2231 | 0.51852 | 5 | 0.74159
14166 | 4.59 | 1 | 365 | 5.2231 | 0.51852 | 5 | 0.74159
14013 | 5.1 | 1 | 365 | 5.8034 | 0.68724 | 6 | 0.49065
15923 | 3.57 | 1 | 365 | 4.0624 | 0.18107 | 4 | 0.24346
18585 | 3.06 | 1 | 365 | 3.482 | 0.012345 | 3 | 0.49439
17876 | 6.63 | 1 | 365 | 7.5444 | 0.19341 | 7 | 0.73785
16186 | 6.885 | 1 | 365 | 7.8346 | 0.77778 | 8 | 0.61238
15148 | 6.615 | 1 | 365 | 7.5274 | 0.15904 | 7 | 0.68641
13831 | 2.805 | 1 | 365 | 3.1919 | 0.42798 | 3 | 0.61986
13480 | 3.315 | 1 | 365 | 3.7722 | 0.59671 | 4 | 0.36893
18120 | 5.865 | 1 | 365 | 6.6739 | 0.44033 | 7 | 0.11425
18118 | 4.335 | 1 | 365 | 4.9329 | 0.93416 | 5 | 0.86706
18121 | 6.5 | 1 | 365 | 7.3965 | 0.8955 | 8 | 0.29201
18119 | 3.12 | 1 | 365 | 3.5503 | 0.14984 | 3 | 0.70016
18115 | 5.46 | 1 | 365 | 6.2131 | 0.51222 | 6 | 0.72529
18116 | 7.28 | 1 | 365 | 8.2841 | 0.68296 | 8 | 0.96705
18113 | 7.905 | 1 | 365 | 8.9953 | 0.11522 | 9 | 0.11051
18114 | 6.375 | 1 | 365 | 7.2543 | 0.60905 | 7 | 0.86332
18109 | 9.88 | 1 | 365 | 11.2427 | 0.64117 | 11 | 0.88386
18111 | 8.84 | 1 | 365 | 10.0592 | 0.25789 | 10 | 0.31713
18108 | 10.455 | 1 | 365 | 11.897 | 0.95885 | 12 | 0.85584
17401 | 9.62 | 1 | 365 | 10.9468 | 0.045346 | 10 | 0.99217
17395 | 8.32 | 1 | 365 | 9.4675 | 0.066245 | 9 | 0.53377
17403 | 10.14 | 1 | 365 | 11.5385 | 0.23699 | 11 | 0.77554
17406 | 12.48 | 1 | 365 | 14.2013 | 0.59937 | 14 | 0.80066
17407 | 6.76 | 1 | 365 | 7.6924 | 0.49132 | 8 | 0.18369
17408 | 3.315 | 1 | 365 | 3.7722 | 0.59671 | 4 | 0.36893
17412 | 12.74 | 1 | 365 | 14.4972 | 0.19519 | 14 | 0.69234
17420 | 6.21 | 1 | 365 | 7.0665 | 0.23094 | 7 | 0.29744
17418 | 7.28 | 1 | 365 | 8.2841 | 0.68296 | 8 | 0.96705
17415 | 7.8 | 1 | 365 | 8.8758 | 0.8746 | 9 | 0.75041
17424 | 8.58 | 1 | 365 | 9.7634 | 0.66207 | 10 | 0.42545
17426 | 9.1 | 1 | 365 | 10.3551 | 0.85371 | 11 | 0.20881
17430 | 3.64 | 1 | 365 | 4.142 | 0.34148 | 4 | 0.48353
17431 | 8.84 | 1 | 365 | 10.0592 | 0.25789 | 10 | 0.31713
17432 | 4.68 | 1 | 365 | 5.3255 | 0.72476 | 6 | 0.050247
17435 | 8.32 | 1 | 365 | 9.4675 | 0.066245 | 9 | 0.53377
17441 | 4.68 | 1 | 365 | 5.3255 | 0.72476 | 6 | 0.050247
17438 | 6.12 | 1 | 365 | 6.9641 | 0.02469 | 6 | 0.98878
17436 | 11.73 | 1 | 365 | 13.3478 | 0.88066 | 14 | 0.2285
17440 | 4.5 | 1 | 365 | 5.1207 | 0.31227 | 5 | 0.43293
16060 | 11.22 | 1 | 365 | 12.7675 | 0.71193 | 13 | 0.47944
17478 | 3.825 | 1 | 365 | 4.3526 | 0.76543 | 5 | 0.11799
17479 | 9.435 | 1 | 365 | 10.7363 | 0.6214 | 11 | 0.35771
17482 | 7.14 | 1 | 365 | 8.1248 | 0.36214 | 8 | 0.48692
17489 | 11.96 | 1 | 365 | 13.6096 | 0.40773 | 14 | 0.017298
17702 | 5.725 | 1 | 365 | 6.5146 | 0.1195 | 6 | 0.63412
17705 | 9.18 | 1 | 365 | 10.4461 | 0.037035 | 10 | 0.48318
17559 | 3.315 | 1 | 365 | 3.7722 | 0.59671 | 4 | 0.36893
17565 | 9.69 | 1 | 365 | 11.0265 | 0.20576 | 11 | 0.23224
17573 | 10.2 | 1 | 365 | 11.6068 | 0.37448 | 11 | 0.98131
17517 | 7.65 | 1 | 365 | 8.7051 | 0.53086 | 9 | 0.23598
17709 | 5.865 | 1 | 365 | 6.6739 | 0.44033 | 7 | 0.11425
17756 | 12.24 | 1 | 365 | 13.9282 | 0.04938 | 13 | 0.97757
17753 | 10.2 | 1 | 365 | 11.6068 | 0.37448 | 11 | 0.98131
17751 | 5.865 | 1 | 365 | 6.6739 | 0.44033 | 7 | 0.11425
17742 | 8.06 | 1 | 365 | 9.1717 | 0.47042 | 9 | 0.64209
17621 | 9.435 | 1 | 365 | 10.7363 | 0.6214 | 11 | 0.35771
17738 | 6.24 | 1 | 365 | 7.1006 | 0.29968 | 7 | 0.40033
17741 | 3.64 | 1 | 365 | 4.142 | 0.34148 | 4 | 0.48353
17734 | 9.1 | 1 | 365 | 10.3551 | 0.85371 | 11 | 0.20881
17736 | 11.44 | 1 | 365 | 13.0179 | 0.21609 | 13 | 0.23394
17730 | 5.46 | 1 | 365 | 6.2131 | 0.51222 | 6 | 0.72529
17733 | 10.14 | 1 | 365 | 11.5385 | 0.23699 | 11 | 0.77554
17727 | 10.66 | 1 | 365 | 12.1303 | 0.42863 | 12 | 0.5589
17781 | 4.68 | 1 | 365 | 5.3255 | 0.72476 | 6 | 0.050247
17777 | 3.64 | 1 | 365 | 4.142 | 0.34148 | 4 | 0.48353
14893 | 4.845 | 1 | 365 | 5.5132 | 0.10288 | 5 | 0.61612
18947 | 8.67 | 1 | 365 | 9.8658 | 0.86831 | 10 | 0.73411
15957 | 14.025 | 1 | 365 | 15.9594 | 0.13991 | 16 | 0.099299
16529 | 12.75 | 1 | 365 | 14.5085 | 0.2181 | 14 | 0.72663
15801 | 9.435 | 1 | 365 | 10.7363 | 0.6214 | 11 | 0.35771
18951 | 5.215 | 1 | 365 | 5.9343 | 0.95078 | 6 | 0.88505
17251 | 8.84 | 1 | 365 | 10.0592 | 0.25789 | 10 | 0.31713
18871 | 4.16 | 1 | 365 | 4.7338 | 0.53312 | 5 | 0.26689
18305 | 7.2 | 1 | 365 | 8.1931 | 0.49964 | 8 | 0.69269
13062 | 36.72 | 0.9 | 365 | 37.6061 | 0.73333 | 38 | 0.33944
15156 | 3.315 | 1 | 365 | 3.7722 | 0.59671 | 4 | 0.36893
19444 | 5.865 | 1 | 365 | 6.6739 | 0.44033 | 7 | 0.11425
19448 | 4.59 | 1 | 365 | 5.2231 | 0.51852 | 5 | 0.74159
16921 | 9.945 | 1 | 365 | 11.3167 | 0.79012 | 12 | 0.10678
19450 | 6.12 | 1 | 365 | 6.9641 | 0.02469 | 6 | 0.98878
16807 | 4.16 | 1 | 365 | 4.7338 | 0.53312 | 5 | 0.26689
14450 | 17 | 1 | 365 | 19.3447 | 0.95747 | 20 | 0.30218
17704 | 2.205 | 1 | 365 | 2.5091 | 0.053013 | 2 | 0.56214
18693 | 5.355 | 1 | 365 | 6.0936 | 0.2716 | 6 | 0.36519
15615 | 7.14 | 1 | 365 | 8.1248 | 0.36214 | 8 | 0.48692
18095 | 6.76 | 1 | 365 | 7.6924 | 0.49132 | 8 | 0.18369
16225 | 5.2 | 1 | 365 | 5.9172 | 0.9164 | 6 | 0.83361
17421 | 4.68 | 1 | 365 | 5.3255 | 0.72476 | 6 | 0.050247
18292 | 16.12 | 1 | 365 | 18.3433 | 0.94085 | 19 | 0.28418
12975 | 4.845 | 1 | 365 | 5.5132 | 0.10288 | 5 | 0.61612
14017 | 4.59 | 1 | 365 | 5.2231 | 0.51852 | 5 | 0.74159
15836 | 3.825 | 1 | 365 | 4.3526 | 0.76543 | 5 | 0.11799
13839 | 8.67 | 1 | 365 | 9.8658 | 0.86831 | 10 | 0.73411
17556 | 4.59 | 1 | 365 | 5.2231 | 0.51852 | 5 | 0.74159
18691 | 4.59 | 1 | 365 | 5.2231 | 0.51852 | 5 | 0.74159
15771 | 6 | 1 | 365 | 6.8275 | 0.7497 | 7 | 0.57724
19443 | 5.74 | 1 | 365 | 6.5317 | 0.15388 | 6 | 0.68556
18583 | 3.38 | 1 | 365 | 3.8462 | 0.74566 | 4 | 0.59185
19449 | 6.725 | 1 | 365 | 7.6525 | 0.41112 | 8 | 0.063657
17697 | 9.36 | 1 | 365 | 10.651 | 0.44953 | 11 | 0.10049
14332 | 5.1 | 1 | 365 | 5.8034 | 0.68724 | 6 | 0.49065
18140 | 3.825 | 1 | 365 | 4.3526 | 0.76543 | 5 | 0.11799
16494 | 8.16 | 1 | 365 | 9.2855 | 0.69959 | 9 | 0.98505
18464 | 6.885 | 1 | 365 | 7.8346 | 0.77778 | 8 | 0.61238
15161 | 6.885 | 1 | 365 | 7.8346 | 0.77778 | 8 | 0.61238
17867 | 5.865 | 1 | 365 | 6.6739 | 0.44033 | 7 | 0.11425
17654 | 6.885 | 1 | 365 | 7.8346 | 0.77778 | 8 | 0.61238
17644 | 8.415 | 1 | 365 | 9.5756 | 0.28395 | 9 | 0.85958
19415 | 8.415 | 1 | 365 | 9.5756 | 0.28395 | 9 | 0.85958
16377 | 10.71 | 1 | 365 | 12.1872 | 0.54321 | 12 | 0.73037
13382 | 4.08 | 1 | 365 | 4.6427 | 0.34979 | 4 | 0.99252
12885 | 7.14 | 1 | 365 | 8.1248 | 0.36214 | 8 | 0.48692
17513 | 4.335 | 1 | 365 | 4.9329 | 0.93416 | 5 | 0.86706
16850 | 7.14 | 1 | 365 | 8.1248 | 0.36214 | 8 | 0.48692
19583 | 5.2 | 1 | 365 | 5.9172 | 0.9164 | 6 | 0.83361
13494 | 3.825 | 1 | 365 | 4.3526 | 0.76543 | 5 | 0.11799
17322 | 2.04 | 1 | 365 | 2.3214 | 0.6749 | 2 | 0.99626
19508 | 13.72 | 1 | 365 | 15.6123 | 0.44097 | 16 | 0.053289
19589 | 9.35 | 1 | 365 | 10.6396 | 0.42661 | 11 | 0.066199
15789 | 10.965 | 1 | 365 | 12.4773 | 0.12757 | 12 | 0.60491
18992 | 3.64 | 1 | 365 | 4.142 | 0.34148 | 4 | 0.48353
19580 | 4.76 | 1 | 365 | 5.4165 | 0.90809 | 6 | 0.32461
19618 | 6.72 | 1 | 365 | 7.6468 | 0.39966 | 8 | 0.046509
18988 | 6.76 | 1 | 365 | 7.6924 | 0.49132 | 8 | 0.18369
19623 | 13.26 | 1 | 365 | 15.0889 | 0.38683 | 15 | 0.4757
19644 | 12.753 | 1 | 365 | 14.5119 | 0.22498 | 14 | 0.73692
17721 | 11.985 | 1 | 365 | 13.638 | 0.46502 | 14 | 0.10304
19465 | 3.825 | 1 | 365 | 4.3526 | 0.76543 | 5 | 0.11799
19646 | 5 | 1 | 365 | 5.6896 | 0.45808 | 6 | 0.1477
19468 | 7.395 | 1 | 365 | 8.4149 | 0.9465 | 9 | 0.36145
19477 | 5.72 | 1 | 365 | 6.5089 | 0.10804 | 6 | 0.61697
18985 | 7.28 | 1 | 365 | 8.2841 | 0.68296 | 8 | 0.96705
18984 | 5.61 | 1 | 365 | 6.3838 | 0.85597 | 7 | 0.23972
19460 | 4.08 | 1 | 365 | 4.6427 | 0.34979 | 4 | 0.99252
19464 | 7.28 | 1 | 365 | 8.2841 | 0.68296 | 8 | 0.96705
18987 | 6.885 | 1 | 365 | 7.8346 | 0.77778 | 8 | 0.61238
19694 | 8.4 | 1 | 365 | 9.5586 | 0.24957 | 9 | 0.80814
18982 | 5.5 | 1 | 365 | 6.2586 | 0.60389 | 6 | 0.86247
19546 | 3.64 | 1 | 365 | 4.142 | 0.34148 | 4 | 0.48353
18989 | 3.9 | 1 | 365 | 4.4379 | 0.9373 | 5 | 0.37521
19549 | 7.65 | 1 | 365 | 8.7051 | 0.53086 | 9 | 0.23598
19551 | 4.16 | 1 | 365 | 4.7338 | 0.53312 | 5 | 0.26689
18980 | 5.61 | 1 | 365 | 6.3838 | 0.85597 | 7 | 0.23972
19698 | 13.42 | 1 | 365 | 15.2709 | 0.75349 | 16 | 0.024427
18977 | 5 | 1 | 365 | 5.6896 | 0.45808 | 6 | 0.1477
19863 | 6.885 | 1 | 365 | 7.8346 | 0.77778 | 8 | 0.61238
20712 | 7.65 | 1 | 365 | 8.7051 | 0.53086 | 9 | 0.23598
19673 | 3.64 | 1 | 365 | 4.142 | 0.34148 | 4 | 0.48353
15919 | 11.25 | 1 | 365 | 12.8016 | 0.78068 | 13 | 0.58232
20708 | 14.82 | 1 | 365 | 16.864 | 0.96175 | 17 | 0.82578
20709 | 8.55 | 1 | 365 | 9.7293 | 0.59332 | 10 | 0.32257
20262 | 10.215 | 1 | 365 | 11.6239 | 0.40886 | 12 | 0.032751
19674 | 4.42 | 1 | 365 | 5.0296 | 0.12894 | 5 | 0.15857
20706 | 5.7 | 1 | 365 | 6.4862 | 0.062211 | 6 | 0.54838
20303 | 95.7 | 0.9 | 365 | 98.0094 | 0.37689 | 98 | 0.38628
19731 | 7.5 | 1 | 365 | 8.5344 | 0.18712 | 8 | 0.72155
20263 | 6.725 | 1 | 365 | 7.6525 | 0.41112 | 8 | 0.063657
20360 | 3.12 | 1 | 365 | 3.5503 | 0.14984 | 3 | 0.70016
20272 | 5.98 | 1 | 365 | 6.8048 | 0.70386 | 7 | 0.50865
20522 | 7.84 | 1 | 365 | 8.9213 | 0.96627 | 9 | 0.88759
20276 | 5.215 | 1 | 365 | 5.9343 | 0.95078 | 6 | 0.88505
20244 | 6.72 | 1 | 365 | 7.6468 | 0.39966 | 8 | 0.046509
20333 | 7 | 1 | 365 | 7.9655 | 0.041312 | 8 | 0.00678
20086 | 10.4 | 1 | 365 | 11.8344 | 0.83281 | 12 | 0.66722
20584 | 6 | 1 | 365 | 6.8275 | 0.7497 | 7 | 0.57724
20331 | 7.14 | 1 | 365 | 8.1248 | 0.36214 | 8 | 0.48692
20188 | 5.04 | 1 | 365 | 5.7351 | 0.54974 | 6 | 0.28488
16664 | 6.885 | 1 | 365 | 7.8346 | 0.77778 | 8 | 0.61238
20059 | 3.5 | 1 | 365 | 3.9827 | 0.020656 | 4 | 0.00339
20281 | 4.725 | 1 | 365 | 5.3767 | 0.82789 | 6 | 0.20458
20334 | 4.845 | 1 | 365 | 5.5132 | 0.10288 | 5 | 0.61612
14905 | 6.885 | 1 | 365 | 7.8346 | 0.77778 | 8 | 0.61238
20249 | 14.3 | 1 | 365 | 16.2723 | 0.77011 | 17 | 0.042422
20058 | 8.5 | 1 | 365 | 9.6724 | 0.47874 | 10 | 0.15109
20054 | 4.25 | 1 | 365 | 4.8362 | 0.73937 | 5 | 0.57554
20290 | 3.47 | 1 | 365 | 3.9486 | 0.95191 | 4 | 0.9005
19730 | 8.1 | 1 | 365 | 9.2172 | 0.56209 | 9 | 0.77927
20335 | 6.76 | 1 | 365 | 7.6924 | 0.49132 | 8 | 0.18369
19872 | 4.42 | 1 | 365 | 5.0296 | 0.12894 | 5 | 0.15857
19882 | 5.145 | 1 | 365 | 5.8546 | 0.79036 | 6 | 0.64498
20299 | 11.22 | 1 | 365 | 12.7675 | 0.71193 | 13 | 0.47944
20250 | 10.725 | 1 | 365 | 12.2042 | 0.57758 | 12 | 0.78182
19714 | 4.4 | 1 | 365 | 5.0069 | 0.08311 | 5 | 0.089976
20340 | 3.9 | 1 | 365 | 4.4379 | 0.9373 | 5 | 0.37521
19886 | 4.16 | 1 | 365 | 4.7338 | 0.53312 | 5 | 0.26689
20337 | 5.865 | 1 | 365 | 6.6739 | 0.44033 | 7 | 0.11425
19517 | 3.9 | 1 | 365 | 4.4379 | 0.9373 | 5 | 0.37521
20327 | 8.67 | 1 | 365 | 9.8658 | 0.86831 | 10 | 0.73411
20341 | 10.4 | 1 | 365 | 11.8344 | 0.83281 | 12 | 0.66722
19897 | 6.885 | 1 | 365 | 7.8346 | 0.77778 | 8 | 0.61238
19935 | 3.64 | 1 | 365 | 4.142 | 0.34148 | 4 | 0.48353
19944 | 3.57 | 1 | 365 | 4.0624 | 0.18107 | 4 | 0.24346
19984 | 7.65 | 1 | 365 | 8.7051 | 0.53086 | 9 | 0.23598
20342 | 7.14 | 1 | 365 | 8.1248 | 0.36214 | 8 | 0.48692
20370 | 15.95 | 1 | 365 | 18.1499 | 0.55128 | 18 | 0.70116
20018 | 5.61 | 1 | 365 | 6.3838 | 0.85597 | 7 | 0.23972
20376 | 3.57 | 1 | 365 | 4.0624 | 0.18107 | 4 | 0.24346
19629 | 7.65 | 1 | 365 | 8.7051 | 0.53086 | 9 | 0.23598
20025 | 9.945 | 1 | 365 | 11.3167 | 0.79012 | 12 | 0.10678
19927 | 8.32 | 1 | 365 | 9.4675 | 0.066245 | 9 | 0.53377
19536 | 7.54 | 1 | 365 | 8.5799 | 0.27878 | 8 | 0.85873
16640 | 9.18 | 1 | 365 | 10.4461 | 0.037035 | 10 | 0.48318
19949 | 5.355 | 1 | 365 | 6.0936 | 0.2716 | 6 | 0.36519
20715 | 5.4 | 1 | 365 | 6.1448 | 0.37473 | 6 | 0.51952
20491 | 3.75 | 1 | 365 | 4.2672 | 0.59356 | 4 | 0.86078
20737 | 14.28 | 1 | 365 | 16.2496 | 0.72428 | 16 | 0.97383
18466 | 10 | 1 | 365 | 11.3792 | 0.91616 | 12 | 0.2954
18460 | 10 | 1 | 365 | 11.3792 | 0.91616 | 12 | 0.2954
18451 | 5.725 | 1 | 365 | 6.5146 | 0.1195 | 6 | 0.63412
16106 | 8.8 | 1 | 365 | 10.0137 | 0.16622 | 10 | 0.17995
18426 | 4.42 | 1 | 365 | 5.0296 | 0.12894 | 5 | 0.15857
16526 | 62.48 | 0.9 | 365 | 63.9877 | 0.86215 | 64 | 0.84989
18414 | 4.08 | 1 | 365 | 4.6427 | 0.34979 | 4 | 0.99252
18418 | 5.98 | 1 | 365 | 6.8048 | 0.70386 | 7 | 0.50865
18824 | 7.28 | 1 | 365 | 8.2841 | 0.68296 | 8 | 0.96705
18411 | 7.8 | 1 | 365 | 8.8758 | 0.8746 | 9 | 0.75041
18413 | 4.16 | 1 | 365 | 4.7338 | 0.53312 | 5 | 0.26689
18435 | 6 | 1 | 365 | 6.8275 | 0.7497 | 7 | 0.57724
17516 | 5.46 | 1 | 365 | 6.2131 | 0.51222 | 6 | 0.72529
18406 | 6.76 | 1 | 365 | 7.6924 | 0.49132 | 8 | 0.18369
18410 | 6.24 | 1 | 365 | 7.1006 | 0.29968 | 7 | 0.40033
18398 | 2.86 | 1 | 365 | 3.2545 | 0.55402 | 3 | 0.80848
18401 | 5.13 | 1 | 365 | 5.8376 | 0.75599 | 6 | 0.59354
18405 | 4.68 | 1 | 365 | 5.3255 | 0.72476 | 6 | 0.050247
20738 | 10.45 | 1 | 365 | 11.8913 | 0.94739 | 12 | 0.83869
18397 | 14.56 | 1 | 365 | 16.5682 | 0.36593 | 16 | 0.9341
18545 | 8.84 | 1 | 365 | 10.0592 | 0.25789 | 10 | 0.31713
18580 | 7.28 | 1 | 365 | 8.2841 | 0.68296 | 8 | 0.96705
18582 | 10.14 | 1 | 365 | 11.5385 | 0.23699 | 11 | 0.77554
19544 | 6.5 | 1 | 365 | 7.3965 | 0.8955 | 8 | 0.29201
18542 | 7.28 | 1 | 365 | 8.2841 | 0.68296 | 8 | 0.96705
20759 | 7.7 | 1 | 365 | 8.762 | 0.64544 | 9 | 0.40746
18576 | 7.02 | 1 | 365 | 7.9882 | 0.087144 | 8 | 0.075371
20757 | 10.92 | 1 | 365 | 12.4261 | 0.024447 | 12 | 0.45058
18568 | 19.5 | 1 | 365 | 22.1895 | 0.68651 | 22 | 0.87603
18566 | 5.72 | 1 | 365 | 6.5089 | 0.10804 | 6 | 0.61697
20763 | 5.46 | 1 | 365 | 6.2131 | 0.51222 | 6 | 0.72529
18590 | 7.8 | 1 | 365 | 8.8758 | 0.8746 | 9 | 0.75041
18603 | 12.48 | 1 | 365 | 14.2013 | 0.59937 | 14 | 0.80066
18538 | 3.12 | 1 | 365 | 3.5503 | 0.14984 | 3 | 0.70016
18604 | 3.12 | 1 | 365 | 3.5503 | 0.14984 | 3 | 0.70016
18534 | 9.88 | 1 | 365 | 11.2427 | 0.64117 | 11 | 0.88386
18532 | 5.355 | 1 | 365 | 6.0936 | 0.2716 | 6 | 0.36519
20760 | 6.885 | 1 | 365 | 7.8346 | 0.77778 | 8 | 0.61238
20764 | 8.06 | 1 | 365 | 9.1717 | 0.47042 | 9 | 0.64209
20783 | 7.54 | 1 | 365 | 8.5799 | 0.27878 | 8 | 0.85873
19545 | 5.98 | 1 | 365 | 6.8048 | 0.70386 | 7 | 0.50865
20805 | 14.58 | 1 | 365 | 16.5909 | 0.41176 | 17 | 0.0026932
19548 | 3.64 | 1 | 365 | 4.142 | 0.34148 | 4 | 0.48353
19682 | 3.12 | 1 | 365 | 3.5503 | 0.14984 | 3 | 0.70016
19686 | 9.62 | 1 | 365 | 10.9468 | 0.045346 | 10 | 0.99217
20830 | 6.12 | 1 | 365 | 6.9641 | 0.02469 | 6 | 0.98878
20828 | 5.98 | 1 | 365 | 6.8048 | 0.70386 | 7 | 0.50865
20806 | 14.04 | 1 | 365 | 15.9765 | 0.17429 | 16 | 0.15074
20807 | 5.72 | 1 | 365 | 6.5089 | 0.10804 | 6 | 0.61697
20810 | 4.94 | 1 | 365 | 5.6213 | 0.32058 | 5 | 0.94193
20808 | 7.8 | 1 | 365 | 8.8758 | 0.8746 | 9 | 0.75041
20799 | 5.2 | 1 | 365 | 5.9172 | 0.9164 | 6 | 0.83361
20798 | 4.94 | 1 | 365 | 5.6213 | 0.32058 | 5 | 0.94193
19370 | 8.32 | 1 | 365 | 9.4675 | 0.066245 | 9 | 0.53377
19368 | 3.38 | 1 | 365 | 3.8462 | 0.74566 | 4 | 0.59185
20797 | 9.36 | 1 | 365 | 10.651 | 0.44953 | 11 | 0.10049
19366 | 5.355 | 1 | 365 | 6.0936 | 0.2716 | 6 | 0.36519
19361 | 7.54 | 1 | 365 | 8.5799 | 0.27878 | 8 | 0.85873
19354 | 7.02 | 1 | 365 | 7.9882 | 0.087144 | 8 | 0.075371
20479 | 9.175 | 1 | 365 | 10.4405 | 0.025577 | 10 | 0.46603
20480 | 5.865 | 1 | 365 | 6.6739 | 0.44033 | 7 | 0.11425
20796 | 4.24 | 1 | 365 | 4.8248 | 0.71645 | 5 | 0.54125
20484 | 9.315 | 1 | 365 | 10.5998 | 0.3464 | 10 | 0.94617
20837 | 6.76 | 1 | 365 | 7.6924 | 0.49132 | 8 | 0.18369
20838 | 4.77 | 1 | 365 | 5.4279 | 0.93101 | 6 | 0.35891
20627 | 7.425 | 1 | 365 | 8.4491 | 0.015249 | 8 | 0.46433
20628 | 7.28 | 1 | 365 | 8.2841 | 0.68296 | 8 | 0.96705
20629 | 6.84 | 1 | 365 | 7.7834 | 0.67465 | 8 | 0.45805
20630 | 7 | 1 | 365 | 7.9655 | 0.041312 | 8 | 0.00678
19356 | 8.58 | 1 | 365 | 9.7634 | 0.66207 | 10 | 0.42545
19352 | 7.02 | 1 | 365 | 7.9882 | 0.087144 | 8 | 0.075371
19351 | 5.72 | 1 | 365 | 6.5089 | 0.10804 | 6 | 0.61697
19350 | 11.96 | 1 | 365 | 13.6096 | 0.40773 | 14 | 0.017298
19349 | 5.72 | 1 | 365 | 6.5089 | 0.10804 | 6 | 0.61697
19348 | 5.98 | 1 | 365 | 6.8048 | 0.70386 | 7 | 0.50865
20687 | 6.875 | 1 | 365 | 7.8232 | 0.75486 | 8 | 0.57809
20688 | 6.72 | 1 | 365 | 7.6468 | 0.39966 | 8 | 0.046509
20691 | 5.4 | 1 | 365 | 6.1448 | 0.37473 | 6 | 0.51952
20692 | 9.156 | 1 | 365 | 10.4188 | 0.98204 | 11 | 0.40087
19346 | 8.84 | 1 | 365 | 10.0592 | 0.25789 | 10 | 0.31713
20693 | 6.54 | 1 | 365 | 7.442 | 0.98717 | 8 | 0.42919
20694 | 7.194 | 1 | 365 | 8.1862 | 0.48589 | 8 | 0.67211
20695 | 9.69 | 1 | 365 | 11.0265 | 0.20576 | 11 | 0.23224
19347 | 6.5 | 1 | 365 | 7.3965 | 0.8955 | 8 | 0.29201
20696 | 13.77 | 1 | 365 | 15.6692 | 0.55555 | 16 | 0.22477
20697 | 7.14 | 1 | 365 | 8.1248 | 0.36214 | 8 | 0.48692
19343 | 5.3 | 1 | 365 | 6.031 | 0.14556 | 6 | 0.17656
19342 | 8.58 | 1 | 365 | 9.7634 | 0.66207 | 10 | 0.42545
19340 | 2.34 | 1 | 365 | 2.6627 | 0.36238 | 3 | 0.025124
19338 | 9.62 | 1 | 365 | 10.9468 | 0.045346 | 10 | 0.99217
20701 | 6.63 | 1 | 365 | 7.5444 | 0.19341 | 7 | 0.73785
20702 | 24.885 | 1 | 365 | 28.3172 | 0.026864 | 28 | 0.3441
19339 | 5.46 | 1 | 365 | 6.2131 | 0.51222 | 6 | 0.72529
20704 | 12.495 | 1 | 365 | 14.2184 | 0.63374 | 14 | 0.8521
19336 | 11.96 | 1 | 365 | 13.6096 | 0.40773 | 14 | 0.017298
19333 | 10.14 | 1 | 365 | 11.5385 | 0.23699 | 11 | 0.77554
19332 | 8.32 | 1 | 365 | 9.4675 | 0.066245 | 9 | 0.53377
19327 | 4.16 | 1 | 365 | 4.7338 | 0.53312 | 5 | 0.26689
17979 | 5.355 | 1 | 365 | 6.0936 | 0.2716 | 6 | 0.36519
19323 | 8.84 | 1 | 365 | 10.0592 | 0.25789 | 10 | 0.31713
18131 | 7.02 | 1 | 365 | 7.9882 | 0.087144 | 8 | 0.075371
20843 | 16.225 | 1 | 365 | 18.4628 | 0.18147 | 18 | 0.64429
19322 | 8.32 | 1 | 365 | 9.4675 | 0.066245 | 9 | 0.53377
19317 | 5.72 | 1 | 365 | 6.5089 | 0.10804 | 6 | 0.61697
768 | 282 | 1 | 365 | 320.8946 | 0.23571 | 321 | 0.13028
17595 | 9.62 | 1 | 365 | 10.9468 | 0.045346 | 10 | 0.99217
20840 | 4.5 | 1 | 365 | 5.1207 | 0.31227 | 5 | 0.43293
19321 | 7.14 | 1 | 365 | 8.1248 | 0.36214 | 8 | 0.48692
18504 | 2.34 | 1 | 365 | 2.6627 | 0.36238 | 3 | 0.025124
18498 | 2.86 | 1 | 365 | 3.2545 | 0.55402 | 3 | 0.80848
18490 | 9.2 | 1 | 365 | 10.4689 | 0.082867 | 10 | 0.55177
18496 | 5.72 | 1 | 365 | 6.5089 | 0.10804 | 6 | 0.61697
20795 | 2.34 | 1 | 365 | 2.6627 | 0.36238 | 3 | 0.025124
18482 | 9.1 | 1 | 365 | 10.3551 | 0.85371 | 11 | 0.20881
19315 | 4.94 | 1 | 365 | 5.6213 | 0.32058 | 5 | 0.94193
18478 | 4.59 | 1 | 365 | 5.2231 | 0.51852 | 5 | 0.74159
20791 | 5.98 | 1 | 365 | 6.8048 | 0.70386 | 7 | 0.50865
18468 | 10.66 | 1 | 365 | 12.1303 | 0.42863 | 12 | 0.5589
18461 | 3.12 | 1 | 365 | 3.5503 | 0.14984 | 3 | 0.70016
18462 | 8.64 | 1 | 365 | 9.8317 | 0.79956 | 10 | 0.63123
20793 | 7.395 | 1 | 365 | 8.4149 | 0.9465 | 9 | 0.36145
18456 | 8.58 | 1 | 365 | 9.7634 | 0.66207 | 10 | 0.42545
18453 | 6.76 | 1 | 365 | 7.6924 | 0.49132 | 8 | 0.18369
18448 | 11.96 | 1 | 365 | 13.6096 | 0.40773 | 14 | 0.017298
20790 | 7.14 | 1 | 365 | 8.1248 | 0.36214 | 8 | 0.48692
18450 | 10.14 | 1 | 365 | 11.5385 | 0.23699 | 11 | 0.77554
19314 | 3.9 | 1 | 365 | 4.4379 | 0.9373 | 5 | 0.37521
18446 | 3.9 | 1 | 365 | 4.4379 | 0.9373 | 5 | 0.37521
20775 | 2.915 | 1 | 365 | 3.317 | 0.68006 | 3 | 0.99711
18711 | 3.12 | 1 | 365 | 3.5503 | 0.14984 | 3 | 0.70016
18717 | 4.42 | 1 | 365 | 5.0296 | 0.12894 | 5 | 0.15857
20776 | 7.14 | 1 | 365 | 8.1248 | 0.36214 | 8 | 0.48692
18708 | 13.52 | 1 | 365 | 15.3847 | 0.98265 | 16 | 0.36738
19311 | 7.8 | 1 | 365 | 8.8758 | 0.8746 | 9 | 0.75041
17247 | 6.12 | 1 | 365 | 6.9641 | 0.02469 | 6 | 0.98878
17254 | 10.92 | 1 | 365 | 12.4261 | 0.024447 | 12 | 0.45058
20771 | 2.295 | 1 | 365 | 2.6115 | 0.25926 | 2 | 0.87079
17255 | 7.395 | 1 | 365 | 8.4149 | 0.9465 | 9 | 0.36145
20772 | 2.6 | 1 | 365 | 2.9586 | 0.9582 | 3 | 0.9168
17249 | 14.025 | 1 | 365 | 15.9594 | 0.13991 | 16 | 0.099299
20769 | 7.8 | 1 | 365 | 8.8758 | 0.8746 | 9 | 0.75041
17250 | 8.84 | 1 | 365 | 10.0592 | 0.25789 | 10 | 0.31713
17252 | 11.22 | 1 | 365 | 12.7675 | 0.71193 | 13 | 0.47944
19309 | 3.315 | 1 | 365 | 3.7722 | 0.59671 | 4 | 0.36893
19868 | 8.96 | 1 | 365 | 10.1958 | 0.53288 | 10 | 0.72868
19259 | 3.92 | 1 | 365 | 4.4607 | 0.98313 | 5 | 0.4438
20768 | 7.75 | 1 | 365 | 8.8189 | 0.76002 | 9 | 0.57893
20074 | 6.16 | 1 | 365 | 7.0096 | 0.11635 | 7 | 0.12597
19026 | 5.2 | 1 | 365 | 5.9172 | 0.9164 | 6 | 0.83361
20075 | 7.848 | 1 | 365 | 8.9304 | 0.9846 | 9 | 0.91503
18971 | 6.63 | 1 | 365 | 7.5444 | 0.19341 | 7 | 0.73785
20079 | 6.75 | 1 | 365 | 7.681 | 0.46841 | 8 | 0.1494
13968 | 5 | 1 | 365 | 5.6896 | 0.45808 | 6 | 0.1477
20731 | 11.96 | 1 | 365 | 13.6096 | 0.40773 | 14 | 0.017298
20190 | 7.65 | 1 | 365 | 8.7051 | 0.53086 | 9 | 0.23598
20742 | 3.12 | 1 | 365 | 3.5503 | 0.14984 | 3 | 0.70016
20258 | 8.91 | 1 | 365 | 10.1389 | 0.4183 | 10 | 0.5572
19590 | 6.16 | 1 | 365 | 7.0096 | 0.11635 | 7 | 0.12597
18973 | 5.98 | 1 | 365 | 6.8048 | 0.70386 | 7 | 0.50865
18948 | 8.06 | 1 | 365 | 9.1717 | 0.47042 | 9 | 0.64209
18957 | 6.76 | 1 | 365 | 7.6924 | 0.49132 | 8 | 0.18369
18958 | 4.68 | 1 | 365 | 5.3255 | 0.72476 | 6 | 0.050247
18959 | 3.9 | 1 | 365 | 4.4379 | 0.9373 | 5 | 0.37521
20743 | 4.68 | 1 | 365 | 5.3255 | 0.72476 | 6 | 0.050247
18960 | 7.54 | 1 | 365 | 8.5799 | 0.27878 | 8 | 0.85873
20415 | 5.72 | 1 | 365 | 6.5089 | 0.10804 | 6 | 0.61697
20741 | 2.6 | 1 | 365 | 2.9586 | 0.9582 | 3 | 0.9168
20413 | 8.06 | 1 | 365 | 9.1717 | 0.47042 | 9 | 0.64209
20402 | 7.02 | 1 | 365 | 7.9882 | 0.087144 | 8 | 0.075371
20735 | 2.86 | 1 | 365 | 3.2545 | 0.55402 | 3 | 0.80848
20404 | 5.46 | 1 | 365 | 6.2131 | 0.51222 | 6 | 0.72529
20736 | 9.36 | 1 | 365 | 10.651 | 0.44953 | 11 | 0.10049
20724 | 5.98 | 1 | 365 | 6.8048 | 0.70386 | 7 | 0.50865
19797 | 9.88 | 1 | 365 | 11.2427 | 0.64117 | 11 | 0.88386
19810 | 2.6 | 1 | 365 | 2.9586 | 0.9582 | 3 | 0.9168
20615 | 5.2 | 1 | 365 | 5.9172 | 0.9164 | 6 | 0.83361
19832 | 13.26 | 1 | 365 | 15.0889 | 0.38683 | 15 | 0.4757
20683 | 5.98 | 1 | 365 | 6.8048 | 0.70386 | 7 | 0.50865
20682 | 4.845 | 1 | 365 | 5.5132 | 0.10288 | 5 | 0.61612
20679 | 8.58 | 1 | 365 | 9.7634 | 0.66207 | 10 | 0.42545
20675 | 10.2 | 1 | 365 | 11.6068 | 0.37448 | 11 | 0.98131
20674 | 3.9 | 1 | 365 | 4.4379 | 0.9373 | 5 | 0.37521
19826 | 8 | 1 | 365 | 9.1034 | 0.33293 | 9 | 0.43632
19845 | 3.12 | 1 | 365 | 3.5503 | 0.14984 | 3 | 0.70016
19794 | 4.16 | 1 | 365 | 4.7338 | 0.53312 | 5 | 0.26689
19860 | 4.94 | 1 | 365 | 5.6213 | 0.32058 | 5 | 0.94193
17748 | 6 | 1 | 365 | 6.8275 | 0.7497 | 7 | 0.57724
17778 | 6 | 1 | 365 | 6.8275 | 0.7497 | 7 | 0.57724
17782 | 6 | 1 | 365 | 6.8275 | 0.7497 | 7 | 0.57724
15133 | 5.61 | 1 | 365 | 6.3838 | 0.85597 | 7 | 0.23972
17785 | 4.8 | 1 | 365 | 5.462 | 0.99976 | 6 | 0.46179
15773 | 4.16 | 1 | 365 | 4.7338 | 0.53312 | 5 | 0.26689
17788 | 4.2 | 1 | 365 | 4.7793 | 0.62479 | 5 | 0.40407
17853 | 5.4 | 1 | 365 | 6.1448 | 0.37473 | 6 | 0.51952
19004 | 6 | 1 | 365 | 6.8275 | 0.7497 | 7 | 0.57724
20821 | 8.375 | 1 | 365 | 9.5301 | 0.19228 | 9 | 0.7224
20823 | 3.315 | 1 | 365 | 3.7722 | 0.59671 | 4 | 0.36893
20819 | 7.395 | 1 | 365 | 8.4149 | 0.9465 | 9 | 0.36145
20815 | 5.415 | 1 | 365 | 6.1619 | 0.4091 | 6 | 0.57096
20755 | 8.25 | 1 | 365 | 9.3879 | 0.90583 | 10 | 0.29371
20752 | 9.516 | 1 | 365 | 10.8285 | 0.80702 | 11 | 0.6355
20713 | 7.848 | 1 | 365 | 8.9304 | 0.9846 | 9 | 0.91503
20824 | 11.44 | 1 | 365 | 13.0179 | 0.21609 | 13 | 0.23394
20825 | 9.9 | 1 | 365 | 11.2654 | 0.687 | 11 | 0.95245
20191 | 7.56 | 1 | 365 | 8.6027 | 0.32462 | 8 | 0.92732
20055 | 9 | 1 | 365 | 10.2413 | 0.62454 | 10 | 0.86586
20116 | 4.42 | 1 | 365 | 5.0296 | 0.12894 | 5 | 0.15857
17486 | 2.86 | 1 | 365 | 3.2545 | 0.55402 | 3 | 0.80848
17487 | 5.1 | 1 | 365 | 5.8034 | 0.68724 | 6 | 0.49065
17502 | 4.335 | 1 | 365 | 4.9329 | 0.93416 | 5 | 0.86706
20777 | 2.34 | 1 | 365 | 2.6627 | 0.36238 | 3 | 0.025124
20780 | 9.1 | 1 | 365 | 10.3551 | 0.85371 | 11 | 0.20881
20782 | 7.8 | 1 | 365 | 8.8758 | 0.8746 | 9 | 0.75041
17999 | 4.16 | 1 | 365 | 4.7338 | 0.53312 | 5 | 0.26689
17997 | 6.375 | 1 | 365 | 7.2543 | 0.60905 | 7 | 0.86332
17998 | 3.9 | 1 | 365 | 4.4379 | 0.9373 | 5 | 0.37521
17996 | 8.16 | 1 | 365 | 9.2855 | 0.69959 | 9 | 0.98505
17993 | 10.965 | 1 | 365 | 12.4773 | 0.12757 | 12 | 0.60491
17990 | 7.28 | 1 | 365 | 8.2841 | 0.68296 | 8 | 0.96705
17991 | 6.76 | 1 | 365 | 7.6924 | 0.49132 | 8 | 0.18369
17994 | 8.67 | 1 | 365 | 9.8658 | 0.86831 | 10 | 0.73411
17980 | 5.98 | 1 | 365 | 6.8048 | 0.70386 | 7 | 0.50865
17987 | 4.94 | 1 | 365 | 5.6213 | 0.32058 | 5 | 0.94193
17957 | 3.12 | 1 | 365 | 3.5503 | 0.14984 | 3 | 0.70016
17973 | 3.64 | 1 | 365 | 4.142 | 0.34148 | 4 | 0.48353
17954 | 8.06 | 1 | 365 | 9.1717 | 0.47042 | 9 | 0.64209
17955 | 4.68 | 1 | 365 | 5.3255 | 0.72476 | 6 | 0.050247
17946 | 7.54 | 1 | 365 | 8.5799 | 0.27878 | 8 | 0.85873
17952 | 9.36 | 1 | 365 | 10.651 | 0.44953 | 11 | 0.10049
17942 | 10.71 | 1 | 365 | 12.1872 | 0.54321 | 12 | 0.73037
17944 | 10.14 | 1 | 365 | 11.5385 | 0.23699 | 11 | 0.77554
17939 | 13 | 1 | 365 | 14.793 | 0.79101 | 15 | 0.58402
17941 | 6.5 | 1 | 365 | 7.3965 | 0.8955 | 8 | 0.29201
17935 | 3.9 | 1 | 365 | 4.4379 | 0.9373 | 5 | 0.37521
17937 | 2.6 | 1 | 365 | 2.9586 | 0.9582 | 3 | 0.9168
17933 | 2.6 | 1 | 365 | 2.9586 | 0.9582 | 3 | 0.9168
17934 | 7.54 | 1 | 365 | 8.5799 | 0.27878 | 8 | 0.85873
17928 | 7.28 | 1 | 365 | 8.2841 | 0.68296 | 8 | 0.96705
17923 | 8.925 | 1 | 365 | 10.156 | 0.45267 | 10 | 0.60864
18301 | 12.48 | 1 | 365 | 14.2013 | 0.59937 | 14 | 0.80066
18279 | 5.72 | 1 | 365 | 6.5089 | 0.10804 | 6 | 0.61697
18283 | 6.5 | 1 | 365 | 7.3965 | 0.8955 | 8 | 0.29201
18436 | 4.68 | 1 | 365 | 5.3255 | 0.72476 | 6 | 0.050247
18438 | 4.68 | 1 | 365 | 5.3255 | 0.72476 | 6 | 0.050247
18382 | 4.94 | 1 | 365 | 5.6213 | 0.32058 | 5 | 0.94193
18428 | 4.68 | 1 | 365 | 5.3255 | 0.72476 | 6 | 0.050247
18376 | 9.43 | 1 | 365 | 10.7306 | 0.60994 | 11 | 0.34056
18341 | 6.885 | 1 | 365 | 7.8346 | 0.77778 | 8 | 0.61238
18370 | 6.5 | 1 | 365 | 7.3965 | 0.8955 | 8 | 0.29201
18338 | 13.26 | 1 | 365 | 15.0889 | 0.38683 | 15 | 0.4757
18427 | 5.2 | 1 | 365 | 5.9172 | 0.9164 | 6 | 0.83361
13999 | 5.61 | 1 | 365 | 6.3838 | 0.85597 | 7 | 0.23972
14497 | 6.63 | 1 | 365 | 7.5444 | 0.19341 | 7 | 0.73785
15041 | 2.805 | 1 | 365 | 3.1919 | 0.42798 | 3 | 0.61986
19453 | 8 | 1 | 365 | 9.1034 | 0.33293 | 9 | 0.43632
19752 | 5.46 | 1 | 365 | 6.2131 | 0.51222 | 6 | 0.72529
18967 | 9.435 | 1 | 365 | 10.7363 | 0.6214 | 11 | 0.35771
19695 | 12 | 1 | 365 | 13.6551 | 0.49939 | 14 | 0.15448
14293 | 14.28 | 1 | 365 | 16.2496 | 0.72428 | 16 | 0.97383
17965 | 9 | 1 | 365 | 10.2413 | 0.62454 | 10 | 0.86586
19165 | 8.215 | 1 | 365 | 9.348 | 0.82563 | 10 | 0.17367
18968 | 6.5 | 1 | 365 | 7.3965 | 0.8955 | 8 | 0.29201
17363 | 9.945 | 1 | 365 | 11.3167 | 0.79012 | 12 | 0.10678
18685 | 3.64 | 1 | 365 | 4.142 | 0.34148 | 4 | 0.48353
18965 | 6.12 | 1 | 365 | 6.9641 | 0.02469 | 6 | 0.98878
17571 | 11.22 | 1 | 365 | 12.7675 | 0.71193 | 13 | 0.47944
18875 | 4.335 | 1 | 365 | 4.9329 | 0.93416 | 5 | 0.86706
18890 | 13.52 | 1 | 365 | 15.3847 | 0.98265 | 16 | 0.36738
18964 | 7.28 | 1 | 365 | 8.2841 | 0.68296 | 8 | 0.96705
18647 | 9.81 | 1 | 365 | 11.163 | 0.48075 | 11 | 0.64379
19756 | 5.1 | 1 | 365 | 5.8034 | 0.68724 | 6 | 0.49065
20781 | 9.388 | 1 | 365 | 10.6828 | 0.51369 | 11 | 0.19652
17615 | 11.7 | 1 | 365 | 13.3137 | 0.81191 | 14 | 0.12562
17630 | 5.865 | 1 | 365 | 6.6739 | 0.44033 | 7 | 0.11425
17692 | 7.28 | 1 | 365 | 8.2841 | 0.68296 | 8 | 0.96705
17701 | 5.98 | 1 | 365 | 6.8048 | 0.70386 | 7 | 0.50865
20773 | 5.5 | 1 | 365 | 6.2586 | 0.60389 | 6 | 0.86247
18388 | 3.12 | 1 | 365 | 3.5503 | 0.14984 | 3 | 0.70016
19509 | 14.04 | 1 | 365 | 15.9765 | 0.17429 | 16 | 0.15074
19912 | 8.32 | 1 | 365 | 9.4675 | 0.066245 | 9 | 0.53377
19914 | 3.57 | 1 | 365 | 4.0624 | 0.18107 | 4 | 0.24346
15160 | 6.63 | 1 | 365 | 7.5444 | 0.19341 | 7 | 0.73785
15164 | 4.335 | 1 | 365 | 4.9329 | 0.93416 | 5 | 0.86706
15749 | 2.805 | 1 | 365 | 3.1919 | 0.42798 | 3 | 0.61986
15856 | 4.335 | 1 | 365 | 4.9329 | 0.93416 | 5 | 0.86706
20279 | 5 | 1 | 365 | 5.6896 | 0.45808 | 6 | 0.1477
20295 | 2.805 | 1 | 365 | 3.1919 | 0.42798 | 3 | 0.61986
20354 | 6.885 | 1 | 365 | 7.8346 | 0.77778 | 8 | 0.61238
19915 | 16.32 | 1 | 365 | 18.5709 | 0.39917 | 18 | 0.97009
20362 | 8.32 | 1 | 365 | 9.4675 | 0.066245 | 9 | 0.53377
20388 | 3.12 | 1 | 365 | 3.5503 | 0.14984 | 3 | 0.70016
19956 | 13.26 | 1 | 365 | 15.0889 | 0.38683 | 15 | 0.4757
20391 | 4.16 | 1 | 365 | 4.7338 | 0.53312 | 5 | 0.26689
19970 | 6.12 | 1 | 365 | 6.9641 | 0.02469 | 6 | 0.98878
20410 | 2.08 | 1 | 365 | 2.3669 | 0.76656 | 3 | 0.13344
19727 | 14.025 | 1 | 365 | 15.9594 | 0.13991 | 16 | 0.099299
19732 | 6.75 | 1 | 365 | 7.681 | 0.46841 | 8 | 0.1494
18961 | 7.28 | 1 | 365 | 8.2841 | 0.68296 | 8 | 0.96705
18848 | 6.5 | 1 | 365 | 7.3965 | 0.8955 | 8 | 0.29201
19717 | 5.52 | 1 | 365 | 6.2813 | 0.64972 | 6 | 0.93106
19774 | 10.2 | 1 | 365 | 11.6068 | 0.37448 | 11 | 0.98131
18935 | 2.08 | 1 | 365 | 2.3669 | 0.76656 | 3 | 0.13344
19741 | 7.14 | 1 | 365 | 8.1248 | 0.36214 | 8 | 0.48692
19762 | 5.4 | 1 | 365 | 6.1448 | 0.37473 | 6 | 0.51952
18929 | 8.58 | 1 | 365 | 9.7634 | 0.66207 | 10 | 0.42545
19691 | 8.4 | 1 | 365 | 9.5586 | 0.24957 | 9 | 0.80814
18926 | 13.005 | 1 | 365 | 14.7987 | 0.80247 | 15 | 0.60117
18946 | 3.38 | 1 | 365 | 3.8462 | 0.74566 | 4 | 0.59185
18944 | 4.16 | 1 | 365 | 4.7338 | 0.53312 | 5 | 0.26689
19865 | 9.12 | 1 | 365 | 10.3779 | 0.89954 | 11 | 0.2774
18933 | 5.2 | 1 | 365 | 5.9172 | 0.9164 | 6 | 0.83361
18941 | 4.08 | 1 | 365 | 4.6427 | 0.34979 | 4 | 0.99252
18927 | 5.98 | 1 | 365 | 6.8048 | 0.70386 | 7 | 0.50865
18956 | 4.16 | 1 | 365 | 4.7338 | 0.53312 | 5 | 0.26689
18930 | 6.12 | 1 | 365 | 6.9641 | 0.02469 | 6 | 0.98878
19801 | 5.72 | 1 | 365 | 6.5089 | 0.10804 | 6 | 0.61697
19266 | 3.36 | 1 | 365 | 3.8234 | 0.69983 | 4 | 0.52325
19747 | 4.845 | 1 | 365 | 5.5132 | 0.10288 | 5 | 0.61612
15043 | 3.825 | 1 | 365 | 4.3526 | 0.76543 | 5 | 0.11799
20374 | 5.25 | 1 | 365 | 5.9741 | 0.030984 | 6 | 0.005085
18620 | 13.005 | 1 | 365 | 14.7987 | 0.80247 | 15 | 0.60117
19455 | 3.64 | 1 | 365 | 4.142 | 0.34148 | 4 | 0.48353
19461 | 8.84 | 1 | 365 | 10.0592 | 0.25789 | 10 | 0.31713
19467 | 5.72 | 1 | 365 | 6.5089 | 0.10804 | 6 | 0.61697
19484 | 5.98 | 1 | 365 | 6.8048 | 0.70386 | 7 | 0.50865
19490 | 3.12 | 1 | 365 | 3.5503 | 0.14984 | 3 | 0.70016
20080 | 12.74 | 1 | 365 | 14.4972 | 0.19519 | 14 | 0.69234
19513 | 4.42 | 1 | 365 | 5.0296 | 0.12894 | 5 | 0.15857
20085 | 6.63 | 1 | 365 | 7.5444 | 0.19341 | 7 | 0.73785
20703 | 6.12 | 1 | 365 | 6.9641 | 0.02469 | 6 | 0.98878
20541 | 11.22 | 1 | 365 | 12.7675 | 0.71193 | 13 | 0.47944
20297 | 8.32 | 1 | 365 | 9.4675 | 0.066245 | 9 | 0.53377
20476 | 6.63 | 1 | 365 | 7.5444 | 0.19341 | 7 | 0.73785
20624 | 8.415 | 1 | 365 | 9.5756 | 0.28395 | 9 | 0.85958
20294 | 11.44 | 1 | 365 | 13.0179 | 0.21609 | 13 | 0.23394
19268 | 8.58 | 1 | 365 | 9.7634 | 0.66207 | 10 | 0.42545
20291 | 7.54 | 1 | 365 | 8.5799 | 0.27878 | 8 | 0.85873
19265 | 5.72 | 1 | 365 | 6.5089 | 0.10804 | 6 | 0.61697
20284 | 8.84 | 1 | 365 | 10.0592 | 0.25789 | 10 | 0.31713
20287 | 11.7 | 1 | 365 | 13.3137 | 0.81191 | 14 | 0.12562
19270 | 6.24 | 1 | 365 | 7.1006 | 0.29968 | 7 | 0.40033
20543 | 5.775 | 1 | 365 | 6.5715 | 0.23408 | 6 | 0.80559
20280 | 10.66 | 1 | 365 | 12.1303 | 0.42863 | 12 | 0.5589
19256 | 9.69 | 1 | 365 | 11.0265 | 0.20576 | 11 | 0.23224
19254 | 6.76 | 1 | 365 | 7.6924 | 0.49132 | 8 | 0.18369
20336 | 7.65 | 1 | 365 | 8.7051 | 0.53086 | 9 | 0.23598
20261 | 10.215 | 1 | 365 | 11.6239 | 0.40886 | 12 | 0.032751
19267 | 4.42 | 1 | 365 | 5.0296 | 0.12894 | 5 | 0.15857
20531 | 7.905 | 1 | 365 | 8.9953 | 0.11522 | 9 | 0.11051
20555 | 6.96 | 1 | 365 | 7.92 | 0.94965 | 8 | 0.8696
20533 | 7.395 | 1 | 365 | 8.4149 | 0.9465 | 9 | 0.36145
20536 | 3.57 | 1 | 365 | 4.0624 | 0.18107 | 4 | 0.24346
18782 | 19.8 | 1 | 365 | 22.5309 | 0.374 | 22 | 0.90489
19253 | 7.02 | 1 | 365 | 7.9882 | 0.087144 | 8 | 0.075371
19382 | 54.34 | 0.9 | 365 | 55.6513 | 0.073772 | 55 | 0.72508
17526 | 10.66 | 1 | 365 | 12.1303 | 0.42863 | 12 | 0.5589
19251 | 4.845 | 1 | 365 | 5.5132 | 0.10288 | 5 | 0.61612
14569 | 2.805 | 1 | 365 | 3.1919 | 0.42798 | 3 | 0.61986
20282 | 6.63 | 1 | 365 | 7.5444 | 0.19341 | 7 | 0.73785
15909 | 3.57 | 1 | 365 | 4.0624 | 0.18107 | 4 | 0.24346
20277 | 5.98 | 1 | 365 | 6.8048 | 0.70386 | 7 | 0.50865
15798 | 11.7 | 1 | 365 | 13.3137 | 0.81191 | 14 | 0.12562
16614 | 9.18 | 1 | 365 | 10.4461 | 0.037035 | 10 | 0.48318
19278 | 10.4 | 1 | 365 | 11.8344 | 0.83281 | 12 | 0.66722
17771 | 4.94 | 1 | 365 | 5.6213 | 0.32058 | 5 | 0.94193
20273 | 4.68 | 1 | 365 | 5.3255 | 0.72476 | 6 | 0.050247
20472 | 5.355 | 1 | 365 | 6.0936 | 0.2716 | 6 | 0.36519
20275 | 3.51 | 1 | 365 | 3.9941 | 0.043572 | 4 | 0.037685
19285 | 7.8 | 1 | 365 | 8.8758 | 0.8746 | 9 | 0.75041
20271 | 6.24 | 1 | 365 | 7.1006 | 0.29968 | 7 | 0.40033
20471 | 6.24 | 1 | 365 | 7.1006 | 0.29968 | 7 | 0.40033
19289 | 11.44 | 1 | 365 | 13.0179 | 0.21609 | 13 | 0.23394
20467 | 5.98 | 1 | 365 | 6.8048 | 0.70386 | 7 | 0.50865
20464 | 5.61 | 1 | 365 | 6.3838 | 0.85597 | 7 | 0.23972
20227 | 2.86 | 1 | 365 | 3.2545 | 0.55402 | 3 | 0.80848
20414 | 4.59 | 1 | 365 | 5.2231 | 0.51852 | 5 | 0.74159
17796 | 49.92 | 0.9 | 365 | 51.1246 | 0.95772 | 52 | 0.082373
20234 | 13.52 | 1 | 365 | 15.3847 | 0.98265 | 16 | 0.36738
20398 | 14.79 | 1 | 365 | 16.8299 | 0.893 | 17 | 0.7229
19250 | 11.44 | 1 | 365 | 13.0179 | 0.21609 | 13 | 0.23394
20225 | 5.72 | 1 | 365 | 6.5089 | 0.10804 | 6 | 0.61697
20857 | 8.84 | 1 | 365 | 10.0592 | 0.25789 | 10 | 0.31713
20832 | 5.98 | 1 | 365 | 6.8048 | 0.70386 | 7 | 0.50865
20557 | 9.18 | 1 | 365 | 10.4461 | 0.037035 | 10 | 0.48318
20848 | 4.68 | 1 | 365 | 5.3255 | 0.72476 | 6 | 0.050247
20851 | 3.64 | 1 | 365 | 4.142 | 0.34148 | 4 | 0.48353
20219 | 10.71 | 1 | 365 | 12.1872 | 0.54321 | 12 | 0.73037
20558 | 6.875 | 1 | 365 | 7.8232 | 0.75486 | 8 | 0.57809
20221 | 4.94 | 1 | 365 | 5.6213 | 0.32058 | 5 | 0.94193
20845 | 2.86 | 1 | 365 | 3.2545 | 0.55402 | 3 | 0.80848
20847 | 4.68 | 1 | 365 | 5.3255 | 0.72476 | 6 | 0.050247
20560 | 9.705 | 1 | 365 | 11.0436 | 0.24013 | 11 | 0.28369
19293 | 2 | 1 | 365 | 2.2758 | 0.58323 | 2 | 0.85908
20217 | 11.44 | 1 | 365 | 13.0179 | 0.21609 | 13 | 0.23394
20003 | 14.04 | 1 | 365 | 15.9765 | 0.17429 | 16 | 0.15074
19298 | 2.205 | 1 | 365 | 2.5091 | 0.053013 | 2 | 0.56214
20359 | 4.68 | 1 | 365 | 5.3255 | 0.72476 | 6 | 0.050247
20347 | 4.68 | 1 | 365 | 5.3255 | 0.72476 | 6 | 0.050247
20212 | 14.04 | 1 | 365 | 15.9765 | 0.17429 | 16 | 0.15074
20345 | 7.02 | 1 | 365 | 7.9882 | 0.087144 | 8 | 0.075371
20862 | 6.5 | 1 | 365 | 7.3965 | 0.8955 | 8 | 0.29201
20343 | 8.84 | 1 | 365 | 10.0592 | 0.25789 | 10 | 0.31713
20213 | 10.66 | 1 | 365 | 12.1303 | 0.42863 | 12 | 0.5589
20326 | 6.24 | 1 | 365 | 7.1006 | 0.29968 | 7 | 0.40033
20329 | 6.76 | 1 | 365 | 7.6924 | 0.49132 | 8 | 0.18369
20204 | 3.06 | 1 | 365 | 3.482 | 0.012345 | 3 | 0.49439
20322 | 6.5 | 1 | 365 | 7.3965 | 0.8955 | 8 | 0.29201
20323 | 3.9 | 1 | 365 | 4.4379 | 0.9373 | 5 | 0.37521
20208 | 2.55 | 1 | 365 | 2.9017 | 0.84362 | 3 | 0.74533
20321 | 13.26 | 1 | 365 | 15.0889 | 0.38683 | 15 | 0.4757
20207 | 9.18 | 1 | 365 | 10.4461 | 0.037035 | 10 | 0.48318
20316 | 7.02 | 1 | 365 | 7.9882 | 0.087144 | 8 | 0.075371
20205 | 8.415 | 1 | 365 | 9.5756 | 0.28395 | 9 | 0.85958
20317 | 5.72 | 1 | 365 | 6.5089 | 0.10804 | 6 | 0.61697
20319 | 3.12 | 1 | 365 | 3.5503 | 0.14984 | 3 | 0.70016
20315 | 7.02 | 1 | 365 | 7.9882 | 0.087144 | 8 | 0.075371
17647 | 5.2 | 1 | 365 | 5.9172 | 0.9164 | 6 | 0.83361
20314 | 7.8 | 1 | 365 | 8.8758 | 0.8746 | 9 | 0.75041
17477 | 5.865 | 1 | 365 | 6.6739 | 0.44033 | 7 | 0.11425
20312 | 3.38 | 1 | 365 | 3.8462 | 0.74566 | 4 | 0.59185
20307 | 3.9 | 1 | 365 | 4.4379 | 0.9373 | 5 | 0.37521
17370 | 9.135 | 1 | 365 | 10.3949 | 0.93391 | 11 | 0.32885
20308 | 2.6 | 1 | 365 | 2.9586 | 0.9582 | 3 | 0.9168
20306 | 10.4 | 1 | 365 | 11.8344 | 0.83281 | 12 | 0.66722
20196 | 4.94 | 1 | 365 | 5.6213 | 0.32058 | 5 | 0.94193
20559 | 6.725 | 1 | 365 | 7.6525 | 0.41112 | 8 | 0.063657
20305 | 7.395 | 1 | 365 | 8.4149 | 0.9465 | 9 | 0.36145
20201 | 8.06 | 1 | 365 | 9.1717 | 0.47042 | 9 | 0.64209
20302 | 6.12 | 1 | 365 | 6.9641 | 0.02469 | 6 | 0.98878
20298 | 5.1 | 1 | 365 | 5.8034 | 0.68724 | 6 | 0.49065
20296 | 10.14 | 1 | 365 | 11.5385 | 0.23699 | 11 | 0.77554
15169 | 12.495 | 1 | 365 | 14.2184 | 0.63374 | 14 | 0.8521
17936 | 8.84 | 1 | 365 | 10.0592 | 0.25789 | 10 | 0.31713
20181 | 6.5 | 1 | 365 | 7.3965 | 0.8955 | 8 | 0.29201
19273 | 5.46 | 1 | 365 | 6.2131 | 0.51222 | 6 | 0.72529
20198 | 13.515 | 1 | 365 | 15.379 | 0.97119 | 16 | 0.35023
19248 | 11.7 | 1 | 365 | 13.3137 | 0.81191 | 14 | 0.12562
19240 | 2.08 | 1 | 365 | 2.3669 | 0.76656 | 3 | 0.13344
20180 | 4.42 | 1 | 365 | 5.0296 | 0.12894 | 5 | 0.15857
17938 | 2.55 | 1 | 365 | 2.9017 | 0.84362 | 3 | 0.74533
20177 | 14.56 | 1 | 365 | 16.5682 | 0.36593 | 16 | 0.9341
17951 | 5.2 | 1 | 365 | 5.9172 | 0.9164 | 6 | 0.83361
15137 | 2.805 | 1 | 365 | 3.1919 | 0.42798 | 3 | 0.61986
19232 | 6.76 | 1 | 365 | 7.6924 | 0.49132 | 8 | 0.18369
18182 | 10.26 | 1 | 365 | 11.6751 | 0.51198 | 12 | 0.18708
20183 | 8.06 | 1 | 365 | 9.1717 | 0.47042 | 9 | 0.64209
18955 | 9.705 | 1 | 365 | 11.0436 | 0.24013 | 11 | 0.28369
20178 | 10.6 | 1 | 365 | 12.062 | 0.29113 | 12 | 0.35312
20175 | 6.625 | 1 | 365 | 7.5387 | 0.18196 | 7 | 0.7207
20173 | 2.6 | 1 | 365 | 2.9586 | 0.9582 | 3 | 0.9168
20171 | 3.9 | 1 | 365 | 4.4379 | 0.9373 | 5 | 0.37521
18168 | 9.36 | 1 | 365 | 10.651 | 0.44953 | 11 | 0.10049
18166 | 8.06 | 1 | 365 | 9.1717 | 0.47042 | 9 | 0.64209
18167 | 5.72 | 1 | 365 | 6.5089 | 0.10804 | 6 | 0.61697
19231 | 4.42 | 1 | 365 | 5.0296 | 0.12894 | 5 | 0.15857
20169 | 9.945 | 1 | 365 | 11.3167 | 0.79012 | 12 | 0.10678
18165 | 4.42 | 1 | 365 | 5.0296 | 0.12894 | 5 | 0.15857
19229 | 2.34 | 1 | 365 | 2.6627 | 0.36238 | 3 | 0.025124
18155 | 2.86 | 1 | 365 | 3.2545 | 0.55402 | 3 | 0.80848
20166 | 9.36 | 1 | 365 | 10.651 | 0.44953 | 11 | 0.10049
20556 | 5.355 | 1 | 365 | 6.0936 | 0.2716 | 6 | 0.36519
18156 | 3.64 | 1 | 365 | 4.142 | 0.34148 | 4 | 0.48353
18158 | 11.96 | 1 | 365 | 13.6096 | 0.40773 | 14 | 0.017298
19230 | 3.9 | 1 | 365 | 4.4379 | 0.9373 | 5 | 0.37521
18148 | 4.42 | 1 | 365 | 5.0296 | 0.12894 | 5 | 0.15857
19237 | 7.65 | 1 | 365 | 8.7051 | 0.53086 | 9 | 0.23598
18152 | 2.34 | 1 | 365 | 2.6627 | 0.36238 | 3 | 0.025124
19241 | 10.965 | 1 | 365 | 12.4773 | 0.12757 | 12 | 0.60491
18147 | 4.42 | 1 | 365 | 5.0296 | 0.12894 | 5 | 0.15857
18142 | 2.34 | 1 | 365 | 2.6627 | 0.36238 | 3 | 0.025124
18138 | 8.84 | 1 | 365 | 10.0592 | 0.25789 | 10 | 0.31713
18136 | 12.22 | 1 | 365 | 13.9054 | 0.0035475 | 13 | 0.90898
18125 | 7.02 | 1 | 365 | 7.9882 | 0.087144 | 8 | 0.075371
18127 | 6.5 | 1 | 365 | 7.3965 | 0.8955 | 8 | 0.29201
18123 | 3.12 | 1 | 365 | 3.5503 | 0.14984 | 3 | 0.70016
15069 | 6.375 | 1 | 365 | 7.2543 | 0.60905 | 7 | 0.86332
17989 | 4.94 | 1 | 365 | 5.6213 | 0.32058 | 5 | 0.94193
17816 | 5.98 | 1 | 365 | 6.8048 | 0.70386 | 7 | 0.50865
15890 | 6.63 | 1 | 365 | 7.5444 | 0.19341 | 7 | 0.73785
20564 | 8.705 | 1 | 365 | 9.9056 | 0.94852 | 10 | 0.85415
20565 | 10.455 | 1 | 365 | 11.897 | 0.95885 | 12 | 0.85584
14736 | 3.825 | 1 | 365 | 4.3526 | 0.76543 | 5 | 0.11799
13591 | 5.355 | 1 | 365 | 6.0936 | 0.2716 | 6 | 0.36519
18299 | 4.42 | 1 | 365 | 5.0296 | 0.12894 | 5 | 0.15857
18302 | 9.1 | 1 | 365 | 10.3551 | 0.85371 | 11 | 0.20881
18290 | 5.46 | 1 | 365 | 6.2131 | 0.51222 | 6 | 0.72529
18293 | 1.53 | 1 | 365 | 1.741 | 0.50617 | 2 | 0.2472
18296 | 7.14 | 1 | 365 | 8.1248 | 0.36214 | 8 | 0.48692
18307 | 6.76 | 1 | 365 | 7.6924 | 0.49132 | 8 | 0.18369
20673 | 4.42 | 1 | 365 | 5.0296 | 0.12894 | 5 | 0.15857
20671 | 5.2 | 1 | 365 | 5.9172 | 0.9164 | 6 | 0.83361
20672 | 4.68 | 1 | 365 | 5.3255 | 0.72476 | 6 | 0.050247
20670 | 6.12 | 1 | 365 | 6.9641 | 0.02469 | 6 | 0.98878
20669 | 4.16 | 1 | 365 | 4.7338 | 0.53312 | 5 | 0.26689
20668 | 4.68 | 1 | 365 | 5.3255 | 0.72476 | 6 | 0.050247
20667 | 4.94 | 1 | 365 | 5.6213 | 0.32058 | 5 | 0.94193
20666 | 4.16 | 1 | 365 | 4.7338 | 0.53312 | 5 | 0.26689
17340 | 4.68 | 1 | 365 | 5.3255 | 0.72476 | 6 | 0.050247
20680 | 5.1 | 1 | 365 | 5.8034 | 0.68724 | 6 | 0.49065
19921 | 6.24 | 1 | 365 | 7.1006 | 0.29968 | 7 | 0.40033
19922 | 6.24 | 1 | 365 | 7.1006 | 0.29968 | 7 | 0.40033
19920 | 12.48 | 1 | 365 | 14.2013 | 0.59937 | 14 | 0.80066
19388 | 5.2 | 1 | 365 | 5.9172 | 0.9164 | 6 | 0.83361
19393 | 3.38 | 1 | 365 | 3.8462 | 0.74566 | 4 | 0.59185
19233 | 2.805 | 1 | 365 | 3.1919 | 0.42798 | 3 | 0.61986
19384 | 6.5 | 1 | 365 | 7.3965 | 0.8955 | 8 | 0.29201
19916 | 7.29 | 1 | 365 | 8.2955 | 0.70588 | 9 | 0.0013466
19380 | 5.2 | 1 | 365 | 5.9172 | 0.9164 | 6 | 0.83361
19379 | 18.36 | 1 | 365 | 20.8923 | 0.07407 | 20 | 0.96635
19910 | 3.57 | 1 | 365 | 4.0624 | 0.18107 | 4 | 0.24346
19337 | 6.76 | 1 | 365 | 7.6924 | 0.49132 | 8 | 0.18369
19245 | 3.9 | 1 | 365 | 4.4379 | 0.9373 | 5 | 0.37521
19909 | 5.2 | 1 | 365 | 5.9172 | 0.9164 | 6 | 0.83361
19911 | 8.06 | 1 | 365 | 9.1717 | 0.47042 | 9 | 0.64209
19420 | 7.54 | 1 | 365 | 8.5799 | 0.27878 | 8 | 0.85873
19243 | 5.72 | 1 | 365 | 6.5089 | 0.10804 | 6 | 0.61697
19419 | 10.14 | 1 | 365 | 11.5385 | 0.23699 | 11 | 0.77554
19417 | 3.9 | 1 | 365 | 4.4379 | 0.9373 | 5 | 0.37521
19247 | 6.5 | 1 | 365 | 7.3965 | 0.8955 | 8 | 0.29201
19908 | 5.2 | 1 | 365 | 5.9172 | 0.9164 | 6 | 0.83361
19413 | 6.24 | 1 | 365 | 7.1006 | 0.29968 | 7 | 0.40033
19418 | 12.22 | 1 | 365 | 13.9054 | 0.0035475 | 13 | 0.90898
19414 | 6.76 | 1 | 365 | 7.6924 | 0.49132 | 8 | 0.18369
19412 | 3.71 | 1 | 365 | 4.2217 | 0.5019 | 4 | 0.72359
19411 | 3.9 | 1 | 365 | 4.4379 | 0.9373 | 5 | 0.37521
19408 | 8.06 | 1 | 365 | 9.1717 | 0.47042 | 9 | 0.64209
19907 | 6.76 | 1 | 365 | 7.6924 | 0.49132 | 8 | 0.18369
19906 | 4.16 | 1 | 365 | 4.7338 | 0.53312 | 5 | 0.26689
19401 | 7.54 | 1 | 365 | 8.5799 | 0.27878 | 8 | 0.85873
19394 | 9.62 | 1 | 365 | 10.9468 | 0.045346 | 10 | 0.99217
19903 | 7.56 | 1 | 365 | 8.6027 | 0.32462 | 8 | 0.92732
19391 | 5.46 | 1 | 365 | 6.2131 | 0.51222 | 6 | 0.72529
19904 | 4.68 | 1 | 365 | 5.3255 | 0.72476 | 6 | 0.050247
19901 | 3.64 | 1 | 365 | 4.142 | 0.34148 | 4 | 0.48353
19381 | 3.9 | 1 | 365 | 4.4379 | 0.9373 | 5 | 0.37521
19305 | 16.9 | 1 | 365 | 19.2309 | 0.72831 | 19 | 0.95923
19595 | 7.28 | 1 | 365 | 8.2841 | 0.68296 | 8 | 0.96705
19598 | 4.68 | 1 | 365 | 5.3255 | 0.72476 | 6 | 0.050247
19900 | 11.18 | 1 | 365 | 12.722 | 0.62027 | 13 | 0.34226
19895 | 4.68 | 1 | 365 | 5.3255 | 0.72476 | 6 | 0.050247
19601 | 3.64 | 1 | 365 | 4.142 | 0.34148 | 4 | 0.48353
19893 | 8.32 | 1 | 365 | 9.4675 | 0.066245 | 9 | 0.53377
19891 | 2.16 | 1 | 365 | 2.4579 | 0.94989 | 3 | 0.40781
19386 | 3.38 | 1 | 365 | 3.8462 | 0.74566 | 4 | 0.59185
19437 | 10.2 | 1 | 365 | 11.6068 | 0.37448 | 11 | 0.98131
15619 | 8.58 | 1 | 365 | 9.7634 | 0.66207 | 10 | 0.42545
19878 | 10.92 | 1 | 365 | 12.4261 | 0.024447 | 12 | 0.45058
19402 | 9.36 | 1 | 365 | 10.651 | 0.44953 | 11 | 0.10049
19873 | 7.02 | 1 | 365 | 7.9882 | 0.087144 | 8 | 0.075371
19645 | 7.02 | 1 | 365 | 7.9882 | 0.087144 | 8 | 0.075371
19861 | 4.42 | 1 | 365 | 5.0296 | 0.12894 | 5 | 0.15857
19640 | 6.24 | 1 | 365 | 7.1006 | 0.29968 | 7 | 0.40033
19858 | 13.52 | 1 | 365 | 15.3847 | 0.98265 | 16 | 0.36738
19855 | 6.76 | 1 | 365 | 7.6924 | 0.49132 | 8 | 0.18369
19853 | 4.94 | 1 | 365 | 5.6213 | 0.32058 | 5 | 0.94193
19849 | 7.54 | 1 | 365 | 8.5799 | 0.27878 | 8 | 0.85873
19433 | 5.46 | 1 | 365 | 6.2131 | 0.51222 | 6 | 0.72529
19492 | 4.42 | 1 | 365 | 5.0296 | 0.12894 | 5 | 0.15857
19823 | 4.68 | 1 | 365 | 5.3255 | 0.72476 | 6 | 0.050247
19428 | 4.68 | 1 | 365 | 5.3255 | 0.72476 | 6 | 0.050247
19841 | 3.12 | 1 | 365 | 3.5503 | 0.14984 | 3 | 0.70016
19425 | 6.24 | 1 | 365 | 7.1006 | 0.29968 | 7 | 0.40033
19834 | 9.36 | 1 | 365 | 10.651 | 0.44953 | 11 | 0.10049
19436 | 6.24 | 1 | 365 | 7.1006 | 0.29968 | 7 | 0.40033
19427 | 8.415 | 1 | 365 | 9.5756 | 0.28395 | 9 | 0.85958
19819 | 4.42 | 1 | 365 | 5.0296 | 0.12894 | 5 | 0.15857
19820 | 6.67 | 1 | 365 | 7.59 | 0.28508 | 7 | 0.87503
19817 | 10.92 | 1 | 365 | 12.4261 | 0.024447 | 12 | 0.45058
19818 | 6.12 | 1 | 365 | 6.9641 | 0.02469 | 6 | 0.98878
20923 | 8.1 | 1 | 365 | 9.2172 | 0.56209 | 9 | 0.77927
20916 | 4.42 | 1 | 365 | 5.0296 | 0.12894 | 5 | 0.15857
20919 | 8.32 | 1 | 365 | 9.4675 | 0.066245 | 9 | 0.53377
20913 | 10.4 | 1 | 365 | 11.8344 | 0.83281 | 12 | 0.66722
20907 | 11.44 | 1 | 365 | 13.0179 | 0.21609 | 13 | 0.23394
19812 | 2.915 | 1 | 365 | 3.317 | 0.68006 | 3 | 0.99711
20903 | 6.76 | 1 | 365 | 7.6924 | 0.49132 | 8 | 0.18369
19807 | 7.8 | 1 | 365 | 8.8758 | 0.8746 | 9 | 0.75041
19809 | 4.16 | 1 | 365 | 4.7338 | 0.53312 | 5 | 0.26689
20898 | 8.32 | 1 | 365 | 9.4675 | 0.066245 | 9 | 0.53377
19803 | 13.26 | 1 | 365 | 15.0889 | 0.38683 | 15 | 0.4757
19806 | 7.02 | 1 | 365 | 7.9882 | 0.087144 | 8 | 0.075371
20874 | 6.76 | 1 | 365 | 7.6924 | 0.49132 | 8 | 0.18369
20897 | 10.455 | 1 | 365 | 11.897 | 0.95885 | 12 | 0.85584
20809 | 13 | 1 | 365 | 14.793 | 0.79101 | 15 | 0.58402
19799 | 3.9 | 1 | 365 | 4.4379 | 0.9373 | 5 | 0.37521
20895 | 9.1 | 1 | 365 | 10.3551 | 0.85371 | 11 | 0.20881
20850 | 9.88 | 1 | 365 | 11.2427 | 0.64117 | 11 | 0.88386
20889 | 4.42 | 1 | 365 | 5.0296 | 0.12894 | 5 | 0.15857
20849 | 11.96 | 1 | 365 | 13.6096 | 0.40773 | 14 | 0.017298
19782 | 9.88 | 1 | 365 | 11.2427 | 0.64117 | 11 | 0.88386
20886 | 8.32 | 1 | 365 | 9.4675 | 0.066245 | 9 | 0.53377
20839 | 8.84 | 1 | 365 | 10.0592 | 0.25789 | 10 | 0.31713
19778 | 5.46 | 1 | 365 | 6.2131 | 0.51222 | 6 | 0.72529
19791 | 7.28 | 1 | 365 | 8.2841 | 0.68296 | 8 | 0.96705
20655 | 2.6 | 1 | 365 | 2.9586 | 0.9582 | 3 | 0.9168
20644 | 10.455 | 1 | 365 | 11.897 | 0.95885 | 12 | 0.85584
20965 | 4.68 | 1 | 365 | 5.3255 | 0.72476 | 6 | 0.050247
20623 | 11.96 | 1 | 365 | 13.6096 | 0.40773 | 14 | 0.017298
17964 | 12.495 | 1 | 365 | 14.2184 | 0.63374 | 14 | 0.8521
20968 | 7.905 | 1 | 365 | 8.9953 | 0.11522 | 9 | 0.11051
14631 | 7.905 | 1 | 365 | 8.9953 | 0.11522 | 9 | 0.11051
17375 | 16 | 1 | 365 | 18.2068 | 0.66586 | 18 | 0.87264
15872 | 3.38 | 1 | 365 | 3.8462 | 0.74566 | 4 | 0.59185
14887 | 5.39 | 1 | 365 | 6.1334 | 0.35181 | 6 | 0.48522
14648 | 11.73 | 1 | 365 | 13.3478 | 0.88066 | 14 | 0.2285
21045 | 6.63 | 1 | 365 | 7.5444 | 0.19341 | 7 | 0.73785
14697 | 3.185 | 1 | 365 | 3.6243 | 0.2988 | 3 | 0.92308
14768 | 7.395 | 1 | 365 | 8.4149 | 0.9465 | 9 | 0.36145
21050 | 10.545 | 1 | 365 | 11.9994 | 0.16509 | 12 | 0.1645
21052 | 14.7 | 1 | 365 | 16.7275 | 0.68676 | 17 | 0.41424
21053 | 12.42 | 1 | 365 | 14.133 | 0.46187 | 14 | 0.59489
20622 | 5.72 | 1 | 365 | 6.5089 | 0.10804 | 6 | 0.61697
20620 | 4.16 | 1 | 365 | 4.7338 | 0.53312 | 5 | 0.26689
20619 | 4.42 | 1 | 365 | 5.0296 | 0.12894 | 5 | 0.15857
20572 | 5.04 | 1 | 365 | 5.7351 | 0.54974 | 6 | 0.28488
20618 | 4.59 | 1 | 365 | 5.2231 | 0.51852 | 5 | 0.74159
20614 | 13.26 | 1 | 365 | 15.0889 | 0.38683 | 15 | 0.4757
20892 | 2.805 | 1 | 365 | 3.1919 | 0.42798 | 3 | 0.61986
20603 | 7.02 | 1 | 365 | 7.9882 | 0.087144 | 8 | 0.075371
20599 | 4.42 | 1 | 365 | 5.0296 | 0.12894 | 5 | 0.15857
21065 | 6 | 1 | 365 | 6.8275 | 0.7497 | 7 | 0.57724
21022 | 4.08 | 1 | 365 | 4.6427 | 0.34979 | 4 | 0.99252
21074 | 8.68 | 1 | 365 | 9.8772 | 0.89123 | 10 | 0.76841
21064 | 5.47 | 1 | 365 | 6.2244 | 0.53514 | 6 | 0.75958
21076 | 9.88 | 1 | 365 | 11.2427 | 0.64117 | 11 | 0.88386
21081 | 7.8 | 1 | 365 | 8.8758 | 0.8746 | 9 | 0.75041
21082 | 9.52 | 1 | 365 | 10.833 | 0.81618 | 11 | 0.64922
20120 | 7.28 | 1 | 365 | 8.2841 | 0.68296 | 8 | 0.96705
21087 | 21.42 | 1 | 365 | 24.3743 | 0.086415 | 24 | 0.46075
19212 | 3.38 | 1 | 365 | 3.8462 | 0.74566 | 4 | 0.59185
20118 | 12.74 | 1 | 365 | 14.4972 | 0.19519 | 14 | 0.69234
21088 | 5.355 | 1 | 365 | 6.0936 | 0.2716 | 6 | 0.36519
20114 | 5.355 | 1 | 365 | 6.0936 | 0.2716 | 6 | 0.36519
20113 | 8.84 | 1 | 365 | 10.0592 | 0.25789 | 10 | 0.31713
21090 | 6.885 | 1 | 365 | 7.8346 | 0.77778 | 8 | 0.61238
20110 | 4.94 | 1 | 365 | 5.6213 | 0.32058 | 5 | 0.94193
23102 | 7.2 | 1 | 365 | 8.1931 | 0.49964 | 8 | 0.69269
20108 | 3.57 | 1 | 365 | 4.0624 | 0.18107 | 4 | 0.24346
19215 | 9.1 | 1 | 365 | 10.3551 | 0.85371 | 11 | 0.20881
21095 | 4.68 | 1 | 365 | 5.3255 | 0.72476 | 6 | 0.050247
20105 | 7.02 | 1 | 365 | 7.9882 | 0.087144 | 8 | 0.075371
23463 | 9.45 | 1 | 365 | 10.7534 | 0.65577 | 11 | 0.40915
21096 | 4.68 | 1 | 365 | 5.3255 | 0.72476 | 6 | 0.050247
19216 | 3.64 | 1 | 365 | 4.142 | 0.34148 | 4 | 0.48353
20098 | 5.72 | 1 | 365 | 6.5089 | 0.10804 | 6 | 0.61697
21100 | 9.88 | 1 | 365 | 11.2427 | 0.64117 | 11 | 0.88386
20091 | 7.8 | 1 | 365 | 8.8758 | 0.8746 | 9 | 0.75041
21110 | 6.5 | 1 | 365 | 7.3965 | 0.8955 | 8 | 0.29201
20097 | 5.98 | 1 | 365 | 6.8048 | 0.70386 | 7 | 0.50865
20095 | 2.86 | 1 | 365 | 3.2545 | 0.55402 | 3 | 0.80848
21113 | 4.42 | 1 | 365 | 5.0296 | 0.12894 | 5 | 0.15857
19214 | 8.67 | 1 | 365 | 9.8658 | 0.86831 | 10 | 0.73411
20094 | 5.61 | 1 | 365 | 6.3838 | 0.85597 | 7 | 0.23972
21114 | 10.66 | 1 | 365 | 12.1303 | 0.42863 | 12 | 0.5589
19217 | 3.64 | 1 | 365 | 4.142 | 0.34148 | 4 | 0.48353
21116 | 4.68 | 1 | 365 | 5.3255 | 0.72476 | 6 | 0.050247
20092 | 7.65 | 1 | 365 | 8.7051 | 0.53086 | 9 | 0.23598
20593 | 6.24 | 1 | 365 | 7.1006 | 0.29968 | 7 | 0.40033
20087 | 7.02 | 1 | 365 | 7.9882 | 0.087144 | 8 | 0.075371
21117 | 7.28 | 1 | 365 | 8.2841 | 0.68296 | 8 | 0.96705
20594 | 11.7 | 1 | 365 | 13.3137 | 0.81191 | 14 | 0.12562
19218 | 10.92 | 1 | 365 | 12.4261 | 0.024447 | 12 | 0.45058
20587 | 5.2 | 1 | 365 | 5.9172 | 0.9164 | 6 | 0.83361
21120 | 3.9 | 1 | 365 | 4.4379 | 0.9373 | 5 | 0.37521
20089 | 5.98 | 1 | 365 | 6.8048 | 0.70386 | 7 | 0.50865
21122 | 12.3 | 1 | 365 | 13.9965 | 0.18688 | 14 | 0.18334
20041 | 12.22 | 1 | 365 | 13.9054 | 0.0035475 | 13 | 0.90898
21123 | 8.54 | 1 | 365 | 9.7179 | 0.5704 | 10 | 0.28827
20038 | 3.64 | 1 | 365 | 4.142 | 0.34148 | 4 | 0.48353
20591 | 5.46 | 1 | 365 | 6.2131 | 0.51222 | 6 | 0.72529
20035 | 8.415 | 1 | 365 | 9.5756 | 0.28395 | 9 | 0.85958
21127 | 5.4 | 1 | 365 | 6.1448 | 0.37473 | 6 | 0.51952
20583 | 4.68 | 1 | 365 | 5.3255 | 0.72476 | 6 | 0.050247
20015 | 9.1 | 1 | 365 | 10.3551 | 0.85371 | 11 | 0.20881
20582 | 5.72 | 1 | 365 | 6.5089 | 0.10804 | 6 | 0.61697
20027 | 4.335 | 1 | 365 | 4.9329 | 0.93416 | 5 | 0.86706
20571 | 6.24 | 1 | 365 | 7.1006 | 0.29968 | 7 | 0.40033
20008 | 5.98 | 1 | 365 | 6.8048 | 0.70386 | 7 | 0.50865
19297 | 4.16 | 1 | 365 | 4.7338 | 0.53312 | 5 | 0.26689
21128 | 6.975 | 1 | 365 | 7.937 | 0.98402 | 8 | 0.92104
20001 | 7.28 | 1 | 365 | 8.2841 | 0.68296 | 8 | 0.96705
21130 | 3.92 | 1 | 365 | 4.4607 | 0.98313 | 5 | 0.4438
19998 | 5.61 | 1 | 365 | 6.3838 | 0.85597 | 7 | 0.23972
20569 | 3.64 | 1 | 365 | 4.142 | 0.34148 | 4 | 0.48353
21131 | 5.795 | 1 | 365 | 6.5943 | 0.27991 | 6 | 0.87418
19992 | 4.42 | 1 | 365 | 5.0296 | 0.12894 | 5 | 0.15857
19220 | 4.42 | 1 | 365 | 5.0296 | 0.12894 | 5 | 0.15857
20377 | 5.865 | 1 | 365 | 6.6739 | 0.44033 | 7 | 0.11425
19985 | 6.12 | 1 | 365 | 6.9641 | 0.02469 | 6 | 0.98878
19982 | 6.76 | 1 | 365 | 7.6924 | 0.49132 | 8 | 0.18369
19975 | 7.28 | 1 | 365 | 8.2841 | 0.68296 | 8 | 0.96705
19969 | 6.63 | 1 | 365 | 7.5444 | 0.19341 | 7 | 0.73785
21132 | 12.1 | 1 | 365 | 13.7689 | 0.72855 | 14 | 0.49743
19971 | 10.92 | 1 | 365 | 12.4261 | 0.024447 | 12 | 0.45058
19223 | 4.16 | 1 | 365 | 4.7338 | 0.53312 | 5 | 0.26689
19961 | 7.02 | 1 | 365 | 7.9882 | 0.087144 | 8 | 0.075371
19955 | 5.46 | 1 | 365 | 6.2131 | 0.51222 | 6 | 0.72529
19950 | 9.54 | 1 | 365 | 10.8558 | 0.86202 | 11 | 0.71781
19947 | 7.65 | 1 | 365 | 8.7051 | 0.53086 | 9 | 0.23598
21133 | 8.28 | 1 | 365 | 9.422 | 0.97458 | 10 | 0.39659
19228 | 10.66 | 1 | 365 | 12.1303 | 0.42863 | 12 | 0.5589
21135 | 7.84 | 1 | 365 | 8.9213 | 0.96627 | 9 | 0.88759
19939 | 3.825 | 1 | 365 | 4.3526 | 0.76543 | 5 | 0.11799
21136 | 9.12 | 1 | 365 | 10.3779 | 0.89954 | 11 | 0.2774
19934 | 10.4 | 1 | 365 | 11.8344 | 0.83281 | 12 | 0.66722
19933 | 7.54 | 1 | 365 | 8.5799 | 0.27878 | 8 | 0.85873
21139 | 5.6 | 1 | 365 | 6.3724 | 0.83305 | 7 | 0.20542
19410 | 8.06 | 1 | 365 | 9.1717 | 0.47042 | 9 | 0.64209
21141 | 8.16 | 1 | 365 | 9.2855 | 0.69959 | 9 | 0.98505
19928 | 7.8 | 1 | 365 | 8.8758 | 0.8746 | 9 | 0.75041
21079 | 6.05 | 1 | 365 | 6.8844 | 0.86428 | 7 | 0.74872
19923 | 5.98 | 1 | 365 | 6.8048 | 0.70386 | 7 | 0.50865
19397 | 5.72 | 1 | 365 | 6.5089 | 0.10804 | 6 | 0.61697
21165 | 12.495 | 1 | 365 | 14.2184 | 0.63374 | 14 | 0.8521
21166 | 6.76 | 1 | 365 | 7.6924 | 0.49132 | 8 | 0.18369
21171 | 3.12 | 1 | 365 | 3.5503 | 0.14984 | 3 | 0.70016
21170 | 6.885 | 1 | 365 | 7.8346 | 0.77778 | 8 | 0.61238
21175 | 9.36 | 1 | 365 | 10.651 | 0.44953 | 11 | 0.10049
20528 | 5.98 | 1 | 365 | 6.8048 | 0.70386 | 7 | 0.50865
21176 | 8.84 | 1 | 365 | 10.0592 | 0.25789 | 10 | 0.31713
21178 | 13 | 1 | 365 | 14.793 | 0.79101 | 15 | 0.58402
20527 | 4.94 | 1 | 365 | 5.6213 | 0.32058 | 5 | 0.94193
20379 | 4.08 | 1 | 365 | 4.6427 | 0.34979 | 4 | 0.99252
18818 | 11.25 | 1 | 365 | 12.8016 | 0.78068 | 13 | 0.58232
20193 | 10 | 1 | 365 | 11.3792 | 0.91616 | 12 | 0.2954
20526 | 3.12 | 1 | 365 | 3.5503 | 0.14984 | 3 | 0.70016
20525 | 6.24 | 1 | 365 | 7.1006 | 0.29968 | 7 | 0.40033
20380 | 6.375 | 1 | 365 | 7.2543 | 0.60905 | 7 | 0.86332
20185 | 12.32 | 1 | 365 | 14.0192 | 0.23271 | 14 | 0.25193
18336 | 13 | 1 | 365 | 14.793 | 0.79101 | 15 | 0.58402
18329 | 8.06 | 1 | 365 | 9.1717 | 0.47042 | 9 | 0.64209
18331 | 9.62 | 1 | 365 | 10.9468 | 0.045346 | 10 | 0.99217
18332 | 5.98 | 1 | 365 | 6.8048 | 0.70386 | 7 | 0.50865
18433 | 4.42 | 1 | 365 | 5.0296 | 0.12894 | 5 | 0.15857
18431 | 9.69 | 1 | 365 | 11.0265 | 0.20576 | 11 | 0.23224
18430 | 2.6 | 1 | 365 | 2.9586 | 0.9582 | 3 | 0.9168
18424 | 4.94 | 1 | 365 | 5.6213 | 0.32058 | 5 | 0.94193
19770 | 14.28 | 1 | 365 | 16.2496 | 0.72428 | 16 | 0.97383
20057 | 7.56 | 1 | 365 | 8.6027 | 0.32462 | 8 | 0.92732
21181 | 7.02 | 1 | 365 | 7.9882 | 0.087144 | 8 | 0.075371
21167 | 9.96 | 1 | 365 | 11.3337 | 0.8245 | 12 | 0.15822
21182 | 8.925 | 1 | 365 | 10.156 | 0.45267 | 10 | 0.60864
21185 | 7.28 | 1 | 365 | 8.2841 | 0.68296 | 8 | 0.96705
18421 | 7.8 | 1 | 365 | 8.8758 | 0.8746 | 9 | 0.75041
21145 | 6.6 | 1 | 365 | 7.5103 | 0.12467 | 7 | 0.63496
14158 | 15.045 | 1 | 365 | 17.1201 | 0.47736 | 17 | 0.59743
21193 | 4.08 | 1 | 365 | 4.6427 | 0.34979 | 4 | 0.99252
21143 | 7.5 | 1 | 365 | 8.5344 | 0.18712 | 8 | 0.72155
21154 | 6.72 | 1 | 365 | 7.6468 | 0.39966 | 8 | 0.046509
21164 | 7.245 | 1 | 365 | 8.2443 | 0.60276 | 8 | 0.84702
21168 | 6.72 | 1 | 365 | 7.6468 | 0.39966 | 8 | 0.046509
21172 | 8.502 | 1 | 365 | 9.6746 | 0.48332 | 10 | 0.15795
21174 | 6.9 | 1 | 365 | 7.8517 | 0.81215 | 8 | 0.66383
21177 | 14.49 | 1 | 365 | 16.4885 | 0.20552 | 16 | 0.69403
21195 | 10.4 | 1 | 365 | 11.8344 | 0.83281 | 12 | 0.66722
21199 | 4.68 | 1 | 365 | 5.3255 | 0.72476 | 6 | 0.050247
21197 | 9.88 | 1 | 365 | 11.2427 | 0.64117 | 11 | 0.88386
21202 | 8.32 | 1 | 365 | 9.4675 | 0.066245 | 9 | 0.53377
21204 | 8.16 | 1 | 365 | 9.2855 | 0.69959 | 9 | 0.98505
21031 | 3.64 | 1 | 365 | 4.142 | 0.34148 | 4 | 0.48353
21033 | 2.86 | 1 | 365 | 3.2545 | 0.55402 | 3 | 0.80848
21036 | 3.12 | 1 | 365 | 3.5503 | 0.14984 | 3 | 0.70016
21040 | 9.435 | 1 | 365 | 10.7363 | 0.6214 | 11 | 0.35771
21221 | 7.02 | 1 | 365 | 7.9882 | 0.087144 | 8 | 0.075371
21207 | 2.55 | 1 | 365 | 2.9017 | 0.84362 | 3 | 0.74533
21222 | 3.57 | 1 | 365 | 4.0624 | 0.18107 | 4 | 0.24346
21215 | 11.73 | 1 | 365 | 13.3478 | 0.88066 | 14 | 0.2285
21463 | 5.1 | 1 | 365 | 5.8034 | 0.68724 | 6 | 0.49065
21466 | 8.58 | 1 | 365 | 9.7634 | 0.66207 | 10 | 0.42545
21465 | 2.6 | 1 | 365 | 2.9586 | 0.9582 | 3 | 0.9168
21467 | 12.22 | 1 | 365 | 13.9054 | 0.0035475 | 13 | 0.90898
21470 | 4.94 | 1 | 365 | 5.6213 | 0.32058 | 5 | 0.94193
21471 | 4.16 | 1 | 365 | 4.7338 | 0.53312 | 5 | 0.26689
21474 | 9.36 | 1 | 365 | 10.651 | 0.44953 | 11 | 0.10049
21475 | 5.98 | 1 | 365 | 6.8048 | 0.70386 | 7 | 0.50865
21251 | 2.8 | 1 | 365 | 3.1862 | 0.41652 | 3 | 0.60271
21258 | 10.71 | 1 | 365 | 12.1872 | 0.54321 | 12 | 0.73037
20053 | 15 | 1 | 365 | 17.0689 | 0.37424 | 17 | 0.4431
20524 | 3.12 | 1 | 365 | 3.5503 | 0.14984 | 3 | 0.70016
20382 | 10.215 | 1 | 365 | 11.6239 | 0.40886 | 12 | 0.032751
21491 | 2.805 | 1 | 365 | 3.1919 | 0.42798 | 3 | 0.61986
21492 | 2.34 | 1 | 365 | 2.6627 | 0.36238 | 3 | 0.025124
21476 | 3.64 | 1 | 365 | 4.142 | 0.34148 | 4 | 0.48353
21479 | 9.62 | 1 | 365 | 10.9468 | 0.045346 | 10 | 0.99217
21478 | 8.06 | 1 | 365 | 9.1717 | 0.47042 | 9 | 0.64209
21481 | 6.76 | 1 | 365 | 7.6924 | 0.49132 | 8 | 0.18369
21477 | 3.315 | 1 | 365 | 3.7722 | 0.59671 | 4 | 0.36893
21480 | 5.1 | 1 | 365 | 5.8034 | 0.68724 | 6 | 0.49065
21483 | 11.44 | 1 | 365 | 13.0179 | 0.21609 | 13 | 0.23394
21485 | 8.32 | 1 | 365 | 9.4675 | 0.066245 | 9 | 0.53377
21488 | 5.2 | 1 | 365 | 5.9172 | 0.9164 | 6 | 0.83361
21493 | 7.28 | 1 | 365 | 8.2841 | 0.68296 | 8 | 0.96705
21497 | 7.395 | 1 | 365 | 8.4149 | 0.9465 | 9 | 0.36145
21498 | 8.84 | 1 | 365 | 10.0592 | 0.25789 | 10 | 0.31713
21503 | 4.59 | 1 | 365 | 5.2231 | 0.51852 | 5 | 0.74159
19227 | 9.69 | 1 | 365 | 11.0265 | 0.20576 | 11 | 0.23224
21506 | 5.72 | 1 | 365 | 6.5089 | 0.10804 | 6 | 0.61697
21507 | 3.12 | 1 | 365 | 3.5503 | 0.14984 | 3 | 0.70016
21509 | 7.54 | 1 | 365 | 8.5799 | 0.27878 | 8 | 0.85873
21510 | 3.12 | 1 | 365 | 3.5503 | 0.14984 | 3 | 0.70016
21508 | 5.72 | 1 | 365 | 6.5089 | 0.10804 | 6 | 0.61697
21520 | 8.06 | 1 | 365 | 9.1717 | 0.47042 | 9 | 0.64209
21512 | 4.16 | 1 | 365 | 4.7338 | 0.53312 | 5 | 0.26689
21524 | 6.76 | 1 | 365 | 7.6924 | 0.49132 | 8 | 0.18369
21525 | 10.455 | 1 | 365 | 11.897 | 0.95885 | 12 | 0.85584
21527 | 2.915 | 1 | 365 | 3.317 | 0.68006 | 3 | 0.99711
21261 | 6.12 | 1 | 365 | 6.9641 | 0.02469 | 6 | 0.98878
21263 | 7.8 | 1 | 365 | 8.8758 | 0.8746 | 9 | 0.75041
21259 | 5.46 | 1 | 365 | 6.2131 | 0.51222 | 6 | 0.72529
21273 | 5.1 | 1 | 365 | 5.8034 | 0.68724 | 6 | 0.49065
5182 | 3566.64 | 0.8 | 365 | 3246.8522 | 0.69543 | 3247 | 0.54764
21049 | 2.08 | 1 | 365 | 2.3669 | 0.76656 | 3 | 0.13344
20012 | 3.12 | 1 | 365 | 3.5503 | 0.14984 | 3 | 0.70016
14762 | 7.28 | 1 | 365 | 8.2841 | 0.68296 | 8 | 0.96705
20000 | 9.88 | 1 | 365 | 11.2427 | 0.64117 | 11 | 0.88386
19815 | 4.59 | 1 | 365 | 5.2231 | 0.51852 | 5 | 0.74159
19687 | 3.57 | 1 | 365 | 4.0624 | 0.18107 | 4 | 0.24346
14634 | 10.965 | 1 | 365 | 12.4773 | 0.12757 | 12 | 0.60491
20902 | 12.375 | 1 | 365 | 14.0818 | 0.35875 | 14 | 0.44056
15817 | 139.3 | 0.9 | 365 | 142.6615 | 0.2999 | 142 | 0.96143
20681 | 11.7 | 1 | 365 | 13.3137 | 0.81191 | 14 | 0.12562
20992 | 6.25 | 1 | 365 | 7.112 | 0.3226 | 7 | 0.43462
20993 | 7.8 | 1 | 365 | 8.8758 | 0.8746 | 9 | 0.75041
20994 | 12.75 | 1 | 365 | 14.5085 | 0.2181 | 14 | 0.72663
21001 | 2.943 | 1 | 365 | 3.3489 | 0.74423 | 4 | 0.093136
21002 | 9.945 | 1 | 365 | 11.3167 | 0.79012 | 12 | 0.10678
21004 | 7.65 | 1 | 365 | 8.7051 | 0.53086 | 9 | 0.23598
20523 | 9.62 | 1 | 365 | 10.9468 | 0.045346 | 10 | 0.99217
21006 | 7.848 | 1 | 365 | 8.9304 | 0.9846 | 9 | 0.91503
20520 | 4.24 | 1 | 365 | 4.8248 | 0.71645 | 5 | 0.54125
21008 | 46.92 | 0.9 | 365 | 48.0523 | 0.77036 | 48 | 0.82262
21009 | 12.42 | 1 | 365 | 14.133 | 0.46187 | 14 | 0.59489
21010 | 5.5 | 1 | 365 | 6.2586 | 0.60389 | 6 | 0.86247
19288 | 2.34 | 1 | 365 | 2.6627 | 0.36238 | 3 | 0.025124
21012 | 9.9 | 1 | 365 | 11.2654 | 0.687 | 11 | 0.95245
19291 | 5.72 | 1 | 365 | 6.5089 | 0.10804 | 6 | 0.61697
21016 | 7.65 | 1 | 365 | 8.7051 | 0.53086 | 9 | 0.23598
20348 | 5.61 | 1 | 365 | 6.3838 | 0.85597 | 7 | 0.23972
19424 | 3.64 | 1 | 365 | 4.142 | 0.34148 | 4 | 0.48353
19606 | 6.24 | 1 | 365 | 7.1006 | 0.29968 | 7 | 0.40033
19607 | 10.14 | 1 | 365 | 11.5385 | 0.23699 | 11 | 0.77554
19613 | 5.865 | 1 | 365 | 6.6739 | 0.44033 | 7 | 0.11425
19615 | 6.24 | 1 | 365 | 7.1006 | 0.29968 | 7 | 0.40033
19621 | 3.64 | 1 | 365 | 4.142 | 0.34148 | 4 | 0.48353
19624 | 6.76 | 1 | 365 | 7.6924 | 0.49132 | 8 | 0.18369
19792 | 6.5 | 1 | 365 | 7.3965 | 0.8955 | 8 | 0.29201
20926 | 3.06 | 1 | 365 | 3.482 | 0.012345 | 3 | 0.49439
20929 | 10.455 | 1 | 365 | 11.897 | 0.95885 | 12 | 0.85584
20935 | 8.58 | 1 | 365 | 9.7634 | 0.66207 | 10 | 0.42545
20934 | 3.64 | 1 | 365 | 4.142 | 0.34148 | 4 | 0.48353
20956 | 4.68 | 1 | 365 | 5.3255 | 0.72476 | 6 | 0.050247
20938 | 3.9 | 1 | 365 | 4.4379 | 0.9373 | 5 | 0.37521
14703 | 7.395 | 1 | 365 | 8.4149 | 0.9465 | 9 | 0.36145
17829 | 8.32 | 1 | 365 | 9.4675 | 0.066245 | 9 | 0.53377
15590 | 3.75 | 1 | 365 | 4.2672 | 0.59356 | 4 | 0.86078
20983 | 4.68 | 1 | 365 | 5.3255 | 0.72476 | 6 | 0.050247
14283 | 10.2 | 1 | 365 | 11.6068 | 0.37448 | 11 | 0.98131
20984 | 12.22 | 1 | 365 | 13.9054 | 0.0035475 | 13 | 0.90898
20985 | 8.06 | 1 | 365 | 9.1717 | 0.47042 | 9 | 0.64209
20986 | 2.86 | 1 | 365 | 3.2545 | 0.55402 | 3 | 0.80848
20987 | 6.5 | 1 | 365 | 7.3965 | 0.8955 | 8 | 0.29201
17984 | 5.46 | 1 | 365 | 6.2131 | 0.51222 | 6 | 0.72529
20988 | 3.64 | 1 | 365 | 4.142 | 0.34148 | 4 | 0.48353
17681 | 5.355 | 1 | 365 | 6.0936 | 0.2716 | 6 | 0.36519
20989 | 5.61 | 1 | 365 | 6.3838 | 0.85597 | 7 | 0.23972
15171 | 8 | 1 | 365 | 9.1034 | 0.33293 | 9 | 0.43632
20954 | 5.2 | 1 | 365 | 5.9172 | 0.9164 | 6 | 0.83361
15978 | 7.54 | 1 | 365 | 8.5799 | 0.27878 | 8 | 0.85873
20957 | 11.96 | 1 | 365 | 13.6096 | 0.40773 | 14 | 0.017298
21303 | 8.16 | 1 | 365 | 9.2855 | 0.69959 | 9 | 0.98505
20959 | 3.64 | 1 | 365 | 4.142 | 0.34148 | 4 | 0.48353
21347 | 97.119 | 0.9 | 365 | 99.4626 | 0.30351 | 99 | 0.76615
21035 | 5.98 | 1 | 365 | 6.8048 | 0.70386 | 7 | 0.50865
20942 | 6.24 | 1 | 365 | 7.1006 | 0.29968 | 7 | 0.40033
21146 | 14.4 | 1 | 365 | 16.3861 | 0.99927 | 17 | 0.38538
20940 | 4.94 | 1 | 365 | 5.6213 | 0.32058 | 5 | 0.94193
20609 | 11.475 | 1 | 365 | 13.0577 | 0.29629 | 13 | 0.35397
20941 | 2.34 | 1 | 365 | 2.6627 | 0.36238 | 3 | 0.025124
21310 | 9.975 | 1 | 365 | 11.3508 | 0.85887 | 12 | 0.20966
21312 | 9.156 | 1 | 365 | 10.4188 | 0.98204 | 11 | 0.40087
21388 | 4.5 | 1 | 365 | 5.1207 | 0.31227 | 5 | 0.43293
21389 | 9.8 | 1 | 365 | 11.1517 | 0.45784 | 11 | 0.60949
20473 | 7.8 | 1 | 365 | 8.8758 | 0.8746 | 9 | 0.75041
21390 | 7.2 | 1 | 365 | 8.1931 | 0.49964 | 8 | 0.69269
21393 | 19.8 | 1 | 365 | 22.5309 | 0.374 | 22 | 0.90489
21394 | 8.925 | 1 | 365 | 10.156 | 0.45267 | 10 | 0.60864
21399 | 6 | 1 | 365 | 6.8275 | 0.7497 | 7 | 0.57724
21403 | 8.64 | 1 | 365 | 9.8317 | 0.79956 | 10 | 0.63123
21404 | 2.7 | 1 | 365 | 3.0724 | 0.18736 | 3 | 0.25976
21405 | 7.425 | 1 | 365 | 8.4491 | 0.015249 | 8 | 0.46433
21406 | 3.6 | 1 | 365 | 4.0965 | 0.24982 | 4 | 0.34634
21407 | 4.95 | 1 | 365 | 5.6327 | 0.3435 | 5 | 0.97622
21424 | 6.5 | 1 | 365 | 7.3965 | 0.8955 | 8 | 0.29201
21429 | 3.64 | 1 | 365 | 4.142 | 0.34148 | 4 | 0.48353
21430 | 7.8 | 1 | 365 | 8.8758 | 0.8746 | 9 | 0.75041
21431 | 8.58 | 1 | 365 | 9.7634 | 0.66207 | 10 | 0.42545
18703 | 13 | 1 | 365 | 14.793 | 0.79101 | 15 | 0.58402
17067 | 6.24 | 1 | 365 | 7.1006 | 0.29968 | 7 | 0.40033
15683 | 5.46 | 1 | 365 | 6.2131 | 0.51222 | 6 | 0.72529
21738 | 11.22 | 1 | 365 | 12.7675 | 0.71193 | 13 | 0.47944
21739 | 8.1 | 1 | 365 | 9.2172 | 0.56209 | 9 | 0.77927
15685 | 7.395 | 1 | 365 | 8.4149 | 0.9465 | 9 | 0.36145
19299 | 10.6 | 1 | 365 | 12.062 | 0.29113 | 12 | 0.35312
18535 | 5.2 | 1 | 365 | 5.9172 | 0.9164 | 6 | 0.83361
15699 | 6.24 | 1 | 365 | 7.1006 | 0.29968 | 7 | 0.40033
15934 | 5.2 | 1 | 365 | 5.9172 | 0.9164 | 6 | 0.83361
15945 | 5.46 | 1 | 365 | 6.2131 | 0.51222 | 6 | 0.72529
18103 | 5.2 | 1 | 365 | 5.9172 | 0.9164 | 6 | 0.83361
21604 | 3.64 | 1 | 365 | 4.142 | 0.34148 | 4 | 0.48353
21747 | 11.88 | 1 | 365 | 13.5185 | 0.2244 | 13 | 0.74294
21749 | 2.805 | 1 | 365 | 3.1919 | 0.42798 | 3 | 0.61986
21751 | 6.24 | 1 | 365 | 7.1006 | 0.29968 | 7 | 0.40033
21755 | 11.07 | 1 | 365 | 12.5968 | 0.36819 | 12 | 0.96501
21753 | 7.8 | 1 | 365 | 8.8758 | 0.8746 | 9 | 0.75041
21759 | 4.68 | 1 | 365 | 5.3255 | 0.72476 | 6 | 0.050247
21762 | 5.98 | 1 | 365 | 6.8048 | 0.70386 | 7 | 0.50865
18020 | 4.845 | 1 | 365 | 5.5132 | 0.10288 | 5 | 0.61612
21765 | 6.25 | 1 | 365 | 7.112 | 0.3226 | 7 | 0.43462
21769 | 9.52 | 1 | 365 | 10.833 | 0.81618 | 11 | 0.64922
21778 | 3.825 | 1 | 365 | 4.3526 | 0.76543 | 5 | 0.11799
21777 | 8.25 | 1 | 365 | 9.3879 | 0.90583 | 10 | 0.29371
17866 | 5.72 | 1 | 365 | 6.5089 | 0.10804 | 6 | 0.61697
19025 | 6.63 | 1 | 365 | 7.5444 | 0.19341 | 7 | 0.73785
21783 | 10.14 | 1 | 365 | 11.5385 | 0.23699 | 11 | 0.77554
19118 | 6.12 | 1 | 365 | 6.9641 | 0.02469 | 6 | 0.98878
18009 | 4.94 | 1 | 365 | 5.6213 | 0.32058 | 5 | 0.94193
21800 | 7.14 | 1 | 365 | 8.1248 | 0.36214 | 8 | 0.48692
21802 | 8.5 | 1 | 365 | 9.6724 | 0.47874 | 10 | 0.15109
21806 | 4.25 | 1 | 365 | 4.8362 | 0.73937 | 5 | 0.57554
21804 | 6.44 | 1 | 365 | 7.3282 | 0.75801 | 8 | 0.086238
12424 | 75.02 | 0.9 | 365 | 76.8304 | 0.72533 | 77 | 0.55568
21811 | 7.65 | 1 | 365 | 8.7051 | 0.53086 | 9 | 0.23598
21813 | 10.2 | 1 | 365 | 11.6068 | 0.37448 | 11 | 0.98131
21814 | 5.1 | 1 | 365 | 5.8034 | 0.68724 | 6 | 0.49065
21815 | 7.7 | 1 | 365 | 8.762 | 0.64544 | 9 | 0.40746
21819 | 9.9 | 1 | 365 | 11.2654 | 0.687 | 11 | 0.95245
21820 | 4.59 | 1 | 365 | 5.2231 | 0.51852 | 5 | 0.74159
21821 | 7.14 | 1 | 365 | 8.1248 | 0.36214 | 8 | 0.48692
21822 | 7.975 | 1 | 365 | 9.0749 | 0.27564 | 9 | 0.35058
21758 | 7.975 | 1 | 365 | 9.0749 | 0.27564 | 9 | 0.35058
16776 | 10.5 | 1 | 365 | 11.9482 | 0.061968 | 12 | 0.01017
15627 | 7.395 | 1 | 365 | 8.4149 | 0.9465 | 9 | 0.36145
21710 | 14.025 | 1 | 365 | 15.9594 | 0.13991 | 16 | 0.099299
21825 | 5.88 | 1 | 365 | 6.691 | 0.4747 | 7 | 0.1657
21828 | 4.95 | 1 | 365 | 5.6327 | 0.3435 | 5 | 0.97622
21827 | 5.1 | 1 | 365 | 5.8034 | 0.68724 | 6 | 0.49065
19362 | 9.62 | 1 | 365 | 10.9468 | 0.045346 | 10 | 0.99217
21830 | 4.125 | 1 | 365 | 4.6939 | 0.45292 | 5 | 0.14685
21831 | 6.325 | 1 | 365 | 7.1974 | 0.49447 | 7 | 0.69184
19128 | 7.28 | 1 | 365 | 8.2841 | 0.68296 | 8 | 0.96705
21833 | 9.25 | 1 | 365 | 10.5258 | 0.19745 | 10 | 0.72325
21836 | 5.5 | 1 | 365 | 6.2586 | 0.60389 | 6 | 0.86247
21838 | 9.18 | 1 | 365 | 10.4461 | 0.037035 | 10 | 0.48318
21841 | 13.26 | 1 | 365 | 15.0889 | 0.38683 | 15 | 0.4757
21845 | 14.575 | 1 | 365 | 16.5852 | 0.4003 | 16 | 0.98555
15933 | 4.94 | 1 | 365 | 5.6213 | 0.32058 | 5 | 0.94193
15960 | 5.46 | 1 | 365 | 6.2131 | 0.51222 | 6 | 0.72529
15922 | 4.94 | 1 | 365 | 5.6213 | 0.32058 | 5 | 0.94193
18056 | 3.38 | 1 | 365 | 3.8462 | 0.74566 | 4 | 0.59185
20621 | 6.12 | 1 | 365 | 6.9641 | 0.02469 | 6 | 0.98878
19768 | 4.94 | 1 | 365 | 5.6213 | 0.32058 | 5 | 0.94193
15831 | 2.86 | 1 | 365 | 3.2545 | 0.55402 | 3 | 0.80848
18051 | 6.5 | 1 | 365 | 7.3965 | 0.8955 | 8 | 0.29201
15835 | 3.9 | 1 | 365 | 4.4379 | 0.9373 | 5 | 0.37521
15841 | 2.86 | 1 | 365 | 3.2545 | 0.55402 | 3 | 0.80848
18052 | 8.06 | 1 | 365 | 9.1717 | 0.47042 | 9 | 0.64209
15988 | 6.24 | 1 | 365 | 7.1006 | 0.29968 | 7 | 0.40033
17784 | 12.22 | 1 | 365 | 13.9054 | 0.0035475 | 13 | 0.90898
15803 | 6.24 | 1 | 365 | 7.1006 | 0.29968 | 7 | 0.40033
20349 | 9.1 | 1 | 365 | 10.3551 | 0.85371 | 11 | 0.20881
18177 | 5.72 | 1 | 365 | 6.5089 | 0.10804 | 6 | 0.61697
18179 | 10.455 | 1 | 365 | 11.897 | 0.95885 | 12 | 0.85584
15819 | 6.5 | 1 | 365 | 7.3965 | 0.8955 | 8 | 0.29201
15808 | 7.14 | 1 | 365 | 8.1248 | 0.36214 | 8 | 0.48692
15794 | 9.945 | 1 | 365 | 11.3167 | 0.79012 | 12 | 0.10678
15997 | 8.06 | 1 | 365 | 9.1717 | 0.47042 | 9 | 0.64209
15793 | 10.92 | 1 | 365 | 12.4261 | 0.024447 | 12 | 0.45058
18057 | 8.32 | 1 | 365 | 9.4675 | 0.066245 | 9 | 0.53377
21847 | 8.8 | 1 | 365 | 10.0137 | 0.16622 | 10 | 0.17995
21840 | 9.075 | 1 | 365 | 10.3267 | 0.79642 | 11 | 0.12308
21859 | 8.67 | 1 | 365 | 9.8658 | 0.86831 | 10 | 0.73411
21863 | 7.7 | 1 | 365 | 8.762 | 0.64544 | 9 | 0.40746
21865 | 10.455 | 1 | 365 | 11.897 | 0.95885 | 12 | 0.85584
21368 | 2.04 | 1 | 365 | 2.3214 | 0.6749 | 2 | 0.99626
21369 | 8.06 | 1 | 365 | 9.1717 | 0.47042 | 9 | 0.64209
21363 | 4.16 | 1 | 365 | 4.7338 | 0.53312 | 5 | 0.26689
16867 | 8.4 | 1 | 365 | 9.5586 | 0.24957 | 9 | 0.80814
18680 | 8.06 | 1 | 365 | 9.1717 | 0.47042 | 9 | 0.64209
17872 | 5.1 | 1 | 365 | 5.8034 | 0.68724 | 6 | 0.49065
18047 | 3.9 | 1 | 365 | 4.4379 | 0.9373 | 5 | 0.37521
19239 | 4.95 | 1 | 365 | 5.6327 | 0.3435 | 5 | 0.97622
18975 | 11.7 | 1 | 365 | 13.3137 | 0.81191 | 14 | 0.12562
17855 | 7.2 | 1 | 365 | 8.1931 | 0.49964 | 8 | 0.69269
20792 | 8.32 | 1 | 365 | 9.4675 | 0.066245 | 9 | 0.53377
20168 | 12.22 | 1 | 365 | 13.9054 | 0.0035475 | 13 | 0.90898
21360 | 10.2 | 1 | 365 | 11.6068 | 0.37448 | 11 | 0.98131
20165 | 6.5 | 1 | 365 | 7.3965 | 0.8955 | 8 | 0.29201
21338 | 10.14 | 1 | 365 | 11.5385 | 0.23699 | 11 | 0.77554
21356 | 3.445 | 1 | 365 | 3.9201 | 0.89462 | 4 | 0.81477
21349 | 3.38 | 1 | 365 | 3.8462 | 0.74566 | 4 | 0.59185
21355 | 12.74 | 1 | 365 | 14.4972 | 0.19519 | 14 | 0.69234
21373 | 10.4 | 1 | 365 | 11.8344 | 0.83281 | 12 | 0.66722
18767 | 12.48 | 1 | 365 | 14.2013 | 0.59937 | 14 | 0.80066
21378 | 7.83 | 1 | 365 | 8.9099 | 0.94335 | 9 | 0.8533
21362 | 8.84 | 1 | 365 | 10.0592 | 0.25789 | 10 | 0.31713
21375 | 5.98 | 1 | 365 | 6.8048 | 0.70386 | 7 | 0.50865
21379 | 3.825 | 1 | 365 | 4.3526 | 0.76543 | 5 | 0.11799
21380 | 13 | 1 | 365 | 14.793 | 0.79101 | 15 | 0.58402
21381 | 13 | 1 | 365 | 14.793 | 0.79101 | 15 | 0.58402
21383 | 3.38 | 1 | 365 | 3.8462 | 0.74566 | 4 | 0.59185
21382 | 2.86 | 1 | 365 | 3.2545 | 0.55402 | 3 | 0.80848
21384 | 4.94 | 1 | 365 | 5.6213 | 0.32058 | 5 | 0.94193
21385 | 14.04 | 1 | 365 | 15.9765 | 0.17429 | 16 | 0.15074
21386 | 5.2 | 1 | 365 | 5.9172 | 0.9164 | 6 | 0.83361
21387 | 8.84 | 1 | 365 | 10.0592 | 0.25789 | 10 | 0.31713
21427 | 8.32 | 1 | 365 | 9.4675 | 0.066245 | 9 | 0.53377
21425 | 4.16 | 1 | 365 | 4.7338 | 0.53312 | 5 | 0.26689
21417 | 8.58 | 1 | 365 | 9.7634 | 0.66207 | 10 | 0.42545
21416 | 8.32 | 1 | 365 | 9.4675 | 0.066245 | 9 | 0.53377
21415 | 7.02 | 1 | 365 | 7.9882 | 0.087144 | 8 | 0.075371
21414 | 6.76 | 1 | 365 | 7.6924 | 0.49132 | 8 | 0.18369
21413 | 6.5 | 1 | 365 | 7.3965 | 0.8955 | 8 | 0.29201
21412 | 7.02 | 1 | 365 | 7.9882 | 0.087144 | 8 | 0.075371
21411 | 7.28 | 1 | 365 | 8.2841 | 0.68296 | 8 | 0.96705
21433 | 5.865 | 1 | 365 | 6.6739 | 0.44033 | 7 | 0.11425
21435 | 10.2 | 1 | 365 | 11.6068 | 0.37448 | 11 | 0.98131
21438 | 13 | 1 | 365 | 14.793 | 0.79101 | 15 | 0.58402
21439 | 3.57 | 1 | 365 | 4.0624 | 0.18107 | 4 | 0.24346
21441 | 11.96 | 1 | 365 | 13.6096 | 0.40773 | 14 | 0.017298
21444 | 3.12 | 1 | 365 | 3.5503 | 0.14984 | 3 | 0.70016
21445 | 13 | 1 | 365 | 14.793 | 0.79101 | 15 | 0.58402
21446 | 9.945 | 1 | 365 | 11.3167 | 0.79012 | 12 | 0.10678
21447 | 5.72 | 1 | 365 | 6.5089 | 0.10804 | 6 | 0.61697
21450 | 12.495 | 1 | 365 | 14.2184 | 0.63374 | 14 | 0.8521
21451 | 7.8 | 1 | 365 | 8.8758 | 0.8746 | 9 | 0.75041
21453 | 5.46 | 1 | 365 | 6.2131 | 0.51222 | 6 | 0.72529
21452 | 5.61 | 1 | 365 | 6.3838 | 0.85597 | 7 | 0.23972
21457 | 5.72 | 1 | 365 | 6.5089 | 0.10804 | 6 | 0.61697
21458 | 13.52 | 1 | 365 | 15.3847 | 0.98265 | 16 | 0.36738
21459 | 6.76 | 1 | 365 | 7.6924 | 0.49132 | 8 | 0.18369
21460 | 5.355 | 1 | 365 | 6.0936 | 0.2716 | 6 | 0.36519
21461 | 7.54 | 1 | 365 | 8.5799 | 0.27878 | 8 | 0.85873
21462 | 6.63 | 1 | 365 | 7.5444 | 0.19341 | 7 | 0.73785
20160 | 6.12 | 1 | 365 | 6.9641 | 0.02469 | 6 | 0.98878
20163 | 3.12 | 1 | 365 | 3.5503 | 0.14984 | 3 | 0.70016
20157 | 5.98 | 1 | 365 | 6.8048 | 0.70386 | 7 | 0.50865
20154 | 9.1 | 1 | 365 | 10.3551 | 0.85371 | 11 | 0.20881
20153 | 8.925 | 1 | 365 | 10.156 | 0.45267 | 10 | 0.60864
20149 | 10.14 | 1 | 365 | 11.5385 | 0.23699 | 11 | 0.77554
20151 | 3.57 | 1 | 365 | 4.0624 | 0.18107 | 4 | 0.24346
20148 | 3.64 | 1 | 365 | 4.142 | 0.34148 | 4 | 0.48353
16007 | 2.86 | 1 | 365 | 3.2545 | 0.55402 | 3 | 0.80848
19238 | 4.68 | 1 | 365 | 5.3255 | 0.72476 | 6 | 0.050247
19244 | 7.8 | 1 | 365 | 8.8758 | 0.8746 | 9 | 0.75041
19252 | 5.2 | 1 | 365 | 5.9172 | 0.9164 | 6 | 0.83361
20869 | 9.156 | 1 | 365 | 10.4188 | 0.98204 | 11 | 0.40087
17369 | 9.24 | 1 | 365 | 10.5144 | 0.17453 | 10 | 0.68895
19400 | 3.64 | 1 | 365 | 4.142 | 0.34148 | 4 | 0.48353
19195 | 4.68 | 1 | 365 | 5.3255 | 0.72476 | 6 | 0.050247
19196 | 5.61 | 1 | 365 | 6.3838 | 0.85597 | 7 | 0.23972
19197 | 5.98 | 1 | 365 | 6.8048 | 0.70386 | 7 | 0.50865
19198 | 5.98 | 1 | 365 | 6.8048 | 0.70386 | 7 | 0.50865
19199 | 7.02 | 1 | 365 | 7.9882 | 0.087144 | 8 | 0.075371
19201 | 6.63 | 1 | 365 | 7.5444 | 0.19341 | 7 | 0.73785
19202 | 5.98 | 1 | 365 | 6.8048 | 0.70386 | 7 | 0.50865
19204 | 10.14 | 1 | 365 | 11.5385 | 0.23699 | 11 | 0.77554
19625 | 7.02 | 1 | 365 | 7.9882 | 0.087144 | 8 | 0.075371
19616 | 12.48 | 1 | 365 | 14.2013 | 0.59937 | 14 | 0.80066
19206 | 9.36 | 1 | 365 | 10.651 | 0.44953 | 11 | 0.10049
19627 | 6.5 | 1 | 365 | 7.3965 | 0.8955 | 8 | 0.29201
20140 | 8.415 | 1 | 365 | 9.5756 | 0.28395 | 9 | 0.85958
19208 | 6.24 | 1 | 365 | 7.1006 | 0.29968 | 7 | 0.40033
20112 | 7.02 | 1 | 365 | 7.9882 | 0.087144 | 8 | 0.075371
20139 | 7.54 | 1 | 365 | 8.5799 | 0.27878 | 8 | 0.85873
19207 | 4.16 | 1 | 365 | 4.7338 | 0.53312 | 5 | 0.26689
21592 | 2.75 | 1 | 365 | 3.1293 | 0.30194 | 3 | 0.43124
20134 | 12.74 | 1 | 365 | 14.4972 | 0.19519 | 14 | 0.69234
21600 | 6.05 | 1 | 365 | 6.8844 | 0.86428 | 7 | 0.74872
21727 | 3.025 | 1 | 365 | 3.4422 | 0.93214 | 4 | 0.37436
20135 | 8.32 | 1 | 365 | 9.4675 | 0.066245 | 9 | 0.53377
14091 | 9.18 | 1 | 365 | 10.4461 | 0.037035 | 10 | 0.48318
20128 | 10.14 | 1 | 365 | 11.5385 | 0.23699 | 11 | 0.77554
17539 | 13.26 | 1 | 365 | 15.0889 | 0.38683 | 15 | 0.4757
18379 | 15.34 | 1 | 365 | 17.4558 | 0.15339 | 17 | 0.60914
19209 | 9.945 | 1 | 365 | 11.3167 | 0.79012 | 12 | 0.10678
13278 | 9.5 | 1 | 365 | 10.8103 | 0.77035 | 11 | 0.58063
16764 | 7.905 | 1 | 365 | 8.9953 | 0.11522 | 9 | 0.11051
20131 | 4.68 | 1 | 365 | 5.3255 | 0.72476 | 6 | 0.050247
13321 | 7 | 1 | 365 | 7.9655 | 0.041312 | 8 | 0.00678
19210 | 7.28 | 1 | 365 | 8.2841 | 0.68296 | 8 | 0.96705
16783 | 7.65 | 1 | 365 | 8.7051 | 0.53086 | 9 | 0.23598
15607 | 12 | 1 | 365 | 13.6551 | 0.49939 | 14 | 0.15448
20129 | 2.25 | 1 | 365 | 2.5603 | 0.15614 | 2 | 0.71646
21671 | 6.885 | 1 | 365 | 7.8346 | 0.77778 | 8 | 0.61238
20127 | 8.06 | 1 | 365 | 9.1717 | 0.47042 | 9 | 0.64209
21675 | 7.395 | 1 | 365 | 8.4149 | 0.9465 | 9 | 0.36145
20126 | 4.68 | 1 | 365 | 5.3255 | 0.72476 | 6 | 0.050247
21678 | 7.65 | 1 | 365 | 8.7051 | 0.53086 | 9 | 0.23598
19211 | 7.28 | 1 | 365 | 8.2841 | 0.68296 | 8 | 0.96705
21679 | 12.24 | 1 | 365 | 13.9282 | 0.04938 | 13 | 0.97757
21680 | 5.61 | 1 | 365 | 6.3838 | 0.85597 | 7 | 0.23972
21681 | 10.8 | 1 | 365 | 12.2896 | 0.74945 | 13 | 0.039032
20122 | 10.66 | 1 | 365 | 12.1303 | 0.42863 | 12 | 0.5589
15113 | 4.335 | 1 | 365 | 4.9329 | 0.93416 | 5 | 0.86706
20646 | 5.98 | 1 | 365 | 6.8048 | 0.70386 | 7 | 0.50865
20651 | 7.14 | 1 | 365 | 8.1248 | 0.36214 | 8 | 0.48692
20826 | 3.92 | 1 | 365 | 4.4607 | 0.98313 | 5 | 0.4438
21684 | 4.59 | 1 | 365 | 5.2231 | 0.51852 | 5 | 0.74159
21686 | 7.84 | 1 | 365 | 8.9213 | 0.96627 | 9 | 0.88759
21690 | 4.5 | 1 | 365 | 5.1207 | 0.31227 | 5 | 0.43293
21705 | 4.5 | 1 | 365 | 5.1207 | 0.31227 | 5 | 0.43293
21726 | 7.905 | 1 | 365 | 8.9953 | 0.11522 | 9 | 0.11051
21730 | 4.578 | 1 | 365 | 5.2094 | 0.49102 | 5 | 0.70043
19776 | 5.46 | 1 | 365 | 6.2131 | 0.51222 | 6 | 0.72529
20859 | 17.004 | 1 | 365 | 19.3493 | 0.96664 | 20 | 0.3159
20836 | 6.76 | 1 | 365 | 7.6924 | 0.49132 | 8 | 0.18369
21735 | 9.72 | 1 | 365 | 11.0606 | 0.27451 | 11 | 0.33513
21693 | 7.47 | 1 | 365 | 8.5003 | 0.11837 | 8 | 0.61866
20833 | 25.74 | 0.9 | 365 | 26.3611 | 0.087576 | 26 | 0.44872
20879 | 6.24 | 1 | 365 | 7.1006 | 0.29968 | 7 | 0.40033
21698 | 6.72 | 1 | 365 | 7.6468 | 0.39966 | 8 | 0.046509
19773 | 2.08 | 1 | 365 | 2.3669 | 0.76656 | 3 | 0.13344
21699 | 5.61 | 1 | 365 | 6.3838 | 0.85597 | 7 | 0.23972
21701 | 8.16 | 1 | 365 | 9.2855 | 0.69959 | 9 | 0.98505
20873 | 10.14 | 1 | 365 | 11.5385 | 0.23699 | 11 | 0.77554
21709 | 8.67 | 1 | 365 | 9.8658 | 0.86831 | 10 | 0.73411
21708 | 7.14 | 1 | 365 | 8.1248 | 0.36214 | 8 | 0.48692
19766 | 5.98 | 1 | 365 | 6.8048 | 0.70386 | 7 | 0.50865
21713 | 6.12 | 1 | 365 | 6.9641 | 0.02469 | 6 | 0.98878
21723 | 4.335 | 1 | 365 | 4.9329 | 0.93416 | 5 | 0.86706
19763 | 6.89 | 1 | 365 | 7.8403 | 0.78923 | 8 | 0.62953
20918 | 11.34 | 1 | 365 | 12.9041 | 0.98693 | 13 | 0.89098
19759 | 5.2 | 1 | 365 | 5.9172 | 0.9164 | 6 | 0.83361
21588 | 5.46 | 1 | 365 | 6.2131 | 0.51222 | 6 | 0.72529
19112 | 5.2 | 1 | 365 | 5.9172 | 0.9164 | 6 | 0.83361
20894 | 4.16 | 1 | 365 | 4.7338 | 0.53312 | 5 | 0.26689
19136 | 5.46 | 1 | 365 | 6.2131 | 0.51222 | 6 | 0.72529
18053 | 13 | 1 | 365 | 14.793 | 0.79101 | 15 | 0.58402
18067 | 10.92 | 1 | 365 | 12.4261 | 0.024447 | 12 | 0.45058
18143 | 5.72 | 1 | 365 | 6.5089 | 0.10804 | 6 | 0.61697
18150 | 5.46 | 1 | 365 | 6.2131 | 0.51222 | 6 | 0.72529
18160 | 4.16 | 1 | 365 | 4.7338 | 0.53312 | 5 | 0.26689
18458 | 11.925 | 1 | 365 | 13.5697 | 0.32752 | 13 | 0.89726
18467 | 6.24 | 1 | 365 | 7.1006 | 0.29968 | 7 | 0.40033
18472 | 4.68 | 1 | 365 | 5.3255 | 0.72476 | 6 | 0.050247
20246 | 5.775 | 1 | 365 | 6.5715 | 0.23408 | 6 | 0.80559
20749 | 50.358 | 0.9 | 365 | 51.5732 | 0.86108 | 52 | 0.4343
20318 | 10.2 | 1 | 365 | 11.6068 | 0.37448 | 11 | 0.98131
21249 | 6.725 | 1 | 365 | 7.6525 | 0.41112 | 8 | 0.063657
19750 | 7.8 | 1 | 365 | 8.8758 | 0.8746 | 9 | 0.75041
20580 | 4.2 | 1 | 365 | 4.7793 | 0.62479 | 5 | 0.40407
16419 | 56.3 | 0.9 | 365 | 57.6586 | 0.11618 | 57 | 0.77479
19742 | 8.48 | 1 | 365 | 9.6496 | 0.4329 | 10 | 0.082499
18487 | 5 | 1 | 365 | 5.6896 | 0.45808 | 6 | 0.1477
20912 | 8.829 | 1 | 365 | 10.0467 | 0.23268 | 10 | 0.27941
21112 | 4.77 | 1 | 365 | 5.4279 | 0.93101 | 6 | 0.35891
20911 | 5.32 | 1 | 365 | 6.0538 | 0.1914 | 6 | 0.24515
19899 | 16.75 | 1 | 365 | 19.0602 | 0.38457 | 19 | 0.44479
19672 | 2.04 | 1 | 365 | 2.3214 | 0.6749 | 2 | 0.99626
19669 | 10.4 | 1 | 365 | 11.8344 | 0.83281 | 12 | 0.66722
21099 | 6.9 | 1 | 365 | 7.8517 | 0.81215 | 8 | 0.66383
19668 | 6.5 | 1 | 365 | 7.3965 | 0.8955 | 8 | 0.29201
20853 | 51.993 | 0.9 | 365 | 53.2477 | 0.23319 | 53 | 0.48087
19666 | 6.76 | 1 | 365 | 7.6924 | 0.49132 | 8 | 0.18369
19155 | 26.4 | 1 | 365 | 30.0412 | 0.49866 | 30 | 0.53986
19662 | 10.92 | 1 | 365 | 12.4261 | 0.024447 | 12 | 0.45058
21408 | 3.825 | 1 | 365 | 4.3526 | 0.76543 | 5 | 0.11799
19661 | 4.42 | 1 | 365 | 5.0296 | 0.12894 | 5 | 0.15857
19663 | 7.8 | 1 | 365 | 8.8758 | 0.8746 | 9 | 0.75041
21561 | 8.502 | 1 | 365 | 9.6746 | 0.48332 | 10 | 0.15795
21570 | 5.6 | 1 | 365 | 6.3724 | 0.83305 | 7 | 0.20542
19657 | 3.64 | 1 | 365 | 4.142 | 0.34148 | 4 | 0.48353
21521 | 7.8 | 1 | 365 | 8.8758 | 0.8746 | 9 | 0.75041
21531 | 3.12 | 1 | 365 | 3.5503 | 0.14984 | 3 | 0.70016
20887 | 4.59 | 1 | 365 | 5.2231 | 0.51852 | 5 | 0.74159
21529 | 5.2 | 1 | 365 | 5.9172 | 0.9164 | 6 | 0.83361
20908 | 33.6 | 0.9 | 365 | 34.4108 | 0.29847 | 34 | 0.70929
21532 | 8.32 | 1 | 365 | 9.4675 | 0.066245 | 9 | 0.53377
21540 | 5.2 | 1 | 365 | 5.9172 | 0.9164 | 6 | 0.83361
20909 | 4.68 | 1 | 365 | 5.3255 | 0.72476 | 6 | 0.050247
20933 | 5.46 | 1 | 365 | 6.2131 | 0.51222 | 6 | 0.72529
20925 | 4.68 | 1 | 365 | 5.3255 | 0.72476 | 6 | 0.050247
20924 | 5.2 | 1 | 365 | 5.9172 | 0.9164 | 6 | 0.83361
20922 | 5.72 | 1 | 365 | 6.5089 | 0.10804 | 6 | 0.61697
17834 | 8.67 | 1 | 365 | 9.8658 | 0.86831 | 10 | 0.73411
20914 | 5.865 | 1 | 365 | 6.6739 | 0.44033 | 7 | 0.11425
20931 | 11.18 | 1 | 365 | 12.722 | 0.62027 | 13 | 0.34226
20930 | 5.72 | 1 | 365 | 6.5089 | 0.10804 | 6 | 0.61697
20928 | 2.34 | 1 | 365 | 2.6627 | 0.36238 | 3 | 0.025124
20927 | 5.46 | 1 | 365 | 6.2131 | 0.51222 | 6 | 0.72529
20948 | 7 | 1 | 365 | 7.9655 | 0.041312 | 8 | 0.00678
20947 | 5.4 | 1 | 365 | 6.1448 | 0.37473 | 6 | 0.51952
20943 | 8.67 | 1 | 365 | 9.8658 | 0.86831 | 10 | 0.73411
21217 | 40.625 | 0.9 | 365 | 41.6053 | 0.78721 | 42 | 0.39256
21223 | 13.77 | 1 | 365 | 15.6692 | 0.55555 | 16 | 0.22477
20978 | 5.1 | 1 | 365 | 5.8034 | 0.68724 | 6 | 0.49065
21224 | 8.925 | 1 | 365 | 10.156 | 0.45267 | 10 | 0.60864
21226 | 10.4 | 1 | 365 | 11.8344 | 0.83281 | 12 | 0.66722
21227 | 7.54 | 1 | 365 | 8.5799 | 0.27878 | 8 | 0.85873
21230 | 8.4 | 1 | 365 | 9.5586 | 0.24957 | 9 | 0.80814
21231 | 8.96 | 1 | 365 | 10.1958 | 0.53288 | 10 | 0.72868
21240 | 7.84 | 1 | 365 | 8.9213 | 0.96627 | 9 | 0.88759
21239 | 10.215 | 1 | 365 | 11.6239 | 0.40886 | 12 | 0.032751
21241 | 10.43 | 1 | 365 | 11.8685 | 0.90155 | 12 | 0.7701
21232 | 8.55 | 1 | 365 | 9.7293 | 0.59332 | 10 | 0.32257
21234 | 6.16 | 1 | 365 | 7.0096 | 0.11635 | 7 | 0.12597
21235 | 10.36 | 1 | 365 | 11.7889 | 0.74114 | 12 | 0.53003
21242 | 7.695 | 1 | 365 | 8.7563 | 0.63399 | 9 | 0.39031
21246 | 12 | 1 | 365 | 13.6551 | 0.49939 | 14 | 0.15448
21255 | 3.57 | 1 | 365 | 4.0624 | 0.18107 | 4 | 0.24346
21275 | 4.335 | 1 | 365 | 4.9329 | 0.93416 | 5 | 0.86706
21277 | 3.64 | 1 | 365 | 4.142 | 0.34148 | 4 | 0.48353
21280 | 10.4 | 1 | 365 | 11.8344 | 0.83281 | 12 | 0.66722
21299 | 4.08 | 1 | 365 | 4.6427 | 0.34979 | 4 | 0.99252
21297 | 7.8 | 1 | 365 | 8.8758 | 0.8746 | 9 | 0.75041
21320 | 6.5 | 1 | 365 | 7.3965 | 0.8955 | 8 | 0.29201
21300 | 3.9 | 1 | 365 | 4.4379 | 0.9373 | 5 | 0.37521
21324 | 6.5 | 1 | 365 | 7.3965 | 0.8955 | 8 | 0.29201
21328 | 7.8 | 1 | 365 | 8.8758 | 0.8746 | 9 | 0.75041
21329 | 12.22 | 1 | 365 | 13.9054 | 0.0035475 | 13 | 0.90898
21331 | 4.68 | 1 | 365 | 5.3255 | 0.72476 | 6 | 0.050247
21332 | 4.42 | 1 | 365 | 5.0296 | 0.12894 | 5 | 0.15857
21334 | 5.2 | 1 | 365 | 5.9172 | 0.9164 | 6 | 0.83361
21318 | 6.76 | 1 | 365 | 7.6924 | 0.49132 | 8 | 0.18369
21319 | 2.6 | 1 | 365 | 2.9586 | 0.9582 | 3 | 0.9168
21335 | 9.945 | 1 | 365 | 11.3167 | 0.79012 | 12 | 0.10678
21327 | 6.5 | 1 | 365 | 7.3965 | 0.8955 | 8 | 0.29201
21337 | 4.16 | 1 | 365 | 4.7338 | 0.53312 | 5 | 0.26689
21339 | 7.8 | 1 | 365 | 8.8758 | 0.8746 | 9 | 0.75041
21340 | 4.94 | 1 | 365 | 5.6213 | 0.32058 | 5 | 0.94193
21343 | 4.16 | 1 | 365 | 4.7338 | 0.53312 | 5 | 0.26689
21341 | 7.02 | 1 | 365 | 7.9882 | 0.087144 | 8 | 0.075371
21344 | 4.94 | 1 | 365 | 5.6213 | 0.32058 | 5 | 0.94193
21345 | 4.68 | 1 | 365 | 5.3255 | 0.72476 | 6 | 0.050247
21342 | 8.32 | 1 | 365 | 9.4675 | 0.066245 | 9 | 0.53377
21351 | 2.08 | 1 | 365 | 2.3669 | 0.76656 | 3 | 0.13344
21353 | 4.42 | 1 | 365 | 5.0296 | 0.12894 | 5 | 0.15857
21354 | 6.24 | 1 | 365 | 7.1006 | 0.29968 | 7 | 0.40033
21361 | 8.32 | 1 | 365 | 9.4675 | 0.066245 | 9 | 0.53377
21366 | 5.98 | 1 | 365 | 6.8048 | 0.70386 | 7 | 0.50865
21308 | 2.04 | 1 | 365 | 2.3214 | 0.6749 | 2 | 0.99626
16761 | 4.68 | 1 | 365 | 5.3255 | 0.72476 | 6 | 0.050247
14885 | 5.1 | 1 | 365 | 5.8034 | 0.68724 | 6 | 0.49065
13975 | 6.12 | 1 | 365 | 6.9641 | 0.02469 | 6 | 0.98878
18080 | 8 | 1 | 365 | 9.1034 | 0.33293 | 9 | 0.43632
17596 | 6.5 | 1 | 365 | 7.3965 | 0.8955 | 8 | 0.29201
15094 | 2.94 | 1 | 365 | 3.3455 | 0.73735 | 4 | 0.082848
17599 | 4.59 | 1 | 365 | 5.2231 | 0.51852 | 5 | 0.74159
15865 | 5.2 | 1 | 365 | 5.9172 | 0.9164 | 6 | 0.83361
14338 | 10.2 | 1 | 365 | 11.6068 | 0.37448 | 11 | 0.98131
21448 | 10.4 | 1 | 365 | 11.8344 | 0.83281 | 12 | 0.66722
21468 | 9.88 | 1 | 365 | 11.2427 | 0.64117 | 11 | 0.88386
21494 | 3.64 | 1 | 365 | 4.142 | 0.34148 | 4 | 0.48353
21500 | 3.12 | 1 | 365 | 3.5503 | 0.14984 | 3 | 0.70016
21270 | 3.64 | 1 | 365 | 4.142 | 0.34148 | 4 | 0.48353
20888 | 4.94 | 1 | 365 | 5.6213 | 0.32058 | 5 | 0.94193
15829 | 12.48 | 1 | 365 | 14.2013 | 0.59937 | 14 | 0.80066
21093 | 10.14 | 1 | 365 | 11.5385 | 0.23699 | 11 | 0.77554
15140 | 5.5 | 1 | 365 | 6.2586 | 0.60389 | 6 | 0.86247
18626 | 16.38 | 1 | 365 | 18.6392 | 0.53667 | 19 | 0.17587
22125 | 7.28 | 1 | 365 | 8.2841 | 0.68296 | 8 | 0.96705
22115 | 5.13 | 1 | 365 | 5.8376 | 0.75599 | 6 | 0.59354
16844 | 4.59 | 1 | 365 | 5.2231 | 0.51852 | 5 | 0.74159
19760 | 10.71 | 1 | 365 | 12.1872 | 0.54321 | 12 | 0.73037
17562 | 3.06 | 1 | 365 | 3.482 | 0.012345 | 3 | 0.49439
22134 | 7.56 | 1 | 365 | 8.6027 | 0.32462 | 8 | 0.92732
21070 | 6.867 | 1 | 365 | 7.8141 | 0.73653 | 8 | 0.55065
22140 | 12.96 | 1 | 365 | 14.7475 | 0.69934 | 15 | 0.44684
22153 | 9.36 | 1 | 365 | 10.651 | 0.44953 | 11 | 0.10049
22151 | 9.625 | 1 | 365 | 10.9525 | 0.056804 | 11 | 0.0093225
22158 | 10.4 | 1 | 365 | 11.8344 | 0.83281 | 12 | 0.66722
22167 | 9.1 | 1 | 365 | 10.3551 | 0.85371 | 11 | 0.20881
22170 | 8 | 1 | 365 | 9.1034 | 0.33293 | 9 | 0.43632
22172 | 10.8 | 1 | 365 | 12.2896 | 0.74945 | 13 | 0.039032
22173 | 3.57 | 1 | 365 | 4.0624 | 0.18107 | 4 | 0.24346
22175 | 5.46 | 1 | 365 | 6.2131 | 0.51222 | 6 | 0.72529
22176 | 6.12 | 1 | 365 | 6.9641 | 0.02469 | 6 | 0.98878
22178 | 3.9 | 1 | 365 | 4.4379 | 0.9373 | 5 | 0.37521
22177 | 5.5 | 1 | 365 | 6.2586 | 0.60389 | 6 | 0.86247
22188 | 8.16 | 1 | 365 | 9.2855 | 0.69959 | 9 | 0.98505
22190 | 6.12 | 1 | 365 | 6.9641 | 0.02469 | 6 | 0.98878
22102 | 5.2 | 1 | 365 | 5.9172 | 0.9164 | 6 | 0.83361
22195 | 5.72 | 1 | 365 | 6.5089 | 0.10804 | 6 | 0.61697
22135 | 7.8 | 1 | 365 | 8.8758 | 0.8746 | 9 | 0.75041
22194 | 11.7 | 1 | 365 | 13.3137 | 0.81191 | 14 | 0.12562
22206 | 6.76 | 1 | 365 | 7.6924 | 0.49132 | 8 | 0.18369
22207 | 4.16 | 1 | 365 | 4.7338 | 0.53312 | 5 | 0.26689
22213 | 12.1 | 1 | 365 | 13.7689 | 0.72855 | 14 | 0.49743
22233 | 4.25 | 1 | 365 | 4.8362 | 0.73937 | 5 | 0.57554
22241 | 4.32 | 1 | 365 | 4.9158 | 0.89978 | 5 | 0.81561
22240 | 12.1 | 1 | 365 | 13.7689 | 0.72855 | 14 | 0.49743
21401 | 1.1 | 1 | 365 | 1.2517 | 0.52078 | 1 | 0.77249
22260 | 7.02 | 1 | 365 | 7.9882 | 0.087144 | 8 | 0.075371
22262 | 5.5 | 1 | 365 | 6.2586 | 0.60389 | 6 | 0.86247
22237 | 3.75 | 1 | 365 | 4.2672 | 0.59356 | 4 | 0.86078
22266 | 10 | 1 | 365 | 11.3792 | 0.91616 | 12 | 0.2954
22267 | 6.75 | 1 | 365 | 7.681 | 0.46841 | 8 | 0.1494
22270 | 5.88 | 1 | 365 | 6.691 | 0.4747 | 7 | 0.1657
22272 | 79.8 | 0.9 | 365 | 81.7257 | 0.58386 | 82 | 0.30956
22276 | 9.18 | 1 | 365 | 10.4461 | 0.037035 | 10 | 0.48318
22281 | 9.435 | 1 | 365 | 10.7363 | 0.6214 | 11 | 0.35771
22279 | 6.84 | 1 | 365 | 7.7834 | 0.67465 | 8 | 0.45805
22204 | 7.395 | 1 | 365 | 8.4149 | 0.9465 | 9 | 0.36145
22252 | 17.94 | 1 | 365 | 20.4144 | 0.11159 | 20 | 0.52595
17639 | 6.63 | 1 | 365 | 7.5444 | 0.19341 | 7 | 0.73785
19764 | 8 | 1 | 365 | 9.1034 | 0.33293 | 9 | 0.43632
15875 | 11.475 | 1 | 365 | 13.0577 | 0.29629 | 13 | 0.35397
17622 | 3.64 | 1 | 365 | 4.142 | 0.34148 | 4 | 0.48353
22081 | 3.64 | 1 | 365 | 4.142 | 0.34148 | 4 | 0.48353
22101 | 3.315 | 1 | 365 | 3.7722 | 0.59671 | 4 | 0.36893
22306 | 6.5 | 1 | 365 | 7.3965 | 0.8955 | 8 | 0.29201
22308 | 4.59 | 1 | 365 | 5.2231 | 0.51852 | 5 | 0.74159
22310 | 5.67 | 1 | 365 | 6.452 | 0.99346 | 7 | 0.44549
22311 | 8.5 | 1 | 365 | 9.6724 | 0.47874 | 10 | 0.15109
22312 | 3.24 | 1 | 365 | 3.6869 | 0.42484 | 4 | 0.11171
22313 | 8.75 | 1 | 365 | 9.9568 | 0.05164 | 10 | 0.008475
22318 | 10.25 | 1 | 365 | 11.6637 | 0.48906 | 12 | 0.15278
22315 | 11.025 | 1 | 365 | 12.5456 | 0.26507 | 12 | 0.81068
22320 | 6.5 | 1 | 365 | 7.3965 | 0.8955 | 8 | 0.29201
22322 | 7.54 | 1 | 365 | 8.5799 | 0.27878 | 8 | 0.85873
22323 | 8.32 | 1 | 365 | 9.4675 | 0.066245 | 9 | 0.53377
22325 | 10.92 | 1 | 365 | 12.4261 | 0.024447 | 12 | 0.45058
22326 | 9.88 | 1 | 365 | 11.2427 | 0.64117 | 11 | 0.88386
22330 | 8 | 1 | 365 | 9.1034 | 0.33293 | 9 | 0.43632
22327 | 8.32 | 1 | 365 | 9.4675 | 0.066245 | 9 | 0.53377
22332 | 7.28 | 1 | 365 | 8.2841 | 0.68296 | 8 | 0.96705
22331 | 7.28 | 1 | 365 | 8.2841 | 0.68296 | 8 | 0.96705
22341 | 3.64 | 1 | 365 | 4.142 | 0.34148 | 4 | 0.48353
22286 | 2.86 | 1 | 365 | 3.2545 | 0.55402 | 3 | 0.80848
22348 | 8.32 | 1 | 365 | 9.4675 | 0.066245 | 9 | 0.53377
22351 | 7.54 | 1 | 365 | 8.5799 | 0.27878 | 8 | 0.85873
22352 | 6.75 | 1 | 365 | 7.681 | 0.46841 | 8 | 0.1494
22353 | 6.24 | 1 | 365 | 7.1006 | 0.29968 | 7 | 0.40033
22354 | 9 | 1 | 365 | 10.2413 | 0.62454 | 10 | 0.86586
22355 | 4.16 | 1 | 365 | 4.7338 | 0.53312 | 5 | 0.26689
22356 | 8.5 | 1 | 365 | 9.6724 | 0.47874 | 10 | 0.15109
22357 | 5.72 | 1 | 365 | 6.5089 | 0.10804 | 6 | 0.61697
22359 | 9 | 1 | 365 | 10.2413 | 0.62454 | 10 | 0.86586
22360 | 6.24 | 1 | 365 | 7.1006 | 0.29968 | 7 | 0.40033
22361 | 6.5 | 1 | 365 | 7.3965 | 0.8955 | 8 | 0.29201
22362 | 5.5 | 1 | 365 | 6.2586 | 0.60389 | 6 | 0.86247
22363 | 8.84 | 1 | 365 | 10.0592 | 0.25789 | 10 | 0.31713
22364 | 6 | 1 | 365 | 6.8275 | 0.7497 | 7 | 0.57724
22634 | 6.24 | 1 | 365 | 7.1006 | 0.29968 | 7 | 0.40033
22636 | 5.13 | 1 | 365 | 5.8376 | 0.75599 | 6 | 0.59354
22641 | 4.42 | 1 | 365 | 5.0296 | 0.12894 | 5 | 0.15857
22639 | 9 | 1 | 365 | 10.2413 | 0.62454 | 10 | 0.86586
22646 | 7.25 | 1 | 365 | 8.2499 | 0.61422 | 8 | 0.86416
22643 | 6.75 | 1 | 365 | 7.681 | 0.46841 | 8 | 0.1494
22647 | 11.2 | 1 | 365 | 12.7447 | 0.6661 | 13 | 0.41085
22662 | 6.75 | 1 | 365 | 7.681 | 0.46841 | 8 | 0.1494
22663 | 4.75 | 1 | 365 | 5.4051 | 0.88518 | 6 | 0.29031
22665 | 9.25 | 1 | 365 | 10.5258 | 0.19745 | 10 | 0.72325
22668 | 9.36 | 1 | 365 | 10.651 | 0.44953 | 11 | 0.10049
22669 | 7.15 | 1 | 365 | 8.1362 | 0.38505 | 8 | 0.52121
22671 | 3.9 | 1 | 365 | 4.4379 | 0.9373 | 5 | 0.37521
22673 | 7 | 1 | 365 | 7.9655 | 0.041312 | 8 | 0.00678
22675 | 6.44 | 1 | 365 | 7.3282 | 0.75801 | 8 | 0.086238
22676 | 3.06 | 1 | 365 | 3.482 | 0.012345 | 3 | 0.49439
22678 | 5 | 1 | 365 | 5.6896 | 0.45808 | 6 | 0.1477
22680 | 8.84 | 1 | 365 | 10.0592 | 0.25789 | 10 | 0.31713
22679 | 5.98 | 1 | 365 | 6.8048 | 0.70386 | 7 | 0.50865
21059 | 5.5 | 1 | 365 | 6.2586 | 0.60389 | 6 | 0.86247
22681 | 10.4 | 1 | 365 | 11.8344 | 0.83281 | 12 | 0.66722
22684 | 5.5 | 1 | 365 | 6.2586 | 0.60389 | 6 | 0.86247
22687 | 10.14 | 1 | 365 | 11.5385 | 0.23699 | 11 | 0.77554
22690 | 4.5 | 1 | 365 | 5.1207 | 0.31227 | 5 | 0.43293
22689 | 6 | 1 | 365 | 6.8275 | 0.7497 | 7 | 0.57724
22691 | 9.88 | 1 | 365 | 11.2427 | 0.64117 | 11 | 0.88386
22692 | 5.2 | 1 | 365 | 5.9172 | 0.9164 | 6 | 0.83361
22694 | 2.75 | 1 | 365 | 3.1293 | 0.30194 | 3 | 0.43124
22695 | 3.85 | 1 | 365 | 4.381 | 0.82272 | 5 | 0.20373
22696 | 12.255 | 1 | 365 | 13.9453 | 0.083754 | 14 | 0.029013
22697 | 5.32 | 1 | 365 | 6.0538 | 0.1914 | 6 | 0.24515
22705 | 4.76 | 1 | 365 | 5.4165 | 0.90809 | 6 | 0.32461
22699 | 9.8 | 1 | 365 | 11.1517 | 0.45784 | 11 | 0.60949
22701 | 3.85 | 1 | 365 | 4.381 | 0.82272 | 5 | 0.20373
22702 | 6.12 | 1 | 365 | 6.9641 | 0.02469 | 6 | 0.98878
16081 | 6.885 | 1 | 365 | 7.8346 | 0.77778 | 8 | 0.61238
18328 | 5.2 | 1 | 365 | 5.9172 | 0.9164 | 6 | 0.83361
16093 | 8.925 | 1 | 365 | 10.156 | 0.45267 | 10 | 0.60864
16090 | 5.61 | 1 | 365 | 6.3838 | 0.85597 | 7 | 0.23972
16102 | 5.2 | 1 | 365 | 5.9172 | 0.9164 | 6 | 0.83361
18384 | 9.88 | 1 | 365 | 11.2427 | 0.64117 | 11 | 0.88386
16099 | 7.65 | 1 | 365 | 8.7051 | 0.53086 | 9 | 0.23598
16184 | 5.2 | 1 | 365 | 5.9172 | 0.9164 | 6 | 0.83361
18390 | 8.06 | 1 | 365 | 9.1717 | 0.47042 | 9 | 0.64209
16183 | 7.28 | 1 | 365 | 8.2841 | 0.68296 | 8 | 0.96705
16181 | 8.32 | 1 | 365 | 9.4675 | 0.066245 | 9 | 0.53377
18394 | 8.58 | 1 | 365 | 9.7634 | 0.66207 | 10 | 0.42545
16226 | 5.72 | 1 | 365 | 6.5089 | 0.10804 | 6 | 0.61697
18396 | 7.54 | 1 | 365 | 8.5799 | 0.27878 | 8 | 0.85873
18399 | 10.14 | 1 | 365 | 11.5385 | 0.23699 | 11 | 0.77554
18400 | 5.46 | 1 | 365 | 6.2131 | 0.51222 | 6 | 0.72529
12425 | 167.4 | 0.9 | 365 | 171.4396 | 0.25487 | 171 | 0.6945
17986 | 9.88 | 1 | 365 | 11.2427 | 0.64117 | 11 | 0.88386
19429 | 11.18 | 1 | 365 | 12.722 | 0.62027 | 13 | 0.34226
19850 | 13.52 | 1 | 365 | 15.3847 | 0.98265 | 16 | 0.36738
20111 | 5.2 | 1 | 365 | 5.9172 | 0.9164 | 6 | 0.83361
18852 | 6.24 | 1 | 365 | 7.1006 | 0.29968 | 7 | 0.40033
18853 | 10.66 | 1 | 365 | 12.1303 | 0.42863 | 12 | 0.5589
18860 | 9.62 | 1 | 365 | 10.9468 | 0.045346 | 10 | 0.99217
18931 | 7.14 | 1 | 365 | 8.1248 | 0.36214 | 8 | 0.48692
18942 | 5.2 | 1 | 365 | 5.9172 | 0.9164 | 6 | 0.83361
18936 | 4.42 | 1 | 365 | 5.0296 | 0.12894 | 5 | 0.15857
18945 | 3.64 | 1 | 365 | 4.142 | 0.34148 | 4 | 0.48353
21954 | 13.44 | 1 | 365 | 15.2937 | 0.79932 | 16 | 0.093018
18953 | 6.76 | 1 | 365 | 7.6924 | 0.49132 | 8 | 0.18369
18954 | 9.1 | 1 | 365 | 10.3551 | 0.85371 | 11 | 0.20881
19143 | 5.46 | 1 | 365 | 6.2131 | 0.51222 | 6 | 0.72529
21955 | 13.72 | 1 | 365 | 15.6123 | 0.44097 | 16 | 0.053289
19145 | 3.12 | 1 | 365 | 3.5503 | 0.14984 | 3 | 0.70016
18402 | 4.94 | 1 | 365 | 5.6213 | 0.32058 | 5 | 0.94193
21958 | 5.625 | 1 | 365 | 6.4008 | 0.89034 | 7 | 0.29116
19146 | 11.44 | 1 | 365 | 13.0179 | 0.21609 | 13 | 0.23394
19306 | 8.84 | 1 | 365 | 10.0592 | 0.25789 | 10 | 0.31713
18407 | 7.54 | 1 | 365 | 8.5799 | 0.27878 | 8 | 0.85873
21959 | 5.4 | 1 | 365 | 6.1448 | 0.37473 | 6 | 0.51952
21960 | 4.88 | 1 | 365 | 5.5531 | 0.18309 | 5 | 0.73616
21961 | 6.12 | 1 | 365 | 6.9641 | 0.02469 | 6 | 0.98878
18403 | 6.24 | 1 | 365 | 7.1006 | 0.29968 | 7 | 0.40033
18415 | 7.395 | 1 | 365 | 8.4149 | 0.9465 | 9 | 0.36145
18416 | 6.76 | 1 | 365 | 7.6924 | 0.49132 | 8 | 0.18369
18419 | 10.14 | 1 | 365 | 11.5385 | 0.23699 | 11 | 0.77554
21962 | 4.2 | 1 | 365 | 4.7793 | 0.62479 | 5 | 0.40407
18420 | 4.42 | 1 | 365 | 5.0296 | 0.12894 | 5 | 0.15857
22008 | 9 | 1 | 365 | 10.2413 | 0.62454 | 10 | 0.86586
22010 | 5.4 | 1 | 365 | 6.1448 | 0.37473 | 6 | 0.51952
22013 | 3.75 | 1 | 365 | 4.2672 | 0.59356 | 4 | 0.86078
18423 | 14.04 | 1 | 365 | 15.9765 | 0.17429 | 16 | 0.15074
22022 | 6.72 | 1 | 365 | 7.6468 | 0.39966 | 8 | 0.046509
22027 | 9.8 | 1 | 365 | 11.1517 | 0.45784 | 11 | 0.60949
21469 | 3.38 | 1 | 365 | 3.8462 | 0.74566 | 4 | 0.59185
21966 | 7.7 | 1 | 365 | 8.762 | 0.64544 | 9 | 0.40746
18439 | 10.71 | 1 | 365 | 12.1872 | 0.54321 | 12 | 0.73037
21967 | 5.36 | 1 | 365 | 6.0993 | 0.28306 | 6 | 0.38233
18441 | 2.86 | 1 | 365 | 3.2545 | 0.55402 | 3 | 0.80848
21969 | 9.81 | 1 | 365 | 11.163 | 0.48075 | 11 | 0.64379
18442 | 7.8 | 1 | 365 | 8.8758 | 0.8746 | 9 | 0.75041
21970 | 3.04 | 1 | 365 | 3.4593 | 0.96651 | 4 | 0.4258
18488 | 3.38 | 1 | 365 | 3.8462 | 0.74566 | 4 | 0.59185
21983 | 10.92 | 1 | 365 | 12.4261 | 0.024447 | 12 | 0.45058
21985 | 7.194 | 1 | 365 | 8.1862 | 0.48589 | 8 | 0.67211
18473 | 11.18 | 1 | 365 | 12.722 | 0.62027 | 13 | 0.34226
21988 | 7.5 | 1 | 365 | 8.5344 | 0.18712 | 8 | 0.72155
18479 | 3.64 | 1 | 365 | 4.142 | 0.34148 | 4 | 0.48353
21989 | 9.81 | 1 | 365 | 11.163 | 0.48075 | 11 | 0.64379
18474 | 14.04 | 1 | 365 | 15.9765 | 0.17429 | 16 | 0.15074
21990 | 8.525 | 1 | 365 | 9.7008 | 0.53603 | 10 | 0.23683
21992 | 12.495 | 1 | 365 | 14.2184 | 0.63374 | 14 | 0.8521
18491 | 3.9 | 1 | 365 | 4.4379 | 0.9373 | 5 | 0.37521
18497 | 9.1 | 1 | 365 | 10.3551 | 0.85371 | 11 | 0.20881
21677 | 7.521 | 1 | 365 | 8.5583 | 0.23524 | 8 | 0.79357
22084 | 8.55 | 1 | 365 | 9.7293 | 0.59332 | 10 | 0.32257
22087 | 9.12 | 1 | 365 | 10.3779 | 0.89954 | 11 | 0.2774
21968 | 4.578 | 1 | 365 | 5.2094 | 0.49102 | 5 | 0.70043
22043 | 10.8 | 1 | 365 | 12.2896 | 0.74945 | 13 | 0.039032
21187 | 10.92 | 1 | 365 | 12.4261 | 0.024447 | 12 | 0.45058
21900 | 3.315 | 1 | 365 | 3.7722 | 0.59671 | 4 | 0.36893
21906 | 3.38 | 1 | 365 | 3.8462 | 0.74566 | 4 | 0.59185
22798 | 8.84 | 1 | 365 | 10.0592 | 0.25789 | 10 | 0.31713
21919 | 4.59 | 1 | 365 | 5.2231 | 0.51852 | 5 | 0.74159
22799 | 8.25 | 1 | 365 | 9.3879 | 0.90583 | 10 | 0.29371
14712 | 14.28 | 1 | 365 | 16.2496 | 0.72428 | 16 | 0.97383
15974 | 8.415 | 1 | 365 | 9.5756 | 0.28395 | 9 | 0.85958
22801 | 5.25 | 1 | 365 | 5.9741 | 0.030984 | 6 | 0.005085
18084 | 3.12 | 1 | 365 | 3.5503 | 0.14984 | 3 | 0.70016
22803 | 9.8 | 1 | 365 | 11.1517 | 0.45784 | 11 | 0.60949
13145 | 6.63 | 1 | 365 | 7.5444 | 0.19341 | 7 | 0.73785
22804 | 6.5 | 1 | 365 | 7.3965 | 0.8955 | 8 | 0.29201
16996 | 6.76 | 1 | 365 | 7.6924 | 0.49132 | 8 | 0.18369
21044 | 7.02 | 1 | 365 | 7.9882 | 0.087144 | 8 | 0.075371
20407 | 3.64 | 1 | 365 | 4.142 | 0.34148 | 4 | 0.48353
22029 | 7.02 | 1 | 365 | 7.9882 | 0.087144 | 8 | 0.075371
22809 | 8 | 1 | 365 | 9.1034 | 0.33293 | 9 | 0.43632
22035 | 3.12 | 1 | 365 | 3.5503 | 0.14984 | 3 | 0.70016
21986 | 3.38 | 1 | 365 | 3.8462 | 0.74566 | 4 | 0.59185
22816 | 7 | 1 | 365 | 7.9655 | 0.041312 | 8 | 0.00678
21991 | 17.42 | 1 | 365 | 19.8226 | 0.91995 | 20 | 0.74259
22024 | 3.64 | 1 | 365 | 4.142 | 0.34148 | 4 | 0.48353
22031 | 2.08 | 1 | 365 | 2.3669 | 0.76656 | 3 | 0.13344
22832 | 6.12 | 1 | 365 | 6.9641 | 0.02469 | 6 | 0.98878
22834 | 21.45 | 1 | 365 | 24.4085 | 0.15516 | 24 | 0.56363
22835 | 2.8 | 1 | 365 | 3.1862 | 0.41652 | 3 | 0.60271
22836 | 6.3 | 1 | 365 | 7.1689 | 0.43718 | 7 | 0.6061
22838 | 6.12 | 1 | 365 | 6.9641 | 0.02469 | 6 | 0.98878
22839 | 6.72 | 1 | 365 | 7.6468 | 0.39966 | 8 | 0.046509
22843 | 7.75 | 1 | 365 | 8.8189 | 0.76002 | 9 | 0.57893
22841 | 15.25 | 1 | 365 | 17.3533 | 0.94714 | 18 | 0.30048
22844 | 10.4 | 1 | 365 | 11.8344 | 0.83281 | 12 | 0.66722
22846 | 2.86 | 1 | 365 | 3.2545 | 0.55402 | 3 | 0.80848
22845 | 13.5 | 1 | 365 | 15.362 | 0.93682 | 16 | 0.29879
22847 | 5.75 | 1 | 365 | 6.5431 | 0.17679 | 6 | 0.71985
22849 | 7.25 | 1 | 365 | 8.2499 | 0.61422 | 8 | 0.86416
22848 | 7.695 | 1 | 365 | 8.7563 | 0.63399 | 9 | 0.39031
22850 | 6.76 | 1 | 365 | 7.6924 | 0.49132 | 8 | 0.18369
22852 | 9.1 | 1 | 365 | 10.3551 | 0.85371 | 11 | 0.20881
22853 | 5.1 | 1 | 365 | 5.8034 | 0.68724 | 6 | 0.49065
22858 | 5.94 | 1 | 365 | 6.7593 | 0.6122 | 7 | 0.37147
22859 | 19.62 | 1 | 365 | 22.3261 | 0.96151 | 23 | 0.28757
22813 | 8.16 | 1 | 365 | 9.2855 | 0.69959 | 9 | 0.98505
22735 | 2.68 | 1 | 365 | 3.0496 | 0.14153 | 3 | 0.19117
22807 | 3.12 | 1 | 365 | 3.5503 | 0.14984 | 3 | 0.70016
22893 | 8.25 | 1 | 365 | 9.3879 | 0.90583 | 10 | 0.29371
22892 | 2.94 | 1 | 365 | 3.3455 | 0.73735 | 4 | 0.082848
22894 | 8.4 | 1 | 365 | 9.5586 | 0.24957 | 9 | 0.80814
22608 | 4.94 | 1 | 365 | 5.6213 | 0.32058 | 5 | 0.94193
22895 | 7.84 | 1 | 365 | 8.9213 | 0.96627 | 9 | 0.88759
22896 | 5.04 | 1 | 365 | 5.7351 | 0.54974 | 6 | 0.28488
22898 | 4.5 | 1 | 365 | 5.1207 | 0.31227 | 5 | 0.43293
22899 | 12 | 1 | 365 | 13.6551 | 0.49939 | 14 | 0.15448
22901 | 9.88 | 1 | 365 | 11.2427 | 0.64117 | 11 | 0.88386
22903 | 7.02 | 1 | 365 | 7.9882 | 0.087144 | 8 | 0.075371
22902 | 5.1 | 1 | 365 | 5.8034 | 0.68724 | 6 | 0.49065
22904 | 5.98 | 1 | 365 | 6.8048 | 0.70386 | 7 | 0.50865
22905 | 11.5 | 1 | 365 | 13.0861 | 0.35358 | 13 | 0.43971
22912 | 9.36 | 1 | 365 | 10.651 | 0.44953 | 11 | 0.10049
22911 | 6.05 | 1 | 365 | 6.8844 | 0.86428 | 7 | 0.74872
22914 | 8.25 | 1 | 365 | 9.3879 | 0.90583 | 10 | 0.29371
22917 | 9.075 | 1 | 365 | 10.3267 | 0.79642 | 11 | 0.12308
22919 | 6.375 | 1 | 365 | 7.2543 | 0.60905 | 7 | 0.86332
22922 | 6.885 | 1 | 365 | 7.8346 | 0.77778 | 8 | 0.61238
22925 | 11.2 | 1 | 365 | 12.7447 | 0.6661 | 13 | 0.41085
22923 | 14.75 | 1 | 365 | 16.7844 | 0.80134 | 17 | 0.58572
22927 | 6 | 1 | 365 | 6.8275 | 0.7497 | 7 | 0.57724
22928 | 4.59 | 1 | 365 | 5.2231 | 0.51852 | 5 | 0.74159
22721 | 7.29 | 1 | 365 | 8.2955 | 0.70588 | 9 | 0.0013466
22930 | 4.95 | 1 | 365 | 5.6327 | 0.3435 | 5 | 0.97622
22934 | 10.725 | 1 | 365 | 12.2042 | 0.57758 | 12 | 0.78182
22932 | 9.88 | 1 | 365 | 11.2427 | 0.64117 | 11 | 0.88386
22937 | 8.1 | 1 | 365 | 9.2172 | 0.56209 | 9 | 0.77927
22938 | 6.44 | 1 | 365 | 7.3282 | 0.75801 | 8 | 0.086238
22940 | 11.5 | 1 | 365 | 13.0861 | 0.35358 | 13 | 0.43971
22942 | 7.28 | 1 | 365 | 8.2841 | 0.68296 | 8 | 0.96705
22944 | 6.76 | 1 | 365 | 7.6924 | 0.49132 | 8 | 0.18369
22947 | 7.5 | 1 | 365 | 8.5344 | 0.18712 | 8 | 0.72155
22945 | 6.25 | 1 | 365 | 7.112 | 0.3226 | 7 | 0.43462
22948 | 8.25 | 1 | 365 | 9.3879 | 0.90583 | 10 | 0.29371
22949 | 11.5 | 1 | 365 | 13.0861 | 0.35358 | 13 | 0.43971
22952 | 10.14 | 1 | 365 | 11.5385 | 0.23699 | 11 | 0.77554
22953 | 7.29 | 1 | 365 | 8.2955 | 0.70588 | 9 | 0.0013466
22954 | 13 | 1 | 365 | 14.793 | 0.79101 | 15 | 0.58402
22955 | 5 | 1 | 365 | 5.6896 | 0.45808 | 6 | 0.1477
22956 | 9.75 | 1 | 365 | 11.0948 | 0.34326 | 11 | 0.43801
22957 | 6.375 | 1 | 365 | 7.2543 | 0.60905 | 7 | 0.86332
22958 | 4.94 | 1 | 365 | 5.6213 | 0.32058 | 5 | 0.94193
22959 | 9.88 | 1 | 365 | 11.2427 | 0.64117 | 11 | 0.88386
22962 | 11.5 | 1 | 365 | 13.0861 | 0.35358 | 13 | 0.43971
22963 | 5.25 | 1 | 365 | 5.9741 | 0.030984 | 6 | 0.005085
22965 | 4.68 | 1 | 365 | 5.3255 | 0.72476 | 6 | 0.050247
22966 | 7.02 | 1 | 365 | 7.9882 | 0.087144 | 8 | 0.075371
22967 | 10.25 | 1 | 365 | 11.6637 | 0.48906 | 12 | 0.15278
23081 | 5.72 | 1 | 365 | 6.5089 | 0.10804 | 6 | 0.61697
23223 | 7.75 | 1 | 365 | 8.8189 | 0.76002 | 9 | 0.57893
23224 | 7.8 | 1 | 365 | 8.8758 | 0.8746 | 9 | 0.75041
23229 | 7.28 | 1 | 365 | 8.2841 | 0.68296 | 8 | 0.96705
23232 | 6.63 | 1 | 365 | 7.5444 | 0.19341 | 7 | 0.73785
23233 | 5.72 | 1 | 365 | 6.5089 | 0.10804 | 6 | 0.61697
21866 | 6.6 | 1 | 365 | 7.5103 | 0.12467 | 7 | 0.63496
21867 | 9.18 | 1 | 365 | 10.4461 | 0.037035 | 10 | 0.48318
23236 | 5.75 | 1 | 365 | 6.5431 | 0.17679 | 6 | 0.71985
21868 | 5.355 | 1 | 365 | 6.0936 | 0.2716 | 6 | 0.36519
23238 | 7.28 | 1 | 365 | 8.2841 | 0.68296 | 8 | 0.96705
21869 | 3.575 | 1 | 365 | 4.0681 | 0.19253 | 4 | 0.26061
21870 | 8.67 | 1 | 365 | 9.8658 | 0.86831 | 10 | 0.73411
23242 | 9.1 | 1 | 365 | 10.3551 | 0.85371 | 11 | 0.20881
23245 | 4.94 | 1 | 365 | 5.6213 | 0.32058 | 5 | 0.94193
21871 | 5.1 | 1 | 365 | 5.8034 | 0.68724 | 6 | 0.49065
19689 | 4.83 | 1 | 365 | 5.4962 | 0.068505 | 5 | 0.56468
21872 | 11.55 | 1 | 365 | 13.143 | 0.46816 | 13 | 0.61119
23248 | 11.76 | 1 | 365 | 13.382 | 0.9494 | 14 | 0.33139
14606 | 7.395 | 1 | 365 | 8.4149 | 0.9465 | 9 | 0.36145
23253 | 7.28 | 1 | 365 | 8.2841 | 0.68296 | 8 | 0.96705
23256 | 13.23 | 1 | 365 | 15.0547 | 0.31808 | 15 | 0.37281
21875 | 7.28 | 1 | 365 | 8.2841 | 0.68296 | 8 | 0.96705
23258 | 5.72 | 1 | 365 | 6.5089 | 0.10804 | 6 | 0.61697
15225 | 8.16 | 1 | 365 | 9.2855 | 0.69959 | 9 | 0.98505
23259 | 14 | 1 | 365 | 15.9309 | 0.082624 | 16 | 0.01356
16648 | 10.92 | 1 | 365 | 12.4261 | 0.024447 | 12 | 0.45058
23264 | 4.94 | 1 | 365 | 5.6213 | 0.32058 | 5 | 0.94193
18184 | 7.54 | 1 | 365 | 8.5799 | 0.27878 | 8 | 0.85873
23265 | 5.72 | 1 | 365 | 6.5089 | 0.10804 | 6 | 0.61697
21695 | 5 | 1 | 365 | 5.6896 | 0.45808 | 6 | 0.1477
23266 | 11.44 | 1 | 365 | 13.0179 | 0.21609 | 13 | 0.23394
16918 | 10 | 1 | 365 | 11.3792 | 0.91616 | 12 | 0.2954
23267 | 6.24 | 1 | 365 | 7.1006 | 0.29968 | 7 | 0.40033
21884 | 8.5 | 1 | 365 | 9.6724 | 0.47874 | 10 | 0.15109
23270 | 3.12 | 1 | 365 | 3.5503 | 0.14984 | 3 | 0.70016
21885 | 8.75 | 1 | 365 | 9.9568 | 0.05164 | 10 | 0.008475
23271 | 6.16 | 1 | 365 | 7.0096 | 0.11635 | 7 | 0.12597
23273 | 11.7 | 1 | 365 | 13.3137 | 0.81191 | 14 | 0.12562
21887 | 8.84 | 1 | 365 | 10.0592 | 0.25789 | 10 | 0.31713
21893 | 6.25 | 1 | 365 | 7.112 | 0.3226 | 7 | 0.43462
23275 | 6.3 | 1 | 365 | 7.1689 | 0.43718 | 7 | 0.6061
23276 | 12.48 | 1 | 365 | 14.2013 | 0.59937 | 14 | 0.80066
21732 | 4.68 | 1 | 365 | 5.3255 | 0.72476 | 6 | 0.050247
21899 | 7.75 | 1 | 365 | 8.8189 | 0.76002 | 9 | 0.57893
23278 | 6.76 | 1 | 365 | 7.6924 | 0.49132 | 8 | 0.18369
21794 | 3.12 | 1 | 365 | 3.5503 | 0.14984 | 3 | 0.70016
21740 | 3.64 | 1 | 365 | 4.142 | 0.34148 | 4 | 0.48353
23280 | 4.845 | 1 | 365 | 5.5132 | 0.10288 | 5 | 0.61612
23282 | 5.46 | 1 | 365 | 6.2131 | 0.51222 | 6 | 0.72529
16207 | 4.59 | 1 | 365 | 5.2231 | 0.51852 | 5 | 0.74159
23283 | 5.61 | 1 | 365 | 6.3838 | 0.85597 | 7 | 0.23972
19783 | 10.66 | 1 | 365 | 12.1303 | 0.42863 | 12 | 0.5589
23284 | 8.5 | 1 | 365 | 9.6724 | 0.47874 | 10 | 0.15109
21920 | 10.14 | 1 | 365 | 11.5385 | 0.23699 | 11 | 0.77554
23286 | 4.68 | 1 | 365 | 5.3255 | 0.72476 | 6 | 0.050247
18185 | 7.395 | 1 | 365 | 8.4149 | 0.9465 | 9 | 0.36145
23287 | 4.59 | 1 | 365 | 5.2231 | 0.51852 | 5 | 0.74159
19357 | 2.6 | 1 | 365 | 2.9586 | 0.9582 | 3 | 0.9168
18194 | 11.96 | 1 | 365 | 13.6096 | 0.40773 | 14 | 0.017298
16067 | 9.62 | 1 | 365 | 10.9468 | 0.045346 | 10 | 0.99217
16112 | 8.925 | 1 | 365 | 10.156 | 0.45267 | 10 | 0.60864
16056 | 9.945 | 1 | 365 | 11.3167 | 0.79012 | 12 | 0.10678
18318 | 4.94 | 1 | 365 | 5.6213 | 0.32058 | 5 | 0.94193
19360 | 7.28 | 1 | 365 | 8.2841 | 0.68296 | 8 | 0.96705
15769 | 4.335 | 1 | 365 | 4.9329 | 0.93416 | 5 | 0.86706
15822 | 12.22 | 1 | 365 | 13.9054 | 0.0035475 | 13 | 0.90898
18969 | 9.36 | 1 | 365 | 10.651 | 0.44953 | 11 | 0.10049
18319 | 4.16 | 1 | 365 | 4.7338 | 0.53312 | 5 | 0.26689
19235 | 11.18 | 1 | 365 | 12.722 | 0.62027 | 13 | 0.34226
19225 | 5.2 | 1 | 365 | 5.9172 | 0.9164 | 6 | 0.83361
15968 | 8.58 | 1 | 365 | 9.7634 | 0.66207 | 10 | 0.42545
18322 | 3.64 | 1 | 365 | 4.142 | 0.34148 | 4 | 0.48353
19234 | 2.6 | 1 | 365 | 2.9586 | 0.9582 | 3 | 0.9168
16077 | 8.32 | 1 | 365 | 9.4675 | 0.066245 | 9 | 0.53377
19378 | 2.55 | 1 | 365 | 2.9017 | 0.84362 | 3 | 0.74533
16072 | 2.86 | 1 | 365 | 3.2545 | 0.55402 | 3 | 0.80848
19222 | 4.16 | 1 | 365 | 4.7338 | 0.53312 | 5 | 0.26689
18325 | 7.54 | 1 | 365 | 8.5799 | 0.27878 | 8 | 0.85873
16088 | 7.28 | 1 | 365 | 8.2841 | 0.68296 | 8 | 0.96705
16084 | 3.38 | 1 | 365 | 3.8462 | 0.74566 | 4 | 0.59185
19282 | 6.76 | 1 | 365 | 7.6924 | 0.49132 | 8 | 0.18369
21928 | 5.75 | 1 | 365 | 6.5431 | 0.17679 | 6 | 0.71985
19277 | 11.44 | 1 | 365 | 13.0179 | 0.21609 | 13 | 0.23394
21932 | 7 | 1 | 365 | 7.9655 | 0.041312 | 8 | 0.00678
19269 | 11.96 | 1 | 365 | 13.6096 | 0.40773 | 14 | 0.017298
21935 | 3.12 | 1 | 365 | 3.5503 | 0.14984 | 3 | 0.70016
19249 | 6.24 | 1 | 365 | 7.1006 | 0.29968 | 7 | 0.40033
21938 | 9 | 1 | 365 | 10.2413 | 0.62454 | 10 | 0.86586
19271 | 4.94 | 1 | 365 | 5.6213 | 0.32058 | 5 | 0.94193
21941 | 8.58 | 1 | 365 | 9.7634 | 0.66207 | 10 | 0.42545
19302 | 6.76 | 1 | 365 | 7.6924 | 0.49132 | 8 | 0.18369
21801 | 8.855 | 1 | 365 | 10.0763 | 0.29226 | 10 | 0.36858
19286 | 10.92 | 1 | 365 | 12.4261 | 0.024447 | 12 | 0.45058
21953 | 7.83 | 1 | 365 | 8.9099 | 0.94335 | 9 | 0.8533
19287 | 9.36 | 1 | 365 | 10.651 | 0.44953 | 11 | 0.10049
22496 | 9.156 | 1 | 365 | 10.4188 | 0.98204 | 11 | 0.40087
22498 | 3.06 | 1 | 365 | 3.482 | 0.012345 | 3 | 0.49439
22492 | 7.84 | 1 | 365 | 8.9213 | 0.96627 | 9 | 0.88759
22515 | 7.2 | 1 | 365 | 8.1931 | 0.49964 | 8 | 0.69269
22516 | 6.16 | 1 | 365 | 7.0096 | 0.11635 | 7 | 0.12597
22517 | 5.985 | 1 | 365 | 6.8105 | 0.71532 | 7 | 0.5258
22519 | 7.2 | 1 | 365 | 8.1931 | 0.49964 | 8 | 0.69269
22524 | 5.4 | 1 | 365 | 6.1448 | 0.37473 | 6 | 0.51952
22526 | 5.88 | 1 | 365 | 6.691 | 0.4747 | 7 | 0.1657
22528 | 2.925 | 1 | 365 | 3.3284 | 0.70298 | 4 | 0.031404
22531 | 3.6 | 1 | 365 | 4.0965 | 0.24982 | 4 | 0.34634
22610 | 3.15 | 1 | 365 | 3.5845 | 0.21859 | 3 | 0.80305
22365 | 6.25 | 1 | 365 | 7.112 | 0.3226 | 7 | 0.43462
22366 | 17.25 | 1 | 365 | 19.6292 | 0.53038 | 20 | 0.15956
21964 | 10.45 | 1 | 365 | 11.8913 | 0.94739 | 12 | 0.83869
22367 | 4.75 | 1 | 365 | 5.4051 | 0.88518 | 6 | 0.29031
22508 | 7.125 | 1 | 365 | 8.1077 | 0.32776 | 8 | 0.43547
22372 | 10.965 | 1 | 365 | 12.4773 | 0.12757 | 12 | 0.60491
22510 | 8.235 | 1 | 365 | 9.3708 | 0.87146 | 10 | 0.24226
22576 | 7.65 | 1 | 365 | 8.7051 | 0.53086 | 9 | 0.23598
22373 | 7.84 | 1 | 365 | 8.9213 | 0.96627 | 9 | 0.88759
22491 | 7.02 | 1 | 365 | 7.9882 | 0.087144 | 8 | 0.075371
22374 | 14.82 | 1 | 365 | 16.864 | 0.96175 | 17 | 0.82578
21790 | 12.96 | 1 | 365 | 14.7475 | 0.69934 | 15 | 0.44684
22379 | 6.54 | 1 | 365 | 7.442 | 0.98717 | 8 | 0.42919
22328 | 6.5 | 1 | 365 | 7.3965 | 0.8955 | 8 | 0.29201
22377 | 9.483 | 1 | 365 | 10.7909 | 0.73139 | 11 | 0.52233
21798 | 3 | 1 | 365 | 3.4138 | 0.87485 | 4 | 0.28862
22497 | 10.92 | 1 | 365 | 12.4261 | 0.024447 | 12 | 0.45058
22495 | 7.02 | 1 | 365 | 7.9882 | 0.087144 | 8 | 0.075371
22383 | 5.28 | 1 | 365 | 6.0082 | 0.099732 | 6 | 0.10797
22556 | 7.8 | 1 | 365 | 8.8758 | 0.8746 | 9 | 0.75041
22385 | 3.15 | 1 | 365 | 3.5845 | 0.21859 | 3 | 0.80305
22554 | 9.88 | 1 | 365 | 11.2427 | 0.64117 | 11 | 0.88386
22388 | 3.15 | 1 | 365 | 3.5845 | 0.21859 | 3 | 0.80305
22557 | 4.42 | 1 | 365 | 5.0296 | 0.12894 | 5 | 0.15857
22390 | 8.4 | 1 | 365 | 9.5586 | 0.24957 | 9 | 0.80814
22503 | 7.28 | 1 | 365 | 8.2841 | 0.68296 | 8 | 0.96705
22392 | 9.9 | 1 | 365 | 11.2654 | 0.687 | 11 | 0.95245
22393 | 6.3 | 1 | 365 | 7.1689 | 0.43718 | 7 | 0.6061
22538 | 8.67 | 1 | 365 | 9.8658 | 0.86831 | 10 | 0.73411
22397 | 2.88 | 1 | 365 | 3.2772 | 0.59985 | 3 | 0.87708
22563 | 3.06 | 1 | 365 | 3.482 | 0.012345 | 3 | 0.49439
22399 | 8.1 | 1 | 365 | 9.2172 | 0.56209 | 9 | 0.77927
22509 | 13.77 | 1 | 365 | 15.6692 | 0.55555 | 16 | 0.22477
22402 | 10.64 | 1 | 365 | 12.1075 | 0.38279 | 12 | 0.49031
22407 | 7.98 | 1 | 365 | 9.0806 | 0.2871 | 9 | 0.36773
22514 | 8.845 | 1 | 365 | 10.0649 | 0.26934 | 10 | 0.33428
22410 | 5.76 | 1 | 365 | 6.5544 | 0.19971 | 6 | 0.75415
19290 | 7.54 | 1 | 365 | 8.5799 | 0.27878 | 8 | 0.85873
22412 | 2.88 | 1 | 365 | 3.2772 | 0.59985 | 3 | 0.87708
22543 | 4.2 | 1 | 365 | 4.7793 | 0.62479 | 5 | 0.40407
22545 | 8.68 | 1 | 365 | 9.8772 | 0.89123 | 10 | 0.76841
22416 | 6.72 | 1 | 365 | 7.6468 | 0.39966 | 8 | 0.046509
22550 | 7.56 | 1 | 365 | 8.6027 | 0.32462 | 8 | 0.92732
22419 | 8.55 | 1 | 365 | 9.7293 | 0.59332 | 10 | 0.32257
22371 | 5.72 | 1 | 365 | 6.5089 | 0.10804 | 6 | 0.61697
16373 | 45.43 | 0.9 | 365 | 46.5263 | 0.6973 | 47 | 0.2236
22400 | 20.4 | 1 | 365 | 23.2136 | 0.74897 | 23 | 0.96262
22421 | 5.75 | 1 | 365 | 6.5431 | 0.17679 | 6 | 0.71985
21522 | 5.2 | 1 | 365 | 5.9172 | 0.9164 | 6 | 0.83361
22413 | 7.54 | 1 | 365 | 8.5799 | 0.27878 | 8 | 0.85873
22422 | 5.4 | 1 | 365 | 6.1448 | 0.37473 | 6 | 0.51952
22425 | 3.9 | 1 | 365 | 4.4379 | 0.9373 | 5 | 0.37521
22462 | 9.18 | 1 | 365 | 10.4461 | 0.037035 | 10 | 0.48318
22451 | 3.38 | 1 | 365 | 3.8462 | 0.74566 | 4 | 0.59185
22453 | 3.825 | 1 | 365 | 4.3526 | 0.76543 | 5 | 0.11799
22460 | 5.72 | 1 | 365 | 6.5089 | 0.10804 | 6 | 0.61697
22391 | 3.64 | 1 | 365 | 4.142 | 0.34148 | 4 | 0.48353
22465 | 10.2 | 1 | 365 | 11.6068 | 0.37448 | 11 | 0.98131
22382 | 6.24 | 1 | 365 | 7.1006 | 0.29968 | 7 | 0.40033
22472 | 11.18 | 1 | 365 | 12.722 | 0.62027 | 13 | 0.34226
22542 | 5.865 | 1 | 365 | 6.6739 | 0.44033 | 7 | 0.11425
22471 | 9.36 | 1 | 365 | 10.651 | 0.44953 | 11 | 0.10049
22480 | 6.72 | 1 | 365 | 7.6468 | 0.39966 | 8 | 0.046509
22478 | 8.58 | 1 | 365 | 9.7634 | 0.66207 | 10 | 0.42545
22551 | 6.76 | 1 | 365 | 7.6924 | 0.49132 | 8 | 0.18369
22577 | 7.28 | 1 | 365 | 8.2841 | 0.68296 | 8 | 0.96705
22583 | 4.42 | 1 | 365 | 5.0296 | 0.12894 | 5 | 0.15857
22582 | 6.24 | 1 | 365 | 7.1006 | 0.29968 | 7 | 0.40033
22581 | 10.4 | 1 | 365 | 11.8344 | 0.83281 | 12 | 0.66722
22579 | 8.16 | 1 | 365 | 9.2855 | 0.69959 | 9 | 0.98505
5675 | 2.16 | 1 | 365 | 2.4579 | 0.94989 | 3 | 0.40781
22587 | 7.14 | 1 | 365 | 8.1248 | 0.36214 | 8 | 0.48692
22584 | 12.48 | 1 | 365 | 14.2013 | 0.59937 | 14 | 0.80066
22594 | 7.8 | 1 | 365 | 8.8758 | 0.8746 | 9 | 0.75041
22591 | 2.34 | 1 | 365 | 2.6627 | 0.36238 | 3 | 0.025124
22592 | 6.76 | 1 | 365 | 7.6924 | 0.49132 | 8 | 0.18369
22601 | 5.2 | 1 | 365 | 5.9172 | 0.9164 | 6 | 0.83361
22595 | 5.865 | 1 | 365 | 6.6739 | 0.44033 | 7 | 0.11425
22599 | 11.96 | 1 | 365 | 13.6096 | 0.40773 | 14 | 0.017298
22598 | 6.5 | 1 | 365 | 7.3965 | 0.8955 | 8 | 0.29201
22597 | 7.02 | 1 | 365 | 7.9882 | 0.087144 | 8 | 0.075371
22602 | 5.04 | 1 | 365 | 5.7351 | 0.54974 | 6 | 0.28488
22607 | 5.2 | 1 | 365 | 5.9172 | 0.9164 | 6 | 0.83361
22618 | 8.06 | 1 | 365 | 9.1717 | 0.47042 | 9 | 0.64209
21072 | 13.23 | 1 | 365 | 15.0547 | 0.31808 | 15 | 0.37281
22611 | 10.92 | 1 | 365 | 12.4261 | 0.024447 | 12 | 0.45058
22613 | 8.37 | 1 | 365 | 9.5244 | 0.18083 | 9 | 0.70525
22624 | 7.02 | 1 | 365 | 7.9882 | 0.087144 | 8 | 0.075371
22632 | 13 | 1 | 365 | 14.793 | 0.79101 | 15 | 0.58402
22654 | 6.5 | 1 | 365 | 7.3965 | 0.8955 | 8 | 0.29201
22657 | 11.18 | 1 | 365 | 12.722 | 0.62027 | 13 | 0.34226
22677 | 3.64 | 1 | 365 | 4.142 | 0.34148 | 4 | 0.48353
22674 | 12.22 | 1 | 365 | 13.9054 | 0.0035475 | 13 | 0.90898
22672 | 7.54 | 1 | 365 | 8.5799 | 0.27878 | 8 | 0.85873
22685 | 6.24 | 1 | 365 | 7.1006 | 0.29968 | 7 | 0.40033
22683 | 6.24 | 1 | 365 | 7.1006 | 0.29968 | 7 | 0.40033
22706 | 6.47 | 1 | 365 | 7.3624 | 0.82676 | 8 | 0.18912
22688 | 6.24 | 1 | 365 | 7.1006 | 0.29968 | 7 | 0.40033
22710 | 6.725 | 1 | 365 | 7.6525 | 0.41112 | 8 | 0.063657
22686 | 4.68 | 1 | 365 | 5.3255 | 0.72476 | 6 | 0.050247
22682 | 9.62 | 1 | 365 | 10.9468 | 0.045346 | 10 | 0.99217
22716 | 6.725 | 1 | 365 | 7.6525 | 0.41112 | 8 | 0.063657
15810 | 44.6 | 0.9 | 365 | 45.6763 | 0.98547 | 46 | 0.66174
22727 | 10.215 | 1 | 365 | 11.6239 | 0.40886 | 12 | 0.032751
15813 | 77.7 | 0.9 | 365 | 79.575 | 0.25271 | 79 | 0.82773
22733 | 10.215 | 1 | 365 | 11.6239 | 0.40886 | 12 | 0.032751
22744 | 8.59 | 1 | 365 | 9.7748 | 0.68498 | 10 | 0.45975
23443 | 8.5 | 1 | 365 | 9.6724 | 0.47874 | 10 | 0.15109
23444 | 8.32 | 1 | 365 | 9.4675 | 0.066245 | 9 | 0.53377
23445 | 5.5 | 1 | 365 | 6.2586 | 0.60389 | 6 | 0.86247
23446 | 14.85 | 1 | 365 | 16.8982 | 0.030498 | 16 | 0.92867
23447 | 6.5 | 1 | 365 | 7.3965 | 0.8955 | 8 | 0.29201
19837 | 6.25 | 1 | 365 | 7.112 | 0.3226 | 7 | 0.43462
23451 | 5.67 | 1 | 365 | 6.452 | 0.99346 | 7 | 0.44549
23455 | 3.92 | 1 | 365 | 4.4607 | 0.98313 | 5 | 0.4438
22193 | 12.75 | 1 | 365 | 14.5085 | 0.2181 | 14 | 0.72663
21080 | 3.12 | 1 | 365 | 3.5503 | 0.14984 | 3 | 0.70016
21208 | 5.98 | 1 | 365 | 6.8048 | 0.70386 | 7 | 0.50865
23461 | 6.6 | 1 | 365 | 7.5103 | 0.12467 | 7 | 0.63496
23474 | 3.12 | 1 | 365 | 3.5503 | 0.14984 | 3 | 0.70016
23483 | 3.25 | 1 | 365 | 3.6983 | 0.44775 | 4 | 0.146
23486 | 4.75 | 1 | 365 | 5.4051 | 0.88518 | 6 | 0.29031
23485 | 8.7 | 1 | 365 | 9.8999 | 0.93706 | 10 | 0.837
23489 | 15.6 | 1 | 365 | 17.7516 | 0.74921 | 18 | 0.50082
23491 | 4.25 | 1 | 365 | 4.8362 | 0.73937 | 5 | 0.57554
23493 | 11.5 | 1 | 365 | 13.0861 | 0.35358 | 13 | 0.43971
23495 | 11.5 | 1 | 365 | 13.0861 | 0.35358 | 13 | 0.43971
23216 | 9.483 | 1 | 365 | 10.7909 | 0.73139 | 11 | 0.52233
23497 | 12.48 | 1 | 365 | 14.2013 | 0.59937 | 14 | 0.80066
23499 | 10.4 | 1 | 365 | 11.8344 | 0.83281 | 12 | 0.66722
23503 | 11.5 | 1 | 365 | 13.0861 | 0.35358 | 13 | 0.43971
23505 | 10.4 | 1 | 365 | 11.8344 | 0.83281 | 12 | 0.66722
23507 | 8.06 | 1 | 365 | 9.1717 | 0.47042 | 9 | 0.64209
23509 | 10.5 | 1 | 365 | 11.9482 | 0.061968 | 12 | 0.01017
23511 | 6.24 | 1 | 365 | 7.1006 | 0.29968 | 7 | 0.40033
23513 | 3.675 | 1 | 365 | 4.1819 | 0.42169 | 4 | 0.60356
23520 | 12.48 | 1 | 365 | 14.2013 | 0.59937 | 14 | 0.80066
23522 | 8.84 | 1 | 365 | 10.0592 | 0.25789 | 10 | 0.31713
23396 | 6.6 | 1 | 365 | 7.5103 | 0.12467 | 7 | 0.63496
23535 | 6.5 | 1 | 365 | 7.3965 | 0.8955 | 8 | 0.29201
23537 | 5 | 1 | 365 | 5.6896 | 0.45808 | 6 | 0.1477
23540 | 2.86 | 1 | 365 | 3.2545 | 0.55402 | 3 | 0.80848
23541 | 11.5 | 1 | 365 | 13.0861 | 0.35358 | 13 | 0.43971
23543 | 11 | 1 | 365 | 12.5172 | 0.20778 | 12 | 0.72494
23544 | 5.75 | 1 | 365 | 6.5431 | 0.17679 | 6 | 0.71985
23545 | 4.75 | 1 | 365 | 5.4051 | 0.88518 | 6 | 0.29031
23546 | 7.5 | 1 | 365 | 8.5344 | 0.18712 | 8 | 0.72155
23547 | 7.75 | 1 | 365 | 8.8189 | 0.76002 | 9 | 0.57893
23548 | 8.16 | 1 | 365 | 9.2855 | 0.69959 | 9 | 0.98505
23550 | 6.125 | 1 | 365 | 6.9698 | 0.036148 | 7 | 0.0059325
23551 | 4.845 | 1 | 365 | 5.5132 | 0.10288 | 5 | 0.61612
23552 | 9.75 | 1 | 365 | 11.0948 | 0.34326 | 11 | 0.43801
23553 | 7.8 | 1 | 365 | 8.8758 | 0.8746 | 9 | 0.75041
23555 | 9.88 | 1 | 365 | 11.2427 | 0.64117 | 11 | 0.88386
21965 | 12.48 | 1 | 365 | 14.2013 | 0.59937 | 14 | 0.80066
23561 | 9.1 | 1 | 365 | 10.3551 | 0.85371 | 11 | 0.20881
23601 | 4.845 | 1 | 365 | 5.5132 | 0.10288 | 5 | 0.61612
23598 | 4.5 | 1 | 365 | 5.1207 | 0.31227 | 5 | 0.43293
23602 | 4.335 | 1 | 365 | 4.9329 | 0.93416 | 5 | 0.86706
23604 | 3.64 | 1 | 365 | 4.142 | 0.34148 | 4 | 0.48353
23612 | 11 | 1 | 365 | 12.5172 | 0.20778 | 12 | 0.72494
23613 | 8.32 | 1 | 365 | 9.4675 | 0.066245 | 9 | 0.53377
22609 | 4.16 | 1 | 365 | 4.7338 | 0.53312 | 5 | 0.26689
23322 | 4.94 | 1 | 365 | 5.6213 | 0.32058 | 5 | 0.94193
23614 | 4.42 | 1 | 365 | 5.0296 | 0.12894 | 5 | 0.15857
23618 | 7.02 | 1 | 365 | 7.9882 | 0.087144 | 8 | 0.075371
23616 | 5.5 | 1 | 365 | 6.2586 | 0.60389 | 6 | 0.86247
23621 | 7.14 | 1 | 365 | 8.1248 | 0.36214 | 8 | 0.48692
23622 | 7.29 | 1 | 365 | 8.2955 | 0.70588 | 9 | 0.0013466
23623 | 9.88 | 1 | 365 | 11.2427 | 0.64117 | 11 | 0.88386
23626 | 27.5 | 0.9 | 365 | 28.1636 | 0.7175 | 28 | 0.88111
23627 | 6.05 | 1 | 365 | 6.8844 | 0.86428 | 7 | 0.74872
23638 | 1.4 | 1 | 365 | 1.5931 | 0.20826 | 1 | 0.80136
23640 | 8.1 | 1 | 365 | 9.2172 | 0.56209 | 9 | 0.77927
23641 | 8.16 | 1 | 365 | 9.2855 | 0.69959 | 9 | 0.98505
23644 | 6.5 | 1 | 365 | 7.3965 | 0.8955 | 8 | 0.29201
23703 | 11.985 | 1 | 365 | 13.638 | 0.46502 | 14 | 0.10304
23710 | 5.7 | 1 | 365 | 6.4862 | 0.062211 | 6 | 0.54838
21214 | 3.38 | 1 | 365 | 3.8462 | 0.74566 | 4 | 0.59185
23711 | 4.68 | 1 | 365 | 5.3255 | 0.72476 | 6 | 0.050247
23731 | 4.905 | 1 | 365 | 5.5815 | 0.24038 | 5 | 0.82189
23739 | 9.69 | 1 | 365 | 11.0265 | 0.20576 | 11 | 0.23224
23735 | 8.82 | 1 | 365 | 10.0365 | 0.21205 | 10 | 0.24854
23746 | 7.35 | 1 | 365 | 8.3637 | 0.84338 | 9 | 0.20712
23747 | 4.94 | 1 | 365 | 5.6213 | 0.32058 | 5 | 0.94193
23748 | 11.5 | 1 | 365 | 13.0861 | 0.35358 | 13 | 0.43971
23750 | 10.8 | 1 | 365 | 12.2896 | 0.74945 | 13 | 0.039032
22358 | 9.24 | 1 | 365 | 10.5144 | 0.17453 | 10 | 0.68895
23506 | 3.92 | 1 | 365 | 4.4607 | 0.98313 | 5 | 0.4438
23686 | 1.65 | 1 | 365 | 1.8776 | 0.78117 | 2 | 0.65874
23764 | 5.98 | 1 | 365 | 6.8048 | 0.70386 | 7 | 0.50865
23170 | 7.56 | 1 | 365 | 8.6027 | 0.32462 | 8 | 0.92732
22423 | 6.84 | 1 | 365 | 7.7834 | 0.67465 | 8 | 0.45805
22424 | 28 | 0.9 | 365 | 28.6757 | 0.74872 | 29 | 0.42441
22427 | 7.245 | 1 | 365 | 8.2443 | 0.60276 | 8 | 0.84702
22428 | 5.232 | 1 | 365 | 5.9536 | 0.98973 | 6 | 0.94335
22439 | 6 | 1 | 365 | 6.8275 | 0.7497 | 7 | 0.57724
22440 | 7.84 | 1 | 365 | 8.9213 | 0.96627 | 9 | 0.88759
21294 | 3.64 | 1 | 365 | 4.142 | 0.34148 | 4 | 0.48353
14274 | 10.71 | 1 | 365 | 12.1872 | 0.54321 | 12 | 0.73037
21238 | 4.08 | 1 | 365 | 4.6427 | 0.34979 | 4 | 0.99252
22447 | 6.867 | 1 | 365 | 7.8141 | 0.73653 | 8 | 0.55065
22452 | 4.725 | 1 | 365 | 5.3767 | 0.82789 | 6 | 0.20458
22454 | 6.44 | 1 | 365 | 7.3282 | 0.75801 | 8 | 0.086238
22464 | 4.5 | 1 | 365 | 5.1207 | 0.31227 | 5 | 0.43293
22469 | 6.075 | 1 | 365 | 6.9129 | 0.92157 | 7 | 0.83446
22477 | 5.886 | 1 | 365 | 6.6978 | 0.48845 | 7 | 0.18627
22481 | 9.24 | 1 | 365 | 10.5144 | 0.17453 | 10 | 0.68895
22487 | 7.02 | 1 | 365 | 7.9882 | 0.087144 | 8 | 0.075371
22485 | 8.415 | 1 | 365 | 9.5756 | 0.28395 | 9 | 0.85958
22486 | 5.4 | 1 | 365 | 6.1448 | 0.37473 | 6 | 0.51952
22489 | 6.75 | 1 | 365 | 7.681 | 0.46841 | 8 | 0.1494
22490 | 8.75 | 1 | 365 | 9.9568 | 0.05164 | 10 | 0.008475
22494 | 7.28 | 1 | 365 | 8.2841 | 0.68296 | 8 | 0.96705
18517 | 8.415 | 1 | 365 | 9.5756 | 0.28395 | 9 | 0.85958
18502 | 8.58 | 1 | 365 | 9.7634 | 0.66207 | 10 | 0.42545
18548 | 4.68 | 1 | 365 | 5.3255 | 0.72476 | 6 | 0.050247
18505 | 7.02 | 1 | 365 | 7.9882 | 0.087144 | 8 | 0.075371
18549 | 3.9 | 1 | 365 | 4.4379 | 0.9373 | 5 | 0.37521
17529 | 11.25 | 1 | 365 | 12.8016 | 0.78068 | 13 | 0.58232
20229 | 9 | 1 | 365 | 10.2413 | 0.62454 | 10 | 0.86586
18175 | 3.9 | 1 | 365 | 4.4379 | 0.9373 | 5 | 0.37521
18432 | 10.66 | 1 | 365 | 12.1303 | 0.42863 | 12 | 0.5589
18602 | 10.4 | 1 | 365 | 11.8344 | 0.83281 | 12 | 0.66722
18599 | 3.9 | 1 | 365 | 4.4379 | 0.9373 | 5 | 0.37521
19435 | 10.71 | 1 | 365 | 12.1872 | 0.54321 | 12 | 0.73037
20215 | 4.94 | 1 | 365 | 5.6213 | 0.32058 | 5 | 0.94193
22474 | 5.232 | 1 | 365 | 5.9536 | 0.98973 | 6 | 0.94335
18551 | 5.2 | 1 | 365 | 5.9172 | 0.9164 | 6 | 0.83361
21212 | 5.61 | 1 | 365 | 6.3838 | 0.85597 | 7 | 0.23972
21219 | 4.335 | 1 | 365 | 4.9329 | 0.93416 | 5 | 0.86706
21472 | 6.76 | 1 | 365 | 7.6924 | 0.49132 | 8 | 0.18369
21276 | 3.64 | 1 | 365 | 4.142 | 0.34148 | 4 | 0.48353
18552 | 4.94 | 1 | 365 | 5.6213 | 0.32058 | 5 | 0.94193
18553 | 6.24 | 1 | 365 | 7.1006 | 0.29968 | 7 | 0.40033
18554 | 3.315 | 1 | 365 | 3.7722 | 0.59671 | 4 | 0.36893
25672 | 5.04 | 1 | 365 | 5.7351 | 0.54974 | 6 | 0.28488
23344 | 8.84 | 1 | 365 | 10.0592 | 0.25789 | 10 | 0.31713
23350 | 5.98 | 1 | 365 | 6.8048 | 0.70386 | 7 | 0.50865
23352 | 7.28 | 1 | 365 | 8.2841 | 0.68296 | 8 | 0.96705
23353 | 4.94 | 1 | 365 | 5.6213 | 0.32058 | 5 | 0.94193
23355 | 4.94 | 1 | 365 | 5.6213 | 0.32058 | 5 | 0.94193
23345 | 11.475 | 1 | 365 | 13.0577 | 0.29629 | 13 | 0.35397
23359 | 4.675 | 1 | 365 | 5.3198 | 0.7133 | 6 | 0.033099
23360 | 8.84 | 1 | 365 | 10.0592 | 0.25789 | 10 | 0.31713
23362 | 9.25 | 1 | 365 | 10.5258 | 0.19745 | 10 | 0.72325
23364 | 12.22 | 1 | 365 | 13.9054 | 0.0035475 | 13 | 0.90898
23367 | 12.48 | 1 | 365 | 14.2013 | 0.59937 | 14 | 0.80066
23369 | 9.36 | 1 | 365 | 10.651 | 0.44953 | 11 | 0.10049
23370 | 4.68 | 1 | 365 | 5.3255 | 0.72476 | 6 | 0.050247
23372 | 9.88 | 1 | 365 | 11.2427 | 0.64117 | 11 | 0.88386
23374 | 5.61 | 1 | 365 | 6.3838 | 0.85597 | 7 | 0.23972
23366 | 8.1 | 1 | 365 | 9.2172 | 0.56209 | 9 | 0.77927
23377 | 7 | 1 | 365 | 7.9655 | 0.041312 | 8 | 0.00678
23378 | 8.16 | 1 | 365 | 9.2855 | 0.69959 | 9 | 0.98505
18573 | 5 | 1 | 365 | 5.6896 | 0.45808 | 6 | 0.1477
23382 | 4.95 | 1 | 365 | 5.6327 | 0.3435 | 5 | 0.97622
18581 | 3.64 | 1 | 365 | 4.142 | 0.34148 | 4 | 0.48353
23381 | 8.75 | 1 | 365 | 9.9568 | 0.05164 | 10 | 0.008475
23383 | 7.25 | 1 | 365 | 8.2499 | 0.61422 | 8 | 0.86416
23386 | 10.71 | 1 | 365 | 12.1872 | 0.54321 | 12 | 0.73037
23389 | 9.36 | 1 | 365 | 10.651 | 0.44953 | 11 | 0.10049
18586 | 8.32 | 1 | 365 | 9.4675 | 0.066245 | 9 | 0.53377
23392 | 5.61 | 1 | 365 | 6.3838 | 0.85597 | 7 | 0.23972
18587 | 5.355 | 1 | 365 | 6.0936 | 0.2716 | 6 | 0.36519
23400 | 11.27 | 1 | 365 | 12.8244 | 0.82651 | 13 | 0.65092
23399 | 7.8 | 1 | 365 | 8.8758 | 0.8746 | 9 | 0.75041
18588 | 6.24 | 1 | 365 | 7.1006 | 0.29968 | 7 | 0.40033
23401 | 9.18 | 1 | 365 | 10.4461 | 0.037035 | 10 | 0.48318
18589 | 7.02 | 1 | 365 | 7.9882 | 0.087144 | 8 | 0.075371
18607 | 8.32 | 1 | 365 | 9.4675 | 0.066245 | 9 | 0.53377
18609 | 6.76 | 1 | 365 | 7.6924 | 0.49132 | 8 | 0.18369
21718 | 7.905 | 1 | 365 | 8.9953 | 0.11522 | 9 | 0.11051
23403 | 9 | 1 | 365 | 10.2413 | 0.62454 | 10 | 0.86586
18645 | 7.8 | 1 | 365 | 8.8758 | 0.8746 | 9 | 0.75041
23409 | 4.94 | 1 | 365 | 5.6213 | 0.32058 | 5 | 0.94193
18205 | 8.54 | 1 | 365 | 9.7179 | 0.5704 | 10 | 0.28827
23411 | 7.54 | 1 | 365 | 8.5799 | 0.27878 | 8 | 0.85873
23413 | 3.85 | 1 | 365 | 4.381 | 0.82272 | 5 | 0.20373
23414 | 5.72 | 1 | 365 | 6.5089 | 0.10804 | 6 | 0.61697
23412 | 8.84 | 1 | 365 | 10.0592 | 0.25789 | 10 | 0.31713
23417 | 11.18 | 1 | 365 | 12.722 | 0.62027 | 13 | 0.34226
23376 | 4.335 | 1 | 365 | 4.9329 | 0.93416 | 5 | 0.86706
23424 | 6.24 | 1 | 365 | 7.1006 | 0.29968 | 7 | 0.40033
23426 | 11 | 1 | 365 | 12.5172 | 0.20778 | 12 | 0.72494
23427 | 9.945 | 1 | 365 | 11.3167 | 0.79012 | 12 | 0.10678
23428 | 9.88 | 1 | 365 | 11.2427 | 0.64117 | 11 | 0.88386
23430 | 4.94 | 1 | 365 | 5.6213 | 0.32058 | 5 | 0.94193
23433 | 7 | 1 | 365 | 7.9655 | 0.041312 | 8 | 0.00678
23434 | 4.68 | 1 | 365 | 5.3255 | 0.72476 | 6 | 0.050247
23435 | 9.88 | 1 | 365 | 11.2427 | 0.64117 | 11 | 0.88386
23437 | 17.25 | 1 | 365 | 19.6292 | 0.53038 | 20 | 0.15956
23438 | 10.065 | 1 | 365 | 11.4532 | 0.065115 | 11 | 0.51832
23440 | 5.72 | 1 | 365 | 6.5089 | 0.10804 | 6 | 0.61697
23441 | 8.06 | 1 | 365 | 9.1717 | 0.47042 | 9 | 0.64209
23442 | 7.65 | 1 | 365 | 8.7051 | 0.53086 | 9 | 0.23598
23120 | 6.12 | 1 | 365 | 6.9641 | 0.02469 | 6 | 0.98878
23121 | 3.85 | 1 | 365 | 4.381 | 0.82272 | 5 | 0.20373
23124 | 3.57 | 1 | 365 | 4.0624 | 0.18107 | 4 | 0.24346
23129 | 10.455 | 1 | 365 | 11.897 | 0.95885 | 12 | 0.85584
23137 | 5.6 | 1 | 365 | 6.3724 | 0.83305 | 7 | 0.20542
23138 | 9.38 | 1 | 365 | 10.6737 | 0.49536 | 11 | 0.16909
23147 | 7.28 | 1 | 365 | 8.2841 | 0.68296 | 8 | 0.96705
23148 | 8.525 | 1 | 365 | 9.7008 | 0.53603 | 10 | 0.23683
16263 | 9.69 | 1 | 365 | 11.0265 | 0.20576 | 11 | 0.23224
18688 | 7.8 | 1 | 365 | 8.8758 | 0.8746 | 9 | 0.75041
23156 | 4.125 | 1 | 365 | 4.6939 | 0.45292 | 5 | 0.14685
22933 | 5.1 | 1 | 365 | 5.8034 | 0.68724 | 6 | 0.49065
22096 | 7.395 | 1 | 365 | 8.4149 | 0.9465 | 9 | 0.36145
23158 | 8 | 1 | 365 | 9.1034 | 0.33293 | 9 | 0.43632
23159 | 5.72 | 1 | 365 | 6.5089 | 0.10804 | 6 | 0.61697
23161 | 4.5 | 1 | 365 | 5.1207 | 0.31227 | 5 | 0.43293
23162 | 5.72 | 1 | 365 | 6.5089 | 0.10804 | 6 | 0.61697
23169 | 8.502 | 1 | 365 | 9.6746 | 0.48332 | 10 | 0.15795
23172 | 4.845 | 1 | 365 | 5.5132 | 0.10288 | 5 | 0.61612
23174 | 8.54 | 1 | 365 | 9.7179 | 0.5704 | 10 | 0.28827
23176 | 11.7 | 1 | 365 | 13.3137 | 0.81191 | 14 | 0.12562
23179 | 8.25 | 1 | 365 | 9.3879 | 0.90583 | 10 | 0.29371
23180 | 8.16 | 1 | 365 | 9.2855 | 0.69959 | 9 | 0.98505
23182 | 3.6 | 1 | 365 | 4.0965 | 0.24982 | 4 | 0.34634
23181 | 6.24 | 1 | 365 | 7.1006 | 0.29968 | 7 | 0.40033
23164 | 11.25 | 1 | 365 | 12.8016 | 0.78068 | 13 | 0.58232
23186 | 8.58 | 1 | 365 | 9.7634 | 0.66207 | 10 | 0.42545
23189 | 5.5 | 1 | 365 | 6.2586 | 0.60389 | 6 | 0.86247
23192 | 9.88 | 1 | 365 | 11.2427 | 0.64117 | 11 | 0.88386
23194 | 5 | 1 | 365 | 5.6896 | 0.45808 | 6 | 0.1477
23197 | 4.68 | 1 | 365 | 5.3255 | 0.72476 | 6 | 0.050247
23199 | 5.75 | 1 | 365 | 6.5431 | 0.17679 | 6 | 0.71985
23200 | 6 | 1 | 365 | 6.8275 | 0.7497 | 7 | 0.57724
23203 | 5.75 | 1 | 365 | 6.5431 | 0.17679 | 6 | 0.71985
23205 | 5.5 | 1 | 365 | 6.2586 | 0.60389 | 6 | 0.86247
23207 | 8.58 | 1 | 365 | 9.7634 | 0.66207 | 10 | 0.42545
23209 | 7.8 | 1 | 365 | 8.8758 | 0.8746 | 9 | 0.75041
23211 | 7.02 | 1 | 365 | 7.9882 | 0.087144 | 8 | 0.075371
23214 | 5.75 | 1 | 365 | 6.5431 | 0.17679 | 6 | 0.71985
23215 | 7.28 | 1 | 365 | 8.2841 | 0.68296 | 8 | 0.96705
23218 | 7.28 | 1 | 365 | 8.2841 | 0.68296 | 8 | 0.96705
23219 | 4.25 | 1 | 365 | 4.8362 | 0.73937 | 5 | 0.57554
22349 | 6.76 | 1 | 365 | 7.6924 | 0.49132 | 8 | 0.18369
19331 | 8.84 | 1 | 365 | 10.0592 | 0.25789 | 10 | 0.31713
21541 | 6.76 | 1 | 365 | 7.6924 | 0.49132 | 8 | 0.18369
19353 | 7.02 | 1 | 365 | 7.9882 | 0.087144 | 8 | 0.075371
22559 | 10.8 | 1 | 365 | 12.2896 | 0.74945 | 13 | 0.039032
22708 | 6.27 | 1 | 365 | 7.1348 | 0.36843 | 7 | 0.50322
22709 | 8.55 | 1 | 365 | 9.7293 | 0.59332 | 10 | 0.32257
22711 | 11.97 | 1 | 365 | 13.621 | 0.43064 | 14 | 0.051594
22715 | 9.156 | 1 | 365 | 10.4188 | 0.98204 | 11 | 0.40087
22713 | 4.8 | 1 | 365 | 5.462 | 0.99976 | 6 | 0.46179
22717 | 6.44 | 1 | 365 | 7.3282 | 0.75801 | 8 | 0.086238
22725 | 10.36 | 1 | 365 | 11.7889 | 0.74114 | 12 | 0.53003
22724 | 9.72 | 1 | 365 | 11.0606 | 0.27451 | 11 | 0.33513
22726 | 5.4 | 1 | 365 | 6.1448 | 0.37473 | 6 | 0.51952
22728 | 8.64 | 1 | 365 | 9.8317 | 0.79956 | 10 | 0.63123
22729 | 14.7 | 1 | 365 | 16.7275 | 0.68676 | 17 | 0.41424
22731 | 8.55 | 1 | 365 | 9.7293 | 0.59332 | 10 | 0.32257
22734 | 13.44 | 1 | 365 | 15.2937 | 0.79932 | 16 | 0.093018
22736 | 3.42 | 1 | 365 | 3.8917 | 0.83733 | 4 | 0.72903
22738 | 8.829 | 1 | 365 | 10.0467 | 0.23268 | 10 | 0.27941
22740 | 6.05 | 1 | 365 | 6.8844 | 0.86428 | 7 | 0.74872
22747 | 19.62 | 1 | 365 | 22.3261 | 0.96151 | 23 | 0.28757
22754 | 4.56 | 1 | 365 | 5.1889 | 0.44977 | 5 | 0.6387
22759 | 5 | 1 | 365 | 5.6896 | 0.45808 | 6 | 0.1477
22763 | 19.84 | 1 | 365 | 22.5764 | 0.46566 | 23 | 0.042074
22771 | 9.25 | 1 | 365 | 10.5258 | 0.19745 | 10 | 0.72325
22773 | 7.54 | 1 | 365 | 8.5799 | 0.27878 | 8 | 0.85873
22777 | 5 | 1 | 365 | 5.6896 | 0.45808 | 6 | 0.1477
22779 | 7.8 | 1 | 365 | 8.8758 | 0.8746 | 9 | 0.75041
22780 | 7 | 1 | 365 | 7.9655 | 0.041312 | 8 | 0.00678
22785 | 11.44 | 1 | 365 | 13.0179 | 0.21609 | 13 | 0.23394
22784 | 3.315 | 1 | 365 | 3.7722 | 0.59671 | 4 | 0.36893
22788 | 3.06 | 1 | 365 | 3.482 | 0.012345 | 3 | 0.49439
22791 | 10.08 | 1 | 365 | 11.4703 | 0.099489 | 11 | 0.56976
22789 | 10.8 | 1 | 365 | 12.2896 | 0.74945 | 13 | 0.039032
22792 | 5.13 | 1 | 365 | 5.8376 | 0.75599 | 6 | 0.59354
22794 | 3.9 | 1 | 365 | 4.4379 | 0.9373 | 5 | 0.37521
22796 | 6 | 1 | 365 | 6.8275 | 0.7497 | 7 | 0.57724
15821 | 385 | 0.9 | 365 | 394.2907 | 0.044944 | 394 | 0.33561
20461 | 7.84 | 1 | 365 | 8.9213 | 0.96627 | 9 | 0.88759
17394 | 9.18 | 1 | 365 | 10.4461 | 0.037035 | 10 | 0.48318
22806 | 7.625 | 1 | 365 | 8.6767 | 0.47357 | 9 | 0.15024
22751 | 6.76 | 1 | 365 | 7.6924 | 0.49132 | 8 | 0.18369
22750 | 9.1 | 1 | 365 | 10.3551 | 0.85371 | 11 | 0.20881
22749 | 3.12 | 1 | 365 | 3.5503 | 0.14984 | 3 | 0.70016
22760 | 2.34 | 1 | 365 | 2.6627 | 0.36238 | 3 | 0.025124
22761 | 2.34 | 1 | 365 | 2.6627 | 0.36238 | 3 | 0.025124
22757 | 10.14 | 1 | 365 | 11.5385 | 0.23699 | 11 | 0.77554
22756 | 4.94 | 1 | 365 | 5.6213 | 0.32058 | 5 | 0.94193
22767 | 11.18 | 1 | 365 | 12.722 | 0.62027 | 13 | 0.34226
22768 | 7.14 | 1 | 365 | 8.1248 | 0.36214 | 8 | 0.48692
22765 | 7.02 | 1 | 365 | 7.9882 | 0.087144 | 8 | 0.075371
23558 | 9.1 | 1 | 365 | 10.3551 | 0.85371 | 11 | 0.20881
23059 | 5.5 | 1 | 365 | 6.2586 | 0.60389 | 6 | 0.86247
23072 | 6.885 | 1 | 365 | 7.8346 | 0.77778 | 8 | 0.61238
22857 | 7.14 | 1 | 365 | 8.1248 | 0.36214 | 8 | 0.48692
23125 | 5.1 | 1 | 365 | 5.8034 | 0.68724 | 6 | 0.49065
22855 | 7.2 | 1 | 365 | 8.1931 | 0.49964 | 8 | 0.69269
22283 | 26.88 | 0.9 | 365 | 27.5287 | 0.43877 | 27 | 0.96743
15499 | 6.24 | 1 | 365 | 7.1006 | 0.29968 | 7 | 0.40033
22468 | 4.845 | 1 | 365 | 5.5132 | 0.10288 | 5 | 0.61612
22479 | 7.8 | 1 | 365 | 8.8758 | 0.8746 | 9 | 0.75041
10207 | 26 | 0.9 | 365 | 26.6274 | 0.62381 | 27 | 0.25124
23101 | 15.86 | 1 | 365 | 18.0475 | 0.34503 | 18 | 0.3925
23295 | 6 | 1 | 365 | 6.8275 | 0.7497 | 7 | 0.57724
23300 | 10.215 | 1 | 365 | 11.6239 | 0.40886 | 12 | 0.032751
23306 | 5.545 | 1 | 365 | 6.3098 | 0.70701 | 7 | 0.016799
23305 | 6.24 | 1 | 365 | 7.1006 | 0.29968 | 7 | 0.40033
23317 | 4.94 | 1 | 365 | 5.6213 | 0.32058 | 5 | 0.94193
23320 | 4.08 | 1 | 365 | 4.6427 | 0.34979 | 4 | 0.99252
23323 | 10.2 | 1 | 365 | 11.6068 | 0.37448 | 11 | 0.98131
23316 | 5.61 | 1 | 365 | 6.3838 | 0.85597 | 7 | 0.23972
23325 | 9.35 | 1 | 365 | 10.6396 | 0.42661 | 11 | 0.066199
23328 | 11.96 | 1 | 365 | 13.6096 | 0.40773 | 14 | 0.017298
23330 | 4.42 | 1 | 365 | 5.0296 | 0.12894 | 5 | 0.15857
23331 | 2.08 | 1 | 365 | 2.3669 | 0.76656 | 3 | 0.13344
23327 | 5.98 | 1 | 365 | 6.8048 | 0.70386 | 7 | 0.50865
23332 | 9.62 | 1 | 365 | 10.9468 | 0.045346 | 10 | 0.99217
21767 | 7.65 | 1 | 365 | 8.7051 | 0.53086 | 9 | 0.23598
21898 | 5.75 | 1 | 365 | 6.5431 | 0.17679 | 6 | 0.71985
15975 | 11.96 | 1 | 365 | 13.6096 | 0.40773 | 14 | 0.017298
21930 | 5.98 | 1 | 365 | 6.8048 | 0.70386 | 7 | 0.50865
16383 | 10.71 | 1 | 365 | 12.1872 | 0.54321 | 12 | 0.73037
21440 | 9.69 | 1 | 365 | 11.0265 | 0.20576 | 11 | 0.23224
21434 | 3.825 | 1 | 365 | 4.3526 | 0.76543 | 5 | 0.11799
23333 | 4.845 | 1 | 365 | 5.5132 | 0.10288 | 5 | 0.61612
23343 | 5.545 | 1 | 365 | 6.3098 | 0.70701 | 7 | 0.016799
19057 | 5.1 | 1 | 365 | 5.8034 | 0.68724 | 6 | 0.49065
17823 | 9.36 | 1 | 365 | 10.651 | 0.44953 | 11 | 0.10049
17808 | 5.1 | 1 | 365 | 5.8034 | 0.68724 | 6 | 0.49065
15885 | 5.1 | 1 | 365 | 5.8034 | 0.68724 | 6 | 0.49065
22018 | 12.42 | 1 | 365 | 14.133 | 0.46187 | 14 | 0.59489
19462 | 57.46 | 0.9 | 365 | 58.8466 | 0.50863 | 59 | 0.35523
21575 | 9.3 | 1 | 365 | 10.5827 | 0.31203 | 10 | 0.89472
22235 | 4.75 | 1 | 365 | 5.4051 | 0.88518 | 6 | 0.29031
22302 | 2.86 | 1 | 365 | 3.2545 | 0.55402 | 3 | 0.80848
19510 | 2.08 | 1 | 365 | 2.3669 | 0.76656 | 3 | 0.13344
22968 | 8.84 | 1 | 365 | 10.0592 | 0.25789 | 10 | 0.31713
19693 | 10.92 | 1 | 365 | 12.4261 | 0.024447 | 12 | 0.45058
19506 | 8.12 | 1 | 365 | 9.2399 | 0.60792 | 9 | 0.84786
4664 | 106.08 | 0.9 | 365 | 108.6399 | 0.78516 | 109 | 0.42504
8353 | 223.16 | 0.9 | 365 | 228.5452 | 0.25732 | 228 | 0.80253
22970 | 10.53 | 1 | 365 | 11.9823 | 0.13072 | 12 | 0.11306
20136 | 8.58 | 1 | 365 | 9.7634 | 0.66207 | 10 | 0.42545
22971 | 9.435 | 1 | 365 | 10.7363 | 0.6214 | 11 | 0.35771
22973 | 14.388 | 1 | 365 | 16.3725 | 0.97177 | 17 | 0.34422
22974 | 6.21 | 1 | 365 | 7.0665 | 0.23094 | 7 | 0.29744
22976 | 8.32 | 1 | 365 | 9.4675 | 0.066245 | 9 | 0.53377
22977 | 8.28 | 1 | 365 | 9.422 | 0.97458 | 10 | 0.39659
22978 | 7.65 | 1 | 365 | 8.7051 | 0.53086 | 9 | 0.23598
19836 | 3.315 | 1 | 365 | 3.7722 | 0.59671 | 4 | 0.36893
19746 | 3.975 | 1 | 365 | 4.5232 | 0.10917 | 4 | 0.63242
21083 | 8.925 | 1 | 365 | 10.156 | 0.45267 | 10 | 0.60864
21084 | 11.22 | 1 | 365 | 12.7675 | 0.71193 | 13 | 0.47944
21157 | 7.15 | 1 | 365 | 8.1362 | 0.38505 | 8 | 0.52121
19822 | 5 | 1 | 365 | 5.6896 | 0.45808 | 6 | 0.1477
22979 | 8.1 | 1 | 365 | 9.2172 | 0.56209 | 9 | 0.77927
21410 | 6.9 | 1 | 365 | 7.8517 | 0.81215 | 8 | 0.66383
22980 | 9.99 | 1 | 365 | 11.3679 | 0.89324 | 12 | 0.2611
22981 | 9.81 | 1 | 365 | 11.163 | 0.48075 | 11 | 0.64379
21422 | 9.18 | 1 | 365 | 10.4461 | 0.037035 | 10 | 0.48318
18476 | 7.28 | 1 | 365 | 8.2841 | 0.68296 | 8 | 0.96705
22982 | 24.15 | 1 | 365 | 27.4809 | 0.34253 | 27 | 0.82339
18486 | 10.4 | 1 | 365 | 11.8344 | 0.83281 | 12 | 0.66722
18509 | 5.98 | 1 | 365 | 6.8048 | 0.70386 | 7 | 0.50865
18518 | 4.16 | 1 | 365 | 4.7338 | 0.53312 | 5 | 0.26689
18525 | 3.38 | 1 | 365 | 3.8462 | 0.74566 | 4 | 0.59185
18528 | 18.2 | 1 | 365 | 20.7102 | 0.70741 | 21 | 0.41763
18533 | 8.84 | 1 | 365 | 10.0592 | 0.25789 | 10 | 0.31713
18536 | 3.38 | 1 | 365 | 3.8462 | 0.74566 | 4 | 0.59185
18540 | 8.58 | 1 | 365 | 9.7634 | 0.66207 | 10 | 0.42545
19554 | 78.96 | 0.9 | 365 | 80.8654 | 0.8514 | 81 | 0.71683
24121 | 5.4 | 1 | 365 | 6.1448 | 0.37473 | 6 | 0.51952
24123 | 5.415 | 1 | 365 | 6.1619 | 0.4091 | 6 | 0.57096
24124 | 8.37 | 1 | 365 | 9.5244 | 0.18083 | 9 | 0.70525
24126 | 4.68 | 1 | 365 | 5.3255 | 0.72476 | 6 | 0.050247
24127 | 9.81 | 1 | 365 | 11.163 | 0.48075 | 11 | 0.64379
14223 | 13.734 | 1 | 365 | 15.6282 | 0.47305 | 16 | 0.1013
24128 | 5.61 | 1 | 365 | 6.3838 | 0.85597 | 7 | 0.23972
24129 | 5.232 | 1 | 365 | 5.9536 | 0.98973 | 6 | 0.94335
24130 | 7.935 | 1 | 365 | 9.0294 | 0.18397 | 9 | 0.2134
24131 | 6.72 | 1 | 365 | 7.6468 | 0.39966 | 8 | 0.046509
24132 | 5.72 | 1 | 365 | 6.5089 | 0.10804 | 6 | 0.61697
24133 | 3.12 | 1 | 365 | 3.5503 | 0.14984 | 3 | 0.70016
24134 | 3.12 | 1 | 365 | 3.5503 | 0.14984 | 3 | 0.70016
24135 | 3.64 | 1 | 365 | 4.142 | 0.34148 | 4 | 0.48353
23995 | 7.8 | 1 | 365 | 8.8758 | 0.8746 | 9 | 0.75041
24136 | 5.72 | 1 | 365 | 6.5089 | 0.10804 | 6 | 0.61697
24138 | 5.355 | 1 | 365 | 6.0936 | 0.2716 | 6 | 0.36519
22985 | 5.72 | 1 | 365 | 6.5089 | 0.10804 | 6 | 0.61697
24142 | 5.355 | 1 | 365 | 6.0936 | 0.2716 | 6 | 0.36519
22986 | 7.5 | 1 | 365 | 8.5344 | 0.18712 | 8 | 0.72155
24144 | 7.2 | 1 | 365 | 8.1931 | 0.49964 | 8 | 0.69269
22989 | 4.905 | 1 | 365 | 5.5815 | 0.24038 | 5 | 0.82189
24146 | 5.7 | 1 | 365 | 6.4862 | 0.062211 | 6 | 0.54838
22992 | 4.125 | 1 | 365 | 4.6939 | 0.45292 | 5 | 0.14685
24150 | 6.375 | 1 | 365 | 7.2543 | 0.60905 | 7 | 0.86332
24152 | 8.84 | 1 | 365 | 10.0592 | 0.25789 | 10 | 0.31713
24154 | 6.12 | 1 | 365 | 6.9641 | 0.02469 | 6 | 0.98878
24155 | 5.46 | 1 | 365 | 6.2131 | 0.51222 | 6 | 0.72529
24157 | 5.4 | 1 | 365 | 6.1448 | 0.37473 | 6 | 0.51952
22995 | 2.75 | 1 | 365 | 3.1293 | 0.30194 | 3 | 0.43124
24160 | 7.65 | 1 | 365 | 8.7051 | 0.53086 | 9 | 0.23598
22996 | 9.52 | 1 | 365 | 10.833 | 0.81618 | 11 | 0.64922
23009 | 10.71 | 1 | 365 | 12.1872 | 0.54321 | 12 | 0.73037
23012 | 4.59 | 1 | 365 | 5.2231 | 0.51852 | 5 | 0.74159
24162 | 4.94 | 1 | 365 | 5.6213 | 0.32058 | 5 | 0.94193
24165 | 6.76 | 1 | 365 | 7.6924 | 0.49132 | 8 | 0.18369
24147 | 8.68 | 1 | 365 | 9.8772 | 0.89123 | 10 | 0.76841
24172 | 5.4 | 1 | 365 | 6.1448 | 0.37473 | 6 | 0.51952
24175 | 4.69 | 1 | 365 | 5.3369 | 0.74768 | 6 | 0.084543
24177 | 7.8 | 1 | 365 | 8.8758 | 0.8746 | 9 | 0.75041
23756 | 5.61 | 1 | 365 | 6.3838 | 0.85597 | 7 | 0.23972
23657 | 3.12 | 1 | 365 | 3.5503 | 0.14984 | 3 | 0.70016
22403 | 2.7 | 1 | 365 | 3.0724 | 0.18736 | 3 | 0.25976
24182 | 5.232 | 1 | 365 | 5.9536 | 0.98973 | 6 | 0.94335
24183 | 9.1 | 1 | 365 | 10.3551 | 0.85371 | 11 | 0.20881
24184 | 3.64 | 1 | 365 | 4.142 | 0.34148 | 4 | 0.48353
24186 | 6.72 | 1 | 365 | 7.6468 | 0.39966 | 8 | 0.046509
24191 | 15.5 | 1 | 365 | 17.6378 | 0.52005 | 18 | 0.15787
24193 | 5.98 | 1 | 365 | 6.8048 | 0.70386 | 7 | 0.50865
24195 | 6.12 | 1 | 365 | 6.9641 | 0.02469 | 6 | 0.98878
17011 | 9.36 | 1 | 365 | 10.651 | 0.44953 | 11 | 0.10049
24198 | 8.4 | 1 | 365 | 9.5586 | 0.24957 | 9 | 0.80814
24201 | 3.825 | 1 | 365 | 4.3526 | 0.76543 | 5 | 0.11799
24204 | 5.46 | 1 | 365 | 6.2131 | 0.51222 | 6 | 0.72529
24206 | 8.06 | 1 | 365 | 9.1717 | 0.47042 | 9 | 0.64209
24207 | 5.98 | 1 | 365 | 6.8048 | 0.70386 | 7 | 0.50865
24209 | 5.4 | 1 | 365 | 6.1448 | 0.37473 | 6 | 0.51952
24211 | 3.12 | 1 | 365 | 3.5503 | 0.14984 | 3 | 0.70016
24213 | 7.8 | 1 | 365 | 8.8758 | 0.8746 | 9 | 0.75041
24215 | 6.5 | 1 | 365 | 7.3965 | 0.8955 | 8 | 0.29201
24216 | 6.54 | 1 | 365 | 7.442 | 0.98717 | 8 | 0.42919
24217 | 3.705 | 1 | 365 | 4.216 | 0.49044 | 4 | 0.70645
24218 | 8.4 | 1 | 365 | 9.5586 | 0.24957 | 9 | 0.80814
24219 | 3.825 | 1 | 365 | 4.3526 | 0.76543 | 5 | 0.11799
24224 | 4.68 | 1 | 365 | 5.3255 | 0.72476 | 6 | 0.050247
24228 | 3.64 | 1 | 365 | 4.142 | 0.34148 | 4 | 0.48353
24226 | 5.72 | 1 | 365 | 6.5089 | 0.10804 | 6 | 0.61697
24229 | 5.2 | 1 | 365 | 5.9172 | 0.9164 | 6 | 0.83361
24232 | 7.8 | 1 | 365 | 8.8758 | 0.8746 | 9 | 0.75041
24234 | 4.8 | 1 | 365 | 5.462 | 0.99976 | 6 | 0.46179
24236 | 7.14 | 1 | 365 | 8.1248 | 0.36214 | 8 | 0.48692
24237 | 3.06 | 1 | 365 | 3.482 | 0.012345 | 3 | 0.49439
22381 | 7.68 | 1 | 365 | 8.7393 | 0.59961 | 9 | 0.33887
24240 | 7.14 | 1 | 365 | 8.1248 | 0.36214 | 8 | 0.48692
24244 | 4.94 | 1 | 365 | 5.6213 | 0.32058 | 5 | 0.94193
24241 | 5.355 | 1 | 365 | 6.0936 | 0.2716 | 6 | 0.36519
19090 | 5.1 | 1 | 365 | 5.8034 | 0.68724 | 6 | 0.49065
18913 | 8.67 | 1 | 365 | 9.8658 | 0.86831 | 10 | 0.73411
18907 | 5.72 | 1 | 365 | 6.5089 | 0.10804 | 6 | 0.61697
20236 | 6.6 | 1 | 365 | 7.5103 | 0.12467 | 7 | 0.63496
20740 | 8.8 | 1 | 365 | 10.0137 | 0.16622 | 10 | 0.17995
21582 | 5.98 | 1 | 365 | 6.8048 | 0.70386 | 7 | 0.50865
18298 | 5.72 | 1 | 365 | 6.5089 | 0.10804 | 6 | 0.61697
19511 | 7.8 | 1 | 365 | 8.8758 | 0.8746 | 9 | 0.75041
20049 | 7.56 | 1 | 365 | 8.6027 | 0.32462 | 8 | 0.92732
23014 | 5.61 | 1 | 365 | 6.3838 | 0.85597 | 7 | 0.23972
23016 | 3.3 | 1 | 365 | 3.7551 | 0.56233 | 4 | 0.31748
23024 | 5.5 | 1 | 365 | 6.2586 | 0.60389 | 6 | 0.86247
23027 | 4.845 | 1 | 365 | 5.5132 | 0.10288 | 5 | 0.61612
21652 | 7.28 | 1 | 365 | 8.2841 | 0.68296 | 8 | 0.96705
23931 | 6.44 | 1 | 365 | 7.3282 | 0.75801 | 8 | 0.086238
22612 | 4.27 | 1 | 365 | 4.8589 | 0.7852 | 5 | 0.64414
23938 | 12.42 | 1 | 365 | 14.133 | 0.46187 | 14 | 0.59489
23944 | 5.4 | 1 | 365 | 6.1448 | 0.37473 | 6 | 0.51952
23949 | 4.48 | 1 | 365 | 5.0979 | 0.26644 | 5 | 0.36434
23953 | 3.6 | 1 | 365 | 4.0965 | 0.24982 | 4 | 0.34634
23956 | 5.13 | 1 | 365 | 5.8376 | 0.75599 | 6 | 0.59354
23960 | 6.375 | 1 | 365 | 7.2543 | 0.60905 | 7 | 0.86332
23961 | 6.76 | 1 | 365 | 7.6924 | 0.49132 | 8 | 0.18369
23982 | 5.775 | 1 | 365 | 6.5715 | 0.23408 | 6 | 0.80559
23999 | 6 | 1 | 365 | 6.8275 | 0.7497 | 7 | 0.57724
24001 | 8.4 | 1 | 365 | 9.5586 | 0.24957 | 9 | 0.80814
24002 | 10.464 | 1 | 365 | 11.9072 | 0.97947 | 12 | 0.88671
24003 | 5.72 | 1 | 365 | 6.5089 | 0.10804 | 6 | 0.61697
24004 | 19.32 | 1 | 365 | 21.9847 | 0.27402 | 22 | 0.25871
24005 | 8.64 | 1 | 365 | 9.8317 | 0.79956 | 10 | 0.63123
24022 | 5.98 | 1 | 365 | 6.8048 | 0.70386 | 7 | 0.50865
23986 | 6.867 | 1 | 365 | 7.8141 | 0.73653 | 8 | 0.55065
24040 | 6.12 | 1 | 365 | 6.9641 | 0.02469 | 6 | 0.98878
24043 | 3.12 | 1 | 365 | 3.5503 | 0.14984 | 3 | 0.70016
23902 | 3.38 | 1 | 365 | 3.8462 | 0.74566 | 4 | 0.59185
16015 | 6.375 | 1 | 365 | 7.2543 | 0.60905 | 7 | 0.86332
24045 | 10.53 | 1 | 365 | 11.9823 | 0.13072 | 12 | 0.11306
24047 | 5.7 | 1 | 365 | 6.4862 | 0.062211 | 6 | 0.54838
24048 | 7.54 | 1 | 365 | 8.5799 | 0.27878 | 8 | 0.85873
24051 | 5.32 | 1 | 365 | 6.0538 | 0.1914 | 6 | 0.24515
24053 | 7.28 | 1 | 365 | 8.2841 | 0.68296 | 8 | 0.96705
24054 | 8.32 | 1 | 365 | 9.4675 | 0.066245 | 9 | 0.53377
24069 | 3.85 | 1 | 365 | 4.381 | 0.82272 | 5 | 0.20373
24071 | 11 | 1 | 365 | 12.5172 | 0.20778 | 12 | 0.72494
23757 | 3.9 | 1 | 365 | 4.4379 | 0.9373 | 5 | 0.37521
23755 | 6.375 | 1 | 365 | 7.2543 | 0.60905 | 7 | 0.86332
23753 | 6.12 | 1 | 365 | 6.9641 | 0.02469 | 6 | 0.98878
23026 | 3.92 | 1 | 365 | 4.4607 | 0.98313 | 5 | 0.4438
23763 | 11.59 | 1 | 365 | 13.1885 | 0.55983 | 13 | 0.74837
23030 | 9.945 | 1 | 365 | 11.3167 | 0.79012 | 12 | 0.10678
23032 | 14.025 | 1 | 365 | 15.9594 | 0.13991 | 16 | 0.099299
23762 | 10.2 | 1 | 365 | 11.6068 | 0.37448 | 11 | 0.98131
23033 | 14.56 | 1 | 365 | 16.5682 | 0.36593 | 16 | 0.9341
23761 | 5.1 | 1 | 365 | 5.8034 | 0.68724 | 6 | 0.49065
23038 | 4.59 | 1 | 365 | 5.2231 | 0.51852 | 5 | 0.74159
24084 | 6.76 | 1 | 365 | 7.6924 | 0.49132 | 8 | 0.18369
23913 | 6 | 1 | 365 | 6.8275 | 0.7497 | 7 | 0.57724
24085 | 4.2 | 1 | 365 | 4.7793 | 0.62479 | 5 | 0.40407
24086 | 6.16 | 1 | 365 | 7.0096 | 0.11635 | 7 | 0.12597
24092 | 7.56 | 1 | 365 | 8.6027 | 0.32462 | 8 | 0.92732
24095 | 3.75 | 1 | 365 | 4.2672 | 0.59356 | 4 | 0.86078
24111 | 5.5 | 1 | 365 | 6.2586 | 0.60389 | 6 | 0.86247
24113 | 10.2 | 1 | 365 | 11.6068 | 0.37448 | 11 | 0.98131
24120 | 7.14 | 1 | 365 | 8.1248 | 0.36214 | 8 | 0.48692
23039 | 4.59 | 1 | 365 | 5.2231 | 0.51852 | 5 | 0.74159
23050 | 7.395 | 1 | 365 | 8.4149 | 0.9465 | 9 | 0.36145
23053 | 6.375 | 1 | 365 | 7.2543 | 0.60905 | 7 | 0.86332
23055 | 6.875 | 1 | 365 | 7.8232 | 0.75486 | 8 | 0.57809
23056 | 7.975 | 1 | 365 | 9.0749 | 0.27564 | 9 | 0.35058
23065 | 11.475 | 1 | 365 | 13.0577 | 0.29629 | 13 | 0.35397
23066 | 11.825 | 1 | 365 | 13.456 | 0.098359 | 13 | 0.55431
23075 | 5.1 | 1 | 365 | 5.8034 | 0.68724 | 6 | 0.49065
23088 | 5.32 | 1 | 365 | 6.0538 | 0.1914 | 6 | 0.24515
23087 | 11.985 | 1 | 365 | 13.638 | 0.46502 | 14 | 0.10304
23058 | 2.86 | 1 | 365 | 3.2545 | 0.55402 | 3 | 0.80848
19898 | 8.32 | 1 | 365 | 9.4675 | 0.066245 | 9 | 0.53377
23090 | 11.55 | 1 | 365 | 13.143 | 0.46816 | 13 | 0.61119
15696 | 3.06 | 1 | 365 | 3.482 | 0.012345 | 3 | 0.49439
23093 | 10.2 | 1 | 365 | 11.6068 | 0.37448 | 11 | 0.98131
23096 | 7.65 | 1 | 365 | 8.7051 | 0.53086 | 9 | 0.23598
23765 | 9.1 | 1 | 365 | 10.3551 | 0.85371 | 11 | 0.20881
23110 | 7.28 | 1 | 365 | 8.2841 | 0.68296 | 8 | 0.96705
23119 | 4.08 | 1 | 365 | 4.6427 | 0.34979 | 4 | 0.99252
23766 | 4.42 | 1 | 365 | 5.0296 | 0.12894 | 5 | 0.15857
23767 | 7.02 | 1 | 365 | 7.9882 | 0.087144 | 8 | 0.075371
23768 | 6.5 | 1 | 365 | 7.3965 | 0.8955 | 8 | 0.29201
23769 | 9.99 | 1 | 365 | 11.3679 | 0.89324 | 12 | 0.2611
23783 | 15.95 | 1 | 365 | 18.1499 | 0.55128 | 18 | 0.70116
23787 | 4.75 | 1 | 365 | 5.4051 | 0.88518 | 6 | 0.29031
23781 | 6.325 | 1 | 365 | 7.1974 | 0.49447 | 7 | 0.69184
23806 | 11.75 | 1 | 365 | 13.3706 | 0.92649 | 14 | 0.29709
24369 | 4.94 | 1 | 365 | 5.6213 | 0.32058 | 5 | 0.94193
23813 | 9.5 | 1 | 365 | 10.8103 | 0.77035 | 11 | 0.58063
23816 | 3.57 | 1 | 365 | 4.0624 | 0.18107 | 4 | 0.24346
23820 | 4.25 | 1 | 365 | 4.8362 | 0.73937 | 5 | 0.57554
23822 | 7.5 | 1 | 365 | 8.5344 | 0.18712 | 8 | 0.72155
23826 | 3 | 1 | 365 | 3.4138 | 0.87485 | 4 | 0.28862
23829 | 4.68 | 1 | 365 | 5.3255 | 0.72476 | 6 | 0.050247
23838 | 6.25 | 1 | 365 | 7.112 | 0.3226 | 7 | 0.43462
23840 | 3.99 | 1 | 365 | 4.5403 | 0.14355 | 4 | 0.68386
23839 | 3.3 | 1 | 365 | 3.7551 | 0.56233 | 4 | 0.31748
23846 | 4.5 | 1 | 365 | 5.1207 | 0.31227 | 5 | 0.43293
23854 | 7 | 1 | 365 | 7.9655 | 0.041312 | 8 | 0.00678
23856 | 9.72 | 1 | 365 | 11.0606 | 0.27451 | 11 | 0.33513
23859 | 5.1 | 1 | 365 | 5.8034 | 0.68724 | 6 | 0.49065
23860 | 3 | 1 | 365 | 3.4138 | 0.87485 | 4 | 0.28862
23863 | 13.16 | 1 | 365 | 14.9751 | 0.15767 | 15 | 0.13275
23865 | 7.65 | 1 | 365 | 8.7051 | 0.53086 | 9 | 0.23598
23866 | 5.2 | 1 | 365 | 5.9172 | 0.9164 | 6 | 0.83361
23882 | 3.12 | 1 | 365 | 3.5503 | 0.14984 | 3 | 0.70016
23887 | 8.415 | 1 | 365 | 9.5756 | 0.28395 | 9 | 0.85958
23889 | 5.355 | 1 | 365 | 6.0936 | 0.2716 | 6 | 0.36519
23893 | 8.925 | 1 | 365 | 10.156 | 0.45267 | 10 | 0.60864
18838 | 8.32 | 1 | 365 | 9.4675 | 0.066245 | 9 | 0.53377
18836 | 5.46 | 1 | 365 | 6.2131 | 0.51222 | 6 | 0.72529
19334 | 4.68 | 1 | 365 | 5.3255 | 0.72476 | 6 | 0.050247
23895 | 7.28 | 1 | 365 | 8.2841 | 0.68296 | 8 | 0.96705
23901 | 4.2 | 1 | 365 | 4.7793 | 0.62479 | 5 | 0.40407
23903 | 6.24 | 1 | 365 | 7.1006 | 0.29968 | 7 | 0.40033
23904 | 4.5 | 1 | 365 | 5.1207 | 0.31227 | 5 | 0.43293
23906 | 6.76 | 1 | 365 | 7.6924 | 0.49132 | 8 | 0.18369
23907 | 4.08 | 1 | 365 | 4.6427 | 0.34979 | 4 | 0.99252
23909 | 4.68 | 1 | 365 | 5.3255 | 0.72476 | 6 | 0.050247
23911 | 6.84 | 1 | 365 | 7.7834 | 0.67465 | 8 | 0.45805
23914 | 7.84 | 1 | 365 | 8.9213 | 0.96627 | 9 | 0.88759
16101 | 504.165 | 0.8 | 365 | 458.9612 | 0.28206 | 459 | 0.24323
20915 | 12 | 1 | 365 | 13.6551 | 0.49939 | 14 | 0.15448
21180 | 9.625 | 1 | 365 | 10.9525 | 0.056804 | 11 | 0.0093225
21211 | 81.6 | 0.9 | 365 | 83.5691 | 0.29628 | 83 | 0.86542
21244 | 10.2 | 1 | 365 | 11.6068 | 0.37448 | 11 | 0.98131
21397 | 9.62 | 1 | 365 | 10.9468 | 0.045346 | 10 | 0.99217
21032 | 12.4 | 1 | 365 | 14.1103 | 0.41604 | 14 | 0.5263
21936 | 5.775 | 1 | 365 | 6.5715 | 0.23408 | 6 | 0.80559
21922 | 10 | 1 | 365 | 11.3792 | 0.91616 | 12 | 0.2954
21091 | 11 | 1 | 365 | 12.5172 | 0.20778 | 12 | 0.72494
22282 | 7.14 | 1 | 365 | 8.1248 | 0.36214 | 8 | 0.48692
22350 | 6.6 | 1 | 365 | 7.5103 | 0.12467 | 7 | 0.63496
22703 | 6.75 | 1 | 365 | 7.681 | 0.46841 | 8 | 0.1494
18522 | 5.94 | 1 | 365 | 6.7593 | 0.6122 | 7 | 0.37147
22840 | 2.85 | 1 | 365 | 3.2431 | 0.53111 | 3 | 0.77419
22969 | 10.45 | 1 | 365 | 11.8913 | 0.94739 | 12 | 0.83869
23538 | 6.05 | 1 | 365 | 6.8844 | 0.86428 | 7 | 0.74872
23533 | 5.5 | 1 | 365 | 6.2586 | 0.60389 | 6 | 0.86247
23692 | 3.24 | 1 | 365 | 3.6869 | 0.42484 | 4 | 0.11171
24125 | 16.225 | 1 | 365 | 18.4628 | 0.18147 | 18 | 0.64429
21063 | 11.44 | 1 | 365 | 13.0179 | 0.21609 | 13 | 0.23394
23888 | 9 | 1 | 365 | 10.2413 | 0.62454 | 10 | 0.86586
23891 | 9 | 1 | 365 | 10.2413 | 0.62454 | 10 | 0.86586
23423 | 6.5 | 1 | 365 | 7.3965 | 0.8955 | 8 | 0.29201
20549 | 12.375 | 1 | 365 | 14.0818 | 0.35875 | 14 | 0.44056
19602 | 8.84 | 1 | 365 | 10.0592 | 0.25789 | 10 | 0.31713
21296 | 3.675 | 1 | 365 | 4.1819 | 0.42169 | 4 | 0.60356
15131 | 2.805 | 1 | 365 | 3.1919 | 0.42798 | 3 | 0.61986
21426 | 5.28 | 1 | 365 | 6.0082 | 0.099732 | 6 | 0.10797
21774 | 8.8 | 1 | 365 | 10.0137 | 0.16622 | 10 | 0.17995
22121 | 5.04 | 1 | 365 | 5.7351 | 0.54974 | 6 | 0.28488
22236 | 5.2 | 1 | 365 | 5.9172 | 0.9164 | 6 | 0.83361
22511 | 3.9 | 1 | 365 | 4.4379 | 0.9373 | 5 | 0.37521
22837 | 6.3 | 1 | 365 | 7.1689 | 0.43718 | 7 | 0.6061
23141 | 6.63 | 1 | 365 | 7.5444 | 0.19341 | 7 | 0.73785
22752 | 5.46 | 1 | 365 | 6.2131 | 0.51222 | 6 | 0.72529
16685 | 4.2 | 1 | 365 | 4.7793 | 0.62479 | 5 | 0.40407
17775 | 7.6 | 1 | 365 | 8.6482 | 0.41628 | 9 | 0.064504
18833 | 3.9 | 1 | 365 | 4.4379 | 0.9373 | 5 | 0.37521
19628 | 5.2 | 1 | 365 | 5.9172 | 0.9164 | 6 | 0.83361
22041 | 5.94 | 1 | 365 | 6.7593 | 0.6122 | 7 | 0.37147
22522 | 7.56 | 1 | 365 | 8.6027 | 0.32462 | 8 | 0.92732
22540 | 6.48 | 1 | 365 | 7.3737 | 0.84967 | 8 | 0.22342
23326 | 10.83 | 1 | 365 | 12.3237 | 0.8182 | 13 | 0.14192
17291 | 23.8 | 1 | 365 | 27.0826 | 0.54046 | 27 | 0.62305
20854 | 5.98 | 1 | 365 | 6.8048 | 0.70386 | 7 | 0.50865
20856 | 8.16 | 1 | 365 | 9.2855 | 0.69959 | 9 | 0.98505
20858 | 4.94 | 1 | 365 | 5.6213 | 0.32058 | 5 | 0.94193
22960 | 6.5 | 1 | 365 | 7.3965 | 0.8955 | 8 | 0.29201
20860 | 5.72 | 1 | 365 | 6.5089 | 0.10804 | 6 | 0.61697
20863 | 2.6 | 1 | 365 | 2.9586 | 0.9582 | 3 | 0.9168
20864 | 6.24 | 1 | 365 | 7.1006 | 0.29968 | 7 | 0.40033
20865 | 9.1 | 1 | 365 | 10.3551 | 0.85371 | 11 | 0.20881
20866 | 6.72 | 1 | 365 | 7.6468 | 0.39966 | 8 | 0.046509
20871 | 5.2 | 1 | 365 | 5.9172 | 0.9164 | 6 | 0.83361
20890 | 6.24 | 1 | 365 | 7.1006 | 0.29968 | 7 | 0.40033
20882 | 11.96 | 1 | 365 | 13.6096 | 0.40773 | 14 | 0.017298
20872 | 7.28 | 1 | 365 | 8.2841 | 0.68296 | 8 | 0.96705
20876 | 4.16 | 1 | 365 | 4.7338 | 0.53312 | 5 | 0.26689
22645 | 6.47 | 1 | 365 | 7.3624 | 0.82676 | 8 | 0.18912
22649 | 10.57 | 1 | 365 | 12.0279 | 0.22238 | 12 | 0.25024
22660 | 4.47 | 1 | 365 | 5.0865 | 0.24352 | 5 | 0.33004
22661 | 10.215 | 1 | 365 | 11.6239 | 0.40886 | 12 | 0.032751
22664 | 6.725 | 1 | 365 | 7.6525 | 0.41112 | 8 | 0.063657
22667 | 5.47 | 1 | 365 | 6.2244 | 0.53514 | 6 | 0.75958
22775 | 7.96 | 1 | 365 | 9.0579 | 0.24126 | 9 | 0.29914
22781 | 8.47 | 1 | 365 | 9.6382 | 0.40999 | 10 | 0.048204
22783 | 10.215 | 1 | 365 | 11.6239 | 0.40886 | 12 | 0.032751
22815 | 5.215 | 1 | 365 | 5.9343 | 0.95078 | 6 | 0.88505
22824 | 5.215 | 1 | 365 | 5.9343 | 0.95078 | 6 | 0.88505
22826 | 7.47 | 1 | 365 | 8.5003 | 0.11837 | 8 | 0.61866
22827 | 5.98 | 1 | 365 | 6.8048 | 0.70386 | 7 | 0.50865
22828 | 10.215 | 1 | 365 | 11.6239 | 0.40886 | 12 | 0.032751
22833 | 5.725 | 1 | 365 | 6.5146 | 0.1195 | 6 | 0.63412
22863 | 6.725 | 1 | 365 | 7.6525 | 0.41112 | 8 | 0.063657
22864 | 6.725 | 1 | 365 | 7.6525 | 0.41112 | 8 | 0.063657
22865 | 4.295 | 1 | 365 | 4.8874 | 0.84249 | 5 | 0.72987
22866 | 7.96 | 1 | 365 | 9.0579 | 0.24126 | 9 | 0.29914
22870 | 6.215 | 1 | 365 | 7.0722 | 0.24239 | 7 | 0.31459
22871 | 3.725 | 1 | 365 | 4.2388 | 0.53627 | 4 | 0.77504
22872 | 10.215 | 1 | 365 | 11.6239 | 0.40886 | 12 | 0.032751
22878 | 6.725 | 1 | 365 | 7.6525 | 0.41112 | 8 | 0.063657
22880 | 5.98 | 1 | 365 | 6.8048 | 0.70386 | 7 | 0.50865
22585 | 12.48 | 1 | 365 | 14.2013 | 0.59937 | 14 | 0.80066
22758 | 11.96 | 1 | 365 | 13.6096 | 0.40773 | 14 | 0.017298
22666 | 4.235 | 1 | 365 | 4.8191 | 0.70499 | 5 | 0.5241
14268 | 14.025 | 1 | 365 | 15.9594 | 0.13991 | 16 | 0.099299
20043 | 7.54 | 1 | 365 | 8.5799 | 0.27878 | 8 | 0.85873
20501 | 5.72 | 1 | 365 | 6.5089 | 0.10804 | 6 | 0.61697
19744 | 8.58 | 1 | 365 | 9.7634 | 0.66207 | 10 | 0.42545
20495 | 6.76 | 1 | 365 | 7.6924 | 0.49132 | 8 | 0.18369
20547 | 6.76 | 1 | 365 | 7.6924 | 0.49132 | 8 | 0.18369
20548 | 5.46 | 1 | 365 | 6.2131 | 0.51222 | 6 | 0.72529
19974 | 5.72 | 1 | 365 | 6.5089 | 0.10804 | 6 | 0.61697
18653 | 7.848 | 1 | 365 | 8.9304 | 0.9846 | 9 | 0.91503
20861 | 4.68 | 1 | 365 | 5.3255 | 0.72476 | 6 | 0.050247
22842 | 6.84 | 1 | 365 | 7.7834 | 0.67465 | 8 | 0.45805
19946 | 7.54 | 1 | 365 | 8.5799 | 0.27878 | 8 | 0.85873
23780 | 5.7 | 1 | 365 | 6.4862 | 0.062211 | 6 | 0.54838
19856 | 6.5 | 1 | 365 | 7.3965 | 0.8955 | 8 | 0.29201
23845 | 5.4 | 1 | 365 | 6.1448 | 0.37473 | 6 | 0.51952
23918 | 5.4 | 1 | 365 | 6.1448 | 0.37473 | 6 | 0.51952
19987 | 12.22 | 1 | 365 | 13.9054 | 0.0035475 | 13 | 0.90898
19811 | 10.75 | 1 | 365 | 12.2327 | 0.63487 | 12 | 0.86755
20595 | 5.72 | 1 | 365 | 6.5089 | 0.10804 | 6 | 0.61697
20661 | 6.76 | 1 | 365 | 7.6924 | 0.49132 | 8 | 0.18369
20654 | 4.42 | 1 | 365 | 5.0296 | 0.12894 | 5 | 0.15857
20649 | 3.9 | 1 | 365 | 4.4379 | 0.9373 | 5 | 0.37521
16957 | 4.68 | 1 | 365 | 5.3255 | 0.72476 | 6 | 0.050247
17299 | 3.9 | 1 | 365 | 4.4379 | 0.9373 | 5 | 0.37521
20516 | 8.32 | 1 | 365 | 9.4675 | 0.066245 | 9 | 0.53377
20505 | 7.28 | 1 | 365 | 8.2841 | 0.68296 | 8 | 0.96705
20499 | 4.94 | 1 | 365 | 5.6213 | 0.32058 | 5 | 0.94193
20485 | 8.32 | 1 | 365 | 9.4675 | 0.066245 | 9 | 0.53377
16782 | 7 | 1 | 365 | 7.9655 | 0.041312 | 8 | 0.00678
17411 | 4.68 | 1 | 365 | 5.3255 | 0.72476 | 6 | 0.050247
17425 | 8.84 | 1 | 365 | 10.0592 | 0.25789 | 10 | 0.31713
16796 | 4.68 | 1 | 365 | 5.3255 | 0.72476 | 6 | 0.050247
16768 | 3 | 1 | 365 | 3.4138 | 0.87485 | 4 | 0.28862
16620 | 7.28 | 1 | 365 | 8.2841 | 0.68296 | 8 | 0.96705
16176 | 2.5 | 1 | 365 | 2.8448 | 0.72904 | 3 | 0.57385
19884 | 6.5 | 1 | 365 | 7.3965 | 0.8955 | 8 | 0.29201
21826 | 9.075 | 1 | 365 | 10.3267 | 0.79642 | 11 | 0.12308
23811 | 6.5 | 1 | 365 | 7.3965 | 0.8955 | 8 | 0.29201
15861 | 6.76 | 1 | 365 | 7.6924 | 0.49132 | 8 | 0.18369
20637 | 7.8 | 1 | 365 | 8.8758 | 0.8746 | 9 | 0.75041
20632 | 7.28 | 1 | 365 | 8.2841 | 0.68296 | 8 | 0.96705
20631 | 5.72 | 1 | 365 | 6.5089 | 0.10804 | 6 | 0.61697
20440 | 7.8 | 1 | 365 | 8.8758 | 0.8746 | 9 | 0.75041
20436 | 8.84 | 1 | 365 | 10.0592 | 0.25789 | 10 | 0.31713
17561 | 8.84 | 1 | 365 | 10.0592 | 0.25789 | 10 | 0.31713
17960 | 6.75 | 1 | 365 | 7.681 | 0.46841 | 8 | 0.1494
17696 | 7.8 | 1 | 365 | 8.8758 | 0.8746 | 9 | 0.75041
17491 | 7.905 | 1 | 365 | 8.9953 | 0.11522 | 9 | 0.11051
17552 | 7.8 | 1 | 365 | 8.8758 | 0.8746 | 9 | 0.75041
17605 | 10.66 | 1 | 365 | 12.1303 | 0.42863 | 12 | 0.5589
17560 | 7.65 | 1 | 365 | 8.7051 | 0.53086 | 9 | 0.23598
17646 | 5.46 | 1 | 365 | 6.2131 | 0.51222 | 6 | 0.72529
17649 | 5.2 | 1 | 365 | 5.9172 | 0.9164 | 6 | 0.83361
17710 | 6.5 | 1 | 365 | 7.3965 | 0.8955 | 8 | 0.29201
17745 | 8.32 | 1 | 365 | 9.4675 | 0.066245 | 9 | 0.53377
20717 | 6.24 | 1 | 365 | 7.1006 | 0.29968 | 7 | 0.40033
20720 | 10.4 | 1 | 365 | 11.8344 | 0.83281 | 12 | 0.66722
17000 | 5.2 | 1 | 365 | 5.9172 | 0.9164 | 6 | 0.83361
17776 | 7.28 | 1 | 365 | 8.2841 | 0.68296 | 8 | 0.96705
16794 | 8.25 | 1 | 365 | 9.3879 | 0.90583 | 10 | 0.29371
17835 | 8.415 | 1 | 365 | 9.5756 | 0.28395 | 9 | 0.85958
19989 | 6.76 | 1 | 365 | 7.6924 | 0.49132 | 8 | 0.18369
19983 | 2.86 | 1 | 365 | 3.2545 | 0.55402 | 3 | 0.80848
16686 | 3.64 | 1 | 365 | 4.142 | 0.34148 | 4 | 0.48353
16871 | 12.25 | 1 | 365 | 13.9396 | 0.072296 | 14 | 0.011865
18383 | 6.24 | 1 | 365 | 7.1006 | 0.29968 | 7 | 0.40033
18445 | 4.16 | 1 | 365 | 4.7338 | 0.53312 | 5 | 0.26689
18567 | 4.68 | 1 | 365 | 5.3255 | 0.72476 | 6 | 0.050247
17897 | 9.36 | 1 | 365 | 10.651 | 0.44953 | 11 | 0.10049
18295 | 7.8 | 1 | 365 | 8.8758 | 0.8746 | 9 | 0.75041
17645 | 9.1 | 1 | 365 | 10.3551 | 0.85371 | 11 | 0.20881
18392 | 7.28 | 1 | 365 | 8.2841 | 0.68296 | 8 | 0.96705
16775 | 7.8 | 1 | 365 | 8.8758 | 0.8746 | 9 | 0.75041
18712 | 8.06 | 1 | 365 | 9.1717 | 0.47042 | 9 | 0.64209
18795 | 8.84 | 1 | 365 | 10.0592 | 0.25789 | 10 | 0.31713
17949 | 6.76 | 1 | 365 | 7.6924 | 0.49132 | 8 | 0.18369
17943 | 8.32 | 1 | 365 | 9.4675 | 0.066245 | 9 | 0.53377
18564 | 6.24 | 1 | 365 | 7.1006 | 0.29968 | 7 | 0.40033
17612 | 8.32 | 1 | 365 | 9.4675 | 0.066245 | 9 | 0.53377
17627 | 6.24 | 1 | 365 | 7.1006 | 0.29968 | 7 | 0.40033
19514 | 12.22 | 1 | 365 | 13.9054 | 0.0035475 | 13 | 0.90898
19533 | 11.96 | 1 | 365 | 13.6096 | 0.40773 | 14 | 0.017298
19560 | 9.62 | 1 | 365 | 10.9468 | 0.045346 | 10 | 0.99217
19681 | 9.1 | 1 | 365 | 10.3551 | 0.85371 | 11 | 0.20881
19568 | 4.68 | 1 | 365 | 5.3255 | 0.72476 | 6 | 0.050247
19683 | 4.68 | 1 | 365 | 5.3255 | 0.72476 | 6 | 0.050247
19751 | 11.44 | 1 | 365 | 13.0179 | 0.21609 | 13 | 0.23394
19777 | 6.24 | 1 | 365 | 7.1006 | 0.29968 | 7 | 0.40033
19798 | 3.9 | 1 | 365 | 4.4379 | 0.9373 | 5 | 0.37521
19804 | 7.28 | 1 | 365 | 8.2841 | 0.68296 | 8 | 0.96705
19808 | 6.24 | 1 | 365 | 7.1006 | 0.29968 | 7 | 0.40033
19839 | 5.98 | 1 | 365 | 6.8048 | 0.70386 | 7 | 0.50865
19851 | 7.8 | 1 | 365 | 8.8758 | 0.8746 | 9 | 0.75041
19862 | 9.62 | 1 | 365 | 10.9468 | 0.045346 | 10 | 0.99217
19676 | 9.36 | 1 | 365 | 10.651 | 0.44953 | 11 | 0.10049
19680 | 5.98 | 1 | 365 | 6.8048 | 0.70386 | 7 | 0.50865
19980 | 6.24 | 1 | 365 | 7.1006 | 0.29968 | 7 | 0.40033
19991 | 8.32 | 1 | 365 | 9.4675 | 0.066245 | 9 | 0.53377
20009 | 8.84 | 1 | 365 | 10.0592 | 0.25789 | 10 | 0.31713
20014 | 12.74 | 1 | 365 | 14.4972 | 0.19519 | 14 | 0.69234
19529 | 5.2 | 1 | 365 | 5.9172 | 0.9164 | 6 | 0.83361
19918 | 7.8 | 1 | 365 | 8.8758 | 0.8746 | 9 | 0.75041
19936 | 12.74 | 1 | 365 | 14.4972 | 0.19519 | 14 | 0.69234
19952 | 6.24 | 1 | 365 | 7.1006 | 0.29968 | 7 | 0.40033
19558 | 17.94 | 1 | 365 | 20.4144 | 0.11159 | 20 | 0.52595
19565 | 4.94 | 1 | 365 | 5.6213 | 0.32058 | 5 | 0.94193
19562 | 4.68 | 1 | 365 | 5.3255 | 0.72476 | 6 | 0.050247
19566 | 5.98 | 1 | 365 | 6.8048 | 0.70386 | 7 | 0.50865
19959 | 6.5 | 1 | 365 | 7.3965 | 0.8955 | 8 | 0.29201
19973 | 10.14 | 1 | 365 | 11.5385 | 0.23699 | 11 | 0.77554
19749 | 4.42 | 1 | 365 | 5.0296 | 0.12894 | 5 | 0.15857
19786 | 3.9 | 1 | 365 | 4.4379 | 0.9373 | 5 | 0.37521
19859 | 3.38 | 1 | 365 | 3.8462 | 0.74566 | 4 | 0.59185
19995 | 4.16 | 1 | 365 | 4.7338 | 0.53312 | 5 | 0.26689
20026 | 6.5 | 1 | 365 | 7.3965 | 0.8955 | 8 | 0.29201
20033 | 11.7 | 1 | 365 | 13.3137 | 0.81191 | 14 | 0.12562
20037 | 9.62 | 1 | 365 | 10.9468 | 0.045346 | 10 | 0.99217
20023 | 5.2 | 1 | 365 | 5.9172 | 0.9164 | 6 | 0.83361
20030 | 9.36 | 1 | 365 | 10.651 | 0.44953 | 11 | 0.10049
19519 | 10.14 | 1 | 365 | 11.5385 | 0.23699 | 11 | 0.77554
20403 | 11.73 | 1 | 365 | 13.3478 | 0.88066 | 14 | 0.2285
19905 | 7.8 | 1 | 365 | 8.8758 | 0.8746 | 9 | 0.75041
20286 | 5.72 | 1 | 365 | 6.5089 | 0.10804 | 6 | 0.61697
19942 | 7.28 | 1 | 365 | 8.2841 | 0.68296 | 8 | 0.96705
19948 | 11.7 | 1 | 365 | 13.3137 | 0.81191 | 14 | 0.12562
20409 | 8.32 | 1 | 365 | 9.4675 | 0.066245 | 9 | 0.53377
17713 | 4.42 | 1 | 365 | 5.0296 | 0.12894 | 5 | 0.15857
14119 | 6.76 | 1 | 365 | 7.6924 | 0.49132 | 8 | 0.18369
16905 | 9.18 | 1 | 365 | 10.4461 | 0.037035 | 10 | 0.48318
17070 | 5.2 | 1 | 365 | 5.9172 | 0.9164 | 6 | 0.83361
17484 | 3.9 | 1 | 365 | 4.4379 | 0.9373 | 5 | 0.37521
17508 | 7.8 | 1 | 365 | 8.8758 | 0.8746 | 9 | 0.75041
17625 | 13.26 | 1 | 365 | 15.0889 | 0.38683 | 15 | 0.4757
18709 | 13.26 | 1 | 365 | 15.0889 | 0.38683 | 15 | 0.4757
18705 | 6.5 | 1 | 365 | 7.3965 | 0.8955 | 8 | 0.29201
18696 | 6.24 | 1 | 365 | 7.1006 | 0.29968 | 7 | 0.40033
18635 | 3.9 | 1 | 365 | 4.4379 | 0.9373 | 5 | 0.37521
18633 | 9.75 | 1 | 365 | 11.0948 | 0.34326 | 11 | 0.43801
18631 | 4.42 | 1 | 365 | 5.0296 | 0.12894 | 5 | 0.15857
20774 | 6.5 | 1 | 365 | 7.3965 | 0.8955 | 8 | 0.29201
18622 | 8.58 | 1 | 365 | 9.7634 | 0.66207 | 10 | 0.42545
18594 | 5.5 | 1 | 365 | 6.2586 | 0.60389 | 6 | 0.86247
22629 | 5.5 | 1 | 365 | 6.2586 | 0.60389 | 6 | 0.86247
20787 | 10.92 | 1 | 365 | 12.4261 | 0.024447 | 12 | 0.45058
20066 | 13.52 | 1 | 365 | 15.3847 | 0.98265 | 16 | 0.36738
18593 | 6.75 | 1 | 365 | 7.681 | 0.46841 | 8 | 0.1494
18579 | 5.46 | 1 | 365 | 6.2131 | 0.51222 | 6 | 0.72529
17619 | 6.24 | 1 | 365 | 7.1006 | 0.29968 | 7 | 0.40033
18565 | 4.68 | 1 | 365 | 5.3255 | 0.72476 | 6 | 0.050247
18463 | 5.46 | 1 | 365 | 6.2131 | 0.51222 | 6 | 0.72529
17650 | 5.46 | 1 | 365 | 6.2131 | 0.51222 | 6 | 0.72529
17779 | 11.44 | 1 | 365 | 13.0179 | 0.21609 | 13 | 0.23394
17755 | 9.88 | 1 | 365 | 11.2427 | 0.64117 | 11 | 0.88386
17902 | 8.06 | 1 | 365 | 9.1717 | 0.47042 | 9 | 0.64209
18082 | 8.32 | 1 | 365 | 9.4675 | 0.066245 | 9 | 0.53377
18134 | 6.5 | 1 | 365 | 7.3965 | 0.8955 | 8 | 0.29201
18137 | 7.54 | 1 | 365 | 8.5799 | 0.27878 | 8 | 0.85873
18300 | 10.66 | 1 | 365 | 12.1303 | 0.42863 | 12 | 0.5589
18303 | 8.06 | 1 | 365 | 9.1717 | 0.47042 | 9 | 0.64209
18380 | 8.06 | 1 | 365 | 9.1717 | 0.47042 | 9 | 0.64209
18447 | 11.96 | 1 | 365 | 13.6096 | 0.40773 | 14 | 0.017298
20575 | 7.8 | 1 | 365 | 8.8758 | 0.8746 | 9 | 0.75041
20600 | 7.28 | 1 | 365 | 8.2841 | 0.68296 | 8 | 0.96705
20613 | 10.66 | 1 | 365 | 12.1303 | 0.42863 | 12 | 0.5589
20607 | 5.2 | 1 | 365 | 5.9172 | 0.9164 | 6 | 0.83361
20725 | 7.02 | 1 | 365 | 7.9882 | 0.087144 | 8 | 0.075371
20634 | 8.32 | 1 | 365 | 9.4675 | 0.066245 | 9 | 0.53377
20884 | 13.52 | 1 | 365 | 15.3847 | 0.98265 | 16 | 0.36738
20917 | 8.06 | 1 | 365 | 9.1717 | 0.47042 | 9 | 0.64209
20953 | 8.32 | 1 | 365 | 9.4675 | 0.066245 | 9 | 0.53377
21026 | 9.1 | 1 | 365 | 10.3551 | 0.85371 | 11 | 0.20881
21039 | 9.1 | 1 | 365 | 10.3551 | 0.85371 | 11 | 0.20881
21046 | 4.68 | 1 | 365 | 5.3255 | 0.72476 | 6 | 0.050247
21153 | 8.32 | 1 | 365 | 9.4675 | 0.066245 | 9 | 0.53377
21144 | 7.54 | 1 | 365 | 8.5799 | 0.27878 | 8 | 0.85873
21156 | 4.42 | 1 | 365 | 5.0296 | 0.12894 | 5 | 0.15857
21205 | 9.36 | 1 | 365 | 10.651 | 0.44953 | 11 | 0.10049
21348 | 2.805 | 1 | 365 | 3.1919 | 0.42798 | 3 | 0.61986
19541 | 4.68 | 1 | 365 | 5.3255 | 0.72476 | 6 | 0.050247
21250 | 8.84 | 1 | 365 | 10.0592 | 0.25789 | 10 | 0.31713
21316 | 6.76 | 1 | 365 | 7.6924 | 0.49132 | 8 | 0.18369
21326 | 5.98 | 1 | 365 | 6.8048 | 0.70386 | 7 | 0.50865
17496 | 3.9 | 1 | 365 | 4.4379 | 0.9373 | 5 | 0.37521
21418 | 7.8 | 1 | 365 | 8.8758 | 0.8746 | 9 | 0.75041
21428 | 4.68 | 1 | 365 | 5.3255 | 0.72476 | 6 | 0.050247
21454 | 7.28 | 1 | 365 | 8.2841 | 0.68296 | 8 | 0.96705
21505 | 6.24 | 1 | 365 | 7.1006 | 0.29968 | 7 | 0.40033
21511 | 7.28 | 1 | 365 | 8.2841 | 0.68296 | 8 | 0.96705
21523 | 7.02 | 1 | 365 | 7.9882 | 0.087144 | 8 | 0.075371
21530 | 5.2 | 1 | 365 | 5.9172 | 0.9164 | 6 | 0.83361
16195 | 10.14 | 1 | 365 | 11.5385 | 0.23699 | 11 | 0.77554
19547 | 8.84 | 1 | 365 | 10.0592 | 0.25789 | 10 | 0.31713
20371 | 9.88 | 1 | 365 | 11.2427 | 0.64117 | 11 | 0.88386
20958 | 7.28 | 1 | 365 | 8.2841 | 0.68296 | 8 | 0.96705
21048 | 7.28 | 1 | 365 | 8.2841 | 0.68296 | 8 | 0.96705
21097 | 8.84 | 1 | 365 | 10.0592 | 0.25789 | 10 | 0.31713
21159 | 6.76 | 1 | 365 | 7.6924 | 0.49132 | 8 | 0.18369
22136 | 7.14 | 1 | 365 | 8.1248 | 0.36214 | 8 | 0.48692
21150 | 7.28 | 1 | 365 | 8.2841 | 0.68296 | 8 | 0.96705
21589 | 7.02 | 1 | 365 | 7.9882 | 0.087144 | 8 | 0.075371
21607 | 9.1 | 1 | 365 | 10.3551 | 0.85371 | 11 | 0.20881
21610 | 9.62 | 1 | 365 | 10.9468 | 0.045346 | 10 | 0.99217
20437 | 8.06 | 1 | 365 | 9.1717 | 0.47042 | 9 | 0.64209
21737 | 6.5 | 1 | 365 | 7.3965 | 0.8955 | 8 | 0.29201
21808 | 10.66 | 1 | 365 | 12.1303 | 0.42863 | 12 | 0.5589
21996 | 4.16 | 1 | 365 | 4.7338 | 0.53312 | 5 | 0.26689
19767 | 7.25 | 1 | 365 | 8.2499 | 0.61422 | 8 | 0.86416
22110 | 8.32 | 1 | 365 | 9.4675 | 0.066245 | 9 | 0.53377
21089 | 7.54 | 1 | 365 | 8.5799 | 0.27878 | 8 | 0.85873
22210 | 5.2 | 1 | 365 | 5.9172 | 0.9164 | 6 | 0.83361
21184 | 8.32 | 1 | 365 | 9.4675 | 0.066245 | 9 | 0.53377
21203 | 3.9 | 1 | 365 | 4.4379 | 0.9373 | 5 | 0.37521
21220 | 12.48 | 1 | 365 | 14.2013 | 0.59937 | 14 | 0.80066
20767 | 10.4 | 1 | 365 | 11.8344 | 0.83281 | 12 | 0.66722
21281 | 4.68 | 1 | 365 | 5.3255 | 0.72476 | 6 | 0.050247
20786 | 6.24 | 1 | 365 | 7.1006 | 0.29968 | 7 | 0.40033
20904 | 8.32 | 1 | 365 | 9.4675 | 0.066245 | 9 | 0.53377
20827 | 13 | 1 | 365 | 14.793 | 0.79101 | 15 | 0.58402
22011 | 5.2 | 1 | 365 | 5.9172 | 0.9164 | 6 | 0.83361
22089 | 7.28 | 1 | 365 | 8.2841 | 0.68296 | 8 | 0.96705
22291 | 8.06 | 1 | 365 | 9.1717 | 0.47042 | 9 | 0.64209
22295 | 6.24 | 1 | 365 | 7.1006 | 0.29968 | 7 | 0.40033
19754 | 4.94 | 1 | 365 | 5.6213 | 0.32058 | 5 | 0.94193
20024 | 4.94 | 1 | 365 | 5.6213 | 0.32058 | 5 | 0.94193
19968 | 13.52 | 1 | 365 | 15.3847 | 0.98265 | 16 | 0.36738
20005 | 4.16 | 1 | 365 | 4.7338 | 0.53312 | 5 | 0.26689
17707 | 5.46 | 1 | 365 | 6.2131 | 0.51222 | 6 | 0.72529
20604 | 9.36 | 1 | 365 | 10.651 | 0.44953 | 11 | 0.10049
20592 | 10.92 | 1 | 365 | 12.4261 | 0.024447 | 12 | 0.45058
24139 | 25 | 1 | 365 | 28.4481 | 0.2904 | 28 | 0.7385
24341 | 12.75 | 1 | 365 | 14.5085 | 0.2181 | 14 | 0.72663
24265 | 8.96 | 1 | 365 | 10.1958 | 0.53288 | 10 | 0.72868
24354 | 6.84 | 1 | 365 | 7.7834 | 0.67465 | 8 | 0.45805
24357 | 7 | 1 | 365 | 7.9655 | 0.041312 | 8 | 0.00678
24356 | 5.13 | 1 | 365 | 5.8376 | 0.75599 | 6 | 0.59354
24027 | 6.3 | 1 | 365 | 7.1689 | 0.43718 | 7 | 0.6061
24365 | 14.85 | 1 | 365 | 16.8982 | 0.030498 | 16 | 0.92867
24381 | 5.2 | 1 | 365 | 5.9172 | 0.9164 | 6 | 0.83361
24383 | 8.25 | 1 | 365 | 9.3879 | 0.90583 | 10 | 0.29371
18024 | 5.2 | 1 | 365 | 5.9172 | 0.9164 | 6 | 0.83361
7416 | 342.21 | 0.9 | 365 | 350.4681 | 0.79252 | 351 | 0.2606
19280 | 3.9 | 1 | 365 | 4.4379 | 0.9373 | 5 | 0.37521
19295 | 4.16 | 1 | 365 | 4.7338 | 0.53312 | 5 | 0.26689
7381 | 435.54 | 0.9 | 365 | 446.0503 | 0.28139 | 446 | 0.33167
19177 | 7.905 | 1 | 365 | 8.9953 | 0.11522 | 9 | 0.11051
20401 | 4.16 | 1 | 365 | 4.7338 | 0.53312 | 5 | 0.26689
23083 | 7.2 | 1 | 365 | 8.1931 | 0.49964 | 8 | 0.69269
21702 | 5.1 | 1 | 365 | 5.8034 | 0.68724 | 6 | 0.49065
19866 | 7.5 | 1 | 365 | 8.5344 | 0.18712 | 8 | 0.72155
23516 | 9.075 | 1 | 365 | 10.3267 | 0.79642 | 11 | 0.12308
21151 | 7.5 | 1 | 365 | 8.5344 | 0.18712 | 8 | 0.72155
21155 | 8.4 | 1 | 365 | 9.5586 | 0.24957 | 9 | 0.80814
22873 | 20.24 | 1 | 365 | 23.0316 | 0.38231 | 23 | 0.41389
22006 | 9.9 | 1 | 365 | 11.2654 | 0.687 | 11 | 0.95245
22774 | 8.37 | 1 | 365 | 9.5244 | 0.18083 | 9 | 0.70525
19396 | 5.5 | 1 | 365 | 6.2586 | 0.60389 | 6 | 0.86247
21307 | 322.08 | 0.9 | 365 | 329.8523 | 0.27531 | 330 | 0.12762
21391 | 3.5 | 1 | 365 | 3.9827 | 0.020656 | 4 | 0.00339
22273 | 8.55 | 1 | 365 | 9.7293 | 0.59332 | 10 | 0.32257
18337 | 5.98 | 1 | 365 | 6.8048 | 0.70386 | 7 | 0.50865
24385 | 4.42 | 1 | 365 | 5.0296 | 0.12894 | 5 | 0.15857
24391 | 10.14 | 1 | 365 | 11.5385 | 0.23699 | 11 | 0.77554
24449 | 5.61 | 1 | 365 | 6.3838 | 0.85597 | 7 | 0.23972
24453 | 6.25 | 1 | 365 | 7.112 | 0.3226 | 7 | 0.43462
24476 | 7.7 | 1 | 365 | 8.762 | 0.64544 | 9 | 0.40746
24502 | 8.5 | 1 | 365 | 9.6724 | 0.47874 | 10 | 0.15109
24509 | 8.06 | 1 | 365 | 9.1717 | 0.47042 | 9 | 0.64209
24511 | 11.25 | 1 | 365 | 12.8016 | 0.78068 | 13 | 0.58232
24577 | 7.28 | 1 | 365 | 8.2841 | 0.68296 | 8 | 0.96705
24580 | 3.3 | 1 | 365 | 3.7551 | 0.56233 | 4 | 0.31748
24595 | 6.72 | 1 | 365 | 7.6468 | 0.39966 | 8 | 0.046509
24596 | 6.54 | 1 | 365 | 7.442 | 0.98717 | 8 | 0.42919
24593 | 3.64 | 1 | 365 | 4.142 | 0.34148 | 4 | 0.48353
24597 | 21.32 | 1 | 365 | 24.2605 | 0.85725 | 25 | 0.11779
24599 | 5.04 | 1 | 365 | 5.7351 | 0.54974 | 6 | 0.28488
24673 | 9.81 | 1 | 365 | 11.163 | 0.48075 | 11 | 0.64379
25101 | 10.92 | 1 | 365 | 12.4261 | 0.024447 | 12 | 0.45058
25110 | 6.76 | 1 | 365 | 7.6924 | 0.49132 | 8 | 0.18369
25111 | 6.12 | 1 | 365 | 6.9641 | 0.02469 | 6 | 0.98878
25114 | 8.84 | 1 | 365 | 10.0592 | 0.25789 | 10 | 0.31713
25113 | 10.14 | 1 | 365 | 11.5385 | 0.23699 | 11 | 0.77554
25115 | 5.1 | 1 | 365 | 5.8034 | 0.68724 | 6 | 0.49065
25117 | 3.99 | 1 | 365 | 4.5403 | 0.14355 | 4 | 0.68386
25119 | 7.2 | 1 | 365 | 8.1931 | 0.49964 | 8 | 0.69269
25120 | 5.865 | 1 | 365 | 6.6739 | 0.44033 | 7 | 0.11425
24952 | 9 | 1 | 365 | 10.2413 | 0.62454 | 10 | 0.86586
25039 | 4.68 | 1 | 365 | 5.3255 | 0.72476 | 6 | 0.050247
25024 | 16.5 | 1 | 365 | 18.7757 | 0.81166 | 19 | 0.58741
25137 | 9.72 | 1 | 365 | 11.0606 | 0.27451 | 11 | 0.33513
25142 | 7.02 | 1 | 365 | 7.9882 | 0.087144 | 8 | 0.075371
25029 | 8.925 | 1 | 365 | 10.156 | 0.45267 | 10 | 0.60864
22111 | 19.98 | 1 | 365 | 22.7357 | 0.78649 | 23 | 0.52221
25201 | 10.35 | 1 | 365 | 11.7775 | 0.71823 | 12 | 0.49574
25203 | 4.83 | 1 | 365 | 5.4962 | 0.068505 | 5 | 0.56468
25109 | 8.28 | 1 | 365 | 9.422 | 0.97458 | 10 | 0.39659
24691 | 42 | 0.9 | 365 | 43.0135 | 0.62308 | 43 | 0.63661
25273 | 10.8 | 1 | 365 | 12.2896 | 0.74945 | 13 | 0.039032
25274 | 10.8 | 1 | 365 | 12.2896 | 0.74945 | 13 | 0.039032
25275 | 10.8 | 1 | 365 | 12.2896 | 0.74945 | 13 | 0.039032
25276 | 11.34 | 1 | 365 | 12.9041 | 0.98693 | 13 | 0.89098
25232 | 3.924 | 1 | 365 | 4.4652 | 0.9923 | 5 | 0.45751
25226 | 8.25 | 1 | 365 | 9.3879 | 0.90583 | 10 | 0.29371
25295 | 3.45 | 1 | 365 | 3.9258 | 0.90608 | 4 | 0.83191
24337 | 10.08 | 1 | 365 | 11.4703 | 0.099489 | 11 | 0.56976
25315 | 6.25 | 1 | 365 | 7.112 | 0.3226 | 7 | 0.43462
25062 | 36.68 | 0.9 | 365 | 37.5651 | 0.65083 | 38 | 0.21597
25280 | 9.8 | 1 | 365 | 11.1517 | 0.45784 | 11 | 0.60949
25059 | 24.84 | 1 | 365 | 28.266 | 0.92374 | 29 | 0.18977
25324 | 14.715 | 1 | 365 | 16.7446 | 0.72113 | 17 | 0.46568
25328 | 9.81 | 1 | 365 | 11.163 | 0.48075 | 11 | 0.64379
25064 | 12.69 | 1 | 365 | 14.4403 | 0.080607 | 14 | 0.52086
25065 | 27 | 0.9 | 365 | 27.6516 | 0.68627 | 28 | 0.33782
25355 | 5.4 | 1 | 365 | 6.1448 | 0.37473 | 6 | 0.51952
25356 | 6.72 | 1 | 365 | 7.6468 | 0.39966 | 8 | 0.046509
24690 | 3.57 | 1 | 365 | 4.0624 | 0.18107 | 4 | 0.24346
25360 | 7.8 | 1 | 365 | 8.8758 | 0.8746 | 9 | 0.75041
25367 | 4.16 | 1 | 365 | 4.7338 | 0.53312 | 5 | 0.26689
25383 | 11.97 | 1 | 365 | 13.621 | 0.43064 | 14 | 0.051594
25385 | 5.886 | 1 | 365 | 6.6978 | 0.48845 | 7 | 0.18627
25209 | 29.64 | 0.9 | 365 | 30.3553 | 0.13115 | 30 | 0.48641
25402 | 3.924 | 1 | 365 | 4.4652 | 0.9923 | 5 | 0.45751
25403 | 5.2 | 1 | 365 | 5.9172 | 0.9164 | 6 | 0.83361
25404 | 7.2 | 1 | 365 | 8.1931 | 0.49964 | 8 | 0.69269
25405 | 9.18 | 1 | 365 | 10.4461 | 0.037035 | 10 | 0.48318
25406 | 3.6 | 1 | 365 | 4.0965 | 0.24982 | 4 | 0.34634
25407 | 5.72 | 1 | 365 | 6.5089 | 0.10804 | 6 | 0.61697
25408 | 3.64 | 1 | 365 | 4.142 | 0.34148 | 4 | 0.48353
25409 | 7.65 | 1 | 365 | 8.7051 | 0.53086 | 9 | 0.23598
25412 | 3.315 | 1 | 365 | 3.7722 | 0.59671 | 4 | 0.36893
25410 | 4.8 | 1 | 365 | 5.462 | 0.99976 | 6 | 0.46179
25413 | 4.48 | 1 | 365 | 5.0979 | 0.26644 | 5 | 0.36434
25414 | 7.935 | 1 | 365 | 9.0294 | 0.18397 | 9 | 0.2134
25416 | 7.2 | 1 | 365 | 8.1931 | 0.49964 | 8 | 0.69269
25415 | 5.46 | 1 | 365 | 6.2131 | 0.51222 | 6 | 0.72529
25420 | 8.375 | 1 | 365 | 9.5301 | 0.19228 | 9 | 0.7224
24940 | 6.5 | 1 | 365 | 7.3965 | 0.8955 | 8 | 0.29201
25298 | 7.848 | 1 | 365 | 8.9304 | 0.9846 | 9 | 0.91503
25081 | 7.5 | 1 | 365 | 8.5344 | 0.18712 | 8 | 0.72155
25444 | 4.08 | 1 | 365 | 4.6427 | 0.34979 | 4 | 0.99252
25449 | 5.4 | 1 | 365 | 6.1448 | 0.37473 | 6 | 0.51952
18835 | 5.72 | 1 | 365 | 6.5089 | 0.10804 | 6 | 0.61697
25456 | 6.12 | 1 | 365 | 6.9641 | 0.02469 | 6 | 0.98878
25460 | 7.194 | 1 | 365 | 8.1862 | 0.48589 | 8 | 0.67211
25392 | 6.16 | 1 | 365 | 7.0096 | 0.11635 | 7 | 0.12597
25487 | 4.5 | 1 | 365 | 5.1207 | 0.31227 | 5 | 0.43293
25447 | 7.395 | 1 | 365 | 8.4149 | 0.9465 | 9 | 0.36145
25540 | 9.18 | 1 | 365 | 10.4461 | 0.037035 | 10 | 0.48318
25546 | 8.502 | 1 | 365 | 9.6746 | 0.48332 | 10 | 0.15795
25548 | 8.54 | 1 | 365 | 9.7179 | 0.5704 | 10 | 0.28827
25549 | 12.2 | 1 | 365 | 13.8827 | 0.95772 | 14 | 0.84039
25552 | 5.6 | 1 | 365 | 6.3724 | 0.83305 | 7 | 0.20542
25559 | 7.14 | 1 | 365 | 8.1248 | 0.36214 | 8 | 0.48692
25562 | 5.2 | 1 | 365 | 5.9172 | 0.9164 | 6 | 0.83361
25561 | 10.175 | 1 | 365 | 11.5784 | 0.31719 | 11 | 0.89557
25563 | 5.4 | 1 | 365 | 6.1448 | 0.37473 | 6 | 0.51952
25565 | 7.2 | 1 | 365 | 8.1931 | 0.49964 | 8 | 0.69269
25566 | 7.165 | 1 | 365 | 8.1532 | 0.41943 | 8 | 0.57265
25866 | 3.06 | 1 | 365 | 3.482 | 0.012345 | 3 | 0.49439
25867 | 6.63 | 1 | 365 | 7.5444 | 0.19341 | 7 | 0.73785
25868 | 5.4 | 1 | 365 | 6.1448 | 0.37473 | 6 | 0.51952
25869 | 3.825 | 1 | 365 | 4.3526 | 0.76543 | 5 | 0.11799
25870 | 3.64 | 1 | 365 | 4.142 | 0.34148 | 4 | 0.48353
25871 | 9.36 | 1 | 365 | 10.651 | 0.44953 | 11 | 0.10049
25872 | 6 | 1 | 365 | 6.8275 | 0.7497 | 7 | 0.57724
25873 | 3.3 | 1 | 365 | 3.7551 | 0.56233 | 4 | 0.31748
25874 | 8.4 | 1 | 365 | 9.5586 | 0.24957 | 9 | 0.80814
25881 | 3.6 | 1 | 365 | 4.0965 | 0.24982 | 4 | 0.34634
25875 | 11.44 | 1 | 365 | 13.0179 | 0.21609 | 13 | 0.23394
25883 | 7.65 | 1 | 365 | 8.7051 | 0.53086 | 9 | 0.23598
25884 | 7.395 | 1 | 365 | 8.4149 | 0.9465 | 9 | 0.36145
25893 | 5.98 | 1 | 365 | 6.8048 | 0.70386 | 7 | 0.50865
25906 | 4.8 | 1 | 365 | 5.462 | 0.99976 | 6 | 0.46179
25909 | 6.12 | 1 | 365 | 6.9641 | 0.02469 | 6 | 0.98878
25920 | 5.72 | 1 | 365 | 6.5089 | 0.10804 | 6 | 0.61697
25922 | 5.98 | 1 | 365 | 6.8048 | 0.70386 | 7 | 0.50865
25923 | 6.24 | 1 | 365 | 7.1006 | 0.29968 | 7 | 0.40033
25925 | 4.08 | 1 | 365 | 4.6427 | 0.34979 | 4 | 0.99252
25926 | 5.1 | 1 | 365 | 5.8034 | 0.68724 | 6 | 0.49065
25928 | 6.365 | 1 | 365 | 7.2429 | 0.58614 | 7 | 0.82902
25908 | 9.36 | 1 | 365 | 10.651 | 0.44953 | 11 | 0.10049
25930 | 3.825 | 1 | 365 | 4.3526 | 0.76543 | 5 | 0.11799
25931 | 7.2 | 1 | 365 | 8.1931 | 0.49964 | 8 | 0.69269
25974 | 4.59 | 1 | 365 | 5.2231 | 0.51852 | 5 | 0.74159
25945 | 7.28 | 1 | 365 | 8.2841 | 0.68296 | 8 | 0.96705
25978 | 5.46 | 1 | 365 | 6.2131 | 0.51222 | 6 | 0.72529
25979 | 5.72 | 1 | 365 | 6.5089 | 0.10804 | 6 | 0.61697
26004 | 7.28 | 1 | 365 | 8.2841 | 0.68296 | 8 | 0.96705
26005 | 8.58 | 1 | 365 | 9.7634 | 0.66207 | 10 | 0.42545
26009 | 5.2 | 1 | 365 | 5.9172 | 0.9164 | 6 | 0.83361
26024 | 7.905 | 1 | 365 | 8.9953 | 0.11522 | 9 | 0.11051
26022 | 8.925 | 1 | 365 | 10.156 | 0.45267 | 10 | 0.60864
26026 | 4.59 | 1 | 365 | 5.2231 | 0.51852 | 5 | 0.74159
26025 | 6.9 | 1 | 365 | 7.8517 | 0.81215 | 8 | 0.66383
26027 | 5.1 | 1 | 365 | 5.8034 | 0.68724 | 6 | 0.49065
25701 | 7.28 | 1 | 365 | 8.2841 | 0.68296 | 8 | 0.96705
26050 | 9.9 | 1 | 365 | 11.2654 | 0.687 | 11 | 0.95245
25574 | 14.3 | 1 | 365 | 16.2723 | 0.77011 | 17 | 0.042422
26052 | 5.559 | 1 | 365 | 6.3257 | 0.73909 | 7 | 0.064813
26055 | 6 | 1 | 365 | 6.8275 | 0.7497 | 7 | 0.57724
25797 | 4 | 1 | 365 | 4.5517 | 0.16646 | 4 | 0.71816
25689 | 5.865 | 1 | 365 | 6.6739 | 0.44033 | 7 | 0.11425
25799 | 6 | 1 | 365 | 6.8275 | 0.7497 | 7 | 0.57724
26059 | 10 | 1 | 365 | 11.3792 | 0.91616 | 12 | 0.2954
26094 | 8.32 | 1 | 365 | 9.4675 | 0.066245 | 9 | 0.53377
26111 | 5.64 | 1 | 365 | 6.4179 | 0.92471 | 7 | 0.34261
26113 | 8.58 | 1 | 365 | 9.7634 | 0.66207 | 10 | 0.42545
26116 | 3.9 | 1 | 365 | 4.4379 | 0.9373 | 5 | 0.37521
26118 | 5.2 | 1 | 365 | 5.9172 | 0.9164 | 6 | 0.83361
26115 | 7.54 | 1 | 365 | 8.5799 | 0.27878 | 8 | 0.85873
26122 | 6.5 | 1 | 365 | 7.3965 | 0.8955 | 8 | 0.29201
26121 | 10.4 | 1 | 365 | 11.8344 | 0.83281 | 12 | 0.66722
26123 | 4.68 | 1 | 365 | 5.3255 | 0.72476 | 6 | 0.050247
26125 | 8.32 | 1 | 365 | 9.4675 | 0.066245 | 9 | 0.53377
26126 | 7.02 | 1 | 365 | 7.9882 | 0.087144 | 8 | 0.075371
26127 | 8.32 | 1 | 365 | 9.4675 | 0.066245 | 9 | 0.53377
26128 | 9.88 | 1 | 365 | 11.2427 | 0.64117 | 11 | 0.88386
26129 | 10.8 | 1 | 365 | 12.2896 | 0.74945 | 13 | 0.039032
26130 | 2.34 | 1 | 365 | 2.6627 | 0.36238 | 3 | 0.025124
26131 | 4.32 | 1 | 365 | 4.9158 | 0.89978 | 5 | 0.81561
26132 | 3.64 | 1 | 365 | 4.142 | 0.34148 | 4 | 0.48353
26133 | 6.24 | 1 | 365 | 7.1006 | 0.29968 | 7 | 0.40033
26138 | 4.68 | 1 | 365 | 5.3255 | 0.72476 | 6 | 0.050247
26135 | 7.28 | 1 | 365 | 8.2841 | 0.68296 | 8 | 0.96705
26139 | 3.12 | 1 | 365 | 3.5503 | 0.14984 | 3 | 0.70016
26142 | 5.2 | 1 | 365 | 5.9172 | 0.9164 | 6 | 0.83361
26145 | 2.6 | 1 | 365 | 2.9586 | 0.9582 | 3 | 0.9168
26147 | 8.06 | 1 | 365 | 9.1717 | 0.47042 | 9 | 0.64209
26149 | 4.42 | 1 | 365 | 5.0296 | 0.12894 | 5 | 0.15857
26150 | 4.68 | 1 | 365 | 5.3255 | 0.72476 | 6 | 0.050247
26151 | 6.5 | 1 | 365 | 7.3965 | 0.8955 | 8 | 0.29201
26177 | 7.54 | 1 | 365 | 8.5799 | 0.27878 | 8 | 0.85873
26181 | 4.16 | 1 | 365 | 4.7338 | 0.53312 | 5 | 0.26689
26185 | 4.16 | 1 | 365 | 4.7338 | 0.53312 | 5 | 0.26689
26188 | 10.4 | 1 | 365 | 11.8344 | 0.83281 | 12 | 0.66722
26186 | 7.54 | 1 | 365 | 8.5799 | 0.27878 | 8 | 0.85873
26191 | 4.42 | 1 | 365 | 5.0296 | 0.12894 | 5 | 0.15857
26193 | 9.36 | 1 | 365 | 10.651 | 0.44953 | 11 | 0.10049
26197 | 9.36 | 1 | 365 | 10.651 | 0.44953 | 11 | 0.10049
26194 | 9.1 | 1 | 365 | 10.3551 | 0.85371 | 11 | 0.20881
26196 | 5.98 | 1 | 365 | 6.8048 | 0.70386 | 7 | 0.50865
26199 | 4.42 | 1 | 365 | 5.0296 | 0.12894 | 5 | 0.15857
26198 | 10.4 | 1 | 365 | 11.8344 | 0.83281 | 12 | 0.66722
26201 | 4.16 | 1 | 365 | 4.7338 | 0.53312 | 5 | 0.26689
26202 | 10.92 | 1 | 365 | 12.4261 | 0.024447 | 12 | 0.45058
26205 | 7.54 | 1 | 365 | 8.5799 | 0.27878 | 8 | 0.85873
26209 | 4.42 | 1 | 365 | 5.0296 | 0.12894 | 5 | 0.15857
26213 | 9.88 | 1 | 365 | 11.2427 | 0.64117 | 11 | 0.88386
26216 | 8.84 | 1 | 365 | 10.0592 | 0.25789 | 10 | 0.31713
26225 | 5.2 | 1 | 365 | 5.9172 | 0.9164 | 6 | 0.83361
26229 | 9.36 | 1 | 365 | 10.651 | 0.44953 | 11 | 0.10049
24223 | 5.1 | 1 | 365 | 5.8034 | 0.68724 | 6 | 0.49065
24686 | 7.7 | 1 | 365 | 8.762 | 0.64544 | 9 | 0.40746
24841 | 6.44 | 1 | 365 | 7.3282 | 0.75801 | 8 | 0.086238
25818 | 4.16 | 1 | 365 | 4.7338 | 0.53312 | 5 | 0.26689
21879 | 343.2 | 1 | 365 | 390.5355 | 0.48261 | 391 | 0.018128
26316 | 29.103 | 0.9 | 365 | 29.8053 | 0.02361 | 29 | 0.82891
26518 | 4.335 | 1 | 365 | 4.9329 | 0.93416 | 5 | 0.86706
26509 | 3.825 | 1 | 365 | 4.3526 | 0.76543 | 5 | 0.11799
26525 | 8.67 | 1 | 365 | 9.8658 | 0.86831 | 10 | 0.73411
26527 | 14.025 | 1 | 365 | 15.9594 | 0.13991 | 16 | 0.099299
26478 | 7.28 | 1 | 365 | 8.2841 | 0.68296 | 8 | 0.96705
26495 | 8.58 | 1 | 365 | 9.7634 | 0.66207 | 10 | 0.42545
26508 | 4.335 | 1 | 365 | 4.9329 | 0.93416 | 5 | 0.86706
26522 | 7.28 | 1 | 365 | 8.2841 | 0.68296 | 8 | 0.96705
26531 | 4.845 | 1 | 365 | 5.5132 | 0.10288 | 5 | 0.61612
26532 | 3.315 | 1 | 365 | 3.7722 | 0.59671 | 4 | 0.36893
26540 | 11.18 | 1 | 365 | 12.722 | 0.62027 | 13 | 0.34226
26544 | 5.72 | 1 | 365 | 6.5089 | 0.10804 | 6 | 0.61697
26560 | 5.2 | 1 | 365 | 5.9172 | 0.9164 | 6 | 0.83361
26556 | 7.14 | 1 | 365 | 8.1248 | 0.36214 | 8 | 0.48692
26564 | 4.32 | 1 | 365 | 4.9158 | 0.89978 | 5 | 0.81561
26571 | 7.02 | 1 | 365 | 7.9882 | 0.087144 | 8 | 0.075371
26570 | 7.54 | 1 | 365 | 8.5799 | 0.27878 | 8 | 0.85873
26576 | 7.905 | 1 | 365 | 8.9953 | 0.11522 | 9 | 0.11051
26579 | 10.92 | 1 | 365 | 12.4261 | 0.024447 | 12 | 0.45058
26582 | 9.1 | 1 | 365 | 10.3551 | 0.85371 | 11 | 0.20881
26584 | 11.18 | 1 | 365 | 12.722 | 0.62027 | 13 | 0.34226
26590 | 6.24 | 1 | 365 | 7.1006 | 0.29968 | 7 | 0.40033
26595 | 4.42 | 1 | 365 | 5.0296 | 0.12894 | 5 | 0.15857
26596 | 8.58 | 1 | 365 | 9.7634 | 0.66207 | 10 | 0.42545
26602 | 9.62 | 1 | 365 | 10.9468 | 0.045346 | 10 | 0.99217
26603 | 5.1 | 1 | 365 | 5.8034 | 0.68724 | 6 | 0.49065
26606 | 9.945 | 1 | 365 | 11.3167 | 0.79012 | 12 | 0.10678
26610 | 5.865 | 1 | 365 | 6.6739 | 0.44033 | 7 | 0.11425
26613 | 9.62 | 1 | 365 | 10.9468 | 0.045346 | 10 | 0.99217
26618 | 6.12 | 1 | 365 | 6.9641 | 0.02469 | 6 | 0.98878
12973 | 5.13 | 1 | 365 | 5.8376 | 0.75599 | 6 | 0.59354
26620 | 6.12 | 1 | 365 | 6.9641 | 0.02469 | 6 | 0.98878
26622 | 6.76 | 1 | 365 | 7.6924 | 0.49132 | 8 | 0.18369
26623 | 5.46 | 1 | 365 | 6.2131 | 0.51222 | 6 | 0.72529
26626 | 5.72 | 1 | 365 | 6.5089 | 0.10804 | 6 | 0.61697
26631 | 3.825 | 1 | 365 | 4.3526 | 0.76543 | 5 | 0.11799
26633 | 7.395 | 1 | 365 | 8.4149 | 0.9465 | 9 | 0.36145
26637 | 7.28 | 1 | 365 | 8.2841 | 0.68296 | 8 | 0.96705
26639 | 7.02 | 1 | 365 | 7.9882 | 0.087144 | 8 | 0.075371
26643 | 5.61 | 1 | 365 | 6.3838 | 0.85597 | 7 | 0.23972
26645 | 5.886 | 1 | 365 | 6.6978 | 0.48845 | 7 | 0.18627
26646 | 14.79 | 1 | 365 | 16.8299 | 0.893 | 17 | 0.7229
26647 | 7.14 | 1 | 365 | 8.1248 | 0.36214 | 8 | 0.48692
26648 | 4.2 | 1 | 365 | 4.7793 | 0.62479 | 5 | 0.40407
26649 | 12.075 | 1 | 365 | 13.7404 | 0.67126 | 14 | 0.4117
26651 | 5.2 | 1 | 365 | 5.9172 | 0.9164 | 6 | 0.83361
26652 | 5.98 | 1 | 365 | 6.8048 | 0.70386 | 7 | 0.50865
26654 | 8.84 | 1 | 365 | 10.0592 | 0.25789 | 10 | 0.31713
26655 | 7.28 | 1 | 365 | 8.2841 | 0.68296 | 8 | 0.96705
26657 | 6.16 | 1 | 365 | 7.0096 | 0.11635 | 7 | 0.12597
26591 | 5.2 | 1 | 365 | 5.9172 | 0.9164 | 6 | 0.83361
17472 | 6.48 | 1 | 365 | 7.3737 | 0.84967 | 8 | 0.22342
26760 | 0.27 | 1 | 365 | 0.30724 | 0.61874 | 0 | 0.92598
26616 | 9.18 | 1 | 365 | 10.4461 | 0.037035 | 10 | 0.48318
24983 | 9.15 | 1 | 365 | 10.412 | 0.96829 | 11 | 0.38029
15394 | 9.945 | 1 | 365 | 11.3167 | 0.79012 | 12 | 0.10678
26567 | 6.375 | 1 | 365 | 7.2543 | 0.60905 | 7 | 0.86332
26430 | 7.8 | 1 | 365 | 8.8758 | 0.8746 | 9 | 0.75041
26311 | 10.92 | 1 | 365 | 12.4261 | 0.024447 | 12 | 0.45058
22658 | 649.04 | 0.8 | 365 | 590.8466 | 0.88036 | 591 | 0.72691
19056 | 4.578 | 1 | 365 | 5.2094 | 0.49102 | 5 | 0.70043
20081 | 8.1 | 1 | 365 | 9.2172 | 0.56209 | 9 | 0.77927
21764 | 10.71 | 1 | 365 | 12.1872 | 0.54321 | 12 | 0.73037
26073 | 17.64 | 1 | 365 | 20.073 | 0.42411 | 20 | 0.49709
26545 | 4.08 | 1 | 365 | 4.6427 | 0.34979 | 4 | 0.99252
26585 | 6 | 1 | 365 | 6.8275 | 0.7497 | 7 | 0.57724
26589 | 6 | 1 | 365 | 6.8275 | 0.7497 | 7 | 0.57724
26580 | 5.1 | 1 | 365 | 5.8034 | 0.68724 | 6 | 0.49065
26601 | 11.66 | 1 | 365 | 13.2682 | 0.72024 | 13 | 0.98844
26604 | 9 | 1 | 365 | 10.2413 | 0.62454 | 10 | 0.86586
26594 | 6.12 | 1 | 365 | 6.9641 | 0.02469 | 6 | 0.98878
26546 | 4.08 | 1 | 365 | 4.6427 | 0.34979 | 4 | 0.99252
26563 | 7.65 | 1 | 365 | 8.7051 | 0.53086 | 9 | 0.23598
26505 | 8.33 | 1 | 365 | 9.4789 | 0.089161 | 9 | 0.56807
26475 | 6.13 | 1 | 365 | 6.9755 | 0.047606 | 7 | 0.02308
26483 | 5.1 | 1 | 365 | 5.8034 | 0.68724 | 6 | 0.49065
26462 | 3.675 | 1 | 365 | 4.1819 | 0.42169 | 4 | 0.60356
26467 | 10.2 | 1 | 365 | 11.6068 | 0.37448 | 11 | 0.98131
26371 | 4.9 | 1 | 365 | 5.5758 | 0.22892 | 5 | 0.80475
26360 | 8.085 | 1 | 365 | 9.2001 | 0.52772 | 9 | 0.72783
26520 | 10.045 | 1 | 365 | 11.4304 | 0.019283 | 11 | 0.44973
26558 | 7.65 | 1 | 365 | 8.7051 | 0.53086 | 9 | 0.23598
26599 | 7.65 | 1 | 365 | 8.7051 | 0.53086 | 9 | 0.23598
20710 | 5.7 | 1 | 365 | 6.4862 | 0.062211 | 6 | 0.54838
20700 | 7.98 | 1 | 365 | 9.0806 | 0.2871 | 9 | 0.36773
16103 | 3.47 | 1 | 365 | 3.9486 | 0.95191 | 4 | 0.9005
158 | 947.705 | 0.7 | 365 | 754.8914 | 0.24316 | 755 | 0.13454
24984 | 7.194 | 1 | 365 | 8.1862 | 0.48589 | 8 | 0.67211
24989 | 1.22 | 1 | 365 | 1.3883 | 0.79577 | 2 | 0.18404
24992 | 5.13 | 1 | 365 | 5.8376 | 0.75599 | 6 | 0.59354
24994 | 5.4 | 1 | 365 | 6.1448 | 0.37473 | 6 | 0.51952
24996 | 8.58 | 1 | 365 | 9.7634 | 0.66207 | 10 | 0.42545
24997 | 3.06 | 1 | 365 | 3.482 | 0.012345 | 3 | 0.49439
24999 | 7.98 | 1 | 365 | 9.0806 | 0.2871 | 9 | 0.36773
25002 | 8.55 | 1 | 365 | 9.7293 | 0.59332 | 10 | 0.32257
24374 | 5.98 | 1 | 365 | 6.8048 | 0.70386 | 7 | 0.50865
25033 | 11.44 | 1 | 365 | 13.0179 | 0.21609 | 13 | 0.23394
25034 | 9.62 | 1 | 365 | 10.9468 | 0.045346 | 10 | 0.99217
24931 | 37.8 | 0.9 | 365 | 38.7122 | 0.96078 | 39 | 0.67295
25063 | 6.5 | 1 | 365 | 7.3965 | 0.8955 | 8 | 0.29201
25069 | 3.9 | 1 | 365 | 4.4379 | 0.9373 | 5 | 0.37521
25072 | 7.02 | 1 | 365 | 7.9882 | 0.087144 | 8 | 0.075371
25073 | 4.24 | 1 | 365 | 4.8248 | 0.71645 | 5 | 0.54125
25076 | 7.02 | 1 | 365 | 7.9882 | 0.087144 | 8 | 0.075371
22155 | 4.59 | 1 | 365 | 5.2231 | 0.51852 | 5 | 0.74159
25080 | 10.335 | 1 | 365 | 11.7604 | 0.68385 | 12 | 0.4443
25082 | 9.6 | 1 | 365 | 10.9241 | 0.99951 | 11 | 0.92358
25084 | 3.64 | 1 | 365 | 4.142 | 0.34148 | 4 | 0.48353
25086 | 6.24 | 1 | 365 | 7.1006 | 0.29968 | 7 | 0.40033
25088 | 8.25 | 1 | 365 | 9.3879 | 0.90583 | 10 | 0.29371
25087 | 7.54 | 1 | 365 | 8.5799 | 0.27878 | 8 | 0.85873
25090 | 7.14 | 1 | 365 | 8.1248 | 0.36214 | 8 | 0.48692
25091 | 14.04 | 1 | 365 | 15.9765 | 0.17429 | 16 | 0.15074
25097 | 8.96 | 1 | 365 | 10.1958 | 0.53288 | 10 | 0.72868
25099 | 8.28 | 1 | 365 | 9.422 | 0.97458 | 10 | 0.39659
24843 | 4.68 | 1 | 365 | 5.3255 | 0.72476 | 6 | 0.050247
24844 | 5.1 | 1 | 365 | 5.8034 | 0.68724 | 6 | 0.49065
24845 | 4.59 | 1 | 365 | 5.2231 | 0.51852 | 5 | 0.74159
24638 | 4.68 | 1 | 365 | 5.3255 | 0.72476 | 6 | 0.050247
21152 | 6.3 | 1 | 365 | 7.1689 | 0.43718 | 7 | 0.6061
24878 | 5.98 | 1 | 365 | 6.8048 | 0.70386 | 7 | 0.50865
24880 | 5.61 | 1 | 365 | 6.3838 | 0.85597 | 7 | 0.23972
24884 | 5.7 | 1 | 365 | 6.4862 | 0.062211 | 6 | 0.54838
24889 | 7.8 | 1 | 365 | 8.8758 | 0.8746 | 9 | 0.75041
24891 | 7.65 | 1 | 365 | 8.7051 | 0.53086 | 9 | 0.23598
24893 | 3.12 | 1 | 365 | 3.5503 | 0.14984 | 3 | 0.70016
24909 | 6.76 | 1 | 365 | 7.6924 | 0.49132 | 8 | 0.18369
24938 | 5.25 | 1 | 365 | 5.9741 | 0.030984 | 6 | 0.005085
24949 | 11.34 | 1 | 365 | 12.9041 | 0.98693 | 13 | 0.89098
20801 | 8.84 | 1 | 365 | 10.0592 | 0.25789 | 10 | 0.31713
24975 | 3.315 | 1 | 365 | 3.7722 | 0.59671 | 4 | 0.36893
24976 | 5.6 | 1 | 365 | 6.3724 | 0.83305 | 7 | 0.20542
25965 | 4.16 | 1 | 365 | 4.7338 | 0.53312 | 5 | 0.26689
25966 | 4.16 | 1 | 365 | 4.7338 | 0.53312 | 5 | 0.26689
25970 | 4.94 | 1 | 365 | 5.6213 | 0.32058 | 5 | 0.94193
25968 | 8.84 | 1 | 365 | 10.0592 | 0.25789 | 10 | 0.31713
25969 | 6.24 | 1 | 365 | 7.1006 | 0.29968 | 7 | 0.40033
25981 | 2.34 | 1 | 365 | 2.6627 | 0.36238 | 3 | 0.025124
25973 | 4.94 | 1 | 365 | 5.6213 | 0.32058 | 5 | 0.94193
25983 | 13.26 | 1 | 365 | 15.0889 | 0.38683 | 15 | 0.4757
25982 | 5.2 | 1 | 365 | 5.9172 | 0.9164 | 6 | 0.83361
25980 | 5.72 | 1 | 365 | 6.5089 | 0.10804 | 6 | 0.61697
25989 | 8.84 | 1 | 365 | 10.0592 | 0.25789 | 10 | 0.31713
25987 | 6.76 | 1 | 365 | 7.6924 | 0.49132 | 8 | 0.18369
25988 | 3.12 | 1 | 365 | 3.5503 | 0.14984 | 3 | 0.70016
25991 | 3.9 | 1 | 365 | 4.4379 | 0.9373 | 5 | 0.37521
25985 | 3.38 | 1 | 365 | 3.8462 | 0.74566 | 4 | 0.59185
25992 | 4.68 | 1 | 365 | 5.3255 | 0.72476 | 6 | 0.050247
25993 | 6.76 | 1 | 365 | 7.6924 | 0.49132 | 8 | 0.18369
25994 | 9.62 | 1 | 365 | 10.9468 | 0.045346 | 10 | 0.99217
25996 | 10.14 | 1 | 365 | 11.5385 | 0.23699 | 11 | 0.77554
25997 | 7.54 | 1 | 365 | 8.5799 | 0.27878 | 8 | 0.85873
25998 | 12.22 | 1 | 365 | 13.9054 | 0.0035475 | 13 | 0.90898
26000 | 13.78 | 1 | 365 | 15.6806 | 0.57847 | 16 | 0.25906
26001 | 3.06 | 1 | 365 | 3.482 | 0.012345 | 3 | 0.49439
26032 | 4.94 | 1 | 365 | 5.6213 | 0.32058 | 5 | 0.94193
26003 | 5.2 | 1 | 365 | 5.9172 | 0.9164 | 6 | 0.83361
25668 | 8 | 1 | 365 | 9.1034 | 0.33293 | 9 | 0.43632
25671 | 8.91 | 1 | 365 | 10.1389 | 0.4183 | 10 | 0.5572
25673 | 8.5 | 1 | 365 | 9.6724 | 0.47874 | 10 | 0.15109
25677 | 9.45 | 1 | 365 | 10.7534 | 0.65577 | 11 | 0.40915
25680 | 5.4 | 1 | 365 | 6.1448 | 0.37473 | 6 | 0.51952
25783 | 6.75 | 1 | 365 | 7.681 | 0.46841 | 8 | 0.1494
25817 | 8.16 | 1 | 365 | 9.2855 | 0.69959 | 9 | 0.98505
25819 | 5.04 | 1 | 365 | 5.7351 | 0.54974 | 6 | 0.28488
25821 | 5.232 | 1 | 365 | 5.9536 | 0.98973 | 6 | 0.94335
25822 | 3.06 | 1 | 365 | 3.482 | 0.012345 | 3 | 0.49439
25823 | 4.16 | 1 | 365 | 4.7338 | 0.53312 | 5 | 0.26689
25824 | 4.68 | 1 | 365 | 5.3255 | 0.72476 | 6 | 0.050247
25827 | 4.08 | 1 | 365 | 4.6427 | 0.34979 | 4 | 0.99252
25828 | 3 | 1 | 365 | 3.4138 | 0.87485 | 4 | 0.28862
25833 | 10.45 | 1 | 365 | 11.8913 | 0.94739 | 12 | 0.83869
25855 | 18.76 | 1 | 365 | 21.3475 | 0.99072 | 22 | 0.33817
25860 | 8.1 | 1 | 365 | 9.2172 | 0.56209 | 9 | 0.77927
25861 | 6.63 | 1 | 365 | 7.5444 | 0.19341 | 7 | 0.73785
25862 | 3.6 | 1 | 365 | 4.0965 | 0.24982 | 4 | 0.34634
25863 | 5.7 | 1 | 365 | 6.4862 | 0.062211 | 6 | 0.54838
25864 | 5.865 | 1 | 365 | 6.6739 | 0.44033 | 7 | 0.11425
26501 | 5.232 | 1 | 365 | 5.9536 | 0.98973 | 6 | 0.94335
24693 | 8.96 | 1 | 365 | 10.1958 | 0.53288 | 10 | 0.72868
25139 | 7.02 | 1 | 365 | 7.9882 | 0.087144 | 8 | 0.075371
26429 | 8.06 | 1 | 365 | 9.1717 | 0.47042 | 9 | 0.64209
25688 | 10.8 | 1 | 365 | 12.2896 | 0.74945 | 13 | 0.039032
25687 | 9.69 | 1 | 365 | 11.0265 | 0.20576 | 11 | 0.23224
25685 | 5.4 | 1 | 365 | 6.1448 | 0.37473 | 6 | 0.51952
25684 | 9.72 | 1 | 365 | 11.0606 | 0.27451 | 11 | 0.33513
24682 | 5.72 | 1 | 365 | 6.5089 | 0.10804 | 6 | 0.61697
26437 | 7.65 | 1 | 365 | 8.7051 | 0.53086 | 9 | 0.23598
26322 | 4.42 | 1 | 365 | 5.0296 | 0.12894 | 5 | 0.15857
26326 | 12.74 | 1 | 365 | 14.4972 | 0.19519 | 14 | 0.69234
26327 | 6.76 | 1 | 365 | 7.6924 | 0.49132 | 8 | 0.18369
26331 | 6.375 | 1 | 365 | 7.2543 | 0.60905 | 7 | 0.86332
26332 | 8.06 | 1 | 365 | 9.1717 | 0.47042 | 9 | 0.64209
26334 | 5.2 | 1 | 365 | 5.9172 | 0.9164 | 6 | 0.83361
26335 | 7.14 | 1 | 365 | 8.1248 | 0.36214 | 8 | 0.48692
26336 | 3.825 | 1 | 365 | 4.3526 | 0.76543 | 5 | 0.11799
26337 | 4.845 | 1 | 365 | 5.5132 | 0.10288 | 5 | 0.61612
26354 | 8.5 | 1 | 365 | 9.6724 | 0.47874 | 10 | 0.15109
26419 | 3.825 | 1 | 365 | 4.3526 | 0.76543 | 5 | 0.11799
26423 | 5.1 | 1 | 365 | 5.8034 | 0.68724 | 6 | 0.49065
26432 | 2.6 | 1 | 365 | 2.9586 | 0.9582 | 3 | 0.9168
26436 | 3.9 | 1 | 365 | 4.4379 | 0.9373 | 5 | 0.37521
26441 | 7.28 | 1 | 365 | 8.2841 | 0.68296 | 8 | 0.96705
26460 | 6.12 | 1 | 365 | 6.9641 | 0.02469 | 6 | 0.98878
26445 | 4.845 | 1 | 365 | 5.5132 | 0.10288 | 5 | 0.61612
26062 | 8.5 | 1 | 365 | 9.6724 | 0.47874 | 10 | 0.15109
26286 | 17 | 1 | 365 | 19.3447 | 0.95747 | 20 | 0.30218
26299 | 6.12 | 1 | 365 | 6.9641 | 0.02469 | 6 | 0.98878
26471 | 6.885 | 1 | 365 | 7.8346 | 0.77778 | 8 | 0.61238
26466 | 5.1 | 1 | 365 | 5.8034 | 0.68724 | 6 | 0.49065
26435 | 7.905 | 1 | 365 | 8.9953 | 0.11522 | 9 | 0.11051
26442 | 3.38 | 1 | 365 | 3.8462 | 0.74566 | 4 | 0.59185
26446 | 12.48 | 1 | 365 | 14.2013 | 0.59937 | 14 | 0.80066
26444 | 7.02 | 1 | 365 | 7.9882 | 0.087144 | 8 | 0.075371
26449 | 3.12 | 1 | 365 | 3.5503 | 0.14984 | 3 | 0.70016
26450 | 6.5 | 1 | 365 | 7.3965 | 0.8955 | 8 | 0.29201
26455 | 4.59 | 1 | 365 | 5.2231 | 0.51852 | 5 | 0.74159
26456 | 8.16 | 1 | 365 | 9.2855 | 0.69959 | 9 | 0.98505
26464 | 3.9 | 1 | 365 | 4.4379 | 0.9373 | 5 | 0.37521
26470 | 6.885 | 1 | 365 | 7.8346 | 0.77778 | 8 | 0.61238
26474 | 3.64 | 1 | 365 | 4.142 | 0.34148 | 4 | 0.48353
26477 | 6.44 | 1 | 365 | 7.3282 | 0.75801 | 8 | 0.086238
26488 | 7.56 | 1 | 365 | 8.6027 | 0.32462 | 8 | 0.92732
26489 | 7.8 | 1 | 365 | 8.8758 | 0.8746 | 9 | 0.75041
26396 | 6.36 | 1 | 365 | 7.2372 | 0.57468 | 7 | 0.81187
26500 | 5.98 | 1 | 365 | 6.8048 | 0.70386 | 7 | 0.50865
26493 | 4.94 | 1 | 365 | 5.6213 | 0.32058 | 5 | 0.94193
26503 | 4.42 | 1 | 365 | 5.0296 | 0.12894 | 5 | 0.15857
6703 | 4247.76 | 1 | 365 | 4833.6281 | 0.23478 | 4833 | 0.86283
22991 | 13.455 | 1 | 365 | 15.3108 | 0.83369 | 16 | 0.14446
24611 | 31.32 | 0.9 | 365 | 32.0758 | 0.59607 | 32 | 0.67187
24613 | 11.73 | 1 | 365 | 13.3478 | 0.88066 | 14 | 0.2285
24614 | 7.84 | 1 | 365 | 8.9213 | 0.96627 | 9 | 0.88759
24618 | 11.1 | 1 | 365 | 12.631 | 0.43694 | 13 | 0.067894
24620 | 4.48 | 1 | 365 | 5.0979 | 0.26644 | 5 | 0.36434
24632 | 18.2 | 1 | 365 | 20.7102 | 0.70741 | 21 | 0.41763
24641 | 6.5 | 1 | 365 | 7.3965 | 0.8955 | 8 | 0.29201
24640 | 7.14 | 1 | 365 | 8.1248 | 0.36214 | 8 | 0.48692
24645 | 8.32 | 1 | 365 | 9.4675 | 0.066245 | 9 | 0.53377
24652 | 5.1 | 1 | 365 | 5.8034 | 0.68724 | 6 | 0.49065
24658 | 10.2 | 1 | 365 | 11.6068 | 0.37448 | 11 | 0.98131
24660 | 5.61 | 1 | 365 | 6.3838 | 0.85597 | 7 | 0.23972
24662 | 8.96 | 1 | 365 | 10.1958 | 0.53288 | 10 | 0.72868
24671 | 10.08 | 1 | 365 | 11.4703 | 0.099489 | 11 | 0.56976
19007 | 6.6 | 1 | 365 | 7.5103 | 0.12467 | 7 | 0.63496
24676 | 8.67 | 1 | 365 | 9.8658 | 0.86831 | 10 | 0.73411
24680 | 5.13 | 1 | 365 | 5.8376 | 0.75599 | 6 | 0.59354
24687 | 5.2 | 1 | 365 | 5.9172 | 0.9164 | 6 | 0.83361
24694 | 6.16 | 1 | 365 | 7.0096 | 0.11635 | 7 | 0.12597
24697 | 11.115 | 1 | 365 | 12.648 | 0.47131 | 13 | 0.11934
24701 | 6.6 | 1 | 365 | 7.5103 | 0.12467 | 7 | 0.63496
24703 | 10.26 | 1 | 365 | 11.6751 | 0.51198 | 12 | 0.18708
17863 | 6.76 | 1 | 365 | 7.6924 | 0.49132 | 8 | 0.18369
21321 | 3.9 | 1 | 365 | 4.4379 | 0.9373 | 5 | 0.37521
21325 | 3.38 | 1 | 365 | 3.8462 | 0.74566 | 4 | 0.59185
21111 | 3.51 | 1 | 365 | 3.9941 | 0.043572 | 4 | 0.037685
21101 | 6.24 | 1 | 365 | 7.1006 | 0.29968 | 7 | 0.40033
21210 | 13.12 | 1 | 365 | 14.9296 | 0.066002 | 14 | 0.99556
22653 | 649.04 | 0.8 | 365 | 590.8466 | 0.88036 | 591 | 0.72691
21314 | 272.37 | 0.8 | 365 | 247.9491 | 0.33396 | 248 | 0.28305
21109 | 318.06 | 0.8 | 365 | 289.5425 | 0.097108 | 289 | 0.63959
24737 | 3.06 | 1 | 365 | 3.482 | 0.012345 | 3 | 0.49439
24783 | 8.5 | 1 | 365 | 9.6724 | 0.47874 | 10 | 0.15109
24790 | 4.75 | 1 | 365 | 5.4051 | 0.88518 | 6 | 0.29031
24834 | 15.075 | 1 | 365 | 17.1542 | 0.54611 | 17 | 0.70032
24835 | 6.24 | 1 | 365 | 7.1006 | 0.29968 | 7 | 0.40033
24836 | 6.375 | 1 | 365 | 7.2543 | 0.60905 | 7 | 0.86332
24838 | 8.925 | 1 | 365 | 10.156 | 0.45267 | 10 | 0.60864
24839 | 8.4 | 1 | 365 | 9.5586 | 0.24957 | 9 | 0.80814
24842 | 5.1 | 1 | 365 | 5.8034 | 0.68724 | 6 | 0.49065
25568 | 6.875 | 1 | 365 | 7.8232 | 0.75486 | 8 | 0.57809
25571 | 5.98 | 1 | 365 | 6.8048 | 0.70386 | 7 | 0.50865
25577 | 12.15 | 1 | 365 | 13.8258 | 0.84313 | 14 | 0.66891
19279 | 5.46 | 1 | 365 | 6.2131 | 0.51222 | 6 | 0.72529
20458 | 5.2 | 1 | 365 | 5.9172 | 0.9164 | 6 | 0.83361
18797 | 8.75 | 1 | 365 | 9.9568 | 0.05164 | 10 | 0.008475
13868 | 7.02 | 1 | 365 | 7.9882 | 0.087144 | 8 | 0.075371
25595 | 5.75 | 1 | 365 | 6.5431 | 0.17679 | 6 | 0.71985
25598 | 9 | 1 | 365 | 10.2413 | 0.62454 | 10 | 0.86586
25600 | 4.25 | 1 | 365 | 4.8362 | 0.73937 | 5 | 0.57554
25607 | 9 | 1 | 365 | 10.2413 | 0.62454 | 10 | 0.86586
25639 | 9.72 | 1 | 365 | 11.0606 | 0.27451 | 11 | 0.33513
25640 | 13.23 | 1 | 365 | 15.0547 | 0.31808 | 15 | 0.37281
25641 | 11.96 | 1 | 365 | 13.6096 | 0.40773 | 14 | 0.017298
25648 | 6.54 | 1 | 365 | 7.442 | 0.98717 | 8 | 0.42919
25649 | 3.57 | 1 | 365 | 4.0624 | 0.18107 | 4 | 0.24346
25651 | 6.875 | 1 | 365 | 7.8232 | 0.75486 | 8 | 0.57809
25659 | 5.1 | 1 | 365 | 5.8034 | 0.68724 | 6 | 0.49065
25660 | 12.099 | 1 | 365 | 13.7677 | 0.72626 | 14 | 0.494
25662 | 6.54 | 1 | 365 | 7.442 | 0.98717 | 8 | 0.42919
25676 | 5.49 | 1 | 365 | 6.2472 | 0.58097 | 6 | 0.82817
25572 | 10.66 | 1 | 365 | 12.1303 | 0.42863 | 12 | 0.5589
25610 | 6 | 1 | 365 | 6.8275 | 0.7497 | 7 | 0.57724
25550 | 4.4 | 1 | 365 | 5.0069 | 0.08311 | 5 | 0.089976
25704 | 11.118 | 1 | 365 | 12.6514 | 0.47819 | 13 | 0.12963
25705 | 3 | 1 | 365 | 3.4138 | 0.87485 | 4 | 0.28862
25710 | 5.4 | 1 | 365 | 6.1448 | 0.37473 | 6 | 0.51952
25948 | 7.65 | 1 | 365 | 8.7051 | 0.53086 | 9 | 0.23598
25950 | 5.98 | 1 | 365 | 6.8048 | 0.70386 | 7 | 0.50865
25954 | 5.72 | 1 | 365 | 6.5089 | 0.10804 | 6 | 0.61697
25958 | 5.72 | 1 | 365 | 6.5089 | 0.10804 | 6 | 0.61697
25957 | 4.42 | 1 | 365 | 5.0296 | 0.12894 | 5 | 0.15857
25961 | 2.08 | 1 | 365 | 2.3669 | 0.76656 | 3 | 0.13344
25959 | 2.86 | 1 | 365 | 3.2545 | 0.55402 | 3 | 0.80848
25960 | 3.38 | 1 | 365 | 3.8462 | 0.74566 | 4 | 0.59185
25963 | 9.36 | 1 | 365 | 10.651 | 0.44953 | 11 | 0.10049
25956 | 7.02 | 1 | 365 | 7.9882 | 0.087144 | 8 | 0.075371
25964 | 8.32 | 1 | 365 | 9.4675 | 0.066245 | 9 | 0.53377
19100 | 3.06 | 1 | 365 | 3.482 | 0.012345 | 3 | 0.49439
20852 | 1300.09 | 0.9 | 365 | 1331.4633 | 0.37634 | 1331 | 0.83959
25358 | 4.8 | 1 | 365 | 5.462 | 0.99976 | 6 | 0.46179
25207 | 12.426 | 1 | 365 | 14.1398 | 0.47562 | 14 | 0.61546
25118 | 4.56 | 1 | 365 | 5.1889 | 0.44977 | 5 | 0.6387
25858 | 6.12 | 1 | 365 | 6.9641 | 0.02469 | 6 | 0.98878
25877 | 4.2 | 1 | 365 | 4.7793 | 0.62479 | 5 | 0.40407
25876 | 4.2 | 1 | 365 | 4.7793 | 0.62479 | 5 | 0.40407
25878 | 5.2 | 1 | 365 | 5.9172 | 0.9164 | 6 | 0.83361
25879 | 6.24 | 1 | 365 | 7.1006 | 0.29968 | 7 | 0.40033
26023 | 8.16 | 1 | 365 | 9.2855 | 0.69959 | 9 | 0.98505
26275 | 4.845 | 1 | 365 | 5.5132 | 0.10288 | 5 | 0.61612
26277 | 5.355 | 1 | 365 | 6.0936 | 0.2716 | 6 | 0.36519
26279 | 2.86 | 1 | 365 | 3.2545 | 0.55402 | 3 | 0.80848
26280 | 3.64 | 1 | 365 | 4.142 | 0.34148 | 4 | 0.48353
26284 | 5.04 | 1 | 365 | 5.7351 | 0.54974 | 6 | 0.28488
26273 | 2.04 | 1 | 365 | 2.3214 | 0.6749 | 2 | 0.99626
26308 | 5.1 | 1 | 365 | 5.8034 | 0.68724 | 6 | 0.49065
26303 | 8.32 | 1 | 365 | 9.4675 | 0.066245 | 9 | 0.53377
26307 | 3.06 | 1 | 365 | 3.482 | 0.012345 | 3 | 0.49439
26312 | 7.8 | 1 | 365 | 8.8758 | 0.8746 | 9 | 0.75041
26313 | 2.34 | 1 | 365 | 2.6627 | 0.36238 | 3 | 0.025124
26310 | 8.925 | 1 | 365 | 10.156 | 0.45267 | 10 | 0.60864
26315 | 11.772 | 1 | 365 | 13.3956 | 0.9769 | 14 | 0.37254
26318 | 5.865 | 1 | 365 | 6.6739 | 0.44033 | 7 | 0.11425
26319 | 7.5 | 1 | 365 | 8.5344 | 0.18712 | 8 | 0.72155
26320 | 6.76 | 1 | 365 | 7.6924 | 0.49132 | 8 | 0.18369
26321 | 5.865 | 1 | 365 | 6.6739 | 0.44033 | 7 | 0.11425
26323 | 5.61 | 1 | 365 | 6.3838 | 0.85597 | 7 | 0.23972
26274 | 7.02 | 1 | 365 | 7.9882 | 0.087144 | 8 | 0.075371
26324 | 7.65 | 1 | 365 | 8.7051 | 0.53086 | 9 | 0.23598
26375 | 4.32 | 1 | 365 | 4.9158 | 0.89978 | 5 | 0.81561
26381 | 7.8 | 1 | 365 | 8.8758 | 0.8746 | 9 | 0.75041
26383 | 9.8 | 1 | 365 | 11.1517 | 0.45784 | 11 | 0.60949
26366 | 5.4 | 1 | 365 | 6.1448 | 0.37473 | 6 | 0.51952
26399 | 5.1 | 1 | 365 | 5.8034 | 0.68724 | 6 | 0.49065
26412 | 4.68 | 1 | 365 | 5.3255 | 0.72476 | 6 | 0.050247
26413 | 3.9 | 1 | 365 | 4.4379 | 0.9373 | 5 | 0.37521
26414 | 4.59 | 1 | 365 | 5.2231 | 0.51852 | 5 | 0.74159
26420 | 7.8 | 1 | 365 | 8.8758 | 0.8746 | 9 | 0.75041
26421 | 5.72 | 1 | 365 | 6.5089 | 0.10804 | 6 | 0.61697
26427 | 6.76 | 1 | 365 | 7.6924 | 0.49132 | 8 | 0.18369
26425 | 6.5 | 1 | 365 | 7.3965 | 0.8955 | 8 | 0.29201
26431 | 6.12 | 1 | 365 | 6.9641 | 0.02469 | 6 | 0.98878
26434 | 2.55 | 1 | 365 | 2.9017 | 0.84362 | 3 | 0.74533
25611 | 12.96 | 1 | 365 | 14.7475 | 0.69934 | 15 | 0.44684
19434 | 14.76 | 1 | 365 | 16.7958 | 0.82425 | 17 | 0.62001
24342 | 6.84 | 1 | 365 | 7.7834 | 0.67465 | 8 | 0.45805
18470 | 8.415 | 1 | 365 | 9.5756 | 0.28395 | 9 | 0.85958
25128 | 7.02 | 1 | 365 | 7.9882 | 0.087144 | 8 | 0.075371
22119 | 8.37 | 1 | 365 | 9.5244 | 0.18083 | 9 | 0.70525
25519 | 9 | 1 | 365 | 10.2413 | 0.62454 | 10 | 0.86586
25520 | 9.36 | 1 | 365 | 10.651 | 0.44953 | 11 | 0.10049
25624 | 10.8 | 1 | 365 | 12.2896 | 0.74945 | 13 | 0.039032
25726 | 200.88 | 0.9 | 365 | 205.7276 | 0.30584 | 206 | 0.033396
26403 | 7.8 | 1 | 365 | 8.8758 | 0.8746 | 9 | 0.75041
26644 | 10.23 | 1 | 365 | 11.641 | 0.44323 | 12 | 0.084194
26568 | 5.1 | 1 | 365 | 5.8034 | 0.68724 | 6 | 0.49065
26598 | 4.08 | 1 | 365 | 4.6427 | 0.34979 | 4 | 0.99252
25616 | 8.91 | 1 | 365 | 10.1389 | 0.4183 | 10 | 0.5572
25618 | 8.91 | 1 | 365 | 10.1389 | 0.4183 | 10 | 0.5572
26593 | 4.08 | 1 | 365 | 4.6427 | 0.34979 | 4 | 0.99252
26632 | 6.12 | 1 | 365 | 6.9641 | 0.02469 | 6 | 0.98878
26608 | 10.2 | 1 | 365 | 11.6068 | 0.37448 | 11 | 0.98131
26575 | 8.82 | 1 | 365 | 10.0365 | 0.21205 | 10 | 0.24854
19733 | 13.26 | 1 | 365 | 15.0889 | 0.38683 | 15 | 0.4757
23078 | 15.3 | 1 | 365 | 17.4102 | 0.061725 | 17 | 0.47196
24006 | 7.15 | 1 | 365 | 8.1362 | 0.38505 | 8 | 0.52121
13948 | 9.72 | 1 | 365 | 11.0606 | 0.27451 | 11 | 0.33513
12965 | 8.925 | 1 | 365 | 10.156 | 0.45267 | 10 | 0.60864
26496 | 5.88 | 1 | 365 | 6.691 | 0.4747 | 7 | 0.1657
26394 | 2 | 1 | 365 | 2.2758 | 0.58323 | 2 | 0.85908
26251 | 5.13 | 1 | 365 | 5.8376 | 0.75599 | 6 | 0.59354
26352 | 3 | 1 | 365 | 3.4138 | 0.87485 | 4 | 0.28862
26369 | 11.5 | 1 | 365 | 13.0861 | 0.35358 | 13 | 0.43971
26372 | 8.75 | 1 | 365 | 9.9568 | 0.05164 | 10 | 0.008475
26382 | 5.04 | 1 | 365 | 5.7351 | 0.54974 | 6 | 0.28488
26389 | 3.8 | 1 | 365 | 4.3241 | 0.70814 | 5 | 0.032252
26404 | 11 | 1 | 365 | 12.5172 | 0.20778 | 12 | 0.72494
26506 | 14.4 | 1 | 365 | 16.3861 | 0.99927 | 17 | 0.38538
24550 | 109.4 | 0.9 | 365 | 112.04 | 0.63251 | 112 | 0.67251
26271 | 9.99 | 1 | 365 | 11.3679 | 0.89324 | 12 | 0.2611
19109 | 22.275 | 1 | 365 | 25.3473 | 0.045746 | 25 | 0.393
17813 | 13.77 | 1 | 365 | 15.6692 | 0.55555 | 16 | 0.22477
18457 | 5.2 | 1 | 365 | 5.9172 | 0.9164 | 6 | 0.83361
17752 | 14.56 | 1 | 365 | 16.5682 | 0.36593 | 16 | 0.9341
18698 | 15.34 | 1 | 365 | 17.4558 | 0.15339 | 17 | 0.60914
21921 | 6.24 | 1 | 365 | 7.1006 | 0.29968 | 7 | 0.40033
21823 | 11.96 | 1 | 365 | 13.6096 | 0.40773 | 14 | 0.017298
19553 | 8.84 | 1 | 365 | 10.0592 | 0.25789 | 10 | 0.31713
22386 | 7.02 | 1 | 365 | 7.9882 | 0.087144 | 8 | 0.075371
22430 | 12.74 | 1 | 365 | 14.4972 | 0.19519 | 14 | 0.69234
22441 | 9.36 | 1 | 365 | 10.651 | 0.44953 | 11 | 0.10049
22444 | 13 | 1 | 365 | 14.793 | 0.79101 | 15 | 0.58402
22384 | 10.4 | 1 | 365 | 11.8344 | 0.83281 | 12 | 0.66722
21102 | 5.2 | 1 | 365 | 5.9172 | 0.9164 | 6 | 0.83361
20598 | 6.5 | 1 | 365 | 7.3965 | 0.8955 | 8 | 0.29201
20664 | 7.8 | 1 | 365 | 8.8758 | 0.8746 | 9 | 0.75041
22596 | 9.36 | 1 | 365 | 10.651 | 0.44953 | 11 | 0.10049
22615 | 13 | 1 | 365 | 14.793 | 0.79101 | 15 | 0.58402
22625 | 11.96 | 1 | 365 | 13.6096 | 0.40773 | 14 | 0.017298
22802 | 10.4 | 1 | 365 | 11.8344 | 0.83281 | 12 | 0.66722
22589 | 7.28 | 1 | 365 | 8.2841 | 0.68296 | 8 | 0.96705
22021 | 8.06 | 1 | 365 | 9.1717 | 0.47042 | 9 | 0.64209
23045 | 4.94 | 1 | 365 | 5.6213 | 0.32058 | 5 | 0.94193
22793 | 9.36 | 1 | 365 | 10.651 | 0.44953 | 11 | 0.10049
20788 | 7.02 | 1 | 365 | 7.9882 | 0.087144 | 8 | 0.075371
20885 | 2.34 | 1 | 365 | 2.6627 | 0.36238 | 3 | 0.025124
21042 | 5.72 | 1 | 365 | 6.5089 | 0.10804 | 6 | 0.61697
24602 | 5 | 1 | 365 | 5.6896 | 0.45808 | 6 | 0.1477
21169 | 4.42 | 1 | 365 | 5.0296 | 0.12894 | 5 | 0.15857
25419 | 6.25 | 1 | 365 | 7.112 | 0.3226 | 7 | 0.43462
25658 | 5.5 | 1 | 365 | 6.2586 | 0.60389 | 6 | 0.86247
25654 | 2.5 | 1 | 365 | 2.8448 | 0.72904 | 3 | 0.57385
25666 | 4.5 | 1 | 365 | 5.1207 | 0.31227 | 5 | 0.43293
25834 | 4.5 | 1 | 365 | 5.1207 | 0.31227 | 5 | 0.43293
24450 | 9 | 1 | 365 | 10.2413 | 0.62454 | 10 | 0.86586
25337 | 5.559 | 1 | 365 | 6.3257 | 0.73909 | 7 | 0.064813
26516 | 9 | 1 | 365 | 10.2413 | 0.62454 | 10 | 0.86586
26459 | 14.835 | 1 | 365 | 16.8811 | 0.99612 | 17 | 0.87723
26498 | 10.5 | 1 | 365 | 11.9482 | 0.061968 | 12 | 0.01017
26526 | 7 | 1 | 365 | 7.9655 | 0.041312 | 8 | 0.00678
25613 | 11.2 | 1 | 365 | 12.7447 | 0.6661 | 13 | 0.41085
23501 | 9.92 | 1 | 365 | 11.2882 | 0.73283 | 12 | 0.021037
21104 | 10 | 1 | 365 | 11.3792 | 0.91616 | 12 | 0.2954
21674 | 5.5 | 1 | 365 | 6.2586 | 0.60389 | 6 | 0.86247
22808 | 10.45 | 1 | 365 | 11.8913 | 0.94739 | 12 | 0.83869
22881 | 6.725 | 1 | 365 | 7.6525 | 0.41112 | 8 | 0.063657
24116 | 11.1 | 1 | 365 | 12.631 | 0.43694 | 13 | 0.067894
15823 | 258.515 | 0.9 | 365 | 264.7534 | 0.1754 | 264 | 0.92878
21902 | 283.03 | 0.9 | 365 | 289.86 | 0.73647 | 290 | 0.59644
23584 | 38.4 | 0.9 | 365 | 39.3267 | 0.19825 | 39 | 0.5249
25008 | 4.77 | 1 | 365 | 5.4279 | 0.93101 | 6 | 0.35891
24619 | 8.12 | 1 | 365 | 9.2399 | 0.60792 | 9 | 0.84786
23785 | 17.68 | 1 | 365 | 20.1185 | 0.51577 | 20 | 0.63427
25427 | 5.1 | 1 | 365 | 5.8034 | 0.68724 | 6 | 0.49065
25661 | 12.54 | 1 | 365 | 14.2696 | 0.73686 | 15 | 0.0064316
25962 | 6.24 | 1 | 365 | 7.1006 | 0.29968 | 7 | 0.40033
26410 | 5.98 | 1 | 365 | 6.8048 | 0.70386 | 7 | 0.50865
26236 | 4.6 | 1 | 365 | 5.2345 | 0.54143 | 5 | 0.77588
26636 | 8.835 | 1 | 365 | 10.0536 | 0.24643 | 10 | 0.29999
26642 | 12.19 | 1 | 365 | 13.8713 | 0.9348 | 14 | 0.80609
26514 | 4.08 | 1 | 365 | 4.6427 | 0.34979 | 4 | 0.99252
26539 | 5.1 | 1 | 365 | 5.8034 | 0.68724 | 6 | 0.49065
25122 | 9.25 | 1 | 365 | 10.5258 | 0.19745 | 10 | 0.72325
20477 | 7.2 | 1 | 365 | 8.1931 | 0.49964 | 8 | 0.69269
26015 | 4.32 | 1 | 365 | 4.9158 | 0.89978 | 5 | 0.81561
15805 | 6.375 | 1 | 365 | 7.2543 | 0.60905 | 7 | 0.86332
23774 | 2.475 | 1 | 365 | 2.8164 | 0.67175 | 3 | 0.48811
13464 | 12.24 | 1 | 365 | 13.9282 | 0.04938 | 13 | 0.97757
17376 | 13.26 | 1 | 365 | 15.0889 | 0.38683 | 15 | 0.4757
17961 | 11.96 | 1 | 365 | 13.6096 | 0.40773 | 14 | 0.017298
18829 | 10.92 | 1 | 365 | 12.4261 | 0.024447 | 12 | 0.45058
18881 | 13.77 | 1 | 365 | 15.6692 | 0.55555 | 16 | 0.22477
18874 | 13.16 | 1 | 365 | 14.9751 | 0.15767 | 15 | 0.13275
18901 | 18.46 | 1 | 365 | 21.0061 | 0.30323 | 21 | 0.30931
19065 | 10.14 | 1 | 365 | 11.5385 | 0.23699 | 11 | 0.77554
18904 | 13 | 1 | 365 | 14.793 | 0.79101 | 15 | 0.58402
20457 | 10.92 | 1 | 365 | 12.4261 | 0.024447 | 12 | 0.45058
20451 | 17.34 | 1 | 365 | 19.7316 | 0.73662 | 20 | 0.46822
20550 | 13.005 | 1 | 365 | 14.7987 | 0.80247 | 15 | 0.60117
20562 | 12.495 | 1 | 365 | 14.2184 | 0.63374 | 14 | 0.8521
20551 | 12.32 | 1 | 365 | 14.0192 | 0.23271 | 14 | 0.25193
18524 | 15.08 | 1 | 365 | 17.1599 | 0.55757 | 17 | 0.71746
22746 | 9.62 | 1 | 365 | 10.9468 | 0.045346 | 10 | 0.99217
22745 | 5.72 | 1 | 365 | 6.5089 | 0.10804 | 6 | 0.61697
24634 | 6.21 | 1 | 365 | 7.0665 | 0.23094 | 7 | 0.29744
24118 | 54.08 | 0.9 | 365 | 55.385 | 0.53753 | 55 | 0.92257
25999 | 4.94 | 1 | 365 | 5.6213 | 0.32058 | 5 | 0.94193
26108 | 6.76 | 1 | 365 | 7.6924 | 0.49132 | 8 | 0.18369
26479 | 5.355 | 1 | 365 | 6.0936 | 0.2716 | 6 | 0.36519
25686 | 12.6 | 1 | 365 | 14.3378 | 0.87436 | 15 | 0.2122
26672 | 11.5 | 1 | 365 | 13.0861 | 0.35358 | 13 | 0.43971
27610 | 98.86 | 0.9 | 365 | 101.2456 | 0.89424 | 102 | 0.13989
24073 | 9.62 | 1 | 365 | 10.9468 | 0.045346 | 10 | 0.99217
25744 | 9.36 | 1 | 365 | 10.651 | 0.44953 | 11 | 0.10049
21546 | 10.14 | 1 | 365 | 11.5385 | 0.23699 | 11 | 0.77554
21547 | 3.825 | 1 | 365 | 4.3526 | 0.76543 | 5 | 0.11799
21548 | 5.72 | 1 | 365 | 6.5089 | 0.10804 | 6 | 0.61697
21545 | 6.5 | 1 | 365 | 7.3965 | 0.8955 | 8 | 0.29201
21553 | 7.28 | 1 | 365 | 8.2841 | 0.68296 | 8 | 0.96705
21557 | 7.54 | 1 | 365 | 8.5799 | 0.27878 | 8 | 0.85873
21558 | 5.72 | 1 | 365 | 6.5089 | 0.10804 | 6 | 0.61697
21562 | 5.72 | 1 | 365 | 6.5089 | 0.10804 | 6 | 0.61697
21560 | 9.36 | 1 | 365 | 10.651 | 0.44953 | 11 | 0.10049
21563 | 10.92 | 1 | 365 | 12.4261 | 0.024447 | 12 | 0.45058
21559 | 2.08 | 1 | 365 | 2.3669 | 0.76656 | 3 | 0.13344
21567 | 5.72 | 1 | 365 | 6.5089 | 0.10804 | 6 | 0.61697
21565 | 3.38 | 1 | 365 | 3.8462 | 0.74566 | 4 | 0.59185
21568 | 9.88 | 1 | 365 | 11.2427 | 0.64117 | 11 | 0.88386
21569 | 10.4 | 1 | 365 | 11.8344 | 0.83281 | 12 | 0.66722
21571 | 4.68 | 1 | 365 | 5.3255 | 0.72476 | 6 | 0.050247
21572 | 8.84 | 1 | 365 | 10.0592 | 0.25789 | 10 | 0.31713
21574 | 9.1 | 1 | 365 | 10.3551 | 0.85371 | 11 | 0.20881
21573 | 6.24 | 1 | 365 | 7.1006 | 0.29968 | 7 | 0.40033
21578 | 9.36 | 1 | 365 | 10.651 | 0.44953 | 11 | 0.10049
21579 | 10.4 | 1 | 365 | 11.8344 | 0.83281 | 12 | 0.66722
21581 | 9.88 | 1 | 365 | 11.2427 | 0.64117 | 11 | 0.88386
21584 | 5.1 | 1 | 365 | 5.8034 | 0.68724 | 6 | 0.49065
21587 | 5.2 | 1 | 365 | 5.9172 | 0.9164 | 6 | 0.83361
21590 | 5.46 | 1 | 365 | 6.2131 | 0.51222 | 6 | 0.72529
21591 | 10.4 | 1 | 365 | 11.8344 | 0.83281 | 12 | 0.66722
21593 | 5.72 | 1 | 365 | 6.5089 | 0.10804 | 6 | 0.61697
21595 | 11.44 | 1 | 365 | 13.0179 | 0.21609 | 13 | 0.23394
21598 | 10.92 | 1 | 365 | 12.4261 | 0.024447 | 12 | 0.45058
21599 | 2.08 | 1 | 365 | 2.3669 | 0.76656 | 3 | 0.13344
21602 | 4.94 | 1 | 365 | 5.6213 | 0.32058 | 5 | 0.94193
21603 | 8.84 | 1 | 365 | 10.0592 | 0.25789 | 10 | 0.31713
21504 | 7.02 | 1 | 365 | 7.9882 | 0.087144 | 8 | 0.075371
21605 | 14.04 | 1 | 365 | 15.9765 | 0.17429 | 16 | 0.15074
21608 | 7.02 | 1 | 365 | 7.9882 | 0.087144 | 8 | 0.075371
21609 | 11.44 | 1 | 365 | 13.0179 | 0.21609 | 13 | 0.23394
21613 | 8.32 | 1 | 365 | 9.4675 | 0.066245 | 9 | 0.53377
21614 | 6.24 | 1 | 365 | 7.1006 | 0.29968 | 7 | 0.40033
21616 | 3.64 | 1 | 365 | 4.142 | 0.34148 | 4 | 0.48353
21618 | 13.52 | 1 | 365 | 15.3847 | 0.98265 | 16 | 0.36738
21619 | 10.455 | 1 | 365 | 11.897 | 0.95885 | 12 | 0.85584
21620 | 10.4 | 1 | 365 | 11.8344 | 0.83281 | 12 | 0.66722
21621 | 10.66 | 1 | 365 | 12.1303 | 0.42863 | 12 | 0.5589
21622 | 6.76 | 1 | 365 | 7.6924 | 0.49132 | 8 | 0.18369
21624 | 9.88 | 1 | 365 | 11.2427 | 0.64117 | 11 | 0.88386
21625 | 11.18 | 1 | 365 | 12.722 | 0.62027 | 13 | 0.34226
21623 | 5.46 | 1 | 365 | 6.2131 | 0.51222 | 6 | 0.72529
21628 | 3.64 | 1 | 365 | 4.142 | 0.34148 | 4 | 0.48353
21629 | 6.885 | 1 | 365 | 7.8346 | 0.77778 | 8 | 0.61238
21631 | 4.77 | 1 | 365 | 5.4279 | 0.93101 | 6 | 0.35891
21633 | 5.46 | 1 | 365 | 6.2131 | 0.51222 | 6 | 0.72529
21637 | 8.06 | 1 | 365 | 9.1717 | 0.47042 | 9 | 0.64209
21636 | 9.54 | 1 | 365 | 10.8558 | 0.86202 | 11 | 0.71781
21634 | 14.04 | 1 | 365 | 15.9765 | 0.17429 | 16 | 0.15074
21632 | 12.72 | 1 | 365 | 14.4744 | 0.14936 | 14 | 0.62375
21639 | 3.57 | 1 | 365 | 4.0624 | 0.18107 | 4 | 0.24346
21640 | 3.64 | 1 | 365 | 4.142 | 0.34148 | 4 | 0.48353
21638 | 11.66 | 1 | 365 | 13.2682 | 0.72024 | 13 | 0.98844
21641 | 5.2 | 1 | 365 | 5.9172 | 0.9164 | 6 | 0.83361
21645 | 10.4 | 1 | 365 | 11.8344 | 0.83281 | 12 | 0.66722
21644 | 6.625 | 1 | 365 | 7.5387 | 0.18196 | 7 | 0.7207
21646 | 4.68 | 1 | 365 | 5.3255 | 0.72476 | 6 | 0.050247
21649 | 6.885 | 1 | 365 | 7.8346 | 0.77778 | 8 | 0.61238
21648 | 6.24 | 1 | 365 | 7.1006 | 0.29968 | 7 | 0.40033
21650 | 6.24 | 1 | 365 | 7.1006 | 0.29968 | 7 | 0.40033
21653 | 9.36 | 1 | 365 | 10.651 | 0.44953 | 11 | 0.10049
21654 | 3.64 | 1 | 365 | 4.142 | 0.34148 | 4 | 0.48353
21656 | 6.36 | 1 | 365 | 7.2372 | 0.57468 | 7 | 0.81187
21657 | 4.08 | 1 | 365 | 4.6427 | 0.34979 | 4 | 0.99252
21658 | 5.2 | 1 | 365 | 5.9172 | 0.9164 | 6 | 0.83361
21659 | 5.72 | 1 | 365 | 6.5089 | 0.10804 | 6 | 0.61697
21660 | 11.44 | 1 | 365 | 13.0179 | 0.21609 | 13 | 0.23394
21662 | 4.68 | 1 | 365 | 5.3255 | 0.72476 | 6 | 0.050247
21663 | 5.72 | 1 | 365 | 6.5089 | 0.10804 | 6 | 0.61697
21664 | 5.3 | 1 | 365 | 6.031 | 0.14556 | 6 | 0.17656
21665 | 7.54 | 1 | 365 | 8.5799 | 0.27878 | 8 | 0.85873
21666 | 6.24 | 1 | 365 | 7.1006 | 0.29968 | 7 | 0.40033
21668 | 4.68 | 1 | 365 | 5.3255 | 0.72476 | 6 | 0.050247
21670 | 3.64 | 1 | 365 | 4.142 | 0.34148 | 4 | 0.48353
21703 | 12.75 | 1 | 365 | 14.5085 | 0.2181 | 14 | 0.72663
21704 | 12.48 | 1 | 365 | 14.2013 | 0.59937 | 14 | 0.80066
21706 | 14.79 | 1 | 365 | 16.8299 | 0.893 | 17 | 0.7229
21716 | 14.535 | 1 | 365 | 16.5397 | 0.30864 | 16 | 0.84836
21720 | 11.22 | 1 | 365 | 12.7675 | 0.71193 | 13 | 0.47944
21719 | 11.44 | 1 | 365 | 13.0179 | 0.21609 | 13 | 0.23394
21724 | 3.9 | 1 | 365 | 4.4379 | 0.9373 | 5 | 0.37521
21729 | 7.54 | 1 | 365 | 8.5799 | 0.27878 | 8 | 0.85873
21725 | 7.02 | 1 | 365 | 7.9882 | 0.087144 | 8 | 0.075371
21731 | 5.2 | 1 | 365 | 5.9172 | 0.9164 | 6 | 0.83361
21733 | 2.295 | 1 | 365 | 2.6115 | 0.25926 | 2 | 0.87079
21734 | 5.2 | 1 | 365 | 5.9172 | 0.9164 | 6 | 0.83361
21736 | 5.46 | 1 | 365 | 6.2131 | 0.51222 | 6 | 0.72529
21741 | 9.1 | 1 | 365 | 10.3551 | 0.85371 | 11 | 0.20881
21742 | 2.6 | 1 | 365 | 2.9586 | 0.9582 | 3 | 0.9168
21743 | 5.98 | 1 | 365 | 6.8048 | 0.70386 | 7 | 0.50865
21752 | 3.12 | 1 | 365 | 3.5503 | 0.14984 | 3 | 0.70016
21750 | 9.945 | 1 | 365 | 11.3167 | 0.79012 | 12 | 0.10678
21756 | 9.1 | 1 | 365 | 10.3551 | 0.85371 | 11 | 0.20881
21757 | 5.1 | 1 | 365 | 5.8034 | 0.68724 | 6 | 0.49065
21761 | 5.2 | 1 | 365 | 5.9172 | 0.9164 | 6 | 0.83361
21763 | 3.57 | 1 | 365 | 4.0624 | 0.18107 | 4 | 0.24346
21766 | 7.54 | 1 | 365 | 8.5799 | 0.27878 | 8 | 0.85873
21768 | 8.06 | 1 | 365 | 9.1717 | 0.47042 | 9 | 0.64209
21773 | 3.9 | 1 | 365 | 4.4379 | 0.9373 | 5 | 0.37521
21776 | 6.375 | 1 | 365 | 7.2543 | 0.60905 | 7 | 0.86332
21780 | 3.9 | 1 | 365 | 4.4379 | 0.9373 | 5 | 0.37521
21781 | 4.16 | 1 | 365 | 4.7338 | 0.53312 | 5 | 0.26689
21784 | 4.845 | 1 | 365 | 5.5132 | 0.10288 | 5 | 0.61612
21788 | 3.9 | 1 | 365 | 4.4379 | 0.9373 | 5 | 0.37521
21787 | 10.92 | 1 | 365 | 12.4261 | 0.024447 | 12 | 0.45058
21789 | 11.118 | 1 | 365 | 12.6514 | 0.47819 | 13 | 0.12963
21791 | 3.9 | 1 | 365 | 4.4379 | 0.9373 | 5 | 0.37521
21796 | 4.16 | 1 | 365 | 4.7338 | 0.53312 | 5 | 0.26689
21785 | 4.68 | 1 | 365 | 5.3255 | 0.72476 | 6 | 0.050247
21795 | 8.48 | 1 | 365 | 9.6496 | 0.4329 | 10 | 0.082499
21803 | 5.61 | 1 | 365 | 6.3838 | 0.85597 | 7 | 0.23972
21799 | 5.46 | 1 | 365 | 6.2131 | 0.51222 | 6 | 0.72529
21805 | 8.67 | 1 | 365 | 9.8658 | 0.86831 | 10 | 0.73411
21807 | 9.1 | 1 | 365 | 10.3551 | 0.85371 | 11 | 0.20881
22098 | 6.24 | 1 | 365 | 7.1006 | 0.29968 | 7 | 0.40033
21810 | 5.98 | 1 | 365 | 6.8048 | 0.70386 | 7 | 0.50865
22455 | 4.68 | 1 | 365 | 5.3255 | 0.72476 | 6 | 0.050247
23150 | 6.24 | 1 | 365 | 7.1006 | 0.29968 | 7 | 0.40033
21824 | 10.14 | 1 | 365 | 11.5385 | 0.23699 | 11 | 0.77554
23373 | 6.24 | 1 | 365 | 7.1006 | 0.29968 | 7 | 0.40033
21835 | 2.6 | 1 | 365 | 2.9586 | 0.9582 | 3 | 0.9168
21927 | 6.5 | 1 | 365 | 7.3965 | 0.8955 | 8 | 0.29201
21832 | 5.61 | 1 | 365 | 6.3838 | 0.85597 | 7 | 0.23972
23342 | 4.16 | 1 | 365 | 4.7338 | 0.53312 | 5 | 0.26689
23160 | 10.4 | 1 | 365 | 11.8344 | 0.83281 | 12 | 0.66722
21834 | 6.5 | 1 | 365 | 7.3965 | 0.8955 | 8 | 0.29201
21839 | 8.06 | 1 | 365 | 9.1717 | 0.47042 | 9 | 0.64209
21843 | 6.24 | 1 | 365 | 7.1006 | 0.29968 | 7 | 0.40033
22094 | 5.46 | 1 | 365 | 6.2131 | 0.51222 | 6 | 0.72529
26390 | 5 | 1 | 365 | 5.6896 | 0.45808 | 6 | 0.1477
21844 | 8.32 | 1 | 365 | 9.4675 | 0.066245 | 9 | 0.53377
21837 | 10.865 | 1 | 365 | 12.3635 | 0.89841 | 13 | 0.26195
21846 | 3.06 | 1 | 365 | 3.482 | 0.012345 | 3 | 0.49439
21842 | 14.04 | 1 | 365 | 15.9765 | 0.17429 | 16 | 0.15074
21849 | 6.24 | 1 | 365 | 7.1006 | 0.29968 | 7 | 0.40033
21848 | 7.42 | 1 | 365 | 8.4434 | 0.0037907 | 8 | 0.44719
21852 | 4.16 | 1 | 365 | 4.7338 | 0.53312 | 5 | 0.26689
21850 | 8.06 | 1 | 365 | 9.1717 | 0.47042 | 9 | 0.64209
21853 | 3.38 | 1 | 365 | 3.8462 | 0.74566 | 4 | 0.59185
21851 | 5.98 | 1 | 365 | 6.8048 | 0.70386 | 7 | 0.50865
21854 | 2.86 | 1 | 365 | 3.2545 | 0.55402 | 3 | 0.80848
21855 | 9.1 | 1 | 365 | 10.3551 | 0.85371 | 11 | 0.20881
20883 | 8.06 | 1 | 365 | 9.1717 | 0.47042 | 9 | 0.64209
21856 | 9.1 | 1 | 365 | 10.3551 | 0.85371 | 11 | 0.20881
21857 | 6.095 | 1 | 365 | 6.9356 | 0.9674 | 7 | 0.90305
21858 | 3.06 | 1 | 365 | 3.482 | 0.012345 | 3 | 0.49439
21862 | 10.92 | 1 | 365 | 12.4261 | 0.024447 | 12 | 0.45058
21878 | 5.2 | 1 | 365 | 5.9172 | 0.9164 | 6 | 0.83361
21883 | 12.74 | 1 | 365 | 14.4972 | 0.19519 | 14 | 0.69234
21886 | 14.56 | 1 | 365 | 16.5682 | 0.36593 | 16 | 0.9341
21888 | 3.12 | 1 | 365 | 3.5503 | 0.14984 | 3 | 0.70016
21891 | 7.8 | 1 | 365 | 8.8758 | 0.8746 | 9 | 0.75041
21896 | 10.92 | 1 | 365 | 12.4261 | 0.024447 | 12 | 0.45058
21901 | 4.16 | 1 | 365 | 4.7338 | 0.53312 | 5 | 0.26689
21903 | 5.2 | 1 | 365 | 5.9172 | 0.9164 | 6 | 0.83361
21904 | 7.8 | 1 | 365 | 8.8758 | 0.8746 | 9 | 0.75041
21907 | 13.26 | 1 | 365 | 15.0889 | 0.38683 | 15 | 0.4757
21908 | 10.14 | 1 | 365 | 11.5385 | 0.23699 | 11 | 0.77554
21909 | 3.64 | 1 | 365 | 4.142 | 0.34148 | 4 | 0.48353
21912 | 7.54 | 1 | 365 | 8.5799 | 0.27878 | 8 | 0.85873
21914 | 5.46 | 1 | 365 | 6.2131 | 0.51222 | 6 | 0.72529
21915 | 6.76 | 1 | 365 | 7.6924 | 0.49132 | 8 | 0.18369
21916 | 8.32 | 1 | 365 | 9.4675 | 0.066245 | 9 | 0.53377
21917 | 3.825 | 1 | 365 | 4.3526 | 0.76543 | 5 | 0.11799
21924 | 7.65 | 1 | 365 | 8.7051 | 0.53086 | 9 | 0.23598
21926 | 3.38 | 1 | 365 | 3.8462 | 0.74566 | 4 | 0.59185
21925 | 4.42 | 1 | 365 | 5.0296 | 0.12894 | 5 | 0.15857
21929 | 3.825 | 1 | 365 | 4.3526 | 0.76543 | 5 | 0.11799
21933 | 11.4 | 1 | 365 | 12.9723 | 0.12442 | 13 | 0.096756
21934 | 13.26 | 1 | 365 | 15.0889 | 0.38683 | 15 | 0.4757
21937 | 3.64 | 1 | 365 | 4.142 | 0.34148 | 4 | 0.48353
21939 | 5.355 | 1 | 365 | 6.0936 | 0.2716 | 6 | 0.36519
21940 | 6.375 | 1 | 365 | 7.2543 | 0.60905 | 7 | 0.86332
21942 | 5.1 | 1 | 365 | 5.8034 | 0.68724 | 6 | 0.49065
21943 | 4.16 | 1 | 365 | 4.7338 | 0.53312 | 5 | 0.26689
21944 | 6.375 | 1 | 365 | 7.2543 | 0.60905 | 7 | 0.86332
21947 | 4.16 | 1 | 365 | 4.7338 | 0.53312 | 5 | 0.26689
21946 | 7.28 | 1 | 365 | 8.2841 | 0.68296 | 8 | 0.96705
21949 | 4.08 | 1 | 365 | 4.6427 | 0.34979 | 4 | 0.99252
21948 | 8.84 | 1 | 365 | 10.0592 | 0.25789 | 10 | 0.31713
21950 | 5.2 | 1 | 365 | 5.9172 | 0.9164 | 6 | 0.83361
21951 | 3.06 | 1 | 365 | 3.482 | 0.012345 | 3 | 0.49439
21971 | 4.68 | 1 | 365 | 5.3255 | 0.72476 | 6 | 0.050247
21972 | 14.04 | 1 | 365 | 15.9765 | 0.17429 | 16 | 0.15074
21973 | 6.5 | 1 | 365 | 7.3965 | 0.8955 | 8 | 0.29201
21974 | 6.24 | 1 | 365 | 7.1006 | 0.29968 | 7 | 0.40033
21975 | 5.3 | 1 | 365 | 6.031 | 0.14556 | 6 | 0.17656
21976 | 5.98 | 1 | 365 | 6.8048 | 0.70386 | 7 | 0.50865
21977 | 7.02 | 1 | 365 | 7.9882 | 0.087144 | 8 | 0.075371
21978 | 4.94 | 1 | 365 | 5.6213 | 0.32058 | 5 | 0.94193
21979 | 6.24 | 1 | 365 | 7.1006 | 0.29968 | 7 | 0.40033
21980 | 8.58 | 1 | 365 | 9.7634 | 0.66207 | 10 | 0.42545
21981 | 11.18 | 1 | 365 | 12.722 | 0.62027 | 13 | 0.34226
21998 | 14.04 | 1 | 365 | 15.9765 | 0.17429 | 16 | 0.15074
21997 | 14.25 | 1 | 365 | 16.2154 | 0.65553 | 16 | 0.87094
21999 | 3.57 | 1 | 365 | 4.0624 | 0.18107 | 4 | 0.24346
22001 | 5.46 | 1 | 365 | 6.2131 | 0.51222 | 6 | 0.72529
22009 | 5.98 | 1 | 365 | 6.8048 | 0.70386 | 7 | 0.50865
22014 | 4.335 | 1 | 365 | 4.9329 | 0.93416 | 5 | 0.86706
22016 | 5.72 | 1 | 365 | 6.5089 | 0.10804 | 6 | 0.61697
22020 | 12.74 | 1 | 365 | 14.4972 | 0.19519 | 14 | 0.69234
22017 | 8.32 | 1 | 365 | 9.4675 | 0.066245 | 9 | 0.53377
22034 | 8.32 | 1 | 365 | 9.4675 | 0.066245 | 9 | 0.53377
22036 | 7.02 | 1 | 365 | 7.9882 | 0.087144 | 8 | 0.075371
22048 | 11.7 | 1 | 365 | 13.3137 | 0.81191 | 14 | 0.12562
22051 | 15.08 | 1 | 365 | 17.1599 | 0.55757 | 17 | 0.71746
22052 | 15.6 | 1 | 365 | 17.7516 | 0.74921 | 18 | 0.50082
22059 | 11.96 | 1 | 365 | 13.6096 | 0.40773 | 14 | 0.017298
22062 | 17.85 | 1 | 365 | 20.3119 | 0.90535 | 21 | 0.21729
22063 | 10.4 | 1 | 365 | 11.8344 | 0.83281 | 12 | 0.66722
22066 | 13.78 | 1 | 365 | 15.6806 | 0.57847 | 16 | 0.25906
22067 | 3.12 | 1 | 365 | 3.5503 | 0.14984 | 3 | 0.70016
22054 | 12.74 | 1 | 365 | 14.4972 | 0.19519 | 14 | 0.69234
22088 | 4.68 | 1 | 365 | 5.3255 | 0.72476 | 6 | 0.050247
22090 | 5.46 | 1 | 365 | 6.2131 | 0.51222 | 6 | 0.72529
22092 | 7.28 | 1 | 365 | 8.2841 | 0.68296 | 8 | 0.96705
22093 | 4.42 | 1 | 365 | 5.0296 | 0.12894 | 5 | 0.15857
22095 | 2.86 | 1 | 365 | 3.2545 | 0.55402 | 3 | 0.80848
22097 | 14.04 | 1 | 365 | 15.9765 | 0.17429 | 16 | 0.15074
22099 | 3.38 | 1 | 365 | 3.8462 | 0.74566 | 4 | 0.59185
22100 | 10.92 | 1 | 365 | 12.4261 | 0.024447 | 12 | 0.45058
22107 | 13.52 | 1 | 365 | 15.3847 | 0.98265 | 16 | 0.36738
22109 | 9.62 | 1 | 365 | 10.9468 | 0.045346 | 10 | 0.99217
22113 | 8.32 | 1 | 365 | 9.4675 | 0.066245 | 9 | 0.53377
22117 | 4.94 | 1 | 365 | 5.6213 | 0.32058 | 5 | 0.94193
22120 | 12.74 | 1 | 365 | 14.4972 | 0.19519 | 14 | 0.69234
22104 | 13.77 | 1 | 365 | 15.6692 | 0.55555 | 16 | 0.22477
22122 | 4.94 | 1 | 365 | 5.6213 | 0.32058 | 5 | 0.94193
22126 | 6.24 | 1 | 365 | 7.1006 | 0.29968 | 7 | 0.40033
22112 | 8.58 | 1 | 365 | 9.7634 | 0.66207 | 10 | 0.42545
22139 | 7.02 | 1 | 365 | 7.9882 | 0.087144 | 8 | 0.075371
22141 | 11.925 | 1 | 365 | 13.5697 | 0.32752 | 13 | 0.89726
22132 | 7.02 | 1 | 365 | 7.9882 | 0.087144 | 8 | 0.075371
22145 | 6.63 | 1 | 365 | 7.5444 | 0.19341 | 7 | 0.73785
22148 | 10.455 | 1 | 365 | 11.897 | 0.95885 | 12 | 0.85584
22149 | 2.295 | 1 | 365 | 2.6115 | 0.25926 | 2 | 0.87079
22152 | 13.52 | 1 | 365 | 15.3847 | 0.98265 | 16 | 0.36738
22159 | 12.24 | 1 | 365 | 13.9282 | 0.04938 | 13 | 0.97757
22161 | 14.04 | 1 | 365 | 15.9765 | 0.17429 | 16 | 0.15074
22910 | 10.2 | 1 | 365 | 11.6068 | 0.37448 | 11 | 0.98131
22913 | 5.865 | 1 | 365 | 6.6739 | 0.44033 | 7 | 0.11425
22164 | 13 | 1 | 365 | 14.793 | 0.79101 | 15 | 0.58402
22921 | 10.965 | 1 | 365 | 12.4773 | 0.12757 | 12 | 0.60491
22169 | 14.28 | 1 | 365 | 16.2496 | 0.72428 | 16 | 0.97383
22142 | 15.34 | 1 | 365 | 17.4558 | 0.15339 | 17 | 0.60914
22174 | 6.24 | 1 | 365 | 7.1006 | 0.29968 | 7 | 0.40033
22171 | 12.22 | 1 | 365 | 13.9054 | 0.0035475 | 13 | 0.90898
22163 | 6.885 | 1 | 365 | 7.8346 | 0.77778 | 8 | 0.61238
22209 | 6.5 | 1 | 365 | 7.3965 | 0.8955 | 8 | 0.29201
22215 | 5.98 | 1 | 365 | 6.8048 | 0.70386 | 7 | 0.50865
22924 | 10.965 | 1 | 365 | 12.4773 | 0.12757 | 12 | 0.60491
22211 | 16.12 | 1 | 365 | 18.3433 | 0.94085 | 19 | 0.28418
22931 | 5.775 | 1 | 365 | 6.5715 | 0.23408 | 6 | 0.80559
22217 | 14.82 | 1 | 365 | 16.864 | 0.96175 | 17 | 0.82578
22935 | 5.5 | 1 | 365 | 6.2586 | 0.60389 | 6 | 0.86247
22216 | 5.72 | 1 | 365 | 6.5089 | 0.10804 | 6 | 0.61697
22939 | 6.6 | 1 | 365 | 7.5103 | 0.12467 | 7 | 0.63496
22221 | 8.32 | 1 | 365 | 9.4675 | 0.066245 | 9 | 0.53377
22218 | 15.86 | 1 | 365 | 18.0475 | 0.34503 | 18 | 0.3925
22223 | 3.315 | 1 | 365 | 3.7722 | 0.59671 | 4 | 0.36893
22961 | 8.84 | 1 | 365 | 10.0592 | 0.25789 | 10 | 0.31713
22219 | 7.8 | 1 | 365 | 8.8758 | 0.8746 | 9 | 0.75041
22226 | 6.24 | 1 | 365 | 7.1006 | 0.29968 | 7 | 0.40033
22964 | 5.98 | 1 | 365 | 6.8048 | 0.70386 | 7 | 0.50865
22222 | 7.02 | 1 | 365 | 7.9882 | 0.087144 | 8 | 0.075371
22229 | 9.1 | 1 | 365 | 10.3551 | 0.85371 | 11 | 0.20881
22943 | 3.57 | 1 | 365 | 4.0624 | 0.18107 | 4 | 0.24346
22227 | 13.26 | 1 | 365 | 15.0889 | 0.38683 | 15 | 0.4757
23007 | 3.57 | 1 | 365 | 4.0624 | 0.18107 | 4 | 0.24346
23022 | 8.16 | 1 | 365 | 9.2855 | 0.69959 | 9 | 0.98505
23028 | 7 | 1 | 365 | 7.9655 | 0.041312 | 8 | 0.00678
23036 | 5.5 | 1 | 365 | 6.2586 | 0.60389 | 6 | 0.86247
23041 | 3.825 | 1 | 365 | 4.3526 | 0.76543 | 5 | 0.11799
22246 | 6.76 | 1 | 365 | 7.6924 | 0.49132 | 8 | 0.18369
23048 | 6.725 | 1 | 365 | 7.6525 | 0.41112 | 8 | 0.063657
22247 | 4.16 | 1 | 365 | 4.7338 | 0.53312 | 5 | 0.26689
23049 | 4.675 | 1 | 365 | 5.3198 | 0.7133 | 6 | 0.033099
22249 | 5.72 | 1 | 365 | 6.5089 | 0.10804 | 6 | 0.61697
22250 | 9.36 | 1 | 365 | 10.651 | 0.44953 | 11 | 0.10049
22251 | 3.12 | 1 | 365 | 3.5503 | 0.14984 | 3 | 0.70016
22257 | 6.625 | 1 | 365 | 7.5387 | 0.18196 | 7 | 0.7207
22254 | 5.2 | 1 | 365 | 5.9172 | 0.9164 | 6 | 0.83361
22259 | 5.2 | 1 | 365 | 5.9172 | 0.9164 | 6 | 0.83361
22230 | 2.08 | 1 | 365 | 2.3669 | 0.76656 | 3 | 0.13344
23052 | 6.05 | 1 | 365 | 6.8844 | 0.86428 | 7 | 0.74872
22239 | 8.84 | 1 | 365 | 10.0592 | 0.25789 | 10 | 0.31713
22234 | 2.08 | 1 | 365 | 2.3669 | 0.76656 | 3 | 0.13344
22245 | 7.28 | 1 | 365 | 8.2841 | 0.68296 | 8 | 0.96705
23054 | 10.64 | 1 | 365 | 12.1075 | 0.38279 | 12 | 0.49031
22261 | 12.22 | 1 | 365 | 13.9054 | 0.0035475 | 13 | 0.90898
23057 | 8.415 | 1 | 365 | 9.5756 | 0.28395 | 9 | 0.85958
22264 | 2.34 | 1 | 365 | 2.6627 | 0.36238 | 3 | 0.025124
22265 | 7.155 | 1 | 365 | 8.1418 | 0.39651 | 8 | 0.53836
22269 | 3.975 | 1 | 365 | 4.5232 | 0.10917 | 4 | 0.63242
22248 | 13.26 | 1 | 365 | 15.0889 | 0.38683 | 15 | 0.4757
22263 | 7.28 | 1 | 365 | 8.2841 | 0.68296 | 8 | 0.96705
22290 | 9.36 | 1 | 365 | 10.651 | 0.44953 | 11 | 0.10049
22287 | 7.8 | 1 | 365 | 8.8758 | 0.8746 | 9 | 0.75041
22292 | 3.64 | 1 | 365 | 4.142 | 0.34148 | 4 | 0.48353
22294 | 12.22 | 1 | 365 | 13.9054 | 0.0035475 | 13 | 0.90898
22296 | 6.095 | 1 | 365 | 6.9356 | 0.9674 | 7 | 0.90305
23062 | 4.335 | 1 | 365 | 4.9329 | 0.93416 | 5 | 0.86706
22297 | 9.36 | 1 | 365 | 10.651 | 0.44953 | 11 | 0.10049
23064 | 7.975 | 1 | 365 | 9.0749 | 0.27564 | 9 | 0.35058
22298 | 5.565 | 1 | 365 | 6.3325 | 0.75284 | 7 | 0.08539
23070 | 7.7 | 1 | 365 | 8.762 | 0.64544 | 9 | 0.40746
22288 | 4.94 | 1 | 365 | 5.6213 | 0.32058 | 5 | 0.94193
23068 | 4.335 | 1 | 365 | 4.9329 | 0.93416 | 5 | 0.86706
22300 | 4.68 | 1 | 365 | 5.3255 | 0.72476 | 6 | 0.050247
23071 | 6.6 | 1 | 365 | 7.5103 | 0.12467 | 7 | 0.63496
22329 | 5.7 | 1 | 365 | 6.4862 | 0.062211 | 6 | 0.54838
23074 | 8.67 | 1 | 365 | 9.8658 | 0.86831 | 10 | 0.73411
22309 | 9.54 | 1 | 365 | 10.8558 | 0.86202 | 11 | 0.71781
23080 | 3.6 | 1 | 365 | 4.0965 | 0.24982 | 4 | 0.34634
22304 | 4.16 | 1 | 365 | 4.7338 | 0.53312 | 5 | 0.26689
22314 | 5.2 | 1 | 365 | 5.9172 | 0.9164 | 6 | 0.83361
23079 | 15.6 | 1 | 365 | 17.7516 | 0.74921 | 18 | 0.50082
23089 | 14.56 | 1 | 365 | 16.5682 | 0.36593 | 16 | 0.9341
23091 | 10.71 | 1 | 365 | 12.1872 | 0.54321 | 12 | 0.73037
23092 | 9.435 | 1 | 365 | 10.7363 | 0.6214 | 11 | 0.35771
22324 | 8.32 | 1 | 365 | 9.4675 | 0.066245 | 9 | 0.53377
23098 | 5.775 | 1 | 365 | 6.5715 | 0.23408 | 6 | 0.80559
23100 | 6.875 | 1 | 365 | 7.8232 | 0.75486 | 8 | 0.57809
22321 | 6.76 | 1 | 365 | 7.6924 | 0.49132 | 8 | 0.18369
23099 | 14.3 | 1 | 365 | 16.2723 | 0.77011 | 17 | 0.042422
22271 | 2.6 | 1 | 365 | 2.9586 | 0.9582 | 3 | 0.9168
23107 | 9.88 | 1 | 365 | 11.2427 | 0.64117 | 11 | 0.88386
23111 | 3.12 | 1 | 365 | 3.5503 | 0.14984 | 3 | 0.70016
22268 | 4.16 | 1 | 365 | 4.7338 | 0.53312 | 5 | 0.26689
22293 | 8.58 | 1 | 365 | 9.7634 | 0.66207 | 10 | 0.42545
23115 | 6.12 | 1 | 365 | 6.9641 | 0.02469 | 6 | 0.98878
22334 | 7.14 | 1 | 365 | 8.1248 | 0.36214 | 8 | 0.48692
23116 | 5.1 | 1 | 365 | 5.8034 | 0.68724 | 6 | 0.49065
22339 | 4 | 1 | 365 | 4.5517 | 0.16646 | 4 | 0.71816
23118 | 8.58 | 1 | 365 | 9.7634 | 0.66207 | 10 | 0.42545
22340 | 4.94 | 1 | 365 | 5.6213 | 0.32058 | 5 | 0.94193
23122 | 11.73 | 1 | 365 | 13.3478 | 0.88066 | 14 | 0.2285
22342 | 7.28 | 1 | 365 | 8.2841 | 0.68296 | 8 | 0.96705
23126 | 6.325 | 1 | 365 | 7.1974 | 0.49447 | 7 | 0.69184
22343 | 5.98 | 1 | 365 | 6.8048 | 0.70386 | 7 | 0.50865
23123 | 5.865 | 1 | 365 | 6.6739 | 0.44033 | 7 | 0.11425
22344 | 9.1 | 1 | 365 | 10.3551 | 0.85371 | 11 | 0.20881
22347 | 5.72 | 1 | 365 | 6.5089 | 0.10804 | 6 | 0.61697
22345 | 5.355 | 1 | 365 | 6.0936 | 0.2716 | 6 | 0.36519
22396 | 3.9 | 1 | 365 | 4.4379 | 0.9373 | 5 | 0.37521
22401 | 9.18 | 1 | 365 | 10.4461 | 0.037035 | 10 | 0.48318
22404 | 10.14 | 1 | 365 | 11.5385 | 0.23699 | 11 | 0.77554
22409 | 7.54 | 1 | 365 | 8.5799 | 0.27878 | 8 | 0.85873
22429 | 7.28 | 1 | 365 | 8.2841 | 0.68296 | 8 | 0.96705
22442 | 4.94 | 1 | 365 | 5.6213 | 0.32058 | 5 | 0.94193
22445 | 5.2 | 1 | 365 | 5.9172 | 0.9164 | 6 | 0.83361
23127 | 7.54 | 1 | 365 | 8.5799 | 0.27878 | 8 | 0.85873
22448 | 7.02 | 1 | 365 | 7.9882 | 0.087144 | 8 | 0.075371
22450 | 5.72 | 1 | 365 | 6.5089 | 0.10804 | 6 | 0.61697
23130 | 10.14 | 1 | 365 | 11.5385 | 0.23699 | 11 | 0.77554
22466 | 10.92 | 1 | 365 | 12.4261 | 0.024447 | 12 | 0.45058
22475 | 2.6 | 1 | 365 | 2.9586 | 0.9582 | 3 | 0.9168
23131 | 4.16 | 1 | 365 | 4.7338 | 0.53312 | 5 | 0.26689
22484 | 4.42 | 1 | 365 | 5.0296 | 0.12894 | 5 | 0.15857
22488 | 5.46 | 1 | 365 | 6.2131 | 0.51222 | 6 | 0.72529
23132 | 11.96 | 1 | 365 | 13.6096 | 0.40773 | 14 | 0.017298
23140 | 10.2 | 1 | 365 | 11.6068 | 0.37448 | 11 | 0.98131
22505 | 10.14 | 1 | 365 | 11.5385 | 0.23699 | 11 | 0.77554
23142 | 5.1 | 1 | 365 | 5.8034 | 0.68724 | 6 | 0.49065
22504 | 4.68 | 1 | 365 | 5.3255 | 0.72476 | 6 | 0.050247
23143 | 8.525 | 1 | 365 | 9.7008 | 0.53603 | 10 | 0.23683
23171 | 8.58 | 1 | 365 | 9.7634 | 0.66207 | 10 | 0.42545
23173 | 7.155 | 1 | 365 | 8.1418 | 0.39651 | 8 | 0.53836
22501 | 3.64 | 1 | 365 | 4.142 | 0.34148 | 4 | 0.48353
23177 | 11.96 | 1 | 365 | 13.6096 | 0.40773 | 14 | 0.017298
23184 | 6.5 | 1 | 365 | 7.3965 | 0.8955 | 8 | 0.29201
23185 | 3.38 | 1 | 365 | 3.8462 | 0.74566 | 4 | 0.59185
22518 | 5.2 | 1 | 365 | 5.9172 | 0.9164 | 6 | 0.83361
22523 | 5.2 | 1 | 365 | 5.9172 | 0.9164 | 6 | 0.83361
22527 | 7.54 | 1 | 365 | 8.5799 | 0.27878 | 8 | 0.85873
22532 | 8.84 | 1 | 365 | 10.0592 | 0.25789 | 10 | 0.31713
22536 | 10.6 | 1 | 365 | 12.062 | 0.29113 | 12 | 0.35312
22539 | 9.18 | 1 | 365 | 10.4461 | 0.037035 | 10 | 0.48318
22541 | 3.9 | 1 | 365 | 4.4379 | 0.9373 | 5 | 0.37521
22547 | 4.77 | 1 | 365 | 5.4279 | 0.93101 | 6 | 0.35891
22555 | 6.5 | 1 | 365 | 7.3965 | 0.8955 | 8 | 0.29201
22566 | 10.14 | 1 | 365 | 11.5385 | 0.23699 | 11 | 0.77554
22567 | 14.82 | 1 | 365 | 16.864 | 0.96175 | 17 | 0.82578
22569 | 2.805 | 1 | 365 | 3.1919 | 0.42798 | 3 | 0.61986
22570 | 14.04 | 1 | 365 | 15.9765 | 0.17429 | 16 | 0.15074
22571 | 5.98 | 1 | 365 | 6.8048 | 0.70386 | 7 | 0.50865
22572 | 11.44 | 1 | 365 | 13.0179 | 0.21609 | 13 | 0.23394
22573 | 5.72 | 1 | 365 | 6.5089 | 0.10804 | 6 | 0.61697
22574 | 5.72 | 1 | 365 | 6.5089 | 0.10804 | 6 | 0.61697
22593 | 4.94 | 1 | 365 | 5.6213 | 0.32058 | 5 | 0.94193
22619 | 4.68 | 1 | 365 | 5.3255 | 0.72476 | 6 | 0.050247
22622 | 6.5 | 1 | 365 | 7.3965 | 0.8955 | 8 | 0.29201
22626 | 4.24 | 1 | 365 | 4.8248 | 0.71645 | 5 | 0.54125
22635 | 9.36 | 1 | 365 | 10.651 | 0.44953 | 11 | 0.10049
22638 | 4.94 | 1 | 365 | 5.6213 | 0.32058 | 5 | 0.94193
22642 | 6.76 | 1 | 365 | 7.6924 | 0.49132 | 8 | 0.18369
22648 | 8.32 | 1 | 365 | 9.4675 | 0.066245 | 9 | 0.53377
22064 | 8.84 | 1 | 365 | 10.0592 | 0.25789 | 10 | 0.31713
23187 | 6.76 | 1 | 365 | 7.6924 | 0.49132 | 8 | 0.18369
22772 | 4.68 | 1 | 365 | 5.3255 | 0.72476 | 6 | 0.050247
22821 | 9.47 | 1 | 365 | 10.7761 | 0.7016 | 11 | 0.47774
23190 | 8.84 | 1 | 365 | 10.0592 | 0.25789 | 10 | 0.31713
22887 | 4.95 | 1 | 365 | 5.6327 | 0.3435 | 5 | 0.97622
22884 | 6.725 | 1 | 365 | 7.6525 | 0.41112 | 8 | 0.063657
22885 | 4.47 | 1 | 365 | 5.0865 | 0.24352 | 5 | 0.33004
22889 | 8 | 1 | 365 | 9.1034 | 0.33293 | 9 | 0.43632
22909 | 6.44 | 1 | 365 | 7.3282 | 0.75801 | 8 | 0.086238
23191 | 4.16 | 1 | 365 | 4.7338 | 0.53312 | 5 | 0.26689
23195 | 9.1 | 1 | 365 | 10.3551 | 0.85371 | 11 | 0.20881
23193 | 3.38 | 1 | 365 | 3.8462 | 0.74566 | 4 | 0.59185
23196 | 4.845 | 1 | 365 | 5.5132 | 0.10288 | 5 | 0.61612
23198 | 8.84 | 1 | 365 | 10.0592 | 0.25789 | 10 | 0.31713
23201 | 7.65 | 1 | 365 | 8.7051 | 0.53086 | 9 | 0.23598
23204 | 4.16 | 1 | 365 | 4.7338 | 0.53312 | 5 | 0.26689
21577 | 4.16 | 1 | 365 | 4.7338 | 0.53312 | 5 | 0.26689
20507 | 8.58 | 1 | 365 | 9.7634 | 0.66207 | 10 | 0.42545
21061 | 13.25 | 1 | 365 | 15.0775 | 0.36391 | 15 | 0.4414
22060 | 4.94 | 1 | 365 | 5.6213 | 0.32058 | 5 | 0.94193
23206 | 4.335 | 1 | 365 | 4.9329 | 0.93416 | 5 | 0.86706
23208 | 6.24 | 1 | 365 | 7.1006 | 0.29968 | 7 | 0.40033
22875 | 5.2 | 1 | 365 | 5.9172 | 0.9164 | 6 | 0.83361
23217 | 16.12 | 1 | 365 | 18.3433 | 0.94085 | 19 | 0.28418
23222 | 2.34 | 1 | 365 | 2.6627 | 0.36238 | 3 | 0.025124
23225 | 7.905 | 1 | 365 | 8.9953 | 0.11522 | 9 | 0.11051
23226 | 7.02 | 1 | 365 | 7.9882 | 0.087144 | 8 | 0.075371
23228 | 3.9 | 1 | 365 | 4.4379 | 0.9373 | 5 | 0.37521
23231 | 4.59 | 1 | 365 | 5.2231 | 0.51852 | 5 | 0.74159
23234 | 2.34 | 1 | 365 | 2.6627 | 0.36238 | 3 | 0.025124
23235 | 7.95 | 1 | 365 | 9.0465 | 0.21835 | 9 | 0.26484
23240 | 9.88 | 1 | 365 | 11.2427 | 0.64117 | 11 | 0.88386
23237 | 3.9 | 1 | 365 | 4.4379 | 0.9373 | 5 | 0.37521
23239 | 18.36 | 1 | 365 | 20.8923 | 0.07407 | 20 | 0.96635
23243 | 8.745 | 1 | 365 | 9.9511 | 0.040182 | 9 | 0.99133
23246 | 7.02 | 1 | 365 | 7.9882 | 0.087144 | 8 | 0.075371
23244 | 9.62 | 1 | 365 | 10.9468 | 0.045346 | 10 | 0.99217
23247 | 11.44 | 1 | 365 | 13.0179 | 0.21609 | 13 | 0.23394
23251 | 13.78 | 1 | 365 | 15.6806 | 0.57847 | 16 | 0.25906
23252 | 5.98 | 1 | 365 | 6.8048 | 0.70386 | 7 | 0.50865
23257 | 8.06 | 1 | 365 | 9.1717 | 0.47042 | 9 | 0.64209
23255 | 7.02 | 1 | 365 | 7.9882 | 0.087144 | 8 | 0.075371
23254 | 17.42 | 1 | 365 | 19.8226 | 0.91995 | 20 | 0.74259
23260 | 4.845 | 1 | 365 | 5.5132 | 0.10288 | 5 | 0.61612
23261 | 5.565 | 1 | 365 | 6.3325 | 0.75284 | 7 | 0.08539
23263 | 2.805 | 1 | 365 | 3.1919 | 0.42798 | 3 | 0.61986
23262 | 3.64 | 1 | 365 | 4.142 | 0.34148 | 4 | 0.48353
23269 | 4.42 | 1 | 365 | 5.0296 | 0.12894 | 5 | 0.15857
23268 | 2.805 | 1 | 365 | 3.1919 | 0.42798 | 3 | 0.61986
23272 | 3.9 | 1 | 365 | 4.4379 | 0.9373 | 5 | 0.37521
23274 | 13.26 | 1 | 365 | 15.0889 | 0.38683 | 15 | 0.4757
23277 | 7.8 | 1 | 365 | 8.8758 | 0.8746 | 9 | 0.75041
23475 | 5.2 | 1 | 365 | 5.9172 | 0.9164 | 6 | 0.83361
23478 | 10.66 | 1 | 365 | 12.1303 | 0.42863 | 12 | 0.5589
23479 | 10.455 | 1 | 365 | 11.897 | 0.95885 | 12 | 0.85584
23480 | 7.14 | 1 | 365 | 8.1248 | 0.36214 | 8 | 0.48692
23481 | 8.84 | 1 | 365 | 10.0592 | 0.25789 | 10 | 0.31713
23279 | 9.69 | 1 | 365 | 11.0265 | 0.20576 | 11 | 0.23224
23281 | 2.295 | 1 | 365 | 2.6115 | 0.25926 | 2 | 0.87079
23285 | 3.9 | 1 | 365 | 4.4379 | 0.9373 | 5 | 0.37521
23290 | 2.86 | 1 | 365 | 3.2545 | 0.55402 | 3 | 0.80848
23289 | 13.515 | 1 | 365 | 15.379 | 0.97119 | 16 | 0.35023
23288 | 6.76 | 1 | 365 | 7.6924 | 0.49132 | 8 | 0.18369
23292 | 5.98 | 1 | 365 | 6.8048 | 0.70386 | 7 | 0.50865
23291 | 3.12 | 1 | 365 | 3.5503 | 0.14984 | 3 | 0.70016
23293 | 10.92 | 1 | 365 | 12.4261 | 0.024447 | 12 | 0.45058
21543 | 7.02 | 1 | 365 | 7.9882 | 0.087144 | 8 | 0.075371
22212 | 15.6 | 1 | 365 | 17.7516 | 0.74921 | 18 | 0.50082
22165 | 13 | 1 | 365 | 14.793 | 0.79101 | 15 | 0.58402
21945 | 8.06 | 1 | 365 | 9.1717 | 0.47042 | 9 | 0.64209
21918 | 10.66 | 1 | 365 | 12.1303 | 0.42863 | 12 | 0.5589
21861 | 3.38 | 1 | 365 | 3.8462 | 0.74566 | 4 | 0.59185
21874 | 5.1 | 1 | 365 | 5.8034 | 0.68724 | 6 | 0.49065
21894 | 4.94 | 1 | 365 | 5.6213 | 0.32058 | 5 | 0.94193
21910 | 6.76 | 1 | 365 | 7.6924 | 0.49132 | 8 | 0.18369
21905 | 5.46 | 1 | 365 | 6.2131 | 0.51222 | 6 | 0.72529
21923 | 6.5 | 1 | 365 | 7.3965 | 0.8955 | 8 | 0.29201
21931 | 3.64 | 1 | 365 | 4.142 | 0.34148 | 4 | 0.48353
22002 | 6.76 | 1 | 365 | 7.6924 | 0.49132 | 8 | 0.18369
22030 | 10.14 | 1 | 365 | 11.5385 | 0.23699 | 11 | 0.77554
23488 | 5.355 | 1 | 365 | 6.0936 | 0.2716 | 6 | 0.36519
23487 | 3.9 | 1 | 365 | 4.4379 | 0.9373 | 5 | 0.37521
22005 | 2.86 | 1 | 365 | 3.2545 | 0.55402 | 3 | 0.80848
23494 | 4.335 | 1 | 365 | 4.9329 | 0.93416 | 5 | 0.86706
23492 | 4.59 | 1 | 365 | 5.2231 | 0.51852 | 5 | 0.74159
22085 | 8.84 | 1 | 365 | 10.0592 | 0.25789 | 10 | 0.31713
23496 | 7.28 | 1 | 365 | 8.2841 | 0.68296 | 8 | 0.96705
22012 | 5.61 | 1 | 365 | 6.3838 | 0.85597 | 7 | 0.23972
23498 | 5.61 | 1 | 365 | 6.3838 | 0.85597 | 7 | 0.23972
23504 | 9.435 | 1 | 365 | 10.7363 | 0.6214 | 11 | 0.35771
23500 | 9.1 | 1 | 365 | 10.3551 | 0.85371 | 11 | 0.20881
23508 | 10.92 | 1 | 365 | 12.4261 | 0.024447 | 12 | 0.45058
23510 | 10.2 | 1 | 365 | 11.6068 | 0.37448 | 11 | 0.98131
23512 | 14.04 | 1 | 365 | 15.9765 | 0.17429 | 16 | 0.15074
23490 | 4.8 | 1 | 365 | 5.462 | 0.99976 | 6 | 0.46179
23514 | 2.08 | 1 | 365 | 2.3669 | 0.76656 | 3 | 0.13344
23515 | 6.76 | 1 | 365 | 7.6924 | 0.49132 | 8 | 0.18369
23517 | 11.22 | 1 | 365 | 12.7675 | 0.71193 | 13 | 0.47944
23519 | 2.34 | 1 | 365 | 2.6627 | 0.36238 | 3 | 0.025124
23309 | 15.08 | 1 | 365 | 17.1599 | 0.55757 | 17 | 0.71746
23310 | 5.46 | 1 | 365 | 6.2131 | 0.51222 | 6 | 0.72529
23313 | 5.72 | 1 | 365 | 6.5089 | 0.10804 | 6 | 0.61697
23318 | 11.44 | 1 | 365 | 13.0179 | 0.21609 | 13 | 0.23394
23329 | 7.8 | 1 | 365 | 8.8758 | 0.8746 | 9 | 0.75041
23336 | 11.7 | 1 | 365 | 13.3137 | 0.81191 | 14 | 0.12562
23340 | 4.42 | 1 | 365 | 5.0296 | 0.12894 | 5 | 0.15857
23346 | 10.4 | 1 | 365 | 11.8344 | 0.83281 | 12 | 0.66722
23357 | 4.42 | 1 | 365 | 5.0296 | 0.12894 | 5 | 0.15857
23361 | 8.32 | 1 | 365 | 9.4675 | 0.066245 | 9 | 0.53377
23363 | 8.925 | 1 | 365 | 10.156 | 0.45267 | 10 | 0.60864
23379 | 3.64 | 1 | 365 | 4.142 | 0.34148 | 4 | 0.48353
23384 | 5.2 | 1 | 365 | 5.9172 | 0.9164 | 6 | 0.83361
23390 | 8.215 | 1 | 365 | 9.348 | 0.82563 | 10 | 0.17367
23394 | 3.38 | 1 | 365 | 3.8462 | 0.74566 | 4 | 0.59185
23398 | 8.84 | 1 | 365 | 10.0592 | 0.25789 | 10 | 0.31713
23404 | 6.095 | 1 | 365 | 6.9356 | 0.9674 | 7 | 0.90305
23408 | 5.83 | 1 | 365 | 6.6341 | 0.36012 | 6 | 0.99422
23425 | 9.62 | 1 | 365 | 10.9468 | 0.045346 | 10 | 0.99217
23429 | 7.65 | 1 | 365 | 8.7051 | 0.53086 | 9 | 0.23598
23432 | 2.04 | 1 | 365 | 2.3214 | 0.6749 | 2 | 0.99626
23436 | 3.9 | 1 | 365 | 4.4379 | 0.9373 | 5 | 0.37521
23439 | 4.16 | 1 | 365 | 4.7338 | 0.53312 | 5 | 0.26689
23466 | 18.46 | 1 | 365 | 21.0061 | 0.30323 | 21 | 0.30931
23469 | 9.1 | 1 | 365 | 10.3551 | 0.85371 | 11 | 0.20881
23471 | 3.12 | 1 | 365 | 3.5503 | 0.14984 | 3 | 0.70016
22999 | 6.12 | 1 | 365 | 6.9641 | 0.02469 | 6 | 0.98878
23095 | 5.355 | 1 | 365 | 6.0936 | 0.2716 | 6 | 0.36519
23112 | 5.355 | 1 | 365 | 6.0936 | 0.2716 | 6 | 0.36519
22316 | 10.92 | 1 | 365 | 12.4261 | 0.024447 | 12 | 0.45058
23297 | 6.82 | 1 | 365 | 7.7606 | 0.62882 | 8 | 0.38946
23296 | 8.47 | 1 | 365 | 9.6382 | 0.40999 | 10 | 0.048204
23299 | 6.725 | 1 | 365 | 7.6525 | 0.41112 | 8 | 0.063657
23302 | 6.065 | 1 | 365 | 6.9015 | 0.89865 | 7 | 0.80016
23303 | 5.725 | 1 | 365 | 6.5146 | 0.1195 | 6 | 0.63412
23304 | 4.47 | 1 | 365 | 5.0865 | 0.24352 | 5 | 0.33004
23307 | 6.3 | 1 | 365 | 7.1689 | 0.43718 | 7 | 0.6061
23319 | 6.065 | 1 | 365 | 6.9015 | 0.89865 | 7 | 0.80016
23321 | 8.47 | 1 | 365 | 9.6382 | 0.40999 | 10 | 0.048204
23324 | 6.065 | 1 | 365 | 6.9015 | 0.89865 | 7 | 0.80016
23339 | 7.905 | 1 | 365 | 8.9953 | 0.11522 | 9 | 0.11051
23341 | 8.16 | 1 | 365 | 9.2855 | 0.69959 | 9 | 0.98505
23347 | 8.67 | 1 | 365 | 9.8658 | 0.86831 | 10 | 0.73411
23351 | 10.725 | 1 | 365 | 12.2042 | 0.57758 | 12 | 0.78182
23354 | 5.865 | 1 | 365 | 6.6739 | 0.44033 | 7 | 0.11425
23356 | 7.14 | 1 | 365 | 8.1248 | 0.36214 | 8 | 0.48692
23380 | 4.08 | 1 | 365 | 4.6427 | 0.34979 | 4 | 0.99252
23385 | 7.28 | 1 | 365 | 8.2841 | 0.68296 | 8 | 0.96705
23387 | 8.16 | 1 | 365 | 9.2855 | 0.69959 | 9 | 0.98505
23388 | 7.395 | 1 | 365 | 8.4149 | 0.9465 | 9 | 0.36145
23393 | 5.775 | 1 | 365 | 6.5715 | 0.23408 | 6 | 0.80559
23397 | 7.14 | 1 | 365 | 8.1248 | 0.36214 | 8 | 0.48692
23402 | 8.67 | 1 | 365 | 9.8658 | 0.86831 | 10 | 0.73411
23395 | 9.945 | 1 | 365 | 11.3167 | 0.79012 | 12 | 0.10678
23405 | 7.975 | 1 | 365 | 9.0749 | 0.27564 | 9 | 0.35058
23407 | 8.525 | 1 | 365 | 9.7008 | 0.53603 | 10 | 0.23683
23410 | 11.73 | 1 | 365 | 13.3478 | 0.88066 | 14 | 0.2285
23415 | 7.65 | 1 | 365 | 8.7051 | 0.53086 | 9 | 0.23598
22463 | 7 | 1 | 365 | 7.9655 | 0.041312 | 8 | 0.00678
23448 | 5.04 | 1 | 365 | 5.7351 | 0.54974 | 6 | 0.28488
23450 | 7.56 | 1 | 365 | 8.6027 | 0.32462 | 8 | 0.92732
23452 | 5.04 | 1 | 365 | 5.7351 | 0.54974 | 6 | 0.28488
23453 | 5.88 | 1 | 365 | 6.691 | 0.4747 | 7 | 0.1657
23454 | 6.6 | 1 | 365 | 7.5103 | 0.12467 | 7 | 0.63496
23456 | 6.44 | 1 | 365 | 7.3282 | 0.75801 | 8 | 0.086238
23457 | 7.425 | 1 | 365 | 8.4491 | 0.015249 | 8 | 0.46433
23458 | 4.335 | 1 | 365 | 4.9329 | 0.93416 | 5 | 0.86706
23459 | 5.61 | 1 | 365 | 6.3838 | 0.85597 | 7 | 0.23972
23460 | 4.48 | 1 | 365 | 5.0979 | 0.26644 | 5 | 0.36434
23358 | 3.06 | 1 | 365 | 3.482 | 0.012345 | 3 | 0.49439
23462 | 4.08 | 1 | 365 | 4.6427 | 0.34979 | 4 | 0.99252
23526 | 13.78 | 1 | 365 | 15.6806 | 0.57847 | 16 | 0.25906
21583 | 3.38 | 1 | 365 | 3.8462 | 0.74566 | 4 | 0.59185
21655 | 10.14 | 1 | 365 | 11.5385 | 0.23699 | 11 | 0.77554
23528 | 5.46 | 1 | 365 | 6.2131 | 0.51222 | 6 | 0.72529
23530 | 11.96 | 1 | 365 | 13.6096 | 0.40773 | 14 | 0.017298
23532 | 2.34 | 1 | 365 | 2.6627 | 0.36238 | 3 | 0.025124
23534 | 6.76 | 1 | 365 | 7.6924 | 0.49132 | 8 | 0.18369
23536 | 4.94 | 1 | 365 | 5.6213 | 0.32058 | 5 | 0.94193
23539 | 3.38 | 1 | 365 | 3.8462 | 0.74566 | 4 | 0.59185
23542 | 2.6 | 1 | 365 | 2.9586 | 0.9582 | 3 | 0.9168
23566 | 6.885 | 1 | 365 | 7.8346 | 0.77778 | 8 | 0.61238
23567 | 3.825 | 1 | 365 | 4.3526 | 0.76543 | 5 | 0.11799
23569 | 9.1 | 1 | 365 | 10.3551 | 0.85371 | 11 | 0.20881
23571 | 7.02 | 1 | 365 | 7.9882 | 0.087144 | 8 | 0.075371
23577 | 4.42 | 1 | 365 | 5.0296 | 0.12894 | 5 | 0.15857
23581 | 5.72 | 1 | 365 | 6.5089 | 0.10804 | 6 | 0.61697
93 | 2888.58 | 0.7 | 365 | 2300.8892 | 0.6613 | 2301 | 0.55046
13312 | 1128.33 | 0.7 | 365 | 898.7677 | 0.98936 | 899 | 0.75701
23636 | 7.75 | 1 | 365 | 8.8189 | 0.76002 | 9 | 0.57893
23579 | 3.64 | 1 | 365 | 4.142 | 0.34148 | 4 | 0.48353
23582 | 7.54 | 1 | 365 | 8.5799 | 0.27878 | 8 | 0.85873
22537 | 390 | 0.9 | 365 | 399.4113 | 0.35722 | 399 | 0.76854
23583 | 4.68 | 1 | 365 | 5.3255 | 0.72476 | 6 | 0.050247
23572 | 10.92 | 1 | 365 | 12.4261 | 0.024447 | 12 | 0.45058
23590 | 6.89 | 1 | 365 | 7.8403 | 0.78923 | 8 | 0.62953
23578 | 2.6 | 1 | 365 | 2.9586 | 0.9582 | 3 | 0.9168
23609 | 3.38 | 1 | 365 | 3.8462 | 0.74566 | 4 | 0.59185
23608 | 8.32 | 1 | 365 | 9.4675 | 0.066245 | 9 | 0.53377
23611 | 7.8 | 1 | 365 | 8.8758 | 0.8746 | 9 | 0.75041
23615 | 13.78 | 1 | 365 | 15.6806 | 0.57847 | 16 | 0.25906
23620 | 9.88 | 1 | 365 | 11.2427 | 0.64117 | 11 | 0.88386
23624 | 6.12 | 1 | 365 | 6.9641 | 0.02469 | 6 | 0.98878
23595 | 4.94 | 1 | 365 | 5.6213 | 0.32058 | 5 | 0.94193
23607 | 9.36 | 1 | 365 | 10.651 | 0.44953 | 11 | 0.10049
23628 | 5.565 | 1 | 365 | 6.3325 | 0.75284 | 7 | 0.08539
23625 | 4.335 | 1 | 365 | 4.9329 | 0.93416 | 5 | 0.86706
23629 | 4.94 | 1 | 365 | 5.6213 | 0.32058 | 5 | 0.94193
23630 | 4.42 | 1 | 365 | 5.0296 | 0.12894 | 5 | 0.15857
23631 | 3.12 | 1 | 365 | 3.5503 | 0.14984 | 3 | 0.70016
23632 | 3.9 | 1 | 365 | 4.4379 | 0.9373 | 5 | 0.37521
23633 | 7.02 | 1 | 365 | 7.9882 | 0.087144 | 8 | 0.075371
23654 | 5.46 | 1 | 365 | 6.2131 | 0.51222 | 6 | 0.72529
23655 | 12.48 | 1 | 365 | 14.2013 | 0.59937 | 14 | 0.80066
23656 | 4.68 | 1 | 365 | 5.3255 | 0.72476 | 6 | 0.050247
23658 | 7.8 | 1 | 365 | 8.8758 | 0.8746 | 9 | 0.75041
23660 | 6.24 | 1 | 365 | 7.1006 | 0.29968 | 7 | 0.40033
23662 | 4.42 | 1 | 365 | 5.0296 | 0.12894 | 5 | 0.15857
23666 | 14.3 | 1 | 365 | 16.2723 | 0.77011 | 17 | 0.042422
23670 | 3.12 | 1 | 365 | 3.5503 | 0.14984 | 3 | 0.70016
23671 | 9.54 | 1 | 365 | 10.8558 | 0.86202 | 11 | 0.71781
23673 | 7.28 | 1 | 365 | 8.2841 | 0.68296 | 8 | 0.96705
23675 | 6.12 | 1 | 365 | 6.9641 | 0.02469 | 6 | 0.98878
23674 | 6.625 | 1 | 365 | 7.5387 | 0.18196 | 7 | 0.7207
23676 | 4.42 | 1 | 365 | 5.0296 | 0.12894 | 5 | 0.15857
23678 | 5.46 | 1 | 365 | 6.2131 | 0.51222 | 6 | 0.72529
23677 | 3.38 | 1 | 365 | 3.8462 | 0.74566 | 4 | 0.59185
23680 | 3.24 | 1 | 365 | 3.6869 | 0.42484 | 4 | 0.11171
23681 | 6.63 | 1 | 365 | 7.5444 | 0.19341 | 7 | 0.73785
23683 | 7.8 | 1 | 365 | 8.8758 | 0.8746 | 9 | 0.75041
23685 | 7.02 | 1 | 365 | 7.9882 | 0.087144 | 8 | 0.075371
23688 | 7.02 | 1 | 365 | 7.9882 | 0.087144 | 8 | 0.075371
23689 | 3.9 | 1 | 365 | 4.4379 | 0.9373 | 5 | 0.37521
23690 | 4.94 | 1 | 365 | 5.6213 | 0.32058 | 5 | 0.94193
23521 | 5.46 | 1 | 365 | 6.2131 | 0.51222 | 6 | 0.72529
23693 | 6.5 | 1 | 365 | 7.3965 | 0.8955 | 8 | 0.29201
23694 | 8.06 | 1 | 365 | 9.1717 | 0.47042 | 9 | 0.64209
23696 | 7.02 | 1 | 365 | 7.9882 | 0.087144 | 8 | 0.075371
23697 | 8.58 | 1 | 365 | 9.7634 | 0.66207 | 10 | 0.42545
23700 | 7.28 | 1 | 365 | 8.2841 | 0.68296 | 8 | 0.96705
23702 | 4.42 | 1 | 365 | 5.0296 | 0.12894 | 5 | 0.15857
23704 | 3.12 | 1 | 365 | 3.5503 | 0.14984 | 3 | 0.70016
23708 | 10.4 | 1 | 365 | 11.8344 | 0.83281 | 12 | 0.66722
23713 | 10.4 | 1 | 365 | 11.8344 | 0.83281 | 12 | 0.66722
23721 | 7.54 | 1 | 365 | 8.5799 | 0.27878 | 8 | 0.85873
23715 | 9.1 | 1 | 365 | 10.3551 | 0.85371 | 11 | 0.20881
23717 | 4.94 | 1 | 365 | 5.6213 | 0.32058 | 5 | 0.94193
23718 | 3.38 | 1 | 365 | 3.8462 | 0.74566 | 4 | 0.59185
23720 | 7.54 | 1 | 365 | 8.5799 | 0.27878 | 8 | 0.85873
23719 | 3.9 | 1 | 365 | 4.4379 | 0.9373 | 5 | 0.37521
26492 | 5.25 | 1 | 365 | 5.9741 | 0.030984 | 6 | 0.005085
25167 | 4.05 | 1 | 365 | 4.6086 | 0.28104 | 4 | 0.88964
25832 | 29.964 | 0.9 | 365 | 30.6871 | 0.79938 | 31 | 0.48646
23135 | 4.05 | 1 | 365 | 4.6086 | 0.28104 | 4 | 0.88964
23722 | 22.44 | 1 | 365 | 25.535 | 0.42386 | 25 | 0.95888
23782 | 3.6 | 1 | 365 | 4.0965 | 0.24982 | 4 | 0.34634
23786 | 10.5 | 1 | 365 | 11.9482 | 0.061968 | 12 | 0.01017
23723 | 5.865 | 1 | 365 | 6.6739 | 0.44033 | 7 | 0.11425
23725 | 7.28 | 1 | 365 | 8.2841 | 0.68296 | 8 | 0.96705
23726 | 9.88 | 1 | 365 | 11.2427 | 0.64117 | 11 | 0.88386
23727 | 7.395 | 1 | 365 | 8.4149 | 0.9465 | 9 | 0.36145
23728 | 4.16 | 1 | 365 | 4.7338 | 0.53312 | 5 | 0.26689
23729 | 2.6 | 1 | 365 | 2.9586 | 0.9582 | 3 | 0.9168
23730 | 9.18 | 1 | 365 | 10.4461 | 0.037035 | 10 | 0.48318
23733 | 4.42 | 1 | 365 | 5.0296 | 0.12894 | 5 | 0.15857
23732 | 6.24 | 1 | 365 | 7.1006 | 0.29968 | 7 | 0.40033
23736 | 3.64 | 1 | 365 | 4.142 | 0.34148 | 4 | 0.48353
23734 | 4.68 | 1 | 365 | 5.3255 | 0.72476 | 6 | 0.050247
23737 | 11.7 | 1 | 365 | 13.3137 | 0.81191 | 14 | 0.12562
23740 | 6.24 | 1 | 365 | 7.1006 | 0.29968 | 7 | 0.40033
23742 | 2.86 | 1 | 365 | 3.2545 | 0.55402 | 3 | 0.80848
23741 | 7.54 | 1 | 365 | 8.5799 | 0.27878 | 8 | 0.85873
23744 | 4.68 | 1 | 365 | 5.3255 | 0.72476 | 6 | 0.050247
23749 | 4.16 | 1 | 365 | 4.7338 | 0.53312 | 5 | 0.26689
23679 | 7.96 | 1 | 365 | 9.0579 | 0.24126 | 9 | 0.29914
23771 | 5.2 | 1 | 365 | 5.9172 | 0.9164 | 6 | 0.83361
23772 | 7.28 | 1 | 365 | 8.2841 | 0.68296 | 8 | 0.96705
23773 | 5.72 | 1 | 365 | 6.5089 | 0.10804 | 6 | 0.61697
23775 | 5.98 | 1 | 365 | 6.8048 | 0.70386 | 7 | 0.50865
23789 | 5.355 | 1 | 365 | 6.0936 | 0.2716 | 6 | 0.36519
23790 | 5.1 | 1 | 365 | 5.8034 | 0.68724 | 6 | 0.49065
23791 | 10.92 | 1 | 365 | 12.4261 | 0.024447 | 12 | 0.45058
23792 | 7.54 | 1 | 365 | 8.5799 | 0.27878 | 8 | 0.85873
23793 | 7.02 | 1 | 365 | 7.9882 | 0.087144 | 8 | 0.075371
23796 | 2.86 | 1 | 365 | 3.2545 | 0.55402 | 3 | 0.80848
23794 | 3.64 | 1 | 365 | 4.142 | 0.34148 | 4 | 0.48353
23795 | 10.14 | 1 | 365 | 11.5385 | 0.23699 | 11 | 0.77554
23799 | 3.12 | 1 | 365 | 3.5503 | 0.14984 | 3 | 0.70016
23800 | 2.04 | 1 | 365 | 2.3214 | 0.6749 | 2 | 0.99626
23802 | 9.36 | 1 | 365 | 10.651 | 0.44953 | 11 | 0.10049
23803 | 8.06 | 1 | 365 | 9.1717 | 0.47042 | 9 | 0.64209
23798 | 10.92 | 1 | 365 | 12.4261 | 0.024447 | 12 | 0.45058
23804 | 4.05 | 1 | 365 | 4.6086 | 0.28104 | 4 | 0.88964
23805 | 6.76 | 1 | 365 | 7.6924 | 0.49132 | 8 | 0.18369
23808 | 8.58 | 1 | 365 | 9.7634 | 0.66207 | 10 | 0.42545
23807 | 9.1 | 1 | 365 | 10.3551 | 0.85371 | 11 | 0.20881
23810 | 18.5 | 1 | 365 | 21.0516 | 0.3949 | 21 | 0.44649
23812 | 7.02 | 1 | 365 | 7.9882 | 0.087144 | 8 | 0.075371
23814 | 13.515 | 1 | 365 | 15.379 | 0.97119 | 16 | 0.35023
23815 | 8.84 | 1 | 365 | 10.0592 | 0.25789 | 10 | 0.31713
23819 | 3.64 | 1 | 365 | 4.142 | 0.34148 | 4 | 0.48353
23817 | 20.8 | 1 | 365 | 23.6688 | 0.66561 | 24 | 0.33443
23818 | 12.74 | 1 | 365 | 14.4972 | 0.19519 | 14 | 0.69234
23821 | 6.76 | 1 | 365 | 7.6924 | 0.49132 | 8 | 0.18369
23823 | 4.59 | 1 | 365 | 5.2231 | 0.51852 | 5 | 0.74159
23824 | 8.215 | 1 | 365 | 9.348 | 0.82563 | 10 | 0.17367
23825 | 3.825 | 1 | 365 | 4.3526 | 0.76543 | 5 | 0.11799
23827 | 12.74 | 1 | 365 | 14.4972 | 0.19519 | 14 | 0.69234
23828 | 5.355 | 1 | 365 | 6.0936 | 0.2716 | 6 | 0.36519
23830 | 7.8 | 1 | 365 | 8.8758 | 0.8746 | 9 | 0.75041
23833 | 6.5 | 1 | 365 | 7.3965 | 0.8955 | 8 | 0.29201
23832 | 13.26 | 1 | 365 | 15.0889 | 0.38683 | 15 | 0.4757
23834 | 7.28 | 1 | 365 | 8.2841 | 0.68296 | 8 | 0.96705
23835 | 8.06 | 1 | 365 | 9.1717 | 0.47042 | 9 | 0.64209
23837 | 6.24 | 1 | 365 | 7.1006 | 0.29968 | 7 | 0.40033
23659 | 2.08 | 1 | 365 | 2.3669 | 0.76656 | 3 | 0.13344
23751 | 2.6 | 1 | 365 | 2.9586 | 0.9582 | 3 | 0.9168
23758 | 6.63 | 1 | 365 | 7.5444 | 0.19341 | 7 | 0.73785
23134 | 6.76 | 1 | 365 | 7.6924 | 0.49132 | 8 | 0.18369
23864 | 4.94 | 1 | 365 | 5.6213 | 0.32058 | 5 | 0.94193
23797 | 48 | 0.9 | 365 | 49.1583 | 0.99781 | 50 | 0.15613
23867 | 5.1 | 1 | 365 | 5.8034 | 0.68724 | 6 | 0.49065
23868 | 19.24 | 1 | 365 | 21.8937 | 0.090692 | 21 | 0.98435
23870 | 7.02 | 1 | 365 | 7.9882 | 0.087144 | 8 | 0.075371
23874 | 12.48 | 1 | 365 | 14.2013 | 0.59937 | 14 | 0.80066
23877 | 9.1 | 1 | 365 | 10.3551 | 0.85371 | 11 | 0.20881
23879 | 7.575 | 1 | 365 | 8.6198 | 0.35899 | 8 | 0.97877
23880 | 9.96 | 1 | 365 | 11.3337 | 0.8245 | 12 | 0.15822
23883 | 5.805 | 1 | 365 | 6.6056 | 0.30283 | 6 | 0.90848
23884 | 7.96 | 1 | 365 | 9.0579 | 0.24126 | 9 | 0.29914
23886 | 4.79 | 1 | 365 | 5.4507 | 0.97684 | 6 | 0.4275
23890 | 3.12 | 1 | 365 | 3.5503 | 0.14984 | 3 | 0.70016
23892 | 3.28 | 1 | 365 | 3.7324 | 0.5165 | 4 | 0.24889
23896 | 5.1 | 1 | 365 | 5.8034 | 0.68724 | 6 | 0.49065
23898 | 7.65 | 1 | 365 | 8.7051 | 0.53086 | 9 | 0.23598
23900 | 6.375 | 1 | 365 | 7.2543 | 0.60905 | 7 | 0.86332
23897 | 4.16 | 1 | 365 | 4.7338 | 0.53312 | 5 | 0.26689
23908 | 4.16 | 1 | 365 | 4.7338 | 0.53312 | 5 | 0.26689
23910 | 12.455 | 1 | 365 | 14.1728 | 0.54208 | 14 | 0.71492
23912 | 7.905 | 1 | 365 | 8.9953 | 0.11522 | 9 | 0.11051
23917 | 6.375 | 1 | 365 | 7.2543 | 0.60905 | 7 | 0.86332
23919 | 6.12 | 1 | 365 | 6.9641 | 0.02469 | 6 | 0.98878
23921 | 5.775 | 1 | 365 | 6.5715 | 0.23408 | 6 | 0.80559
23924 | 4.59 | 1 | 365 | 5.2231 | 0.51852 | 5 | 0.74159
23925 | 4.59 | 1 | 365 | 5.2231 | 0.51852 | 5 | 0.74159
23928 | 4.845 | 1 | 365 | 5.5132 | 0.10288 | 5 | 0.61612
23929 | 9.9 | 1 | 365 | 11.2654 | 0.687 | 11 | 0.95245
23935 | 4.59 | 1 | 365 | 5.2231 | 0.51852 | 5 | 0.74159
23937 | 7.905 | 1 | 365 | 8.9953 | 0.11522 | 9 | 0.11051
23940 | 10.455 | 1 | 365 | 11.897 | 0.95885 | 12 | 0.85584
23942 | 4.94 | 1 | 365 | 5.6213 | 0.32058 | 5 | 0.94193
23926 | 6.44 | 1 | 365 | 7.3282 | 0.75801 | 8 | 0.086238
23948 | 3.18 | 1 | 365 | 3.6186 | 0.28734 | 3 | 0.90594
24275 | 5.72 | 1 | 365 | 6.5089 | 0.10804 | 6 | 0.61697
24277 | 4.16 | 1 | 365 | 4.7338 | 0.53312 | 5 | 0.26689
24280 | 3.315 | 1 | 365 | 3.7722 | 0.59671 | 4 | 0.36893
24279 | 3.64 | 1 | 365 | 4.142 | 0.34148 | 4 | 0.48353
24281 | 12.74 | 1 | 365 | 14.4972 | 0.19519 | 14 | 0.69234
24283 | 7.02 | 1 | 365 | 7.9882 | 0.087144 | 8 | 0.075371
23952 | 5.98 | 1 | 365 | 6.8048 | 0.70386 | 7 | 0.50865
23963 | 7.56 | 1 | 365 | 8.6027 | 0.32462 | 8 | 0.92732
22105 | 6.24 | 1 | 365 | 7.1006 | 0.29968 | 7 | 0.40033
23965 | 6.44 | 1 | 365 | 7.3282 | 0.75801 | 8 | 0.086238
23966 | 5.775 | 1 | 365 | 6.5715 | 0.23408 | 6 | 0.80559
23958 | 5.98 | 1 | 365 | 6.8048 | 0.70386 | 7 | 0.50865
23967 | 7.28 | 1 | 365 | 8.2841 | 0.68296 | 8 | 0.96705
23969 | 7.975 | 1 | 365 | 9.0749 | 0.27564 | 9 | 0.35058
23970 | 5.775 | 1 | 365 | 6.5715 | 0.23408 | 6 | 0.80559
23972 | 8.68 | 1 | 365 | 9.8772 | 0.89123 | 10 | 0.76841
23973 | 6.76 | 1 | 365 | 7.6924 | 0.49132 | 8 | 0.18369
23975 | 4.48 | 1 | 365 | 5.0979 | 0.26644 | 5 | 0.36434
23974 | 10.92 | 1 | 365 | 12.4261 | 0.024447 | 12 | 0.45058
24285 | 14.04 | 1 | 365 | 15.9765 | 0.17429 | 16 | 0.15074
23976 | 5.61 | 1 | 365 | 6.3838 | 0.85597 | 7 | 0.23972
23978 | 4.94 | 1 | 365 | 5.6213 | 0.32058 | 5 | 0.94193
23981 | 3.12 | 1 | 365 | 3.5503 | 0.14984 | 3 | 0.70016
23983 | 10.92 | 1 | 365 | 12.4261 | 0.024447 | 12 | 0.45058
24287 | 5.46 | 1 | 365 | 6.2131 | 0.51222 | 6 | 0.72529
24289 | 9.1 | 1 | 365 | 10.3551 | 0.85371 | 11 | 0.20881
23945 | 12.495 | 1 | 365 | 14.2184 | 0.63374 | 14 | 0.8521
23988 | 11.2 | 1 | 365 | 12.7447 | 0.6661 | 13 | 0.41085
23990 | 7.28 | 1 | 365 | 8.2841 | 0.68296 | 8 | 0.96705
23989 | 5.2 | 1 | 365 | 5.9172 | 0.9164 | 6 | 0.83361
24290 | 4.08 | 1 | 365 | 4.6427 | 0.34979 | 4 | 0.99252
23993 | 4.94 | 1 | 365 | 5.6213 | 0.32058 | 5 | 0.94193
23994 | 3.38 | 1 | 365 | 3.8462 | 0.74566 | 4 | 0.59185
24291 | 7.54 | 1 | 365 | 8.5799 | 0.27878 | 8 | 0.85873
23998 | 6.76 | 1 | 365 | 7.6924 | 0.49132 | 8 | 0.18369
24293 | 8.84 | 1 | 365 | 10.0592 | 0.25789 | 10 | 0.31713
24011 | 4.2 | 1 | 365 | 4.7793 | 0.62479 | 5 | 0.40407
24292 | 6.76 | 1 | 365 | 7.6924 | 0.49132 | 8 | 0.18369
24015 | 7.65 | 1 | 365 | 8.7051 | 0.53086 | 9 | 0.23598
24016 | 4.76 | 1 | 365 | 5.4165 | 0.90809 | 6 | 0.32461
24294 | 8.64 | 1 | 365 | 9.8317 | 0.79956 | 10 | 0.63123
24295 | 10.4 | 1 | 365 | 11.8344 | 0.83281 | 12 | 0.66722
24296 | 8.06 | 1 | 365 | 9.1717 | 0.47042 | 9 | 0.64209
24297 | 10.92 | 1 | 365 | 12.4261 | 0.024447 | 12 | 0.45058
24018 | 7.395 | 1 | 365 | 8.4149 | 0.9465 | 9 | 0.36145
24298 | 14.04 | 1 | 365 | 15.9765 | 0.17429 | 16 | 0.15074
24299 | 11.96 | 1 | 365 | 13.6096 | 0.40773 | 14 | 0.017298
24300 | 9.1 | 1 | 365 | 10.3551 | 0.85371 | 11 | 0.20881
24301 | 4.68 | 1 | 365 | 5.3255 | 0.72476 | 6 | 0.050247
24302 | 3.64 | 1 | 365 | 4.142 | 0.34148 | 4 | 0.48353
24303 | 7.8 | 1 | 365 | 8.8758 | 0.8746 | 9 | 0.75041
24304 | 8.32 | 1 | 365 | 9.4675 | 0.066245 | 9 | 0.53377
24305 | 3.9 | 1 | 365 | 4.4379 | 0.9373 | 5 | 0.37521
24029 | 5.61 | 1 | 365 | 6.3838 | 0.85597 | 7 | 0.23972
24306 | 5.72 | 1 | 365 | 6.5089 | 0.10804 | 6 | 0.61697
23991 | 7.65 | 1 | 365 | 8.7051 | 0.53086 | 9 | 0.23598
24307 | 3.64 | 1 | 365 | 4.142 | 0.34148 | 4 | 0.48353
24026 | 7.15 | 1 | 365 | 8.1362 | 0.38505 | 8 | 0.52121
24046 | 4.905 | 1 | 365 | 5.5815 | 0.24038 | 5 | 0.82189
24309 | 7.685 | 1 | 365 | 8.7449 | 0.61107 | 9 | 0.35601
24310 | 14.04 | 1 | 365 | 15.9765 | 0.17429 | 16 | 0.15074
24311 | 4.42 | 1 | 365 | 5.0296 | 0.12894 | 5 | 0.15857
24312 | 6.24 | 1 | 365 | 7.1006 | 0.29968 | 7 | 0.40033
23575 | 5.46 | 1 | 365 | 6.2131 | 0.51222 | 6 | 0.72529
24055 | 12.48 | 1 | 365 | 14.2013 | 0.59937 | 14 | 0.80066
24056 | 7.28 | 1 | 365 | 8.2841 | 0.68296 | 8 | 0.96705
24057 | 10.92 | 1 | 365 | 12.4261 | 0.024447 | 12 | 0.45058
24058 | 4.94 | 1 | 365 | 5.6213 | 0.32058 | 5 | 0.94193
24061 | 9 | 1 | 365 | 10.2413 | 0.62454 | 10 | 0.86586
24060 | 7.02 | 1 | 365 | 7.9882 | 0.087144 | 8 | 0.075371
24059 | 13 | 1 | 365 | 14.793 | 0.79101 | 15 | 0.58402
24065 | 5.2 | 1 | 365 | 5.9172 | 0.9164 | 6 | 0.83361
24066 | 6.24 | 1 | 365 | 7.1006 | 0.29968 | 7 | 0.40033
24067 | 21.42 | 1 | 365 | 24.3743 | 0.086415 | 24 | 0.46075
24070 | 17.94 | 1 | 365 | 20.4144 | 0.11159 | 20 | 0.52595
24074 | 8.58 | 1 | 365 | 9.7634 | 0.66207 | 10 | 0.42545
24076 | 4.42 | 1 | 365 | 5.0296 | 0.12894 | 5 | 0.15857
24075 | 5.72 | 1 | 365 | 6.5089 | 0.10804 | 6 | 0.61697
24077 | 4.68 | 1 | 365 | 5.3255 | 0.72476 | 6 | 0.050247
24078 | 5.67 | 1 | 365 | 6.452 | 0.99346 | 7 | 0.44549
24079 | 3.9 | 1 | 365 | 4.4379 | 0.9373 | 5 | 0.37521
24080 | 5.98 | 1 | 365 | 6.8048 | 0.70386 | 7 | 0.50865
24081 | 5.035 | 1 | 365 | 5.7294 | 0.53829 | 6 | 0.26773
24082 | 14.3 | 1 | 365 | 16.2723 | 0.77011 | 17 | 0.042422
24083 | 6.76 | 1 | 365 | 7.6924 | 0.49132 | 8 | 0.18369
24331 | 4.68 | 1 | 365 | 5.3255 | 0.72476 | 6 | 0.050247
24334 | 8.32 | 1 | 365 | 9.4675 | 0.066245 | 9 | 0.53377
24336 | 4.08 | 1 | 365 | 4.6427 | 0.34979 | 4 | 0.99252
23987 | 6.375 | 1 | 365 | 7.2543 | 0.60905 | 7 | 0.86332
23752 | 10.2 | 1 | 365 | 11.6068 | 0.37448 | 11 | 0.98131
24347 | 5.72 | 1 | 365 | 6.5089 | 0.10804 | 6 | 0.61697
23337 | 7.14 | 1 | 365 | 8.1248 | 0.36214 | 8 | 0.48692
22886 | 6.885 | 1 | 365 | 7.8346 | 0.77778 | 8 | 0.61238
24114 | 3.825 | 1 | 365 | 4.3526 | 0.76543 | 5 | 0.11799
24115 | 9.36 | 1 | 365 | 10.651 | 0.44953 | 11 | 0.10049
24346 | 6.82 | 1 | 365 | 7.7606 | 0.62882 | 8 | 0.38946
22192 | 6.24 | 1 | 365 | 7.1006 | 0.29968 | 7 | 0.40033
24349 | 9.62 | 1 | 365 | 10.9468 | 0.045346 | 10 | 0.99217
24350 | 5.47 | 1 | 365 | 6.2244 | 0.53514 | 6 | 0.75958
13503 | 2.45 | 1 | 365 | 2.7879 | 0.61446 | 3 | 0.40237
20645 | 7.54 | 1 | 365 | 8.5799 | 0.27878 | 8 | 0.85873
24271 | 8.4 | 1 | 365 | 9.5586 | 0.24957 | 9 | 0.80814
24091 | 7.8 | 1 | 365 | 8.8758 | 0.8746 | 9 | 0.75041
14215 | 10.71 | 1 | 365 | 12.1872 | 0.54321 | 12 | 0.73037
14162 | 13.75 | 1 | 365 | 15.6465 | 0.50972 | 16 | 0.15617
24098 | 1.82 | 1 | 365 | 2.071 | 0.17074 | 2 | 0.24176
19876 | 15.81 | 1 | 365 | 17.9906 | 0.23045 | 18 | 0.22103
24107 | 4.845 | 1 | 365 | 5.5132 | 0.10288 | 5 | 0.61612
24163 | 7.14 | 1 | 365 | 8.1248 | 0.36214 | 8 | 0.48692
24068 | 5 | 1 | 365 | 5.6896 | 0.45808 | 6 | 0.1477
24089 | 8.415 | 1 | 365 | 9.5756 | 0.28395 | 9 | 0.85958
24351 | 8.32 | 1 | 365 | 9.4675 | 0.066245 | 9 | 0.53377
24352 | 8.47 | 1 | 365 | 9.6382 | 0.40999 | 10 | 0.048204
24269 | 3 | 1 | 365 | 3.4138 | 0.87485 | 4 | 0.28862
24260 | 6.3 | 1 | 365 | 7.1689 | 0.43718 | 7 | 0.6061
24189 | 7.54 | 1 | 365 | 8.5799 | 0.27878 | 8 | 0.85873
24190 | 5.61 | 1 | 365 | 6.3838 | 0.85597 | 7 | 0.23972
24192 | 10.14 | 1 | 365 | 11.5385 | 0.23699 | 11 | 0.77554
24353 | 12.48 | 1 | 365 | 14.2013 | 0.59937 | 14 | 0.80066
24355 | 6.24 | 1 | 365 | 7.1006 | 0.29968 | 7 | 0.40033
22131 | 4.59 | 1 | 365 | 5.2231 | 0.51852 | 5 | 0.74159
24358 | 4.16 | 1 | 365 | 4.7338 | 0.53312 | 5 | 0.26689
24360 | 5.2 | 1 | 365 | 5.9172 | 0.9164 | 6 | 0.83361
24361 | 6.76 | 1 | 365 | 7.6924 | 0.49132 | 8 | 0.18369
24364 | 4.16 | 1 | 365 | 4.7338 | 0.53312 | 5 | 0.26689
24366 | 6.725 | 1 | 365 | 7.6525 | 0.41112 | 8 | 0.063657
24367 | 5.2 | 1 | 365 | 5.9172 | 0.9164 | 6 | 0.83361
24368 | 8.59 | 1 | 365 | 9.7748 | 0.68498 | 10 | 0.45975
24371 | 5.47 | 1 | 365 | 6.2244 | 0.53514 | 6 | 0.75958
24373 | 10.4 | 1 | 365 | 11.8344 | 0.83281 | 12 | 0.66722
24377 | 4.42 | 1 | 365 | 5.0296 | 0.12894 | 5 | 0.15857
24376 | 5.215 | 1 | 365 | 5.9343 | 0.95078 | 6 | 0.88505
24378 | 4.98 | 1 | 365 | 5.6669 | 0.41225 | 6 | 0.079109
24382 | 8.58 | 1 | 365 | 9.7634 | 0.66207 | 10 | 0.42545
24379 | 13 | 1 | 365 | 14.793 | 0.79101 | 15 | 0.58402
24380 | 5.05 | 1 | 365 | 5.7465 | 0.57266 | 6 | 0.31918
24384 | 9.01 | 1 | 365 | 10.2527 | 0.64746 | 10 | 0.90016
23610 | 4.68 | 1 | 365 | 5.3255 | 0.72476 | 6 | 0.050247
23714 | 5.72 | 1 | 365 | 6.5089 | 0.10804 | 6 | 0.61697
23968 | 4.68 | 1 | 365 | 5.3255 | 0.72476 | 6 | 0.050247
23587 | 6.76 | 1 | 365 | 7.6924 | 0.49132 | 8 | 0.18369
23568 | 3.9 | 1 | 365 | 4.4379 | 0.9373 | 5 | 0.37521
23593 | 5.98 | 1 | 365 | 6.8048 | 0.70386 | 7 | 0.50865
24386 | 5.47 | 1 | 365 | 6.2244 | 0.53514 | 6 | 0.75958
23646 | 6.24 | 1 | 365 | 7.1006 | 0.29968 | 7 | 0.40033
23665 | 3.9 | 1 | 365 | 4.4379 | 0.9373 | 5 | 0.37521
23843 | 6.5 | 1 | 365 | 7.3965 | 0.8955 | 8 | 0.29201
23851 | 3.9 | 1 | 365 | 4.4379 | 0.9373 | 5 | 0.37521
23855 | 13 | 1 | 365 | 14.793 | 0.79101 | 15 | 0.58402
23943 | 9.36 | 1 | 365 | 10.651 | 0.44953 | 11 | 0.10049
23954 | 13 | 1 | 365 | 14.793 | 0.79101 | 15 | 0.58402
23946 | 15.08 | 1 | 365 | 17.1599 | 0.55757 | 17 | 0.71746
23955 | 6.76 | 1 | 365 | 7.6924 | 0.49132 | 8 | 0.18369
23959 | 11.18 | 1 | 365 | 12.722 | 0.62027 | 13 | 0.34226
24042 | 8.84 | 1 | 365 | 10.0592 | 0.25789 | 10 | 0.31713
24014 | 7.8 | 1 | 365 | 8.8758 | 0.8746 | 9 | 0.75041
24039 | 8.84 | 1 | 365 | 10.0592 | 0.25789 | 10 | 0.31713
24052 | 5.61 | 1 | 365 | 6.3838 | 0.85597 | 7 | 0.23972
19978 | 7.28 | 1 | 365 | 8.2841 | 0.68296 | 8 | 0.96705
20778 | 12.74 | 1 | 365 | 14.4972 | 0.19519 | 14 | 0.69234
21216 | 3.38 | 1 | 365 | 3.8462 | 0.74566 | 4 | 0.59185
20719 | 12.74 | 1 | 365 | 14.4972 | 0.19519 | 14 | 0.69234
21028 | 4.42 | 1 | 365 | 5.0296 | 0.12894 | 5 | 0.15857
17958 | 2.6 | 1 | 365 | 2.9586 | 0.9582 | 3 | 0.9168
23950 | 4.68 | 1 | 365 | 5.3255 | 0.72476 | 6 | 0.050247
24460 | 5.13 | 1 | 365 | 5.8376 | 0.75599 | 6 | 0.59354
24413 | 6.82 | 1 | 365 | 7.7606 | 0.62882 | 8 | 0.38946
24464 | 8.4 | 1 | 365 | 9.5586 | 0.24957 | 9 | 0.80814
24431 | 2.86 | 1 | 365 | 3.2545 | 0.55402 | 3 | 0.80848
24462 | 7.54 | 1 | 365 | 8.5799 | 0.27878 | 8 | 0.85873
24466 | 6.44 | 1 | 365 | 7.3282 | 0.75801 | 8 | 0.086238
24467 | 4.79 | 1 | 365 | 5.4507 | 0.97684 | 6 | 0.4275
24437 | 8.32 | 1 | 365 | 9.4675 | 0.066245 | 9 | 0.53377
24470 | 3.02 | 1 | 365 | 3.4365 | 0.92068 | 4 | 0.35721
24461 | 8.4 | 1 | 365 | 9.5586 | 0.24957 | 9 | 0.80814
24469 | 9.9 | 1 | 365 | 11.2654 | 0.687 | 11 | 0.95245
24468 | 9.1 | 1 | 365 | 10.3551 | 0.85371 | 11 | 0.20881
24471 | 8.47 | 1 | 365 | 9.6382 | 0.40999 | 10 | 0.048204
24475 | 4.16 | 1 | 365 | 4.7338 | 0.53312 | 5 | 0.26689
24474 | 5.805 | 1 | 365 | 6.6056 | 0.30283 | 6 | 0.90848
24472 | 11.66 | 1 | 365 | 13.2682 | 0.72024 | 13 | 0.98844
24478 | 6.325 | 1 | 365 | 7.1974 | 0.49447 | 7 | 0.69184
24479 | 9.88 | 1 | 365 | 11.2427 | 0.64117 | 11 | 0.88386
24483 | 10.2 | 1 | 365 | 11.6068 | 0.37448 | 11 | 0.98131
24484 | 7.96 | 1 | 365 | 9.0579 | 0.24126 | 9 | 0.29914
24487 | 5.25 | 1 | 365 | 5.9741 | 0.030984 | 6 | 0.005085
24486 | 6.24 | 1 | 365 | 7.1006 | 0.29968 | 7 | 0.40033
24488 | 7.75 | 1 | 365 | 8.8189 | 0.76002 | 9 | 0.57893
24477 | 4.335 | 1 | 365 | 4.9329 | 0.93416 | 5 | 0.86706
24481 | 10.2 | 1 | 365 | 11.6068 | 0.37448 | 11 | 0.98131
24485 | 6 | 1 | 365 | 6.8275 | 0.7497 | 7 | 0.57724
24490 | 7.29 | 1 | 365 | 8.2955 | 0.70588 | 9 | 0.0013466
24489 | 6.76 | 1 | 365 | 7.6924 | 0.49132 | 8 | 0.18369
24491 | 2.75 | 1 | 365 | 3.1293 | 0.30194 | 3 | 0.43124
24493 | 9.9 | 1 | 365 | 11.2654 | 0.687 | 11 | 0.95245
24494 | 4.95 | 1 | 365 | 5.6327 | 0.3435 | 5 | 0.97622
24495 | 8.25 | 1 | 365 | 9.3879 | 0.90583 | 10 | 0.29371
24501 | 7.155 | 1 | 365 | 8.1418 | 0.39651 | 8 | 0.53836
24504 | 11.22 | 1 | 365 | 12.7675 | 0.71193 | 13 | 0.47944
24496 | 6.75 | 1 | 365 | 7.681 | 0.46841 | 8 | 0.1494
24507 | 5.2 | 1 | 365 | 5.9172 | 0.9164 | 6 | 0.83361
24516 | 4.94 | 1 | 365 | 5.6213 | 0.32058 | 5 | 0.94193
24506 | 5.98 | 1 | 365 | 6.8048 | 0.70386 | 7 | 0.50865
24508 | 7.8 | 1 | 365 | 8.8758 | 0.8746 | 9 | 0.75041
24510 | 10.2 | 1 | 365 | 11.6068 | 0.37448 | 11 | 0.98131
24513 | 7.905 | 1 | 365 | 8.9953 | 0.11522 | 9 | 0.11051
24517 | 6.76 | 1 | 365 | 7.6924 | 0.49132 | 8 | 0.18369
24519 | 5.2 | 1 | 365 | 5.9172 | 0.9164 | 6 | 0.83361
24515 | 5.3 | 1 | 365 | 6.031 | 0.14556 | 6 | 0.17656
24520 | 8.84 | 1 | 365 | 10.0592 | 0.25789 | 10 | 0.31713
24521 | 9.88 | 1 | 365 | 11.2427 | 0.64117 | 11 | 0.88386
24522 | 13.26 | 1 | 365 | 15.0889 | 0.38683 | 15 | 0.4757
24524 | 3.12 | 1 | 365 | 3.5503 | 0.14984 | 3 | 0.70016
24525 | 10.92 | 1 | 365 | 12.4261 | 0.024447 | 12 | 0.45058
24526 | 7.54 | 1 | 365 | 8.5799 | 0.27878 | 8 | 0.85873
23873 | 15.555 | 1 | 365 | 17.7004 | 0.64609 | 18 | 0.34649
24533 | 2.08 | 1 | 365 | 2.3669 | 0.76656 | 3 | 0.13344
24539 | 8.32 | 1 | 365 | 9.4675 | 0.066245 | 9 | 0.53377
24537 | 2.6 | 1 | 365 | 2.9586 | 0.9582 | 3 | 0.9168
24541 | 7.02 | 1 | 365 | 7.9882 | 0.087144 | 8 | 0.075371
24540 | 11.96 | 1 | 365 | 13.6096 | 0.40773 | 14 | 0.017298
24538 | 8.84 | 1 | 365 | 10.0592 | 0.25789 | 10 | 0.31713
24544 | 10.14 | 1 | 365 | 11.5385 | 0.23699 | 11 | 0.77554
24543 | 5.2 | 1 | 365 | 5.9172 | 0.9164 | 6 | 0.83361
24546 | 5.98 | 1 | 365 | 6.8048 | 0.70386 | 7 | 0.50865
24547 | 9.1 | 1 | 365 | 10.3551 | 0.85371 | 11 | 0.20881
24528 | 9.88 | 1 | 365 | 11.2427 | 0.64117 | 11 | 0.88386
24555 | 11.96 | 1 | 365 | 13.6096 | 0.40773 | 14 | 0.017298
24553 | 13 | 1 | 365 | 14.793 | 0.79101 | 15 | 0.58402
24554 | 8.84 | 1 | 365 | 10.0592 | 0.25789 | 10 | 0.31713
24512 | 11.7 | 1 | 365 | 13.3137 | 0.81191 | 14 | 0.12562
24559 | 6.5 | 1 | 365 | 7.3965 | 0.8955 | 8 | 0.29201
24558 | 14.04 | 1 | 365 | 15.9765 | 0.17429 | 16 | 0.15074
24560 | 2.34 | 1 | 365 | 2.6627 | 0.36238 | 3 | 0.025124
24561 | 8.06 | 1 | 365 | 9.1717 | 0.47042 | 9 | 0.64209
24562 | 6.24 | 1 | 365 | 7.1006 | 0.29968 | 7 | 0.40033
24564 | 2.86 | 1 | 365 | 3.2545 | 0.55402 | 3 | 0.80848
24566 | 5.46 | 1 | 365 | 6.2131 | 0.51222 | 6 | 0.72529
24567 | 3.38 | 1 | 365 | 3.8462 | 0.74566 | 4 | 0.59185
24569 | 4.16 | 1 | 365 | 4.7338 | 0.53312 | 5 | 0.26689
24571 | 4.94 | 1 | 365 | 5.6213 | 0.32058 | 5 | 0.94193
24572 | 9.1 | 1 | 365 | 10.3551 | 0.85371 | 11 | 0.20881
24570 | 6.5 | 1 | 365 | 7.3965 | 0.8955 | 8 | 0.29201
24573 | 11.7 | 1 | 365 | 13.3137 | 0.81191 | 14 | 0.12562
24592 | 7.8 | 1 | 365 | 8.8758 | 0.8746 | 9 | 0.75041
24591 | 5.98 | 1 | 365 | 6.8048 | 0.70386 | 7 | 0.50865
24590 | 2.86 | 1 | 365 | 3.2545 | 0.55402 | 3 | 0.80848
24588 | 6.24 | 1 | 365 | 7.1006 | 0.29968 | 7 | 0.40033
24578 | 4.95 | 1 | 365 | 5.6327 | 0.3435 | 5 | 0.97622
24579 | 9.625 | 1 | 365 | 10.9525 | 0.056804 | 11 | 0.0093225
24581 | 8 | 1 | 365 | 9.1034 | 0.33293 | 9 | 0.43632
24582 | 4.95 | 1 | 365 | 5.6327 | 0.3435 | 5 | 0.97622
24263 | 5.1 | 1 | 365 | 5.8034 | 0.68724 | 6 | 0.49065
24733 | 6.725 | 1 | 365 | 7.6525 | 0.41112 | 8 | 0.063657
24715 | 6.12 | 1 | 365 | 6.9641 | 0.02469 | 6 | 0.98878
24722 | 9.1 | 1 | 365 | 10.3551 | 0.85371 | 11 | 0.20881
24735 | 6.47 | 1 | 365 | 7.3624 | 0.82676 | 8 | 0.18912
24736 | 9.36 | 1 | 365 | 10.651 | 0.44953 | 11 | 0.10049
24738 | 12.48 | 1 | 365 | 14.2013 | 0.59937 | 14 | 0.80066
24739 | 13.52 | 1 | 365 | 15.3847 | 0.98265 | 16 | 0.36738
24741 | 9.18 | 1 | 365 | 10.4461 | 0.037035 | 10 | 0.48318
24743 | 5.98 | 1 | 365 | 6.8048 | 0.70386 | 7 | 0.50865
24742 | 7.8 | 1 | 365 | 8.8758 | 0.8746 | 9 | 0.75041
24745 | 8.06 | 1 | 365 | 9.1717 | 0.47042 | 9 | 0.64209
24746 | 6.24 | 1 | 365 | 7.1006 | 0.29968 | 7 | 0.40033
24748 | 3.38 | 1 | 365 | 3.8462 | 0.74566 | 4 | 0.59185
24747 | 8.32 | 1 | 365 | 9.4675 | 0.066245 | 9 | 0.53377
24749 | 5.2 | 1 | 365 | 5.9172 | 0.9164 | 6 | 0.83361
24750 | 12.74 | 1 | 365 | 14.4972 | 0.19519 | 14 | 0.69234
24751 | 6.725 | 1 | 365 | 7.6525 | 0.41112 | 8 | 0.063657
24752 | 8.215 | 1 | 365 | 9.348 | 0.82563 | 10 | 0.17367
24753 | 7.96 | 1 | 365 | 9.0579 | 0.24126 | 9 | 0.29914
24755 | 5.46 | 1 | 365 | 6.2131 | 0.51222 | 6 | 0.72529
24756 | 10.36 | 1 | 365 | 11.7889 | 0.74114 | 12 | 0.53003
24758 | 6.82 | 1 | 365 | 7.7606 | 0.62882 | 8 | 0.38946
24757 | 14.045 | 1 | 365 | 15.9821 | 0.18575 | 16 | 0.16789
24759 | 5.2 | 1 | 365 | 5.9172 | 0.9164 | 6 | 0.83361
24760 | 10.2 | 1 | 365 | 11.6068 | 0.37448 | 11 | 0.98131
24762 | 5.61 | 1 | 365 | 6.3838 | 0.85597 | 7 | 0.23972
24765 | 6.6 | 1 | 365 | 7.5103 | 0.12467 | 7 | 0.63496
24744 | 13.515 | 1 | 365 | 15.379 | 0.97119 | 16 | 0.35023
24766 | 2.08 | 1 | 365 | 2.3669 | 0.76656 | 3 | 0.13344
24768 | 8.58 | 1 | 365 | 9.7634 | 0.66207 | 10 | 0.42545
24769 | 5.035 | 1 | 365 | 5.7294 | 0.53829 | 6 | 0.26773
24770 | 6.63 | 1 | 365 | 7.5444 | 0.19341 | 7 | 0.73785
24772 | 8.32 | 1 | 365 | 9.4675 | 0.066245 | 9 | 0.53377
24773 | 8.06 | 1 | 365 | 9.1717 | 0.47042 | 9 | 0.64209
24767 | 3.75 | 1 | 365 | 4.2672 | 0.59356 | 4 | 0.86078
24775 | 9.1 | 1 | 365 | 10.3551 | 0.85371 | 11 | 0.20881
24777 | 6.5 | 1 | 365 | 7.3965 | 0.8955 | 8 | 0.29201
24778 | 7.15 | 1 | 365 | 8.1362 | 0.38505 | 8 | 0.52121
24776 | 7.54 | 1 | 365 | 8.5799 | 0.27878 | 8 | 0.85873
24780 | 5.98 | 1 | 365 | 6.8048 | 0.70386 | 7 | 0.50865
24771 | 14.04 | 1 | 365 | 15.9765 | 0.17429 | 16 | 0.15074
24782 | 10.66 | 1 | 365 | 12.1303 | 0.42863 | 12 | 0.5589
24786 | 10 | 1 | 365 | 11.3792 | 0.91616 | 12 | 0.2954
24785 | 10.07 | 1 | 365 | 11.4589 | 0.076573 | 11 | 0.53547
24784 | 9.36 | 1 | 365 | 10.651 | 0.44953 | 11 | 0.10049
24789 | 3.12 | 1 | 365 | 3.5503 | 0.14984 | 3 | 0.70016
24788 | 6.76 | 1 | 365 | 7.6924 | 0.49132 | 8 | 0.18369
24792 | 9.18 | 1 | 365 | 10.4461 | 0.037035 | 10 | 0.48318
24793 | 2.6 | 1 | 365 | 2.9586 | 0.9582 | 3 | 0.9168
24795 | 6.24 | 1 | 365 | 7.1006 | 0.29968 | 7 | 0.40033
24794 | 14.56 | 1 | 365 | 16.5682 | 0.36593 | 16 | 0.9341
24797 | 3.12 | 1 | 365 | 3.5503 | 0.14984 | 3 | 0.70016
24798 | 13 | 1 | 365 | 14.793 | 0.79101 | 15 | 0.58402
24799 | 10.4 | 1 | 365 | 11.8344 | 0.83281 | 12 | 0.66722
24802 | 9.88 | 1 | 365 | 11.2427 | 0.64117 | 11 | 0.88386
24801 | 8.06 | 1 | 365 | 9.1717 | 0.47042 | 9 | 0.64209
24803 | 4.845 | 1 | 365 | 5.5132 | 0.10288 | 5 | 0.61612
24804 | 3.12 | 1 | 365 | 3.5503 | 0.14984 | 3 | 0.70016
24805 | 6.5 | 1 | 365 | 7.3965 | 0.8955 | 8 | 0.29201
24807 | 8.58 | 1 | 365 | 9.7634 | 0.66207 | 10 | 0.42545
24806 | 4.68 | 1 | 365 | 5.3255 | 0.72476 | 6 | 0.050247
24808 | 8.32 | 1 | 365 | 9.4675 | 0.066245 | 9 | 0.53377
24812 | 4.16 | 1 | 365 | 4.7338 | 0.53312 | 5 | 0.26689
24811 | 6.24 | 1 | 365 | 7.1006 | 0.29968 | 7 | 0.40033
24809 | 10.14 | 1 | 365 | 11.5385 | 0.23699 | 11 | 0.77554
24813 | 9.62 | 1 | 365 | 10.9468 | 0.045346 | 10 | 0.99217
24815 | 5.46 | 1 | 365 | 6.2131 | 0.51222 | 6 | 0.72529
24814 | 9.88 | 1 | 365 | 11.2427 | 0.64117 | 11 | 0.88386
24816 | 3.12 | 1 | 365 | 3.5503 | 0.14984 | 3 | 0.70016
24817 | 6.5 | 1 | 365 | 7.3965 | 0.8955 | 8 | 0.29201
24821 | 5.3 | 1 | 365 | 6.031 | 0.14556 | 6 | 0.17656
24819 | 3.64 | 1 | 365 | 4.142 | 0.34148 | 4 | 0.48353
24823 | 4.42 | 1 | 365 | 5.0296 | 0.12894 | 5 | 0.15857
24824 | 6.24 | 1 | 365 | 7.1006 | 0.29968 | 7 | 0.40033
24826 | 6.76 | 1 | 365 | 7.6924 | 0.49132 | 8 | 0.18369
24827 | 7.02 | 1 | 365 | 7.9882 | 0.087144 | 8 | 0.075371
24825 | 9.1 | 1 | 365 | 10.3551 | 0.85371 | 11 | 0.20881
24830 | 3.24 | 1 | 365 | 3.6869 | 0.42484 | 4 | 0.11171
24829 | 5.1 | 1 | 365 | 5.8034 | 0.68724 | 6 | 0.49065
24831 | 10.725 | 1 | 365 | 12.2042 | 0.57758 | 12 | 0.78182
24689 | 5.2 | 1 | 365 | 5.9172 | 0.9164 | 6 | 0.83361
24832 | 8.58 | 1 | 365 | 9.7634 | 0.66207 | 10 | 0.42545
24837 | 6.76 | 1 | 365 | 7.6924 | 0.49132 | 8 | 0.18369
23777 | 5.04 | 1 | 365 | 5.7351 | 0.54974 | 6 | 0.28488
18395 | 6.24 | 1 | 365 | 7.1006 | 0.29968 | 7 | 0.40033
18700 | 3.12 | 1 | 365 | 3.5503 | 0.14984 | 3 | 0.70016
17783 | 12.24 | 1 | 365 | 13.9282 | 0.04938 | 13 | 0.97757
16252 | 5.635 | 1 | 365 | 6.4122 | 0.91326 | 7 | 0.32546
25009 | 9.075 | 1 | 365 | 10.3267 | 0.79642 | 11 | 0.12308
25017 | 5.72 | 1 | 365 | 6.5089 | 0.10804 | 6 | 0.61697
25018 | 5.72 | 1 | 365 | 6.5089 | 0.10804 | 6 | 0.61697
25020 | 3.57 | 1 | 365 | 4.0624 | 0.18107 | 4 | 0.24346
25021 | 9.945 | 1 | 365 | 11.3167 | 0.79012 | 12 | 0.10678
25022 | 9.36 | 1 | 365 | 10.651 | 0.44953 | 11 | 0.10049
25023 | 6.5 | 1 | 365 | 7.3965 | 0.8955 | 8 | 0.29201
25025 | 5.61 | 1 | 365 | 6.3838 | 0.85597 | 7 | 0.23972
25026 | 3.9 | 1 | 365 | 4.4379 | 0.9373 | 5 | 0.37521
25028 | 6.76 | 1 | 365 | 7.6924 | 0.49132 | 8 | 0.18369
21772 | 12.75 | 1 | 365 | 14.5085 | 0.2181 | 14 | 0.72663
24168 | 3.38 | 1 | 365 | 3.8462 | 0.74566 | 4 | 0.59185
24171 | 8.06 | 1 | 365 | 9.1717 | 0.47042 | 9 | 0.64209
24179 | 8.84 | 1 | 365 | 10.0592 | 0.25789 | 10 | 0.31713
24197 | 6.12 | 1 | 365 | 6.9641 | 0.02469 | 6 | 0.98878
24180 | 7.395 | 1 | 365 | 8.4149 | 0.9465 | 9 | 0.36145
24200 | 4.68 | 1 | 365 | 5.3255 | 0.72476 | 6 | 0.050247
25030 | 8.32 | 1 | 365 | 9.4675 | 0.066245 | 9 | 0.53377
24203 | 10.14 | 1 | 365 | 11.5385 | 0.23699 | 11 | 0.77554
24205 | 7.14 | 1 | 365 | 8.1248 | 0.36214 | 8 | 0.48692
24210 | 11.22 | 1 | 365 | 12.7675 | 0.71193 | 13 | 0.47944
24212 | 6.24 | 1 | 365 | 7.1006 | 0.29968 | 7 | 0.40033
24249 | 4.68 | 1 | 365 | 5.3255 | 0.72476 | 6 | 0.050247
24251 | 8.06 | 1 | 365 | 9.1717 | 0.47042 | 9 | 0.64209
25032 | 6.24 | 1 | 365 | 7.1006 | 0.29968 | 7 | 0.40033
25035 | 6.63 | 1 | 365 | 7.5444 | 0.19341 | 7 | 0.73785
24248 | 2.6 | 1 | 365 | 2.9586 | 0.9582 | 3 | 0.9168
24252 | 9.62 | 1 | 365 | 10.9468 | 0.045346 | 10 | 0.99217
24254 | 8.91 | 1 | 365 | 10.1389 | 0.4183 | 10 | 0.5572
25036 | 9.36 | 1 | 365 | 10.651 | 0.44953 | 11 | 0.10049
19734 | 4 | 1 | 365 | 4.5517 | 0.16646 | 4 | 0.71816
24259 | 9.88 | 1 | 365 | 11.2427 | 0.64117 | 11 | 0.88386
25037 | 9.36 | 1 | 365 | 10.651 | 0.44953 | 11 | 0.10049
23586 | 3.38 | 1 | 365 | 3.8462 | 0.74566 | 4 | 0.59185
25040 | 7.28 | 1 | 365 | 8.2841 | 0.68296 | 8 | 0.96705
23687 | 6.63 | 1 | 365 | 7.5444 | 0.19341 | 7 | 0.73785
25038 | 4.16 | 1 | 365 | 4.7338 | 0.53312 | 5 | 0.26689
24247 | 3.64 | 1 | 365 | 4.142 | 0.34148 | 4 | 0.48353
24256 | 7.28 | 1 | 365 | 8.2841 | 0.68296 | 8 | 0.96705
24266 | 5.2 | 1 | 365 | 5.9172 | 0.9164 | 6 | 0.83361
24268 | 6.24 | 1 | 365 | 7.1006 | 0.29968 | 7 | 0.40033
25041 | 8.84 | 1 | 365 | 10.0592 | 0.25789 | 10 | 0.31713
24270 | 8.06 | 1 | 365 | 9.1717 | 0.47042 | 9 | 0.64209
24273 | 5.46 | 1 | 365 | 6.2131 | 0.51222 | 6 | 0.72529
24272 | 4.94 | 1 | 365 | 5.6213 | 0.32058 | 5 | 0.94193
25042 | 7.28 | 1 | 365 | 8.2841 | 0.68296 | 8 | 0.96705
24274 | 6.095 | 1 | 365 | 6.9356 | 0.9674 | 7 | 0.90305
25043 | 4.68 | 1 | 365 | 5.3255 | 0.72476 | 6 | 0.050247
25044 | 7.8 | 1 | 365 | 8.8758 | 0.8746 | 9 | 0.75041
25045 | 5.46 | 1 | 365 | 6.2131 | 0.51222 | 6 | 0.72529
25046 | 4.42 | 1 | 365 | 5.0296 | 0.12894 | 5 | 0.15857
25049 | 5.865 | 1 | 365 | 6.6739 | 0.44033 | 7 | 0.11425
25050 | 5.1 | 1 | 365 | 5.8034 | 0.68724 | 6 | 0.49065
25048 | 5.2 | 1 | 365 | 5.9172 | 0.9164 | 6 | 0.83361
25052 | 4.16 | 1 | 365 | 4.7338 | 0.53312 | 5 | 0.26689
25011 | 8.06 | 1 | 365 | 9.1717 | 0.47042 | 9 | 0.64209
25053 | 5.2 | 1 | 365 | 5.9172 | 0.9164 | 6 | 0.83361
25054 | 9.88 | 1 | 365 | 11.2427 | 0.64117 | 11 | 0.88386
25013 | 3.825 | 1 | 365 | 4.3526 | 0.76543 | 5 | 0.11799
25055 | 10.14 | 1 | 365 | 11.5385 | 0.23699 | 11 | 0.77554
25057 | 8.32 | 1 | 365 | 9.4675 | 0.066245 | 9 | 0.53377
15818 | 47.58 | 0.9 | 365 | 48.7282 | 0.13158 | 48 | 0.85976
25066 | 6.5 | 1 | 365 | 7.3965 | 0.8955 | 8 | 0.29201
25067 | 5.2 | 1 | 365 | 5.9172 | 0.9164 | 6 | 0.83361
25070 | 4.94 | 1 | 365 | 5.6213 | 0.32058 | 5 | 0.94193
25071 | 8.06 | 1 | 365 | 9.1717 | 0.47042 | 9 | 0.64209
25068 | 5.72 | 1 | 365 | 6.5089 | 0.10804 | 6 | 0.61697
25079 | 6.5 | 1 | 365 | 7.3965 | 0.8955 | 8 | 0.29201
25078 | 5.72 | 1 | 365 | 6.5089 | 0.10804 | 6 | 0.61697
15816 | 145.86 | 0.9 | 365 | 149.3798 | 0.8296 | 150 | 0.20943
25085 | 6.24 | 1 | 365 | 7.1006 | 0.29968 | 7 | 0.40033
25093 | 8.32 | 1 | 365 | 9.4675 | 0.066245 | 9 | 0.53377
25096 | 3.64 | 1 | 365 | 4.142 | 0.34148 | 4 | 0.48353
20554 | 4.16 | 1 | 365 | 4.7338 | 0.53312 | 5 | 0.26689
21771 | 2.6 | 1 | 365 | 2.9586 | 0.9582 | 3 | 0.9168
24444 | 3.315 | 1 | 365 | 3.7722 | 0.59671 | 4 | 0.36893
25106 | 5.98 | 1 | 365 | 6.8048 | 0.70386 | 7 | 0.50865
24942 | 3.9 | 1 | 365 | 4.4379 | 0.9373 | 5 | 0.37521
24951 | 5.2 | 1 | 365 | 5.9172 | 0.9164 | 6 | 0.83361
25112 | 4.68 | 1 | 365 | 5.3255 | 0.72476 | 6 | 0.050247
24606 | 2.08 | 1 | 365 | 2.3669 | 0.76656 | 3 | 0.13344
24608 | 3.64 | 1 | 365 | 4.142 | 0.34148 | 4 | 0.48353
25125 | 6.885 | 1 | 365 | 7.8346 | 0.77778 | 8 | 0.61238
24953 | 9.18 | 1 | 365 | 10.4461 | 0.037035 | 10 | 0.48318
24947 | 12.5 | 1 | 365 | 14.2241 | 0.6452 | 14 | 0.86925
25131 | 5.46 | 1 | 365 | 6.2131 | 0.51222 | 6 | 0.72529
25135 | 8.06 | 1 | 365 | 9.1717 | 0.47042 | 9 | 0.64209
25136 | 4.68 | 1 | 365 | 5.3255 | 0.72476 | 6 | 0.050247
25143 | 7.54 | 1 | 365 | 8.5799 | 0.27878 | 8 | 0.85873
25141 | 5.46 | 1 | 365 | 6.2131 | 0.51222 | 6 | 0.72529
25150 | 9.1 | 1 | 365 | 10.3551 | 0.85371 | 11 | 0.20881
25151 | 7.95 | 1 | 365 | 9.0465 | 0.21835 | 9 | 0.26484
25152 | 3.12 | 1 | 365 | 3.5503 | 0.14984 | 3 | 0.70016
25154 | 5.46 | 1 | 365 | 6.2131 | 0.51222 | 6 | 0.72529
25156 | 5.2 | 1 | 365 | 5.9172 | 0.9164 | 6 | 0.83361
25157 | 6.5 | 1 | 365 | 7.3965 | 0.8955 | 8 | 0.29201
25158 | 2.6 | 1 | 365 | 2.9586 | 0.9582 | 3 | 0.9168
25159 | 5.2 | 1 | 365 | 5.9172 | 0.9164 | 6 | 0.83361
25160 | 4.68 | 1 | 365 | 5.3255 | 0.72476 | 6 | 0.050247
25161 | 4.68 | 1 | 365 | 5.3255 | 0.72476 | 6 | 0.050247
25162 | 3.9 | 1 | 365 | 4.4379 | 0.9373 | 5 | 0.37521
25163 | 3.9 | 1 | 365 | 4.4379 | 0.9373 | 5 | 0.37521
25174 | 9.705 | 1 | 365 | 11.0436 | 0.24013 | 11 | 0.28369
25172 | 8.47 | 1 | 365 | 9.6382 | 0.40999 | 10 | 0.048204
25173 | 4.035 | 1 | 365 | 4.5915 | 0.24667 | 4 | 0.83819
25171 | 6.82 | 1 | 365 | 7.7606 | 0.62882 | 8 | 0.38946
25170 | 8.47 | 1 | 365 | 9.6382 | 0.40999 | 10 | 0.048204
24097 | 8.415 | 1 | 365 | 9.5756 | 0.28395 | 9 | 0.85958
25177 | 2.98 | 1 | 365 | 3.391 | 0.82902 | 4 | 0.22003
25175 | 10.215 | 1 | 365 | 11.6239 | 0.40886 | 12 | 0.032751
25188 | 2.86 | 1 | 365 | 3.2545 | 0.55402 | 3 | 0.80848
25193 | 4.42 | 1 | 365 | 5.0296 | 0.12894 | 5 | 0.15857
25194 | 11.18 | 1 | 365 | 12.722 | 0.62027 | 13 | 0.34226
25060 | 5.2 | 1 | 365 | 5.9172 | 0.9164 | 6 | 0.83361
24998 | 6.27 | 1 | 365 | 7.1348 | 0.36843 | 7 | 0.50322
25196 | 14.56 | 1 | 365 | 16.5682 | 0.36593 | 16 | 0.9341
25205 | 3.57 | 1 | 365 | 4.0624 | 0.18107 | 4 | 0.24346
25211 | 7.28 | 1 | 365 | 8.2841 | 0.68296 | 8 | 0.96705
25199 | 4.24 | 1 | 365 | 4.8248 | 0.71645 | 5 | 0.54125
25213 | 3.64 | 1 | 365 | 4.142 | 0.34148 | 4 | 0.48353
25215 | 9.62 | 1 | 365 | 10.9468 | 0.045346 | 10 | 0.99217
25218 | 7.95 | 1 | 365 | 9.0465 | 0.21835 | 9 | 0.26484
25214 | 4.42 | 1 | 365 | 5.0296 | 0.12894 | 5 | 0.15857
25369 | 6.325 | 1 | 365 | 7.1974 | 0.49447 | 7 | 0.69184
25372 | 5.1 | 1 | 365 | 5.8034 | 0.68724 | 6 | 0.49065
25366 | 10.175 | 1 | 365 | 11.5784 | 0.31719 | 11 | 0.89557
25140 | 9.8 | 1 | 365 | 11.1517 | 0.45784 | 11 | 0.60949
25374 | 4.675 | 1 | 365 | 5.3198 | 0.7133 | 6 | 0.033099
25373 | 6.24 | 1 | 365 | 7.1006 | 0.29968 | 7 | 0.40033
25351 | 7 | 1 | 365 | 7.9655 | 0.041312 | 8 | 0.00678
25365 | 4.4 | 1 | 365 | 5.0069 | 0.08311 | 5 | 0.089976
25375 | 7.15 | 1 | 365 | 8.1362 | 0.38505 | 8 | 0.52121
25381 | 4.68 | 1 | 365 | 5.3255 | 0.72476 | 6 | 0.050247
25380 | 8.925 | 1 | 365 | 10.156 | 0.45267 | 10 | 0.60864
25005 | 7 | 1 | 365 | 7.9655 | 0.041312 | 8 | 0.00678
25368 | 8.32 | 1 | 365 | 9.4675 | 0.066245 | 9 | 0.53377
25376 | 8.25 | 1 | 365 | 9.3879 | 0.90583 | 10 | 0.29371
25382 | 10.14 | 1 | 365 | 11.5385 | 0.23699 | 11 | 0.77554
25384 | 3.64 | 1 | 365 | 4.142 | 0.34148 | 4 | 0.48353
25388 | 5.72 | 1 | 365 | 6.5089 | 0.10804 | 6 | 0.61697
24239 | 4.96 | 1 | 365 | 5.6441 | 0.36642 | 6 | 0.010518
25389 | 7.02 | 1 | 365 | 7.9882 | 0.087144 | 8 | 0.075371
25390 | 2.86 | 1 | 365 | 3.2545 | 0.55402 | 3 | 0.80848
24389 | 3.47 | 1 | 365 | 3.9486 | 0.95191 | 4 | 0.9005
25391 | 10.45 | 1 | 365 | 11.8913 | 0.94739 | 12 | 0.83869
24390 | 7.8 | 1 | 365 | 8.8758 | 0.8746 | 9 | 0.75041
24392 | 4.68 | 1 | 365 | 5.3255 | 0.72476 | 6 | 0.050247
25393 | 8.25 | 1 | 365 | 9.3879 | 0.90583 | 10 | 0.29371
21952 | 4.42 | 1 | 365 | 5.0296 | 0.12894 | 5 | 0.15857
21669 | 10.4 | 1 | 365 | 11.8344 | 0.83281 | 12 | 0.66722
25395 | 11 | 1 | 365 | 12.5172 | 0.20778 | 12 | 0.72494
25396 | 6.05 | 1 | 365 | 6.8844 | 0.86428 | 7 | 0.74872
25397 | 7.425 | 1 | 365 | 8.4491 | 0.015249 | 8 | 0.46433
25398 | 8.55 | 1 | 365 | 9.7293 | 0.59332 | 10 | 0.32257
25399 | 6.54 | 1 | 365 | 7.442 | 0.98717 | 8 | 0.42919
25400 | 7.56 | 1 | 365 | 8.6027 | 0.32462 | 8 | 0.92732
25417 | 4.5 | 1 | 365 | 5.1207 | 0.31227 | 5 | 0.43293
25418 | 23.52 | 1 | 365 | 26.764 | 0.89881 | 27 | 0.66278
24393 | 7.42 | 1 | 365 | 8.4434 | 0.0037907 | 8 | 0.44719
24563 | 9.36 | 1 | 365 | 10.651 | 0.44953 | 11 | 0.10049
24395 | 4.42 | 1 | 365 | 5.0296 | 0.12894 | 5 | 0.15857
25155 | 9.62 | 1 | 365 | 10.9468 | 0.045346 | 10 | 0.99217
24396 | 7.65 | 1 | 365 | 8.7051 | 0.53086 | 9 | 0.23598
25401 | 7.65 | 1 | 365 | 8.7051 | 0.53086 | 9 | 0.23598
24397 | 9.88 | 1 | 365 | 11.2427 | 0.64117 | 11 | 0.88386
25430 | 6.6 | 1 | 365 | 7.5103 | 0.12467 | 7 | 0.63496
24398 | 7.8 | 1 | 365 | 8.8758 | 0.8746 | 9 | 0.75041
24399 | 5.2 | 1 | 365 | 5.9172 | 0.9164 | 6 | 0.83361
25431 | 6.63 | 1 | 365 | 7.5444 | 0.19341 | 7 | 0.73785
24400 | 8.5 | 1 | 365 | 9.6724 | 0.47874 | 10 | 0.15109
24402 | 7.28 | 1 | 365 | 8.2841 | 0.68296 | 8 | 0.96705
24404 | 10.66 | 1 | 365 | 12.1303 | 0.42863 | 12 | 0.5589
24403 | 8.91 | 1 | 365 | 10.1389 | 0.4183 | 10 | 0.5572
24405 | 5.865 | 1 | 365 | 6.6739 | 0.44033 | 7 | 0.11425
25434 | 6.6 | 1 | 365 | 7.5103 | 0.12467 | 7 | 0.63496
24406 | 5.98 | 1 | 365 | 6.8048 | 0.70386 | 7 | 0.50865
25436 | 7.28 | 1 | 365 | 8.2841 | 0.68296 | 8 | 0.96705
24407 | 4.94 | 1 | 365 | 5.6213 | 0.32058 | 5 | 0.94193
25435 | 5.225 | 1 | 365 | 5.9457 | 0.97369 | 6 | 0.91935
24408 | 11.75 | 1 | 365 | 13.3706 | 0.92649 | 14 | 0.29709
25439 | 19.75 | 1 | 365 | 22.474 | 0.25942 | 22 | 0.73341
24409 | 8.5 | 1 | 365 | 9.6724 | 0.47874 | 10 | 0.15109
24410 | 2.34 | 1 | 365 | 2.6627 | 0.36238 | 3 | 0.025124
24412 | 9.215 | 1 | 365 | 10.486 | 0.11724 | 10 | 0.60321
25441 | 6.885 | 1 | 365 | 7.8346 | 0.77778 | 8 | 0.61238
24414 | 5.5 | 1 | 365 | 6.2586 | 0.60389 | 6 | 0.86247
24415 | 9.35 | 1 | 365 | 10.6396 | 0.42661 | 11 | 0.066199
25438 | 3.825 | 1 | 365 | 4.3526 | 0.76543 | 5 | 0.11799
24416 | 5.1 | 1 | 365 | 5.8034 | 0.68724 | 6 | 0.49065
25443 | 3.9 | 1 | 365 | 4.4379 | 0.9373 | 5 | 0.37521
25442 | 5.72 | 1 | 365 | 6.5089 | 0.10804 | 6 | 0.61697
25446 | 17.595 | 1 | 365 | 20.0218 | 0.32098 | 20 | 0.34276
25445 | 10.4 | 1 | 365 | 11.8344 | 0.83281 | 12 | 0.66722
25448 | 7.905 | 1 | 365 | 8.9953 | 0.11522 | 9 | 0.11051
24740 | 331.5 | 0.9 | 365 | 339.4996 | 0.70363 | 340 | 0.20326
25450 | 4.16 | 1 | 365 | 4.7338 | 0.53312 | 5 | 0.26689
24278 | 13.26 | 1 | 365 | 15.0889 | 0.38683 | 15 | 0.4757
24284 | 5.72 | 1 | 365 | 6.5089 | 0.10804 | 6 | 0.61697
25433 | 8.525 | 1 | 365 | 9.7008 | 0.53603 | 10 | 0.23683
24288 | 8.32 | 1 | 365 | 9.4675 | 0.066245 | 9 | 0.53377
24308 | 13.52 | 1 | 365 | 15.3847 | 0.98265 | 16 | 0.36738
25452 | 8.84 | 1 | 365 | 10.0592 | 0.25789 | 10 | 0.31713
25455 | 14.82 | 1 | 365 | 16.864 | 0.96175 | 17 | 0.82578
25457 | 5.98 | 1 | 365 | 6.8048 | 0.70386 | 7 | 0.50865
25459 | 3.64 | 1 | 365 | 4.142 | 0.34148 | 4 | 0.48353
25461 | 7.02 | 1 | 365 | 7.9882 | 0.087144 | 8 | 0.075371
25463 | 8.58 | 1 | 365 | 9.7634 | 0.66207 | 10 | 0.42545
25464 | 3.64 | 1 | 365 | 4.142 | 0.34148 | 4 | 0.48353
25465 | 3.975 | 1 | 365 | 4.5232 | 0.10917 | 4 | 0.63242
25467 | 6.36 | 1 | 365 | 7.2372 | 0.57468 | 7 | 0.81187
25470 | 9.69 | 1 | 365 | 11.0265 | 0.20576 | 11 | 0.23224
25468 | 9.88 | 1 | 365 | 11.2427 | 0.64117 | 11 | 0.88386
25471 | 6.24 | 1 | 365 | 7.1006 | 0.29968 | 7 | 0.40033
25474 | 3.64 | 1 | 365 | 4.142 | 0.34148 | 4 | 0.48353
25476 | 5.72 | 1 | 365 | 6.5089 | 0.10804 | 6 | 0.61697
25477 | 3.18 | 1 | 365 | 3.6186 | 0.28734 | 3 | 0.90594
25481 | 2.6 | 1 | 365 | 2.9586 | 0.9582 | 3 | 0.9168
25479 | 7.14 | 1 | 365 | 8.1248 | 0.36214 | 8 | 0.48692
25484 | 7.8 | 1 | 365 | 8.8758 | 0.8746 | 9 | 0.75041
25485 | 9.36 | 1 | 365 | 10.651 | 0.44953 | 11 | 0.10049
25486 | 7.02 | 1 | 365 | 7.9882 | 0.087144 | 8 | 0.075371
25508 | 6 | 1 | 365 | 6.8275 | 0.7497 | 7 | 0.57724
25507 | 6.24 | 1 | 365 | 7.1006 | 0.29968 | 7 | 0.40033
25505 | 4.68 | 1 | 365 | 5.3255 | 0.72476 | 6 | 0.050247
25506 | 4.16 | 1 | 365 | 4.7338 | 0.53312 | 5 | 0.26689
25504 | 8.06 | 1 | 365 | 9.1717 | 0.47042 | 9 | 0.64209
25503 | 13.78 | 1 | 365 | 15.6806 | 0.57847 | 16 | 0.25906
25502 | 5.46 | 1 | 365 | 6.2131 | 0.51222 | 6 | 0.72529
25501 | 7.54 | 1 | 365 | 8.5799 | 0.27878 | 8 | 0.85873
25500 | 7.54 | 1 | 365 | 8.5799 | 0.27878 | 8 | 0.85873
25498 | 10.14 | 1 | 365 | 11.5385 | 0.23699 | 11 | 0.77554
25497 | 7.28 | 1 | 365 | 8.2841 | 0.68296 | 8 | 0.96705
25496 | 5.98 | 1 | 365 | 6.8048 | 0.70386 | 7 | 0.50865
25495 | 3.38 | 1 | 365 | 3.8462 | 0.74566 | 4 | 0.59185
25494 | 2.86 | 1 | 365 | 3.2545 | 0.55402 | 3 | 0.80848
25493 | 11.475 | 1 | 365 | 13.0577 | 0.29629 | 13 | 0.35397
25492 | 5.2 | 1 | 365 | 5.9172 | 0.9164 | 6 | 0.83361
25491 | 4.68 | 1 | 365 | 5.3255 | 0.72476 | 6 | 0.050247
25490 | 6.24 | 1 | 365 | 7.1006 | 0.29968 | 7 | 0.40033
25489 | 5.2 | 1 | 365 | 5.9172 | 0.9164 | 6 | 0.83361
25488 | 5.98 | 1 | 365 | 6.8048 | 0.70386 | 7 | 0.50865
25721 | 9 | 1 | 365 | 10.2413 | 0.62454 | 10 | 0.86586
25718 | 6.12 | 1 | 365 | 6.9641 | 0.02469 | 6 | 0.98878
25725 | 4.94 | 1 | 365 | 5.6213 | 0.32058 | 5 | 0.94193
25724 | 9.99 | 1 | 365 | 11.3679 | 0.89324 | 12 | 0.2611
25727 | 7.2 | 1 | 365 | 8.1931 | 0.49964 | 8 | 0.69269
25722 | 6.24 | 1 | 365 | 7.1006 | 0.29968 | 7 | 0.40033
18865 | 11.18 | 1 | 365 | 12.722 | 0.62027 | 13 | 0.34226
25729 | 9.72 | 1 | 365 | 11.0606 | 0.27451 | 11 | 0.33513
20811 | 5.1 | 1 | 365 | 5.8034 | 0.68724 | 6 | 0.49065
25728 | 13.26 | 1 | 365 | 15.0889 | 0.38683 | 15 | 0.4757
25733 | 6.24 | 1 | 365 | 7.1006 | 0.29968 | 7 | 0.40033
24417 | 7.905 | 1 | 365 | 8.9953 | 0.11522 | 9 | 0.11051
20785 | 6.885 | 1 | 365 | 7.8346 | 0.77778 | 8 | 0.61238
24418 | 11.55 | 1 | 365 | 13.143 | 0.46816 | 13 | 0.61119
18963 | 6.5 | 1 | 365 | 7.3965 | 0.8955 | 8 | 0.29201
25730 | 4.5 | 1 | 365 | 5.1207 | 0.31227 | 5 | 0.43293
24419 | 6.885 | 1 | 365 | 7.8346 | 0.77778 | 8 | 0.61238
20678 | 9.88 | 1 | 365 | 11.2427 | 0.64117 | 11 | 0.88386
24421 | 3.825 | 1 | 365 | 4.3526 | 0.76543 | 5 | 0.11799
25736 | 3.12 | 1 | 365 | 3.5503 | 0.14984 | 3 | 0.70016
20519 | 6.24 | 1 | 365 | 7.1006 | 0.29968 | 7 | 0.40033
20289 | 10.4 | 1 | 365 | 11.8344 | 0.83281 | 12 | 0.66722
25738 | 9.36 | 1 | 365 | 10.651 | 0.44953 | 11 | 0.10049
25747 | 5.46 | 1 | 365 | 6.2131 | 0.51222 | 6 | 0.72529
16411 | 10.71 | 1 | 365 | 12.1872 | 0.54321 | 12 | 0.73037
24423 | 4.59 | 1 | 365 | 5.2231 | 0.51852 | 5 | 0.74159
25757 | 7.02 | 1 | 365 | 7.9882 | 0.087144 | 8 | 0.075371
25762 | 10.66 | 1 | 365 | 12.1303 | 0.42863 | 12 | 0.5589
24426 | 12.74 | 1 | 365 | 14.4972 | 0.19519 | 14 | 0.69234
25765 | 3.9 | 1 | 365 | 4.4379 | 0.9373 | 5 | 0.37521
24428 | 4.845 | 1 | 365 | 5.5132 | 0.10288 | 5 | 0.61612
25769 | 11.13 | 1 | 365 | 12.6651 | 0.50569 | 13 | 0.17078
24427 | 5.2 | 1 | 365 | 5.9172 | 0.9164 | 6 | 0.83361
25776 | 8.58 | 1 | 365 | 9.7634 | 0.66207 | 10 | 0.42545
20846 | 8.84 | 1 | 365 | 10.0592 | 0.25789 | 10 | 0.31713
24429 | 4.845 | 1 | 365 | 5.5132 | 0.10288 | 5 | 0.61612
25771 | 7.28 | 1 | 365 | 8.2841 | 0.68296 | 8 | 0.96705
24432 | 6.63 | 1 | 365 | 7.5444 | 0.19341 | 7 | 0.73785
24433 | 4.08 | 1 | 365 | 4.6427 | 0.34979 | 4 | 0.99252
19203 | 11.44 | 1 | 365 | 13.0179 | 0.21609 | 13 | 0.23394
25779 | 9.54 | 1 | 365 | 10.8558 | 0.86202 | 11 | 0.71781
24430 | 16.12 | 1 | 365 | 18.3433 | 0.94085 | 19 | 0.28418
20144 | 5.75 | 1 | 365 | 6.5431 | 0.17679 | 6 | 0.71985
19626 | 5.46 | 1 | 365 | 6.2131 | 0.51222 | 6 | 0.72529
20121 | 10.965 | 1 | 365 | 12.4773 | 0.12757 | 12 | 0.60491
19943 | 5.1 | 1 | 365 | 5.8034 | 0.68724 | 6 | 0.49065
19495 | 8.32 | 1 | 365 | 9.4675 | 0.066245 | 9 | 0.53377
24434 | 4.59 | 1 | 365 | 5.2231 | 0.51852 | 5 | 0.74159
19421 | 3.9 | 1 | 365 | 4.4379 | 0.9373 | 5 | 0.37521
24435 | 5.355 | 1 | 365 | 6.0936 | 0.2716 | 6 | 0.36519
19631 | 6.24 | 1 | 365 | 7.1006 | 0.29968 | 7 | 0.40033
19655 | 2.08 | 1 | 365 | 2.3669 | 0.76656 | 3 | 0.13344
21496 | 3.57 | 1 | 365 | 4.0624 | 0.18107 | 4 | 0.24346
24442 | 11.7 | 1 | 365 | 13.3137 | 0.81191 | 14 | 0.12562
17572 | 9.1 | 1 | 365 | 10.3551 | 0.85371 | 11 | 0.20881
17579 | 6.885 | 1 | 365 | 7.8346 | 0.77778 | 8 | 0.61238
24446 | 5.46 | 1 | 365 | 6.2131 | 0.51222 | 6 | 0.72529
17918 | 7.54 | 1 | 365 | 8.5799 | 0.27878 | 8 | 0.85873
24451 | 3.92 | 1 | 365 | 4.4607 | 0.98313 | 5 | 0.4438
18991 | 4.08 | 1 | 365 | 4.6427 | 0.34979 | 4 | 0.99252
24372 | 5.215 | 1 | 365 | 5.9343 | 0.95078 | 6 | 0.88505
18966 | 9.36 | 1 | 365 | 10.651 | 0.44953 | 11 | 0.10049
18434 | 11.22 | 1 | 365 | 12.7675 | 0.71193 | 13 | 0.47944
25986 | 11.22 | 1 | 365 | 12.7675 | 0.71193 | 13 | 0.47944
24375 | 6.065 | 1 | 365 | 6.9015 | 0.89865 | 7 | 0.80016
24454 | 9.8 | 1 | 365 | 11.1517 | 0.45784 | 11 | 0.60949
24456 | 10.36 | 1 | 365 | 11.7889 | 0.74114 | 12 | 0.53003
24583 | 10.2 | 1 | 365 | 11.6068 | 0.37448 | 11 | 0.98131
24458 | 4.2 | 1 | 365 | 4.7793 | 0.62479 | 5 | 0.40407
24584 | 16.64 | 1 | 365 | 18.9351 | 0.13249 | 19 | 0.067546
24585 | 8.25 | 1 | 365 | 9.3879 | 0.90583 | 10 | 0.29371
24586 | 4.59 | 1 | 365 | 5.2231 | 0.51852 | 5 | 0.74159
24587 | 11.18 | 1 | 365 | 12.722 | 0.62027 | 13 | 0.34226
24589 | 8.06 | 1 | 365 | 9.1717 | 0.47042 | 9 | 0.64209
24459 | 8.96 | 1 | 365 | 10.1958 | 0.53288 | 10 | 0.72868
24420 | 7.65 | 1 | 365 | 8.7051 | 0.53086 | 9 | 0.23598
25782 | 7.685 | 1 | 365 | 8.7449 | 0.61107 | 9 | 0.35601
25786 | 9.1 | 1 | 365 | 10.3551 | 0.85371 | 11 | 0.20881
25789 | 7.54 | 1 | 365 | 8.5799 | 0.27878 | 8 | 0.85873
25790 | 2.86 | 1 | 365 | 3.2545 | 0.55402 | 3 | 0.80848
25791 | 9.1 | 1 | 365 | 10.3551 | 0.85371 | 11 | 0.20881
25795 | 5.46 | 1 | 365 | 6.2131 | 0.51222 | 6 | 0.72529
25794 | 2.08 | 1 | 365 | 2.3669 | 0.76656 | 3 | 0.13344
24664 | 6.5 | 1 | 365 | 7.3965 | 0.8955 | 8 | 0.29201
22284 | 6.5 | 1 | 365 | 7.3965 | 0.8955 | 8 | 0.29201
24666 | 6.12 | 1 | 365 | 6.9641 | 0.02469 | 6 | 0.98878
24667 | 4.59 | 1 | 365 | 5.2231 | 0.51852 | 5 | 0.74159
25798 | 6.76 | 1 | 365 | 7.6924 | 0.49132 | 8 | 0.18369
25800 | 2.34 | 1 | 365 | 2.6627 | 0.36238 | 3 | 0.025124
25801 | 4.94 | 1 | 365 | 5.6213 | 0.32058 | 5 | 0.94193
24675 | 5.1 | 1 | 365 | 5.8034 | 0.68724 | 6 | 0.49065
24677 | 8.415 | 1 | 365 | 9.5756 | 0.28395 | 9 | 0.85958
24669 | 5.46 | 1 | 365 | 6.2131 | 0.51222 | 6 | 0.72529
17658 | 4.16 | 1 | 365 | 4.7338 | 0.53312 | 5 | 0.26689
24411 | 4.94 | 1 | 365 | 5.6213 | 0.32058 | 5 | 0.94193
25803 | 9.1 | 1 | 365 | 10.3551 | 0.85371 | 11 | 0.20881
24482 | 9.1 | 1 | 365 | 10.3551 | 0.85371 | 11 | 0.20881
25802 | 8.32 | 1 | 365 | 9.4675 | 0.066245 | 9 | 0.53377
20597 | 4.42 | 1 | 365 | 5.0296 | 0.12894 | 5 | 0.15857
25805 | 5.46 | 1 | 365 | 6.2131 | 0.51222 | 6 | 0.72529
24670 | 4.25 | 1 | 365 | 4.8362 | 0.73937 | 5 | 0.57554
25841 | 3.975 | 1 | 365 | 4.5232 | 0.10917 | 4 | 0.63242
24678 | 3.64 | 1 | 365 | 4.142 | 0.34148 | 4 | 0.48353
25842 | 8.84 | 1 | 365 | 10.0592 | 0.25789 | 10 | 0.31713
25843 | 9.435 | 1 | 365 | 10.7363 | 0.6214 | 11 | 0.35771
24452 | 5.46 | 1 | 365 | 6.2131 | 0.51222 | 6 | 0.72529
24518 | 8.215 | 1 | 365 | 9.348 | 0.82563 | 10 | 0.17367
25844 | 4.59 | 1 | 365 | 5.2231 | 0.51852 | 5 | 0.74159
25845 | 7.02 | 1 | 365 | 7.9882 | 0.087144 | 8 | 0.075371
25846 | 5.98 | 1 | 365 | 6.8048 | 0.70386 | 7 | 0.50865
25847 | 2.86 | 1 | 365 | 3.2545 | 0.55402 | 3 | 0.80848
24672 | 5.94 | 1 | 365 | 6.7593 | 0.6122 | 7 | 0.37147
24565 | 4.68 | 1 | 365 | 5.3255 | 0.72476 | 6 | 0.050247
24674 | 3.12 | 1 | 365 | 3.5503 | 0.14984 | 3 | 0.70016
24668 | 6.5 | 1 | 365 | 7.3965 | 0.8955 | 8 | 0.29201
24551 | 2.6 | 1 | 365 | 2.9586 | 0.9582 | 3 | 0.9168
25848 | 4.16 | 1 | 365 | 4.7338 | 0.53312 | 5 | 0.26689
24625 | 8.84 | 1 | 365 | 10.0592 | 0.25789 | 10 | 0.31713
25849 | 3.64 | 1 | 365 | 4.142 | 0.34148 | 4 | 0.48353
24681 | 3.9 | 1 | 365 | 4.4379 | 0.9373 | 5 | 0.37521
25851 | 8.84 | 1 | 365 | 10.0592 | 0.25789 | 10 | 0.31713
24683 | 9.36 | 1 | 365 | 10.651 | 0.44953 | 11 | 0.10049
25850 | 10.92 | 1 | 365 | 12.4261 | 0.024447 | 12 | 0.45058
24684 | 10.4 | 1 | 365 | 11.8344 | 0.83281 | 12 | 0.66722
24688 | 10.4 | 1 | 365 | 11.8344 | 0.83281 | 12 | 0.66722
25852 | 5.2 | 1 | 365 | 5.9172 | 0.9164 | 6 | 0.83361
25853 | 7.8 | 1 | 365 | 8.8758 | 0.8746 | 9 | 0.75041
25932 | 3.38 | 1 | 365 | 3.8462 | 0.74566 | 4 | 0.59185
24695 | 3.825 | 1 | 365 | 4.3526 | 0.76543 | 5 | 0.11799
24696 | 8.84 | 1 | 365 | 10.0592 | 0.25789 | 10 | 0.31713
25933 | 8.32 | 1 | 365 | 9.4675 | 0.066245 | 9 | 0.53377
24698 | 13.005 | 1 | 365 | 14.7987 | 0.80247 | 15 | 0.60117
25934 | 5.98 | 1 | 365 | 6.8048 | 0.70386 | 7 | 0.50865
24700 | 4.95 | 1 | 365 | 5.6327 | 0.3435 | 5 | 0.97622
24706 | 9.8 | 1 | 365 | 11.1517 | 0.45784 | 11 | 0.60949
25936 | 4.16 | 1 | 365 | 4.7338 | 0.53312 | 5 | 0.26689
24708 | 5.88 | 1 | 365 | 6.691 | 0.4747 | 7 | 0.1657
24709 | 5.88 | 1 | 365 | 6.691 | 0.4747 | 7 | 0.1657
25939 | 8.58 | 1 | 365 | 9.7634 | 0.66207 | 10 | 0.42545
24710 | 5.6 | 1 | 365 | 6.3724 | 0.83305 | 7 | 0.20542
24711 | 7.425 | 1 | 365 | 8.4491 | 0.015249 | 8 | 0.46433
25941 | 5.72 | 1 | 365 | 6.5089 | 0.10804 | 6 | 0.61697
24713 | 10.64 | 1 | 365 | 12.1075 | 0.38279 | 12 | 0.49031
24714 | 5.32 | 1 | 365 | 6.0538 | 0.1914 | 6 | 0.24515
25942 | 3.64 | 1 | 365 | 4.142 | 0.34148 | 4 | 0.48353
24716 | 6.72 | 1 | 365 | 7.6468 | 0.39966 | 8 | 0.046509
25943 | 5.2 | 1 | 365 | 5.9172 | 0.9164 | 6 | 0.83361
25944 | 7.8 | 1 | 365 | 8.8758 | 0.8746 | 9 | 0.75041
24717 | 11 | 1 | 365 | 12.5172 | 0.20778 | 12 | 0.72494
25759 | 9.45 | 1 | 365 | 10.7534 | 0.65577 | 11 | 0.40915
24721 | 9.18 | 1 | 365 | 10.4461 | 0.037035 | 10 | 0.48318
24727 | 4.42 | 1 | 365 | 5.0296 | 0.12894 | 5 | 0.15857
24729 | 4.335 | 1 | 365 | 4.9329 | 0.93416 | 5 | 0.86706
24712 | 10.66 | 1 | 365 | 12.1303 | 0.42863 | 12 | 0.5589
21746 | 8.06 | 1 | 365 | 9.1717 | 0.47042 | 9 | 0.64209
25890 | 4.94 | 1 | 365 | 5.6213 | 0.32058 | 5 | 0.94193
21667 | 6.24 | 1 | 365 | 7.1006 | 0.29968 | 7 | 0.40033
25895 | 5.3 | 1 | 365 | 6.031 | 0.14556 | 6 | 0.17656
25900 | 6 | 1 | 365 | 6.8275 | 0.7497 | 7 | 0.57724
21642 | 4.94 | 1 | 365 | 5.6213 | 0.32058 | 5 | 0.94193
21630 | 8.58 | 1 | 365 | 9.7634 | 0.66207 | 10 | 0.42545
21748 | 7.28 | 1 | 365 | 8.2841 | 0.68296 | 8 | 0.96705
22157 | 14.04 | 1 | 365 | 15.9765 | 0.17429 | 16 | 0.15074
24918 | 7.28 | 1 | 365 | 8.2841 | 0.68296 | 8 | 0.96705
24919 | 4.94 | 1 | 365 | 5.6213 | 0.32058 | 5 | 0.94193
24921 | 6.63 | 1 | 365 | 7.5444 | 0.19341 | 7 | 0.73785
24920 | 5.3 | 1 | 365 | 6.031 | 0.14556 | 6 | 0.17656
24846 | 4.94 | 1 | 365 | 5.6213 | 0.32058 | 5 | 0.94193
24847 | 7.54 | 1 | 365 | 8.5799 | 0.27878 | 8 | 0.85873
24922 | 4.16 | 1 | 365 | 4.7338 | 0.53312 | 5 | 0.26689
24924 | 4.68 | 1 | 365 | 5.3255 | 0.72476 | 6 | 0.050247
24848 | 9.945 | 1 | 365 | 11.3167 | 0.79012 | 12 | 0.10678
24926 | 11.7 | 1 | 365 | 13.3137 | 0.81191 | 14 | 0.12562
24008 | 4.42 | 1 | 365 | 5.0296 | 0.12894 | 5 | 0.15857
24007 | 8.415 | 1 | 365 | 9.5756 | 0.28395 | 9 | 0.85958
24099 | 7.28 | 1 | 365 | 8.2841 | 0.68296 | 8 | 0.96705
24850 | 9.36 | 1 | 365 | 10.651 | 0.44953 | 11 | 0.10049
24852 | 8.16 | 1 | 365 | 9.2855 | 0.69959 | 9 | 0.98505
24858 | 4.94 | 1 | 365 | 5.6213 | 0.32058 | 5 | 0.94193
24857 | 13.52 | 1 | 365 | 15.3847 | 0.98265 | 16 | 0.36738
24925 | 8.58 | 1 | 365 | 9.7634 | 0.66207 | 10 | 0.42545
24928 | 6.375 | 1 | 365 | 7.2543 | 0.60905 | 7 | 0.86332
24927 | 8.84 | 1 | 365 | 10.0592 | 0.25789 | 10 | 0.31713
24929 | 13 | 1 | 365 | 14.793 | 0.79101 | 15 | 0.58402
24930 | 12.22 | 1 | 365 | 13.9054 | 0.0035475 | 13 | 0.90898
24934 | 7.28 | 1 | 365 | 8.2841 | 0.68296 | 8 | 0.96705
24932 | 9.88 | 1 | 365 | 11.2427 | 0.64117 | 11 | 0.88386
24862 | 2.34 | 1 | 365 | 2.6627 | 0.36238 | 3 | 0.025124
24933 | 10.14 | 1 | 365 | 11.5385 | 0.23699 | 11 | 0.77554
24865 | 7.02 | 1 | 365 | 7.9882 | 0.087144 | 8 | 0.075371
24935 | 8.16 | 1 | 365 | 9.2855 | 0.69959 | 9 | 0.98505
24863 | 4 | 1 | 365 | 4.5517 | 0.16646 | 4 | 0.71816
24936 | 6.76 | 1 | 365 | 7.6924 | 0.49132 | 8 | 0.18369
24943 | 4.94 | 1 | 365 | 5.6213 | 0.32058 | 5 | 0.94193
24946 | 4.16 | 1 | 365 | 4.7338 | 0.53312 | 5 | 0.26689
24945 | 9.88 | 1 | 365 | 11.2427 | 0.64117 | 11 | 0.88386
24950 | 9.36 | 1 | 365 | 10.651 | 0.44953 | 11 | 0.10049
24954 | 4.42 | 1 | 365 | 5.0296 | 0.12894 | 5 | 0.15857
24956 | 5.61 | 1 | 365 | 6.3838 | 0.85597 | 7 | 0.23972
24866 | 6.24 | 1 | 365 | 7.1006 | 0.29968 | 7 | 0.40033
24867 | 8.84 | 1 | 365 | 10.0592 | 0.25789 | 10 | 0.31713
24854 | 7.02 | 1 | 365 | 7.9882 | 0.087144 | 8 | 0.075371
24870 | 5.72 | 1 | 365 | 6.5089 | 0.10804 | 6 | 0.61697
24869 | 6.76 | 1 | 365 | 7.6924 | 0.49132 | 8 | 0.18369
24871 | 3.9 | 1 | 365 | 4.4379 | 0.9373 | 5 | 0.37521
24859 | 8.06 | 1 | 365 | 9.1717 | 0.47042 | 9 | 0.64209
24873 | 6.76 | 1 | 365 | 7.6924 | 0.49132 | 8 | 0.18369
24876 | 4.94 | 1 | 365 | 5.6213 | 0.32058 | 5 | 0.94193
24875 | 8.84 | 1 | 365 | 10.0592 | 0.25789 | 10 | 0.31713
24879 | 12.19 | 1 | 365 | 13.8713 | 0.9348 | 14 | 0.80609
24881 | 5.98 | 1 | 365 | 6.8048 | 0.70386 | 7 | 0.50865
24883 | 5.72 | 1 | 365 | 6.5089 | 0.10804 | 6 | 0.61697
24885 | 5.98 | 1 | 365 | 6.8048 | 0.70386 | 7 | 0.50865
24888 | 3.38 | 1 | 365 | 3.8462 | 0.74566 | 4 | 0.59185
24894 | 5.2 | 1 | 365 | 5.9172 | 0.9164 | 6 | 0.83361
24895 | 5.98 | 1 | 365 | 6.8048 | 0.70386 | 7 | 0.50865
24896 | 8.84 | 1 | 365 | 10.0592 | 0.25789 | 10 | 0.31713
24898 | 5.865 | 1 | 365 | 6.6739 | 0.44033 | 7 | 0.11425
24899 | 4.95 | 1 | 365 | 5.6327 | 0.3435 | 5 | 0.97622
24900 | 3.64 | 1 | 365 | 4.142 | 0.34148 | 4 | 0.48353
24902 | 6.875 | 1 | 365 | 7.8232 | 0.75486 | 8 | 0.57809
24903 | 7.54 | 1 | 365 | 8.5799 | 0.27878 | 8 | 0.85873
24906 | 4.68 | 1 | 365 | 5.3255 | 0.72476 | 6 | 0.050247
24907 | 10.14 | 1 | 365 | 11.5385 | 0.23699 | 11 | 0.77554
24908 | 10.4 | 1 | 365 | 11.8344 | 0.83281 | 12 | 0.66722
24904 | 7.02 | 1 | 365 | 7.9882 | 0.087144 | 8 | 0.075371
24910 | 7.02 | 1 | 365 | 7.9882 | 0.087144 | 8 | 0.075371
24911 | 10.4 | 1 | 365 | 11.8344 | 0.83281 | 12 | 0.66722
24913 | 8.84 | 1 | 365 | 10.0592 | 0.25789 | 10 | 0.31713
24914 | 5.72 | 1 | 365 | 6.5089 | 0.10804 | 6 | 0.61697
24915 | 10.4 | 1 | 365 | 11.8344 | 0.83281 | 12 | 0.66722
24916 | 4.68 | 1 | 365 | 5.3255 | 0.72476 | 6 | 0.050247
24917 | 3.825 | 1 | 365 | 4.3526 | 0.76543 | 5 | 0.11799
25901 | 8.925 | 1 | 365 | 10.156 | 0.45267 | 10 | 0.60864
25903 | 5.1 | 1 | 365 | 5.8034 | 0.68724 | 6 | 0.49065
25905 | 12.24 | 1 | 365 | 13.9282 | 0.04938 | 13 | 0.97757
25913 | 8.84 | 1 | 365 | 10.0592 | 0.25789 | 10 | 0.31713
25911 | 4.68 | 1 | 365 | 5.3255 | 0.72476 | 6 | 0.050247
25915 | 6.76 | 1 | 365 | 7.6924 | 0.49132 | 8 | 0.18369
25919 | 4.68 | 1 | 365 | 5.3255 | 0.72476 | 6 | 0.050247
26104 | 4.9 | 1 | 365 | 5.5758 | 0.22892 | 5 | 0.80475
26105 | 5.98 | 1 | 365 | 6.8048 | 0.70386 | 7 | 0.50865
26106 | 12.24 | 1 | 365 | 13.9282 | 0.04938 | 13 | 0.97757
26109 | 11.73 | 1 | 365 | 13.3478 | 0.88066 | 14 | 0.2285
26112 | 6.89 | 1 | 365 | 7.8403 | 0.78923 | 8 | 0.62953
26117 | 8.48 | 1 | 365 | 9.6496 | 0.4329 | 10 | 0.082499
26397 | 5.2 | 1 | 365 | 5.9172 | 0.9164 | 6 | 0.83361
26011 | 6.5 | 1 | 365 | 7.3965 | 0.8955 | 8 | 0.29201
26039 | 6.07 | 1 | 365 | 6.9072 | 0.91011 | 7 | 0.81731
25796 | 10.75 | 1 | 365 | 12.2327 | 0.63487 | 12 | 0.86755
26159 | 9.35 | 1 | 365 | 10.6396 | 0.42661 | 11 | 0.066199
26248 | 7.28 | 1 | 365 | 8.2841 | 0.68296 | 8 | 0.96705
26222 | 8.93 | 1 | 365 | 10.1617 | 0.46413 | 10 | 0.62579
25462 | 7.28 | 1 | 365 | 8.2841 | 0.68296 | 8 | 0.96705
25440 | 7.155 | 1 | 365 | 8.1418 | 0.39651 | 8 | 0.53836
25451 | 4.16 | 1 | 365 | 4.7338 | 0.53312 | 5 | 0.26689
25458 | 3.9 | 1 | 365 | 4.4379 | 0.9373 | 5 | 0.37521
25466 | 2.12 | 1 | 365 | 2.4124 | 0.85823 | 3 | 0.27062
25469 | 2.34 | 1 | 365 | 2.6627 | 0.36238 | 3 | 0.025124
25475 | 7.8 | 1 | 365 | 8.8758 | 0.8746 | 9 | 0.75041
25581 | 12.15 | 1 | 365 | 13.8258 | 0.84313 | 14 | 0.66891
25244 | 7.65 | 1 | 365 | 8.7051 | 0.53086 | 9 | 0.23598
24796 | 9.36 | 1 | 365 | 10.651 | 0.44953 | 11 | 0.10049
24961 | 13.52 | 1 | 365 | 15.3847 | 0.98265 | 16 | 0.36738
25116 | 5.46 | 1 | 365 | 6.2131 | 0.51222 | 6 | 0.72529
25121 | 7.8 | 1 | 365 | 8.8758 | 0.8746 | 9 | 0.75041
24892 | 10.92 | 1 | 365 | 12.4261 | 0.024447 | 12 | 0.45058
25124 | 10.14 | 1 | 365 | 11.5385 | 0.23699 | 11 | 0.77554
25127 | 12.48 | 1 | 365 | 14.2013 | 0.59937 | 14 | 0.80066
24886 | 11.96 | 1 | 365 | 13.6096 | 0.40773 | 14 | 0.017298
25354 | 9.88 | 1 | 365 | 11.2427 | 0.64117 | 11 | 0.88386
24923 | 8.32 | 1 | 365 | 9.4675 | 0.066245 | 9 | 0.53377
25134 | 9.88 | 1 | 365 | 11.2427 | 0.64117 | 11 | 0.88386
26070 | 11.96 | 1 | 365 | 13.6096 | 0.40773 | 14 | 0.017298
26071 | 7.25 | 1 | 365 | 8.2499 | 0.61422 | 8 | 0.86416
26074 | 6.22 | 1 | 365 | 7.0779 | 0.25385 | 7 | 0.33174
26076 | 6.07 | 1 | 365 | 6.9072 | 0.91011 | 7 | 0.81731
26078 | 6.47 | 1 | 365 | 7.3624 | 0.82676 | 8 | 0.18912
26082 | 6.5 | 1 | 365 | 7.3965 | 0.8955 | 8 | 0.29201
26080 | 3.98 | 1 | 365 | 4.5289 | 0.12063 | 4 | 0.64957
26084 | 4.68 | 1 | 365 | 5.3255 | 0.72476 | 6 | 0.050247
26083 | 4.53 | 1 | 365 | 5.1548 | 0.38102 | 5 | 0.53582
26090 | 3.78 | 1 | 365 | 4.3014 | 0.66231 | 4 | 0.96366
26092 | 6.82 | 1 | 365 | 7.7606 | 0.62882 | 8 | 0.38946
26095 | 6.47 | 1 | 365 | 7.3624 | 0.82676 | 8 | 0.18912
26096 | 9.88 | 1 | 365 | 11.2427 | 0.64117 | 11 | 0.88386
26098 | 4.94 | 1 | 365 | 5.6213 | 0.32058 | 5 | 0.94193
26101 | 8.32 | 1 | 365 | 9.4675 | 0.066245 | 9 | 0.53377
26099 | 12.19 | 1 | 365 | 13.8713 | 0.9348 | 14 | 0.80609
26103 | 10.4 | 1 | 365 | 11.8344 | 0.83281 | 12 | 0.66722
26100 | 9.36 | 1 | 365 | 10.651 | 0.44953 | 11 | 0.10049
26102 | 7.54 | 1 | 365 | 8.5799 | 0.27878 | 8 | 0.85873
26097 | 7.15 | 1 | 365 | 8.1362 | 0.38505 | 8 | 0.52121
26124 | 11.5 | 1 | 365 | 13.0861 | 0.35358 | 13 | 0.43971
26134 | 11.22 | 1 | 365 | 12.7675 | 0.71193 | 13 | 0.47944
26136 | 10.4 | 1 | 365 | 11.8344 | 0.83281 | 12 | 0.66722
26143 | 6.24 | 1 | 365 | 7.1006 | 0.29968 | 7 | 0.40033
26140 | 7.975 | 1 | 365 | 9.0749 | 0.27564 | 9 | 0.35058
26141 | 11 | 1 | 365 | 12.5172 | 0.20778 | 12 | 0.72494
26144 | 5.865 | 1 | 365 | 6.6739 | 0.44033 | 7 | 0.11425
26146 | 7.28 | 1 | 365 | 8.2841 | 0.68296 | 8 | 0.96705
26148 | 6.05 | 1 | 365 | 6.8844 | 0.86428 | 7 | 0.74872
26154 | 6.12 | 1 | 365 | 6.9641 | 0.02469 | 6 | 0.98878
26155 | 6.89 | 1 | 365 | 7.8403 | 0.78923 | 8 | 0.62953
26156 | 8.67 | 1 | 365 | 9.8658 | 0.86831 | 10 | 0.73411
26157 | 5.61 | 1 | 365 | 6.3838 | 0.85597 | 7 | 0.23972
26158 | 6.16 | 1 | 365 | 7.0096 | 0.11635 | 7 | 0.12597
26160 | 5.1 | 1 | 365 | 5.8034 | 0.68724 | 6 | 0.49065
26161 | 6.82 | 1 | 365 | 7.7606 | 0.62882 | 8 | 0.38946
26162 | 5.1 | 1 | 365 | 5.8034 | 0.68724 | 6 | 0.49065
26163 | 3.83 | 1 | 365 | 4.3582 | 0.77689 | 5 | 0.13514
26165 | 15.4 | 1 | 365 | 17.524 | 0.29089 | 17 | 0.81492
26166 | 8.32 | 1 | 365 | 9.4675 | 0.066245 | 9 | 0.53377
26167 | 12.65 | 1 | 365 | 14.3947 | 0.98894 | 15 | 0.38368
26169 | 6.76 | 1 | 365 | 7.6924 | 0.49132 | 8 | 0.18369
26170 | 11.2 | 1 | 365 | 12.7447 | 0.6661 | 13 | 0.41085
26172 | 16.8 | 1 | 365 | 19.1171 | 0.49915 | 19 | 0.61627
26173 | 5.78 | 1 | 365 | 6.5772 | 0.24554 | 6 | 0.82274
26175 | 5.04 | 1 | 365 | 5.7351 | 0.54974 | 6 | 0.28488
26184 | 6.76 | 1 | 365 | 7.6924 | 0.49132 | 8 | 0.18369
26190 | 10.725 | 1 | 365 | 12.2042 | 0.57758 | 12 | 0.78182
26192 | 12.22 | 1 | 365 | 13.9054 | 0.0035475 | 13 | 0.90898
26200 | 8.67 | 1 | 365 | 9.8658 | 0.86831 | 10 | 0.73411
26204 | 5.565 | 1 | 365 | 6.3325 | 0.75284 | 7 | 0.08539
26207 | 5.98 | 1 | 365 | 6.8048 | 0.70386 | 7 | 0.50865
26206 | 5.2 | 1 | 365 | 5.9172 | 0.9164 | 6 | 0.83361
26208 | 9.62 | 1 | 365 | 10.9468 | 0.045346 | 10 | 0.99217
26210 | 5.72 | 1 | 365 | 6.5089 | 0.10804 | 6 | 0.61697
26212 | 5.2 | 1 | 365 | 5.9172 | 0.9164 | 6 | 0.83361
26211 | 4.94 | 1 | 365 | 5.6213 | 0.32058 | 5 | 0.94193
26215 | 7.54 | 1 | 365 | 8.5799 | 0.27878 | 8 | 0.85873
26214 | 8.16 | 1 | 365 | 9.2855 | 0.69959 | 9 | 0.98505
26217 | 4.4 | 1 | 365 | 5.0069 | 0.08311 | 5 | 0.089976
26220 | 5.46 | 1 | 365 | 6.2131 | 0.51222 | 6 | 0.72529
26219 | 5.98 | 1 | 365 | 6.8048 | 0.70386 | 7 | 0.50865
26221 | 2.34 | 1 | 365 | 2.6627 | 0.36238 | 3 | 0.025124
26010 | 8.25 | 1 | 365 | 9.3879 | 0.90583 | 10 | 0.29371
26226 | 4.42 | 1 | 365 | 5.0296 | 0.12894 | 5 | 0.15857
26224 | 11.7 | 1 | 365 | 13.3137 | 0.81191 | 14 | 0.12562
26228 | 8.42 | 1 | 365 | 9.5813 | 0.29541 | 9 | 0.87673
26227 | 5.72 | 1 | 365 | 6.5089 | 0.10804 | 6 | 0.61697
26230 | 6.44 | 1 | 365 | 7.3282 | 0.75801 | 8 | 0.086238
26485 | 9.75 | 1 | 365 | 11.0948 | 0.34326 | 11 | 0.43801
26088 | 6.73 | 1 | 365 | 7.6582 | 0.42258 | 8 | 0.080804
26048 | 6.82 | 1 | 365 | 7.7606 | 0.62882 | 8 | 0.38946
25897 | 8.32 | 1 | 365 | 9.4675 | 0.066245 | 9 | 0.53377
26232 | 4.68 | 1 | 365 | 5.3255 | 0.72476 | 6 | 0.050247
26233 | 3.9 | 1 | 365 | 4.4379 | 0.9373 | 5 | 0.37521
26238 | 9 | 1 | 365 | 10.2413 | 0.62454 | 10 | 0.86586
26168 | 7.2 | 1 | 365 | 8.1931 | 0.49964 | 8 | 0.69269
26240 | 3.38 | 1 | 365 | 3.8462 | 0.74566 | 4 | 0.59185
26231 | 3.92 | 1 | 365 | 4.4607 | 0.98313 | 5 | 0.4438
26242 | 5.78 | 1 | 365 | 6.5772 | 0.24554 | 6 | 0.82274
26241 | 7.75 | 1 | 365 | 8.8189 | 0.76002 | 9 | 0.57893
26243 | 5.2 | 1 | 365 | 5.9172 | 0.9164 | 6 | 0.83361
26239 | 5.865 | 1 | 365 | 6.6739 | 0.44033 | 7 | 0.11425
26246 | 6.24 | 1 | 365 | 7.1006 | 0.29968 | 7 | 0.40033
26249 | 6.73 | 1 | 365 | 7.6582 | 0.42258 | 8 | 0.080804
26250 | 7.02 | 1 | 365 | 7.9882 | 0.087144 | 8 | 0.075371
26254 | 10.4 | 1 | 365 | 11.8344 | 0.83281 | 12 | 0.66722
26255 | 8.93 | 1 | 365 | 10.1617 | 0.46413 | 10 | 0.62579
26256 | 11.73 | 1 | 365 | 13.3478 | 0.88066 | 14 | 0.2285
26257 | 9.275 | 1 | 365 | 10.5542 | 0.25474 | 10 | 0.80898
26258 | 3.57 | 1 | 365 | 4.0624 | 0.18107 | 4 | 0.24346
26259 | 2.915 | 1 | 365 | 3.317 | 0.68006 | 3 | 0.99711
26260 | 5.1 | 1 | 365 | 5.8034 | 0.68724 | 6 | 0.49065
26262 | 6.5 | 1 | 365 | 7.3965 | 0.8955 | 8 | 0.29201
26261 | 7.8 | 1 | 365 | 8.8758 | 0.8746 | 9 | 0.75041
26614 | 11.22 | 1 | 365 | 12.7675 | 0.71193 | 13 | 0.47944
24958 | 6.63 | 1 | 365 | 7.5444 | 0.19341 | 7 | 0.73785
24959 | 5.46 | 1 | 365 | 6.2131 | 0.51222 | 6 | 0.72529
25181 | 3.38 | 1 | 365 | 3.8462 | 0.74566 | 4 | 0.59185
24962 | 5.46 | 1 | 365 | 6.2131 | 0.51222 | 6 | 0.72529
25553 | 12.48 | 1 | 365 | 14.2013 | 0.59937 | 14 | 0.80066
25557 | 3.64 | 1 | 365 | 4.142 | 0.34148 | 4 | 0.48353
25031 | 8.58 | 1 | 365 | 9.7634 | 0.66207 | 10 | 0.42545
26619 | 2.805 | 1 | 365 | 3.1919 | 0.42798 | 3 | 0.61986
26174 | 9.715 | 1 | 365 | 11.0549 | 0.26305 | 11 | 0.31798
24529 | 10.92 | 1 | 365 | 12.4261 | 0.024447 | 12 | 0.45058
26627 | 4.42 | 1 | 365 | 5.0296 | 0.12894 | 5 | 0.15857
26629 | 5.46 | 1 | 365 | 6.2131 | 0.51222 | 6 | 0.72529
26634 | 6.5 | 1 | 365 | 7.3965 | 0.8955 | 8 | 0.29201
26660 | 16.64 | 1 | 365 | 18.9351 | 0.13249 | 19 | 0.067546
26674 | 7.84 | 1 | 365 | 8.9213 | 0.96627 | 9 | 0.88759
26681 | 3.38 | 1 | 365 | 3.8462 | 0.74566 | 4 | 0.59185
26677 | 10 | 1 | 365 | 11.3792 | 0.91616 | 12 | 0.2954
26689 | 8.32 | 1 | 365 | 9.4675 | 0.066245 | 9 | 0.53377
26688 | 7.8 | 1 | 365 | 8.8758 | 0.8746 | 9 | 0.75041
26692 | 6 | 1 | 365 | 6.8275 | 0.7497 | 7 | 0.57724
26691 | 7.8 | 1 | 365 | 8.8758 | 0.8746 | 9 | 0.75041
26693 | 7.6 | 1 | 365 | 8.6482 | 0.41628 | 9 | 0.064504
26695 | 8.06 | 1 | 365 | 9.1717 | 0.47042 | 9 | 0.64209
26697 | 7.2 | 1 | 365 | 8.1931 | 0.49964 | 8 | 0.69269
26702 | 9.275 | 1 | 365 | 10.5542 | 0.25474 | 10 | 0.80898
26700 | 9.52 | 1 | 365 | 10.833 | 0.81618 | 11 | 0.64922
26709 | 3.38 | 1 | 365 | 3.8462 | 0.74566 | 4 | 0.59185
26715 | 11.18 | 1 | 365 | 12.722 | 0.62027 | 13 | 0.34226
24527 | 9.1 | 1 | 365 | 10.3551 | 0.85371 | 11 | 0.20881
21661 | 8.32 | 1 | 365 | 9.4675 | 0.066245 | 9 | 0.53377
24963 | 6.76 | 1 | 365 | 7.6924 | 0.49132 | 8 | 0.18369
25200 | 6.48 | 1 | 365 | 7.3737 | 0.84967 | 8 | 0.22342
26666 | 8.06 | 1 | 365 | 9.1717 | 0.47042 | 9 | 0.64209
26720 | 11.22 | 1 | 365 | 12.7675 | 0.71193 | 13 | 0.47944
26719 | 3.9 | 1 | 365 | 4.4379 | 0.9373 | 5 | 0.37521
26665 | 5.2 | 1 | 365 | 5.9172 | 0.9164 | 6 | 0.83361
26670 | 3.38 | 1 | 365 | 3.8462 | 0.74566 | 4 | 0.59185
26721 | 4.14 | 1 | 365 | 4.711 | 0.48729 | 5 | 0.1983
26673 | 6.37 | 1 | 365 | 7.2486 | 0.59759 | 7 | 0.84617
26667 | 6.5 | 1 | 365 | 7.3965 | 0.8955 | 8 | 0.29201
24629 | 4.05 | 1 | 365 | 4.6086 | 0.28104 | 4 | 0.88964
26722 | 6.76 | 1 | 365 | 7.6924 | 0.49132 | 8 | 0.18369
24630 | 4.5 | 1 | 365 | 5.1207 | 0.31227 | 5 | 0.43293
24636 | 11.5 | 1 | 365 | 13.0861 | 0.35358 | 13 | 0.43971
24648 | 6.24 | 1 | 365 | 7.1006 | 0.29968 | 7 | 0.40033
24649 | 11.18 | 1 | 365 | 12.722 | 0.62027 | 13 | 0.34226
26724 | 7.5 | 1 | 365 | 8.5344 | 0.18712 | 8 | 0.72155
24650 | 12.1 | 1 | 365 | 13.7689 | 0.72855 | 14 | 0.49743
26676 | 9.36 | 1 | 365 | 10.651 | 0.44953 | 11 | 0.10049
24651 | 7.905 | 1 | 365 | 8.9953 | 0.11522 | 9 | 0.11051
24657 | 8.16 | 1 | 365 | 9.2855 | 0.69959 | 9 | 0.98505
26696 | 3.9 | 1 | 365 | 4.4379 | 0.9373 | 5 | 0.37521
24644 | 11.22 | 1 | 365 | 12.7675 | 0.71193 | 13 | 0.47944
26686 | 7.28 | 1 | 365 | 8.2841 | 0.68296 | 8 | 0.96705
26705 | 13.26 | 1 | 365 | 15.0889 | 0.38683 | 15 | 0.4757
26687 | 3.64 | 1 | 365 | 4.142 | 0.34148 | 4 | 0.48353
26717 | 7.5 | 1 | 365 | 8.5344 | 0.18712 | 8 | 0.72155
26727 | 6.6 | 1 | 365 | 7.5103 | 0.12467 | 7 | 0.63496
26699 | 4.42 | 1 | 365 | 5.0296 | 0.12894 | 5 | 0.15857
23589 | 6.63 | 1 | 365 | 7.5444 | 0.19341 | 7 | 0.73785
24598 | 5.46 | 1 | 365 | 6.2131 | 0.51222 | 6 | 0.72529
24600 | 6.5 | 1 | 365 | 7.3965 | 0.8955 | 8 | 0.29201
24604 | 7.28 | 1 | 365 | 8.2841 | 0.68296 | 8 | 0.96705
26728 | 10.45 | 1 | 365 | 11.8913 | 0.94739 | 12 | 0.83869
21069 | 3.9 | 1 | 365 | 4.4379 | 0.9373 | 5 | 0.37521
21218 | 10.4 | 1 | 365 | 11.8344 | 0.83281 | 12 | 0.66722
22604 | 5.2 | 1 | 365 | 5.9172 | 0.9164 | 6 | 0.83361
26732 | 5.72 | 1 | 365 | 6.5089 | 0.10804 | 6 | 0.61697
24609 | 6.24 | 1 | 365 | 7.1006 | 0.29968 | 7 | 0.40033
26731 | 9.88 | 1 | 365 | 11.2427 | 0.64117 | 11 | 0.88386
26733 | 4.68 | 1 | 365 | 5.3255 | 0.72476 | 6 | 0.050247
26734 | 6.325 | 1 | 365 | 7.1974 | 0.49447 | 7 | 0.69184
24607 | 6.5 | 1 | 365 | 7.3965 | 0.8955 | 8 | 0.29201
24610 | 2.6 | 1 | 365 | 2.9586 | 0.9582 | 3 | 0.9168
26735 | 8.8 | 1 | 365 | 10.0137 | 0.16622 | 10 | 0.17995
24612 | 8.32 | 1 | 365 | 9.4675 | 0.066245 | 9 | 0.53377
24576 | 5.98 | 1 | 365 | 6.8048 | 0.70386 | 7 | 0.50865
26736 | 8.925 | 1 | 365 | 10.156 | 0.45267 | 10 | 0.60864
24623 | 9.88 | 1 | 365 | 11.2427 | 0.64117 | 11 | 0.88386
26737 | 8.32 | 1 | 365 | 9.4675 | 0.066245 | 9 | 0.53377
24626 | 3.9 | 1 | 365 | 4.4379 | 0.9373 | 5 | 0.37521
24628 | 5.46 | 1 | 365 | 6.2131 | 0.51222 | 6 | 0.72529
26738 | 3.9 | 1 | 365 | 4.4379 | 0.9373 | 5 | 0.37521
24631 | 5.72 | 1 | 365 | 6.5089 | 0.10804 | 6 | 0.61697
24639 | 10.4 | 1 | 365 | 11.8344 | 0.83281 | 12 | 0.66722
24646 | 8.58 | 1 | 365 | 9.7634 | 0.66207 | 10 | 0.42545
26739 | 8.58 | 1 | 365 | 9.7634 | 0.66207 | 10 | 0.42545
24655 | 5.98 | 1 | 365 | 6.8048 | 0.70386 | 7 | 0.50865
26740 | 4.77 | 1 | 365 | 5.4279 | 0.93101 | 6 | 0.35891
26741 | 5.2 | 1 | 365 | 5.9172 | 0.9164 | 6 | 0.83361
26743 | 13 | 1 | 365 | 14.793 | 0.79101 | 15 | 0.58402
26744 | 11.5 | 1 | 365 | 13.0861 | 0.35358 | 13 | 0.43971
26745 | 7.75 | 1 | 365 | 8.8189 | 0.76002 | 9 | 0.57893
26747 | 9.945 | 1 | 365 | 11.3167 | 0.79012 | 12 | 0.10678
26746 | 7.65 | 1 | 365 | 8.7051 | 0.53086 | 9 | 0.23598
26748 | 6.75 | 1 | 365 | 7.681 | 0.46841 | 8 | 0.1494
12865 | 14.85 | 1 | 365 | 16.8982 | 0.030498 | 16 | 0.92867
24617 | 6.095 | 1 | 365 | 6.9356 | 0.9674 | 7 | 0.90305
22603 | 9.52 | 1 | 365 | 10.833 | 0.81618 | 11 | 0.64922
24633 | 3.47 | 1 | 365 | 3.9486 | 0.95191 | 4 | 0.9005
24637 | 4.47 | 1 | 365 | 5.0865 | 0.24352 | 5 | 0.33004
24643 | 5.215 | 1 | 365 | 5.9343 | 0.95078 | 6 | 0.88505
24647 | 4.98 | 1 | 365 | 5.6669 | 0.41225 | 6 | 0.079109
23894 | 10.71 | 1 | 365 | 12.1872 | 0.54321 | 12 | 0.73037
24654 | 3.775 | 1 | 365 | 4.2957 | 0.65085 | 4 | 0.94651
24659 | 5.98 | 1 | 365 | 6.8048 | 0.70386 | 7 | 0.50865
24656 | 4.47 | 1 | 365 | 5.0865 | 0.24352 | 5 | 0.33004
24661 | 2.98 | 1 | 365 | 3.391 | 0.82902 | 4 | 0.22003
24663 | 10.71 | 1 | 365 | 12.1872 | 0.54321 | 12 | 0.73037
24665 | 8.67 | 1 | 365 | 9.8658 | 0.86831 | 10 | 0.73411
25284 | 4.235 | 1 | 365 | 4.8191 | 0.70499 | 5 | 0.5241
25286 | 5.47 | 1 | 365 | 6.2244 | 0.53514 | 6 | 0.75958
25281 | 8.96 | 1 | 365 | 10.1958 | 0.53288 | 10 | 0.72868
25288 | 3.47 | 1 | 365 | 3.9486 | 0.95191 | 4 | 0.9005
25289 | 8.59 | 1 | 365 | 9.7748 | 0.68498 | 10 | 0.45975
25292 | 10.215 | 1 | 365 | 11.6239 | 0.40886 | 12 | 0.032751
24621 | 7.848 | 1 | 365 | 8.9304 | 0.9846 | 9 | 0.91503
25103 | 9.315 | 1 | 365 | 10.5998 | 0.3464 | 10 | 0.94617
25224 | 8.32 | 1 | 365 | 9.4675 | 0.066245 | 9 | 0.53377
25233 | 4.94 | 1 | 365 | 5.6213 | 0.32058 | 5 | 0.94193
25235 | 6.76 | 1 | 365 | 7.6924 | 0.49132 | 8 | 0.18369
25242 | 7.8 | 1 | 365 | 8.8758 | 0.8746 | 9 | 0.75041
25243 | 3.18 | 1 | 365 | 3.6186 | 0.28734 | 3 | 0.90594
25245 | 3.12 | 1 | 365 | 3.5503 | 0.14984 | 3 | 0.70016
25246 | 7.905 | 1 | 365 | 8.9953 | 0.11522 | 9 | 0.11051
25247 | 3.12 | 1 | 365 | 3.5503 | 0.14984 | 3 | 0.70016
25248 | 12.455 | 1 | 365 | 14.1728 | 0.54208 | 14 | 0.71492
25250 | 9.1 | 1 | 365 | 10.3551 | 0.85371 | 11 | 0.20881
25251 | 5.72 | 1 | 365 | 6.5089 | 0.10804 | 6 | 0.61697
25252 | 7.02 | 1 | 365 | 7.9882 | 0.087144 | 8 | 0.075371
25249 | 6.5 | 1 | 365 | 7.3965 | 0.8955 | 8 | 0.29201
26750 | 9.66 | 1 | 365 | 10.9923 | 0.13701 | 11 | 0.12936
25254 | 9.1 | 1 | 365 | 10.3551 | 0.85371 | 11 | 0.20881
26753 | 7.695 | 1 | 365 | 8.7563 | 0.63399 | 9 | 0.39031
25256 | 5.46 | 1 | 365 | 6.2131 | 0.51222 | 6 | 0.72529
25257 | 8.06 | 1 | 365 | 9.1717 | 0.47042 | 9 | 0.64209
25260 | 5.46 | 1 | 365 | 6.2131 | 0.51222 | 6 | 0.72529
26757 | 7.14 | 1 | 365 | 8.1248 | 0.36214 | 8 | 0.48692
26762 | 7.28 | 1 | 365 | 8.2841 | 0.68296 | 8 | 0.96705
26766 | 18.36 | 1 | 365 | 20.8923 | 0.07407 | 20 | 0.96635
26768 | 5.1 | 1 | 365 | 5.8034 | 0.68724 | 6 | 0.49065
26770 | 12.14 | 1 | 365 | 13.8144 | 0.82022 | 14 | 0.63462
25253 | 11.44 | 1 | 365 | 13.0179 | 0.21609 | 13 | 0.23394
26773 | 4.42 | 1 | 365 | 5.0296 | 0.12894 | 5 | 0.15857
25255 | 5.865 | 1 | 365 | 6.6739 | 0.44033 | 7 | 0.11425
25258 | 10.4 | 1 | 365 | 11.8344 | 0.83281 | 12 | 0.66722
25259 | 8.84 | 1 | 365 | 10.0592 | 0.25789 | 10 | 0.31713
26776 | 5.98 | 1 | 365 | 6.8048 | 0.70386 | 7 | 0.50865
25261 | 13.52 | 1 | 365 | 15.3847 | 0.98265 | 16 | 0.36738
25262 | 5.72 | 1 | 365 | 6.5089 | 0.10804 | 6 | 0.61697
26778 | 10.08 | 1 | 365 | 11.4703 | 0.099489 | 11 | 0.56976
25263 | 9.9 | 1 | 365 | 11.2654 | 0.687 | 11 | 0.95245
25264 | 6.25 | 1 | 365 | 7.112 | 0.3226 | 7 | 0.43462
26779 | 4.94 | 1 | 365 | 5.6213 | 0.32058 | 5 | 0.94193
25265 | 5.98 | 1 | 365 | 6.8048 | 0.70386 | 7 | 0.50865
26781 | 7.84 | 1 | 365 | 8.9213 | 0.96627 | 9 | 0.88759
25266 | 5.46 | 1 | 365 | 6.2131 | 0.51222 | 6 | 0.72529
25267 | 4.32 | 1 | 365 | 4.9158 | 0.89978 | 5 | 0.81561
26784 | 7.56 | 1 | 365 | 8.6027 | 0.32462 | 8 | 0.92732
26786 | 8.835 | 1 | 365 | 10.0536 | 0.24643 | 10 | 0.29999
25268 | 7.65 | 1 | 365 | 8.7051 | 0.53086 | 9 | 0.23598
26761 | 7.28 | 1 | 365 | 8.2841 | 0.68296 | 8 | 0.96705
25269 | 12.65 | 1 | 365 | 14.3947 | 0.98894 | 15 | 0.38368
25270 | 10.75 | 1 | 365 | 12.2327 | 0.63487 | 12 | 0.86755
25271 | 13.75 | 1 | 365 | 15.6465 | 0.50972 | 16 | 0.15617
25206 | 11.7 | 1 | 365 | 13.3137 | 0.81191 | 14 | 0.12562
25291 | 6.63 | 1 | 365 | 7.5444 | 0.19341 | 7 | 0.73785
25239 | 6 | 1 | 365 | 6.8275 | 0.7497 | 7 | 0.57724
25240 | 9.6 | 1 | 365 | 10.9241 | 0.99951 | 11 | 0.92358
25237 | 5.4 | 1 | 365 | 6.1448 | 0.37473 | 6 | 0.51952
25234 | 5.5 | 1 | 365 | 6.2586 | 0.60389 | 6 | 0.86247
25509 | 7.7 | 1 | 365 | 8.762 | 0.64544 | 9 | 0.40746
25510 | 11 | 1 | 365 | 12.5172 | 0.20778 | 12 | 0.72494
25511 | 5 | 1 | 365 | 5.6896 | 0.45808 | 6 | 0.1477
25512 | 5.5 | 1 | 365 | 6.2586 | 0.60389 | 6 | 0.86247
25513 | 8.8 | 1 | 365 | 10.0137 | 0.16622 | 10 | 0.17995
25514 | 8.67 | 1 | 365 | 9.8658 | 0.86831 | 10 | 0.73411
25515 | 6.12 | 1 | 365 | 6.9641 | 0.02469 | 6 | 0.98878
25516 | 7.15 | 1 | 365 | 8.1362 | 0.38505 | 8 | 0.52121
26785 | 6.05 | 1 | 365 | 6.8844 | 0.86428 | 7 | 0.74872
25517 | 7 | 1 | 365 | 7.9655 | 0.041312 | 8 | 0.00678
25537 | 8.75 | 1 | 365 | 9.9568 | 0.05164 | 10 | 0.008475
25538 | 3.78 | 1 | 365 | 4.3014 | 0.66231 | 4 | 0.96366
25539 | 6.63 | 1 | 365 | 7.5444 | 0.19341 | 7 | 0.73785
25541 | 9.5 | 1 | 365 | 10.8103 | 0.77035 | 11 | 0.58063
25543 | 6.25 | 1 | 365 | 7.112 | 0.3226 | 7 | 0.43462
25629 | 7.54 | 1 | 365 | 8.5799 | 0.27878 | 8 | 0.85873
25527 | 12.74 | 1 | 365 | 14.4972 | 0.19519 | 14 | 0.69234
25547 | 3.1 | 1 | 365 | 3.5276 | 0.10401 | 3 | 0.63157
25555 | 6.75 | 1 | 365 | 7.681 | 0.46841 | 8 | 0.1494
25344 | 3.924 | 1 | 365 | 4.4652 | 0.9923 | 5 | 0.45751
24995 | 18 | 1 | 365 | 20.4826 | 0.24909 | 20 | 0.73172
25531 | 4.16 | 1 | 365 | 4.7338 | 0.53312 | 5 | 0.26689
25526 | 2.86 | 1 | 365 | 3.2545 | 0.55402 | 3 | 0.80848
25564 | 11.44 | 1 | 365 | 13.0179 | 0.21609 | 13 | 0.23394
26789 | 14 | 1 | 365 | 15.9309 | 0.082624 | 16 | 0.01356
26767 | 5.72 | 1 | 365 | 6.5089 | 0.10804 | 6 | 0.61697
26790 | 9.62 | 1 | 365 | 10.9468 | 0.045346 | 10 | 0.99217
26788 | 2.6 | 1 | 365 | 2.9586 | 0.9582 | 3 | 0.9168
26771 | 2.34 | 1 | 365 | 2.6627 | 0.36238 | 3 | 0.025124
26792 | 10.66 | 1 | 365 | 12.1303 | 0.42863 | 12 | 0.5589
26775 | 4.94 | 1 | 365 | 5.6213 | 0.32058 | 5 | 0.94193
26794 | 8.32 | 1 | 365 | 9.4675 | 0.066245 | 9 | 0.53377
26933 | 9.08 | 1 | 365 | 10.3323 | 0.80787 | 11 | 0.14022
21419 | 6.63 | 1 | 365 | 7.5444 | 0.19341 | 7 | 0.73785
22191 | 8.16 | 1 | 365 | 9.2855 | 0.69959 | 9 | 0.98505
23939 | 6.885 | 1 | 365 | 7.8346 | 0.77778 | 8 | 0.61238
26860 | 5.2 | 1 | 365 | 5.9172 | 0.9164 | 6 | 0.83361
25579 | 5.72 | 1 | 365 | 6.5089 | 0.10804 | 6 | 0.61697
24957 | 23.14 | 1 | 365 | 26.3316 | 0.027994 | 26 | 0.35956
26863 | 7.02 | 1 | 365 | 7.9882 | 0.087144 | 8 | 0.075371
25591 | 3.64 | 1 | 365 | 4.142 | 0.34148 | 4 | 0.48353
26877 | 8.32 | 1 | 365 | 9.4675 | 0.066245 | 9 | 0.53377
26938 | 6.12 | 1 | 365 | 6.9641 | 0.02469 | 6 | 0.98878
25573 | 5.98 | 1 | 365 | 6.8048 | 0.70386 | 7 | 0.50865
26941 | 3.06 | 1 | 365 | 3.482 | 0.012345 | 3 | 0.49439
25603 | 12.495 | 1 | 365 | 14.2184 | 0.63374 | 14 | 0.8521
26942 | 5.225 | 1 | 365 | 5.9457 | 0.97369 | 6 | 0.91935
26943 | 4.675 | 1 | 365 | 5.3198 | 0.7133 | 6 | 0.033099
25580 | 6.89 | 1 | 365 | 7.8403 | 0.78923 | 8 | 0.62953
26945 | 5.46 | 1 | 365 | 6.2131 | 0.51222 | 6 | 0.72529
25582 | 5.3 | 1 | 365 | 6.031 | 0.14556 | 6 | 0.17656
25583 | 13.78 | 1 | 365 | 15.6806 | 0.57847 | 16 | 0.25906
26940 | 6.24 | 1 | 365 | 7.1006 | 0.29968 | 7 | 0.40033
26946 | 9.1 | 1 | 365 | 10.3551 | 0.85371 | 11 | 0.20881
25585 | 7.83 | 1 | 365 | 8.9099 | 0.94335 | 9 | 0.8533
26948 | 4.94 | 1 | 365 | 5.6213 | 0.32058 | 5 | 0.94193
26951 | 3.38 | 1 | 365 | 3.8462 | 0.74566 | 4 | 0.59185
25594 | 3.64 | 1 | 365 | 4.142 | 0.34148 | 4 | 0.48353
26950 | 8.25 | 1 | 365 | 9.3879 | 0.90583 | 10 | 0.29371
25596 | 12.48 | 1 | 365 | 14.2013 | 0.59937 | 14 | 0.80066
26949 | 3.825 | 1 | 365 | 4.3526 | 0.76543 | 5 | 0.11799
25597 | 5.46 | 1 | 365 | 6.2131 | 0.51222 | 6 | 0.72529
26953 | 5.46 | 1 | 365 | 6.2131 | 0.51222 | 6 | 0.72529
25599 | 8.67 | 1 | 365 | 9.8658 | 0.86831 | 10 | 0.73411
26954 | 6.24 | 1 | 365 | 7.1006 | 0.29968 | 7 | 0.40033
25602 | 2.34 | 1 | 365 | 2.6627 | 0.36238 | 3 | 0.025124
26955 | 4.16 | 1 | 365 | 4.7338 | 0.53312 | 5 | 0.26689
26956 | 4.16 | 1 | 365 | 4.7338 | 0.53312 | 5 | 0.26689
25605 | 5.035 | 1 | 365 | 5.7294 | 0.53829 | 6 | 0.26773
25604 | 3.64 | 1 | 365 | 4.142 | 0.34148 | 4 | 0.48353
26957 | 7.02 | 1 | 365 | 7.9882 | 0.087144 | 8 | 0.075371
25609 | 6.76 | 1 | 365 | 7.6924 | 0.49132 | 8 | 0.18369
26959 | 8.32 | 1 | 365 | 9.4675 | 0.066245 | 9 | 0.53377
25612 | 2.34 | 1 | 365 | 2.6627 | 0.36238 | 3 | 0.025124
21078 | 5.2 | 1 | 365 | 5.9172 | 0.9164 | 6 | 0.83361
26960 | 4.24 | 1 | 365 | 4.8248 | 0.71645 | 5 | 0.54125
25615 | 5.98 | 1 | 365 | 6.8048 | 0.70386 | 7 | 0.50865
26961 | 4.68 | 1 | 365 | 5.3255 | 0.72476 | 6 | 0.050247
25620 | 5.72 | 1 | 365 | 6.5089 | 0.10804 | 6 | 0.61697
23104 | 8.06 | 1 | 365 | 9.1717 | 0.47042 | 9 | 0.64209
25622 | 7.95 | 1 | 365 | 9.0465 | 0.21835 | 9 | 0.26484
23650 | 5.72 | 1 | 365 | 6.5089 | 0.10804 | 6 | 0.61697
25623 | 16.5 | 1 | 365 | 18.7757 | 0.81166 | 19 | 0.58741
23916 | 9.1 | 1 | 365 | 10.3551 | 0.85371 | 11 | 0.20881
26964 | 4.94 | 1 | 365 | 5.6213 | 0.32058 | 5 | 0.94193
25625 | 7.54 | 1 | 365 | 8.5799 | 0.27878 | 8 | 0.85873
20831 | 10.4 | 1 | 365 | 11.8344 | 0.83281 | 12 | 0.66722
25626 | 5.98 | 1 | 365 | 6.8048 | 0.70386 | 7 | 0.50865
25628 | 4.08 | 1 | 365 | 4.6427 | 0.34979 | 4 | 0.99252
23932 | 5.72 | 1 | 365 | 6.5089 | 0.10804 | 6 | 0.61697
26963 | 5.2 | 1 | 365 | 5.9172 | 0.9164 | 6 | 0.83361
24038 | 4.68 | 1 | 365 | 5.3255 | 0.72476 | 6 | 0.050247
24020 | 6.76 | 1 | 365 | 7.6924 | 0.49132 | 8 | 0.18369
26967 | 7.02 | 1 | 365 | 7.9882 | 0.087144 | 8 | 0.075371
26968 | 9.01 | 1 | 365 | 10.2527 | 0.64746 | 10 | 0.90016
24025 | 8.32 | 1 | 365 | 9.4675 | 0.066245 | 9 | 0.53377
26970 | 6.76 | 1 | 365 | 7.6924 | 0.49132 | 8 | 0.18369
26969 | 9.69 | 1 | 365 | 11.0265 | 0.20576 | 11 | 0.23224
26926 | 2.94 | 1 | 365 | 3.3455 | 0.73735 | 4 | 0.082848
26966 | 11.4 | 1 | 365 | 12.9723 | 0.12442 | 13 | 0.096756
26986 | 4.05 | 1 | 365 | 4.6086 | 0.28104 | 4 | 0.88964
26972 | 5.565 | 1 | 365 | 6.3325 | 0.75284 | 7 | 0.08539
26973 | 5.355 | 1 | 365 | 6.0936 | 0.2716 | 6 | 0.36519
26974 | 6.5 | 1 | 365 | 7.3965 | 0.8955 | 8 | 0.29201
26975 | 6.5 | 1 | 365 | 7.3965 | 0.8955 | 8 | 0.29201
26976 | 6.12 | 1 | 365 | 6.9641 | 0.02469 | 6 | 0.98878
26977 | 5.72 | 1 | 365 | 6.5089 | 0.10804 | 6 | 0.61697
26983 | 11.7 | 1 | 365 | 13.3137 | 0.81191 | 14 | 0.12562
26985 | 3.57 | 1 | 365 | 4.0624 | 0.18107 | 4 | 0.24346
26987 | 9.62 | 1 | 365 | 10.9468 | 0.045346 | 10 | 0.99217
27002 | 3.38 | 1 | 365 | 3.8462 | 0.74566 | 4 | 0.59185
27015 | 7.975 | 1 | 365 | 9.0749 | 0.27564 | 9 | 0.35058
27020 | 6.325 | 1 | 365 | 7.1974 | 0.49447 | 7 | 0.69184
27037 | 7.59 | 1 | 365 | 8.6368 | 0.39337 | 9 | 0.030209
27205 | 14.4 | 1 | 365 | 16.3861 | 0.99927 | 17 | 0.38538
27168 | 4.16 | 1 | 365 | 4.7338 | 0.53312 | 5 | 0.26689
27236 | 7.93 | 1 | 365 | 9.0237 | 0.17251 | 9 | 0.19625
25590 | 7.02 | 1 | 365 | 7.9882 | 0.087144 | 8 | 0.075371
22411 | 4.68 | 1 | 365 | 5.3255 | 0.72476 | 6 | 0.050247
26988 | 9.62 | 1 | 365 | 10.9468 | 0.045346 | 10 | 0.99217
26989 | 4.94 | 1 | 365 | 5.6213 | 0.32058 | 5 | 0.94193
26991 | 6.24 | 1 | 365 | 7.1006 | 0.29968 | 7 | 0.40033
26994 | 8.84 | 1 | 365 | 10.0592 | 0.25789 | 10 | 0.31713
27014 | 4.42 | 1 | 365 | 5.0296 | 0.12894 | 5 | 0.15857
26995 | 6.5 | 1 | 365 | 7.3965 | 0.8955 | 8 | 0.29201
26998 | 7.02 | 1 | 365 | 7.9882 | 0.087144 | 8 | 0.075371
26999 | 10.71 | 1 | 365 | 12.1872 | 0.54321 | 12 | 0.73037
27048 | 11.18 | 1 | 365 | 12.722 | 0.62027 | 13 | 0.34226
27004 | 3.12 | 1 | 365 | 3.5503 | 0.14984 | 3 | 0.70016
27005 | 9.62 | 1 | 365 | 10.9468 | 0.045346 | 10 | 0.99217
27006 | 12.75 | 1 | 365 | 14.5085 | 0.2181 | 14 | 0.72663
26979 | 3.9 | 1 | 365 | 4.4379 | 0.9373 | 5 | 0.37521
27008 | 11.96 | 1 | 365 | 13.6096 | 0.40773 | 14 | 0.017298
27009 | 7.54 | 1 | 365 | 8.5799 | 0.27878 | 8 | 0.85873
27011 | 9.18 | 1 | 365 | 10.4461 | 0.037035 | 10 | 0.48318
27010 | 11.18 | 1 | 365 | 12.722 | 0.62027 | 13 | 0.34226
27012 | 9.88 | 1 | 365 | 11.2427 | 0.64117 | 11 | 0.88386
27013 | 7.8 | 1 | 365 | 8.8758 | 0.8746 | 9 | 0.75041
27016 | 6.5 | 1 | 365 | 7.3965 | 0.8955 | 8 | 0.29201
27017 | 9.9 | 1 | 365 | 11.2654 | 0.687 | 11 | 0.95245
27018 | 3.025 | 1 | 365 | 3.4422 | 0.93214 | 4 | 0.37436
27019 | 4.94 | 1 | 365 | 5.6213 | 0.32058 | 5 | 0.94193
16527 | 5.13 | 1 | 365 | 5.8376 | 0.75599 | 6 | 0.59354
17669 | 9.18 | 1 | 365 | 10.4461 | 0.037035 | 10 | 0.48318
25756 | 6.875 | 1 | 365 | 7.8232 | 0.75486 | 8 | 0.57809
27021 | 10.14 | 1 | 365 | 11.5385 | 0.23699 | 11 | 0.77554
27022 | 8.25 | 1 | 365 | 9.3879 | 0.90583 | 10 | 0.29371
27024 | 5.72 | 1 | 365 | 6.5089 | 0.10804 | 6 | 0.61697
27023 | 4.68 | 1 | 365 | 5.3255 | 0.72476 | 6 | 0.050247
27025 | 5.98 | 1 | 365 | 6.8048 | 0.70386 | 7 | 0.50865
27026 | 5.98 | 1 | 365 | 6.8048 | 0.70386 | 7 | 0.50865
27027 | 9.88 | 1 | 365 | 11.2427 | 0.64117 | 11 | 0.88386
27035 | 7.98 | 1 | 365 | 9.0806 | 0.2871 | 9 | 0.36773
27038 | 8.4 | 1 | 365 | 9.5586 | 0.24957 | 9 | 0.80814
27039 | 12.42 | 1 | 365 | 14.133 | 0.46187 | 14 | 0.59489
25003 | 6.6 | 1 | 365 | 7.5103 | 0.12467 | 7 | 0.63496
27042 | 6.5 | 1 | 365 | 7.3965 | 0.8955 | 8 | 0.29201
27043 | 4.94 | 1 | 365 | 5.6213 | 0.32058 | 5 | 0.94193
27044 | 4.94 | 1 | 365 | 5.6213 | 0.32058 | 5 | 0.94193
27045 | 7.8 | 1 | 365 | 8.8758 | 0.8746 | 9 | 0.75041
27047 | 7.02 | 1 | 365 | 7.9882 | 0.087144 | 8 | 0.075371
27194 | 6.885 | 1 | 365 | 7.8346 | 0.77778 | 8 | 0.61238
27195 | 5.46 | 1 | 365 | 6.2131 | 0.51222 | 6 | 0.72529
27196 | 12.48 | 1 | 365 | 14.2013 | 0.59937 | 14 | 0.80066
27197 | 11.96 | 1 | 365 | 13.6096 | 0.40773 | 14 | 0.017298
27198 | 8.84 | 1 | 365 | 10.0592 | 0.25789 | 10 | 0.31713
27200 | 6.4 | 1 | 365 | 7.2827 | 0.66634 | 7 | 0.94906
27201 | 11.4 | 1 | 365 | 12.9723 | 0.12442 | 13 | 0.096756
27202 | 6.27 | 1 | 365 | 7.1348 | 0.36843 | 7 | 0.50322
27207 | 7.425 | 1 | 365 | 8.4491 | 0.015249 | 8 | 0.46433
27209 | 13.2 | 1 | 365 | 15.0206 | 0.24933 | 15 | 0.26993
27213 | 6.72 | 1 | 365 | 7.6468 | 0.39966 | 8 | 0.046509
27215 | 6.72 | 1 | 365 | 7.6468 | 0.39966 | 8 | 0.046509
27216 | 7.905 | 1 | 365 | 8.9953 | 0.11522 | 9 | 0.11051
27217 | 4.845 | 1 | 365 | 5.5132 | 0.10288 | 5 | 0.61612
24964 | 11.7 | 1 | 365 | 13.3137 | 0.81191 | 14 | 0.12562
25529 | 4.16 | 1 | 365 | 4.7338 | 0.53312 | 5 | 0.26689
24965 | 9.1 | 1 | 365 | 10.3551 | 0.85371 | 11 | 0.20881
24967 | 2.86 | 1 | 365 | 3.2545 | 0.55402 | 3 | 0.80848
24969 | 3.38 | 1 | 365 | 3.8462 | 0.74566 | 4 | 0.59185
24970 | 3.9 | 1 | 365 | 4.4379 | 0.9373 | 5 | 0.37521
24971 | 6.89 | 1 | 365 | 7.8403 | 0.78923 | 8 | 0.62953
24972 | 7.54 | 1 | 365 | 8.5799 | 0.27878 | 8 | 0.85873
24973 | 9.36 | 1 | 365 | 10.651 | 0.44953 | 11 | 0.10049
24974 | 7.8 | 1 | 365 | 8.8758 | 0.8746 | 9 | 0.75041
24991 | 12 | 1 | 365 | 13.6551 | 0.49939 | 14 | 0.15448
24987 | 7.6 | 1 | 365 | 8.6482 | 0.41628 | 9 | 0.064504
25000 | 5.4 | 1 | 365 | 6.1448 | 0.37473 | 6 | 0.51952
25001 | 11.2 | 1 | 365 | 12.7447 | 0.6661 | 13 | 0.41085
27223 | 6.76 | 1 | 365 | 7.6924 | 0.49132 | 8 | 0.18369
25006 | 10.08 | 1 | 365 | 11.4703 | 0.099489 | 11 | 0.56976
27219 | 3.12 | 1 | 365 | 3.5503 | 0.14984 | 3 | 0.70016
27060 | 440.42 | 0.8 | 365 | 400.9316 | 0.41881 | 401 | 0.35041
27230 | 4.77 | 1 | 365 | 5.4279 | 0.93101 | 6 | 0.35891
27204 | 7.2 | 1 | 365 | 8.1931 | 0.49964 | 8 | 0.69269
27233 | 4.05 | 1 | 365 | 4.6086 | 0.28104 | 4 | 0.88964
26663 | 10.66 | 1 | 365 | 12.1303 | 0.42863 | 12 | 0.5589
25424 | 12.22 | 1 | 365 | 13.9054 | 0.0035475 | 13 | 0.90898
26245 | 8.4 | 1 | 365 | 9.5586 | 0.24957 | 9 | 0.80814
27029 | 7 | 1 | 365 | 7.9655 | 0.041312 | 8 | 0.00678
25766 | 8.1 | 1 | 365 | 9.2172 | 0.56209 | 9 | 0.77927
27238 | 3.99 | 1 | 365 | 4.5403 | 0.14355 | 4 | 0.68386
27257 | 4.5 | 1 | 365 | 5.1207 | 0.31227 | 5 | 0.43293
25584 | 7.54 | 1 | 365 | 8.5799 | 0.27878 | 8 | 0.85873
25632 | 7.8 | 1 | 365 | 8.8758 | 0.8746 | 9 | 0.75041
27239 | 6.21 | 1 | 365 | 7.0665 | 0.23094 | 7 | 0.29744
22025 | 6.24 | 1 | 365 | 7.1006 | 0.29968 | 7 | 0.40033
22086 | 6.5 | 1 | 365 | 7.3965 | 0.8955 | 8 | 0.29201
27240 | 8.91 | 1 | 365 | 10.1389 | 0.4183 | 10 | 0.5572
22078 | 8.58 | 1 | 365 | 9.7634 | 0.66207 | 10 | 0.42545
27241 | 3.12 | 1 | 365 | 3.5503 | 0.14984 | 3 | 0.70016
22387 | 5.2 | 1 | 365 | 5.9172 | 0.9164 | 6 | 0.83361
27243 | 11.88 | 1 | 365 | 13.5185 | 0.2244 | 13 | 0.74294
27246 | 10.53 | 1 | 365 | 11.9823 | 0.13072 | 12 | 0.11306
27245 | 7.54 | 1 | 365 | 8.5799 | 0.27878 | 8 | 0.85873
27247 | 10.14 | 1 | 365 | 11.5385 | 0.23699 | 11 | 0.77554
27249 | 12.22 | 1 | 365 | 13.9054 | 0.0035475 | 13 | 0.90898
27251 | 8.32 | 1 | 365 | 9.4675 | 0.066245 | 9 | 0.53377
27253 | 19.25 | 1 | 365 | 21.905 | 0.11361 | 22 | 0.018645
27255 | 5.46 | 1 | 365 | 6.2131 | 0.51222 | 6 | 0.72529
25007 | 12.426 | 1 | 365 | 14.1398 | 0.47562 | 14 | 0.61546
24901 | 11 | 1 | 365 | 12.5172 | 0.20778 | 12 | 0.72494
24734 | 10.685 | 1 | 365 | 12.1587 | 0.48592 | 12 | 0.64463
27259 | 11.5 | 1 | 365 | 13.0861 | 0.35358 | 13 | 0.43971
27261 | 9.1 | 1 | 365 | 10.3551 | 0.85371 | 11 | 0.20881
27262 | 9.69 | 1 | 365 | 11.0265 | 0.20576 | 11 | 0.23224
27272 | 5.2 | 1 | 365 | 5.9172 | 0.9164 | 6 | 0.83361
27289 | 8.16 | 1 | 365 | 9.2855 | 0.69959 | 9 | 0.98505
26656 | 5.32 | 1 | 365 | 6.0538 | 0.1914 | 6 | 0.24515
27414 | 5.47 | 1 | 365 | 6.2244 | 0.53514 | 6 | 0.75958
27395 | 9.8 | 1 | 365 | 11.1517 | 0.45784 | 11 | 0.60949
27372 | 8.64 | 1 | 365 | 9.8317 | 0.79956 | 10 | 0.63123
27343 | 10.72 | 1 | 365 | 12.1985 | 0.56612 | 12 | 0.76467
27329 | 11.275 | 1 | 365 | 12.8301 | 0.83797 | 13 | 0.66806
27318 | 7.56 | 1 | 365 | 8.6027 | 0.32462 | 8 | 0.92732
27306 | 6.05 | 1 | 365 | 6.8844 | 0.86428 | 7 | 0.74872
27263 | 4.125 | 1 | 365 | 4.6939 | 0.45292 | 5 | 0.14685
27266 | 5.72 | 1 | 365 | 6.5089 | 0.10804 | 6 | 0.61697
27267 | 5.4 | 1 | 365 | 6.1448 | 0.37473 | 6 | 0.51952
27268 | 11.825 | 1 | 365 | 13.456 | 0.098359 | 13 | 0.55431
27271 | 10.72 | 1 | 365 | 12.1985 | 0.56612 | 12 | 0.76467
27273 | 11 | 1 | 365 | 12.5172 | 0.20778 | 12 | 0.72494
27279 | 9.1 | 1 | 365 | 10.3551 | 0.85371 | 11 | 0.20881
27281 | 6.6 | 1 | 365 | 7.5103 | 0.12467 | 7 | 0.63496
27282 | 7.425 | 1 | 365 | 8.4491 | 0.015249 | 8 | 0.46433
27283 | 8.4 | 1 | 365 | 9.5586 | 0.24957 | 9 | 0.80814
27285 | 10.45 | 1 | 365 | 11.8913 | 0.94739 | 12 | 0.83869
27287 | 5.1 | 1 | 365 | 5.8034 | 0.68724 | 6 | 0.49065
27286 | 5.46 | 1 | 365 | 6.2131 | 0.51222 | 6 | 0.72529
27290 | 4.95 | 1 | 365 | 5.6327 | 0.3435 | 5 | 0.97622
27294 | 5.75 | 1 | 365 | 6.5431 | 0.17679 | 6 | 0.71985
27297 | 12.1 | 1 | 365 | 13.7689 | 0.72855 | 14 | 0.49743
27275 | 10.26 | 1 | 365 | 11.6751 | 0.51198 | 12 | 0.18708
27300 | 9 | 1 | 365 | 10.2413 | 0.62454 | 10 | 0.86586
27301 | 3.85 | 1 | 365 | 4.381 | 0.82272 | 5 | 0.20373
27304 | 6.05 | 1 | 365 | 6.8844 | 0.86428 | 7 | 0.74872
24028 | 4.86 | 1 | 365 | 5.5303 | 0.13725 | 5 | 0.66756
24033 | 2.7 | 1 | 365 | 3.0724 | 0.18736 | 3 | 0.25976
15877 | 8.16 | 1 | 365 | 9.2855 | 0.69959 | 9 | 0.98505
16958 | 5.72 | 1 | 365 | 6.5089 | 0.10804 | 6 | 0.61697
27307 | 9.625 | 1 | 365 | 10.9525 | 0.056804 | 11 | 0.0093225
27308 | 4.59 | 1 | 365 | 5.2231 | 0.51852 | 5 | 0.74159
27309 | 7.2 | 1 | 365 | 8.1931 | 0.49964 | 8 | 0.69269
27312 | 8.8 | 1 | 365 | 10.0137 | 0.16622 | 10 | 0.17995
27313 | 5 | 1 | 365 | 5.6896 | 0.45808 | 6 | 0.1477
27314 | 5.1 | 1 | 365 | 5.8034 | 0.68724 | 6 | 0.49065
27315 | 8.25 | 1 | 365 | 9.3879 | 0.90583 | 10 | 0.29371
27316 | 11.55 | 1 | 365 | 13.143 | 0.46816 | 13 | 0.61119
27317 | 10.725 | 1 | 365 | 12.2042 | 0.57758 | 12 | 0.78182
27319 | 3.75 | 1 | 365 | 4.2672 | 0.59356 | 4 | 0.86078
27320 | 9.9 | 1 | 365 | 11.2654 | 0.687 | 11 | 0.95245
27323 | 12.9 | 1 | 365 | 14.6792 | 0.56185 | 15 | 0.24107
27325 | 6 | 1 | 365 | 6.8275 | 0.7497 | 7 | 0.57724
27328 | 9.36 | 1 | 365 | 10.651 | 0.44953 | 11 | 0.10049
27296 | 3.64 | 1 | 365 | 4.142 | 0.34148 | 4 | 0.48353
27293 | 3.9 | 1 | 365 | 4.4379 | 0.9373 | 5 | 0.37521
27342 | 9.66 | 1 | 365 | 10.9923 | 0.13701 | 11 | 0.12936
27341 | 5.88 | 1 | 365 | 6.691 | 0.4747 | 7 | 0.1657
27340 | 9.99 | 1 | 365 | 11.3679 | 0.89324 | 12 | 0.2611
27336 | 4.25 | 1 | 365 | 4.8362 | 0.73937 | 5 | 0.57554
27335 | 8.32 | 1 | 365 | 9.4675 | 0.066245 | 9 | 0.53377
27334 | 8.8 | 1 | 365 | 10.0137 | 0.16622 | 10 | 0.17995
27333 | 9.18 | 1 | 365 | 10.4461 | 0.037035 | 10 | 0.48318
27332 | 10.725 | 1 | 365 | 12.2042 | 0.57758 | 12 | 0.78182
27330 | 6 | 1 | 365 | 6.8275 | 0.7497 | 7 | 0.57724
27338 | 3.36 | 1 | 365 | 3.8234 | 0.69983 | 4 | 0.52325
27473 | 5.1 | 1 | 365 | 5.8034 | 0.68724 | 6 | 0.49065
27471 | 5.7 | 1 | 365 | 6.4862 | 0.062211 | 6 | 0.54838
27467 | 7.32 | 1 | 365 | 8.3296 | 0.77463 | 9 | 0.10423
27327 | 5.565 | 1 | 365 | 6.3325 | 0.75284 | 7 | 0.08539
27401 | 11.7 | 1 | 365 | 13.3137 | 0.81191 | 14 | 0.12562
27298 | 14.04 | 1 | 365 | 15.9765 | 0.17429 | 16 | 0.15074
27344 | 9.99 | 1 | 365 | 11.3679 | 0.89324 | 12 | 0.2611
27354 | 6.12 | 1 | 365 | 6.9641 | 0.02469 | 6 | 0.98878
14184 | 10.2 | 1 | 365 | 11.6068 | 0.37448 | 11 | 0.98131
27357 | 4.08 | 1 | 365 | 4.6427 | 0.34979 | 4 | 0.99252
27303 | 6.76 | 1 | 365 | 7.6924 | 0.49132 | 8 | 0.18369
27362 | 6.63 | 1 | 365 | 7.5444 | 0.19341 | 7 | 0.73785
27366 | 7.395 | 1 | 365 | 8.4149 | 0.9465 | 9 | 0.36145
14183 | 13.515 | 1 | 365 | 15.379 | 0.97119 | 16 | 0.35023
27305 | 12.42 | 1 | 365 | 14.133 | 0.46187 | 14 | 0.59489
27454 | 3.825 | 1 | 365 | 4.3526 | 0.76543 | 5 | 0.11799
16892 | 5.355 | 1 | 365 | 6.0936 | 0.2716 | 6 | 0.36519
16869 | 11.73 | 1 | 365 | 13.3478 | 0.88066 | 14 | 0.2285
27455 | 6.1 | 1 | 365 | 6.9413 | 0.97886 | 7 | 0.92019
16858 | 3.825 | 1 | 365 | 4.3526 | 0.76543 | 5 | 0.11799
16827 | 15.81 | 1 | 365 | 17.9906 | 0.23045 | 18 | 0.22103
16766 | 6.63 | 1 | 365 | 7.5444 | 0.19341 | 7 | 0.73785
27448 | 11.1 | 1 | 365 | 12.631 | 0.43694 | 13 | 0.067894
14197 | 11.73 | 1 | 365 | 13.3478 | 0.88066 | 14 | 0.2285
16387 | 11.475 | 1 | 365 | 13.0577 | 0.29629 | 13 | 0.35397
16086 | 7.65 | 1 | 365 | 8.7051 | 0.53086 | 9 | 0.23598
13853 | 7.14 | 1 | 365 | 8.1248 | 0.36214 | 8 | 0.48692
27385 | 7.14 | 1 | 365 | 8.1248 | 0.36214 | 8 | 0.48692
14034 | 5.61 | 1 | 365 | 6.3838 | 0.85597 | 7 | 0.23972
13590 | 4.59 | 1 | 365 | 5.2231 | 0.51852 | 5 | 0.74159
27392 | 7.84 | 1 | 365 | 8.9213 | 0.96627 | 9 | 0.88759
16538 | 2.86 | 1 | 365 | 3.2545 | 0.55402 | 3 | 0.80848
16496 | 4.08 | 1 | 365 | 4.6427 | 0.34979 | 4 | 0.99252
16498 | 7.395 | 1 | 365 | 8.4149 | 0.9465 | 9 | 0.36145
16048 | 5.61 | 1 | 365 | 6.3838 | 0.85597 | 7 | 0.23972
27435 | 10.4 | 1 | 365 | 11.8344 | 0.83281 | 12 | 0.66722
15863 | 3.315 | 1 | 365 | 3.7722 | 0.59671 | 4 | 0.36893
15811 | 6.12 | 1 | 365 | 6.9641 | 0.02469 | 6 | 0.98878
14284 | 9.18 | 1 | 365 | 10.4461 | 0.037035 | 10 | 0.48318
14354 | 6.5 | 1 | 365 | 7.3965 | 0.8955 | 8 | 0.29201
14405 | 5.635 | 1 | 365 | 6.4122 | 0.91326 | 7 | 0.32546
27407 | 10.215 | 1 | 365 | 11.6239 | 0.40886 | 12 | 0.032751
14614 | 6.125 | 1 | 365 | 6.9698 | 0.036148 | 7 | 0.0059325
14571 | 7.905 | 1 | 365 | 8.9953 | 0.11522 | 9 | 0.11051
27408 | 4.98 | 1 | 365 | 5.6669 | 0.41225 | 6 | 0.079109
26611 | 4.9 | 1 | 365 | 5.5758 | 0.22892 | 5 | 0.80475
15943 | 6.75 | 1 | 365 | 7.681 | 0.46841 | 8 | 0.1494
15151 | 3.825 | 1 | 365 | 4.3526 | 0.76543 | 5 | 0.11799
15034 | 1.53 | 1 | 365 | 1.741 | 0.50617 | 2 | 0.2472
27396 | 7.28 | 1 | 365 | 8.2841 | 0.68296 | 8 | 0.96705
14916 | 5.355 | 1 | 365 | 6.0936 | 0.2716 | 6 | 0.36519
16424 | 148.72 | 0.9 | 365 | 152.3089 | 0.72822 | 153 | 0.03707
14665 | 4.335 | 1 | 365 | 4.9329 | 0.93416 | 5 | 0.86706
27415 | 4.47 | 1 | 365 | 5.0865 | 0.24352 | 5 | 0.33004
14865 | 5.355 | 1 | 365 | 6.0936 | 0.2716 | 6 | 0.36519
27339 | 3.99 | 1 | 365 | 4.5403 | 0.14355 | 4 | 0.68386
14881 | 3.06 | 1 | 365 | 3.482 | 0.012345 | 3 | 0.49439
27421 | 3.98 | 1 | 365 | 4.5289 | 0.12063 | 4 | 0.64957
14866 | 10.4 | 1 | 365 | 11.8344 | 0.83281 | 12 | 0.66722
27326 | 5.2 | 1 | 365 | 5.9172 | 0.9164 | 6 | 0.83361
27663 | 3.85 | 1 | 365 | 4.381 | 0.82272 | 5 | 0.20373
22631 | 4.94 | 1 | 365 | 5.6213 | 0.32058 | 5 | 0.94193
27383 | 8.415 | 1 | 365 | 9.5756 | 0.28395 | 9 | 0.85958
27733 | 8.54 | 1 | 365 | 9.7179 | 0.5704 | 10 | 0.28827
27398 | 6.375 | 1 | 365 | 7.2543 | 0.60905 | 7 | 0.86332
15724 | 11.985 | 1 | 365 | 13.638 | 0.46502 | 14 | 0.10304
27787 | 8.58 | 1 | 365 | 9.7634 | 0.66207 | 10 | 0.42545
26774 | 4.94 | 1 | 365 | 5.6213 | 0.32058 | 5 | 0.94193
22558 | 10.14 | 1 | 365 | 11.5385 | 0.23699 | 11 | 0.77554
27636 | 9.25 | 1 | 365 | 10.5258 | 0.19745 | 10 | 0.72325
22565 | 5.2 | 1 | 365 | 5.9172 | 0.9164 | 6 | 0.83361
27641 | 10.5 | 1 | 365 | 11.9482 | 0.061968 | 12 | 0.01017
27643 | 4.5 | 1 | 365 | 5.1207 | 0.31227 | 5 | 0.43293
27626 | 6.5 | 1 | 365 | 7.3965 | 0.8955 | 8 | 0.29201
27083 | 225 | 0.9 | 365 | 230.4296 | 0.05224 | 230 | 0.48185
27651 | 8.25 | 1 | 365 | 9.3879 | 0.90583 | 10 | 0.29371
27604 | 10.14 | 1 | 365 | 11.5385 | 0.23699 | 11 | 0.77554
27652 | 6.75 | 1 | 365 | 7.681 | 0.46841 | 8 | 0.1494
27653 | 13.75 | 1 | 365 | 15.6465 | 0.50972 | 16 | 0.15617
27656 | 8.25 | 1 | 365 | 9.3879 | 0.90583 | 10 | 0.29371
27658 | 4.2 | 1 | 365 | 4.7793 | 0.62479 | 5 | 0.40407
27660 | 7.28 | 1 | 365 | 8.2841 | 0.68296 | 8 | 0.96705
27662 | 9.69 | 1 | 365 | 11.0265 | 0.20576 | 11 | 0.23224
23669 | 6.76 | 1 | 365 | 7.6924 | 0.49132 | 8 | 0.18369
27199 | 10.4 | 1 | 365 | 11.8344 | 0.83281 | 12 | 0.66722
27647 | 3.12 | 1 | 365 | 3.5503 | 0.14984 | 3 | 0.70016
27129 | 4.68 | 1 | 365 | 5.3255 | 0.72476 | 6 | 0.050247
26911 | 9.1 | 1 | 365 | 10.3551 | 0.85371 | 11 | 0.20881
26049 | 9.36 | 1 | 365 | 10.651 | 0.44953 | 11 | 0.10049
26712 | 5.46 | 1 | 365 | 6.2131 | 0.51222 | 6 | 0.72529
26272 | 4.42 | 1 | 365 | 5.0296 | 0.12894 | 5 | 0.15857
27666 | 9.075 | 1 | 365 | 10.3267 | 0.79642 | 11 | 0.12308
27670 | 7.5 | 1 | 365 | 8.5344 | 0.18712 | 8 | 0.72155
27673 | 6.05 | 1 | 365 | 6.8844 | 0.86428 | 7 | 0.74872
27671 | 7.56 | 1 | 365 | 8.6027 | 0.32462 | 8 | 0.92732
27674 | 6.05 | 1 | 365 | 6.8844 | 0.86428 | 7 | 0.74872
27677 | 10.791 | 1 | 365 | 12.2793 | 0.72883 | 13 | 0.0081661
27679 | 9.15 | 1 | 365 | 10.412 | 0.96829 | 11 | 0.38029
27681 | 7.848 | 1 | 365 | 8.9304 | 0.9846 | 9 | 0.91503
26772 | 7.155 | 1 | 365 | 8.1418 | 0.39651 | 8 | 0.53836
26252 | 13.52 | 1 | 365 | 15.3847 | 0.98265 | 16 | 0.36738
26723 | 9.36 | 1 | 365 | 10.651 | 0.44953 | 11 | 0.10049
27786 | 7.15 | 1 | 365 | 8.1362 | 0.38505 | 8 | 0.52121
27785 | 9.1 | 1 | 365 | 10.3551 | 0.85371 | 11 | 0.20881
27783 | 7.905 | 1 | 365 | 8.9953 | 0.11522 | 9 | 0.11051
27793 | 10.175 | 1 | 365 | 11.5784 | 0.31719 | 11 | 0.89557
27390 | 10.71 | 1 | 365 | 12.1872 | 0.54321 | 12 | 0.73037
27404 | 6.885 | 1 | 365 | 7.8346 | 0.77778 | 8 | 0.61238
27776 | 10.14 | 1 | 365 | 11.5385 | 0.23699 | 11 | 0.77554
27762 | 9.625 | 1 | 365 | 10.9525 | 0.056804 | 11 | 0.0093225
27779 | 11.22 | 1 | 365 | 12.7675 | 0.71193 | 13 | 0.47944
27367 | 4.335 | 1 | 365 | 4.9329 | 0.93416 | 5 | 0.86706
27778 | 3.85 | 1 | 365 | 4.381 | 0.82272 | 5 | 0.20373
27649 | 9.1 | 1 | 365 | 10.3551 | 0.85371 | 11 | 0.20881
22797 | 8.06 | 1 | 365 | 9.1717 | 0.47042 | 9 | 0.64209
23061 | 11.44 | 1 | 365 | 13.0179 | 0.21609 | 13 | 0.23394
23152 | 4.68 | 1 | 365 | 5.3255 | 0.72476 | 6 | 0.050247
12790 | 4.08 | 1 | 365 | 4.6427 | 0.34979 | 4 | 0.99252
27364 | 9.18 | 1 | 365 | 10.4461 | 0.037035 | 10 | 0.48318
27373 | 6.63 | 1 | 365 | 7.5444 | 0.19341 | 7 | 0.73785
27394 | 8.75 | 1 | 365 | 9.9568 | 0.05164 | 10 | 0.008475
27413 | 6.12 | 1 | 365 | 6.9641 | 0.02469 | 6 | 0.98878
27751 | 13.734 | 1 | 365 | 15.6282 | 0.47305 | 16 | 0.1013
27747 | 8.502 | 1 | 365 | 9.6746 | 0.48332 | 10 | 0.15795
27749 | 6.6 | 1 | 365 | 7.5103 | 0.12467 | 7 | 0.63496
27744 | 3.25 | 1 | 365 | 3.6983 | 0.44775 | 4 | 0.146
27748 | 11.5 | 1 | 365 | 13.0861 | 0.35358 | 13 | 0.43971
27743 | 8 | 1 | 365 | 9.1034 | 0.33293 | 9 | 0.43632
27365 | 8.67 | 1 | 365 | 9.8658 | 0.86831 | 10 | 0.73411
23348 | 5.2 | 1 | 365 | 5.9172 | 0.9164 | 6 | 0.83361
27384 | 7.905 | 1 | 365 | 8.9953 | 0.11522 | 9 | 0.11051
27722 | 5.67 | 1 | 365 | 6.452 | 0.99346 | 7 | 0.44549
27399 | 10.2 | 1 | 365 | 11.6068 | 0.37448 | 11 | 0.98131
27377 | 3.06 | 1 | 365 | 3.482 | 0.012345 | 3 | 0.49439
27729 | 9.52 | 1 | 365 | 10.833 | 0.81618 | 11 | 0.64922
27731 | 8.64 | 1 | 365 | 9.8317 | 0.79956 | 10 | 0.63123
27382 | 6 | 1 | 365 | 6.8275 | 0.7497 | 7 | 0.57724
27735 | 10.2 | 1 | 365 | 11.6068 | 0.37448 | 11 | 0.98131
27737 | 5.4 | 1 | 365 | 6.1448 | 0.37473 | 6 | 0.51952
27736 | 8 | 1 | 365 | 9.1034 | 0.33293 | 9 | 0.43632
27381 | 7.65 | 1 | 365 | 8.7051 | 0.53086 | 9 | 0.23598
27739 | 8.5 | 1 | 365 | 9.6724 | 0.47874 | 10 | 0.15109
27740 | 5.415 | 1 | 365 | 6.1619 | 0.4091 | 6 | 0.57096
27741 | 8.5 | 1 | 365 | 9.6724 | 0.47874 | 10 | 0.15109
27742 | 8.925 | 1 | 365 | 10.156 | 0.45267 | 10 | 0.60864
27934 | 8.925 | 1 | 365 | 10.156 | 0.45267 | 10 | 0.60864
27979 | 12.42 | 1 | 365 | 14.133 | 0.46187 | 14 | 0.59489
27989 | 8.58 | 1 | 365 | 9.7634 | 0.66207 | 10 | 0.42545
28000 | 8.32 | 1 | 365 | 9.4675 | 0.066245 | 9 | 0.53377
27503 | 4.335 | 1 | 365 | 4.9329 | 0.93416 | 5 | 0.86706
28013 | 7.84 | 1 | 365 | 8.9213 | 0.96627 | 9 | 0.88759
28030 | 4.94 | 1 | 365 | 5.6213 | 0.32058 | 5 | 0.94193
21714 | 11.7 | 1 | 365 | 13.3137 | 0.81191 | 14 | 0.12562
27581 | 4.16 | 1 | 365 | 4.7338 | 0.53312 | 5 | 0.26689
27472 | 3 | 1 | 365 | 3.4138 | 0.87485 | 4 | 0.28862
27942 | 13.78 | 1 | 365 | 15.6806 | 0.57847 | 16 | 0.25906
27506 | 7.02 | 1 | 365 | 7.9882 | 0.087144 | 8 | 0.075371
27515 | 7 | 1 | 365 | 7.9655 | 0.041312 | 8 | 0.00678
27950 | 14.045 | 1 | 365 | 15.9821 | 0.18575 | 16 | 0.16789
27952 | 9.435 | 1 | 365 | 10.7363 | 0.6214 | 11 | 0.35771
28040 | 4.16 | 1 | 365 | 4.7338 | 0.53312 | 5 | 0.26689
28043 | 4.42 | 1 | 365 | 5.0296 | 0.12894 | 5 | 0.15857
24861 | 6.24 | 1 | 365 | 7.1006 | 0.29968 | 7 | 0.40033
24534 | 3.9 | 1 | 365 | 4.4379 | 0.9373 | 5 | 0.37521
25528 | 9.1 | 1 | 365 | 10.3551 | 0.85371 | 11 | 0.20881
24535 | 5.2 | 1 | 365 | 5.9172 | 0.9164 | 6 | 0.83361
28037 | 5.13 | 1 | 365 | 5.8376 | 0.75599 | 6 | 0.59354
27958 | 3.825 | 1 | 365 | 4.3526 | 0.76543 | 5 | 0.11799
27957 | 14.04 | 1 | 365 | 15.9765 | 0.17429 | 16 | 0.15074
27959 | 4.08 | 1 | 365 | 4.6427 | 0.34979 | 4 | 0.99252
27960 | 11.7 | 1 | 365 | 13.3137 | 0.81191 | 14 | 0.12562
27963 | 16.52 | 1 | 365 | 18.7985 | 0.8575 | 19 | 0.656
27965 | 7.84 | 1 | 365 | 8.9213 | 0.96627 | 9 | 0.88759
27961 | 5.865 | 1 | 365 | 6.6739 | 0.44033 | 7 | 0.11425
27969 | 11.18 | 1 | 365 | 12.722 | 0.62027 | 13 | 0.34226
27971 | 8.58 | 1 | 365 | 9.7634 | 0.66207 | 10 | 0.42545
25293 | 4.675 | 1 | 365 | 5.3198 | 0.7133 | 6 | 0.033099
25216 | 6.76 | 1 | 365 | 7.6924 | 0.49132 | 8 | 0.18369
25294 | 10.215 | 1 | 365 | 11.6239 | 0.40886 | 12 | 0.032751
25220 | 5.46 | 1 | 365 | 6.2131 | 0.51222 | 6 | 0.72529
24531 | 5.46 | 1 | 365 | 6.2131 | 0.51222 | 6 | 0.72529
25297 | 8.525 | 1 | 365 | 9.7008 | 0.53603 | 10 | 0.23683
21876 | 3.9 | 1 | 365 | 4.4379 | 0.9373 | 5 | 0.37521
24726 | 7.8 | 1 | 365 | 8.8758 | 0.8746 | 9 | 0.75041
25299 | 6.725 | 1 | 365 | 7.6525 | 0.41112 | 8 | 0.063657
25301 | 8.47 | 1 | 365 | 9.6382 | 0.40999 | 10 | 0.048204
28033 | 12.099 | 1 | 365 | 13.7677 | 0.72626 | 14 | 0.494
18574 | 4.16 | 1 | 365 | 4.7338 | 0.53312 | 5 | 0.26689
24855 | 9.62 | 1 | 365 | 10.9468 | 0.045346 | 10 | 0.99217
25422 | 4.42 | 1 | 365 | 5.0296 | 0.12894 | 5 | 0.15857
28020 | 3.38 | 1 | 365 | 3.8462 | 0.74566 | 4 | 0.59185
27962 | 10.26 | 1 | 365 | 11.6751 | 0.51198 | 12 | 0.18708
27964 | 6.76 | 1 | 365 | 7.6924 | 0.49132 | 8 | 0.18369
27968 | 3.92 | 1 | 365 | 4.4607 | 0.98313 | 5 | 0.4438
27967 | 6.375 | 1 | 365 | 7.2543 | 0.60905 | 7 | 0.86332
27974 | 5.2 | 1 | 365 | 5.9172 | 0.9164 | 6 | 0.83361
27973 | 14.82 | 1 | 365 | 16.864 | 0.96175 | 17 | 0.82578
27975 | 4.94 | 1 | 365 | 5.6213 | 0.32058 | 5 | 0.94193
27977 | 2.85 | 1 | 365 | 3.2431 | 0.53111 | 3 | 0.77419
27976 | 4.42 | 1 | 365 | 5.0296 | 0.12894 | 5 | 0.15857
21518 | 6.24 | 1 | 365 | 7.1006 | 0.29968 | 7 | 0.40033
21047 | 5.72 | 1 | 365 | 6.5089 | 0.10804 | 6 | 0.61697
28027 | 13.5 | 1 | 365 | 15.362 | 0.93682 | 16 | 0.29879
28026 | 7.84 | 1 | 365 | 8.9213 | 0.96627 | 9 | 0.88759
21779 | 6.5 | 1 | 365 | 7.3965 | 0.8955 | 8 | 0.29201
24238 | 10.66 | 1 | 365 | 12.1303 | 0.42863 | 12 | 0.5589
21809 | 5.2 | 1 | 365 | 5.9172 | 0.9164 | 6 | 0.83361
25300 | 4.2 | 1 | 365 | 4.7793 | 0.62479 | 5 | 0.40407
25303 | 6.44 | 1 | 365 | 7.3282 | 0.75801 | 8 | 0.086238
25304 | 4.48 | 1 | 365 | 5.0979 | 0.26644 | 5 | 0.36434
25308 | 6.82 | 1 | 365 | 7.7606 | 0.62882 | 8 | 0.38946
25305 | 6.47 | 1 | 365 | 7.3624 | 0.82676 | 8 | 0.18912
25306 | 5.355 | 1 | 365 | 6.0936 | 0.2716 | 6 | 0.36519
25290 | 5.32 | 1 | 365 | 6.0538 | 0.1914 | 6 | 0.24515
25332 | 8.16 | 1 | 365 | 9.2855 | 0.69959 | 9 | 0.98505
25340 | 6.63 | 1 | 365 | 7.5444 | 0.19341 | 7 | 0.73785
25342 | 5.1 | 1 | 365 | 5.8034 | 0.68724 | 6 | 0.49065
25345 | 5.865 | 1 | 365 | 6.6739 | 0.44033 | 7 | 0.11425
25309 | 8.4 | 1 | 365 | 9.5586 | 0.24957 | 9 | 0.80814
25347 | 6.12 | 1 | 365 | 6.9641 | 0.02469 | 6 | 0.98878
25349 | 6.44 | 1 | 365 | 7.3282 | 0.75801 | 8 | 0.086238
25363 | 9.945 | 1 | 365 | 11.3167 | 0.79012 | 12 | 0.10678
25221 | 3.9 | 1 | 365 | 4.4379 | 0.9373 | 5 | 0.37521
25241 | 7.5 | 1 | 365 | 8.5344 | 0.18712 | 8 | 0.72155
25287 | 7.2 | 1 | 365 | 8.1931 | 0.49964 | 8 | 0.69269
25333 | 2.616 | 1 | 365 | 2.9768 | 0.99487 | 3 | 0.97168
24955 | 10.2 | 1 | 365 | 11.6068 | 0.37448 | 11 | 0.98131
25352 | 9.36 | 1 | 365 | 10.651 | 0.44953 | 11 | 0.10049
25312 | 6.76 | 1 | 365 | 7.6924 | 0.49132 | 8 | 0.18369
25313 | 3.445 | 1 | 365 | 3.9201 | 0.89462 | 4 | 0.81477
25314 | 9.1 | 1 | 365 | 10.3551 | 0.85371 | 11 | 0.20881
25316 | 10.4 | 1 | 365 | 11.8344 | 0.83281 | 12 | 0.66722
25317 | 14.5 | 1 | 365 | 16.4999 | 0.22843 | 16 | 0.72833
25318 | 5.25 | 1 | 365 | 5.9741 | 0.030984 | 6 | 0.005085
25319 | 5.75 | 1 | 365 | 6.5431 | 0.17679 | 6 | 0.71985
25323 | 10.725 | 1 | 365 | 12.2042 | 0.57758 | 12 | 0.78182
25326 | 9.35 | 1 | 365 | 10.6396 | 0.42661 | 11 | 0.066199
25329 | 8.75 | 1 | 365 | 9.9568 | 0.05164 | 10 | 0.008475
25330 | 10.2 | 1 | 365 | 11.6068 | 0.37448 | 11 | 0.98131
25334 | 6.375 | 1 | 365 | 7.2543 | 0.60905 | 7 | 0.86332
25336 | 6.25 | 1 | 365 | 7.112 | 0.3226 | 7 | 0.43462
25338 | 14.04 | 1 | 365 | 15.9765 | 0.17429 | 16 | 0.15074
25341 | 9.1 | 1 | 365 | 10.3551 | 0.85371 | 11 | 0.20881
25343 | 8.5 | 1 | 365 | 9.6724 | 0.47874 | 10 | 0.15109
25357 | 9.18 | 1 | 365 | 10.4461 | 0.037035 | 10 | 0.48318
25359 | 8.25 | 1 | 365 | 9.3879 | 0.90583 | 10 | 0.29371
25361 | 7.395 | 1 | 365 | 8.4149 | 0.9465 | 9 | 0.36145
25362 | 8.525 | 1 | 365 | 9.7008 | 0.53603 | 10 | 0.23683
25364 | 9.075 | 1 | 365 | 10.3267 | 0.79642 | 11 | 0.12308
25627 | 2.86 | 1 | 365 | 3.2545 | 0.55402 | 3 | 0.80848
25655 | 6.12 | 1 | 365 | 6.9641 | 0.02469 | 6 | 0.98878
25646 | 6.8 | 1 | 365 | 7.7379 | 0.58299 | 8 | 0.32087
25587 | 3.57 | 1 | 365 | 4.0624 | 0.18107 | 4 | 0.24346
25652 | 9.15 | 1 | 365 | 10.412 | 0.96829 | 11 | 0.38029
25667 | 21 | 1 | 365 | 23.8964 | 0.12394 | 24 | 0.02034
25411 | 8.55 | 1 | 365 | 9.7293 | 0.59332 | 10 | 0.32257
25647 | 7.65 | 1 | 365 | 8.7051 | 0.53086 | 9 | 0.23598
25708 | 10.08 | 1 | 365 | 11.4703 | 0.099489 | 11 | 0.56976
25643 | 9.35 | 1 | 365 | 10.6396 | 0.42661 | 11 | 0.066199
25642 | 6.76 | 1 | 365 | 7.6924 | 0.49132 | 8 | 0.18369
25644 | 4.95 | 1 | 365 | 5.6327 | 0.3435 | 5 | 0.97622
25645 | 10.45 | 1 | 365 | 11.8913 | 0.94739 | 12 | 0.83869
25675 | 5.775 | 1 | 365 | 6.5715 | 0.23408 | 6 | 0.80559
25682 | 3.85 | 1 | 365 | 4.381 | 0.82272 | 5 | 0.20373
25723 | 9.405 | 1 | 365 | 10.7022 | 0.55265 | 11 | 0.25482
25556 | 6 | 1 | 365 | 6.8275 | 0.7497 | 7 | 0.57724
25720 | 6.09 | 1 | 365 | 6.93 | 0.95594 | 7 | 0.8859
25631 | 7.905 | 1 | 365 | 8.9953 | 0.11522 | 9 | 0.11051
25633 | 2.97 | 1 | 365 | 3.3796 | 0.8061 | 4 | 0.18573
25634 | 6.24 | 1 | 365 | 7.1006 | 0.29968 | 7 | 0.40033
25635 | 6.24 | 1 | 365 | 7.1006 | 0.29968 | 7 | 0.40033
25636 | 4.42 | 1 | 365 | 5.0296 | 0.12894 | 5 | 0.15857
25638 | 4.08 | 1 | 365 | 4.6427 | 0.34979 | 4 | 0.99252
25692 | 3.9 | 1 | 365 | 4.4379 | 0.9373 | 5 | 0.37521
25693 | 7.54 | 1 | 365 | 8.5799 | 0.27878 | 8 | 0.85873
25145 | 5.46 | 1 | 365 | 6.2131 | 0.51222 | 6 | 0.72529
25153 | 3.64 | 1 | 365 | 4.142 | 0.34148 | 4 | 0.48353
25178 | 4.94 | 1 | 365 | 5.6213 | 0.32058 | 5 | 0.94193
25176 | 6.375 | 1 | 365 | 7.2543 | 0.60905 | 7 | 0.86332
25184 | 3.57 | 1 | 365 | 4.0624 | 0.18107 | 4 | 0.24346
25229 | 10.29 | 1 | 365 | 11.7092 | 0.58073 | 12 | 0.28997
25425 | 3.9 | 1 | 365 | 4.4379 | 0.9373 | 5 | 0.37521
25428 | 5.98 | 1 | 365 | 6.8048 | 0.70386 | 7 | 0.50865
25437 | 4.94 | 1 | 365 | 5.6213 | 0.32058 | 5 | 0.94193
25695 | 10.455 | 1 | 365 | 11.897 | 0.95885 | 12 | 0.85584
25697 | 7.28 | 1 | 365 | 8.2841 | 0.68296 | 8 | 0.96705
25703 | 9.36 | 1 | 365 | 10.651 | 0.65097 | 11 | 0.30194
25706 | 4.68 | 1 | 365 | 5.3255 | 0.72476 | 6 | 0.050247
25709 | 8.06 | 1 | 365 | 9.1717 | 0.47042 | 9 | 0.64209
25711 | 11.66 | 1 | 365 | 13.2682 | 0.72024 | 13 | 0.98844
25713 | 8 | 1 | 365 | 9.1034 | 0.33293 | 9 | 0.43632
25715 | 5.355 | 1 | 365 | 6.0936 | 0.2716 | 6 | 0.36519
26107 | 5.98 | 1 | 365 | 6.8048 | 0.70386 | 7 | 0.50865
25714 | 7.1 | 1 | 365 | 8.0793 | 0.27047 | 8 | 0.34973
25732 | 4.5 | 1 | 365 | 5.1207 | 0.31227 | 5 | 0.43293
25746 | 10.07 | 1 | 365 | 11.4589 | 0.076573 | 11 | 0.53547
25717 | 3.64 | 1 | 365 | 4.142 | 0.34148 | 4 | 0.48353
25719 | 4.125 | 1 | 365 | 4.6939 | 0.45292 | 5 | 0.14685
25804 | 7.8 | 1 | 365 | 8.8758 | 0.8746 | 9 | 0.75041
25806 | 6.6 | 1 | 365 | 7.5103 | 0.12467 | 7 | 0.63496
25807 | 7.975 | 1 | 365 | 9.0749 | 0.27564 | 9 | 0.35058
25808 | 6.6 | 1 | 365 | 7.5103 | 0.12467 | 7 | 0.63496
25809 | 6.6 | 1 | 365 | 7.5103 | 0.12467 | 7 | 0.63496
25810 | 10.4 | 1 | 365 | 11.8344 | 0.83281 | 12 | 0.66722
25811 | 11 | 1 | 365 | 12.5172 | 0.20778 | 12 | 0.72494
25812 | 8.525 | 1 | 365 | 9.7008 | 0.53603 | 10 | 0.23683
25813 | 8.32 | 1 | 365 | 9.4675 | 0.066245 | 9 | 0.53377
25814 | 9.35 | 1 | 365 | 10.6396 | 0.42661 | 11 | 0.066199
25815 | 6.405 | 1 | 365 | 7.2884 | 0.6778 | 7 | 0.9662
25816 | 11.44 | 1 | 365 | 13.0179 | 0.21609 | 13 | 0.23394
25761 | 4.86 | 1 | 365 | 5.5303 | 0.13725 | 5 | 0.66756
25764 | 10.8 | 1 | 365 | 12.2896 | 0.74945 | 13 | 0.039032
25787 | 9.75 | 1 | 365 | 11.0948 | 0.34326 | 11 | 0.43801
25768 | 5.5 | 1 | 365 | 6.2586 | 0.60389 | 6 | 0.86247
24286 | 9.69 | 1 | 365 | 11.0265 | 0.20576 | 11 | 0.23224
26726 | 8.06 | 1 | 365 | 9.1717 | 0.47042 | 9 | 0.64209
26701 | 4.08 | 1 | 365 | 4.6427 | 0.34979 | 4 | 0.99252
26713 | 8.58 | 1 | 365 | 9.7634 | 0.66207 | 10 | 0.42545
26716 | 6.24 | 1 | 365 | 7.1006 | 0.29968 | 7 | 0.40033
25760 | 5.2 | 1 | 365 | 5.9172 | 0.9164 | 6 | 0.83361
26638 | 6.1 | 1 | 365 | 6.9413 | 0.97886 | 7 | 0.92019
26684 | 9.81 | 1 | 365 | 11.163 | 0.48075 | 11 | 0.64379
25731 | 8.96 | 1 | 365 | 10.1958 | 0.53288 | 10 | 0.72868
25735 | 10.2 | 1 | 365 | 11.6068 | 0.37448 | 11 | 0.98131
25737 | 6.12 | 1 | 365 | 6.9641 | 0.02469 | 6 | 0.98878
25749 | 4.76 | 1 | 365 | 5.4165 | 0.90809 | 6 | 0.32461
25753 | 9.12 | 1 | 365 | 10.3779 | 0.89954 | 11 | 0.2774
25777 | 17.955 | 1 | 365 | 20.4314 | 0.14597 | 20 | 0.57739
25780 | 14.4 | 1 | 365 | 16.3861 | 0.99927 | 17 | 0.38538
25781 | 8.12 | 1 | 365 | 9.2399 | 0.60792 | 9 | 0.84786
25784 | 9.72 | 1 | 365 | 11.0606 | 0.27451 | 11 | 0.33513
25785 | 3.99 | 1 | 365 | 4.5403 | 0.14355 | 4 | 0.68386
25788 | 8.4 | 1 | 365 | 9.5586 | 0.24957 | 9 | 0.80814
25820 | 7.848 | 1 | 365 | 8.9304 | 0.9846 | 9 | 0.91503
25829 | 3.575 | 1 | 365 | 4.0681 | 0.19253 | 4 | 0.26061
25830 | 8.415 | 1 | 365 | 9.5756 | 0.28395 | 9 | 0.85958
25836 | 7.59 | 1 | 365 | 8.6368 | 0.39337 | 9 | 0.030209
25857 | 5.72 | 1 | 365 | 6.5089 | 0.10804 | 6 | 0.61697
25835 | 7.245 | 1 | 365 | 8.2443 | 0.60276 | 8 | 0.84702
25880 | 4.94 | 1 | 365 | 5.6213 | 0.32058 | 5 | 0.94193
25856 | 4.08 | 1 | 365 | 4.6427 | 0.34979 | 4 | 0.99252
25837 | 6.12 | 1 | 365 | 6.9641 | 0.02469 | 6 | 0.98878
16174 | 8.97 | 1 | 365 | 10.2072 | 0.5558 | 10 | 0.76297
25770 | 10.92 | 1 | 365 | 12.4261 | 0.024447 | 12 | 0.45058
25891 | 8.4 | 1 | 365 | 9.5586 | 0.24957 | 9 | 0.80814
26034 | 6.9 | 1 | 365 | 7.8517 | 0.81215 | 8 | 0.66383
25917 | 9 | 1 | 365 | 10.2413 | 0.62454 | 10 | 0.86586
25921 | 2.44 | 1 | 365 | 2.7765 | 0.59154 | 3 | 0.36808
25912 | 9.75 | 1 | 365 | 11.0948 | 0.34326 | 11 | 0.43801
25918 | 5.98 | 1 | 365 | 6.8048 | 0.70386 | 7 | 0.50865
26035 | 3.73 | 1 | 365 | 4.2445 | 0.54773 | 4 | 0.79218
26040 | 11.96 | 1 | 365 | 13.6096 | 0.40773 | 14 | 0.017298
26044 | 10.22 | 1 | 365 | 11.6296 | 0.42032 | 12 | 0.049899
25955 | 11 | 1 | 365 | 12.5172 | 0.20778 | 12 | 0.72494
25972 | 15 | 1 | 365 | 17.0689 | 0.37424 | 17 | 0.4431
26008 | 11.34 | 1 | 365 | 12.9041 | 0.98693 | 13 | 0.89098
26066 | 11.5 | 1 | 365 | 13.0861 | 0.35358 | 13 | 0.43971
26069 | 11.5 | 1 | 365 | 13.0861 | 0.35358 | 13 | 0.43971
26006 | 9.36 | 1 | 365 | 10.651 | 0.44953 | 11 | 0.10049
26007 | 11.7 | 1 | 365 | 13.3137 | 0.81191 | 14 | 0.12562
26013 | 8.84 | 1 | 365 | 10.0592 | 0.25789 | 10 | 0.31713
26037 | 4.42 | 1 | 365 | 5.0296 | 0.12894 | 5 | 0.15857
26041 | 8.32 | 1 | 365 | 9.4675 | 0.066245 | 9 | 0.53377
26051 | 2.34 | 1 | 365 | 2.6627 | 0.36238 | 3 | 0.025124
26065 | 3.9 | 1 | 365 | 4.4379 | 0.9373 | 5 | 0.37521
26068 | 3.38 | 1 | 365 | 3.8462 | 0.74566 | 4 | 0.59185
26067 | 5.2 | 1 | 365 | 5.9172 | 0.9164 | 6 | 0.83361
26063 | 7.6 | 1 | 365 | 8.6482 | 0.41628 | 9 | 0.064504
25865 | 4.83 | 1 | 365 | 5.4962 | 0.068505 | 5 | 0.56468
25831 | 7.32 | 1 | 365 | 8.3296 | 0.77463 | 9 | 0.10423
26028 | 3.9 | 1 | 365 | 4.4379 | 0.9373 | 5 | 0.37521
27790 | 6.095 | 1 | 365 | 6.9356 | 0.9674 | 7 | 0.90305
27806 | 3.38 | 1 | 365 | 3.8462 | 0.74566 | 4 | 0.59185
27796 | 8.32 | 1 | 365 | 9.4675 | 0.066245 | 9 | 0.53377
27983 | 4.16 | 1 | 365 | 4.7338 | 0.53312 | 5 | 0.26689
27984 | 7.395 | 1 | 365 | 8.4149 | 0.9465 | 9 | 0.36145
27985 | 5.2 | 1 | 365 | 5.9172 | 0.9164 | 6 | 0.83361
27986 | 8.06 | 1 | 365 | 9.1717 | 0.47042 | 9 | 0.64209
26263 | 7.54 | 1 | 365 | 8.5799 | 0.27878 | 8 | 0.85873
26283 | 3.3 | 1 | 365 | 3.7551 | 0.56233 | 4 | 0.31748
26304 | 5.75 | 1 | 365 | 6.5431 | 0.17679 | 6 | 0.71985
26356 | 5.2 | 1 | 365 | 5.9172 | 0.9164 | 6 | 0.83361
26370 | 10.4 | 1 | 365 | 11.8344 | 0.83281 | 12 | 0.66722
26265 | 8.96 | 1 | 365 | 10.1958 | 0.53288 | 10 | 0.72868
26195 | 4.675 | 1 | 365 | 5.3198 | 0.7133 | 6 | 0.033099
26266 | 8.58 | 1 | 365 | 9.7634 | 0.66207 | 10 | 0.42545
26269 | 5.2 | 1 | 365 | 5.9172 | 0.9164 | 6 | 0.83361
26270 | 5.98 | 1 | 365 | 6.8048 | 0.70386 | 7 | 0.50865
26276 | 3.38 | 1 | 365 | 3.8462 | 0.74566 | 4 | 0.59185
26281 | 5.98 | 1 | 365 | 6.8048 | 0.70386 | 7 | 0.50865
26282 | 6.24 | 1 | 365 | 7.1006 | 0.29968 | 7 | 0.40033
26285 | 4.42 | 1 | 365 | 5.0296 | 0.12894 | 5 | 0.15857
26289 | 2.34 | 1 | 365 | 2.6627 | 0.36238 | 3 | 0.025124
26288 | 3.92 | 1 | 365 | 4.4607 | 0.98313 | 5 | 0.4438
26287 | 6.05 | 1 | 365 | 6.8844 | 0.86428 | 7 | 0.74872
26290 | 9.9 | 1 | 365 | 11.2654 | 0.687 | 11 | 0.95245
26292 | 7.54 | 1 | 365 | 8.5799 | 0.27878 | 8 | 0.85873
26295 | 14 | 1 | 365 | 15.9309 | 0.082624 | 16 | 0.01356
26294 | 6.16 | 1 | 365 | 7.0096 | 0.11635 | 7 | 0.12597
26297 | 4.8 | 1 | 365 | 5.462 | 0.99976 | 6 | 0.46179
26872 | 5.1 | 1 | 365 | 5.8034 | 0.68724 | 6 | 0.49065
26870 | 7.28 | 1 | 365 | 8.2841 | 0.68296 | 8 | 0.96705
26874 | 6.82 | 1 | 365 | 7.7606 | 0.62882 | 8 | 0.38946
26931 | 8.42 | 1 | 365 | 9.5813 | 0.29541 | 9 | 0.87673
26298 | 6.25 | 1 | 365 | 7.112 | 0.3226 | 7 | 0.43462
26301 | 5.5 | 1 | 365 | 6.2586 | 0.60389 | 6 | 0.86247
26300 | 9.3 | 1 | 365 | 10.5827 | 0.31203 | 10 | 0.89472
26305 | 7.2 | 1 | 365 | 8.1931 | 0.49964 | 8 | 0.69269
26328 | 6.5 | 1 | 365 | 7.3965 | 0.8955 | 8 | 0.29201
26339 | 8.25 | 1 | 365 | 9.3879 | 0.90583 | 10 | 0.29371
26341 | 7.75 | 1 | 365 | 8.8189 | 0.76002 | 9 | 0.57893
26345 | 8.58 | 1 | 365 | 9.7634 | 0.66207 | 10 | 0.42545
26348 | 4.94 | 1 | 365 | 5.6213 | 0.32058 | 5 | 0.94193
26355 | 6.25 | 1 | 365 | 7.112 | 0.3226 | 7 | 0.43462
26357 | 4.42 | 1 | 365 | 5.0296 | 0.12894 | 5 | 0.15857
25938 | 3.24 | 1 | 365 | 3.6869 | 0.42484 | 4 | 0.11171
26359 | 3.64 | 1 | 365 | 4.142 | 0.34148 | 4 | 0.48353
26361 | 3.12 | 1 | 365 | 3.5503 | 0.14984 | 3 | 0.70016
26362 | 5.75 | 1 | 365 | 6.5431 | 0.17679 | 6 | 0.71985
26363 | 6.12 | 1 | 365 | 6.9641 | 0.02469 | 6 | 0.98878
26364 | 7.28 | 1 | 365 | 8.2841 | 0.68296 | 8 | 0.96705
26367 | 10.45 | 1 | 365 | 11.8913 | 0.94739 | 12 | 0.83869
26386 | 7.54 | 1 | 365 | 8.5799 | 0.27878 | 8 | 0.85873
26534 | 7.8 | 1 | 365 | 8.8758 | 0.8746 | 9 | 0.75041
26561 | 7.7 | 1 | 365 | 8.762 | 0.64544 | 9 | 0.40746
26583 | 7.65 | 1 | 365 | 8.7051 | 0.53086 | 9 | 0.23598
26373 | 9.72 | 1 | 365 | 11.0606 | 0.27451 | 11 | 0.33513
26374 | 4.42 | 1 | 365 | 5.0296 | 0.12894 | 5 | 0.15857
26376 | 11.7 | 1 | 365 | 13.3137 | 0.81191 | 14 | 0.12562
26377 | 7 | 1 | 365 | 7.9655 | 0.041312 | 8 | 0.00678
26379 | 12.74 | 1 | 365 | 14.4972 | 0.19519 | 14 | 0.69234
24151 | 5.98 | 1 | 365 | 6.8048 | 0.70386 | 7 | 0.50865
24161 | 3.64 | 1 | 365 | 4.142 | 0.34148 | 4 | 0.48353
24153 | 7.8 | 1 | 365 | 8.8758 | 0.8746 | 9 | 0.75041
26387 | 6.72 | 1 | 365 | 7.6468 | 0.39966 | 8 | 0.046509
26391 | 4.08 | 1 | 365 | 4.6427 | 0.34979 | 4 | 0.99252
26392 | 6.24 | 1 | 365 | 7.1006 | 0.29968 | 7 | 0.40033
26398 | 9.36 | 1 | 365 | 10.651 | 0.44953 | 11 | 0.10049
26405 | 12.8 | 1 | 365 | 14.5654 | 0.33268 | 14 | 0.89811
26418 | 4.59 | 1 | 365 | 5.2231 | 0.51852 | 5 | 0.74159
26461 | 5.98 | 1 | 365 | 6.8048 | 0.70386 | 7 | 0.50865
26507 | 4.75 | 1 | 365 | 5.4051 | 0.88518 | 6 | 0.29031
26512 | 5.5 | 1 | 365 | 6.2586 | 0.60389 | 6 | 0.86247
26515 | 6.875 | 1 | 365 | 7.8232 | 0.75486 | 8 | 0.57809
26519 | 5.5 | 1 | 365 | 6.2586 | 0.60389 | 6 | 0.86247
26547 | 7.7 | 1 | 365 | 8.762 | 0.64544 | 9 | 0.40746
26550 | 4.95 | 1 | 365 | 5.6327 | 0.3435 | 5 | 0.97622
26553 | 10 | 1 | 365 | 11.3792 | 0.91616 | 12 | 0.2954
26557 | 6.05 | 1 | 365 | 6.8844 | 0.86428 | 7 | 0.74872
26562 | 6 | 1 | 365 | 6.8275 | 0.7497 | 7 | 0.57724
26565 | 6.5 | 1 | 365 | 7.3965 | 0.8955 | 8 | 0.29201
26569 | 6.325 | 1 | 365 | 7.1974 | 0.49447 | 7 | 0.69184
26573 | 3.57 | 1 | 365 | 4.0624 | 0.18107 | 4 | 0.24346
26572 | 12.48 | 1 | 365 | 14.2013 | 0.59937 | 14 | 0.80066
26574 | 7.7 | 1 | 365 | 8.762 | 0.64544 | 9 | 0.40746
26577 | 6.63 | 1 | 365 | 7.5444 | 0.19341 | 7 | 0.73785
26581 | 4.42 | 1 | 365 | 5.0296 | 0.12894 | 5 | 0.15857
26586 | 12.1 | 1 | 365 | 13.7689 | 0.72855 | 14 | 0.49743
26588 | 6.6 | 1 | 365 | 7.5103 | 0.12467 | 7 | 0.63496
26587 | 2.86 | 1 | 365 | 3.2545 | 0.55402 | 3 | 0.80848
26592 | 5.46 | 1 | 365 | 6.2131 | 0.51222 | 6 | 0.72529
26600 | 3.06 | 1 | 365 | 3.482 | 0.012345 | 3 | 0.49439
26605 | 6.76 | 1 | 365 | 7.6924 | 0.49132 | 8 | 0.18369
26607 | 4.68 | 1 | 365 | 5.3255 | 0.72476 | 6 | 0.050247
26612 | 8.75 | 1 | 365 | 9.9568 | 0.05164 | 10 | 0.008475
26609 | 7.28 | 1 | 365 | 8.2841 | 0.68296 | 8 | 0.96705
26809 | 8.415 | 1 | 365 | 9.5756 | 0.28395 | 9 | 0.85958
26818 | 6.5 | 1 | 365 | 7.3965 | 0.8955 | 8 | 0.29201
26828 | 6.25 | 1 | 365 | 7.112 | 0.3226 | 7 | 0.43462
26857 | 8.42 | 1 | 365 | 9.5813 | 0.29541 | 9 | 0.87673
26803 | 7.54 | 1 | 365 | 8.5799 | 0.27878 | 8 | 0.85873
26805 | 5.72 | 1 | 365 | 6.5089 | 0.10804 | 6 | 0.61697
26808 | 3.64 | 1 | 365 | 4.142 | 0.34148 | 4 | 0.48353
26797 | 6.5 | 1 | 365 | 7.3965 | 0.8955 | 8 | 0.29201
26799 | 10.66 | 1 | 365 | 12.1303 | 0.42863 | 12 | 0.5589
26801 | 8.58 | 1 | 365 | 9.7634 | 0.66207 | 10 | 0.42545
26802 | 10.07 | 1 | 365 | 11.4589 | 0.076573 | 11 | 0.53547
26807 | 11 | 1 | 365 | 12.5172 | 0.20778 | 12 | 0.72494
26811 | 9.1 | 1 | 365 | 10.3551 | 0.85371 | 11 | 0.20881
26810 | 7.975 | 1 | 365 | 9.0749 | 0.27564 | 9 | 0.35058
26812 | 6.5 | 1 | 365 | 7.3965 | 0.8955 | 8 | 0.29201
26813 | 10.14 | 1 | 365 | 11.5385 | 0.23699 | 11 | 0.77554
26814 | 4.675 | 1 | 365 | 5.3198 | 0.7133 | 6 | 0.033099
26815 | 3.12 | 1 | 365 | 3.5503 | 0.14984 | 3 | 0.70016
27478 | 5 | 1 | 365 | 5.6896 | 0.45808 | 6 | 0.1477
26816 | 7.14 | 1 | 365 | 8.1248 | 0.36214 | 8 | 0.48692
26817 | 9.62 | 1 | 365 | 10.9468 | 0.045346 | 10 | 0.99217
26819 | 12.375 | 1 | 365 | 14.0818 | 0.35875 | 14 | 0.44056
26821 | 3.3 | 1 | 365 | 3.7551 | 0.56233 | 4 | 0.31748
27477 | 4.75 | 1 | 365 | 5.4051 | 0.88518 | 6 | 0.29031
26820 | 7.02 | 1 | 365 | 7.9882 | 0.087144 | 8 | 0.075371
27479 | 5.5 | 1 | 365 | 6.2586 | 0.60389 | 6 | 0.86247
27481 | 10.5 | 1 | 365 | 11.9482 | 0.061968 | 12 | 0.01017
27482 | 7.425 | 1 | 365 | 8.4491 | 0.015249 | 8 | 0.46433
27484 | 21.35 | 1 | 365 | 24.2947 | 0.926 | 25 | 0.22068
27386 | 5.355 | 1 | 365 | 6.0936 | 0.2716 | 6 | 0.36519
26822 | 4.08 | 1 | 365 | 4.6427 | 0.34979 | 4 | 0.99252
26823 | 5.46 | 1 | 365 | 6.2131 | 0.51222 | 6 | 0.72529
26824 | 5.61 | 1 | 365 | 6.3838 | 0.85597 | 7 | 0.23972
26825 | 10.5 | 1 | 365 | 11.9482 | 0.061968 | 12 | 0.01017
26826 | 7.14 | 1 | 365 | 8.1248 | 0.36214 | 8 | 0.48692
26827 | 4.5 | 1 | 365 | 5.1207 | 0.31227 | 5 | 0.43293
26829 | 11.5 | 1 | 365 | 13.0861 | 0.35358 | 13 | 0.43971
26830 | 9.9 | 1 | 365 | 11.2654 | 0.687 | 11 | 0.95245
26831 | 9.5 | 1 | 365 | 10.8103 | 0.77035 | 11 | 0.58063
26833 | 6.375 | 1 | 365 | 7.2543 | 0.60905 | 7 | 0.86332
26834 | 9.405 | 1 | 365 | 10.7022 | 0.55265 | 11 | 0.25482
26836 | 6.22 | 1 | 365 | 7.0779 | 0.25385 | 7 | 0.33174
26838 | 6.96 | 1 | 365 | 7.92 | 0.94965 | 8 | 0.8696
27486 | 7.8 | 1 | 365 | 8.8758 | 0.8746 | 9 | 0.75041
26841 | 4.73 | 1 | 365 | 5.3824 | 0.83934 | 6 | 0.22172
26844 | 4.73 | 1 | 365 | 5.3824 | 0.83934 | 6 | 0.22172
27488 | 6.12 | 1 | 365 | 6.9641 | 0.02469 | 6 | 0.98878
26846 | 7.65 | 1 | 365 | 8.7051 | 0.53086 | 9 | 0.23598
26848 | 4.85 | 1 | 365 | 5.5189 | 0.11434 | 5 | 0.63327
27490 | 6.54 | 1 | 365 | 7.442 | 0.98717 | 8 | 0.42919
26847 | 8.845 | 1 | 365 | 10.0649 | 0.26934 | 10 | 0.33428
26843 | 2.08 | 1 | 365 | 2.3669 | 0.76656 | 3 | 0.13344
27491 | 12.426 | 1 | 365 | 14.1398 | 0.47562 | 14 | 0.61546
26849 | 4.48 | 1 | 365 | 5.0979 | 0.26644 | 5 | 0.36434
27492 | 6.16 | 1 | 365 | 7.0096 | 0.11635 | 7 | 0.12597
26853 | 3.57 | 1 | 365 | 4.0624 | 0.18107 | 4 | 0.24346
27493 | 10.35 | 1 | 365 | 11.7775 | 0.71823 | 12 | 0.49574
27050 | 9.47 | 1 | 365 | 10.7761 | 0.7016 | 11 | 0.47774
27990 | 3.64 | 1 | 365 | 4.142 | 0.34148 | 4 | 0.48353
27494 | 5.886 | 1 | 365 | 6.6978 | 0.48845 | 7 | 0.18627
27991 | 5.98 | 1 | 365 | 6.8048 | 0.70386 | 7 | 0.50865
27992 | 4.42 | 1 | 365 | 5.0296 | 0.12894 | 5 | 0.15857
17419 | 13.26 | 1 | 365 | 15.0889 | 0.38683 | 15 | 0.4757
27995 | 11.44 | 1 | 365 | 13.0179 | 0.21609 | 13 | 0.23394
27994 | 9.435 | 1 | 365 | 10.7363 | 0.6214 | 11 | 0.35771
27997 | 10.4 | 1 | 365 | 11.8344 | 0.83281 | 12 | 0.66722
17550 | 2.6 | 1 | 365 | 2.9586 | 0.9582 | 3 | 0.9168
27996 | 10.4 | 1 | 365 | 11.8344 | 0.83281 | 12 | 0.66722
27998 | 6.24 | 1 | 365 | 7.1006 | 0.29968 | 7 | 0.40033
17372 | 8.925 | 1 | 365 | 10.156 | 0.45267 | 10 | 0.60864
27999 | 2.08 | 1 | 365 | 2.3669 | 0.76656 | 3 | 0.13344
17523 | 2.55 | 1 | 365 | 2.9017 | 0.84362 | 3 | 0.74533
17554 | 4.59 | 1 | 365 | 5.2231 | 0.51852 | 5 | 0.74159
28001 | 7.8 | 1 | 365 | 8.8758 | 0.8746 | 9 | 0.75041
17655 | 5.865 | 1 | 365 | 6.6739 | 0.44033 | 7 | 0.11425
17542 | 2.6 | 1 | 365 | 2.9586 | 0.9582 | 3 | 0.9168
27487 | 8.25 | 1 | 365 | 9.3879 | 0.90583 | 10 | 0.29371
27978 | 6.4 | 1 | 365 | 7.2827 | 0.66634 | 7 | 0.94906
27496 | 6.75 | 1 | 365 | 7.681 | 0.46841 | 8 | 0.1494
27498 | 10.2 | 1 | 365 | 11.6068 | 0.37448 | 11 | 0.98131
17616 | 8.58 | 1 | 365 | 9.7634 | 0.66207 | 10 | 0.42545
25102 | 5.2 | 1 | 365 | 5.9172 | 0.9164 | 6 | 0.83361
17593 | 5.39 | 1 | 365 | 6.1334 | 0.35181 | 6 | 0.48522
27501 | 5.61 | 1 | 365 | 6.3838 | 0.85597 | 7 | 0.23972
24245 | 7.54 | 1 | 365 | 8.5799 | 0.27878 | 8 | 0.85873
27229 | 8.415 | 1 | 365 | 9.5756 | 0.28395 | 9 | 0.85958
28011 | 12.9 | 1 | 365 | 14.6792 | 0.56185 | 15 | 0.24107
17642 | 5.355 | 1 | 365 | 6.0936 | 0.2716 | 6 | 0.36519
27505 | 6.63 | 1 | 365 | 7.5444 | 0.19341 | 7 | 0.73785
17865 | 9.435 | 1 | 365 | 10.7363 | 0.6214 | 11 | 0.35771
27507 | 6.24 | 1 | 365 | 7.1006 | 0.29968 | 7 | 0.40033
17717 | 3.06 | 1 | 365 | 3.482 | 0.012345 | 3 | 0.49439
28014 | 6.63 | 1 | 365 | 7.5444 | 0.19341 | 7 | 0.73785
17891 | 8.06 | 1 | 365 | 9.1717 | 0.47042 | 9 | 0.64209
27508 | 14.3 | 1 | 365 | 16.2723 | 0.77011 | 17 | 0.042422
27530 | 5.1 | 1 | 365 | 5.8034 | 0.68724 | 6 | 0.49065
18074 | 5.61 | 1 | 365 | 6.3838 | 0.85597 | 7 | 0.23972
17992 | 4.08 | 1 | 365 | 4.6427 | 0.34979 | 4 | 0.99252
24122 | 9.1 | 1 | 365 | 10.3551 | 0.85371 | 11 | 0.20881
25210 | 7.28 | 1 | 365 | 8.2841 | 0.68296 | 8 | 0.96705
24422 | 7.02 | 1 | 365 | 7.9882 | 0.087144 | 8 | 0.075371
18112 | 13.78 | 1 | 365 | 15.6806 | 0.57847 | 16 | 0.25906
18278 | 5.72 | 1 | 365 | 6.5089 | 0.10804 | 6 | 0.61697
18132 | 4.94 | 1 | 365 | 5.6213 | 0.32058 | 5 | 0.94193
27052 | 6.76 | 1 | 365 | 7.6924 | 0.49132 | 8 | 0.18369
27053 | 6.82 | 1 | 365 | 7.7606 | 0.62882 | 8 | 0.38946
27054 | 6.76 | 1 | 365 | 7.6924 | 0.49132 | 8 | 0.18369
27055 | 4.16 | 1 | 365 | 4.7338 | 0.53312 | 5 | 0.26689
27056 | 3.12 | 1 | 365 | 3.5503 | 0.14984 | 3 | 0.70016
27059 | 6.5 | 1 | 365 | 7.3965 | 0.8955 | 8 | 0.29201
27058 | 32.5 | 0.9 | 365 | 33.2843 | 0.029768 | 33 | 0.31405
27061 | 9.54 | 1 | 365 | 10.8558 | 0.86202 | 11 | 0.71781
27062 | 6.5 | 1 | 365 | 7.3965 | 0.8955 | 8 | 0.29201
27064 | 5.725 | 1 | 365 | 6.5146 | 0.1195 | 6 | 0.63412
27065 | 4.98 | 1 | 365 | 5.6669 | 0.41225 | 6 | 0.079109
27066 | 9.435 | 1 | 365 | 10.7363 | 0.6214 | 11 | 0.35771
27069 | 6.82 | 1 | 365 | 7.7606 | 0.62882 | 8 | 0.38946
27073 | 5.72 | 1 | 365 | 6.5089 | 0.10804 | 6 | 0.61697
27086 | 5.88 | 1 | 365 | 6.691 | 0.4747 | 7 | 0.1657
27095 | 6.885 | 1 | 365 | 7.8346 | 0.77778 | 8 | 0.61238
26919 | 7.06 | 1 | 365 | 8.0337 | 0.17881 | 8 | 0.21255
27070 | 5.215 | 1 | 365 | 5.9343 | 0.95078 | 6 | 0.88505
27071 | 16.83 | 1 | 365 | 19.1513 | 0.5679 | 19 | 0.71916
27072 | 14.04 | 1 | 365 | 15.9765 | 0.17429 | 16 | 0.15074
27074 | 7.395 | 1 | 365 | 8.4149 | 0.9465 | 9 | 0.36145
27077 | 6.12 | 1 | 365 | 6.9641 | 0.02469 | 6 | 0.98878
27078 | 6.44 | 1 | 365 | 7.3282 | 0.75801 | 8 | 0.086238
27080 | 11 | 1 | 365 | 12.5172 | 0.20778 | 12 | 0.72494
27081 | 4.59 | 1 | 365 | 5.2231 | 0.51852 | 5 | 0.74159
27082 | 12.88 | 1 | 365 | 14.6565 | 0.51601 | 15 | 0.17248
27084 | 8.68 | 1 | 365 | 9.8772 | 0.89123 | 10 | 0.76841
28036 | 4.59 | 1 | 365 | 5.2231 | 0.51852 | 5 | 0.74159
27087 | 3.64 | 1 | 365 | 4.142 | 0.34148 | 4 | 0.48353
27088 | 8.06 | 1 | 365 | 9.1717 | 0.47042 | 9 | 0.64209
27089 | 7.02 | 1 | 365 | 7.9882 | 0.087144 | 8 | 0.075371
27098 | 9.1 | 1 | 365 | 10.3551 | 0.85371 | 11 | 0.20881
27102 | 9.805 | 1 | 365 | 11.1573 | 0.46929 | 11 | 0.62664
27475 | 5.46 | 1 | 365 | 6.2131 | 0.51222 | 6 | 0.72529
27104 | 5.72 | 1 | 365 | 6.5089 | 0.10804 | 6 | 0.61697
27112 | 14.56 | 1 | 365 | 16.5682 | 0.36593 | 16 | 0.9341
27116 | 6.867 | 1 | 365 | 7.8141 | 0.73653 | 8 | 0.55065
27115 | 5.72 | 1 | 365 | 6.5089 | 0.10804 | 6 | 0.61697
27853 | 6.48 | 1 | 365 | 7.3737 | 0.84967 | 8 | 0.22342
27734 | 28.5 | 0.9 | 365 | 29.1878 | 0.77995 | 29 | 0.9677
27121 | 8.25 | 1 | 365 | 9.3879 | 0.90583 | 10 | 0.29371
27124 | 6.9 | 1 | 365 | 7.8517 | 0.81215 | 8 | 0.66383
27122 | 6.9 | 1 | 365 | 7.8517 | 0.81215 | 8 | 0.66383
27789 | 12.1 | 1 | 365 | 13.7689 | 0.72855 | 14 | 0.49743
24343 | 5.46 | 1 | 365 | 6.2131 | 0.51222 | 6 | 0.72529
27119 | 10.66 | 1 | 365 | 12.1303 | 0.42863 | 12 | 0.5589
27791 | 6.6 | 1 | 365 | 7.5103 | 0.12467 | 7 | 0.63496
27103 | 12 | 1 | 365 | 13.6551 | 0.49939 | 14 | 0.15448
27794 | 4.77 | 1 | 365 | 5.4279 | 0.93101 | 6 | 0.35891
27797 | 9.6 | 1 | 365 | 10.9241 | 0.99951 | 11 | 0.92358
27128 | 8.175 | 1 | 365 | 9.3025 | 0.73396 | 10 | 0.03649
27799 | 9 | 1 | 365 | 10.2413 | 0.62454 | 10 | 0.86586
27147 | 6.05 | 1 | 365 | 6.8844 | 0.86428 | 7 | 0.74872
27397 | 7.905 | 1 | 365 | 8.9953 | 0.11522 | 9 | 0.11051
27131 | 7.28 | 1 | 365 | 8.2841 | 0.68296 | 8 | 0.96705
27775 | 4.16 | 1 | 365 | 4.7338 | 0.53312 | 5 | 0.26689
27780 | 6.24 | 1 | 365 | 7.1006 | 0.29968 | 7 | 0.40033
27813 | 12.04 | 1 | 365 | 13.7006 | 0.59106 | 14 | 0.29166
27136 | 3.38 | 1 | 365 | 3.8462 | 0.74566 | 4 | 0.59185
27814 | 3.9 | 1 | 365 | 4.4379 | 0.9373 | 5 | 0.37521
27321 | 6.24 | 1 | 365 | 7.1006 | 0.29968 | 7 | 0.40033
27139 | 9.69 | 1 | 365 | 11.0265 | 0.20576 | 11 | 0.23224
27782 | 5.2 | 1 | 365 | 5.9172 | 0.9164 | 6 | 0.83361
27138 | 5.98 | 1 | 365 | 6.8048 | 0.70386 | 7 | 0.50865
27464 | 5.565 | 1 | 365 | 6.3325 | 0.75284 | 7 | 0.08539
27564 | 8.1 | 1 | 365 | 9.2172 | 0.56209 | 9 | 0.77927
27554 | 5.2 | 1 | 365 | 5.9172 | 0.9164 | 6 | 0.83361
27792 | 6.76 | 1 | 365 | 7.6924 | 0.49132 | 8 | 0.18369
27542 | 8.215 | 1 | 365 | 9.348 | 0.82563 | 10 | 0.17367
27528 | 3.06 | 1 | 365 | 3.482 | 0.012345 | 3 | 0.49439
27140 | 6.05 | 1 | 365 | 6.8844 | 0.86428 | 7 | 0.74872
27562 | 6.36 | 1 | 365 | 7.2372 | 0.57468 | 7 | 0.81187
27826 | 7.54 | 1 | 365 | 8.5799 | 0.27878 | 8 | 0.85873
27142 | 10.45 | 1 | 365 | 11.8913 | 0.94739 | 12 | 0.83869
27459 | 6.76 | 1 | 365 | 7.6924 | 0.49132 | 8 | 0.18369
27828 | 7.28 | 1 | 365 | 8.2841 | 0.68296 | 8 | 0.96705
27143 | 6.76 | 1 | 365 | 7.6924 | 0.49132 | 8 | 0.18369
27840 | 8.67 | 1 | 365 | 9.8658 | 0.86831 | 10 | 0.73411
27144 | 9.36 | 1 | 365 | 10.651 | 0.44953 | 11 | 0.10049
27842 | 11.04 | 1 | 365 | 12.5627 | 0.29944 | 12 | 0.86212
27146 | 10.45 | 1 | 365 | 11.8913 | 0.94739 | 12 | 0.83869
27841 | 9.18 | 1 | 365 | 10.4461 | 0.037035 | 10 | 0.48318
27145 | 10.92 | 1 | 365 | 12.4261 | 0.024447 | 12 | 0.45058
27149 | 10.725 | 1 | 365 | 12.2042 | 0.57758 | 12 | 0.78182
27150 | 11.55 | 1 | 365 | 13.143 | 0.46816 | 13 | 0.61119
27148 | 2.6 | 1 | 365 | 2.9586 | 0.9582 | 3 | 0.9168
27151 | 9 | 1 | 365 | 10.2413 | 0.62454 | 10 | 0.86586
24822 | 10.66 | 1 | 365 | 12.1303 | 0.42863 | 12 | 0.5589
25133 | 5.98 | 1 | 365 | 6.8048 | 0.70386 | 7 | 0.50865
27153 | 12.75 | 1 | 365 | 14.5085 | 0.2181 | 14 | 0.72663
27577 | 2.6 | 1 | 365 | 2.9586 | 0.9582 | 3 | 0.9168
27155 | 4.845 | 1 | 365 | 5.5132 | 0.10288 | 5 | 0.61612
27585 | 4.77 | 1 | 365 | 5.4279 | 0.93101 | 6 | 0.35891
27599 | 6.095 | 1 | 365 | 6.9356 | 0.9674 | 7 | 0.90305
27156 | 9.69 | 1 | 365 | 11.0265 | 0.20576 | 11 | 0.23224
27560 | 6.095 | 1 | 365 | 6.9356 | 0.9674 | 7 | 0.90305
27157 | 4.59 | 1 | 365 | 5.2231 | 0.51852 | 5 | 0.74159
27574 | 7.83 | 1 | 365 | 8.9099 | 0.94335 | 9 | 0.8533
27158 | 5.5 | 1 | 365 | 6.2586 | 0.60389 | 6 | 0.86247
27569 | 8.06 | 1 | 365 | 9.1717 | 0.47042 | 9 | 0.64209
27589 | 2.08 | 1 | 365 | 2.3669 | 0.76656 | 3 | 0.13344
27597 | 13.26 | 1 | 365 | 15.0889 | 0.38683 | 15 | 0.4757
27576 | 7.02 | 1 | 365 | 7.9882 | 0.087144 | 8 | 0.075371
27631 | 10.66 | 1 | 365 | 12.1303 | 0.42863 | 12 | 0.5589
20017 | 3.12 | 1 | 365 | 3.5503 | 0.14984 | 3 | 0.70016
20635 | 6.24 | 1 | 365 | 7.1006 | 0.29968 | 7 | 0.40033
20650 | 7.8 | 1 | 365 | 8.8758 | 0.8746 | 9 | 0.75041
21025 | 4.68 | 1 | 365 | 5.3255 | 0.72476 | 6 | 0.050247
21105 | 10.14 | 1 | 365 | 11.5385 | 0.23699 | 11 | 0.77554
21213 | 5.72 | 1 | 365 | 6.5089 | 0.10804 | 6 | 0.61697
21442 | 6.5 | 1 | 365 | 7.3965 | 0.8955 | 8 | 0.29201
20638 | 7.02 | 1 | 365 | 7.9882 | 0.087144 | 8 | 0.075371
21812 | 11.96 | 1 | 365 | 13.6096 | 0.40773 | 14 | 0.017298
21911 | 5.2 | 1 | 365 | 5.9172 | 0.9164 | 6 | 0.83361
22071 | 7.54 | 1 | 365 | 8.5799 | 0.27878 | 8 | 0.85873
22406 | 7.54 | 1 | 365 | 8.5799 | 0.27878 | 8 | 0.85873
27159 | 7.5 | 1 | 365 | 8.5344 | 0.18712 | 8 | 0.72155
27160 | 5.225 | 1 | 365 | 5.9457 | 0.97369 | 6 | 0.91935
27161 | 7.395 | 1 | 365 | 8.4149 | 0.9465 | 9 | 0.36145
27162 | 2.805 | 1 | 365 | 3.1919 | 0.42798 | 3 | 0.61986
27163 | 8.925 | 1 | 365 | 10.156 | 0.45267 | 10 | 0.60864
27036 | 12.5 | 1 | 365 | 14.2241 | 0.6452 | 14 | 0.86925
27154 | 4.42 | 1 | 365 | 5.0296 | 0.12894 | 5 | 0.15857
27172 | 4.16 | 1 | 365 | 4.7338 | 0.53312 | 5 | 0.26689
27173 | 5.98 | 1 | 365 | 6.8048 | 0.70386 | 7 | 0.50865
27174 | 5.98 | 1 | 365 | 6.8048 | 0.70386 | 7 | 0.50865
22408 | 8.32 | 1 | 365 | 9.4675 | 0.066245 | 9 | 0.53377
22091 | 7.02 | 1 | 365 | 7.9882 | 0.087144 | 8 | 0.075371
22000 | 4.68 | 1 | 365 | 5.3255 | 0.72476 | 6 | 0.050247
27578 | 4.68 | 1 | 365 | 5.3255 | 0.72476 | 6 | 0.050247
27579 | 8.25 | 1 | 365 | 9.3879 | 0.90583 | 10 | 0.29371
27582 | 4.94 | 1 | 365 | 5.6213 | 0.32058 | 5 | 0.94193
27583 | 9 | 1 | 365 | 10.2413 | 0.62454 | 10 | 0.86586
27586 | 4 | 1 | 365 | 4.5517 | 0.16646 | 4 | 0.71816
27590 | 5.775 | 1 | 365 | 6.5715 | 0.23408 | 6 | 0.80559
27593 | 7.15 | 1 | 365 | 8.1362 | 0.38505 | 8 | 0.52121
27595 | 2.75 | 1 | 365 | 3.1293 | 0.30194 | 3 | 0.43124
27611 | 4.5 | 1 | 365 | 5.1207 | 0.31227 | 5 | 0.43293
27612 | 9.075 | 1 | 365 | 10.3267 | 0.79642 | 11 | 0.12308
27616 | 9.5 | 1 | 365 | 10.8103 | 0.77035 | 11 | 0.58063
27629 | 15.5 | 1 | 365 | 17.6378 | 0.52005 | 18 | 0.15787
27594 | 9.805 | 1 | 365 | 11.1573 | 0.46929 | 11 | 0.62664
27601 | 7.155 | 1 | 365 | 8.1418 | 0.39651 | 8 | 0.53836
27436 | 6.885 | 1 | 365 | 7.8346 | 0.77778 | 8 | 0.61238
27438 | 4.16 | 1 | 365 | 4.7338 | 0.53312 | 5 | 0.26689
27175 | 5.46 | 1 | 365 | 6.2131 | 0.51222 | 6 | 0.72529
27513 | 6.63 | 1 | 365 | 7.5444 | 0.19341 | 7 | 0.73785
27176 | 13.26 | 1 | 365 | 15.0889 | 0.38683 | 15 | 0.4757
27444 | 7.905 | 1 | 365 | 8.9953 | 0.11522 | 9 | 0.11051
27179 | 9.81 | 1 | 365 | 11.163 | 0.48075 | 11 | 0.64379
27516 | 7.905 | 1 | 365 | 8.9953 | 0.11522 | 9 | 0.11051
27442 | 4 | 1 | 365 | 4.5517 | 0.16646 | 4 | 0.71816
27177 | 12.22 | 1 | 365 | 13.9054 | 0.0035475 | 13 | 0.90898
27431 | 6.375 | 1 | 365 | 7.2543 | 0.60905 | 7 | 0.86332
27181 | 9.88 | 1 | 365 | 11.2427 | 0.64117 | 11 | 0.88386
27451 | 10.78 | 1 | 365 | 12.2668 | 0.70362 | 12 | 0.97044
27183 | 12.825 | 1 | 365 | 14.5939 | 0.38998 | 14 | 0.98385
27452 | 4.08 | 1 | 365 | 4.6427 | 0.34979 | 4 | 0.99252
27456 | 7.02 | 1 | 365 | 7.9882 | 0.087144 | 8 | 0.075371
27184 | 11.18 | 1 | 365 | 12.722 | 0.62027 | 13 | 0.34226
27457 | 6.375 | 1 | 365 | 7.2543 | 0.60905 | 7 | 0.86332
27499 | 4.08 | 1 | 365 | 4.6427 | 0.34979 | 4 | 0.99252
27495 | 8.925 | 1 | 365 | 10.156 | 0.45267 | 10 | 0.60864
27185 | 7.25 | 1 | 365 | 8.2499 | 0.61422 | 8 | 0.86416
27504 | 11.22 | 1 | 365 | 12.7675 | 0.71193 | 13 | 0.47944
27512 | 3.825 | 1 | 365 | 4.3526 | 0.76543 | 5 | 0.11799
27521 | 8.32 | 1 | 365 | 9.4675 | 0.066245 | 9 | 0.53377
26401 | 6.5 | 1 | 365 | 7.3965 | 0.8955 | 8 | 0.29201
27526 | 4.08 | 1 | 365 | 4.6427 | 0.34979 | 4 | 0.99252
27463 | 6.12 | 1 | 365 | 6.9641 | 0.02469 | 6 | 0.98878
27460 | 3.825 | 1 | 365 | 4.3526 | 0.76543 | 5 | 0.11799
26997 | 29.58 | 0.9 | 365 | 30.2938 | 0.0074012 | 30 | 0.30121
27466 | 2.295 | 1 | 365 | 2.6115 | 0.25926 | 2 | 0.87079
18729 | 14.3 | 1 | 365 | 16.2723 | 0.77011 | 17 | 0.042422
27890 | 8.58 | 1 | 365 | 9.7634 | 0.66207 | 10 | 0.42545
26806 | 9.36 | 1 | 365 | 10.651 | 0.44953 | 11 | 0.10049
27186 | 8.4 | 1 | 365 | 9.5586 | 0.24957 | 9 | 0.80814
27893 | 5.72 | 1 | 365 | 6.5089 | 0.10804 | 6 | 0.61697
27891 | 5.46 | 1 | 365 | 6.2131 | 0.51222 | 6 | 0.72529
27897 | 6.24 | 1 | 365 | 7.1006 | 0.29968 | 7 | 0.40033
27188 | 7.5 | 1 | 365 | 8.5344 | 0.18712 | 8 | 0.72155
27898 | 6.76 | 1 | 365 | 7.6924 | 0.49132 | 8 | 0.18369
27903 | 5.72 | 1 | 365 | 6.5089 | 0.10804 | 6 | 0.61697
27812 | 6.24 | 1 | 365 | 7.1006 | 0.29968 | 7 | 0.40033
27187 | 8.1 | 1 | 365 | 9.2172 | 0.56209 | 9 | 0.77927
27904 | 10.4 | 1 | 365 | 11.8344 | 0.83281 | 12 | 0.66722
27902 | 10.4 | 1 | 365 | 11.8344 | 0.83281 | 12 | 0.66722
26947 | 7.02 | 1 | 365 | 7.9882 | 0.087144 | 8 | 0.075371
27908 | 7.14 | 1 | 365 | 8.1248 | 0.36214 | 8 | 0.48692
27041 | 8.32 | 1 | 365 | 9.4675 | 0.066245 | 9 | 0.53377
27912 | 11.18 | 1 | 365 | 12.722 | 0.62027 | 13 | 0.34226
27914 | 5.46 | 1 | 365 | 6.2131 | 0.51222 | 6 | 0.72529
27085 | 5.565 | 1 | 365 | 6.3325 | 0.75284 | 7 | 0.08539
27720 | 8.67 | 1 | 365 | 9.8658 | 0.86831 | 10 | 0.73411
26061 | 8.06 | 1 | 365 | 9.1717 | 0.47042 | 9 | 0.64209
27190 | 6.48 | 1 | 365 | 7.3737 | 0.84967 | 8 | 0.22342
27919 | 8.32 | 1 | 365 | 9.4675 | 0.066245 | 9 | 0.53377
27536 | 9.435 | 1 | 365 | 10.7363 | 0.6214 | 11 | 0.35771
27921 | 3.9 | 1 | 365 | 4.4379 | 0.9373 | 5 | 0.37521
27178 | 2.85 | 1 | 365 | 3.2431 | 0.53111 | 3 | 0.77419
27393 | 13.005 | 1 | 365 | 14.7987 | 0.80247 | 15 | 0.60117
27926 | 3.825 | 1 | 365 | 4.3526 | 0.76543 | 5 | 0.11799
27191 | 8.68 | 1 | 365 | 9.8772 | 0.89123 | 10 | 0.76841
27400 | 6.885 | 1 | 365 | 7.8346 | 0.77778 | 8 | 0.61238
27922 | 8.415 | 1 | 365 | 9.5756 | 0.28395 | 9 | 0.85958
27192 | 3.64 | 1 | 365 | 4.142 | 0.34148 | 4 | 0.48353
27929 | 3.38 | 1 | 365 | 3.8462 | 0.74566 | 4 | 0.59185
27410 | 7.65 | 1 | 365 | 8.7051 | 0.53086 | 9 | 0.23598
27924 | 3.06 | 1 | 365 | 3.482 | 0.012345 | 3 | 0.49439
27193 | 6.71 | 1 | 365 | 7.6355 | 0.37674 | 8 | 0.012213
27932 | 2.08 | 1 | 365 | 2.3669 | 0.76656 | 3 | 0.13344
27403 | 10.455 | 1 | 365 | 11.897 | 0.95885 | 12 | 0.85584
27900 | 4.68 | 1 | 365 | 5.3255 | 0.72476 | 6 | 0.050247
27406 | 6.12 | 1 | 365 | 6.9641 | 0.02469 | 6 | 0.98878
27905 | 5.5 | 1 | 365 | 6.2586 | 0.60389 | 6 | 0.86247
27411 | 7.905 | 1 | 365 | 8.9953 | 0.11522 | 9 | 0.11051
27909 | 4.2 | 1 | 365 | 4.7793 | 0.62479 | 5 | 0.40407
27391 | 3.5 | 1 | 365 | 3.9827 | 0.020656 | 4 | 0.00339
27911 | 7.2 | 1 | 365 | 8.1931 | 0.49964 | 8 | 0.69269
27931 | 4.8 | 1 | 365 | 5.462 | 0.99976 | 6 | 0.46179
27935 | 10.8 | 1 | 365 | 12.2896 | 0.74945 | 13 | 0.039032
27412 | 8.16 | 1 | 365 | 9.2855 | 0.69959 | 9 | 0.98505
27943 | 4.845 | 1 | 365 | 5.5132 | 0.10288 | 5 | 0.61612
27409 | 5.865 | 1 | 365 | 6.6739 | 0.44033 | 7 | 0.11425
27824 | 4.42 | 1 | 365 | 5.0296 | 0.12894 | 5 | 0.15857
27402 | 10.2 | 1 | 365 | 11.6068 | 0.37448 | 11 | 0.98131
27561 | 3.75 | 1 | 365 | 4.2672 | 0.59356 | 4 | 0.86078
27565 | 8.415 | 1 | 365 | 9.5756 | 0.28395 | 9 | 0.85958
27551 | 3.64 | 1 | 365 | 4.142 | 0.34148 | 4 | 0.48353
27427 | 6.63 | 1 | 365 | 7.5444 | 0.19341 | 7 | 0.73785
26763 | 6.24 | 1 | 365 | 7.1006 | 0.29968 | 7 | 0.40033
23594 | 5.98 | 1 | 365 | 6.8048 | 0.70386 | 7 | 0.50865
27418 | 11.475 | 1 | 365 | 13.0577 | 0.29629 | 13 | 0.35397
23591 | 9.1 | 1 | 365 | 10.3551 | 0.85371 | 11 | 0.20881
27417 | 6.12 | 1 | 365 | 6.9641 | 0.02469 | 6 | 0.98878
27428 | 11.985 | 1 | 365 | 13.638 | 0.46502 | 14 | 0.10304
24019 | 5.2 | 1 | 365 | 5.9172 | 0.9164 | 6 | 0.83361
27420 | 9.69 | 1 | 365 | 11.0265 | 0.20576 | 11 | 0.23224
23573 | 13 | 1 | 365 | 14.793 | 0.79101 | 15 | 0.58402
27439 | 7.395 | 1 | 365 | 8.4149 | 0.9465 | 9 | 0.36145
27443 | 5.75 | 1 | 365 | 6.5431 | 0.17679 | 6 | 0.71985
28116 | 7.125 | 1 | 365 | 8.1077 | 0.32776 | 8 | 0.43547
28044 | 4.42 | 1 | 365 | 5.0296 | 0.12894 | 5 | 0.15857
28122 | 4.94 | 1 | 365 | 5.6213 | 0.32058 | 5 | 0.94193
28047 | 5.72 | 1 | 365 | 6.5089 | 0.10804 | 6 | 0.61697
27870 | 9.18 | 1 | 365 | 10.4461 | 0.037035 | 10 | 0.48318
28127 | 4.68 | 1 | 365 | 5.3255 | 0.72476 | 6 | 0.050247
25016 | 4.42 | 1 | 365 | 5.0296 | 0.12894 | 5 | 0.15857
28079 | 8.67 | 1 | 365 | 9.8658 | 0.86831 | 10 | 0.73411
18311 | 8.16 | 1 | 365 | 9.2855 | 0.69959 | 9 | 0.98505
27387 | 22.25 | 1 | 365 | 25.3188 | 0.98846 | 26 | 0.30726
28109 | 2.08 | 1 | 365 | 2.3669 | 0.76656 | 3 | 0.13344
28128 | 3.64 | 1 | 365 | 4.142 | 0.34148 | 4 | 0.48353
27667 | 28.325 | 0.9 | 365 | 29.0085 | 0.41902 | 29 | 0.42755
28129 | 3.18 | 1 | 365 | 3.6186 | 0.28734 | 3 | 0.90594
28058 | 11.7 | 1 | 365 | 13.3137 | 0.81191 | 14 | 0.12562
27811 | 3.9 | 1 | 365 | 4.4379 | 0.9373 | 5 | 0.37521
28131 | 5.72 | 1 | 365 | 6.5089 | 0.10804 | 6 | 0.61697
28006 | 6.48 | 1 | 365 | 7.3737 | 0.84967 | 8 | 0.22342
28136 | 5.2 | 1 | 365 | 5.9172 | 0.9164 | 6 | 0.83361
28137 | 3.38 | 1 | 365 | 3.8462 | 0.74566 | 4 | 0.59185
25051 | 6.24 | 1 | 365 | 7.1006 | 0.29968 | 7 | 0.40033
28057 | 12.48 | 1 | 365 | 14.2013 | 0.59937 | 14 | 0.80066
28049 | 7.28 | 1 | 365 | 8.2841 | 0.68296 | 8 | 0.96705
18076 | 8.84 | 1 | 365 | 10.0592 | 0.25789 | 10 | 0.31713
19740 | 5.46 | 1 | 365 | 6.2131 | 0.51222 | 6 | 0.72529
19775 | 3.25 | 1 | 365 | 3.6983 | 0.44775 | 4 | 0.146
28050 | 8.25 | 1 | 365 | 9.3879 | 0.90583 | 10 | 0.29371
19821 | 9.62 | 1 | 365 | 10.9468 | 0.045346 | 10 | 0.99217
18465 | 2.805 | 1 | 365 | 3.1919 | 0.42798 | 3 | 0.61986
19535 | 5.2 | 1 | 365 | 5.9172 | 0.9164 | 6 | 0.83361
19772 | 11.22 | 1 | 365 | 12.7675 | 0.71193 | 13 | 0.47944
18790 | 1.715 | 1 | 365 | 1.9515 | 0.93012 | 2 | 0.88166
28055 | 12.19 | 1 | 365 | 13.8713 | 0.9348 | 14 | 0.80609
27529 | 5.72 | 1 | 365 | 6.5089 | 0.10804 | 6 | 0.61697
18787 | 4.75 | 1 | 365 | 5.4051 | 0.88518 | 6 | 0.29031
18320 | 5.61 | 1 | 365 | 6.3838 | 0.85597 | 7 | 0.23972
27575 | 6 | 1 | 365 | 6.8275 | 0.7497 | 7 | 0.57724
18733 | 5.1 | 1 | 365 | 5.8034 | 0.68724 | 6 | 0.49065
27441 | 2.08 | 1 | 365 | 2.3669 | 0.76656 | 3 | 0.13344
27461 | 8.58 | 1 | 365 | 9.7634 | 0.66207 | 10 | 0.42545
27449 | 6.24 | 1 | 365 | 7.1006 | 0.29968 | 7 | 0.40033
27458 | 3.38 | 1 | 365 | 3.8462 | 0.74566 | 4 | 0.59185
27514 | 5.72 | 1 | 365 | 6.5089 | 0.10804 | 6 | 0.61697
27453 | 9.88 | 1 | 365 | 11.2427 | 0.64117 | 11 | 0.88386
28112 | 8.84 | 1 | 365 | 10.0592 | 0.25789 | 10 | 0.31713
18391 | 5.865 | 1 | 365 | 6.6739 | 0.44033 | 7 | 0.11425
23108 | 5.46 | 1 | 365 | 6.2131 | 0.51222 | 6 | 0.72529
28105 | 8.745 | 1 | 365 | 9.9511 | 0.040182 | 9 | 0.99133
27543 | 9.435 | 1 | 365 | 10.7363 | 0.6214 | 11 | 0.35771
28051 | 12.74 | 1 | 365 | 14.4972 | 0.19519 | 14 | 0.69234
28096 | 8.925 | 1 | 365 | 10.156 | 0.45267 | 10 | 0.60864
28093 | 4.16 | 1 | 365 | 4.7338 | 0.53312 | 5 | 0.26689
23580 | 8.32 | 1 | 365 | 9.4675 | 0.066245 | 9 | 0.53377
21085 | 9.36 | 1 | 365 | 10.651 | 0.44953 | 11 | 0.10049
13315 | 8.25 | 1 | 365 | 9.3879 | 0.90583 | 10 | 0.29371
28084 | 2.805 | 1 | 365 | 3.1919 | 0.42798 | 3 | 0.61986
27517 | 5.865 | 1 | 365 | 6.6739 | 0.44033 | 7 | 0.11425
23391 | 7.28 | 1 | 365 | 8.2841 | 0.68296 | 8 | 0.96705
28085 | 7.56 | 1 | 365 | 8.6027 | 0.32462 | 8 | 0.92732
28064 | 6.76 | 1 | 365 | 7.6924 | 0.49132 | 8 | 0.18369
22003 | 7.28 | 1 | 365 | 8.2841 | 0.68296 | 8 | 0.96705
28067 | 9.76 | 1 | 365 | 11.1061 | 0.36617 | 11 | 0.47231
23716 | 5.2 | 1 | 365 | 5.9172 | 0.9164 | 6 | 0.83361
24030 | 5.2 | 1 | 365 | 5.9172 | 0.9164 | 6 | 0.83361
24041 | 3.9 | 1 | 365 | 4.4379 | 0.9373 | 5 | 0.37521
24012 | 374.22 | 0.9 | 365 | 383.2505 | 0.81169 | 384 | 0.062213
23661 | 3.12 | 1 | 365 | 3.5503 | 0.14984 | 3 | 0.70016
24023 | 8.84 | 1 | 365 | 10.0592 | 0.25789 | 10 | 0.31713
28089 | 13.78 | 1 | 365 | 15.6806 | 0.57847 | 16 | 0.25906
23754 | 4.68 | 1 | 365 | 5.3255 | 0.72476 | 6 | 0.050247
24262 | 6.5 | 1 | 365 | 7.3965 | 0.8955 | 8 | 0.29201
26852 | 4.578 | 1 | 365 | 5.2094 | 0.49102 | 5 | 0.70043
26855 | 3.57 | 1 | 365 | 4.0624 | 0.18107 | 4 | 0.24346
26859 | 10.46 | 1 | 365 | 11.9027 | 0.9703 | 12 | 0.87299
26858 | 9.87 | 1 | 365 | 11.2313 | 0.61825 | 11 | 0.84956
24345 | 7.05 | 1 | 365 | 8.0224 | 0.15589 | 8 | 0.17826
26862 | 7.7 | 1 | 365 | 8.762 | 0.64544 | 9 | 0.40746
25838 | 7.8 | 1 | 365 | 8.8758 | 0.8746 | 9 | 0.75041
26856 | 2.385 | 1 | 365 | 2.7139 | 0.4655 | 3 | 0.17945
26864 | 17.4 | 1 | 365 | 19.7999 | 0.87412 | 20 | 0.674
26894 | 3.64 | 1 | 365 | 4.142 | 0.34148 | 4 | 0.48353
26865 | 6.12 | 1 | 365 | 6.9641 | 0.02469 | 6 | 0.98878
26869 | 4.42 | 1 | 365 | 5.0296 | 0.12894 | 5 | 0.15857
26875 | 12.48 | 1 | 365 | 14.2013 | 0.59937 | 14 | 0.80066
26895 | 5.32 | 1 | 365 | 6.0538 | 0.1914 | 6 | 0.24515
26906 | 8.42 | 1 | 365 | 9.5813 | 0.29541 | 9 | 0.87673
26921 | 8.96 | 1 | 365 | 10.1958 | 0.53288 | 10 | 0.72868
21075 | 4.365 | 1 | 365 | 4.967 | 0.0029038 | 4 | 0.96994
26929 | 9.44 | 1 | 365 | 10.742 | 0.63286 | 11 | 0.37486
26927 | 11.22 | 1 | 365 | 12.7675 | 0.71193 | 13 | 0.47944
20881 | 3.43 | 1 | 365 | 3.9031 | 0.86024 | 4 | 0.76332
18106 | 2.55 | 1 | 365 | 2.9017 | 0.84362 | 3 | 0.74533
26924 | 5.73 | 1 | 365 | 6.5203 | 0.13096 | 6 | 0.65126
26923 | 8.83 | 1 | 365 | 10.0479 | 0.23497 | 10 | 0.28284
26922 | 5.98 | 1 | 365 | 6.8048 | 0.70386 | 7 | 0.50865
26878 | 5.46 | 1 | 365 | 6.2131 | 0.51222 | 6 | 0.72529
26884 | 5.46 | 1 | 365 | 6.2131 | 0.51222 | 6 | 0.72529
26887 | 9.1 | 1 | 365 | 10.3551 | 0.85371 | 11 | 0.20881
26889 | 3.12 | 1 | 365 | 3.5503 | 0.14984 | 3 | 0.70016
26888 | 13.16 | 1 | 365 | 14.9751 | 0.15767 | 15 | 0.13275
26890 | 16.24 | 1 | 365 | 18.4799 | 0.21584 | 18 | 0.69573
26892 | 5.32 | 1 | 365 | 6.0538 | 0.1914 | 6 | 0.24515
26891 | 11.44 | 1 | 365 | 13.0179 | 0.21609 | 13 | 0.23394
26893 | 8.12 | 1 | 365 | 9.2399 | 0.60792 | 9 | 0.84786
26920 | 4.16 | 1 | 365 | 4.7338 | 0.53312 | 5 | 0.26689
26918 | 9.24 | 1 | 365 | 10.5144 | 0.17453 | 10 | 0.68895
26917 | 4.48 | 1 | 365 | 5.0979 | 0.26644 | 5 | 0.36434
26915 | 9.52 | 1 | 365 | 10.833 | 0.81618 | 11 | 0.64922
26914 | 4.76 | 1 | 365 | 5.4165 | 0.90809 | 6 | 0.32461
26913 | 5.2 | 1 | 365 | 5.9172 | 0.9164 | 6 | 0.83361
26912 | 7.425 | 1 | 365 | 8.4491 | 0.015249 | 8 | 0.46433
26909 | 5.46 | 1 | 365 | 6.2131 | 0.51222 | 6 | 0.72529
26907 | 6.63 | 1 | 365 | 7.5444 | 0.19341 | 7 | 0.73785
26896 | 6.63 | 1 | 365 | 7.5444 | 0.19341 | 7 | 0.73785
26897 | 6.44 | 1 | 365 | 7.3282 | 0.75801 | 8 | 0.086238
26899 | 5.83 | 1 | 365 | 6.6341 | 0.36012 | 6 | 0.99422
26901 | 7.91 | 1 | 365 | 9.001 | 0.12668 | 9 | 0.12766
26900 | 7.28 | 1 | 365 | 8.2841 | 0.68296 | 8 | 0.96705
26902 | 12.38 | 1 | 365 | 14.0875 | 0.37021 | 14 | 0.45771
26903 | 5.36 | 1 | 365 | 6.0993 | 0.28306 | 6 | 0.38233
26904 | 4.59 | 1 | 365 | 5.2231 | 0.51852 | 5 | 0.74159
26905 | 6.89 | 1 | 365 | 7.8403 | 0.78923 | 8 | 0.62953
22015 | 9.88 | 1 | 365 | 11.2427 | 0.64117 | 11 | 0.88386
22056 | 7.56 | 1 | 365 | 8.6027 | 0.32462 | 8 | 0.92732
22061 | 4.05 | 1 | 365 | 4.6086 | 0.28104 | 4 | 0.88964
22203 | 14.56 | 1 | 365 | 16.5682 | 0.36593 | 16 | 0.9341
22201 | 5.13 | 1 | 365 | 5.8376 | 0.75599 | 6 | 0.59354
22502 | 14.04 | 1 | 365 | 15.9765 | 0.17429 | 16 | 0.15074
22493 | 7.28 | 1 | 365 | 8.2841 | 0.68296 | 8 | 0.96705
22500 | 5.72 | 1 | 365 | 6.5089 | 0.10804 | 6 | 0.61697
22650 | 3.9 | 1 | 365 | 4.4379 | 0.9373 | 5 | 0.37521
22712 | 10.57 | 1 | 365 | 12.0279 | 0.22238 | 12 | 0.25024
22732 | 5.47 | 1 | 365 | 6.2244 | 0.53514 | 6 | 0.75958
22755 | 6.47 | 1 | 365 | 7.3624 | 0.82676 | 8 | 0.18912
22764 | 6.82 | 1 | 365 | 7.7606 | 0.62882 | 8 | 0.38946
22787 | 10.215 | 1 | 365 | 11.6239 | 0.40886 | 12 | 0.032751
22817 | 9.705 | 1 | 365 | 11.0436 | 0.24013 | 11 | 0.28369
22831 | 8.1 | 1 | 365 | 9.2172 | 0.56209 | 9 | 0.77927
22867 | 5.98 | 1 | 365 | 6.8048 | 0.70386 | 7 | 0.50865
22874 | 6.725 | 1 | 365 | 7.6525 | 0.41112 | 8 | 0.063657
22778 | 10.215 | 1 | 365 | 11.6239 | 0.40886 | 12 | 0.032751
22868 | 10.2 | 1 | 365 | 11.6068 | 0.37448 | 11 | 0.98131
22656 | 6.725 | 1 | 365 | 7.6525 | 0.41112 | 8 | 0.063657
23977 | 8.37 | 1 | 365 | 9.5244 | 0.18083 | 9 | 0.70525
23699 | 3.64 | 1 | 365 | 4.142 | 0.34148 | 4 | 0.48353
23301 | 3.64 | 1 | 365 | 4.142 | 0.34148 | 4 | 0.48353
24455 | 6.12 | 1 | 365 | 6.9641 | 0.02469 | 6 | 0.98878
24463 | 7.5 | 1 | 365 | 8.5344 | 0.18712 | 8 | 0.72155
24465 | 11.5 | 1 | 365 | 13.0861 | 0.35358 | 13 | 0.43971
24473 | 8.75 | 1 | 365 | 9.9568 | 0.05164 | 10 | 0.008475
24492 | 9.18 | 1 | 365 | 10.4461 | 0.037035 | 10 | 0.48318
24498 | 6.75 | 1 | 365 | 7.681 | 0.46841 | 8 | 0.1494
24499 | 5.98 | 1 | 365 | 6.8048 | 0.70386 | 7 | 0.50865
24500 | 6.75 | 1 | 365 | 7.681 | 0.46841 | 8 | 0.1494
24503 | 17.25 | 1 | 365 | 19.6292 | 0.53038 | 20 | 0.15956
24505 | 8.06 | 1 | 365 | 9.1717 | 0.47042 | 9 | 0.64209
24514 | 7 | 1 | 365 | 7.9655 | 0.041312 | 8 | 0.00678
24542 | 5.94 | 1 | 365 | 6.7593 | 0.6122 | 7 | 0.37147
24575 | 11.7 | 1 | 365 | 13.3137 | 0.81191 | 14 | 0.12562
24761 | 6.24 | 1 | 365 | 7.1006 | 0.29968 | 7 | 0.40033
24763 | 4.94 | 1 | 365 | 5.6213 | 0.32058 | 5 | 0.94193
24774 | 7.905 | 1 | 365 | 8.9953 | 0.11522 | 9 | 0.11051
24779 | 8.5 | 1 | 365 | 9.6724 | 0.47874 | 10 | 0.15109
24781 | 4.5 | 1 | 365 | 5.1207 | 0.31227 | 5 | 0.43293
24787 | 7.25 | 1 | 365 | 8.2499 | 0.61422 | 8 | 0.86416
24791 | 4.68 | 1 | 365 | 5.3255 | 0.72476 | 6 | 0.050247
24828 | 9.88 | 1 | 365 | 11.2427 | 0.64117 | 11 | 0.88386
24833 | 8.06 | 1 | 365 | 9.1717 | 0.47042 | 9 | 0.64209
12587 | 246.675 | 0.9 | 365 | 252.6277 | 0.75594 | 253 | 0.3836
24905 | 10.14 | 1 | 365 | 11.5385 | 0.23699 | 11 | 0.77554
24912 | 9.1 | 1 | 365 | 10.3551 | 0.85371 | 11 | 0.20881
25370 | 9.88 | 1 | 365 | 11.2427 | 0.64117 | 11 | 0.88386
25377 | 10.53 | 1 | 365 | 11.9823 | 0.13072 | 12 | 0.11306
25386 | 8.32 | 1 | 365 | 9.4675 | 0.066245 | 9 | 0.53377
25387 | 9.88 | 1 | 365 | 11.2427 | 0.64117 | 11 | 0.88386
25394 | 9.36 | 1 | 365 | 10.651 | 0.44953 | 11 | 0.10049
22156 | 11.34 | 1 | 365 | 12.9041 | 0.98693 | 13 | 0.89098
26402 | 3.3 | 1 | 365 | 3.7551 | 0.56233 | 4 | 0.31748
25826 | 7.8 | 1 | 365 | 8.8758 | 0.8746 | 9 | 0.75041
26291 | 17.25 | 1 | 365 | 19.6292 | 0.53038 | 20 | 0.15956
26296 | 8 | 1 | 365 | 9.1034 | 0.33293 | 9 | 0.43632
26388 | 11.25 | 1 | 365 | 12.8016 | 0.78068 | 13 | 0.58232
26393 | 12.5 | 1 | 365 | 14.2241 | 0.6452 | 14 | 0.86925
26559 | 10 | 1 | 365 | 11.3792 | 0.91616 | 12 | 0.2954
26566 | 7.905 | 1 | 365 | 8.9953 | 0.11522 | 9 | 0.11051
26617 | 11 | 1 | 365 | 12.5172 | 0.20778 | 12 | 0.72494
17699 | 3.64 | 1 | 365 | 4.142 | 0.34148 | 4 | 0.48353
26621 | 7.5 | 1 | 365 | 8.5344 | 0.18712 | 8 | 0.72155
26730 | 11.18 | 1 | 365 | 12.722 | 0.62027 | 13 | 0.34226
26742 | 9.99 | 1 | 365 | 11.3679 | 0.89324 | 12 | 0.2611
26749 | 7.35 | 1 | 365 | 8.3637 | 0.84338 | 9 | 0.20712
26832 | 6 | 1 | 365 | 6.8275 | 0.7497 | 7 | 0.57724
26939 | 7.65 | 1 | 365 | 8.7051 | 0.53086 | 9 | 0.23598
26971 | 11.5 | 1 | 365 | 13.0861 | 0.35358 | 13 | 0.43971
27090 | 8.32 | 1 | 365 | 9.4675 | 0.066245 | 9 | 0.53377
27126 | 4.275 | 1 | 365 | 4.8646 | 0.79666 | 5 | 0.66128
27127 | 4.275 | 1 | 365 | 4.8646 | 0.79666 | 5 | 0.66128
27203 | 4.98 | 1 | 365 | 5.6669 | 0.41225 | 6 | 0.079109
27206 | 5.415 | 1 | 365 | 6.1619 | 0.4091 | 6 | 0.57096
27107 | 9.18 | 1 | 365 | 10.4461 | 0.037035 | 10 | 0.48318
27237 | 7.245 | 1 | 365 | 8.2443 | 0.60276 | 8 | 0.84702
27242 | 7.2 | 1 | 365 | 8.1931 | 0.49964 | 8 | 0.69269
27264 | 11.18 | 1 | 365 | 12.722 | 0.62027 | 13 | 0.34226
27276 | 11.18 | 1 | 365 | 12.722 | 0.62027 | 13 | 0.34226
27260 | 6.5 | 1 | 365 | 7.3965 | 0.8955 | 8 | 0.29201
27292 | 10.08 | 1 | 365 | 11.4703 | 0.099489 | 11 | 0.56976
27324 | 6.75 | 1 | 365 | 7.681 | 0.46841 | 8 | 0.1494
27331 | 4.25 | 1 | 365 | 4.8362 | 0.73937 | 5 | 0.57554
16459 | 15.3 | 1 | 365 | 17.4102 | 0.061725 | 17 | 0.47196
14882 | 11.22 | 1 | 365 | 12.7675 | 0.71193 | 13 | 0.47944
27046 | 348.91 | 0.9 | 365 | 357.3298 | 0.61096 | 357 | 0.94072
25219 | 4.95 | 1 | 365 | 5.6327 | 0.3435 | 5 | 0.97622
28068 | 12.24 | 1 | 365 | 13.9282 | 0.04938 | 13 | 0.97757
23165 | 4.16 | 1 | 365 | 4.7338 | 0.53312 | 5 | 0.26689
28073 | 3.64 | 1 | 365 | 4.142 | 0.34148 | 4 | 0.48353
15732 | 9.18 | 1 | 365 | 10.4461 | 0.037035 | 10 | 0.48318
16221 | 4.335 | 1 | 365 | 4.9329 | 0.93416 | 5 | 0.86706
27474 | 10.53 | 1 | 365 | 11.9823 | 0.13072 | 12 | 0.11306
27633 | 8.25 | 1 | 365 | 9.3879 | 0.90583 | 10 | 0.29371
14276 | 11.22 | 1 | 365 | 12.7675 | 0.71193 | 13 | 0.47944
13006 | 7.395 | 1 | 365 | 8.4149 | 0.9465 | 9 | 0.36145
13926 | 4.9 | 1 | 365 | 5.5758 | 0.22892 | 5 | 0.80475
27750 | 10.38 | 1 | 365 | 11.8117 | 0.78697 | 12 | 0.59863
27781 | 7.395 | 1 | 365 | 8.4149 | 0.9465 | 9 | 0.36145
27470 | 10.455 | 1 | 365 | 11.897 | 0.95885 | 12 | 0.85584
27480 | 3.92 | 1 | 365 | 4.4607 | 0.98313 | 5 | 0.4438
27970 | 7.595 | 1 | 365 | 8.6425 | 0.40482 | 9 | 0.047356
27980 | 12 | 1 | 365 | 13.6551 | 0.49939 | 14 | 0.15448
27981 | 8.06 | 1 | 365 | 9.1717 | 0.47042 | 9 | 0.64209
28002 | 23.785 | 1 | 365 | 27.0655 | 0.50609 | 27 | 0.57161
28039 | 7.8 | 1 | 365 | 8.8758 | 0.8746 | 9 | 0.75041
21770 | 13.78 | 1 | 365 | 15.6806 | 0.57847 | 16 | 0.25906
23881 | 6.82 | 1 | 365 | 7.7606 | 0.62882 | 8 | 0.38946
26845 | 5.5 | 1 | 365 | 6.2586 | 0.60389 | 6 | 0.86247
28175 | 4.845 | 1 | 365 | 5.5132 | 0.10288 | 5 | 0.61612
27602 | 15.08 | 1 | 365 | 17.1599 | 0.55757 | 17 | 0.71746
28167 | 9.36 | 1 | 365 | 10.651 | 0.44953 | 11 | 0.10049
27118 | 4.5 | 1 | 365 | 5.1207 | 0.31227 | 5 | 0.43293
26765 | 11.7 | 1 | 365 | 13.3137 | 0.81191 | 14 | 0.12562
28176 | 8.58 | 1 | 365 | 9.7634 | 0.66207 | 10 | 0.42545
28179 | 4.68 | 1 | 365 | 5.3255 | 0.72476 | 6 | 0.050247
28182 | 3.12 | 1 | 365 | 3.5503 | 0.14984 | 3 | 0.70016
27619 | 7.54 | 1 | 365 | 8.5799 | 0.27878 | 8 | 0.85873
28267 | 4.94 | 1 | 365 | 5.6213 | 0.32058 | 5 | 0.94193
28184 | 5.72 | 1 | 365 | 6.5089 | 0.10804 | 6 | 0.61697
28183 | 9.1 | 1 | 365 | 10.3551 | 0.85371 | 11 | 0.20881
28268 | 3.12 | 1 | 365 | 3.5503 | 0.14984 | 3 | 0.70016
28269 | 7.54 | 1 | 365 | 8.5799 | 0.27878 | 8 | 0.85873
28270 | 9.1 | 1 | 365 | 10.3551 | 0.85371 | 11 | 0.20881
28272 | 3.64 | 1 | 365 | 4.142 | 0.34148 | 4 | 0.48353
28274 | 5.98 | 1 | 365 | 6.8048 | 0.70386 | 7 | 0.50865
28189 | 2.6 | 1 | 365 | 2.9586 | 0.9582 | 3 | 0.9168
28275 | 6.76 | 1 | 365 | 7.6924 | 0.49132 | 8 | 0.18369
28277 | 5.2 | 1 | 365 | 5.9172 | 0.9164 | 6 | 0.83361
28276 | 3.12 | 1 | 365 | 3.5503 | 0.14984 | 3 | 0.70016
28317 | 5.98 | 1 | 365 | 6.8048 | 0.70386 | 7 | 0.50865
28319 | 7.28 | 1 | 365 | 8.2841 | 0.68296 | 8 | 0.96705
28324 | 3.38 | 1 | 365 | 3.8462 | 0.74566 | 4 | 0.59185
28285 | 5.2 | 1 | 365 | 5.9172 | 0.9164 | 6 | 0.83361
28286 | 10.464 | 1 | 365 | 11.9072 | 0.97947 | 12 | 0.88671
28287 | 4.08 | 1 | 365 | 4.6427 | 0.34979 | 4 | 0.99252
28288 | 6.27 | 1 | 365 | 7.1348 | 0.36843 | 7 | 0.50322
28293 | 8.829 | 1 | 365 | 10.0467 | 0.23268 | 10 | 0.27941
28294 | 5.415 | 1 | 365 | 6.1619 | 0.4091 | 6 | 0.57096
28297 | 8.36 | 1 | 365 | 9.513 | 0.15791 | 9 | 0.67095
28300 | 6.44 | 1 | 365 | 7.3282 | 0.75801 | 8 | 0.086238
28302 | 7.395 | 1 | 365 | 8.4149 | 0.9465 | 9 | 0.36145
28303 | 7.84 | 1 | 365 | 8.9213 | 0.96627 | 9 | 0.88759
28305 | 6 | 1 | 365 | 6.8275 | 0.7497 | 7 | 0.57724
28307 | 3.38 | 1 | 365 | 3.8462 | 0.74566 | 4 | 0.59185
28308 | 10.4 | 1 | 365 | 11.8344 | 0.83281 | 12 | 0.66722
28311 | 7 | 1 | 365 | 7.9655 | 0.041312 | 8 | 0.00678
28313 | 4.56 | 1 | 365 | 5.1889 | 0.44977 | 5 | 0.6387
28278 | 9.275 | 1 | 365 | 10.5542 | 0.25474 | 10 | 0.80898
28280 | 6.5 | 1 | 365 | 7.3965 | 0.8955 | 8 | 0.29201
28323 | 5.72 | 1 | 365 | 6.5089 | 0.10804 | 6 | 0.61697
28315 | 8.32 | 1 | 365 | 9.4675 | 0.066245 | 9 | 0.53377
28312 | 9.1 | 1 | 365 | 10.3551 | 0.85371 | 11 | 0.20881
28279 | 9.9 | 1 | 365 | 11.2654 | 0.687 | 11 | 0.95245
28281 | 14.56 | 1 | 365 | 16.5682 | 0.36593 | 16 | 0.9341
28283 | 6.75 | 1 | 365 | 7.681 | 0.46841 | 8 | 0.1494
28284 | 11.5 | 1 | 365 | 13.0861 | 0.35358 | 13 | 0.43971
27694 | 3.64 | 1 | 365 | 4.142 | 0.34148 | 4 | 0.48353
27695 | 5.61 | 1 | 365 | 6.3838 | 0.85597 | 7 | 0.23972
20955 | 3.38 | 1 | 365 | 3.8462 | 0.74566 | 4 | 0.59185
27698 | 5.1 | 1 | 365 | 5.8034 | 0.68724 | 6 | 0.49065
25592 | 8.58 | 1 | 365 | 9.7634 | 0.66207 | 10 | 0.42545
21106 | 7.395 | 1 | 365 | 8.4149 | 0.9465 | 9 | 0.36145
21913 | 7.02 | 1 | 365 | 7.9882 | 0.087144 | 8 | 0.075371
27702 | 5.72 | 1 | 365 | 6.5089 | 0.10804 | 6 | 0.61697
27640 | 9.18 | 1 | 365 | 10.4461 | 0.037035 | 10 | 0.48318
26668 | 6.5 | 1 | 365 | 7.3965 | 0.8955 | 8 | 0.29201
27003 | 8.32 | 1 | 365 | 9.4675 | 0.066245 | 9 | 0.53377
28190 | 5.2 | 1 | 365 | 5.9172 | 0.9164 | 6 | 0.83361
27703 | 5.2 | 1 | 365 | 5.9172 | 0.9164 | 6 | 0.83361
26756 | 4.68 | 1 | 365 | 5.3255 | 0.72476 | 6 | 0.050247
27704 | 4.335 | 1 | 365 | 4.9329 | 0.93416 | 5 | 0.86706
24255 | 7.02 | 1 | 365 | 7.9882 | 0.087144 | 8 | 0.075371
27865 | 4.05 | 1 | 365 | 4.6086 | 0.28104 | 4 | 0.88964
28192 | 5.98 | 1 | 365 | 6.8048 | 0.70386 | 7 | 0.50865
28191 | 5.46 | 1 | 365 | 6.2131 | 0.51222 | 6 | 0.72529
28185 | 7.02 | 1 | 365 | 7.9882 | 0.087144 | 8 | 0.075371
25650 | 5.5 | 1 | 365 | 6.2586 | 0.60389 | 6 | 0.86247
20470 | 10.92 | 1 | 365 | 12.4261 | 0.024447 | 12 | 0.45058
27654 | 11.18 | 1 | 365 | 12.722 | 0.62027 | 13 | 0.34226
28194 | 6.76 | 1 | 365 | 7.6924 | 0.49132 | 8 | 0.18369
25656 | 5 | 1 | 365 | 5.6896 | 0.45808 | 6 | 0.1477
25839 | 8.25 | 1 | 365 | 9.3879 | 0.90583 | 10 | 0.29371
19675 | 8.58 | 1 | 365 | 9.7634 | 0.66207 | 10 | 0.42545
27001 | 7 | 1 | 365 | 7.9655 | 0.041312 | 8 | 0.00678
27291 | 9.5 | 1 | 365 | 10.8103 | 0.77035 | 11 | 0.58063
28070 | 7.75 | 1 | 365 | 8.8189 | 0.76002 | 9 | 0.57893
28197 | 13.26 | 1 | 365 | 15.0889 | 0.38683 | 15 | 0.4757
28156 | 5.72 | 1 | 365 | 6.5089 | 0.10804 | 6 | 0.61697
27657 | 3.9 | 1 | 365 | 4.4379 | 0.9373 | 5 | 0.37521
28198 | 6.5 | 1 | 365 | 7.3965 | 0.8955 | 8 | 0.29201
19781 | 4.68 | 1 | 365 | 5.3255 | 0.72476 | 6 | 0.050247
28195 | 5.2 | 1 | 365 | 5.9172 | 0.9164 | 6 | 0.83361
28201 | 7.8 | 1 | 365 | 8.8758 | 0.8746 | 9 | 0.75041
20498 | 8.32 | 1 | 365 | 9.4675 | 0.066245 | 9 | 0.53377
28202 | 8.84 | 1 | 365 | 10.0592 | 0.25789 | 10 | 0.31713
28180 | 4.16 | 1 | 365 | 4.7338 | 0.53312 | 5 | 0.26689
28204 | 6.76 | 1 | 365 | 7.6924 | 0.49132 | 8 | 0.18369
28205 | 9.36 | 1 | 365 | 10.651 | 0.44953 | 11 | 0.10049
28207 | 4.42 | 1 | 365 | 5.0296 | 0.12894 | 5 | 0.15857
28203 | 5.2 | 1 | 365 | 5.9172 | 0.9164 | 6 | 0.83361
28209 | 5.98 | 1 | 365 | 6.8048 | 0.70386 | 7 | 0.50865
28164 | 6.375 | 1 | 365 | 7.2543 | 0.60905 | 7 | 0.86332
24320 | 8.58 | 1 | 365 | 9.7634 | 0.66207 | 10 | 0.42545
25593 | 8.32 | 1 | 365 | 9.4675 | 0.066245 | 9 | 0.53377
24104 | 8.32 | 1 | 365 | 9.4675 | 0.066245 | 9 | 0.53377
28080 | 8.06 | 1 | 365 | 9.1717 | 0.47042 | 9 | 0.64209
28139 | 9.62 | 1 | 365 | 10.9468 | 0.045346 | 10 | 0.99217
28140 | 11.44 | 1 | 365 | 13.0179 | 0.21609 | 13 | 0.23394
28130 | 7.54 | 1 | 365 | 8.5799 | 0.27878 | 8 | 0.85873
27566 | 6.63 | 1 | 365 | 7.5444 | 0.19341 | 7 | 0.73785
15941 | 10.455 | 1 | 365 | 11.897 | 0.95885 | 12 | 0.85584
28210 | 2.86 | 1 | 365 | 3.2545 | 0.55402 | 3 | 0.80848
28143 | 3.12 | 1 | 365 | 3.5503 | 0.14984 | 3 | 0.70016
28144 | 10.725 | 1 | 365 | 12.2042 | 0.57758 | 12 | 0.78182
28169 | 10.4 | 1 | 365 | 11.8344 | 0.83281 | 12 | 0.66722
28212 | 4.94 | 1 | 365 | 5.6213 | 0.32058 | 5 | 0.94193
27541 | 10.14 | 1 | 365 | 11.5385 | 0.23699 | 11 | 0.77554
28132 | 4.94 | 1 | 365 | 5.6213 | 0.32058 | 5 | 0.94193
28124 | 7.28 | 1 | 365 | 8.2841 | 0.68296 | 8 | 0.96705
27559 | 6.12 | 1 | 365 | 6.9641 | 0.02469 | 6 | 0.98878
27568 | 11.73 | 1 | 365 | 13.3478 | 0.88066 | 14 | 0.2285
27587 | 7.75 | 1 | 365 | 8.8189 | 0.76002 | 9 | 0.57893
26754 | 5.98 | 1 | 365 | 6.8048 | 0.70386 | 7 | 0.50865
27598 | 10.5 | 1 | 365 | 11.9482 | 0.061968 | 12 | 0.01017
26708 | 7.28 | 1 | 365 | 8.2841 | 0.68296 | 8 | 0.96705
27622 | 5.865 | 1 | 365 | 6.6739 | 0.44033 | 7 | 0.11425
26703 | 5.98 | 1 | 365 | 6.8048 | 0.70386 | 7 | 0.50865
27624 | 4.42 | 1 | 365 | 5.0296 | 0.12894 | 5 | 0.15857
28161 | 5.1 | 1 | 365 | 5.8034 | 0.68724 | 6 | 0.49065
28159 | 2.385 | 1 | 365 | 2.7139 | 0.4655 | 3 | 0.17945
28163 | 4.16 | 1 | 365 | 4.7338 | 0.53312 | 5 | 0.26689
27534 | 5.98 | 1 | 365 | 6.8048 | 0.70386 | 7 | 0.50865
28166 | 8.502 | 1 | 365 | 9.6746 | 0.48332 | 10 | 0.15795
28165 | 5.3 | 1 | 365 | 6.031 | 0.14556 | 6 | 0.17656
27538 | 9.1 | 1 | 365 | 10.3551 | 0.85371 | 11 | 0.20881
28171 | 8.58 | 1 | 365 | 9.7634 | 0.66207 | 10 | 0.42545
28170 | 8.925 | 1 | 365 | 10.156 | 0.45267 | 10 | 0.60864
27544 | 6.12 | 1 | 365 | 6.9641 | 0.02469 | 6 | 0.98878
28173 | 2.6 | 1 | 365 | 2.9586 | 0.9582 | 3 | 0.9168
26752 | 3.9 | 1 | 365 | 4.4379 | 0.9373 | 5 | 0.37521
28174 | 5.98 | 1 | 365 | 6.8048 | 0.70386 | 7 | 0.50865
23600 | 9.36 | 1 | 365 | 10.651 | 0.44953 | 11 | 0.10049
28320 | 11.18 | 1 | 365 | 12.722 | 0.62027 | 13 | 0.34226
28325 | 4.16 | 1 | 365 | 4.7338 | 0.53312 | 5 | 0.26689
27707 | 4.08 | 1 | 365 | 4.6427 | 0.34979 | 4 | 0.99252
27696 | 4.68 | 1 | 365 | 5.3255 | 0.72476 | 6 | 0.050247
27709 | 4.68 | 1 | 365 | 5.3255 | 0.72476 | 6 | 0.050247
21201 | 12.22 | 1 | 365 | 13.9054 | 0.0035475 | 13 | 0.90898
28328 | 2.86 | 1 | 365 | 3.2545 | 0.55402 | 3 | 0.80848
28331 | 11.7 | 1 | 365 | 13.3137 | 0.81191 | 14 | 0.12562
27726 | 7.14 | 1 | 365 | 8.1248 | 0.36214 | 8 | 0.48692
27712 | 3.9 | 1 | 365 | 4.4379 | 0.9373 | 5 | 0.37521
28326 | 5.46 | 1 | 365 | 6.2131 | 0.51222 | 6 | 0.72529
28335 | 11.118 | 1 | 365 | 12.6514 | 0.47819 | 13 | 0.12963
27760 | 13.96 | 1 | 365 | 15.8854 | 0.99096 | 16 | 0.87638
28339 | 9.1 | 1 | 365 | 10.3551 | 0.85371 | 11 | 0.20881
28334 | 7.8 | 1 | 365 | 8.8758 | 0.8746 | 9 | 0.75041
28338 | 11.18 | 1 | 365 | 12.722 | 0.62027 | 13 | 0.34226
28341 | 5.2 | 1 | 365 | 5.9172 | 0.9164 | 6 | 0.83361
28343 | 5.565 | 1 | 365 | 6.3325 | 0.75284 | 7 | 0.08539
27725 | 11.18 | 1 | 365 | 12.722 | 0.62027 | 13 | 0.34226
27764 | 9.945 | 1 | 365 | 11.3167 | 0.79012 | 12 | 0.10678
28345 | 7.28 | 1 | 365 | 8.2841 | 0.68296 | 8 | 0.96705
28346 | 11.7 | 1 | 365 | 13.3137 | 0.81191 | 14 | 0.12562
27717 | 3.825 | 1 | 365 | 4.3526 | 0.76543 | 5 | 0.11799
28349 | 17.658 | 1 | 365 | 20.0935 | 0.46536 | 20 | 0.55882
28350 | 6.76 | 1 | 365 | 7.6924 | 0.49132 | 8 | 0.18369
21311 | 6.375 | 1 | 365 | 7.2543 | 0.60905 | 7 | 0.86332
28342 | 3.12 | 1 | 365 | 3.5503 | 0.55032 | 4 | 0.10065
17066 | 5.2 | 1 | 365 | 5.9172 | 0.9164 | 6 | 0.83361
28340 | 7.905 | 1 | 365 | 8.9953 | 0.11522 | 9 | 0.11051
28353 | 4.59 | 1 | 365 | 5.2231 | 0.51852 | 5 | 0.74159
28359 | 5.46 | 1 | 365 | 6.2131 | 0.51222 | 6 | 0.72529
27686 | 6.5 | 1 | 365 | 7.3965 | 0.8955 | 8 | 0.29201
27683 | 16.9 | 1 | 365 | 19.2309 | 0.72831 | 19 | 0.95923
27857 | 4.68 | 1 | 365 | 5.3255 | 0.72476 | 6 | 0.050247
27859 | 4.42 | 1 | 365 | 5.0296 | 0.12894 | 5 | 0.15857
27688 | 3.64 | 1 | 365 | 4.142 | 0.34148 | 4 | 0.48353
27708 | 8.58 | 1 | 365 | 9.7634 | 0.66207 | 10 | 0.42545
27861 | 7.54 | 1 | 365 | 8.5799 | 0.27878 | 8 | 0.85873
27710 | 8.06 | 1 | 365 | 9.1717 | 0.47042 | 9 | 0.64209
27623 | 7.28 | 1 | 365 | 8.2841 | 0.68296 | 8 | 0.96705
27711 | 2.04 | 1 | 365 | 2.3214 | 0.6749 | 2 | 0.99626
27627 | 7.14 | 1 | 365 | 8.1248 | 0.36214 | 8 | 0.48692
27713 | 5.61 | 1 | 365 | 6.3838 | 0.85597 | 7 | 0.23972
27719 | 5.46 | 1 | 365 | 6.2131 | 0.51222 | 6 | 0.72529
27714 | 6.76 | 1 | 365 | 7.6924 | 0.49132 | 8 | 0.18369
27784 | 7.28 | 1 | 365 | 8.2841 | 0.68296 | 8 | 0.96705
27769 | 7.905 | 1 | 365 | 8.9953 | 0.11522 | 9 | 0.11051
28437 | 3.12 | 1 | 365 | 3.5503 | 0.14984 | 3 | 0.70016
28439 | 8.32 | 1 | 365 | 9.4675 | 0.066245 | 9 | 0.53377
28322 | 3.12 | 1 | 365 | 3.5503 | 0.14984 | 3 | 0.70016
28433 | 10.92 | 1 | 365 | 12.4261 | 0.024447 | 12 | 0.45058
28440 | 2.86 | 1 | 365 | 3.2545 | 0.55402 | 3 | 0.80848
28234 | 5.98 | 1 | 365 | 6.8048 | 0.70386 | 7 | 0.50865
28447 | 8.84 | 1 | 365 | 10.0592 | 0.25789 | 10 | 0.31713
28448 | 5.46 | 1 | 365 | 6.2131 | 0.51222 | 6 | 0.72529
28449 | 4.42 | 1 | 365 | 5.0296 | 0.12894 | 5 | 0.15857
28361 | 7.8 | 1 | 365 | 8.8758 | 0.8746 | 9 | 0.75041
28450 | 7.28 | 1 | 365 | 8.2841 | 0.68296 | 8 | 0.96705
28363 | 3.9 | 1 | 365 | 4.4379 | 0.9373 | 5 | 0.37521
28456 | 4.42 | 1 | 365 | 5.0296 | 0.12894 | 5 | 0.15857
28458 | 4.16 | 1 | 365 | 4.7338 | 0.53312 | 5 | 0.26689
28360 | 2.6 | 1 | 365 | 2.9586 | 0.9582 | 3 | 0.9168
28462 | 8.58 | 1 | 365 | 9.7634 | 0.66207 | 10 | 0.42545
28464 | 8.06 | 1 | 365 | 9.1717 | 0.47042 | 9 | 0.64209
28367 | 4.08 | 1 | 365 | 4.6427 | 0.34979 | 4 | 0.99252
28432 | 9.945 | 1 | 365 | 11.3167 | 0.79012 | 12 | 0.10678
28435 | 7.02 | 1 | 365 | 7.9882 | 0.087144 | 8 | 0.075371
21330 | 8.32 | 1 | 365 | 9.4675 | 0.066245 | 9 | 0.53377
28441 | 8.32 | 1 | 365 | 9.4675 | 0.066245 | 9 | 0.53377
28400 | 4.16 | 1 | 365 | 4.7338 | 0.53312 | 5 | 0.26689
28452 | 5.72 | 1 | 365 | 6.5089 | 0.10804 | 6 | 0.61697
28453 | 8.84 | 1 | 365 | 10.0592 | 0.25789 | 10 | 0.31713
28369 | 3.64 | 1 | 365 | 4.142 | 0.34148 | 4 | 0.48353
28459 | 5.46 | 1 | 365 | 6.2131 | 0.51222 | 6 | 0.72529
28468 | 10.14 | 1 | 365 | 11.5385 | 0.23699 | 11 | 0.77554
28371 | 4.95 | 1 | 365 | 5.6327 | 0.3435 | 5 | 0.97622
28467 | 3.64 | 1 | 365 | 4.142 | 0.34148 | 4 | 0.48353
28370 | 5.72 | 1 | 365 | 6.5089 | 0.10804 | 6 | 0.61697
28455 | 5.2 | 1 | 365 | 5.9172 | 0.9164 | 6 | 0.83361
27845 | 5.1 | 1 | 365 | 5.8034 | 0.68724 | 6 | 0.49065
28476 | 14.04 | 1 | 365 | 15.9765 | 0.17429 | 16 | 0.15074
28352 | 7.905 | 1 | 365 | 8.9953 | 0.11522 | 9 | 0.11051
28373 | 6.24 | 1 | 365 | 7.1006 | 0.29968 | 7 | 0.40033
28329 | 17.68 | 1 | 365 | 20.1185 | 0.51577 | 20 | 0.63427
28478 | 8.84 | 1 | 365 | 10.0592 | 0.25789 | 10 | 0.31713
28374 | 8.25 | 1 | 365 | 9.3879 | 0.90583 | 10 | 0.29371
28348 | 8.58 | 1 | 365 | 9.7634 | 0.66207 | 10 | 0.42545
28377 | 7.65 | 1 | 365 | 8.7051 | 0.53086 | 9 | 0.23598
28378 | 7.8 | 1 | 365 | 8.8758 | 0.8746 | 9 | 0.75041
27546 | 7.905 | 1 | 365 | 8.9953 | 0.11522 | 9 | 0.11051
27355 | 3.825 | 1 | 365 | 4.3526 | 0.76543 | 5 | 0.11799
20576 | 7.8 | 1 | 365 | 8.8758 | 0.8746 | 9 | 0.75041
27614 | 9.5 | 1 | 365 | 10.8103 | 0.77035 | 11 | 0.58063
28380 | 5.2 | 1 | 365 | 5.9172 | 0.9164 | 6 | 0.83361
28475 | 7.15 | 1 | 365 | 8.1362 | 0.38505 | 8 | 0.52121
28379 | 9.36 | 1 | 365 | 10.651 | 0.44953 | 11 | 0.10049
28479 | 7.975 | 1 | 365 | 9.0749 | 0.27564 | 9 | 0.35058
28381 | 7.02 | 1 | 365 | 7.9882 | 0.087144 | 8 | 0.075371
28480 | 9.35 | 1 | 365 | 10.6396 | 0.42661 | 11 | 0.066199
27692 | 4.845 | 1 | 365 | 5.5132 | 0.10288 | 5 | 0.61612
28383 | 3.6 | 1 | 365 | 4.0965 | 0.24982 | 4 | 0.34634
28384 | 6.5 | 1 | 365 | 7.3965 | 0.8955 | 8 | 0.29201
27766 | 2.55 | 1 | 365 | 2.9017 | 0.84362 | 3 | 0.74533
28387 | 7.8 | 1 | 365 | 8.8758 | 0.8746 | 9 | 0.75041
28386 | 5.98 | 1 | 365 | 6.8048 | 0.70386 | 7 | 0.50865
28388 | 4.42 | 1 | 365 | 5.0296 | 0.12894 | 5 | 0.15857
27691 | 3.38 | 1 | 365 | 3.8462 | 0.74566 | 4 | 0.59185
27767 | 3.9 | 1 | 365 | 4.4379 | 0.9373 | 5 | 0.37521
27613 | 10.92 | 1 | 365 | 12.4261 | 0.024447 | 12 | 0.45058
28856 | 4.905 | 1 | 365 | 5.5815 | 0.24038 | 5 | 0.82189
28220 | 8.58 | 1 | 365 | 9.7634 | 0.66207 | 10 | 0.42545
28389 | 5.46 | 1 | 365 | 6.2131 | 0.51222 | 6 | 0.72529
28391 | 4.42 | 1 | 365 | 5.0296 | 0.12894 | 5 | 0.15857
28393 | 5.49 | 1 | 365 | 6.2472 | 0.58097 | 6 | 0.82817
28392 | 10.175 | 1 | 365 | 11.5784 | 0.31719 | 11 | 0.89557
28372 | 9.1 | 1 | 365 | 10.3551 | 0.85371 | 11 | 0.20881
21423 | 8.84 | 1 | 365 | 10.0592 | 0.25789 | 10 | 0.31713
28395 | 7.8 | 1 | 365 | 8.8758 | 0.8746 | 9 | 0.75041
28394 | 5.2 | 1 | 365 | 5.9172 | 0.9164 | 6 | 0.83361
27849 | 4.42 | 1 | 365 | 5.0296 | 0.12894 | 5 | 0.15857
27756 | 4.42 | 1 | 365 | 5.0296 | 0.12894 | 5 | 0.15857
28402 | 8.12 | 1 | 365 | 9.2399 | 0.60792 | 9 | 0.84786
28401 | 14.04 | 1 | 365 | 15.9765 | 0.17429 | 16 | 0.15074
27761 | 7.02 | 1 | 365 | 7.9882 | 0.087144 | 8 | 0.075371
28406 | 6.27 | 1 | 365 | 7.1348 | 0.36843 | 7 | 0.50322
27563 | 9.18 | 1 | 365 | 10.4461 | 0.037035 | 10 | 0.48318
28403 | 7.54 | 1 | 365 | 8.5799 | 0.27878 | 8 | 0.85873
28408 | 5.98 | 1 | 365 | 6.8048 | 0.70386 | 7 | 0.50865
27567 | 13.515 | 1 | 365 | 15.379 | 0.97119 | 16 | 0.35023
28407 | 9.62 | 1 | 365 | 10.9468 | 0.045346 | 10 | 0.99217
28405 | 12.48 | 1 | 365 | 14.2013 | 0.59937 | 14 | 0.80066
27603 | 8.84 | 1 | 365 | 10.0592 | 0.25789 | 10 | 0.31713
28410 | 5.2 | 1 | 365 | 5.9172 | 0.9164 | 6 | 0.83361
27851 | 4.845 | 1 | 365 | 5.5132 | 0.10288 | 5 | 0.61612
28409 | 4.16 | 1 | 365 | 4.7338 | 0.53312 | 5 | 0.26689
28412 | 4.16 | 1 | 365 | 4.7338 | 0.53312 | 5 | 0.26689
28227 | 8.84 | 1 | 365 | 10.0592 | 0.25789 | 10 | 0.31713
28411 | 3.38 | 1 | 365 | 3.8462 | 0.74566 | 4 | 0.59185
28229 | 13.78 | 1 | 365 | 15.6806 | 0.57847 | 16 | 0.25906
28414 | 4.68 | 1 | 365 | 5.3255 | 0.72476 | 6 | 0.050247
28417 | 3.64 | 1 | 365 | 4.142 | 0.34148 | 4 | 0.48353
28416 | 7.32 | 1 | 365 | 8.3296 | 0.77463 | 9 | 0.10423
27668 | 8.16 | 1 | 365 | 9.2855 | 0.69959 | 9 | 0.98505
28413 | 5.355 | 1 | 365 | 6.0936 | 0.2716 | 6 | 0.36519
28415 | 12.48 | 1 | 365 | 14.2013 | 0.59937 | 14 | 0.80066
28223 | 8.32 | 1 | 365 | 9.4675 | 0.066245 | 9 | 0.53377
27854 | 3.825 | 1 | 365 | 4.3526 | 0.76543 | 5 | 0.11799
28225 | 4.68 | 1 | 365 | 5.3255 | 0.72476 | 6 | 0.050247
28217 | 12.22 | 1 | 365 | 13.9054 | 0.0035475 | 13 | 0.90898
28418 | 5.2 | 1 | 365 | 5.9172 | 0.9164 | 6 | 0.83361
27672 | 7.02 | 1 | 365 | 7.9882 | 0.087144 | 8 | 0.075371
28419 | 9.62 | 1 | 365 | 10.9468 | 0.045346 | 10 | 0.99217
27591 | 6.5 | 1 | 365 | 7.3965 | 0.8955 | 8 | 0.29201
27855 | 8.84 | 1 | 365 | 10.0592 | 0.25789 | 10 | 0.31713
28422 | 4.16 | 1 | 365 | 4.7338 | 0.53312 | 5 | 0.26689
28233 | 8.925 | 1 | 365 | 10.156 | 0.45267 | 10 | 0.60864
27856 | 4.94 | 1 | 365 | 5.6213 | 0.32058 | 5 | 0.94193
28214 | 5.2 | 1 | 365 | 5.9172 | 0.9164 | 6 | 0.83361
28424 | 7.8 | 1 | 365 | 8.8758 | 0.8746 | 9 | 0.75041
28421 | 6.24 | 1 | 365 | 7.1006 | 0.29968 | 7 | 0.40033
28423 | 5.2 | 1 | 365 | 5.9172 | 0.9164 | 6 | 0.83361
28211 | 6.5 | 1 | 365 | 7.3965 | 0.8955 | 8 | 0.29201
28481 | 6.875 | 1 | 365 | 7.8232 | 0.75486 | 8 | 0.57809
20910 | 4.94 | 1 | 365 | 5.6213 | 0.32058 | 5 | 0.94193
28482 | 10.8 | 1 | 365 | 12.2896 | 0.74945 | 13 | 0.039032
28483 | 2.7 | 1 | 365 | 3.0724 | 0.18736 | 3 | 0.25976
28486 | 10.8 | 1 | 365 | 12.2896 | 0.74945 | 13 | 0.039032
28487 | 9.25 | 1 | 365 | 10.5258 | 0.19745 | 10 | 0.72325
28484 | 3.9 | 1 | 365 | 4.4379 | 0.9373 | 5 | 0.37521
28473 | 6.625 | 1 | 365 | 7.5387 | 0.18196 | 7 | 0.7207
28488 | 8.48 | 1 | 365 | 9.6496 | 0.4329 | 10 | 0.082499
28016 | 4.64 | 1 | 365 | 5.28 | 0.6331 | 5 | 0.91307
28491 | 3.825 | 1 | 365 | 4.3526 | 0.76543 | 5 | 0.11799
28490 | 3.825 | 1 | 365 | 4.3526 | 0.76543 | 5 | 0.11799
28489 | 5.98 | 1 | 365 | 6.8048 | 0.70386 | 7 | 0.50865
28492 | 7.25 | 1 | 365 | 8.2499 | 0.61422 | 8 | 0.86416
28494 | 9.9 | 1 | 365 | 11.2654 | 0.687 | 11 | 0.95245
28496 | 11 | 1 | 365 | 12.5172 | 0.20778 | 12 | 0.72494
28498 | 13 | 1 | 365 | 14.793 | 0.79101 | 15 | 0.58402
28499 | 10.175 | 1 | 365 | 11.5784 | 0.31719 | 11 | 0.89557
28501 | 4.16 | 1 | 365 | 4.7338 | 0.53312 | 5 | 0.26689
28451 | 13.78 | 1 | 365 | 15.6806 | 0.57847 | 16 | 0.25906
28500 | 5.5 | 1 | 365 | 6.2586 | 0.60389 | 6 | 0.86247
28485 | 4.68 | 1 | 365 | 5.3255 | 0.72476 | 6 | 0.050247
28457 | 9.88 | 1 | 365 | 11.2427 | 0.64117 | 11 | 0.88386
28505 | 11.96 | 1 | 365 | 13.6096 | 0.40773 | 14 | 0.017298
28511 | 3.025 | 1 | 365 | 3.4422 | 0.93214 | 4 | 0.37436
28504 | 8.06 | 1 | 365 | 9.1717 | 0.47042 | 9 | 0.64209
28508 | 4.94 | 1 | 365 | 5.6213 | 0.32058 | 5 | 0.94193
28507 | 5.5 | 1 | 365 | 6.2586 | 0.60389 | 6 | 0.86247
28502 | 11.96 | 1 | 365 | 13.6096 | 0.40773 | 14 | 0.017298
28463 | 6.5 | 1 | 365 | 7.3965 | 0.8955 | 8 | 0.29201
28471 | 4.94 | 1 | 365 | 5.6213 | 0.32058 | 5 | 0.94193
28514 | 2.34 | 1 | 365 | 2.6627 | 0.36238 | 3 | 0.025124
28517 | 7.54 | 1 | 365 | 8.5799 | 0.27878 | 8 | 0.85873
28516 | 6.76 | 1 | 365 | 7.6924 | 0.49132 | 8 | 0.18369
28520 | 10.66 | 1 | 365 | 12.1303 | 0.42863 | 12 | 0.5589
28521 | 9.1 | 1 | 365 | 10.3551 | 0.85371 | 11 | 0.20881
28522 | 6.6 | 1 | 365 | 7.5103 | 0.12467 | 7 | 0.63496
28523 | 5.25 | 1 | 365 | 5.9741 | 0.030984 | 6 | 0.005085
28525 | 10.45 | 1 | 365 | 11.8913 | 0.94739 | 12 | 0.83869
28526 | 7.7 | 1 | 365 | 8.762 | 0.64544 | 9 | 0.40746
28260 | 7.65 | 1 | 365 | 8.7051 | 0.53086 | 9 | 0.23598
28537 | 12.426 | 1 | 365 | 14.1398 | 0.47562 | 14 | 0.61546
28532 | 4.14 | 1 | 365 | 4.711 | 0.48729 | 5 | 0.1983
28533 | 9.156 | 1 | 365 | 10.4188 | 0.98204 | 11 | 0.40087
27878 | 3.12 | 1 | 365 | 3.5503 | 0.14984 | 3 | 0.70016
27883 | 8.67 | 1 | 365 | 9.8658 | 0.86831 | 10 | 0.73411
5604 | 2798.64 | 0.9 | 365 | 2866.1757 | 0.067382 | 2866 | 0.24304
24897 | 3.85 | 1 | 365 | 4.381 | 0.82272 | 5 | 0.20373
25321 | 10.725 | 1 | 365 | 12.2042 | 0.57758 | 12 | 0.78182
25694 | 10.2 | 1 | 365 | 11.6068 | 0.37448 | 11 | 0.98131
25696 | 10.4 | 1 | 365 | 11.8344 | 0.83281 | 12 | 0.66722
25700 | 7.8 | 1 | 365 | 8.8758 | 0.8746 | 9 | 0.75041
25976 | 9 | 1 | 365 | 10.2413 | 0.62454 | 10 | 0.86586
26725 | 8.37 | 1 | 365 | 9.5244 | 0.18083 | 9 | 0.70525
17638 | 7.65 | 1 | 365 | 8.7051 | 0.53086 | 9 | 0.23598
26837 | 6.73 | 1 | 365 | 7.6582 | 0.42258 | 8 | 0.080804
27881 | 6.24 | 1 | 365 | 7.1006 | 0.29968 | 7 | 0.40033
27189 | 7.02 | 1 | 365 | 7.9882 | 0.087144 | 8 | 0.075371
27235 | 5.94 | 1 | 365 | 6.7593 | 0.6122 | 7 | 0.37147
27885 | 16.83 | 1 | 365 | 19.1513 | 0.5679 | 19 | 0.71916
21284 | 11.18 | 1 | 365 | 12.722 | 0.62027 | 13 | 0.34226
27606 | 12.24 | 1 | 365 | 13.9282 | 0.04938 | 13 | 0.97757
27888 | 10.5 | 1 | 365 | 11.9482 | 0.061968 | 12 | 0.01017
27650 | 3.825 | 1 | 365 | 4.3526 | 0.76543 | 5 | 0.11799
28535 | 6.63 | 1 | 365 | 7.5444 | 0.19341 | 7 | 0.73785
27940 | 9.54 | 1 | 365 | 10.8558 | 0.86202 | 11 | 0.71781
28021 | 2.04 | 1 | 365 | 2.3214 | 0.6749 | 2 | 0.99626
27906 | 5.46 | 1 | 365 | 6.2131 | 0.51222 | 6 | 0.72529
28059 | 7.29 | 1 | 365 | 8.2955 | 0.70588 | 9 | 0.0013466
28536 | 7.395 | 1 | 365 | 8.4149 | 0.9465 | 9 | 0.36145
28063 | 12.42 | 1 | 365 | 14.133 | 0.46187 | 14 | 0.59489
28095 | 5.98 | 1 | 365 | 6.8048 | 0.70386 | 7 | 0.50865
28102 | 4.68 | 1 | 365 | 5.3255 | 0.72476 | 6 | 0.050247
27860 | 2.5 | 1 | 365 | 2.8448 | 0.72904 | 3 | 0.57385
27862 | 5.46 | 1 | 365 | 6.2131 | 0.51222 | 6 | 0.72529
22289 | 4.16 | 1 | 365 | 4.7338 | 0.53312 | 5 | 0.26689
27877 | 4.42 | 1 | 365 | 5.0296 | 0.12894 | 5 | 0.15857
27788 | 5.865 | 1 | 365 | 6.6739 | 0.44033 | 7 | 0.11425
27795 | 6.375 | 1 | 365 | 7.2543 | 0.60905 | 7 | 0.86332
28542 | 6.76 | 1 | 365 | 7.6924 | 0.49132 | 8 | 0.18369
27803 | 14.04 | 1 | 365 | 15.9765 | 0.17429 | 16 | 0.15074
27808 | 8.16 | 1 | 365 | 9.2855 | 0.69959 | 9 | 0.98505
27880 | 15.81 | 1 | 365 | 17.9906 | 0.23045 | 18 | 0.22103
27810 | 5.145 | 1 | 365 | 5.8546 | 0.79036 | 6 | 0.64498
27815 | 4.845 | 1 | 365 | 5.5132 | 0.10288 | 5 | 0.61612
28239 | 5.98 | 1 | 365 | 6.8048 | 0.70386 | 7 | 0.50865
28236 | 7.02 | 1 | 365 | 7.9882 | 0.087144 | 8 | 0.075371
27600 | 5.2 | 1 | 365 | 5.9172 | 0.9164 | 6 | 0.83361
28238 | 7.02 | 1 | 365 | 7.9882 | 0.087144 | 8 | 0.075371
28241 | 10.4 | 1 | 365 | 11.8344 | 0.83281 | 12 | 0.66722
27836 | 10.455 | 1 | 365 | 11.897 | 0.95885 | 12 | 0.85584
27838 | 12.75 | 1 | 365 | 14.5085 | 0.2181 | 14 | 0.72663
22617 | 3.38 | 1 | 365 | 3.8462 | 0.74566 | 4 | 0.59185
28243 | 7.54 | 1 | 365 | 8.5799 | 0.27878 | 8 | 0.85873
27837 | 8 | 1 | 365 | 9.1034 | 0.33293 | 9 | 0.43632
27630 | 10.2 | 1 | 365 | 11.6068 | 0.37448 | 11 | 0.98131
27839 | 1.53 | 1 | 365 | 1.741 | 0.50617 | 2 | 0.2472
27882 | 6.885 | 1 | 365 | 7.8346 | 0.77778 | 8 | 0.61238
27634 | 8.415 | 1 | 365 | 9.5756 | 0.28395 | 9 | 0.85958
27936 | 10.965 | 1 | 365 | 12.4773 | 0.12757 | 12 | 0.60491
27915 | 7.54 | 1 | 365 | 8.5799 | 0.27878 | 8 | 0.85873
28248 | 4.68 | 1 | 365 | 5.3255 | 0.72476 | 6 | 0.050247
27869 | 4.16 | 1 | 365 | 4.7338 | 0.53312 | 5 | 0.26689
27887 | 3.9 | 1 | 365 | 4.4379 | 0.9373 | 5 | 0.37521
27941 | 5.46 | 1 | 365 | 6.2131 | 0.51222 | 6 | 0.72529
27678 | 6.76 | 1 | 365 | 7.6924 | 0.49132 | 8 | 0.18369
27889 | 3.315 | 1 | 365 | 3.7722 | 0.59671 | 4 | 0.36893
23705 | 4.94 | 1 | 365 | 5.6213 | 0.32058 | 5 | 0.94193
27899 | 7.54 | 1 | 365 | 8.5799 | 0.27878 | 8 | 0.85873
27907 | 7.28 | 1 | 365 | 8.2841 | 0.68296 | 8 | 0.96705
27930 | 7.905 | 1 | 365 | 8.9953 | 0.11522 | 9 | 0.11051
28583 | 8.06 | 1 | 365 | 9.1717 | 0.47042 | 9 | 0.64209
28587 | 12.22 | 1 | 365 | 13.9054 | 0.0035475 | 13 | 0.90898
28585 | 8.06 | 1 | 365 | 9.1717 | 0.47042 | 9 | 0.64209
28590 | 5.72 | 1 | 365 | 6.5089 | 0.10804 | 6 | 0.61697
28591 | 10.66 | 1 | 365 | 12.1303 | 0.42863 | 12 | 0.5589
28593 | 8.84 | 1 | 365 | 10.0592 | 0.25789 | 10 | 0.31713
28597 | 9.36 | 1 | 365 | 10.651 | 0.44953 | 11 | 0.10049
28598 | 10.66 | 1 | 365 | 12.1303 | 0.42863 | 12 | 0.5589
28607 | 8.32 | 1 | 365 | 9.4675 | 0.066245 | 9 | 0.53377
28613 | 5.98 | 1 | 365 | 6.8048 | 0.70386 | 7 | 0.50865
28625 | 3.24 | 1 | 365 | 3.6869 | 0.42484 | 4 | 0.11171
28616 | 14.3 | 1 | 365 | 16.2723 | 0.77011 | 17 | 0.042422
28621 | 9.62 | 1 | 365 | 10.9468 | 0.045346 | 10 | 0.99217
28623 | 5.46 | 1 | 365 | 6.2131 | 0.51222 | 6 | 0.72529
28624 | 5.035 | 1 | 365 | 5.7294 | 0.53829 | 6 | 0.26773
28589 | 9.88 | 1 | 365 | 11.2427 | 0.64117 | 11 | 0.88386
28588 | 4.16 | 1 | 365 | 4.7338 | 0.53312 | 5 | 0.26689
28626 | 7.54 | 1 | 365 | 8.5799 | 0.27878 | 8 | 0.85873
28627 | 4.94 | 1 | 365 | 5.6213 | 0.32058 | 5 | 0.94193
28603 | 4.68 | 1 | 365 | 5.3255 | 0.72476 | 6 | 0.050247
28614 | 4.16 | 1 | 365 | 4.7338 | 0.53312 | 5 | 0.26689
28634 | 4.16 | 1 | 365 | 4.7338 | 0.53312 | 5 | 0.26689
28628 | 3.9 | 1 | 365 | 4.4379 | 0.9373 | 5 | 0.37521
28608 | 13.52 | 1 | 365 | 15.3847 | 0.98265 | 16 | 0.36738
28584 | 11.825 | 1 | 365 | 13.456 | 0.098359 | 13 | 0.55431
28586 | 4.4 | 1 | 365 | 5.0069 | 0.08311 | 5 | 0.089976
28604 | 12.1 | 1 | 365 | 13.7689 | 0.72855 | 14 | 0.49743
28605 | 8.06 | 1 | 365 | 9.1717 | 0.47042 | 9 | 0.64209
28606 | 9.075 | 1 | 365 | 10.3267 | 0.79642 | 11 | 0.12308
28631 | 8.91 | 1 | 365 | 10.1389 | 0.4183 | 10 | 0.5572
28630 | 4.4 | 1 | 365 | 5.0069 | 0.08311 | 5 | 0.089976
28635 | 7.15 | 1 | 365 | 8.1362 | 0.38505 | 8 | 0.52121
28636 | 5.2 | 1 | 365 | 5.9172 | 0.9164 | 6 | 0.83361
28010 | 11.88 | 1 | 365 | 13.5185 | 0.2244 | 13 | 0.74294
28249 | 10.14 | 1 | 365 | 11.5385 | 0.23699 | 11 | 0.77554
27642 | 10.41 | 1 | 365 | 11.8458 | 0.85572 | 12 | 0.70151
28250 | 8.84 | 1 | 365 | 10.0592 | 0.25789 | 10 | 0.31713
28253 | 5.72 | 1 | 365 | 6.5089 | 0.10804 | 6 | 0.61697
20950 | 6.885 | 1 | 365 | 7.8346 | 0.77778 | 8 | 0.61238
28252 | 3.12 | 1 | 365 | 3.5503 | 0.14984 | 3 | 0.70016
28255 | 7.8 | 1 | 365 | 8.8758 | 0.8746 | 9 | 0.75041
28258 | 8.06 | 1 | 365 | 9.1717 | 0.47042 | 9 | 0.64209
28259 | 4.94 | 1 | 365 | 5.6213 | 0.32058 | 5 | 0.94193
28549 | 7.8 | 1 | 365 | 8.8758 | 0.8746 | 9 | 0.75041
28551 | 6.24 | 1 | 365 | 7.1006 | 0.29968 | 7 | 0.40033
28553 | 2.6 | 1 | 365 | 2.9586 | 0.9582 | 3 | 0.9168
27682 | 8.67 | 1 | 365 | 9.8658 | 0.86831 | 10 | 0.73411
28444 | 3.38 | 1 | 365 | 3.8462 | 0.74566 | 4 | 0.59185
27819 | 6.5 | 1 | 365 | 7.3965 | 0.8955 | 8 | 0.29201
28264 | 13.26 | 1 | 365 | 15.0889 | 0.38683 | 15 | 0.4757
28556 | 5.46 | 1 | 365 | 6.2131 | 0.51222 | 6 | 0.72529
28265 | 6.76 | 1 | 365 | 7.6924 | 0.49132 | 8 | 0.18369
27830 | 5.2 | 1 | 365 | 5.9172 | 0.9164 | 6 | 0.83361
28552 | 11.275 | 1 | 365 | 12.8301 | 0.83797 | 13 | 0.66806
27832 | 14.3 | 1 | 365 | 16.2723 | 0.77011 | 17 | 0.042422
28546 | 7.14 | 1 | 365 | 8.1248 | 0.36214 | 8 | 0.48692
28565 | 6.48 | 1 | 365 | 7.3737 | 0.84967 | 8 | 0.22342
28566 | 3.9 | 1 | 365 | 4.4379 | 0.9373 | 5 | 0.37521
27937 | 13.52 | 1 | 365 | 15.3847 | 0.98265 | 16 | 0.36738
28563 | 10.14 | 1 | 365 | 11.5385 | 0.23699 | 11 | 0.77554
28531 | 4.59 | 1 | 365 | 5.2231 | 0.51852 | 5 | 0.74159
22562 | 8.84 | 1 | 365 | 10.0592 | 0.25789 | 10 | 0.31713
27956 | 10.445 | 1 | 365 | 11.8856 | 0.93593 | 12 | 0.82155
27738 | 9.36 | 1 | 365 | 10.651 | 0.44953 | 11 | 0.10049
28562 | 7.02 | 1 | 365 | 7.9882 | 0.087144 | 8 | 0.075371
28639 | 9.88 | 1 | 365 | 11.2427 | 0.64117 | 11 | 0.88386
28573 | 3.64 | 1 | 365 | 4.142 | 0.34148 | 4 | 0.48353
28582 | 2.805 | 1 | 365 | 3.1919 | 0.42798 | 3 | 0.61986
28571 | 9.1 | 1 | 365 | 10.3551 | 0.85371 | 11 | 0.20881
28572 | 10.66 | 1 | 365 | 12.1303 | 0.42863 | 12 | 0.5589
28640 | 8.84 | 1 | 365 | 10.0592 | 0.25789 | 10 | 0.31713
28575 | 5.98 | 1 | 365 | 6.8048 | 0.70386 | 7 | 0.50865
28574 | 5.1 | 1 | 365 | 5.8034 | 0.68724 | 6 | 0.49065
28577 | 5.83 | 1 | 365 | 6.6341 | 0.36012 | 6 | 0.99422
27510 | 5.7 | 1 | 365 | 6.4862 | 0.062211 | 6 | 0.54838
28579 | 10.2 | 1 | 365 | 11.6068 | 0.37448 | 11 | 0.98131
28580 | 10.4 | 1 | 365 | 11.8344 | 0.83281 | 12 | 0.66722
28558 | 13.26 | 1 | 365 | 15.0889 | 0.38683 | 15 | 0.4757
28581 | 8.8 | 1 | 365 | 10.0137 | 0.16622 | 10 | 0.17995
28117 | 3.64 | 1 | 365 | 4.142 | 0.34148 | 4 | 0.48353
28759 | 3.9 | 1 | 365 | 4.4379 | 0.9373 | 5 | 0.37521
28754 | 8.84 | 1 | 365 | 10.0592 | 0.25789 | 10 | 0.31713
28104 | 4.94 | 1 | 365 | 5.6213 | 0.32058 | 5 | 0.94193
28755 | 9.62 | 1 | 365 | 10.9468 | 0.045346 | 10 | 0.99217
28751 | 9.18 | 1 | 365 | 10.4461 | 0.037035 | 10 | 0.48318
28097 | 8.58 | 1 | 365 | 9.7634 | 0.66207 | 10 | 0.42545
28056 | 8.84 | 1 | 365 | 10.0592 | 0.25789 | 10 | 0.31713
28092 | 4.94 | 1 | 365 | 5.6213 | 0.32058 | 5 | 0.94193
28752 | 11.18 | 1 | 365 | 12.722 | 0.62027 | 13 | 0.34226
28012 | 8.84 | 1 | 365 | 10.0592 | 0.25789 | 10 | 0.31713
28720 | 3.9 | 1 | 365 | 4.4379 | 0.9373 | 5 | 0.37521
27933 | 5.72 | 1 | 365 | 6.5089 | 0.10804 | 6 | 0.61697
27927 | 9.88 | 1 | 365 | 11.2427 | 0.64117 | 11 | 0.88386
27939 | 3.12 | 1 | 365 | 3.5503 | 0.14984 | 3 | 0.70016
27923 | 6.76 | 1 | 365 | 7.6924 | 0.49132 | 8 | 0.18369
27945 | 6.24 | 1 | 365 | 7.1006 | 0.29968 | 7 | 0.40033
27948 | 2.295 | 1 | 365 | 2.6115 | 0.25926 | 2 | 0.87079
28053 | 9.435 | 1 | 365 | 10.7363 | 0.6214 | 11 | 0.35771
28061 | 8.84 | 1 | 365 | 10.0592 | 0.25789 | 10 | 0.31713
27954 | 7.14 | 1 | 365 | 8.1248 | 0.36214 | 8 | 0.48692
27953 | 7.14 | 1 | 365 | 8.1248 | 0.36214 | 8 | 0.48692
28749 | 8.32 | 1 | 365 | 9.4675 | 0.066245 | 9 | 0.53377
28094 | 7.14 | 1 | 365 | 8.1248 | 0.36214 | 8 | 0.48692
28098 | 5.98 | 1 | 365 | 6.8048 | 0.70386 | 7 | 0.50865
28746 | 4.16 | 1 | 365 | 4.7338 | 0.53312 | 5 | 0.26689
28747 | 3.64 | 1 | 365 | 4.142 | 0.34148 | 4 | 0.48353
28054 | 5.46 | 1 | 365 | 6.2131 | 0.51222 | 6 | 0.72529
28745 | 8.84 | 1 | 365 | 10.0592 | 0.25789 | 10 | 0.31713
28062 | 4.94 | 1 | 365 | 5.6213 | 0.32058 | 5 | 0.94193
28737 | 9.36 | 1 | 365 | 10.651 | 0.44953 | 11 | 0.10049
29048 | 3.64 | 1 | 365 | 4.142 | 0.34148 | 4 | 0.48353
28805 | 5.2 | 1 | 365 | 5.9172 | 0.9164 | 6 | 0.83361
28803 | 5.46 | 1 | 365 | 6.2131 | 0.51222 | 6 | 0.72529
28802 | 4.48 | 1 | 365 | 5.0979 | 0.26644 | 5 | 0.36434
28795 | 9.1 | 1 | 365 | 10.3551 | 0.85371 | 11 | 0.20881
28791 | 3.9 | 1 | 365 | 4.4379 | 0.9373 | 5 | 0.37521
28153 | 7.54 | 1 | 365 | 8.5799 | 0.27878 | 8 | 0.85873
28188 | 5.2 | 1 | 365 | 5.9172 | 0.9164 | 6 | 0.83361
28787 | 6.24 | 1 | 365 | 7.1006 | 0.29968 | 7 | 0.40033
28761 | 6.5 | 1 | 365 | 7.3965 | 0.8955 | 8 | 0.29201
28757 | 7.8 | 1 | 365 | 8.8758 | 0.8746 | 9 | 0.75041
28756 | 2.34 | 1 | 365 | 2.6627 | 0.36238 | 3 | 0.025124
28762 | 3.9 | 1 | 365 | 4.4379 | 0.9373 | 5 | 0.37521
28119 | 4.08 | 1 | 365 | 4.6427 | 0.34979 | 4 | 0.99252
28765 | 6.27 | 1 | 365 | 7.1348 | 0.36843 | 7 | 0.50322
28767 | 7.54 | 1 | 365 | 8.5799 | 0.27878 | 8 | 0.85873
28764 | 3.9 | 1 | 365 | 4.4379 | 0.9373 | 5 | 0.37521
28121 | 5.72 | 1 | 365 | 6.5089 | 0.10804 | 6 | 0.61697
28107 | 3.9 | 1 | 365 | 4.4379 | 0.9373 | 5 | 0.37521
28783 | 4.94 | 1 | 365 | 5.6213 | 0.32058 | 5 | 0.94193
28770 | 6.375 | 1 | 365 | 7.2543 | 0.60905 | 7 | 0.86332
23473 | 3.64 | 1 | 365 | 4.142 | 0.34148 | 4 | 0.48353
28748 | 9.36 | 1 | 365 | 10.651 | 0.44953 | 11 | 0.10049
28162 | 7.905 | 1 | 365 | 8.9953 | 0.11522 | 9 | 0.11051
28155 | 4.68 | 1 | 365 | 5.3255 | 0.72476 | 6 | 0.050247
27951 | 2.55 | 1 | 365 | 2.9017 | 0.84362 | 3 | 0.74533
28785 | 3.12 | 1 | 365 | 3.5503 | 0.14984 | 3 | 0.70016
28641 | 9.62 | 1 | 365 | 10.9468 | 0.045346 | 10 | 0.99217
28147 | 7.8 | 1 | 365 | 8.8758 | 0.8746 | 9 | 0.75041
27445 | 223.82 | 0.9 | 365 | 229.2211 | 0.61854 | 229 | 0.83968
28083 | 70.68 | 0.9 | 365 | 72.3856 | 0.77428 | 73 | 0.1599
28091 | 94.24 | 0.9 | 365 | 96.5142 | 0.3657 | 96 | 0.87986
28111 | 94.24 | 0.9 | 365 | 96.5142 | 0.3657 | 96 | 0.87986
27429 | 117.8 | 0.9 | 365 | 120.6427 | 0.95713 | 121 | 0.59983
28299 | 8.265 | 1 | 365 | 9.4049 | 0.94021 | 10 | 0.34515
28086 | 4.16 | 1 | 365 | 4.7338 | 0.53312 | 5 | 0.26689
28295 | 7.41 | 1 | 365 | 8.432 | 0.98087 | 9 | 0.41289
28005 | 3.5 | 1 | 365 | 3.9827 | 0.020656 | 4 | 0.00339
28199 | 4.24 | 1 | 365 | 4.8248 | 0.71645 | 5 | 0.54125
28009 | 13 | 1 | 365 | 14.793 | 0.79101 | 15 | 0.58402
28193 | 4.845 | 1 | 365 | 5.5132 | 0.10288 | 5 | 0.61612
28007 | 4.335 | 1 | 365 | 4.9329 | 0.93416 | 5 | 0.86706
28019 | 3.57 | 1 | 365 | 4.0624 | 0.18107 | 4 | 0.24346
28015 | 4.42 | 1 | 365 | 5.0296 | 0.12894 | 5 | 0.15857
28728 | 3.12 | 1 | 365 | 3.5503 | 0.14984 | 3 | 0.70016
28028 | 5.2 | 1 | 365 | 5.9172 | 0.9164 | 6 | 0.83361
28023 | 9.18 | 1 | 365 | 10.4461 | 0.037035 | 10 | 0.48318
28032 | 11.22 | 1 | 365 | 12.7675 | 0.71193 | 13 | 0.47944
28072 | 4.94 | 1 | 365 | 5.6213 | 0.32058 | 5 | 0.94193
28592 | 4.24 | 1 | 365 | 4.8248 | 0.71645 | 5 | 0.54125
28733 | 4.68 | 1 | 365 | 5.3255 | 0.72476 | 6 | 0.050247
28076 | 3.185 | 1 | 365 | 3.6243 | 0.2988 | 3 | 0.92308
24169 | 10.66 | 1 | 365 | 12.1303 | 0.42863 | 12 | 0.5589
28742 | 4.94 | 1 | 365 | 5.6213 | 0.32058 | 5 | 0.94193
28743 | 5.4 | 1 | 365 | 6.1448 | 0.37473 | 6 | 0.51952
28739 | 8.32 | 1 | 365 | 9.4675 | 0.066245 | 9 | 0.53377
28576 | 12.22 | 1 | 365 | 13.9054 | 0.0035475 | 13 | 0.90898
28642 | 9.88 | 1 | 365 | 11.2427 | 0.64117 | 11 | 0.88386
28874 | 5.98 | 1 | 365 | 6.8048 | 0.70386 | 7 | 0.50865
28645 | 4.16 | 1 | 365 | 4.7338 | 0.53312 | 5 | 0.26689
28811 | 4.845 | 1 | 365 | 5.5132 | 0.10288 | 5 | 0.61612
28809 | 9.88 | 1 | 365 | 11.2427 | 0.64117 | 11 | 0.88386
28649 | 2.86 | 1 | 365 | 3.2545 | 0.55402 | 3 | 0.80848
28780 | 3.12 | 1 | 365 | 3.5503 | 0.14984 | 3 | 0.70016
28651 | 5.46 | 1 | 365 | 6.2131 | 0.51222 | 6 | 0.72529
28794 | 6.76 | 1 | 365 | 7.6924 | 0.49132 | 8 | 0.18369
28814 | 10.4 | 1 | 365 | 11.8344 | 0.83281 | 12 | 0.66722
28816 | 2.34 | 1 | 365 | 2.6627 | 0.36238 | 3 | 0.025124
28822 | 5.72 | 1 | 365 | 6.5089 | 0.10804 | 6 | 0.61697
28821 | 4.42 | 1 | 365 | 5.0296 | 0.12894 | 5 | 0.15857
28823 | 7.02 | 1 | 365 | 7.9882 | 0.087144 | 8 | 0.075371
28825 | 3.38 | 1 | 365 | 3.8462 | 0.74566 | 4 | 0.59185
28826 | 6.5 | 1 | 365 | 7.3965 | 0.8955 | 8 | 0.29201
28788 | 2.97 | 1 | 365 | 3.3796 | 0.8061 | 4 | 0.18573
28828 | 9.945 | 1 | 365 | 11.3167 | 0.79012 | 12 | 0.10678
28834 | 7.8 | 1 | 365 | 8.8758 | 0.8746 | 9 | 0.75041
28838 | 6.24 | 1 | 365 | 7.1006 | 0.29968 | 7 | 0.40033
28845 | 7.54 | 1 | 365 | 8.5799 | 0.27878 | 8 | 0.85873
28854 | 7.8 | 1 | 365 | 8.8758 | 0.8746 | 9 | 0.75041
28773 | 4.88 | 1 | 365 | 5.5531 | 0.18309 | 5 | 0.73616
28855 | 7.02 | 1 | 365 | 7.9882 | 0.087144 | 8 | 0.075371
28772 | 6.885 | 1 | 365 | 7.8346 | 0.77778 | 8 | 0.61238
28858 | 8.84 | 1 | 365 | 10.0592 | 0.25789 | 10 | 0.31713
28819 | 2.6 | 1 | 365 | 2.9586 | 0.9582 | 3 | 0.9168
25092 | 13.52 | 1 | 365 | 15.3847 | 0.98265 | 16 | 0.36738
28774 | 6.84 | 1 | 365 | 7.7834 | 0.67465 | 8 | 0.45805
25228 | 3.12 | 1 | 365 | 3.5503 | 0.14984 | 3 | 0.70016
28775 | 4.42 | 1 | 365 | 5.0296 | 0.12894 | 5 | 0.15857
28777 | 9.975 | 1 | 365 | 11.3508 | 0.85887 | 12 | 0.20966
28863 | 3.9 | 1 | 365 | 4.4379 | 0.9373 | 5 | 0.37521
28736 | 6.5 | 1 | 365 | 7.3965 | 0.8955 | 8 | 0.29201
28848 | 6.24 | 1 | 365 | 7.1006 | 0.29968 | 7 | 0.40033
25335 | 2.08 | 1 | 365 | 2.3669 | 0.76656 | 3 | 0.13344
28868 | 3.57 | 1 | 365 | 4.0624 | 0.18107 | 4 | 0.24346
28778 | 3.64 | 1 | 365 | 4.142 | 0.34148 | 4 | 0.48353
28673 | 8.64 | 1 | 365 | 9.8317 | 0.79956 | 10 | 0.63123
29398 | 6.867 | 1 | 365 | 7.8141 | 0.73653 | 8 | 0.55065
25614 | 12.74 | 1 | 365 | 14.4972 | 0.19519 | 14 | 0.69234
28654 | 7.54 | 1 | 365 | 8.5799 | 0.27878 | 8 | 0.85873
26936 | 4.16 | 1 | 365 | 4.7338 | 0.53312 | 5 | 0.26689
28650 | 11.44 | 1 | 365 | 13.0179 | 0.21609 | 13 | 0.23394
28763 | 4.16 | 1 | 365 | 4.7338 | 0.53312 | 5 | 0.26689
28652 | 4.94 | 1 | 365 | 5.6213 | 0.32058 | 5 | 0.94193
28779 | 3.64 | 1 | 365 | 4.142 | 0.34148 | 4 | 0.48353
28782 | 10.66 | 1 | 365 | 12.1303 | 0.42863 | 12 | 0.5589
26937 | 3.825 | 1 | 365 | 4.3526 | 0.76543 | 5 | 0.11799
27252 | 10.2 | 1 | 365 | 11.6068 | 0.37448 | 11 | 0.98131
28657 | 7.8 | 1 | 365 | 8.8758 | 0.8746 | 9 | 0.75041
28658 | 8.84 | 1 | 365 | 10.0592 | 0.25789 | 10 | 0.31713
28632 | 5.2 | 1 | 365 | 5.9172 | 0.9164 | 6 | 0.83361
28660 | 9.88 | 1 | 365 | 11.2427 | 0.64117 | 11 | 0.88386
28659 | 6.76 | 1 | 365 | 7.6924 | 0.49132 | 8 | 0.18369
28646 | 5.04 | 1 | 365 | 5.7351 | 0.54974 | 6 | 0.28488
28637 | 4.16 | 1 | 365 | 4.7338 | 0.53312 | 5 | 0.26689
28661 | 8.32 | 1 | 365 | 9.4675 | 0.066245 | 9 | 0.53377
28530 | 12.24 | 1 | 365 | 13.9282 | 0.04938 | 13 | 0.97757
28622 | 5.98 | 1 | 365 | 6.8048 | 0.70386 | 7 | 0.50865
28664 | 11.18 | 1 | 365 | 12.722 | 0.62027 | 13 | 0.34226
28663 | 9.36 | 1 | 365 | 10.651 | 0.44953 | 11 | 0.10049
28665 | 8.58 | 1 | 365 | 9.7634 | 0.66207 | 10 | 0.42545
28870 | 8.25 | 1 | 365 | 9.3879 | 0.90583 | 10 | 0.29371
28873 | 6.24 | 1 | 365 | 7.1006 | 0.29968 | 7 | 0.40033
28666 | 6.76 | 1 | 365 | 7.6924 | 0.49132 | 8 | 0.18369
28876 | 5.98 | 1 | 365 | 6.8048 | 0.70386 | 7 | 0.50865
28881 | 7.02 | 1 | 365 | 7.9882 | 0.087144 | 8 | 0.075371
28667 | 9.18 | 1 | 365 | 10.4461 | 0.037035 | 10 | 0.48318
28884 | 6.24 | 1 | 365 | 7.1006 | 0.29968 | 7 | 0.40033
28668 | 3.9 | 1 | 365 | 4.4379 | 0.9373 | 5 | 0.37521
28875 | 3.575 | 1 | 365 | 4.0681 | 0.19253 | 4 | 0.26061
28670 | 9.275 | 1 | 365 | 10.5542 | 0.25474 | 10 | 0.80898
28669 | 4.42 | 1 | 365 | 5.0296 | 0.12894 | 5 | 0.15857
28891 | 5.61 | 1 | 365 | 6.3838 | 0.85597 | 7 | 0.23972
28671 | 5.72 | 1 | 365 | 6.5089 | 0.10804 | 6 | 0.61697
28807 | 4.41 | 1 | 365 | 5.0182 | 0.10603 | 5 | 0.12427
28830 | 12.6 | 1 | 365 | 14.3378 | 0.87436 | 15 | 0.2122
28835 | 5.46 | 1 | 365 | 6.2131 | 0.51222 | 6 | 0.72529
28837 | 9.15 | 1 | 365 | 10.412 | 0.96829 | 11 | 0.38029
28842 | 6.5 | 1 | 365 | 7.3965 | 0.8955 | 8 | 0.29201
28844 | 4.68 | 1 | 365 | 5.3255 | 0.72476 | 6 | 0.050247
28851 | 3.06 | 1 | 365 | 3.482 | 0.012345 | 3 | 0.49439
28853 | 9.81 | 1 | 365 | 11.163 | 0.48075 | 11 | 0.64379
28860 | 7.125 | 1 | 365 | 8.1077 | 0.32776 | 8 | 0.43547
28864 | 7.98 | 1 | 365 | 9.0806 | 0.2871 | 9 | 0.36773
28893 | 5.72 | 1 | 365 | 6.5089 | 0.10804 | 6 | 0.61697
28895 | 2.6 | 1 | 365 | 2.9586 | 0.9582 | 3 | 0.9168
28172 | 6.5 | 1 | 365 | 7.3965 | 0.8955 | 8 | 0.29201
28900 | 7.8 | 1 | 365 | 8.8758 | 0.8746 | 9 | 0.75041
28177 | 2.805 | 1 | 365 | 3.1919 | 0.42798 | 3 | 0.61986
28221 | 5.46 | 1 | 365 | 6.2131 | 0.51222 | 6 | 0.72529
28897 | 5.98 | 1 | 365 | 6.8048 | 0.70386 | 7 | 0.50865
28230 | 9.88 | 1 | 365 | 11.2427 | 0.64117 | 11 | 0.88386
28224 | 2.6 | 1 | 365 | 2.9586 | 0.9582 | 3 | 0.9168
28242 | 3.64 | 1 | 365 | 4.142 | 0.34148 | 4 | 0.48353
28872 | 4.94 | 1 | 365 | 5.6213 | 0.32058 | 5 | 0.94193
28235 | 10.14 | 1 | 365 | 11.5385 | 0.23699 | 11 | 0.77554
28888 | 11.395 | 1 | 365 | 12.9666 | 0.11296 | 13 | 0.079608
28154 | 4.16 | 1 | 365 | 4.7338 | 0.53312 | 5 | 0.26689
28898 | 7.8 | 1 | 365 | 8.8758 | 0.8746 | 9 | 0.75041
28847 | 7.28 | 1 | 365 | 8.2841 | 0.68296 | 8 | 0.96705
28903 | 4.16 | 1 | 365 | 4.7338 | 0.53312 | 5 | 0.26689
28245 | 6.12 | 1 | 365 | 6.9641 | 0.02469 | 6 | 0.98878
28926 | 3.64 | 1 | 365 | 4.142 | 0.34148 | 4 | 0.48353
28843 | 5.46 | 1 | 365 | 6.2131 | 0.51222 | 6 | 0.72529
28928 | 5.98 | 1 | 365 | 6.8048 | 0.70386 | 7 | 0.50865
28846 | 3.9 | 1 | 365 | 4.4379 | 0.9373 | 5 | 0.37521
28849 | 7.28 | 1 | 365 | 8.2841 | 0.68296 | 8 | 0.96705
28962 | 3.12 | 1 | 365 | 3.5503 | 0.14984 | 3 | 0.70016
28865 | 8.06 | 1 | 365 | 9.1717 | 0.47042 | 9 | 0.64209
28966 | 2.08 | 1 | 365 | 2.3669 | 0.76656 | 3 | 0.13344
28866 | 5.2 | 1 | 365 | 5.9172 | 0.9164 | 6 | 0.83361
28971 | 9.36 | 1 | 365 | 10.651 | 0.44953 | 11 | 0.10049
28867 | 6.76 | 1 | 365 | 7.6924 | 0.49132 | 8 | 0.18369
28880 | 6.21 | 1 | 365 | 7.0665 | 0.23094 | 7 | 0.29744
28896 | 11.55 | 1 | 365 | 13.143 | 0.46816 | 13 | 0.61119
28910 | 6.54 | 1 | 365 | 7.442 | 0.98717 | 8 | 0.42919
28887 | 12.15 | 1 | 365 | 13.8258 | 0.84313 | 14 | 0.66891
28894 | 9.7 | 1 | 365 | 11.0379 | 0.22868 | 11 | 0.26654
29502 | 3.51 | 1 | 365 | 3.9941 | 0.043572 | 4 | 0.037685
28899 | 9.9 | 1 | 365 | 11.2654 | 0.687 | 11 | 0.95245
28902 | 5.1 | 1 | 365 | 5.8034 | 0.68724 | 6 | 0.49065
28904 | 10.35 | 1 | 365 | 11.7775 | 0.71823 | 12 | 0.49574
28906 | 3.64 | 1 | 365 | 4.142 | 0.34148 | 4 | 0.48353
28907 | 6.375 | 1 | 365 | 7.2543 | 0.60905 | 7 | 0.86332
28908 | 3.12 | 1 | 365 | 3.5503 | 0.14984 | 3 | 0.70016
28913 | 8.12 | 1 | 365 | 9.2399 | 0.60792 | 9 | 0.84786
28915 | 13.4 | 1 | 365 | 15.2482 | 0.70765 | 15 | 0.95584
28916 | 4.48 | 1 | 365 | 5.0979 | 0.26644 | 5 | 0.36434
28917 | 9.66 | 1 | 365 | 10.9923 | 0.13701 | 11 | 0.12936
28920 | 10.53 | 1 | 365 | 11.9823 | 0.13072 | 12 | 0.11306
28922 | 4.25 | 1 | 365 | 4.8362 | 0.73937 | 5 | 0.57554
28923 | 7.2 | 1 | 365 | 8.1931 | 0.49964 | 8 | 0.69269
28924 | 7.8 | 1 | 365 | 8.8758 | 0.8746 | 9 | 0.75041
28925 | 6.72 | 1 | 365 | 7.6468 | 0.39966 | 8 | 0.046509
28929 | 9.72 | 1 | 365 | 11.0606 | 0.27451 | 11 | 0.33513
28931 | 10.464 | 1 | 365 | 11.9072 | 0.97947 | 12 | 0.88671
28934 | 11.118 | 1 | 365 | 12.6514 | 0.47819 | 13 | 0.12963
28936 | 7.5 | 1 | 365 | 8.5344 | 0.18712 | 8 | 0.72155
28938 | 12.24 | 1 | 365 | 13.9282 | 0.04938 | 13 | 0.97757
28942 | 6.24 | 1 | 365 | 7.1006 | 0.29968 | 7 | 0.40033
28672 | 10.26 | 1 | 365 | 11.6751 | 0.51198 | 12 | 0.18708
28945 | 5.98 | 1 | 365 | 6.8048 | 0.70386 | 7 | 0.50865
28951 | 4.16 | 1 | 365 | 4.7338 | 0.53312 | 5 | 0.26689
28953 | 3.38 | 1 | 365 | 3.8462 | 0.74566 | 4 | 0.59185
28678 | 7.395 | 1 | 365 | 8.4149 | 0.9465 | 9 | 0.36145
28909 | 11.285 | 1 | 365 | 12.8415 | 0.86089 | 13 | 0.70236
24730 | 7.8 | 1 | 365 | 8.8758 | 0.8746 | 9 | 0.75041
28157 | 8.06 | 1 | 365 | 9.1717 | 0.47042 | 9 | 0.64209
28178 | 5.72 | 1 | 365 | 6.5089 | 0.10804 | 6 | 0.61697
28206 | 3.64 | 1 | 365 | 4.142 | 0.34148 | 4 | 0.48353
28218 | 8.84 | 1 | 365 | 10.0592 | 0.25789 | 10 | 0.31713
29118 | 4.98 | 1 | 365 | 5.6669 | 0.41225 | 6 | 0.079109
29120 | 6.725 | 1 | 365 | 7.6525 | 0.41112 | 8 | 0.063657
29121 | 4.725 | 1 | 365 | 5.3767 | 0.82789 | 6 | 0.20458
29123 | 7.725 | 1 | 365 | 8.7905 | 0.70273 | 9 | 0.4932
28228 | 8.84 | 1 | 365 | 10.0592 | 0.25789 | 10 | 0.31713
28266 | 7.8 | 1 | 365 | 8.8758 | 0.8746 | 9 | 0.75041
29125 | 7.96 | 1 | 365 | 9.0579 | 0.24126 | 9 | 0.29914
28237 | 3.12 | 1 | 365 | 3.5503 | 0.14984 | 3 | 0.70016
28271 | 4.68 | 1 | 365 | 5.3255 | 0.72476 | 6 | 0.050247
29127 | 4.98 | 1 | 365 | 5.6669 | 0.41225 | 6 | 0.079109
29129 | 6.215 | 1 | 365 | 7.0722 | 0.24239 | 7 | 0.31459
25208 | 4.68 | 1 | 365 | 5.3255 | 0.72476 | 6 | 0.050247
29131 | 4.295 | 1 | 365 | 4.8874 | 0.84249 | 5 | 0.72987
28289 | 7.28 | 1 | 365 | 8.2841 | 0.68296 | 8 | 0.96705
29133 | 6.82 | 1 | 365 | 7.7606 | 0.62882 | 8 | 0.38946
28292 | 3.12 | 1 | 365 | 3.5503 | 0.14984 | 3 | 0.70016
29144 | 8.25 | 1 | 365 | 9.3879 | 0.90583 | 10 | 0.29371
29151 | 8.8 | 1 | 365 | 10.0137 | 0.16622 | 10 | 0.17995
28298 | 6.24 | 1 | 365 | 7.1006 | 0.29968 | 7 | 0.40033
29156 | 7.65 | 1 | 365 | 8.7051 | 0.53086 | 9 | 0.23598
29182 | 6.72 | 1 | 365 | 7.6468 | 0.39966 | 8 | 0.046509
28316 | 2.805 | 1 | 365 | 3.1919 | 0.42798 | 3 | 0.61986
29212 | 7.84 | 1 | 365 | 8.9213 | 0.96627 | 9 | 0.88759
28309 | 6.76 | 1 | 365 | 7.6924 | 0.49132 | 8 | 0.18369
29263 | 4.68 | 1 | 365 | 5.3255 | 0.72476 | 6 | 0.050247
28318 | 9.1 | 1 | 365 | 10.3551 | 0.85371 | 11 | 0.20881
28306 | 9.36 | 1 | 365 | 10.651 | 0.44953 | 11 | 0.10049
28327 | 7.54 | 1 | 365 | 8.5799 | 0.27878 | 8 | 0.85873
28355 | 3.64 | 1 | 365 | 4.142 | 0.34148 | 4 | 0.48353
29269 | 4.59 | 1 | 365 | 5.2231 | 0.51852 | 5 | 0.74159
23585 | 3.9 | 1 | 365 | 4.4379 | 0.9373 | 5 | 0.37521
29272 | 9.88 | 1 | 365 | 11.2427 | 0.64117 | 11 | 0.88386
29275 | 9.69 | 1 | 365 | 11.0265 | 0.20576 | 11 | 0.23224
28680 | 4.56 | 1 | 365 | 5.1889 | 0.44977 | 5 | 0.6387
28978 | 2.08 | 1 | 365 | 2.3669 | 0.76656 | 3 | 0.13344
28681 | 4.42 | 1 | 365 | 5.0296 | 0.12894 | 5 | 0.15857
29176 | 7.8 | 1 | 365 | 8.8758 | 0.8746 | 9 | 0.75041
28683 | 6.63 | 1 | 365 | 7.5444 | 0.19341 | 7 | 0.73785
29184 | 6.76 | 1 | 365 | 7.6924 | 0.49132 | 8 | 0.18369
28711 | 8.06 | 1 | 365 | 9.1717 | 0.47042 | 9 | 0.64209
28382 | 2.34 | 1 | 365 | 2.6627 | 0.36238 | 3 | 0.025124
28404 | 9.1 | 1 | 365 | 10.3551 | 0.85371 | 11 | 0.20881
28682 | 5.98 | 1 | 365 | 6.8048 | 0.70386 | 7 | 0.50865
28684 | 4.94 | 1 | 365 | 5.6213 | 0.32058 | 5 | 0.94193
28398 | 4.16 | 1 | 365 | 4.7338 | 0.53312 | 5 | 0.26689
28685 | 11.44 | 1 | 365 | 13.0179 | 0.21609 | 13 | 0.23394
23368 | 5.72 | 1 | 365 | 6.5089 | 0.10804 | 6 | 0.61697
29190 | 7.28 | 1 | 365 | 8.2841 | 0.68296 | 8 | 0.96705
28686 | 8.32 | 1 | 365 | 9.4675 | 0.066245 | 9 | 0.53377
28436 | 7.54 | 1 | 365 | 8.5799 | 0.27878 | 8 | 0.85873
28687 | 13 | 1 | 365 | 14.793 | 0.79101 | 15 | 0.58402
29193 | 5.2 | 1 | 365 | 5.9172 | 0.9164 | 6 | 0.83361
28700 | 7.02 | 1 | 365 | 7.9882 | 0.087144 | 8 | 0.075371
28702 | 5.72 | 1 | 365 | 6.5089 | 0.10804 | 6 | 0.61697
28857 | 7.54 | 1 | 365 | 8.5799 | 0.27878 | 8 | 0.85873
29107 | 9.625 | 1 | 365 | 10.9525 | 0.056804 | 11 | 0.0093225
28035 | 7.28 | 1 | 365 | 8.2841 | 0.68296 | 8 | 0.96705
28869 | 8.32 | 1 | 365 | 9.4675 | 0.066245 | 9 | 0.53377
29132 | 10.14 | 1 | 365 | 11.5385 | 0.23699 | 11 | 0.77554
29137 | 4.59 | 1 | 365 | 5.2231 | 0.51852 | 5 | 0.74159
28017 | 4.16 | 1 | 365 | 4.7338 | 0.53312 | 5 | 0.26689
28878 | 5.72 | 1 | 365 | 6.5089 | 0.10804 | 6 | 0.61697
29139 | 9.36 | 1 | 365 | 10.651 | 0.44953 | 11 | 0.10049
28038 | 6.5 | 1 | 365 | 7.3965 | 0.8955 | 8 | 0.29201
29143 | 10.66 | 1 | 365 | 12.1303 | 0.42863 | 12 | 0.5589
28882 | 7.28 | 1 | 365 | 8.2841 | 0.68296 | 8 | 0.96705
29149 | 5.355 | 1 | 365 | 6.0936 | 0.2716 | 6 | 0.36519
29195 | 13 | 1 | 365 | 14.793 | 0.79101 | 15 | 0.58402
28885 | 4.68 | 1 | 365 | 5.3255 | 0.72476 | 6 | 0.050247
29206 | 6.24 | 1 | 365 | 7.1006 | 0.29968 | 7 | 0.40033
28890 | 6.5 | 1 | 365 | 7.3965 | 0.8955 | 8 | 0.29201
29519 | 11.115 | 1 | 365 | 12.648 | 0.47131 | 13 | 0.11934
29211 | 6.375 | 1 | 365 | 7.2543 | 0.60905 | 7 | 0.86332
28892 | 4.42 | 1 | 365 | 5.0296 | 0.12894 | 5 | 0.15857
29216 | 5.98 | 1 | 365 | 6.8048 | 0.70386 | 7 | 0.50865
28901 | 6.76 | 1 | 365 | 7.6924 | 0.49132 | 8 | 0.18369
29221 | 10.14 | 1 | 365 | 11.5385 | 0.23699 | 11 | 0.77554
29226 | 10.66 | 1 | 365 | 12.1303 | 0.42863 | 12 | 0.5589
28879 | 7.28 | 1 | 365 | 8.2841 | 0.68296 | 8 | 0.96705
29231 | 8.32 | 1 | 365 | 9.4675 | 0.066245 | 9 | 0.53377
28937 | 6.24 | 1 | 365 | 7.1006 | 0.29968 | 7 | 0.40033
28940 | 5.98 | 1 | 365 | 6.8048 | 0.70386 | 7 | 0.50865
28939 | 2.08 | 1 | 365 | 2.3669 | 0.76656 | 3 | 0.13344
28941 | 10.4 | 1 | 365 | 11.8344 | 0.83281 | 12 | 0.66722
28946 | 10.14 | 1 | 365 | 11.5385 | 0.23699 | 11 | 0.77554
28955 | 4.68 | 1 | 365 | 5.3255 | 0.72476 | 6 | 0.050247
28957 | 5.98 | 1 | 365 | 6.8048 | 0.70386 | 7 | 0.50865
28960 | 8.58 | 1 | 365 | 9.7634 | 0.66207 | 10 | 0.42545
28973 | 4.68 | 1 | 365 | 5.3255 | 0.72476 | 6 | 0.050247
28970 | 7.8 | 1 | 365 | 8.8758 | 0.8746 | 9 | 0.75041
28964 | 7.8 | 1 | 365 | 8.8758 | 0.8746 | 9 | 0.75041
29564 | 9.62 | 1 | 365 | 10.9468 | 0.045346 | 10 | 0.99217
28974 | 9.1 | 1 | 365 | 10.3551 | 0.85371 | 11 | 0.20881
28976 | 6.76 | 1 | 365 | 7.6924 | 0.49132 | 8 | 0.18369
28979 | 4.94 | 1 | 365 | 5.6213 | 0.32058 | 5 | 0.94193
28982 | 5.2 | 1 | 365 | 5.9172 | 0.9164 | 6 | 0.83361
28984 | 2.86 | 1 | 365 | 3.2545 | 0.55402 | 3 | 0.80848
28985 | 7.8 | 1 | 365 | 8.8758 | 0.8746 | 9 | 0.75041
28986 | 7.28 | 1 | 365 | 8.2841 | 0.68296 | 8 | 0.96705
28989 | 5.46 | 1 | 365 | 6.2131 | 0.51222 | 6 | 0.72529
29026 | 1.82 | 1 | 365 | 2.071 | 0.17074 | 2 | 0.24176
29042 | 10.215 | 1 | 365 | 11.6239 | 0.40886 | 12 | 0.032751
29053 | 6.215 | 1 | 365 | 7.0722 | 0.24239 | 7 | 0.31459
29054 | 8.47 | 1 | 365 | 9.6382 | 0.40999 | 10 | 0.048204
29055 | 3.725 | 1 | 365 | 4.2388 | 0.53627 | 4 | 0.77504
29056 | 2.98 | 1 | 365 | 3.391 | 0.82902 | 4 | 0.22003
29109 | 6.725 | 1 | 365 | 7.6525 | 0.41112 | 8 | 0.063657
29105 | 8.829 | 1 | 365 | 10.0467 | 0.23268 | 10 | 0.27941
29111 | 5.47 | 1 | 365 | 6.2244 | 0.53514 | 6 | 0.75958
29113 | 3.47 | 1 | 365 | 3.9486 | 0.95191 | 4 | 0.9005
29116 | 5.545 | 1 | 365 | 6.3098 | 0.70701 | 7 | 0.016799
28972 | 4.27 | 1 | 365 | 4.8589 | 0.7852 | 5 | 0.64414
28959 | 8 | 1 | 365 | 9.1034 | 0.33293 | 9 | 0.43632
29016 | 6 | 1 | 365 | 6.8275 | 0.7497 | 7 | 0.57724
27558 | 7.02 | 1 | 365 | 7.9882 | 0.087144 | 8 | 0.075371
29092 | 5.5 | 1 | 365 | 6.2586 | 0.60389 | 6 | 0.86247
29090 | 11.25 | 1 | 365 | 12.8016 | 0.78068 | 13 | 0.58232
29094 | 6.75 | 1 | 365 | 7.681 | 0.46841 | 8 | 0.1494
29096 | 11.825 | 1 | 365 | 13.456 | 0.098359 | 13 | 0.55431
29100 | 11.18 | 1 | 365 | 12.722 | 0.62027 | 13 | 0.34226
29057 | 3.9 | 1 | 365 | 4.4379 | 0.9373 | 5 | 0.37521
28541 | 5.72 | 1 | 365 | 6.5089 | 0.10804 | 6 | 0.61697
28981 | 6.12 | 1 | 365 | 6.9641 | 0.02469 | 6 | 0.98878
28983 | 4.16 | 1 | 365 | 4.7338 | 0.53312 | 5 | 0.26689
28988 | 9.18 | 1 | 365 | 10.4461 | 0.037035 | 10 | 0.48318
29000 | 7.395 | 1 | 365 | 8.4149 | 0.9465 | 9 | 0.36145
29001 | 8.32 | 1 | 365 | 9.4675 | 0.066245 | 9 | 0.53377
29004 | 7.395 | 1 | 365 | 8.4149 | 0.9465 | 9 | 0.36145
29007 | 11.73 | 1 | 365 | 13.3478 | 0.88066 | 14 | 0.2285
29012 | 3.38 | 1 | 365 | 3.8462 | 0.74566 | 4 | 0.59185
29011 | 4.24 | 1 | 365 | 4.8248 | 0.71645 | 5 | 0.54125
29023 | 9.36 | 1 | 365 | 10.651 | 0.44953 | 11 | 0.10049
28793 | 3.75 | 1 | 365 | 4.2672 | 0.59356 | 4 | 0.86078
29031 | 4.94 | 1 | 365 | 5.6213 | 0.32058 | 5 | 0.94193
29034 | 4.68 | 1 | 365 | 5.3255 | 0.72476 | 6 | 0.050247
29038 | 9.62 | 1 | 365 | 10.9468 | 0.045346 | 10 | 0.99217
29040 | 6.24 | 1 | 365 | 7.1006 | 0.29968 | 7 | 0.40033
29046 | 5.2 | 1 | 365 | 5.9172 | 0.9164 | 6 | 0.83361
29051 | 2.04 | 1 | 365 | 2.3214 | 0.6749 | 2 | 0.99626
29063 | 4.42 | 1 | 365 | 5.0296 | 0.12894 | 5 | 0.15857
29070 | 12.48 | 1 | 365 | 14.2013 | 0.59937 | 14 | 0.80066
29075 | 16.12 | 1 | 365 | 18.3433 | 0.94085 | 19 | 0.28418
29087 | 6.5 | 1 | 365 | 7.3965 | 0.8955 | 8 | 0.29201
29088 | 3.9 | 1 | 365 | 4.4379 | 0.9373 | 5 | 0.37521
29089 | 8.84 | 1 | 365 | 10.0592 | 0.25789 | 10 | 0.31713
29093 | 3.12 | 1 | 365 | 3.5503 | 0.14984 | 3 | 0.70016
23707 | 3.9 | 1 | 365 | 4.4379 | 0.9373 | 5 | 0.37521
22039 | 3.9 | 1 | 365 | 4.4379 | 0.9373 | 5 | 0.37521
28540 | 10.92 | 1 | 365 | 12.4261 | 0.024447 | 12 | 0.45058
28548 | 10.92 | 1 | 365 | 12.4261 | 0.024447 | 12 | 0.45058
28554 | 4.94 | 1 | 365 | 5.6213 | 0.32058 | 5 | 0.94193
27218 | 4.16 | 1 | 365 | 4.7338 | 0.53312 | 5 | 0.26689
24170 | 11.96 | 1 | 365 | 13.6096 | 0.40773 | 14 | 0.017298
28550 | 4.16 | 1 | 365 | 4.7338 | 0.53312 | 5 | 0.26689
28557 | 16.83 | 1 | 365 | 19.1513 | 0.5679 | 19 | 0.71916
28559 | 5.61 | 1 | 365 | 6.3838 | 0.85597 | 7 | 0.23972
23564 | 4.94 | 1 | 365 | 5.6213 | 0.32058 | 5 | 0.94193
22398 | 5.2 | 1 | 365 | 5.9172 | 0.9164 | 6 | 0.83361
28602 | 4.94 | 1 | 365 | 5.6213 | 0.32058 | 5 | 0.94193
28610 | 7.8 | 1 | 365 | 8.8758 | 0.8746 | 9 | 0.75041
27222 | 4.94 | 1 | 365 | 5.6213 | 0.32058 | 5 | 0.94193
29232 | 3.06 | 1 | 365 | 3.482 | 0.012345 | 3 | 0.49439
29237 | 10.66 | 1 | 365 | 12.1303 | 0.42863 | 12 | 0.5589
29240 | 9.1 | 1 | 365 | 10.3551 | 0.85371 | 11 | 0.20881
29222 | 2.04 | 1 | 365 | 2.3214 | 0.6749 | 2 | 0.99626
29252 | 4.32 | 1 | 365 | 4.9158 | 0.89978 | 5 | 0.81561
29267 | 7.28 | 1 | 365 | 8.2841 | 0.68296 | 8 | 0.96705
28567 | 4.68 | 1 | 365 | 5.3255 | 0.72476 | 6 | 0.050247
20784 | 9.62 | 1 | 365 | 10.9468 | 0.045346 | 10 | 0.99217
29261 | 4.845 | 1 | 365 | 5.5132 | 0.10288 | 5 | 0.61612
24327 | 14.3 | 1 | 365 | 16.2723 | 0.77011 | 17 | 0.042422
24344 | 7.96 | 1 | 365 | 9.0579 | 0.24126 | 9 | 0.29914
25077 | 12.74 | 1 | 365 | 14.4972 | 0.19519 | 14 | 0.69234
24849 | 562.115 | 0.8 | 365 | 511.7153 | 0.52138 | 512 | 0.2367
25606 | 54.72 | 0.9 | 365 | 56.0405 | 0.8575 | 56 | 0.89799
26755 | 4.845 | 1 | 365 | 5.5132 | 0.10288 | 5 | 0.61612
26861 | 3.85 | 1 | 365 | 4.381 | 0.82272 | 5 | 0.20373
27067 | 3.98 | 1 | 365 | 4.5289 | 0.12063 | 4 | 0.64957
28100 | 10.4 | 1 | 365 | 11.8344 | 0.83281 | 12 | 0.66722
28123 | 12.1 | 1 | 365 | 13.7689 | 0.72855 | 14 | 0.49743
28126 | 14.56 | 1 | 365 | 16.5682 | 0.36593 | 16 | 0.9341
28256 | 10.14 | 1 | 365 | 11.5385 | 0.23699 | 11 | 0.77554
28428 | 10.4 | 1 | 365 | 11.8344 | 0.83281 | 12 | 0.66722
24324 | 4.68 | 1 | 365 | 5.3255 | 0.72476 | 6 | 0.050247
24101 | 6.24 | 1 | 365 | 7.1006 | 0.29968 | 7 | 0.40033
28619 | 8.32 | 1 | 365 | 9.4675 | 0.066245 | 9 | 0.53377
28609 | 4.68 | 1 | 365 | 5.3255 | 0.72476 | 6 | 0.050247
28712 | 8.32 | 1 | 365 | 9.4675 | 0.066245 | 9 | 0.53377
28615 | 4.08 | 1 | 365 | 4.6427 | 0.34979 | 4 | 0.99252
28564 | 3.64 | 1 | 365 | 4.142 | 0.34148 | 4 | 0.48353
28594 | 7.8 | 1 | 365 | 8.8758 | 0.8746 | 9 | 0.75041
28633 | 2.86 | 1 | 365 | 3.2545 | 0.55402 | 3 | 0.80848
28644 | 3.12 | 1 | 365 | 3.5503 | 0.14984 | 3 | 0.70016
28784 | 8.16 | 1 | 365 | 9.2855 | 0.69959 | 9 | 0.98505
28647 | 7.02 | 1 | 365 | 7.9882 | 0.087144 | 8 | 0.075371
28800 | 3.64 | 1 | 365 | 4.142 | 0.34148 | 4 | 0.48353
28442 | 6.24 | 1 | 365 | 7.1006 | 0.29968 | 7 | 0.40033
28454 | 14.04 | 1 | 365 | 15.9765 | 0.17429 | 16 | 0.15074
28469 | 11.7 | 1 | 365 | 13.3137 | 0.81191 | 14 | 0.12562
29276 | 12.24 | 1 | 365 | 13.9282 | 0.04938 | 13 | 0.97757
28963 | 7.65 | 1 | 365 | 8.7051 | 0.53086 | 9 | 0.23598
28713 | 8.32 | 1 | 365 | 9.4675 | 0.066245 | 9 | 0.53377
28740 | 5.98 | 1 | 365 | 6.8048 | 0.70386 | 7 | 0.50865
28721 | 7.28 | 1 | 365 | 8.2841 | 0.68296 | 8 | 0.96705
29283 | 3.38 | 1 | 365 | 3.8462 | 0.74566 | 4 | 0.59185
28760 | 11.18 | 1 | 365 | 12.722 | 0.62027 | 13 | 0.34226
29277 | 8.06 | 1 | 365 | 9.1717 | 0.47042 | 9 | 0.64209
24856 | 2.08 | 1 | 365 | 2.3669 | 0.76656 | 3 | 0.13344
28734 | 9.69 | 1 | 365 | 11.0265 | 0.20576 | 11 | 0.23224
29336 | 10.2 | 1 | 365 | 11.6068 | 0.37448 | 11 | 0.98131
28715 | 4.94 | 1 | 365 | 5.6213 | 0.32058 | 5 | 0.94193
29337 | 8.16 | 1 | 365 | 9.2855 | 0.69959 | 9 | 0.98505
28717 | 4.68 | 1 | 365 | 5.3255 | 0.72476 | 6 | 0.050247
28719 | 4.16 | 1 | 365 | 4.7338 | 0.53312 | 5 | 0.26689
29338 | 7.14 | 1 | 365 | 8.1248 | 0.36214 | 8 | 0.48692
28726 | 15.6 | 1 | 365 | 17.7516 | 0.74921 | 18 | 0.50082
29335 | 6.16 | 1 | 365 | 7.0096 | 0.11635 | 7 | 0.12597
29348 | 9.52 | 1 | 365 | 10.833 | 0.81618 | 11 | 0.64922
28943 | 11.475 | 1 | 365 | 13.0577 | 0.29629 | 13 | 0.35397
29352 | 8.16 | 1 | 365 | 9.2855 | 0.69959 | 9 | 0.98505
29339 | 6.885 | 1 | 365 | 7.8346 | 0.77778 | 8 | 0.61238
29356 | 9.8 | 1 | 365 | 11.1517 | 0.45784 | 11 | 0.60949
29350 | 7.56 | 1 | 365 | 8.6027 | 0.32462 | 8 | 0.92732
29255 | 5.61 | 1 | 365 | 6.3838 | 0.85597 | 7 | 0.23972
29345 | 9.075 | 1 | 365 | 10.3267 | 0.79642 | 11 | 0.12308
29369 | 6.44 | 1 | 365 | 7.3282 | 0.75801 | 8 | 0.086238
29365 | 13.72 | 1 | 365 | 15.6123 | 0.44097 | 16 | 0.053289
29367 | 4.48 | 1 | 365 | 5.0979 | 0.26644 | 5 | 0.36434
29373 | 4.2 | 1 | 365 | 4.7793 | 0.62479 | 5 | 0.40407
29375 | 4.76 | 1 | 365 | 5.4165 | 0.90809 | 6 | 0.32461
29379 | 3.92 | 1 | 365 | 4.4607 | 0.98313 | 5 | 0.4438
29386 | 5.225 | 1 | 365 | 5.9457 | 0.97369 | 6 | 0.91935
29403 | 8.32 | 1 | 365 | 9.4675 | 0.066245 | 9 | 0.53377
29250 | 8.415 | 1 | 365 | 9.5756 | 0.28395 | 9 | 0.85958
29401 | 3.64 | 1 | 365 | 4.142 | 0.34148 | 4 | 0.48353
29114 | 5.2 | 1 | 365 | 5.9172 | 0.9164 | 6 | 0.83361
29319 | 7 | 1 | 365 | 7.9655 | 0.041312 | 8 | 0.00678
29324 | 5 | 1 | 365 | 5.6896 | 0.45808 | 6 | 0.1477
29320 | 9.36 | 1 | 365 | 10.651 | 0.44953 | 11 | 0.10049
29326 | 8.84 | 1 | 365 | 10.0592 | 0.25789 | 10 | 0.31713
29328 | 6.6 | 1 | 365 | 7.5103 | 0.12467 | 7 | 0.63496
29330 | 8.415 | 1 | 365 | 9.5756 | 0.28395 | 9 | 0.85958
29332 | 5.2 | 1 | 365 | 5.9172 | 0.9164 | 6 | 0.83361
29390 | 5.98 | 1 | 365 | 6.8048 | 0.70386 | 7 | 0.50865
29382 | 4.42 | 1 | 365 | 5.0296 | 0.12894 | 5 | 0.15857
29377 | 4.16 | 1 | 365 | 4.7338 | 0.53312 | 5 | 0.26689
29371 | 5.1 | 1 | 365 | 5.8034 | 0.68724 | 6 | 0.49065
29333 | 7.65 | 1 | 365 | 8.7051 | 0.53086 | 9 | 0.23598
29331 | 3.12 | 1 | 365 | 3.5503 | 0.14984 | 3 | 0.70016
29327 | 8.32 | 1 | 365 | 9.4675 | 0.066245 | 9 | 0.53377
29298 | 5.2 | 1 | 365 | 5.9172 | 0.9164 | 6 | 0.83361
29299 | 4.94 | 1 | 365 | 5.6213 | 0.32058 | 5 | 0.94193
29117 | 10.4 | 1 | 365 | 11.8344 | 0.83281 | 12 | 0.66722
29128 | 20.91 | 1 | 365 | 23.794 | 0.91769 | 24 | 0.71168
29300 | 3.18 | 1 | 365 | 3.6186 | 0.28734 | 3 | 0.90594
29124 | 5.98 | 1 | 365 | 6.8048 | 0.70386 | 7 | 0.50865
29141 | 7.02 | 1 | 365 | 7.9882 | 0.087144 | 8 | 0.075371
29175 | 5.46 | 1 | 365 | 6.2131 | 0.51222 | 6 | 0.72529
29135 | 6.24 | 1 | 365 | 7.1006 | 0.29968 | 7 | 0.40033
29346 | 4.08 | 1 | 365 | 4.6427 | 0.34979 | 4 | 0.99252
29302 | 5.98 | 1 | 365 | 6.8048 | 0.70386 | 7 | 0.50865
28790 | 5.2 | 1 | 365 | 5.9172 | 0.9164 | 6 | 0.83361
29019 | 3.64 | 1 | 365 | 4.142 | 0.34148 | 4 | 0.48353
27763 | 5.39 | 1 | 365 | 6.1334 | 0.35181 | 6 | 0.48522
29030 | 9.88 | 1 | 365 | 11.2427 | 0.64117 | 11 | 0.88386
29308 | 9.075 | 1 | 365 | 10.3267 | 0.79642 | 11 | 0.12308
29039 | 10.14 | 1 | 365 | 11.5385 | 0.23699 | 11 | 0.77554
29340 | 16.225 | 1 | 365 | 18.4628 | 0.18147 | 18 | 0.64429
29280 | 10.725 | 1 | 365 | 12.2042 | 0.57758 | 12 | 0.78182
29279 | 8.64 | 1 | 365 | 9.8317 | 0.79956 | 10 | 0.63123
29310 | 5.2 | 1 | 365 | 5.9172 | 0.9164 | 6 | 0.83361
29341 | 3.08 | 1 | 365 | 3.5048 | 0.058177 | 3 | 0.56298
29050 | 7.395 | 1 | 365 | 8.4149 | 0.9465 | 9 | 0.36145
29343 | 4.48 | 1 | 365 | 5.0979 | 0.26644 | 5 | 0.36434
29311 | 4.16 | 1 | 365 | 4.7338 | 0.53312 | 5 | 0.26689
29281 | 3.92 | 1 | 365 | 4.4607 | 0.98313 | 5 | 0.4438
29344 | 9.625 | 1 | 365 | 10.9525 | 0.056804 | 11 | 0.0093225
29293 | 6.72 | 1 | 365 | 7.6468 | 0.39966 | 8 | 0.046509
29307 | 8.06 | 1 | 365 | 9.1717 | 0.47042 | 9 | 0.64209
29314 | 3.38 | 1 | 365 | 3.8462 | 0.74566 | 4 | 0.59185
29342 | 3.64 | 1 | 365 | 4.142 | 0.34148 | 4 | 0.48353
29316 | 2.12 | 1 | 365 | 2.4124 | 0.85823 | 3 | 0.27062
29353 | 7.84 | 1 | 365 | 8.9213 | 0.96627 | 9 | 0.88759
27866 | 16.9 | 1 | 365 | 19.2309 | 0.72831 | 19 | 0.95923
29103 | 7.28 | 1 | 365 | 8.2841 | 0.68296 | 8 | 0.96705
29108 | 3.12 | 1 | 365 | 3.5503 | 0.14984 | 3 | 0.70016
29284 | 6.76 | 1 | 365 | 7.6924 | 0.49132 | 8 | 0.18369
29368 | 8.06 | 1 | 365 | 9.1717 | 0.47042 | 9 | 0.64209
29110 | 6.76 | 1 | 365 | 7.6924 | 0.49132 | 8 | 0.18369
29360 | 7.54 | 1 | 365 | 8.5799 | 0.27878 | 8 | 0.85873
29372 | 3.64 | 1 | 365 | 4.142 | 0.34148 | 4 | 0.48353
29361 | 6.375 | 1 | 365 | 7.2543 | 0.60905 | 7 | 0.86332
29374 | 7.975 | 1 | 365 | 9.0749 | 0.27564 | 9 | 0.35058
29404 | 4.59 | 1 | 365 | 5.2231 | 0.51852 | 5 | 0.74159
29412 | 7.95 | 1 | 365 | 9.0465 | 0.21835 | 9 | 0.26484
29378 | 9.36 | 1 | 365 | 10.651 | 0.44953 | 11 | 0.10049
29417 | 3.64 | 1 | 365 | 4.142 | 0.34148 | 4 | 0.48353
29469 | 11.18 | 1 | 365 | 12.722 | 0.62027 | 13 | 0.34226
29380 | 6.12 | 1 | 365 | 6.9641 | 0.02469 | 6 | 0.98878
29407 | 7.28 | 1 | 365 | 8.2841 | 0.68296 | 8 | 0.96705
29381 | 8.58 | 1 | 365 | 9.7634 | 0.66207 | 10 | 0.42545
29408 | 4.68 | 1 | 365 | 5.3255 | 0.72476 | 6 | 0.050247
29383 | 8.32 | 1 | 365 | 9.4675 | 0.066245 | 9 | 0.53377
29409 | 8.84 | 1 | 365 | 10.0592 | 0.25789 | 10 | 0.31713
29413 | 5.46 | 1 | 365 | 6.2131 | 0.51222 | 6 | 0.72529
29414 | 7.28 | 1 | 365 | 8.2841 | 0.68296 | 8 | 0.96705
29415 | 5.2 | 1 | 365 | 5.9172 | 0.9164 | 6 | 0.83361
29418 | 5.72 | 1 | 365 | 6.5089 | 0.10804 | 6 | 0.61697
29419 | 7.8 | 1 | 365 | 8.8758 | 0.8746 | 9 | 0.75041
29429 | 7.02 | 1 | 365 | 7.9882 | 0.087144 | 8 | 0.075371
29433 | 5.98 | 1 | 365 | 6.8048 | 0.70386 | 7 | 0.50865
29435 | 5.2 | 1 | 365 | 5.9172 | 0.9164 | 6 | 0.83361
29424 | 6.12 | 1 | 365 | 6.9641 | 0.02469 | 6 | 0.98878
29426 | 10.71 | 1 | 365 | 12.1872 | 0.54321 | 12 | 0.73037
29428 | 7.6 | 1 | 365 | 8.6482 | 0.41628 | 9 | 0.064504
29430 | 6.867 | 1 | 365 | 7.8141 | 0.73653 | 8 | 0.55065
29431 | 9.045 | 1 | 365 | 10.2925 | 0.72767 | 11 | 0.020189
29434 | 4.905 | 1 | 365 | 5.5815 | 0.24038 | 5 | 0.82189
29436 | 6.867 | 1 | 365 | 7.8141 | 0.73653 | 8 | 0.55065
29462 | 5.2 | 1 | 365 | 5.9172 | 0.9164 | 6 | 0.83361
29384 | 9.88 | 1 | 365 | 11.2427 | 0.64117 | 11 | 0.88386
29464 | 9.81 | 1 | 365 | 11.163 | 0.48075 | 11 | 0.64379
29465 | 9.18 | 1 | 365 | 10.4461 | 0.037035 | 10 | 0.48318
29387 | 3.12 | 1 | 365 | 3.5503 | 0.14984 | 3 | 0.70016
29467 | 5.7 | 1 | 365 | 6.4862 | 0.062211 | 6 | 0.54838
29388 | 9.36 | 1 | 365 | 10.651 | 0.44953 | 11 | 0.10049
29391 | 5.2 | 1 | 365 | 5.9172 | 0.9164 | 6 | 0.83361
29243 | 6.76 | 1 | 365 | 7.6924 | 0.49132 | 8 | 0.18369
29242 | 4.16 | 1 | 365 | 4.7338 | 0.53312 | 5 | 0.26689
29235 | 13.26 | 1 | 365 | 15.0889 | 0.38683 | 15 | 0.4757
29443 | 7.7 | 1 | 365 | 8.762 | 0.64544 | 9 | 0.40746
29233 | 4.42 | 1 | 365 | 5.0296 | 0.12894 | 5 | 0.15857
29438 | 6.325 | 1 | 365 | 7.1974 | 0.49447 | 7 | 0.69184
29439 | 8.84 | 1 | 365 | 10.0592 | 0.25789 | 10 | 0.31713
29227 | 5.46 | 1 | 365 | 6.2131 | 0.51222 | 6 | 0.72529
29440 | 10.175 | 1 | 365 | 11.5784 | 0.31719 | 11 | 0.89557
29223 | 5.61 | 1 | 365 | 6.3838 | 0.85597 | 7 | 0.23972
29441 | 5.5 | 1 | 365 | 6.2586 | 0.60389 | 6 | 0.86247
29218 | 11.18 | 1 | 365 | 12.722 | 0.62027 | 13 | 0.34226
29442 | 5.5 | 1 | 365 | 6.2586 | 0.60389 | 6 | 0.86247
29444 | 6.5 | 1 | 365 | 7.3965 | 0.8955 | 8 | 0.29201
29215 | 6.24 | 1 | 365 | 7.1006 | 0.29968 | 7 | 0.40033
29445 | 4.42 | 1 | 365 | 5.0296 | 0.12894 | 5 | 0.15857
29366 | 9.62 | 1 | 365 | 10.9468 | 0.045346 | 10 | 0.99217
29210 | 3.64 | 1 | 365 | 4.142 | 0.34148 | 4 | 0.48353
29446 | 9.35 | 1 | 365 | 10.6396 | 0.42661 | 11 | 0.066199
29447 | 6.6 | 1 | 365 | 7.5103 | 0.12467 | 7 | 0.63496
29448 | 5.775 | 1 | 365 | 6.5715 | 0.23408 | 6 | 0.80559
29449 | 12.1 | 1 | 365 | 13.7689 | 0.72855 | 14 | 0.49743
29450 | 7.975 | 1 | 365 | 9.0749 | 0.27564 | 9 | 0.35058
29451 | 4.95 | 1 | 365 | 5.6327 | 0.3435 | 5 | 0.97622
29452 | 17.1 | 1 | 365 | 19.4585 | 0.18663 | 19 | 0.64513
29219 | 6.76 | 1 | 365 | 7.6924 | 0.49132 | 8 | 0.18369
29453 | 5.355 | 1 | 365 | 6.0936 | 0.2716 | 6 | 0.36519
29455 | 6.05 | 1 | 365 | 6.8844 | 0.86428 | 7 | 0.74872
29354 | 9.24 | 1 | 365 | 10.5144 | 0.17453 | 10 | 0.68895
29192 | 2.6 | 1 | 365 | 2.9586 | 0.9582 | 3 | 0.9168
29289 | 11.475 | 1 | 365 | 13.0577 | 0.29629 | 13 | 0.35397
29194 | 8.32 | 1 | 365 | 9.4675 | 0.066245 | 9 | 0.53377
29290 | 19.24 | 1 | 365 | 21.8937 | 0.090692 | 21 | 0.98435
29457 | 11.825 | 1 | 365 | 13.456 | 0.098359 | 13 | 0.55431
29186 | 13.52 | 1 | 365 | 15.3847 | 0.98265 | 16 | 0.36738
29458 | 4.75 | 1 | 365 | 5.4051 | 0.88518 | 6 | 0.29031
29459 | 4.41 | 1 | 365 | 5.0182 | 0.10603 | 5 | 0.12427
29183 | 13 | 1 | 365 | 14.793 | 0.79101 | 15 | 0.58402
29362 | 5.04 | 1 | 365 | 5.7351 | 0.54974 | 6 | 0.28488
29291 | 8.16 | 1 | 365 | 9.2855 | 0.69959 | 9 | 0.98505
29178 | 13.52 | 1 | 365 | 15.3847 | 0.98265 | 16 | 0.36738
29292 | 8.58 | 1 | 365 | 9.7634 | 0.66207 | 10 | 0.42545
29177 | 11.7 | 1 | 365 | 13.3137 | 0.81191 | 14 | 0.12562
29170 | 8.84 | 1 | 365 | 10.0592 | 0.25789 | 10 | 0.31713
29295 | 9.88 | 1 | 365 | 11.2427 | 0.64117 | 11 | 0.88386
29167 | 3.12 | 1 | 365 | 3.5503 | 0.14984 | 3 | 0.70016
29209 | 6.76 | 1 | 365 | 7.6924 | 0.49132 | 8 | 0.18369
29147 | 7.54 | 1 | 365 | 8.5799 | 0.27878 | 8 | 0.85873
29174 | 13.52 | 1 | 365 | 15.3847 | 0.98265 | 16 | 0.36738
29529 | 11.985 | 1 | 365 | 13.638 | 0.46502 | 14 | 0.10304
29454 | 7.15 | 1 | 365 | 8.1362 | 0.38505 | 8 | 0.52121
29288 | 4.08 | 1 | 365 | 4.6427 | 0.34979 | 4 | 0.99252
29531 | 9.88 | 1 | 365 | 11.2427 | 0.64117 | 11 | 0.88386
29159 | 3.64 | 1 | 365 | 4.142 | 0.34148 | 4 | 0.48353
29456 | 8.4 | 1 | 365 | 9.5586 | 0.24957 | 9 | 0.80814
29294 | 6.5 | 1 | 365 | 7.3965 | 0.8955 | 8 | 0.29201
29168 | 6.76 | 1 | 365 | 7.6924 | 0.49132 | 8 | 0.18369
29274 | 4.42 | 1 | 365 | 5.0296 | 0.12894 | 5 | 0.15857
29363 | 5.46 | 1 | 365 | 6.2131 | 0.51222 | 6 | 0.72529
29296 | 9.88 | 1 | 365 | 11.2427 | 0.64117 | 11 | 0.88386
29583 | 5.2 | 1 | 365 | 5.9172 | 0.9164 | 6 | 0.83361
29165 | 9.1 | 1 | 365 | 10.3551 | 0.85371 | 11 | 0.20881
29587 | 3.9 | 1 | 365 | 4.4379 | 0.9373 | 5 | 0.37521
28344 | 7.395 | 1 | 365 | 8.4149 | 0.9465 | 9 | 0.36145
29656 | 8.32 | 1 | 365 | 9.4675 | 0.066245 | 9 | 0.53377
28617 | 3.38 | 1 | 365 | 3.8462 | 0.74566 | 4 | 0.59185
29158 | 4.335 | 1 | 365 | 4.9329 | 0.93416 | 5 | 0.86706
29646 | 2.34 | 1 | 365 | 2.6627 | 0.36238 | 3 | 0.025124
29146 | 11.7 | 1 | 365 | 13.3137 | 0.81191 | 14 | 0.12562
29648 | 11.18 | 1 | 365 | 12.722 | 0.62027 | 13 | 0.34226
29145 | 6.5 | 1 | 365 | 7.3965 | 0.8955 | 8 | 0.29201
27699 | 6.24 | 1 | 365 | 7.1006 | 0.29968 | 7 | 0.40033
29647 | 6.5 | 1 | 365 | 7.3965 | 0.8955 | 8 | 0.29201
19937 | 7.395 | 1 | 365 | 8.4149 | 0.9465 | 9 | 0.36145
29592 | 5.46 | 1 | 365 | 6.2131 | 0.51222 | 6 | 0.72529
29153 | 7.395 | 1 | 365 | 8.4149 | 0.9465 | 9 | 0.36145
29650 | 8.32 | 1 | 365 | 9.4675 | 0.066245 | 9 | 0.53377
29600 | 9.88 | 1 | 365 | 11.2427 | 0.64117 | 11 | 0.88386
29618 | 5.98 | 1 | 365 | 6.8048 | 0.70386 | 7 | 0.50865
29653 | 5.83 | 1 | 365 | 6.6341 | 0.36012 | 6 | 0.99422
29639 | 7.54 | 1 | 365 | 8.5799 | 0.27878 | 8 | 0.85873
29578 | 6.375 | 1 | 365 | 7.2543 | 0.60905 | 7 | 0.86332
29636 | 4.68 | 1 | 365 | 5.3255 | 0.72476 | 6 | 0.050247
29470 | 6.24 | 1 | 365 | 7.1006 | 0.29968 | 7 | 0.40033
29472 | 8.06 | 1 | 365 | 9.1717 | 0.47042 | 9 | 0.64209
29576 | 8 | 1 | 365 | 9.1034 | 0.33293 | 9 | 0.43632
29471 | 7.848 | 1 | 365 | 8.9304 | 0.9846 | 9 | 0.91503
29474 | 9.1 | 1 | 365 | 10.3551 | 0.85371 | 11 | 0.20881
29586 | 5.72 | 1 | 365 | 6.5089 | 0.10804 | 6 | 0.61697
29477 | 9.36 | 1 | 365 | 10.651 | 0.44953 | 11 | 0.10049
29478 | 5.2 | 1 | 365 | 5.9172 | 0.9164 | 6 | 0.83361
29659 | 3.64 | 1 | 365 | 4.142 | 0.34148 | 4 | 0.48353
29479 | 4.16 | 1 | 365 | 4.7338 | 0.53312 | 5 | 0.26689
29598 | 14.3 | 1 | 365 | 16.2723 | 0.77011 | 17 | 0.042422
29485 | 2.86 | 1 | 365 | 3.2545 | 0.55402 | 3 | 0.80848
29615 | 10.66 | 1 | 365 | 12.1303 | 0.42863 | 12 | 0.5589
29486 | 8.25 | 1 | 365 | 9.3879 | 0.90583 | 10 | 0.29371
29511 | 8.25 | 1 | 365 | 9.3879 | 0.90583 | 10 | 0.29371
29617 | 9.1 | 1 | 365 | 10.3551 | 0.85371 | 11 | 0.20881
29473 | 5.1 | 1 | 365 | 5.8034 | 0.68724 | 6 | 0.49065
29620 | 4.94 | 1 | 365 | 5.6213 | 0.32058 | 5 | 0.94193
29475 | 11 | 1 | 365 | 12.5172 | 0.20778 | 12 | 0.72494
29490 | 9.1 | 1 | 365 | 10.3551 | 0.85371 | 11 | 0.20881
29673 | 4.68 | 1 | 365 | 5.3255 | 0.72476 | 6 | 0.050247
27057 | 9.075 | 1 | 365 | 10.3267 | 0.79642 | 11 | 0.12308
29706 | 5.2 | 1 | 365 | 5.9172 | 0.9164 | 6 | 0.83361
29708 | 6.63 | 1 | 365 | 7.5444 | 0.19341 | 7 | 0.73785
29707 | 6.24 | 1 | 365 | 7.1006 | 0.29968 | 7 | 0.40033
29712 | 7.8 | 1 | 365 | 8.8758 | 0.8746 | 9 | 0.75041
28914 | 9.9 | 1 | 365 | 11.2654 | 0.687 | 11 | 0.95245
29716 | 10.64 | 1 | 365 | 12.1075 | 0.38279 | 12 | 0.49031
29717 | 12 | 1 | 365 | 13.6551 | 0.49939 | 14 | 0.15448
29718 | 4.42 | 1 | 365 | 5.0296 | 0.12894 | 5 | 0.15857
29720 | 9.12 | 1 | 365 | 10.3779 | 0.89954 | 11 | 0.2774
29723 | 6.75 | 1 | 365 | 7.681 | 0.46841 | 8 | 0.1494
29722 | 7.98 | 1 | 365 | 9.0806 | 0.2871 | 9 | 0.36773
29728 | 8.925 | 1 | 365 | 10.156 | 0.45267 | 10 | 0.60864
29495 | 3.38 | 1 | 365 | 3.8462 | 0.74566 | 4 | 0.59185
29729 | 5.49 | 1 | 365 | 6.2472 | 0.58097 | 6 | 0.82817
29501 | 6.375 | 1 | 365 | 7.2543 | 0.60905 | 7 | 0.86332
29504 | 6.76 | 1 | 365 | 7.6924 | 0.49132 | 8 | 0.18369
29507 | 11.96 | 1 | 365 | 13.6096 | 0.40773 | 14 | 0.017298
29461 | 10.92 | 1 | 365 | 12.4261 | 0.024447 | 12 | 0.45058
29509 | 10.14 | 1 | 365 | 11.5385 | 0.23699 | 11 | 0.77554
29726 | 10.2 | 1 | 365 | 11.6068 | 0.37448 | 11 | 0.98131
29512 | 5.98 | 1 | 365 | 6.8048 | 0.70386 | 7 | 0.50865
29732 | 6 | 1 | 365 | 6.8275 | 0.7497 | 7 | 0.57724
24267 | 8.5 | 1 | 365 | 9.6724 | 0.47874 | 10 | 0.15109
28911 | 52 | 0.9 | 365 | 53.2548 | 0.24763 | 53 | 0.50247
29514 | 4.64 | 1 | 365 | 5.28 | 0.6331 | 5 | 0.91307
25227 | 9.25 | 1 | 365 | 10.5258 | 0.19745 | 10 | 0.72325
25212 | 16.2 | 1 | 365 | 18.4344 | 0.12418 | 18 | 0.55855
29515 | 7.28 | 1 | 365 | 8.2841 | 0.68296 | 8 | 0.96705
29734 | 7.28 | 1 | 365 | 8.2841 | 0.68296 | 8 | 0.96705
25914 | 12.6 | 1 | 365 | 14.3378 | 0.87436 | 15 | 0.2122
29641 | 6.76 | 1 | 365 | 7.6924 | 0.49132 | 8 | 0.18369
29715 | 11.4 | 1 | 365 | 12.9723 | 0.12442 | 13 | 0.096756
25741 | 12.3 | 1 | 365 | 13.9965 | 0.18688 | 14 | 0.18334
29736 | 14.3 | 1 | 365 | 16.2723 | 0.77011 | 17 | 0.042422
26675 | 9.75 | 1 | 365 | 11.0948 | 0.34326 | 11 | 0.43801
21200 | 996.93 | 0.9 | 365 | 1020.9875 | 0.12266 | 1021 | 0.11018
29739 | 6.725 | 1 | 365 | 7.6525 | 0.41112 | 8 | 0.063657
29740 | 4.94 | 1 | 365 | 5.6213 | 0.32058 | 5 | 0.94193
29508 | 2.85 | 1 | 365 | 3.2431 | 0.53111 | 3 | 0.77419
29644 | 9.435 | 1 | 365 | 10.7363 | 0.6214 | 11 | 0.35771
29638 | 7.02 | 1 | 365 | 7.9882 | 0.087144 | 8 | 0.075371
29584 | 5.72 | 1 | 365 | 6.5089 | 0.10804 | 6 | 0.61697
29585 | 10.14 | 1 | 365 | 11.5385 | 0.23699 | 11 | 0.77554
29634 | 2.08 | 1 | 365 | 2.3669 | 0.76656 | 3 | 0.13344
29588 | 5.2 | 1 | 365 | 5.9172 | 0.9164 | 6 | 0.83361
29590 | 5.1 | 1 | 365 | 5.8034 | 0.68724 | 6 | 0.49065
29595 | 7.54 | 1 | 365 | 8.5799 | 0.27878 | 8 | 0.85873
29614 | 9.36 | 1 | 365 | 10.651 | 0.44953 | 11 | 0.10049
29612 | 2.6 | 1 | 365 | 2.9586 | 0.9582 | 3 | 0.9168
29743 | 7 | 1 | 365 | 7.9655 | 0.041312 | 8 | 0.00678
29597 | 7.02 | 1 | 365 | 7.9882 | 0.087144 | 8 | 0.075371
29602 | 4.16 | 1 | 365 | 4.7338 | 0.53312 | 5 | 0.26689
29744 | 13 | 1 | 365 | 14.793 | 0.79101 | 15 | 0.58402
29604 | 4.16 | 1 | 365 | 4.7338 | 0.53312 | 5 | 0.26689
29735 | 7.15 | 1 | 365 | 8.1362 | 0.38505 | 8 | 0.52121
29607 | 3.18 | 1 | 365 | 3.6186 | 0.28734 | 3 | 0.90594
29745 | 8.68 | 1 | 365 | 9.8772 | 0.89123 | 10 | 0.76841
29621 | 6.5 | 1 | 365 | 7.3965 | 0.8955 | 8 | 0.29201
29626 | 4.68 | 1 | 365 | 5.3255 | 0.72476 | 6 | 0.050247
29503 | 13.23 | 1 | 365 | 15.0547 | 0.31808 | 15 | 0.37281
29510 | 9.18 | 1 | 365 | 10.4461 | 0.037035 | 10 | 0.48318
29747 | 4.4 | 1 | 365 | 5.0069 | 0.08311 | 5 | 0.089976
29749 | 4.68 | 1 | 365 | 5.3255 | 0.72476 | 6 | 0.050247
29746 | 8.47 | 1 | 365 | 9.6382 | 0.40999 | 10 | 0.048204
29761 | 8.47 | 1 | 365 | 9.6382 | 0.40999 | 10 | 0.048204
29500 | 8.7 | 1 | 365 | 9.8999 | 0.93706 | 10 | 0.837
29516 | 10.8 | 1 | 365 | 12.2896 | 0.74945 | 13 | 0.039032
29517 | 9.18 | 1 | 365 | 10.4461 | 0.037035 | 10 | 0.48318
29520 | 9.12 | 1 | 365 | 10.3779 | 0.89954 | 11 | 0.2774
29521 | 8.58 | 1 | 365 | 9.7634 | 0.66207 | 10 | 0.42545
29522 | 9.36 | 1 | 365 | 10.651 | 0.44953 | 11 | 0.10049
28510 | 9.1 | 1 | 365 | 10.3551 | 0.85371 | 11 | 0.20881
29558 | 9.36 | 1 | 365 | 10.651 | 0.44953 | 11 | 0.10049
28515 | 10.71 | 1 | 365 | 12.1872 | 0.54321 | 12 | 0.73037
28518 | 18 | 1 | 365 | 20.4826 | 0.24909 | 20 | 0.73172
29561 | 9.88 | 1 | 365 | 11.2427 | 0.64117 | 11 | 0.88386
29482 | 5.775 | 1 | 365 | 6.5715 | 0.23408 | 6 | 0.80559
28738 | 2.8 | 1 | 365 | 3.1862 | 0.41652 | 3 | 0.60271
29488 | 9.625 | 1 | 365 | 10.9525 | 0.056804 | 11 | 0.0093225
16997 | 5.2 | 1 | 365 | 5.9172 | 0.9164 | 6 | 0.83361
29489 | 4.5 | 1 | 365 | 5.1207 | 0.31227 | 5 | 0.43293
29329 | 9.25 | 1 | 365 | 10.5258 | 0.19745 | 10 | 0.72325
29491 | 7.425 | 1 | 365 | 8.4491 | 0.015249 | 8 | 0.46433
29493 | 14.535 | 1 | 365 | 16.5397 | 0.30864 | 16 | 0.84836
29505 | 5.775 | 1 | 365 | 6.5715 | 0.23408 | 6 | 0.80559
29506 | 4.59 | 1 | 365 | 5.2231 | 0.51852 | 5 | 0.74159
29643 | 3.66 | 1 | 365 | 4.1648 | 0.38731 | 4 | 0.55212
29637 | 6.5 | 1 | 365 | 7.3965 | 0.8955 | 8 | 0.29201
28980 | 10.92 | 1 | 365 | 12.4261 | 0.024447 | 12 | 0.45058
27375 | 4.68 | 1 | 365 | 5.3255 | 0.72476 | 6 | 0.050247
23596 | 6.24 | 1 | 365 | 7.1006 | 0.29968 | 7 | 0.40033
16877 | 4.08 | 1 | 365 | 4.6427 | 0.34979 | 4 | 0.99252
27777 | 5.46 | 1 | 365 | 6.2131 | 0.51222 | 6 | 0.72529
27867 | 4.42 | 1 | 365 | 5.0296 | 0.12894 | 5 | 0.15857
29769 | 8.47 | 1 | 365 | 9.6382 | 0.40999 | 10 | 0.048204
29790 | 11.985 | 1 | 365 | 13.638 | 0.46502 | 14 | 0.10304
29792 | 6.72 | 1 | 365 | 7.6468 | 0.39966 | 8 | 0.046509
29805 | 7.5 | 1 | 365 | 8.5344 | 0.18712 | 8 | 0.72155
29806 | 10.14 | 1 | 365 | 11.5385 | 0.23699 | 11 | 0.77554
29807 | 9.35 | 1 | 365 | 10.6396 | 0.42661 | 11 | 0.066199
29808 | 9.72 | 1 | 365 | 11.0606 | 0.27451 | 11 | 0.33513
29809 | 4.32 | 1 | 365 | 4.9158 | 0.89978 | 5 | 0.81561
29811 | 7.7 | 1 | 365 | 8.762 | 0.64544 | 9 | 0.40746
29812 | 7.25 | 1 | 365 | 8.2499 | 0.61422 | 8 | 0.86416
29814 | 10.455 | 1 | 365 | 11.897 | 0.95885 | 12 | 0.85584
29815 | 7.425 | 1 | 365 | 8.4491 | 0.015249 | 8 | 0.46433
29816 | 10.725 | 1 | 365 | 12.2042 | 0.57758 | 12 | 0.78182
29817 | 8.67 | 1 | 365 | 9.8658 | 0.86831 | 10 | 0.73411
29899 | 10.8 | 1 | 365 | 12.2896 | 0.74945 | 13 | 0.039032
29903 | 8.835 | 1 | 365 | 10.0536 | 0.24643 | 10 | 0.29999
29905 | 4.578 | 1 | 365 | 5.2094 | 0.49102 | 5 | 0.70043
29909 | 5.6 | 1 | 365 | 6.3724 | 0.83305 | 7 | 0.20542
29887 | 7.5 | 1 | 365 | 8.5344 | 0.18712 | 8 | 0.72155
29574 | 7.848 | 1 | 365 | 8.9304 | 0.9846 | 9 | 0.91503
30452 | 8.37 | 1 | 365 | 9.5244 | 0.18083 | 9 | 0.70525
30454 | 2.52 | 1 | 365 | 2.8676 | 0.77487 | 3 | 0.64244
30456 | 8.505 | 1 | 365 | 9.678 | 0.49019 | 10 | 0.16824
30458 | 7.14 | 1 | 365 | 8.1248 | 0.36214 | 8 | 0.48692
30460 | 6.24 | 1 | 365 | 7.1006 | 0.29968 | 7 | 0.40033
30461 | 6.75 | 1 | 365 | 7.681 | 0.46841 | 8 | 0.1494
30463 | 9.81 | 1 | 365 | 11.163 | 0.48075 | 11 | 0.64379
30465 | 5.4 | 1 | 365 | 6.1448 | 0.37473 | 6 | 0.51952
9693 | 4.25 | 1 | 365 | 4.8362 | 0.73937 | 5 | 0.57554
24864 | 3.38 | 1 | 365 | 3.8462 | 0.74566 | 4 | 0.59185
13496 | 4.335 | 1 | 365 | 4.9329 | 0.93416 | 5 | 0.86706
21882 | 3.12 | 1 | 365 | 3.5503 | 0.14984 | 3 | 0.70016
29534 | 5.61 | 1 | 365 | 6.3838 | 0.85597 | 7 | 0.23972
29535 | 9.36 | 1 | 365 | 10.651 | 0.44953 | 11 | 0.10049
29536 | 5.72 | 1 | 365 | 6.5089 | 0.10804 | 6 | 0.61697
29537 | 7.28 | 1 | 365 | 8.2841 | 0.68296 | 8 | 0.96705
29538 | 6.9 | 1 | 365 | 7.8517 | 0.81215 | 8 | 0.66383
29539 | 6.24 | 1 | 365 | 7.1006 | 0.29968 | 7 | 0.40033
29540 | 5.4 | 1 | 365 | 6.1448 | 0.37473 | 6 | 0.51952
29541 | 9.88 | 1 | 365 | 11.2427 | 0.64117 | 11 | 0.88386
29544 | 3.12 | 1 | 365 | 3.5503 | 0.14984 | 3 | 0.70016
29545 | 5.1 | 1 | 365 | 5.8034 | 0.68724 | 6 | 0.49065
29546 | 5.4 | 1 | 365 | 6.1448 | 0.37473 | 6 | 0.51952
29819 | 4.95 | 1 | 365 | 5.6327 | 0.3435 | 5 | 0.97622
29547 | 8.235 | 1 | 365 | 9.3708 | 0.87146 | 10 | 0.24226
29548 | 7.56 | 1 | 365 | 8.6027 | 0.32462 | 8 | 0.92732
29550 | 5.72 | 1 | 365 | 6.5089 | 0.10804 | 6 | 0.61697
29551 | 7.28 | 1 | 365 | 8.2841 | 0.68296 | 8 | 0.96705
29553 | 5.1 | 1 | 365 | 5.8034 | 0.68724 | 6 | 0.49065
29554 | 5.2 | 1 | 365 | 5.9172 | 0.9164 | 6 | 0.83361
29820 | 6.5 | 1 | 365 | 7.3965 | 0.8955 | 8 | 0.29201
29555 | 3.12 | 1 | 365 | 3.5503 | 0.14984 | 3 | 0.70016
29556 | 14.84 | 1 | 365 | 16.8868 | 0.0075814 | 16 | 0.89437
29557 | 5.46 | 1 | 365 | 6.2131 | 0.51222 | 6 | 0.72529
29821 | 3.825 | 1 | 365 | 4.3526 | 0.76543 | 5 | 0.11799
29559 | 7.14 | 1 | 365 | 8.1248 | 0.36214 | 8 | 0.48692
29560 | 6.24 | 1 | 365 | 7.1006 | 0.29968 | 7 | 0.40033
29562 | 4.335 | 1 | 365 | 4.9329 | 0.93416 | 5 | 0.86706
29822 | 6.875 | 1 | 365 | 7.8232 | 0.75486 | 8 | 0.57809
29563 | 4.8 | 1 | 365 | 5.462 | 0.99976 | 6 | 0.46179
29565 | 3 | 1 | 365 | 3.4138 | 0.87485 | 4 | 0.28862
29823 | 5.865 | 1 | 365 | 6.6739 | 0.44033 | 7 | 0.11425
29566 | 4.68 | 1 | 365 | 5.3255 | 0.72476 | 6 | 0.050247
29825 | 8.75 | 1 | 365 | 9.9568 | 0.05164 | 10 | 0.008475
29567 | 10 | 1 | 365 | 11.3792 | 0.91616 | 12 | 0.2954
29830 | 11.18 | 1 | 365 | 12.722 | 0.62027 | 13 | 0.34226
29831 | 8.25 | 1 | 365 | 9.3879 | 0.90583 | 10 | 0.29371
29568 | 5.98 | 1 | 365 | 6.8048 | 0.70386 | 7 | 0.50865
29832 | 5.25 | 1 | 365 | 5.9741 | 0.030984 | 6 | 0.005085
29569 | 6.48 | 1 | 365 | 7.3737 | 0.84967 | 8 | 0.22342
29570 | 7.8 | 1 | 365 | 8.8758 | 0.8746 | 9 | 0.75041
29833 | 3 | 1 | 365 | 3.4138 | 0.87485 | 4 | 0.28862
29834 | 5 | 1 | 365 | 5.6896 | 0.45808 | 6 | 0.1477
29571 | 11.18 | 1 | 365 | 12.722 | 0.62027 | 13 | 0.34226
29840 | 9.72 | 1 | 365 | 11.0606 | 0.27451 | 11 | 0.33513
29572 | 7.848 | 1 | 365 | 8.9304 | 0.9846 | 9 | 0.91503
29573 | 8.32 | 1 | 365 | 9.4675 | 0.066245 | 9 | 0.53377
29842 | 5.6 | 1 | 365 | 6.3724 | 0.83305 | 7 | 0.20542
29518 | 7.7 | 1 | 365 | 8.762 | 0.64544 | 9 | 0.40746
29855 | 5.2 | 1 | 365 | 5.9172 | 0.9164 | 6 | 0.83361
29863 | 6 | 1 | 365 | 6.8275 | 0.7497 | 7 | 0.57724
29857 | 4.53 | 1 | 365 | 5.1548 | 0.38102 | 5 | 0.53582
29594 | 297.36 | 0.9 | 365 | 304.5358 | 0.29144 | 304 | 0.82721
30554 | 5.06 | 1 | 365 | 5.7579 | 0.59558 | 6 | 0.35347
29858 | 6.3 | 1 | 365 | 7.1689 | 0.43718 | 7 | 0.6061
30553 | 6.12 | 1 | 365 | 6.9641 | 0.02469 | 6 | 0.98878
30576 | 3.92 | 1 | 365 | 4.4607 | 0.98313 | 5 | 0.4438
30588 | 9.36 | 1 | 365 | 10.651 | 0.44953 | 11 | 0.10049
29870 | 5.04 | 1 | 365 | 5.7351 | 0.54974 | 6 | 0.28488
30625 | 9 | 1 | 365 | 10.2413 | 0.62454 | 10 | 0.86586
29877 | 7.29 | 1 | 365 | 8.2955 | 0.70588 | 9 | 0.0013466
30484 | 11.34 | 1 | 365 | 12.9041 | 0.98693 | 13 | 0.89098
29879 | 5.355 | 1 | 365 | 6.0936 | 0.2716 | 6 | 0.36519
29850 | 48.069 | 0.9 | 365 | 49.229 | 0.14012 | 49 | 0.3691
29880 | 11.2 | 1 | 365 | 12.7447 | 0.6661 | 13 | 0.41085
29882 | 6.76 | 1 | 365 | 7.6924 | 0.49132 | 8 | 0.18369
29859 | 6.5 | 1 | 365 | 7.3965 | 0.8955 | 8 | 0.29201
30516 | 27.52 | 0.9 | 365 | 28.1841 | 0.75875 | 28 | 0.94285
29894 | 2.86 | 1 | 365 | 3.2545 | 0.55402 | 3 | 0.80848
30495 | 9.12 | 1 | 365 | 10.3779 | 0.89954 | 11 | 0.2774
30496 | 3.12 | 1 | 365 | 3.5503 | 0.14984 | 3 | 0.70016
29895 | 4.575 | 1 | 365 | 5.206 | 0.48414 | 5 | 0.69015
30498 | 5.1 | 1 | 365 | 5.8034 | 0.68724 | 6 | 0.49065
30499 | 5.72 | 1 | 365 | 6.5089 | 0.10804 | 6 | 0.61697
30515 | 3.9 | 1 | 365 | 4.4379 | 0.9373 | 5 | 0.37521
30517 | 8.835 | 1 | 365 | 10.0536 | 0.24643 | 10 | 0.29999
30518 | 5 | 1 | 365 | 5.6896 | 0.45808 | 6 | 0.1477
30627 | 4 | 1 | 365 | 4.5517 | 0.16646 | 4 | 0.71816
30519 | 5.625 | 1 | 365 | 6.4008 | 0.89034 | 7 | 0.29116
30522 | 6.84 | 1 | 365 | 7.7834 | 0.67465 | 8 | 0.45805
30467 | 11.4 | 1 | 365 | 12.9723 | 0.12442 | 13 | 0.096756
30630 | 8.829 | 1 | 365 | 10.0467 | 0.23268 | 10 | 0.27941
30470 | 5.2 | 1 | 365 | 5.9172 | 0.9164 | 6 | 0.83361
30628 | 7.56 | 1 | 365 | 8.6027 | 0.32462 | 8 | 0.92732
30471 | 3.42 | 1 | 365 | 3.8917 | 0.83733 | 4 | 0.72903
30629 | 5.88 | 1 | 365 | 6.691 | 0.4747 | 7 | 0.1657
30631 | 3.36 | 1 | 365 | 3.8234 | 0.69983 | 4 | 0.52325
30632 | 7.28 | 1 | 365 | 8.2841 | 0.68296 | 8 | 0.96705
30640 | 11.66 | 1 | 365 | 13.2682 | 0.72024 | 13 | 0.98844
30642 | 3.36 | 1 | 365 | 3.8234 | 0.69983 | 4 | 0.52325
30575 | 9.88 | 1 | 365 | 11.2427 | 0.64117 | 11 | 0.88386
30577 | 6.885 | 1 | 365 | 7.8346 | 0.77778 | 8 | 0.61238
30583 | 6.76 | 1 | 365 | 7.6924 | 0.49132 | 8 | 0.18369
30586 | 6.5 | 1 | 365 | 7.3965 | 0.8955 | 8 | 0.29201
30600 | 9.62 | 1 | 365 | 10.9468 | 0.045346 | 10 | 0.99217
30598 | 6.24 | 1 | 365 | 7.1006 | 0.29968 | 7 | 0.40033
30608 | 8.925 | 1 | 365 | 10.156 | 0.45267 | 10 | 0.60864
30606 | 6.24 | 1 | 365 | 7.1006 | 0.29968 | 7 | 0.40033
30610 | 5.98 | 1 | 365 | 6.8048 | 0.70386 | 7 | 0.50865
30615 | 8.32 | 1 | 365 | 9.4675 | 0.066245 | 9 | 0.53377
30620 | 8.06 | 1 | 365 | 9.1717 | 0.47042 | 9 | 0.64209
30618 | 5.72 | 1 | 365 | 6.5089 | 0.10804 | 6 | 0.61697
30621 | 8.06 | 1 | 365 | 9.1717 | 0.47042 | 9 | 0.64209
30623 | 5.72 | 1 | 365 | 6.5089 | 0.10804 | 6 | 0.61697
30611 | 9.9 | 1 | 365 | 11.2654 | 0.687 | 11 | 0.95245
30626 | 5.46 | 1 | 365 | 6.2131 | 0.51222 | 6 | 0.72529
30619 | 9.945 | 1 | 365 | 11.3167 | 0.79012 | 12 | 0.10678
30476 | 8.04 | 1 | 365 | 9.1489 | 0.42459 | 9 | 0.5735
30478 | 12.96 | 1 | 365 | 14.7475 | 0.69934 | 15 | 0.44684
30479 | 3.12 | 1 | 365 | 3.5503 | 0.14984 | 3 | 0.70016
30480 | 4.42 | 1 | 365 | 5.0296 | 0.12894 | 5 | 0.15857
30487 | 5.46 | 1 | 365 | 6.2131 | 0.51222 | 6 | 0.72529
30488 | 6.5 | 1 | 365 | 7.3965 | 0.8955 | 8 | 0.29201
30489 | 7.8 | 1 | 365 | 8.8758 | 0.8746 | 9 | 0.75041
30490 | 7.54 | 1 | 365 | 8.5799 | 0.27878 | 8 | 0.85873
30506 | 4.68 | 1 | 365 | 5.3255 | 0.72476 | 6 | 0.050247
30507 | 4.48 | 1 | 365 | 5.0979 | 0.26644 | 5 | 0.36434
30497 | 11.4 | 1 | 365 | 12.9723 | 0.12442 | 13 | 0.096756
30508 | 5.04 | 1 | 365 | 5.7351 | 0.54974 | 6 | 0.28488
30509 | 6.5 | 1 | 365 | 7.3965 | 0.8955 | 8 | 0.29201
30510 | 7.28 | 1 | 365 | 8.2841 | 0.68296 | 8 | 0.96705
30511 | 8.84 | 1 | 365 | 10.0592 | 0.25789 | 10 | 0.31713
30648 | 8.06 | 1 | 365 | 9.1717 | 0.47042 | 9 | 0.64209
30529 | 9.69 | 1 | 365 | 11.0265 | 0.20576 | 11 | 0.23224
30530 | 8.1 | 1 | 365 | 9.2172 | 0.56209 | 9 | 0.77927
30534 | 5.4 | 1 | 365 | 6.1448 | 0.37473 | 6 | 0.51952
30535 | 14.835 | 1 | 365 | 16.8811 | 0.99612 | 17 | 0.87723
30537 | 8.28 | 1 | 365 | 9.422 | 0.97458 | 10 | 0.39659
30539 | 8.12 | 1 | 365 | 9.2399 | 0.60792 | 9 | 0.84786
30541 | 9.81 | 1 | 365 | 11.163 | 0.48075 | 11 | 0.64379
30564 | 4.48 | 1 | 365 | 5.0979 | 0.26644 | 5 | 0.36434
30473 | 5.4 | 1 | 365 | 6.1448 | 0.37473 | 6 | 0.51952
30475 | 10.08 | 1 | 365 | 11.4703 | 0.099489 | 11 | 0.56976
30654 | 7.75 | 1 | 365 | 8.8189 | 0.76002 | 9 | 0.57893
30655 | 7.395 | 1 | 365 | 8.4149 | 0.9465 | 9 | 0.36145
29778 | 12.22 | 1 | 365 | 13.9054 | 0.0035475 | 13 | 0.90898
29780 | 4.16 | 1 | 365 | 4.7338 | 0.53312 | 5 | 0.26689
29912 | 6.375 | 1 | 365 | 7.2543 | 0.60905 | 7 | 0.86332
29187 | 6.63 | 1 | 365 | 7.5444 | 0.19341 | 7 | 0.73785
26777 | 7.395 | 1 | 365 | 8.4149 | 0.9465 | 9 | 0.36145
30008 | 6.5 | 1 | 365 | 7.3965 | 0.8955 | 8 | 0.29201
29939 | 5.5 | 1 | 365 | 6.2586 | 0.60389 | 6 | 0.86247
29940 | 11.22 | 1 | 365 | 12.7675 | 0.71193 | 13 | 0.47944
29942 | 7.65 | 1 | 365 | 8.7051 | 0.53086 | 9 | 0.23598
29956 | 9.45 | 1 | 365 | 10.7534 | 0.65577 | 11 | 0.40915
29955 | 6.3 | 1 | 365 | 7.1689 | 0.43718 | 7 | 0.6061
29954 | 8.25 | 1 | 365 | 9.3879 | 0.90583 | 10 | 0.29371
30438 | 11.825 | 1 | 365 | 13.456 | 0.098359 | 13 | 0.55431
30441 | 10.66 | 1 | 365 | 12.1303 | 0.42863 | 12 | 0.5589
30442 | 7.7 | 1 | 365 | 8.762 | 0.64544 | 9 | 0.40746
29962 | 10.2 | 1 | 365 | 11.6068 | 0.37448 | 11 | 0.98131
30482 | 3.6 | 1 | 365 | 4.0965 | 0.24982 | 4 | 0.34634
29965 | 7.15 | 1 | 365 | 8.1362 | 0.38505 | 8 | 0.52121
30483 | 3.12 | 1 | 365 | 3.5503 | 0.14984 | 3 | 0.70016
30025 | 6.065 | 1 | 365 | 6.9015 | 0.89865 | 7 | 0.80016
30019 | 10.215 | 1 | 365 | 11.6239 | 0.40886 | 12 | 0.032751
29756 | 10.455 | 1 | 365 | 11.897 | 0.95885 | 12 | 0.85584
29351 | 7.28 | 1 | 365 | 8.2841 | 0.68296 | 8 | 0.96705
29359 | 7.84 | 1 | 365 | 8.9213 | 0.96627 | 9 | 0.88759
30349 | 5.98 | 1 | 365 | 6.8048 | 0.70386 | 7 | 0.50865
30446 | 5.46 | 1 | 365 | 6.2131 | 0.51222 | 6 | 0.72529
30145 | 6.625 | 1 | 365 | 7.5387 | 0.18196 | 7 | 0.7207
30201 | 4.95 | 1 | 365 | 5.6327 | 0.3435 | 5 | 0.97622
30411 | 7.28 | 1 | 365 | 8.2841 | 0.68296 | 8 | 0.96705
30485 | 6.1 | 1 | 365 | 6.9413 | 0.97886 | 7 | 0.92019
25544 | 68.4 | 0.9 | 365 | 70.0506 | 0.071881 | 70 | 0.12248
30486 | 6.1 | 1 | 365 | 6.9413 | 0.97886 | 7 | 0.92019
31193 | 5.232 | 1 | 365 | 5.9536 | 0.98973 | 6 | 0.94335
31194 | 6.54 | 1 | 365 | 7.442 | 0.98717 | 8 | 0.42919
31195 | 9.483 | 1 | 365 | 10.7909 | 0.73139 | 11 | 0.52233
31196 | 6.867 | 1 | 365 | 7.8141 | 0.73653 | 8 | 0.55065
31197 | 4.86 | 1 | 365 | 5.5303 | 0.13725 | 5 | 0.66756
30491 | 5.72 | 1 | 365 | 6.5089 | 0.10804 | 6 | 0.61697
30492 | 5.4 | 1 | 365 | 6.1448 | 0.37473 | 6 | 0.51952
30493 | 8.91 | 1 | 365 | 10.1389 | 0.4183 | 10 | 0.5572
30494 | 12.753 | 1 | 365 | 14.5119 | 0.22498 | 14 | 0.73692
31199 | 2.44 | 1 | 365 | 2.7765 | 0.59154 | 3 | 0.36808
31200 | 7.194 | 1 | 365 | 8.1862 | 0.48589 | 8 | 0.67211
31201 | 6.3 | 1 | 365 | 7.1689 | 0.43718 | 7 | 0.6061
30500 | 5.1 | 1 | 365 | 5.8034 | 0.68724 | 6 | 0.49065
31202 | 6.54 | 1 | 365 | 7.442 | 0.98717 | 8 | 0.42919
31203 | 3.795 | 1 | 365 | 4.3184 | 0.69668 | 5 | 0.015104
30502 | 6.1 | 1 | 365 | 6.9413 | 0.97886 | 7 | 0.92019
31210 | 12.74 | 1 | 365 | 14.4972 | 0.19519 | 14 | 0.69234
30503 | 8.12 | 1 | 365 | 9.2399 | 0.60792 | 9 | 0.84786
31215 | 7.848 | 1 | 365 | 8.9304 | 0.9846 | 9 | 0.91503
31234 | 13.8 | 1 | 365 | 15.7034 | 0.6243 | 16 | 0.32765
31236 | 7.28 | 1 | 365 | 8.2841 | 0.68296 | 8 | 0.96705
30512 | 6.76 | 1 | 365 | 7.6924 | 0.49132 | 8 | 0.18369
30513 | 9.88 | 1 | 365 | 11.2427 | 0.64117 | 11 | 0.88386
30523 | 6.84 | 1 | 365 | 7.7834 | 0.67465 | 8 | 0.45805
30526 | 7.14 | 1 | 365 | 8.1248 | 0.36214 | 8 | 0.48692
30527 | 7.84 | 1 | 365 | 8.9213 | 0.96627 | 9 | 0.88759
30543 | 8.32 | 1 | 365 | 9.4675 | 0.066245 | 9 | 0.53377
30545 | 5.2 | 1 | 365 | 5.9172 | 0.9164 | 6 | 0.83361
30555 | 6.9 | 1 | 365 | 7.8517 | 0.81215 | 8 | 0.66383
30557 | 7.28 | 1 | 365 | 8.2841 | 0.68296 | 8 | 0.96705
30561 | 3.38 | 1 | 365 | 3.8462 | 0.74566 | 4 | 0.59185
30565 | 3.64 | 1 | 365 | 4.142 | 0.34148 | 4 | 0.48353
30568 | 9.69 | 1 | 365 | 11.0265 | 0.20576 | 11 | 0.23224
30602 | 6.54 | 1 | 365 | 7.442 | 0.98717 | 8 | 0.42919
30607 | 6.44 | 1 | 365 | 7.3282 | 0.75801 | 8 | 0.086238
30609 | 5.2 | 1 | 365 | 5.9172 | 0.9164 | 6 | 0.83361
30614 | 5.928 | 1 | 365 | 6.7456 | 0.5847 | 7 | 0.33031
30617 | 5.1 | 1 | 365 | 5.8034 | 0.68724 | 6 | 0.49065
30547 | 10.791 | 1 | 365 | 12.2793 | 0.72883 | 13 | 0.0081661
29794 | 5.886 | 1 | 365 | 6.6978 | 0.48845 | 7 | 0.18627
31070 | 5.8 | 1 | 365 | 6.6 | 0.29137 | 6 | 0.89133
30938 | 6.875 | 1 | 365 | 7.8232 | 0.75486 | 8 | 0.57809
30892 | 4.16 | 1 | 365 | 4.7338 | 0.53312 | 5 | 0.26689
30946 | 4.125 | 1 | 365 | 4.6939 | 0.45292 | 5 | 0.14685
30954 | 12.5 | 1 | 365 | 14.2241 | 0.6452 | 14 | 0.86925
30505 | 2.75 | 1 | 365 | 3.1293 | 0.30194 | 3 | 0.43124
30501 | 12.75 | 1 | 365 | 14.5085 | 0.2181 | 14 | 0.72663
30472 | 10.75 | 1 | 365 | 12.2327 | 0.63487 | 12 | 0.86755
30663 | 7.848 | 1 | 365 | 8.9304 | 0.9846 | 9 | 0.91503
30664 | 5.2 | 1 | 365 | 5.9172 | 0.9164 | 6 | 0.83361
30666 | 7.28 | 1 | 365 | 8.2841 | 0.68296 | 8 | 0.96705
30667 | 9.3 | 1 | 365 | 10.5827 | 0.31203 | 10 | 0.89472
30668 | 6.24 | 1 | 365 | 7.1006 | 0.29968 | 7 | 0.40033
30669 | 7.28 | 1 | 365 | 8.2841 | 0.68296 | 8 | 0.96705
30670 | 5.2 | 1 | 365 | 5.9172 | 0.9164 | 6 | 0.83361
30673 | 8.4 | 1 | 365 | 9.5586 | 0.24957 | 9 | 0.80814
30679 | 7.28 | 1 | 365 | 8.2841 | 0.68296 | 8 | 0.96705
30680 | 7.28 | 1 | 365 | 8.2841 | 0.68296 | 8 | 0.96705
30682 | 7.28 | 1 | 365 | 8.2841 | 0.68296 | 8 | 0.96705
30686 | 7.28 | 1 | 365 | 8.2841 | 0.68296 | 8 | 0.96705
30689 | 4.16 | 1 | 365 | 4.7338 | 0.53312 | 5 | 0.26689
30693 | 2.86 | 1 | 365 | 3.2545 | 0.55402 | 3 | 0.80848
30695 | 2.805 | 1 | 365 | 3.1919 | 0.42798 | 3 | 0.61986
30699 | 2.08 | 1 | 365 | 2.3669 | 0.76656 | 3 | 0.13344
30700 | 9.36 | 1 | 365 | 10.651 | 0.44953 | 11 | 0.10049
30701 | 4.68 | 1 | 365 | 5.3255 | 0.72476 | 6 | 0.050247
31216 | 10.14 | 1 | 365 | 11.5385 | 0.23699 | 11 | 0.77554
30702 | 7.28 | 1 | 365 | 8.2841 | 0.68296 | 8 | 0.96705
31219 | 9.36 | 1 | 365 | 10.651 | 0.44953 | 11 | 0.10049
31224 | 8.32 | 1 | 365 | 9.4675 | 0.066245 | 9 | 0.53377
29389 | 4.59 | 1 | 365 | 5.2231 | 0.51852 | 5 | 0.74159
31228 | 7.395 | 1 | 365 | 8.4149 | 0.9465 | 9 | 0.36145
31237 | 7.02 | 1 | 365 | 7.9882 | 0.087144 | 8 | 0.075371
31243 | 5.72 | 1 | 365 | 6.5089 | 0.10804 | 6 | 0.61697
31245 | 4.94 | 1 | 365 | 5.6213 | 0.32058 | 5 | 0.94193
31246 | 5.72 | 1 | 365 | 6.5089 | 0.10804 | 6 | 0.61697
31248 | 4.16 | 1 | 365 | 4.7338 | 0.53312 | 5 | 0.26689
28656 | 7.28 | 1 | 365 | 8.2841 | 0.68296 | 8 | 0.96705
28438 | 3.825 | 1 | 365 | 4.3526 | 0.76543 | 5 | 0.11799
28776 | 10.4 | 1 | 365 | 11.8344 | 0.83281 | 12 | 0.66722
30703 | 4.59 | 1 | 365 | 5.2231 | 0.51852 | 5 | 0.74159
28399 | 2.86 | 1 | 365 | 3.2545 | 0.55402 | 3 | 0.80848
28977 | 8.37 | 1 | 365 | 9.5244 | 0.18083 | 9 | 0.70525
28993 | 4.08 | 1 | 365 | 4.6427 | 0.34979 | 4 | 0.99252
29148 | 9.945 | 1 | 365 | 11.3167 | 0.79012 | 12 | 0.10678
29347 | 20.91 | 1 | 365 | 23.794 | 0.91769 | 24 | 0.71168
29396 | 5.46 | 1 | 365 | 6.2131 | 0.51222 | 6 | 0.72529
28662 | 5.4 | 1 | 365 | 6.1448 | 0.37473 | 6 | 0.51952
28618 | 6.76 | 1 | 365 | 7.6924 | 0.49132 | 8 | 0.18369
28524 | 2.86 | 1 | 365 | 3.2545 | 0.55402 | 3 | 0.80848
28497 | 9.275 | 1 | 365 | 10.5542 | 0.25474 | 10 | 0.80898
28138 | 5.2 | 1 | 365 | 5.9172 | 0.9164 | 6 | 0.83361
28186 | 5.98 | 1 | 365 | 6.8048 | 0.70386 | 7 | 0.50865
31251 | 2.6 | 1 | 365 | 2.9586 | 0.9582 | 3 | 0.9168
31255 | 7.8 | 1 | 365 | 8.8758 | 0.8746 | 9 | 0.75041
29220 | 8.58 | 1 | 365 | 9.7634 | 0.66207 | 10 | 0.42545
27555 | 5.46 | 1 | 365 | 6.2131 | 0.51222 | 6 | 0.72529
22568 | 3.38 | 1 | 365 | 3.8462 | 0.74566 | 4 | 0.59185
29229 | 2.86 | 1 | 365 | 3.2545 | 0.55402 | 3 | 0.80848
28261 | 8.32 | 1 | 365 | 9.4675 | 0.066245 | 9 | 0.53377
28263 | 7.28 | 1 | 365 | 8.2841 | 0.68296 | 8 | 0.96705
28273 | 8.06 | 1 | 365 | 9.1717 | 0.47042 | 9 | 0.64209
28620 | 11.96 | 1 | 365 | 13.6096 | 0.40773 | 14 | 0.017298
28385 | 5.98 | 1 | 365 | 6.8048 | 0.70386 | 7 | 0.50865
30705 | 13.26 | 1 | 365 | 15.0889 | 0.38683 | 15 | 0.4757
28539 | 5.4 | 1 | 365 | 6.1448 | 0.37473 | 6 | 0.51952
20529 | 6.24 | 1 | 365 | 7.1006 | 0.29968 | 7 | 0.40033
28905 | 6.24 | 1 | 365 | 7.1006 | 0.29968 | 7 | 0.40033
29152 | 2.08 | 1 | 365 | 2.3669 | 0.76656 | 3 | 0.13344
30708 | 12.74 | 1 | 365 | 14.4972 | 0.19519 | 14 | 0.69234
30711 | 10.92 | 1 | 365 | 12.4261 | 0.024447 | 12 | 0.45058
30709 | 11.7 | 1 | 365 | 13.3137 | 0.81191 | 14 | 0.12562
30715 | 5.72 | 1 | 365 | 6.5089 | 0.10804 | 6 | 0.61697
30719 | 5.355 | 1 | 365 | 6.0936 | 0.2716 | 6 | 0.36519
30720 | 5.46 | 1 | 365 | 6.2131 | 0.51222 | 6 | 0.72529
30718 | 9.69 | 1 | 365 | 11.0265 | 0.20576 | 11 | 0.23224
30721 | 4.94 | 1 | 365 | 5.6213 | 0.32058 | 5 | 0.94193
30723 | 7.59 | 1 | 365 | 8.6368 | 0.39337 | 9 | 0.030209
30725 | 9.12 | 1 | 365 | 10.3779 | 0.89954 | 11 | 0.2774
30726 | 6 | 1 | 365 | 6.8275 | 0.7497 | 7 | 0.57724
30729 | 6.84 | 1 | 365 | 7.7834 | 0.67465 | 8 | 0.45805
30730 | 4.845 | 1 | 365 | 5.5132 | 0.10288 | 5 | 0.61612
30748 | 7.2 | 1 | 365 | 8.1931 | 0.49964 | 8 | 0.69269
30750 | 9.38 | 1 | 365 | 10.6737 | 0.49536 | 11 | 0.16909
30754 | 5.04 | 1 | 365 | 5.7351 | 0.54974 | 6 | 0.28488
30749 | 10.92 | 1 | 365 | 12.4261 | 0.024447 | 12 | 0.45058
30755 | 10.6 | 1 | 365 | 12.062 | 0.29113 | 12 | 0.35312
30758 | 10.4 | 1 | 365 | 11.8344 | 0.83281 | 12 | 0.66722
30756 | 4.8 | 1 | 365 | 5.462 | 0.99976 | 6 | 0.46179
30757 | 10.8 | 1 | 365 | 12.2896 | 0.74945 | 13 | 0.039032
30760 | 7.2 | 1 | 365 | 8.1931 | 0.49964 | 8 | 0.69269
30762 | 8.502 | 1 | 365 | 9.6746 | 0.48332 | 10 | 0.15795
30981 | 6.625 | 1 | 365 | 7.5387 | 0.18196 | 7 | 0.7207
30982 | 7.2 | 1 | 365 | 8.1931 | 0.49964 | 8 | 0.69269
31144 | 6.885 | 1 | 365 | 7.8346 | 0.77778 | 8 | 0.61238
31145 | 6.6 | 1 | 365 | 7.5103 | 0.12467 | 7 | 0.63496
31146 | 10.8 | 1 | 365 | 12.2896 | 0.74945 | 13 | 0.039032
31147 | 13.26 | 1 | 365 | 15.0889 | 0.38683 | 15 | 0.4757
31148 | 10.005 | 1 | 365 | 11.3849 | 0.92762 | 12 | 0.31255
31149 | 10.26 | 1 | 365 | 11.6751 | 0.51198 | 12 | 0.18708
31150 | 8.502 | 1 | 365 | 9.6746 | 0.48332 | 10 | 0.15795
31190 | 9.18 | 1 | 365 | 10.4461 | 0.037035 | 10 | 0.48318
31192 | 11.385 | 1 | 365 | 12.9553 | 0.090048 | 13 | 0.045313
30970 | 9.975 | 1 | 365 | 11.3508 | 0.85887 | 12 | 0.20966
30765 | 9.945 | 1 | 365 | 11.3167 | 0.79012 | 12 | 0.10678
31004 | 5.886 | 1 | 365 | 6.6978 | 0.48845 | 7 | 0.18627
30769 | 9.62 | 1 | 365 | 10.9468 | 0.045346 | 10 | 0.99217
31007 | 5.232 | 1 | 365 | 5.9536 | 0.98973 | 6 | 0.94335
31011 | 6.54 | 1 | 365 | 7.442 | 0.98717 | 8 | 0.42919
31034 | 4.48 | 1 | 365 | 5.0979 | 0.26644 | 5 | 0.36434
31037 | 3.5 | 1 | 365 | 3.9827 | 0.020656 | 4 | 0.00339
31044 | 4.5 | 1 | 365 | 5.1207 | 0.31227 | 5 | 0.43293
31061 | 11.772 | 1 | 365 | 13.3956 | 0.9769 | 14 | 0.37254
31068 | 7.8 | 1 | 365 | 8.8758 | 0.8746 | 9 | 0.75041
30766 | 7.5 | 1 | 365 | 8.5344 | 0.18712 | 8 | 0.72155
30772 | 9.62 | 1 | 365 | 10.9468 | 0.045346 | 10 | 0.99217
30261 | 3.9 | 1 | 365 | 4.4379 | 0.9373 | 5 | 0.37521
31151 | 4.59 | 1 | 365 | 5.2231 | 0.51852 | 5 | 0.74159
31154 | 9.81 | 1 | 365 | 11.163 | 0.48075 | 11 | 0.64379
31152 | 8.96 | 1 | 365 | 10.1958 | 0.53288 | 10 | 0.72868
31156 | 5.559 | 1 | 365 | 6.3257 | 0.73909 | 7 | 0.064813
31157 | 8.5 | 1 | 365 | 9.6724 | 0.47874 | 10 | 0.15109
31158 | 3.05 | 1 | 365 | 3.4707 | 0.98943 | 4 | 0.4601
31159 | 3.9 | 1 | 365 | 4.4379 | 0.9373 | 5 | 0.37521
31161 | 7.25 | 1 | 365 | 8.2499 | 0.61422 | 8 | 0.86416
31160 | 8.32 | 1 | 365 | 9.4675 | 0.066245 | 9 | 0.53377
31162 | 4.5 | 1 | 365 | 5.1207 | 0.31227 | 5 | 0.43293
23957 | 4.4 | 1 | 365 | 5.0069 | 0.08311 | 5 | 0.089976
30775 | 9.36 | 1 | 365 | 10.651 | 0.44953 | 11 | 0.10049
30777 | 8.415 | 1 | 365 | 9.5756 | 0.28395 | 9 | 0.85958
29370 | 6.5 | 1 | 365 | 7.3965 | 0.8955 | 8 | 0.29201
30780 | 7.8 | 1 | 365 | 8.8758 | 0.8746 | 9 | 0.75041
31163 | 6.24 | 1 | 365 | 7.1006 | 0.29968 | 7 | 0.40033
31164 | 6.6 | 1 | 365 | 7.5103 | 0.12467 | 7 | 0.63496
31165 | 7.54 | 1 | 365 | 8.5799 | 0.27878 | 8 | 0.85873
31168 | 17.08 | 1 | 365 | 19.4357 | 0.1408 | 19 | 0.57654
31172 | 6.71 | 1 | 365 | 7.6355 | 0.37674 | 8 | 0.012213
30793 | 7.28 | 1 | 365 | 8.2841 | 0.68296 | 8 | 0.96705
30796 | 8.1 | 1 | 365 | 9.2172 | 0.56209 | 9 | 0.77927
30795 | 7.28 | 1 | 365 | 8.2841 | 0.68296 | 8 | 0.96705
30818 | 12.24 | 1 | 365 | 13.9282 | 0.04938 | 13 | 0.97757
31174 | 3.355 | 1 | 365 | 3.8177 | 0.68837 | 4 | 0.50611
31175 | 8.235 | 1 | 365 | 9.3708 | 0.87146 | 10 | 0.24226
30822 | 8.265 | 1 | 365 | 9.4049 | 0.94021 | 10 | 0.34515
30823 | 7.02 | 1 | 365 | 7.9882 | 0.087144 | 8 | 0.075371
31176 | 7 | 1 | 365 | 7.9655 | 0.041312 | 8 | 0.00678
30771 | 9.6 | 1 | 365 | 10.9241 | 0.99951 | 11 | 0.92358
31177 | 8.24 | 1 | 365 | 9.3765 | 0.88292 | 10 | 0.25941
30824 | 7.28 | 1 | 365 | 8.2841 | 0.68296 | 8 | 0.96705
31181 | 5 | 1 | 365 | 5.6896 | 0.45808 | 6 | 0.1477
30830 | 9.045 | 1 | 365 | 10.2925 | 0.72767 | 11 | 0.020189
30613 | 7.28 | 1 | 365 | 8.2841 | 0.68296 | 8 | 0.96705
30831 | 5.4 | 1 | 365 | 6.1448 | 0.37473 | 6 | 0.51952
31182 | 8.25 | 1 | 365 | 9.3879 | 0.90583 | 10 | 0.29371
31183 | 10 | 1 | 365 | 11.3792 | 0.91616 | 12 | 0.2954
31185 | 13.8 | 1 | 365 | 15.7034 | 0.6243 | 16 | 0.32765
31186 | 11.772 | 1 | 365 | 13.3956 | 0.9769 | 14 | 0.37254
31188 | 5.04 | 1 | 365 | 5.7351 | 0.54974 | 6 | 0.28488
31189 | 4.42 | 1 | 365 | 5.0296 | 0.12894 | 5 | 0.15857
30897 | 3.9 | 1 | 365 | 4.4379 | 0.9373 | 5 | 0.37521
30899 | 3.825 | 1 | 365 | 4.3526 | 0.76543 | 5 | 0.11799
30909 | 3.57 | 1 | 365 | 4.0624 | 0.18107 | 4 | 0.24346
30834 | 5.04 | 1 | 365 | 5.7351 | 0.54974 | 6 | 0.28488
30961 | 7.2 | 1 | 365 | 8.1931 | 0.49964 | 8 | 0.69269
30962 | 8.8 | 1 | 365 | 10.0137 | 0.16622 | 10 | 0.17995
30965 | 9.625 | 1 | 365 | 10.9525 | 0.056804 | 11 | 0.0093225
30973 | 6.6 | 1 | 365 | 7.5103 | 0.12467 | 7 | 0.63496
30976 | 9 | 1 | 365 | 10.2413 | 0.62454 | 10 | 0.86586
30977 | 5 | 1 | 365 | 5.6896 | 0.45808 | 6 | 0.1477
31016 | 5.4 | 1 | 365 | 6.1448 | 0.37473 | 6 | 0.51952
31021 | 4.32 | 1 | 365 | 4.9158 | 0.89978 | 5 | 0.81561
30836 | 7.2 | 1 | 365 | 8.1931 | 0.49964 | 8 | 0.69269
31022 | 3.25 | 1 | 365 | 3.6983 | 0.44775 | 4 | 0.146
29591 | 12.48 | 1 | 365 | 14.2013 | 0.59937 | 14 | 0.80066
30821 | 7.28 | 1 | 365 | 8.2841 | 0.68296 | 8 | 0.96705
31257 | 12.22 | 1 | 365 | 13.9054 | 0.0035475 | 13 | 0.90898
29248 | 7.54 | 1 | 365 | 8.5799 | 0.27878 | 8 | 0.85873
31263 | 9.945 | 1 | 365 | 11.3167 | 0.79012 | 12 | 0.10678
31268 | 7.54 | 1 | 365 | 8.5799 | 0.27878 | 8 | 0.85873
31300 | 6.5 | 1 | 365 | 7.3965 | 0.8955 | 8 | 0.29201
31369 | 4.42 | 1 | 365 | 5.0296 | 0.12894 | 5 | 0.15857
31372 | 4.16 | 1 | 365 | 4.7338 | 0.53312 | 5 | 0.26689
31376 | 3.38 | 1 | 365 | 3.8462 | 0.74566 | 4 | 0.59185
31382 | 8.06 | 1 | 365 | 9.1717 | 0.47042 | 9 | 0.64209
31392 | 10.14 | 1 | 365 | 11.5385 | 0.23699 | 11 | 0.77554
31393 | 9.1 | 1 | 365 | 10.3551 | 0.85371 | 11 | 0.20881
31394 | 6.12 | 1 | 365 | 6.9641 | 0.02469 | 6 | 0.98878
30847 | 7.28 | 1 | 365 | 8.2841 | 0.68296 | 8 | 0.96705
31396 | 3.12 | 1 | 365 | 3.5503 | 0.14984 | 3 | 0.70016
28148 | 6.76 | 1 | 365 | 7.6924 | 0.49132 | 8 | 0.18369
28333 | 4.16 | 1 | 365 | 4.7338 | 0.53312 | 5 | 0.26689
28347 | 5.2 | 1 | 365 | 5.9172 | 0.9164 | 6 | 0.83361
28337 | 8.58 | 1 | 365 | 9.7634 | 0.66207 | 10 | 0.42545
28356 | 4.42 | 1 | 365 | 5.0296 | 0.12894 | 5 | 0.15857
28357 | 5.72 | 1 | 365 | 6.5089 | 0.10804 | 6 | 0.61697
29241 | 6.24 | 1 | 365 | 7.1006 | 0.29968 | 7 | 0.40033
30856 | 6.9 | 1 | 365 | 7.8517 | 0.81215 | 8 | 0.66383
28362 | 6.24 | 1 | 365 | 7.1006 | 0.29968 | 7 | 0.40033
30859 | 4.5 | 1 | 365 | 5.1207 | 0.31227 | 5 | 0.43293
28390 | 5.2 | 1 | 365 | 5.9172 | 0.9164 | 6 | 0.83361
28396 | 5.46 | 1 | 365 | 6.2131 | 0.51222 | 6 | 0.72529
28420 | 3.9 | 1 | 365 | 4.4379 | 0.9373 | 5 | 0.37521
27901 | 6.76 | 1 | 365 | 7.6924 | 0.49132 | 8 | 0.18369
28538 | 6.24 | 1 | 365 | 7.1006 | 0.29968 | 7 | 0.40033
29239 | 8.58 | 1 | 365 | 9.7634 | 0.66207 | 10 | 0.42545
31261 | 9.86 | 1 | 365 | 11.2199 | 0.59533 | 11 | 0.81526
31072 | 7.848 | 1 | 365 | 8.9304 | 0.9846 | 9 | 0.91503
31276 | 24.525 | 1 | 365 | 27.9076 | 0.20188 | 28 | 0.10947
31289 | 10.26 | 1 | 365 | 11.6751 | 0.51198 | 12 | 0.18708
31284 | 9.9 | 1 | 365 | 11.2654 | 0.687 | 11 | 0.95245
31317 | 13.734 | 1 | 365 | 15.6282 | 0.47305 | 16 | 0.1013
31321 | 3.99 | 1 | 365 | 4.5403 | 0.14355 | 4 | 0.68386
31331 | 8.835 | 1 | 365 | 10.0536 | 0.24643 | 10 | 0.29999
31332 | 11.445 | 1 | 365 | 13.0235 | 0.22755 | 13 | 0.25109
31341 | 10.5 | 1 | 365 | 11.9482 | 0.061968 | 12 | 0.01017
31027 | 7.65 | 1 | 365 | 8.7051 | 0.53086 | 9 | 0.23598
31338 | 16.677 | 1 | 365 | 18.9772 | 0.21728 | 19 | 0.19444
31345 | 5.98 | 1 | 365 | 6.8048 | 0.70386 | 7 | 0.50865
31348 | 5.2 | 1 | 365 | 5.9172 | 0.9164 | 6 | 0.83361
31350 | 4.75 | 1 | 365 | 5.4051 | 0.88518 | 6 | 0.29031
31366 | 4.59 | 1 | 365 | 5.2231 | 0.51852 | 5 | 0.74159
31029 | 6.5 | 1 | 365 | 7.3965 | 0.8955 | 8 | 0.29201
31294 | 4.95 | 1 | 365 | 5.6327 | 0.3435 | 5 | 0.97622
26930 | 7.84 | 1 | 365 | 8.9213 | 0.96627 | 9 | 0.88759
31033 | 4.95 | 1 | 365 | 5.6327 | 0.3435 | 5 | 0.97622
31336 | 10.2 | 1 | 365 | 11.6068 | 0.37448 | 11 | 0.98131
31036 | 6 | 1 | 365 | 6.8275 | 0.7497 | 7 | 0.57724
31301 | 6.375 | 1 | 365 | 7.2543 | 0.60905 | 7 | 0.86332
31040 | 6.75 | 1 | 365 | 7.681 | 0.46841 | 8 | 0.1494
31097 | 12.375 | 1 | 365 | 14.0818 | 0.35875 | 14 | 0.44056
31102 | 7.7 | 1 | 365 | 8.762 | 0.64544 | 9 | 0.40746
31104 | 11.825 | 1 | 365 | 13.456 | 0.098359 | 13 | 0.55431
31114 | 7.975 | 1 | 365 | 9.0749 | 0.27564 | 9 | 0.35058
31116 | 6.325 | 1 | 365 | 7.1974 | 0.49447 | 7 | 0.69184
31119 | 8.525 | 1 | 365 | 9.7008 | 0.53603 | 10 | 0.23683
31121 | 4.32 | 1 | 365 | 4.9158 | 0.89978 | 5 | 0.81561
31138 | 4.86 | 1 | 365 | 5.5303 | 0.13725 | 5 | 0.66756
30913 | 2.34 | 1 | 365 | 2.6627 | 0.36238 | 3 | 0.025124
30928 | 14.3 | 1 | 365 | 16.2723 | 0.77011 | 17 | 0.042422
30975 | 5.2 | 1 | 365 | 5.9172 | 0.9164 | 6 | 0.83361
30978 | 6.24 | 1 | 365 | 7.1006 | 0.29968 | 7 | 0.40033
29203 | 5.1 | 1 | 365 | 5.8034 | 0.68724 | 6 | 0.49065
28045 | 3.57 | 1 | 365 | 4.0624 | 0.18107 | 4 | 0.24346
29259 | 4.08 | 1 | 365 | 4.6427 | 0.34979 | 4 | 0.99252
29236 | 8.32 | 1 | 365 | 9.4675 | 0.066245 | 9 | 0.53377
30862 | 3.92 | 1 | 365 | 4.4607 | 0.98313 | 5 | 0.4438
29214 | 6.5 | 1 | 365 | 7.3965 | 0.8955 | 8 | 0.29201
31410 | 6.75 | 1 | 365 | 7.681 | 0.46841 | 8 | 0.1494
31412 | 10.71 | 1 | 365 | 12.1872 | 0.54321 | 12 | 0.73037
31413 | 6.84 | 1 | 365 | 7.7834 | 0.67465 | 8 | 0.45805
31414 | 8.68 | 1 | 365 | 9.8772 | 0.89123 | 10 | 0.76841
31415 | 9.88 | 1 | 365 | 11.2427 | 0.64117 | 11 | 0.88386
31416 | 11.04 | 1 | 365 | 12.5627 | 0.29944 | 12 | 0.86212
31417 | 10.08 | 1 | 365 | 11.4703 | 0.099489 | 11 | 0.56976
31204 | 7.82 | 1 | 365 | 8.8986 | 0.92044 | 9 | 0.819
31577 | 3.06 | 1 | 365 | 3.482 | 0.012345 | 3 | 0.49439
31581 | 8.67 | 1 | 365 | 9.8658 | 0.86831 | 10 | 0.73411
31583 | 8.54 | 1 | 365 | 9.7179 | 0.5704 | 10 | 0.28827
31585 | 8.502 | 1 | 365 | 9.6746 | 0.48332 | 10 | 0.15795
31589 | 11.445 | 1 | 365 | 13.0235 | 0.22755 | 13 | 0.25109
31590 | 11.285 | 1 | 365 | 12.8415 | 0.86089 | 13 | 0.70236
30868 | 3.27 | 1 | 365 | 3.721 | 0.49358 | 4 | 0.2146
31602 | 4.32 | 1 | 365 | 4.9158 | 0.89978 | 5 | 0.81561
30872 | 6.84 | 1 | 365 | 7.7834 | 0.67465 | 8 | 0.45805
31611 | 8.37 | 1 | 365 | 9.5244 | 0.18083 | 9 | 0.70525
31724 | 8.925 | 1 | 365 | 10.156 | 0.45267 | 10 | 0.60864
31746 | 6 | 1 | 365 | 6.8275 | 0.7497 | 7 | 0.57724
31753 | 7.32 | 1 | 365 | 8.3296 | 0.77463 | 9 | 0.10423
31778 | 8.55 | 1 | 365 | 9.7293 | 0.59332 | 10 | 0.32257
31717 | 6.21 | 1 | 365 | 7.0665 | 0.23094 | 7 | 0.29744
31767 | 7.28 | 1 | 365 | 8.2841 | 0.68296 | 8 | 0.96705
30881 | 5.72 | 1 | 365 | 6.5089 | 0.10804 | 6 | 0.61697
31788 | 4.86 | 1 | 365 | 5.5303 | 0.13725 | 5 | 0.66756
31790 | 5.7 | 1 | 365 | 6.4862 | 0.062211 | 6 | 0.54838
30839 | 9.88 | 1 | 365 | 11.2427 | 0.64117 | 11 | 0.88386
29730 | 9.975 | 1 | 365 | 11.3508 | 0.85887 | 12 | 0.20966
30891 | 4.68 | 1 | 365 | 5.3255 | 0.72476 | 6 | 0.050247
31840 | 11.73 | 1 | 365 | 13.3478 | 0.88066 | 14 | 0.2285
31842 | 10.64 | 1 | 365 | 12.1075 | 0.38279 | 12 | 0.49031
29714 | 8.1 | 1 | 365 | 9.2172 | 0.56209 | 9 | 0.77927
31772 | 8.84 | 1 | 365 | 10.0592 | 0.25789 | 10 | 0.31713
32006 | 12.75 | 1 | 365 | 14.5085 | 0.2181 | 14 | 0.72663
32007 | 9.405 | 1 | 365 | 10.7022 | 0.55265 | 11 | 0.25482
32009 | 6.555 | 1 | 365 | 7.4591 | 0.021543 | 7 | 0.48063
32008 | 10.8 | 1 | 365 | 12.2896 | 0.74945 | 13 | 0.039032
32012 | 12.42 | 1 | 365 | 14.133 | 0.46187 | 14 | 0.59489
32013 | 9.483 | 1 | 365 | 10.7909 | 0.73139 | 11 | 0.52233
32015 | 8.502 | 1 | 365 | 9.6746 | 0.48332 | 10 | 0.15795
32016 | 12.22 | 1 | 365 | 13.9054 | 0.0035475 | 13 | 0.90898
32017 | 11.55 | 1 | 365 | 13.143 | 0.46816 | 13 | 0.61119
32024 | 11.22 | 1 | 365 | 12.7675 | 0.71193 | 13 | 0.47944
32018 | 1.53 | 1 | 365 | 1.741 | 0.50617 | 2 | 0.2472
32027 | 10.725 | 1 | 365 | 12.2042 | 0.57758 | 12 | 0.78182
32022 | 14.04 | 1 | 365 | 15.9765 | 0.17429 | 16 | 0.15074
32026 | 10.175 | 1 | 365 | 11.5784 | 0.31719 | 11 | 0.89557
32021 | 12.42 | 1 | 365 | 14.133 | 0.46187 | 14 | 0.59489
32029 | 7.41 | 1 | 365 | 8.432 | 0.98087 | 9 | 0.41289
32054 | 4.32 | 1 | 365 | 4.9158 | 0.89978 | 5 | 0.81561
32058 | 6.27 | 1 | 365 | 7.1348 | 0.36843 | 7 | 0.50322
31411 | 3.15 | 1 | 365 | 3.5845 | 0.21859 | 3 | 0.80305
32063 | 8.32 | 1 | 365 | 9.4675 | 0.066245 | 9 | 0.53377
31514 | 5.175 | 1 | 365 | 5.8888 | 0.85911 | 6 | 0.74787
31518 | 7.2 | 1 | 365 | 8.1931 | 0.49964 | 8 | 0.69269
31520 | 10.2 | 1 | 365 | 11.6068 | 0.37448 | 11 | 0.98131
31525 | 5.7 | 1 | 365 | 6.4862 | 0.062211 | 6 | 0.54838
31530 | 7.2 | 1 | 365 | 8.1931 | 0.49964 | 8 | 0.69269
32075 | 7.8 | 1 | 365 | 8.8758 | 0.8746 | 9 | 0.75041
31532 | 4.8 | 1 | 365 | 5.462 | 0.99976 | 6 | 0.46179
32068 | 6.12 | 1 | 365 | 6.9641 | 0.02469 | 6 | 0.98878
31539 | 8.55 | 1 | 365 | 9.7293 | 0.59332 | 10 | 0.32257
32090 | 12.15 | 1 | 365 | 13.8258 | 0.84313 | 14 | 0.66891
31578 | 15.9 | 1 | 365 | 18.093 | 0.43669 | 18 | 0.52969
32081 | 10.14 | 1 | 365 | 11.5385 | 0.23699 | 11 | 0.77554
31582 | 6.75 | 1 | 365 | 7.681 | 0.46841 | 8 | 0.1494
31584 | 3.75 | 1 | 365 | 4.2672 | 0.59356 | 4 | 0.86078
31586 | 0.5 | 1 | 365 | 0.56896 | 0.14581 | 0 | 0.71477
31591 | 6.555 | 1 | 365 | 7.4591 | 0.021543 | 7 | 0.48063
31595 | 11.25 | 1 | 365 | 12.8016 | 0.78068 | 13 | 0.58232
31599 | 5.6 | 1 | 365 | 6.3724 | 0.83305 | 7 | 0.20542
31604 | 5.04 | 1 | 365 | 5.7351 | 0.54974 | 6 | 0.28488
31631 | 23.37 | 1 | 365 | 26.5933 | 0.55507 | 27 | 0.14835
31642 | 7.848 | 1 | 365 | 8.9304 | 0.9846 | 9 | 0.91503
30948 | 43.12 | 0.9 | 365 | 44.1606 | 0.93303 | 45 | 0.093588
32088 | 4 | 1 | 365 | 4.5517 | 0.16646 | 4 | 0.71816
31621 | 32.94 | 0.9 | 365 | 33.7349 | 0.93725 | 34 | 0.67214
31450 | 10.4 | 1 | 365 | 11.8344 | 0.83281 | 12 | 0.66722
31456 | 7.02 | 1 | 365 | 7.9882 | 0.087144 | 8 | 0.075371
31462 | 10.8 | 1 | 365 | 12.2896 | 0.74945 | 13 | 0.039032
31468 | 10.8 | 1 | 365 | 12.2896 | 0.74945 | 13 | 0.039032
31399 | 2.55 | 1 | 365 | 2.9017 | 0.84362 | 3 | 0.74533
31508 | 2.76 | 1 | 365 | 3.1407 | 0.32486 | 3 | 0.46553
32087 | 9.52 | 1 | 365 | 10.833 | 0.81618 | 11 | 0.64922
32101 | 8.1 | 1 | 365 | 9.2172 | 0.56209 | 9 | 0.77927
32093 | 11.7 | 1 | 365 | 13.3137 | 0.81191 | 14 | 0.12562
32103 | 6.6 | 1 | 365 | 7.5103 | 0.12467 | 7 | 0.63496
32108 | 8.1 | 1 | 365 | 9.2172 | 0.56209 | 9 | 0.77927
32134 | 6.72 | 1 | 365 | 7.6468 | 0.39966 | 8 | 0.046509
32131 | 3.924 | 1 | 365 | 4.4652 | 0.9923 | 5 | 0.45751
30698 | 9.35 | 1 | 365 | 10.6396 | 0.42661 | 11 | 0.066199
31418 | 9.75 | 1 | 365 | 11.0948 | 0.34326 | 11 | 0.43801
31877 | 5.7 | 1 | 365 | 6.4862 | 0.062211 | 6 | 0.54838
31893 | 5.67 | 1 | 365 | 6.452 | 0.99346 | 7 | 0.44549
31945 | 4.8 | 1 | 365 | 5.462 | 0.99976 | 6 | 0.46179
31973 | 10.26 | 1 | 365 | 11.6751 | 0.51198 | 12 | 0.18708
31821 | 3.12 | 1 | 365 | 3.5503 | 0.14984 | 3 | 0.70016
31822 | 6.875 | 1 | 365 | 7.8232 | 0.75486 | 8 | 0.57809
31824 | 13.52 | 1 | 365 | 15.3847 | 0.98265 | 16 | 0.36738
31826 | 10.725 | 1 | 365 | 12.2042 | 0.57758 | 12 | 0.78182
31828 | 6.05 | 1 | 365 | 6.8844 | 0.86428 | 7 | 0.74872
31829 | 9.075 | 1 | 365 | 10.3267 | 0.79642 | 11 | 0.12308
31637 | 7.54 | 1 | 365 | 8.5799 | 0.27878 | 8 | 0.85873
27949 | 4.65 | 1 | 365 | 5.2913 | 0.65601 | 5 | 0.94736
31997 | 7.14 | 1 | 365 | 8.1248 | 0.36214 | 8 | 0.48692
31665 | 7.8 | 1 | 365 | 8.8758 | 0.8746 | 9 | 0.75041
31670 | 3.9 | 1 | 365 | 4.4379 | 0.9373 | 5 | 0.37521
32685 | 5.32 | 1 | 365 | 6.0538 | 0.1914 | 6 | 0.24515
32688 | 6.21 | 1 | 365 | 7.0665 | 0.23094 | 7 | 0.29744
32757 | 13.23 | 1 | 365 | 15.0547 | 0.31808 | 15 | 0.37281
32848 | 5.76 | 1 | 365 | 6.5544 | 0.19971 | 6 | 0.75415
32932 | 7.56 | 1 | 365 | 8.6027 | 0.32462 | 8 | 0.92732
33015 | 7 | 1 | 365 | 7.9655 | 0.041312 | 8 | 0.00678
32978 | 8.12 | 1 | 365 | 9.2399 | 0.60792 | 9 | 0.84786
33047 | 6.325 | 1 | 365 | 7.1974 | 0.49447 | 7 | 0.69184
33086 | 10.5 | 1 | 365 | 11.9482 | 0.061968 | 12 | 0.01017
32140 | 10.8 | 1 | 365 | 12.2896 | 0.74945 | 13 | 0.039032
32144 | 6 | 1 | 365 | 6.8275 | 0.7497 | 7 | 0.57724
32156 | 5.6 | 1 | 365 | 6.3724 | 0.83305 | 7 | 0.20542
32159 | 11.7 | 1 | 365 | 13.3137 | 0.81191 | 14 | 0.12562
31881 | 7.54 | 1 | 365 | 8.5799 | 0.27878 | 8 | 0.85873
32164 | 6.12 | 1 | 365 | 6.9641 | 0.02469 | 6 | 0.98878
31905 | 8.58 | 1 | 365 | 9.7634 | 0.66207 | 10 | 0.42545
32166 | 8.67 | 1 | 365 | 9.8658 | 0.86831 | 10 | 0.73411
32174 | 12.2 | 1 | 365 | 13.8827 | 0.95772 | 14 | 0.84039
31907 | 3.64 | 1 | 365 | 4.142 | 0.34148 | 4 | 0.48353
31913 | 5.2 | 1 | 365 | 5.9172 | 0.9164 | 6 | 0.83361
32936 | 8.37 | 1 | 365 | 9.5244 | 0.18083 | 9 | 0.70525
32940 | 7.695 | 1 | 365 | 8.7563 | 0.63399 | 9 | 0.39031
32993 | 17.1 | 1 | 365 | 19.4585 | 0.18663 | 19 | 0.64513
32187 | 6.76 | 1 | 365 | 7.6924 | 0.49132 | 8 | 0.18369
32994 | 10.24 | 1 | 365 | 11.6523 | 0.46615 | 12 | 0.11849
32995 | 11.2 | 1 | 365 | 12.7447 | 0.6661 | 13 | 0.41085
33003 | 5.2 | 1 | 365 | 5.9172 | 0.9164 | 6 | 0.83361
33023 | 10.53 | 1 | 365 | 11.9823 | 0.13072 | 12 | 0.11306
33031 | 6.75 | 1 | 365 | 7.681 | 0.46841 | 8 | 0.1494
31918 | 4.16 | 1 | 365 | 4.7338 | 0.53312 | 5 | 0.26689
33034 | 5.13 | 1 | 365 | 5.8376 | 0.75599 | 6 | 0.59354
31934 | 4.42 | 1 | 365 | 5.0296 | 0.12894 | 5 | 0.15857
33036 | 6.6 | 1 | 365 | 7.5103 | 0.12467 | 7 | 0.63496
31963 | 10.66 | 1 | 365 | 12.1303 | 0.42863 | 12 | 0.5589
33038 | 3.92 | 1 | 365 | 4.4607 | 0.98313 | 5 | 0.4438
33039 | 4.88 | 1 | 365 | 5.5531 | 0.18309 | 5 | 0.73616
33043 | 6.71 | 1 | 365 | 7.6355 | 0.37674 | 8 | 0.012213
33042 | 8.06 | 1 | 365 | 9.1717 | 0.47042 | 9 | 0.64209
32114 | 7.02 | 1 | 365 | 7.9882 | 0.087144 | 8 | 0.075371
33020 | 6.875 | 1 | 365 | 7.8232 | 0.75486 | 8 | 0.57809
32040 | 3.64 | 1 | 365 | 4.142 | 0.34148 | 4 | 0.48353
33128 | 6.84 | 1 | 365 | 7.7834 | 0.67465 | 8 | 0.45805
32047 | 8.84 | 1 | 365 | 10.0592 | 0.25789 | 10 | 0.31713
32044 | 6.76 | 1 | 365 | 7.6924 | 0.49132 | 8 | 0.18369
33134 | 6.27 | 1 | 365 | 7.1348 | 0.36843 | 7 | 0.50322
32048 | 4.42 | 1 | 365 | 5.0296 | 0.12894 | 5 | 0.15857
32053 | 8.58 | 1 | 365 | 9.7634 | 0.66207 | 10 | 0.42545
32067 | 12.74 | 1 | 365 | 14.4972 | 0.19519 | 14 | 0.69234
32080 | 4.68 | 1 | 365 | 5.3255 | 0.72476 | 6 | 0.050247
32448 | 7.02 | 1 | 365 | 7.9882 | 0.087144 | 8 | 0.075371
32454 | 8.32 | 1 | 365 | 9.4675 | 0.066245 | 9 | 0.53377
32461 | 3.38 | 1 | 365 | 3.8462 | 0.74566 | 4 | 0.59185
32702 | 4.16 | 1 | 365 | 4.7338 | 0.53312 | 5 | 0.26689
32471 | 6.76 | 1 | 365 | 7.6924 | 0.49132 | 8 | 0.18369
29964 | 4.59 | 1 | 365 | 5.2231 | 0.51852 | 5 | 0.74159
32473 | 5.98 | 1 | 365 | 6.8048 | 0.70386 | 7 | 0.50865
33009 | 5.13 | 1 | 365 | 5.8376 | 0.75599 | 6 | 0.59354
32475 | 8.06 | 1 | 365 | 9.1717 | 0.47042 | 9 | 0.64209
32898 | 7.848 | 1 | 365 | 8.9304 | 0.9846 | 9 | 0.91503
32899 | 3.35 | 1 | 365 | 3.812 | 0.67691 | 4 | 0.48896
31658 | 9.6 | 1 | 365 | 10.9241 | 0.99951 | 11 | 0.92358
33000 | 10.725 | 1 | 365 | 12.2042 | 0.57758 | 12 | 0.78182
33005 | 4.76 | 1 | 365 | 5.4165 | 0.90809 | 6 | 0.32461
33007 | 16.9 | 1 | 365 | 19.2309 | 0.72831 | 19 | 0.95923
31760 | 4.1 | 1 | 365 | 4.6655 | 0.39563 | 5 | 0.061114
33008 | 10.8 | 1 | 365 | 12.2896 | 0.74945 | 13 | 0.039032
32089 | 3.12 | 1 | 365 | 3.5503 | 0.14984 | 3 | 0.70016
33028 | 11.59 | 1 | 365 | 13.1885 | 0.55983 | 13 | 0.74837
32094 | 3.64 | 1 | 365 | 4.142 | 0.34148 | 4 | 0.48353
33033 | 6.24 | 1 | 365 | 7.1006 | 0.29968 | 7 | 0.40033
32509 | 8.25 | 1 | 365 | 9.3879 | 0.90583 | 10 | 0.29371
30807 | 7.65 | 1 | 365 | 8.7051 | 0.53086 | 9 | 0.23598
33035 | 16.38 | 1 | 365 | 18.6392 | 0.53667 | 19 | 0.17587
33064 | 11.76 | 1 | 365 | 13.382 | 0.9494 | 14 | 0.33139
32125 | 5.98 | 1 | 365 | 6.8048 | 0.70386 | 7 | 0.50865
32997 | 6.27 | 1 | 365 | 7.1348 | 0.36843 | 7 | 0.50322
32084 | 7.395 | 1 | 365 | 8.4149 | 0.9465 | 9 | 0.36145
33056 | 9.945 | 1 | 365 | 11.3167 | 0.79012 | 12 | 0.10678
32684 | 7.15 | 1 | 365 | 8.1362 | 0.38505 | 8 | 0.52121
29605 | 22.72 | 1 | 365 | 25.8536 | 0.065516 | 25 | 0.91915
28088 | 117.8 | 0.9 | 365 | 120.6427 | 0.95713 | 121 | 0.59983
28150 | 159.12 | 0.9 | 365 | 162.9598 | 0.17774 | 163 | 0.13756
28168 | 263 | 0.9 | 365 | 269.3466 | 0.42551 | 269 | 0.77212
32687 | 9.625 | 1 | 365 | 10.9525 | 0.056804 | 11 | 0.0093225
32161 | 6.5 | 1 | 365 | 7.3965 | 0.8955 | 8 | 0.29201
32521 | 4.86 | 1 | 365 | 5.5303 | 0.13725 | 5 | 0.66756
32690 | 9.9 | 1 | 365 | 11.2654 | 0.687 | 11 | 0.95245
32692 | 7.7 | 1 | 365 | 8.762 | 0.64544 | 9 | 0.40746
32693 | 11.5 | 1 | 365 | 13.0861 | 0.35358 | 13 | 0.43971
32204 | 11.44 | 1 | 365 | 13.0179 | 0.21609 | 13 | 0.23394
32695 | 11.5 | 1 | 365 | 13.0861 | 0.35358 | 13 | 0.43971
32552 | 14.04 | 1 | 365 | 15.9765 | 0.17429 | 16 | 0.15074
32698 | 6.75 | 1 | 365 | 7.681 | 0.46841 | 8 | 0.1494
32554 | 12.9 | 1 | 365 | 14.6792 | 0.56185 | 15 | 0.24107
32558 | 6 | 1 | 365 | 6.8275 | 0.7497 | 7 | 0.57724
32563 | 4.59 | 1 | 365 | 5.2231 | 0.51852 | 5 | 0.74159
32728 | 6.875 | 1 | 365 | 7.8232 | 0.75486 | 8 | 0.57809
32572 | 5.61 | 1 | 365 | 6.3838 | 0.85597 | 7 | 0.23972
32744 | 8.16 | 1 | 365 | 9.2855 | 0.69959 | 9 | 0.98505
32561 | 8.32 | 1 | 365 | 9.4675 | 0.066245 | 9 | 0.53377
32755 | 4.4 | 1 | 365 | 5.0069 | 0.08311 | 5 | 0.089976
32570 | 7.42 | 1 | 365 | 8.4434 | 0.0037907 | 8 | 0.44719
32760 | 8.25 | 1 | 365 | 9.3879 | 0.90583 | 10 | 0.29371
32597 | 8.06 | 1 | 365 | 9.1717 | 0.47042 | 9 | 0.64209
32624 | 6 | 1 | 365 | 6.8275 | 0.7497 | 7 | 0.57724
32775 | 6.325 | 1 | 365 | 7.1974 | 0.49447 | 7 | 0.69184
32585 | 8.84 | 1 | 365 | 10.0592 | 0.25789 | 10 | 0.31713
19755 | 9.88 | 1 | 365 | 11.2427 | 0.64117 | 11 | 0.88386
32626 | 2.86 | 1 | 365 | 3.2545 | 0.55402 | 3 | 0.80848
32630 | 6.48 | 1 | 365 | 7.3737 | 0.84967 | 8 | 0.22342
32633 | 5.225 | 1 | 365 | 5.9457 | 0.97369 | 6 | 0.91935
32779 | 8.52 | 1 | 365 | 9.6951 | 0.52457 | 10 | 0.21968
32636 | 8.25 | 1 | 365 | 9.3879 | 0.90583 | 10 | 0.29371
32644 | 9.075 | 1 | 365 | 10.3267 | 0.79642 | 11 | 0.12308
32647 | 7.14 | 1 | 365 | 8.1248 | 0.36214 | 8 | 0.48692
32667 | 7.8 | 1 | 365 | 8.8758 | 0.8746 | 9 | 0.75041
32671 | 10.8 | 1 | 365 | 12.2896 | 0.74945 | 13 | 0.039032
32670 | 8.67 | 1 | 365 | 9.8658 | 0.86831 | 10 | 0.73411
32672 | 10.66 | 1 | 365 | 12.1303 | 0.42863 | 12 | 0.5589
32782 | 7.65 | 1 | 365 | 8.7051 | 0.53086 | 9 | 0.23598
32786 | 10.45 | 1 | 365 | 11.8913 | 0.94739 | 12 | 0.83869
32789 | 7.56 | 1 | 365 | 8.6027 | 0.32462 | 8 | 0.92732
32673 | 4.675 | 1 | 365 | 5.3198 | 0.7133 | 6 | 0.033099
32794 | 8.25 | 1 | 365 | 9.3879 | 0.90583 | 10 | 0.29371
32805 | 5.5 | 1 | 365 | 6.2586 | 0.60389 | 6 | 0.86247
32810 | 10.455 | 1 | 365 | 11.897 | 0.95885 | 12 | 0.85584
32813 | 11.25 | 1 | 365 | 12.8016 | 0.78068 | 13 | 0.58232
32817 | 4.4 | 1 | 365 | 5.0069 | 0.08311 | 5 | 0.089976
32839 | 5.775 | 1 | 365 | 6.5715 | 0.23408 | 6 | 0.80559
32843 | 11.5 | 1 | 365 | 13.0861 | 0.35358 | 13 | 0.43971
32847 | 9.75 | 1 | 365 | 11.0948 | 0.34326 | 11 | 0.43801
32870 | 5.5 | 1 | 365 | 6.2586 | 0.60389 | 6 | 0.86247
32676 | 4.8 | 1 | 365 | 5.462 | 0.99976 | 6 | 0.46179
32874 | 9.9 | 1 | 365 | 11.2654 | 0.687 | 11 | 0.95245
32881 | 7.15 | 1 | 365 | 8.1362 | 0.38505 | 8 | 0.52121
32677 | 9.18 | 1 | 365 | 10.4461 | 0.037035 | 10 | 0.48318
32883 | 9.75 | 1 | 365 | 11.0948 | 0.34326 | 11 | 0.43801
32679 | 6.6 | 1 | 365 | 7.5103 | 0.12467 | 7 | 0.63496
32648 | 9.62 | 1 | 365 | 10.9468 | 0.045346 | 10 | 0.99217
32886 | 10 | 1 | 365 | 11.3792 | 0.91616 | 12 | 0.2954
32887 | 5.72 | 1 | 365 | 6.5089 | 0.10804 | 6 | 0.61697
32682 | 14.4 | 1 | 365 | 16.3861 | 0.99927 | 17 | 0.38538
32683 | 6.5 | 1 | 365 | 7.3965 | 0.8955 | 8 | 0.29201
32686 | 2.86 | 1 | 365 | 3.2545 | 0.55402 | 3 | 0.80848
33146 | 5.98 | 1 | 365 | 6.8048 | 0.70386 | 7 | 0.50865
32697 | 8.84 | 1 | 365 | 10.0592 | 0.25789 | 10 | 0.31713
33148 | 5.72 | 1 | 365 | 6.5089 | 0.10804 | 6 | 0.61697
32774 | 16.575 | 1 | 365 | 18.8611 | 0.98354 | 19 | 0.84463
32785 | 5.46 | 1 | 365 | 6.2131 | 0.51222 | 6 | 0.72529
32791 | 14.535 | 1 | 365 | 16.5397 | 0.30864 | 16 | 0.84836
32800 | 2.08 | 1 | 365 | 2.3669 | 0.76656 | 3 | 0.13344
32816 | 9.88 | 1 | 365 | 11.2427 | 0.64117 | 11 | 0.88386
32818 | 16.32 | 1 | 365 | 18.5709 | 0.39917 | 18 | 0.97009
32822 | 3.64 | 1 | 365 | 4.142 | 0.34148 | 4 | 0.48353
32830 | 7.28 | 1 | 365 | 8.2841 | 0.68296 | 8 | 0.96705
33144 | 3.64 | 1 | 365 | 4.142 | 0.34148 | 4 | 0.48353
32827 | 6.24 | 1 | 365 | 7.1006 | 0.29968 | 7 | 0.40033
33155 | 3.6 | 1 | 365 | 4.0965 | 0.24982 | 4 | 0.34634
32851 | 9.88 | 1 | 365 | 11.2427 | 0.64117 | 11 | 0.88386
33159 | 7.56 | 1 | 365 | 8.6027 | 0.32462 | 8 | 0.92732
33165 | 6.9 | 1 | 365 | 7.8517 | 0.81215 | 8 | 0.66383
33167 | 9.483 | 1 | 365 | 10.7909 | 0.73139 | 11 | 0.52233
33169 | 8.16 | 1 | 365 | 9.2855 | 0.69959 | 9 | 0.98505
33176 | 5.4 | 1 | 365 | 6.1448 | 0.37473 | 6 | 0.51952
33182 | 2.86 | 1 | 365 | 3.2545 | 0.55402 | 3 | 0.80848
33183 | 11.18 | 1 | 365 | 12.722 | 0.62027 | 13 | 0.34226
33185 | 3.9 | 1 | 365 | 4.4379 | 0.9373 | 5 | 0.37521
33193 | 4.905 | 1 | 365 | 5.5815 | 0.24038 | 5 | 0.82189
33199 | 6.095 | 1 | 365 | 6.9356 | 0.9674 | 7 | 0.90305
32869 | 7.02 | 1 | 365 | 7.9882 | 0.087144 | 8 | 0.075371
30746 | 5.1 | 1 | 365 | 5.8034 | 0.68724 | 6 | 0.49065
32862 | 7.54 | 1 | 365 | 8.5799 | 0.27878 | 8 | 0.85873
32879 | 2.08 | 1 | 365 | 2.3669 | 0.76656 | 3 | 0.13344
32890 | 7.28 | 1 | 365 | 8.2841 | 0.68296 | 8 | 0.96705
32895 | 10.4 | 1 | 365 | 11.8344 | 0.83281 | 12 | 0.66722
33224 | 2.86 | 1 | 365 | 3.2545 | 0.55402 | 3 | 0.80848
33096 | 4.94 | 1 | 365 | 5.6213 | 0.32058 | 5 | 0.94193
33104 | 8.16 | 1 | 365 | 9.2855 | 0.69959 | 9 | 0.98505
33115 | 5.1 | 1 | 365 | 5.8034 | 0.68724 | 6 | 0.49065
27549 | 4.16 | 1 | 365 | 4.7338 | 0.53312 | 5 | 0.26689
33124 | 4.94 | 1 | 365 | 5.6213 | 0.32058 | 5 | 0.94193
33126 | 3.78 | 1 | 365 | 4.3014 | 0.66231 | 4 | 0.96366
33138 | 7.28 | 1 | 365 | 8.2841 | 0.68296 | 8 | 0.96705
33143 | 7.8 | 1 | 365 | 8.8758 | 0.8746 | 9 | 0.75041
33905 | 5.5 | 1 | 365 | 6.2586 | 0.60389 | 6 | 0.86247
33910 | 4 | 1 | 365 | 4.5517 | 0.16646 | 4 | 0.71816
33977 | 6.3 | 1 | 365 | 7.1689 | 0.43718 | 7 | 0.6061
33979 | 5.04 | 1 | 365 | 5.7351 | 0.54974 | 6 | 0.28488
33980 | 4.8 | 1 | 365 | 5.462 | 0.99976 | 6 | 0.46179
33981 | 6 | 1 | 365 | 6.8275 | 0.7497 | 7 | 0.57724
33874 | 4.16 | 1 | 365 | 4.7338 | 0.53312 | 5 | 0.26689
33197 | 21.84 | 1 | 365 | 24.8523 | 0.048893 | 24 | 0.90115
33467 | 5.2 | 1 | 365 | 5.9172 | 0.9164 | 6 | 0.83361
33878 | 4.69 | 1 | 365 | 5.3369 | 0.74768 | 6 | 0.084543
32064 | 4.16 | 1 | 365 | 4.7338 | 0.53312 | 5 | 0.26689
32196 | 7.41 | 1 | 365 | 8.432 | 0.98087 | 9 | 0.41289
28506 | 13.26 | 1 | 365 | 15.0889 | 0.38683 | 15 | 0.4757
33288 | 12.48 | 1 | 365 | 14.2013 | 0.59937 | 14 | 0.80066
28509 | 10.66 | 1 | 365 | 12.1303 | 0.42863 | 12 | 0.5589
33889 | 5.2 | 1 | 365 | 5.9172 | 0.9164 | 6 | 0.83361
28753 | 11.96 | 1 | 365 | 13.6096 | 0.40773 | 14 | 0.017298
33284 | 2.97 | 1 | 365 | 3.3796 | 0.8061 | 4 | 0.18573
33892 | 3.3 | 1 | 365 | 3.7551 | 0.56233 | 4 | 0.31748
28877 | 8.58 | 1 | 365 | 9.7634 | 0.66207 | 10 | 0.42545
33899 | 5.72 | 1 | 365 | 6.5089 | 0.10804 | 6 | 0.61697
33301 | 10 | 1 | 365 | 11.3792 | 0.91616 | 12 | 0.2954
28883 | 5.46 | 1 | 365 | 6.2131 | 0.51222 | 6 | 0.72529
33304 | 4.335 | 1 | 365 | 4.9329 | 0.93416 | 5 | 0.86706
33904 | 3.64 | 1 | 365 | 4.142 | 0.34148 | 4 | 0.48353
28886 | 16.64 | 1 | 365 | 18.9351 | 0.13249 | 19 | 0.067546
28889 | 11.92 | 1 | 365 | 13.5641 | 0.31606 | 13 | 0.88012
32885 | 3.12 | 1 | 365 | 3.5503 | 0.14984 | 3 | 0.70016
29021 | 10.08 | 1 | 365 | 11.4703 | 0.099489 | 11 | 0.56976
26873 | 8.58 | 1 | 365 | 9.7634 | 0.66207 | 10 | 0.42545
29189 | 11 | 1 | 365 | 12.5172 | 0.20778 | 12 | 0.72494
33202 | 9.8 | 1 | 365 | 11.1517 | 0.45784 | 11 | 0.60949
31593 | 7.425 | 1 | 365 | 8.4491 | 0.015249 | 8 | 0.46433
33306 | 8.84 | 1 | 365 | 10.0592 | 0.25789 | 10 | 0.31713
33360 | 6 | 1 | 365 | 6.8275 | 0.7497 | 7 | 0.57724
29357 | 10.4 | 1 | 365 | 11.8344 | 0.83281 | 12 | 0.66722
33361 | 3.75 | 1 | 365 | 4.2672 | 0.59356 | 4 | 0.86078
29364 | 13.2 | 1 | 365 | 15.0206 | 0.24933 | 15 | 0.26993
33369 | 4.25 | 1 | 365 | 4.8362 | 0.73937 | 5 | 0.57554
29376 | 12.24 | 1 | 365 | 13.9282 | 0.04938 | 13 | 0.97757
33367 | 4.16 | 1 | 365 | 4.7338 | 0.53312 | 5 | 0.26689
29410 | 12.48 | 1 | 365 | 14.2013 | 0.59937 | 14 | 0.80066
29476 | 13.26 | 1 | 365 | 15.0889 | 0.38683 | 15 | 0.4757
33913 | 5.2 | 1 | 365 | 5.9172 | 0.9164 | 6 | 0.83361
33915 | 5.46 | 1 | 365 | 6.2131 | 0.51222 | 6 | 0.72529
33917 | 16.5 | 1 | 365 | 18.7757 | 0.81166 | 19 | 0.58741
33918 | 6.54 | 1 | 365 | 7.442 | 0.98717 | 8 | 0.42919
33920 | 6.12 | 1 | 365 | 6.9641 | 0.02469 | 6 | 0.98878
33923 | 7.848 | 1 | 365 | 8.9304 | 0.9846 | 9 | 0.91503
34002 | 5.6 | 1 | 365 | 6.3724 | 0.83305 | 7 | 0.20542
34027 | 5.886 | 1 | 365 | 6.6978 | 0.48845 | 7 | 0.18627
28547 | 10.6 | 1 | 365 | 12.062 | 0.29113 | 12 | 0.35312
29397 | 20.01 | 1 | 365 | 22.7699 | 0.85524 | 23 | 0.6251
34029 | 6 | 1 | 365 | 6.8275 | 0.7497 | 7 | 0.57724
29844 | 176.15 | 0.9 | 365 | 180.4008 | 0.30134 | 180 | 0.70212
29867 | 10.5 | 1 | 365 | 11.9482 | 0.061968 | 12 | 0.01017
34031 | 6.555 | 1 | 365 | 7.4591 | 0.021543 | 7 | 0.48063
29871 | 6 | 1 | 365 | 6.8275 | 0.7497 | 7 | 0.57724
29878 | 10.5 | 1 | 365 | 11.9482 | 0.061968 | 12 | 0.01017
34033 | 7.14 | 1 | 365 | 8.1248 | 0.36214 | 8 | 0.48692
22670 | 148.8 | 1 | 365 | 169.3231 | 0.99246 | 170 | 0.31555
34034 | 4.16 | 1 | 365 | 4.7338 | 0.53312 | 5 | 0.26689
22652 | 592.62 | 0.9 | 365 | 606.9209 | 0.25173 | 607 | 0.1726
34036 | 7.56 | 1 | 365 | 8.6027 | 0.32462 | 8 | 0.92732
30504 | 4.5 | 1 | 365 | 5.1207 | 0.31227 | 5 | 0.43293
30660 | 10.137 | 1 | 365 | 11.5351 | 0.23011 | 11 | 0.76525
34028 | 7.2 | 1 | 365 | 8.1931 | 0.49964 | 8 | 0.69269
30827 | 8.25 | 1 | 365 | 9.3879 | 0.90583 | 10 | 0.29371
34067 | 4.86 | 1 | 365 | 5.5303 | 0.13725 | 5 | 0.66756
33985 | 5.4 | 1 | 365 | 6.1448 | 0.37473 | 6 | 0.51952
33994 | 10.07 | 1 | 365 | 11.4589 | 0.076573 | 11 | 0.53547
31081 | 9.69 | 1 | 365 | 11.0265 | 0.20576 | 11 | 0.23224
31173 | 7.32 | 1 | 365 | 8.3296 | 0.77463 | 9 | 0.10423
31445 | 3.8 | 1 | 365 | 4.3241 | 0.70814 | 5 | 0.032252
30264 | 87.75 | 0.9 | 365 | 89.8675 | 0.98037 | 90 | 0.84792
31198 | 30.16 | 0.9 | 365 | 30.8878 | 0.20362 | 31 | 0.091434
33998 | 9.3 | 1 | 365 | 10.5827 | 0.31203 | 10 | 0.89472
34014 | 2.75 | 1 | 365 | 3.1293 | 0.30194 | 3 | 0.43124
31819 | 8.06 | 1 | 365 | 9.1717 | 0.47042 | 9 | 0.64209
33781 | 11.1 | 1 | 365 | 12.631 | 0.43694 | 13 | 0.067894
32443 | 10.07 | 1 | 365 | 11.4589 | 0.076573 | 11 | 0.53547
30801 | 5.886 | 1 | 365 | 6.6978 | 0.48845 | 7 | 0.18627
13124 | 82 | 1 | 365 | 93.3098 | 0.91251 | 94 | 0.22228
34061 | 7.8 | 1 | 365 | 8.8758 | 0.8746 | 9 | 0.75041
33163 | 5 | 1 | 365 | 5.6896 | 0.45808 | 6 | 0.1477
25924 | 9.9 | 1 | 365 | 11.2654 | 0.687 | 11 | 0.95245
28181 | 8.06 | 1 | 365 | 9.1717 | 0.47042 | 9 | 0.64209
33179 | 7.25 | 1 | 365 | 8.2499 | 0.61422 | 8 | 0.86416
33190 | 6.75 | 1 | 365 | 7.681 | 0.46841 | 8 | 0.1494
33203 | 9.38 | 1 | 365 | 10.6737 | 0.49536 | 11 | 0.16909
34078 | 6 | 1 | 365 | 6.8275 | 0.7497 | 7 | 0.57724
34099 | 9.6 | 1 | 365 | 10.9241 | 0.99951 | 11 | 0.92358
34115 | 5.4 | 1 | 365 | 6.1448 | 0.37473 | 6 | 0.51952
34174 | 6.6 | 1 | 365 | 7.5103 | 0.12467 | 7 | 0.63496
34259 | 8.745 | 1 | 365 | 9.9511 | 0.040182 | 9 | 0.99133
34176 | 8.525 | 1 | 365 | 9.7008 | 0.53603 | 10 | 0.23683
34332 | 12 | 1 | 365 | 13.6551 | 0.49939 | 14 | 0.15448
34340 | 9.54 | 1 | 365 | 10.8558 | 0.86202 | 11 | 0.71781
34280 | 6 | 1 | 365 | 6.8275 | 0.7497 | 7 | 0.57724
34386 | 9.3 | 1 | 365 | 10.5827 | 0.31203 | 10 | 0.89472
34129 | 6.625 | 1 | 365 | 7.5387 | 0.18196 | 7 | 0.7207
34341 | 7.42 | 1 | 365 | 8.4434 | 0.0037907 | 8 | 0.44719
34135 | 14.84 | 1 | 365 | 16.8868 | 0.0075814 | 16 | 0.89437
34460 | 8.37 | 1 | 365 | 9.5244 | 0.18083 | 9 | 0.70525
34262 | 4.2 | 1 | 365 | 4.7793 | 0.62479 | 5 | 0.40407
30956 | 5.5 | 1 | 365 | 6.2586 | 0.60389 | 6 | 0.86247
31307 | 9.75 | 1 | 365 | 11.0948 | 0.34326 | 11 | 0.43801
34629 | 5.83 | 1 | 365 | 6.6341 | 0.36012 | 6 | 0.99422
34633 | 11.4 | 1 | 365 | 12.9723 | 0.12442 | 13 | 0.096756
34636 | 7.54 | 1 | 365 | 8.5799 | 0.27878 | 8 | 0.85873
31305 | 7.975 | 1 | 365 | 9.0749 | 0.27564 | 9 | 0.35058
34650 | 5.4 | 1 | 365 | 6.1448 | 0.37473 | 6 | 0.51952
34658 | 7.155 | 1 | 365 | 8.1418 | 0.39651 | 8 | 0.53836
31402 | 12.1 | 1 | 365 | 13.7689 | 0.72855 | 14 | 0.49743
31400 | 5.865 | 1 | 365 | 6.6739 | 0.44033 | 7 | 0.11425
32740 | 6.6 | 1 | 365 | 7.5103 | 0.12467 | 7 | 0.63496
33990 | 7.975 | 1 | 365 | 9.0749 | 0.27564 | 9 | 0.35058
34328 | 5.7 | 1 | 365 | 6.4862 | 0.062211 | 6 | 0.54838
34495 | 9.52 | 1 | 365 | 10.833 | 0.81618 | 11 | 0.64922
34511 | 6.213 | 1 | 365 | 7.0699 | 0.23781 | 7 | 0.30773
34521 | 4.251 | 1 | 365 | 4.8373 | 0.74166 | 5 | 0.57897
34526 | 5.2 | 1 | 365 | 5.9172 | 0.9164 | 6 | 0.83361
29603 | 7.02 | 1 | 365 | 7.9882 | 0.087144 | 8 | 0.075371
32703 | 131.04 | 0.9 | 365 | 134.2022 | 0.26402 | 134 | 0.46623
29601 | 11.96 | 1 | 365 | 13.6096 | 0.40773 | 14 | 0.017298
32662 | 317.72 | 0.9 | 365 | 325.3871 | 0.28301 | 325 | 0.6701
29623 | 14.04 | 1 | 365 | 15.9765 | 0.17429 | 16 | 0.15074
34561 | 12.42 | 1 | 365 | 14.133 | 0.46187 | 14 | 0.59489
34564 | 9.9 | 1 | 365 | 11.2654 | 0.687 | 11 | 0.95245
29630 | 11.44 | 1 | 365 | 13.0179 | 0.21609 | 13 | 0.23394
34570 | 9.18 | 1 | 365 | 10.4461 | 0.037035 | 10 | 0.48318
34574 | 3.924 | 1 | 365 | 4.4652 | 0.9923 | 5 | 0.45751
29191 | 6.5 | 1 | 365 | 7.3965 | 0.8955 | 8 | 0.29201
34582 | 5.985 | 1 | 365 | 6.8105 | 0.71532 | 7 | 0.5258
34586 | 7.194 | 1 | 365 | 8.1862 | 0.48589 | 8 | 0.67211
34590 | 3.78 | 1 | 365 | 4.3014 | 0.66231 | 4 | 0.96366
33448 | 13.42 | 1 | 365 | 15.2709 | 0.75349 | 16 | 0.024427
33247 | 10.5 | 1 | 365 | 11.9482 | 0.061968 | 12 | 0.01017
33040 | 10.5 | 1 | 365 | 11.9482 | 0.061968 | 12 | 0.01017
32079 | 5.2 | 1 | 365 | 5.9172 | 0.9164 | 6 | 0.83361
34704 | 5.7 | 1 | 365 | 6.4862 | 0.062211 | 6 | 0.54838
34365 | 5.4 | 1 | 365 | 6.1448 | 0.37473 | 6 | 0.51952
7388 | 653.31 | 0.9 | 365 | 669.0754 | 0.42208 | 669 | 0.4975
28691 | 5.3 | 1 | 365 | 6.031 | 0.14556 | 6 | 0.17656
34457 | 3.9 | 1 | 365 | 4.4379 | 0.9373 | 5 | 0.37521
33881 | 8.84 | 1 | 365 | 10.0592 | 0.25789 | 10 | 0.31713
34479 | 3.9 | 1 | 365 | 4.4379 | 0.9373 | 5 | 0.37521
34579 | 2.34 | 1 | 365 | 2.6627 | 0.36238 | 3 | 0.025124
34089 | 9.62 | 1 | 365 | 10.9468 | 0.045346 | 10 | 0.99217
34635 | 6.76 | 1 | 365 | 7.6924 | 0.49132 | 8 | 0.18369
27580 | 16.065 | 1 | 365 | 18.2807 | 0.81481 | 19 | 0.09556
34105 | 5.72 | 1 | 365 | 6.5089 | 0.10804 | 6 | 0.61697
34665 | 5.04 | 1 | 365 | 5.7351 | 0.54974 | 6 | 0.28488
34132 | 11.7 | 1 | 365 | 13.3137 | 0.81191 | 14 | 0.12562
34136 | 2.86 | 1 | 365 | 3.2545 | 0.55402 | 3 | 0.80848
34144 | 9.36 | 1 | 365 | 10.651 | 0.44953 | 11 | 0.10049
34149 | 5.2 | 1 | 365 | 5.9172 | 0.9164 | 6 | 0.83361
34158 | 8.32 | 1 | 365 | 9.4675 | 0.066245 | 9 | 0.53377
34162 | 3.64 | 1 | 365 | 4.142 | 0.34148 | 4 | 0.48353
34175 | 3.38 | 1 | 365 | 3.8462 | 0.74566 | 4 | 0.59185
34182 | 5.83 | 1 | 365 | 6.6341 | 0.36012 | 6 | 0.99422
34191 | 7.02 | 1 | 365 | 7.9882 | 0.087144 | 8 | 0.075371
34201 | 13.52 | 1 | 365 | 15.3847 | 0.98265 | 16 | 0.36738
34215 | 4.42 | 1 | 365 | 5.0296 | 0.12894 | 5 | 0.15857
34214 | 10.865 | 1 | 365 | 12.3635 | 0.89841 | 13 | 0.26195
34220 | 5.2 | 1 | 365 | 5.9172 | 0.9164 | 6 | 0.83361
34223 | 8.58 | 1 | 365 | 9.7634 | 0.66207 | 10 | 0.42545
34241 | 6.24 | 1 | 365 | 7.1006 | 0.29968 | 7 | 0.40033
34242 | 3.38 | 1 | 365 | 3.8462 | 0.74566 | 4 | 0.59185
34291 | 7.8 | 1 | 365 | 8.8758 | 0.8746 | 9 | 0.75041
34305 | 7.685 | 1 | 365 | 8.7449 | 0.61107 | 9 | 0.35601
34309 | 7.28 | 1 | 365 | 8.2841 | 0.68296 | 8 | 0.96705
34311 | 12.19 | 1 | 365 | 13.8713 | 0.9348 | 14 | 0.80609
34314 | 6.24 | 1 | 365 | 7.1006 | 0.29968 | 7 | 0.40033
33074 | 5.5 | 1 | 365 | 6.2586 | 0.60389 | 6 | 0.86247
23470 | 5.1 | 1 | 365 | 5.8034 | 0.68724 | 6 | 0.49065
34737 | 7.02 | 1 | 365 | 7.9882 | 0.087144 | 8 | 0.075371
34764 | 4.68 | 1 | 365 | 5.3255 | 0.72476 | 6 | 0.050247
34782 | 7.84 | 1 | 365 | 8.9213 | 0.96627 | 9 | 0.88759
34808 | 3.7 | 1 | 365 | 4.2103 | 0.47898 | 4 | 0.6893
34888 | 7.56 | 1 | 365 | 8.6027 | 0.32462 | 8 | 0.92732
34889 | 5.7 | 1 | 365 | 6.4862 | 0.062211 | 6 | 0.54838
34905 | 8.75 | 1 | 365 | 9.9568 | 0.05164 | 10 | 0.008475
34906 | 6.54 | 1 | 365 | 7.442 | 0.98717 | 8 | 0.42919
33932 | 41.856 | 0.9 | 365 | 42.8661 | 0.32609 | 43 | 0.19214
33995 | 185.64 | 0.9 | 365 | 190.1198 | 0.87403 | 190 | 0.99383
33453 | 8.525 | 1 | 365 | 9.7008 | 0.53603 | 10 | 0.23683
32877 | 5.775 | 1 | 365 | 6.5715 | 0.23408 | 6 | 0.80559
34154 | 6.3 | 1 | 365 | 7.1689 | 0.43718 | 7 | 0.6061
34140 | 11.13 | 1 | 365 | 12.6651 | 0.50569 | 13 | 0.17078
34108 | 7.155 | 1 | 365 | 8.1418 | 0.39651 | 8 | 0.53836
33373 | 4.08 | 1 | 365 | 4.6427 | 0.34979 | 4 | 0.99252
34074 | 15.6 | 1 | 365 | 17.7516 | 0.74921 | 18 | 0.50082
34071 | 5.61 | 1 | 365 | 6.3838 | 0.85597 | 7 | 0.23972
33938 | 5.4 | 1 | 365 | 6.1448 | 0.37473 | 6 | 0.51952
33937 | 9.35 | 1 | 365 | 10.6396 | 0.42661 | 11 | 0.066199
33824 | 9 | 1 | 365 | 10.2413 | 0.62454 | 10 | 0.86586
33818 | 5.775 | 1 | 365 | 6.5715 | 0.23408 | 6 | 0.80559
33802 | 10.8 | 1 | 365 | 12.2896 | 0.74945 | 13 | 0.039032
34898 | 6.89 | 1 | 365 | 7.8403 | 0.78923 | 8 | 0.62953
33780 | 5.4 | 1 | 365 | 6.1448 | 0.37473 | 6 | 0.51952
33770 | 4.8 | 1 | 365 | 5.462 | 0.99976 | 6 | 0.46179
33747 | 4.505 | 1 | 365 | 5.1263 | 0.32373 | 5 | 0.45008
34904 | 6.875 | 1 | 365 | 7.8232 | 0.75486 | 8 | 0.57809
34716 | 6.36 | 1 | 365 | 7.2372 | 0.57468 | 7 | 0.81187
34625 | 6.095 | 1 | 365 | 6.9356 | 0.9674 | 7 | 0.90305
33390 | 9.12 | 1 | 365 | 10.3779 | 0.89954 | 11 | 0.2774
33394 | 9.544 | 1 | 365 | 10.8603 | 0.87118 | 11 | 0.73153
33395 | 4.845 | 1 | 365 | 5.5132 | 0.10288 | 5 | 0.61612
33398 | 6.75 | 1 | 365 | 7.681 | 0.46841 | 8 | 0.1494
33402 | 4.68 | 1 | 365 | 5.3255 | 0.72476 | 6 | 0.050247
33403 | 7.905 | 1 | 365 | 8.9953 | 0.11522 | 9 | 0.11051
33563 | 12.19 | 1 | 365 | 13.8713 | 0.9348 | 14 | 0.80609
33411 | 2.75 | 1 | 365 | 3.1293 | 0.30194 | 3 | 0.43124
33418 | 9.18 | 1 | 365 | 10.4461 | 0.037035 | 10 | 0.48318
33424 | 9.315 | 1 | 365 | 10.5998 | 0.3464 | 10 | 0.94617
31298 | 5.75 | 1 | 365 | 6.5431 | 0.17679 | 6 | 0.71985
34322 | 9.9 | 1 | 365 | 11.2654 | 0.687 | 11 | 0.95245
33425 | 3.3 | 1 | 365 | 3.7551 | 0.56233 | 4 | 0.31748
31302 | 8.5 | 1 | 365 | 9.6724 | 0.47874 | 10 | 0.15109
33430 | 3.5 | 1 | 365 | 3.9827 | 0.020656 | 4 | 0.00339
33438 | 7.75 | 1 | 365 | 8.8189 | 0.76002 | 9 | 0.57893
30573 | 9.36 | 1 | 365 | 10.651 | 0.44953 | 11 | 0.10049
33609 | 11.13 | 1 | 365 | 12.6651 | 0.50569 | 13 | 0.17078
33432 | 4.41 | 1 | 365 | 5.0182 | 0.10603 | 5 | 0.12427
33441 | 7.59 | 1 | 365 | 8.6368 | 0.39337 | 9 | 0.030209
28431 | 17.16 | 1 | 365 | 19.5268 | 0.32413 | 19 | 0.85091
34828 | 4.94 | 1 | 365 | 5.6213 | 0.32058 | 5 | 0.94193
33442 | 7.56 | 1 | 365 | 8.6027 | 0.32462 | 8 | 0.92732
29196 | 17.85 | 1 | 365 | 20.3119 | 0.90535 | 21 | 0.21729
32619 | 5.355 | 1 | 365 | 6.0936 | 0.2716 | 6 | 0.36519
29199 | 16.32 | 1 | 365 | 18.5709 | 0.39917 | 18 | 0.97009
33443 | 6.03 | 1 | 365 | 6.8617 | 0.81844 | 7 | 0.68013
33281 | 6.24 | 1 | 365 | 7.1006 | 0.29968 | 7 | 0.40033
33444 | 5.67 | 1 | 365 | 6.452 | 0.99346 | 7 | 0.44549
29513 | 10.4 | 1 | 365 | 11.8344 | 0.83281 | 12 | 0.66722
33184 | 6.12 | 1 | 365 | 6.9641 | 0.02469 | 6 | 0.98878
33449 | 11 | 1 | 365 | 12.5172 | 0.20778 | 12 | 0.72494
30056 | 5.46 | 1 | 365 | 6.2131 | 0.51222 | 6 | 0.72529
30126 | 7.975 | 1 | 365 | 9.0749 | 0.27564 | 9 | 0.35058
30128 | 3.64 | 1 | 365 | 4.142 | 0.34148 | 4 | 0.48353
32492 | 4.08 | 1 | 365 | 4.6427 | 0.34979 | 4 | 0.99252
30341 | 10.4 | 1 | 365 | 11.8344 | 0.83281 | 12 | 0.66722
33450 | 6.24 | 1 | 365 | 7.1006 | 0.29968 | 7 | 0.40033
33468 | 6.6 | 1 | 365 | 7.5103 | 0.12467 | 7 | 0.63496
31055 | 11.5 | 1 | 365 | 13.0861 | 0.35358 | 13 | 0.43971
33484 | 9.9 | 1 | 365 | 11.2654 | 0.687 | 11 | 0.95245
31106 | 6.9 | 1 | 365 | 7.8517 | 0.81215 | 8 | 0.66383
31886 | 4.2 | 1 | 365 | 4.7793 | 0.62479 | 5 | 0.40407
31978 | 5.94 | 1 | 365 | 6.7593 | 0.6122 | 7 | 0.37147
33507 | 7.54 | 1 | 365 | 8.5799 | 0.27878 | 8 | 0.85873
33511 | 4.8 | 1 | 365 | 5.462 | 0.99976 | 6 | 0.46179
33006 | 4.59 | 1 | 365 | 5.2231 | 0.51852 | 5 | 0.74159
33207 | 4.77 | 1 | 365 | 5.4279 | 0.93101 | 6 | 0.35891
33517 | 7.685 | 1 | 365 | 8.7449 | 0.61107 | 9 | 0.35601
32970 | 7.8 | 1 | 365 | 8.8758 | 0.8746 | 9 | 0.75041
33520 | 8.502 | 1 | 365 | 9.6746 | 0.48332 | 10 | 0.15795
33420 | 9.62 | 1 | 365 | 10.9468 | 0.045346 | 10 | 0.99217
33656 | 5.545 | 1 | 365 | 6.3098 | 0.70701 | 7 | 0.016799
33671 | 8.925 | 1 | 365 | 10.156 | 0.45267 | 10 | 0.60864
33675 | 6.25 | 1 | 365 | 7.112 | 0.3226 | 7 | 0.43462
33681 | 8.5 | 1 | 365 | 9.6724 | 0.47874 | 10 | 0.15109
33720 | 10.07 | 1 | 365 | 11.4589 | 0.076573 | 11 | 0.53547
33729 | 10.64 | 1 | 365 | 12.1075 | 0.38279 | 12 | 0.49031
27502 | 10.965 | 1 | 365 | 12.4773 | 0.12757 | 12 | 0.60491
27628 | 10.4 | 1 | 365 | 11.8344 | 0.83281 | 12 | 0.66722
27693 | 3.38 | 1 | 365 | 3.8462 | 0.74566 | 4 | 0.59185
31673 | 6.24 | 1 | 365 | 7.1006 | 0.29968 | 7 | 0.40033
33789 | 10.8 | 1 | 365 | 12.2896 | 0.74945 | 13 | 0.039032
31668 | 4.16 | 1 | 365 | 4.7338 | 0.53312 | 5 | 0.26689
31053 | 9.36 | 1 | 365 | 10.651 | 0.44953 | 11 | 0.10049
31544 | 4.94 | 1 | 365 | 5.6213 | 0.32058 | 5 | 0.94193
31556 | 9.36 | 1 | 365 | 10.651 | 0.44953 | 11 | 0.10049
31540 | 2.6 | 1 | 365 | 2.9586 | 0.9582 | 3 | 0.9168
24890 | 7.54 | 1 | 365 | 8.5799 | 0.27878 | 8 | 0.85873
30603 | 9.18 | 1 | 365 | 10.4461 | 0.037035 | 10 | 0.48318
30652 | 7.8 | 1 | 365 | 8.8758 | 0.8746 | 9 | 0.75041
29721 | 16.12 | 1 | 365 | 18.3433 | 0.94085 | 19 | 0.28418
29580 | 3.12 | 1 | 365 | 3.5503 | 0.14984 | 3 | 0.70016
30440 | 9.9 | 1 | 365 | 11.2654 | 0.687 | 11 | 0.95245
26910 | 7.02 | 1 | 365 | 7.9882 | 0.087144 | 8 | 0.075371
33472 | 8.06 | 1 | 365 | 9.1717 | 0.47042 | 9 | 0.64209
33106 | 11.96 | 1 | 365 | 13.6096 | 0.40773 | 14 | 0.017298
33299 | 7.28 | 1 | 365 | 8.2841 | 0.68296 | 8 | 0.96705
33801 | 12 | 1 | 365 | 13.6551 | 0.49939 | 14 | 0.15448
33072 | 7.8 | 1 | 365 | 8.8758 | 0.8746 | 9 | 0.75041
25129 | 5.2 | 1 | 365 | 5.9172 | 0.9164 | 6 | 0.83361
33805 | 12.42 | 1 | 365 | 14.133 | 0.46187 | 14 | 0.59489
29067 | 15.08 | 1 | 365 | 17.1599 | 0.55757 | 17 | 0.71746
28961 | 3.825 | 1 | 365 | 4.3526 | 0.76543 | 5 | 0.11799
25148 | 4.68 | 1 | 365 | 5.3255 | 0.72476 | 6 | 0.050247
24887 | 7.8 | 1 | 365 | 8.8758 | 0.8746 | 9 | 0.75041
33822 | 8.1 | 1 | 365 | 9.2172 | 0.56209 | 9 | 0.77927
28948 | 8.32 | 1 | 365 | 9.4675 | 0.066245 | 9 | 0.53377
24261 | 9.62 | 1 | 365 | 10.9468 | 0.045346 | 10 | 0.99217
28611 | 9.1 | 1 | 365 | 10.3551 | 0.85371 | 11 | 0.20881
28460 | 4.505 | 1 | 365 | 5.1263 | 0.32373 | 5 | 0.45008
23133 | 4.42 | 1 | 365 | 5.0296 | 0.12894 | 5 | 0.15857
24208 | 9.62 | 1 | 365 | 10.9468 | 0.045346 | 10 | 0.99217
23113 | 3.06 | 1 | 365 | 3.482 | 0.012345 | 3 | 0.49439
28426 | 6.5 | 1 | 365 | 7.3965 | 0.8955 | 8 | 0.29201
23077 | 14.04 | 1 | 365 | 15.9765 | 0.17429 | 16 | 0.15074
27972 | 3.9 | 1 | 365 | 4.4379 | 0.9373 | 5 | 0.37521
25480 | 3.9 | 1 | 365 | 4.4379 | 0.9373 | 5 | 0.37521
25478 | 4.94 | 1 | 365 | 5.6213 | 0.32058 | 5 | 0.94193
22438 | 4.05 | 1 | 365 | 4.6086 | 0.28104 | 4 | 0.88964
29268 | 6.12 | 1 | 365 | 6.9641 | 0.02469 | 6 | 0.98878
30595 | 9.88 | 1 | 365 | 11.2427 | 0.64117 | 11 | 0.88386
23905 | 5.3 | 1 | 365 | 6.031 | 0.14556 | 6 | 0.17656
23869 | 8.58 | 1 | 365 | 9.7634 | 0.66207 | 10 | 0.42545
23738 | 5.2 | 1 | 365 | 5.9172 | 0.9164 | 6 | 0.83361
29668 | 9.88 | 1 | 365 | 11.2427 | 0.64117 | 11 | 0.88386
33896 | 10.26 | 1 | 365 | 11.6751 | 0.51198 | 12 | 0.18708
30563 | 10.791 | 1 | 365 | 12.2793 | 0.72883 | 13 | 0.0081661
35077 | 6.6 | 1 | 365 | 7.5103 | 0.12467 | 7 | 0.63496
35103 | 8.91 | 1 | 365 | 10.1389 | 0.4183 | 10 | 0.5572
34926 | 13.2 | 1 | 365 | 15.0206 | 0.24933 | 15 | 0.26993
35124 | 5.99 | 1 | 365 | 6.8162 | 0.72678 | 7 | 0.54294
34945 | 6.095 | 1 | 365 | 6.9356 | 0.9674 | 7 | 0.90305
28048 | 7.54 | 1 | 365 | 8.5799 | 0.27878 | 8 | 0.85873
28330 | 1.82 | 1 | 365 | 2.071 | 0.17074 | 2 | 0.24176
34984 | 9 | 1 | 365 | 10.2413 | 0.62454 | 10 | 0.86586
28758 | 10.92 | 1 | 365 | 12.4261 | 0.024447 | 12 | 0.45058
34994 | 11.7 | 1 | 365 | 13.3137 | 0.81191 | 14 | 0.12562
34929 | 4.8 | 1 | 365 | 5.462 | 0.99976 | 6 | 0.46179
34934 | 7.2 | 1 | 365 | 8.1931 | 0.49964 | 8 | 0.69269
34958 | 4.77 | 1 | 365 | 5.4279 | 0.93101 | 6 | 0.35891
35031 | 7.2 | 1 | 365 | 8.1931 | 0.49964 | 8 | 0.69269
33769 | 13.515 | 1 | 365 | 15.379 | 0.97119 | 16 | 0.35023
33836 | 6.3 | 1 | 365 | 7.1689 | 0.43718 | 7 | 0.6061
33940 | 10.175 | 1 | 365 | 11.5784 | 0.31719 | 11 | 0.89557
35107 | 8.215 | 1 | 365 | 9.348 | 0.82563 | 10 | 0.17367
29126 | 5.46 | 1 | 365 | 6.2131 | 0.51222 | 6 | 0.72529
33830 | 5.04 | 1 | 365 | 5.7351 | 0.54974 | 6 | 0.28488
34166 | 16.8 | 1 | 365 | 19.1171 | 0.49915 | 19 | 0.61627
33840 | 4.48 | 1 | 365 | 5.0979 | 0.26644 | 5 | 0.36434
34722 | 12.3 | 1 | 365 | 13.9965 | 0.18688 | 14 | 0.18334
29154 | 5.98 | 1 | 365 | 6.8048 | 0.70386 | 7 | 0.50865
34939 | 6 | 1 | 365 | 6.8275 | 0.7497 | 7 | 0.57724
33853 | 4.2 | 1 | 365 | 4.7793 | 0.62479 | 5 | 0.40407
33927 | 4 | 1 | 365 | 4.5517 | 0.16646 | 4 | 0.71816
33926 | 3.825 | 1 | 365 | 4.3526 | 0.76543 | 5 | 0.11799
30980 | 11.34 | 1 | 365 | 12.9041 | 0.98693 | 13 | 0.89098
33925 | 7.14 | 1 | 365 | 8.1248 | 0.36214 | 8 | 0.48692
33860 | 4.16 | 1 | 365 | 4.7338 | 0.53312 | 5 | 0.26689
33921 | 3 | 1 | 365 | 3.4138 | 0.87485 | 4 | 0.28862
29198 | 5.2 | 1 | 365 | 5.9172 | 0.9164 | 6 | 0.83361
29230 | 20.8 | 1 | 365 | 23.6688 | 0.66561 | 24 | 0.33443
33445 | 18 | 1 | 365 | 20.4826 | 0.24909 | 20 | 0.73172
28071 | 6.24 | 1 | 365 | 7.1006 | 0.29968 | 7 | 0.40033
35183 | 11.5 | 1 | 365 | 13.0861 | 0.35358 | 13 | 0.43971
35224 | 9.45 | 1 | 365 | 10.7534 | 0.65577 | 11 | 0.40915
35256 | 9.5 | 1 | 365 | 10.8103 | 0.77035 | 11 | 0.58063
35166 | 11.4 | 1 | 365 | 12.9723 | 0.12442 | 13 | 0.096756
37643 | 10.25 | 1 | 365 | 11.6637 | 0.48906 | 12 | 0.15278
34907 | 3.57 | 1 | 365 | 4.0624 | 0.18107 | 4 | 0.24346
34921 | 11.1 | 1 | 365 | 12.631 | 0.43694 | 13 | 0.067894
27256 | 2.08 | 1 | 365 | 2.3669 | 0.76656 | 3 | 0.13344
35400 | 6.3 | 1 | 365 | 7.1689 | 0.43718 | 7 | 0.6061
35439 | 5.04 | 1 | 365 | 5.7351 | 0.54974 | 6 | 0.28488
35448 | 10.8 | 1 | 365 | 12.2896 | 0.74945 | 13 | 0.039032
28247 | 5.1 | 1 | 365 | 5.8034 | 0.68724 | 6 | 0.49065
36871 | 5.225 | 1 | 365 | 5.9457 | 0.97369 | 6 | 0.91935
28254 | 4.16 | 1 | 365 | 4.7338 | 0.53312 | 5 | 0.26689
24944 | 3.64 | 1 | 365 | 4.142 | 0.34148 | 4 | 0.48353
36900 | 11 | 1 | 365 | 12.5172 | 0.20778 | 12 | 0.72494
36915 | 5.4 | 1 | 365 | 6.1448 | 0.37473 | 6 | 0.51952
36887 | 7.02 | 1 | 365 | 7.9882 | 0.087144 | 8 | 0.075371
36964 | 6 | 1 | 365 | 6.8275 | 0.7497 | 7 | 0.57724
36980 | 6.48 | 1 | 365 | 7.3737 | 0.84967 | 8 | 0.22342
36988 | 6.63 | 1 | 365 | 7.5444 | 0.19341 | 7 | 0.73785
37002 | 7.56 | 1 | 365 | 8.6027 | 0.32462 | 8 | 0.92732
37110 | 3.92 | 1 | 365 | 4.4607 | 0.98313 | 5 | 0.4438
37119 | 6.9 | 1 | 365 | 7.8517 | 0.81215 | 8 | 0.66383
37124 | 6.44 | 1 | 365 | 7.3282 | 0.75801 | 8 | 0.086238
36563 | 9.6 | 1 | 365 | 10.9241 | 0.99951 | 11 | 0.92358
36564 | 4.2 | 1 | 365 | 4.7793 | 0.62479 | 5 | 0.40407
37127 | 6.6 | 1 | 365 | 7.5103 | 0.12467 | 7 | 0.63496
37195 | 13.407 | 1 | 365 | 15.2561 | 0.7237 | 15 | 0.97984
37232 | 7.2 | 1 | 365 | 8.1931 | 0.49964 | 8 | 0.69269
37338 | 4.425 | 1 | 365 | 5.0353 | 0.1404 | 5 | 0.17571
37342 | 2.45 | 1 | 365 | 2.7879 | 0.61446 | 3 | 0.40237
37353 | 8.91 | 1 | 365 | 10.1389 | 0.4183 | 10 | 0.5572
37360 | 6.24 | 1 | 365 | 7.1006 | 0.29968 | 7 | 0.40033
37420 | 9.72 | 1 | 365 | 11.0606 | 0.27451 | 11 | 0.33513
37350 | 10 | 1 | 365 | 11.3792 | 0.91616 | 12 | 0.2954
37423 | 7.14 | 1 | 365 | 8.1248 | 0.36214 | 8 | 0.48692
37432 | 10.25 | 1 | 365 | 11.6637 | 0.48906 | 12 | 0.15278
37441 | 12.06 | 1 | 365 | 13.7234 | 0.63689 | 14 | 0.36025
37443 | 3 | 1 | 365 | 3.4138 | 0.87485 | 4 | 0.28862
37453 | 6.54 | 1 | 365 | 7.442 | 0.98717 | 8 | 0.42919
37032 | 4.95 | 1 | 365 | 5.6327 | 0.3435 | 5 | 0.97622
37038 | 9.1 | 1 | 365 | 10.3551 | 0.85371 | 11 | 0.20881
35070 | 13.77 | 1 | 365 | 15.6692 | 0.55555 | 16 | 0.22477
36907 | 6.76 | 1 | 365 | 7.6924 | 0.49132 | 8 | 0.18369
27648 | 8.06 | 1 | 365 | 9.1717 | 0.47042 | 9 | 0.64209
37141 | 7.02 | 1 | 365 | 7.9882 | 0.087144 | 8 | 0.075371
37179 | 4.675 | 1 | 365 | 5.3198 | 0.7133 | 6 | 0.033099
37187 | 9.275 | 1 | 365 | 10.5542 | 0.25474 | 10 | 0.80898
37188 | 9.45 | 1 | 365 | 10.7534 | 0.65577 | 11 | 0.40915
37215 | 9.35 | 1 | 365 | 10.6396 | 0.42661 | 11 | 0.066199
37253 | 4.24 | 1 | 365 | 4.8248 | 0.71645 | 5 | 0.54125
37269 | 10.2 | 1 | 365 | 11.6068 | 0.37448 | 11 | 0.98131
37258 | 6 | 1 | 365 | 6.8275 | 0.7497 | 7 | 0.57724
37302 | 8.525 | 1 | 365 | 9.7008 | 0.53603 | 10 | 0.23683
37332 | 9.99 | 1 | 365 | 11.3679 | 0.89324 | 12 | 0.2611
31088 | 6.36 | 1 | 365 | 7.2372 | 0.57468 | 7 | 0.81187
37306 | 11.18 | 1 | 365 | 12.722 | 0.62027 | 13 | 0.34226
37050 | 4.675 | 1 | 365 | 5.3198 | 0.7133 | 6 | 0.033099
37349 | 7.28 | 1 | 365 | 8.2841 | 0.68296 | 8 | 0.96705
37434 | 9.9 | 1 | 365 | 11.2654 | 0.687 | 11 | 0.95245
37439 | 9.805 | 1 | 365 | 11.1573 | 0.46929 | 11 | 0.62664
31754 | 9.18 | 1 | 365 | 10.4461 | 0.037035 | 10 | 0.48318
31729 | 4.41 | 1 | 365 | 5.0182 | 0.10603 | 5 | 0.12427
31682 | 7.95 | 1 | 365 | 9.0465 | 0.21835 | 9 | 0.26484
31297 | 3.71 | 1 | 365 | 4.2217 | 0.5019 | 4 | 0.72359
31290 | 7.65 | 1 | 365 | 8.7051 | 0.53086 | 9 | 0.23598
31275 | 6.12 | 1 | 365 | 6.9641 | 0.02469 | 6 | 0.98878
31271 | 8.88 | 1 | 365 | 10.1048 | 0.34955 | 10 | 0.45432
31269 | 3.71 | 1 | 365 | 4.2217 | 0.5019 | 4 | 0.72359
31262 | 10.2 | 1 | 365 | 11.6068 | 0.37448 | 11 | 0.98131
31256 | 5.1 | 1 | 365 | 5.8034 | 0.68724 | 6 | 0.49065
31253 | 6.89 | 1 | 365 | 7.8403 | 0.78923 | 8 | 0.62953
31122 | 6 | 1 | 365 | 6.8275 | 0.7497 | 7 | 0.57724
31073 | 8.75 | 1 | 365 | 9.9568 | 0.05164 | 10 | 0.008475
31032 | 6.36 | 1 | 365 | 7.2372 | 0.57468 | 7 | 0.81187
31024 | 11.66 | 1 | 365 | 13.2682 | 0.72024 | 13 | 0.98844
31009 | 4.24 | 1 | 365 | 4.8248 | 0.71645 | 5 | 0.54125
30990 | 6.89 | 1 | 365 | 7.8403 | 0.78923 | 8 | 0.62953
30940 | 6.36 | 1 | 365 | 7.2372 | 0.57468 | 7 | 0.81187
30926 | 4.24 | 1 | 365 | 4.8248 | 0.71645 | 5 | 0.54125
30895 | 9.18 | 1 | 365 | 10.4461 | 0.037035 | 10 | 0.48318
29937 | 4.8 | 1 | 365 | 5.462 | 0.99976 | 6 | 0.46179
27110 | 4.24 | 1 | 365 | 4.8248 | 0.71645 | 5 | 0.54125
27091 | 7.65 | 1 | 365 | 8.7051 | 0.53086 | 9 | 0.23598
37460 | 7.56 | 1 | 365 | 8.6027 | 0.32462 | 8 | 0.92732
36207 | 7.28 | 1 | 365 | 8.2841 | 0.68296 | 8 | 0.96705
31295 | 5.52 | 1 | 365 | 6.2813 | 0.64972 | 6 | 0.93106
27117 | 3.71 | 1 | 365 | 4.2217 | 0.5019 | 4 | 0.72359
27120 | 7.65 | 1 | 365 | 8.7051 | 0.53086 | 9 | 0.23598
27125 | 5.3 | 1 | 365 | 6.031 | 0.14556 | 6 | 0.17656
27130 | 5.39 | 1 | 365 | 6.1334 | 0.35181 | 6 | 0.48522
27134 | 9.18 | 1 | 365 | 10.4461 | 0.037035 | 10 | 0.48318
27133 | 6.39 | 1 | 365 | 7.2713 | 0.64343 | 7 | 0.91476
27132 | 7.42 | 1 | 365 | 8.4434 | 0.0037907 | 8 | 0.44719
27378 | 12.6 | 1 | 365 | 14.3378 | 0.87436 | 15 | 0.2122
27076 | 36 | 0.9 | 365 | 36.8687 | 0.24836 | 37 | 0.1171
36173 | 6.75 | 1 | 365 | 7.681 | 0.46841 | 8 | 0.1494
36642 | 6.72 | 1 | 365 | 7.6468 | 0.39966 | 8 | 0.046509
36640 | 5.7 | 1 | 365 | 6.4862 | 0.062211 | 6 | 0.54838
36637 | 12.19 | 1 | 365 | 13.8713 | 0.9348 | 14 | 0.80609
36627 | 3.92 | 1 | 365 | 4.4607 | 0.98313 | 5 | 0.4438
37373 | 9 | 1 | 365 | 10.2413 | 0.62454 | 10 | 0.86586
36883 | 8.06 | 1 | 365 | 9.1717 | 0.47042 | 9 | 0.64209
33391 | 8.75 | 1 | 365 | 9.9568 | 0.05164 | 10 | 0.008475
36694 | 3.42 | 1 | 365 | 3.8917 | 0.83733 | 4 | 0.72903
36757 | 7.92 | 1 | 365 | 9.0124 | 0.1496 | 9 | 0.16196
36691 | 3.78 | 1 | 365 | 4.3014 | 0.66231 | 4 | 0.96366
36772 | 18.3 | 1 | 365 | 20.824 | 0.93657 | 21 | 0.76058
36776 | 9 | 1 | 365 | 10.2413 | 0.62454 | 10 | 0.86586
36912 | 5.1 | 1 | 365 | 5.8034 | 0.68724 | 6 | 0.49065
36942 | 10.005 | 1 | 365 | 11.3849 | 0.92762 | 12 | 0.31255
37440 | 10 | 1 | 365 | 11.3792 | 0.91616 | 12 | 0.2954
36656 | 9.945 | 1 | 365 | 11.3167 | 0.79012 | 12 | 0.10678
37328 | 4.8 | 1 | 365 | 5.462 | 0.99976 | 6 | 0.46179
37343 | 6.75 | 1 | 365 | 7.681 | 0.46841 | 8 | 0.1494
37382 | 3.12 | 1 | 365 | 3.5503 | 0.14984 | 3 | 0.70016
37384 | 9 | 1 | 365 | 10.2413 | 0.62454 | 10 | 0.86586
37394 | 7.8 | 1 | 365 | 8.8758 | 0.8746 | 9 | 0.75041
37397 | 6.4 | 1 | 365 | 7.2827 | 0.66634 | 7 | 0.94906
37400 | 5.2 | 1 | 365 | 5.9172 | 0.9164 | 6 | 0.83361
35397 | 9.72 | 1 | 365 | 11.0606 | 0.27451 | 11 | 0.33513
35524 | 9.54 | 1 | 365 | 10.8558 | 0.86202 | 11 | 0.71781
37404 | 11.88 | 1 | 365 | 13.5185 | 0.2244 | 13 | 0.74294
35537 | 7.28 | 1 | 365 | 8.2841 | 0.68296 | 8 | 0.96705
37421 | 6.75 | 1 | 365 | 7.681 | 0.46841 | 8 | 0.1494
35528 | 7.14 | 1 | 365 | 8.1248 | 0.36214 | 8 | 0.48692
36770 | 12 | 1 | 365 | 13.6551 | 0.49939 | 14 | 0.15448
36920 | 10.2 | 1 | 365 | 11.6068 | 0.37448 | 11 | 0.98131
35540 | 5.46 | 1 | 365 | 6.2131 | 0.51222 | 6 | 0.72529
35541 | 4.68 | 1 | 365 | 5.3255 | 0.72476 | 6 | 0.050247
31293 | 4.24 | 1 | 365 | 4.8248 | 0.71645 | 5 | 0.54125
30391 | 13.005 | 1 | 365 | 14.7987 | 0.80247 | 15 | 0.60117
27135 | 7.95 | 1 | 365 | 9.0465 | 0.21835 | 9 | 0.26484
34292 | 8.215 | 1 | 365 | 9.348 | 0.82563 | 10 | 0.17367
29898 | 8.06 | 1 | 365 | 9.1717 | 0.47042 | 9 | 0.64209
27137 | 6.89 | 1 | 365 | 7.8403 | 0.78923 | 8 | 0.62953
27141 | 6.63 | 1 | 365 | 7.5444 | 0.19341 | 7 | 0.73785
28513 | 3.71 | 1 | 365 | 4.2217 | 0.5019 | 4 | 0.72359
35586 | 5.1 | 1 | 365 | 5.8034 | 0.68724 | 6 | 0.49065
28519 | 11.66 | 1 | 365 | 13.2682 | 0.72024 | 13 | 0.98844
35588 | 7.155 | 1 | 365 | 8.1418 | 0.39651 | 8 | 0.53836
31046 | 4.32 | 1 | 365 | 4.9158 | 0.89978 | 5 | 0.81561
35615 | 6.24 | 1 | 365 | 7.1006 | 0.29968 | 7 | 0.40033
27522 | 9.62 | 1 | 365 | 10.9468 | 0.045346 | 10 | 0.99217
31130 | 3.36 | 1 | 365 | 3.8234 | 0.69983 | 4 | 0.52325
31066 | 4.8 | 1 | 365 | 5.462 | 0.99976 | 6 | 0.46179
35634 | 7.8 | 1 | 365 | 8.8758 | 0.8746 | 9 | 0.75041
35718 | 11 | 1 | 365 | 12.5172 | 0.20778 | 12 | 0.72494
28570 | 13.77 | 1 | 365 | 15.6692 | 0.55555 | 16 | 0.22477
35726 | 9.18 | 1 | 365 | 10.4461 | 0.037035 | 10 | 0.48318
37316 | 12.2 | 1 | 365 | 13.8827 | 0.95772 | 14 | 0.84039
35732 | 34.1 | 0.9 | 365 | 34.9229 | 0.3297 | 35 | 0.25258
37648 | 1.44 | 1 | 365 | 1.6386 | 0.29993 | 1 | 0.93854
32355 | 6 | 1 | 365 | 6.8275 | 0.7497 | 7 | 0.57724
37659 | 9.6 | 1 | 365 | 10.9241 | 0.99951 | 11 | 0.92358
32348 | 8.48 | 1 | 365 | 9.6496 | 0.4329 | 10 | 0.082499
37661 | 5.5 | 1 | 365 | 6.2586 | 0.60389 | 6 | 0.86247
37662 | 9 | 1 | 365 | 10.2413 | 0.62454 | 10 | 0.86586
37665 | 6.3 | 1 | 365 | 7.1689 | 0.43718 | 7 | 0.6061
35751 | 5.185 | 1 | 365 | 5.9001 | 0.88203 | 6 | 0.78216
35769 | 9.18 | 1 | 365 | 10.4461 | 0.037035 | 10 | 0.48318
35779 | 5.2 | 1 | 365 | 5.9172 | 0.9164 | 6 | 0.83361
35783 | 10.5 | 1 | 365 | 11.9482 | 0.061968 | 12 | 0.01017
35787 | 5.4 | 1 | 365 | 6.1448 | 0.37473 | 6 | 0.51952
35620 | 3.5 | 1 | 365 | 3.9827 | 0.020656 | 4 | 0.00339
37670 | 8.745 | 1 | 365 | 9.9511 | 0.040182 | 9 | 0.99133
37673 | 7.83 | 1 | 365 | 8.9099 | 0.94335 | 9 | 0.8533
35383 | 4.77 | 1 | 365 | 5.4279 | 0.93101 | 6 | 0.35891
35137 | 5.4 | 1 | 365 | 6.1448 | 0.37473 | 6 | 0.51952
18385 | 2.34 | 1 | 365 | 2.6627 | 0.36238 | 3 | 0.025124
31466 | 5.98 | 1 | 365 | 6.8048 | 0.70386 | 7 | 0.50865
17339 | 5.88 | 1 | 365 | 6.691 | 0.4747 | 7 | 0.1657
17814 | 5.865 | 1 | 365 | 6.6739 | 0.44033 | 7 | 0.11425
35560 | 9.945 | 1 | 365 | 11.3167 | 0.79012 | 12 | 0.10678
35852 | 9.6 | 1 | 365 | 10.9241 | 0.99951 | 11 | 0.92358
35864 | 8.1 | 1 | 365 | 9.2172 | 0.56209 | 9 | 0.77927
31489 | 12.48 | 1 | 365 | 14.2013 | 0.59937 | 14 | 0.80066
35582 | 4.94 | 1 | 365 | 5.6213 | 0.32058 | 5 | 0.94193
35590 | 6.76 | 1 | 365 | 7.6924 | 0.49132 | 8 | 0.18369
31600 | 5.95 | 1 | 365 | 6.7706 | 0.63512 | 7 | 0.40576
35591 | 10.14 | 1 | 365 | 11.5385 | 0.23699 | 11 | 0.77554
35599 | 10.92 | 1 | 365 | 12.4261 | 0.024447 | 12 | 0.45058
27768 | 5.565 | 1 | 365 | 6.3325 | 0.75284 | 7 | 0.08539
27511 | 11.96 | 1 | 365 | 13.6096 | 0.40773 | 14 | 0.017298
18789 | 3.43 | 1 | 365 | 3.9031 | 0.86024 | 4 | 0.76332
36061 | 3.12 | 1 | 365 | 3.5503 | 0.14984 | 3 | 0.70016
36048 | 2.08 | 1 | 365 | 2.3669 | 0.76656 | 3 | 0.13344
36068 | 8.1 | 1 | 365 | 9.2172 | 0.56209 | 9 | 0.77927
36073 | 3.38 | 1 | 365 | 3.8462 | 0.74566 | 4 | 0.59185
31725 | 9.88 | 1 | 365 | 11.2427 | 0.64117 | 11 | 0.88386
36225 | 4.2 | 1 | 365 | 4.7793 | 0.62479 | 5 | 0.40407
17004 | 5.355 | 1 | 365 | 6.0936 | 0.2716 | 6 | 0.36519
36255 | 6.47 | 1 | 365 | 7.3624 | 0.82676 | 8 | 0.18912
36112 | 2.86 | 1 | 365 | 3.2545 | 0.55402 | 3 | 0.80848
36284 | 12 | 1 | 365 | 13.6551 | 0.49939 | 14 | 0.15448
36328 | 11.475 | 1 | 365 | 13.0577 | 0.29629 | 13 | 0.35397
36293 | 16.65 | 1 | 365 | 18.9464 | 0.15541 | 19 | 0.10184
36305 | 7.8 | 1 | 365 | 8.8758 | 0.8746 | 9 | 0.75041
36556 | 10.92 | 1 | 365 | 12.4261 | 0.024447 | 12 | 0.45058
36566 | 11.2 | 1 | 365 | 12.7447 | 0.6661 | 13 | 0.41085
36580 | 12.65 | 1 | 365 | 14.3947 | 0.98894 | 15 | 0.38368
36895 | 5 | 1 | 365 | 5.6896 | 0.45808 | 6 | 0.1477
36693 | 8.84 | 1 | 365 | 10.0592 | 0.25789 | 10 | 0.31713
36724 | 10.175 | 1 | 365 | 11.5784 | 0.31719 | 11 | 0.89557
36875 | 7.25 | 1 | 365 | 8.2499 | 0.61422 | 8 | 0.86416
36710 | 10.71 | 1 | 365 | 12.1872 | 0.54321 | 12 | 0.73037
36968 | 4.95 | 1 | 365 | 5.6327 | 0.3435 | 5 | 0.97622
21315 | 5.46 | 1 | 365 | 6.2131 | 0.51222 | 6 | 0.72529
21333 | 2.295 | 1 | 365 | 2.6115 | 0.25926 | 2 | 0.87079
35487 | 6.5 | 1 | 365 | 7.3965 | 0.8955 | 8 | 0.29201
21606 | 6.5 | 1 | 365 | 7.3965 | 0.8955 | 8 | 0.29201
21711 | 5.46 | 1 | 365 | 6.2131 | 0.51222 | 6 | 0.72529
21816 | 4.42 | 1 | 365 | 5.0296 | 0.12894 | 5 | 0.15857
36925 | 6.5 | 1 | 365 | 7.3965 | 0.8955 | 8 | 0.29201
37013 | 9.9 | 1 | 365 | 11.2654 | 0.687 | 11 | 0.95245
31504 | 9.81 | 1 | 365 | 11.163 | 0.48075 | 11 | 0.64379
37329 | 3.25 | 1 | 365 | 3.6983 | 0.44775 | 4 | 0.146
36407 | 13.08 | 1 | 365 | 14.884 | 0.97434 | 15 | 0.85838
37369 | 7.625 | 1 | 365 | 8.6767 | 0.47357 | 9 | 0.15024
37419 | 10.25 | 1 | 365 | 11.6637 | 0.48906 | 12 | 0.15278
36535 | 7.2 | 1 | 365 | 8.1931 | 0.49964 | 8 | 0.69269
36950 | 10.4 | 1 | 365 | 11.8344 | 0.83281 | 12 | 0.66722
36544 | 5.1 | 1 | 365 | 5.8034 | 0.68724 | 6 | 0.49065
36548 | 12 | 1 | 365 | 13.6551 | 0.49939 | 14 | 0.15448
34054 | 7.51 | 1 | 365 | 8.5458 | 0.21004 | 8 | 0.75585
36550 | 6.9 | 1 | 365 | 7.8517 | 0.81215 | 8 | 0.66383
36567 | 5.232 | 1 | 365 | 5.9536 | 0.98973 | 6 | 0.94335
16847 | 9.435 | 1 | 365 | 10.7363 | 0.6214 | 11 | 0.35771
36568 | 6.3 | 1 | 365 | 7.1689 | 0.43718 | 7 | 0.6061
36569 | 11.18 | 1 | 365 | 12.722 | 0.62027 | 13 | 0.34226
37096 | 6.5 | 1 | 365 | 7.3965 | 0.8955 | 8 | 0.29201
36570 | 6 | 1 | 365 | 6.8275 | 0.7497 | 7 | 0.57724
36571 | 4.86 | 1 | 365 | 5.5303 | 0.13725 | 5 | 0.66756
37666 | 5.559 | 1 | 365 | 6.3257 | 0.73909 | 7 | 0.064813
36572 | 9.1 | 1 | 365 | 10.3551 | 0.85371 | 11 | 0.20881
36573 | 4.68 | 1 | 365 | 5.3255 | 0.72476 | 6 | 0.050247
17387 | 9.62 | 1 | 365 | 10.9468 | 0.045346 | 10 | 0.99217
36574 | 11.4 | 1 | 365 | 12.9723 | 0.12442 | 13 | 0.096756
36575 | 12.255 | 1 | 365 | 13.9453 | 0.083754 | 14 | 0.029013
36576 | 10.791 | 1 | 365 | 12.2793 | 0.72883 | 13 | 0.0081661
36595 | 6 | 1 | 365 | 6.8275 | 0.7497 | 7 | 0.57724
36635 | 5.4 | 1 | 365 | 6.1448 | 0.37473 | 6 | 0.51952
17495 | 6.375 | 1 | 365 | 7.2543 | 0.60905 | 7 | 0.86332
34685 | 5.7 | 1 | 365 | 6.4862 | 0.062211 | 6 | 0.54838
33882 | 5.4 | 1 | 365 | 6.1448 | 0.37473 | 6 | 0.51952
36791 | 8.75 | 1 | 365 | 9.9568 | 0.05164 | 10 | 0.008475
15956 | 6.125 | 1 | 365 | 6.9698 | 0.036148 | 7 | 0.0059325
36813 | 8.4 | 1 | 365 | 9.5586 | 0.24957 | 9 | 0.80814
15787 | 6.75 | 1 | 365 | 7.681 | 0.46841 | 8 | 0.1494
36614 | 2.7 | 1 | 365 | 3.0724 | 0.18736 | 3 | 0.25976
36841 | 6.6 | 1 | 365 | 7.5103 | 0.12467 | 7 | 0.63496
37222 | 7.02 | 1 | 365 | 7.9882 | 0.087144 | 8 | 0.075371
37667 | 9.3 | 1 | 365 | 10.5827 | 0.31203 | 10 | 0.89472
37664 | 3.597 | 1 | 365 | 4.0931 | 0.24294 | 4 | 0.33606
37639 | 9.975 | 1 | 365 | 11.3508 | 0.85887 | 12 | 0.20966
37637 | 3.3 | 1 | 365 | 3.7551 | 0.56233 | 4 | 0.31748
37623 | 11.34 | 1 | 365 | 12.9041 | 0.98693 | 13 | 0.89098
35748 | 14.388 | 1 | 365 | 16.3725 | 0.97177 | 17 | 0.34422
24438 | 9.483 | 1 | 365 | 10.7909 | 0.73139 | 11 | 0.52233
35742 | 5.25 | 1 | 365 | 5.9741 | 0.030984 | 6 | 0.005085
35752 | 9.75 | 1 | 365 | 11.0948 | 0.34326 | 11 | 0.43801
35773 | 5 | 1 | 365 | 5.6896 | 0.45808 | 6 | 0.1477
32678 | 4.42 | 1 | 365 | 5.0296 | 0.12894 | 5 | 0.15857
33692 | 3.57 | 1 | 365 | 4.0624 | 0.18107 | 4 | 0.24346
37008 | 5.46 | 1 | 365 | 6.2131 | 0.51222 | 6 | 0.72529
32944 | 12.19 | 1 | 365 | 13.8713 | 0.9348 | 14 | 0.80609
23069 | 12.75 | 1 | 365 | 14.5085 | 0.2181 | 14 | 0.72663
35494 | 3.64 | 1 | 365 | 4.142 | 0.34148 | 4 | 0.48353
35868 | 5.83 | 1 | 365 | 6.6341 | 0.36012 | 6 | 0.99422
36107 | 4.32 | 1 | 365 | 4.9158 | 0.89978 | 5 | 0.81561
36838 | 4.77 | 1 | 365 | 5.4279 | 0.93101 | 6 | 0.35891
37341 | 24.57 | 1 | 365 | 27.9588 | 0.30501 | 28 | 0.2638
17295 | 4.68 | 1 | 365 | 5.3255 | 0.72476 | 6 | 0.050247
14897 | 6.63 | 1 | 365 | 7.5444 | 0.19341 | 7 | 0.73785
35781 | 15.95 | 1 | 365 | 18.1499 | 0.55128 | 18 | 0.70116
30612 | 8.58 | 1 | 365 | 9.7634 | 0.66207 | 10 | 0.42545
36869 | 4.42 | 1 | 365 | 5.0296 | 0.12894 | 5 | 0.15857
23706 | 5.1 | 1 | 365 | 5.8034 | 0.68724 | 6 | 0.49065
37671 | 7.56 | 1 | 365 | 8.6027 | 0.32462 | 8 | 0.92732
35565 | 13.26 | 1 | 365 | 15.0889 | 0.38683 | 15 | 0.4757
35558 | 11.18 | 1 | 365 | 12.722 | 0.62027 | 13 | 0.34226
37348 | 4.8 | 1 | 365 | 5.462 | 0.99976 | 6 | 0.46179
36762 | 5.559 | 1 | 365 | 6.3257 | 0.73909 | 7 | 0.064813
25896 | 9 | 1 | 365 | 10.2413 | 0.62454 | 10 | 0.86586
27533 | 13.75 | 1 | 365 | 15.6465 | 0.50972 | 16 | 0.15617
34514 | 11.13 | 1 | 365 | 12.6651 | 0.50569 | 13 | 0.17078
28766 | 3.9 | 1 | 365 | 4.4379 | 0.9373 | 5 | 0.37521
30937 | 6.24 | 1 | 365 | 7.1006 | 0.29968 | 7 | 0.40033
34371 | 3.9 | 1 | 365 | 4.4379 | 0.9373 | 5 | 0.37521
25575 | 5.46 | 1 | 365 | 6.2131 | 0.51222 | 6 | 0.72529
33919 | 7 | 1 | 365 | 7.9655 | 0.041312 | 8 | 0.00678
36970 | 5.75 | 1 | 365 | 6.5431 | 0.17679 | 6 | 0.71985
31765 | 4.08 | 1 | 365 | 4.6427 | 0.34979 | 4 | 0.99252
18437 | 6.885 | 1 | 365 | 7.8346 | 0.77778 | 8 | 0.61238
35762 | 15 | 1 | 365 | 17.0689 | 0.37424 | 17 | 0.4431
35784 | 15.95 | 1 | 365 | 18.1499 | 0.55128 | 18 | 0.70116
31744 | 10.2 | 1 | 365 | 11.6068 | 0.37448 | 11 | 0.98131
37312 | 10.26 | 1 | 365 | 11.6751 | 0.51198 | 12 | 0.18708
30932 | 8.84 | 1 | 365 | 10.0592 | 0.25789 | 10 | 0.31713
16780 | 446.71 | 0.9 | 365 | 457.4898 | 0.31901 | 457 | 0.80883
28493 | 4.94 | 1 | 365 | 5.6213 | 0.32058 | 5 | 0.94193
31140 | 5.5 | 1 | 365 | 6.2586 | 0.60389 | 6 | 0.86247
37649 | 9.18 | 1 | 365 | 10.4461 | 0.037035 | 10 | 0.48318
29552 | 4.94 | 1 | 365 | 5.6213 | 0.32058 | 5 | 0.94193
17708 | 2.08 | 1 | 365 | 2.3669 | 0.76656 | 3 | 0.13344
33890 | 10.5 | 1 | 365 | 11.9482 | 0.061968 | 12 | 0.01017
36910 | 3.5 | 1 | 365 | 3.9827 | 0.020656 | 4 | 0.00339
33291 | 3.64 | 1 | 365 | 4.142 | 0.34148 | 4 | 0.48353
36765 | 12.1 | 1 | 365 | 13.7689 | 0.72855 | 14 | 0.49743
37336 | 4.32 | 1 | 365 | 4.9158 | 0.89978 | 5 | 0.81561
37101 | 15 | 1 | 365 | 17.0689 | 0.37424 | 17 | 0.4431
37103 | 12 | 1 | 365 | 13.6551 | 0.49939 | 14 | 0.15448
35612 | 7.8 | 1 | 365 | 8.8758 | 0.8746 | 9 | 0.75041
35743 | 5.75 | 1 | 365 | 6.5431 | 0.17679 | 6 | 0.71985
35750 | 22 | 1 | 365 | 25.0343 | 0.41555 | 25 | 0.44988
35747 | 9 | 1 | 365 | 10.2413 | 0.62454 | 10 | 0.86586
35739 | 22 | 1 | 365 | 25.0343 | 0.41555 | 25 | 0.44988
35735 | 18.425 | 1 | 365 | 20.9662 | 0.22302 | 21 | 0.18927
35741 | 12 | 1 | 365 | 13.6551 | 0.49939 | 14 | 0.15448
27254 | 24.77 | 1 | 365 | 28.1864 | 0.76333 | 28 | 0.94971
37654 | 1.44 | 1 | 365 | 1.6386 | 0.29993 | 1 | 0.93854
29095 | 11.7 | 1 | 365 | 13.3137 | 0.81191 | 14 | 0.12562
29098 | 14.04 | 1 | 365 | 15.9765 | 0.17429 | 16 | 0.15074
29099 | 18.615 | 1 | 365 | 21.1825 | 0.65843 | 21 | 0.84089
29081 | 7.685 | 1 | 365 | 8.7449 | 0.61107 | 9 | 0.35601
29160 | 3.9 | 1 | 365 | 4.4379 | 0.9373 | 5 | 0.37521
29163 | 11.7 | 1 | 365 | 13.3137 | 0.81191 | 14 | 0.12562
29180 | 4.68 | 1 | 365 | 5.3255 | 0.72476 | 6 | 0.050247
29185 | 7.28 | 1 | 365 | 8.2841 | 0.68296 | 8 | 0.96705
29166 | 8.58 | 1 | 365 | 9.7634 | 0.66207 | 10 | 0.42545
29247 | 5.3 | 1 | 365 | 6.031 | 0.14556 | 6 | 0.17656
29256 | 13.25 | 1 | 365 | 15.0775 | 0.36391 | 15 | 0.4414
29260 | 2.34 | 1 | 365 | 2.6627 | 0.36238 | 3 | 0.025124
29271 | 3.64 | 1 | 365 | 4.142 | 0.34148 | 4 | 0.48353
29282 | 3.445 | 1 | 365 | 3.9201 | 0.89462 | 4 | 0.81477
29285 | 8.32 | 1 | 365 | 9.4675 | 0.066245 | 9 | 0.53377
29301 | 18.72 | 1 | 365 | 21.3019 | 0.89905 | 22 | 0.20099
29312 | 3.9 | 1 | 365 | 4.4379 | 0.9373 | 5 | 0.37521
29313 | 4.77 | 1 | 365 | 5.4279 | 0.93101 | 6 | 0.35891
29315 | 5.98 | 1 | 365 | 6.8048 | 0.70386 | 7 | 0.50865
29318 | 10.07 | 1 | 365 | 11.4589 | 0.076573 | 11 | 0.53547
29321 | 4.94 | 1 | 365 | 5.6213 | 0.32058 | 5 | 0.94193
29322 | 10.4 | 1 | 365 | 11.8344 | 0.83281 | 12 | 0.66722
29323 | 11.44 | 1 | 365 | 13.0179 | 0.21609 | 13 | 0.23394
29325 | 5.72 | 1 | 365 | 6.5089 | 0.10804 | 6 | 0.61697
29385 | 11.7 | 1 | 365 | 13.3137 | 0.81191 | 14 | 0.12562
29484 | 8.32 | 1 | 365 | 9.4675 | 0.066245 | 9 | 0.53377
28730 | 4.94 | 1 | 365 | 5.6213 | 0.32058 | 5 | 0.94193
29526 | 11.7 | 1 | 365 | 13.3137 | 0.81191 | 14 | 0.12562
29525 | 3.975 | 1 | 365 | 4.5232 | 0.10917 | 4 | 0.63242
29527 | 7.02 | 1 | 365 | 7.9882 | 0.087144 | 8 | 0.075371
29528 | 2.08 | 1 | 365 | 2.3669 | 0.76656 | 3 | 0.13344
29530 | 10.92 | 1 | 365 | 12.4261 | 0.024447 | 12 | 0.45058
29532 | 6.24 | 1 | 365 | 7.1006 | 0.29968 | 7 | 0.40033
29533 | 8.32 | 1 | 365 | 9.4675 | 0.066245 | 9 | 0.53377
29542 | 11.96 | 1 | 365 | 13.6096 | 0.40773 | 14 | 0.017298
29543 | 4.505 | 1 | 365 | 5.1263 | 0.32373 | 5 | 0.45008
29616 | 3.57 | 1 | 365 | 4.0624 | 0.18107 | 4 | 0.24346
29599 | 4.42 | 1 | 365 | 5.0296 | 0.12894 | 5 | 0.15857
29629 | 5.3 | 1 | 365 | 6.031 | 0.14556 | 6 | 0.17656
29640 | 14.04 | 1 | 365 | 15.9765 | 0.17429 | 16 | 0.15074
29645 | 4.845 | 1 | 365 | 5.5132 | 0.10288 | 5 | 0.61612
29657 | 4.68 | 1 | 365 | 5.3255 | 0.72476 | 6 | 0.050247
29651 | 7.54 | 1 | 365 | 8.5799 | 0.27878 | 8 | 0.85873
29654 | 5.98 | 1 | 365 | 6.8048 | 0.70386 | 7 | 0.50865
29649 | 5.2 | 1 | 365 | 5.9172 | 0.9164 | 6 | 0.83361
29652 | 9.62 | 1 | 365 | 10.9468 | 0.045346 | 10 | 0.99217
29655 | 3.12 | 1 | 365 | 3.5503 | 0.14984 | 3 | 0.70016
29658 | 8.84 | 1 | 365 | 10.0592 | 0.25789 | 10 | 0.31713
29660 | 8.06 | 1 | 365 | 9.1717 | 0.47042 | 9 | 0.64209
29661 | 10.71 | 1 | 365 | 12.1872 | 0.54321 | 12 | 0.73037
29664 | 3.71 | 1 | 365 | 4.2217 | 0.5019 | 4 | 0.72359
29666 | 6.24 | 1 | 365 | 7.1006 | 0.29968 | 7 | 0.40033
29667 | 5.72 | 1 | 365 | 6.5089 | 0.10804 | 6 | 0.61697
29671 | 9.88 | 1 | 365 | 11.2427 | 0.64117 | 11 | 0.88386
29674 | 8.925 | 1 | 365 | 10.156 | 0.45267 | 10 | 0.60864
29675 | 10.2 | 1 | 365 | 11.6068 | 0.37448 | 11 | 0.98131
29677 | 5.98 | 1 | 365 | 6.8048 | 0.70386 | 7 | 0.50865
29678 | 4.77 | 1 | 365 | 5.4279 | 0.93101 | 6 | 0.35891
29702 | 4.16 | 1 | 365 | 4.7338 | 0.53312 | 5 | 0.26689
29701 | 7.02 | 1 | 365 | 7.9882 | 0.087144 | 8 | 0.075371
29681 | 8.84 | 1 | 365 | 10.0592 | 0.25789 | 10 | 0.31713
29683 | 4.94 | 1 | 365 | 5.6213 | 0.32058 | 5 | 0.94193
29684 | 4.845 | 1 | 365 | 5.5132 | 0.10288 | 5 | 0.61612
29685 | 9.1 | 1 | 365 | 10.3551 | 0.85371 | 11 | 0.20881
29687 | 10.14 | 1 | 365 | 11.5385 | 0.23699 | 11 | 0.77554
29688 | 4.16 | 1 | 365 | 4.7338 | 0.53312 | 5 | 0.26689
29689 | 14.3 | 1 | 365 | 16.2723 | 0.77011 | 17 | 0.042422
29690 | 7.28 | 1 | 365 | 8.2841 | 0.68296 | 8 | 0.96705
29691 | 8.06 | 1 | 365 | 9.1717 | 0.47042 | 9 | 0.64209
29692 | 8.67 | 1 | 365 | 9.8658 | 0.86831 | 10 | 0.73411
29694 | 6.24 | 1 | 365 | 7.1006 | 0.29968 | 7 | 0.40033
29693 | 4.94 | 1 | 365 | 5.6213 | 0.32058 | 5 | 0.94193
29695 | 8.48 | 1 | 365 | 9.6496 | 0.4329 | 10 | 0.082499
29696 | 2.6 | 1 | 365 | 2.9586 | 0.9582 | 3 | 0.9168
29697 | 12.74 | 1 | 365 | 14.4972 | 0.19519 | 14 | 0.69234
29698 | 8.085 | 1 | 365 | 9.2001 | 0.52772 | 9 | 0.72783
29699 | 5.46 | 1 | 365 | 6.2131 | 0.51222 | 6 | 0.72529
29700 | 5.98 | 1 | 365 | 6.8048 | 0.70386 | 7 | 0.50865
29709 | 3.38 | 1 | 365 | 3.8462 | 0.74566 | 4 | 0.59185
29711 | 4.68 | 1 | 365 | 5.3255 | 0.72476 | 6 | 0.050247
29713 | 2.88 | 1 | 365 | 3.2772 | 0.59985 | 3 | 0.87708
32911 | 14.025 | 1 | 365 | 15.9594 | 0.13991 | 16 | 0.099299
28862 | 8.58 | 1 | 365 | 9.7634 | 0.66207 | 10 | 0.42545
28725 | 9.36 | 1 | 365 | 10.651 | 0.44953 | 11 | 0.10049
28722 | 5.83 | 1 | 365 | 6.6341 | 0.36012 | 6 | 0.99422
28710 | 5.565 | 1 | 365 | 6.3325 | 0.75284 | 7 | 0.08539
28709 | 11.7 | 1 | 365 | 13.3137 | 0.81191 | 14 | 0.12562
28708 | 7.28 | 1 | 365 | 8.2841 | 0.68296 | 8 | 0.96705
28707 | 7.54 | 1 | 365 | 8.5799 | 0.27878 | 8 | 0.85873
28706 | 9.1 | 1 | 365 | 10.3551 | 0.85371 | 11 | 0.20881
28705 | 7.02 | 1 | 365 | 7.9882 | 0.087144 | 8 | 0.075371
28703 | 5.2 | 1 | 365 | 5.9172 | 0.9164 | 6 | 0.83361
28697 | 11.985 | 1 | 365 | 13.638 | 0.46502 | 14 | 0.10304
28696 | 15.08 | 1 | 365 | 17.1599 | 0.55757 | 17 | 0.71746
28695 | 9.36 | 1 | 365 | 10.651 | 0.44953 | 11 | 0.10049
28693 | 7.28 | 1 | 365 | 8.2841 | 0.68296 | 8 | 0.96705
28690 | 14.04 | 1 | 365 | 15.9765 | 0.17429 | 16 | 0.15074
28689 | 9.36 | 1 | 365 | 10.651 | 0.44953 | 11 | 0.10049
28692 | 12.74 | 1 | 365 | 14.4972 | 0.19519 | 14 | 0.69234
28704 | 6.76 | 1 | 365 | 7.6924 | 0.49132 | 8 | 0.18369
28595 | 9.36 | 1 | 365 | 10.651 | 0.44953 | 11 | 0.10049
28596 | 3.38 | 1 | 365 | 3.8462 | 0.74566 | 4 | 0.59185
28638 | 4.94 | 1 | 365 | 5.6213 | 0.32058 | 5 | 0.94193
28578 | 6.76 | 1 | 365 | 7.6924 | 0.49132 | 8 | 0.18369
28674 | 10.4 | 1 | 365 | 11.8344 | 0.83281 | 12 | 0.66722
28675 | 7.54 | 1 | 365 | 8.5799 | 0.27878 | 8 | 0.85873
28676 | 8.32 | 1 | 365 | 9.4675 | 0.066245 | 9 | 0.53377
28679 | 13.26 | 1 | 365 | 15.0889 | 0.38683 | 15 | 0.4757
28701 | 13 | 1 | 365 | 14.793 | 0.79101 | 15 | 0.58402
28786 | 4.68 | 1 | 365 | 5.3255 | 0.72476 | 6 | 0.050247
28792 | 5.865 | 1 | 365 | 6.6739 | 0.44033 | 7 | 0.11425
28789 | 8.58 | 1 | 365 | 9.7634 | 0.66207 | 10 | 0.42545
28797 | 9.945 | 1 | 365 | 11.3167 | 0.79012 | 12 | 0.10678
29767 | 9.18 | 1 | 365 | 10.4461 | 0.037035 | 10 | 0.48318
29775 | 11.7 | 1 | 365 | 13.3137 | 0.81191 | 14 | 0.12562
29777 | 4.16 | 1 | 365 | 4.7338 | 0.53312 | 5 | 0.26689
29779 | 2.6 | 1 | 365 | 2.9586 | 0.9582 | 3 | 0.9168
29781 | 4.94 | 1 | 365 | 5.6213 | 0.32058 | 5 | 0.94193
28796 | 9.275 | 1 | 365 | 10.5542 | 0.25474 | 10 | 0.80898
29785 | 9.275 | 1 | 365 | 10.5542 | 0.25474 | 10 | 0.80898
29786 | 4.68 | 1 | 365 | 5.3255 | 0.72476 | 6 | 0.050247
28801 | 10.4 | 1 | 365 | 11.8344 | 0.83281 | 12 | 0.66722
28806 | 6.76 | 1 | 365 | 7.6924 | 0.49132 | 8 | 0.18369
29798 | 2.08 | 1 | 365 | 2.3669 | 0.76656 | 3 | 0.13344
28810 | 8.84 | 1 | 365 | 10.0592 | 0.25789 | 10 | 0.31713
29804 | 5.72 | 1 | 365 | 6.5089 | 0.10804 | 6 | 0.61697
29810 | 2.6 | 1 | 365 | 2.9586 | 0.9582 | 3 | 0.9168
28813 | 3.64 | 1 | 365 | 4.142 | 0.34148 | 4 | 0.48353
29813 | 10.07 | 1 | 365 | 11.4589 | 0.076573 | 11 | 0.53547
28818 | 9.18 | 1 | 365 | 10.4461 | 0.037035 | 10 | 0.48318
28820 | 3.825 | 1 | 365 | 4.3526 | 0.76543 | 5 | 0.11799
29818 | 13.77 | 1 | 365 | 15.6692 | 0.55555 | 16 | 0.22477
28829 | 6.48 | 1 | 365 | 7.3737 | 0.84967 | 8 | 0.22342
29824 | 3.9 | 1 | 365 | 4.4379 | 0.9373 | 5 | 0.37521
28831 | 11.96 | 1 | 365 | 13.6096 | 0.40773 | 14 | 0.017298
28833 | 2.6 | 1 | 365 | 2.9586 | 0.9582 | 3 | 0.9168
29826 | 4.42 | 1 | 365 | 5.0296 | 0.12894 | 5 | 0.15857
28841 | 10.4 | 1 | 365 | 11.8344 | 0.83281 | 12 | 0.66722
29827 | 5.46 | 1 | 365 | 6.2131 | 0.51222 | 6 | 0.72529
28839 | 4.16 | 1 | 365 | 4.7338 | 0.53312 | 5 | 0.26689
29873 | 4.94 | 1 | 365 | 5.6213 | 0.32058 | 5 | 0.94193
28840 | 8.84 | 1 | 365 | 10.0592 | 0.25789 | 10 | 0.31713
29883 | 5.72 | 1 | 365 | 6.5089 | 0.10804 | 6 | 0.61697
28861 | 8.06 | 1 | 365 | 9.1717 | 0.47042 | 9 | 0.64209
28859 | 5.72 | 1 | 365 | 6.5089 | 0.10804 | 6 | 0.61697
29888 | 7.95 | 1 | 365 | 9.0465 | 0.21835 | 9 | 0.26484
29891 | 6.095 | 1 | 365 | 6.9356 | 0.9674 | 7 | 0.90305
28930 | 13.52 | 1 | 365 | 15.3847 | 0.98265 | 16 | 0.36738
28935 | 4.42 | 1 | 365 | 5.0296 | 0.12894 | 5 | 0.15857
29892 | 5.3 | 1 | 365 | 6.031 | 0.14556 | 6 | 0.17656
28949 | 7.54 | 1 | 365 | 8.5799 | 0.27878 | 8 | 0.85873
29896 | 9.88 | 1 | 365 | 11.2427 | 0.64117 | 11 | 0.88386
29900 | 4.42 | 1 | 365 | 5.0296 | 0.12894 | 5 | 0.15857
29904 | 7.02 | 1 | 365 | 7.9882 | 0.087144 | 8 | 0.075371
29906 | 5.98 | 1 | 365 | 6.8048 | 0.70386 | 7 | 0.50865
29907 | 3.38 | 1 | 365 | 3.8462 | 0.74566 | 4 | 0.59185
28969 | 6.24 | 1 | 365 | 7.1006 | 0.29968 | 7 | 0.40033
29930 | 7.8 | 1 | 365 | 8.8758 | 0.8746 | 9 | 0.75041
28990 | 9.88 | 1 | 365 | 11.2427 | 0.64117 | 11 | 0.88386
29929 | 10.455 | 1 | 365 | 11.897 | 0.95885 | 12 | 0.85584
28991 | 7.54 | 1 | 365 | 8.5799 | 0.27878 | 8 | 0.85873
29932 | 5.98 | 1 | 365 | 6.8048 | 0.70386 | 7 | 0.50865
29928 | 9.36 | 1 | 365 | 10.651 | 0.44953 | 11 | 0.10049
28992 | 8.32 | 1 | 365 | 9.4675 | 0.066245 | 9 | 0.53377
29927 | 11.7 | 1 | 365 | 13.3137 | 0.81191 | 14 | 0.12562
28996 | 8.32 | 1 | 365 | 9.4675 | 0.066245 | 9 | 0.53377
29910 | 4.16 | 1 | 365 | 4.7338 | 0.53312 | 5 | 0.26689
29926 | 10.14 | 1 | 365 | 11.5385 | 0.23699 | 11 | 0.77554
29003 | 8.745 | 1 | 365 | 9.9511 | 0.040182 | 9 | 0.99133
29911 | 10.14 | 1 | 365 | 11.5385 | 0.23699 | 11 | 0.77554
29002 | 17.94 | 1 | 365 | 20.4144 | 0.11159 | 20 | 0.52595
29913 | 6.36 | 1 | 365 | 7.2372 | 0.57468 | 7 | 0.81187
29009 | 4.24 | 1 | 365 | 4.8248 | 0.71645 | 5 | 0.54125
29925 | 8.32 | 1 | 365 | 9.4675 | 0.066245 | 9 | 0.53377
29008 | 6.095 | 1 | 365 | 6.9356 | 0.9674 | 7 | 0.90305
29923 | 9.01 | 1 | 365 | 10.2527 | 0.64746 | 10 | 0.90016
29917 | 6.095 | 1 | 365 | 6.9356 | 0.9674 | 7 | 0.90305
29014 | 9.1 | 1 | 365 | 10.3551 | 0.85371 | 11 | 0.20881
29015 | 6.5 | 1 | 365 | 7.3965 | 0.8955 | 8 | 0.29201
29914 | 8.32 | 1 | 365 | 9.4675 | 0.066245 | 9 | 0.53377
29915 | 7.385 | 1 | 365 | 8.4036 | 0.92358 | 9 | 0.32715
29018 | 11.7 | 1 | 365 | 13.3137 | 0.81191 | 14 | 0.12562
29916 | 5.98 | 1 | 365 | 6.8048 | 0.70386 | 7 | 0.50865
29020 | 7.155 | 1 | 365 | 8.1418 | 0.39651 | 8 | 0.53836
29922 | 8.215 | 1 | 365 | 9.348 | 0.82563 | 10 | 0.17367
29025 | 9.36 | 1 | 365 | 10.651 | 0.44953 | 11 | 0.10049
29934 | 6.24 | 1 | 365 | 7.1006 | 0.29968 | 7 | 0.40033
29027 | 8.215 | 1 | 365 | 9.348 | 0.82563 | 10 | 0.17367
29933 | 4.68 | 1 | 365 | 5.3255 | 0.72476 | 6 | 0.050247
29919 | 9.275 | 1 | 365 | 10.5542 | 0.25474 | 10 | 0.80898
29028 | 5.72 | 1 | 365 | 6.5089 | 0.10804 | 6 | 0.61697
29029 | 8.215 | 1 | 365 | 9.348 | 0.82563 | 10 | 0.17367
29032 | 7.02 | 1 | 365 | 7.9882 | 0.087144 | 8 | 0.075371
29935 | 11.44 | 1 | 365 | 13.0179 | 0.21609 | 13 | 0.23394
29035 | 8.925 | 1 | 365 | 10.156 | 0.45267 | 10 | 0.60864
29941 | 5.94 | 1 | 365 | 6.7593 | 0.6122 | 7 | 0.37147
29033 | 2.6 | 1 | 365 | 2.9586 | 0.9582 | 3 | 0.9168
29037 | 6.5 | 1 | 365 | 7.3965 | 0.8955 | 8 | 0.29201
29036 | 8.84 | 1 | 365 | 10.0592 | 0.25789 | 10 | 0.31713
29944 | 2.08 | 1 | 365 | 2.3669 | 0.76656 | 3 | 0.13344
29041 | 3.12 | 1 | 365 | 3.5503 | 0.14984 | 3 | 0.70016
29043 | 4.16 | 1 | 365 | 4.7338 | 0.53312 | 5 | 0.26689
29045 | 5.72 | 1 | 365 | 6.5089 | 0.10804 | 6 | 0.61697
29945 | 7.28 | 1 | 365 | 8.2841 | 0.68296 | 8 | 0.96705
29946 | 2.6 | 1 | 365 | 2.9586 | 0.9582 | 3 | 0.9168
29049 | 13 | 1 | 365 | 14.793 | 0.79101 | 15 | 0.58402
29947 | 12.74 | 1 | 365 | 14.4972 | 0.19519 | 14 | 0.69234
29060 | 8.06 | 1 | 365 | 9.1717 | 0.47042 | 9 | 0.64209
29059 | 4.24 | 1 | 365 | 4.8248 | 0.71645 | 5 | 0.54125
29948 | 8 | 1 | 365 | 9.1034 | 0.33293 | 9 | 0.43632
29065 | 4.42 | 1 | 365 | 5.0296 | 0.12894 | 5 | 0.15857
29064 | 12.48 | 1 | 365 | 14.2013 | 0.59937 | 14 | 0.80066
29949 | 4.68 | 1 | 365 | 5.3255 | 0.72476 | 6 | 0.050247
29950 | 7.8 | 1 | 365 | 8.8758 | 0.8746 | 9 | 0.75041
29951 | 12.455 | 1 | 365 | 14.1728 | 0.54208 | 14 | 0.71492
29952 | 4.68 | 1 | 365 | 5.3255 | 0.72476 | 6 | 0.050247
29953 | 12.22 | 1 | 365 | 13.9054 | 0.0035475 | 13 | 0.90898
29068 | 8.84 | 1 | 365 | 10.0592 | 0.25789 | 10 | 0.31713
29958 | 3.9 | 1 | 365 | 4.4379 | 0.9373 | 5 | 0.37521
29069 | 7.905 | 1 | 365 | 8.9953 | 0.11522 | 9 | 0.11051
29959 | 7.02 | 1 | 365 | 7.9882 | 0.087144 | 8 | 0.075371
29961 | 14.045 | 1 | 365 | 15.9821 | 0.18575 | 16 | 0.16789
29071 | 5.83 | 1 | 365 | 6.6341 | 0.36012 | 6 | 0.99422
29963 | 4.16 | 1 | 365 | 4.7338 | 0.53312 | 5 | 0.26689
29073 | 11.22 | 1 | 365 | 12.7675 | 0.71193 | 13 | 0.47944
29966 | 9.18 | 1 | 365 | 10.4461 | 0.037035 | 10 | 0.48318
29072 | 11.96 | 1 | 365 | 13.6096 | 0.40773 | 14 | 0.017298
29967 | 13.78 | 1 | 365 | 15.6806 | 0.57847 | 16 | 0.25906
29074 | 3.12 | 1 | 365 | 3.5503 | 0.14984 | 3 | 0.70016
29968 | 12.72 | 1 | 365 | 14.4744 | 0.14936 | 14 | 0.62375
29076 | 9.1 | 1 | 365 | 10.3551 | 0.85371 | 11 | 0.20881
29079 | 10.14 | 1 | 365 | 11.5385 | 0.23699 | 11 | 0.77554
29969 | 9.88 | 1 | 365 | 11.2427 | 0.64117 | 11 | 0.88386
29082 | 7.28 | 1 | 365 | 8.2841 | 0.68296 | 8 | 0.96705
29083 | 8.215 | 1 | 365 | 9.348 | 0.82563 | 10 | 0.17367
29971 | 2.805 | 1 | 365 | 3.1919 | 0.42798 | 3 | 0.61986
29084 | 8.58 | 1 | 365 | 9.7634 | 0.66207 | 10 | 0.42545
29972 | 4.16 | 1 | 365 | 4.7338 | 0.53312 | 5 | 0.26689
29086 | 8.215 | 1 | 365 | 9.348 | 0.82563 | 10 | 0.17367
29975 | 9.9 | 1 | 365 | 11.2654 | 0.687 | 11 | 0.95245
30006 | 5.2 | 1 | 365 | 5.9172 | 0.9164 | 6 | 0.83361
29976 | 14.04 | 1 | 365 | 15.9765 | 0.17429 | 16 | 0.15074
30007 | 6.36 | 1 | 365 | 7.2372 | 0.57468 | 7 | 0.81187
29977 | 8.06 | 1 | 365 | 9.1717 | 0.47042 | 9 | 0.64209
30009 | 3.315 | 1 | 365 | 3.7722 | 0.59671 | 4 | 0.36893
30010 | 7.685 | 1 | 365 | 8.7449 | 0.61107 | 9 | 0.35601
30011 | 5.035 | 1 | 365 | 5.7294 | 0.53829 | 6 | 0.26773
30014 | 8.58 | 1 | 365 | 9.7634 | 0.66207 | 10 | 0.42545
30013 | 11.18 | 1 | 365 | 12.722 | 0.62027 | 13 | 0.34226
30015 | 10.4 | 1 | 365 | 11.8344 | 0.83281 | 12 | 0.66722
30016 | 7.8 | 1 | 365 | 8.8758 | 0.8746 | 9 | 0.75041
30018 | 10.92 | 1 | 365 | 12.4261 | 0.024447 | 12 | 0.45058
29979 | 12.72 | 1 | 365 | 14.4744 | 0.14936 | 14 | 0.62375
29980 | 11.7 | 1 | 365 | 13.3137 | 0.81191 | 14 | 0.12562
29981 | 5.1 | 1 | 365 | 5.8034 | 0.68724 | 6 | 0.49065
29982 | 6.89 | 1 | 365 | 7.8403 | 0.78923 | 8 | 0.62953
29983 | 5.2 | 1 | 365 | 5.9172 | 0.9164 | 6 | 0.83361
30020 | 4.68 | 1 | 365 | 5.3255 | 0.72476 | 6 | 0.050247
29984 | 13.52 | 1 | 365 | 15.3847 | 0.98265 | 16 | 0.36738
29985 | 6.12 | 1 | 365 | 6.9641 | 0.02469 | 6 | 0.98878
29986 | 3.9 | 1 | 365 | 4.4379 | 0.9373 | 5 | 0.37521
30134 | 10.14 | 1 | 365 | 11.5385 | 0.23699 | 11 | 0.77554
30024 | 7.02 | 1 | 365 | 7.9882 | 0.087144 | 8 | 0.075371
30132 | 6.24 | 1 | 365 | 7.1006 | 0.29968 | 7 | 0.40033
30136 | 4.16 | 1 | 365 | 4.7338 | 0.53312 | 5 | 0.26689
30023 | 10.14 | 1 | 365 | 11.5385 | 0.23699 | 11 | 0.77554
30135 | 10.2 | 1 | 365 | 11.6068 | 0.37448 | 11 | 0.98131
30139 | 13.52 | 1 | 365 | 15.3847 | 0.98265 | 16 | 0.36738
30026 | 11.44 | 1 | 365 | 13.0179 | 0.21609 | 13 | 0.23394
30140 | 4.16 | 1 | 365 | 4.7338 | 0.53312 | 5 | 0.26689
30141 | 12.22 | 1 | 365 | 13.9054 | 0.0035475 | 13 | 0.90898
30021 | 7.54 | 1 | 365 | 8.5799 | 0.27878 | 8 | 0.85873
30029 | 4.24 | 1 | 365 | 4.8248 | 0.71645 | 5 | 0.54125
30137 | 3.9 | 1 | 365 | 4.4379 | 0.9373 | 5 | 0.37521
29987 | 2.86 | 1 | 365 | 3.2545 | 0.55402 | 3 | 0.80848
30027 | 2.86 | 1 | 365 | 3.2545 | 0.55402 | 3 | 0.80848
29988 | 6.5 | 1 | 365 | 7.3965 | 0.8955 | 8 | 0.29201
30143 | 6.24 | 1 | 365 | 7.1006 | 0.29968 | 7 | 0.40033
30028 | 12.74 | 1 | 365 | 14.4972 | 0.19519 | 14 | 0.69234
30144 | 11.18 | 1 | 365 | 12.722 | 0.62027 | 13 | 0.34226
30030 | 10.66 | 1 | 365 | 12.1303 | 0.42863 | 12 | 0.5589
30147 | 9.1 | 1 | 365 | 10.3551 | 0.85371 | 11 | 0.20881
30149 | 4.42 | 1 | 365 | 5.0296 | 0.12894 | 5 | 0.15857
30151 | 6.24 | 1 | 365 | 7.1006 | 0.29968 | 7 | 0.40033
30152 | 5.72 | 1 | 365 | 6.5089 | 0.10804 | 6 | 0.61697
30150 | 7.395 | 1 | 365 | 8.4149 | 0.9465 | 9 | 0.36145
30153 | 5.98 | 1 | 365 | 6.8048 | 0.70386 | 7 | 0.50865
30155 | 2.7 | 1 | 365 | 3.0724 | 0.18736 | 3 | 0.25976
30156 | 6.625 | 1 | 365 | 7.5387 | 0.18196 | 7 | 0.7207
29989 | 5.72 | 1 | 365 | 6.5089 | 0.10804 | 6 | 0.61697
29990 | 5.98 | 1 | 365 | 6.8048 | 0.70386 | 7 | 0.50865
30157 | 7.02 | 1 | 365 | 7.9882 | 0.087144 | 8 | 0.075371
29991 | 2.08 | 1 | 365 | 2.3669 | 0.76656 | 3 | 0.13344
30158 | 8.58 | 1 | 365 | 9.7634 | 0.66207 | 10 | 0.42545
29992 | 3.38 | 1 | 365 | 3.8462 | 0.74566 | 4 | 0.59185
29993 | 9.1 | 1 | 365 | 10.3551 | 0.85371 | 11 | 0.20881
30159 | 4.94 | 1 | 365 | 5.6213 | 0.32058 | 5 | 0.94193
30160 | 5.98 | 1 | 365 | 6.8048 | 0.70386 | 7 | 0.50865
29994 | 5.98 | 1 | 365 | 6.8048 | 0.70386 | 7 | 0.50865
30161 | 6.24 | 1 | 365 | 7.1006 | 0.29968 | 7 | 0.40033
30162 | 5.2 | 1 | 365 | 5.9172 | 0.9164 | 6 | 0.83361
30163 | 5.46 | 1 | 365 | 6.2131 | 0.51222 | 6 | 0.72529
29995 | 5.72 | 1 | 365 | 6.5089 | 0.10804 | 6 | 0.61697
30164 | 6.5 | 1 | 365 | 7.3965 | 0.8955 | 8 | 0.29201
30166 | 9.88 | 1 | 365 | 11.2427 | 0.64117 | 11 | 0.88386
30167 | 6.24 | 1 | 365 | 7.1006 | 0.29968 | 7 | 0.40033
30168 | 8.84 | 1 | 365 | 10.0592 | 0.25789 | 10 | 0.31713
30171 | 5.2 | 1 | 365 | 5.9172 | 0.9164 | 6 | 0.83361
30172 | 8.58 | 1 | 365 | 9.7634 | 0.66207 | 10 | 0.42545
29996 | 14.04 | 1 | 365 | 15.9765 | 0.17429 | 16 | 0.15074
29997 | 10.92 | 1 | 365 | 12.4261 | 0.024447 | 12 | 0.45058
29998 | 8.32 | 1 | 365 | 9.4675 | 0.066245 | 9 | 0.53377
29999 | 8.925 | 1 | 365 | 10.156 | 0.45267 | 10 | 0.60864
30000 | 10.14 | 1 | 365 | 11.5385 | 0.23699 | 11 | 0.77554
30001 | 8.32 | 1 | 365 | 9.4675 | 0.066245 | 9 | 0.53377
30003 | 10.4 | 1 | 365 | 11.8344 | 0.83281 | 12 | 0.66722
30196 | 5.61 | 1 | 365 | 6.3838 | 0.85597 | 7 | 0.23972
30195 | 11.66 | 1 | 365 | 13.2682 | 0.72024 | 13 | 0.98844
30194 | 7.685 | 1 | 365 | 8.7449 | 0.61107 | 9 | 0.35601
30198 | 5.2 | 1 | 365 | 5.9172 | 0.9164 | 6 | 0.83361
30199 | 5.72 | 1 | 365 | 6.5089 | 0.10804 | 6 | 0.61697
30197 | 6.5 | 1 | 365 | 7.3965 | 0.8955 | 8 | 0.29201
30200 | 7.02 | 1 | 365 | 7.9882 | 0.087144 | 8 | 0.075371
30203 | 8.84 | 1 | 365 | 10.0592 | 0.25789 | 10 | 0.31713
30202 | 7.95 | 1 | 365 | 9.0465 | 0.21835 | 9 | 0.26484
30207 | 5.83 | 1 | 365 | 6.6341 | 0.36012 | 6 | 0.99422
30212 | 8.58 | 1 | 365 | 9.7634 | 0.66207 | 10 | 0.42545
30213 | 6.12 | 1 | 365 | 6.9641 | 0.02469 | 6 | 0.98878
30206 | 3.12 | 1 | 365 | 3.5503 | 0.14984 | 3 | 0.70016
30217 | 14.04 | 1 | 365 | 15.9765 | 0.17429 | 16 | 0.15074
30219 | 8.32 | 1 | 365 | 9.4675 | 0.066245 | 9 | 0.53377
30221 | 4.24 | 1 | 365 | 4.8248 | 0.71645 | 5 | 0.54125
30222 | 4.94 | 1 | 365 | 5.6213 | 0.32058 | 5 | 0.94193
30224 | 3.64 | 1 | 365 | 4.142 | 0.34148 | 4 | 0.48353
30228 | 4.16 | 1 | 365 | 4.7338 | 0.53312 | 5 | 0.26689
30233 | 6.76 | 1 | 365 | 7.6924 | 0.49132 | 8 | 0.18369
30034 | 5.46 | 1 | 365 | 6.2131 | 0.51222 | 6 | 0.72529
30031 | 4.16 | 1 | 365 | 4.7338 | 0.53312 | 5 | 0.26689
30230 | 7.28 | 1 | 365 | 8.2841 | 0.68296 | 8 | 0.96705
30033 | 2.08 | 1 | 365 | 2.3669 | 0.76656 | 3 | 0.13344
30036 | 5.2 | 1 | 365 | 5.9172 | 0.9164 | 6 | 0.83361
30234 | 4.505 | 1 | 365 | 5.1263 | 0.32373 | 5 | 0.45008
30035 | 9.36 | 1 | 365 | 10.651 | 0.44953 | 11 | 0.10049
30038 | 9.805 | 1 | 365 | 11.1573 | 0.46929 | 11 | 0.62664
30204 | 9.805 | 1 | 365 | 11.1573 | 0.46929 | 11 | 0.62664
30040 | 5.72 | 1 | 365 | 6.5089 | 0.10804 | 6 | 0.61697
30231 | 6.24 | 1 | 365 | 7.1006 | 0.29968 | 7 | 0.40033
30037 | 5.72 | 1 | 365 | 6.5089 | 0.10804 | 6 | 0.61697
30235 | 5.72 | 1 | 365 | 6.5089 | 0.10804 | 6 | 0.61697
30239 | 5.98 | 1 | 365 | 6.8048 | 0.70386 | 7 | 0.50865
30041 | 14.04 | 1 | 365 | 15.9765 | 0.17429 | 16 | 0.15074
30039 | 5.46 | 1 | 365 | 6.2131 | 0.51222 | 6 | 0.72529
30238 | 9.1 | 1 | 365 | 10.3551 | 0.85371 | 11 | 0.20881
30044 | 9.1 | 1 | 365 | 10.3551 | 0.85371 | 11 | 0.20881
30243 | 7.8 | 1 | 365 | 8.8758 | 0.8746 | 9 | 0.75041
30042 | 8.48 | 1 | 365 | 9.6496 | 0.4329 | 10 | 0.082499
30241 | 4.42 | 1 | 365 | 5.0296 | 0.12894 | 5 | 0.15857
30244 | 7.54 | 1 | 365 | 8.5799 | 0.27878 | 8 | 0.85873
30043 | 2.34 | 1 | 365 | 2.6627 | 0.36238 | 3 | 0.025124
30045 | 7.02 | 1 | 365 | 7.9882 | 0.087144 | 8 | 0.075371
30245 | 6.5 | 1 | 365 | 7.3965 | 0.8955 | 8 | 0.29201
30246 | 5.565 | 1 | 365 | 6.3325 | 0.75284 | 7 | 0.08539
30046 | 6.5 | 1 | 365 | 7.3965 | 0.8955 | 8 | 0.29201
30047 | 2.6 | 1 | 365 | 2.9586 | 0.9582 | 3 | 0.9168
30050 | 5.72 | 1 | 365 | 6.5089 | 0.10804 | 6 | 0.61697
30048 | 6.24 | 1 | 365 | 7.1006 | 0.29968 | 7 | 0.40033
30049 | 7.02 | 1 | 365 | 7.9882 | 0.087144 | 8 | 0.075371
30053 | 9.275 | 1 | 365 | 10.5542 | 0.25474 | 10 | 0.80898
30051 | 7.54 | 1 | 365 | 8.5799 | 0.27878 | 8 | 0.85873
30054 | 7.28 | 1 | 365 | 8.2841 | 0.68296 | 8 | 0.96705
30055 | 7.28 | 1 | 365 | 8.2841 | 0.68296 | 8 | 0.96705
30060 | 6.625 | 1 | 365 | 7.5387 | 0.18196 | 7 | 0.7207
30058 | 11.44 | 1 | 365 | 13.0179 | 0.21609 | 13 | 0.23394
30061 | 9.945 | 1 | 365 | 11.3167 | 0.79012 | 12 | 0.10678
30064 | 5.2 | 1 | 365 | 5.9172 | 0.9164 | 6 | 0.83361
30066 | 11.96 | 1 | 365 | 13.6096 | 0.40773 | 14 | 0.017298
30063 | 6.24 | 1 | 365 | 7.1006 | 0.29968 | 7 | 0.40033
30067 | 5.565 | 1 | 365 | 6.3325 | 0.75284 | 7 | 0.08539
30072 | 6.5 | 1 | 365 | 7.3965 | 0.8955 | 8 | 0.29201
30069 | 6.76 | 1 | 365 | 7.6924 | 0.49132 | 8 | 0.18369
30074 | 8.84 | 1 | 365 | 10.0592 | 0.25789 | 10 | 0.31713
30076 | 6.5 | 1 | 365 | 7.3965 | 0.8955 | 8 | 0.29201
30075 | 2.08 | 1 | 365 | 2.3669 | 0.76656 | 3 | 0.13344
30079 | 6.625 | 1 | 365 | 7.5387 | 0.18196 | 7 | 0.7207
30078 | 6.89 | 1 | 365 | 7.8403 | 0.78923 | 8 | 0.62953
30080 | 9.62 | 1 | 365 | 10.9468 | 0.045346 | 10 | 0.99217
30083 | 4.24 | 1 | 365 | 4.8248 | 0.71645 | 5 | 0.54125
30081 | 8.215 | 1 | 365 | 9.348 | 0.82563 | 10 | 0.17367
30084 | 3.64 | 1 | 365 | 4.142 | 0.34148 | 4 | 0.48353
30082 | 4.68 | 1 | 365 | 5.3255 | 0.72476 | 6 | 0.050247
30086 | 4.68 | 1 | 365 | 5.3255 | 0.72476 | 6 | 0.050247
30085 | 7.95 | 1 | 365 | 9.0465 | 0.21835 | 9 | 0.26484
30087 | 7.8 | 1 | 365 | 8.8758 | 0.8746 | 9 | 0.75041
30088 | 5.46 | 1 | 365 | 6.2131 | 0.51222 | 6 | 0.72529
30090 | 3.12 | 1 | 365 | 3.5503 | 0.14984 | 3 | 0.70016
30093 | 7.54 | 1 | 365 | 8.5799 | 0.27878 | 8 | 0.85873
30092 | 7.8 | 1 | 365 | 8.8758 | 0.8746 | 9 | 0.75041
30095 | 2.6 | 1 | 365 | 2.9586 | 0.9582 | 3 | 0.9168
30094 | 6.24 | 1 | 365 | 7.1006 | 0.29968 | 7 | 0.40033
30097 | 5.46 | 1 | 365 | 6.2131 | 0.51222 | 6 | 0.72529
30100 | 10.14 | 1 | 365 | 11.5385 | 0.23699 | 11 | 0.77554
30096 | 4.68 | 1 | 365 | 5.3255 | 0.72476 | 6 | 0.050247
30099 | 11.96 | 1 | 365 | 13.6096 | 0.40773 | 14 | 0.017298
30102 | 6.095 | 1 | 365 | 6.9356 | 0.9674 | 7 | 0.90305
30104 | 8.32 | 1 | 365 | 9.4675 | 0.066245 | 9 | 0.53377
30105 | 5.3 | 1 | 365 | 6.031 | 0.14556 | 6 | 0.17656
30106 | 9.54 | 1 | 365 | 10.8558 | 0.86202 | 11 | 0.71781
30250 | 5.98 | 1 | 365 | 6.8048 | 0.70386 | 7 | 0.50865
30251 | 3.57 | 1 | 365 | 4.0624 | 0.18107 | 4 | 0.24346
30252 | 2.385 | 1 | 365 | 2.7139 | 0.4655 | 3 | 0.17945
30253 | 3.12 | 1 | 365 | 3.5503 | 0.14984 | 3 | 0.70016
30254 | 3.9 | 1 | 365 | 4.4379 | 0.9373 | 5 | 0.37521
30236 | 9.435 | 1 | 365 | 10.7363 | 0.6214 | 11 | 0.35771
30214 | 7.54 | 1 | 365 | 8.5799 | 0.27878 | 8 | 0.85873
30107 | 8.84 | 1 | 365 | 10.0592 | 0.25789 | 10 | 0.31713
30108 | 3.71 | 1 | 365 | 4.2217 | 0.5019 | 4 | 0.72359
30192 | 8.58 | 1 | 365 | 9.7634 | 0.66207 | 10 | 0.42545
30109 | 4.42 | 1 | 365 | 5.0296 | 0.12894 | 5 | 0.15857
30215 | 5.46 | 1 | 365 | 6.2131 | 0.51222 | 6 | 0.72529
30111 | 7.42 | 1 | 365 | 8.4434 | 0.0037907 | 8 | 0.44719
30112 | 10.92 | 1 | 365 | 12.4261 | 0.024447 | 12 | 0.45058
30114 | 4.68 | 1 | 365 | 5.3255 | 0.72476 | 6 | 0.050247
30223 | 9.945 | 1 | 365 | 11.3167 | 0.79012 | 12 | 0.10678
30117 | 8.84 | 1 | 365 | 10.0592 | 0.25789 | 10 | 0.31713
30185 | 4.42 | 1 | 365 | 5.0296 | 0.12894 | 5 | 0.15857
30118 | 14.04 | 1 | 365 | 15.9765 | 0.17429 | 16 | 0.15074
30119 | 3.12 | 1 | 365 | 3.5503 | 0.14984 | 3 | 0.70016
30220 | 4.42 | 1 | 365 | 5.0296 | 0.12894 | 5 | 0.15857
30120 | 12.22 | 1 | 365 | 13.9054 | 0.0035475 | 13 | 0.90898
30232 | 10.335 | 1 | 365 | 11.7604 | 0.68385 | 12 | 0.4443
30103 | 9.88 | 1 | 365 | 11.2427 | 0.64117 | 11 | 0.88386
30127 | 3.12 | 1 | 365 | 3.5503 | 0.14984 | 3 | 0.70016
30242 | 11.66 | 1 | 365 | 13.2682 | 0.72024 | 13 | 0.98844
30266 | 9.62 | 1 | 365 | 10.9468 | 0.045346 | 10 | 0.99217
30174 | 7.54 | 1 | 365 | 8.5799 | 0.27878 | 8 | 0.85873
30262 | 8.06 | 1 | 365 | 9.1717 | 0.47042 | 9 | 0.64209
30176 | 6.76 | 1 | 365 | 7.6924 | 0.49132 | 8 | 0.18369
30175 | 7.54 | 1 | 365 | 8.5799 | 0.27878 | 8 | 0.85873
30265 | 6.24 | 1 | 365 | 7.1006 | 0.29968 | 7 | 0.40033
30179 | 9.62 | 1 | 365 | 10.9468 | 0.045346 | 10 | 0.99217
30263 | 4.42 | 1 | 365 | 5.0296 | 0.12894 | 5 | 0.15857
30180 | 8.745 | 1 | 365 | 9.9511 | 0.040182 | 9 | 0.99133
30255 | 9.1 | 1 | 365 | 10.3551 | 0.85371 | 11 | 0.20881
30267 | 5.46 | 1 | 365 | 6.2131 | 0.51222 | 6 | 0.72529
30183 | 5.72 | 1 | 365 | 6.5089 | 0.10804 | 6 | 0.61697
30270 | 6.89 | 1 | 365 | 7.8403 | 0.78923 | 8 | 0.62953
30184 | 4.16 | 1 | 365 | 4.7338 | 0.53312 | 5 | 0.26689
30182 | 8.16 | 1 | 365 | 9.2855 | 0.69959 | 9 | 0.98505
30268 | 5.98 | 1 | 365 | 6.8048 | 0.70386 | 7 | 0.50865
30186 | 5.46 | 1 | 365 | 6.2131 | 0.51222 | 6 | 0.72529
30275 | 5.72 | 1 | 365 | 6.5089 | 0.10804 | 6 | 0.61697
30187 | 4.94 | 1 | 365 | 5.6213 | 0.32058 | 5 | 0.94193
30279 | 10.14 | 1 | 365 | 11.5385 | 0.23699 | 11 | 0.77554
30191 | 8.415 | 1 | 365 | 9.5756 | 0.28395 | 9 | 0.85958
30276 | 9.1 | 1 | 365 | 10.3551 | 0.85371 | 11 | 0.20881
30190 | 8.32 | 1 | 365 | 9.4675 | 0.066245 | 9 | 0.53377
30272 | 7.02 | 1 | 365 | 7.9882 | 0.087144 | 8 | 0.075371
30189 | 11.18 | 1 | 365 | 12.722 | 0.62027 | 13 | 0.34226
30278 | 5.2 | 1 | 365 | 5.9172 | 0.9164 | 6 | 0.83361
30282 | 10.4 | 1 | 365 | 11.8344 | 0.83281 | 12 | 0.66722
30193 | 9.1 | 1 | 365 | 10.3551 | 0.85371 | 11 | 0.20881
30280 | 6.24 | 1 | 365 | 7.1006 | 0.29968 | 7 | 0.40033
30281 | 8.32 | 1 | 365 | 9.4675 | 0.066245 | 9 | 0.53377
30294 | 7.28 | 1 | 365 | 8.2841 | 0.68296 | 8 | 0.96705
30286 | 2.915 | 1 | 365 | 3.317 | 0.68006 | 3 | 0.99711
30292 | 9.275 | 1 | 365 | 10.5542 | 0.25474 | 10 | 0.80898
30297 | 11.395 | 1 | 365 | 12.9666 | 0.11296 | 13 | 0.079608
30304 | 3.9 | 1 | 365 | 4.4379 | 0.9373 | 5 | 0.37521
30306 | 7.95 | 1 | 365 | 9.0465 | 0.21835 | 9 | 0.26484
30299 | 5.98 | 1 | 365 | 6.8048 | 0.70386 | 7 | 0.50865
30308 | 8.48 | 1 | 365 | 9.6496 | 0.4329 | 10 | 0.082499
30316 | 10.92 | 1 | 365 | 12.4261 | 0.024447 | 12 | 0.45058
30309 | 11.7 | 1 | 365 | 13.3137 | 0.81191 | 14 | 0.12562
30320 | 14.04 | 1 | 365 | 15.9765 | 0.17429 | 16 | 0.15074
30319 | 4.68 | 1 | 365 | 5.3255 | 0.72476 | 6 | 0.050247
30307 | 10.4 | 1 | 365 | 11.8344 | 0.83281 | 12 | 0.66722
30322 | 2.86 | 1 | 365 | 3.2545 | 0.55402 | 3 | 0.80848
30311 | 5.46 | 1 | 365 | 6.2131 | 0.51222 | 6 | 0.72529
30303 | 11.18 | 1 | 365 | 12.722 | 0.62027 | 13 | 0.34226
30329 | 5.72 | 1 | 365 | 6.5089 | 0.10804 | 6 | 0.61697
30313 | 7.8 | 1 | 365 | 8.8758 | 0.8746 | 9 | 0.75041
30327 | 4.845 | 1 | 365 | 5.5132 | 0.10288 | 5 | 0.61612
30312 | 13.78 | 1 | 365 | 15.6806 | 0.57847 | 16 | 0.25906
30332 | 11.18 | 1 | 365 | 12.722 | 0.62027 | 13 | 0.34226
30323 | 7.02 | 1 | 365 | 7.9882 | 0.087144 | 8 | 0.075371
30334 | 4.94 | 1 | 365 | 5.6213 | 0.32058 | 5 | 0.94193
30277 | 3.12 | 1 | 365 | 3.5503 | 0.14984 | 3 | 0.70016
30340 | 8.58 | 1 | 365 | 9.7634 | 0.66207 | 10 | 0.42545
30345 | 8.32 | 1 | 365 | 9.4675 | 0.066245 | 9 | 0.53377
30330 | 4.68 | 1 | 365 | 5.3255 | 0.72476 | 6 | 0.050247
30685 | 5.98 | 1 | 365 | 6.8048 | 0.70386 | 7 | 0.50865
30690 | 3.445 | 1 | 365 | 3.9201 | 0.89462 | 4 | 0.81477
30305 | 7.8 | 1 | 365 | 8.8758 | 0.8746 | 9 | 0.75041
30743 | 3.12 | 1 | 365 | 3.5503 | 0.14984 | 3 | 0.70016
30358 | 10.07 | 1 | 365 | 11.4589 | 0.076573 | 11 | 0.53547
30360 | 5.2 | 1 | 365 | 5.9172 | 0.9164 | 6 | 0.83361
30362 | 10.92 | 1 | 365 | 12.4261 | 0.024447 | 12 | 0.45058
30747 | 10.4 | 1 | 365 | 11.8344 | 0.83281 | 12 | 0.66722
30364 | 7.28 | 1 | 365 | 8.2841 | 0.68296 | 8 | 0.96705
30752 | 5.3 | 1 | 365 | 6.031 | 0.14556 | 6 | 0.17656
30759 | 5.46 | 1 | 365 | 6.2131 | 0.51222 | 6 | 0.72529
30768 | 9.36 | 1 | 365 | 10.651 | 0.44953 | 11 | 0.10049
30767 | 4.42 | 1 | 365 | 5.0296 | 0.12894 | 5 | 0.15857
30774 | 11.7 | 1 | 365 | 13.3137 | 0.81191 | 14 | 0.12562
30367 | 5.565 | 1 | 365 | 6.3325 | 0.75284 | 7 | 0.08539
30368 | 6.76 | 1 | 365 | 7.6924 | 0.49132 | 8 | 0.18369
30226 | 7.28 | 1 | 365 | 8.2841 | 0.68296 | 8 | 0.96705
30776 | 7.8 | 1 | 365 | 8.8758 | 0.8746 | 9 | 0.75041
30764 | 4.68 | 1 | 365 | 5.3255 | 0.72476 | 6 | 0.050247
30377 | 5.46 | 1 | 365 | 6.2131 | 0.51222 | 6 | 0.72529
30687 | 6.76 | 1 | 365 | 7.6924 | 0.49132 | 8 | 0.18369
30374 | 5.83 | 1 | 365 | 6.6341 | 0.36012 | 6 | 0.99422
29884 | 7.28 | 1 | 365 | 8.2841 | 0.68296 | 8 | 0.96705
30344 | 10.4 | 1 | 365 | 11.8344 | 0.83281 | 12 | 0.66722
29776 | 8.32 | 1 | 365 | 9.4675 | 0.066245 | 9 | 0.53377
30786 | 3.12 | 1 | 365 | 3.5503 | 0.14984 | 3 | 0.70016
30380 | 5.98 | 1 | 365 | 6.8048 | 0.70386 | 7 | 0.50865
30782 | 7.8 | 1 | 365 | 8.8758 | 0.8746 | 9 | 0.75041
29758 | 9.36 | 1 | 365 | 10.651 | 0.44953 | 11 | 0.10049
30790 | 2.805 | 1 | 365 | 3.1919 | 0.42798 | 3 | 0.61986
29731 | 4.335 | 1 | 365 | 4.9329 | 0.93416 | 5 | 0.86706
29719 | 9.88 | 1 | 365 | 11.2427 | 0.64117 | 11 | 0.88386
29635 | 3.315 | 1 | 365 | 3.7722 | 0.59671 | 4 | 0.36893
29624 | 2.86 | 1 | 365 | 3.2545 | 0.55402 | 3 | 0.80848
30800 | 4.68 | 1 | 365 | 5.3255 | 0.72476 | 6 | 0.050247
30805 | 4.16 | 1 | 365 | 4.7338 | 0.53312 | 5 | 0.26689
30017 | 4.68 | 1 | 365 | 5.3255 | 0.72476 | 6 | 0.050247
30815 | 6.24 | 1 | 365 | 7.1006 | 0.29968 | 7 | 0.40033
28677 | 7.28 | 1 | 365 | 8.2841 | 0.68296 | 8 | 0.96705
30817 | 7.02 | 1 | 365 | 7.9882 | 0.087144 | 8 | 0.075371
30819 | 6.12 | 1 | 365 | 6.9641 | 0.02469 | 6 | 0.98878
30820 | 4.24 | 1 | 365 | 4.8248 | 0.71645 | 5 | 0.54125
29606 | 9.62 | 1 | 365 | 10.9468 | 0.045346 | 10 | 0.99217
29217 | 9.88 | 1 | 365 | 11.2427 | 0.64117 | 11 | 0.88386
30835 | 7.95 | 1 | 365 | 9.0465 | 0.21835 | 9 | 0.26484
30636 | 11.18 | 1 | 365 | 12.722 | 0.62027 | 13 | 0.34226
30921 | 9.275 | 1 | 365 | 10.5542 | 0.25474 | 10 | 0.80898
30851 | 13.78 | 1 | 365 | 15.6806 | 0.57847 | 16 | 0.25906
30922 | 4.16 | 1 | 365 | 4.7338 | 0.53312 | 5 | 0.26689
30864 | 5.72 | 1 | 365 | 6.5089 | 0.10804 | 6 | 0.61697
30924 | 7.8 | 1 | 365 | 8.8758 | 0.8746 | 9 | 0.75041
30863 | 2.08 | 1 | 365 | 2.3669 | 0.76656 | 3 | 0.13344
30927 | 7.28 | 1 | 365 | 8.2841 | 0.68296 | 8 | 0.96705
30929 | 6.5 | 1 | 365 | 7.3965 | 0.8955 | 8 | 0.29201
30873 | 10.07 | 1 | 365 | 11.4589 | 0.076573 | 11 | 0.53547
30875 | 5.98 | 1 | 365 | 6.8048 | 0.70386 | 7 | 0.50865
30879 | 5.98 | 1 | 365 | 6.8048 | 0.70386 | 7 | 0.50865
30930 | 6.24 | 1 | 365 | 7.1006 | 0.29968 | 7 | 0.40033
30878 | 8.48 | 1 | 365 | 9.6496 | 0.4329 | 10 | 0.082499
30935 | 3.78 | 1 | 365 | 4.3014 | 0.66231 | 4 | 0.96366
30884 | 4.16 | 1 | 365 | 4.7338 | 0.53312 | 5 | 0.26689
30936 | 11.44 | 1 | 365 | 13.0179 | 0.21609 | 13 | 0.23394
30943 | 7.54 | 1 | 365 | 8.5799 | 0.27878 | 8 | 0.85873
30941 | 6.24 | 1 | 365 | 7.1006 | 0.29968 | 7 | 0.40033
30888 | 5.2 | 1 | 365 | 5.9172 | 0.9164 | 6 | 0.83361
30658 | 8.06 | 1 | 365 | 9.1717 | 0.47042 | 9 | 0.64209
29270 | 8.68 | 1 | 365 | 9.8772 | 0.89123 | 10 | 0.76841
29748 | 3.36 | 1 | 365 | 3.8234 | 0.69983 | 4 | 0.52325
29750 | 3.64 | 1 | 365 | 4.142 | 0.34148 | 4 | 0.48353
29753 | 4.4 | 1 | 365 | 5.0069 | 0.08311 | 5 | 0.089976
29757 | 17.595 | 1 | 365 | 20.0218 | 0.32098 | 20 | 0.34276
29760 | 5.6 | 1 | 365 | 6.3724 | 0.83305 | 7 | 0.20542
29763 | 7 | 1 | 365 | 7.9655 | 0.041312 | 8 | 0.00678
29765 | 7.7 | 1 | 365 | 8.762 | 0.64544 | 9 | 0.40746
29762 | 9 | 1 | 365 | 10.2413 | 0.62454 | 10 | 0.86586
30890 | 4.94 | 1 | 365 | 5.6213 | 0.32058 | 5 | 0.94193
30893 | 7.42 | 1 | 365 | 8.4434 | 0.0037907 | 8 | 0.44719
30392 | 7.685 | 1 | 365 | 8.7449 | 0.61107 | 9 | 0.35601
30393 | 3.18 | 1 | 365 | 3.6186 | 0.28734 | 3 | 0.90594
30398 | 8.84 | 1 | 365 | 10.0592 | 0.25789 | 10 | 0.31713
30896 | 7.54 | 1 | 365 | 8.5799 | 0.27878 | 8 | 0.85873
30900 | 7.28 | 1 | 365 | 8.2841 | 0.68296 | 8 | 0.96705
28003 | 2.7 | 1 | 365 | 3.0724 | 0.18736 | 3 | 0.25976
28141 | 10.12 | 1 | 365 | 11.5158 | 0.19115 | 11 | 0.70694
28158 | 12.3 | 1 | 365 | 13.9965 | 0.18688 | 14 | 0.18334
30951 | 10.92 | 1 | 365 | 12.4261 | 0.024447 | 12 | 0.45058
24624 | 11.18 | 1 | 365 | 12.722 | 0.62027 | 13 | 0.34226
30944 | 7.8 | 1 | 365 | 8.8758 | 0.8746 | 9 | 0.75041
25995 | 11.825 | 1 | 365 | 13.456 | 0.098359 | 13 | 0.55431
30958 | 8.84 | 1 | 365 | 10.0592 | 0.25789 | 10 | 0.31713
28912 | 18.36 | 1 | 365 | 20.8923 | 0.07407 | 20 | 0.96635
30957 | 3.12 | 1 | 365 | 3.5503 | 0.14984 | 3 | 0.70016
29006 | 6.7 | 1 | 365 | 7.6241 | 0.35383 | 7 | 0.97792
6704 | 5999.93 | 0.8 | 365 | 5461.9715 | 0.62847 | 5462 | 0.59995
30960 | 6.24 | 1 | 365 | 7.1006 | 0.29968 | 7 | 0.40033
30974 | 7.54 | 1 | 365 | 8.5799 | 0.27878 | 8 | 0.85873
28921 | 7.02 | 1 | 365 | 7.9882 | 0.087144 | 8 | 0.075371
27716 | 3.315 | 1 | 365 | 3.7722 | 0.59671 | 4 | 0.36893
27850 | 6.375 | 1 | 365 | 7.2543 | 0.60905 | 7 | 0.86332
27868 | 5.355 | 1 | 365 | 6.0936 | 0.2716 | 6 | 0.36519
30052 | 13.26 | 1 | 365 | 15.0889 | 0.38683 | 15 | 0.4757
29862 | 6.63 | 1 | 365 | 7.5444 | 0.19341 | 7 | 0.73785
30057 | 5.775 | 1 | 365 | 6.5715 | 0.23408 | 6 | 0.80559
27873 | 7.14 | 1 | 365 | 8.1248 | 0.36214 | 8 | 0.48692
28997 | 5.98 | 1 | 365 | 6.8048 | 0.70386 | 7 | 0.50865
28425 | 9.62 | 1 | 365 | 10.9468 | 0.045346 | 10 | 0.99217
31003 | 3.12 | 1 | 365 | 3.5503 | 0.14984 | 3 | 0.70016
28599 | 4.42 | 1 | 365 | 5.0296 | 0.12894 | 5 | 0.15857
29062 | 2.86 | 1 | 365 | 3.2545 | 0.55402 | 3 | 0.80848
30979 | 5.2 | 1 | 365 | 5.9172 | 0.9164 | 6 | 0.83361
29136 | 5.46 | 1 | 365 | 6.2131 | 0.51222 | 6 | 0.72529
31012 | 11.7 | 1 | 365 | 13.3137 | 0.81191 | 14 | 0.12562
31014 | 9.62 | 1 | 365 | 10.9468 | 0.045346 | 10 | 0.99217
29197 | 13.26 | 1 | 365 | 15.0889 | 0.38683 | 15 | 0.4757
30073 | 7.8 | 1 | 365 | 8.8758 | 0.8746 | 9 | 0.75041
31015 | 5.72 | 1 | 365 | 6.5089 | 0.10804 | 6 | 0.61697
30077 | 6.325 | 1 | 365 | 7.1974 | 0.49447 | 7 | 0.69184
31018 | 9.805 | 1 | 365 | 11.1573 | 0.46929 | 11 | 0.62664
25953 | 7.2 | 1 | 365 | 8.1931 | 0.49964 | 8 | 0.69269
31019 | 10.4 | 1 | 365 | 11.8344 | 0.83281 | 12 | 0.66722
31025 | 9.36 | 1 | 365 | 10.651 | 0.44953 | 11 | 0.10049
30122 | 2.75 | 1 | 365 | 3.1293 | 0.30194 | 3 | 0.43124
31028 | 9.36 | 1 | 365 | 10.651 | 0.44953 | 11 | 0.10049
30123 | 4.76 | 1 | 365 | 5.4165 | 0.90809 | 6 | 0.32461
31026 | 10.92 | 1 | 365 | 12.4261 | 0.024447 | 12 | 0.45058
30124 | 11.48 | 1 | 365 | 13.0634 | 0.30775 | 13 | 0.37112
31031 | 8.16 | 1 | 365 | 9.2855 | 0.69959 | 9 | 0.98505
30125 | 8.12 | 1 | 365 | 9.2399 | 0.60792 | 9 | 0.84786
31030 | 9.36 | 1 | 365 | 10.651 | 0.44953 | 11 | 0.10049
30130 | 8.67 | 1 | 365 | 9.8658 | 0.86831 | 10 | 0.73411
31035 | 10.66 | 1 | 365 | 12.1303 | 0.42863 | 12 | 0.5589
30133 | 8.25 | 1 | 365 | 9.3879 | 0.90583 | 10 | 0.29371
29710 | 11.73 | 1 | 365 | 13.3478 | 0.88066 | 14 | 0.2285
31039 | 6.24 | 1 | 365 | 7.1006 | 0.29968 | 7 | 0.40033
31043 | 10.92 | 1 | 365 | 12.4261 | 0.024447 | 12 | 0.45058
30402 | 8.32 | 1 | 365 | 9.4675 | 0.066245 | 9 | 0.53377
31045 | 6.48 | 1 | 365 | 7.3737 | 0.84967 | 8 | 0.22342
31049 | 3.9 | 1 | 365 | 4.4379 | 0.9373 | 5 | 0.37521
30397 | 9.62 | 1 | 365 | 10.9468 | 0.045346 | 10 | 0.99217
31062 | 13.78 | 1 | 365 | 15.6806 | 0.57847 | 16 | 0.25906
30399 | 5.3 | 1 | 365 | 6.031 | 0.14556 | 6 | 0.17656
30400 | 8.48 | 1 | 365 | 9.6496 | 0.4329 | 10 | 0.082499
31065 | 7.8 | 1 | 365 | 8.8758 | 0.8746 | 9 | 0.75041
30382 | 11.18 | 1 | 365 | 12.722 | 0.62027 | 13 | 0.34226
30388 | 6.76 | 1 | 365 | 7.6924 | 0.49132 | 8 | 0.18369
31064 | 7.28 | 1 | 365 | 8.2841 | 0.68296 | 8 | 0.96705
29978 | 9.35 | 1 | 365 | 10.6396 | 0.42661 | 11 | 0.066199
31075 | 4.68 | 1 | 365 | 5.3255 | 0.72476 | 6 | 0.050247
30396 | 6.36 | 1 | 365 | 7.2372 | 0.57468 | 7 | 0.81187
31082 | 8.84 | 1 | 365 | 10.0592 | 0.25789 | 10 | 0.31713
30403 | 4.42 | 1 | 365 | 5.0296 | 0.12894 | 5 | 0.15857
31071 | 4.68 | 1 | 365 | 5.3255 | 0.72476 | 6 | 0.050247
29208 | 8.84 | 1 | 365 | 10.0592 | 0.25789 | 10 | 0.31713
31086 | 14.045 | 1 | 365 | 15.9821 | 0.18575 | 16 | 0.16789
31091 | 2.34 | 1 | 365 | 2.6627 | 0.36238 | 3 | 0.025124
31095 | 3.9 | 1 | 365 | 4.4379 | 0.9373 | 5 | 0.37521
30404 | 5.46 | 1 | 365 | 6.2131 | 0.51222 | 6 | 0.72529
30376 | 3.12 | 1 | 365 | 3.5503 | 0.14984 | 3 | 0.70016
30407 | 10.6 | 1 | 365 | 12.062 | 0.29113 | 12 | 0.35312
30415 | 4.68 | 1 | 365 | 5.3255 | 0.72476 | 6 | 0.050247
30387 | 3.9 | 1 | 365 | 4.4379 | 0.9373 | 5 | 0.37521
30421 | 9.1 | 1 | 365 | 10.3551 | 0.85371 | 11 | 0.20881
30418 | 5.3 | 1 | 365 | 6.031 | 0.14556 | 6 | 0.17656
30386 | 6.76 | 1 | 365 | 7.6924 | 0.49132 | 8 | 0.18369
30381 | 9.62 | 1 | 365 | 10.9468 | 0.045346 | 10 | 0.99217
30389 | 4.94 | 1 | 365 | 5.6213 | 0.32058 | 5 | 0.94193
30426 | 3.38 | 1 | 365 | 3.8462 | 0.74566 | 4 | 0.59185
30427 | 5.72 | 1 | 365 | 6.5089 | 0.10804 | 6 | 0.61697
30428 | 7.155 | 1 | 365 | 8.1418 | 0.39651 | 8 | 0.53836
30430 | 7.905 | 1 | 365 | 8.9953 | 0.11522 | 9 | 0.11051
29416 | 9.625 | 1 | 365 | 10.9525 | 0.056804 | 11 | 0.0093225
30435 | 2.08 | 1 | 365 | 2.3669 | 0.76656 | 3 | 0.13344
29680 | 8.7 | 1 | 365 | 9.8999 | 0.93706 | 10 | 0.837
29768 | 6.44 | 1 | 365 | 7.3282 | 0.75801 | 8 | 0.086238
29772 | 20.7 | 1 | 365 | 23.555 | 0.43645 | 23 | 0.99148
29774 | 7.2 | 1 | 365 | 8.1931 | 0.49964 | 8 | 0.69269
29782 | 9.9 | 1 | 365 | 11.2654 | 0.687 | 11 | 0.95245
29783 | 8.8 | 1 | 365 | 10.0137 | 0.16622 | 10 | 0.17995
29784 | 5.225 | 1 | 365 | 5.9457 | 0.97369 | 6 | 0.91935
29788 | 7.44 | 1 | 365 | 8.4662 | 0.049623 | 8 | 0.51578
29787 | 7.14 | 1 | 365 | 8.1248 | 0.36214 | 8 | 0.48692
29789 | 25 | 1 | 365 | 28.4481 | 0.2904 | 28 | 0.7385
29795 | 6.885 | 1 | 365 | 7.8346 | 0.77778 | 8 | 0.61238
29796 | 8.1 | 1 | 365 | 9.2172 | 0.56209 | 9 | 0.77927
29800 | 4.94 | 1 | 365 | 5.6213 | 0.32058 | 5 | 0.94193
29801 | 13.44 | 1 | 365 | 15.2937 | 0.79932 | 16 | 0.093018
29803 | 11.2 | 1 | 365 | 12.7447 | 0.6661 | 13 | 0.41085
29828 | 4.335 | 1 | 365 | 4.9329 | 0.93416 | 5 | 0.86706
29829 | 5.32 | 1 | 365 | 6.0538 | 0.1914 | 6 | 0.24515
30434 | 3.64 | 1 | 365 | 4.142 | 0.34148 | 4 | 0.48353
29754 | 6.93 | 1 | 365 | 7.8858 | 0.8809 | 8 | 0.76671
30437 | 6.36 | 1 | 365 | 7.2372 | 0.57468 | 7 | 0.81187
29797 | 8.8 | 1 | 365 | 10.0137 | 0.16622 | 10 | 0.17995
30443 | 5.46 | 1 | 365 | 6.2131 | 0.51222 | 6 | 0.72529
30444 | 7.02 | 1 | 365 | 7.9882 | 0.087144 | 8 | 0.075371
30436 | 7.8 | 1 | 365 | 8.8758 | 0.8746 | 9 | 0.75041
30447 | 6.48 | 1 | 365 | 7.3737 | 0.84967 | 8 | 0.22342
30450 | 6.24 | 1 | 365 | 7.1006 | 0.29968 | 7 | 0.40033
30451 | 7.02 | 1 | 365 | 7.9882 | 0.087144 | 8 | 0.075371
30453 | 6.5 | 1 | 365 | 7.3965 | 0.8955 | 8 | 0.29201
30457 | 14.04 | 1 | 365 | 15.9765 | 0.17429 | 16 | 0.15074
30459 | 13 | 1 | 365 | 14.793 | 0.79101 | 15 | 0.58402
30462 | 10.4 | 1 | 365 | 11.8344 | 0.83281 | 12 | 0.66722
30464 | 2.86 | 1 | 365 | 3.2545 | 0.55402 | 3 | 0.80848
30468 | 7.5 | 1 | 365 | 8.5344 | 0.18712 | 8 | 0.72155
30474 | 10.335 | 1 | 365 | 11.7604 | 0.68385 | 12 | 0.4443
30378 | 3.12 | 1 | 365 | 3.5503 | 0.14984 | 3 | 0.70016
30425 | 3.64 | 1 | 365 | 4.142 | 0.34148 | 4 | 0.48353
30536 | 7.28 | 1 | 365 | 8.2841 | 0.68296 | 8 | 0.96705
30538 | 5.46 | 1 | 365 | 6.2131 | 0.51222 | 6 | 0.72529
30540 | 5.2 | 1 | 365 | 5.9172 | 0.9164 | 6 | 0.83361
30542 | 7.28 | 1 | 365 | 8.2841 | 0.68296 | 8 | 0.96705
30549 | 4.16 | 1 | 365 | 4.7338 | 0.53312 | 5 | 0.26689
30556 | 7.65 | 1 | 365 | 8.7051 | 0.53086 | 9 | 0.23598
30558 | 9.9 | 1 | 365 | 11.2654 | 0.687 | 11 | 0.95245
30560 | 11.18 | 1 | 365 | 12.722 | 0.62027 | 13 | 0.34226
30449 | 9.62 | 1 | 365 | 10.9468 | 0.045346 | 10 | 0.99217
30570 | 5.72 | 1 | 365 | 6.5089 | 0.10804 | 6 | 0.61697
30572 | 6.375 | 1 | 365 | 7.2543 | 0.60905 | 7 | 0.86332
30566 | 5.98 | 1 | 365 | 6.8048 | 0.70386 | 7 | 0.50865
30574 | 4.4 | 1 | 365 | 5.0069 | 0.08311 | 5 | 0.089976
30579 | 7.8 | 1 | 365 | 8.8758 | 0.8746 | 9 | 0.75041
30584 | 8.32 | 1 | 365 | 9.4675 | 0.066245 | 9 | 0.53377
30582 | 7.8 | 1 | 365 | 8.8758 | 0.8746 | 9 | 0.75041
30585 | 3.64 | 1 | 365 | 4.142 | 0.34148 | 4 | 0.48353
30589 | 7.8 | 1 | 365 | 8.8758 | 0.8746 | 9 | 0.75041
30591 | 8.84 | 1 | 365 | 10.0592 | 0.25789 | 10 | 0.31713
30593 | 6.24 | 1 | 365 | 7.1006 | 0.29968 | 7 | 0.40033
30596 | 8.58 | 1 | 365 | 9.7634 | 0.66207 | 10 | 0.42545
30533 | 11.7 | 1 | 365 | 13.3137 | 0.81191 | 14 | 0.12562
30622 | 12.48 | 1 | 365 | 14.2013 | 0.59937 | 14 | 0.80066
30624 | 8.06 | 1 | 365 | 9.1717 | 0.47042 | 9 | 0.64209
30635 | 10.92 | 1 | 365 | 12.4261 | 0.024447 | 12 | 0.45058
30638 | 3.64 | 1 | 365 | 4.142 | 0.34148 | 4 | 0.48353
30639 | 4.76 | 1 | 365 | 5.4165 | 0.90809 | 6 | 0.32461
30657 | 6.75 | 1 | 365 | 7.681 | 0.46841 | 8 | 0.1494
30665 | 7.28 | 1 | 365 | 8.2841 | 0.68296 | 8 | 0.96705
30661 | 5.72 | 1 | 365 | 6.5089 | 0.10804 | 6 | 0.61697
30671 | 5.2 | 1 | 365 | 5.9172 | 0.9164 | 6 | 0.83361
30677 | 8.32 | 1 | 365 | 9.4675 | 0.066245 | 9 | 0.53377
30681 | 10.92 | 1 | 365 | 12.4261 | 0.024447 | 12 | 0.45058
30662 | 11.2 | 1 | 365 | 12.7447 | 0.6661 | 13 | 0.41085
30683 | 7.28 | 1 | 365 | 8.2841 | 0.68296 | 8 | 0.96705
30684 | 11.6 | 1 | 365 | 13.1999 | 0.58275 | 13 | 0.78266
29835 | 9.69 | 1 | 365 | 11.0265 | 0.20576 | 11 | 0.23224
29837 | 9.62 | 1 | 365 | 10.9468 | 0.045346 | 10 | 0.99217
29838 | 7.56 | 1 | 365 | 8.6027 | 0.32462 | 8 | 0.92732
29839 | 5.775 | 1 | 365 | 6.5715 | 0.23408 | 6 | 0.80559
29841 | 3.85 | 1 | 365 | 4.381 | 0.82272 | 5 | 0.20373
29843 | 3.85 | 1 | 365 | 4.381 | 0.82272 | 5 | 0.20373
29847 | 7.28 | 1 | 365 | 8.2841 | 0.68296 | 8 | 0.96705
30211 | 11.22 | 1 | 365 | 12.7675 | 0.71193 | 13 | 0.47944
29849 | 7.28 | 1 | 365 | 8.2841 | 0.68296 | 8 | 0.96705
30216 | 6.63 | 1 | 365 | 7.5444 | 0.19341 | 7 | 0.73785
29848 | 5.32 | 1 | 365 | 6.0538 | 0.1914 | 6 | 0.24515
29851 | 15.68 | 1 | 365 | 17.8426 | 0.93254 | 18 | 0.77519
30739 | 6.885 | 1 | 365 | 7.8346 | 0.77778 | 8 | 0.61238
29854 | 5.6 | 1 | 365 | 6.3724 | 0.83305 | 7 | 0.20542
29852 | 8.415 | 1 | 365 | 9.5756 | 0.28395 | 9 | 0.85958
29856 | 3.92 | 1 | 365 | 4.4607 | 0.98313 | 5 | 0.4438
29860 | 7 | 1 | 365 | 7.9655 | 0.041312 | 8 | 0.00678
29868 | 5.04 | 1 | 365 | 5.7351 | 0.54974 | 6 | 0.28488
30071 | 4.2 | 1 | 365 | 4.7793 | 0.62479 | 5 | 0.40407
30146 | 10.8 | 1 | 365 | 12.2896 | 0.74945 | 13 | 0.039032
30012 | 10.215 | 1 | 365 | 11.6239 | 0.40886 | 12 | 0.032751
30550 | 9.36 | 1 | 365 | 10.651 | 0.44953 | 11 | 0.10049
30963 | 5.98 | 1 | 365 | 6.8048 | 0.70386 | 7 | 0.50865
30967 | 9.88 | 1 | 365 | 11.2427 | 0.64117 | 11 | 0.88386
30984 | 6.24 | 1 | 365 | 7.1006 | 0.29968 | 7 | 0.40033
30985 | 8.84 | 1 | 365 | 10.0592 | 0.25789 | 10 | 0.31713
30992 | 7.02 | 1 | 365 | 7.9882 | 0.087144 | 8 | 0.075371
30945 | 6.24 | 1 | 365 | 7.1006 | 0.29968 | 7 | 0.40033
30991 | 5.98 | 1 | 365 | 6.8048 | 0.70386 | 7 | 0.50865
30993 | 6.24 | 1 | 365 | 7.1006 | 0.29968 | 7 | 0.40033
30955 | 7.8 | 1 | 365 | 8.8758 | 0.8746 | 9 | 0.75041
30996 | 9.36 | 1 | 365 | 10.651 | 0.44953 | 11 | 0.10049
30997 | 8.06 | 1 | 365 | 9.1717 | 0.47042 | 9 | 0.64209
30998 | 7.02 | 1 | 365 | 7.9882 | 0.087144 | 8 | 0.075371
31006 | 5.61 | 1 | 365 | 6.3838 | 0.85597 | 7 | 0.23972
30784 | 3.9 | 1 | 365 | 4.4379 | 0.9373 | 5 | 0.37521
30783 | 7.5 | 1 | 365 | 8.5344 | 0.18712 | 8 | 0.72155
31054 | 6.2 | 1 | 365 | 7.0551 | 0.20802 | 7 | 0.26315
31060 | 6.2 | 1 | 365 | 7.0551 | 0.20802 | 7 | 0.26315
31063 | 6.2 | 1 | 365 | 7.0551 | 0.20802 | 7 | 0.26315
31067 | 4.2 | 1 | 365 | 4.7793 | 0.62479 | 5 | 0.40407
31074 | 9 | 1 | 365 | 10.2413 | 0.62454 | 10 | 0.86586
31085 | 10.45 | 1 | 365 | 11.8913 | 0.94739 | 12 | 0.83869
31094 | 7.975 | 1 | 365 | 9.0749 | 0.27564 | 9 | 0.35058
31112 | 12.925 | 1 | 365 | 14.7077 | 0.61914 | 15 | 0.3268
31133 | 4.95 | 1 | 365 | 5.6327 | 0.3435 | 5 | 0.97622
31135 | 8.8 | 1 | 365 | 10.0137 | 0.16622 | 10 | 0.17995
31308 | 5.4 | 1 | 365 | 6.1448 | 0.37473 | 6 | 0.51952
31205 | 9.1 | 1 | 365 | 10.3551 | 0.85371 | 11 | 0.20881
31230 | 14.03 | 1 | 365 | 15.9651 | 0.15137 | 16 | 0.11645
31270 | 10 | 1 | 365 | 11.3792 | 0.91616 | 12 | 0.2954
29625 | 70.72 | 0.9 | 365 | 72.4266 | 0.85678 | 73 | 0.28336
29575 | 204.08 | 0.9 | 365 | 209.0048 | 0.90569 | 209 | 0.91047
31258 | 9 | 1 | 365 | 10.2413 | 0.62454 | 10 | 0.86586
31259 | 7.5 | 1 | 365 | 8.5344 | 0.18712 | 8 | 0.72155
31265 | 4.5 | 1 | 365 | 5.1207 | 0.31227 | 5 | 0.43293
29411 | 12.81 | 1 | 365 | 14.5768 | 0.3556 | 14 | 0.93241
31309 | 6.21 | 1 | 365 | 7.0665 | 0.23094 | 7 | 0.29744
31316 | 5.215 | 1 | 365 | 5.9343 | 0.95078 | 6 | 0.88505
31322 | 5.47 | 1 | 365 | 6.2244 | 0.53514 | 6 | 0.75958
31320 | 6.3 | 1 | 365 | 7.1689 | 0.43718 | 7 | 0.6061
31324 | 8.67 | 1 | 365 | 9.8658 | 0.86831 | 10 | 0.73411
31325 | 5.72 | 1 | 365 | 6.5089 | 0.10804 | 6 | 0.61697
31326 | 5.7 | 1 | 365 | 6.4862 | 0.062211 | 6 | 0.54838
31328 | 13.26 | 1 | 365 | 15.0889 | 0.38683 | 15 | 0.4757
31330 | 10.455 | 1 | 365 | 11.897 | 0.95885 | 12 | 0.85584
31333 | 3.85 | 1 | 365 | 4.381 | 0.82272 | 5 | 0.20373
27715 | 3.64 | 1 | 365 | 4.142 | 0.34148 | 4 | 0.48353
29224 | 21.32 | 1 | 365 | 24.2605 | 0.85725 | 25 | 0.11779
27646 | 10.4 | 1 | 365 | 11.8344 | 0.83281 | 12 | 0.66722
19827 | 4.75 | 1 | 365 | 5.4051 | 0.88518 | 6 | 0.29031
29628 | 4.68 | 1 | 365 | 5.3255 | 0.72476 | 6 | 0.050247
30829 | 3.9 | 1 | 365 | 4.4379 | 0.9373 | 5 | 0.37521
31217 | 5.98 | 1 | 365 | 6.8048 | 0.70386 | 7 | 0.50865
27370 | 7 | 1 | 365 | 7.9655 | 0.041312 | 8 | 0.00678
27485 | 4.59 | 1 | 365 | 5.2231 | 0.51852 | 5 | 0.74159
14617 | 5.61 | 1 | 365 | 6.3838 | 0.85597 | 7 | 0.23972
19925 | 5.72 | 1 | 365 | 6.5089 | 0.10804 | 6 | 0.61697
31132 | 13.78 | 1 | 365 | 15.6806 | 0.57847 | 16 | 0.25906
31134 | 8.58 | 1 | 365 | 9.7634 | 0.66207 | 10 | 0.42545
31136 | 7.8 | 1 | 365 | 8.8758 | 0.8746 | 9 | 0.75041
31137 | 4.16 | 1 | 365 | 4.7338 | 0.53312 | 5 | 0.26689
31335 | 6.6 | 1 | 365 | 7.5103 | 0.12467 | 7 | 0.63496
31139 | 10.4 | 1 | 365 | 11.8344 | 0.83281 | 12 | 0.66722
31551 | 3.64 | 1 | 365 | 4.142 | 0.34148 | 4 | 0.48353
31141 | 5.98 | 1 | 365 | 6.8048 | 0.70386 | 7 | 0.50865
27524 | 7.14 | 1 | 365 | 8.1248 | 0.36214 | 8 | 0.48692
31557 | 3.9 | 1 | 365 | 4.4379 | 0.9373 | 5 | 0.37521
31142 | 6.5 | 1 | 365 | 7.3965 | 0.8955 | 8 | 0.29201
31554 | 5.46 | 1 | 365 | 6.2131 | 0.51222 | 6 | 0.72529
31558 | 8.32 | 1 | 365 | 9.4675 | 0.066245 | 9 | 0.53377
31340 | 5.6 | 1 | 365 | 6.3724 | 0.83305 | 7 | 0.20542
31566 | 6.76 | 1 | 365 | 7.6924 | 0.49132 | 8 | 0.18369
31344 | 7.28 | 1 | 365 | 8.2841 | 0.68296 | 8 | 0.96705
31565 | 7.8 | 1 | 365 | 8.8758 | 0.8746 | 9 | 0.75041
31568 | 3.12 | 1 | 365 | 3.5503 | 0.14984 | 3 | 0.70016
31343 | 9.36 | 1 | 365 | 10.651 | 0.44953 | 11 | 0.10049
31346 | 10.36 | 1 | 365 | 11.7889 | 0.74114 | 12 | 0.53003
31552 | 7.14 | 1 | 365 | 8.1248 | 0.36214 | 8 | 0.48692
31143 | 4.42 | 1 | 365 | 5.0296 | 0.12894 | 5 | 0.15857
31553 | 3.06 | 1 | 365 | 3.482 | 0.012345 | 3 | 0.49439
31347 | 9.1 | 1 | 365 | 10.3551 | 0.85371 | 11 | 0.20881
29481 | 4.24 | 1 | 365 | 4.8248 | 0.71645 | 5 | 0.54125
31209 | 5.72 | 1 | 365 | 6.5089 | 0.10804 | 6 | 0.61697
31212 | 4.24 | 1 | 365 | 4.8248 | 0.71645 | 5 | 0.54125
31218 | 8.32 | 1 | 365 | 9.4675 | 0.066245 | 9 | 0.53377
31561 | 5.46 | 1 | 365 | 6.2131 | 0.51222 | 6 | 0.72529
31220 | 6.5 | 1 | 365 | 7.3965 | 0.8955 | 8 | 0.29201
31562 | 11.18 | 1 | 365 | 12.722 | 0.62027 | 13 | 0.34226
31225 | 2.08 | 1 | 365 | 2.3669 | 0.76656 | 3 | 0.13344
31563 | 6.24 | 1 | 365 | 7.1006 | 0.29968 | 7 | 0.40033
31567 | 5.98 | 1 | 365 | 6.8048 | 0.70386 | 7 | 0.50865
31569 | 9.88 | 1 | 365 | 11.2427 | 0.64117 | 11 | 0.88386
31233 | 4.68 | 1 | 365 | 5.3255 | 0.72476 | 6 | 0.050247
31235 | 4.68 | 1 | 365 | 5.3255 | 0.72476 | 6 | 0.050247
31571 | 6.5 | 1 | 365 | 7.3965 | 0.8955 | 8 | 0.29201
31570 | 9.1 | 1 | 365 | 10.3551 | 0.85371 | 11 | 0.20881
31485 | 7.02 | 1 | 365 | 7.9882 | 0.087144 | 8 | 0.075371
31499 | 6.5 | 1 | 365 | 7.3965 | 0.8955 | 8 | 0.29201
31505 | 7.54 | 1 | 365 | 8.5799 | 0.27878 | 8 | 0.85873
31460 | 5.72 | 1 | 365 | 6.5089 | 0.10804 | 6 | 0.61697
31421 | 6.5 | 1 | 365 | 7.3965 | 0.8955 | 8 | 0.29201
31470 | 3.12 | 1 | 365 | 3.5503 | 0.14984 | 3 | 0.70016
31436 | 6.76 | 1 | 365 | 7.6924 | 0.49132 | 8 | 0.18369
31473 | 5.98 | 1 | 365 | 6.8048 | 0.70386 | 7 | 0.50865
31475 | 3.12 | 1 | 365 | 3.5503 | 0.14984 | 3 | 0.70016
31441 | 8.58 | 1 | 365 | 9.7634 | 0.66207 | 10 | 0.42545
31497 | 13 | 1 | 365 | 14.793 | 0.79101 | 15 | 0.58402
31479 | 8.84 | 1 | 365 | 10.0592 | 0.25789 | 10 | 0.31713
31446 | 6.24 | 1 | 365 | 7.1006 | 0.29968 | 7 | 0.40033
31480 | 5.98 | 1 | 365 | 6.8048 | 0.70386 | 7 | 0.50865
31481 | 7.54 | 1 | 365 | 8.5799 | 0.27878 | 8 | 0.85873
31491 | 7.8 | 1 | 365 | 8.8758 | 0.8746 | 9 | 0.75041
31494 | 5.98 | 1 | 365 | 6.8048 | 0.70386 | 7 | 0.50865
31500 | 9.88 | 1 | 365 | 11.2427 | 0.64117 | 11 | 0.88386
31510 | 13 | 1 | 365 | 14.793 | 0.79101 | 15 | 0.58402
31536 | 4.94 | 1 | 365 | 5.6213 | 0.32058 | 5 | 0.94193
31515 | 5.2 | 1 | 365 | 5.9172 | 0.9164 | 6 | 0.83361
31524 | 8.32 | 1 | 365 | 9.4675 | 0.066245 | 9 | 0.53377
31526 | 3.9 | 1 | 365 | 4.4379 | 0.9373 | 5 | 0.37521
31238 | 11.25 | 1 | 365 | 12.8016 | 0.78068 | 13 | 0.58232
31244 | 8.58 | 1 | 365 | 9.7634 | 0.66207 | 10 | 0.42545
31247 | 5.98 | 1 | 365 | 6.8048 | 0.70386 | 7 | 0.50865
29171 | 9.275 | 1 | 365 | 10.5542 | 0.25474 | 10 | 0.80898
29265 | 13.52 | 1 | 365 | 15.3847 | 0.98265 | 16 | 0.36738
29349 | 7.29 | 1 | 365 | 8.2955 | 0.70588 | 9 | 0.0013466
31349 | 5.6 | 1 | 365 | 6.3724 | 0.83305 | 7 | 0.20542
31250 | 6.095 | 1 | 365 | 6.9356 | 0.9674 | 7 | 0.90305
31351 | 6.72 | 1 | 365 | 7.6468 | 0.39966 | 8 | 0.046509
31254 | 4.16 | 1 | 365 | 4.7338 | 0.53312 | 5 | 0.26689
31353 | 3.57 | 1 | 365 | 4.0624 | 0.18107 | 4 | 0.24346
31002 | 7.14 | 1 | 365 | 8.1248 | 0.36214 | 8 | 0.48692
31264 | 4.68 | 1 | 365 | 5.3255 | 0.72476 | 6 | 0.050247
31354 | 8.68 | 1 | 365 | 9.8772 | 0.89123 | 10 | 0.76841
31274 | 8.32 | 1 | 365 | 9.4675 | 0.066245 | 9 | 0.53377
31281 | 5.72 | 1 | 365 | 6.5089 | 0.10804 | 6 | 0.61697
31010 | 5.2 | 1 | 365 | 5.9172 | 0.9164 | 6 | 0.83361
31356 | 10.6 | 1 | 365 | 12.062 | 0.29113 | 12 | 0.35312
31357 | 3.64 | 1 | 365 | 4.142 | 0.34148 | 4 | 0.48353
31360 | 8.525 | 1 | 365 | 9.7008 | 0.53603 | 10 | 0.23683
31361 | 6.16 | 1 | 365 | 7.0096 | 0.11635 | 7 | 0.12597
31362 | 10.08 | 1 | 365 | 11.4703 | 0.099489 | 11 | 0.56976
31363 | 7.84 | 1 | 365 | 8.9213 | 0.96627 | 9 | 0.88759
30999 | 8.32 | 1 | 365 | 9.4675 | 0.066245 | 9 | 0.53377
31641 | 9.88 | 1 | 365 | 11.2427 | 0.64117 | 11 | 0.88386
30950 | 7.02 | 1 | 365 | 7.9882 | 0.087144 | 8 | 0.075371
31679 | 10.4 | 1 | 365 | 11.8344 | 0.83281 | 12 | 0.66722
31609 | 12.04 | 1 | 365 | 13.7006 | 0.59106 | 14 | 0.29166
31635 | 9.435 | 1 | 365 | 10.7363 | 0.6214 | 11 | 0.35771
31755 | 13.52 | 1 | 365 | 15.3847 | 0.98265 | 16 | 0.36738
31638 | 6.3 | 1 | 365 | 7.1689 | 0.43718 | 7 | 0.6061
31762 | 5.2 | 1 | 365 | 5.9172 | 0.9164 | 6 | 0.83361
31617 | 4.68 | 1 | 365 | 5.3255 | 0.72476 | 6 | 0.050247
31763 | 6.24 | 1 | 365 | 7.1006 | 0.29968 | 7 | 0.40033
31768 | 5.72 | 1 | 365 | 6.5089 | 0.10804 | 6 | 0.61697
31632 | 8.58 | 1 | 365 | 9.7634 | 0.66207 | 10 | 0.42545
31634 | 5.72 | 1 | 365 | 6.5089 | 0.10804 | 6 | 0.61697
31769 | 4.68 | 1 | 365 | 5.3255 | 0.72476 | 6 | 0.050247
31636 | 5.2 | 1 | 365 | 5.9172 | 0.9164 | 6 | 0.83361
31639 | 8.58 | 1 | 365 | 9.7634 | 0.66207 | 10 | 0.42545
31646 | 9.36 | 1 | 365 | 10.651 | 0.44953 | 11 | 0.10049
31648 | 5.2 | 1 | 365 | 5.9172 | 0.9164 | 6 | 0.83361
31630 | 3.445 | 1 | 365 | 3.9201 | 0.89462 | 4 | 0.81477
31118 | 7.848 | 1 | 365 | 8.9304 | 0.9846 | 9 | 0.91503
31613 | 6.25 | 1 | 365 | 7.112 | 0.3226 | 7 | 0.43462
31397 | 7.125 | 1 | 365 | 8.1077 | 0.32776 | 8 | 0.43547
31781 | 6.5 | 1 | 365 | 7.3965 | 0.8955 | 8 | 0.29201
31787 | 9.1 | 1 | 365 | 10.3551 | 0.85371 | 11 | 0.20881
31791 | 5.72 | 1 | 365 | 6.5089 | 0.10804 | 6 | 0.61697
31796 | 10.66 | 1 | 365 | 12.1303 | 0.42863 | 12 | 0.5589
31797 | 4.68 | 1 | 365 | 5.3255 | 0.72476 | 6 | 0.050247
31803 | 6.24 | 1 | 365 | 7.1006 | 0.29968 | 7 | 0.40033
31403 | 2.86 | 1 | 365 | 3.2545 | 0.55402 | 3 | 0.80848
31080 | 183.83 | 1 | 365 | 209.1846 | 0.26777 | 209 | 0.45234
31404 | 8.06 | 1 | 365 | 9.1717 | 0.47042 | 9 | 0.64209
31722 | 8.06 | 1 | 365 | 9.1717 | 0.47042 | 9 | 0.64209
31731 | 7.28 | 1 | 365 | 8.2841 | 0.68296 | 8 | 0.96705
31405 | 12.48 | 1 | 365 | 14.2013 | 0.59937 | 14 | 0.80066
31741 | 8.06 | 1 | 365 | 9.1717 | 0.47042 | 9 | 0.64209
31406 | 4.505 | 1 | 365 | 5.1263 | 0.32373 | 5 | 0.45008
31342 | 13.44 | 1 | 365 | 15.2937 | 0.79932 | 16 | 0.093018
31337 | 5.6 | 1 | 365 | 6.3724 | 0.83305 | 7 | 0.20542
29846 | 25.5 | 0.9 | 365 | 26.1154 | 0.59259 | 26 | 0.70794
31407 | 2.86 | 1 | 365 | 3.2545 | 0.55402 | 3 | 0.80848
31434 | 14.04 | 1 | 365 | 15.9765 | 0.17429 | 16 | 0.15074
31443 | 7.28 | 1 | 365 | 8.2841 | 0.68296 | 8 | 0.96705
31454 | 8.9 | 1 | 365 | 10.1275 | 0.39538 | 10 | 0.52291
31455 | 3.9 | 1 | 365 | 4.4379 | 0.9373 | 5 | 0.37521
31465 | 10.14 | 1 | 365 | 11.5385 | 0.23699 | 11 | 0.77554
31463 | 5.2 | 1 | 365 | 5.9172 | 0.9164 | 6 | 0.83361
31471 | 11.44 | 1 | 365 | 13.0179 | 0.21609 | 13 | 0.23394
31472 | 7.54 | 1 | 365 | 8.5799 | 0.27878 | 8 | 0.85873
31474 | 12.455 | 1 | 365 | 14.1728 | 0.54208 | 14 | 0.71492
31476 | 5.46 | 1 | 365 | 6.2131 | 0.51222 | 6 | 0.72529
31651 | 5.98 | 1 | 365 | 6.8048 | 0.70386 | 7 | 0.50865
31478 | 5.2 | 1 | 365 | 5.9172 | 0.9164 | 6 | 0.83361
31645 | 8.06 | 1 | 365 | 9.1717 | 0.47042 | 9 | 0.64209
31649 | 6.24 | 1 | 365 | 7.1006 | 0.29968 | 7 | 0.40033
31656 | 2.86 | 1 | 365 | 3.2545 | 0.55402 | 3 | 0.80848
31659 | 9.62 | 1 | 365 | 10.9468 | 0.045346 | 10 | 0.99217
31676 | 2.6 | 1 | 365 | 2.9586 | 0.9582 | 3 | 0.9168
31678 | 4.16 | 1 | 365 | 4.7338 | 0.53312 | 5 | 0.26689
31681 | 8.32 | 1 | 365 | 9.4675 | 0.066245 | 9 | 0.53377
31713 | 6.76 | 1 | 365 | 7.6924 | 0.49132 | 8 | 0.18369
31719 | 8.06 | 1 | 365 | 9.1717 | 0.47042 | 9 | 0.64209
31723 | 8.32 | 1 | 365 | 9.4675 | 0.066245 | 9 | 0.53377
31726 | 3.9 | 1 | 365 | 4.4379 | 0.9373 | 5 | 0.37521
31730 | 5.2 | 1 | 365 | 5.9172 | 0.9164 | 6 | 0.83361
31732 | 5.72 | 1 | 365 | 6.5089 | 0.10804 | 6 | 0.61697
31736 | 2.86 | 1 | 365 | 3.2545 | 0.55402 | 3 | 0.80848
31745 | 4.94 | 1 | 365 | 5.6213 | 0.32058 | 5 | 0.94193
31482 | 7.155 | 1 | 365 | 8.1418 | 0.39651 | 8 | 0.53836
31483 | 7 | 1 | 365 | 7.9655 | 0.041312 | 8 | 0.00678
31488 | 7.8 | 1 | 365 | 8.8758 | 0.8746 | 9 | 0.75041
31748 | 7.54 | 1 | 365 | 8.5799 | 0.27878 | 8 | 0.85873
31751 | 5.2 | 1 | 365 | 5.9172 | 0.9164 | 6 | 0.83361
31756 | 7.8 | 1 | 365 | 8.8758 | 0.8746 | 9 | 0.75041
31490 | 4.49 | 1 | 365 | 5.1093 | 0.28936 | 5 | 0.39863
31506 | 7.28 | 1 | 365 | 8.2841 | 0.68296 | 8 | 0.96705
31759 | 9.88 | 1 | 365 | 11.2427 | 0.64117 | 11 | 0.88386
31512 | 5.46 | 1 | 365 | 6.2131 | 0.51222 | 6 | 0.72529
31761 | 7 | 1 | 365 | 7.9655 | 0.041312 | 8 | 0.00678
31773 | 7.8 | 1 | 365 | 8.8758 | 0.8746 | 9 | 0.75041
31776 | 7.28 | 1 | 365 | 8.2841 | 0.68296 | 8 | 0.96705
31777 | 6.76 | 1 | 365 | 7.6924 | 0.49132 | 8 | 0.18369
31779 | 6.76 | 1 | 365 | 7.6924 | 0.49132 | 8 | 0.18369
31784 | 6.5 | 1 | 365 | 7.3965 | 0.8955 | 8 | 0.29201
31786 | 7.8 | 1 | 365 | 8.8758 | 0.8746 | 9 | 0.75041
31789 | 4.94 | 1 | 365 | 5.6213 | 0.32058 | 5 | 0.94193
31720 | 6.24 | 1 | 365 | 7.1006 | 0.29968 | 7 | 0.40033
31511 | 10.14 | 1 | 365 | 11.5385 | 0.23699 | 11 | 0.77554
31792 | 3.9 | 1 | 365 | 4.4379 | 0.9373 | 5 | 0.37521
31798 | 9.62 | 1 | 365 | 10.9468 | 0.045346 | 10 | 0.99217
31800 | 8.06 | 1 | 365 | 9.1717 | 0.47042 | 9 | 0.64209
31802 | 5.46 | 1 | 365 | 6.2131 | 0.51222 | 6 | 0.72529
31804 | 5.72 | 1 | 365 | 6.5089 | 0.10804 | 6 | 0.61697
31806 | 9.62 | 1 | 365 | 10.9468 | 0.045346 | 10 | 0.99217
31619 | 5.1 | 1 | 365 | 5.8034 | 0.68724 | 6 | 0.49065
31816 | 6.325 | 1 | 365 | 7.1974 | 0.49447 | 7 | 0.69184
31830 | 9.075 | 1 | 365 | 10.3267 | 0.79642 | 11 | 0.12308
31408 | 32.48 | 0.9 | 365 | 33.2638 | 0.98852 | 34 | 0.25231
31304 | 156.96 | 0.9 | 365 | 160.7477 | 0.72284 | 161 | 0.47054
31845 | 8.96 | 1 | 365 | 10.1958 | 0.53288 | 10 | 0.72868
31855 | 3.42 | 1 | 365 | 3.8917 | 0.83733 | 4 | 0.72903
31865 | 3.99 | 1 | 365 | 4.5403 | 0.14355 | 4 | 0.68386
31519 | 8.4 | 1 | 365 | 9.5586 | 0.24957 | 9 | 0.80814
31419 | 4.94 | 1 | 365 | 5.6213 | 0.32058 | 5 | 0.94193
31807 | 8.84 | 1 | 365 | 10.0592 | 0.25789 | 10 | 0.31713
31523 | 5.3 | 1 | 365 | 6.031 | 0.14556 | 6 | 0.17656
31809 | 3.38 | 1 | 365 | 3.8462 | 0.74566 | 4 | 0.59185
31433 | 7.28 | 1 | 365 | 8.2841 | 0.68296 | 8 | 0.96705
31743 | 2.6 | 1 | 365 | 2.9586 | 0.9582 | 3 | 0.9168
31810 | 6.5 | 1 | 365 | 7.3965 | 0.8955 | 8 | 0.29201
31424 | 8.32 | 1 | 365 | 9.4675 | 0.066245 | 9 | 0.53377
31801 | 7.28 | 1 | 365 | 8.2841 | 0.68296 | 8 | 0.96705
31871 | 2.08 | 1 | 365 | 2.3669 | 0.76656 | 3 | 0.13344
31876 | 8.32 | 1 | 365 | 9.4675 | 0.066245 | 9 | 0.53377
31924 | 7.02 | 1 | 365 | 7.9882 | 0.087144 | 8 | 0.075371
31930 | 4.42 | 1 | 365 | 5.0296 | 0.12894 | 5 | 0.15857
31528 | 6.24 | 1 | 365 | 7.1006 | 0.29968 | 7 | 0.40033
31608 | 4.68 | 1 | 365 | 5.3255 | 0.72476 | 6 | 0.050247
31597 | 11.7 | 1 | 365 | 13.3137 | 0.81191 | 14 | 0.12562
31620 | 6.24 | 1 | 365 | 7.1006 | 0.29968 | 7 | 0.40033
31598 | 12.48 | 1 | 365 | 14.2013 | 0.59937 | 14 | 0.80066
31662 | 3.38 | 1 | 365 | 3.8462 | 0.74566 | 4 | 0.59185
31669 | 13 | 1 | 365 | 14.793 | 0.79101 | 15 | 0.58402
31623 | 7.54 | 1 | 365 | 8.5799 | 0.27878 | 8 | 0.85873
31517 | 24.6 | 1 | 365 | 27.9929 | 0.37375 | 28 | 0.36668
31643 | 11.18 | 1 | 365 | 12.722 | 0.62027 | 13 | 0.34226
31661 | 4.16 | 1 | 365 | 4.7338 | 0.53312 | 5 | 0.26689
31430 | 7.02 | 1 | 365 | 7.9882 | 0.087144 | 8 | 0.075371
29024 | 8.745 | 1 | 365 | 9.9511 | 0.040182 | 9 | 0.99133
31697 | 4.94 | 1 | 365 | 5.6213 | 0.32058 | 5 | 0.94193
31675 | 5.72 | 1 | 365 | 6.5089 | 0.10804 | 6 | 0.61697
31718 | 3.9 | 1 | 365 | 4.4379 | 0.9373 | 5 | 0.37521
31420 | 12.74 | 1 | 365 | 14.4972 | 0.19519 | 14 | 0.69234
31749 | 2.34 | 1 | 365 | 2.6627 | 0.36238 | 3 | 0.025124
31437 | 7.8 | 1 | 365 | 8.8758 | 0.8746 | 9 | 0.75041
31708 | 9.62 | 1 | 365 | 10.9468 | 0.045346 | 10 | 0.99217
31715 | 9.36 | 1 | 365 | 10.651 | 0.44953 | 11 | 0.10049
31728 | 11.18 | 1 | 365 | 12.722 | 0.62027 | 13 | 0.34226
31601 | 12.74 | 1 | 365 | 14.4972 | 0.19519 | 14 | 0.69234
31832 | 3.64 | 1 | 365 | 4.142 | 0.34148 | 4 | 0.48353
31775 | 8.06 | 1 | 365 | 9.1717 | 0.47042 | 9 | 0.64209
31603 | 13.26 | 1 | 365 | 15.0889 | 0.38683 | 15 | 0.4757
31834 | 13 | 1 | 365 | 14.793 | 0.79101 | 15 | 0.58402
31837 | 7.54 | 1 | 365 | 8.5799 | 0.27878 | 8 | 0.85873
31606 | 5.46 | 1 | 365 | 6.2131 | 0.51222 | 6 | 0.72529
31610 | 9.88 | 1 | 365 | 11.2427 | 0.64117 | 11 | 0.88386
31616 | 4.42 | 1 | 365 | 5.0296 | 0.12894 | 5 | 0.15857
31624 | 3.12 | 1 | 365 | 3.5503 | 0.14984 | 3 | 0.70016
31808 | 12.22 | 1 | 365 | 13.9054 | 0.0035475 | 13 | 0.90898
31813 | 6.76 | 1 | 365 | 7.6924 | 0.49132 | 8 | 0.18369
31815 | 4.68 | 1 | 365 | 5.3255 | 0.72476 | 6 | 0.050247
31817 | 11.44 | 1 | 365 | 13.0179 | 0.21609 | 13 | 0.23394
31818 | 10.865 | 1 | 365 | 12.3635 | 0.89841 | 13 | 0.26195
31850 | 3.9 | 1 | 365 | 4.4379 | 0.9373 | 5 | 0.37521
31852 | 5.46 | 1 | 365 | 6.2131 | 0.51222 | 6 | 0.72529
31854 | 4.68 | 1 | 365 | 5.3255 | 0.72476 | 6 | 0.050247
31858 | 9.62 | 1 | 365 | 10.9468 | 0.045346 | 10 | 0.99217
31857 | 9.1 | 1 | 365 | 10.3551 | 0.85371 | 11 | 0.20881
31868 | 8.32 | 1 | 365 | 9.4675 | 0.066245 | 9 | 0.53377
31873 | 12.985 | 1 | 365 | 14.7759 | 0.75663 | 15 | 0.53258
31883 | 5.98 | 1 | 365 | 6.8048 | 0.70386 | 7 | 0.50865
31894 | 8.32 | 1 | 365 | 9.4675 | 0.066245 | 9 | 0.53377
31901 | 2.86 | 1 | 365 | 3.2545 | 0.55402 | 3 | 0.80848
31903 | 8.32 | 1 | 365 | 9.4675 | 0.066245 | 9 | 0.53377
31906 | 9.88 | 1 | 365 | 11.2427 | 0.64117 | 11 | 0.88386
31911 | 6.76 | 1 | 365 | 7.6924 | 0.49132 | 8 | 0.18369
31915 | 8.58 | 1 | 365 | 9.7634 | 0.66207 | 10 | 0.42545
31917 | 12.48 | 1 | 365 | 14.2013 | 0.59937 | 14 | 0.80066
31928 | 9.36 | 1 | 365 | 10.651 | 0.44953 | 11 | 0.10049
31929 | 8.84 | 1 | 365 | 10.0592 | 0.25789 | 10 | 0.31713
31931 | 2.86 | 1 | 365 | 3.2545 | 0.55402 | 3 | 0.80848
31933 | 5.3 | 1 | 365 | 6.031 | 0.14556 | 6 | 0.17656
32224 | 4.9 | 1 | 365 | 5.5758 | 0.22892 | 5 | 0.80475
32127 | 5.88 | 1 | 365 | 6.691 | 0.4747 | 7 | 0.1657
32148 | 7.56 | 1 | 365 | 8.6027 | 0.32462 | 8 | 0.92732
31944 | 8.06 | 1 | 365 | 9.1717 | 0.47042 | 9 | 0.64209
31948 | 3.38 | 1 | 365 | 3.8462 | 0.74566 | 4 | 0.59185
31950 | 7.02 | 1 | 365 | 7.9882 | 0.087144 | 8 | 0.075371
31953 | 5.46 | 1 | 365 | 6.2131 | 0.51222 | 6 | 0.72529
31965 | 5.2 | 1 | 365 | 5.9172 | 0.9164 | 6 | 0.83361
31982 | 7.28 | 1 | 365 | 8.2841 | 0.68296 | 8 | 0.96705
31986 | 3.9 | 1 | 365 | 4.4379 | 0.9373 | 5 | 0.37521
31970 | 2.86 | 1 | 365 | 3.2545 | 0.55402 | 3 | 0.80848
31988 | 3.12 | 1 | 365 | 3.5503 | 0.14984 | 3 | 0.70016
31992 | 5.72 | 1 | 365 | 6.5089 | 0.10804 | 6 | 0.61697
31993 | 7.14 | 1 | 365 | 8.1248 | 0.36214 | 8 | 0.48692
32005 | 5.5 | 1 | 365 | 6.2586 | 0.60389 | 6 | 0.86247
32041 | 5.46 | 1 | 365 | 6.2131 | 0.51222 | 6 | 0.72529
32042 | 5.46 | 1 | 365 | 6.2131 | 0.51222 | 6 | 0.72529
32049 | 4.16 | 1 | 365 | 4.7338 | 0.53312 | 5 | 0.26689
32046 | 4.68 | 1 | 365 | 5.3255 | 0.72476 | 6 | 0.050247
31935 | 9.36 | 1 | 365 | 10.651 | 0.44953 | 11 | 0.10049
31633 | 10.4 | 1 | 365 | 11.8344 | 0.83281 | 12 | 0.66722
31640 | 12.22 | 1 | 365 | 13.9054 | 0.0035475 | 13 | 0.90898
31946 | 7.02 | 1 | 365 | 7.9882 | 0.087144 | 8 | 0.075371
31955 | 9.88 | 1 | 365 | 11.2427 | 0.64117 | 11 | 0.88386
31957 | 7.02 | 1 | 365 | 7.9882 | 0.087144 | 8 | 0.075371
31961 | 11.18 | 1 | 365 | 12.722 | 0.62027 | 13 | 0.34226
31972 | 7.28 | 1 | 365 | 8.2841 | 0.68296 | 8 | 0.96705
31975 | 9.36 | 1 | 365 | 10.651 | 0.44953 | 11 | 0.10049
31985 | 4.94 | 1 | 365 | 5.6213 | 0.32058 | 5 | 0.94193
31983 | 7.8 | 1 | 365 | 8.8758 | 0.8746 | 9 | 0.75041
31990 | 7.8 | 1 | 365 | 8.8758 | 0.8746 | 9 | 0.75041
31995 | 3.38 | 1 | 365 | 3.8462 | 0.74566 | 4 | 0.59185
31999 | 9.1 | 1 | 365 | 10.3551 | 0.85371 | 11 | 0.20881
32002 | 4.24 | 1 | 365 | 4.8248 | 0.71645 | 5 | 0.54125
31998 | 8.06 | 1 | 365 | 9.1717 | 0.47042 | 9 | 0.64209
32004 | 5.2 | 1 | 365 | 5.9172 | 0.9164 | 6 | 0.83361
31655 | 7.54 | 1 | 365 | 8.5799 | 0.27878 | 8 | 0.85873
31644 | 11.18 | 1 | 365 | 12.722 | 0.62027 | 13 | 0.34226
31660 | 4.42 | 1 | 365 | 5.0296 | 0.12894 | 5 | 0.15857
31647 | 12.48 | 1 | 365 | 14.2013 | 0.59937 | 14 | 0.80066
31666 | 7.28 | 1 | 365 | 8.2841 | 0.68296 | 8 | 0.96705
31849 | 6.76 | 1 | 365 | 7.6924 | 0.49132 | 8 | 0.18369
31680 | 5.46 | 1 | 365 | 6.2131 | 0.51222 | 6 | 0.72529
31889 | 9.1 | 1 | 365 | 10.3551 | 0.85371 | 11 | 0.20881
31689 | 11.96 | 1 | 365 | 13.6096 | 0.40773 | 14 | 0.017298
31698 | 6.76 | 1 | 365 | 7.6924 | 0.49132 | 8 | 0.18369
31704 | 7.8 | 1 | 365 | 8.8758 | 0.8746 | 9 | 0.75041
31709 | 5.46 | 1 | 365 | 6.2131 | 0.51222 | 6 | 0.72529
31439 | 8.06 | 1 | 365 | 9.1717 | 0.47042 | 9 | 0.64209
31531 | 7.42 | 1 | 365 | 8.4434 | 0.0037907 | 8 | 0.44719
31423 | 5.72 | 1 | 365 | 6.5089 | 0.10804 | 6 | 0.61697
31452 | 6.12 | 1 | 365 | 6.9641 | 0.02469 | 6 | 0.98878
31449 | 5.2 | 1 | 365 | 5.9172 | 0.9164 | 6 | 0.83361
31535 | 8.84 | 1 | 365 | 10.0592 | 0.25789 | 10 | 0.31713
31440 | 2.86 | 1 | 365 | 3.2545 | 0.55402 | 3 | 0.80848
32181 | 10.72 | 1 | 365 | 12.1985 | 0.56612 | 12 | 0.76467
32183 | 11.07 | 1 | 365 | 12.5968 | 0.36819 | 12 | 0.96501
32184 | 7.84 | 1 | 365 | 8.9213 | 0.96627 | 9 | 0.88759
32190 | 12 | 1 | 365 | 13.6551 | 0.49939 | 14 | 0.15448
31447 | 5.72 | 1 | 365 | 6.5089 | 0.10804 | 6 | 0.61697
31543 | 3.64 | 1 | 365 | 4.142 | 0.34148 | 4 | 0.48353
31458 | 5.46 | 1 | 365 | 6.2131 | 0.51222 | 6 | 0.72529
32296 | 7.44 | 1 | 365 | 8.4662 | 0.049623 | 8 | 0.51578
20921 | 7.02 | 1 | 365 | 7.9882 | 0.087144 | 8 | 0.075371
32298 | 9.38 | 1 | 365 | 10.6737 | 0.49536 | 11 | 0.16909
31545 | 7.28 | 1 | 365 | 8.2841 | 0.68296 | 8 | 0.96705
31546 | 4.94 | 1 | 365 | 5.6213 | 0.32058 | 5 | 0.94193
32327 | 6.76 | 1 | 365 | 7.6924 | 0.49132 | 8 | 0.18369
32328 | 7.28 | 1 | 365 | 8.2841 | 0.68296 | 8 | 0.96705
32329 | 5.98 | 1 | 365 | 6.8048 | 0.70386 | 7 | 0.50865
32336 | 8.32 | 1 | 365 | 9.4675 | 0.066245 | 9 | 0.53377
32206 | 5.83 | 1 | 365 | 6.6341 | 0.36012 | 6 | 0.99422
32210 | 8.32 | 1 | 365 | 9.4675 | 0.066245 | 9 | 0.53377
32205 | 8.06 | 1 | 365 | 9.1717 | 0.47042 | 9 | 0.64209
32213 | 6.24 | 1 | 365 | 7.1006 | 0.29968 | 7 | 0.40033
32344 | 2.08 | 1 | 365 | 2.3669 | 0.76656 | 3 | 0.13344
31799 | 12.48 | 1 | 365 | 14.2013 | 0.59937 | 14 | 0.80066
31846 | 9.36 | 1 | 365 | 10.651 | 0.44953 | 11 | 0.10049
31550 | 6.5 | 1 | 365 | 7.3965 | 0.8955 | 8 | 0.29201
32366 | 4.42 | 1 | 365 | 5.0296 | 0.12894 | 5 | 0.15857
31843 | 5.46 | 1 | 365 | 6.2131 | 0.51222 | 6 | 0.72529
32362 | 7.95 | 1 | 365 | 9.0465 | 0.21835 | 9 | 0.26484
31847 | 8.06 | 1 | 365 | 9.1717 | 0.47042 | 9 | 0.64209
32364 | 5.72 | 1 | 365 | 6.5089 | 0.10804 | 6 | 0.61697
31572 | 6.76 | 1 | 365 | 7.6924 | 0.49132 | 8 | 0.18369
27433 | 11.475 | 1 | 365 | 13.0577 | 0.29629 | 13 | 0.35397
32375 | 11.66 | 1 | 365 | 13.2682 | 0.72024 | 13 | 0.98844
32354 | 6.36 | 1 | 365 | 7.2372 | 0.57468 | 7 | 0.81187
32374 | 7.54 | 1 | 365 | 8.5799 | 0.27878 | 8 | 0.85873
32378 | 4.42 | 1 | 365 | 5.0296 | 0.12894 | 5 | 0.15857
32391 | 9.435 | 1 | 365 | 10.7363 | 0.6214 | 11 | 0.35771
32389 | 7.8 | 1 | 365 | 8.8758 | 0.8746 | 9 | 0.75041
32043 | 4.94 | 1 | 365 | 5.6213 | 0.32058 | 5 | 0.94193
32393 | 10.335 | 1 | 365 | 11.7604 | 0.68385 | 12 | 0.4443
31861 | 6.5 | 1 | 365 | 7.3965 | 0.8955 | 8 | 0.29201
31851 | 8.58 | 1 | 365 | 9.7634 | 0.66207 | 10 | 0.42545
32403 | 3.9 | 1 | 365 | 4.4379 | 0.9373 | 5 | 0.37521
31885 | 6.5 | 1 | 365 | 7.3965 | 0.8955 | 8 | 0.29201
32405 | 11.22 | 1 | 365 | 12.7675 | 0.71193 | 13 | 0.47944
31900 | 7.28 | 1 | 365 | 8.2841 | 0.68296 | 8 | 0.96705
32209 | 9.36 | 1 | 365 | 10.651 | 0.44953 | 11 | 0.10049
31904 | 5.46 | 1 | 365 | 6.2131 | 0.51222 | 6 | 0.72529
32057 | 7.8 | 1 | 365 | 8.8758 | 0.8746 | 9 | 0.75041
31909 | 7.8 | 1 | 365 | 8.8758 | 0.8746 | 9 | 0.75041
31960 | 6.76 | 1 | 365 | 7.6924 | 0.49132 | 8 | 0.18369
31966 | 5.72 | 1 | 365 | 6.5089 | 0.10804 | 6 | 0.61697
31979 | 4.68 | 1 | 365 | 5.3255 | 0.72476 | 6 | 0.050247
31984 | 2.34 | 1 | 365 | 2.6627 | 0.36238 | 3 | 0.025124
32419 | 6.5 | 1 | 365 | 7.3965 | 0.8955 | 8 | 0.29201
31959 | 5.98 | 1 | 365 | 6.8048 | 0.70386 | 7 | 0.50865
31958 | 9.88 | 1 | 365 | 11.2427 | 0.64117 | 11 | 0.88386
32031 | 8.32 | 1 | 365 | 9.4675 | 0.066245 | 9 | 0.53377
28052 | 11.73 | 1 | 365 | 13.3478 | 0.88066 | 14 | 0.2285
32060 | 7.54 | 1 | 365 | 8.5799 | 0.27878 | 8 | 0.85873
32055 | 10.14 | 1 | 365 | 11.5385 | 0.23699 | 11 | 0.77554
28025 | 8.58 | 1 | 365 | 9.7634 | 0.66207 | 10 | 0.42545
32268 | 5.2 | 1 | 365 | 5.9172 | 0.9164 | 6 | 0.83361
32279 | 6.5 | 1 | 365 | 7.3965 | 0.8955 | 8 | 0.29201
27835 | 7.54 | 1 | 365 | 8.5799 | 0.27878 | 8 | 0.85873
27834 | 7.8 | 1 | 365 | 8.8758 | 0.8746 | 9 | 0.75041
32288 | 7.42 | 1 | 365 | 8.4434 | 0.0037907 | 8 | 0.44719
32291 | 13.52 | 1 | 365 | 15.3847 | 0.98265 | 16 | 0.36738
27829 | 7.28 | 1 | 365 | 8.2841 | 0.68296 | 8 | 0.96705
32297 | 8.06 | 1 | 365 | 9.1717 | 0.47042 | 9 | 0.64209
29264 | 8.06 | 1 | 365 | 9.1717 | 0.47042 | 9 | 0.64209
32303 | 7.8 | 1 | 365 | 8.8758 | 0.8746 | 9 | 0.75041
27697 | 7.8 | 1 | 365 | 8.8758 | 0.8746 | 9 | 0.75041
32307 | 2.6 | 1 | 365 | 2.9586 | 0.9582 | 3 | 0.9168
27552 | 5.2 | 1 | 365 | 5.9172 | 0.9164 | 6 | 0.83361
32315 | 11.96 | 1 | 365 | 13.6096 | 0.40773 | 14 | 0.017298
27669 | 5.46 | 1 | 365 | 6.2131 | 0.51222 | 6 | 0.72529
32321 | 4 | 1 | 365 | 4.5517 | 0.16646 | 4 | 0.71816
31310 | 70.125 | 0.9 | 365 | 71.8172 | 0.62961 | 72 | 0.44684
31880 | 57.46 | 0.9 | 365 | 58.8466 | 0.50863 | 59 | 0.35523
31267 | 675.18 | 0.9 | 365 | 691.4732 | 0.52796 | 692 | 0.0011355
13122 | 150.47 | 1 | 365 | 171.2234 | 0.81946 | 172 | 0.042884
32258 | 3.64 | 1 | 365 | 4.142 | 0.34148 | 4 | 0.48353
32260 | 4.16 | 1 | 365 | 4.7338 | 0.53312 | 5 | 0.26689
32133 | 7.54 | 1 | 365 | 8.5799 | 0.27878 | 8 | 0.85873
32261 | 2.34 | 1 | 365 | 2.6627 | 0.36238 | 3 | 0.025124
32065 | 8.58 | 1 | 365 | 9.7634 | 0.66207 | 10 | 0.42545
32211 | 6.5 | 1 | 365 | 7.3965 | 0.8955 | 8 | 0.29201
32082 | 11.96 | 1 | 365 | 13.6096 | 0.40773 | 14 | 0.017298
32423 | 7.28 | 1 | 365 | 8.2841 | 0.68296 | 8 | 0.96705
32425 | 4.68 | 1 | 365 | 5.3255 | 0.72476 | 6 | 0.050247
32217 | 7.8 | 1 | 365 | 8.8758 | 0.8746 | 9 | 0.75041
32427 | 8.84 | 1 | 365 | 10.0592 | 0.25789 | 10 | 0.31713
32200 | 8.06 | 1 | 365 | 9.1717 | 0.47042 | 9 | 0.64209
32429 | 7.14 | 1 | 365 | 8.1248 | 0.36214 | 8 | 0.48692
32431 | 3.38 | 1 | 365 | 3.8462 | 0.74566 | 4 | 0.59185
32434 | 6.6 | 1 | 365 | 7.5103 | 0.12467 | 7 | 0.63496
32218 | 7.28 | 1 | 365 | 8.2841 | 0.68296 | 8 | 0.96705
32440 | 10.4 | 1 | 365 | 11.8344 | 0.83281 | 12 | 0.66722
32519 | 9.36 | 1 | 365 | 10.651 | 0.44953 | 11 | 0.10049
32435 | 11.13 | 1 | 365 | 12.6651 | 0.50569 | 13 | 0.17078
32532 | 7.15 | 1 | 365 | 8.1362 | 0.38505 | 8 | 0.52121
32201 | 11.44 | 1 | 365 | 13.0179 | 0.21609 | 13 | 0.23394
32253 | 10.132 | 1 | 365 | 11.5294 | 0.21865 | 11 | 0.7481
32442 | 11.44 | 1 | 365 | 13.0179 | 0.21609 | 13 | 0.23394
32444 | 11.44 | 1 | 365 | 13.0179 | 0.21609 | 13 | 0.23394
32576 | 10.455 | 1 | 365 | 11.897 | 0.95885 | 12 | 0.85584
32445 | 9.88 | 1 | 365 | 11.2427 | 0.64117 | 11 | 0.88386
32581 | 6.6 | 1 | 365 | 7.5103 | 0.12467 | 7 | 0.63496
32439 | 10.66 | 1 | 365 | 12.1303 | 0.42863 | 12 | 0.5589
32592 | 4.95 | 1 | 365 | 5.6327 | 0.3435 | 5 | 0.97622
32604 | 8.67 | 1 | 365 | 9.8658 | 0.86831 | 10 | 0.73411
32453 | 5.72 | 1 | 365 | 6.5089 | 0.10804 | 6 | 0.61697
32614 | 5.775 | 1 | 365 | 6.5715 | 0.23408 | 6 | 0.80559
32450 | 8.415 | 1 | 365 | 9.5756 | 0.28395 | 9 | 0.85958
32456 | 7.95 | 1 | 365 | 9.0465 | 0.21835 | 9 | 0.26484
32460 | 9.36 | 1 | 365 | 10.651 | 0.44953 | 11 | 0.10049
32463 | 4.42 | 1 | 365 | 5.0296 | 0.12894 | 5 | 0.15857
32464 | 7.02 | 1 | 365 | 7.9882 | 0.087144 | 8 | 0.075371
32625 | 16.83 | 1 | 365 | 19.1513 | 0.5679 | 19 | 0.71916
32467 | 5.72 | 1 | 365 | 6.5089 | 0.10804 | 6 | 0.61697
32468 | 9.1 | 1 | 365 | 10.3551 | 0.85371 | 11 | 0.20881
32472 | 4.59 | 1 | 365 | 5.2231 | 0.51852 | 5 | 0.74159
32621 | 5.225 | 1 | 365 | 5.9457 | 0.97369 | 6 | 0.91935
32680 | 10.4 | 1 | 365 | 11.8344 | 0.83281 | 12 | 0.66722
32474 | 7.54 | 1 | 365 | 8.5799 | 0.27878 | 8 | 0.85873
32070 | 9.36 | 1 | 365 | 10.651 | 0.44953 | 11 | 0.10049
32491 | 5.545 | 1 | 365 | 6.3098 | 0.70701 | 7 | 0.016799
32096 | 9.36 | 1 | 365 | 10.651 | 0.44953 | 11 | 0.10049
32596 | 9.18 | 1 | 365 | 10.4461 | 0.037035 | 10 | 0.48318
32092 | 6.76 | 1 | 365 | 7.6924 | 0.49132 | 8 | 0.18369
32478 | 4.725 | 1 | 365 | 5.3767 | 0.82789 | 6 | 0.20458
32603 | 6.885 | 1 | 365 | 7.8346 | 0.77778 | 8 | 0.61238
32487 | 6.96 | 1 | 365 | 7.92 | 0.94965 | 8 | 0.8696
32605 | 7.14 | 1 | 365 | 8.1248 | 0.36214 | 8 | 0.48692
32517 | 3.85 | 1 | 365 | 4.381 | 0.82272 | 5 | 0.20373
28018 | 10.4 | 1 | 365 | 11.8344 | 0.83281 | 12 | 0.66722
32608 | 7.8 | 1 | 365 | 8.8758 | 0.8746 | 9 | 0.75041
32207 | 9.1 | 1 | 365 | 10.3551 | 0.85371 | 11 | 0.20881
32160 | 9.88 | 1 | 365 | 11.2427 | 0.64117 | 11 | 0.88386
32499 | 6.725 | 1 | 365 | 7.6525 | 0.41112 | 8 | 0.063657
32618 | 9.88 | 1 | 365 | 11.2427 | 0.64117 | 11 | 0.88386
32609 | 7.28 | 1 | 365 | 8.2841 | 0.68296 | 8 | 0.96705
32091 | 7.54 | 1 | 365 | 8.5799 | 0.27878 | 8 | 0.85873
32611 | 7.28 | 1 | 365 | 8.2841 | 0.68296 | 8 | 0.96705
32504 | 6.725 | 1 | 365 | 7.6525 | 0.41112 | 8 | 0.063657
32106 | 2.86 | 1 | 365 | 3.2545 | 0.55402 | 3 | 0.80848
32613 | 5.2 | 1 | 365 | 5.9172 | 0.9164 | 6 | 0.83361
32110 | 6.24 | 1 | 365 | 7.1006 | 0.29968 | 7 | 0.40033
32617 | 5.46 | 1 | 365 | 6.2131 | 0.51222 | 6 | 0.72529
32507 | 6.725 | 1 | 365 | 7.6525 | 0.41112 | 8 | 0.063657
32508 | 4.95 | 1 | 365 | 5.6327 | 0.3435 | 5 | 0.97622
32167 | 6.24 | 1 | 365 | 7.1006 | 0.29968 | 7 | 0.40033
32176 | 5.98 | 1 | 365 | 6.8048 | 0.70386 | 7 | 0.50865
32117 | 4.68 | 1 | 365 | 5.3255 | 0.72476 | 6 | 0.050247
32162 | 4.94 | 1 | 365 | 5.6213 | 0.32058 | 5 | 0.94193
32259 | 11.44 | 1 | 365 | 13.0179 | 0.21609 | 13 | 0.23394
32263 | 9.88 | 1 | 365 | 11.2427 | 0.64117 | 11 | 0.88386
32192 | 9.88 | 1 | 365 | 11.2427 | 0.64117 | 11 | 0.88386
32270 | 7.54 | 1 | 365 | 8.5799 | 0.27878 | 8 | 0.85873
32195 | 8.84 | 1 | 365 | 10.0592 | 0.25789 | 10 | 0.31713
32252 | 2.08 | 1 | 365 | 2.3669 | 0.76656 | 3 | 0.13344
32256 | 8.84 | 1 | 365 | 10.0592 | 0.25789 | 10 | 0.31713
32513 | 7.905 | 1 | 365 | 8.9953 | 0.11522 | 9 | 0.11051
32138 | 8.58 | 1 | 365 | 9.7634 | 0.66207 | 10 | 0.42545
32353 | 6.5 | 1 | 365 | 7.3965 | 0.8955 | 8 | 0.29201
32512 | 5.565 | 1 | 365 | 6.3325 | 0.75284 | 7 | 0.08539
32363 | 4.94 | 1 | 365 | 5.6213 | 0.32058 | 5 | 0.94193
32255 | 11.7 | 1 | 365 | 13.3137 | 0.81191 | 14 | 0.12562
32370 | 7.28 | 1 | 365 | 8.2841 | 0.68296 | 8 | 0.96705
32122 | 5.72 | 1 | 365 | 6.5089 | 0.10804 | 6 | 0.61697
32511 | 7.975 | 1 | 365 | 9.0749 | 0.27564 | 9 | 0.35058
32262 | 9.88 | 1 | 365 | 11.2427 | 0.64117 | 11 | 0.88386
32128 | 5.98 | 1 | 365 | 6.8048 | 0.70386 | 7 | 0.50865
32280 | 8.32 | 1 | 365 | 9.4675 | 0.066245 | 9 | 0.53377
32277 | 8.84 | 1 | 365 | 10.0592 | 0.25789 | 10 | 0.31713
32285 | 6.76 | 1 | 365 | 7.6924 | 0.49132 | 8 | 0.18369
32275 | 10.66 | 1 | 365 | 12.1303 | 0.42863 | 12 | 0.5589
32158 | 6.24 | 1 | 365 | 7.1006 | 0.29968 | 7 | 0.40033
32689 | 4.94 | 1 | 365 | 5.6213 | 0.32058 | 5 | 0.94193
32694 | 6.24 | 1 | 365 | 7.1006 | 0.29968 | 7 | 0.40033
32681 | 9.36 | 1 | 365 | 10.651 | 0.44953 | 11 | 0.10049
32299 | 7.54 | 1 | 365 | 8.5799 | 0.27878 | 8 | 0.85873
32724 | 6.5 | 1 | 365 | 7.3965 | 0.8955 | 8 | 0.29201
32725 | 7.28 | 1 | 365 | 8.2841 | 0.68296 | 8 | 0.96705
32729 | 6.12 | 1 | 365 | 6.9641 | 0.02469 | 6 | 0.98878
32739 | 3.9 | 1 | 365 | 4.4379 | 0.9373 | 5 | 0.37521
32741 | 8.84 | 1 | 365 | 10.0592 | 0.25789 | 10 | 0.31713
32745 | 8.32 | 1 | 365 | 9.4675 | 0.066245 | 9 | 0.53377
32746 | 9.1 | 1 | 365 | 10.3551 | 0.85371 | 11 | 0.20881
32748 | 5.72 | 1 | 365 | 6.5089 | 0.10804 | 6 | 0.61697
32751 | 4.42 | 1 | 365 | 5.0296 | 0.12894 | 5 | 0.15857
32754 | 5.2 | 1 | 365 | 5.9172 | 0.9164 | 6 | 0.83361
32752 | 13.52 | 1 | 365 | 15.3847 | 0.98265 | 16 | 0.36738
32762 | 6.5 | 1 | 365 | 7.3965 | 0.8955 | 8 | 0.29201
32311 | 5.98 | 1 | 365 | 6.8048 | 0.70386 | 7 | 0.50865
32764 | 3.38 | 1 | 365 | 3.8462 | 0.74566 | 4 | 0.59185
32766 | 8.84 | 1 | 365 | 10.0592 | 0.25789 | 10 | 0.31713
33011 | 8.215 | 1 | 365 | 9.348 | 0.82563 | 10 | 0.17367
33012 | 10.14 | 1 | 365 | 11.5385 | 0.23699 | 11 | 0.77554
33014 | 4.42 | 1 | 365 | 5.0296 | 0.12894 | 5 | 0.15857
33017 | 8.84 | 1 | 365 | 10.0592 | 0.25789 | 10 | 0.31713
33019 | 9.805 | 1 | 365 | 11.1573 | 0.46929 | 11 | 0.62664
33021 | 6.24 | 1 | 365 | 7.1006 | 0.29968 | 7 | 0.40033
33016 | 7.41 | 1 | 365 | 8.432 | 0.98087 | 9 | 0.41289
33018 | 3.42 | 1 | 365 | 3.8917 | 0.83733 | 4 | 0.72903
33022 | 11.4 | 1 | 365 | 12.9723 | 0.12442 | 13 | 0.096756
33032 | 4.59 | 1 | 365 | 5.2231 | 0.51852 | 5 | 0.74159
32139 | 2.86 | 1 | 365 | 3.2545 | 0.55402 | 3 | 0.80848
32145 | 3.64 | 1 | 365 | 4.142 | 0.34148 | 4 | 0.48353
32150 | 5.2 | 1 | 365 | 5.9172 | 0.9164 | 6 | 0.83361
32171 | 9.62 | 1 | 365 | 10.9468 | 0.045346 | 10 | 0.99217
32300 | 8.06 | 1 | 365 | 9.1717 | 0.47042 | 9 | 0.64209
32278 | 4.16 | 1 | 365 | 4.7338 | 0.53312 | 5 | 0.26689
32765 | 11.7 | 1 | 365 | 13.3137 | 0.81191 | 14 | 0.12562
32286 | 10.92 | 1 | 365 | 12.4261 | 0.024447 | 12 | 0.45058
32294 | 5.72 | 1 | 365 | 6.5089 | 0.10804 | 6 | 0.61697
32305 | 8.32 | 1 | 365 | 9.4675 | 0.066245 | 9 | 0.53377
32770 | 4.16 | 1 | 365 | 4.7338 | 0.53312 | 5 | 0.26689
32522 | 3.38 | 1 | 365 | 3.8462 | 0.74566 | 4 | 0.59185
32516 | 5.46 | 1 | 365 | 6.2131 | 0.51222 | 6 | 0.72529
32773 | 2.34 | 1 | 365 | 2.6627 | 0.36238 | 3 | 0.025124
32526 | 4.16 | 1 | 365 | 4.7338 | 0.53312 | 5 | 0.26689
32769 | 11.7 | 1 | 365 | 13.3137 | 0.81191 | 14 | 0.12562
32778 | 3.9 | 1 | 365 | 4.4379 | 0.9373 | 5 | 0.37521
32781 | 8.32 | 1 | 365 | 9.4675 | 0.066245 | 9 | 0.53377
32555 | 6.24 | 1 | 365 | 7.1006 | 0.29968 | 7 | 0.40033
32589 | 9.36 | 1 | 365 | 10.651 | 0.44953 | 11 | 0.10049
32599 | 8.06 | 1 | 365 | 9.1717 | 0.47042 | 9 | 0.64209
32783 | 3.12 | 1 | 365 | 3.5503 | 0.14984 | 3 | 0.70016
32623 | 9.1 | 1 | 365 | 10.3551 | 0.85371 | 11 | 0.20881
32634 | 9.88 | 1 | 365 | 11.2427 | 0.64117 | 11 | 0.88386
32641 | 7.28 | 1 | 365 | 8.2841 | 0.68296 | 8 | 0.96705
32632 | 13 | 1 | 365 | 14.793 | 0.79101 | 15 | 0.58402
32788 | 4.42 | 1 | 365 | 5.0296 | 0.12894 | 5 | 0.15857
32643 | 6.76 | 1 | 365 | 7.6924 | 0.49132 | 8 | 0.18369
32645 | 9.36 | 1 | 365 | 10.651 | 0.44953 | 11 | 0.10049
32657 | 11.75 | 1 | 365 | 13.3706 | 0.92649 | 14 | 0.29709
32287 | 5.46 | 1 | 365 | 6.2131 | 0.51222 | 6 | 0.72529
32661 | 3.12 | 1 | 365 | 3.5503 | 0.14984 | 3 | 0.70016
32983 | 4.2 | 1 | 365 | 4.7793 | 0.62479 | 5 | 0.40407
32772 | 5.98 | 1 | 365 | 6.8048 | 0.70386 | 7 | 0.50865
32903 | 8.68 | 1 | 365 | 9.8772 | 0.89123 | 10 | 0.76841
32793 | 9.36 | 1 | 365 | 10.651 | 0.44953 | 11 | 0.10049
32981 | 4.76 | 1 | 365 | 5.4165 | 0.90809 | 6 | 0.32461
32809 | 8.32 | 1 | 365 | 9.4675 | 0.066245 | 9 | 0.53377
33048 | 5.5 | 1 | 365 | 6.2586 | 0.60389 | 6 | 0.86247
32797 | 6.76 | 1 | 365 | 7.6924 | 0.49132 | 8 | 0.18369
33049 | 4.2 | 1 | 365 | 4.7793 | 0.62479 | 5 | 0.40407
33050 | 5.04 | 1 | 365 | 5.7351 | 0.54974 | 6 | 0.28488
32318 | 5.46 | 1 | 365 | 6.2131 | 0.51222 | 6 | 0.72529
32799 | 7.02 | 1 | 365 | 7.9882 | 0.087144 | 8 | 0.075371
33051 | 4.2 | 1 | 365 | 4.7793 | 0.62479 | 5 | 0.40407
32806 | 9.36 | 1 | 365 | 10.651 | 0.44953 | 11 | 0.10049
33057 | 5.88 | 1 | 365 | 6.691 | 0.4747 | 7 | 0.1657
33062 | 3.66 | 1 | 365 | 4.1648 | 0.38731 | 4 | 0.55212
32808 | 4.16 | 1 | 365 | 4.7338 | 0.53312 | 5 | 0.26689
32823 | 6.5 | 1 | 365 | 7.3965 | 0.8955 | 8 | 0.29201
33087 | 4.8 | 1 | 365 | 5.462 | 0.99976 | 6 | 0.46179
32826 | 3.9 | 1 | 365 | 4.4379 | 0.9373 | 5 | 0.37521
32829 | 5.46 | 1 | 365 | 6.2131 | 0.51222 | 6 | 0.72529
33094 | 7.5 | 1 | 365 | 8.5344 | 0.18712 | 8 | 0.72155
33122 | 8.55 | 1 | 365 | 9.7293 | 0.59332 | 10 | 0.32257
32831 | 4.68 | 1 | 365 | 5.3255 | 0.72476 | 6 | 0.050247
13123 | 178.35 | 1 | 365 | 202.9487 | 0.70971 | 203 | 0.65846
32834 | 11.44 | 1 | 365 | 13.0179 | 0.21609 | 13 | 0.23394
32308 | 9.1 | 1 | 365 | 10.3551 | 0.85371 | 11 | 0.20881
33065 | 3.12 | 1 | 365 | 3.5503 | 0.14984 | 3 | 0.70016
32310 | 3.9 | 1 | 365 | 4.4379 | 0.9373 | 5 | 0.37521
33054 | 4.68 | 1 | 365 | 5.3255 | 0.72476 | 6 | 0.050247
32361 | 3.64 | 1 | 365 | 4.142 | 0.34148 | 4 | 0.48353
32316 | 6.5 | 1 | 365 | 7.3965 | 0.8955 | 8 | 0.29201
33069 | 13.26 | 1 | 365 | 15.0889 | 0.38683 | 15 | 0.4757
32383 | 9.36 | 1 | 365 | 10.651 | 0.44953 | 11 | 0.10049
33085 | 7.28 | 1 | 365 | 8.2841 | 0.68296 | 8 | 0.96705
32320 | 4.68 | 1 | 365 | 5.3255 | 0.72476 | 6 | 0.050247
33091 | 2.86 | 1 | 365 | 3.2545 | 0.55402 | 3 | 0.80848
32441 | 6.67 | 1 | 365 | 7.59 | 0.28508 | 7 | 0.87503
32326 | 4.68 | 1 | 365 | 5.3255 | 0.72476 | 6 | 0.050247
32402 | 11.7 | 1 | 365 | 13.3137 | 0.81191 | 14 | 0.12562
33093 | 14.04 | 1 | 365 | 15.9765 | 0.17429 | 16 | 0.15074
33099 | 3.12 | 1 | 365 | 3.5503 | 0.14984 | 3 | 0.70016
33102 | 6.5 | 1 | 365 | 7.3965 | 0.8955 | 8 | 0.29201
33105 | 9 | 1 | 365 | 10.2413 | 0.62454 | 10 | 0.86586
33107 | 5.565 | 1 | 365 | 6.3325 | 0.75284 | 7 | 0.08539
33108 | 5.98 | 1 | 365 | 6.8048 | 0.70386 | 7 | 0.50865
33111 | 8.48 | 1 | 365 | 9.6496 | 0.4329 | 10 | 0.082499
33110 | 3.9 | 1 | 365 | 4.4379 | 0.9373 | 5 | 0.37521
33113 | 7.35 | 1 | 365 | 8.3637 | 0.84338 | 9 | 0.20712
32430 | 9.75 | 1 | 365 | 11.0948 | 0.34326 | 11 | 0.43801
33119 | 8.884 | 1 | 365 | 10.1093 | 0.35872 | 10 | 0.46803
32446 | 9.36 | 1 | 365 | 10.651 | 0.44953 | 11 | 0.10049
32455 | 2.86 | 1 | 365 | 3.2545 | 0.55402 | 3 | 0.80848
33123 | 9.88 | 1 | 365 | 11.2427 | 0.64117 | 11 | 0.88386
33130 | 6.12 | 1 | 365 | 6.9641 | 0.02469 | 6 | 0.98878
32457 | 3.12 | 1 | 365 | 3.5503 | 0.14984 | 3 | 0.70016
33131 | 5.2 | 1 | 365 | 5.9172 | 0.9164 | 6 | 0.83361
33127 | 2.08 | 1 | 365 | 2.3669 | 0.76656 | 3 | 0.13344
32347 | 15.34 | 1 | 365 | 17.4558 | 0.15339 | 17 | 0.60914
33133 | 3.445 | 1 | 365 | 3.9201 | 0.89462 | 4 | 0.81477
33142 | 5.1 | 1 | 365 | 5.8034 | 0.68724 | 6 | 0.49065
33147 | 5.46 | 1 | 365 | 6.2131 | 0.51222 | 6 | 0.72529
33166 | 12.426 | 1 | 365 | 14.1398 | 0.47562 | 14 | 0.61546
33194 | 9 | 1 | 365 | 10.2413 | 0.62454 | 10 | 0.86586
3349 | 1339.2 | 1 | 365 | 1523.9078 | 0.93215 | 1524 | 0.83997
32824 | 4.16 | 1 | 365 | 4.7338 | 0.53312 | 5 | 0.26689
33208 | 5.13 | 1 | 365 | 5.8376 | 0.75599 | 6 | 0.59354
32369 | 9.1 | 1 | 365 | 10.3551 | 0.85371 | 11 | 0.20881
32845 | 3.64 | 1 | 365 | 4.142 | 0.34148 | 4 | 0.48353
32376 | 8.84 | 1 | 365 | 10.0592 | 0.25789 | 10 | 0.31713
32396 | 7.8 | 1 | 365 | 8.8758 | 0.8746 | 9 | 0.75041
32371 | 3.64 | 1 | 365 | 4.142 | 0.34148 | 4 | 0.48353
1562 | 1328.04 | 1 | 365 | 1511.2086 | 0.35771 | 1511 | 0.5663
33217 | 11.44 | 1 | 365 | 13.0179 | 0.21609 | 13 | 0.23394
32406 | 3.64 | 1 | 365 | 4.142 | 0.34148 | 4 | 0.48353
32850 | 5.61 | 1 | 365 | 6.3838 | 0.85597 | 7 | 0.23972
32846 | 4.77 | 1 | 365 | 5.4279 | 0.93101 | 6 | 0.35891
32855 | 4.75 | 1 | 365 | 5.4051 | 0.88518 | 6 | 0.29031
32098 | 10.4 | 1 | 365 | 11.8344 | 0.83281 | 12 | 0.66722
32861 | 7.8 | 1 | 365 | 8.8758 | 0.8746 | 9 | 0.75041
32172 | 10.53 | 1 | 365 | 11.9823 | 0.13072 | 12 | 0.11306
32859 | 10.66 | 1 | 365 | 12.1303 | 0.42863 | 12 | 0.5589
32860 | 5.98 | 1 | 365 | 6.8048 | 0.70386 | 7 | 0.50865
33150 | 8.06 | 1 | 365 | 9.1717 | 0.47042 | 9 | 0.64209
32867 | 6.5 | 1 | 365 | 7.3965 | 0.8955 | 8 | 0.29201
32872 | 5.98 | 1 | 365 | 6.8048 | 0.70386 | 7 | 0.50865
33153 | 5.46 | 1 | 365 | 6.2131 | 0.51222 | 6 | 0.72529
32878 | 7.28 | 1 | 365 | 8.2841 | 0.68296 | 8 | 0.96705
33154 | 7.54 | 1 | 365 | 8.5799 | 0.27878 | 8 | 0.85873
33156 | 4.68 | 1 | 365 | 5.3255 | 0.72476 | 6 | 0.050247
33162 | 4.94 | 1 | 365 | 5.6213 | 0.32058 | 5 | 0.94193
33168 | 11.7 | 1 | 365 | 13.3137 | 0.81191 | 14 | 0.12562
33171 | 8.84 | 1 | 365 | 10.0592 | 0.25789 | 10 | 0.31713
33175 | 3.9 | 1 | 365 | 4.4379 | 0.9373 | 5 | 0.37521
33178 | 10.07 | 1 | 365 | 11.4589 | 0.076573 | 11 | 0.53547
33181 | 3.64 | 1 | 365 | 4.142 | 0.34148 | 4 | 0.48353
32459 | 7.02 | 1 | 365 | 7.9882 | 0.087144 | 8 | 0.075371
32484 | 5.2 | 1 | 365 | 5.9172 | 0.9164 | 6 | 0.83361
32488 | 7.02 | 1 | 365 | 7.9882 | 0.087144 | 8 | 0.075371
33212 | 9.945 | 1 | 365 | 11.3167 | 0.79012 | 12 | 0.10678
32480 | 2.86 | 1 | 365 | 3.2545 | 0.55402 | 3 | 0.80848
32407 | 13.77 | 1 | 365 | 15.6692 | 0.55555 | 16 | 0.22477
33218 | 11.7 | 1 | 365 | 13.3137 | 0.81191 | 14 | 0.12562
32524 | 7.02 | 1 | 365 | 7.9882 | 0.087144 | 8 | 0.075371
32533 | 8.32 | 1 | 365 | 9.4675 | 0.066245 | 9 | 0.53377
33223 | 8.58 | 1 | 365 | 9.7634 | 0.66207 | 10 | 0.42545
33222 | 3.18 | 1 | 365 | 3.6186 | 0.28734 | 3 | 0.90594
32543 | 3.64 | 1 | 365 | 4.142 | 0.34148 | 4 | 0.48353
32575 | 10.4 | 1 | 365 | 11.8344 | 0.83281 | 12 | 0.66722
33233 | 3.64 | 1 | 365 | 4.142 | 0.34148 | 4 | 0.48353
33240 | 8.84 | 1 | 365 | 10.0592 | 0.25789 | 10 | 0.31713
32580 | 3.12 | 1 | 365 | 3.5503 | 0.14984 | 3 | 0.70016
33235 | 9.88 | 1 | 365 | 11.2427 | 0.64117 | 11 | 0.88386
33234 | 4.42 | 1 | 365 | 5.0296 | 0.12894 | 5 | 0.15857
33226 | 2.34 | 1 | 365 | 2.6627 | 0.36238 | 3 | 0.025124
33245 | 3.9 | 1 | 365 | 4.4379 | 0.9373 | 5 | 0.37521
33272 | 10.66 | 1 | 365 | 12.1303 | 0.42863 | 12 | 0.5589
33250 | 7.8 | 1 | 365 | 8.8758 | 0.8746 | 9 | 0.75041
33293 | 11.18 | 1 | 365 | 12.722 | 0.62027 | 13 | 0.34226
33294 | 3.12 | 1 | 365 | 3.5503 | 0.14984 | 3 | 0.70016
33254 | 5.2 | 1 | 365 | 5.9172 | 0.9164 | 6 | 0.83361
33297 | 7.8 | 1 | 365 | 8.8758 | 0.8746 | 9 | 0.75041
33302 | 7.02 | 1 | 365 | 7.9882 | 0.087144 | 8 | 0.075371
33298 | 5.98 | 1 | 365 | 6.8048 | 0.70386 | 7 | 0.50865
33308 | 4.68 | 1 | 365 | 5.3255 | 0.72476 | 6 | 0.050247
33280 | 4.94 | 1 | 365 | 5.6213 | 0.32058 | 5 | 0.94193
32534 | 9.88 | 1 | 365 | 11.2427 | 0.64117 | 11 | 0.88386
33312 | 4.94 | 1 | 365 | 5.6213 | 0.32058 | 5 | 0.94193
32544 | 13 | 1 | 365 | 14.793 | 0.79101 | 15 | 0.58402
33259 | 8.58 | 1 | 365 | 9.7634 | 0.66207 | 10 | 0.42545
33314 | 8.58 | 1 | 365 | 9.7634 | 0.66207 | 10 | 0.42545
33251 | 6.5 | 1 | 365 | 7.3965 | 0.8955 | 8 | 0.29201
33316 | 6.36 | 1 | 365 | 7.2372 | 0.57468 | 7 | 0.81187
33246 | 3.12 | 1 | 365 | 3.5503 | 0.14984 | 3 | 0.70016
33318 | 7.54 | 1 | 365 | 8.5799 | 0.27878 | 8 | 0.85873
33264 | 3.12 | 1 | 365 | 3.5503 | 0.14984 | 3 | 0.70016
32574 | 2.6 | 1 | 365 | 2.9586 | 0.9582 | 3 | 0.9168
33263 | 3.9 | 1 | 365 | 4.4379 | 0.9373 | 5 | 0.37521
33313 | 6.76 | 1 | 365 | 7.6924 | 0.49132 | 8 | 0.18369
32569 | 6.24 | 1 | 365 | 7.1006 | 0.29968 | 7 | 0.40033
33221 | 6.5 | 1 | 365 | 7.3965 | 0.8955 | 8 | 0.29201
33320 | 5.46 | 1 | 365 | 6.2131 | 0.51222 | 6 | 0.72529
32578 | 8.32 | 1 | 365 | 9.4675 | 0.066245 | 9 | 0.53377
33257 | 10.92 | 1 | 365 | 12.4261 | 0.024447 | 12 | 0.45058
32884 | 8.06 | 1 | 365 | 9.1717 | 0.47042 | 9 | 0.64209
32888 | 4.335 | 1 | 365 | 4.9329 | 0.93416 | 5 | 0.86706
32889 | 7.28 | 1 | 365 | 8.2841 | 0.68296 | 8 | 0.96705
32893 | 4.42 | 1 | 365 | 5.0296 | 0.12894 | 5 | 0.15857
32896 | 4.94 | 1 | 365 | 5.6213 | 0.32058 | 5 | 0.94193
33321 | 8.745 | 1 | 365 | 9.9511 | 0.040182 | 9 | 0.99133
32404 | 13.52 | 1 | 365 | 15.3847 | 0.98265 | 16 | 0.36738
33325 | 7.28 | 1 | 365 | 8.2841 | 0.68296 | 8 | 0.96705
33323 | 8.32 | 1 | 365 | 9.4675 | 0.066245 | 9 | 0.53377
32414 | 9.88 | 1 | 365 | 11.2427 | 0.64117 | 11 | 0.88386
33327 | 10.66 | 1 | 365 | 12.1303 | 0.42863 | 12 | 0.5589
33332 | 13.26 | 1 | 365 | 15.0889 | 0.38683 | 15 | 0.4757
33336 | 8.06 | 1 | 365 | 9.1717 | 0.47042 | 9 | 0.64209
33455 | 7.54 | 1 | 365 | 8.5799 | 0.27878 | 8 | 0.85873
33338 | 4.77 | 1 | 365 | 5.4279 | 0.93101 | 6 | 0.35891
33333 | 6.76 | 1 | 365 | 7.6924 | 0.49132 | 8 | 0.18369
33456 | 6.12 | 1 | 365 | 6.9641 | 0.02469 | 6 | 0.98878
32593 | 7.8 | 1 | 365 | 8.8758 | 0.8746 | 9 | 0.75041
33466 | 8.06 | 1 | 365 | 9.1717 | 0.47042 | 9 | 0.64209
32646 | 4.94 | 1 | 365 | 5.6213 | 0.32058 | 5 | 0.94193
33471 | 2.08 | 1 | 365 | 2.3669 | 0.76656 | 3 | 0.13344
32653 | 2.86 | 1 | 365 | 3.2545 | 0.55402 | 3 | 0.80848
33470 | 9.62 | 1 | 365 | 10.9468 | 0.045346 | 10 | 0.99217
32606 | 8.58 | 1 | 365 | 9.7634 | 0.66207 | 10 | 0.42545
33399 | 10.335 | 1 | 365 | 11.7604 | 0.68385 | 12 | 0.4443
33475 | 6.24 | 1 | 365 | 7.1006 | 0.29968 | 7 | 0.40033
32660 | 5.46 | 1 | 365 | 6.2131 | 0.51222 | 6 | 0.72529
33385 | 4.24 | 1 | 365 | 4.8248 | 0.71645 | 5 | 0.54125
33343 | 7.8 | 1 | 365 | 8.8758 | 0.8746 | 9 | 0.75041
31098 | 8.58 | 1 | 365 | 9.7634 | 0.66207 | 10 | 0.42545
31100 | 11.96 | 1 | 365 | 13.6096 | 0.40773 | 14 | 0.017298
31107 | 7.8 | 1 | 365 | 8.8758 | 0.8746 | 9 | 0.75041
31108 | 2.08 | 1 | 365 | 2.3669 | 0.76656 | 3 | 0.13344
33417 | 6.095 | 1 | 365 | 6.9356 | 0.9674 | 7 | 0.90305
33478 | 3.9 | 1 | 365 | 4.4379 | 0.9373 | 5 | 0.37521
31111 | 7.8 | 1 | 365 | 8.8758 | 0.8746 | 9 | 0.75041
33480 | 9.88 | 1 | 365 | 11.2427 | 0.64117 | 11 | 0.88386
31120 | 8.06 | 1 | 365 | 9.1717 | 0.47042 | 9 | 0.64209
33341 | 7.54 | 1 | 365 | 8.5799 | 0.27878 | 8 | 0.85873
31131 | 7.8 | 1 | 365 | 8.8758 | 0.8746 | 9 | 0.75041
33481 | 9.1 | 1 | 365 | 10.3551 | 0.85371 | 11 | 0.20881
33482 | 2.6 | 1 | 365 | 2.9586 | 0.9582 | 3 | 0.9168
33483 | 2.34 | 1 | 365 | 2.6627 | 0.36238 | 3 | 0.025124
33465 | 9.36 | 1 | 365 | 10.651 | 0.44953 | 11 | 0.10049
33436 | 7.02 | 1 | 365 | 7.9882 | 0.087144 | 8 | 0.075371
31503 | 9.36 | 1 | 365 | 10.651 | 0.44953 | 11 | 0.10049
33337 | 7.28 | 1 | 365 | 8.2841 | 0.68296 | 8 | 0.96705
33488 | 6.72 | 1 | 365 | 7.6468 | 0.39966 | 8 | 0.046509
33495 | 8.68 | 1 | 365 | 9.8772 | 0.89123 | 10 | 0.76841
33344 | 5.98 | 1 | 365 | 6.8048 | 0.70386 | 7 | 0.50865
33492 | 6.44 | 1 | 365 | 7.3282 | 0.75801 | 8 | 0.086238
29460 | 7.8 | 1 | 365 | 8.8758 | 0.8746 | 9 | 0.75041
33503 | 7.84 | 1 | 365 | 8.9213 | 0.96627 | 9 | 0.88759
33366 | 8.84 | 1 | 365 | 10.0592 | 0.25789 | 10 | 0.31713
30181 | 8.745 | 1 | 365 | 9.9511 | 0.040182 | 9 | 0.99133
33374 | 8.525 | 1 | 365 | 9.7008 | 0.53603 | 10 | 0.23683
33506 | 5.72 | 1 | 365 | 6.5089 | 0.10804 | 6 | 0.61697
30656 | 8.06 | 1 | 365 | 9.1717 | 0.47042 | 9 | 0.64209
33513 | 5.2 | 1 | 365 | 5.9172 | 0.9164 | 6 | 0.83361
33382 | 5.61 | 1 | 365 | 6.3838 | 0.85597 | 7 | 0.23972
33514 | 7.02 | 1 | 365 | 7.9882 | 0.087144 | 8 | 0.075371
30650 | 5.72 | 1 | 365 | 6.5089 | 0.10804 | 6 | 0.61697
33387 | 11.76 | 1 | 365 | 13.382 | 0.9494 | 14 | 0.33139
28741 | 10.4 | 1 | 365 | 11.8344 | 0.83281 | 12 | 0.66722
33351 | 9.6 | 1 | 365 | 10.9241 | 0.99951 | 11 | 0.92358
32502 | 5.98 | 1 | 365 | 6.8048 | 0.70386 | 7 | 0.50865
33516 | 8.58 | 1 | 365 | 9.7634 | 0.66207 | 10 | 0.42545
32199 | 13 | 1 | 365 | 14.793 | 0.79101 | 15 | 0.58402
33518 | 9.36 | 1 | 365 | 10.651 | 0.44953 | 11 | 0.10049
32706 | 6.76 | 1 | 365 | 7.6924 | 0.49132 | 8 | 0.18369
33521 | 6.24 | 1 | 365 | 7.1006 | 0.29968 | 7 | 0.40033
32880 | 5.46 | 1 | 365 | 6.2131 | 0.51222 | 6 | 0.72529
32708 | 9.36 | 1 | 365 | 10.651 | 0.44953 | 11 | 0.10049
33524 | 8.68 | 1 | 365 | 9.8772 | 0.89123 | 10 | 0.76841
33525 | 9.62 | 1 | 365 | 10.9468 | 0.045346 | 10 | 0.99217
33509 | 15.045 | 1 | 365 | 17.1201 | 0.47736 | 17 | 0.59743
32710 | 4.94 | 1 | 365 | 5.6213 | 0.32058 | 5 | 0.94193
33141 | 6.24 | 1 | 365 | 7.1006 | 0.29968 | 7 | 0.40033
33526 | 7.02 | 1 | 365 | 7.9882 | 0.087144 | 8 | 0.075371
32838 | 2.86 | 1 | 365 | 3.2545 | 0.55402 | 3 | 0.80848
33265 | 9.36 | 1 | 365 | 10.651 | 0.44953 | 11 | 0.10049
32776 | 4.94 | 1 | 365 | 5.6213 | 0.32058 | 5 | 0.94193
30828 | 5.2 | 1 | 365 | 5.9172 | 0.9164 | 6 | 0.83361
32749 | 7.54 | 1 | 365 | 8.5799 | 0.27878 | 8 | 0.85873
33522 | 10.66 | 1 | 365 | 12.1303 | 0.42863 | 12 | 0.5589
33530 | 6.72 | 1 | 365 | 7.6468 | 0.39966 | 8 | 0.046509
33339 | 9.1 | 1 | 365 | 10.3551 | 0.85371 | 11 | 0.20881
33350 | 13 | 1 | 365 | 14.793 | 0.79101 | 15 | 0.58402
33347 | 2.6 | 1 | 365 | 2.9586 | 0.9582 | 3 | 0.9168
33334 | 3.12 | 1 | 365 | 3.5503 | 0.14984 | 3 | 0.70016
33342 | 11.18 | 1 | 365 | 12.722 | 0.62027 | 13 | 0.34226
33357 | 4.42 | 1 | 365 | 5.0296 | 0.12894 | 5 | 0.15857
33352 | 10.71 | 1 | 365 | 12.1872 | 0.54321 | 12 | 0.73037
33354 | 9.36 | 1 | 365 | 10.651 | 0.44953 | 11 | 0.10049
33362 | 4.42 | 1 | 365 | 5.0296 | 0.12894 | 5 | 0.15857
33358 | 7.02 | 1 | 365 | 7.9882 | 0.087144 | 8 | 0.075371
33431 | 8.58 | 1 | 365 | 9.7634 | 0.66207 | 10 | 0.42545
33461 | 13.52 | 1 | 365 | 15.3847 | 0.98265 | 16 | 0.36738
33353 | 5.98 | 1 | 365 | 6.8048 | 0.70386 | 7 | 0.50865
33372 | 3.64 | 1 | 365 | 4.142 | 0.34148 | 4 | 0.48353
33371 | 9.1 | 1 | 365 | 10.3551 | 0.85371 | 11 | 0.20881
33349 | 3.12 | 1 | 365 | 3.5503 | 0.14984 | 3 | 0.70016
33378 | 15.105 | 1 | 365 | 17.1883 | 0.61486 | 17 | 0.8032
33379 | 8.84 | 1 | 365 | 10.0592 | 0.25789 | 10 | 0.31713
33386 | 7.155 | 1 | 365 | 8.1418 | 0.39651 | 8 | 0.53836
33381 | 7.685 | 1 | 365 | 8.7449 | 0.61107 | 9 | 0.35601
33368 | 4.42 | 1 | 365 | 5.0296 | 0.12894 | 5 | 0.15857
33529 | 4.16 | 1 | 365 | 4.7338 | 0.53312 | 5 | 0.26689
33535 | 6.44 | 1 | 365 | 7.3282 | 0.75801 | 8 | 0.086238
32780 | 6.76 | 1 | 365 | 7.6924 | 0.49132 | 8 | 0.18369
33540 | 7 | 1 | 365 | 7.9655 | 0.041312 | 8 | 0.00678
32803 | 6.24 | 1 | 365 | 7.1006 | 0.29968 | 7 | 0.40033
33542 | 11.2 | 1 | 365 | 12.7447 | 0.6661 | 13 | 0.41085
33388 | 7.54 | 1 | 365 | 8.5799 | 0.27878 | 8 | 0.85873
33392 | 8.06 | 1 | 365 | 9.1717 | 0.47042 | 9 | 0.64209
33389 | 10.66 | 1 | 365 | 12.1303 | 0.42863 | 12 | 0.5589
33406 | 7.02 | 1 | 365 | 7.9882 | 0.087144 | 8 | 0.075371
33405 | 4.68 | 1 | 365 | 5.3255 | 0.72476 | 6 | 0.050247
33397 | 9.36 | 1 | 365 | 10.651 | 0.44953 | 11 | 0.10049
33408 | 2.805 | 1 | 365 | 3.1919 | 0.42798 | 3 | 0.61986
33414 | 5.72 | 1 | 365 | 6.5089 | 0.10804 | 6 | 0.61697
33415 | 4.16 | 1 | 365 | 4.7338 | 0.53312 | 5 | 0.26689
33412 | 12.74 | 1 | 365 | 14.4972 | 0.19519 | 14 | 0.69234
33419 | 2.08 | 1 | 365 | 2.3669 | 0.76656 | 3 | 0.13344
33422 | 7.8 | 1 | 365 | 8.8758 | 0.8746 | 9 | 0.75041
33428 | 4.42 | 1 | 365 | 5.0296 | 0.12894 | 5 | 0.15857
33427 | 10.4 | 1 | 365 | 11.8344 | 0.83281 | 12 | 0.66722
33429 | 3.38 | 1 | 365 | 3.8462 | 0.74566 | 4 | 0.59185
33463 | 7.54 | 1 | 365 | 8.5799 | 0.27878 | 8 | 0.85873
33433 | 3.9 | 1 | 365 | 4.4379 | 0.9373 | 5 | 0.37521
33537 | 5.46 | 1 | 365 | 6.2131 | 0.51222 | 6 | 0.72529
33237 | 4.68 | 1 | 365 | 5.3255 | 0.72476 | 6 | 0.050247
33536 | 12.72 | 1 | 365 | 14.4744 | 0.14936 | 14 | 0.62375
33426 | 6.24 | 1 | 365 | 7.1006 | 0.29968 | 7 | 0.40033
33544 | 6.24 | 1 | 365 | 7.1006 | 0.29968 | 7 | 0.40033
33587 | 6.24 | 1 | 365 | 7.1006 | 0.29968 | 7 | 0.40033
33553 | 9.8 | 1 | 365 | 11.1517 | 0.45784 | 11 | 0.60949
33588 | 4.88 | 1 | 365 | 5.5531 | 0.18309 | 5 | 0.73616
33594 | 7.41 | 1 | 365 | 8.432 | 0.98087 | 9 | 0.41289
33601 | 12.6 | 1 | 365 | 14.3378 | 0.87436 | 15 | 0.2122
33613 | 8.936 | 1 | 365 | 10.1685 | 0.47788 | 10 | 0.64637
33645 | 3.98 | 1 | 365 | 4.5289 | 0.12063 | 4 | 0.64957
33209 | 10.4 | 1 | 365 | 11.8344 | 0.83281 | 12 | 0.66722
33211 | 8.06 | 1 | 365 | 9.1717 | 0.47042 | 9 | 0.64209
33666 | 10.725 | 1 | 365 | 12.2042 | 0.57758 | 12 | 0.78182
33550 | 6.24 | 1 | 365 | 7.1006 | 0.29968 | 7 | 0.40033
33683 | 4.845 | 1 | 365 | 5.5132 | 0.10288 | 5 | 0.61612
33555 | 11.66 | 1 | 365 | 13.2682 | 0.72024 | 13 | 0.98844
33560 | 6.5 | 1 | 365 | 7.3965 | 0.8955 | 8 | 0.29201
33699 | 4.95 | 1 | 365 | 5.6327 | 0.3435 | 5 | 0.97622
33561 | 5.035 | 1 | 365 | 5.7294 | 0.53829 | 6 | 0.26773
33707 | 3.64 | 1 | 365 | 4.142 | 0.34148 | 4 | 0.48353
33566 | 8.96 | 1 | 365 | 10.1958 | 0.53288 | 10 | 0.72868
33702 | 8.32 | 1 | 365 | 9.4675 | 0.066245 | 9 | 0.53377
33710 | 11.73 | 1 | 365 | 13.3478 | 0.88066 | 14 | 0.2285
33559 | 7.65 | 1 | 365 | 8.7051 | 0.53086 | 9 | 0.23598
32616 | 5.2 | 1 | 365 | 5.9172 | 0.9164 | 6 | 0.83361
33053 | 7.54 | 1 | 365 | 8.5799 | 0.27878 | 8 | 0.85873
33239 | 5.2 | 1 | 365 | 5.9172 | 0.9164 | 6 | 0.83361
33279 | 6.885 | 1 | 365 | 7.8346 | 0.77778 | 8 | 0.61238
33055 | 5.46 | 1 | 365 | 6.2131 | 0.51222 | 6 | 0.72529
33562 | 7.41 | 1 | 365 | 8.432 | 0.98087 | 9 | 0.41289
33266 | 6.76 | 1 | 365 | 7.6924 | 0.49132 | 8 | 0.18369
33688 | 8.91 | 1 | 365 | 10.1389 | 0.4183 | 10 | 0.5572
33569 | 5.04 | 1 | 365 | 5.7351 | 0.54974 | 6 | 0.28488
33571 | 9.62 | 1 | 365 | 10.9468 | 0.045346 | 10 | 0.99217
33271 | 5.2 | 1 | 365 | 5.9172 | 0.9164 | 6 | 0.83361
33568 | 7.65 | 1 | 365 | 8.7051 | 0.53086 | 9 | 0.23598
33300 | 6.24 | 1 | 365 | 7.1006 | 0.29968 | 7 | 0.40033
33576 | 8.415 | 1 | 365 | 9.5756 | 0.28395 | 9 | 0.85958
33585 | 11.44 | 1 | 365 | 13.0179 | 0.21609 | 13 | 0.23394
33573 | 3.64 | 1 | 365 | 4.142 | 0.34148 | 4 | 0.48353
33589 | 4.16 | 1 | 365 | 4.7338 | 0.53312 | 5 | 0.26689
33580 | 4.16 | 1 | 365 | 4.7338 | 0.53312 | 5 | 0.26689
33592 | 5.565 | 1 | 365 | 6.3325 | 0.75284 | 7 | 0.08539
33581 | 3.12 | 1 | 365 | 3.5503 | 0.14984 | 3 | 0.70016
33595 | 5.72 | 1 | 365 | 6.5089 | 0.10804 | 6 | 0.61697
33596 | 8.32 | 1 | 365 | 9.4675 | 0.066245 | 9 | 0.53377
33052 | 5.46 | 1 | 365 | 6.2131 | 0.51222 | 6 | 0.72529
33598 | 5.98 | 1 | 365 | 6.8048 | 0.70386 | 7 | 0.50865
33591 | 7.54 | 1 | 365 | 8.5799 | 0.27878 | 8 | 0.85873
33577 | 5.83 | 1 | 365 | 6.6341 | 0.36012 | 6 | 0.99422
33600 | 4.77 | 1 | 365 | 5.4279 | 0.93101 | 6 | 0.35891
33572 | 9.88 | 1 | 365 | 11.2427 | 0.64117 | 11 | 0.88386
33606 | 8.925 | 1 | 365 | 10.156 | 0.45267 | 10 | 0.60864
33583 | 12.74 | 1 | 365 | 14.4972 | 0.19519 | 14 | 0.69234
33604 | 10.4 | 1 | 365 | 11.8344 | 0.83281 | 12 | 0.66722
33582 | 15 | 1 | 365 | 17.0689 | 0.37424 | 17 | 0.4431
33612 | 5.2 | 1 | 365 | 5.9172 | 0.9164 | 6 | 0.83361
33256 | 3.64 | 1 | 365 | 4.142 | 0.34148 | 4 | 0.48353
33614 | 9.1 | 1 | 365 | 10.3551 | 0.85371 | 11 | 0.20881
33615 | 5.72 | 1 | 365 | 6.5089 | 0.10804 | 6 | 0.61697
33608 | 6.24 | 1 | 365 | 7.1006 | 0.29968 | 7 | 0.40033
33620 | 8.48 | 1 | 365 | 9.6496 | 0.4329 | 10 | 0.082499
33303 | 7.8 | 1 | 365 | 8.8758 | 0.8746 | 9 | 0.75041
33621 | 4.24 | 1 | 365 | 4.8248 | 0.71645 | 5 | 0.54125
33724 | 4.16 | 1 | 365 | 4.7338 | 0.53312 | 5 | 0.26689
33622 | 9.36 | 1 | 365 | 10.651 | 0.44953 | 11 | 0.10049
33627 | 5.72 | 1 | 365 | 6.5089 | 0.10804 | 6 | 0.61697
33726 | 4.94 | 1 | 365 | 5.6213 | 0.32058 | 5 | 0.94193
33617 | 3.18 | 1 | 365 | 3.6186 | 0.28734 | 3 | 0.90594
33723 | 10.53 | 1 | 365 | 11.9823 | 0.13072 | 12 | 0.11306
33624 | 11.44 | 1 | 365 | 13.0179 | 0.21609 | 13 | 0.23394
33728 | 4.16 | 1 | 365 | 4.7338 | 0.53312 | 5 | 0.26689
33628 | 2.6 | 1 | 365 | 2.9586 | 0.9582 | 3 | 0.9168
33625 | 8.32 | 1 | 365 | 9.4675 | 0.066245 | 9 | 0.53377
33626 | 10.07 | 1 | 365 | 11.4589 | 0.076573 | 11 | 0.53547
33632 | 13.26 | 1 | 365 | 15.0889 | 0.38683 | 15 | 0.4757
33730 | 7.95 | 1 | 365 | 9.0465 | 0.21835 | 9 | 0.26484
33634 | 10.66 | 1 | 365 | 12.1303 | 0.42863 | 12 | 0.5589
33732 | 4.24 | 1 | 365 | 4.8248 | 0.71645 | 5 | 0.54125
33642 | 11.22 | 1 | 365 | 12.7675 | 0.71193 | 13 | 0.47944
33633 | 9.62 | 1 | 365 | 10.9468 | 0.045346 | 10 | 0.99217
33735 | 9.62 | 1 | 365 | 10.9468 | 0.045346 | 10 | 0.99217
33636 | 2.34 | 1 | 365 | 2.6627 | 0.36238 | 3 | 0.025124
33736 | 5.2 | 1 | 365 | 5.9172 | 0.9164 | 6 | 0.83361
33739 | 4.42 | 1 | 365 | 5.0296 | 0.12894 | 5 | 0.15857
33296 | 8.32 | 1 | 365 | 9.4675 | 0.066245 | 9 | 0.53377
33346 | 6.76 | 1 | 365 | 7.6924 | 0.49132 | 8 | 0.18369
33307 | 5.46 | 1 | 365 | 6.2131 | 0.51222 | 6 | 0.72529
33761 | 3.12 | 1 | 365 | 3.5503 | 0.14984 | 3 | 0.70016
33765 | 6.5 | 1 | 365 | 7.3965 | 0.8955 | 8 | 0.29201
33315 | 5.72 | 1 | 365 | 6.5089 | 0.10804 | 6 | 0.61697
33647 | 11.96 | 1 | 365 | 13.6096 | 0.40773 | 14 | 0.017298
33767 | 9.36 | 1 | 365 | 10.651 | 0.44953 | 11 | 0.10049
33772 | 7.54 | 1 | 365 | 8.5799 | 0.27878 | 8 | 0.85873
32714 | 6.5 | 1 | 365 | 7.3965 | 0.8955 | 8 | 0.29201
30365 | 11.44 | 1 | 365 | 13.0179 | 0.21609 | 13 | 0.23394
33648 | 7.02 | 1 | 365 | 7.9882 | 0.087144 | 8 | 0.075371
33651 | 9.945 | 1 | 365 | 11.3167 | 0.79012 | 12 | 0.10678
33654 | 8.06 | 1 | 365 | 9.1717 | 0.47042 | 9 | 0.64209
33657 | 8.58 | 1 | 365 | 9.7634 | 0.66207 | 10 | 0.42545
33659 | 9.435 | 1 | 365 | 10.7363 | 0.6214 | 11 | 0.35771
33660 | 11.925 | 1 | 365 | 13.5697 | 0.32752 | 13 | 0.89726
33665 | 3.64 | 1 | 365 | 4.142 | 0.34148 | 4 | 0.48353
33661 | 6.24 | 1 | 365 | 7.1006 | 0.29968 | 7 | 0.40033
33668 | 12.74 | 1 | 365 | 14.4972 | 0.19519 | 14 | 0.69234
33672 | 3.315 | 1 | 365 | 3.7722 | 0.59671 | 4 | 0.36893
33674 | 9.88 | 1 | 365 | 11.2427 | 0.64117 | 11 | 0.88386
33685 | 5.46 | 1 | 365 | 6.2131 | 0.51222 | 6 | 0.72529
33684 | 8.32 | 1 | 365 | 9.4675 | 0.066245 | 9 | 0.53377
33694 | 7.56 | 1 | 365 | 8.6027 | 0.32462 | 8 | 0.92732
33686 | 9.1 | 1 | 365 | 10.3551 | 0.85371 | 11 | 0.20881
33687 | 9.1 | 1 | 365 | 10.3551 | 0.85371 | 11 | 0.20881
33691 | 2.915 | 1 | 365 | 3.317 | 0.68006 | 3 | 0.99711
33698 | 4.16 | 1 | 365 | 4.7338 | 0.53312 | 5 | 0.26689
33709 | 7.54 | 1 | 365 | 8.5799 | 0.27878 | 8 | 0.85873
33705 | 8.745 | 1 | 365 | 9.9511 | 0.040182 | 9 | 0.99133
33704 | 8.58 | 1 | 365 | 9.7634 | 0.66207 | 10 | 0.42545
33703 | 6.89 | 1 | 365 | 7.8403 | 0.78923 | 8 | 0.62953
33706 | 8.32 | 1 | 365 | 9.4675 | 0.066245 | 9 | 0.53377
33708 | 8.215 | 1 | 365 | 9.348 | 0.82563 | 10 | 0.17367
33711 | 11.44 | 1 | 365 | 13.0179 | 0.21609 | 13 | 0.23394
33713 | 4.505 | 1 | 365 | 5.1263 | 0.32373 | 5 | 0.45008
33714 | 10.4 | 1 | 365 | 11.8344 | 0.83281 | 12 | 0.66722
33701 | 8.84 | 1 | 365 | 10.0592 | 0.25789 | 10 | 0.31713
33712 | 12.48 | 1 | 365 | 14.2013 | 0.59937 | 14 | 0.80066
33715 | 9.88 | 1 | 365 | 11.2427 | 0.64117 | 11 | 0.88386
33716 | 11.7 | 1 | 365 | 13.3137 | 0.81191 | 14 | 0.12562
33719 | 10.66 | 1 | 365 | 12.1303 | 0.42863 | 12 | 0.5589
33717 | 7.54 | 1 | 365 | 8.5799 | 0.27878 | 8 | 0.85873
33722 | 10.92 | 1 | 365 | 12.4261 | 0.024447 | 12 | 0.45058
34091 | 3.02 | 1 | 365 | 3.4365 | 0.92068 | 4 | 0.35721
34106 | 8.07 | 1 | 365 | 9.183 | 0.49334 | 9 | 0.67639
34113 | 5.98 | 1 | 365 | 6.8048 | 0.70386 | 7 | 0.50865
34133 | 3.3 | 1 | 365 | 3.7551 | 0.56233 | 4 | 0.31748
34139 | 9.62 | 1 | 365 | 10.9468 | 0.045346 | 10 | 0.99217
34146 | 4.125 | 1 | 365 | 4.6939 | 0.45292 | 5 | 0.14685
34153 | 7.8 | 1 | 365 | 8.8758 | 0.8746 | 9 | 0.75041
34163 | 6.6 | 1 | 365 | 7.5103 | 0.12467 | 7 | 0.63496
34169 | 8.8 | 1 | 365 | 10.0137 | 0.16622 | 10 | 0.17995
31711 | 117.72 | 0.9 | 365 | 120.5608 | 0.79213 | 121 | 0.3529
34173 | 7 | 1 | 365 | 7.9655 | 0.041312 | 8 | 0.00678
34189 | 5.88 | 1 | 365 | 6.691 | 0.4747 | 7 | 0.1657
34192 | 7.84 | 1 | 365 | 8.9213 | 0.96627 | 9 | 0.88759
34200 | 6.72 | 1 | 365 | 7.6468 | 0.39966 | 8 | 0.046509
34202 | 6.72 | 1 | 365 | 7.6468 | 0.39966 | 8 | 0.046509
34205 | 10.64 | 1 | 365 | 12.1075 | 0.38279 | 12 | 0.49031
34170 | 9.9 | 1 | 365 | 11.2654 | 0.687 | 11 | 0.95245
34282 | 12.48 | 1 | 365 | 14.2013 | 0.59937 | 14 | 0.80066
34084 | 6.24 | 1 | 365 | 7.1006 | 0.29968 | 7 | 0.40033
34093 | 5.565 | 1 | 365 | 6.3325 | 0.75284 | 7 | 0.08539
34092 | 2.6 | 1 | 365 | 2.9586 | 0.9582 | 3 | 0.9168
33962 | 9.45 | 1 | 365 | 10.7534 | 0.65577 | 11 | 0.40915
34094 | 9.36 | 1 | 365 | 10.651 | 0.44953 | 11 | 0.10049
34098 | 11.7 | 1 | 365 | 13.3137 | 0.81191 | 14 | 0.12562
34097 | 4.68 | 1 | 365 | 5.3255 | 0.72476 | 6 | 0.050247
31125 | 7.02 | 1 | 365 | 7.9882 | 0.087144 | 8 | 0.075371
34107 | 4.16 | 1 | 365 | 4.7338 | 0.53312 | 5 | 0.26689
34124 | 5.2 | 1 | 365 | 5.9172 | 0.9164 | 6 | 0.83361
34127 | 9.1 | 1 | 365 | 10.3551 | 0.85371 | 11 | 0.20881
34120 | 4.42 | 1 | 365 | 5.0296 | 0.12894 | 5 | 0.15857
34126 | 5.46 | 1 | 365 | 6.2131 | 0.51222 | 6 | 0.72529
34138 | 4.94 | 1 | 365 | 5.6213 | 0.32058 | 5 | 0.94193
34137 | 8.06 | 1 | 365 | 9.1717 | 0.47042 | 9 | 0.64209
34131 | 6 | 1 | 365 | 6.8275 | 0.7497 | 7 | 0.57724
34134 | 7.8 | 1 | 365 | 8.8758 | 0.8746 | 9 | 0.75041
34143 | 5.45 | 1 | 365 | 6.2017 | 0.48931 | 6 | 0.69099
34150 | 4.05 | 1 | 365 | 4.6086 | 0.28104 | 4 | 0.88964
34152 | 7.54 | 1 | 365 | 8.5799 | 0.27878 | 8 | 0.85873
34151 | 5.98 | 1 | 365 | 6.8048 | 0.70386 | 7 | 0.50865
34159 | 11.7 | 1 | 365 | 13.3137 | 0.81191 | 14 | 0.12562
34161 | 6.24 | 1 | 365 | 7.1006 | 0.29968 | 7 | 0.40033
34147 | 9.36 | 1 | 365 | 10.651 | 0.44953 | 11 | 0.10049
34165 | 4.94 | 1 | 365 | 5.6213 | 0.32058 | 5 | 0.94193
34164 | 5.72 | 1 | 365 | 6.5089 | 0.10804 | 6 | 0.61697
30240 | 2.6 | 1 | 365 | 2.9586 | 0.9582 | 3 | 0.9168
34171 | 6.5 | 1 | 365 | 7.3965 | 0.8955 | 8 | 0.29201
33618 | 6.24 | 1 | 365 | 7.1006 | 0.29968 | 7 | 0.40033
30688 | 3.12 | 1 | 365 | 3.5503 | 0.14984 | 3 | 0.70016
33597 | 8.32 | 1 | 365 | 9.4675 | 0.066245 | 9 | 0.53377
34179 | 2.86 | 1 | 365 | 3.2545 | 0.55402 | 3 | 0.80848
30375 | 10.335 | 1 | 365 | 11.7604 | 0.68385 | 12 | 0.4443
34180 | 3.975 | 1 | 365 | 4.5232 | 0.10917 | 4 | 0.63242
34185 | 6.24 | 1 | 365 | 7.1006 | 0.29968 | 7 | 0.40033
30849 | 9.01 | 1 | 365 | 10.2527 | 0.64746 | 10 | 0.90016
34186 | 3.38 | 1 | 365 | 3.8462 | 0.74566 | 4 | 0.59185
34194 | 10.4 | 1 | 365 | 11.8344 | 0.83281 | 12 | 0.66722
33335 | 9.1 | 1 | 365 | 10.3551 | 0.85371 | 11 | 0.20881
28296 | 5.98 | 1 | 365 | 6.8048 | 0.70386 | 7 | 0.50865
33857 | 9.945 | 1 | 365 | 11.3167 | 0.79012 | 12 | 0.10678
33013 | 4.2 | 1 | 365 | 4.7793 | 0.62479 | 5 | 0.40407
33844 | 9.1 | 1 | 365 | 10.3551 | 0.85371 | 11 | 0.20881
33841 | 4.68 | 1 | 365 | 5.3255 | 0.72476 | 6 | 0.050247
33845 | 3.64 | 1 | 365 | 4.142 | 0.34148 | 4 | 0.48353
33852 | 4.58 | 1 | 365 | 5.2117 | 0.4956 | 5 | 0.70729
33877 | 4.68 | 1 | 365 | 5.3255 | 0.72476 | 6 | 0.050247
33776 | 6.24 | 1 | 365 | 7.1006 | 0.29968 | 7 | 0.40033
33785 | 5.565 | 1 | 365 | 6.3325 | 0.75284 | 7 | 0.08539
33793 | 7.28 | 1 | 365 | 8.2841 | 0.68296 | 8 | 0.96705
33797 | 14.025 | 1 | 365 | 15.9594 | 0.13991 | 16 | 0.099299
33803 | 2.08 | 1 | 365 | 2.3669 | 0.76656 | 3 | 0.13344
33806 | 12.495 | 1 | 365 | 14.2184 | 0.63374 | 14 | 0.8521
33814 | 8.84 | 1 | 365 | 10.0592 | 0.25789 | 10 | 0.31713
33811 | 8.58 | 1 | 365 | 9.7634 | 0.66207 | 10 | 0.42545
33819 | 2.6 | 1 | 365 | 2.9586 | 0.9582 | 3 | 0.9168
33826 | 8.84 | 1 | 365 | 10.0592 | 0.25789 | 10 | 0.31713
33827 | 7.8 | 1 | 365 | 8.8758 | 0.8746 | 9 | 0.75041
33828 | 14.04 | 1 | 365 | 15.9765 | 0.17429 | 16 | 0.15074
33832 | 7.65 | 1 | 365 | 8.7051 | 0.53086 | 9 | 0.23598
33837 | 4.68 | 1 | 365 | 5.3255 | 0.72476 | 6 | 0.050247
34198 | 7.28 | 1 | 365 | 8.2841 | 0.68296 | 8 | 0.96705
33846 | 5.2 | 1 | 365 | 5.9172 | 0.9164 | 6 | 0.83361
33851 | 9.1 | 1 | 365 | 10.3551 | 0.85371 | 11 | 0.20881
34196 | 5.98 | 1 | 365 | 6.8048 | 0.70386 | 7 | 0.50865
33848 | 3.64 | 1 | 365 | 4.142 | 0.34148 | 4 | 0.48353
34204 | 4.68 | 1 | 365 | 5.3255 | 0.72476 | 6 | 0.050247
33855 | 6.5 | 1 | 365 | 7.3965 | 0.8955 | 8 | 0.29201
33858 | 5.83 | 1 | 365 | 6.6341 | 0.36012 | 6 | 0.99422
33856 | 9.36 | 1 | 365 | 10.651 | 0.44953 | 11 | 0.10049
34190 | 9.45 | 1 | 365 | 10.7534 | 0.65577 | 11 | 0.40915
33861 | 3.64 | 1 | 365 | 4.142 | 0.34148 | 4 | 0.48353
34203 | 9.88 | 1 | 365 | 11.2427 | 0.64117 | 11 | 0.88386
33862 | 8.58 | 1 | 365 | 9.7634 | 0.66207 | 10 | 0.42545
33859 | 7.02 | 1 | 365 | 7.9882 | 0.087144 | 8 | 0.075371
34199 | 10.92 | 1 | 365 | 12.4261 | 0.024447 | 12 | 0.45058
33865 | 6.24 | 1 | 365 | 7.1006 | 0.29968 | 7 | 0.40033
33867 | 8.58 | 1 | 365 | 9.7634 | 0.66207 | 10 | 0.42545
34207 | 10.14 | 1 | 365 | 11.5385 | 0.23699 | 11 | 0.77554
33870 | 2.86 | 1 | 365 | 3.2545 | 0.55402 | 3 | 0.80848
33888 | 2.915 | 1 | 365 | 3.317 | 0.68006 | 3 | 0.99711
34208 | 7.905 | 1 | 365 | 8.9953 | 0.11522 | 9 | 0.11051
34209 | 8.32 | 1 | 365 | 9.4675 | 0.066245 | 9 | 0.53377
34210 | 11.96 | 1 | 365 | 13.6096 | 0.40773 | 14 | 0.017298
31368 | 291.4 | 1 | 365 | 331.5911 | 0.7769 | 332 | 0.36796
34213 | 10.335 | 1 | 365 | 11.7604 | 0.68385 | 12 | 0.4443
31370 | 288.3 | 1 | 365 | 328.0635 | 0.67289 | 328 | 0.73638
34217 | 5.72 | 1 | 365 | 6.5089 | 0.10804 | 6 | 0.61697
34225 | 4.49 | 1 | 365 | 5.1093 | 0.28936 | 5 | 0.39863
34224 | 4.68 | 1 | 365 | 5.3255 | 0.72476 | 6 | 0.050247
34222 | 10.14 | 1 | 365 | 11.5385 | 0.23699 | 11 | 0.77554
34232 | 3.38 | 1 | 365 | 3.8462 | 0.74566 | 4 | 0.59185
34212 | 5.98 | 1 | 365 | 6.8048 | 0.70386 | 7 | 0.50865
34234 | 7.28 | 1 | 365 | 8.2841 | 0.68296 | 8 | 0.96705
34236 | 2.86 | 1 | 365 | 3.2545 | 0.55402 | 3 | 0.80848
34240 | 4.68 | 1 | 365 | 5.3255 | 0.72476 | 6 | 0.050247
34233 | 7.14 | 1 | 365 | 8.1248 | 0.36214 | 8 | 0.48692
34244 | 10.14 | 1 | 365 | 11.5385 | 0.23699 | 11 | 0.77554
34245 | 8.84 | 1 | 365 | 10.0592 | 0.25789 | 10 | 0.31713
34247 | 10.14 | 1 | 365 | 11.5385 | 0.23699 | 11 | 0.77554
34248 | 6.12 | 1 | 365 | 6.9641 | 0.02469 | 6 | 0.98878
34251 | 5.98 | 1 | 365 | 6.8048 | 0.70386 | 7 | 0.50865
34286 | 4.16 | 1 | 365 | 4.7338 | 0.53312 | 5 | 0.26689
34293 | 8.32 | 1 | 365 | 9.4675 | 0.066245 | 9 | 0.53377
34287 | 10.4 | 1 | 365 | 11.8344 | 0.83281 | 12 | 0.66722
34296 | 6.5 | 1 | 365 | 7.3965 | 0.8955 | 8 | 0.29201
34300 | 6.24 | 1 | 365 | 7.1006 | 0.29968 | 7 | 0.40033
34298 | 4.42 | 1 | 365 | 5.0296 | 0.12894 | 5 | 0.15857
34301 | 4.24 | 1 | 365 | 4.8248 | 0.71645 | 5 | 0.54125
34308 | 4.68 | 1 | 365 | 5.3255 | 0.72476 | 6 | 0.050247
34306 | 7.02 | 1 | 365 | 7.9882 | 0.087144 | 8 | 0.075371
34313 | 5.2 | 1 | 365 | 5.9172 | 0.9164 | 6 | 0.83361
34333 | 8.32 | 1 | 365 | 9.4675 | 0.066245 | 9 | 0.53377
34336 | 7.65 | 1 | 365 | 8.7051 | 0.53086 | 9 | 0.23598
31947 | 229.84 | 0.9 | 365 | 235.3864 | 0.034519 | 235 | 0.42093
32976 | 9.36 | 1 | 365 | 10.651 | 0.44953 | 11 | 0.10049
33041 | 7.65 | 1 | 365 | 8.7051 | 0.53086 | 9 | 0.23598
34238 | 5.2 | 1 | 365 | 5.9172 | 0.9164 | 6 | 0.83361
32304 | 11.96 | 1 | 365 | 13.6096 | 0.40773 | 14 | 0.017298
32242 | 5.46 | 1 | 365 | 6.2131 | 0.51222 | 6 | 0.72529
34142 | 7.02 | 1 | 365 | 7.9882 | 0.087144 | 8 | 0.075371
34358 | 11.4 | 1 | 365 | 12.9723 | 0.12442 | 13 | 0.096756
34380 | 6 | 1 | 365 | 6.8275 | 0.7497 | 7 | 0.57724
34412 | 6.24 | 1 | 365 | 7.1006 | 0.29968 | 7 | 0.40033
34416 | 6.24 | 1 | 365 | 7.1006 | 0.29968 | 7 | 0.40033
34422 | 3.64 | 1 | 365 | 4.142 | 0.34148 | 4 | 0.48353
34423 | 3.64 | 1 | 365 | 4.142 | 0.34148 | 4 | 0.48353
33945 | 10.14 | 1 | 365 | 11.5385 | 0.23699 | 11 | 0.77554
34431 | 9.1 | 1 | 365 | 10.3551 | 0.85371 | 11 | 0.20881
30091 | 8.1 | 1 | 365 | 9.2172 | 0.56209 | 9 | 0.77927
34433 | 8.32 | 1 | 365 | 9.4675 | 0.066245 | 9 | 0.53377
33961 | 8.32 | 1 | 365 | 9.4675 | 0.066245 | 9 | 0.53377
34436 | 9.69 | 1 | 365 | 11.0265 | 0.20576 | 11 | 0.23224
33956 | 4.68 | 1 | 365 | 5.3255 | 0.72476 | 6 | 0.050247
33946 | 6.24 | 1 | 365 | 7.1006 | 0.29968 | 7 | 0.40033
33947 | 4.68 | 1 | 365 | 5.3255 | 0.72476 | 6 | 0.050247
33228 | 5.72 | 1 | 365 | 6.5089 | 0.10804 | 6 | 0.61697
34504 | 7.28 | 1 | 365 | 8.2841 | 0.68296 | 8 | 0.96705
34507 | 8.16 | 1 | 365 | 9.2855 | 0.69959 | 9 | 0.98505
33950 | 9.36 | 1 | 365 | 10.651 | 0.44953 | 11 | 0.10049
34109 | 6.24 | 1 | 365 | 7.1006 | 0.29968 | 7 | 0.40033
34032 | 6 | 1 | 365 | 6.8275 | 0.7497 | 7 | 0.57724
34197 | 4.42 | 1 | 365 | 5.0296 | 0.12894 | 5 | 0.15857
34284 | 6.5 | 1 | 365 | 7.3965 | 0.8955 | 8 | 0.29201
34339 | 8.32 | 1 | 365 | 9.4675 | 0.066245 | 9 | 0.53377
34290 | 3.9 | 1 | 365 | 4.4379 | 0.9373 | 5 | 0.37521
34231 | 10.14 | 1 | 365 | 11.5385 | 0.23699 | 11 | 0.77554
34345 | 9.62 | 1 | 365 | 10.9468 | 0.045346 | 10 | 0.99217
34357 | 4.16 | 1 | 365 | 4.7338 | 0.53312 | 5 | 0.26689
34346 | 3.06 | 1 | 365 | 3.482 | 0.012345 | 3 | 0.49439
34359 | 5.98 | 1 | 365 | 6.8048 | 0.70386 | 7 | 0.50865
34349 | 5.98 | 1 | 365 | 6.8048 | 0.70386 | 7 | 0.50865
34366 | 8.32 | 1 | 365 | 9.4675 | 0.066245 | 9 | 0.53377
34363 | 11.18 | 1 | 365 | 12.722 | 0.62027 | 13 | 0.34226
34360 | 11.395 | 1 | 365 | 12.9666 | 0.11296 | 13 | 0.079608
34326 | 9.36 | 1 | 365 | 10.651 | 0.44953 | 11 | 0.10049
34374 | 13.52 | 1 | 365 | 15.3847 | 0.98265 | 16 | 0.36738
34378 | 6.24 | 1 | 365 | 7.1006 | 0.29968 | 7 | 0.40033
34372 | 5.3 | 1 | 365 | 6.031 | 0.14556 | 6 | 0.17656
34385 | 9.36 | 1 | 365 | 10.651 | 0.44953 | 11 | 0.10049
34390 | 11.66 | 1 | 365 | 13.2682 | 0.72024 | 13 | 0.98844
34398 | 5.035 | 1 | 365 | 5.7294 | 0.53829 | 6 | 0.26773
34401 | 2.915 | 1 | 365 | 3.317 | 0.68006 | 3 | 0.99711
34407 | 2.34 | 1 | 365 | 2.6627 | 0.36238 | 3 | 0.025124
31089 | 4.68 | 1 | 365 | 5.3255 | 0.72476 | 6 | 0.050247
34411 | 5.61 | 1 | 365 | 6.3838 | 0.85597 | 7 | 0.23972
34458 | 4.335 | 1 | 365 | 4.9329 | 0.93416 | 5 | 0.86706
34455 | 5.98 | 1 | 365 | 6.8048 | 0.70386 | 7 | 0.50865
30209 | 3.12 | 1 | 365 | 3.5503 | 0.14984 | 3 | 0.70016
34452 | 4.94 | 1 | 365 | 5.6213 | 0.32058 | 5 | 0.94193
34462 | 9.62 | 1 | 365 | 10.9468 | 0.045346 | 10 | 0.99217
34464 | 7.02 | 1 | 365 | 7.9882 | 0.087144 | 8 | 0.075371
34466 | 8.84 | 1 | 365 | 10.0592 | 0.25789 | 10 | 0.31713
34469 | 7.8 | 1 | 365 | 8.8758 | 0.8746 | 9 | 0.75041
34470 | 10.14 | 1 | 365 | 11.5385 | 0.23699 | 11 | 0.77554
34477 | 6.76 | 1 | 365 | 7.6924 | 0.49132 | 8 | 0.18369
34471 | 4.16 | 1 | 365 | 4.7338 | 0.53312 | 5 | 0.26689
34480 | 7.54 | 1 | 365 | 8.5799 | 0.27878 | 8 | 0.85873
30845 | 2.34 | 1 | 365 | 2.6627 | 0.36238 | 3 | 0.025124
34485 | 7.54 | 1 | 365 | 8.5799 | 0.27878 | 8 | 0.85873
34516 | 4.94 | 1 | 365 | 5.6213 | 0.32058 | 5 | 0.94193
34483 | 6.5 | 1 | 365 | 7.3965 | 0.8955 | 8 | 0.29201
34528 | 9.36 | 1 | 365 | 10.651 | 0.44953 | 11 | 0.10049
34530 | 3.12 | 1 | 365 | 3.5503 | 0.14984 | 3 | 0.70016
34531 | 14.04 | 1 | 365 | 15.9765 | 0.17429 | 16 | 0.15074
34532 | 5.46 | 1 | 365 | 6.2131 | 0.51222 | 6 | 0.72529
34533 | 8.06 | 1 | 365 | 9.1717 | 0.47042 | 9 | 0.64209
34535 | 4.16 | 1 | 365 | 4.7338 | 0.53312 | 5 | 0.26689
34536 | 5.2 | 1 | 365 | 5.9172 | 0.9164 | 6 | 0.83361
30959 | 15.6 | 1 | 365 | 17.7516 | 0.74921 | 18 | 0.50082
34538 | 12.495 | 1 | 365 | 14.2184 | 0.63374 | 14 | 0.8521
34381 | 11.96 | 1 | 365 | 13.6096 | 0.40773 | 14 | 0.017298
34563 | 14.04 | 1 | 365 | 15.9765 | 0.17429 | 16 | 0.15074
34565 | 6.76 | 1 | 365 | 7.6924 | 0.49132 | 8 | 0.18369
34567 | 9.62 | 1 | 365 | 10.9468 | 0.045346 | 10 | 0.99217
34573 | 7.42 | 1 | 365 | 8.4434 | 0.0037907 | 8 | 0.44719
34572 | 7.54 | 1 | 365 | 8.5799 | 0.27878 | 8 | 0.85873
34560 | 5.2 | 1 | 365 | 5.9172 | 0.9164 | 6 | 0.83361
34419 | 6.76 | 1 | 365 | 7.6924 | 0.49132 | 8 | 0.18369
34417 | 4.77 | 1 | 365 | 5.4279 | 0.93101 | 6 | 0.35891
34410 | 7.28 | 1 | 365 | 8.2841 | 0.68296 | 8 | 0.96705
34425 | 7.8 | 1 | 365 | 8.8758 | 0.8746 | 9 | 0.75041
34427 | 9.18 | 1 | 365 | 10.4461 | 0.037035 | 10 | 0.48318
34424 | 9.36 | 1 | 365 | 10.651 | 0.44953 | 11 | 0.10049
34387 | 3.9 | 1 | 365 | 4.4379 | 0.9373 | 5 | 0.37521
34435 | 9.88 | 1 | 365 | 11.2427 | 0.64117 | 11 | 0.88386
34446 | 7.28 | 1 | 365 | 8.2841 | 0.68296 | 8 | 0.96705
34450 | 6.76 | 1 | 365 | 7.6924 | 0.49132 | 8 | 0.18369
34445 | 8.06 | 1 | 365 | 9.1717 | 0.47042 | 9 | 0.64209
34454 | 9.36 | 1 | 365 | 10.651 | 0.44953 | 11 | 0.10049
34449 | 3.38 | 1 | 365 | 3.8462 | 0.74566 | 4 | 0.59185
34482 | 11.96 | 1 | 365 | 13.6096 | 0.40773 | 14 | 0.017298
34490 | 6.5 | 1 | 365 | 7.3965 | 0.8955 | 8 | 0.29201
34489 | 13.26 | 1 | 365 | 15.0889 | 0.38683 | 15 | 0.4757
34502 | 6.24 | 1 | 365 | 7.1006 | 0.29968 | 7 | 0.40033
34496 | 11.22 | 1 | 365 | 12.7675 | 0.71193 | 13 | 0.47944
34503 | 7.155 | 1 | 365 | 8.1418 | 0.39651 | 8 | 0.53836
34505 | 14.04 | 1 | 365 | 15.9765 | 0.17429 | 16 | 0.15074
34509 | 14.3 | 1 | 365 | 16.2723 | 0.77011 | 17 | 0.042422
34591 | 7.155 | 1 | 365 | 8.1418 | 0.39651 | 8 | 0.53836
34285 | 11.96 | 1 | 365 | 13.6096 | 0.40773 | 14 | 0.017298
34347 | 8.84 | 1 | 365 | 10.0592 | 0.25789 | 10 | 0.31713
34299 | 2.86 | 1 | 365 | 3.2545 | 0.55402 | 3 | 0.80848
34157 | 9.1 | 1 | 365 | 10.3551 | 0.85371 | 11 | 0.20881
34053 | 6.5 | 1 | 365 | 7.3965 | 0.8955 | 8 | 0.29201
34304 | 13.26 | 1 | 365 | 15.0889 | 0.38683 | 15 | 0.4757
34318 | 5.2 | 1 | 365 | 5.9172 | 0.9164 | 6 | 0.83361
34619 | 10.14 | 1 | 365 | 11.5385 | 0.23699 | 11 | 0.77554
34344 | 9.88 | 1 | 365 | 11.2427 | 0.64117 | 11 | 0.88386
34261 | 6.76 | 1 | 365 | 7.6924 | 0.49132 | 8 | 0.18369
34643 | 9 | 1 | 365 | 10.2413 | 0.62454 | 10 | 0.86586
34376 | 6.76 | 1 | 365 | 7.6924 | 0.49132 | 8 | 0.18369
34662 | 5.83 | 1 | 365 | 6.6341 | 0.36012 | 6 | 0.99422
34675 | 8.455 | 1 | 365 | 9.6211 | 0.37561 | 9 | 0.99676
34681 | 6.4 | 1 | 365 | 7.2827 | 0.66634 | 7 | 0.94906
34687 | 6.16 | 1 | 365 | 7.0096 | 0.11635 | 7 | 0.12597
33192 | 5.13 | 1 | 365 | 5.8376 | 0.75599 | 6 | 0.59354
34693 | 9.47 | 1 | 365 | 10.7761 | 0.7016 | 11 | 0.47774
34399 | 8.32 | 1 | 365 | 9.4675 | 0.066245 | 9 | 0.53377
34696 | 9.99 | 1 | 365 | 11.3679 | 0.89324 | 12 | 0.2611
34448 | 6.24 | 1 | 365 | 7.1006 | 0.29968 | 7 | 0.40033
34702 | 5.125 | 1 | 365 | 5.8319 | 0.74453 | 6 | 0.57639
34694 | 9.45 | 1 | 365 | 10.7534 | 0.65577 | 11 | 0.40915
34384 | 5.46 | 1 | 365 | 6.2131 | 0.51222 | 6 | 0.72529
34709 | 7.56 | 1 | 365 | 8.6027 | 0.32462 | 8 | 0.92732
34710 | 6.66 | 1 | 365 | 7.5786 | 0.26216 | 7 | 0.84074
34713 | 8.37 | 1 | 365 | 9.5244 | 0.18083 | 9 | 0.70525
34712 | 5.385 | 1 | 365 | 6.1277 | 0.34035 | 6 | 0.46807
34717 | 6.92 | 1 | 365 | 7.8744 | 0.85798 | 8 | 0.73242
34728 | 6.94 | 1 | 365 | 7.8972 | 0.90382 | 8 | 0.80101
34749 | 10.225 | 1 | 365 | 11.6353 | 0.43177 | 12 | 0.067047
34752 | 6.44 | 1 | 365 | 7.3282 | 0.75801 | 8 | 0.086238
34747 | 6.72 | 1 | 365 | 7.6468 | 0.39966 | 8 | 0.046509
34758 | 10.25 | 1 | 365 | 11.6637 | 0.48906 | 12 | 0.15278
34748 | 9.18 | 1 | 365 | 10.4461 | 0.037035 | 10 | 0.48318
34812 | 9.15 | 1 | 365 | 10.412 | 0.96829 | 11 | 0.38029
34816 | 7.425 | 1 | 365 | 8.4491 | 0.015249 | 8 | 0.46433
34819 | 6.24 | 1 | 365 | 7.1006 | 0.29968 | 7 | 0.40033
34830 | 10.175 | 1 | 365 | 11.5784 | 0.31719 | 11 | 0.89557
34838 | 7.59 | 1 | 365 | 8.6368 | 0.39337 | 9 | 0.030209
34576 | 5.46 | 1 | 365 | 6.2131 | 0.51222 | 6 | 0.72529
34580 | 3.38 | 1 | 365 | 3.8462 | 0.74566 | 4 | 0.59185
34584 | 8.32 | 1 | 365 | 9.4675 | 0.066245 | 9 | 0.53377
34585 | 10.4 | 1 | 365 | 11.8344 | 0.83281 | 12 | 0.66722
34588 | 5.72 | 1 | 365 | 6.5089 | 0.10804 | 6 | 0.61697
34592 | 2.34 | 1 | 365 | 2.6627 | 0.36238 | 3 | 0.025124
34599 | 5.1 | 1 | 365 | 5.8034 | 0.68724 | 6 | 0.49065
34595 | 7.8 | 1 | 365 | 8.8758 | 0.8746 | 9 | 0.75041
34594 | 3.12 | 1 | 365 | 3.5503 | 0.14984 | 3 | 0.70016
34602 | 10.92 | 1 | 365 | 12.4261 | 0.024447 | 12 | 0.45058
34601 | 2.86 | 1 | 365 | 3.2545 | 0.55402 | 3 | 0.80848
34609 | 4.77 | 1 | 365 | 5.4279 | 0.93101 | 6 | 0.35891
34608 | 4.42 | 1 | 365 | 5.0296 | 0.12894 | 5 | 0.15857
34604 | 8.06 | 1 | 365 | 9.1717 | 0.47042 | 9 | 0.64209
34612 | 5.72 | 1 | 365 | 6.5089 | 0.10804 | 6 | 0.61697
34611 | 9.62 | 1 | 365 | 10.9468 | 0.045346 | 10 | 0.99217
34632 | 13 | 1 | 365 | 14.793 | 0.79101 | 15 | 0.58402
33894 | 5.2 | 1 | 365 | 5.9172 | 0.9164 | 6 | 0.83361
33897 | 6.76 | 1 | 365 | 7.6924 | 0.49132 | 8 | 0.18369
33900 | 5.98 | 1 | 365 | 6.8048 | 0.70386 | 7 | 0.50865
33902 | 7.02 | 1 | 365 | 7.9882 | 0.087144 | 8 | 0.075371
33911 | 3.12 | 1 | 365 | 3.5503 | 0.14984 | 3 | 0.70016
33912 | 4.94 | 1 | 365 | 5.6213 | 0.32058 | 5 | 0.94193
33939 | 6.5 | 1 | 365 | 7.3965 | 0.8955 | 8 | 0.29201
33667 | 4.94 | 1 | 365 | 5.6213 | 0.32058 | 5 | 0.94193
33893 | 3.12 | 1 | 365 | 3.5503 | 0.14984 | 3 | 0.70016
33898 | 3.57 | 1 | 365 | 4.0624 | 0.18107 | 4 | 0.24346
33901 | 3.06 | 1 | 365 | 3.482 | 0.012345 | 3 | 0.49439
33907 | 3.64 | 1 | 365 | 4.142 | 0.34148 | 4 | 0.48353
33914 | 4.16 | 1 | 365 | 4.7338 | 0.53312 | 5 | 0.26689
33876 | 5.98 | 1 | 365 | 6.8048 | 0.70386 | 7 | 0.50865
33948 | 8.48 | 1 | 365 | 9.6496 | 0.4329 | 10 | 0.082499
33955 | 5.98 | 1 | 365 | 6.8048 | 0.70386 | 7 | 0.50865
33959 | 12.74 | 1 | 365 | 14.4972 | 0.19519 | 14 | 0.69234
28724 | 3.64 | 1 | 365 | 4.142 | 0.34148 | 4 | 0.48353
33930 | 8.745 | 1 | 365 | 9.9511 | 0.040182 | 9 | 0.99133
33983 | 6.625 | 1 | 365 | 7.5387 | 0.18196 | 7 | 0.7207
33532 | 3.9 | 1 | 365 | 4.4379 | 0.9373 | 5 | 0.37521
33788 | 11.18 | 1 | 365 | 12.722 | 0.62027 | 13 | 0.34226
33817 | 4.94 | 1 | 365 | 5.6213 | 0.32058 | 5 | 0.94193
33548 | 4.94 | 1 | 365 | 5.6213 | 0.32058 | 5 | 0.94193
33755 | 8.06 | 1 | 365 | 9.1717 | 0.47042 | 9 | 0.64209
33763 | 8.58 | 1 | 365 | 9.7634 | 0.66207 | 10 | 0.42545
33879 | 5.46 | 1 | 365 | 6.2131 | 0.51222 | 6 | 0.72529
33895 | 3.9 | 1 | 365 | 4.4379 | 0.9373 | 5 | 0.37521
33903 | 12.48 | 1 | 365 | 14.2013 | 0.59937 | 14 | 0.80066
33908 | 8.32 | 1 | 365 | 9.4675 | 0.066245 | 9 | 0.53377
33986 | 9.1 | 1 | 365 | 10.3551 | 0.85371 | 11 | 0.20881
34045 | 7.8 | 1 | 365 | 8.8758 | 0.8746 | 9 | 0.75041
34035 | 10 | 1 | 365 | 11.3792 | 0.91616 | 12 | 0.2954
33195 | 4.578 | 1 | 365 | 5.2094 | 0.49102 | 5 | 0.70043
34038 | 5.13 | 1 | 365 | 5.8376 | 0.75599 | 6 | 0.59354
34039 | 4.68 | 1 | 365 | 5.3255 | 0.72476 | 6 | 0.050247
34040 | 4.48 | 1 | 365 | 5.0979 | 0.26644 | 5 | 0.36434
34041 | 8.68 | 1 | 365 | 9.8772 | 0.89123 | 10 | 0.76841
34042 | 7.02 | 1 | 365 | 7.9882 | 0.087144 | 8 | 0.075371
33137 | 22.8 | 1 | 365 | 25.9447 | 0.24884 | 26 | 0.19351
33177 | 13 | 1 | 365 | 14.793 | 0.79101 | 15 | 0.58402
34060 | 8.4 | 1 | 365 | 9.5586 | 0.24957 | 9 | 0.80814
34621 | 8.06 | 1 | 365 | 9.1717 | 0.47042 | 9 | 0.64209
32003 | 3.38 | 1 | 365 | 3.8462 | 0.74566 | 4 | 0.59185
34637 | 6.76 | 1 | 365 | 7.6924 | 0.49132 | 8 | 0.18369
34638 | 4.94 | 1 | 365 | 5.6213 | 0.32058 | 5 | 0.94193
34641 | 2.295 | 1 | 365 | 2.6115 | 0.25926 | 2 | 0.87079
34645 | 10.4 | 1 | 365 | 11.8344 | 0.83281 | 12 | 0.66722
34647 | 7.02 | 1 | 365 | 7.9882 | 0.087144 | 8 | 0.075371
34654 | 6.76 | 1 | 365 | 7.6924 | 0.49132 | 8 | 0.18369
34661 | 7.02 | 1 | 365 | 7.9882 | 0.087144 | 8 | 0.075371
34670 | 14.04 | 1 | 365 | 15.9765 | 0.17429 | 16 | 0.15074
34648 | 7.28 | 1 | 365 | 8.2841 | 0.68296 | 8 | 0.96705
34651 | 5.61 | 1 | 365 | 6.3838 | 0.85597 | 7 | 0.23972
34677 | 5.2 | 1 | 365 | 5.9172 | 0.9164 | 6 | 0.83361
34678 | 5.46 | 1 | 365 | 6.2131 | 0.51222 | 6 | 0.72529
34686 | 3.78 | 1 | 365 | 4.3014 | 0.66231 | 4 | 0.96366
34695 | 6.5 | 1 | 365 | 7.3965 | 0.8955 | 8 | 0.29201
34692 | 9.88 | 1 | 365 | 11.2427 | 0.64117 | 11 | 0.88386
34707 | 11.7 | 1 | 365 | 13.3137 | 0.81191 | 14 | 0.12562
34720 | 7.8 | 1 | 365 | 8.8758 | 0.8746 | 9 | 0.75041
34724 | 10.66 | 1 | 365 | 12.1303 | 0.42863 | 12 | 0.5589
34729 | 9.36 | 1 | 365 | 10.651 | 0.44953 | 11 | 0.10049
34727 | 4.68 | 1 | 365 | 5.3255 | 0.72476 | 6 | 0.050247
34730 | 5.1 | 1 | 365 | 5.8034 | 0.68724 | 6 | 0.49065
34732 | 7.28 | 1 | 365 | 8.2841 | 0.68296 | 8 | 0.96705
34734 | 6.12 | 1 | 365 | 6.9641 | 0.02469 | 6 | 0.98878
34760 | 7.42 | 1 | 365 | 8.4434 | 0.0037907 | 8 | 0.44719
34771 | 7.8 | 1 | 365 | 8.8758 | 0.8746 | 9 | 0.75041
34832 | 5.2 | 1 | 365 | 5.9172 | 0.9164 | 6 | 0.83361
34772 | 13.78 | 1 | 365 | 15.6806 | 0.57847 | 16 | 0.25906
34787 | 3.38 | 1 | 365 | 3.8462 | 0.74566 | 4 | 0.59185
34789 | 10.2 | 1 | 365 | 11.6068 | 0.37448 | 11 | 0.98131
34837 | 8.84 | 1 | 365 | 10.0592 | 0.25789 | 10 | 0.31713
34800 | 3.18 | 1 | 365 | 3.6186 | 0.28734 | 3 | 0.90594
34845 | 12.74 | 1 | 365 | 14.4972 | 0.19519 | 14 | 0.69234
34849 | 8.32 | 1 | 365 | 9.4675 | 0.066245 | 9 | 0.53377
33140 | 25.48 | 0.9 | 365 | 26.0949 | 0.55134 | 26 | 0.64621
34810 | 5.2 | 1 | 365 | 5.9172 | 0.9164 | 6 | 0.83361
34910 | 8.32 | 1 | 365 | 9.4675 | 0.066245 | 9 | 0.53377
34813 | 14.04 | 1 | 365 | 15.9765 | 0.17429 | 16 | 0.15074
34911 | 7.02 | 1 | 365 | 7.9882 | 0.087144 | 8 | 0.075371
34811 | 7.28 | 1 | 365 | 8.2841 | 0.68296 | 8 | 0.96705
34912 | 5.1 | 1 | 365 | 5.8034 | 0.68724 | 6 | 0.49065
34827 | 3.9 | 1 | 365 | 4.4379 | 0.9373 | 5 | 0.37521
34835 | 8.32 | 1 | 365 | 9.4675 | 0.066245 | 9 | 0.53377
33262 | 2.86 | 1 | 365 | 3.2545 | 0.55402 | 3 | 0.80848
33170 | 10.335 | 1 | 365 | 11.7604 | 0.68385 | 12 | 0.4443
33275 | 7.8 | 1 | 365 | 8.8758 | 0.8746 | 9 | 0.75041
32742 | 12.24 | 1 | 365 | 13.9282 | 0.04938 | 13 | 0.97757
32920 | 8.06 | 1 | 365 | 9.1717 | 0.47042 | 9 | 0.64209
34933 | 9.36 | 1 | 365 | 10.651 | 0.44953 | 11 | 0.10049
34920 | 11.44 | 1 | 365 | 13.0179 | 0.21609 | 13 | 0.23394
32638 | 5.98 | 1 | 365 | 6.8048 | 0.70386 | 7 | 0.50865
34918 | 2.86 | 1 | 365 | 3.2545 | 0.55402 | 3 | 0.80848
32470 | 4.42 | 1 | 365 | 5.0296 | 0.12894 | 5 | 0.15857
32807 | 11.475 | 1 | 365 | 13.0577 | 0.29629 | 13 | 0.35397
32458 | 7.54 | 1 | 365 | 8.5799 | 0.27878 | 8 | 0.85873
34925 | 7.02 | 1 | 365 | 7.9882 | 0.087144 | 8 | 0.075371
34927 | 2.86 | 1 | 365 | 3.2545 | 0.55402 | 3 | 0.80848
34928 | 7.02 | 1 | 365 | 7.9882 | 0.087144 | 8 | 0.075371
34938 | 2.6 | 1 | 365 | 2.9586 | 0.9582 | 3 | 0.9168
32853 | 8.745 | 1 | 365 | 9.9511 | 0.040182 | 9 | 0.99133
34940 | 6.5 | 1 | 365 | 7.3965 | 0.8955 | 8 | 0.29201
34931 | 9.62 | 1 | 365 | 10.9468 | 0.045346 | 10 | 0.99217
32417 | 4.68 | 1 | 365 | 5.3255 | 0.72476 | 6 | 0.050247
34842 | 7.2 | 1 | 365 | 8.1931 | 0.49964 | 8 | 0.69269
32814 | 2.6 | 1 | 365 | 2.9586 | 0.9582 | 3 | 0.9168
34846 | 10.75 | 1 | 365 | 12.2327 | 0.63487 | 12 | 0.86755
34853 | 3.575 | 1 | 365 | 4.0681 | 0.19253 | 4 | 0.26061
32385 | 10.66 | 1 | 365 | 12.1303 | 0.42863 | 12 | 0.5589
34855 | 7.14 | 1 | 365 | 8.1248 | 0.36214 | 8 | 0.48692
32642 | 7.685 | 1 | 365 | 8.7449 | 0.61107 | 9 | 0.35601
34844 | 6.54 | 1 | 365 | 7.442 | 0.98717 | 8 | 0.42919
34848 | 9.12 | 1 | 365 | 10.3779 | 0.89954 | 11 | 0.2774
34850 | 15.93 | 1 | 365 | 18.1271 | 0.50544 | 18 | 0.63257
33331 | 2.86 | 1 | 365 | 3.2545 | 0.55402 | 3 | 0.80848
34852 | 9.765 | 1 | 365 | 11.1118 | 0.37763 | 11 | 0.48946
32359 | 6.76 | 1 | 365 | 7.6924 | 0.49132 | 8 | 0.18369
32346 | 10.92 | 1 | 365 | 12.4261 | 0.024447 | 12 | 0.45058
34863 | 11.475 | 1 | 365 | 13.0577 | 0.29629 | 13 | 0.35397
34867 | 5.985 | 1 | 365 | 6.8105 | 0.71532 | 7 | 0.5258
32469 | 4.94 | 1 | 365 | 5.6213 | 0.32058 | 5 | 0.94193
34868 | 9 | 1 | 365 | 10.2413 | 0.62454 | 10 | 0.86586
32340 | 11.18 | 1 | 365 | 12.722 | 0.62027 | 13 | 0.34226
32583 | 11.18 | 1 | 365 | 12.722 | 0.62027 | 13 | 0.34226
33213 | 10.4 | 1 | 365 | 11.8344 | 0.83281 | 12 | 0.66722
33270 | 115.44 | 0.9 | 365 | 118.2258 | 0.089736 | 118 | 0.31549
32337 | 8.58 | 1 | 365 | 9.7634 | 0.66207 | 10 | 0.42545
32001 | 6.89 | 1 | 365 | 7.8403 | 0.78923 | 8 | 0.62953
32825 | 141.264 | 0.9 | 365 | 144.6729 | 0.35056 | 145 | 0.023485
32734 | 10.4 | 1 | 365 | 11.8344 | 0.83281 | 12 | 0.66722
32577 | 4.68 | 1 | 365 | 5.3255 | 0.72476 | 6 | 0.050247
18938 | 646.8 | 0.8 | 365 | 588.8074 | 0.77378 | 589 | 0.58118
17628 | 646.8 | 0.8 | 365 | 588.8074 | 0.77378 | 589 | 0.58118
31996 | 8.06 | 1 | 365 | 9.1717 | 0.47042 | 9 | 0.64209
17635 | 646.8 | 0.8 | 365 | 588.8074 | 0.77378 | 589 | 0.58118
32628 | 4.68 | 1 | 365 | 5.3255 | 0.72476 | 6 | 0.050247
32330 | 4.42 | 1 | 365 | 5.0296 | 0.12894 | 5 | 0.15857
31306 | 68.016 | 1 | 365 | 77.397 | 0.86655 | 78 | 0.26359
32266 | 27.468 | 0.9 | 365 | 28.1308 | 0.6515 | 28 | 0.78234
33210 | 10 | 1 | 365 | 11.3792 | 0.91616 | 12 | 0.2954
32615 | 4.94 | 1 | 365 | 5.6213 | 0.32058 | 5 | 0.94193
34896 | 7.98 | 1 | 365 | 9.0806 | 0.2871 | 9 | 0.36773
31090 | 9.69 | 1 | 365 | 11.0265 | 0.20576 | 11 | 0.23224
31083 | 4.08 | 1 | 365 | 4.6427 | 0.34979 | 4 | 0.99252
32309 | 8.75 | 1 | 365 | 9.9568 | 0.05164 | 10 | 0.008475
34900 | 9 | 1 | 365 | 10.2413 | 0.62454 | 10 | 0.86586
31994 | 9.1 | 1 | 365 | 10.3551 | 0.85371 | 11 | 0.20881
32849 | 8.67 | 1 | 365 | 9.8658 | 0.86831 | 10 | 0.73411
34894 | 5.385 | 1 | 365 | 6.1277 | 0.34035 | 6 | 0.46807
32664 | 9.01 | 1 | 365 | 10.2527 | 0.64746 | 10 | 0.90016
34895 | 6.14 | 1 | 365 | 6.9869 | 0.070522 | 7 | 0.057376
31825 | 3.38 | 1 | 365 | 3.8462 | 0.74566 | 4 | 0.59185
34897 | 6.42 | 1 | 365 | 7.3055 | 0.71217 | 8 | 0.017647
31991 | 5.355 | 1 | 365 | 6.0936 | 0.2716 | 6 | 0.36519
31989 | 2.6 | 1 | 365 | 2.9586 | 0.9582 | 3 | 0.9168
34922 | 12 | 1 | 365 | 13.6551 | 0.49939 | 14 | 0.15448
34578 | 4.505 | 1 | 365 | 5.1263 | 0.32373 | 5 | 0.45008
31968 | 8.84 | 1 | 365 | 10.0592 | 0.25789 | 10 | 0.31713
31954 | 6.375 | 1 | 365 | 7.2543 | 0.60905 | 7 | 0.86332
31827 | 9.88 | 1 | 365 | 11.2427 | 0.64117 | 11 | 0.88386
31805 | 9.54 | 1 | 365 | 10.8558 | 0.86202 | 11 | 0.71781
31774 | 14.04 | 1 | 365 | 15.9765 | 0.17429 | 16 | 0.15074
31735 | 2.6 | 1 | 365 | 2.9586 | 0.9582 | 3 | 0.9168
31706 | 23.4 | 1 | 365 | 26.6274 | 0.62381 | 27 | 0.25124
31677 | 4.94 | 1 | 365 | 5.6213 | 0.32058 | 5 | 0.94193
30674 | 8.84 | 1 | 365 | 10.0592 | 0.25789 | 10 | 0.31713
31110 | 9.1 | 1 | 365 | 10.3551 | 0.85371 | 11 | 0.20881
31222 | 2.08 | 1 | 365 | 2.3669 | 0.76656 | 3 | 0.13344
31056 | 5.46 | 1 | 365 | 6.2131 | 0.51222 | 6 | 0.72529
31213 | 7.54 | 1 | 365 | 8.5799 | 0.27878 | 8 | 0.85873
31664 | 13 | 1 | 365 | 14.793 | 0.79101 | 15 | 0.58402
31560 | 6.12 | 1 | 365 | 6.9641 | 0.02469 | 6 | 0.98878
31129 | 7.02 | 1 | 365 | 7.9882 | 0.087144 | 8 | 0.075371
31123 | 3.12 | 1 | 365 | 3.5503 | 0.14984 | 3 | 0.70016
31008 | 6.5 | 1 | 365 | 7.3965 | 0.8955 | 8 | 0.29201
31117 | 13.52 | 1 | 365 | 15.3847 | 0.98265 | 16 | 0.36738
31555 | 2.86 | 1 | 365 | 3.2545 | 0.55402 | 3 | 0.80848
31242 | 4.42 | 1 | 365 | 5.0296 | 0.12894 | 5 | 0.15857
30971 | 8.32 | 1 | 365 | 9.4675 | 0.066245 | 9 | 0.53377
31239 | 5.72 | 1 | 365 | 6.5089 | 0.10804 | 6 | 0.61697
31549 | 4.16 | 1 | 365 | 4.7338 | 0.53312 | 5 | 0.26689
31952 | 5.2 | 1 | 365 | 5.9172 | 0.9164 | 6 | 0.83361
31710 | 2.6 | 1 | 365 | 2.9586 | 0.9582 | 3 | 0.9168
32537 | 13.26 | 1 | 365 | 15.0889 | 0.38683 | 15 | 0.4757
31823 | 4.42 | 1 | 365 | 5.0296 | 0.12894 | 5 | 0.15857
31705 | 7.54 | 1 | 365 | 8.5799 | 0.27878 | 8 | 0.85873
31951 | 9.88 | 1 | 365 | 11.2427 | 0.64117 | 11 | 0.88386
31942 | 8.32 | 1 | 365 | 9.4675 | 0.066245 | 9 | 0.53377
31702 | 7.54 | 1 | 365 | 8.5799 | 0.27878 | 8 | 0.85873
31937 | 6.63 | 1 | 365 | 7.5444 | 0.19341 | 7 | 0.73785
31964 | 11.7 | 1 | 365 | 13.3137 | 0.81191 | 14 | 0.12562
31820 | 7.685 | 1 | 365 | 8.7449 | 0.61107 | 9 | 0.35601
33678 | 5.035 | 1 | 365 | 5.7294 | 0.53829 | 6 | 0.26773
31869 | 6.76 | 1 | 365 | 7.6924 | 0.49132 | 8 | 0.18369
31548 | 9.01 | 1 | 365 | 10.2527 | 0.64746 | 10 | 0.90016
31692 | 4.16 | 1 | 365 | 4.7338 | 0.53312 | 5 | 0.26689
30794 | 2.08 | 1 | 365 | 2.3669 | 0.76656 | 3 | 0.13344
31814 | 12.22 | 1 | 365 | 13.9054 | 0.0035475 | 13 | 0.90898
30448 | 9.62 | 1 | 365 | 10.9468 | 0.045346 | 10 | 0.99217
31533 | 8.32 | 1 | 365 | 9.4675 | 0.066245 | 9 | 0.53377
30401 | 5.98 | 1 | 365 | 6.8048 | 0.70386 | 7 | 0.50865
30410 | 4.42 | 1 | 365 | 5.0296 | 0.12894 | 5 | 0.15857
30551 | 8.58 | 1 | 365 | 9.7634 | 0.66207 | 10 | 0.42545
30571 | 13.25 | 1 | 365 | 15.0775 | 0.36391 | 15 | 0.4414
30408 | 10.4 | 1 | 365 | 11.8344 | 0.83281 | 12 | 0.66722
30413 | 2.86 | 1 | 365 | 3.2545 | 0.55402 | 3 | 0.80848
30321 | 6.76 | 1 | 365 | 7.6924 | 0.49132 | 8 | 0.18369
31103 | 3.71 | 1 | 365 | 4.2217 | 0.5019 | 4 | 0.72359
31051 | 12.48 | 1 | 365 | 14.2013 | 0.59937 | 14 | 0.80066
31105 | 11.96 | 1 | 365 | 13.6096 | 0.40773 | 14 | 0.017298
30257 | 6.5 | 1 | 365 | 7.3965 | 0.8955 | 8 | 0.29201
31115 | 3.64 | 1 | 365 | 4.142 | 0.34148 | 4 | 0.48353
30165 | 5.2 | 1 | 365 | 5.9172 | 0.9164 | 6 | 0.83361
30417 | 8.84 | 1 | 365 | 10.0592 | 0.25789 | 10 | 0.31713
30366 | 4.42 | 1 | 365 | 5.0296 | 0.12894 | 5 | 0.15857
29672 | 8.58 | 1 | 365 | 9.7634 | 0.66207 | 10 | 0.42545
31084 | 7.395 | 1 | 365 | 8.4149 | 0.9465 | 9 | 0.36145
30355 | 5.2 | 1 | 365 | 5.9172 | 0.9164 | 6 | 0.83361
30089 | 3.12 | 1 | 365 | 3.5503 | 0.14984 | 3 | 0.70016
30422 | 10.92 | 1 | 365 | 12.4261 | 0.024447 | 12 | 0.45058
30432 | 7.02 | 1 | 365 | 7.9882 | 0.087144 | 8 | 0.075371
30363 | 3.64 | 1 | 365 | 4.142 | 0.34148 | 4 | 0.48353
29704 | 3.64 | 1 | 365 | 4.142 | 0.34148 | 4 | 0.48353
31087 | 7.02 | 1 | 365 | 7.9882 | 0.087144 | 8 | 0.075371
30173 | 7.8 | 1 | 365 | 8.8758 | 0.8746 | 9 | 0.75041
31898 | 446.16 | 0.9 | 365 | 456.9266 | 0.18466 | 457 | 0.11121
35 | 2258.96 | 1 | 365 | 2570.5248 | 0.66888 | 2571 | 0.19368
30653 | 4.94 | 1 | 365 | 5.6213 | 0.32058 | 5 | 0.94193
30002 | 2.915 | 1 | 365 | 3.317 | 0.68006 | 3 | 0.99711
33743 | 92.66 | 0.9 | 365 | 94.896 | 0.10702 | 95 | 0.0030588
30696 | 3.71 | 1 | 365 | 4.2217 | 0.5019 | 4 | 0.72359
35004 | 5.46 | 1 | 365 | 6.2131 | 0.51222 | 6 | 0.72529
30269 | 3.38 | 1 | 365 | 3.8462 | 0.74566 | 4 | 0.59185
35006 | 3.9 | 1 | 365 | 4.4379 | 0.9373 | 5 | 0.37521
34954 | 5.46 | 1 | 365 | 6.2131 | 0.51222 | 6 | 0.72529
35014 | 8.67 | 1 | 365 | 9.8658 | 0.86831 | 10 | 0.73411
35016 | 9.1 | 1 | 365 | 10.3551 | 0.85371 | 11 | 0.20881
33737 | 6.76 | 1 | 365 | 7.6924 | 0.49132 | 8 | 0.18369
35017 | 7 | 1 | 365 | 7.9655 | 0.041312 | 8 | 0.00678
33679 | 5.565 | 1 | 365 | 6.3325 | 0.75284 | 7 | 0.08539
35027 | 6.24 | 1 | 365 | 7.1006 | 0.29968 | 7 | 0.40033
35025 | 9.1 | 1 | 365 | 10.3551 | 0.85371 | 11 | 0.20881
35037 | 7.02 | 1 | 365 | 7.9882 | 0.087144 | 8 | 0.075371
30274 | 3.12 | 1 | 365 | 3.5503 | 0.14984 | 3 | 0.70016
35043 | 4.94 | 1 | 365 | 5.6213 | 0.32058 | 5 | 0.94193
35052 | 8.32 | 1 | 365 | 9.4675 | 0.066245 | 9 | 0.53377
33777 | 10.14 | 1 | 365 | 11.5385 | 0.23699 | 11 | 0.77554
30285 | 3.12 | 1 | 365 | 3.5503 | 0.14984 | 3 | 0.70016
33682 | 11.44 | 1 | 365 | 13.0179 | 0.21609 | 13 | 0.23394
33602 | 7.02 | 1 | 365 | 7.9882 | 0.087144 | 8 | 0.075371
33690 | 6.24 | 1 | 365 | 7.1006 | 0.29968 | 7 | 0.40033
30298 | 12.72 | 1 | 365 | 14.4744 | 0.14936 | 14 | 0.62375
33695 | 2.34 | 1 | 365 | 2.6627 | 0.36238 | 3 | 0.025124
30314 | 7.28 | 1 | 365 | 8.2841 | 0.68296 | 8 | 0.96705
33700 | 3.38 | 1 | 365 | 3.8462 | 0.74566 | 4 | 0.59185
33643 | 4.05 | 1 | 365 | 4.6086 | 0.28104 | 4 | 0.88964
33650 | 4.16 | 1 | 365 | 4.7338 | 0.53312 | 5 | 0.26689
34942 | 3.9 | 1 | 365 | 4.4379 | 0.9373 | 5 | 0.37521
33440 | 7.28 | 1 | 365 | 8.2841 | 0.68296 | 8 | 0.96705
33356 | 9.36 | 1 | 365 | 10.651 | 0.44953 | 11 | 0.10049
33329 | 6.5 | 1 | 365 | 7.3965 | 0.8955 | 8 | 0.29201
33355 | 4.24 | 1 | 365 | 4.8248 | 0.71645 | 5 | 0.54125
33404 | 7.14 | 1 | 365 | 8.1248 | 0.36214 | 8 | 0.48692
33370 | 8.32 | 1 | 365 | 9.4675 | 0.066245 | 9 | 0.53377
33365 | 14.045 | 1 | 365 | 15.9821 | 0.18575 | 16 | 0.16789
33523 | 7.02 | 1 | 365 | 7.9882 | 0.087144 | 8 | 0.075371
33383 | 11.44 | 1 | 365 | 13.0179 | 0.21609 | 13 | 0.23394
33533 | 8.16 | 1 | 365 | 9.2855 | 0.69959 | 9 | 0.98505
33410 | 7.395 | 1 | 365 | 8.4149 | 0.9465 | 9 | 0.36145
33552 | 3.64 | 1 | 365 | 4.142 | 0.34148 | 4 | 0.48353
33590 | 10.14 | 1 | 365 | 11.5385 | 0.23699 | 11 | 0.77554
35044 | 3.12 | 1 | 365 | 3.5503 | 0.14984 | 3 | 0.70016
35054 | 10.14 | 1 | 365 | 11.5385 | 0.23699 | 11 | 0.77554
33462 | 15.08 | 1 | 365 | 17.1599 | 0.55757 | 17 | 0.71746
35064 | 3.38 | 1 | 365 | 3.8462 | 0.74566 | 4 | 0.59185
33469 | 5.98 | 1 | 365 | 6.8048 | 0.70386 | 7 | 0.50865
35067 | 14.045 | 1 | 365 | 15.9821 | 0.18575 | 16 | 0.16789
34226 | 4.505 | 1 | 365 | 5.1263 | 0.32373 | 5 | 0.45008
35078 | 9.36 | 1 | 365 | 10.651 | 0.44953 | 11 | 0.10049
35089 | 9.88 | 1 | 365 | 11.2427 | 0.64117 | 11 | 0.88386
35087 | 6.76 | 1 | 365 | 7.6924 | 0.49132 | 8 | 0.18369
33423 | 9.1 | 1 | 365 | 10.3551 | 0.85371 | 11 | 0.20881
35095 | 9.88 | 1 | 365 | 11.2427 | 0.64117 | 11 | 0.88386
35099 | 6.095 | 1 | 365 | 6.9356 | 0.9674 | 7 | 0.90305
35084 | 8.32 | 1 | 365 | 9.4675 | 0.066245 | 9 | 0.53377
35102 | 10.14 | 1 | 365 | 11.5385 | 0.23699 | 11 | 0.77554
35105 | 8.32 | 1 | 365 | 9.4675 | 0.066245 | 9 | 0.53377
35101 | 7.02 | 1 | 365 | 7.9882 | 0.087144 | 8 | 0.075371
34168 | 5.46 | 1 | 365 | 6.2131 | 0.51222 | 6 | 0.72529
35108 | 8.32 | 1 | 365 | 9.4675 | 0.066245 | 9 | 0.53377
34587 | 5.72 | 1 | 365 | 6.5089 | 0.10804 | 6 | 0.61697
35110 | 7.02 | 1 | 365 | 7.9882 | 0.087144 | 8 | 0.075371
34575 | 13 | 1 | 365 | 14.793 | 0.79101 | 15 | 0.58402
35109 | 10.4 | 1 | 365 | 11.8344 | 0.83281 | 12 | 0.66722
34361 | 10.4 | 1 | 365 | 11.8344 | 0.83281 | 12 | 0.66722
35113 | 10.07 | 1 | 365 | 11.4589 | 0.076573 | 11 | 0.53547
32568 | 9.36 | 1 | 365 | 10.651 | 0.44953 | 11 | 0.10049
35119 | 4.68 | 1 | 365 | 5.3255 | 0.72476 | 6 | 0.050247
33248 | 6.5 | 1 | 365 | 7.3965 | 0.8955 | 8 | 0.29201
35115 | 2.34 | 1 | 365 | 2.6627 | 0.36238 | 3 | 0.025124
34935 | 13 | 1 | 365 | 14.793 | 0.79101 | 15 | 0.58402
35117 | 3.9 | 1 | 365 | 4.4379 | 0.9373 | 5 | 0.37521
34914 | 5.83 | 1 | 365 | 6.6341 | 0.36012 | 6 | 0.99422
32342 | 10.92 | 1 | 365 | 12.4261 | 0.024447 | 12 | 0.45058
35015 | 9.35 | 1 | 365 | 10.6396 | 0.42661 | 11 | 0.066199
35019 | 5.94 | 1 | 365 | 6.7593 | 0.6122 | 7 | 0.37147
33309 | 3.9 | 1 | 365 | 4.4379 | 0.9373 | 5 | 0.37521
33225 | 7.28 | 1 | 365 | 8.2841 | 0.68296 | 8 | 0.96705
35030 | 4.5 | 1 | 365 | 5.1207 | 0.31227 | 5 | 0.43293
35050 | 5.5 | 1 | 365 | 6.2586 | 0.60389 | 6 | 0.86247
35047 | 6.325 | 1 | 365 | 7.1974 | 0.49447 | 7 | 0.69184
33160 | 3.12 | 1 | 365 | 3.5503 | 0.14984 | 3 | 0.70016
35062 | 7.975 | 1 | 365 | 9.0749 | 0.27564 | 9 | 0.35058
33151 | 6.63 | 1 | 365 | 7.5444 | 0.19341 | 7 | 0.73785
35068 | 6.325 | 1 | 365 | 7.1974 | 0.49447 | 7 | 0.69184
30920 | 8.32 | 1 | 365 | 9.4675 | 0.066245 | 9 | 0.53377
35086 | 6.05 | 1 | 365 | 6.8844 | 0.86428 | 7 | 0.74872
34979 | 11.825 | 1 | 365 | 13.456 | 0.098359 | 13 | 0.55431
35121 | 6.875 | 1 | 365 | 7.8232 | 0.75486 | 8 | 0.57809
32876 | 5.2 | 1 | 365 | 5.9172 | 0.9164 | 6 | 0.83361
32331 | 5.98 | 1 | 365 | 6.8048 | 0.70386 | 7 | 0.50865
35011 | 10.14 | 1 | 365 | 11.5385 | 0.23699 | 11 | 0.77554
31812 | 12.22 | 1 | 365 | 13.9054 | 0.0035475 | 13 | 0.90898
35023 | 8.125 | 1 | 365 | 9.2456 | 0.61938 | 9 | 0.86501
29266 | 2.34 | 1 | 365 | 2.6627 | 0.36238 | 3 | 0.025124
29853 | 24.96 | 1 | 365 | 28.4026 | 0.19874 | 28 | 0.60132
31099 | 3.64 | 1 | 365 | 4.142 | 0.34148 | 4 | 0.48353
31096 | 7.8 | 1 | 365 | 8.8758 | 0.8746 | 9 | 0.75041
35039 | 5.6 | 1 | 365 | 6.3724 | 0.83305 | 7 | 0.20542
28817 | 6.76 | 1 | 365 | 7.6924 | 0.49132 | 8 | 0.18369
33872 | 3.9 | 1 | 365 | 4.4379 | 0.9373 | 5 | 0.37521
35057 | 3.9 | 1 | 365 | 4.4379 | 0.9373 | 5 | 0.37521
34501 | 4.94 | 1 | 365 | 5.6213 | 0.32058 | 5 | 0.94193
35075 | 7.5 | 1 | 365 | 8.5344 | 0.18712 | 8 | 0.72155
29960 | 10.4 | 1 | 365 | 11.8344 | 0.83281 | 12 | 0.66722
31596 | 8.84 | 1 | 365 | 10.0592 | 0.25789 | 10 | 0.31713
35129 | 6.05 | 1 | 365 | 6.8844 | 0.86428 | 7 | 0.74872
35135 | 9.75 | 1 | 365 | 11.0948 | 0.34326 | 11 | 0.43801
35142 | 9.9 | 1 | 365 | 11.2654 | 0.687 | 11 | 0.95245
35180 | 5.61 | 1 | 365 | 6.3838 | 0.85597 | 7 | 0.23972
35237 | 10.4 | 1 | 365 | 11.8344 | 0.83281 | 12 | 0.66722
35239 | 6.12 | 1 | 365 | 6.9641 | 0.02469 | 6 | 0.98878
35244 | 5.61 | 1 | 365 | 6.3838 | 0.85597 | 7 | 0.23972
35139 | 4.94 | 1 | 365 | 5.6213 | 0.32058 | 5 | 0.94193
35147 | 8.745 | 1 | 365 | 9.9511 | 0.040182 | 9 | 0.99133
35153 | 10.14 | 1 | 365 | 11.5385 | 0.23699 | 11 | 0.77554
34802 | 6.36 | 1 | 365 | 7.2372 | 0.57468 | 7 | 0.81187
35169 | 4.94 | 1 | 365 | 5.6213 | 0.32058 | 5 | 0.94193
35170 | 8.84 | 1 | 365 | 10.0592 | 0.25789 | 10 | 0.31713
35175 | 11.7 | 1 | 365 | 13.3137 | 0.81191 | 14 | 0.12562
35185 | 4.845 | 1 | 365 | 5.5132 | 0.10288 | 5 | 0.61612
35184 | 6.76 | 1 | 365 | 7.6924 | 0.49132 | 8 | 0.18369
35201 | 9.69 | 1 | 365 | 11.0265 | 0.20576 | 11 | 0.23224
35198 | 9.18 | 1 | 365 | 10.4461 | 0.037035 | 10 | 0.48318
35205 | 5.98 | 1 | 365 | 6.8048 | 0.70386 | 7 | 0.50865
35214 | 10.92 | 1 | 365 | 12.4261 | 0.024447 | 12 | 0.45058
35217 | 3.64 | 1 | 365 | 4.142 | 0.34148 | 4 | 0.48353
35221 | 7.28 | 1 | 365 | 8.2841 | 0.68296 | 8 | 0.96705
35222 | 9.62 | 1 | 365 | 10.9468 | 0.045346 | 10 | 0.99217
35226 | 6.24 | 1 | 365 | 7.1006 | 0.29968 | 7 | 0.40033
35233 | 4.42 | 1 | 365 | 5.0296 | 0.12894 | 5 | 0.15857
35246 | 6.76 | 1 | 365 | 7.6924 | 0.49132 | 8 | 0.18369
35143 | 14.92 | 1 | 365 | 16.9778 | 0.19091 | 17 | 0.16874
35172 | 7.905 | 1 | 365 | 8.9953 | 0.11522 | 9 | 0.11051
35194 | 10.8 | 1 | 365 | 12.2896 | 0.74945 | 13 | 0.039032
35212 | 11.985 | 1 | 365 | 13.638 | 0.46502 | 14 | 0.10304
35228 | 8.16 | 1 | 365 | 9.2855 | 0.69959 | 9 | 0.98505
35257 | 9 | 1 | 365 | 10.2413 | 0.62454 | 10 | 0.86586
35263 | 7.28 | 1 | 365 | 8.2841 | 0.68296 | 8 | 0.96705
35265 | 9.98 | 1 | 365 | 11.3565 | 0.87033 | 12 | 0.22681
35308 | 6.375 | 1 | 365 | 7.2543 | 0.60905 | 7 | 0.86332
35309 | 4.95 | 1 | 365 | 5.6327 | 0.3435 | 5 | 0.97622
35311 | 10.98 | 1 | 365 | 12.4944 | 0.16194 | 12 | 0.65635
35312 | 13 | 1 | 365 | 14.793 | 0.79101 | 15 | 0.58402
35313 | 6.72 | 1 | 365 | 7.6468 | 0.39966 | 8 | 0.046509
35195 | 8.1 | 1 | 365 | 9.2172 | 0.56209 | 9 | 0.77927
35234 | 5.13 | 1 | 365 | 5.8376 | 0.75599 | 6 | 0.59354
35242 | 7.5 | 1 | 365 | 8.5344 | 0.18712 | 8 | 0.72155
35248 | 2.6 | 1 | 365 | 2.9586 | 0.9582 | 3 | 0.9168
34706 | 8.43 | 1 | 365 | 9.5927 | 0.31832 | 9 | 0.91102
34181 | 4.76 | 1 | 365 | 5.4165 | 0.90809 | 6 | 0.32461
32721 | 2.08 | 1 | 365 | 2.3669 | 0.76656 | 3 | 0.13344
34943 | 5.2 | 1 | 365 | 5.9172 | 0.9164 | 6 | 0.83361
35264 | 2.43 | 1 | 365 | 2.7652 | 0.56863 | 3 | 0.33378
34944 | 11.395 | 1 | 365 | 12.9666 | 0.11296 | 13 | 0.079608
34947 | 11.96 | 1 | 365 | 13.6096 | 0.40773 | 14 | 0.017298
35258 | 6.16 | 1 | 365 | 7.0096 | 0.11635 | 7 | 0.12597
35269 | 8.55 | 1 | 365 | 9.7293 | 0.59332 | 10 | 0.32257
34961 | 13.77 | 1 | 365 | 15.6692 | 0.55555 | 16 | 0.22477
34962 | 3.9 | 1 | 365 | 4.4379 | 0.9373 | 5 | 0.37521
34955 | 11 | 1 | 365 | 12.5172 | 0.20778 | 12 | 0.72494
34968 | 4.675 | 1 | 365 | 5.3198 | 0.7133 | 6 | 0.033099
33984 | 50.49 | 0.9 | 365 | 51.7084 | 0.13332 | 51 | 0.84173
34966 | 4.42 | 1 | 365 | 5.0296 | 0.12894 | 5 | 0.15857
34974 | 5.7 | 1 | 365 | 6.4862 | 0.062211 | 6 | 0.54838
34980 | 4.16 | 1 | 365 | 4.7338 | 0.53312 | 5 | 0.26689
34981 | 9.36 | 1 | 365 | 10.651 | 0.44953 | 11 | 0.10049
34957 | 3.12 | 1 | 365 | 3.5503 | 0.14984 | 3 | 0.70016
34986 | 15.6 | 1 | 365 | 17.7516 | 0.74921 | 18 | 0.50082
34993 | 7.7 | 1 | 365 | 8.762 | 0.64544 | 9 | 0.40746
34996 | 5.46 | 1 | 365 | 6.2131 | 0.51222 | 6 | 0.72529
34997 | 4.16 | 1 | 365 | 4.7338 | 0.53312 | 5 | 0.26689
35000 | 9.075 | 1 | 365 | 10.3267 | 0.79642 | 11 | 0.12308
34999 | 3.38 | 1 | 365 | 3.8462 | 0.74566 | 4 | 0.59185
33451 | 5.75 | 1 | 365 | 6.5431 | 0.17679 | 6 | 0.71985
18117 | 5.2 | 1 | 365 | 5.9172 | 0.9164 | 6 | 0.83361
35310 | 10.64 | 1 | 365 | 12.1075 | 0.38279 | 12 | 0.49031
35012 | 6 | 1 | 365 | 6.8275 | 0.7497 | 7 | 0.57724
36789 | 6.84 | 1 | 365 | 7.7834 | 0.67465 | 8 | 0.45805
35314 | 11.77 | 1 | 365 | 13.3934 | 0.97232 | 14 | 0.36569
35316 | 13.44 | 1 | 365 | 15.2937 | 0.79932 | 16 | 0.093018
35317 | 7.15 | 1 | 365 | 8.1362 | 0.38505 | 8 | 0.52121
35318 | 9.66 | 1 | 365 | 10.9923 | 0.13701 | 11 | 0.12936
35319 | 7.98 | 1 | 365 | 9.0806 | 0.2871 | 9 | 0.36773
35322 | 9.156 | 1 | 365 | 10.4188 | 0.98204 | 11 | 0.40087
35320 | 5.75 | 1 | 365 | 6.5431 | 0.17679 | 6 | 0.71985
35325 | 6.54 | 1 | 365 | 7.442 | 0.98717 | 8 | 0.42919
35323 | 14.25 | 1 | 365 | 16.2154 | 0.65553 | 16 | 0.87094
35327 | 8.28 | 1 | 365 | 9.422 | 0.97458 | 10 | 0.39659
35329 | 13.2 | 1 | 365 | 15.0206 | 0.24933 | 15 | 0.26993
35333 | 9.156 | 1 | 365 | 10.4188 | 0.98204 | 11 | 0.40087
35336 | 7.935 | 1 | 365 | 9.0294 | 0.18397 | 9 | 0.2134
35346 | 9.18 | 1 | 365 | 10.4461 | 0.037035 | 10 | 0.48318
35351 | 3.06 | 1 | 365 | 3.482 | 0.012345 | 3 | 0.49439
35353 | 4.335 | 1 | 365 | 4.9329 | 0.93416 | 5 | 0.86706
35356 | 11.725 | 1 | 365 | 13.3422 | 0.8692 | 14 | 0.21136
35315 | 7.848 | 1 | 365 | 8.9304 | 0.9846 | 9 | 0.91503
35358 | 4.14 | 1 | 365 | 4.711 | 0.48729 | 5 | 0.1983
35359 | 5.17 | 1 | 365 | 5.8831 | 0.84765 | 6 | 0.73072
35360 | 8.28 | 1 | 365 | 9.422 | 0.97458 | 10 | 0.39659
35382 | 7.848 | 1 | 365 | 8.9304 | 0.9846 | 9 | 0.91503
35389 | 7.2 | 1 | 365 | 8.1931 | 0.49964 | 8 | 0.69269
35378 | 7 | 1 | 365 | 7.9655 | 0.041312 | 8 | 0.00678
35403 | 3 | 1 | 365 | 3.4138 | 0.87485 | 4 | 0.28862
35423 | 9.88 | 1 | 365 | 11.2427 | 0.64117 | 11 | 0.88386
35432 | 3 | 1 | 365 | 3.4138 | 0.87485 | 4 | 0.28862
35440 | 9 | 1 | 365 | 10.2413 | 0.62454 | 10 | 0.86586
34364 | 16.2 | 1 | 365 | 18.4344 | 0.12418 | 18 | 0.55855
34908 | 5.7 | 1 | 365 | 6.4862 | 0.062211 | 6 | 0.54838
33676 | 10.335 | 1 | 365 | 11.7604 | 0.68385 | 12 | 0.4443
41192 | 8.1 | 1 | 365 | 9.2172 | 0.56209 | 9 | 0.77927
35118 | 4.8 | 1 | 365 | 5.462 | 0.99976 | 6 | 0.46179
25758 | 11.18 | 1 | 365 | 12.722 | 0.62027 | 13 | 0.34226
35411 | 6.9 | 1 | 365 | 7.8517 | 0.81215 | 8 | 0.66383
35449 | 8.215 | 1 | 365 | 9.348 | 0.82563 | 10 | 0.17367
39255 | 6 | 1 | 365 | 6.8275 | 0.7497 | 7 | 0.57724
35348 | 5.3 | 1 | 365 | 6.031 | 0.14556 | 6 | 0.17656
35352 | 6 | 1 | 365 | 6.8275 | 0.7497 | 7 | 0.57724
35355 | 9 | 1 | 365 | 10.2413 | 0.62454 | 10 | 0.86586
35127 | 5.2 | 1 | 365 | 5.9172 | 0.9164 | 6 | 0.83361
35208 | 4.94 | 1 | 365 | 5.6213 | 0.32058 | 5 | 0.94193
35191 | 9.36 | 1 | 365 | 10.651 | 0.44953 | 11 | 0.10049
35178 | 5.46 | 1 | 365 | 6.2131 | 0.51222 | 6 | 0.72529
33725 | 4.68 | 1 | 365 | 5.3255 | 0.72476 | 6 | 0.050247
35362 | 3.71 | 1 | 365 | 4.2217 | 0.5019 | 4 | 0.72359
35364 | 2.65 | 1 | 365 | 3.0155 | 0.072782 | 3 | 0.088281
35365 | 5.72 | 1 | 365 | 6.5089 | 0.10804 | 6 | 0.61697
35368 | 8.32 | 1 | 365 | 9.4675 | 0.066245 | 9 | 0.53377
35373 | 4.68 | 1 | 365 | 5.3255 | 0.72476 | 6 | 0.050247
35369 | 18.98 | 1 | 365 | 21.5978 | 0.49487 | 22 | 0.092669
35372 | 3.71 | 1 | 365 | 4.2217 | 0.5019 | 4 | 0.72359
30934 | 5.565 | 1 | 365 | 6.3325 | 0.75284 | 7 | 0.08539
35381 | 9.36 | 1 | 365 | 10.651 | 0.44953 | 11 | 0.10049
35380 | 5.035 | 1 | 365 | 5.7294 | 0.53829 | 6 | 0.26773
35386 | 9.36 | 1 | 365 | 10.651 | 0.44953 | 11 | 0.10049
35437 | 7.54 | 1 | 365 | 8.5799 | 0.27878 | 8 | 0.85873
35390 | 7.8 | 1 | 365 | 8.8758 | 0.8746 | 9 | 0.75041
35443 | 2.86 | 1 | 365 | 3.2545 | 0.55402 | 3 | 0.80848
35388 | 6.76 | 1 | 365 | 7.6924 | 0.49132 | 8 | 0.18369
35377 | 12.72 | 1 | 365 | 14.4744 | 0.14936 | 14 | 0.62375
35442 | 3.12 | 1 | 365 | 3.5503 | 0.14984 | 3 | 0.70016
35391 | 9.62 | 1 | 365 | 10.9468 | 0.045346 | 10 | 0.99217
35441 | 9.1 | 1 | 365 | 10.3551 | 0.85371 | 11 | 0.20881
33558 | 10.14 | 1 | 365 | 11.5385 | 0.23699 | 11 | 0.77554
35428 | 5.98 | 1 | 365 | 6.8048 | 0.70386 | 7 | 0.50865
35444 | 3.9 | 1 | 365 | 4.4379 | 0.9373 | 5 | 0.37521
35446 | 5.98 | 1 | 365 | 6.8048 | 0.70386 | 7 | 0.50865
35453 | 8.32 | 1 | 365 | 9.4675 | 0.066245 | 9 | 0.53377
35454 | 6.76 | 1 | 365 | 7.6924 | 0.49132 | 8 | 0.18369
35456 | 8.84 | 1 | 365 | 10.0592 | 0.25789 | 10 | 0.31713
35460 | 7.02 | 1 | 365 | 7.9882 | 0.087144 | 8 | 0.075371
35459 | 7.8 | 1 | 365 | 8.8758 | 0.8746 | 9 | 0.75041
35465 | 4.68 | 1 | 365 | 5.3255 | 0.72476 | 6 | 0.050247
35466 | 3.9 | 1 | 365 | 4.4379 | 0.9373 | 5 | 0.37521
35464 | 9.275 | 1 | 365 | 10.5542 | 0.25474 | 10 | 0.80898
35470 | 4.68 | 1 | 365 | 5.3255 | 0.72476 | 6 | 0.050247
35468 | 7.155 | 1 | 365 | 8.1418 | 0.39651 | 8 | 0.53836
35479 | 7.54 | 1 | 365 | 8.5799 | 0.27878 | 8 | 0.85873
35481 | 7.95 | 1 | 365 | 9.0465 | 0.21835 | 9 | 0.26484
35482 | 3.12 | 1 | 365 | 3.5503 | 0.14984 | 3 | 0.70016
35475 | 8.58 | 1 | 365 | 9.7634 | 0.66207 | 10 | 0.42545
35493 | 12.455 | 1 | 365 | 14.1728 | 0.54208 | 14 | 0.71492
35491 | 12.48 | 1 | 365 | 14.2013 | 0.59937 | 14 | 0.80066
35488 | 6.24 | 1 | 365 | 7.1006 | 0.29968 | 7 | 0.40033
35502 | 11.44 | 1 | 365 | 13.0179 | 0.21609 | 13 | 0.23394
35516 | 4.42 | 1 | 365 | 5.0296 | 0.12894 | 5 | 0.15857
35512 | 4.68 | 1 | 365 | 5.3255 | 0.72476 | 6 | 0.050247
35522 | 7.8 | 1 | 365 | 8.8758 | 0.8746 | 9 | 0.75041
35523 | 3.38 | 1 | 365 | 3.8462 | 0.74566 | 4 | 0.59185
35521 | 5.46 | 1 | 365 | 6.2131 | 0.51222 | 6 | 0.72529
35501 | 6.24 | 1 | 365 | 7.1006 | 0.29968 | 7 | 0.40033
35392 | 5.72 | 1 | 365 | 6.5089 | 0.10804 | 6 | 0.61697
35398 | 5.46 | 1 | 365 | 6.2131 | 0.51222 | 6 | 0.72529
35402 | 3.975 | 1 | 365 | 4.5232 | 0.10917 | 4 | 0.63242
35395 | 9.88 | 1 | 365 | 11.2427 | 0.64117 | 11 | 0.88386
35404 | 4.94 | 1 | 365 | 5.6213 | 0.32058 | 5 | 0.94193
35406 | 7.28 | 1 | 365 | 8.2841 | 0.68296 | 8 | 0.96705
35401 | 10.66 | 1 | 365 | 12.1303 | 0.42863 | 12 | 0.5589
35407 | 4.68 | 1 | 365 | 5.3255 | 0.72476 | 6 | 0.050247
35399 | 5.72 | 1 | 365 | 6.5089 | 0.10804 | 6 | 0.61697
35408 | 3.38 | 1 | 365 | 3.8462 | 0.74566 | 4 | 0.59185
35082 | 5.32 | 1 | 365 | 6.0538 | 0.1914 | 6 | 0.24515
35405 | 8.06 | 1 | 365 | 9.1717 | 0.47042 | 9 | 0.64209
35447 | 13.5 | 1 | 365 | 15.362 | 0.93682 | 16 | 0.29879
35455 | 3.25 | 1 | 365 | 3.6983 | 0.44775 | 4 | 0.146
35467 | 4.48 | 1 | 365 | 5.0979 | 0.26644 | 5 | 0.36434
35480 | 7.41 | 1 | 365 | 8.432 | 0.98087 | 9 | 0.41289
35496 | 11 | 1 | 365 | 12.5172 | 0.20778 | 12 | 0.72494
35508 | 4.16 | 1 | 365 | 4.7338 | 0.53312 | 5 | 0.26689
35519 | 6.76 | 1 | 365 | 7.6924 | 0.49132 | 8 | 0.18369
35526 | 10.05 | 1 | 365 | 11.4361 | 0.030741 | 11 | 0.46688
35534 | 15.3 | 1 | 365 | 17.4102 | 0.061725 | 17 | 0.47196
35469 | 8.7 | 1 | 365 | 9.8999 | 0.93706 | 10 | 0.837
35520 | 7.2 | 1 | 365 | 8.1931 | 0.49964 | 8 | 0.69269
35507 | 3 | 1 | 365 | 3.4138 | 0.87485 | 4 | 0.28862
32105 | 4.905 | 1 | 365 | 5.5815 | 0.24038 | 5 | 0.82189
32118 | 6.867 | 1 | 365 | 7.8141 | 0.73653 | 8 | 0.55065
35409 | 14.04 | 1 | 365 | 15.9765 | 0.17429 | 16 | 0.15074
35412 | 6.24 | 1 | 365 | 7.1006 | 0.29968 | 7 | 0.40033
35414 | 6.76 | 1 | 365 | 7.6924 | 0.49132 | 8 | 0.18369
35410 | 8.32 | 1 | 365 | 9.4675 | 0.066245 | 9 | 0.53377
35416 | 5.98 | 1 | 365 | 6.8048 | 0.70386 | 7 | 0.50865
35418 | 7.28 | 1 | 365 | 8.2841 | 0.68296 | 8 | 0.96705
35413 | 9.88 | 1 | 365 | 11.2427 | 0.64117 | 11 | 0.88386
35420 | 4.68 | 1 | 365 | 5.3255 | 0.72476 | 6 | 0.050247
35417 | 4.94 | 1 | 365 | 5.6213 | 0.32058 | 5 | 0.94193
30808 | 7.28 | 1 | 365 | 8.2841 | 0.68296 | 8 | 0.96705
35422 | 5.98 | 1 | 365 | 6.8048 | 0.70386 | 7 | 0.50865
35430 | 4.42 | 1 | 365 | 5.0296 | 0.12894 | 5 | 0.15857
35426 | 3.445 | 1 | 365 | 3.9201 | 0.89462 | 4 | 0.81477
35435 | 8.84 | 1 | 365 | 10.0592 | 0.25789 | 10 | 0.31713
35424 | 6.5 | 1 | 365 | 7.3965 | 0.8955 | 8 | 0.29201
35429 | 12.985 | 1 | 365 | 14.7759 | 0.75663 | 15 | 0.53258
35438 | 5.3 | 1 | 365 | 6.031 | 0.14556 | 6 | 0.17656
35532 | 12 | 1 | 365 | 13.6551 | 0.49939 | 14 | 0.15448
35559 | 7.155 | 1 | 365 | 8.1418 | 0.39651 | 8 | 0.53836
35548 | 5.5 | 1 | 365 | 6.2586 | 0.60389 | 6 | 0.86247
35585 | 9.075 | 1 | 365 | 10.3267 | 0.79642 | 11 | 0.12308
35592 | 3.64 | 1 | 365 | 4.142 | 0.34148 | 4 | 0.48353
35631 | 4.95 | 1 | 365 | 5.6327 | 0.3435 | 5 | 0.97622
35639 | 6.3 | 1 | 365 | 7.1689 | 0.43718 | 7 | 0.6061
35647 | 14.5 | 1 | 365 | 16.4999 | 0.22843 | 16 | 0.72833
35636 | 4.95 | 1 | 365 | 5.6327 | 0.3435 | 5 | 0.97622
35652 | 4.5 | 1 | 365 | 5.1207 | 0.31227 | 5 | 0.43293
35575 | 7.13 | 1 | 365 | 8.1134 | 0.33922 | 8 | 0.45262
35606 | 10.5 | 1 | 365 | 11.9482 | 0.061968 | 12 | 0.01017
35616 | 7.75 | 1 | 365 | 8.8189 | 0.76002 | 9 | 0.57893
35623 | 8.75 | 1 | 365 | 9.9568 | 0.05164 | 10 | 0.008475
35627 | 9.25 | 1 | 365 | 10.5258 | 0.19745 | 10 | 0.72325
35640 | 9.72 | 1 | 365 | 11.0606 | 0.27451 | 11 | 0.33513
35680 | 3.64 | 1 | 365 | 4.142 | 0.34148 | 4 | 0.48353
35682 | 3.36 | 1 | 365 | 3.8234 | 0.69983 | 4 | 0.52325
35683 | 8 | 1 | 365 | 9.1034 | 0.33293 | 9 | 0.43632
35684 | 3.5 | 1 | 365 | 3.9827 | 0.020656 | 4 | 0.00339
35721 | 5.88 | 1 | 365 | 6.691 | 0.4747 | 7 | 0.1657
35729 | 6.75 | 1 | 365 | 7.681 | 0.46841 | 8 | 0.1494
35744 | 11.725 | 1 | 365 | 13.3422 | 0.8692 | 14 | 0.21136
35749 | 8.06 | 1 | 365 | 9.1717 | 0.47042 | 9 | 0.64209
35461 | 20.52 | 1 | 365 | 23.3502 | 0.02396 | 23 | 0.37416
35546 | 12.6 | 1 | 365 | 14.3378 | 0.87436 | 15 | 0.2122
35556 | 9.156 | 1 | 365 | 10.4188 | 0.98204 | 11 | 0.40087
35577 | 10.05 | 1 | 365 | 11.4361 | 0.030741 | 11 | 0.46688
35613 | 8.55 | 1 | 365 | 9.7293 | 0.59332 | 10 | 0.32257
34679 | 11.16 | 1 | 365 | 12.6992 | 0.57443 | 13 | 0.27367
35632 | 8.55 | 1 | 365 | 9.7293 | 0.59332 | 10 | 0.32257
35661 | 8.28 | 1 | 365 | 9.422 | 0.97458 | 10 | 0.39659
35662 | 6.24 | 1 | 365 | 7.1006 | 0.29968 | 7 | 0.40033
35664 | 8.71 | 1 | 365 | 9.9113 | 0.95998 | 10 | 0.87129
35665 | 5.6 | 1 | 365 | 6.3724 | 0.83305 | 7 | 0.20542
35666 | 6.24 | 1 | 365 | 7.1006 | 0.29968 | 7 | 0.40033
35668 | 3.795 | 1 | 365 | 4.3184 | 0.69668 | 5 | 0.015104
35669 | 9.96 | 1 | 365 | 11.3337 | 0.8245 | 12 | 0.15822
35670 | 4.32 | 1 | 365 | 4.9158 | 0.89978 | 5 | 0.81561
35672 | 7.02 | 1 | 365 | 7.9882 | 0.087144 | 8 | 0.075371
35685 | 12.42 | 1 | 365 | 14.133 | 0.46187 | 14 | 0.59489
35697 | 9.76 | 1 | 365 | 11.1061 | 0.36617 | 11 | 0.47231
35712 | 11.2 | 1 | 365 | 12.7447 | 0.6661 | 13 | 0.41085
35703 | 8.64 | 1 | 365 | 9.8317 | 0.79956 | 10 | 0.63123
35715 | 6.48 | 1 | 365 | 7.3737 | 0.84967 | 8 | 0.22342
35716 | 19.62 | 1 | 365 | 22.3261 | 0.96151 | 23 | 0.28757
35755 | 3.9 | 1 | 365 | 4.4379 | 0.9373 | 5 | 0.37521
35759 | 7 | 1 | 365 | 7.9655 | 0.041312 | 8 | 0.00678
35764 | 7.32 | 1 | 365 | 8.3296 | 0.77463 | 9 | 0.10423
35767 | 5.795 | 1 | 365 | 6.5943 | 0.27991 | 6 | 0.87418
35776 | 5 | 1 | 365 | 5.6896 | 0.45808 | 6 | 0.1477
35780 | 5.4 | 1 | 365 | 6.1448 | 0.37473 | 6 | 0.51952
35789 | 8.28 | 1 | 365 | 9.422 | 0.97458 | 10 | 0.39659
35790 | 9.66 | 1 | 365 | 10.9923 | 0.13701 | 11 | 0.12936
35792 | 8.32 | 1 | 365 | 9.4675 | 0.066245 | 9 | 0.53377
35675 | 8.58 | 1 | 365 | 9.7634 | 0.66207 | 10 | 0.42545
35676 | 9.75 | 1 | 365 | 11.0948 | 0.34326 | 11 | 0.43801
35725 | 8 | 1 | 365 | 9.1034 | 0.33293 | 9 | 0.43632
35717 | 4.95 | 1 | 365 | 5.6327 | 0.3435 | 5 | 0.97622
35730 | 6.75 | 1 | 365 | 7.681 | 0.46841 | 8 | 0.1494
35731 | 5.25 | 1 | 365 | 5.9741 | 0.030984 | 6 | 0.005085
35791 | 13.407 | 1 | 365 | 15.2561 | 0.7237 | 15 | 0.97984
35794 | 10.5 | 1 | 365 | 11.9482 | 0.061968 | 12 | 0.01017
35719 | 6.48 | 1 | 365 | 7.3737 | 0.84967 | 8 | 0.22342
35720 | 7.54 | 1 | 365 | 8.5799 | 0.27878 | 8 | 0.85873
35805 | 6.25 | 1 | 365 | 7.112 | 0.3226 | 7 | 0.43462
35807 | 3.25 | 1 | 365 | 3.6983 | 0.44775 | 4 | 0.146
35811 | 6.48 | 1 | 365 | 7.3737 | 0.84967 | 8 | 0.22342
35722 | 4.59 | 1 | 365 | 5.2231 | 0.51852 | 5 | 0.74159
35788 | 6.1 | 1 | 365 | 6.9413 | 0.97886 | 7 | 0.92019
35812 | 5.7 | 1 | 365 | 6.4862 | 0.062211 | 6 | 0.54838
35813 | 11.97 | 1 | 365 | 13.621 | 0.43064 | 14 | 0.051594
35816 | 8.55 | 1 | 365 | 9.7293 | 0.59332 | 10 | 0.32257
35727 | 9.36 | 1 | 365 | 10.651 | 0.44953 | 11 | 0.10049
35832 | 13.52 | 1 | 365 | 15.3847 | 0.98265 | 16 | 0.36738
35834 | 6.6 | 1 | 365 | 7.5103 | 0.12467 | 7 | 0.63496
35841 | 8.64 | 1 | 365 | 9.8317 | 0.79956 | 10 | 0.63123
35837 | 9.72 | 1 | 365 | 11.0606 | 0.27451 | 11 | 0.33513
35851 | 5.04 | 1 | 365 | 5.7351 | 0.54974 | 6 | 0.28488
35849 | 8.32 | 1 | 365 | 9.4675 | 0.066245 | 9 | 0.53377
35854 | 9.88 | 1 | 365 | 11.2427 | 0.64117 | 11 | 0.88386
35858 | 7.29 | 1 | 365 | 8.2955 | 0.70588 | 9 | 0.0013466
35543 | 4.68 | 1 | 365 | 5.3255 | 0.72476 | 6 | 0.050247
35861 | 8.37 | 1 | 365 | 9.5244 | 0.18083 | 9 | 0.70525
35865 | 6.885 | 1 | 365 | 7.8346 | 0.77778 | 8 | 0.61238
35862 | 10.4 | 1 | 365 | 11.8344 | 0.83281 | 12 | 0.66722
35544 | 11.44 | 1 | 365 | 13.0179 | 0.21609 | 13 | 0.23394
35871 | 3.64 | 1 | 365 | 4.142 | 0.34148 | 4 | 0.48353
35552 | 4.94 | 1 | 365 | 5.6213 | 0.32058 | 5 | 0.94193
35869 | 7.54 | 1 | 365 | 8.5799 | 0.27878 | 8 | 0.85873
35872 | 8.84 | 1 | 365 | 10.0592 | 0.25789 | 10 | 0.31713
35554 | 5.46 | 1 | 365 | 6.2131 | 0.51222 | 6 | 0.72529
35876 | 6.5 | 1 | 365 | 7.3965 | 0.8955 | 8 | 0.29201
31747 | 7.65 | 1 | 365 | 8.7051 | 0.53086 | 9 | 0.23598
35564 | 10.92 | 1 | 365 | 12.4261 | 0.024447 | 12 | 0.45058
35877 | 7.54 | 1 | 365 | 8.5799 | 0.27878 | 8 | 0.85873
35885 | 12.74 | 1 | 365 | 14.4972 | 0.19519 | 14 | 0.69234
35878 | 8.06 | 1 | 365 | 9.1717 | 0.47042 | 9 | 0.64209
35888 | 4.94 | 1 | 365 | 5.6213 | 0.32058 | 5 | 0.94193
35573 | 14.04 | 1 | 365 | 15.9765 | 0.17429 | 16 | 0.15074
34653 | 6 | 1 | 365 | 6.8275 | 0.7497 | 7 | 0.57724
35570 | 10.4 | 1 | 365 | 11.8344 | 0.83281 | 12 | 0.66722
35881 | 5.1 | 1 | 365 | 5.8034 | 0.68724 | 6 | 0.49065
35562 | 2.34 | 1 | 365 | 2.6627 | 0.36238 | 3 | 0.025124
35578 | 11.7 | 1 | 365 | 13.3137 | 0.81191 | 14 | 0.12562
35551 | 10.14 | 1 | 365 | 11.5385 | 0.23699 | 11 | 0.77554
35589 | 5.72 | 1 | 365 | 6.5089 | 0.10804 | 6 | 0.61697
35596 | 5.98 | 1 | 365 | 6.8048 | 0.70386 | 7 | 0.50865
35581 | 6.76 | 1 | 365 | 7.6924 | 0.49132 | 8 | 0.18369
35594 | 11.44 | 1 | 365 | 13.0179 | 0.21609 | 13 | 0.23394
35889 | 9.36 | 1 | 365 | 10.651 | 0.44953 | 11 | 0.10049
35600 | 6.76 | 1 | 365 | 7.6924 | 0.49132 | 8 | 0.18369
35893 | 5.98 | 1 | 365 | 6.8048 | 0.70386 | 7 | 0.50865
35608 | 5.5 | 1 | 365 | 6.2586 | 0.60389 | 6 | 0.86247
35891 | 7.8 | 1 | 365 | 8.8758 | 0.8746 | 9 | 0.75041
35602 | 3.38 | 1 | 365 | 3.8462 | 0.74566 | 4 | 0.59185
35898 | 4.42 | 1 | 365 | 5.0296 | 0.12894 | 5 | 0.15857
35611 | 8.58 | 1 | 365 | 9.7634 | 0.66207 | 10 | 0.42545
35956 | 8.32 | 1 | 365 | 9.4675 | 0.066245 | 9 | 0.53377
35963 | 7.14 | 1 | 365 | 8.1248 | 0.36214 | 8 | 0.48692
35603 | 7.8 | 1 | 365 | 8.8758 | 0.8746 | 9 | 0.75041
35965 | 4.68 | 1 | 365 | 5.3255 | 0.72476 | 6 | 0.050247
34956 | 3.9 | 1 | 365 | 4.4379 | 0.9373 | 5 | 0.37521
35967 | 6.24 | 1 | 365 | 7.1006 | 0.29968 | 7 | 0.40033
35621 | 12.48 | 1 | 365 | 14.2013 | 0.59937 | 14 | 0.80066
35969 | 9.88 | 1 | 365 | 11.2427 | 0.64117 | 11 | 0.88386
35973 | 7.28 | 1 | 365 | 8.2841 | 0.68296 | 8 | 0.96705
35625 | 2.97 | 1 | 365 | 3.3796 | 0.8061 | 4 | 0.18573
35976 | 4.68 | 1 | 365 | 5.3255 | 0.72476 | 6 | 0.050247
35628 | 4.24 | 1 | 365 | 4.8248 | 0.71645 | 5 | 0.54125
35879 | 5.2 | 1 | 365 | 5.9172 | 0.9164 | 6 | 0.83361
35890 | 6.12 | 1 | 365 | 6.9641 | 0.02469 | 6 | 0.98878
35896 | 13.52 | 1 | 365 | 15.3847 | 0.98265 | 16 | 0.36738
34057 | 8.84 | 1 | 365 | 10.0592 | 0.25789 | 10 | 0.31713
35907 | 16.12 | 1 | 365 | 18.3433 | 0.94085 | 19 | 0.28418
33605 | 11.44 | 1 | 365 | 13.0179 | 0.21609 | 13 | 0.23394
32465 | 5.72 | 1 | 365 | 6.5089 | 0.10804 | 6 | 0.61697
35921 | 8.58 | 1 | 365 | 9.7634 | 0.66207 | 10 | 0.42545
35935 | 3.57 | 1 | 365 | 4.0624 | 0.18107 | 4 | 0.24346
35944 | 14.04 | 1 | 365 | 15.9765 | 0.17429 | 16 | 0.15074
35629 | 5.46 | 1 | 365 | 6.2131 | 0.51222 | 6 | 0.72529
30205 | 2.08 | 1 | 365 | 2.3669 | 0.76656 | 3 | 0.13344
30248 | 11.395 | 1 | 365 | 12.9666 | 0.11296 | 13 | 0.079608
35992 | 4.42 | 1 | 365 | 5.0296 | 0.12894 | 5 | 0.15857
35635 | 10.4 | 1 | 365 | 11.8344 | 0.83281 | 12 | 0.66722
35996 | 7.95 | 1 | 365 | 9.0465 | 0.21835 | 9 | 0.26484
34689 | 4.59 | 1 | 365 | 5.2231 | 0.51852 | 5 | 0.74159
35993 | 11.18 | 1 | 365 | 12.722 | 0.62027 | 13 | 0.34226
35638 | 8.84 | 1 | 365 | 10.0592 | 0.25789 | 10 | 0.31713
35999 | 4.16 | 1 | 365 | 4.7338 | 0.53312 | 5 | 0.26689
30409 | 2.86 | 1 | 365 | 3.2545 | 0.55402 | 3 | 0.80848
36001 | 8.58 | 1 | 365 | 9.7634 | 0.66207 | 10 | 0.42545
35997 | 5.2 | 1 | 365 | 5.9172 | 0.9164 | 6 | 0.83361
18444 | 7.905 | 1 | 365 | 8.9953 | 0.11522 | 9 | 0.11051
36010 | 11.925 | 1 | 365 | 13.5697 | 0.32752 | 13 | 0.89726
35641 | 10.4 | 1 | 365 | 11.8344 | 0.83281 | 12 | 0.66722
36008 | 7.28 | 1 | 365 | 8.2841 | 0.68296 | 8 | 0.96705
31785 | 5.98 | 1 | 365 | 6.8048 | 0.70386 | 7 | 0.50865
33839 | 8.58 | 1 | 365 | 9.7634 | 0.66207 | 10 | 0.42545
31432 | 4.94 | 1 | 365 | 5.6213 | 0.32058 | 5 | 0.94193
35517 | 21.42 | 1 | 365 | 24.3743 | 0.086415 | 24 | 0.46075
32856 | 7.02 | 1 | 365 | 7.9882 | 0.087144 | 8 | 0.075371
35529 | 3.12 | 1 | 365 | 3.5503 | 0.14984 | 3 | 0.70016
35646 | 9.36 | 1 | 365 | 10.651 | 0.44953 | 11 | 0.10049
35939 | 1.785 | 1 | 365 | 2.0312 | 0.090535 | 2 | 0.12173
32276 | 9.62 | 1 | 365 | 10.9468 | 0.045346 | 10 | 0.99217
35649 | 2.43 | 1 | 365 | 2.7652 | 0.56863 | 3 | 0.33378
35974 | 6.24 | 1 | 365 | 7.1006 | 0.29968 | 7 | 0.40033
35654 | 9.69 | 1 | 365 | 11.0265 | 0.20576 | 11 | 0.23224
35908 | 11.4 | 1 | 365 | 12.9723 | 0.12442 | 13 | 0.096756
35653 | 6.5 | 1 | 365 | 7.3965 | 0.8955 | 8 | 0.29201
35927 | 5.4 | 1 | 365 | 6.1448 | 0.37473 | 6 | 0.51952
30837 | 6.76 | 1 | 365 | 7.6924 | 0.49132 | 8 | 0.18369
35903 | 7.02 | 1 | 365 | 7.9882 | 0.087144 | 8 | 0.075371
35962 | 7.8 | 1 | 365 | 8.8758 | 0.8746 | 9 | 0.75041
35656 | 7.8 | 1 | 365 | 8.8758 | 0.8746 | 9 | 0.75041
35970 | 8.4 | 1 | 365 | 9.5586 | 0.24957 | 9 | 0.80814
35983 | 2.52 | 1 | 365 | 2.8676 | 0.77487 | 3 | 0.64244
35994 | 3.36 | 1 | 365 | 3.8234 | 0.69983 | 4 | 0.52325
35713 | 17.08 | 1 | 365 | 19.4357 | 0.1408 | 19 | 0.57654
36003 | 4.24 | 1 | 365 | 4.8248 | 0.71645 | 5 | 0.54125
35847 | 7.54 | 1 | 365 | 8.5799 | 0.27878 | 8 | 0.85873
35990 | 7.315 | 1 | 365 | 8.3239 | 0.76317 | 9 | 0.087085
35860 | 13.5 | 1 | 365 | 15.362 | 0.93682 | 16 | 0.29879
36000 | 5.805 | 1 | 365 | 6.6056 | 0.30283 | 6 | 0.90848
36025 | 5.04 | 1 | 365 | 5.7351 | 0.54974 | 6 | 0.28488
35906 | 7.2 | 1 | 365 | 8.1931 | 0.49964 | 8 | 0.69269
35952 | 6.24 | 1 | 365 | 7.1006 | 0.29968 | 7 | 0.40033
35814 | 5.6 | 1 | 365 | 6.3724 | 0.83305 | 7 | 0.20542
36227 | 10.1 | 1 | 365 | 11.493 | 0.14532 | 11 | 0.63835
36251 | 5.725 | 1 | 365 | 6.5146 | 0.1195 | 6 | 0.63412
35539 | 9.54 | 1 | 365 | 10.8558 | 0.86202 | 11 | 0.71781
36254 | 6.51 | 1 | 365 | 7.4079 | 0.91842 | 8 | 0.32631
36017 | 2.86 | 1 | 365 | 3.2545 | 0.55402 | 3 | 0.80848
36016 | 13.52 | 1 | 365 | 15.3847 | 0.98265 | 16 | 0.36738
36020 | 12.72 | 1 | 365 | 14.4744 | 0.14936 | 14 | 0.62375
36019 | 8.84 | 1 | 365 | 10.0592 | 0.25789 | 10 | 0.31713
36024 | 2.34 | 1 | 365 | 2.6627 | 0.36238 | 3 | 0.025124
36021 | 10.2 | 1 | 365 | 11.6068 | 0.37448 | 11 | 0.98131
36031 | 7.28 | 1 | 365 | 8.2841 | 0.68296 | 8 | 0.96705
36032 | 11.13 | 1 | 365 | 12.6651 | 0.50569 | 13 | 0.17078
36034 | 5.2 | 1 | 365 | 5.9172 | 0.9164 | 6 | 0.83361
30385 | 10.14 | 1 | 365 | 11.5385 | 0.23699 | 11 | 0.77554
36036 | 11.44 | 1 | 365 | 13.0179 | 0.21609 | 13 | 0.23394
36037 | 4.42 | 1 | 365 | 5.0296 | 0.12894 | 5 | 0.15857
36041 | 6.24 | 1 | 365 | 7.1006 | 0.29968 | 7 | 0.40033
36043 | 4.42 | 1 | 365 | 5.0296 | 0.12894 | 5 | 0.15857
36044 | 3.975 | 1 | 365 | 4.5232 | 0.10917 | 4 | 0.63242
36050 | 2.08 | 1 | 365 | 2.3669 | 0.76656 | 3 | 0.13344
36049 | 12.22 | 1 | 365 | 13.9054 | 0.0035475 | 13 | 0.90898
36051 | 2.08 | 1 | 365 | 2.3669 | 0.76656 | 3 | 0.13344
36059 | 7.14 | 1 | 365 | 8.1248 | 0.36214 | 8 | 0.48692
36064 | 5.72 | 1 | 365 | 6.5089 | 0.10804 | 6 | 0.61697
36047 | 8.58 | 1 | 365 | 9.7634 | 0.66207 | 10 | 0.42545
36062 | 6.76 | 1 | 365 | 7.6924 | 0.49132 | 8 | 0.18369
36058 | 4.42 | 1 | 365 | 5.0296 | 0.12894 | 5 | 0.15857
36072 | 6.24 | 1 | 365 | 7.1006 | 0.29968 | 7 | 0.40033
36074 | 3.18 | 1 | 365 | 3.6186 | 0.28734 | 3 | 0.90594
36075 | 5.72 | 1 | 365 | 6.5089 | 0.10804 | 6 | 0.61697
36067 | 7.54 | 1 | 365 | 8.5799 | 0.27878 | 8 | 0.85873
36079 | 14.04 | 1 | 365 | 15.9765 | 0.17429 | 16 | 0.15074
36027 | 8.745 | 1 | 365 | 9.9511 | 0.040182 | 9 | 0.99133
36045 | 5.61 | 1 | 365 | 6.3838 | 0.85597 | 7 | 0.23972
36065 | 2.08 | 1 | 365 | 2.3669 | 0.76656 | 3 | 0.13344
36077 | 5.035 | 1 | 365 | 5.7294 | 0.53829 | 6 | 0.26773
36085 | 6.89 | 1 | 365 | 7.8403 | 0.78923 | 8 | 0.62953
36082 | 6.76 | 1 | 365 | 7.6924 | 0.49132 | 8 | 0.18369
35975 | 14.82 | 1 | 365 | 16.864 | 0.96175 | 17 | 0.82578
35984 | 8.16 | 1 | 365 | 9.2855 | 0.69959 | 9 | 0.98505
36002 | 8.84 | 1 | 365 | 10.0592 | 0.25789 | 10 | 0.31713
36087 | 6.24 | 1 | 365 | 7.1006 | 0.29968 | 7 | 0.40033
36089 | 2.34 | 1 | 365 | 2.6627 | 0.36238 | 3 | 0.025124
36090 | 10.4 | 1 | 365 | 11.8344 | 0.83281 | 12 | 0.66722
33669 | 4.16 | 1 | 365 | 4.7338 | 0.53312 | 5 | 0.26689
36088 | 5.72 | 1 | 365 | 6.5089 | 0.10804 | 6 | 0.61697
36094 | 5.2 | 1 | 365 | 5.9172 | 0.9164 | 6 | 0.83361
36092 | 7.02 | 1 | 365 | 7.9882 | 0.087144 | 8 | 0.075371
36096 | 6.375 | 1 | 365 | 7.2543 | 0.60905 | 7 | 0.86332
36095 | 5.46 | 1 | 365 | 6.2131 | 0.51222 | 6 | 0.72529
36084 | 7.155 | 1 | 365 | 8.1418 | 0.39651 | 8 | 0.53836
36093 | 7.02 | 1 | 365 | 7.9882 | 0.087144 | 8 | 0.075371
36099 | 6.89 | 1 | 365 | 7.8403 | 0.78923 | 8 | 0.62953
36280 | 5.775 | 1 | 365 | 6.5715 | 0.23408 | 6 | 0.80559
36102 | 5.72 | 1 | 365 | 6.5089 | 0.10804 | 6 | 0.61697
36104 | 5.2 | 1 | 365 | 5.9172 | 0.9164 | 6 | 0.83361
36282 | 4.95 | 1 | 365 | 5.6327 | 0.3435 | 5 | 0.97622
34634 | 5.72 | 1 | 365 | 6.5089 | 0.10804 | 6 | 0.61697
36103 | 9.62 | 1 | 365 | 10.9468 | 0.045346 | 10 | 0.99217
36106 | 8.06 | 1 | 365 | 9.1717 | 0.47042 | 9 | 0.64209
36105 | 9.88 | 1 | 365 | 11.2427 | 0.64117 | 11 | 0.88386
36285 | 6.325 | 1 | 365 | 7.1974 | 0.49447 | 7 | 0.69184
36129 | 8.58 | 1 | 365 | 9.7634 | 0.66207 | 10 | 0.42545
36130 | 6.75 | 1 | 365 | 7.681 | 0.46841 | 8 | 0.1494
36134 | 14.025 | 1 | 365 | 15.9594 | 0.13991 | 16 | 0.099299
36137 | 2.805 | 1 | 365 | 3.1919 | 0.42798 | 3 | 0.61986
36139 | 4.68 | 1 | 365 | 5.3255 | 0.72476 | 6 | 0.050247
36141 | 8.06 | 1 | 365 | 9.1717 | 0.47042 | 9 | 0.64209
36145 | 4.16 | 1 | 365 | 4.7338 | 0.53312 | 5 | 0.26689
36146 | 6.21 | 1 | 365 | 7.0665 | 0.23094 | 7 | 0.29744
36149 | 2.34 | 1 | 365 | 2.6627 | 0.36238 | 3 | 0.025124
36150 | 4.94 | 1 | 365 | 5.6213 | 0.32058 | 5 | 0.94193
36153 | 7.02 | 1 | 365 | 7.9882 | 0.087144 | 8 | 0.075371
36154 | 6.5 | 1 | 365 | 7.3965 | 0.8955 | 8 | 0.29201
36156 | 3.9 | 1 | 365 | 4.4379 | 0.9373 | 5 | 0.37521
36164 | 5.98 | 1 | 365 | 6.8048 | 0.70386 | 7 | 0.50865
36165 | 13.26 | 1 | 365 | 15.0889 | 0.38683 | 15 | 0.4757
36167 | 5.2 | 1 | 365 | 5.9172 | 0.9164 | 6 | 0.83361
36169 | 11.96 | 1 | 365 | 13.6096 | 0.40773 | 14 | 0.017298
36288 | 4.125 | 1 | 365 | 4.6939 | 0.45292 | 5 | 0.14685
36168 | 9.435 | 1 | 365 | 10.7363 | 0.6214 | 11 | 0.35771
36231 | 8.32 | 1 | 365 | 9.4675 | 0.066245 | 9 | 0.53377
36234 | 10.14 | 1 | 365 | 11.5385 | 0.23699 | 11 | 0.77554
36290 | 5.2 | 1 | 365 | 5.9172 | 0.9164 | 6 | 0.83361
36235 | 7.8 | 1 | 365 | 8.8758 | 0.8746 | 9 | 0.75041
36243 | 6.76 | 1 | 365 | 7.6924 | 0.49132 | 8 | 0.18369
35902 | 9.88 | 1 | 365 | 11.2427 | 0.64117 | 11 | 0.88386
35870 | 10.6 | 1 | 365 | 12.062 | 0.29113 | 12 | 0.35312
35928 | 6.24 | 1 | 365 | 7.1006 | 0.29968 | 7 | 0.40033
35932 | 3.06 | 1 | 365 | 3.482 | 0.012345 | 3 | 0.49439
37005 | 6 | 1 | 365 | 6.8275 | 0.7497 | 7 | 0.57724
35433 | 5.46 | 1 | 365 | 6.2131 | 0.51222 | 6 | 0.72529
35728 | 12.1 | 1 | 365 | 13.7689 | 0.72855 | 14 | 0.49743
35900 | 4.16 | 1 | 365 | 4.7338 | 0.53312 | 5 | 0.26689
36264 | 5.98 | 1 | 365 | 6.8048 | 0.70386 | 7 | 0.50865
36297 | 8.58 | 1 | 365 | 9.7634 | 0.66207 | 10 | 0.42545
36306 | 9.36 | 1 | 365 | 10.651 | 0.44953 | 11 | 0.10049
36313 | 3.3 | 1 | 365 | 3.7551 | 0.56233 | 4 | 0.31748
36309 | 8.84 | 1 | 365 | 10.0592 | 0.25789 | 10 | 0.31713
36316 | 5.2 | 1 | 365 | 5.9172 | 0.9164 | 6 | 0.83361
36310 | 8.06 | 1 | 365 | 9.1717 | 0.47042 | 9 | 0.64209
36314 | 6.9 | 1 | 365 | 7.8517 | 0.81215 | 8 | 0.66383
36320 | 4.48 | 1 | 365 | 5.0979 | 0.26644 | 5 | 0.36434
36928 | 8.4 | 1 | 365 | 9.5586 | 0.24957 | 9 | 0.80814
36940 | 11.7 | 1 | 365 | 13.3137 | 0.81191 | 14 | 0.12562
36831 | 2.915 | 1 | 365 | 3.317 | 0.68006 | 3 | 0.99711
36727 | 8.84 | 1 | 365 | 10.0592 | 0.25789 | 10 | 0.31713
36911 | 7.7 | 1 | 365 | 8.762 | 0.64544 | 9 | 0.40746
36949 | 5.775 | 1 | 365 | 6.5715 | 0.23408 | 6 | 0.80559
36941 | 8.8 | 1 | 365 | 10.0137 | 0.16622 | 10 | 0.17995
36954 | 4.675 | 1 | 365 | 5.3198 | 0.7133 | 6 | 0.033099
36979 | 6.875 | 1 | 365 | 7.8232 | 0.75486 | 8 | 0.57809
37034 | 6.325 | 1 | 365 | 7.1974 | 0.49447 | 7 | 0.69184
37047 | 3.3 | 1 | 365 | 3.7551 | 0.56233 | 4 | 0.31748
37104 | 11.275 | 1 | 365 | 12.8301 | 0.83797 | 13 | 0.66806
36750 | 10.5 | 1 | 365 | 11.9482 | 0.061968 | 12 | 0.01017
36934 | 14.388 | 1 | 365 | 16.3725 | 0.97177 | 17 | 0.34422
36963 | 4.06 | 1 | 365 | 4.62 | 0.30396 | 4 | 0.92393
36881 | 6.24 | 1 | 365 | 7.1006 | 0.29968 | 7 | 0.40033
36929 | 4.16 | 1 | 365 | 4.7338 | 0.53312 | 5 | 0.26689
36946 | 3.9 | 1 | 365 | 4.4379 | 0.9373 | 5 | 0.37521
36951 | 4.16 | 1 | 365 | 4.7338 | 0.53312 | 5 | 0.26689
36998 | 4.16 | 1 | 365 | 4.7338 | 0.53312 | 5 | 0.26689
32819 | 10.66 | 1 | 365 | 12.1303 | 0.42863 | 12 | 0.5589
34669 | 7.02 | 1 | 365 | 7.9882 | 0.087144 | 8 | 0.075371
33512 | 5.67 | 1 | 365 | 6.452 | 0.99346 | 7 | 0.44549
30770 | 9.1 | 1 | 365 | 10.3551 | 0.85371 | 11 | 0.20881
37092 | 14.04 | 1 | 365 | 15.9765 | 0.17429 | 16 | 0.15074
37082 | 4.08 | 1 | 365 | 4.6427 | 0.34979 | 4 | 0.99252
37099 | 5.2 | 1 | 365 | 5.9172 | 0.9164 | 6 | 0.83361
37094 | 3.38 | 1 | 365 | 3.8462 | 0.74566 | 4 | 0.59185
37105 | 10.4 | 1 | 365 | 11.8344 | 0.83281 | 12 | 0.66722
35710 | 6.84 | 1 | 365 | 7.7834 | 0.67465 | 8 | 0.45805
33957 | 4.08 | 1 | 365 | 4.6427 | 0.34979 | 4 | 0.99252
35550 | 3.64 | 1 | 365 | 4.142 | 0.34148 | 4 | 0.48353
31435 | 2.6 | 1 | 365 | 2.9586 | 0.9582 | 3 | 0.9168
37056 | 8.58 | 1 | 365 | 9.7634 | 0.66207 | 10 | 0.42545
37060 | 9.1 | 1 | 365 | 10.3551 | 0.85371 | 11 | 0.20881
37063 | 9.88 | 1 | 365 | 11.2427 | 0.64117 | 11 | 0.88386
37067 | 7.54 | 1 | 365 | 8.5799 | 0.27878 | 8 | 0.85873
37071 | 8.58 | 1 | 365 | 9.7634 | 0.66207 | 10 | 0.42545
37072 | 5.2 | 1 | 365 | 5.9172 | 0.9164 | 6 | 0.83361
36923 | 7.54 | 1 | 365 | 8.5799 | 0.27878 | 8 | 0.85873
36599 | 6.24 | 1 | 365 | 7.1006 | 0.29968 | 7 | 0.40033
36603 | 6.89 | 1 | 365 | 7.8403 | 0.78923 | 8 | 0.62953
36622 | 11.44 | 1 | 365 | 13.0179 | 0.21609 | 13 | 0.23394
36620 | 11.61 | 1 | 365 | 13.2113 | 0.60566 | 13 | 0.81696
36638 | 6.27 | 1 | 365 | 7.1348 | 0.36843 | 7 | 0.50322
36618 | 6.375 | 1 | 365 | 7.2543 | 0.60905 | 7 | 0.86332
36636 | 3.18 | 1 | 365 | 3.6186 | 0.28734 | 3 | 0.90594
36597 | 4.578 | 1 | 365 | 5.2094 | 0.49102 | 5 | 0.70043
36510 | 6.76 | 1 | 365 | 7.6924 | 0.49132 | 8 | 0.18369
36579 | 14.715 | 1 | 365 | 16.7446 | 0.72113 | 17 | 0.46568
36046 | 7.28 | 1 | 365 | 8.2841 | 0.68296 | 8 | 0.96705
36602 | 6.76 | 1 | 365 | 7.6924 | 0.49132 | 8 | 0.18369
36927 | 6.76 | 1 | 365 | 7.6924 | 0.49132 | 8 | 0.18369
36648 | 4.68 | 1 | 365 | 5.3255 | 0.72476 | 6 | 0.050247
36913 | 9.88 | 1 | 365 | 11.2427 | 0.64117 | 11 | 0.88386
36651 | 6.48 | 1 | 365 | 7.3737 | 0.84967 | 8 | 0.22342
36843 | 12.74 | 1 | 365 | 14.4972 | 0.19519 | 14 | 0.69234
36662 | 3.9 | 1 | 365 | 4.4379 | 0.9373 | 5 | 0.37521
36860 | 10.14 | 1 | 365 | 11.5385 | 0.23699 | 11 | 0.77554
36840 | 8.58 | 1 | 365 | 9.7634 | 0.66207 | 10 | 0.42545
36676 | 7.56 | 1 | 365 | 8.6027 | 0.32462 | 8 | 0.92732
35396 | 7.155 | 1 | 365 | 8.1418 | 0.39651 | 8 | 0.53836
36769 | 7.54 | 1 | 365 | 8.5799 | 0.27878 | 8 | 0.85873
36712 | 5.98 | 1 | 365 | 6.8048 | 0.70386 | 7 | 0.50865
36606 | 5.2 | 1 | 365 | 5.9172 | 0.9164 | 6 | 0.83361
36589 | 7.54 | 1 | 365 | 8.5799 | 0.27878 | 8 | 0.85873
36696 | 4.5 | 1 | 365 | 5.1207 | 0.31227 | 5 | 0.43293
36559 | 8.58 | 1 | 365 | 9.7634 | 0.66207 | 10 | 0.42545
36630 | 4.68 | 1 | 365 | 5.3255 | 0.72476 | 6 | 0.050247
36701 | 5.7 | 1 | 365 | 6.4862 | 0.062211 | 6 | 0.54838
30431 | 9.1 | 1 | 365 | 10.3551 | 0.85371 | 11 | 0.20881
36708 | 4.77 | 1 | 365 | 5.4279 | 0.93101 | 6 | 0.35891
30335 | 7.54 | 1 | 365 | 8.5799 | 0.27878 | 8 | 0.85873
37213 | 7.28 | 1 | 365 | 8.2841 | 0.68296 | 8 | 0.96705
36744 | 9.81 | 1 | 365 | 11.163 | 0.48075 | 11 | 0.64379
37225 | 11.18 | 1 | 365 | 12.722 | 0.62027 | 13 | 0.34226
17610 | 646.8 | 0.8 | 365 | 588.8074 | 0.77378 | 589 | 0.58118
17631 | 646.8 | 0.8 | 365 | 588.8074 | 0.77378 | 589 | 0.58118
36814 | 9.81 | 1 | 365 | 11.163 | 0.48075 | 11 | 0.64379
36820 | 6.05 | 1 | 365 | 6.8844 | 0.86428 | 7 | 0.74872
36969 | 7.56 | 1 | 365 | 8.6027 | 0.32462 | 8 | 0.92732
36826 | 12.19 | 1 | 365 | 13.8713 | 0.9348 | 14 | 0.80609
36977 | 7 | 1 | 365 | 7.9655 | 0.041312 | 8 | 0.00678
31469 | 5.72 | 1 | 365 | 6.5089 | 0.10804 | 6 | 0.61697
36650 | 10.8 | 1 | 365 | 12.2896 | 0.74945 | 13 | 0.039032
36850 | 7.95 | 1 | 365 | 9.0465 | 0.21835 | 9 | 0.26484
36633 | 9.483 | 1 | 365 | 10.7909 | 0.73139 | 11 | 0.52233
36830 | 7.95 | 1 | 365 | 9.0465 | 0.21835 | 9 | 0.26484
36621 | 7.84 | 1 | 365 | 8.9213 | 0.96627 | 9 | 0.88759
36704 | 8.32 | 1 | 365 | 9.4675 | 0.066245 | 9 | 0.53377
36561 | 4.251 | 1 | 365 | 4.8373 | 0.74166 | 5 | 0.57897
36721 | 7.8 | 1 | 365 | 8.8758 | 0.8746 | 9 | 0.75041
36982 | 10.464 | 1 | 365 | 11.9072 | 0.97947 | 12 | 0.88671
36752 | 4.16 | 1 | 365 | 4.7338 | 0.53312 | 5 | 0.26689
37112 | 14.79 | 1 | 365 | 16.8299 | 0.893 | 17 | 0.7229
36773 | 5.72 | 1 | 365 | 6.5089 | 0.10804 | 6 | 0.61697
37116 | 3.825 | 1 | 365 | 4.3526 | 0.76543 | 5 | 0.11799
36774 | 2.75 | 1 | 365 | 3.1293 | 0.30194 | 3 | 0.43124
37117 | 8.25 | 1 | 365 | 9.3879 | 0.90583 | 10 | 0.29371
36777 | 3.3 | 1 | 365 | 3.7551 | 0.56233 | 4 | 0.31748
36783 | 8.4 | 1 | 365 | 9.5586 | 0.24957 | 9 | 0.80814
37121 | 7.395 | 1 | 365 | 8.4149 | 0.9465 | 9 | 0.36145
36785 | 4.125 | 1 | 365 | 4.6939 | 0.45292 | 5 | 0.14685
37123 | 9.35 | 1 | 365 | 10.6396 | 0.42661 | 11 | 0.066199
36787 | 7.975 | 1 | 365 | 9.0749 | 0.27564 | 9 | 0.35058
37125 | 10.45 | 1 | 365 | 11.8913 | 0.94739 | 12 | 0.83869
36790 | 7.5 | 1 | 365 | 8.5344 | 0.18712 | 8 | 0.72155
37122 | 7.8 | 1 | 365 | 8.8758 | 0.8746 | 9 | 0.75041
36792 | 5.355 | 1 | 365 | 6.0936 | 0.2716 | 6 | 0.36519
37133 | 10.2 | 1 | 365 | 11.6068 | 0.37448 | 11 | 0.98131
36794 | 9.9 | 1 | 365 | 11.2654 | 0.687 | 11 | 0.95245
37136 | 12 | 1 | 365 | 13.6551 | 0.49939 | 14 | 0.15448
36793 | 11 | 1 | 365 | 12.5172 | 0.20778 | 12 | 0.72494
37137 | 3.6 | 1 | 365 | 4.0965 | 0.24982 | 4 | 0.34634
36795 | 8.25 | 1 | 365 | 9.3879 | 0.90583 | 10 | 0.29371
37139 | 9.6 | 1 | 365 | 10.9241 | 0.99951 | 11 | 0.92358
36796 | 11 | 1 | 365 | 12.5172 | 0.20778 | 12 | 0.72494
37142 | 7.2 | 1 | 365 | 8.1931 | 0.49964 | 8 | 0.69269
36839 | 6.4 | 1 | 365 | 7.2827 | 0.66634 | 7 | 0.94906
36857 | 3.38 | 1 | 365 | 3.8462 | 0.74566 | 4 | 0.59185
36865 | 2.6 | 1 | 365 | 2.9586 | 0.9582 | 3 | 0.9168
32428 | 10.92 | 1 | 365 | 12.4261 | 0.024447 | 12 | 0.45058
37204 | 6.6 | 1 | 365 | 7.5103 | 0.12467 | 7 | 0.63496
36878 | 11.44 | 1 | 365 | 13.0179 | 0.21609 | 13 | 0.23394
36890 | 7.28 | 1 | 365 | 8.2841 | 0.68296 | 8 | 0.96705
36893 | 6.24 | 1 | 365 | 7.1006 | 0.29968 | 7 | 0.40033
36896 | 8.32 | 1 | 365 | 9.4675 | 0.066245 | 9 | 0.53377
36495 | 4.48 | 1 | 365 | 5.0979 | 0.26644 | 5 | 0.36434
36889 | 6.76 | 1 | 365 | 7.6924 | 0.49132 | 8 | 0.18369
36516 | 9.24 | 1 | 365 | 10.5144 | 0.17453 | 10 | 0.68895
32629 | 7.8 | 1 | 365 | 8.8758 | 0.8746 | 9 | 0.75041
36523 | 4.48 | 1 | 365 | 5.0979 | 0.26644 | 5 | 0.36434
36525 | 7.84 | 1 | 365 | 8.9213 | 0.96627 | 9 | 0.88759
36528 | 7.84 | 1 | 365 | 8.9213 | 0.96627 | 9 | 0.88759
36534 | 4.48 | 1 | 365 | 5.0979 | 0.26644 | 5 | 0.36434
36537 | 6.16 | 1 | 365 | 7.0096 | 0.11635 | 7 | 0.12597
36520 | 10.26 | 1 | 365 | 11.6751 | 0.51198 | 12 | 0.18708
37233 | 11.34 | 1 | 365 | 12.9041 | 0.98693 | 13 | 0.89098
36531 | 7.15 | 1 | 365 | 8.1362 | 0.38505 | 8 | 0.52121
36541 | 8.415 | 1 | 365 | 9.5756 | 0.28395 | 9 | 0.85958
37238 | 3.9 | 1 | 365 | 4.4379 | 0.9373 | 5 | 0.37521
36549 | 4.25 | 1 | 365 | 4.8362 | 0.73937 | 5 | 0.57554
37052 | 8.1 | 1 | 365 | 9.2172 | 0.56209 | 9 | 0.77927
36538 | 7.25 | 1 | 365 | 8.2499 | 0.61422 | 8 | 0.86416
37240 | 6.2 | 1 | 365 | 7.0551 | 0.20802 | 7 | 0.26315
37303 | 9.3 | 1 | 365 | 10.5827 | 0.31203 | 10 | 0.89472
36547 | 4.59 | 1 | 365 | 5.2231 | 0.51852 | 5 | 0.74159
36903 | 7.59 | 1 | 365 | 8.6368 | 0.39337 | 9 | 0.030209
36533 | 10.464 | 1 | 365 | 11.9072 | 0.97947 | 12 | 0.88671
36433 | 14.49 | 1 | 365 | 16.4885 | 0.20552 | 16 | 0.69403
37346 | 5.7 | 1 | 365 | 6.4862 | 0.062211 | 6 | 0.54838
33268 | 8.58 | 1 | 365 | 9.7634 | 0.66207 | 10 | 0.42545
37006 | 2.85 | 1 | 365 | 3.2431 | 0.53111 | 3 | 0.77419
37039 | 3.5 | 1 | 365 | 3.9827 | 0.020656 | 4 | 0.00339
43682 | 10.92 | 1 | 365 | 12.4261 | 0.024447 | 12 | 0.45058
37026 | 7.5 | 1 | 365 | 8.5344 | 0.18712 | 8 | 0.72155
36508 | 5.72 | 1 | 365 | 6.5089 | 0.10804 | 6 | 0.61697
37061 | 9.75 | 1 | 365 | 11.0948 | 0.34326 | 11 | 0.43801
34664 | 8.32 | 1 | 365 | 9.4675 | 0.066245 | 9 | 0.53377
37064 | 12 | 1 | 365 | 13.6551 | 0.49939 | 14 | 0.15448
36554 | 8.58 | 1 | 365 | 9.7634 | 0.66207 | 10 | 0.42545
36555 | 2.86 | 1 | 365 | 3.2545 | 0.55402 | 3 | 0.80848
36585 | 3.64 | 1 | 365 | 4.142 | 0.34148 | 4 | 0.48353
36590 | 4.77 | 1 | 365 | 5.4279 | 0.93101 | 6 | 0.35891
37029 | 16.24 | 1 | 365 | 18.4799 | 0.21584 | 18 | 0.69573
36591 | 5.98 | 1 | 365 | 6.8048 | 0.70386 | 7 | 0.50865
37044 | 7.28 | 1 | 365 | 8.2841 | 0.68296 | 8 | 0.96705
36592 | 2.65 | 1 | 365 | 3.0155 | 0.072782 | 3 | 0.088281
37054 | 6.76 | 1 | 365 | 7.6924 | 0.49132 | 8 | 0.18369
36593 | 5.2 | 1 | 365 | 5.9172 | 0.9164 | 6 | 0.83361
37070 | 7.02 | 1 | 365 | 7.9882 | 0.087144 | 8 | 0.075371
36359 | 13.44 | 1 | 365 | 15.2937 | 0.79932 | 16 | 0.093018
37077 | 13.02 | 1 | 365 | 14.8158 | 0.83684 | 15 | 0.65261
36230 | 3.51 | 1 | 365 | 3.9941 | 0.043572 | 4 | 0.037685
37093 | 8.55 | 1 | 365 | 9.7293 | 0.59332 | 10 | 0.32257
36588 | 8.84 | 1 | 365 | 10.0592 | 0.25789 | 10 | 0.31713
37017 | 6.5 | 1 | 365 | 7.3965 | 0.8955 | 8 | 0.29201
37107 | 5.4 | 1 | 365 | 6.1448 | 0.37473 | 6 | 0.51952
36493 | 19.62 | 1 | 365 | 22.3261 | 0.96151 | 23 | 0.28757
37255 | 5.035 | 1 | 365 | 5.7294 | 0.53829 | 6 | 0.26773
36565 | 9 | 1 | 365 | 10.2413 | 0.62454 | 10 | 0.86586
37287 | 7.8 | 1 | 365 | 8.8758 | 0.8746 | 9 | 0.75041
37048 | 3.9 | 1 | 365 | 4.4379 | 0.9373 | 5 | 0.37521
37015 | 8.58 | 1 | 365 | 9.7634 | 0.66207 | 10 | 0.42545
35803 | 7.25 | 1 | 365 | 8.2499 | 0.61422 | 8 | 0.86416
36249 | 11.7 | 1 | 365 | 13.3137 | 0.81191 | 14 | 0.12562
35810 | 6.76 | 1 | 365 | 7.6924 | 0.49132 | 8 | 0.18369
36891 | 4.42 | 1 | 365 | 5.0296 | 0.12894 | 5 | 0.15857
36461 | 5.88 | 1 | 365 | 6.691 | 0.4747 | 7 | 0.1657
36464 | 6.14 | 1 | 365 | 6.9869 | 0.070522 | 7 | 0.057376
36993 | 4.94 | 1 | 365 | 5.6213 | 0.32058 | 5 | 0.94193
36469 | 5.6 | 1 | 365 | 6.3724 | 0.83305 | 7 | 0.20542
37276 | 8.925 | 1 | 365 | 10.156 | 0.45267 | 10 | 0.60864
36475 | 4.76 | 1 | 365 | 5.4165 | 0.90809 | 6 | 0.32461
36478 | 6.16 | 1 | 365 | 7.0096 | 0.11635 | 7 | 0.12597
37285 | 5.46 | 1 | 365 | 6.2131 | 0.51222 | 6 | 0.72529
37290 | 2.55 | 1 | 365 | 2.9017 | 0.84362 | 3 | 0.74533
36481 | 10.455 | 1 | 365 | 11.897 | 0.95885 | 12 | 0.85584
37296 | 6.48 | 1 | 365 | 7.3737 | 0.84967 | 8 | 0.22342
36484 | 12.495 | 1 | 365 | 14.2184 | 0.63374 | 14 | 0.8521
37300 | 7.95 | 1 | 365 | 9.0465 | 0.21835 | 9 | 0.26484
36489 | 14.56 | 1 | 365 | 16.5682 | 0.36593 | 16 | 0.9341
37304 | 3.9 | 1 | 365 | 4.4379 | 0.9373 | 5 | 0.37521
37305 | 3.38 | 1 | 365 | 3.8462 | 0.74566 | 4 | 0.59185
36323 | 6.89 | 1 | 365 | 7.8403 | 0.78923 | 8 | 0.62953
37311 | 6.5 | 1 | 365 | 7.3965 | 0.8955 | 8 | 0.29201
32726 | 4.42 | 1 | 365 | 5.0296 | 0.12894 | 5 | 0.15857
35492 | 1.96 | 1 | 365 | 2.2303 | 0.49157 | 2 | 0.7219
37323 | 5.72 | 1 | 365 | 6.5089 | 0.10804 | 6 | 0.61697
36308 | 4.59 | 1 | 365 | 5.2231 | 0.51852 | 5 | 0.74159
37331 | 10.4 | 1 | 365 | 11.8344 | 0.83281 | 12 | 0.66722
36474 | 11.13 | 1 | 365 | 12.6651 | 0.50569 | 13 | 0.17078
37340 | 5.565 | 1 | 365 | 6.3325 | 0.75284 | 7 | 0.08539
36480 | 10.4 | 1 | 365 | 11.8344 | 0.83281 | 12 | 0.66722
36324 | 5.46 | 1 | 365 | 6.2131 | 0.51222 | 6 | 0.72529
36473 | 8.8 | 1 | 365 | 10.0137 | 0.16622 | 10 | 0.17995
36327 | 5.225 | 1 | 365 | 5.9457 | 0.97369 | 6 | 0.91935
36483 | 6.63 | 1 | 365 | 7.5444 | 0.19341 | 7 | 0.73785
36326 | 11.96 | 1 | 365 | 13.6096 | 0.40773 | 14 | 0.017298
37380 | 15 | 1 | 365 | 17.0689 | 0.37424 | 17 | 0.4431
36329 | 8.58 | 1 | 365 | 9.7634 | 0.66207 | 10 | 0.42545
37417 | 6.615 | 1 | 365 | 7.5274 | 0.15904 | 7 | 0.68641
36334 | 8.67 | 1 | 365 | 9.8658 | 0.86831 | 10 | 0.73411
37415 | 6.63 | 1 | 365 | 7.5444 | 0.19341 | 7 | 0.73785
36330 | 9.36 | 1 | 365 | 10.651 | 0.44953 | 11 | 0.10049
37442 | 5.1 | 1 | 365 | 5.8034 | 0.68724 | 6 | 0.49065
36332 | 5.2 | 1 | 365 | 5.9172 | 0.9164 | 6 | 0.83361
37368 | 9.69 | 1 | 365 | 11.0265 | 0.20576 | 11 | 0.23224
36338 | 10.14 | 1 | 365 | 11.5385 | 0.23699 | 11 | 0.77554
37375 | 6.6 | 1 | 365 | 7.5103 | 0.12467 | 7 | 0.63496
37376 | 7.54 | 1 | 365 | 8.5799 | 0.27878 | 8 | 0.85873
36339 | 7.8 | 1 | 365 | 8.8758 | 0.8746 | 9 | 0.75041
37379 | 11.5 | 1 | 365 | 13.0861 | 0.35358 | 13 | 0.43971
36341 | 8.67 | 1 | 365 | 9.8658 | 0.86831 | 10 | 0.73411
37388 | 4.08 | 1 | 365 | 4.6427 | 0.34979 | 4 | 0.99252
36343 | 3.3 | 1 | 365 | 3.7551 | 0.56233 | 4 | 0.31748
37393 | 5.5 | 1 | 365 | 6.2586 | 0.60389 | 6 | 0.86247
36348 | 3.85 | 1 | 365 | 4.381 | 0.82272 | 5 | 0.20373
35010 | 4.94 | 1 | 365 | 5.6213 | 0.32058 | 5 | 0.94193
43772 | 9.465 | 1 | 365 | 10.7705 | 0.69015 | 11 | 0.4606
37403 | 7.83 | 1 | 365 | 8.9099 | 0.94335 | 9 | 0.8533
36347 | 3.12 | 1 | 365 | 3.5503 | 0.14984 | 3 | 0.70016
37399 | 7.425 | 1 | 365 | 8.4491 | 0.015249 | 8 | 0.46433
36355 | 5.225 | 1 | 365 | 5.9457 | 0.97369 | 6 | 0.91935
36361 | 11.13 | 1 | 365 | 12.6651 | 0.50569 | 13 | 0.17078
36357 | 9.805 | 1 | 365 | 11.1573 | 0.46929 | 11 | 0.62664
36362 | 5.775 | 1 | 365 | 6.5715 | 0.23408 | 6 | 0.80559
36354 | 5.72 | 1 | 365 | 6.5089 | 0.10804 | 6 | 0.61697
36352 | 2.6 | 1 | 365 | 2.9586 | 0.9582 | 3 | 0.9168
36292 | 20.54 | 1 | 365 | 23.373 | 0.069793 | 23 | 0.44275
41286 | 6.54 | 1 | 365 | 7.442 | 0.98717 | 8 | 0.42919
35367 | 5.72 | 1 | 365 | 6.5089 | 0.10804 | 6 | 0.61697
36370 | 3.85 | 1 | 365 | 4.381 | 0.82272 | 5 | 0.20373
36350 | 5.72 | 1 | 365 | 6.5089 | 0.10804 | 6 | 0.61697
37526 | 5.88 | 1 | 365 | 6.691 | 0.4747 | 7 | 0.1657
37529 | 7.8 | 1 | 365 | 8.8758 | 0.8746 | 9 | 0.75041
36366 | 7.8 | 1 | 365 | 8.8758 | 0.8746 | 9 | 0.75041
36371 | 5.98 | 1 | 365 | 6.8048 | 0.70386 | 7 | 0.50865
37543 | 11.925 | 1 | 365 | 13.5697 | 0.32752 | 13 | 0.89726
36374 | 8.25 | 1 | 365 | 9.3879 | 0.90583 | 10 | 0.29371
37565 | 9.805 | 1 | 365 | 11.1573 | 0.46929 | 11 | 0.62664
36376 | 8.06 | 1 | 365 | 9.1717 | 0.47042 | 9 | 0.64209
37584 | 5.795 | 1 | 365 | 6.5943 | 0.27991 | 6 | 0.87418
36373 | 4.68 | 1 | 365 | 5.3255 | 0.72476 | 6 | 0.050247
37588 | 4.98 | 1 | 365 | 5.6669 | 0.41225 | 6 | 0.079109
36379 | 3.12 | 1 | 365 | 3.5503 | 0.14984 | 3 | 0.70016
36381 | 3.85 | 1 | 365 | 4.381 | 0.82272 | 5 | 0.20373
37593 | 4.725 | 1 | 365 | 5.3767 | 0.82789 | 6 | 0.20458
37599 | 6.725 | 1 | 365 | 7.6525 | 0.41112 | 8 | 0.063657
36377 | 6.89 | 1 | 365 | 7.8403 | 0.78923 | 8 | 0.62953
37604 | 5.285 | 1 | 365 | 6.0139 | 0.11119 | 6 | 0.12512
36387 | 4.4 | 1 | 365 | 5.0069 | 0.08311 | 5 | 0.089976
37448 | 5.565 | 1 | 365 | 6.3325 | 0.75284 | 7 | 0.08539
36384 | 5.98 | 1 | 365 | 6.8048 | 0.70386 | 7 | 0.50865
37449 | 7.8 | 1 | 365 | 8.8758 | 0.8746 | 9 | 0.75041
37450 | 3.12 | 1 | 365 | 3.5503 | 0.14984 | 3 | 0.70016
36390 | 9.36 | 1 | 365 | 10.651 | 0.44953 | 11 | 0.10049
36394 | 4.95 | 1 | 365 | 5.6327 | 0.3435 | 5 | 0.97622
37452 | 14.04 | 1 | 365 | 15.9765 | 0.17429 | 16 | 0.15074
36388 | 7.8 | 1 | 365 | 8.8758 | 0.8746 | 9 | 0.75041
37455 | 3.38 | 1 | 365 | 3.8462 | 0.74566 | 4 | 0.59185
36400 | 7.7 | 1 | 365 | 8.762 | 0.64544 | 9 | 0.40746
36398 | 6.24 | 1 | 365 | 7.1006 | 0.29968 | 7 | 0.40033
37456 | 6.375 | 1 | 365 | 7.2543 | 0.60905 | 7 | 0.86332
36402 | 5.46 | 1 | 365 | 6.2131 | 0.51222 | 6 | 0.72529
37472 | 2.08 | 1 | 365 | 2.3669 | 0.76656 | 3 | 0.13344
36406 | 4.94 | 1 | 365 | 5.6213 | 0.32058 | 5 | 0.94193
36397 | 9.975 | 1 | 365 | 11.3508 | 0.85887 | 12 | 0.20966
36410 | 5.46 | 1 | 365 | 6.2131 | 0.51222 | 6 | 0.72529
36416 | 4.94 | 1 | 365 | 5.6213 | 0.32058 | 5 | 0.94193
36409 | 5.61 | 1 | 365 | 6.3838 | 0.85597 | 7 | 0.23972
36424 | 9.15 | 1 | 365 | 10.412 | 0.96829 | 11 | 0.38029
36427 | 9.36 | 1 | 365 | 10.651 | 0.44953 | 11 | 0.10049
36442 | 13.26 | 1 | 365 | 15.0889 | 0.38683 | 15 | 0.4757
36449 | 11.985 | 1 | 365 | 13.638 | 0.46502 | 14 | 0.10304
37607 | 8.33 | 1 | 365 | 9.4789 | 0.089161 | 9 | 0.56807
37609 | 7.575 | 1 | 365 | 8.6198 | 0.35899 | 8 | 0.97877
37611 | 7.848 | 1 | 365 | 8.9304 | 0.9846 | 9 | 0.91503
37617 | 16.575 | 1 | 365 | 18.8611 | 0.98354 | 19 | 0.84463
37621 | 13.26 | 1 | 365 | 15.0889 | 0.38683 | 15 | 0.4757
37628 | 8.06 | 1 | 365 | 9.1717 | 0.47042 | 9 | 0.64209
37632 | 4.08 | 1 | 365 | 4.6427 | 0.34979 | 4 | 0.99252
37640 | 11.395 | 1 | 365 | 12.9666 | 0.11296 | 13 | 0.079608
37081 | 5.46 | 1 | 365 | 6.2131 | 0.51222 | 6 | 0.72529
37390 | 5.61 | 1 | 365 | 6.3838 | 0.85597 | 7 | 0.23972
37318 | 13.5 | 1 | 365 | 15.362 | 0.93682 | 16 | 0.29879
37309 | 6 | 1 | 365 | 6.8275 | 0.7497 | 7 | 0.57724
37371 | 9.12 | 1 | 365 | 10.3779 | 0.89954 | 11 | 0.2774
37089 | 11 | 1 | 365 | 12.5172 | 0.20778 | 12 | 0.72494
37597 | 13.68 | 1 | 365 | 15.5668 | 0.34931 | 15 | 0.91611
37641 | 4.68 | 1 | 365 | 5.3255 | 0.72476 | 6 | 0.050247
37473 | 6.24 | 1 | 365 | 7.1006 | 0.29968 | 7 | 0.40033
37474 | 8.06 | 1 | 365 | 9.1717 | 0.47042 | 9 | 0.64209
37475 | 5.46 | 1 | 365 | 6.2131 | 0.51222 | 6 | 0.72529
37644 | 9.88 | 1 | 365 | 11.2427 | 0.64117 | 11 | 0.88386
37476 | 12.22 | 1 | 365 | 13.9054 | 0.0035475 | 13 | 0.90898
37645 | 11.44 | 1 | 365 | 13.0179 | 0.21609 | 13 | 0.23394
37477 | 2.34 | 1 | 365 | 2.6627 | 0.36238 | 3 | 0.025124
37646 | 7.28 | 1 | 365 | 8.2841 | 0.68296 | 8 | 0.96705
37647 | 8.06 | 1 | 365 | 9.1717 | 0.47042 | 9 | 0.64209
37650 | 11.1 | 1 | 365 | 12.631 | 0.43694 | 13 | 0.067894
37652 | 4.905 | 1 | 365 | 5.5815 | 0.24038 | 5 | 0.82189
37657 | 6.55 | 1 | 365 | 7.4534 | 0.010085 | 7 | 0.46349
37478 | 8.84 | 1 | 365 | 10.0592 | 0.25789 | 10 | 0.31713
37674 | 7.521 | 1 | 365 | 8.5583 | 0.23524 | 8 | 0.79357
37675 | 6.84 | 1 | 365 | 7.7834 | 0.67465 | 8 | 0.45805
35450 | 13.96 | 1 | 365 | 15.8854 | 0.99096 | 16 | 0.87638
36425 | 4.68 | 1 | 365 | 5.3255 | 0.72476 | 6 | 0.050247
36452 | 7.8 | 1 | 365 | 8.8758 | 0.8746 | 9 | 0.75041
36446 | 6.875 | 1 | 365 | 7.8232 | 0.75486 | 8 | 0.57809
35451 | 3.41 | 1 | 365 | 3.8803 | 0.81441 | 4 | 0.69473
37480 | 15.08 | 1 | 365 | 17.1599 | 0.55757 | 17 | 0.71746
36455 | 7.15 | 1 | 365 | 8.1362 | 0.38505 | 8 | 0.52121
17388 | 10 | 1 | 365 | 11.3792 | 0.91616 | 12 | 0.2954
36453 | 10.25 | 1 | 365 | 11.6637 | 0.48906 | 12 | 0.15278
35271 | 5.58 | 1 | 365 | 6.3496 | 0.78722 | 7 | 0.13683
37479 | 11.44 | 1 | 365 | 13.0179 | 0.21609 | 13 | 0.23394
36457 | 5.2 | 1 | 365 | 5.9172 | 0.9164 | 6 | 0.83361
37481 | 2.34 | 1 | 365 | 2.6627 | 0.36238 | 3 | 0.025124
37482 | 7.54 | 1 | 365 | 8.5799 | 0.27878 | 8 | 0.85873
36459 | 6.14 | 1 | 365 | 6.9869 | 0.070522 | 7 | 0.057376
34430 | 9.36 | 1 | 365 | 10.651 | 0.44953 | 11 | 0.10049
37483 | 6.5 | 1 | 365 | 7.3965 | 0.8955 | 8 | 0.29201
30643 | 649.04 | 0.8 | 365 | 590.8466 | 0.88036 | 591 | 0.72691
37676 | 4.4 | 1 | 365 | 5.0069 | 0.08311 | 5 | 0.089976
37668 | 9.12 | 1 | 365 | 10.3779 | 0.89954 | 11 | 0.2774
37679 | 9.9 | 1 | 365 | 11.2654 | 0.687 | 11 | 0.95245
36955 | 8.7 | 1 | 365 | 9.8999 | 0.93706 | 10 | 0.837
37680 | 4.4 | 1 | 365 | 5.0069 | 0.08311 | 5 | 0.089976
37682 | 6.05 | 1 | 365 | 6.8844 | 0.86428 | 7 | 0.74872
37685 | 3.3 | 1 | 365 | 3.7551 | 0.56233 | 4 | 0.31748
37690 | 6.05 | 1 | 365 | 6.8844 | 0.86428 | 7 | 0.74872
37692 | 7.425 | 1 | 365 | 8.4491 | 0.015249 | 8 | 0.46433
37694 | 3.3 | 1 | 365 | 3.7551 | 0.56233 | 4 | 0.31748
37696 | 4.95 | 1 | 365 | 5.6327 | 0.3435 | 5 | 0.97622
37699 | 10.725 | 1 | 365 | 12.2042 | 0.57758 | 12 | 0.78182
37710 | 4.95 | 1 | 365 | 5.6327 | 0.3435 | 5 | 0.97622
37713 | 7.7 | 1 | 365 | 8.762 | 0.64544 | 9 | 0.40746
37741 | 5.775 | 1 | 365 | 6.5715 | 0.23408 | 6 | 0.80559
37484 | 2.08 | 1 | 365 | 2.3669 | 0.76656 | 3 | 0.13344
37744 | 2.34 | 1 | 365 | 2.6627 | 0.36238 | 3 | 0.025124
37485 | 8.58 | 1 | 365 | 9.7634 | 0.66207 | 10 | 0.42545
37749 | 6.76 | 1 | 365 | 7.6924 | 0.49132 | 8 | 0.18369
37768 | 6.16 | 1 | 365 | 7.0096 | 0.11635 | 7 | 0.12597
23562 | 9 | 1 | 365 | 10.2413 | 0.62454 | 10 | 0.86586
37774 | 3.64 | 1 | 365 | 4.142 | 0.34148 | 4 | 0.48353
23599 | 3.5 | 1 | 365 | 3.9827 | 0.020656 | 4 | 0.00339
37743 | 11.4 | 1 | 365 | 12.9723 | 0.12442 | 13 | 0.096756
37715 | 8.58 | 1 | 365 | 9.7634 | 0.66207 | 10 | 0.42545
37486 | 12.74 | 1 | 365 | 14.4972 | 0.19519 | 14 | 0.69234
37720 | 3.12 | 1 | 365 | 3.5503 | 0.14984 | 3 | 0.70016
37778 | 10.08 | 1 | 365 | 11.4703 | 0.099489 | 11 | 0.56976
31733 | 5.2 | 1 | 365 | 5.9172 | 0.9164 | 6 | 0.83361
37796 | 10.08 | 1 | 365 | 11.4703 | 0.099489 | 11 | 0.56976
37782 | 7 | 1 | 365 | 7.9655 | 0.041312 | 8 | 0.00678
37896 | 4.48 | 1 | 365 | 5.0979 | 0.26644 | 5 | 0.36434
26664 | 7.14 | 1 | 365 | 8.1248 | 0.36214 | 8 | 0.48692
37487 | 7.02 | 1 | 365 | 7.9882 | 0.087144 | 8 | 0.075371
37729 | 12.22 | 1 | 365 | 13.9054 | 0.0035475 | 13 | 0.90898
37901 | 5.88 | 1 | 365 | 6.691 | 0.4747 | 7 | 0.1657
37848 | 4.68 | 1 | 365 | 5.3255 | 0.72476 | 6 | 0.050247
37909 | 6.16 | 1 | 365 | 7.0096 | 0.11635 | 7 | 0.12597
37762 | 5.46 | 1 | 365 | 6.2131 | 0.51222 | 6 | 0.72529
38009 | 6.24 | 1 | 365 | 7.1006 | 0.29968 | 7 | 0.40033
37928 | 3.64 | 1 | 365 | 4.142 | 0.34148 | 4 | 0.48353
37718 | 5.2 | 1 | 365 | 5.9172 | 0.9164 | 6 | 0.83361
37724 | 4.42 | 1 | 365 | 5.0296 | 0.12894 | 5 | 0.15857
37488 | 5.46 | 1 | 365 | 6.2131 | 0.51222 | 6 | 0.72529
37777 | 6.5 | 1 | 365 | 7.3965 | 0.8955 | 8 | 0.29201
37754 | 3.38 | 1 | 365 | 3.8462 | 0.74566 | 4 | 0.59185
37783 | 3.64 | 1 | 365 | 4.142 | 0.34148 | 4 | 0.48353
37932 | 8.58 | 1 | 365 | 9.7634 | 0.66207 | 10 | 0.42545
38051 | 5.72 | 1 | 365 | 6.5089 | 0.10804 | 6 | 0.61697
38103 | 7.65 | 1 | 365 | 8.7051 | 0.53086 | 9 | 0.23598
37939 | 5.88 | 1 | 365 | 6.691 | 0.4747 | 7 | 0.1657
21173 | 7.8 | 1 | 365 | 8.8758 | 0.8746 | 9 | 0.75041
37941 | 4.48 | 1 | 365 | 5.0979 | 0.26644 | 5 | 0.36434
37489 | 14.3 | 1 | 365 | 16.2723 | 0.77011 | 17 | 0.042422
37951 | 9.24 | 1 | 365 | 10.5144 | 0.17453 | 10 | 0.68895
37948 | 13.52 | 1 | 365 | 15.3847 | 0.98265 | 16 | 0.36738
37490 | 12.22 | 1 | 365 | 13.9054 | 0.0035475 | 13 | 0.90898
37944 | 10.335 | 1 | 365 | 11.7604 | 0.68385 | 12 | 0.4443
37962 | 6.24 | 1 | 365 | 7.1006 | 0.29968 | 7 | 0.40033
37491 | 6.76 | 1 | 365 | 7.6924 | 0.49132 | 8 | 0.18369
37493 | 7.54 | 1 | 365 | 8.5799 | 0.27878 | 8 | 0.85873
37936 | 5.4 | 1 | 365 | 6.1448 | 0.37473 | 6 | 0.51952
37494 | 5.98 | 1 | 365 | 6.8048 | 0.70386 | 7 | 0.50865
37976 | 6.44 | 1 | 365 | 7.3282 | 0.75801 | 8 | 0.086238
37966 | 6.625 | 1 | 365 | 7.5387 | 0.18196 | 7 | 0.7207
36552 | 5.2 | 1 | 365 | 5.9172 | 0.9164 | 6 | 0.83361
37492 | 7.8 | 1 | 365 | 8.8758 | 0.8746 | 9 | 0.75041
37992 | 9.156 | 1 | 365 | 10.4188 | 0.98204 | 11 | 0.40087
37495 | 9.36 | 1 | 365 | 10.651 | 0.44953 | 11 | 0.10049
38046 | 10 | 1 | 365 | 11.3792 | 0.91616 | 12 | 0.2954
37496 | 11.7 | 1 | 365 | 13.3137 | 0.81191 | 14 | 0.12562
38054 | 3.025 | 1 | 365 | 3.4422 | 0.93214 | 4 | 0.37436
37498 | 4.335 | 1 | 365 | 4.9329 | 0.93416 | 5 | 0.86706
37987 | 5.232 | 1 | 365 | 5.9536 | 0.98973 | 6 | 0.94335
37497 | 9.62 | 1 | 365 | 10.9468 | 0.045346 | 10 | 0.99217
37499 | 11.13 | 1 | 365 | 12.6651 | 0.50569 | 13 | 0.17078
33538 | 9.35 | 1 | 365 | 10.6396 | 0.42661 | 11 | 0.066199
37500 | 8.16 | 1 | 365 | 9.2855 | 0.69959 | 9 | 0.98505
38058 | 10.175 | 1 | 365 | 11.5784 | 0.31719 | 11 | 0.89557
38081 | 12 | 1 | 365 | 13.6551 | 0.49939 | 14 | 0.15448
38048 | 8.04 | 1 | 365 | 9.1489 | 0.42459 | 9 | 0.5735
38084 | 11.25 | 1 | 365 | 12.8016 | 0.78068 | 13 | 0.58232
37501 | 3.64 | 1 | 365 | 4.142 | 0.34148 | 4 | 0.48353
38086 | 11.73 | 1 | 365 | 13.3478 | 0.88066 | 14 | 0.2285
38089 | 6.12 | 1 | 365 | 6.9641 | 0.02469 | 6 | 0.98878
37502 | 3.9 | 1 | 365 | 4.4379 | 0.9373 | 5 | 0.37521
36421 | 8.16 | 1 | 365 | 9.2855 | 0.69959 | 9 | 0.98505
38092 | 8.75 | 1 | 365 | 9.9568 | 0.05164 | 10 | 0.008475
37503 | 6.885 | 1 | 365 | 7.8346 | 0.77778 | 8 | 0.61238
38106 | 15.34 | 1 | 365 | 17.4558 | 0.15339 | 17 | 0.60914
31534 | 6.76 | 1 | 365 | 7.6924 | 0.49132 | 8 | 0.18369
21260 | 5.72 | 1 | 365 | 6.5089 | 0.10804 | 6 | 0.61697
18282 | 7.28 | 1 | 365 | 8.2841 | 0.68296 | 8 | 0.96705
38956 | 8.64 | 1 | 365 | 9.8317 | 0.79956 | 10 | 0.63123
38980 | 10.8 | 1 | 365 | 12.2896 | 0.74945 | 13 | 0.039032
37530 | 8.1 | 1 | 365 | 9.2172 | 0.56209 | 9 | 0.77927
37756 | 5.64 | 1 | 365 | 6.4179 | 0.92471 | 7 | 0.34261
21286 | 4.94 | 1 | 365 | 5.6213 | 0.32058 | 5 | 0.94193
37531 | 5.1 | 1 | 365 | 5.8034 | 0.68724 | 6 | 0.49065
38159 | 10.92 | 1 | 365 | 12.4261 | 0.024447 | 12 | 0.45058
38088 | 4.77 | 1 | 365 | 5.4279 | 0.93101 | 6 | 0.35891
21586 | 5.72 | 1 | 365 | 6.5089 | 0.10804 | 6 | 0.61697
39671 | 12.04 | 1 | 365 | 13.7006 | 0.59106 | 14 | 0.29166
22800 | 10.14 | 1 | 365 | 11.5385 | 0.23699 | 11 | 0.77554
35609 | 2.86 | 1 | 365 | 3.2545 | 0.55402 | 3 | 0.80848
38342 | 15 | 1 | 365 | 17.0689 | 0.37424 | 17 | 0.4431
38382 | 8.1 | 1 | 365 | 9.2172 | 0.56209 | 9 | 0.77927
37693 | 8.4 | 1 | 365 | 9.5586 | 0.24957 | 9 | 0.80814
36859 | 8.32 | 1 | 365 | 9.4675 | 0.066245 | 9 | 0.53377
40133 | 7.02 | 1 | 365 | 7.9882 | 0.087144 | 8 | 0.075371
38381 | 4.94 | 1 | 365 | 5.6213 | 0.32058 | 5 | 0.94193
40164 | 9.625 | 1 | 365 | 10.9525 | 0.056804 | 11 | 0.0093225
38402 | 10.66 | 1 | 365 | 12.1303 | 0.42863 | 12 | 0.5589
38434 | 4.94 | 1 | 365 | 5.6213 | 0.32058 | 5 | 0.94193
40172 | 9.35 | 1 | 365 | 10.6396 | 0.42661 | 11 | 0.066199
38456 | 9.62 | 1 | 365 | 10.9468 | 0.045346 | 10 | 0.99217
38497 | 10.14 | 1 | 365 | 11.5385 | 0.23699 | 11 | 0.77554
36215 | 19.38 | 1 | 365 | 22.053 | 0.41152 | 22 | 0.46449
38506 | 4.68 | 1 | 365 | 5.3255 | 0.72476 | 6 | 0.050247
38487 | 4.86 | 1 | 365 | 5.5303 | 0.13725 | 5 | 0.66756
39793 | 7.32 | 1 | 365 | 8.3296 | 0.77463 | 9 | 0.10423
38516 | 7.14 | 1 | 365 | 8.1248 | 0.36214 | 8 | 0.48692
38528 | 9.625 | 1 | 365 | 10.9525 | 0.056804 | 11 | 0.0093225
38533 | 11.5 | 1 | 365 | 13.0861 | 0.35358 | 13 | 0.43971
40155 | 5.98 | 1 | 365 | 6.8048 | 0.70386 | 7 | 0.50865
37321 | 8.27 | 1 | 365 | 9.4106 | 0.95166 | 10 | 0.3623
38539 | 8.415 | 1 | 365 | 9.5756 | 0.28395 | 9 | 0.85958
38551 | 10.45 | 1 | 365 | 11.8913 | 0.94739 | 12 | 0.83869
38560 | 5.225 | 1 | 365 | 5.9457 | 0.97369 | 6 | 0.91935
38570 | 8.25 | 1 | 365 | 9.3879 | 0.90583 | 10 | 0.29371
38574 | 5.775 | 1 | 365 | 6.5715 | 0.23408 | 6 | 0.80559
38576 | 6.05 | 1 | 365 | 6.8844 | 0.86428 | 7 | 0.74872
21247 | 5.865 | 1 | 365 | 6.6739 | 0.44033 | 7 | 0.11425
38594 | 5.5 | 1 | 365 | 6.2586 | 0.60389 | 6 | 0.86247
38608 | 9.88 | 1 | 365 | 11.2427 | 0.64117 | 11 | 0.88386
38496 | 6.24 | 1 | 365 | 7.1006 | 0.29968 | 7 | 0.40033
38613 | 7.15 | 1 | 365 | 8.1362 | 0.38505 | 8 | 0.52121
26706 | 4.16 | 1 | 365 | 4.7338 | 0.53312 | 5 | 0.26689
38614 | 7.14 | 1 | 365 | 8.1248 | 0.36214 | 8 | 0.48692
38616 | 8.75 | 1 | 365 | 9.9568 | 0.05164 | 10 | 0.008475
38621 | 4.59 | 1 | 365 | 5.2231 | 0.51852 | 5 | 0.74159
38388 | 5.2 | 1 | 365 | 5.9172 | 0.9164 | 6 | 0.83361
38600 | 12 | 1 | 365 | 13.6551 | 0.49939 | 14 | 0.15448
38612 | 9.8 | 1 | 365 | 11.1517 | 0.45784 | 11 | 0.60949
38624 | 7.935 | 1 | 365 | 9.0294 | 0.18397 | 9 | 0.2134
37892 | 11.96 | 1 | 365 | 13.6096 | 0.40773 | 14 | 0.017298
38537 | 5.72 | 1 | 365 | 6.5089 | 0.10804 | 6 | 0.61697
38544 | 7.8 | 1 | 365 | 8.8758 | 0.8746 | 9 | 0.75041
38007 | 7.02 | 1 | 365 | 7.9882 | 0.087144 | 8 | 0.075371
37950 | 11.7 | 1 | 365 | 13.3137 | 0.81191 | 14 | 0.12562
37937 | 7.8 | 1 | 365 | 8.8758 | 0.8746 | 9 | 0.75041
32035 | 5.2 | 1 | 365 | 5.9172 | 0.9164 | 6 | 0.83361
36847 | 9.54 | 1 | 365 | 10.8558 | 0.86202 | 11 | 0.71781
24167 | 9.62 | 1 | 365 | 10.9468 | 0.045346 | 10 | 0.99217
36916 | 5.2 | 1 | 365 | 5.9172 | 0.9164 | 6 | 0.83361
38209 | 10.66 | 1 | 365 | 12.1303 | 0.42863 | 12 | 0.5589
40184 | 5.775 | 1 | 365 | 6.5715 | 0.23408 | 6 | 0.80559
40188 | 12.1 | 1 | 365 | 13.7689 | 0.72855 | 14 | 0.49743
39602 | 3.27 | 1 | 365 | 3.721 | 0.49358 | 4 | 0.2146
40183 | 4.68 | 1 | 365 | 5.3255 | 0.72476 | 6 | 0.050247
40201 | 7.83 | 1 | 365 | 8.9099 | 0.94335 | 9 | 0.8533
40205 | 4.42 | 1 | 365 | 5.0296 | 0.12894 | 5 | 0.15857
39668 | 10.5 | 1 | 365 | 11.9482 | 0.061968 | 12 | 0.01017
40213 | 13.75 | 1 | 365 | 15.6465 | 0.50972 | 16 | 0.15617
40223 | 7.28 | 1 | 365 | 8.2841 | 0.68296 | 8 | 0.96705
40225 | 11.825 | 1 | 365 | 13.456 | 0.098359 | 13 | 0.55431
40208 | 8.64 | 1 | 365 | 9.8317 | 0.79956 | 10 | 0.63123
40245 | 9.88 | 1 | 365 | 11.2427 | 0.64117 | 11 | 0.88386
40250 | 10.92 | 1 | 365 | 12.4261 | 0.024447 | 12 | 0.45058
40253 | 7.42 | 1 | 365 | 8.4434 | 0.0037907 | 8 | 0.44719
38465 | 5.7 | 1 | 365 | 6.4862 | 0.062211 | 6 | 0.54838
40263 | 6.875 | 1 | 365 | 7.8232 | 0.75486 | 8 | 0.57809
37079 | 10.71 | 1 | 365 | 12.1872 | 0.54321 | 12 | 0.73037
40061 | 14.805 | 1 | 365 | 16.847 | 0.92737 | 17 | 0.77434
38513 | 10.5 | 1 | 365 | 11.9482 | 0.061968 | 12 | 0.01017
40137 | 4.83 | 1 | 365 | 5.4962 | 0.068505 | 5 | 0.56468
44704 | 5.58 | 1 | 365 | 6.3496 | 0.78722 | 7 | 0.13683
40181 | 10.25 | 1 | 365 | 11.6637 | 0.48906 | 12 | 0.15278
40334 | 13.26 | 1 | 365 | 15.0889 | 0.38683 | 15 | 0.4757
38492 | 9 | 1 | 365 | 10.2413 | 0.62454 | 10 | 0.86586
38499 | 5.13 | 1 | 365 | 5.8376 | 0.75599 | 6 | 0.59354
40358 | 5.46 | 1 | 365 | 6.2131 | 0.51222 | 6 | 0.72529
38454 | 12.06 | 1 | 365 | 13.7234 | 0.63689 | 14 | 0.36025
40242 | 6.555 | 1 | 365 | 7.4591 | 0.021543 | 7 | 0.48063
40379 | 12.24 | 1 | 365 | 13.9282 | 0.04938 | 13 | 0.97757
39051 | 8.415 | 1 | 365 | 9.5756 | 0.28395 | 9 | 0.85958
40268 | 5.67 | 1 | 365 | 6.452 | 0.99346 | 7 | 0.44549
40408 | 5.2 | 1 | 365 | 5.9172 | 0.9164 | 6 | 0.83361
39072 | 11.5 | 1 | 365 | 13.0861 | 0.35358 | 13 | 0.43971
40441 | 7.975 | 1 | 365 | 9.0749 | 0.27564 | 9 | 0.35058
38841 | 7.54 | 1 | 365 | 8.5799 | 0.27878 | 8 | 0.85873
39093 | 7.75 | 1 | 365 | 8.8189 | 0.76002 | 9 | 0.57893
40447 | 8.16 | 1 | 365 | 9.2855 | 0.69959 | 9 | 0.98505
39110 | 2.55 | 1 | 365 | 2.9017 | 0.84362 | 3 | 0.74533
40436 | 6.05 | 1 | 365 | 6.8844 | 0.86428 | 7 | 0.74872
39131 | 9.75 | 1 | 365 | 11.0948 | 0.34326 | 11 | 0.43801
39152 | 10.725 | 1 | 365 | 12.2042 | 0.57758 | 12 | 0.78182
39029 | 6.63 | 1 | 365 | 7.5444 | 0.19341 | 7 | 0.73785
40269 | 8.525 | 1 | 365 | 9.7008 | 0.53603 | 10 | 0.23683
39170 | 7.425 | 1 | 365 | 8.4491 | 0.015249 | 8 | 0.46433
40394 | 10.45 | 1 | 365 | 11.8913 | 0.94739 | 12 | 0.83869
39181 | 8.25 | 1 | 365 | 9.3879 | 0.90583 | 10 | 0.29371
40410 | 9.35 | 1 | 365 | 10.6396 | 0.42661 | 11 | 0.066199
39695 | 5.75 | 1 | 365 | 6.5431 | 0.17679 | 6 | 0.71985
39700 | 9.945 | 1 | 365 | 11.3167 | 0.79012 | 12 | 0.10678
39705 | 3.025 | 1 | 365 | 3.4422 | 0.93214 | 4 | 0.37436
39713 | 11.5 | 1 | 365 | 13.0861 | 0.35358 | 13 | 0.43971
39982 | 5.5 | 1 | 365 | 6.2586 | 0.60389 | 6 | 0.86247
39994 | 4.75 | 1 | 365 | 5.4051 | 0.88518 | 6 | 0.29031
40014 | 10 | 1 | 365 | 11.3792 | 0.91616 | 12 | 0.2954
40034 | 9.075 | 1 | 365 | 10.3267 | 0.79642 | 11 | 0.12308
40076 | 11.5 | 1 | 365 | 13.0861 | 0.35358 | 13 | 0.43971
40093 | 7.395 | 1 | 365 | 8.4149 | 0.9465 | 9 | 0.36145
40111 | 11.22 | 1 | 365 | 12.7675 | 0.71193 | 13 | 0.47944
40123 | 12 | 1 | 365 | 13.6551 | 0.49939 | 14 | 0.15448
40161 | 11.5 | 1 | 365 | 13.0861 | 0.35358 | 13 | 0.43971
39478 | 2.86 | 1 | 365 | 3.2545 | 0.55402 | 3 | 0.80848
39526 | 2.04 | 1 | 365 | 2.3214 | 0.6749 | 2 | 0.99626
39611 | 3.64 | 1 | 365 | 4.142 | 0.34148 | 4 | 0.48353
39744 | 2.6 | 1 | 365 | 2.9586 | 0.9582 | 3 | 0.9168
39746 | 7.65 | 1 | 365 | 8.7051 | 0.53086 | 9 | 0.23598
39749 | 7.14 | 1 | 365 | 8.1248 | 0.36214 | 8 | 0.48692
39755 | 4.42 | 1 | 365 | 5.0296 | 0.12894 | 5 | 0.15857
40882 | 5.13 | 1 | 365 | 5.8376 | 0.75599 | 6 | 0.59354
40886 | 5.5 | 1 | 365 | 6.2586 | 0.60389 | 6 | 0.86247
40888 | 5.13 | 1 | 365 | 5.8376 | 0.75599 | 6 | 0.59354
39762 | 2.65 | 1 | 365 | 3.0155 | 0.072782 | 3 | 0.088281
40890 | 4.83 | 1 | 365 | 5.4962 | 0.068505 | 5 | 0.56468
40974 | 22.875 | 1 | 365 | 26.03 | 0.42072 | 26 | 0.45073
40741 | 9.15 | 1 | 365 | 10.412 | 0.96829 | 11 | 0.38029
40642 | 9.483 | 1 | 365 | 10.7909 | 0.73139 | 11 | 0.52233
40655 | 9.72 | 1 | 365 | 11.0606 | 0.27451 | 11 | 0.33513
40889 | 9.45 | 1 | 365 | 10.7534 | 0.65577 | 11 | 0.40915
40893 | 8.1 | 1 | 365 | 9.2172 | 0.56209 | 9 | 0.77927
29836 | 249.5 | 0.9 | 365 | 255.5208 | 0.58237 | 256 | 0.10321
31313 | 125.97 | 0.9 | 365 | 129.0099 | 0.80738 | 129 | 0.81724
31312 | 50.7 | 0.9 | 365 | 51.9235 | 0.56644 | 52 | 0.48991
40430 | 5.775 | 1 | 365 | 6.5715 | 0.23408 | 6 | 0.80559
40523 | 3.85 | 1 | 365 | 4.381 | 0.82272 | 5 | 0.20373
40988 | 7 | 1 | 365 | 7.9655 | 0.041312 | 8 | 0.00678
41016 | 6.5 | 1 | 365 | 7.3965 | 0.8955 | 8 | 0.29201
41028 | 8.32 | 1 | 365 | 9.4675 | 0.066245 | 9 | 0.53377
41020 | 8.8 | 1 | 365 | 10.0137 | 0.16622 | 10 | 0.17995
41036 | 7.425 | 1 | 365 | 8.4491 | 0.015249 | 8 | 0.46433
41037 | 8.58 | 1 | 365 | 9.7634 | 0.66207 | 10 | 0.42545
39764 | 3.445 | 1 | 365 | 3.9201 | 0.89462 | 4 | 0.81477
39768 | 4.68 | 1 | 365 | 5.3255 | 0.72476 | 6 | 0.050247
39774 | 11.925 | 1 | 365 | 13.5697 | 0.32752 | 13 | 0.89726
39776 | 5.2 | 1 | 365 | 5.9172 | 0.9164 | 6 | 0.83361
39779 | 7.65 | 1 | 365 | 8.7051 | 0.53086 | 9 | 0.23598
39783 | 9.945 | 1 | 365 | 11.3167 | 0.79012 | 12 | 0.10678
39786 | 7.28 | 1 | 365 | 8.2841 | 0.68296 | 8 | 0.96705
39790 | 4.68 | 1 | 365 | 5.3255 | 0.72476 | 6 | 0.050247
39798 | 6.24 | 1 | 365 | 7.1006 | 0.29968 | 7 | 0.40033
39804 | 6.5 | 1 | 365 | 7.3965 | 0.8955 | 8 | 0.29201
39811 | 5.98 | 1 | 365 | 6.8048 | 0.70386 | 7 | 0.50865
39814 | 6.24 | 1 | 365 | 7.1006 | 0.29968 | 7 | 0.40033
39821 | 10.92 | 1 | 365 | 12.4261 | 0.024447 | 12 | 0.45058
39836 | 5.46 | 1 | 365 | 6.2131 | 0.51222 | 6 | 0.72529
39842 | 9.36 | 1 | 365 | 10.651 | 0.44953 | 11 | 0.10049
39863 | 8.58 | 1 | 365 | 9.7634 | 0.66207 | 10 | 0.42545
39873 | 4.42 | 1 | 365 | 5.0296 | 0.12894 | 5 | 0.15857
39876 | 5.865 | 1 | 365 | 6.6739 | 0.44033 | 7 | 0.11425
39889 | 4.42 | 1 | 365 | 5.0296 | 0.12894 | 5 | 0.15857
39887 | 8.06 | 1 | 365 | 9.1717 | 0.47042 | 9 | 0.64209
39890 | 11.7 | 1 | 365 | 13.3137 | 0.81191 | 14 | 0.12562
39901 | 7.28 | 1 | 365 | 8.2841 | 0.68296 | 8 | 0.96705
39950 | 4.94 | 1 | 365 | 5.6213 | 0.32058 | 5 | 0.94193
37325 | 4.16 | 1 | 365 | 4.7338 | 0.53312 | 5 | 0.26689
39924 | 5.72 | 1 | 365 | 6.5089 | 0.10804 | 6 | 0.61697
39976 | 6.76 | 1 | 365 | 7.6924 | 0.49132 | 8 | 0.18369
39978 | 8.06 | 1 | 365 | 9.1717 | 0.47042 | 9 | 0.64209
40042 | 5.72 | 1 | 365 | 6.5089 | 0.10804 | 6 | 0.61697
40063 | 11.7 | 1 | 365 | 13.3137 | 0.81191 | 14 | 0.12562
40115 | 5.2 | 1 | 365 | 5.9172 | 0.9164 | 6 | 0.83361
36855 | 8.32 | 1 | 365 | 9.4675 | 0.066245 | 9 | 0.53377
40247 | 4.125 | 1 | 365 | 4.6939 | 0.45292 | 5 | 0.14685
40203 | 5.2 | 1 | 365 | 5.9172 | 0.9164 | 6 | 0.83361
38900 | 7.28 | 1 | 365 | 8.2841 | 0.68296 | 8 | 0.96705
40455 | 8.8 | 1 | 365 | 10.0137 | 0.16622 | 10 | 0.17995
40456 | 9.9 | 1 | 365 | 11.2654 | 0.687 | 11 | 0.95245
38725 | 3.9 | 1 | 365 | 4.4379 | 0.9373 | 5 | 0.37521
38751 | 4.94 | 1 | 365 | 5.6213 | 0.32058 | 5 | 0.94193
40473 | 7.7 | 1 | 365 | 8.762 | 0.64544 | 9 | 0.40746
39088 | 4.94 | 1 | 365 | 5.6213 | 0.32058 | 5 | 0.94193
40513 | 12.75 | 1 | 365 | 14.5085 | 0.2181 | 14 | 0.72663
38745 | 4.68 | 1 | 365 | 5.3255 | 0.72476 | 6 | 0.050247
40505 | 6.5 | 1 | 365 | 7.3965 | 0.8955 | 8 | 0.29201
38797 | 9.62 | 1 | 365 | 10.9468 | 0.045346 | 10 | 0.99217
40982 | 6.6 | 1 | 365 | 7.5103 | 0.12467 | 7 | 0.63496
40997 | 9.625 | 1 | 365 | 10.9525 | 0.056804 | 11 | 0.0093225
38818 | 4.94 | 1 | 365 | 5.6213 | 0.32058 | 5 | 0.94193
41044 | 7.7 | 1 | 365 | 8.762 | 0.64544 | 9 | 0.40746
40534 | 4.4 | 1 | 365 | 5.0069 | 0.08311 | 5 | 0.089976
41049 | 10.175 | 1 | 365 | 11.5784 | 0.31719 | 11 | 0.89557
41056 | 7.75 | 1 | 365 | 8.8189 | 0.76002 | 9 | 0.57893
38853 | 10.4 | 1 | 365 | 11.8344 | 0.83281 | 12 | 0.66722
41057 | 13.2 | 1 | 365 | 15.0206 | 0.24933 | 15 | 0.26993
30704 | 108 | 0.9 | 365 | 110.6062 | 0.74508 | 111 | 0.35129
41061 | 4.75 | 1 | 365 | 5.4051 | 0.88518 | 6 | 0.29031
38943 | 7.02 | 1 | 365 | 7.9882 | 0.087144 | 8 | 0.075371
41067 | 7.8 | 1 | 365 | 8.8758 | 0.8746 | 9 | 0.75041
40567 | 4.68 | 1 | 365 | 5.3255 | 0.72476 | 6 | 0.050247
16337 | 10.71 | 1 | 365 | 12.1872 | 0.54321 | 12 | 0.73037
38997 | 12.74 | 1 | 365 | 14.4972 | 0.19519 | 14 | 0.69234
27380 | 6.5 | 1 | 365 | 7.3965 | 0.8955 | 8 | 0.29201
40591 | 4.95 | 1 | 365 | 5.6327 | 0.3435 | 5 | 0.97622
33748 | 96.57 | 0.9 | 365 | 98.9004 | 0.17122 | 99 | 0.07161
13991 | 6.375 | 1 | 365 | 7.2543 | 0.60905 | 7 | 0.86332
15759 | 6.63 | 1 | 365 | 7.5444 | 0.19341 | 7 | 0.73785
40639 | 14.04 | 1 | 365 | 15.9765 | 0.17429 | 16 | 0.15074
38639 | 8.84 | 1 | 365 | 10.0592 | 0.25789 | 10 | 0.31713
40723 | 8.525 | 1 | 365 | 9.7008 | 0.53603 | 10 | 0.23683
33934 | 347.7 | 0.9 | 365 | 356.0906 | 0.11539 | 356 | 0.20595
15672 | 5.1 | 1 | 365 | 5.8034 | 0.68724 | 6 | 0.49065
34048 | 127.6 | 0.9 | 365 | 130.6792 | 0.16918 | 130 | 0.84837
40728 | 5.2 | 1 | 365 | 5.9172 | 0.9164 | 6 | 0.83361
16495 | 7.905 | 1 | 365 | 8.9953 | 0.11522 | 9 | 0.11051
34043 | 37.932 | 0.9 | 365 | 38.8474 | 0.23302 | 39 | 0.08038
34112 | 9.88 | 1 | 365 | 11.2427 | 0.64117 | 11 | 0.88386
40733 | 9.36 | 1 | 365 | 10.651 | 0.44953 | 11 | 0.10049
34125 | 417.06 | 0.9 | 365 | 427.1243 | 0.16723 | 427 | 0.29156
16722 | 5.61 | 1 | 365 | 6.3838 | 0.85597 | 7 | 0.23972
40732 | 9.625 | 1 | 365 | 10.9525 | 0.056804 | 11 | 0.0093225
39846 | 4.59 | 1 | 365 | 5.2231 | 0.51852 | 5 | 0.74159
17693 | 3.9 | 1 | 365 | 4.4379 | 0.9373 | 5 | 0.37521
34348 | 784.08 | 0.9 | 365 | 803.0011 | 0.12925 | 803 | 0.13035
34392 | 7.8 | 1 | 365 | 8.8758 | 0.8746 | 9 | 0.75041
38697 | 5.98 | 1 | 365 | 6.8048 | 0.70386 | 7 | 0.50865
17963 | 10.92 | 1 | 365 | 12.4261 | 0.024447 | 12 | 0.45058
36029 | 11.18 | 1 | 365 | 12.722 | 0.62027 | 13 | 0.34226
29249 | 6.885 | 1 | 365 | 7.8346 | 0.77778 | 8 | 0.61238
40496 | 12.74 | 1 | 365 | 14.4972 | 0.19519 | 14 | 0.69234
31427 | 7.02 | 1 | 365 | 7.9882 | 0.087144 | 8 | 0.075371
27224 | 6.76 | 1 | 365 | 7.6924 | 0.49132 | 8 | 0.18369
40773 | 10.2 | 1 | 365 | 11.6068 | 0.37448 | 11 | 0.98131
40940 | 8.32 | 1 | 365 | 9.4675 | 0.066245 | 9 | 0.53377
40953 | 9.88 | 1 | 365 | 11.2427 | 0.64117 | 11 | 0.88386
40963 | 8.06 | 1 | 365 | 9.1717 | 0.47042 | 9 | 0.64209
16589 | 46.8 | 0.9 | 365 | 47.9294 | 0.52287 | 48 | 0.45222
40774 | 10.66 | 1 | 365 | 12.1303 | 0.42863 | 12 | 0.5589
32014 | 127.49 | 0.8 | 365 | 116.0591 | 0.7265 | 116 | 0.78564
34307 | 49.05 | 0.9 | 365 | 50.2337 | 0.16339 | 50 | 0.39704
40776 | 9.9 | 1 | 365 | 11.2654 | 0.687 | 11 | 0.95245
80 | 1780 | 0.7 | 365 | 1417.8533 | 0.35354 | 1418 | 0.20684
34473 | 31.98 | 0.9 | 365 | 32.7517 | 0.95729 | 33 | 0.70902
31113 | 664.34 | 0.9 | 365 | 680.3716 | 0.17096 | 680 | 0.54254
33253 | 136.9 | 0.9 | 365 | 140.2036 | 0.35001 | 140 | 0.55362
34550 | 211.2 | 0.9 | 365 | 216.2966 | 0.59037 | 216 | 0.88696
29931 | 341 | 0.9 | 365 | 349.2289 | 0.29695 | 349 | 0.52583
40779 | 5.232 | 1 | 365 | 5.9536 | 0.98973 | 6 | 0.94335
40780 | 10.791 | 1 | 365 | 12.2793 | 0.72883 | 13 | 0.0081661
40778 | 7.02 | 1 | 365 | 7.9882 | 0.087144 | 8 | 0.075371
40783 | 6.9 | 1 | 365 | 7.8517 | 0.81215 | 8 | 0.66383
40784 | 8.32 | 1 | 365 | 9.4675 | 0.066245 | 9 | 0.53377
40785 | 9.6 | 1 | 365 | 10.9241 | 0.99951 | 11 | 0.92358
40788 | 9.36 | 1 | 365 | 10.651 | 0.44953 | 11 | 0.10049
40789 | 8.58 | 1 | 365 | 9.7634 | 0.66207 | 10 | 0.42545
37636 | 3.57 | 1 | 365 | 4.0624 | 0.18107 | 4 | 0.24346
40790 | 7.54 | 1 | 365 | 8.5799 | 0.27878 | 8 | 0.85873
37677 | 6.9 | 1 | 365 | 7.8517 | 0.81215 | 8 | 0.66383
37684 | 5.5 | 1 | 365 | 6.2586 | 0.60389 | 6 | 0.86247
40791 | 7.54 | 1 | 365 | 8.5799 | 0.27878 | 8 | 0.85873
37683 | 5.83 | 1 | 365 | 6.6341 | 0.36012 | 6 | 0.99422
38040 | 8 | 1 | 365 | 9.1034 | 0.33293 | 9 | 0.43632
38104 | 9.805 | 1 | 365 | 11.1573 | 0.46929 | 11 | 0.62664
40792 | 5.2 | 1 | 365 | 5.9172 | 0.9164 | 6 | 0.83361
40793 | 11.7 | 1 | 365 | 13.3137 | 0.81191 | 14 | 0.12562
39707 | 3.575 | 1 | 365 | 4.0681 | 0.19253 | 4 | 0.26061
38545 | 11.275 | 1 | 365 | 12.8301 | 0.83797 | 13 | 0.66806
40794 | 13.52 | 1 | 365 | 15.3847 | 0.98265 | 16 | 0.36738
40795 | 11.96 | 1 | 365 | 13.6096 | 0.40773 | 14 | 0.017298
40796 | 6.5 | 1 | 365 | 7.3965 | 0.8955 | 8 | 0.29201
34546 | 72.54 | 0.9 | 365 | 74.2905 | 0.61044 | 74 | 0.90095
40798 | 5.98 | 1 | 365 | 6.8048 | 0.70386 | 7 | 0.50865
34540 | 110.86 | 0.9 | 365 | 113.5352 | 0.64369 | 114 | 0.17892
40800 | 12.48 | 1 | 365 | 14.2013 | 0.59937 | 14 | 0.80066
34613 | 383.24 | 0.9 | 365 | 392.4882 | 0.41502 | 392 | 0.90322
40801 | 9.36 | 1 | 365 | 10.651 | 0.44953 | 11 | 0.10049
34046 | 54.6 | 0.9 | 365 | 55.9176 | 0.61001 | 56 | 0.5276
40802 | 14.82 | 1 | 365 | 16.864 | 0.96175 | 17 | 0.82578
40803 | 9.88 | 1 | 365 | 11.2427 | 0.64117 | 11 | 0.88386
40840 | 7.02 | 1 | 365 | 7.9882 | 0.087144 | 8 | 0.075371
34622 | 145.08 | 0.9 | 365 | 148.581 | 0.22088 | 148 | 0.8019
40879 | 3.64 | 1 | 365 | 4.142 | 0.34148 | 4 | 0.48353
34672 | 537.4 | 0.9 | 365 | 550.3683 | 0.36299 | 550 | 0.73132
40357 | 6.12 | 1 | 365 | 6.9641 | 0.02469 | 6 | 0.98878
34700 | 51.55 | 0.9 | 365 | 52.794 | 0.31952 | 53 | 0.11351
34708 | 46.97 | 0.9 | 365 | 48.1035 | 0.87348 | 48 | 0.97694
40320 | 6.76 | 1 | 365 | 7.6924 | 0.49132 | 8 | 0.18369
34856 | 64.092 | 0.9 | 365 | 65.6386 | 0.18683 | 65 | 0.82547
39931 | 8.84 | 1 | 365 | 10.0592 | 0.25789 | 10 | 0.31713
34982 | 17.955 | 1 | 365 | 20.4314 | 0.14597 | 20 | 0.57739
35021 | 41.202 | 0.9 | 365 | 42.1963 | 0.97725 | 43 | 0.17352
35045 | 35 | 0.9 | 365 | 35.8446 | 0.1859 | 36 | 0.03051
34963 | 15.12 | 1 | 365 | 17.2054 | 0.64923 | 17 | 0.85464
44129 | 7.42 | 1 | 365 | 8.4434 | 0.0037907 | 8 | 0.44719
35156 | 122.2 | 0.9 | 365 | 125.1489 | 0.031928 | 125 | 0.18081
49200 | 10 | 1 | 365 | 11.3792 | 0.91616 | 12 | 0.2954
35270 | 561.2 | 0.9 | 365 | 574.7427 | 0.44941 | 575 | 0.19206
34965 | 26.125 | 0.9 | 365 | 26.7554 | 0.88162 | 27 | 0.63706
36276 | 250.12 | 0.9 | 365 | 256.1558 | 0.86109 | 257 | 0.01689
38553 | 6.885 | 1 | 365 | 7.8346 | 0.77778 | 8 | 0.61238
35267 | 417.24 | 0.9 | 365 | 427.3087 | 0.53847 | 427 | 0.84714
36462 | 15.6 | 1 | 365 | 17.7516 | 0.74921 | 18 | 0.50082
34465 | 42.18 | 0.9 | 365 | 43.1979 | 0.99433 | 44 | 0.1922
38899 | 6.24 | 1 | 365 | 7.1006 | 0.29968 | 7 | 0.40033
35063 | 54 | 0.9 | 365 | 55.3031 | 0.37254 | 55 | 0.67564
29924 | 363.48 | 0.9 | 365 | 372.2514 | 0.66093 | 372 | 0.91228
34754 | 60.8 | 0.9 | 365 | 62.2672 | 0.39723 | 62 | 0.66443
7422 | 257.04 | 0.9 | 365 | 263.2428 | 0.13328 | 263 | 0.37607
41136 | 7.975 | 1 | 365 | 9.0749 | 0.27564 | 9 | 0.35058
37672 | 27.5 | 0.9 | 365 | 28.1636 | 0.7175 | 28 | 0.88111
41132 | 9.69 | 1 | 365 | 11.0265 | 0.20576 | 11 | 0.23224
41147 | 6.6 | 1 | 365 | 7.5103 | 0.12467 | 7 | 0.63496
41148 | 9.075 | 1 | 365 | 10.3267 | 0.79642 | 11 | 0.12308
41137 | 5.545 | 1 | 365 | 6.3098 | 0.70701 | 7 | 0.016799
38098 | 122.4 | 0.9 | 365 | 125.3537 | 0.44442 | 125 | 0.79813
41162 | 4.68 | 1 | 365 | 5.3255 | 0.72476 | 6 | 0.050247
41168 | 7.2 | 1 | 365 | 8.1931 | 0.49964 | 8 | 0.69269
41176 | 7.975 | 1 | 365 | 9.0749 | 0.27564 | 9 | 0.35058
42319 | 26.775 | 0.9 | 365 | 27.4211 | 0.22222 | 27 | 0.64334
41177 | 5.25 | 1 | 365 | 5.9741 | 0.030984 | 6 | 0.005085
43263 | 30.6 | 0.9 | 365 | 31.3384 | 0.1111 | 31 | 0.44953
38010 | 5.98 | 1 | 365 | 6.8048 | 0.70386 | 7 | 0.50865
34673 | 114.4 | 0.9 | 365 | 117.1607 | 0.94478 | 118 | 0.10544
34741 | 158.76 | 0.9 | 365 | 162.5911 | 0.43526 | 163 | 0.026393
34751 | 113.4 | 0.9 | 365 | 116.1365 | 0.88233 | 117 | 0.018852
41190 | 8.25 | 1 | 365 | 9.3879 | 0.90583 | 10 | 0.29371
41200 | 10.45 | 1 | 365 | 11.8913 | 0.94739 | 12 | 0.83869
38692 | 6.24 | 1 | 365 | 7.1006 | 0.29968 | 7 | 0.40033
36623 | 4.68 | 1 | 365 | 5.3255 | 0.72476 | 6 | 0.050247
46501 | 57.2 | 0.9 | 365 | 58.5803 | 0.97239 | 59 | 0.55272
41218 | 7.25 | 1 | 365 | 8.2499 | 0.61422 | 8 | 0.86416
34323 | 395.01 | 0.9 | 365 | 404.5422 | 0.69011 | 405 | 0.23234
40217 | 6.095 | 1 | 365 | 6.9356 | 0.9674 | 7 | 0.90305
38772 | 2.86 | 1 | 365 | 3.2545 | 0.55402 | 3 | 0.80848
41232 | 4.75 | 1 | 365 | 5.4051 | 0.88518 | 6 | 0.29031
38847 | 8.32 | 1 | 365 | 9.4675 | 0.066245 | 9 | 0.53377
70 | 2570.04 | 0.7 | 365 | 2047.1571 | 0.68135 | 2047 | 0.83849
38704 | 5.2 | 1 | 365 | 5.9172 | 0.9164 | 6 | 0.83361
41242 | 3.9 | 1 | 365 | 4.4379 | 0.9373 | 5 | 0.37521
41245 | 8.8 | 1 | 365 | 10.0137 | 0.16622 | 10 | 0.17995
41246 | 8 | 1 | 365 | 9.1034 | 0.33293 | 9 | 0.43632
41249 | 7.15 | 1 | 365 | 8.1362 | 0.38505 | 8 | 0.52121
50183 | 50.7 | 0.9 | 365 | 51.9235 | 0.56644 | 52 | 0.48991
41250 | 11.5 | 1 | 365 | 13.0861 | 0.35358 | 13 | 0.43971
41253 | 6.875 | 1 | 365 | 7.8232 | 0.75486 | 8 | 0.57809
41236 | 7.02 | 1 | 365 | 7.9882 | 0.087144 | 8 | 0.075371
6174 | 70.68 | 0.9 | 365 | 72.3856 | 0.77428 | 73 | 0.1599
38707 | 6.24 | 1 | 365 | 7.1006 | 0.29968 | 7 | 0.40033
34877 | 97.6 | 0.8 | 365 | 88.8491 | 0.92938 | 89 | 0.77848
33187 | 535.7 | 0.8 | 365 | 487.6687 | 0.094953 | 487 | 0.76366
41262 | 5.5 | 1 | 365 | 6.2586 | 0.60389 | 6 | 0.86247
41268 | 4.275 | 1 | 365 | 4.8646 | 0.79666 | 5 | 0.66128
39302 | 3.64 | 1 | 365 | 4.142 | 0.34148 | 4 | 0.48353
41247 | 13.26 | 1 | 365 | 15.0889 | 0.38683 | 15 | 0.4757
41158 | 8.67 | 1 | 365 | 9.8658 | 0.86831 | 10 | 0.73411
32980 | 649.8 | 0.8 | 365 | 591.5384 | 0.27366 | 591 | 0.81207
32979 | 649.8 | 0.8 | 365 | 591.5384 | 0.27366 | 591 | 0.81207
11199 | 106.02 | 0.9 | 365 | 108.5784 | 0.66142 | 109 | 0.23985
36695 | 3.12 | 1 | 365 | 3.5503 | 0.14984 | 3 | 0.70016
41070 | 9.9 | 1 | 365 | 11.2654 | 0.687 | 11 | 0.95245
41091 | 3.575 | 1 | 365 | 4.0681 | 0.19253 | 4 | 0.26061
41088 | 11.55 | 1 | 365 | 13.143 | 0.46816 | 13 | 0.61119
18389 | 11.475 | 1 | 365 | 13.0577 | 0.29629 | 13 | 0.35397
18452 | 7.8 | 1 | 365 | 8.8758 | 0.8746 | 9 | 0.75041
41271 | 4.86 | 1 | 365 | 5.5303 | 0.13725 | 5 | 0.66756
41095 | 5.4 | 1 | 365 | 6.1448 | 0.37473 | 6 | 0.51952
41274 | 17.25 | 1 | 365 | 19.6292 | 0.53038 | 20 | 0.15956
41281 | 6.325 | 1 | 365 | 7.1974 | 0.49447 | 7 | 0.69184
41283 | 6.4 | 1 | 365 | 7.2827 | 0.66634 | 7 | 0.94906
39419 | 6.24 | 1 | 365 | 7.1006 | 0.29968 | 7 | 0.40033
41109 | 4.035 | 1 | 365 | 4.5915 | 0.24667 | 4 | 0.83819
41103 | 7.975 | 1 | 365 | 9.0749 | 0.27564 | 9 | 0.35058
41289 | 9.625 | 1 | 365 | 10.9525 | 0.056804 | 11 | 0.0093225
41116 | 3.98 | 1 | 365 | 4.5289 | 0.12063 | 4 | 0.64957
41306 | 6.66 | 1 | 365 | 7.5786 | 0.26216 | 7 | 0.84074
41108 | 3.3 | 1 | 365 | 3.7551 | 0.56233 | 4 | 0.31748
41304 | 7.8 | 1 | 365 | 8.8758 | 0.8746 | 9 | 0.75041
32972 | 649.8 | 0.8 | 365 | 591.5384 | 0.27366 | 591 | 0.81207
32973 | 649.8 | 0.8 | 365 | 591.5384 | 0.27366 | 591 | 0.81207
32977 | 649.8 | 0.8 | 365 | 591.5384 | 0.27366 | 591 | 0.81207
41308 | 5 | 1 | 365 | 5.6896 | 0.45808 | 6 | 0.1477
32974 | 649.8 | 0.8 | 365 | 591.5384 | 0.27366 | 591 | 0.81207
41120 | 6.75 | 1 | 365 | 7.681 | 0.46841 | 8 | 0.1494
41122 | 7.425 | 1 | 365 | 8.4491 | 0.015249 | 8 | 0.46433
41127 | 7.835 | 1 | 365 | 8.9156 | 0.95481 | 9 | 0.87045
41126 | 9.35 | 1 | 365 | 10.6396 | 0.42661 | 11 | 0.066199
37835 | 4.68 | 1 | 365 | 5.3255 | 0.72476 | 6 | 0.050247
31381 | 270.9 | 0.9 | 365 | 277.4373 | 0.7189 | 278 | 0.15615
27274 | 43 | 0.9 | 365 | 44.0377 | 0.68554 | 44 | 0.7232
35658 | 312.48 | 0.9 | 365 | 320.0206 | 0.47575 | 320 | 0.49639
40654 | 4.59 | 1 | 365 | 5.2231 | 0.51852 | 5 | 0.74159
39556 | 7.02 | 1 | 365 | 7.9882 | 0.087144 | 8 | 0.075371
39789 | 3.9 | 1 | 365 | 4.4379 | 0.9373 | 5 | 0.37521
39844 | 8.58 | 1 | 365 | 9.7634 | 0.66207 | 10 | 0.42545
39823 | 8.06 | 1 | 365 | 9.1717 | 0.47042 | 9 | 0.64209
39854 | 7.8 | 1 | 365 | 8.8758 | 0.8746 | 9 | 0.75041
40299 | 7.28 | 1 | 365 | 8.2841 | 0.68296 | 8 | 0.96705
40611 | 11.7 | 1 | 365 | 13.3137 | 0.81191 | 14 | 0.12562
40582 | 7.54 | 1 | 365 | 8.5799 | 0.27878 | 8 | 0.85873
40549 | 5.355 | 1 | 365 | 6.0936 | 0.2716 | 6 | 0.36519
40453 | 9.1 | 1 | 365 | 10.3551 | 0.85371 | 11 | 0.20881
40508 | 8.415 | 1 | 365 | 9.5756 | 0.28395 | 9 | 0.85958
40420 | 5.98 | 1 | 365 | 6.8048 | 0.70386 | 7 | 0.50865
40397 | 14.04 | 1 | 365 | 15.9765 | 0.17429 | 16 | 0.15074
39137 | 5.98 | 1 | 365 | 6.8048 | 0.70386 | 7 | 0.50865
40777 | 9.9 | 1 | 365 | 11.2654 | 0.687 | 11 | 0.95245
41141 | 4 | 1 | 365 | 4.5517 | 0.16646 | 4 | 0.71816
41244 | 3.64 | 1 | 365 | 4.142 | 0.34148 | 4 | 0.48353
41252 | 7.14 | 1 | 365 | 8.1248 | 0.36214 | 8 | 0.48692
41276 | 3.9 | 1 | 365 | 4.4379 | 0.9373 | 5 | 0.37521
41294 | 7.95 | 1 | 365 | 9.0465 | 0.21835 | 9 | 0.26484
41266 | 8.48 | 1 | 365 | 9.6496 | 0.4329 | 10 | 0.082499
31076 | 7.02 | 1 | 365 | 7.9882 | 0.087144 | 8 | 0.075371
31318 | 4.725 | 1 | 365 | 5.3767 | 0.82789 | 6 | 0.20458
31339 | 17.92 | 1 | 365 | 20.3916 | 0.065759 | 20 | 0.45736
35579 | 6.05 | 1 | 365 | 6.8844 | 0.86428 | 7 | 0.74872
31919 | 8.84 | 1 | 365 | 10.0592 | 0.25789 | 10 | 0.31713
30022 | 7.562 | 1 | 365 | 8.605 | 0.3292 | 8 | 0.93418
29737 | 7.8 | 1 | 365 | 8.8758 | 0.8746 | 9 | 0.75041
39796 | 10.965 | 1 | 365 | 12.4773 | 0.12757 | 12 | 0.60491
41063 | 14.04 | 1 | 365 | 15.9765 | 0.17429 | 16 | 0.15074
41155 | 13.78 | 1 | 365 | 15.6806 | 0.57847 | 16 | 0.25906
38936 | 8.58 | 1 | 365 | 9.7634 | 0.66207 | 10 | 0.42545
41698 | 14.04 | 1 | 365 | 15.9765 | 0.17429 | 16 | 0.15074
41064 | 5.2 | 1 | 365 | 5.9172 | 0.9164 | 6 | 0.83361
41123 | 12.48 | 1 | 365 | 14.2013 | 0.59937 | 14 | 0.80066
39032 | 4.94 | 1 | 365 | 5.6213 | 0.32058 | 5 | 0.94193
41240 | 6.24 | 1 | 365 | 7.1006 | 0.29968 | 7 | 0.40033
39028 | 7.54 | 1 | 365 | 8.5799 | 0.27878 | 8 | 0.85873
39141 | 7.8 | 1 | 365 | 8.8758 | 0.8746 | 9 | 0.75041
39164 | 3.12 | 1 | 365 | 3.5503 | 0.14984 | 3 | 0.70016
39167 | 5.46 | 1 | 365 | 6.2131 | 0.51222 | 6 | 0.72529
41716 | 6.375 | 1 | 365 | 7.2543 | 0.60905 | 7 | 0.86332
41144 | 10.66 | 1 | 365 | 12.1303 | 0.42863 | 12 | 0.5589
39469 | 3.64 | 1 | 365 | 4.142 | 0.34148 | 4 | 0.48353
39183 | 6.76 | 1 | 365 | 7.6924 | 0.49132 | 8 | 0.18369
41004 | 8.32 | 1 | 365 | 9.4675 | 0.066245 | 9 | 0.53377
41664 | 6.24 | 1 | 365 | 7.1006 | 0.29968 | 7 | 0.40033
40957 | 3.38 | 1 | 365 | 3.8462 | 0.74566 | 4 | 0.59185
39281 | 3.64 | 1 | 365 | 4.142 | 0.34148 | 4 | 0.48353
40986 | 10.4 | 1 | 365 | 11.8344 | 0.83281 | 12 | 0.66722
41153 | 11.44 | 1 | 365 | 13.0179 | 0.21609 | 13 | 0.23394
41093 | 8.32 | 1 | 365 | 9.4675 | 0.066245 | 9 | 0.53377
41104 | 6.5 | 1 | 365 | 7.3965 | 0.8955 | 8 | 0.29201
41681 | 3.9 | 1 | 365 | 4.4379 | 0.9373 | 5 | 0.37521
40991 | 12.22 | 1 | 365 | 13.9054 | 0.0035475 | 13 | 0.90898
40998 | 10.92 | 1 | 365 | 12.4261 | 0.024447 | 12 | 0.45058
41739 | 2.34 | 1 | 365 | 2.6627 | 0.36238 | 3 | 0.025124
42349 | 7.02 | 1 | 365 | 7.9882 | 0.087144 | 8 | 0.075371
42361 | 3.38 | 1 | 365 | 3.8462 | 0.74566 | 4 | 0.59185
36690 | 2.55 | 1 | 365 | 2.9017 | 0.84362 | 3 | 0.74533
42366 | 5.72 | 1 | 365 | 6.5089 | 0.10804 | 6 | 0.61697
17676 | 7.65 | 1 | 365 | 8.7051 | 0.53086 | 9 | 0.23598
31588 | 4.94 | 1 | 365 | 5.6213 | 0.32058 | 5 | 0.94193
42378 | 10.4 | 1 | 365 | 11.8344 | 0.83281 | 12 | 0.66722
42373 | 7.54 | 1 | 365 | 8.5799 | 0.27878 | 8 | 0.85873
41007 | 9.62 | 1 | 365 | 10.9468 | 0.045346 | 10 | 0.99217
31594 | 5.98 | 1 | 365 | 6.8048 | 0.70386 | 7 | 0.50865
19788 | 7.65 | 1 | 365 | 8.7051 | 0.53086 | 9 | 0.23598
41783 | 8.415 | 1 | 365 | 9.5756 | 0.28395 | 9 | 0.85958
15014 | 3.57 | 1 | 365 | 4.0624 | 0.18107 | 4 | 0.24346
41802 | 3.9 | 1 | 365 | 4.4379 | 0.9373 | 5 | 0.37521
27615 | 11.96 | 1 | 365 | 13.6096 | 0.40773 | 14 | 0.017298
27596 | 8.415 | 1 | 365 | 9.5756 | 0.28395 | 9 | 0.85958
41167 | 8.58 | 1 | 365 | 9.7634 | 0.66207 | 10 | 0.42545
41881 | 11.475 | 1 | 365 | 13.0577 | 0.29629 | 13 | 0.35397
41234 | 6.76 | 1 | 365 | 7.6924 | 0.49132 | 8 | 0.18369
27462 | 5.46 | 1 | 365 | 6.2131 | 0.51222 | 6 | 0.72529
41913 | 2.08 | 1 | 365 | 2.3669 | 0.76656 | 3 | 0.13344
21295 | 5.46 | 1 | 365 | 6.2131 | 0.51222 | 6 | 0.72529
21697 | 7.02 | 1 | 365 | 7.9882 | 0.087144 | 8 | 0.075371
42397 | 7.02 | 1 | 365 | 7.9882 | 0.087144 | 8 | 0.075371
21464 | 8.84 | 1 | 365 | 10.0592 | 0.25789 | 10 | 0.31713
20502 | 5.46 | 1 | 365 | 6.2131 | 0.51222 | 6 | 0.72529
27548 | 13.78 | 1 | 365 | 15.6806 | 0.57847 | 16 | 0.25906
21024 | 3.64 | 1 | 365 | 4.142 | 0.34148 | 4 | 0.48353
19678 | 11.18 | 1 | 365 | 12.722 | 0.62027 | 13 | 0.34226
31425 | 8.58 | 1 | 365 | 9.7634 | 0.66207 | 10 | 0.42545
19512 | 7.54 | 1 | 365 | 8.5799 | 0.27878 | 8 | 0.85873
19534 | 7.28 | 1 | 365 | 8.2841 | 0.68296 | 8 | 0.96705
19981 | 4.68 | 1 | 365 | 5.3255 | 0.72476 | 6 | 0.050247
20602 | 6.5 | 1 | 365 | 7.3965 | 0.8955 | 8 | 0.29201
20010 | 6.24 | 1 | 365 | 7.1006 | 0.29968 | 7 | 0.40033
17558 | 4.42 | 1 | 365 | 5.0296 | 0.12894 | 5 | 0.15857
19965 | 3.06 | 1 | 365 | 3.482 | 0.012345 | 3 | 0.49439
20494 | 4.42 | 1 | 365 | 5.0296 | 0.12894 | 5 | 0.15857
31527 | 13 | 1 | 365 | 14.793 | 0.79101 | 15 | 0.58402
20663 | 8.32 | 1 | 365 | 9.4675 | 0.066245 | 9 | 0.53377
20718 | 10.14 | 1 | 365 | 11.5385 | 0.23699 | 11 | 0.77554
20721 | 7.8 | 1 | 365 | 8.8758 | 0.8746 | 9 | 0.75041
21179 | 7.28 | 1 | 365 | 8.2841 | 0.68296 | 8 | 0.96705
31426 | 4.68 | 1 | 365 | 5.3255 | 0.72476 | 6 | 0.050247
21198 | 9.62 | 1 | 365 | 10.9468 | 0.045346 | 10 | 0.99217
31223 | 5.2 | 1 | 365 | 5.9172 | 0.9164 | 6 | 0.83361
37827 | 10.92 | 1 | 365 | 12.4261 | 0.024447 | 12 | 0.45058
37828 | 6.76 | 1 | 365 | 7.6924 | 0.49132 | 8 | 0.18369
41677 | 2.86 | 1 | 365 | 3.2545 | 0.55402 | 3 | 0.80848
41667 | 7.02 | 1 | 365 | 7.9882 | 0.087144 | 8 | 0.075371
42864 | 4.5 | 1 | 365 | 5.1207 | 0.31227 | 5 | 0.43293
29642 | 9.1 | 1 | 365 | 10.3551 | 0.85371 | 11 | 0.20881
33792 | 9.69 | 1 | 365 | 11.0265 | 0.20576 | 11 | 0.23224
21482 | 7.02 | 1 | 365 | 7.9882 | 0.087144 | 8 | 0.075371
42916 | 8.84 | 1 | 365 | 10.0592 | 0.25789 | 10 | 0.31713
42902 | 7.02 | 1 | 365 | 7.9882 | 0.087144 | 8 | 0.075371
42905 | 4.68 | 1 | 365 | 5.3255 | 0.72476 | 6 | 0.050247
43040 | 6.885 | 1 | 365 | 7.8346 | 0.77778 | 8 | 0.61238
42890 | 6.5 | 1 | 365 | 7.3965 | 0.8955 | 8 | 0.29201
32339 | 9.88 | 1 | 365 | 11.2427 | 0.64117 | 11 | 0.88386
42899 | 5.98 | 1 | 365 | 6.8048 | 0.70386 | 7 | 0.50865
32525 | 4.845 | 1 | 365 | 5.5132 | 0.10288 | 5 | 0.61612
21484 | 8.32 | 1 | 365 | 9.4675 | 0.066245 | 9 | 0.53377
42927 | 6.5 | 1 | 365 | 7.3965 | 0.8955 | 8 | 0.29201
42418 | 7.14 | 1 | 365 | 8.1248 | 0.36214 | 8 | 0.48692
32588 | 5.865 | 1 | 365 | 6.6739 | 0.44033 | 7 | 0.11425
32948 | 2.08 | 1 | 365 | 2.3669 | 0.76656 | 3 | 0.13344
33261 | 7.02 | 1 | 365 | 7.9882 | 0.087144 | 8 | 0.075371
21487 | 7.28 | 1 | 365 | 8.2841 | 0.68296 | 8 | 0.96705
42417 | 8.06 | 1 | 365 | 9.1717 | 0.47042 | 9 | 0.64209
22303 | 4.68 | 1 | 365 | 5.3255 | 0.72476 | 6 | 0.050247
22253 | 4.42 | 1 | 365 | 5.0296 | 0.12894 | 5 | 0.15857
35917 | 4.94 | 1 | 365 | 5.6213 | 0.32058 | 5 | 0.94193
42450 | 5.98 | 1 | 365 | 6.8048 | 0.70386 | 7 | 0.50865
22389 | 7.28 | 1 | 365 | 8.2841 | 0.68296 | 8 | 0.96705
42483 | 8.32 | 1 | 365 | 9.4675 | 0.066245 | 9 | 0.53377
21728 | 11.7 | 1 | 365 | 13.3137 | 0.81191 | 14 | 0.12562
35074 | 22.875 | 1 | 365 | 26.03 | 0.42072 | 26 | 0.45073
41311 | 2.86 | 1 | 365 | 3.2545 | 0.55402 | 3 | 0.80848
39337 | 7.02 | 1 | 365 | 7.9882 | 0.087144 | 8 | 0.075371
41321 | 9.625 | 1 | 365 | 10.9525 | 0.056804 | 11 | 0.0093225
41316 | 7.975 | 1 | 365 | 9.0749 | 0.27564 | 9 | 0.35058
41318 | 8.8 | 1 | 365 | 10.0137 | 0.16622 | 10 | 0.17995
41332 | 10.45 | 1 | 365 | 11.8913 | 0.94739 | 12 | 0.83869
41337 | 7.15 | 1 | 365 | 8.1362 | 0.38505 | 8 | 0.52121
41345 | 5.225 | 1 | 365 | 5.9457 | 0.97369 | 6 | 0.91935
41314 | 5.72 | 1 | 365 | 6.5089 | 0.10804 | 6 | 0.61697
41336 | 4.16 | 1 | 365 | 4.7338 | 0.53312 | 5 | 0.26689
41342 | 6.76 | 1 | 365 | 7.6924 | 0.49132 | 8 | 0.18369
41347 | 9.36 | 1 | 365 | 10.651 | 0.44953 | 11 | 0.10049
34879 | 147.915 | 0.9 | 365 | 151.4844 | 0.067943 | 151 | 0.55237
44332 | 17.7 | 1 | 365 | 20.1413 | 0.5616 | 20 | 0.70286
37515 | 3.51 | 1 | 365 | 3.9941 | 0.043572 | 4 | 0.037685
41340 | 7.14 | 1 | 365 | 8.1248 | 0.36214 | 8 | 0.48692
41328 | 7.65 | 1 | 365 | 8.7051 | 0.53086 | 9 | 0.23598
39635 | 7.8 | 1 | 365 | 8.8758 | 0.8746 | 9 | 0.75041
40601 | 3.64 | 1 | 365 | 4.142 | 0.34148 | 4 | 0.48353
43542 | 9.72 | 1 | 365 | 11.0606 | 0.27451 | 11 | 0.33513
44059 | 6.9 | 1 | 365 | 7.8517 | 0.81215 | 8 | 0.66383
44727 | 7.44 | 1 | 365 | 8.4662 | 0.049623 | 8 | 0.51578
41324 | 12.42 | 1 | 365 | 14.133 | 0.46187 | 14 | 0.59489
41414 | 8.502 | 1 | 365 | 9.6746 | 0.48332 | 10 | 0.15795
41528 | 12.6 | 1 | 365 | 14.3378 | 0.87436 | 15 | 0.2122
41554 | 8.505 | 1 | 365 | 9.678 | 0.49019 | 10 | 0.16824
41555 | 6.867 | 1 | 365 | 7.8141 | 0.73653 | 8 | 0.55065
40612 | 6.615 | 1 | 365 | 7.5274 | 0.15904 | 7 | 0.68641
40595 | 7.65 | 1 | 365 | 8.7051 | 0.53086 | 9 | 0.23598
40587 | 7.5 | 1 | 365 | 8.5344 | 0.18712 | 8 | 0.72155
40690 | 5.4 | 1 | 365 | 6.1448 | 0.37473 | 6 | 0.51952
40543 | 5.72 | 1 | 365 | 6.5089 | 0.10804 | 6 | 0.61697
40695 | 9.45 | 1 | 365 | 10.7534 | 0.65577 | 11 | 0.40915
40736 | 6.3 | 1 | 365 | 7.1689 | 0.43718 | 7 | 0.6061
40648 | 8.4 | 1 | 365 | 9.5586 | 0.24957 | 9 | 0.80814
40665 | 5.67 | 1 | 365 | 6.452 | 0.99346 | 7 | 0.44549
40619 | 5.88 | 1 | 365 | 6.691 | 0.4747 | 7 | 0.1657
40627 | 9.18 | 1 | 365 | 10.4461 | 0.037035 | 10 | 0.48318
40682 | 3.42 | 1 | 365 | 3.8917 | 0.83733 | 4 | 0.72903
40701 | 4.65 | 1 | 365 | 5.2913 | 0.65601 | 5 | 0.94736
41602 | 10.8 | 1 | 365 | 12.2896 | 0.74945 | 13 | 0.039032
41604 | 10.71 | 1 | 365 | 12.1872 | 0.54321 | 12 | 0.73037
41605 | 9.075 | 1 | 365 | 10.3267 | 0.79642 | 11 | 0.12308
41662 | 7.15 | 1 | 365 | 8.1362 | 0.38505 | 8 | 0.52121
41663 | 8.25 | 1 | 365 | 9.3879 | 0.90583 | 10 | 0.29371
41675 | 5.1 | 1 | 365 | 5.8034 | 0.68724 | 6 | 0.49065
42402 | 11.275 | 1 | 365 | 12.8301 | 0.83797 | 13 | 0.66806
42403 | 8.5 | 1 | 365 | 9.6724 | 0.47874 | 10 | 0.15109
42408 | 7.15 | 1 | 365 | 8.1362 | 0.38505 | 8 | 0.52121
41461 | 9.45 | 1 | 365 | 10.7534 | 0.65577 | 11 | 0.40915
42533 | 7.8 | 1 | 365 | 8.8758 | 0.8746 | 9 | 0.75041
42584 | 7.83 | 1 | 365 | 8.9099 | 0.94335 | 9 | 0.8533
41859 | 5.985 | 1 | 365 | 6.8105 | 0.71532 | 7 | 0.5258
42648 | 7.02 | 1 | 365 | 7.9882 | 0.087144 | 8 | 0.075371
33942 | 13 | 1 | 365 | 14.793 | 0.79101 | 15 | 0.58402
42655 | 2.86 | 1 | 365 | 3.2545 | 0.55402 | 3 | 0.80848
33949 | 8.84 | 1 | 365 | 10.0592 | 0.25789 | 10 | 0.31713
42668 | 3.12 | 1 | 365 | 3.5503 | 0.14984 | 3 | 0.70016
34090 | 4.68 | 1 | 365 | 5.3255 | 0.72476 | 6 | 0.050247
42702 | 5.61 | 1 | 365 | 6.3838 | 0.85597 | 7 | 0.23972
34273 | 9.1 | 1 | 365 | 10.3551 | 0.85371 | 11 | 0.20881
42711 | 9.435 | 1 | 365 | 10.7363 | 0.6214 | 11 | 0.35771
41613 | 3.9 | 1 | 365 | 4.4379 | 0.9373 | 5 | 0.37521
42708 | 4.68 | 1 | 365 | 5.3255 | 0.72476 | 6 | 0.050247
42917 | 7.28 | 1 | 365 | 8.2841 | 0.68296 | 8 | 0.96705
43259 | 5.355 | 1 | 365 | 6.0936 | 0.2716 | 6 | 0.36519
43260 | 8.84 | 1 | 365 | 10.0592 | 0.25789 | 10 | 0.31713
42720 | 7.8 | 1 | 365 | 8.8758 | 0.8746 | 9 | 0.75041
43265 | 3.12 | 1 | 365 | 3.5503 | 0.14984 | 3 | 0.70016
43262 | 8.67 | 1 | 365 | 9.8658 | 0.86831 | 10 | 0.73411
43267 | 6.375 | 1 | 365 | 7.2543 | 0.60905 | 7 | 0.86332
23311 | 5.98 | 1 | 365 | 6.8048 | 0.70386 | 7 | 0.50865
23979 | 7.02 | 1 | 365 | 7.9882 | 0.087144 | 8 | 0.075371
24017 | 5.46 | 1 | 365 | 6.2131 | 0.51222 | 6 | 0.72529
24024 | 3.64 | 1 | 365 | 4.142 | 0.34148 | 4 | 0.48353
43270 | 11.7 | 1 | 365 | 13.3137 | 0.81191 | 14 | 0.12562
24242 | 8.58 | 1 | 365 | 9.7634 | 0.66207 | 10 | 0.42545
35863 | 4.16 | 1 | 365 | 4.7338 | 0.53312 | 5 | 0.26689
28145 | 4.08 | 1 | 365 | 4.6427 | 0.34979 | 4 | 0.99252
28146 | 4.335 | 1 | 365 | 4.9329 | 0.93416 | 5 | 0.86706
43301 | 5.46 | 1 | 365 | 6.2131 | 0.51222 | 6 | 0.72529
43302 | 3.64 | 1 | 365 | 4.142 | 0.34148 | 4 | 0.48353
43304 | 12.48 | 1 | 365 | 14.2013 | 0.59937 | 14 | 0.80066
43298 | 7.54 | 1 | 365 | 8.5799 | 0.27878 | 8 | 0.85873
43309 | 5.46 | 1 | 365 | 6.2131 | 0.51222 | 6 | 0.72529
42686 | 11.44 | 1 | 365 | 13.0179 | 0.21609 | 13 | 0.23394
43313 | 4.42 | 1 | 365 | 5.0296 | 0.12894 | 5 | 0.15857
42729 | 9.36 | 1 | 365 | 10.651 | 0.44953 | 11 | 0.10049
43307 | 8.84 | 1 | 365 | 10.0592 | 0.25789 | 10 | 0.31713
43314 | 2.86 | 1 | 365 | 3.2545 | 0.55402 | 3 | 0.80848
42741 | 5.355 | 1 | 365 | 6.0936 | 0.2716 | 6 | 0.36519
43317 | 4.68 | 1 | 365 | 5.3255 | 0.72476 | 6 | 0.050247
42775 | 7.65 | 1 | 365 | 8.7051 | 0.53086 | 9 | 0.23598
43320 | 4.68 | 1 | 365 | 5.3255 | 0.72476 | 6 | 0.050247
25104 | 6.24 | 1 | 365 | 7.1006 | 0.29968 | 7 | 0.40033
42759 | 6.5 | 1 | 365 | 7.3965 | 0.8955 | 8 | 0.29201
25185 | 4.68 | 1 | 365 | 5.3255 | 0.72476 | 6 | 0.050247
42790 | 6.875 | 1 | 365 | 7.8232 | 0.75486 | 8 | 0.57809
25195 | 4.68 | 1 | 365 | 5.3255 | 0.72476 | 6 | 0.050247
28336 | 3.38 | 1 | 365 | 3.8462 | 0.74566 | 4 | 0.59185
42795 | 4.4 | 1 | 365 | 5.0069 | 0.08311 | 5 | 0.089976
25223 | 4.16 | 1 | 365 | 4.7338 | 0.53312 | 5 | 0.26689
41355 | 7.8 | 1 | 365 | 8.8758 | 0.8746 | 9 | 0.75041
42833 | 7.28 | 1 | 365 | 8.2841 | 0.68296 | 8 | 0.96705
43319 | 10.92 | 1 | 365 | 12.4261 | 0.024447 | 12 | 0.45058
43327 | 3.9 | 1 | 365 | 4.4379 | 0.9373 | 5 | 0.37521
42834 | 4.335 | 1 | 365 | 4.9329 | 0.93416 | 5 | 0.86706
41405 | 8.58 | 1 | 365 | 9.7634 | 0.66207 | 10 | 0.42545
43326 | 3.64 | 1 | 365 | 4.142 | 0.34148 | 4 | 0.48353
42838 | 9.1 | 1 | 365 | 10.3551 | 0.85371 | 11 | 0.20881
41411 | 5.2 | 1 | 365 | 5.9172 | 0.9164 | 6 | 0.83361
43332 | 3.9 | 1 | 365 | 4.4379 | 0.9373 | 5 | 0.37521
41351 | 4.8 | 1 | 365 | 5.462 | 0.99976 | 6 | 0.46179
43330 | 3.9 | 1 | 365 | 4.4379 | 0.9373 | 5 | 0.37521
41363 | 8.415 | 1 | 365 | 9.5756 | 0.28395 | 9 | 0.85958
43336 | 11.44 | 1 | 365 | 13.0179 | 0.21609 | 13 | 0.23394
43329 | 10.66 | 1 | 365 | 12.1303 | 0.42863 | 12 | 0.5589
43343 | 8.32 | 1 | 365 | 9.4675 | 0.066245 | 9 | 0.53377
41597 | 6.48 | 1 | 365 | 7.3737 | 0.84967 | 8 | 0.22342
43337 | 8.215 | 1 | 365 | 9.348 | 0.82563 | 10 | 0.17367
41348 | 8.415 | 1 | 365 | 9.5756 | 0.28395 | 9 | 0.85958
41349 | 6.875 | 1 | 365 | 7.8232 | 0.75486 | 8 | 0.57809
43344 | 3.12 | 1 | 365 | 3.5503 | 0.14984 | 3 | 0.70016
41367 | 6.5 | 1 | 365 | 7.3965 | 0.8955 | 8 | 0.29201
43342 | 6.12 | 1 | 365 | 6.9641 | 0.02469 | 6 | 0.98878
41388 | 6.6 | 1 | 365 | 7.5103 | 0.12467 | 7 | 0.63496
41394 | 4.95 | 1 | 365 | 5.6327 | 0.3435 | 5 | 0.97622
41684 | 5.865 | 1 | 365 | 6.6739 | 0.44033 | 7 | 0.11425
41427 | 5.75 | 1 | 365 | 6.5431 | 0.17679 | 6 | 0.71985
41425 | 7.7 | 1 | 365 | 8.762 | 0.64544 | 9 | 0.40746
41441 | 3.924 | 1 | 365 | 4.4652 | 0.9923 | 5 | 0.45751
41520 | 6.25 | 1 | 365 | 7.112 | 0.3226 | 7 | 0.43462
41525 | 7.975 | 1 | 365 | 9.0749 | 0.27564 | 9 | 0.35058
41446 | 9.81 | 1 | 365 | 11.163 | 0.48075 | 11 | 0.64379
41530 | 7.15 | 1 | 365 | 8.1362 | 0.38505 | 8 | 0.52121
41537 | 4.125 | 1 | 365 | 4.6939 | 0.45292 | 5 | 0.14685
40705 | 7.848 | 1 | 365 | 8.9304 | 0.9846 | 9 | 0.91503
42036 | 9.135 | 1 | 365 | 10.3949 | 0.93391 | 11 | 0.32885
40568 | 5.46 | 1 | 365 | 6.2131 | 0.51222 | 6 | 0.72529
40660 | 7.62 | 1 | 365 | 8.671 | 0.46211 | 9 | 0.13309
41694 | 5.775 | 1 | 365 | 6.5715 | 0.23408 | 6 | 0.80559
41582 | 9.69 | 1 | 365 | 11.0265 | 0.20576 | 11 | 0.23224
41585 | 3.64 | 1 | 365 | 4.142 | 0.34148 | 4 | 0.48353
41719 | 2.75 | 1 | 365 | 3.1293 | 0.30194 | 3 | 0.43124
41586 | 8.25 | 1 | 365 | 9.3879 | 0.90583 | 10 | 0.29371
41587 | 9.35 | 1 | 365 | 10.6396 | 0.42661 | 11 | 0.066199
41726 | 4.5 | 1 | 365 | 5.1207 | 0.31227 | 5 | 0.43293
41589 | 5.865 | 1 | 365 | 6.6739 | 0.44033 | 7 | 0.11425
41476 | 5.804 | 1 | 365 | 6.6045 | 0.30054 | 6 | 0.90505
41735 | 4.275 | 1 | 365 | 4.8646 | 0.79666 | 5 | 0.66128
41731 | 8.525 | 1 | 365 | 9.7008 | 0.53603 | 10 | 0.23683
41744 | 10.66 | 1 | 365 | 12.1303 | 0.42863 | 12 | 0.5589
41751 | 7.02 | 1 | 365 | 7.9882 | 0.087144 | 8 | 0.075371
41747 | 10 | 1 | 365 | 11.3792 | 0.91616 | 12 | 0.2954
41745 | 3.825 | 1 | 365 | 4.3526 | 0.76543 | 5 | 0.11799
41755 | 13.26 | 1 | 365 | 15.0889 | 0.38683 | 15 | 0.4757
41763 | 9.625 | 1 | 365 | 10.9525 | 0.056804 | 11 | 0.0093225
41758 | 7.975 | 1 | 365 | 9.0749 | 0.27564 | 9 | 0.35058
41781 | 12 | 1 | 365 | 13.6551 | 0.49939 | 14 | 0.15448
41773 | 6.25 | 1 | 365 | 7.112 | 0.3226 | 7 | 0.43462
41792 | 5.61 | 1 | 365 | 6.3838 | 0.85597 | 7 | 0.23972
41795 | 9.075 | 1 | 365 | 10.3267 | 0.79642 | 11 | 0.12308
41804 | 3.5 | 1 | 365 | 3.9827 | 0.020656 | 4 | 0.00339
41815 | 6.325 | 1 | 365 | 7.1974 | 0.49447 | 7 | 0.69184
41821 | 6.325 | 1 | 365 | 7.1974 | 0.49447 | 7 | 0.69184
41832 | 12.1 | 1 | 365 | 13.7689 | 0.72855 | 14 | 0.49743
41824 | 6.6 | 1 | 365 | 7.5103 | 0.12467 | 7 | 0.63496
41842 | 8.16 | 1 | 365 | 9.2855 | 0.69959 | 9 | 0.98505
37408 | 6 | 1 | 365 | 6.8275 | 0.7497 | 7 | 0.57724
41862 | 3.85 | 1 | 365 | 4.381 | 0.82272 | 5 | 0.20373
41866 | 4.845 | 1 | 365 | 5.5132 | 0.10288 | 5 | 0.61612
41877 | 3.025 | 1 | 365 | 3.4422 | 0.93214 | 4 | 0.37436
41907 | 10.45 | 1 | 365 | 11.8913 | 0.94739 | 12 | 0.83869
41912 | 8.25 | 1 | 365 | 9.3879 | 0.90583 | 10 | 0.29371
41917 | 3.64 | 1 | 365 | 4.142 | 0.34148 | 4 | 0.48353
41923 | 6.325 | 1 | 365 | 7.1974 | 0.49447 | 7 | 0.69184
41925 | 10.175 | 1 | 365 | 11.5784 | 0.31719 | 11 | 0.89557
41933 | 6.875 | 1 | 365 | 7.8232 | 0.75486 | 8 | 0.57809
41944 | 6.325 | 1 | 365 | 7.1974 | 0.49447 | 7 | 0.69184
41878 | 11.75 | 1 | 365 | 13.3706 | 0.92649 | 14 | 0.29709
41950 | 4.675 | 1 | 365 | 5.3198 | 0.7133 | 6 | 0.033099
41930 | 12 | 1 | 365 | 13.6551 | 0.49939 | 14 | 0.15448
41939 | 5.72 | 1 | 365 | 6.5089 | 0.10804 | 6 | 0.61697
41955 | 7.7 | 1 | 365 | 8.762 | 0.64544 | 9 | 0.40746
41957 | 10.75 | 1 | 365 | 12.2327 | 0.63487 | 12 | 0.86755
41964 | 5.775 | 1 | 365 | 6.5715 | 0.23408 | 6 | 0.80559
41968 | 6.05 | 1 | 365 | 6.8844 | 0.86428 | 7 | 0.74872
41971 | 3.85 | 1 | 365 | 4.381 | 0.82272 | 5 | 0.20373
41970 | 8.25 | 1 | 365 | 9.3879 | 0.90583 | 10 | 0.29371
4341 | 10 | 1 | 365 | 11.3792 | 0.91616 | 12 | 0.2954
37635 | 5.1 | 1 | 365 | 5.8034 | 0.68724 | 6 | 0.49065
42040 | 3.025 | 1 | 365 | 3.4422 | 0.93214 | 4 | 0.37436
42045 | 8.64 | 1 | 365 | 9.8317 | 0.79956 | 10 | 0.63123
42052 | 11.275 | 1 | 365 | 12.8301 | 0.83797 | 13 | 0.66806
42060 | 9.35 | 1 | 365 | 10.6396 | 0.42661 | 11 | 0.066199
42048 | 6.6 | 1 | 365 | 7.5103 | 0.12467 | 7 | 0.63496
42061 | 11.55 | 1 | 365 | 13.143 | 0.46816 | 13 | 0.61119
42064 | 4.125 | 1 | 365 | 4.6939 | 0.45292 | 5 | 0.14685
42067 | 3.825 | 1 | 365 | 4.3526 | 0.76543 | 5 | 0.11799
42073 | 4.4 | 1 | 365 | 5.0069 | 0.08311 | 5 | 0.089976
42675 | 10.4 | 1 | 365 | 11.8344 | 0.83281 | 12 | 0.66722
42683 | 12.48 | 1 | 365 | 14.2013 | 0.59937 | 14 | 0.80066
41876 | 9 | 1 | 365 | 10.2413 | 0.62454 | 10 | 0.86586
41481 | 13.86 | 1 | 365 | 15.7716 | 0.7618 | 16 | 0.53342
41498 | 6.475 | 1 | 365 | 7.3681 | 0.83821 | 8 | 0.20627
41536 | 6 | 1 | 365 | 6.8275 | 0.7497 | 7 | 0.57724
42077 | 3.3 | 1 | 365 | 3.7551 | 0.56233 | 4 | 0.31748
42840 | 4.16 | 1 | 365 | 4.7338 | 0.53312 | 5 | 0.26689
15852 | 6.375 | 1 | 365 | 7.2543 | 0.60905 | 7 | 0.86332
42070 | 4 | 1 | 365 | 4.5517 | 0.16646 | 4 | 0.71816
42080 | 6.6 | 1 | 365 | 7.5103 | 0.12467 | 7 | 0.63496
22007 | 13 | 1 | 365 | 14.793 | 0.79101 | 15 | 0.58402
42089 | 6.25 | 1 | 365 | 7.112 | 0.3226 | 7 | 0.43462
42843 | 8.84 | 1 | 365 | 10.0592 | 0.25789 | 10 | 0.31713
22242 | 6.5 | 1 | 365 | 7.3965 | 0.8955 | 8 | 0.29201
42083 | 9.625 | 1 | 365 | 10.9525 | 0.056804 | 11 | 0.0093225
42090 | 7.14 | 1 | 365 | 8.1248 | 0.36214 | 8 | 0.48692
42104 | 3.3 | 1 | 365 | 3.7551 | 0.56233 | 4 | 0.31748
42100 | 6.05 | 1 | 365 | 6.8844 | 0.86428 | 7 | 0.74872
42092 | 5.61 | 1 | 365 | 6.3838 | 0.85597 | 7 | 0.23972
42113 | 7.395 | 1 | 365 | 8.4149 | 0.9465 | 9 | 0.36145
42111 | 7.5 | 1 | 365 | 8.5344 | 0.18712 | 8 | 0.72155
42112 | 4.675 | 1 | 365 | 5.3198 | 0.7133 | 6 | 0.033099
42120 | 9.9 | 1 | 365 | 11.2654 | 0.687 | 11 | 0.95245
42115 | 10.5 | 1 | 365 | 11.9482 | 0.061968 | 12 | 0.01017
42129 | 12.1 | 1 | 365 | 13.7689 | 0.72855 | 14 | 0.49743
42135 | 3.57 | 1 | 365 | 4.0624 | 0.18107 | 4 | 0.24346
42131 | 9.35 | 1 | 365 | 10.6396 | 0.42661 | 11 | 0.066199
42137 | 11.55 | 1 | 365 | 13.143 | 0.46816 | 13 | 0.61119
42140 | 5 | 1 | 365 | 5.6896 | 0.45808 | 6 | 0.1477
42151 | 11 | 1 | 365 | 12.5172 | 0.20778 | 12 | 0.72494
42849 | 12.74 | 1 | 365 | 14.4972 | 0.19519 | 14 | 0.69234
42139 | 9.435 | 1 | 365 | 10.7363 | 0.6214 | 11 | 0.35771
42162 | 9.88 | 1 | 365 | 11.2427 | 0.64117 | 11 | 0.88386
42149 | 10 | 1 | 365 | 11.3792 | 0.91616 | 12 | 0.2954
23334 | 7.8 | 1 | 365 | 8.8758 | 0.8746 | 9 | 0.75041
42165 | 5.46 | 1 | 365 | 6.2131 | 0.51222 | 6 | 0.72529
42167 | 4.16 | 1 | 365 | 4.7338 | 0.53312 | 5 | 0.26689
42148 | 5.225 | 1 | 365 | 5.9457 | 0.97369 | 6 | 0.91935
42150 | 8.8 | 1 | 365 | 10.0137 | 0.16622 | 10 | 0.17995
42176 | 5.7 | 1 | 365 | 6.4862 | 0.062211 | 6 | 0.54838
42214 | 5.565 | 1 | 365 | 6.3325 | 0.75284 | 7 | 0.08539
42182 | 5.2 | 1 | 365 | 5.9172 | 0.9164 | 6 | 0.83361
42209 | 3 | 1 | 365 | 3.4138 | 0.87485 | 4 | 0.28862
42188 | 3.64 | 1 | 365 | 4.142 | 0.34148 | 4 | 0.48353
42850 | 7.65 | 1 | 365 | 8.7051 | 0.53086 | 9 | 0.23598
42216 | 8.525 | 1 | 365 | 9.7008 | 0.53603 | 10 | 0.23683
42152 | 12.1 | 1 | 365 | 13.7689 | 0.72855 | 14 | 0.49743
23647 | 7.28 | 1 | 365 | 8.2841 | 0.68296 | 8 | 0.96705
42207 | 10.175 | 1 | 365 | 11.5784 | 0.31719 | 11 | 0.89557
42154 | 6 | 1 | 365 | 6.8275 | 0.7497 | 7 | 0.57724
42153 | 5.75 | 1 | 365 | 6.5431 | 0.17679 | 6 | 0.71985
42219 | 9.99 | 1 | 365 | 11.3679 | 0.89324 | 12 | 0.2611
42155 | 7.395 | 1 | 365 | 8.4149 | 0.9465 | 9 | 0.36145
42227 | 7.5 | 1 | 365 | 8.5344 | 0.18712 | 8 | 0.72155
42221 | 12.25 | 1 | 365 | 13.9396 | 0.072296 | 14 | 0.011865
42156 | 7.7 | 1 | 365 | 8.762 | 0.64544 | 9 | 0.40746
42230 | 6.625 | 1 | 365 | 7.5387 | 0.18196 | 7 | 0.7207
42161 | 7.7 | 1 | 365 | 8.762 | 0.64544 | 9 | 0.40746
42157 | 7.15 | 1 | 365 | 8.1362 | 0.38505 | 8 | 0.52121
42239 | 11.275 | 1 | 365 | 12.8301 | 0.83797 | 13 | 0.66806
42164 | 5.13 | 1 | 365 | 5.8376 | 0.75599 | 6 | 0.59354
42237 | 5.2 | 1 | 365 | 5.9172 | 0.9164 | 6 | 0.83361
42231 | 9.1 | 1 | 365 | 10.3551 | 0.85371 | 11 | 0.20881
42163 | 8.25 | 1 | 365 | 9.3879 | 0.90583 | 10 | 0.29371
42168 | 4.675 | 1 | 365 | 5.3198 | 0.7133 | 6 | 0.033099
42170 | 5.61 | 1 | 365 | 6.3838 | 0.85597 | 7 | 0.23972
42169 | 7.15 | 1 | 365 | 8.1362 | 0.38505 | 8 | 0.52121
42166 | 12.1 | 1 | 365 | 13.7689 | 0.72855 | 14 | 0.49743
42172 | 6.63 | 1 | 365 | 7.5444 | 0.19341 | 7 | 0.73785
42174 | 10.71 | 1 | 365 | 12.1872 | 0.54321 | 12 | 0.73037
42177 | 10.45 | 1 | 365 | 11.8913 | 0.94739 | 12 | 0.83869
42175 | 5.2 | 1 | 365 | 5.9172 | 0.9164 | 6 | 0.83361
42173 | 4.75 | 1 | 365 | 5.4051 | 0.88518 | 6 | 0.29031
42178 | 8.16 | 1 | 365 | 9.2855 | 0.69959 | 9 | 0.98505
42181 | 5.25 | 1 | 365 | 5.9741 | 0.030984 | 6 | 0.005085
42183 | 10.45 | 1 | 365 | 11.8913 | 0.94739 | 12 | 0.83869
41186 | 4.68 | 1 | 365 | 5.3255 | 0.72476 | 6 | 0.050247
42851 | 7.42 | 1 | 365 | 8.4434 | 0.0037907 | 8 | 0.44719
23653 | 15.08 | 1 | 365 | 17.1599 | 0.55757 | 17 | 0.71746
42854 | 8.84 | 1 | 365 | 10.0592 | 0.25789 | 10 | 0.31713
16649 | 11.475 | 1 | 365 | 13.0577 | 0.29629 | 13 | 0.35397
41547 | 11.97 | 1 | 365 | 13.621 | 0.43064 | 14 | 0.051594
23672 | 7.8 | 1 | 365 | 8.8758 | 0.8746 | 9 | 0.75041
42845 | 7.68 | 1 | 365 | 8.7393 | 0.59961 | 9 | 0.33887
42859 | 10.92 | 1 | 365 | 12.4261 | 0.024447 | 12 | 0.45058
42245 | 4.59 | 1 | 365 | 5.2231 | 0.51852 | 5 | 0.74159
42246 | 10.175 | 1 | 365 | 11.5784 | 0.31719 | 11 | 0.89557
42243 | 11.475 | 1 | 365 | 13.0577 | 0.29629 | 13 | 0.35397
42247 | 10.5 | 1 | 365 | 11.9482 | 0.061968 | 12 | 0.01017
24851 | 9.1 | 1 | 365 | 10.3551 | 0.85371 | 11 | 0.20881
42250 | 8.8 | 1 | 365 | 10.0137 | 0.16622 | 10 | 0.17995
42866 | 5.98 | 1 | 365 | 6.8048 | 0.70386 | 7 | 0.50865
42251 | 8.8 | 1 | 365 | 10.0137 | 0.16622 | 10 | 0.17995
42253 | 9.35 | 1 | 365 | 10.6396 | 0.42661 | 11 | 0.066199
42861 | 8.06 | 1 | 365 | 9.1717 | 0.47042 | 9 | 0.64209
42255 | 5 | 1 | 365 | 5.6896 | 0.45808 | 6 | 0.1477
42258 | 4.5 | 1 | 365 | 5.1207 | 0.31227 | 5 | 0.43293
27572 | 5.46 | 1 | 365 | 6.2131 | 0.51222 | 6 | 0.72529
21526 | 7.8 | 1 | 365 | 8.8758 | 0.8746 | 9 | 0.75041
42252 | 11.5 | 1 | 365 | 13.0861 | 0.35358 | 13 | 0.43971
42260 | 10.5 | 1 | 365 | 11.9482 | 0.061968 | 12 | 0.01017
42261 | 3.06 | 1 | 365 | 3.482 | 0.012345 | 3 | 0.49439
42262 | 4.88 | 1 | 365 | 5.5531 | 0.18309 | 5 | 0.73616
41300 | 16.5 | 1 | 365 | 18.7757 | 0.81166 | 19 | 0.58741
40669 | 4.48 | 1 | 365 | 5.0979 | 0.26644 | 5 | 0.36434
42277 | 4.335 | 1 | 365 | 4.9329 | 0.93416 | 5 | 0.86706
42286 | 3.575 | 1 | 365 | 4.0681 | 0.19253 | 4 | 0.26061
42291 | 5.775 | 1 | 365 | 6.5715 | 0.23408 | 6 | 0.80559
42876 | 8.32 | 1 | 365 | 9.4675 | 0.066245 | 9 | 0.53377
42293 | 8.8 | 1 | 365 | 10.0137 | 0.16622 | 10 | 0.17995
42295 | 5.775 | 1 | 365 | 6.5715 | 0.23408 | 6 | 0.80559
42313 | 9.9 | 1 | 365 | 11.2654 | 0.687 | 11 | 0.95245
42321 | 9.88 | 1 | 365 | 11.2427 | 0.64117 | 11 | 0.88386
42874 | 9.1 | 1 | 365 | 10.3551 | 0.85371 | 11 | 0.20881
42315 | 14.535 | 1 | 365 | 16.5397 | 0.30864 | 16 | 0.84836
42185 | 6.325 | 1 | 365 | 7.1974 | 0.49447 | 7 | 0.69184
21700 | 4.16 | 1 | 365 | 4.7338 | 0.53312 | 5 | 0.26689
42323 | 2.08 | 1 | 365 | 2.3669 | 0.76656 | 3 | 0.13344
42184 | 16 | 1 | 365 | 18.2068 | 0.66586 | 18 | 0.87264
22032 | 9.36 | 1 | 365 | 10.651 | 0.44953 | 11 | 0.10049
32220 | 12.22 | 1 | 365 | 13.9054 | 0.0035475 | 13 | 0.90898
42190 | 2.75 | 1 | 365 | 3.1293 | 0.30194 | 3 | 0.43124
42326 | 4.68 | 1 | 365 | 5.3255 | 0.72476 | 6 | 0.050247
42879 | 6.76 | 1 | 365 | 7.6924 | 0.49132 | 8 | 0.18369
42328 | 6.76 | 1 | 365 | 7.6924 | 0.49132 | 8 | 0.18369
42187 | 7.15 | 1 | 365 | 8.1362 | 0.38505 | 8 | 0.52121
42330 | 8.84 | 1 | 365 | 10.0592 | 0.25789 | 10 | 0.31713
42191 | 6.25 | 1 | 365 | 7.112 | 0.3226 | 7 | 0.43462
42331 | 3.64 | 1 | 365 | 4.142 | 0.34148 | 4 | 0.48353
42192 | 12 | 1 | 365 | 13.6551 | 0.49939 | 14 | 0.15448
42196 | 7 | 1 | 365 | 7.9655 | 0.041312 | 8 | 0.00678
42882 | 3.64 | 1 | 365 | 4.142 | 0.34148 | 4 | 0.48353
42201 | 6.6 | 1 | 365 | 7.5103 | 0.12467 | 7 | 0.63496
43076 | 13.52 | 1 | 365 | 15.3847 | 0.98265 | 16 | 0.36738
42199 | 8.67 | 1 | 365 | 9.8658 | 0.86831 | 10 | 0.73411
41572 | 9.45 | 1 | 365 | 10.7534 | 0.65577 | 11 | 0.40915
42202 | 10.6 | 1 | 365 | 12.062 | 0.29113 | 12 | 0.35312
43087 | 5.1 | 1 | 365 | 5.8034 | 0.68724 | 6 | 0.49065
43092 | 3 | 1 | 365 | 3.4138 | 0.87485 | 4 | 0.28862
42881 | 9.18 | 1 | 365 | 10.4461 | 0.037035 | 10 | 0.48318
43095 | 11.73 | 1 | 365 | 13.3478 | 0.88066 | 14 | 0.2285
42889 | 3.9 | 1 | 365 | 4.4379 | 0.9373 | 5 | 0.37521
43107 | 7.7 | 1 | 365 | 8.762 | 0.64544 | 9 | 0.40746
43111 | 3.825 | 1 | 365 | 4.3526 | 0.76543 | 5 | 0.11799
43108 | 6.24 | 1 | 365 | 7.1006 | 0.29968 | 7 | 0.40033
31226 | 6.12 | 1 | 365 | 6.9641 | 0.02469 | 6 | 0.98878
41905 | 5.13 | 1 | 365 | 5.8376 | 0.75599 | 6 | 0.59354
43125 | 5.1 | 1 | 365 | 5.8034 | 0.68724 | 6 | 0.49065
42886 | 5.46 | 1 | 365 | 6.2131 | 0.51222 | 6 | 0.72529
43164 | 6 | 1 | 365 | 6.8275 | 0.7497 | 7 | 0.57724
43173 | 9.18 | 1 | 365 | 10.4461 | 0.037035 | 10 | 0.48318
31390 | 3.38 | 1 | 365 | 3.8462 | 0.74566 | 4 | 0.59185
32221 | 8.06 | 1 | 365 | 9.1717 | 0.47042 | 9 | 0.64209
41969 | 12 | 1 | 365 | 13.6551 | 0.49939 | 14 | 0.15448
31378 | 6.76 | 1 | 365 | 7.6924 | 0.49132 | 8 | 0.18369
32520 | 3.9 | 1 | 365 | 4.4379 | 0.9373 | 5 | 0.37521
41962 | 8.85 | 1 | 365 | 10.0706 | 0.2808 | 10 | 0.35143
32545 | 4.16 | 1 | 365 | 4.7338 | 0.53312 | 5 | 0.26689
41985 | 7.905 | 1 | 365 | 8.9953 | 0.11522 | 9 | 0.11051
42010 | 6.6 | 1 | 365 | 7.5103 | 0.12467 | 7 | 0.63496
43324 | 5.72 | 1 | 365 | 6.5089 | 0.10804 | 6 | 0.61697
42041 | 4.5 | 1 | 365 | 5.1207 | 0.31227 | 5 | 0.43293
42062 | 11.025 | 1 | 365 | 12.5456 | 0.26507 | 12 | 0.81068
42087 | 7.2 | 1 | 365 | 8.1931 | 0.49964 | 8 | 0.69269
36375 | 2.34 | 1 | 365 | 2.6627 | 0.36238 | 3 | 0.025124
42107 | 11.4 | 1 | 365 | 12.9723 | 0.12442 | 13 | 0.096756
32245 | 8.58 | 1 | 365 | 9.7634 | 0.66207 | 10 | 0.42545
43359 | 3.6 | 1 | 365 | 4.0965 | 0.24982 | 4 | 0.34634
15906 | 8.415 | 1 | 365 | 9.5756 | 0.28395 | 9 | 0.85958
43367 | 9.36 | 1 | 365 | 10.651 | 0.44953 | 11 | 0.10049
27437 | 7.395 | 1 | 365 | 8.4149 | 0.9465 | 9 | 0.36145
43377 | 5.4 | 1 | 365 | 6.1448 | 0.37473 | 6 | 0.51952
16778 | 8.67 | 1 | 365 | 9.8658 | 0.86831 | 10 | 0.73411
43383 | 8.4 | 1 | 365 | 9.5586 | 0.24957 | 9 | 0.80814
43387 | 8.7 | 1 | 365 | 9.8999 | 0.93706 | 10 | 0.837
43404 | 3.3 | 1 | 365 | 3.7551 | 0.56233 | 4 | 0.31748
43415 | 5.4 | 1 | 365 | 6.1448 | 0.37473 | 6 | 0.51952
22228 | 4.42 | 1 | 365 | 5.0296 | 0.12894 | 5 | 0.15857
29058 | 9.88 | 1 | 365 | 11.2427 | 0.64117 | 11 | 0.88386
43408 | 14.88 | 1 | 365 | 16.9323 | 0.099246 | 17 | 0.031555
22224 | 4.94 | 1 | 365 | 5.6213 | 0.32058 | 5 | 0.94193
22741 | 9.88 | 1 | 365 | 11.2427 | 0.64117 | 11 | 0.88386
22307 | 4.94 | 1 | 365 | 5.6213 | 0.32058 | 5 | 0.94193
27169 | 5.72 | 1 | 365 | 6.5089 | 0.10804 | 6 | 0.61697
43156 | 6.885 | 1 | 365 | 7.8346 | 0.77778 | 8 | 0.61238
42847 | 8.58 | 1 | 365 | 9.7634 | 0.66207 | 10 | 0.42545
31932 | 4.68 | 1 | 365 | 5.3255 | 0.72476 | 6 | 0.050247
31221 | 4.94 | 1 | 365 | 5.6213 | 0.32058 | 5 | 0.94193
43517 | 13 | 1 | 365 | 14.793 | 0.79101 | 15 | 0.58402
42839 | 2.08 | 1 | 365 | 2.3669 | 0.76656 | 3 | 0.13344
43536 | 4.2 | 1 | 365 | 4.7793 | 0.62479 | 5 | 0.40407
41864 | 6 | 1 | 365 | 6.8275 | 0.7497 | 7 | 0.57724
43545 | 24.9 | 1 | 365 | 28.3343 | 0.061238 | 28 | 0.39555
43568 | 7.8 | 1 | 365 | 8.8758 | 0.8746 | 9 | 0.75041
43577 | 14.28 | 1 | 365 | 16.2496 | 0.72428 | 16 | 0.97383
43578 | 9.18 | 1 | 365 | 10.4461 | 0.037035 | 10 | 0.48318
43579 | 11.59 | 1 | 365 | 13.1885 | 0.55983 | 13 | 0.74837
43352 | 7.28 | 1 | 365 | 8.2841 | 0.68296 | 8 | 0.96705
42114 | 4.59 | 1 | 365 | 5.2231 | 0.51852 | 5 | 0.74159
43347 | 8.84 | 1 | 365 | 10.0592 | 0.25789 | 10 | 0.31713
43363 | 11.44 | 1 | 365 | 13.0179 | 0.21609 | 13 | 0.23394
43354 | 10.14 | 1 | 365 | 11.5385 | 0.23699 | 11 | 0.77554
43360 | 8.925 | 1 | 365 | 10.156 | 0.45267 | 10 | 0.60864
43425 | 5.2 | 1 | 365 | 5.9172 | 0.9164 | 6 | 0.83361
43364 | 6.24 | 1 | 365 | 7.1006 | 0.29968 | 7 | 0.40033
43610 | 7.8 | 1 | 365 | 8.8758 | 0.8746 | 9 | 0.75041
43381 | 6.5 | 1 | 365 | 7.3965 | 0.8955 | 8 | 0.29201
43380 | 8.415 | 1 | 365 | 9.5756 | 0.28395 | 9 | 0.85958
43615 | 10.8 | 1 | 365 | 12.2896 | 0.74945 | 13 | 0.039032
43394 | 2.08 | 1 | 365 | 2.3669 | 0.76656 | 3 | 0.13344
43392 | 8.84 | 1 | 365 | 10.0592 | 0.25789 | 10 | 0.31713
43395 | 10.4 | 1 | 365 | 11.8344 | 0.83281 | 12 | 0.66722
44173 | 11.7 | 1 | 365 | 13.3137 | 0.81191 | 14 | 0.12562
43400 | 4.59 | 1 | 365 | 5.2231 | 0.51852 | 5 | 0.74159
43632 | 5.46 | 1 | 365 | 6.2131 | 0.51222 | 6 | 0.72529
44174 | 4.4 | 1 | 365 | 5.0069 | 0.08311 | 5 | 0.089976
43436 | 7.54 | 1 | 365 | 8.5799 | 0.27878 | 8 | 0.85873
44185 | 7.44 | 1 | 365 | 8.4662 | 0.049623 | 8 | 0.51578
43439 | 11.7 | 1 | 365 | 13.3137 | 0.81191 | 14 | 0.12562
44205 | 2.475 | 1 | 365 | 2.8164 | 0.67175 | 3 | 0.48811
43450 | 4.94 | 1 | 365 | 5.6213 | 0.32058 | 5 | 0.94193
44207 | 11.77 | 1 | 365 | 13.3934 | 0.97232 | 14 | 0.36569
43483 | 4.42 | 1 | 365 | 5.0296 | 0.12894 | 5 | 0.15857
44044 | 6.24 | 1 | 365 | 7.1006 | 0.29968 | 7 | 0.40033
43492 | 10.4 | 1 | 365 | 11.8344 | 0.83281 | 12 | 0.66722
44046 | 10.5 | 1 | 365 | 11.9482 | 0.061968 | 12 | 0.01017
43497 | 7.54 | 1 | 365 | 8.5799 | 0.27878 | 8 | 0.85873
44063 | 6.9 | 1 | 365 | 7.8517 | 0.81215 | 8 | 0.66383
44001 | 7.02 | 1 | 365 | 7.9882 | 0.087144 | 8 | 0.075371
43502 | 9.88 | 1 | 365 | 11.2427 | 0.64117 | 11 | 0.88386
41819 | 7.56 | 1 | 365 | 8.6027 | 0.32462 | 8 | 0.92732
43636 | 1.55 | 1 | 365 | 1.7638 | 0.552 | 2 | 0.31579
43504 | 10.66 | 1 | 365 | 12.1303 | 0.42863 | 12 | 0.5589
43511 | 3.9 | 1 | 365 | 4.4379 | 0.9373 | 5 | 0.37521
43508 | 15.9 | 1 | 365 | 18.093 | 0.43669 | 18 | 0.52969
43655 | 6.84 | 1 | 365 | 7.7834 | 0.67465 | 8 | 0.45805
44068 | 3.64 | 1 | 365 | 4.142 | 0.34148 | 4 | 0.48353
43538 | 7.54 | 1 | 365 | 8.5799 | 0.27878 | 8 | 0.85873
43560 | 12.48 | 1 | 365 | 14.2013 | 0.59937 | 14 | 0.80066
44077 | 7.194 | 1 | 365 | 8.1862 | 0.48589 | 8 | 0.67211
43570 | 5.2 | 1 | 365 | 5.9172 | 0.9164 | 6 | 0.83361
44081 | 5.13 | 1 | 365 | 5.8376 | 0.75599 | 6 | 0.59354
44443 | 4.94 | 1 | 365 | 5.6213 | 0.32058 | 5 | 0.94193
44083 | 9.12 | 1 | 365 | 10.3779 | 0.89954 | 11 | 0.2774
44444 | 6.24 | 1 | 365 | 7.1006 | 0.29968 | 7 | 0.40033
43614 | 3.24 | 1 | 365 | 3.6869 | 0.42484 | 4 | 0.11171
44085 | 6.48 | 1 | 365 | 7.3737 | 0.84967 | 8 | 0.22342
44086 | 6.48 | 1 | 365 | 7.3737 | 0.84967 | 8 | 0.22342
44445 | 10.66 | 1 | 365 | 12.1303 | 0.42863 | 12 | 0.5589
44088 | 5.94 | 1 | 365 | 6.7593 | 0.6122 | 7 | 0.37147
43662 | 8.7 | 1 | 365 | 9.8999 | 0.93706 | 10 | 0.837
44449 | 2.34 | 1 | 365 | 2.6627 | 0.36238 | 3 | 0.025124
27368 | 5.75 | 1 | 365 | 6.5431 | 0.17679 | 6 | 0.71985
14452 | 14 | 1 | 365 | 15.9309 | 0.082624 | 16 | 0.01356
44089 | 11.34 | 1 | 365 | 12.9041 | 0.98693 | 13 | 0.89098
43109 | 4.335 | 1 | 365 | 4.9329 | 0.93416 | 5 | 0.86706
44455 | 6.5 | 1 | 365 | 7.3965 | 0.8955 | 8 | 0.29201
44090 | 7.02 | 1 | 365 | 7.9882 | 0.087144 | 8 | 0.075371
14590 | 9.945 | 1 | 365 | 11.3167 | 0.79012 | 12 | 0.10678
44091 | 9.18 | 1 | 365 | 10.4461 | 0.037035 | 10 | 0.48318
27424 | 5.355 | 1 | 365 | 6.0936 | 0.2716 | 6 | 0.36519
44407 | 6.24 | 1 | 365 | 7.1006 | 0.29968 | 7 | 0.40033
15779 | 7.905 | 1 | 365 | 8.9953 | 0.11522 | 9 | 0.11051
44283 | 9.12 | 1 | 365 | 10.3779 | 0.89954 | 11 | 0.2774
27426 | 14.025 | 1 | 365 | 15.9594 | 0.13991 | 16 | 0.099299
44312 | 3.3 | 1 | 365 | 3.7551 | 0.56233 | 4 | 0.31748
44292 | 8.04 | 1 | 365 | 9.1489 | 0.42459 | 9 | 0.5735
17512 | 8.06 | 1 | 365 | 9.1717 | 0.47042 | 9 | 0.64209
44457 | 7.8 | 1 | 365 | 8.8758 | 0.8746 | 9 | 0.75041
44305 | 5.5 | 1 | 365 | 6.2586 | 0.60389 | 6 | 0.86247
43674 | 10.66 | 1 | 365 | 12.1303 | 0.42863 | 12 | 0.5589
44454 | 4.16 | 1 | 365 | 4.7338 | 0.53312 | 5 | 0.26689
44304 | 10.92 | 1 | 365 | 12.4261 | 0.024447 | 12 | 0.45058
44458 | 9.88 | 1 | 365 | 11.2427 | 0.64117 | 11 | 0.88386
43685 | 6.24 | 1 | 365 | 7.1006 | 0.29968 | 7 | 0.40033
18281 | 5.2 | 1 | 365 | 5.9172 | 0.9164 | 6 | 0.83361
44459 | 9.88 | 1 | 365 | 11.2427 | 0.64117 | 11 | 0.88386
25525 | 3.64 | 1 | 365 | 4.142 | 0.34148 | 4 | 0.48353
18634 | 5.46 | 1 | 365 | 6.2131 | 0.51222 | 6 | 0.72529
25545 | 4.68 | 1 | 365 | 5.3255 | 0.72476 | 6 | 0.050247
27618 | 6.76 | 1 | 365 | 7.6924 | 0.49132 | 8 | 0.18369
44320 | 5.72 | 1 | 365 | 6.5089 | 0.10804 | 6 | 0.61697
20435 | 8.5 | 1 | 365 | 9.6724 | 0.47874 | 10 | 0.15109
26683 | 9.1 | 1 | 365 | 10.3551 | 0.85371 | 11 | 0.20881
44460 | 4.42 | 1 | 365 | 5.0296 | 0.12894 | 5 | 0.15857
20503 | 9.88 | 1 | 365 | 11.2427 | 0.64117 | 11 | 0.88386
43696 | 7.8 | 1 | 365 | 8.8758 | 0.8746 | 9 | 0.75041
20601 | 4.86 | 1 | 365 | 5.5303 | 0.13725 | 5 | 0.66756
33557 | 9.36 | 1 | 365 | 10.651 | 0.44953 | 11 | 0.10049
44323 | 9.156 | 1 | 365 | 10.4188 | 0.98204 | 11 | 0.40087
22546 | 6.24 | 1 | 365 | 7.1006 | 0.29968 | 7 | 0.40033
27519 | 15.34 | 1 | 365 | 17.4558 | 0.15339 | 17 | 0.60914
44324 | 10.92 | 1 | 365 | 12.4261 | 0.024447 | 12 | 0.45058
35274 | 58.31 | 0.9 | 365 | 59.7171 | 0.26172 | 59 | 0.97883
26842 | 10.92 | 1 | 365 | 12.4261 | 0.024447 | 12 | 0.45058
44329 | 9.36 | 1 | 365 | 10.651 | 0.44953 | 11 | 0.10049
26854 | 8.06 | 1 | 365 | 9.1717 | 0.47042 | 9 | 0.64209
44462 | 4.16 | 1 | 365 | 4.7338 | 0.53312 | 5 | 0.26689
33565 | 7.8 | 1 | 365 | 8.8758 | 0.8746 | 9 | 0.75041
44461 | 7.685 | 1 | 365 | 8.7449 | 0.61107 | 9 | 0.35601
44463 | 10.66 | 1 | 365 | 12.1303 | 0.42863 | 12 | 0.5589
33869 | 11.7 | 1 | 365 | 13.3137 | 0.81191 | 14 | 0.12562
44466 | 5.36 | 1 | 365 | 6.0993 | 0.28306 | 6 | 0.38233
33963 | 5.72 | 1 | 365 | 6.5089 | 0.10804 | 6 | 0.61697
44436 | 12.74 | 1 | 365 | 14.4972 | 0.19519 | 14 | 0.69234
44426 | 3.06 | 1 | 365 | 3.482 | 0.012345 | 3 | 0.49439
44232 | 6.24 | 1 | 365 | 7.1006 | 0.29968 | 7 | 0.40033
32731 | 10.14 | 1 | 365 | 11.5385 | 0.23699 | 11 | 0.77554
44218 | 6.875 | 1 | 365 | 7.8232 | 0.75486 | 8 | 0.57809
34193 | 4.94 | 1 | 365 | 5.6213 | 0.32058 | 5 | 0.94193
43749 | 8.1 | 1 | 365 | 9.2172 | 0.56209 | 9 | 0.77927
34409 | 7.28 | 1 | 365 | 8.2841 | 0.68296 | 8 | 0.96705
44401 | 5.94 | 1 | 365 | 6.7593 | 0.6122 | 7 | 0.37147
35942 | 4.42 | 1 | 365 | 5.0296 | 0.12894 | 5 | 0.15857
44423 | 7.65 | 1 | 365 | 8.7051 | 0.53086 | 9 | 0.23598
35959 | 5.72 | 1 | 365 | 6.5089 | 0.10804 | 6 | 0.61697
44342 | 11.04 | 1 | 365 | 12.5627 | 0.29944 | 12 | 0.86212
44247 | 16.53 | 1 | 365 | 18.8099 | 0.88041 | 19 | 0.6903
44249 | 13.52 | 1 | 365 | 15.3847 | 0.98265 | 16 | 0.36738
43051 | 5.46 | 1 | 365 | 6.2131 | 0.51222 | 6 | 0.72529
44252 | 5.46 | 1 | 365 | 6.2131 | 0.51222 | 6 | 0.72529
43723 | 3.12 | 1 | 365 | 3.5503 | 0.14984 | 3 | 0.70016
44254 | 5.72 | 1 | 365 | 6.5089 | 0.10804 | 6 | 0.61697
43727 | 7.28 | 1 | 365 | 8.2841 | 0.68296 | 8 | 0.96705
44262 | 8.32 | 1 | 365 | 9.4675 | 0.066245 | 9 | 0.53377
44264 | 11.44 | 1 | 365 | 13.0179 | 0.21609 | 13 | 0.23394
44345 | 2.75 | 1 | 365 | 3.1293 | 0.30194 | 3 | 0.43124
44265 | 8.84 | 1 | 365 | 10.0592 | 0.25789 | 10 | 0.31713
43102 | 5.46 | 1 | 365 | 6.2131 | 0.51222 | 6 | 0.72529
44266 | 4.68 | 1 | 365 | 5.3255 | 0.72476 | 6 | 0.050247
35989 | 8.58 | 1 | 365 | 9.7634 | 0.66207 | 10 | 0.42545
44268 | 5.2 | 1 | 365 | 5.9172 | 0.9164 | 6 | 0.83361
44347 | 15 | 1 | 365 | 17.0689 | 0.37424 | 17 | 0.4431
44271 | 5.72 | 1 | 365 | 6.5089 | 0.10804 | 6 | 0.61697
43458 | 5.2 | 1 | 365 | 5.9172 | 0.9164 | 6 | 0.83361
44438 | 6.76 | 1 | 365 | 7.6924 | 0.49132 | 8 | 0.18369
44440 | 11.96 | 1 | 365 | 13.6096 | 0.40773 | 14 | 0.017298
43106 | 2.6 | 1 | 365 | 2.9586 | 0.9582 | 3 | 0.9168
37786 | 8.58 | 1 | 365 | 9.7634 | 0.66207 | 10 | 0.42545
39124 | 11.18 | 1 | 365 | 12.722 | 0.62027 | 13 | 0.34226
42904 | 11.96 | 1 | 365 | 13.6096 | 0.40773 | 14 | 0.017298
32866 | 7.28 | 1 | 365 | 8.2841 | 0.68296 | 8 | 0.96705
43809 | 13.26 | 1 | 365 | 15.0889 | 0.38683 | 15 | 0.4757
43812 | 4.16 | 1 | 365 | 4.7338 | 0.53312 | 5 | 0.26689
44354 | 3.35 | 1 | 365 | 3.812 | 0.67691 | 4 | 0.48896
43823 | 7.8 | 1 | 365 | 8.8758 | 0.8746 | 9 | 0.75041
43851 | 5.25 | 1 | 365 | 5.9741 | 0.030984 | 6 | 0.005085
44464 | 5.98 | 1 | 365 | 6.8048 | 0.70386 | 7 | 0.50865
43855 | 3.315 | 1 | 365 | 3.7722 | 0.59671 | 4 | 0.36893
44467 | 5.2 | 1 | 365 | 5.9172 | 0.9164 | 6 | 0.83361
43857 | 6.375 | 1 | 365 | 7.2543 | 0.60905 | 7 | 0.86332
43862 | 5.865 | 1 | 365 | 6.6739 | 0.44033 | 7 | 0.11425
44358 | 3.99 | 1 | 365 | 4.5403 | 0.14355 | 4 | 0.68386
43863 | 6.12 | 1 | 365 | 6.9641 | 0.02469 | 6 | 0.98878
43899 | 8.175 | 1 | 365 | 9.3025 | 0.73396 | 10 | 0.03649
43877 | 7.14 | 1 | 365 | 8.1248 | 0.36214 | 8 | 0.48692
43865 | 10 | 1 | 365 | 11.3792 | 0.91616 | 12 | 0.2954
44375 | 6.54 | 1 | 365 | 7.442 | 0.98717 | 8 | 0.42919
43868 | 4.845 | 1 | 365 | 5.5132 | 0.10288 | 5 | 0.61612
44382 | 7.56 | 1 | 365 | 8.6027 | 0.32462 | 8 | 0.92732
43870 | 10.25 | 1 | 365 | 11.6637 | 0.48906 | 12 | 0.15278
44813 | 5.72 | 1 | 365 | 6.5089 | 0.10804 | 6 | 0.61697
43879 | 5.75 | 1 | 365 | 6.5431 | 0.17679 | 6 | 0.71985
44798 | 4.68 | 1 | 365 | 5.3255 | 0.72476 | 6 | 0.050247
44564 | 5.2 | 1 | 365 | 5.9172 | 0.9164 | 6 | 0.83361
43423 | 8.502 | 1 | 365 | 9.6746 | 0.48332 | 10 | 0.15795
43960 | 5.795 | 1 | 365 | 6.5943 | 0.27991 | 6 | 0.87418
44390 | 6.71 | 1 | 365 | 7.6355 | 0.37674 | 8 | 0.012213
43986 | 9.6 | 1 | 365 | 10.9241 | 0.99951 | 11 | 0.92358
44403 | 6.3 | 1 | 365 | 7.1689 | 0.43718 | 7 | 0.6061
43457 | 8.32 | 1 | 365 | 9.4675 | 0.066245 | 9 | 0.53377
44421 | 5.13 | 1 | 365 | 5.8376 | 0.75599 | 6 | 0.59354
44631 | 5.4 | 1 | 365 | 6.1448 | 0.37473 | 6 | 0.51952
24106 | 4.08 | 1 | 365 | 4.6427 | 0.34979 | 4 | 0.99252
44701 | 7.5 | 1 | 365 | 8.5344 | 0.18712 | 8 | 0.72155
44714 | 6 | 1 | 365 | 6.8275 | 0.7497 | 7 | 0.57724
44718 | 4 | 1 | 365 | 4.5517 | 0.16646 | 4 | 0.71816
44724 | 4.88 | 1 | 365 | 5.5531 | 0.18309 | 5 | 0.73616
44734 | 5.4 | 1 | 365 | 6.1448 | 0.37473 | 6 | 0.51952
44741 | 4.845 | 1 | 365 | 5.5132 | 0.10288 | 5 | 0.61612
44470 | 10.36 | 1 | 365 | 11.7889 | 0.74114 | 12 | 0.53003
44473 | 6.54 | 1 | 365 | 7.442 | 0.98717 | 8 | 0.42919
44477 | 4.578 | 1 | 365 | 5.2094 | 0.49102 | 5 | 0.70043
44498 | 3 | 1 | 365 | 3.4138 | 0.87485 | 4 | 0.28862
44041 | 7.54 | 1 | 365 | 8.5799 | 0.27878 | 8 | 0.85873
33808 | 8.58 | 1 | 365 | 9.7634 | 0.66207 | 10 | 0.42545
21536 | 10.445 | 1 | 365 | 11.8856 | 0.93593 | 12 | 0.82155
31771 | 2.34 | 1 | 365 | 2.6627 | 0.36238 | 3 | 0.025124
43998 | 8.58 | 1 | 365 | 9.7634 | 0.66207 | 10 | 0.42545
32214 | 3.64 | 1 | 365 | 4.142 | 0.34148 | 4 | 0.48353
30857 | 4.94 | 1 | 365 | 5.6213 | 0.32058 | 5 | 0.94193
32438 | 5.355 | 1 | 365 | 6.0936 | 0.2716 | 6 | 0.36519
37681 | 3.12 | 1 | 365 | 3.5503 | 0.14984 | 3 | 0.70016
41080 | 2.86 | 1 | 365 | 3.2545 | 0.55402 | 3 | 0.80848
43257 | 12.22 | 1 | 365 | 13.9054 | 0.0035475 | 13 | 0.90898
43663 | 5.2 | 1 | 365 | 5.9172 | 0.9164 | 6 | 0.83361
43668 | 8.58 | 1 | 365 | 9.7634 | 0.66207 | 10 | 0.42545
44623 | 11.44 | 1 | 365 | 13.0179 | 0.21609 | 13 | 0.23394
42392 | 5.46 | 1 | 365 | 6.2131 | 0.51222 | 6 | 0.72529
21086 | 10.92 | 1 | 365 | 12.4261 | 0.024447 | 12 | 0.45058
21285 | 9.1 | 1 | 365 | 10.3551 | 0.85371 | 11 | 0.20881
21517 | 8.06 | 1 | 365 | 9.1717 | 0.47042 | 9 | 0.64209
21288 | 4.16 | 1 | 365 | 4.7338 | 0.53312 | 5 | 0.26689
21513 | 5.2 | 1 | 365 | 5.9172 | 0.9164 | 6 | 0.83361
44596 | 12.22 | 1 | 365 | 13.9054 | 0.0035475 | 13 | 0.90898
44597 | 5.72 | 1 | 365 | 6.5089 | 0.10804 | 6 | 0.61697
44608 | 5.72 | 1 | 365 | 6.5089 | 0.10804 | 6 | 0.61697
44603 | 6.5 | 1 | 365 | 7.3965 | 0.8955 | 8 | 0.29201
44626 | 4.94 | 1 | 365 | 5.6213 | 0.32058 | 5 | 0.94193
44643 | 2.86 | 1 | 365 | 3.2545 | 0.55402 | 3 | 0.80848
44676 | 8.925 | 1 | 365 | 10.156 | 0.45267 | 10 | 0.60864
44650 | 9.36 | 1 | 365 | 10.651 | 0.44953 | 11 | 0.10049
44645 | 12.22 | 1 | 365 | 13.9054 | 0.0035475 | 13 | 0.90898
44690 | 8.32 | 1 | 365 | 9.4675 | 0.066245 | 9 | 0.53377
44692 | 8.06 | 1 | 365 | 9.1717 | 0.47042 | 9 | 0.64209
44696 | 7.54 | 1 | 365 | 8.5799 | 0.27878 | 8 | 0.85873
44695 | 11.7 | 1 | 365 | 13.3137 | 0.81191 | 14 | 0.12562
44719 | 6.24 | 1 | 365 | 7.1006 | 0.29968 | 7 | 0.40033
44722 | 7.8 | 1 | 365 | 8.8758 | 0.8746 | 9 | 0.75041
44691 | 12.495 | 1 | 365 | 14.2184 | 0.63374 | 14 | 0.8521
44742 | 11.96 | 1 | 365 | 13.6096 | 0.40773 | 14 | 0.017298
44728 | 9.62 | 1 | 365 | 10.9468 | 0.045346 | 10 | 0.99217
43666 | 6.76 | 1 | 365 | 7.6924 | 0.49132 | 8 | 0.18369
44198 | 5.98 | 1 | 365 | 6.8048 | 0.70386 | 7 | 0.50865
44124 | 11.44 | 1 | 365 | 13.0179 | 0.21609 | 13 | 0.23394
44133 | 4.75 | 1 | 365 | 5.4051 | 0.88518 | 6 | 0.29031
44811 | 4.68 | 1 | 365 | 5.3255 | 0.72476 | 6 | 0.050247
44815 | 8.925 | 1 | 365 | 10.156 | 0.45267 | 10 | 0.60864
44773 | 4.94 | 1 | 365 | 5.6213 | 0.32058 | 5 | 0.94193
44816 | 7.02 | 1 | 365 | 7.9882 | 0.087144 | 8 | 0.075371
44820 | 6.76 | 1 | 365 | 7.6924 | 0.49132 | 8 | 0.18369
44828 | 9.1 | 1 | 365 | 10.3551 | 0.85371 | 11 | 0.20881
44840 | 7.54 | 1 | 365 | 8.5799 | 0.27878 | 8 | 0.85873
44842 | 3.64 | 1 | 365 | 4.142 | 0.34148 | 4 | 0.48353
44846 | 2.86 | 1 | 365 | 3.2545 | 0.55402 | 3 | 0.80848
44843 | 11.475 | 1 | 365 | 13.0577 | 0.29629 | 13 | 0.35397
44832 | 7.02 | 1 | 365 | 7.9882 | 0.087144 | 8 | 0.075371
44844 | 7.28 | 1 | 365 | 8.2841 | 0.68296 | 8 | 0.96705
44849 | 4.16 | 1 | 365 | 4.7338 | 0.53312 | 5 | 0.26689
44847 | 11.44 | 1 | 365 | 13.0179 | 0.21609 | 13 | 0.23394
44848 | 9.62 | 1 | 365 | 10.9468 | 0.045346 | 10 | 0.99217
44851 | 4.68 | 1 | 365 | 5.3255 | 0.72476 | 6 | 0.050247
44859 | 4.16 | 1 | 365 | 4.7338 | 0.53312 | 5 | 0.26689
44876 | 10.14 | 1 | 365 | 11.5385 | 0.23699 | 11 | 0.77554
44882 | 4.42 | 1 | 365 | 5.0296 | 0.12894 | 5 | 0.15857
44893 | 3.64 | 1 | 365 | 4.142 | 0.34148 | 4 | 0.48353
44899 | 6.24 | 1 | 365 | 7.1006 | 0.29968 | 7 | 0.40033
44897 | 6.76 | 1 | 365 | 7.6924 | 0.49132 | 8 | 0.18369
44910 | 5.72 | 1 | 365 | 6.5089 | 0.10804 | 6 | 0.61697
41776 | 8.16 | 1 | 365 | 9.2855 | 0.69959 | 9 | 0.98505
25530 | 13 | 1 | 365 | 14.793 | 0.79101 | 15 | 0.58402
43836 | 6.76 | 1 | 365 | 7.6924 | 0.49132 | 8 | 0.18369
43968 | 7.98 | 1 | 365 | 9.0806 | 0.2871 | 9 | 0.36773
31379 | 5.25 | 1 | 365 | 5.9741 | 0.030984 | 6 | 0.005085
30736 | 14 | 1 | 365 | 15.9309 | 0.082624 | 16 | 0.01356
31921 | 95.16 | 0.9 | 365 | 97.4564 | 0.26316 | 97 | 0.71952
44767 | 5.46 | 1 | 365 | 6.2131 | 0.51222 | 6 | 0.72529
44769 | 4.16 | 1 | 365 | 4.7338 | 0.53312 | 5 | 0.26689
43558 | 7.95 | 1 | 365 | 9.0465 | 0.21835 | 9 | 0.26484
43544 | 7.95 | 1 | 365 | 9.0465 | 0.21835 | 9 | 0.26484
43533 | 8.48 | 1 | 365 | 9.6496 | 0.4329 | 10 | 0.082499
43524 | 5.3 | 1 | 365 | 6.031 | 0.14556 | 6 | 0.17656
44786 | 9.01 | 1 | 365 | 10.2527 | 0.64746 | 10 | 0.90016
44761 | 6.24 | 1 | 365 | 7.1006 | 0.29968 | 7 | 0.40033
43466 | 6.36 | 1 | 365 | 7.2372 | 0.57468 | 7 | 0.81187
44803 | 7.95 | 1 | 365 | 9.0465 | 0.21835 | 9 | 0.26484
43449 | 9.54 | 1 | 365 | 10.8558 | 0.86202 | 11 | 0.71781
43205 | 6.36 | 1 | 365 | 7.2372 | 0.57468 | 7 | 0.81187
43424 | 8.48 | 1 | 365 | 9.6496 | 0.4329 | 10 | 0.082499
43179 | 9.54 | 1 | 365 | 10.8558 | 0.86202 | 11 | 0.71781
43184 | 3.76 | 1 | 365 | 4.2786 | 0.61648 | 4 | 0.89507
43431 | 6.89 | 1 | 365 | 7.8403 | 0.78923 | 8 | 0.62953
43162 | 8.93 | 1 | 365 | 10.1617 | 0.46413 | 10 | 0.62579
43138 | 5.3 | 1 | 365 | 6.031 | 0.14556 | 6 | 0.17656
43422 | 8.745 | 1 | 365 | 9.9511 | 0.040182 | 9 | 0.99133
43132 | 3.29 | 1 | 365 | 3.7438 | 0.53942 | 4 | 0.28319
43124 | 4.24 | 1 | 365 | 4.8248 | 0.71645 | 5 | 0.54125
43460 | 13.4 | 1 | 365 | 15.2482 | 0.70765 | 15 | 0.95584
43418 | 3.71 | 1 | 365 | 4.2217 | 0.5019 | 4 | 0.72359
43416 | 8.745 | 1 | 365 | 9.9511 | 0.040182 | 9 | 0.99133
43410 | 5.3 | 1 | 365 | 6.031 | 0.14556 | 6 | 0.17656
43405 | 9.4 | 1 | 365 | 10.6965 | 0.54119 | 11 | 0.23768
43399 | 5.52 | 1 | 365 | 6.2813 | 0.64972 | 6 | 0.93106
43389 | 5.76 | 1 | 365 | 6.5544 | 0.19971 | 6 | 0.75415
43382 | 6.72 | 1 | 365 | 7.6468 | 0.39966 | 8 | 0.046509
43375 | 7.2 | 1 | 365 | 8.1931 | 0.49964 | 8 | 0.69269
43368 | 8.58 | 1 | 365 | 9.7634 | 0.66207 | 10 | 0.42545
43365 | 7.95 | 1 | 365 | 9.0465 | 0.21835 | 9 | 0.26484
43088 | 6 | 1 | 365 | 6.8275 | 0.7497 | 7 | 0.57724
43461 | 8.175 | 1 | 365 | 9.3025 | 0.73396 | 10 | 0.03649
43357 | 6.36 | 1 | 365 | 7.2372 | 0.57468 | 7 | 0.81187
43083 | 5.3 | 1 | 365 | 6.031 | 0.14556 | 6 | 0.17656
43346 | 6.89 | 1 | 365 | 7.8403 | 0.78923 | 8 | 0.62953
43067 | 7.75 | 1 | 365 | 8.8189 | 0.76002 | 9 | 0.57893
44937 | 7.8 | 1 | 365 | 8.8758 | 0.8746 | 9 | 0.75041
43464 | 6.9 | 1 | 365 | 7.8517 | 0.81215 | 8 | 0.66383
45084 | 6.76 | 1 | 365 | 7.6924 | 0.49132 | 8 | 0.18369
43465 | 10.005 | 1 | 365 | 11.3849 | 0.92762 | 12 | 0.31255
45106 | 9.45 | 1 | 365 | 10.7534 | 0.65577 | 11 | 0.40915
45187 | 7.25 | 1 | 365 | 8.2499 | 0.61422 | 8 | 0.86416
45198 | 5.61 | 1 | 365 | 6.3838 | 0.85597 | 7 | 0.23972
43469 | 9.52 | 1 | 365 | 10.833 | 0.81618 | 11 | 0.64922
45209 | 11 | 1 | 365 | 12.5172 | 0.20778 | 12 | 0.72494
43472 | 5.2 | 1 | 365 | 5.9172 | 0.9164 | 6 | 0.83361
45226 | 11.44 | 1 | 365 | 13.0179 | 0.21609 | 13 | 0.23394
45418 | 9.72 | 1 | 365 | 11.0606 | 0.27451 | 11 | 0.33513
45421 | 6.6 | 1 | 365 | 7.5103 | 0.12467 | 7 | 0.63496
11140 | 1300 | 1 | 365 | 1479.3012 | 0.1008 | 1479 | 0.402
45422 | 10.08 | 1 | 365 | 11.4703 | 0.099489 | 11 | 0.56976
44011 | 5.46 | 1 | 365 | 6.2131 | 0.51222 | 6 | 0.72529
45408 | 8.96 | 1 | 365 | 10.1958 | 0.53288 | 10 | 0.72868
45405 | 2.75 | 1 | 365 | 3.1293 | 0.30194 | 3 | 0.43124
45424 | 10.2 | 1 | 365 | 11.6068 | 0.37448 | 11 | 0.98131
43476 | 12 | 1 | 365 | 13.6551 | 0.49939 | 14 | 0.15448
27114 | 5.7 | 1 | 365 | 6.4862 | 0.062211 | 6 | 0.54838
45435 | 7.44 | 1 | 365 | 8.4662 | 0.049623 | 8 | 0.51578
44024 | 12.825 | 1 | 365 | 14.5939 | 0.38998 | 14 | 0.98385
45533 | 6.885 | 1 | 365 | 7.8346 | 0.77778 | 8 | 0.61238
44794 | 6.375 | 1 | 365 | 7.2543 | 0.60905 | 7 | 0.86332
44034 | 9 | 1 | 365 | 10.2413 | 0.62454 | 10 | 0.86586
45188 | 13.52 | 1 | 365 | 15.3847 | 0.98265 | 16 | 0.36738
45166 | 3.597 | 1 | 365 | 4.0931 | 0.24294 | 4 | 0.33606
44753 | 8.4 | 1 | 365 | 9.5586 | 0.24957 | 9 | 0.80814
45203 | 9 | 1 | 365 | 10.2413 | 0.62454 | 10 | 0.86586
44045 | 5.72 | 1 | 365 | 6.5089 | 0.10804 | 6 | 0.61697
44371 | 3.965 | 1 | 365 | 4.5119 | 0.086257 | 4 | 0.59813
44787 | 11.772 | 1 | 365 | 13.3956 | 0.9769 | 14 | 0.37254
45196 | 3.06 | 1 | 365 | 3.482 | 0.012345 | 3 | 0.49439
45200 | 4.8 | 1 | 365 | 5.462 | 0.99976 | 6 | 0.46179
43488 | 8.4 | 1 | 365 | 9.5586 | 0.24957 | 9 | 0.80814
45201 | 8.1 | 1 | 365 | 9.2172 | 0.56209 | 9 | 0.77927
45278 | 8.06 | 1 | 365 | 9.1717 | 0.47042 | 9 | 0.64209
43512 | 5.72 | 1 | 365 | 6.5089 | 0.10804 | 6 | 0.61697
45344 | 8.7 | 1 | 365 | 9.8999 | 0.93706 | 10 | 0.837
43515 | 2.7 | 1 | 365 | 3.0724 | 0.18736 | 3 | 0.25976
45349 | 9.3 | 1 | 365 | 10.5827 | 0.31203 | 10 | 0.89472
43516 | 5.7 | 1 | 365 | 6.4862 | 0.062211 | 6 | 0.54838
43503 | 4.275 | 1 | 365 | 4.8646 | 0.79666 | 5 | 0.66128
45499 | 5.72 | 1 | 365 | 6.5089 | 0.10804 | 6 | 0.61697
45500 | 11.76 | 1 | 365 | 13.382 | 0.9494 | 14 | 0.33139
43528 | 7.93 | 1 | 365 | 9.0237 | 0.17251 | 9 | 0.19625
45505 | 10 | 1 | 365 | 11.3792 | 0.91616 | 12 | 0.2954
31509 | 12.48 | 1 | 365 | 14.2013 | 0.59937 | 14 | 0.80066
44102 | 4.94 | 1 | 365 | 5.6213 | 0.32058 | 5 | 0.94193
27884 | 15.555 | 1 | 365 | 17.7004 | 0.64609 | 18 | 0.34649
31977 | 3.12 | 1 | 365 | 3.5503 | 0.14984 | 3 | 0.70016
29876 | 3.38 | 1 | 365 | 3.8462 | 0.74566 | 4 | 0.59185
33084 | 5.1 | 1 | 365 | 5.8034 | 0.68724 | 6 | 0.49065
44103 | 9.1 | 1 | 365 | 10.3551 | 0.85371 | 11 | 0.20881
35563 | 3.64 | 1 | 365 | 4.142 | 0.34148 | 4 | 0.48353
44260 | 2.86 | 1 | 365 | 3.2545 | 0.55402 | 3 | 0.80848
21023 | 4.68 | 1 | 365 | 5.3255 | 0.72476 | 6 | 0.050247
44291 | 6.5 | 1 | 365 | 7.3965 | 0.8955 | 8 | 0.29201
44111 | 3.825 | 1 | 365 | 4.3526 | 0.76543 | 5 | 0.11799
44554 | 9.36 | 1 | 365 | 10.651 | 0.44953 | 11 | 0.10049
44114 | 4.8 | 1 | 365 | 5.462 | 0.99976 | 6 | 0.46179
44108 | 7.28 | 1 | 365 | 8.2841 | 0.68296 | 8 | 0.96705
34456 | 3.12 | 1 | 365 | 3.5503 | 0.14984 | 3 | 0.70016
44116 | 5.04 | 1 | 365 | 5.7351 | 0.54974 | 6 | 0.28488
44121 | 9.88 | 1 | 365 | 11.2427 | 0.64117 | 11 | 0.88386
44237 | 5.98 | 1 | 365 | 6.8048 | 0.70386 | 7 | 0.50865
44571 | 4.16 | 1 | 365 | 4.7338 | 0.53312 | 5 | 0.26689
44586 | 6.24 | 1 | 365 | 7.1006 | 0.29968 | 7 | 0.40033
44576 | 6.5 | 1 | 365 | 7.3965 | 0.8955 | 8 | 0.29201
43543 | 6.3 | 1 | 365 | 7.1689 | 0.43718 | 7 | 0.6061
16454 | 12.24 | 1 | 365 | 13.9282 | 0.04938 | 13 | 0.97757
29253 | 5.355 | 1 | 365 | 6.0936 | 0.2716 | 6 | 0.36519
14919 | 10.2 | 1 | 365 | 11.6068 | 0.37448 | 11 | 0.98131
22033 | 9.62 | 1 | 365 | 10.9468 | 0.045346 | 10 | 0.99217
22143 | 12.74 | 1 | 365 | 14.4972 | 0.19519 | 14 | 0.69234
45296 | 5.98 | 1 | 365 | 6.8048 | 0.70386 | 7 | 0.50865
24096 | 7.54 | 1 | 365 | 8.5799 | 0.27878 | 8 | 0.85873
43562 | 8.25 | 1 | 365 | 9.3879 | 0.90583 | 10 | 0.29371
27570 | 10.965 | 1 | 365 | 12.4773 | 0.12757 | 12 | 0.60491
31782 | 7.28 | 1 | 365 | 8.2841 | 0.68296 | 8 | 0.96705
31693 | 5.2 | 1 | 365 | 5.9172 | 0.9164 | 6 | 0.83361
44953 | 3.64 | 1 | 365 | 4.142 | 0.34148 | 4 | 0.48353
43572 | 6.24 | 1 | 365 | 7.1006 | 0.29968 | 7 | 0.40033
44988 | 4.68 | 1 | 365 | 5.3255 | 0.72476 | 6 | 0.050247
44625 | 5.98 | 1 | 365 | 6.8048 | 0.70386 | 7 | 0.50865
44097 | 22.68 | 1 | 365 | 25.8081 | 0.97385 | 26 | 0.78197
45306 | 11.7 | 1 | 365 | 13.3137 | 0.81191 | 14 | 0.12562
33987 | 304.2 | 0.9 | 365 | 311.5408 | 0.39863 | 311 | 0.93946
45006 | 7.28 | 1 | 365 | 8.2841 | 0.68296 | 8 | 0.96705
34743 | 60.39 | 0.9 | 365 | 61.8473 | 0.55162 | 62 | 0.39893
45037 | 11.44 | 1 | 365 | 13.0179 | 0.21609 | 13 | 0.23394
45354 | 5.72 | 1 | 365 | 6.5089 | 0.10804 | 6 | 0.61697
45358 | 16.64 | 1 | 365 | 18.9351 | 0.13249 | 19 | 0.067546
27571 | 8.16 | 1 | 365 | 9.2855 | 0.69959 | 9 | 0.98505
45369 | 5.2 | 1 | 365 | 5.9172 | 0.9164 | 6 | 0.83361
45652 | 11.96 | 1 | 365 | 13.6096 | 0.40773 | 14 | 0.017298
29861 | 7.28 | 1 | 365 | 8.2841 | 0.68296 | 8 | 0.96705
43907 | 3.78 | 1 | 365 | 4.3014 | 0.66231 | 4 | 0.96366
30259 | 5.2 | 1 | 365 | 5.9172 | 0.9164 | 6 | 0.83361
32481 | 4.16 | 1 | 365 | 4.7338 | 0.53312 | 5 | 0.26689
44829 | 5.46 | 1 | 365 | 6.2131 | 0.51222 | 6 | 0.72529
43912 | 9.01 | 1 | 365 | 10.2527 | 0.64746 | 10 | 0.90016
44998 | 9.88 | 1 | 365 | 11.2427 | 0.64117 | 11 | 0.88386
31457 | 11.7 | 1 | 365 | 13.3137 | 0.81191 | 14 | 0.12562
44946 | 7.395 | 1 | 365 | 8.4149 | 0.9465 | 9 | 0.36145
44943 | 2.6 | 1 | 365 | 2.9586 | 0.9582 | 3 | 0.9168
44945 | 7.42 | 1 | 365 | 8.4434 | 0.0037907 | 8 | 0.44719
43918 | 7.848 | 1 | 365 | 8.9304 | 0.9846 | 9 | 0.91503
44962 | 2.295 | 1 | 365 | 2.6115 | 0.25926 | 2 | 0.87079
45004 | 4.335 | 1 | 365 | 4.9329 | 0.93416 | 5 | 0.86706
43903 | 10.791 | 1 | 365 | 12.2793 | 0.72883 | 13 | 0.0081661
44970 | 9.1 | 1 | 365 | 10.3551 | 0.85371 | 11 | 0.20881
43906 | 3.9 | 1 | 365 | 4.4379 | 0.9373 | 5 | 0.37521
45026 | 7.54 | 1 | 365 | 8.5799 | 0.27878 | 8 | 0.85873
45015 | 5.46 | 1 | 365 | 6.2131 | 0.51222 | 6 | 0.72529
43921 | 8.4 | 1 | 365 | 9.5586 | 0.24957 | 9 | 0.80814
45019 | 10.455 | 1 | 365 | 11.897 | 0.95885 | 12 | 0.85584
45046 | 5.2 | 1 | 365 | 5.9172 | 0.9164 | 6 | 0.83361
45058 | 5.98 | 1 | 365 | 6.8048 | 0.70386 | 7 | 0.50865
45060 | 7.65 | 1 | 365 | 8.7051 | 0.53086 | 9 | 0.23598
45059 | 6.375 | 1 | 365 | 7.2543 | 0.60905 | 7 | 0.86332
45054 | 9.1 | 1 | 365 | 10.3551 | 0.85371 | 11 | 0.20881
45083 | 3.445 | 1 | 365 | 3.9201 | 0.89462 | 4 | 0.81477
45076 | 3.315 | 1 | 365 | 3.7722 | 0.59671 | 4 | 0.36893
45794 | 9.72 | 1 | 365 | 11.0606 | 0.27451 | 11 | 0.33513
45798 | 10.455 | 1 | 365 | 11.897 | 0.95885 | 12 | 0.85584
45802 | 7.75 | 1 | 365 | 8.8189 | 0.76002 | 9 | 0.57893
45859 | 8.25 | 1 | 365 | 9.3879 | 0.90583 | 10 | 0.29371
45861 | 3.64 | 1 | 365 | 4.142 | 0.34148 | 4 | 0.48353
45863 | 4.2 | 1 | 365 | 4.7793 | 0.62479 | 5 | 0.40407
45508 | 6.615 | 1 | 365 | 7.5274 | 0.15904 | 7 | 0.68641
45896 | 7.56 | 1 | 365 | 8.6027 | 0.32462 | 8 | 0.92732
45736 | 8.58 | 1 | 365 | 9.7634 | 0.66207 | 10 | 0.42545
45745 | 7.28 | 1 | 365 | 8.2841 | 0.68296 | 8 | 0.96705
45720 | 7.02 | 1 | 365 | 7.9882 | 0.087144 | 8 | 0.075371
32452 | 7.8 | 1 | 365 | 8.8758 | 0.8746 | 9 | 0.75041
32784 | 4.42 | 1 | 365 | 5.0296 | 0.12894 | 5 | 0.15857
27432 | 1.785 | 1 | 365 | 2.0312 | 0.090535 | 2 | 0.12173
29104 | 6.76 | 1 | 365 | 7.6924 | 0.49132 | 8 | 0.18369
32306 | 8.84 | 1 | 365 | 10.0592 | 0.25789 | 10 | 0.31713
32050 | 3.38 | 1 | 365 | 3.8462 | 0.74566 | 4 | 0.59185
32177 | 5.98 | 1 | 365 | 6.8048 | 0.70386 | 7 | 0.50865
45436 | 8.32 | 1 | 365 | 9.4675 | 0.066245 | 9 | 0.53377
32157 | 5.2 | 1 | 365 | 5.9172 | 0.9164 | 6 | 0.83361
32170 | 7.8 | 1 | 365 | 8.8758 | 0.8746 | 9 | 0.75041
32398 | 4.16 | 1 | 365 | 4.7338 | 0.53312 | 5 | 0.26689
32416 | 4.42 | 1 | 365 | 5.0296 | 0.12894 | 5 | 0.15857
32515 | 8.32 | 1 | 365 | 9.4675 | 0.066245 | 9 | 0.53377
45458 | 7.8 | 1 | 365 | 8.8758 | 0.8746 | 9 | 0.75041
43923 | 9.483 | 1 | 365 | 10.7909 | 0.73139 | 11 | 0.52233
32722 | 6.24 | 1 | 365 | 7.1006 | 0.29968 | 7 | 0.40033
34873 | 192.92 | 0.9 | 365 | 197.5755 | 0.8887 | 198 | 0.46417
27874 | 8.06 | 1 | 365 | 9.1717 | 0.47042 | 9 | 0.64209
45087 | 9.01 | 1 | 365 | 10.2527 | 0.64746 | 10 | 0.90016
44156 | 6 | 1 | 365 | 6.8275 | 0.7497 | 7 | 0.57724
45073 | 4.94 | 1 | 365 | 5.6213 | 0.32058 | 5 | 0.94193
45092 | 5.61 | 1 | 365 | 6.3838 | 0.85597 | 7 | 0.23972
43932 | 10.464 | 1 | 365 | 11.9072 | 0.97947 | 12 | 0.88671
45097 | 5.46 | 1 | 365 | 6.2131 | 0.51222 | 6 | 0.72529
32982 | 649.8 | 0.8 | 365 | 591.5384 | 0.27366 | 591 | 0.81207
45109 | 10.14 | 1 | 365 | 11.5385 | 0.23699 | 11 | 0.77554
44641 | 57.72 | 0.9 | 365 | 59.1129 | 0.044868 | 59 | 0.15774
36205 | 73 | 0.9 | 365 | 74.7616 | 0.55917 | 75 | 0.32078
45102 | 4.68 | 1 | 365 | 5.3255 | 0.72476 | 6 | 0.050247
37660 | 10.98 | 1 | 365 | 12.4944 | 0.16194 | 12 | 0.65635
45112 | 3.64 | 1 | 365 | 4.142 | 0.34148 | 4 | 0.48353
45115 | 14.3 | 1 | 365 | 16.2723 | 0.77011 | 17 | 0.042422
43947 | 5.7 | 1 | 365 | 6.4862 | 0.062211 | 6 | 0.54838
45114 | 13.25 | 1 | 365 | 15.0775 | 0.36391 | 15 | 0.4414
43950 | 6.213 | 1 | 365 | 7.0699 | 0.23781 | 7 | 0.30773
45124 | 3.9 | 1 | 365 | 4.4379 | 0.9373 | 5 | 0.37521
45133 | 8.06 | 1 | 365 | 9.1717 | 0.47042 | 9 | 0.64209
43951 | 3.75 | 1 | 365 | 4.2672 | 0.59356 | 4 | 0.86078
43957 | 3.38 | 1 | 365 | 3.8462 | 0.74566 | 4 | 0.59185
44025 | 5.2 | 1 | 365 | 5.9172 | 0.9164 | 6 | 0.83361
44026 | 9.1 | 1 | 365 | 10.3551 | 0.85371 | 11 | 0.20881
44027 | 5.2 | 1 | 365 | 5.9172 | 0.9164 | 6 | 0.83361
45134 | 5.83 | 1 | 365 | 6.6341 | 0.36012 | 6 | 0.99422
31442 | 6.76 | 1 | 365 | 7.6924 | 0.49132 | 8 | 0.18369
16845 | 7.8 | 1 | 365 | 8.8758 | 0.8746 | 9 | 0.75041
45123 | 9.36 | 1 | 365 | 10.651 | 0.44953 | 11 | 0.10049
45135 | 11.96 | 1 | 365 | 13.6096 | 0.40773 | 14 | 0.017298
45504 | 13.515 | 1 | 365 | 15.379 | 0.97119 | 16 | 0.35023
45149 | 4.335 | 1 | 365 | 4.9329 | 0.93416 | 5 | 0.86706
27913 | 13 | 1 | 365 | 14.793 | 0.79101 | 15 | 0.58402
32368 | 4.68 | 1 | 365 | 5.3255 | 0.72476 | 6 | 0.050247
45144 | 7.65 | 1 | 365 | 8.7051 | 0.53086 | 9 | 0.23598
45524 | 9.36 | 1 | 365 | 10.651 | 0.44953 | 11 | 0.10049
45154 | 4.335 | 1 | 365 | 4.9329 | 0.93416 | 5 | 0.86706
29142 | 12.495 | 1 | 365 | 14.2184 | 0.63374 | 14 | 0.8521
29238 | 5.2 | 1 | 365 | 5.9172 | 0.9164 | 6 | 0.83361
42892 | 4.94 | 1 | 365 | 5.6213 | 0.32058 | 5 | 0.94193
45165 | 4.16 | 1 | 365 | 4.7338 | 0.53312 | 5 | 0.26689
32397 | 5.98 | 1 | 365 | 6.8048 | 0.70386 | 7 | 0.50865
41729 | 5.1 | 1 | 365 | 5.8034 | 0.68724 | 6 | 0.49065
32421 | 6.5 | 1 | 365 | 7.3965 | 0.8955 | 8 | 0.29201
21262 | 5.2 | 1 | 365 | 5.9172 | 0.9164 | 6 | 0.83361
46147 | 8.32 | 1 | 365 | 9.4675 | 0.066245 | 9 | 0.53377
37065 | 4 | 1 | 365 | 4.5517 | 0.16646 | 4 | 0.71816
45449 | 10.92 | 1 | 365 | 12.4261 | 0.024447 | 12 | 0.45058
41943 | 9.88 | 1 | 365 | 11.2427 | 0.64117 | 11 | 0.88386
46156 | 6.5 | 1 | 365 | 7.3965 | 0.8955 | 8 | 0.29201
42594 | 6.54 | 1 | 365 | 7.442 | 0.98717 | 8 | 0.42919
42848 | 6.063 | 1 | 365 | 6.8992 | 0.89407 | 7 | 0.7933
46163 | 7.54 | 1 | 365 | 8.5799 | 0.27878 | 8 | 0.85873
42870 | 5.2 | 1 | 365 | 5.9172 | 0.9164 | 6 | 0.83361
41886 | 3.27 | 1 | 365 | 3.721 | 0.49358 | 4 | 0.2146
44049 | 9.9 | 1 | 365 | 11.2654 | 0.687 | 11 | 0.95245
5831 | 318.06 | 1 | 365 | 361.9281 | 0.87138 | 362 | 0.79949
44107 | 11 | 1 | 365 | 12.5172 | 0.20778 | 12 | 0.72494
44048 | 7.521 | 1 | 365 | 8.5583 | 0.23524 | 8 | 0.79357
44050 | 8.175 | 1 | 365 | 9.3025 | 0.73396 | 10 | 0.03649
45243 | 7.25 | 1 | 365 | 8.2499 | 0.61422 | 8 | 0.86416
38097 | 88.5 | 0.9 | 365 | 90.6356 | 0.52721 | 91 | 0.16286
46189 | 4.24 | 1 | 365 | 4.8248 | 0.71645 | 5 | 0.54125
46225 | 24.2 | 1 | 365 | 27.5378 | 0.45711 | 27 | 0.99487
45155 | 6.095 | 1 | 365 | 6.9356 | 0.9674 | 7 | 0.90305
46215 | 5.98 | 1 | 365 | 6.8048 | 0.70386 | 7 | 0.50865
27416 | 4.08 | 1 | 365 | 4.6427 | 0.34979 | 4 | 0.99252
45179 | 9.1 | 1 | 365 | 10.3551 | 0.85371 | 11 | 0.20881
22208 | 5.46 | 1 | 365 | 6.2131 | 0.51222 | 6 | 0.72529
22449 | 6.5 | 1 | 365 | 7.3965 | 0.8955 | 8 | 0.29201
33260 | 8.84 | 1 | 365 | 10.0592 | 0.25789 | 10 | 0.31713
24530 | 5.47 | 1 | 365 | 6.2244 | 0.53514 | 6 | 0.75958
45182 | 17.16 | 1 | 365 | 19.5268 | 0.32413 | 19 | 0.85091
29262 | 6.885 | 1 | 365 | 7.8346 | 0.77778 | 8 | 0.61238
33954 | 5.72 | 1 | 365 | 6.5089 | 0.10804 | 6 | 0.61697
32715 | 3.12 | 1 | 365 | 3.5503 | 0.14984 | 3 | 0.70016
45631 | 5.72 | 1 | 365 | 6.5089 | 0.10804 | 6 | 0.61697
45202 | 11.7 | 1 | 365 | 13.3137 | 0.81191 | 14 | 0.12562
26980 | 4.16 | 1 | 365 | 4.7338 | 0.53312 | 5 | 0.26689
45212 | 8.84 | 1 | 365 | 10.0592 | 0.25789 | 10 | 0.31713
45437 | 8.58 | 1 | 365 | 9.7634 | 0.66207 | 10 | 0.42545
45214 | 4.42 | 1 | 365 | 5.0296 | 0.12894 | 5 | 0.15857
34279 | 5.2 | 1 | 365 | 5.9172 | 0.9164 | 6 | 0.83361
45495 | 8.32 | 1 | 365 | 9.4675 | 0.066245 | 9 | 0.53377
45446 | 8.58 | 1 | 365 | 9.7634 | 0.66207 | 10 | 0.42545
45541 | 7.28 | 1 | 365 | 8.2841 | 0.68296 | 8 | 0.96705
45452 | 5.46 | 1 | 365 | 6.2131 | 0.51222 | 6 | 0.72529
45562 | 3.64 | 1 | 365 | 4.142 | 0.34148 | 4 | 0.48353
45519 | 4.16 | 1 | 365 | 4.7338 | 0.53312 | 5 | 0.26689
16769 | 2.45 | 1 | 365 | 2.7879 | 0.61446 | 3 | 0.40237
45528 | 8.91 | 1 | 365 | 10.1389 | 0.4183 | 10 | 0.5572
45677 | 12.48 | 1 | 365 | 14.2013 | 0.59937 | 14 | 0.80066
45553 | 14.56 | 1 | 365 | 16.5682 | 0.36593 | 16 | 0.9341
45633 | 5.98 | 1 | 365 | 6.8048 | 0.70386 | 7 | 0.50865
45288 | 3.975 | 1 | 365 | 4.5232 | 0.10917 | 4 | 0.63242
45283 | 11.44 | 1 | 365 | 13.0179 | 0.21609 | 13 | 0.23394
45532 | 8.64 | 1 | 365 | 9.8317 | 0.79956 | 10 | 0.63123
45294 | 6.24 | 1 | 365 | 7.1006 | 0.29968 | 7 | 0.40033
45291 | 15.08 | 1 | 365 | 17.1599 | 0.55757 | 17 | 0.71746
45298 | 11.395 | 1 | 365 | 12.9666 | 0.11296 | 13 | 0.079608
45302 | 12.455 | 1 | 365 | 14.1728 | 0.54208 | 14 | 0.71492
45534 | 12.099 | 1 | 365 | 13.7677 | 0.72626 | 14 | 0.494
45643 | 4.16 | 1 | 365 | 4.7338 | 0.53312 | 5 | 0.26689
45654 | 7.02 | 1 | 365 | 7.9882 | 0.087144 | 8 | 0.075371
45548 | 8.1 | 1 | 365 | 9.2172 | 0.56209 | 9 | 0.77927
45328 | 9.1 | 1 | 365 | 10.3551 | 0.85371 | 11 | 0.20881
45345 | 13.52 | 1 | 365 | 15.3847 | 0.98265 | 16 | 0.36738
45564 | 4.59 | 1 | 365 | 5.2231 | 0.51852 | 5 | 0.74159
37045 | 9.36 | 1 | 365 | 10.651 | 0.44953 | 11 | 0.10049
45454 | 10.07 | 1 | 365 | 11.4589 | 0.076573 | 11 | 0.53547
37083 | 7.28 | 1 | 365 | 8.2841 | 0.68296 | 8 | 0.96705
37938 | 7.28 | 1 | 365 | 8.2841 | 0.68296 | 8 | 0.96705
45414 | 6.89 | 1 | 365 | 7.8403 | 0.78923 | 8 | 0.62953
45289 | 3.12 | 1 | 365 | 3.5503 | 0.14984 | 3 | 0.70016
45450 | 9.1 | 1 | 365 | 10.3551 | 0.85371 | 11 | 0.20881
28568 | 3.64 | 1 | 365 | 4.142 | 0.34148 | 4 | 0.48353
45464 | 4.94 | 1 | 365 | 5.6213 | 0.32058 | 5 | 0.94193
45456 | 9.1 | 1 | 365 | 10.3551 | 0.85371 | 11 | 0.20881
45581 | 6 | 1 | 365 | 6.8275 | 0.7497 | 7 | 0.57724
45473 | 2.6 | 1 | 365 | 2.9586 | 0.9582 | 3 | 0.9168
28601 | 6.76 | 1 | 365 | 7.6924 | 0.49132 | 8 | 0.18369
45726 | 2.86 | 1 | 365 | 3.2545 | 0.55402 | 3 | 0.80848
44233 | 7.02 | 1 | 365 | 7.9882 | 0.087144 | 8 | 0.075371
45477 | 4.32 | 1 | 365 | 4.9158 | 0.89978 | 5 | 0.81561
45589 | 3.6 | 1 | 365 | 4.0965 | 0.24982 | 4 | 0.34634
45597 | 8.175 | 1 | 365 | 9.3025 | 0.73396 | 10 | 0.03649
45487 | 6.24 | 1 | 365 | 7.1006 | 0.29968 | 7 | 0.40033
39166 | 4.42 | 1 | 365 | 5.0296 | 0.12894 | 5 | 0.15857
49651 | 3.975 | 1 | 365 | 4.5232 | 0.10917 | 4 | 0.63242
25089 | 9.62 | 1 | 365 | 10.9468 | 0.045346 | 10 | 0.99217
31700 | 8.32 | 1 | 365 | 9.4675 | 0.066245 | 9 | 0.53377
24860 | 8.84 | 1 | 365 | 10.0592 | 0.25789 | 10 | 0.31713
49656 | 4.94 | 1 | 365 | 5.6213 | 0.32058 | 5 | 0.94193
49646 | 6.48 | 1 | 365 | 7.3737 | 0.84967 | 8 | 0.22342
26984 | 5.2 | 1 | 365 | 5.9172 | 0.9164 | 6 | 0.83361
49659 | 7.42 | 1 | 365 | 8.4434 | 0.0037907 | 8 | 0.44719
26992 | 5.46 | 1 | 365 | 6.2131 | 0.51222 | 6 | 0.72529
49658 | 2.86 | 1 | 365 | 3.2545 | 0.55402 | 3 | 0.80848
26993 | 11.44 | 1 | 365 | 13.0179 | 0.21609 | 13 | 0.23394
31493 | 9.88 | 1 | 365 | 11.2427 | 0.64117 | 11 | 0.88386
31914 | 7.8 | 1 | 365 | 8.8758 | 0.8746 | 9 | 0.75041
49667 | 6.76 | 1 | 365 | 7.6924 | 0.49132 | 8 | 0.18369
31916 | 9.36 | 1 | 365 | 10.651 | 0.44953 | 11 | 0.10049
49654 | 5.72 | 1 | 365 | 6.5089 | 0.10804 | 6 | 0.61697
49652 | 4.94 | 1 | 365 | 5.6213 | 0.32058 | 5 | 0.94193
49671 | 11.96 | 1 | 365 | 13.6096 | 0.40773 | 14 | 0.017298
49672 | 6.24 | 1 | 365 | 7.1006 | 0.29968 | 7 | 0.40033
49645 | 3.12 | 1 | 365 | 3.5503 | 0.14984 | 3 | 0.70016
49679 | 5.72 | 1 | 365 | 6.5089 | 0.10804 | 6 | 0.61697
49696 | 5.13 | 1 | 365 | 5.8376 | 0.75599 | 6 | 0.59354
49634 | 11.96 | 1 | 365 | 13.6096 | 0.40773 | 14 | 0.017298
43514 | 7.54 | 1 | 365 | 8.5799 | 0.27878 | 8 | 0.85873
47152 | 4.42 | 1 | 365 | 5.0296 | 0.12894 | 5 | 0.15857
47159 | 2.6 | 1 | 365 | 2.9586 | 0.9582 | 3 | 0.9168
47166 | 10.66 | 1 | 365 | 12.1303 | 0.42863 | 12 | 0.5589
47167 | 4.42 | 1 | 365 | 5.0296 | 0.12894 | 5 | 0.15857
47168 | 6.76 | 1 | 365 | 7.6924 | 0.49132 | 8 | 0.18369
47173 | 9.88 | 1 | 365 | 11.2427 | 0.64117 | 11 | 0.88386
47190 | 9.88 | 1 | 365 | 11.2427 | 0.64117 | 11 | 0.88386
47194 | 7.8 | 1 | 365 | 8.8758 | 0.8746 | 9 | 0.75041
47195 | 5.355 | 1 | 365 | 6.0936 | 0.2716 | 6 | 0.36519
47191 | 7.8 | 1 | 365 | 8.8758 | 0.8746 | 9 | 0.75041
47196 | 13.78 | 1 | 365 | 15.6806 | 0.57847 | 16 | 0.25906
47205 | 8.215 | 1 | 365 | 9.348 | 0.82563 | 10 | 0.17367
47207 | 6.24 | 1 | 365 | 7.1006 | 0.29968 | 7 | 0.40033
47292 | 5.98 | 1 | 365 | 6.8048 | 0.70386 | 7 | 0.50865
47329 | 4.16 | 1 | 365 | 4.7338 | 0.53312 | 5 | 0.26689
48937 | 3.825 | 1 | 365 | 4.3526 | 0.76543 | 5 | 0.11799
43841 | 4.24 | 1 | 365 | 4.8248 | 0.71645 | 5 | 0.54125
52814 | 32.25 | 0.9 | 365 | 33.0282 | 0.51415 | 33 | 0.5424
49247 | 4.42 | 1 | 365 | 5.0296 | 0.12894 | 5 | 0.15857
49711 | 6.76 | 1 | 365 | 7.6924 | 0.49132 | 8 | 0.18369
49262 | 6.63 | 1 | 365 | 7.5444 | 0.19341 | 7 | 0.73785
49551 | 3.64 | 1 | 365 | 4.142 | 0.34148 | 4 | 0.48353
49572 | 10.4 | 1 | 365 | 11.8344 | 0.83281 | 12 | 0.66722
49590 | 9.36 | 1 | 365 | 10.651 | 0.44953 | 11 | 0.10049
49619 | 3.64 | 1 | 365 | 4.142 | 0.34148 | 4 | 0.48353
49718 | 10.14 | 1 | 365 | 11.5385 | 0.23699 | 11 | 0.77554
49623 | 4.08 | 1 | 365 | 4.6427 | 0.34979 | 4 | 0.99252
49628 | 4.16 | 1 | 365 | 4.7338 | 0.53312 | 5 | 0.26689
49732 | 6.5 | 1 | 365 | 7.3965 | 0.8955 | 8 | 0.29201
49629 | 2.12 | 1 | 365 | 2.4124 | 0.85823 | 3 | 0.27062
49724 | 7.54 | 1 | 365 | 8.5799 | 0.27878 | 8 | 0.85873
49632 | 7.8 | 1 | 365 | 8.8758 | 0.8746 | 9 | 0.75041
49738 | 2.34 | 1 | 365 | 2.6627 | 0.36238 | 3 | 0.025124
49751 | 3.64 | 1 | 365 | 4.142 | 0.34148 | 4 | 0.48353
49785 | 5.46 | 1 | 365 | 6.2131 | 0.51222 | 6 | 0.72529
49787 | 17.595 | 1 | 365 | 20.0218 | 0.32098 | 20 | 0.34276
46306 | 6.27 | 1 | 365 | 7.1348 | 0.36843 | 7 | 0.50322
49789 | 7.14 | 1 | 365 | 8.1248 | 0.36214 | 8 | 0.48692
49788 | 7.54 | 1 | 365 | 8.5799 | 0.27878 | 8 | 0.85873
28257 | 5.46 | 1 | 365 | 6.2131 | 0.51222 | 6 | 0.72529
49790 | 6.24 | 1 | 365 | 7.1006 | 0.29968 | 7 | 0.40033
28769 | 5.98 | 1 | 365 | 6.8048 | 0.70386 | 7 | 0.50865
49793 | 5.2 | 1 | 365 | 5.9172 | 0.9164 | 6 | 0.83361
46315 | 12 | 1 | 365 | 13.6551 | 0.49939 | 14 | 0.15448
49792 | 3.38 | 1 | 365 | 3.8462 | 0.74566 | 4 | 0.59185
46320 | 8.67 | 1 | 365 | 9.8658 | 0.86831 | 10 | 0.73411
42341 | 4.68 | 1 | 365 | 5.3255 | 0.72476 | 6 | 0.050247
49799 | 7.8 | 1 | 365 | 8.8758 | 0.8746 | 9 | 0.75041
49801 | 9.36 | 1 | 365 | 10.651 | 0.44953 | 11 | 0.10049
41603 | 4.08 | 1 | 365 | 4.6427 | 0.34979 | 4 | 0.99252
46322 | 10.6 | 1 | 365 | 12.062 | 0.29113 | 12 | 0.35312
49807 | 8.32 | 1 | 365 | 9.4675 | 0.066245 | 9 | 0.53377
32747 | 4.42 | 1 | 365 | 5.0296 | 0.12894 | 5 | 0.15857
46314 | 10.5 | 1 | 365 | 11.9482 | 0.061968 | 12 | 0.01017
49809 | 7.16 | 1 | 365 | 8.1475 | 0.40797 | 8 | 0.55551
32733 | 9.88 | 1 | 365 | 11.2427 | 0.64117 | 11 | 0.88386
49811 | 3.12 | 1 | 365 | 3.5503 | 0.14984 | 3 | 0.70016
23163 | 13 | 1 | 365 | 14.793 | 0.79101 | 15 | 0.58402
49815 | 3.38 | 1 | 365 | 3.8462 | 0.74566 | 4 | 0.59185
51068 | 4.94 | 1 | 365 | 5.6213 | 0.32058 | 5 | 0.94193
32792 | 7.54 | 1 | 365 | 8.5799 | 0.27878 | 8 | 0.85873
49818 | 6.5 | 1 | 365 | 7.3965 | 0.8955 | 8 | 0.29201
32718 | 7.02 | 1 | 365 | 7.9882 | 0.087144 | 8 | 0.075371
51014 | 4.16 | 1 | 365 | 4.7338 | 0.53312 | 5 | 0.26689
32852 | 10.14 | 1 | 365 | 11.5385 | 0.23699 | 11 | 0.77554
50995 | 4.945 | 1 | 365 | 5.627 | 0.33204 | 5 | 0.95908
33783 | 2.6 | 1 | 365 | 2.9586 | 0.9582 | 3 | 0.9168
51103 | 12.74 | 1 | 365 | 14.4972 | 0.19519 | 14 | 0.69234
49750 | 7.28 | 1 | 365 | 8.2841 | 0.68296 | 8 | 0.96705
51108 | 6.24 | 1 | 365 | 7.1006 | 0.29968 | 7 | 0.40033
49827 | 4.24 | 1 | 365 | 4.8248 | 0.71645 | 5 | 0.54125
49830 | 5.98 | 1 | 365 | 6.8048 | 0.70386 | 7 | 0.50865
49829 | 3.18 | 1 | 365 | 3.6186 | 0.28734 | 3 | 0.90594
49834 | 13.78 | 1 | 365 | 15.6806 | 0.57847 | 16 | 0.25906
49835 | 8.58 | 1 | 365 | 9.7634 | 0.66207 | 10 | 0.42545
49837 | 4.68 | 1 | 365 | 5.3255 | 0.72476 | 6 | 0.050247
49841 | 7.02 | 1 | 365 | 7.9882 | 0.087144 | 8 | 0.075371
49843 | 4.16 | 1 | 365 | 4.7338 | 0.53312 | 5 | 0.26689
49846 | 10 | 1 | 365 | 11.3792 | 0.91616 | 12 | 0.2954
51107 | 5.72 | 1 | 365 | 6.5089 | 0.10804 | 6 | 0.61697
49847 | 10.4 | 1 | 365 | 11.8344 | 0.83281 | 12 | 0.66722
51087 | 6.76 | 1 | 365 | 7.6924 | 0.49132 | 8 | 0.18369
49852 | 11.44 | 1 | 365 | 13.0179 | 0.21609 | 13 | 0.23394
38520 | 4.335 | 1 | 365 | 4.9329 | 0.93416 | 5 | 0.86706
49853 | 9.36 | 1 | 365 | 10.651 | 0.44953 | 11 | 0.10049
51096 | 5.2 | 1 | 365 | 5.9172 | 0.9164 | 6 | 0.83361
51110 | 7.8 | 1 | 365 | 8.8758 | 0.8746 | 9 | 0.75041
49854 | 4.94 | 1 | 365 | 5.6213 | 0.32058 | 5 | 0.94193
51083 | 5.98 | 1 | 365 | 6.8048 | 0.70386 | 7 | 0.50865
51218 | 6.76 | 1 | 365 | 7.6924 | 0.49132 | 8 | 0.18369
51078 | 4.16 | 1 | 365 | 4.7338 | 0.53312 | 5 | 0.26689
49856 | 4.16 | 1 | 365 | 4.7338 | 0.53312 | 5 | 0.26689
51016 | 3.9 | 1 | 365 | 4.4379 | 0.9373 | 5 | 0.37521
51076 | 9.62 | 1 | 365 | 10.9468 | 0.045346 | 10 | 0.99217
42853 | 8.48 | 1 | 365 | 9.6496 | 0.4329 | 10 | 0.082499
51092 | 3.12 | 1 | 365 | 3.5503 | 0.14984 | 3 | 0.70016
51634 | 11.18 | 1 | 365 | 12.722 | 0.62027 | 13 | 0.34226
51811 | 5.46 | 1 | 365 | 6.2131 | 0.51222 | 6 | 0.72529
32284 | 9.88 | 1 | 365 | 11.2427 | 0.64117 | 11 | 0.88386
34823 | 6.875 | 1 | 365 | 7.8232 | 0.75486 | 8 | 0.57809
32875 | 9.1 | 1 | 365 | 10.3551 | 0.85371 | 11 | 0.20881
40055 | 6 | 1 | 365 | 6.8275 | 0.7497 | 7 | 0.57724
43037 | 12 | 1 | 365 | 13.6551 | 0.49939 | 14 | 0.15448
45493 | 8.32 | 1 | 365 | 9.4675 | 0.066245 | 9 | 0.53377
45482 | 13.78 | 1 | 365 | 15.6806 | 0.57847 | 16 | 0.25906
46325 | 10.2 | 1 | 365 | 11.6068 | 0.37448 | 11 | 0.98131
46317 | 10.455 | 1 | 365 | 11.897 | 0.95885 | 12 | 0.85584
46326 | 7.2 | 1 | 365 | 8.1931 | 0.49964 | 8 | 0.69269
46331 | 9.72 | 1 | 365 | 11.0606 | 0.27451 | 11 | 0.33513
49860 | 5.98 | 1 | 365 | 6.8048 | 0.70386 | 7 | 0.50865
49863 | 5.98 | 1 | 365 | 6.8048 | 0.70386 | 7 | 0.50865
46367 | 6.24 | 1 | 365 | 7.1006 | 0.29968 | 7 | 0.40033
49859 | 9.88 | 1 | 365 | 11.2427 | 0.64117 | 11 | 0.88386
49867 | 8.84 | 1 | 365 | 10.0592 | 0.25789 | 10 | 0.31713
46377 | 3.85 | 1 | 365 | 4.381 | 0.82272 | 5 | 0.20373
46378 | 5.1 | 1 | 365 | 5.8034 | 0.68724 | 6 | 0.49065
49930 | 4.08 | 1 | 365 | 4.6427 | 0.34979 | 4 | 0.99252
46384 | 7.28 | 1 | 365 | 8.2841 | 0.68296 | 8 | 0.96705
46393 | 12.19 | 1 | 365 | 13.8713 | 0.9348 | 14 | 0.80609
49865 | 5.2 | 1 | 365 | 5.9172 | 0.9164 | 6 | 0.83361
51637 | 3.12 | 1 | 365 | 3.5503 | 0.14984 | 3 | 0.70016
51586 | 4.68 | 1 | 365 | 5.3255 | 0.72476 | 6 | 0.050247
49932 | 2.08 | 1 | 365 | 2.3669 | 0.76656 | 3 | 0.13344
51597 | 13.52 | 1 | 365 | 15.3847 | 0.98265 | 16 | 0.36738
51534 | 5.2 | 1 | 365 | 5.9172 | 0.9164 | 6 | 0.83361
49945 | 3.64 | 1 | 365 | 4.142 | 0.34148 | 4 | 0.48353
51380 | 2.86 | 1 | 365 | 3.2545 | 0.55402 | 3 | 0.80848
51545 | 5.13 | 1 | 365 | 5.8376 | 0.75599 | 6 | 0.59354
49944 | 8.58 | 1 | 365 | 9.7634 | 0.66207 | 10 | 0.42545
51530 | 6.76 | 1 | 365 | 7.6924 | 0.49132 | 8 | 0.18369
51814 | 5.2 | 1 | 365 | 5.9172 | 0.9164 | 6 | 0.83361
38973 | 9.1 | 1 | 365 | 10.3551 | 0.85371 | 11 | 0.20881
49951 | 8.32 | 1 | 365 | 9.4675 | 0.066245 | 9 | 0.53377
49956 | 7.42 | 1 | 365 | 8.4434 | 0.0037907 | 8 | 0.44719
52071 | 3.38 | 1 | 365 | 3.8462 | 0.74566 | 4 | 0.59185
31923 | 5.72 | 1 | 365 | 6.5089 | 0.10804 | 6 | 0.61697
52715 | 34.45 | 0.9 | 365 | 35.2813 | 0.051554 | 35 | 0.33289
52082 | 3.64 | 1 | 365 | 4.142 | 0.34148 | 4 | 0.48353
49965 | 7.395 | 1 | 365 | 8.4149 | 0.9465 | 9 | 0.36145
52072 | 8.215 | 1 | 365 | 9.348 | 0.82563 | 10 | 0.17367
49967 | 4.16 | 1 | 365 | 4.7338 | 0.53312 | 5 | 0.26689
35013 | 40.221 | 0.9 | 365 | 41.1916 | 0.95398 | 42 | 0.14558
44975 | 8.745 | 1 | 365 | 9.9511 | 0.040182 | 9 | 0.99133
49972 | 10.4 | 1 | 365 | 11.8344 | 0.83281 | 12 | 0.66722
50088 | 5.46 | 1 | 365 | 6.2131 | 0.51222 | 6 | 0.72529
39676 | 8.745 | 1 | 365 | 9.9511 | 0.040182 | 9 | 0.99133
52084 | 8.06 | 1 | 365 | 9.1717 | 0.47042 | 9 | 0.64209
50081 | 9.1 | 1 | 365 | 10.3551 | 0.85371 | 11 | 0.20881
40833 | 4.24 | 1 | 365 | 4.8248 | 0.71645 | 5 | 0.54125
50089 | 5.72 | 1 | 365 | 6.5089 | 0.10804 | 6 | 0.61697
50097 | 2.34 | 1 | 365 | 2.6627 | 0.36238 | 3 | 0.025124
50005 | 6 | 1 | 365 | 6.8275 | 0.7497 | 7 | 0.57724
52083 | 7.54 | 1 | 365 | 8.5799 | 0.27878 | 8 | 0.85873
40837 | 9.54 | 1 | 365 | 10.8558 | 0.86202 | 11 | 0.71781
40832 | 3.71 | 1 | 365 | 4.2217 | 0.5019 | 4 | 0.72359
50087 | 12 | 1 | 365 | 13.6551 | 0.49939 | 14 | 0.15448
40835 | 5.3 | 1 | 365 | 6.031 | 0.14556 | 6 | 0.17656
49980 | 3.64 | 1 | 365 | 4.142 | 0.34148 | 4 | 0.48353
40839 | 5.3 | 1 | 365 | 6.031 | 0.14556 | 6 | 0.17656
52086 | 6.76 | 1 | 365 | 7.6924 | 0.49132 | 8 | 0.18369
42525 | 3.92 | 1 | 365 | 4.4607 | 0.98313 | 5 | 0.4438
42531 | 3.84 | 1 | 365 | 4.3696 | 0.79981 | 5 | 0.16943
42459 | 7.95 | 1 | 365 | 9.0465 | 0.21835 | 9 | 0.26484
40864 | 4.24 | 1 | 365 | 4.8248 | 0.71645 | 5 | 0.54125
52447 | 11.7 | 1 | 365 | 13.3137 | 0.81191 | 14 | 0.12562
40841 | 4.24 | 1 | 365 | 4.8248 | 0.71645 | 5 | 0.54125
40850 | 5.3 | 1 | 365 | 6.031 | 0.14556 | 6 | 0.17656
40845 | 5.3 | 1 | 365 | 6.031 | 0.14556 | 6 | 0.17656
40847 | 5.3 | 1 | 365 | 6.031 | 0.14556 | 6 | 0.17656
40854 | 7.42 | 1 | 365 | 8.4434 | 0.0037907 | 8 | 0.44719
52442 | 8.58 | 1 | 365 | 9.7634 | 0.66207 | 10 | 0.42545
52386 | 3.9 | 1 | 365 | 4.4379 | 0.9373 | 5 | 0.37521
40856 | 4.24 | 1 | 365 | 4.8248 | 0.71645 | 5 | 0.54125
40867 | 6.36 | 1 | 365 | 7.2372 | 0.57468 | 7 | 0.81187
40844 | 5.3 | 1 | 365 | 6.031 | 0.14556 | 6 | 0.17656
50078 | 3.64 | 1 | 365 | 4.142 | 0.34148 | 4 | 0.48353
49984 | 4.16 | 1 | 365 | 4.7338 | 0.53312 | 5 | 0.26689
52378 | 3.38 | 1 | 365 | 3.8462 | 0.74566 | 4 | 0.59185
49987 | 8.58 | 1 | 365 | 9.7634 | 0.66207 | 10 | 0.42545
42568 | 9.54 | 1 | 365 | 10.8558 | 0.86202 | 11 | 0.71781
42716 | 4.8 | 1 | 365 | 5.462 | 0.99976 | 6 | 0.46179
49991 | 3.24 | 1 | 365 | 3.6869 | 0.42484 | 4 | 0.11171
52298 | 6.625 | 1 | 365 | 7.5387 | 0.18196 | 7 | 0.7207
52188 | 9.36 | 1 | 365 | 10.651 | 0.44953 | 11 | 0.10049
42705 | 5.3 | 1 | 365 | 6.031 | 0.14556 | 6 | 0.17656
42622 | 6.12 | 1 | 365 | 6.9641 | 0.02469 | 6 | 0.98878
35659 | 213 | 0.9 | 365 | 218.14 | 0.30279 | 218 | 0.44282
42541 | 5.3 | 1 | 365 | 6.031 | 0.14556 | 6 | 0.17656
49996 | 9.36 | 1 | 365 | 10.651 | 0.44953 | 11 | 0.10049
50754 | 9.62 | 1 | 365 | 10.9468 | 0.045346 | 10 | 0.99217
51630 | 3.57 | 1 | 365 | 4.0624 | 0.18107 | 4 | 0.24346
50090 | 5.2 | 1 | 365 | 5.9172 | 0.9164 | 6 | 0.83361
42591 | 4.77 | 1 | 365 | 5.4279 | 0.93101 | 6 | 0.35891
51473 | 11.7 | 1 | 365 | 13.3137 | 0.81191 | 14 | 0.12562
52649 | 3.12 | 1 | 365 | 3.5503 | 0.14984 | 3 | 0.70016
50093 | 5.83 | 1 | 365 | 6.6341 | 0.36012 | 6 | 0.99422
50500 | 11.44 | 1 | 365 | 13.0179 | 0.21609 | 13 | 0.23394
50508 | 6.24 | 1 | 365 | 7.1006 | 0.29968 | 7 | 0.40033
42930 | 5.3 | 1 | 365 | 6.031 | 0.14556 | 6 | 0.17656
42630 | 5.76 | 1 | 365 | 6.5544 | 0.19971 | 6 | 0.75415
42943 | 8.75 | 1 | 365 | 9.9568 | 0.05164 | 10 | 0.008475
42690 | 3.71 | 1 | 365 | 4.2217 | 0.5019 | 4 | 0.72359
42641 | 6.36 | 1 | 365 | 7.2372 | 0.57468 | 7 | 0.81187
42665 | 8.16 | 1 | 365 | 9.2855 | 0.69959 | 9 | 0.98505
42477 | 4.24 | 1 | 365 | 4.8248 | 0.71645 | 5 | 0.54125
42980 | 8.695 | 1 | 365 | 9.8942 | 0.9256 | 10 | 0.81985
45078 | 5.3 | 1 | 365 | 6.031 | 0.14556 | 6 | 0.17656
52387 | 681.6 | 1 | 365 | 775.609 | 0.96547 | 776 | 0.57446
45067 | 4.24 | 1 | 365 | 4.8248 | 0.71645 | 5 | 0.54125
14352 | 883.5 | 0.9 | 365 | 904.8203 | 0.17846 | 904 | 0.99873
46400 | 8.16 | 1 | 365 | 9.2855 | 0.69959 | 9 | 0.98505
45001 | 6.36 | 1 | 365 | 7.2372 | 0.57468 | 7 | 0.81187
46402 | 9.81 | 1 | 365 | 11.163 | 0.48075 | 11 | 0.64379
43220 | 7.42 | 1 | 365 | 8.4434 | 0.0037907 | 8 | 0.44719
46424 | 5.7 | 1 | 365 | 6.4862 | 0.062211 | 6 | 0.54838
46430 | 7.83 | 1 | 365 | 8.9099 | 0.94335 | 9 | 0.8533
40927 | 12.22 | 1 | 365 | 13.9054 | 0.0035475 | 13 | 0.90898
38750 | 5.45 | 1 | 365 | 6.2017 | 0.48931 | 6 | 0.69099
40919 | 10.66 | 1 | 365 | 12.1303 | 0.42863 | 12 | 0.5589
39351 | 8.58 | 1 | 365 | 9.7634 | 0.66207 | 10 | 0.42545
42350 | 5.1 | 1 | 365 | 5.8034 | 0.68724 | 6 | 0.49065
50749 | 7.02 | 1 | 365 | 7.9882 | 0.087144 | 8 | 0.075371
34331 | 635 | 0.8 | 365 | 578.0654 | 0.14093 | 578 | 0.20632
50732 | 6.76 | 1 | 365 | 7.6924 | 0.49132 | 8 | 0.18369
50720 | 7.8 | 1 | 365 | 8.8758 | 0.8746 | 9 | 0.75041
52903 | 6.5 | 1 | 365 | 7.3965 | 0.8955 | 8 | 0.29201
52870 | 5.46 | 1 | 365 | 6.2131 | 0.51222 | 6 | 0.72529
50701 | 4.94 | 1 | 365 | 5.6213 | 0.32058 | 5 | 0.94193
40942 | 7.28 | 1 | 365 | 8.2841 | 0.68296 | 8 | 0.96705
50521 | 7.02 | 1 | 365 | 7.9882 | 0.087144 | 8 | 0.075371
38974 | 11.18 | 1 | 365 | 12.722 | 0.62027 | 13 | 0.34226
40930 | 12.72 | 1 | 365 | 14.4744 | 0.14936 | 14 | 0.62375
50526 | 4.68 | 1 | 365 | 5.3255 | 0.72476 | 6 | 0.050247
41874 | 7.02 | 1 | 365 | 7.9882 | 0.087144 | 8 | 0.075371
50706 | 13 | 1 | 365 | 14.793 | 0.79101 | 15 | 0.58402
38069 | 10.14 | 1 | 365 | 11.5385 | 0.23699 | 11 | 0.77554
39474 | 6.24 | 1 | 365 | 7.1006 | 0.29968 | 7 | 0.40033
39172 | 10.26 | 1 | 365 | 11.6751 | 0.51198 | 12 | 0.18708
46473 | 10.464 | 1 | 365 | 11.9072 | 0.97947 | 12 | 0.88671
50887 | 4.94 | 1 | 365 | 5.6213 | 0.32058 | 5 | 0.94193
46478 | 3.57 | 1 | 365 | 4.0624 | 0.18107 | 4 | 0.24346
50889 | 3.12 | 1 | 365 | 3.5503 | 0.14984 | 3 | 0.70016
46480 | 11.1 | 1 | 365 | 12.631 | 0.43694 | 13 | 0.067894
40912 | 12.22 | 1 | 365 | 13.9054 | 0.0035475 | 13 | 0.90898
50896 | 7.8 | 1 | 365 | 8.8758 | 0.8746 | 9 | 0.75041
46793 | 5.355 | 1 | 365 | 6.0936 | 0.2716 | 6 | 0.36519
50880 | 4.16 | 1 | 365 | 4.7338 | 0.53312 | 5 | 0.26689
46794 | 5.3 | 1 | 365 | 6.031 | 0.14556 | 6 | 0.17656
40810 | 12.455 | 1 | 365 | 14.1728 | 0.54208 | 14 | 0.71492
46795 | 8 | 1 | 365 | 9.1034 | 0.33293 | 9 | 0.43632
50763 | 9.805 | 1 | 365 | 11.1573 | 0.46929 | 11 | 0.62664
40822 | 4.68 | 1 | 365 | 5.3255 | 0.72476 | 6 | 0.050247
38273 | 4.94 | 1 | 365 | 5.6213 | 0.32058 | 5 | 0.94193
38712 | 7.02 | 1 | 365 | 7.9882 | 0.087144 | 8 | 0.075371
39624 | 7.28 | 1 | 365 | 8.2841 | 0.68296 | 8 | 0.96705
40808 | 5.3 | 1 | 365 | 6.031 | 0.14556 | 6 | 0.17656
34510 | 118.08 | 0.9 | 365 | 120.9295 | 0.53462 | 121 | 0.46407
40725 | 5.98 | 1 | 365 | 6.8048 | 0.70386 | 7 | 0.50865
50780 | 3.12 | 1 | 365 | 3.5503 | 0.14984 | 3 | 0.70016
39345 | 10.66 | 1 | 365 | 12.1303 | 0.42863 | 12 | 0.5589
50744 | 9.54 | 1 | 365 | 10.8558 | 0.86202 | 11 | 0.71781
40921 | 7.28 | 1 | 365 | 8.2841 | 0.68296 | 8 | 0.96705
52866 | 6.24 | 1 | 365 | 7.1006 | 0.29968 | 7 | 0.40033
45321 | 3.64 | 1 | 365 | 4.142 | 0.34148 | 4 | 0.48353
42946 | 11.395 | 1 | 365 | 12.9666 | 0.11296 | 13 | 0.079608
50955 | 5.72 | 1 | 365 | 6.5089 | 0.10804 | 6 | 0.61697
40283 | 3.12 | 1 | 365 | 3.5503 | 0.14984 | 3 | 0.70016
50784 | 11.66 | 1 | 365 | 13.2682 | 0.72024 | 13 | 0.98844
50758 | 5.72 | 1 | 365 | 6.5089 | 0.10804 | 6 | 0.61697
39081 | 5.72 | 1 | 365 | 6.5089 | 0.10804 | 6 | 0.61697
39001 | 8.06 | 1 | 365 | 9.1717 | 0.47042 | 9 | 0.64209
50952 | 5.72 | 1 | 365 | 6.5089 | 0.10804 | 6 | 0.61697
39622 | 10.2 | 1 | 365 | 11.6068 | 0.37448 | 11 | 0.98131
51018 | 4.16 | 1 | 365 | 4.7338 | 0.53312 | 5 | 0.26689
51015 | 12.22 | 1 | 365 | 13.9054 | 0.0035475 | 13 | 0.90898
43707 | 13.78 | 1 | 365 | 15.6806 | 0.57847 | 16 | 0.25906
40339 | 14.04 | 1 | 365 | 15.9765 | 0.17429 | 16 | 0.15074
51006 | 4.68 | 1 | 365 | 5.3255 | 0.72476 | 6 | 0.050247
40819 | 12.74 | 1 | 365 | 14.4972 | 0.19519 | 14 | 0.69234
39582 | 8.925 | 1 | 365 | 10.156 | 0.45267 | 10 | 0.60864
38231 | 7.4 | 1 | 365 | 8.4206 | 0.95796 | 9 | 0.3786
38978 | 5.2 | 1 | 365 | 5.9172 | 0.9164 | 6 | 0.83361
40576 | 6.76 | 1 | 365 | 7.6924 | 0.49132 | 8 | 0.18369
38420 | 5.46 | 1 | 365 | 6.2131 | 0.51222 | 6 | 0.72529
41169 | 5.355 | 1 | 365 | 6.0936 | 0.2716 | 6 | 0.36519
40922 | 7.28 | 1 | 365 | 8.2841 | 0.68296 | 8 | 0.96705
41396 | 3.9 | 1 | 365 | 4.4379 | 0.9373 | 5 | 0.37521
39296 | 9.36 | 1 | 365 | 10.651 | 0.44953 | 11 | 0.10049
39405 | 5.1 | 1 | 365 | 5.8034 | 0.68724 | 6 | 0.49065
38505 | 10.335 | 1 | 365 | 11.7604 | 0.68385 | 12 | 0.4443
40241 | 6.24 | 1 | 365 | 7.1006 | 0.29968 | 7 | 0.40033
39898 | 11.7 | 1 | 365 | 13.3137 | 0.81191 | 14 | 0.12562
40805 | 9.62 | 1 | 365 | 10.9468 | 0.045346 | 10 | 0.99217
40855 | 4.24 | 1 | 365 | 4.8248 | 0.71645 | 5 | 0.54125
37920 | 11.44 | 1 | 365 | 13.0179 | 0.21609 | 13 | 0.23394
37949 | 4.94 | 1 | 365 | 5.6213 | 0.32058 | 5 | 0.94193
38042 | 3.9 | 1 | 365 | 4.4379 | 0.9373 | 5 | 0.37521
43008 | 2.34 | 1 | 365 | 2.6627 | 0.36238 | 3 | 0.025124
41482 | 3.445 | 1 | 365 | 3.9201 | 0.89462 | 4 | 0.81477
41180 | 4.845 | 1 | 365 | 5.5132 | 0.10288 | 5 | 0.61612
41050 | 6.885 | 1 | 365 | 7.8346 | 0.77778 | 8 | 0.61238
43011 | 8.84 | 1 | 365 | 10.0592 | 0.25789 | 10 | 0.31713
11749 | 647 | 0.8 | 365 | 588.9895 | 0.14044 | 589 | 0.1299
41075 | 7.975 | 1 | 365 | 9.0749 | 0.27564 | 9 | 0.35058
38932 | 2.7 | 1 | 365 | 3.0724 | 0.18736 | 3 | 0.25976
31280 | 40.875 | 1 | 365 | 46.5126 | 0.6698 | 47 | 0.18245
51019 | 11.73 | 1 | 365 | 13.3478 | 0.88066 | 14 | 0.2285
50996 | 9.88 | 1 | 365 | 11.2427 | 0.64117 | 11 | 0.88386
36768 | 8.84 | 1 | 365 | 10.0592 | 0.25789 | 10 | 0.31713
51010 | 6.5 | 1 | 365 | 7.3965 | 0.8955 | 8 | 0.29201
50974 | 19.76 | 1 | 365 | 22.4854 | 0.28233 | 22 | 0.76771
51000 | 9.36 | 1 | 365 | 10.651 | 0.44953 | 11 | 0.10049
50975 | 9.88 | 1 | 365 | 11.2427 | 0.64117 | 11 | 0.88386
33992 | 50.22 | 1 | 365 | 57.1465 | 0.084956 | 57 | 0.2315
51027 | 12.75 | 1 | 365 | 14.5085 | 0.2181 | 14 | 0.72663
43459 | 8 | 1 | 365 | 9.1034 | 0.33293 | 9 | 0.43632
51026 | 11.985 | 1 | 365 | 13.638 | 0.46502 | 14 | 0.10304
43552 | 3.75 | 1 | 365 | 4.2672 | 0.59356 | 4 | 0.86078
39458 | 8.06 | 1 | 365 | 9.1717 | 0.47042 | 9 | 0.64209
40040 | 4.94 | 1 | 365 | 5.6213 | 0.32058 | 5 | 0.94193
44051 | 11.445 | 1 | 365 | 13.0235 | 0.22755 | 13 | 0.25109
40869 | 9.945 | 1 | 365 | 11.3167 | 0.79012 | 12 | 0.10678
43948 | 6.54 | 1 | 365 | 7.442 | 0.98717 | 8 | 0.42919
41777 | 4.08 | 1 | 365 | 4.6427 | 0.34979 | 4 | 0.99252
44076 | 6 | 1 | 365 | 6.8275 | 0.7497 | 7 | 0.57724
37859 | 6.5 | 1 | 365 | 7.3965 | 0.8955 | 8 | 0.29201
44318 | 6.27 | 1 | 365 | 7.1348 | 0.36843 | 7 | 0.50322
39224 | 4.59 | 1 | 365 | 5.2231 | 0.51852 | 5 | 0.74159
44346 | 11.76 | 1 | 365 | 13.382 | 0.9494 | 14 | 0.33139
44351 | 12 | 1 | 365 | 13.6551 | 0.49939 | 14 | 0.15448
40961 | 4.94 | 1 | 365 | 5.6213 | 0.32058 | 5 | 0.94193
44392 | 4.275 | 1 | 365 | 4.8646 | 0.79666 | 5 | 0.66128
41936 | 4.42 | 1 | 365 | 5.0296 | 0.12894 | 5 | 0.15857
44699 | 14.82 | 1 | 365 | 16.864 | 0.96175 | 17 | 0.82578
38460 | 7.5 | 1 | 365 | 8.5344 | 0.18712 | 8 | 0.72155
43002 | 10.455 | 1 | 365 | 11.897 | 0.95885 | 12 | 0.85584
44785 | 5.6 | 1 | 365 | 6.3724 | 0.83305 | 7 | 0.20542
35024 | 337.18 | 0.9 | 365 | 345.3167 | 0.41837 | 345 | 0.73507
40911 | 4.94 | 1 | 365 | 5.6213 | 0.32058 | 5 | 0.94193
44796 | 6.555 | 1 | 365 | 7.4591 | 0.021543 | 7 | 0.48063
45161 | 24.9 | 1 | 365 | 28.3343 | 0.061238 | 28 | 0.39555
38502 | 5.46 | 1 | 365 | 6.2131 | 0.51222 | 6 | 0.72529
38878 | 7.8 | 1 | 365 | 8.8758 | 0.8746 | 9 | 0.75041
44394 | 4.65 | 1 | 365 | 5.2913 | 0.65601 | 5 | 0.94736
39722 | 8.06 | 1 | 365 | 9.1717 | 0.47042 | 9 | 0.64209
45185 | 6 | 1 | 365 | 6.8275 | 0.7497 | 7 | 0.57724
43498 | 4.5 | 1 | 365 | 5.1207 | 0.31227 | 5 | 0.43293
45510 | 6.51 | 1 | 365 | 7.4079 | 0.91842 | 8 | 0.32631
39500 | 9.945 | 1 | 365 | 11.3167 | 0.79012 | 12 | 0.10678
45206 | 8.37 | 1 | 365 | 9.5244 | 0.18083 | 9 | 0.70525
45506 | 5 | 1 | 365 | 5.6896 | 0.45808 | 6 | 0.1477
45634 | 8.4 | 1 | 365 | 9.5586 | 0.24957 | 9 | 0.80814
39649 | 7.395 | 1 | 365 | 8.4149 | 0.9465 | 9 | 0.36145
52872 | 3.9 | 1 | 365 | 4.4379 | 0.9373 | 5 | 0.37521
39986 | 8.58 | 1 | 365 | 9.7634 | 0.66207 | 10 | 0.42545
38268 | 12.22 | 1 | 365 | 13.9054 | 0.0035475 | 13 | 0.90898
37884 | 13.26 | 1 | 365 | 15.0889 | 0.38683 | 15 | 0.4757
39720 | 14.04 | 1 | 365 | 15.9765 | 0.17429 | 16 | 0.15074
42416 | 9.99 | 1 | 365 | 11.3679 | 0.89324 | 12 | 0.2611
39126 | 6.76 | 1 | 365 | 7.6924 | 0.49132 | 8 | 0.18369
39074 | 11.18 | 1 | 365 | 12.722 | 0.62027 | 13 | 0.34226
41377 | 13.005 | 1 | 365 | 14.7987 | 0.80247 | 15 | 0.60117
40134 | 9.1 | 1 | 365 | 10.3551 | 0.85371 | 11 | 0.20881
41006 | 7.395 | 1 | 365 | 8.4149 | 0.9465 | 9 | 0.36145
39171 | 3 | 1 | 365 | 3.4138 | 0.87485 | 4 | 0.28862
39677 | 10.92 | 1 | 365 | 12.4261 | 0.024447 | 12 | 0.45058
40878 | 6.76 | 1 | 365 | 7.6924 | 0.49132 | 8 | 0.18369
39974 | 5.13 | 1 | 365 | 5.8376 | 0.75599 | 6 | 0.59354
41650 | 9.62 | 1 | 365 | 10.9468 | 0.045346 | 10 | 0.99217
39279 | 11.96 | 1 | 365 | 13.6096 | 0.40773 | 14 | 0.017298
50506 | 2.86 | 1 | 365 | 3.2545 | 0.55402 | 3 | 0.80848
43009 | 8.745 | 1 | 365 | 9.9511 | 0.040182 | 9 | 0.99133
43000 | 4.7 | 1 | 365 | 5.3482 | 0.7706 | 6 | 0.11884
41329 | 5.46 | 1 | 365 | 6.2131 | 0.51222 | 6 | 0.72529
37120 | 9.625 | 1 | 365 | 10.9525 | 0.056804 | 11 | 0.0093225
33906 | 4.16 | 1 | 365 | 4.7338 | 0.53312 | 5 | 0.26689
38072 | 5.98 | 1 | 365 | 6.8048 | 0.70386 | 7 | 0.50865
40081 | 4.94 | 1 | 365 | 5.6213 | 0.32058 | 5 | 0.94193
42566 | 3.38 | 1 | 365 | 3.8462 | 0.74566 | 4 | 0.59185
38255 | 10.4 | 1 | 365 | 11.8344 | 0.83281 | 12 | 0.66722
38078 | 8.84 | 1 | 365 | 10.0592 | 0.25789 | 10 | 0.31713
41963 | 4.16 | 1 | 365 | 4.7338 | 0.53312 | 5 | 0.26689
44075 | 6.54 | 1 | 365 | 7.442 | 0.98717 | 8 | 0.42919
42692 | 6.76 | 1 | 365 | 7.6924 | 0.49132 | 8 | 0.18369
42616 | 9.88 | 1 | 365 | 11.2427 | 0.64117 | 11 | 0.88386
35452 | 3.3 | 1 | 365 | 3.7551 | 0.56233 | 4 | 0.31748
35724 | 7.42 | 1 | 365 | 8.4434 | 0.0037907 | 8 | 0.44719
35845 | 4.95 | 1 | 365 | 5.6327 | 0.3435 | 5 | 0.97622
36698 | 7.02 | 1 | 365 | 7.9882 | 0.087144 | 8 | 0.075371
40068 | 2.6 | 1 | 365 | 2.9586 | 0.9582 | 3 | 0.9168
45139 | 11.96 | 1 | 365 | 13.6096 | 0.40773 | 14 | 0.017298
45282 | 5.46 | 1 | 365 | 6.2131 | 0.51222 | 6 | 0.72529
45235 | 11.7 | 1 | 365 | 13.3137 | 0.81191 | 14 | 0.12562
45585 | 6.555 | 1 | 365 | 7.4591 | 0.021543 | 7 | 0.48063
46216 | 8.84 | 1 | 365 | 10.0592 | 0.25789 | 10 | 0.31713
22513 | 7.02 | 1 | 365 | 7.9882 | 0.087144 | 8 | 0.075371
49643 | 5.72 | 1 | 365 | 6.5089 | 0.10804 | 6 | 0.61697
50890 | 12.22 | 1 | 365 | 13.9054 | 0.0035475 | 13 | 0.90898
52073 | 8.32 | 1 | 365 | 9.4675 | 0.066245 | 9 | 0.53377
38208 | 9.36 | 1 | 365 | 10.651 | 0.44953 | 11 | 0.10049
42887 | 3.12 | 1 | 365 | 3.5503 | 0.14984 | 3 | 0.70016
41072 | 10 | 1 | 365 | 11.3792 | 0.91616 | 12 | 0.2954
36862 | 2.86 | 1 | 365 | 3.2545 | 0.55402 | 3 | 0.80848
45426 | 9.12 | 1 | 365 | 10.3779 | 0.89954 | 11 | 0.2774
40806 | 12.19 | 1 | 365 | 13.8713 | 0.9348 | 14 | 0.80609
38368 | 5.98 | 1 | 365 | 6.8048 | 0.70386 | 7 | 0.50865
41858 | 9.88 | 1 | 365 | 11.2427 | 0.64117 | 11 | 0.88386
41724 | 6.76 | 1 | 365 | 7.6924 | 0.49132 | 8 | 0.18369
45788 | 4.32 | 1 | 365 | 4.9158 | 0.89978 | 5 | 0.81561
42592 | 3.38 | 1 | 365 | 3.8462 | 0.74566 | 4 | 0.59185
45768 | 7.52 | 1 | 365 | 8.5572 | 0.23295 | 8 | 0.79014
40767 | 3.71 | 1 | 365 | 4.2217 | 0.5019 | 4 | 0.72359
40195 | 9.1 | 1 | 365 | 10.3551 | 0.85371 | 11 | 0.20881
45749 | 8.58 | 1 | 365 | 9.7634 | 0.66207 | 10 | 0.42545
45713 | 5.04 | 1 | 365 | 5.7351 | 0.54974 | 6 | 0.28488
45697 | 7.42 | 1 | 365 | 8.4434 | 0.0037907 | 8 | 0.44719
39314 | 7.02 | 1 | 365 | 7.9882 | 0.087144 | 8 | 0.075371
41941 | 5.355 | 1 | 365 | 6.0936 | 0.2716 | 6 | 0.36519
40876 | 4.77 | 1 | 365 | 5.4279 | 0.93101 | 6 | 0.35891
42952 | 5.2 | 1 | 365 | 5.9172 | 0.9164 | 6 | 0.83361
37840 | 7.28 | 1 | 365 | 8.2841 | 0.68296 | 8 | 0.96705
46801 | 5.4 | 1 | 365 | 6.1448 | 0.37473 | 6 | 0.51952
46802 | 8.64 | 1 | 365 | 9.8317 | 0.79956 | 10 | 0.63123
46803 | 6 | 1 | 365 | 6.8275 | 0.7497 | 7 | 0.57724
46804 | 17.385 | 1 | 365 | 19.7828 | 0.83974 | 20 | 0.62255
46805 | 9.8 | 1 | 365 | 11.1517 | 0.45784 | 11 | 0.60949
46806 | 8.505 | 1 | 365 | 9.678 | 0.49019 | 10 | 0.16824
46978 | 9.1 | 1 | 365 | 10.3551 | 0.85371 | 11 | 0.20881
46984 | 3.8 | 1 | 365 | 4.3241 | 0.70814 | 5 | 0.032252
38071 | 5.2 | 1 | 365 | 5.9172 | 0.9164 | 6 | 0.83361
46632 | 5.72 | 1 | 365 | 6.5089 | 0.10804 | 6 | 0.61697
46829 | 6.9 | 1 | 365 | 7.8517 | 0.81215 | 8 | 0.66383
46792 | 7.56 | 1 | 365 | 8.6027 | 0.32462 | 8 | 0.92732
46518 | 8.06 | 1 | 365 | 9.1717 | 0.47042 | 9 | 0.64209
30804 | 12.48 | 1 | 365 | 14.2013 | 0.59937 | 14 | 0.80066
46521 | 6.63 | 1 | 365 | 7.5444 | 0.19341 | 7 | 0.73785
30809 | 11.96 | 1 | 365 | 13.6096 | 0.40773 | 14 | 0.017298
30810 | 10.66 | 1 | 365 | 12.1303 | 0.42863 | 12 | 0.5589
22238 | 4.16 | 1 | 365 | 4.7338 | 0.53312 | 5 | 0.26689
30814 | 11.44 | 1 | 365 | 13.0179 | 0.21609 | 13 | 0.23394
30825 | 17.16 | 1 | 365 | 19.5268 | 0.32413 | 19 | 0.85091
46847 | 14.31 | 1 | 365 | 16.2837 | 0.79302 | 17 | 0.076717
30826 | 13 | 1 | 365 | 14.793 | 0.79101 | 15 | 0.58402
30833 | 13 | 1 | 365 | 14.793 | 0.79101 | 15 | 0.58402
30838 | 21.175 | 1 | 365 | 24.0955 | 0.52497 | 24 | 0.62051
30841 | 12.74 | 1 | 365 | 14.4972 | 0.19519 | 14 | 0.69234
22285 | 5.72 | 1 | 365 | 6.5089 | 0.10804 | 6 | 0.61697
47182 | 4.48 | 1 | 365 | 5.0979 | 0.26644 | 5 | 0.36434
22561 | 12.24 | 1 | 365 | 13.9282 | 0.04938 | 13 | 0.97757
46859 | 3.71 | 1 | 365 | 4.2217 | 0.5019 | 4 | 0.72359
30843 | 11.44 | 1 | 365 | 13.0179 | 0.21609 | 13 | 0.23394
30846 | 14.04 | 1 | 365 | 15.9765 | 0.17429 | 16 | 0.15074
27872 | 12.48 | 1 | 365 | 14.2013 | 0.59937 | 14 | 0.80066
30848 | 10.4 | 1 | 365 | 11.8344 | 0.83281 | 12 | 0.66722
46869 | 6.84 | 1 | 365 | 7.7834 | 0.67465 | 8 | 0.45805
27876 | 7.65 | 1 | 365 | 8.7051 | 0.53086 | 9 | 0.23598
30850 | 10.66 | 1 | 365 | 12.1303 | 0.42863 | 12 | 0.5589
46876 | 3.78 | 1 | 365 | 4.3014 | 0.66231 | 4 | 0.96366
46875 | 4.86 | 1 | 365 | 5.5303 | 0.13725 | 5 | 0.66756
46882 | 5.3 | 1 | 365 | 6.031 | 0.14556 | 6 | 0.17656
30853 | 11.7 | 1 | 365 | 13.3137 | 0.81191 | 14 | 0.12562
39625 | 6.24 | 1 | 365 | 7.1006 | 0.29968 | 7 | 0.40033
30854 | 12.48 | 1 | 365 | 14.2013 | 0.59937 | 14 | 0.80066
30855 | 13.78 | 1 | 365 | 15.6806 | 0.57847 | 16 | 0.25906
46883 | 7.28 | 1 | 365 | 8.2841 | 0.68296 | 8 | 0.96705
30865 | 17.42 | 1 | 365 | 19.8226 | 0.91995 | 20 | 0.74259
46893 | 4.5 | 1 | 365 | 5.1207 | 0.31227 | 5 | 0.43293
30870 | 12.24 | 1 | 365 | 13.9282 | 0.04938 | 13 | 0.97757
39338 | 9.69 | 1 | 365 | 11.0265 | 0.20576 | 11 | 0.23224
30867 | 15.39 | 1 | 365 | 17.5127 | 0.26797 | 17 | 0.78062
46848 | 7.245 | 1 | 365 | 8.2443 | 0.60276 | 8 | 0.84702
30871 | 10.725 | 1 | 365 | 12.2042 | 0.57758 | 12 | 0.78182
30874 | 13.26 | 1 | 365 | 15.0889 | 0.38683 | 15 | 0.4757
30876 | 10.14 | 1 | 365 | 11.5385 | 0.23699 | 11 | 0.77554
30883 | 10.4 | 1 | 365 | 11.8344 | 0.83281 | 12 | 0.66722
46217 | 9.2 | 1 | 365 | 10.4689 | 0.082867 | 10 | 0.55177
47216 | 3.3 | 1 | 365 | 3.7551 | 0.56233 | 4 | 0.31748
35831 | 5.94 | 1 | 365 | 6.7593 | 0.6122 | 7 | 0.37147
47217 | 8.8 | 1 | 365 | 10.0137 | 0.16622 | 10 | 0.17995
43740 | 4.68 | 1 | 365 | 5.3255 | 0.72476 | 6 | 0.050247
47220 | 6.72 | 1 | 365 | 7.6468 | 0.39966 | 8 | 0.046509
46894 | 8.68 | 1 | 365 | 9.8772 | 0.89123 | 10 | 0.76841
38924 | 3.64 | 1 | 365 | 4.142 | 0.34148 | 4 | 0.48353
44737 | 4.095 | 1 | 365 | 4.6598 | 0.38417 | 5 | 0.043966
43163 | 11.7 | 1 | 365 | 13.3137 | 0.81191 | 14 | 0.12562
42808 | 6.6 | 1 | 365 | 7.5103 | 0.12467 | 7 | 0.63496
44208 | 5.98 | 1 | 365 | 6.8048 | 0.70386 | 7 | 0.50865
43952 | 4.905 | 1 | 365 | 5.5815 | 0.24038 | 5 | 0.82189
42977 | 5.035 | 1 | 365 | 5.7294 | 0.53829 | 6 | 0.26773
44224 | 7.8 | 1 | 365 | 8.8758 | 0.8746 | 9 | 0.75041
44100 | 5.2 | 1 | 365 | 5.9172 | 0.9164 | 6 | 0.83361
44227 | 9.88 | 1 | 365 | 11.2427 | 0.64117 | 11 | 0.88386
44087 | 12.48 | 1 | 365 | 14.2013 | 0.59937 | 14 | 0.80066
44257 | 6.5 | 1 | 365 | 7.3965 | 0.8955 | 8 | 0.29201
43272 | 8.84 | 1 | 365 | 10.0592 | 0.25789 | 10 | 0.31713
22133 | 4.94 | 1 | 365 | 5.6213 | 0.32058 | 5 | 0.94193
44357 | 5.67 | 1 | 365 | 6.452 | 0.99346 | 7 | 0.44549
43264 | 7.28 | 1 | 365 | 8.2841 | 0.68296 | 8 | 0.96705
44360 | 7.848 | 1 | 365 | 8.9304 | 0.9846 | 9 | 0.91503
43180 | 7.02 | 1 | 365 | 7.9882 | 0.087144 | 8 | 0.075371
23971 | 5.98 | 1 | 365 | 6.8048 | 0.70386 | 7 | 0.50865
43712 | 4.68 | 1 | 365 | 5.3255 | 0.72476 | 6 | 0.050247
28244 | 4.94 | 1 | 365 | 5.6213 | 0.32058 | 5 | 0.94193
21566 | 6.76 | 1 | 365 | 7.6924 | 0.49132 | 8 | 0.18369
29138 | 19.38 | 1 | 365 | 22.053 | 0.41152 | 22 | 0.46449
25322 | 7.28 | 1 | 365 | 8.2841 | 0.68296 | 8 | 0.96705
32333 | 7.54 | 1 | 365 | 8.5799 | 0.27878 | 8 | 0.85873
41746 | 7.28 | 1 | 365 | 8.2841 | 0.68296 | 8 | 0.96705
41635 | 12.74 | 1 | 365 | 14.4972 | 0.19519 | 14 | 0.69234
41620 | 8.58 | 1 | 365 | 9.7634 | 0.66207 | 10 | 0.42545
32107 | 8.84 | 1 | 365 | 10.0592 | 0.25789 | 10 | 0.31713
38241 | 5.98 | 1 | 365 | 6.8048 | 0.70386 | 7 | 0.50865
19825 | 3.38 | 1 | 365 | 3.8462 | 0.74566 | 4 | 0.59185
19518 | 4.42 | 1 | 365 | 5.0296 | 0.12894 | 5 | 0.15857
43724 | 9.36 | 1 | 365 | 10.651 | 0.44953 | 11 | 0.10049
44079 | 8.58 | 1 | 365 | 9.7634 | 0.66207 | 10 | 0.42545
36974 | 127.53 | 0.9 | 365 | 130.6075 | 0.02481 | 130 | 0.63231
44071 | 3.9 | 1 | 365 | 4.4379 | 0.9373 | 5 | 0.37521
44261 | 9.1 | 1 | 365 | 10.3551 | 0.85371 | 11 | 0.20881
22564 | 4.5 | 1 | 365 | 5.1207 | 0.31227 | 5 | 0.43293
43489 | 5.04 | 1 | 365 | 5.7351 | 0.54974 | 6 | 0.28488
24424 | 15.55 | 1 | 365 | 17.6947 | 0.63463 | 18 | 0.32935
45645 | 4.16 | 1 | 365 | 4.7338 | 0.53312 | 5 | 0.26689
45474 | 7.28 | 1 | 365 | 8.2841 | 0.68296 | 8 | 0.96705
45461 | 5.98 | 1 | 365 | 6.8048 | 0.70386 | 7 | 0.50865
45513 | 13.78 | 1 | 365 | 15.6806 | 0.57847 | 16 | 0.25906
43103 | 5.28 | 1 | 365 | 6.0082 | 0.099732 | 6 | 0.10797
43187 | 9.54 | 1 | 365 | 10.8558 | 0.86202 | 11 | 0.71781
43456 | 11.66 | 1 | 365 | 13.2682 | 0.72024 | 13 | 0.98844
45984 | 9.54 | 1 | 365 | 10.8558 | 0.86202 | 11 | 0.71781
45806 | 8.48 | 1 | 365 | 9.6496 | 0.4329 | 10 | 0.082499
45797 | 5.3 | 1 | 365 | 6.031 | 0.14556 | 6 | 0.17656
41869 | 9.35 | 1 | 365 | 10.6396 | 0.42661 | 11 | 0.066199
31864 | 4.68 | 1 | 365 | 5.3255 | 0.72476 | 6 | 0.050247
41848 | 10.5 | 1 | 365 | 11.9482 | 0.061968 | 12 | 0.01017
41669 | 5.775 | 1 | 365 | 6.5715 | 0.23408 | 6 | 0.80559
27361 | 8.75 | 1 | 365 | 9.9568 | 0.05164 | 10 | 0.008475
41437 | 7.65 | 1 | 365 | 8.7051 | 0.53086 | 9 | 0.23598
51367 | 3.71 | 1 | 365 | 4.2217 | 0.5019 | 4 | 0.72359
41409 | 5.865 | 1 | 365 | 6.6739 | 0.44033 | 7 | 0.11425
43929 | 9.25 | 1 | 365 | 10.5258 | 0.19745 | 10 | 0.72325
42793 | 6.36 | 1 | 365 | 7.2372 | 0.57468 | 7 | 0.81187
43924 | 4.75 | 1 | 365 | 5.4051 | 0.88518 | 6 | 0.29031
43910 | 10 | 1 | 365 | 11.3792 | 0.91616 | 12 | 0.2954
43904 | 11.985 | 1 | 365 | 13.638 | 0.46502 | 14 | 0.10304
43901 | 8.75 | 1 | 365 | 9.9568 | 0.05164 | 10 | 0.008475
32146 | 5.2 | 1 | 365 | 5.9172 | 0.9164 | 6 | 0.83361
29920 | 6.5 | 1 | 365 | 7.3965 | 0.8955 | 8 | 0.29201
43897 | 6.75 | 1 | 365 | 7.681 | 0.46841 | 8 | 0.1494
16930 | 10.455 | 1 | 365 | 11.897 | 0.95885 | 12 | 0.85584
20722 | 3.64 | 1 | 365 | 4.142 | 0.34148 | 4 | 0.48353
16720 | 5.2 | 1 | 365 | 5.9172 | 0.9164 | 6 | 0.83361
43880 | 5.5 | 1 | 365 | 6.2586 | 0.60389 | 6 | 0.86247
43881 | 11.7 | 1 | 365 | 13.3137 | 0.81191 | 14 | 0.12562
43873 | 9.5 | 1 | 365 | 10.8103 | 0.77035 | 11 | 0.58063
42523 | 9.9 | 1 | 365 | 11.2654 | 0.687 | 11 | 0.95245
42242 | 5.61 | 1 | 365 | 6.3838 | 0.85597 | 7 | 0.23972
42236 | 12.22 | 1 | 365 | 13.9054 | 0.0035475 | 13 | 0.90898
42233 | 6.6 | 1 | 365 | 7.5103 | 0.12467 | 7 | 0.63496
42195 | 9.9 | 1 | 365 | 11.2654 | 0.687 | 11 | 0.95245
41976 | 9.25 | 1 | 365 | 10.5258 | 0.19745 | 10 | 0.72325
42740 | 14.85 | 1 | 365 | 16.8982 | 0.030498 | 16 | 0.92867
44902 | 10.25 | 1 | 365 | 11.6637 | 0.48906 | 12 | 0.15278
43178 | 8.525 | 1 | 365 | 9.7008 | 0.53603 | 10 | 0.23683
42619 | 9.54 | 1 | 365 | 10.8558 | 0.86202 | 11 | 0.71781
43541 | 5.5 | 1 | 365 | 6.2586 | 0.60389 | 6 | 0.86247
44903 | 14.04 | 1 | 365 | 15.9765 | 0.17429 | 16 | 0.15074
44800 | 7.395 | 1 | 365 | 8.4149 | 0.9465 | 9 | 0.36145
44890 | 9.18 | 1 | 365 | 10.4461 | 0.037035 | 10 | 0.48318
42436 | 3.85 | 1 | 365 | 4.381 | 0.82272 | 5 | 0.20373
44974 | 7 | 1 | 365 | 7.9655 | 0.041312 | 8 | 0.00678
42768 | 11.55 | 1 | 365 | 13.143 | 0.46816 | 13 | 0.61119
45689 | 6.36 | 1 | 365 | 7.2372 | 0.57468 | 7 | 0.81187
45670 | 8.84 | 1 | 365 | 10.0592 | 0.25789 | 10 | 0.31713
45337 | 9.54 | 1 | 365 | 10.8558 | 0.86202 | 11 | 0.71781
20951 | 12.22 | 1 | 365 | 13.9054 | 0.0035475 | 13 | 0.90898
18387 | 13 | 1 | 365 | 14.793 | 0.79101 | 15 | 0.58402
27625 | 6.5 | 1 | 365 | 7.3965 | 0.8955 | 8 | 0.29201
36367 | 8.67 | 1 | 365 | 9.8658 | 0.86831 | 10 | 0.73411
31521 | 6.5 | 1 | 365 | 7.3965 | 0.8955 | 8 | 0.29201
31444 | 5.98 | 1 | 365 | 6.8048 | 0.70386 | 7 | 0.50865
18630 | 5.2 | 1 | 365 | 5.9172 | 0.9164 | 6 | 0.83361
42920 | 11.66 | 1 | 365 | 13.2682 | 0.72024 | 13 | 0.98844
31451 | 7.02 | 1 | 365 | 7.9882 | 0.087144 | 8 | 0.075371
40831 | 4.77 | 1 | 365 | 5.4279 | 0.93101 | 6 | 0.35891
31513 | 6.76 | 1 | 365 | 7.6924 | 0.49132 | 8 | 0.18369
31464 | 13.78 | 1 | 365 | 15.6806 | 0.57847 | 16 | 0.25906
30225 | 9.36 | 1 | 365 | 10.651 | 0.44953 | 11 | 0.10049
27944 | 9.62 | 1 | 365 | 10.9468 | 0.045346 | 10 | 0.99217
32129 | 4.68 | 1 | 365 | 5.3255 | 0.72476 | 6 | 0.050247
32422 | 6.76 | 1 | 365 | 7.6924 | 0.49132 | 8 | 0.18369
30785 | 10.14 | 1 | 365 | 11.5385 | 0.23699 | 11 | 0.77554
30797 | 12.74 | 1 | 365 | 14.4972 | 0.19519 | 14 | 0.69234
30806 | 15.6 | 1 | 365 | 17.7516 | 0.74921 | 18 | 0.50082
30882 | 13.26 | 1 | 365 | 15.0889 | 0.38683 | 15 | 0.4757
30885 | 11.7 | 1 | 365 | 13.3137 | 0.81191 | 14 | 0.12562
30887 | 10.92 | 1 | 365 | 12.4261 | 0.024447 | 12 | 0.45058
30886 | 13.26 | 1 | 365 | 15.0889 | 0.38683 | 15 | 0.4757
30889 | 12.48 | 1 | 365 | 14.2013 | 0.59937 | 14 | 0.80066
30901 | 13.26 | 1 | 365 | 15.0889 | 0.38683 | 15 | 0.4757
30902 | 10.66 | 1 | 365 | 12.1303 | 0.42863 | 12 | 0.5589
30903 | 10.4 | 1 | 365 | 11.8344 | 0.83281 | 12 | 0.66722
32198 | 7.54 | 1 | 365 | 8.5799 | 0.27878 | 8 | 0.85873
30905 | 10.92 | 1 | 365 | 12.4261 | 0.024447 | 12 | 0.45058
30907 | 10.2 | 1 | 365 | 11.6068 | 0.37448 | 11 | 0.98131
24719 | 4.59 | 1 | 365 | 5.2231 | 0.51852 | 5 | 0.74159
30908 | 14.04 | 1 | 365 | 15.9765 | 0.17429 | 16 | 0.15074
32197 | 5.72 | 1 | 365 | 6.5089 | 0.10804 | 6 | 0.61697
30915 | 10.71 | 1 | 365 | 12.1872 | 0.54321 | 12 | 0.73037
26981 | 7.28 | 1 | 365 | 8.2841 | 0.68296 | 8 | 0.96705
30916 | 11.7 | 1 | 365 | 13.3137 | 0.81191 | 14 | 0.12562
30918 | 10.66 | 1 | 365 | 12.1303 | 0.42863 | 12 | 0.5589
30919 | 10.26 | 1 | 365 | 11.6751 | 0.51198 | 12 | 0.18708
30229 | 4.68 | 1 | 365 | 5.3255 | 0.72476 | 6 | 0.050247
32191 | 4.16 | 1 | 365 | 4.7338 | 0.53312 | 5 | 0.26689
30803 | 10.14 | 1 | 365 | 11.5385 | 0.23699 | 11 | 0.77554
32169 | 5.98 | 1 | 365 | 6.8048 | 0.70386 | 7 | 0.50865
31626 | 14.56 | 1 | 365 | 16.5682 | 0.36593 | 16 | 0.9341
32249 | 11.18 | 1 | 365 | 12.722 | 0.62027 | 13 | 0.34226
31653 | 12.74 | 1 | 365 | 14.4972 | 0.19519 | 14 | 0.69234
26932 | 5.75 | 1 | 365 | 6.5431 | 0.17679 | 6 | 0.71985
32142 | 8.84 | 1 | 365 | 10.0592 | 0.25789 | 10 | 0.31713
31716 | 12.48 | 1 | 365 | 14.2013 | 0.59937 | 14 | 0.80066
32271 | 5.2 | 1 | 365 | 5.9172 | 0.9164 | 6 | 0.83361
32203 | 8.32 | 1 | 365 | 9.4675 | 0.066245 | 9 | 0.53377
31629 | 12.48 | 1 | 365 | 14.2013 | 0.59937 | 14 | 0.80066
46706 | 4.68 | 1 | 365 | 5.3255 | 0.72476 | 6 | 0.050247
32732 | 15.675 | 1 | 365 | 17.837 | 0.92108 | 18 | 0.75804
32735 | 13.26 | 1 | 365 | 15.0889 | 0.38683 | 15 | 0.4757
32215 | 13 | 1 | 365 | 14.793 | 0.79101 | 15 | 0.58402
32759 | 11.44 | 1 | 365 | 13.0179 | 0.21609 | 13 | 0.23394
27171 | 7.8 | 1 | 365 | 8.8758 | 0.8746 | 9 | 0.75041
31000 | 10.4 | 1 | 365 | 11.8344 | 0.83281 | 12 | 0.66722
31941 | 4.42 | 1 | 365 | 5.0296 | 0.12894 | 5 | 0.15857
32155 | 4.68 | 1 | 365 | 5.3255 | 0.72476 | 6 | 0.050247
27269 | 4.42 | 1 | 365 | 5.0296 | 0.12894 | 5 | 0.15857
32136 | 4.16 | 1 | 365 | 4.7338 | 0.53312 | 5 | 0.26689
47726 | 4.94 | 1 | 365 | 5.6213 | 0.32058 | 5 | 0.94193
47344 | 8.06 | 1 | 365 | 9.1717 | 0.47042 | 9 | 0.64209
47733 | 4.16 | 1 | 365 | 4.7338 | 0.53312 | 5 | 0.26689
32246 | 6.5 | 1 | 365 | 7.3965 | 0.8955 | 8 | 0.29201
32130 | 9.36 | 1 | 365 | 10.651 | 0.44953 | 11 | 0.10049
47393 | 5.2 | 1 | 365 | 5.9172 | 0.9164 | 6 | 0.83361
32153 | 11.18 | 1 | 365 | 12.722 | 0.62027 | 13 | 0.34226
31770 | 8.58 | 1 | 365 | 9.7634 | 0.66207 | 10 | 0.42545
32173 | 11.18 | 1 | 365 | 12.722 | 0.62027 | 13 | 0.34226
30995 | 3.9 | 1 | 365 | 4.4379 | 0.9373 | 5 | 0.37521
32219 | 5.72 | 1 | 365 | 6.5089 | 0.10804 | 6 | 0.61697
32372 | 9.88 | 1 | 365 | 11.2427 | 0.64117 | 11 | 0.88386
32564 | 9.62 | 1 | 365 | 10.9468 | 0.045346 | 10 | 0.99217
32400 | 13 | 1 | 365 | 14.793 | 0.79101 | 15 | 0.58402
25653 | 12.22 | 1 | 365 | 13.9054 | 0.0035475 | 13 | 0.90898
32332 | 4.42 | 1 | 365 | 5.0296 | 0.12894 | 5 | 0.15857
47786 | 7.28 | 1 | 365 | 8.2841 | 0.68296 | 8 | 0.96705
30832 | 7.28 | 1 | 365 | 8.2841 | 0.68296 | 8 | 0.96705
47448 | 10.4 | 1 | 365 | 11.8344 | 0.83281 | 12 | 0.66722
32500 | 6.24 | 1 | 365 | 7.1006 | 0.29968 | 7 | 0.40033
31684 | 8.58 | 1 | 365 | 9.7634 | 0.66207 | 10 | 0.42545
32566 | 6.5 | 1 | 365 | 7.3965 | 0.8955 | 8 | 0.29201
47422 | 4.68 | 1 | 365 | 5.3255 | 0.72476 | 6 | 0.050247
32411 | 7.54 | 1 | 365 | 8.5799 | 0.27878 | 8 | 0.85873
32828 | 11.44 | 1 | 365 | 13.0179 | 0.21609 | 13 | 0.23394
44594 | 7.28 | 1 | 365 | 8.2841 | 0.68296 | 8 | 0.96705
32490 | 5.72 | 1 | 365 | 6.5089 | 0.10804 | 6 | 0.61697
31686 | 9.88 | 1 | 365 | 11.2427 | 0.64117 | 11 | 0.88386
24258 | 13.26 | 1 | 365 | 15.0889 | 0.38683 | 15 | 0.4757
32658 | 6.24 | 1 | 365 | 7.1006 | 0.29968 | 7 | 0.40033
32652 | 4.94 | 1 | 365 | 5.6213 | 0.32058 | 5 | 0.94193
32424 | 5.98 | 1 | 365 | 6.8048 | 0.70386 | 7 | 0.50865
32518 | 8.06 | 1 | 365 | 9.1717 | 0.47042 | 9 | 0.64209
24243 | 7.54 | 1 | 365 | 8.5799 | 0.27878 | 8 | 0.85873
33252 | 8.06 | 1 | 365 | 9.1717 | 0.47042 | 9 | 0.64209
48013 | 7.54 | 1 | 365 | 8.5799 | 0.27878 | 8 | 0.85873
32713 | 11.18 | 1 | 365 | 12.722 | 0.62027 | 13 | 0.34226
33129 | 8.84 | 1 | 365 | 10.0592 | 0.25789 | 10 | 0.31713
32811 | 5.72 | 1 | 365 | 6.5089 | 0.10804 | 6 | 0.61697
31884 | 8.58 | 1 | 365 | 9.7634 | 0.66207 | 10 | 0.42545
32719 | 7.28 | 1 | 365 | 8.2841 | 0.68296 | 8 | 0.96705
29627 | 4.94 | 1 | 365 | 5.6213 | 0.32058 | 5 | 0.94193
32086 | 13.26 | 1 | 365 | 15.0889 | 0.38683 | 15 | 0.4757
47391 | 8.32 | 1 | 365 | 9.4675 | 0.066245 | 9 | 0.53377
32918 | 7.8 | 1 | 365 | 8.8758 | 0.8746 | 9 | 0.75041
33088 | 9.1 | 1 | 365 | 10.3551 | 0.85371 | 11 | 0.20881
32656 | 7.28 | 1 | 365 | 8.2841 | 0.68296 | 8 | 0.96705
32325 | 4.42 | 1 | 365 | 5.0296 | 0.12894 | 5 | 0.15857
47958 | 4.94 | 1 | 365 | 5.6213 | 0.32058 | 5 | 0.94193
32756 | 12.74 | 1 | 365 | 14.4972 | 0.19519 | 14 | 0.69234
47348 | 11.44 | 1 | 365 | 13.0179 | 0.21609 | 13 | 0.23394
37097 | 9.88 | 1 | 365 | 11.2427 | 0.64117 | 11 | 0.88386
36514 | 7.54 | 1 | 365 | 8.5799 | 0.27878 | 8 | 0.85873
37738 | 6.5 | 1 | 365 | 7.3965 | 0.8955 | 8 | 0.29201
37085 | 11.18 | 1 | 365 | 12.722 | 0.62027 | 13 | 0.34226
36688 | 4.19 | 1 | 365 | 4.7679 | 0.60187 | 5 | 0.36977
37413 | 5.72 | 1 | 365 | 6.5089 | 0.10804 | 6 | 0.61697
35584 | 8.32 | 1 | 365 | 9.4675 | 0.066245 | 9 | 0.53377
37018 | 5.72 | 1 | 365 | 6.5089 | 0.10804 | 6 | 0.61697
23314 | 9.36 | 1 | 365 | 10.651 | 0.44953 | 11 | 0.10049
32072 | 7.28 | 1 | 365 | 8.2841 | 0.68296 | 8 | 0.96705
34402 | 4.68 | 1 | 365 | 5.3255 | 0.72476 | 6 | 0.050247
47989 | 5.2 | 1 | 365 | 5.9172 | 0.9164 | 6 | 0.83361
34278 | 5.72 | 1 | 365 | 6.5089 | 0.10804 | 6 | 0.61697
48344 | 4.94 | 1 | 365 | 5.6213 | 0.32058 | 5 | 0.94193
34100 | 8.58 | 1 | 365 | 9.7634 | 0.66207 | 10 | 0.42545
32335 | 8.58 | 1 | 365 | 9.7634 | 0.66207 | 10 | 0.42545
47738 | 7.905 | 1 | 365 | 8.9953 | 0.11522 | 9 | 0.11051
48341 | 5.2 | 1 | 365 | 5.9172 | 0.9164 | 6 | 0.83361
32338 | 4.68 | 1 | 365 | 5.3255 | 0.72476 | 6 | 0.050247
34289 | 4.68 | 1 | 365 | 5.3255 | 0.72476 | 6 | 0.050247
34319 | 12.22 | 1 | 365 | 13.9054 | 0.0035475 | 13 | 0.90898
42906 | 6.24 | 1 | 365 | 7.1006 | 0.29968 | 7 | 0.40033
33744 | 7.28 | 1 | 365 | 8.2841 | 0.68296 | 8 | 0.96705
32449 | 5.46 | 1 | 365 | 6.2131 | 0.51222 | 6 | 0.72529
31398 | 13 | 1 | 365 | 14.793 | 0.79101 | 15 | 0.58402
33295 | 4.42 | 1 | 365 | 5.0296 | 0.12894 | 5 | 0.15857
32716 | 7.8 | 1 | 365 | 8.8758 | 0.8746 | 9 | 0.75041
33543 | 8.06 | 1 | 365 | 9.1717 | 0.47042 | 9 | 0.64209
34188 | 5.98 | 1 | 365 | 6.8048 | 0.70386 | 7 | 0.50865
48343 | 5.865 | 1 | 365 | 6.6739 | 0.44033 | 7 | 0.11425
33510 | 8.58 | 1 | 365 | 9.7634 | 0.66207 | 10 | 0.42545
34123 | 7.02 | 1 | 365 | 7.9882 | 0.087144 | 8 | 0.075371
34082 | 7.02 | 1 | 365 | 7.9882 | 0.087144 | 8 | 0.075371
33564 | 2.86 | 1 | 365 | 3.2545 | 0.55402 | 3 | 0.80848
32295 | 7.28 | 1 | 365 | 8.2841 | 0.68296 | 8 | 0.96705
32709 | 4.94 | 1 | 365 | 5.6213 | 0.32058 | 5 | 0.94193
33311 | 5.2 | 1 | 365 | 5.9172 | 0.9164 | 6 | 0.83361
32675 | 8.84 | 1 | 365 | 10.0592 | 0.25789 | 10 | 0.31713
32343 | 7.54 | 1 | 365 | 8.5799 | 0.27878 | 8 | 0.85873
34310 | 10.14 | 1 | 365 | 11.5385 | 0.23699 | 11 | 0.77554
33607 | 4.68 | 1 | 365 | 5.3255 | 0.72476 | 6 | 0.050247
33778 | 5.72 | 1 | 365 | 6.5089 | 0.10804 | 6 | 0.61697
37109 | 5.72 | 1 | 365 | 6.5089 | 0.10804 | 6 | 0.61697
32812 | 8.58 | 1 | 365 | 9.7634 | 0.66207 | 10 | 0.42545
32947 | 10.4 | 1 | 365 | 11.8344 | 0.83281 | 12 | 0.66722
37293 | 6.405 | 1 | 365 | 7.2884 | 0.6778 | 7 | 0.9662
48361 | 4.42 | 1 | 365 | 5.0296 | 0.12894 | 5 | 0.15857
33227 | 4.94 | 1 | 365 | 5.6213 | 0.32058 | 5 | 0.94193
32950 | 4.16 | 1 | 365 | 4.7338 | 0.53312 | 5 | 0.26689
33317 | 8.58 | 1 | 365 | 9.7634 | 0.66207 | 10 | 0.42545
34277 | 3.12 | 1 | 365 | 3.5503 | 0.14984 | 3 | 0.70016
33491 | 9.88 | 1 | 365 | 11.2427 | 0.64117 | 11 | 0.88386
35850 | 7.54 | 1 | 365 | 8.5799 | 0.27878 | 8 | 0.85873
35618 | 8.32 | 1 | 365 | 9.4675 | 0.066245 | 9 | 0.53377
34077 | 6.76 | 1 | 365 | 7.6924 | 0.49132 | 8 | 0.18369
36976 | 4.16 | 1 | 365 | 4.7338 | 0.53312 | 5 | 0.26689
36926 | 7.28 | 1 | 365 | 8.2841 | 0.68296 | 8 | 0.96705
34444 | 4.94 | 1 | 365 | 5.6213 | 0.32058 | 5 | 0.94193
33528 | 7.02 | 1 | 365 | 7.9882 | 0.087144 | 8 | 0.075371
37118 | 10.14 | 1 | 365 | 11.5385 | 0.23699 | 11 | 0.77554
34405 | 3.38 | 1 | 365 | 3.8462 | 0.74566 | 4 | 0.59185
34221 | 7.28 | 1 | 365 | 8.2841 | 0.68296 | 8 | 0.96705
34395 | 5.46 | 1 | 365 | 6.2131 | 0.51222 | 6 | 0.72529
38360 | 4.42 | 1 | 365 | 5.0296 | 0.12894 | 5 | 0.15857
35882 | 5.98 | 1 | 365 | 6.8048 | 0.70386 | 7 | 0.50865
36931 | 6.5 | 1 | 365 | 7.3965 | 0.8955 | 8 | 0.29201
34426 | 2.6 | 1 | 365 | 2.9586 | 0.9582 | 3 | 0.9168
33493 | 7.28 | 1 | 365 | 8.2841 | 0.68296 | 8 | 0.96705
32610 | 7.28 | 1 | 365 | 8.2841 | 0.68296 | 8 | 0.96705
48366 | 3.64 | 1 | 365 | 4.142 | 0.34148 | 4 | 0.48353
35980 | 7.8 | 1 | 365 | 8.8758 | 0.8746 | 9 | 0.75041
37106 | 3.38 | 1 | 365 | 3.8462 | 0.74566 | 4 | 0.59185
32640 | 5.98 | 1 | 365 | 6.8048 | 0.70386 | 7 | 0.50865
38809 | 6.76 | 1 | 365 | 7.6924 | 0.49132 | 8 | 0.18369
37753 | 5.98 | 1 | 365 | 6.8048 | 0.70386 | 7 | 0.50865
34388 | 4.42 | 1 | 365 | 5.0296 | 0.12894 | 5 | 0.15857
37733 | 6.76 | 1 | 365 | 7.6924 | 0.49132 | 8 | 0.18369
40967 | 9.36 | 1 | 365 | 10.651 | 0.44953 | 11 | 0.10049
33653 | 8.32 | 1 | 365 | 9.4675 | 0.066245 | 9 | 0.53377
32991 | 10.2 | 1 | 365 | 11.6068 | 0.37448 | 11 | 0.98131
33075 | 16.575 | 1 | 365 | 18.8611 | 0.98354 | 19 | 0.84463
33078 | 14.79 | 1 | 365 | 16.8299 | 0.893 | 17 | 0.7229
33081 | 10.5 | 1 | 365 | 11.9482 | 0.061968 | 12 | 0.01017
33080 | 11.44 | 1 | 365 | 13.0179 | 0.21609 | 13 | 0.23394
42674 | 7.42 | 1 | 365 | 8.4434 | 0.0037907 | 8 | 0.44719
33875 | 10.2 | 1 | 365 | 11.6068 | 0.37448 | 11 | 0.98131
43061 | 8.25 | 1 | 365 | 9.3879 | 0.90583 | 10 | 0.29371
34434 | 13 | 1 | 365 | 14.793 | 0.79101 | 15 | 0.58402
45903 | 6 | 1 | 365 | 6.8275 | 0.7497 | 7 | 0.57724
36734 | 7.28 | 1 | 365 | 8.2841 | 0.68296 | 8 | 0.96705
45323 | 5.7 | 1 | 365 | 6.4862 | 0.062211 | 6 | 0.54838
35949 | 5.2 | 1 | 365 | 5.9172 | 0.9164 | 6 | 0.83361
43778 | 11.925 | 1 | 365 | 13.5697 | 0.32752 | 13 | 0.89726
35953 | 10.92 | 1 | 365 | 12.4261 | 0.024447 | 12 | 0.45058
44721 | 9 | 1 | 365 | 10.2413 | 0.62454 | 10 | 0.86586
44391 | 6.5 | 1 | 365 | 7.3965 | 0.8955 | 8 | 0.29201
36854 | 15.86 | 1 | 365 | 18.0475 | 0.34503 | 18 | 0.3925
44908 | 7.905 | 1 | 365 | 8.9953 | 0.11522 | 9 | 0.11051
36888 | 10.4 | 1 | 365 | 11.8344 | 0.83281 | 12 | 0.66722
42783 | 5.225 | 1 | 365 | 5.9457 | 0.97369 | 6 | 0.91935
42770 | 5.225 | 1 | 365 | 5.9457 | 0.97369 | 6 | 0.91935
41811 | 5.25 | 1 | 365 | 5.9741 | 0.030984 | 6 | 0.005085
46405 | 2.04 | 1 | 365 | 2.3214 | 0.6749 | 2 | 0.99626
43353 | 9.8 | 1 | 365 | 11.1517 | 0.45784 | 11 | 0.60949
46456 | 9.36 | 1 | 365 | 10.651 | 0.44953 | 11 | 0.10049
43370 | 3.6 | 1 | 365 | 4.0965 | 0.24982 | 4 | 0.34634
45020 | 10.455 | 1 | 365 | 11.897 | 0.95885 | 12 | 0.85584
42613 | 4.505 | 1 | 365 | 5.1263 | 0.32373 | 5 | 0.45008
44836 | 5.75 | 1 | 365 | 6.5431 | 0.17679 | 6 | 0.71985
43821 | 3.06 | 1 | 365 | 3.482 | 0.012345 | 3 | 0.49439
44468 | 11.39 | 1 | 365 | 12.961 | 0.10151 | 13 | 0.062461
44680 | 5.72 | 1 | 365 | 6.5089 | 0.10804 | 6 | 0.61697
44839 | 2.188 | 1 | 365 | 2.4898 | 0.014056 | 2 | 0.50383
45795 | 14.7 | 1 | 365 | 16.7275 | 0.68676 | 17 | 0.41424
44757 | 14.04 | 1 | 365 | 15.9765 | 0.17429 | 16 | 0.15074
44898 | 5.1 | 1 | 365 | 5.8034 | 0.68724 | 6 | 0.49065
44858 | 9.88 | 1 | 365 | 11.2427 | 0.64117 | 11 | 0.88386
47255 | 5.565 | 1 | 365 | 6.3325 | 0.75284 | 7 | 0.08539
47346 | 5.2 | 1 | 365 | 5.9172 | 0.9164 | 6 | 0.83361
45033 | 6 | 1 | 365 | 6.8275 | 0.7497 | 7 | 0.57724
39347 | 7.28 | 1 | 365 | 8.2841 | 0.68296 | 8 | 0.96705
44732 | 4.42 | 1 | 365 | 5.0296 | 0.12894 | 5 | 0.15857
45131 | 4.16 | 1 | 365 | 4.7338 | 0.53312 | 5 | 0.26689
45127 | 4.77 | 1 | 365 | 5.4279 | 0.93101 | 6 | 0.35891
45228 | 5.1 | 1 | 365 | 5.8034 | 0.68724 | 6 | 0.49065
43174 | 7.28 | 1 | 365 | 8.2841 | 0.68296 | 8 | 0.96705
45223 | 6.76 | 1 | 365 | 7.6924 | 0.49132 | 8 | 0.18369
45186 | 10.4 | 1 | 365 | 11.8344 | 0.83281 | 12 | 0.66722
39148 | 3.315 | 1 | 365 | 3.7722 | 0.59671 | 4 | 0.36893
45152 | 15.6 | 1 | 365 | 17.7516 | 0.74921 | 18 | 0.50082
32433 | 13 | 1 | 365 | 14.793 | 0.79101 | 15 | 0.58402
45501 | 3.57 | 1 | 365 | 4.0624 | 0.18107 | 4 | 0.24346
46158 | 10.66 | 1 | 365 | 12.1303 | 0.42863 | 12 | 0.5589
48016 | 6.48 | 1 | 365 | 7.3737 | 0.84967 | 8 | 0.22342
45310 | 2.6 | 1 | 365 | 2.9586 | 0.9582 | 3 | 0.9168
40874 | 15.9 | 1 | 365 | 18.093 | 0.43669 | 18 | 0.52969
39062 | 3.8 | 1 | 365 | 4.3241 | 0.70814 | 5 | 0.032252
42649 | 3.85 | 1 | 365 | 4.381 | 0.82272 | 5 | 0.20373
42554 | 3.85 | 1 | 365 | 4.381 | 0.82272 | 5 | 0.20373
44906 | 8.925 | 1 | 365 | 10.156 | 0.45267 | 10 | 0.60864
42553 | 17.6 | 1 | 365 | 20.0275 | 0.33244 | 20 | 0.3599
42637 | 7.425 | 1 | 365 | 8.4491 | 0.015249 | 8 | 0.46433
32267 | 13 | 1 | 365 | 14.793 | 0.79101 | 15 | 0.58402
47121 | 8.58 | 1 | 365 | 9.7634 | 0.66207 | 10 | 0.42545
47175 | 4.16 | 1 | 365 | 4.7338 | 0.53312 | 5 | 0.26689
44939 | 7.28 | 1 | 365 | 8.2841 | 0.68296 | 8 | 0.96705
45021 | 5.2 | 1 | 365 | 5.9172 | 0.9164 | 6 | 0.83361
45460 | 11.44 | 1 | 365 | 13.0179 | 0.21609 | 13 | 0.23394
45466 | 4.94 | 1 | 365 | 5.6213 | 0.32058 | 5 | 0.94193
44868 | 4.16 | 1 | 365 | 4.7338 | 0.53312 | 5 | 0.26689
44705 | 7.54 | 1 | 365 | 8.5799 | 0.27878 | 8 | 0.85873
49636 | 8.58 | 1 | 365 | 9.7634 | 0.66207 | 10 | 0.42545
44642 | 12.74 | 1 | 365 | 14.4972 | 0.19519 | 14 | 0.69234
44637 | 6.375 | 1 | 365 | 7.2543 | 0.60905 | 7 | 0.86332
49641 | 3.8 | 1 | 365 | 4.3241 | 0.70814 | 5 | 0.032252
49647 | 3.64 | 1 | 365 | 4.142 | 0.34148 | 4 | 0.48353
49682 | 7.395 | 1 | 365 | 8.4149 | 0.9465 | 9 | 0.36145
36947 | 12.74 | 1 | 365 | 14.4972 | 0.19519 | 14 | 0.69234
33216 | 5.46 | 1 | 365 | 6.2131 | 0.51222 | 6 | 0.72529
31671 | 5.2 | 1 | 365 | 5.9172 | 0.9164 | 6 | 0.83361
33278 | 9.36 | 1 | 365 | 10.651 | 0.44953 | 11 | 0.10049
38949 | 4.42 | 1 | 365 | 5.0296 | 0.12894 | 5 | 0.15857
35561 | 10.66 | 1 | 365 | 12.1303 | 0.42863 | 12 | 0.5589
37765 | 4.68 | 1 | 365 | 5.3255 | 0.72476 | 6 | 0.050247
28087 | 6.24 | 1 | 365 | 7.1006 | 0.29968 | 7 | 0.40033
38886 | 4.42 | 1 | 365 | 5.0296 | 0.12894 | 5 | 0.15857
48426 | 2.6 | 1 | 365 | 2.9586 | 0.9582 | 3 | 0.9168
41691 | 4.42 | 1 | 365 | 5.0296 | 0.12894 | 5 | 0.15857
37091 | 14.535 | 1 | 365 | 16.5397 | 0.30864 | 16 | 0.84836
37970 | 6.5 | 1 | 365 | 7.3965 | 0.8955 | 8 | 0.29201
39157 | 9.62 | 1 | 365 | 10.9468 | 0.045346 | 10 | 0.99217
37781 | 8.58 | 1 | 365 | 9.7634 | 0.66207 | 10 | 0.42545
48415 | 7.02 | 1 | 365 | 7.9882 | 0.087144 | 8 | 0.075371
28827 | 9.36 | 1 | 365 | 10.651 | 0.44953 | 11 | 0.10049
38526 | 4.68 | 1 | 365 | 5.3255 | 0.72476 | 6 | 0.050247
43099 | 3.9 | 1 | 365 | 4.4379 | 0.9373 | 5 | 0.37521
37983 | 5.2 | 1 | 365 | 5.9172 | 0.9164 | 6 | 0.83361
39326 | 8.32 | 1 | 365 | 9.4675 | 0.066245 | 9 | 0.53377
41264 | 6.5 | 1 | 365 | 7.3965 | 0.8955 | 8 | 0.29201
40966 | 6.24 | 1 | 365 | 7.1006 | 0.29968 | 7 | 0.40033
40994 | 3.9 | 1 | 365 | 4.4379 | 0.9373 | 5 | 0.37521
48432 | 3.64 | 1 | 365 | 4.142 | 0.34148 | 4 | 0.48353
41101 | 11.96 | 1 | 365 | 13.6096 | 0.40773 | 14 | 0.017298
39294 | 9.1 | 1 | 365 | 10.3551 | 0.85371 | 11 | 0.20881
36972 | 6.24 | 1 | 365 | 7.1006 | 0.29968 | 7 | 0.40033
44269 | 2.6 | 1 | 365 | 2.9586 | 0.9582 | 3 | 0.9168
44541 | 3.38 | 1 | 365 | 3.8462 | 0.74566 | 4 | 0.59185
48488 | 4.16 | 1 | 365 | 4.7338 | 0.53312 | 5 | 0.26689
43216 | 7.15 | 1 | 365 | 8.1362 | 0.38505 | 8 | 0.52121
43166 | 9.075 | 1 | 365 | 10.3267 | 0.79642 | 11 | 0.12308
44885 | 3.57 | 1 | 365 | 4.0624 | 0.18107 | 4 | 0.24346
42281 | 5.5 | 1 | 365 | 6.2586 | 0.60389 | 6 | 0.86247
42688 | 5.775 | 1 | 365 | 6.5715 | 0.23408 | 6 | 0.80559
42643 | 7.975 | 1 | 365 | 9.0749 | 0.27564 | 9 | 0.35058
27221 | 7.54 | 1 | 365 | 8.5799 | 0.27878 | 8 | 0.85873
42634 | 6.6 | 1 | 365 | 7.5103 | 0.12467 | 7 | 0.63496
42301 | 7.975 | 1 | 365 | 9.0749 | 0.27564 | 9 | 0.35058
44973 | 4.16 | 1 | 365 | 4.7338 | 0.53312 | 5 | 0.26689
42275 | 5.225 | 1 | 365 | 5.9457 | 0.97369 | 6 | 0.91935
42627 | 5.225 | 1 | 365 | 5.9457 | 0.97369 | 6 | 0.91935
42615 | 5.775 | 1 | 365 | 6.5715 | 0.23408 | 6 | 0.80559
42620 | 4.4 | 1 | 365 | 5.0069 | 0.08311 | 5 | 0.089976
44824 | 4.335 | 1 | 365 | 4.9329 | 0.93416 | 5 | 0.86706
43722 | 9.36 | 1 | 365 | 10.651 | 0.44953 | 11 | 0.10049
42476 | 9.54 | 1 | 365 | 10.8558 | 0.86202 | 11 | 0.71781
44684 | 5.46 | 1 | 365 | 6.2131 | 0.51222 | 6 | 0.72529
44950 | 10.5 | 1 | 365 | 11.9482 | 0.061968 | 12 | 0.01017
39143 | 3.64 | 1 | 365 | 4.142 | 0.34148 | 4 | 0.48353
39346 | 8.32 | 1 | 365 | 9.4675 | 0.066245 | 9 | 0.53377
45322 | 7.8 | 1 | 365 | 8.8758 | 0.8746 | 9 | 0.75041
44949 | 4.94 | 1 | 365 | 5.6213 | 0.32058 | 5 | 0.94193
41002 | 5.72 | 1 | 365 | 6.5089 | 0.10804 | 6 | 0.61697
45034 | 9 | 1 | 365 | 10.2413 | 0.62454 | 10 | 0.86586
45438 | 3.9 | 1 | 365 | 4.4379 | 0.9373 | 5 | 0.37521
44867 | 5.75 | 1 | 365 | 6.5431 | 0.17679 | 6 | 0.71985
42545 | 3.025 | 1 | 365 | 3.4422 | 0.93214 | 4 | 0.37436
42480 | 3.025 | 1 | 365 | 3.4422 | 0.93214 | 4 | 0.37436
45014 | 6.885 | 1 | 365 | 7.8346 | 0.77778 | 8 | 0.61238
42820 | 6.05 | 1 | 365 | 6.8844 | 0.86428 | 7 | 0.74872
44880 | 2.55 | 1 | 365 | 2.9017 | 0.84362 | 3 | 0.74533
45025 | 6.63 | 1 | 365 | 7.5444 | 0.19341 | 7 | 0.73785
42776 | 5.775 | 1 | 365 | 6.5715 | 0.23408 | 6 | 0.80559
42669 | 4.95 | 1 | 365 | 5.6327 | 0.3435 | 5 | 0.97622
42829 | 5.225 | 1 | 365 | 5.9457 | 0.97369 | 6 | 0.91935
42826 | 11 | 1 | 365 | 12.5172 | 0.20778 | 12 | 0.72494
44744 | 8.8 | 1 | 365 | 10.0137 | 0.16622 | 10 | 0.17995
42271 | 7.7 | 1 | 365 | 8.762 | 0.64544 | 9 | 0.40746
26758 | 12.22 | 1 | 365 | 13.9054 | 0.0035475 | 13 | 0.90898
42423 | 13.2 | 1 | 365 | 15.0206 | 0.24933 | 15 | 0.26993
42805 | 8.25 | 1 | 365 | 9.3879 | 0.90583 | 10 | 0.29371
44997 | 5.75 | 1 | 365 | 6.5431 | 0.17679 | 6 | 0.71985
42437 | 9.075 | 1 | 365 | 10.3267 | 0.79642 | 11 | 0.12308
42800 | 9.35 | 1 | 365 | 10.6396 | 0.42661 | 11 | 0.066199
44730 | 5.225 | 1 | 365 | 5.9457 | 0.97369 | 6 | 0.91935
44961 | 4.59 | 1 | 365 | 5.2231 | 0.51852 | 5 | 0.74159
42203 | 3.85 | 1 | 365 | 4.381 | 0.82272 | 5 | 0.20373
42223 | 8.525 | 1 | 365 | 9.7008 | 0.53603 | 10 | 0.23683
44862 | 10.5 | 1 | 365 | 11.9482 | 0.061968 | 12 | 0.01017
44873 | 6.12 | 1 | 365 | 6.9641 | 0.02469 | 6 | 0.98878
42567 | 3.85 | 1 | 365 | 4.381 | 0.82272 | 5 | 0.20373
44819 | 10.5 | 1 | 365 | 11.9482 | 0.061968 | 12 | 0.01017
44971 | 10.71 | 1 | 365 | 12.1872 | 0.54321 | 12 | 0.73037
42778 | 8.48 | 1 | 365 | 9.6496 | 0.4329 | 10 | 0.082499
42299 | 5.5 | 1 | 365 | 6.2586 | 0.60389 | 6 | 0.86247
44367 | 10.92 | 1 | 365 | 12.4261 | 0.024447 | 12 | 0.45058
42442 | 8.525 | 1 | 365 | 9.7008 | 0.53603 | 10 | 0.23683
31895 | 5.72 | 1 | 365 | 6.5089 | 0.10804 | 6 | 0.61697
44584 | 6.5 | 1 | 365 | 7.3965 | 0.8955 | 8 | 0.29201
36730 | 6.24 | 1 | 365 | 7.1006 | 0.29968 | 7 | 0.40033
39301 | 7.54 | 1 | 365 | 8.5799 | 0.27878 | 8 | 0.85873
38491 | 9.69 | 1 | 365 | 11.0265 | 0.20576 | 11 | 0.23224
38041 | 5.2 | 1 | 365 | 5.9172 | 0.9164 | 6 | 0.83361
44559 | 5.98 | 1 | 365 | 6.8048 | 0.70386 | 7 | 0.50865
42942 | 4.16 | 1 | 365 | 4.7338 | 0.53312 | 5 | 0.26689
34451 | 2.86 | 1 | 365 | 3.2545 | 0.55402 | 3 | 0.80848
48670 | 4.16 | 1 | 365 | 4.7338 | 0.53312 | 5 | 0.26689
44591 | 8.06 | 1 | 365 | 9.1717 | 0.47042 | 9 | 0.64209
36678 | 8.84 | 1 | 365 | 10.0592 | 0.25789 | 10 | 0.31713
48397 | 4.68 | 1 | 365 | 5.3255 | 0.72476 | 6 | 0.050247
48645 | 6.24 | 1 | 365 | 7.1006 | 0.29968 | 7 | 0.40033
31888 | 5.98 | 1 | 365 | 6.8048 | 0.70386 | 7 | 0.50865
44678 | 7.54 | 1 | 365 | 8.5799 | 0.27878 | 8 | 0.85873
24332 | 13 | 1 | 365 | 14.793 | 0.79101 | 15 | 0.58402
44127 | 4.68 | 1 | 365 | 5.3255 | 0.72476 | 6 | 0.050247
48629 | 4.68 | 1 | 365 | 5.3255 | 0.72476 | 6 | 0.050247
41654 | 9.1 | 1 | 365 | 10.3551 | 0.85371 | 11 | 0.20881
39003 | 6.5 | 1 | 365 | 7.3965 | 0.8955 | 8 | 0.29201
33546 | 7.28 | 1 | 365 | 8.2841 | 0.68296 | 8 | 0.96705
43669 | 9.62 | 1 | 365 | 10.9468 | 0.045346 | 10 | 0.99217
48615 | 8.06 | 1 | 365 | 9.1717 | 0.47042 | 9 | 0.64209
41626 | 8.58 | 1 | 365 | 9.7634 | 0.66207 | 10 | 0.42545
44150 | 5.2 | 1 | 365 | 5.9172 | 0.9164 | 6 | 0.83361
43283 | 4.16 | 1 | 365 | 4.7338 | 0.53312 | 5 | 0.26689
32282 | 10.4 | 1 | 365 | 11.8344 | 0.83281 | 12 | 0.66722
48735 | 3.64 | 1 | 365 | 4.142 | 0.34148 | 4 | 0.48353
42447 | 14.575 | 1 | 365 | 16.5852 | 0.4003 | 16 | 0.98555
48643 | 4.94 | 1 | 365 | 5.6213 | 0.32058 | 5 | 0.94193
41730 | 5.98 | 1 | 365 | 6.8048 | 0.70386 | 7 | 0.50865
48733 | 4.94 | 1 | 365 | 5.6213 | 0.32058 | 5 | 0.94193
43289 | 13 | 1 | 365 | 14.793 | 0.79101 | 15 | 0.58402
48605 | 2.08 | 1 | 365 | 2.3669 | 0.76656 | 3 | 0.13344
48599 | 5.72 | 1 | 365 | 6.5089 | 0.10804 | 6 | 0.61697
45441 | 12.74 | 1 | 365 | 14.4972 | 0.19519 | 14 | 0.69234
48576 | 9.62 | 1 | 365 | 10.9468 | 0.045346 | 10 | 0.99217
48694 | 6.5 | 1 | 365 | 7.3965 | 0.8955 | 8 | 0.29201
48635 | 10.66 | 1 | 365 | 12.1303 | 0.42863 | 12 | 0.5589
48671 | 3.06 | 1 | 365 | 3.482 | 0.012345 | 3 | 0.49439
48654 | 3.9 | 1 | 365 | 4.4379 | 0.9373 | 5 | 0.37521
40941 | 3.9 | 1 | 365 | 4.4379 | 0.9373 | 5 | 0.37521
44831 | 4 | 1 | 365 | 4.5517 | 0.16646 | 4 | 0.71816
44632 | 7.65 | 1 | 365 | 8.7051 | 0.53086 | 9 | 0.23598
42307 | 4.675 | 1 | 365 | 5.3198 | 0.7133 | 6 | 0.033099
44607 | 12.1 | 1 | 365 | 13.7689 | 0.72855 | 14 | 0.49743
42302 | 5.98 | 1 | 365 | 6.8048 | 0.70386 | 7 | 0.50865
42682 | 5.225 | 1 | 365 | 5.9457 | 0.97369 | 6 | 0.91935
42924 | 9.625 | 1 | 365 | 10.9525 | 0.056804 | 11 | 0.0093225
42296 | 7.425 | 1 | 365 | 8.4491 | 0.015249 | 8 | 0.46433
44889 | 4.845 | 1 | 365 | 5.5132 | 0.10288 | 5 | 0.61612
31712 | 2.6 | 1 | 365 | 2.9586 | 0.9582 | 3 | 0.9168
44747 | 16.25 | 1 | 365 | 18.4913 | 0.23876 | 18 | 0.73002
42590 | 4.95 | 1 | 365 | 5.6327 | 0.3435 | 5 | 0.97622
25190 | 9.1 | 1 | 365 | 10.3551 | 0.85371 | 11 | 0.20881
42475 | 7.7 | 1 | 365 | 8.762 | 0.64544 | 9 | 0.40746
42440 | 6.5 | 1 | 365 | 7.3965 | 0.8955 | 8 | 0.29201
42593 | 11.18 | 1 | 365 | 12.722 | 0.62027 | 13 | 0.34226
47132 | 10.5 | 1 | 365 | 11.9482 | 0.061968 | 12 | 0.01017
31859 | 6.5 | 1 | 365 | 7.3965 | 0.8955 | 8 | 0.29201
23603 | 3.9 | 1 | 365 | 4.4379 | 0.9373 | 5 | 0.37521
23668 | 8.32 | 1 | 365 | 9.4675 | 0.066245 | 9 | 0.53377
23850 | 5.72 | 1 | 365 | 6.5089 | 0.10804 | 6 | 0.61697
23980 | 9.62 | 1 | 365 | 10.9468 | 0.045346 | 10 | 0.99217
23923 | 11.44 | 1 | 365 | 13.0179 | 0.21609 | 13 | 0.23394
32352 | 5.2 | 1 | 365 | 5.9172 | 0.9164 | 6 | 0.83361
31663 | 5.2 | 1 | 365 | 5.9172 | 0.9164 | 6 | 0.83361
24050 | 7.02 | 1 | 365 | 7.9882 | 0.087144 | 8 | 0.075371
28125 | 7.02 | 1 | 365 | 7.9882 | 0.087144 | 8 | 0.075371
31714 | 5.46 | 1 | 365 | 6.2131 | 0.51222 | 6 | 0.72529
25192 | 7.28 | 1 | 365 | 8.2841 | 0.68296 | 8 | 0.96705
46566 | 6.76 | 1 | 365 | 7.6924 | 0.49132 | 8 | 0.18369
33731 | 9.9 | 1 | 365 | 11.2654 | 0.687 | 11 | 0.95245
35800 | 1.34 | 1 | 365 | 1.5248 | 0.070765 | 1 | 0.59558
37115 | 12.6 | 1 | 365 | 14.3378 | 0.87436 | 15 | 0.2122
39387 | 13.08 | 1 | 365 | 14.884 | 0.97434 | 15 | 0.85838
51654 | 105 | 0.9 | 365 | 107.5338 | 0.55771 | 108 | 0.09153
43299 | 10.78 | 1 | 365 | 12.2668 | 0.70362 | 12 | 0.97044
44035 | 7.02 | 1 | 365 | 7.9882 | 0.087144 | 8 | 0.075371
42119 | 4.86 | 1 | 365 | 5.5303 | 0.13725 | 5 | 0.66756
35307 | 51.84 | 0.9 | 365 | 53.091 | 0.91764 | 54 | 0.0086182
42297 | 5.98 | 1 | 365 | 6.8048 | 0.70386 | 7 | 0.50865
46597 | 5.98 | 1 | 365 | 6.8048 | 0.70386 | 7 | 0.50865
42471 | 4.95 | 1 | 365 | 5.6327 | 0.3435 | 5 | 0.97622
25222 | 5.72 | 1 | 365 | 6.5089 | 0.10804 | 6 | 0.61697
28560 | 6.76 | 1 | 365 | 7.6924 | 0.49132 | 8 | 0.18369
42780 | 8.25 | 1 | 365 | 9.3879 | 0.90583 | 10 | 0.29371
25536 | 5.98 | 1 | 365 | 6.8048 | 0.70386 | 7 | 0.50865
25331 | 9.36 | 1 | 365 | 10.651 | 0.44953 | 11 | 0.10049
44600 | 9.35 | 1 | 365 | 10.6396 | 0.42661 | 11 | 0.066199
44814 | 12.96 | 1 | 365 | 14.7475 | 0.69934 | 15 | 0.44684
43933 | 8.25 | 1 | 365 | 9.3879 | 0.90583 | 10 | 0.29371
26710 | 4.68 | 1 | 365 | 5.3255 | 0.72476 | 6 | 0.050247
27920 | 5.72 | 1 | 365 | 6.5089 | 0.10804 | 6 | 0.61697
32535 | 10.92 | 1 | 365 | 12.4261 | 0.024447 | 12 | 0.45058
46568 | 3.9 | 1 | 365 | 4.4379 | 0.9373 | 5 | 0.37521
32551 | 6.24 | 1 | 365 | 7.1006 | 0.29968 | 7 | 0.40033
32582 | 8.58 | 1 | 365 | 9.7634 | 0.66207 | 10 | 0.42545
32587 | 4.94 | 1 | 365 | 5.6213 | 0.32058 | 5 | 0.94193
45445 | 9.36 | 1 | 365 | 10.651 | 0.44953 | 11 | 0.10049
32655 | 5.46 | 1 | 365 | 6.2131 | 0.51222 | 6 | 0.72529
40130 | 8.58 | 1 | 365 | 9.7634 | 0.66207 | 10 | 0.42545
33121 | 3.12 | 1 | 365 | 3.5503 | 0.14984 | 3 | 0.70016
41376 | 6.5 | 1 | 365 | 7.3965 | 0.8955 | 8 | 0.29201
33775 | 4.94 | 1 | 365 | 5.6213 | 0.32058 | 5 | 0.94193
42160 | 6.6 | 1 | 365 | 7.5103 | 0.12467 | 7 | 0.63496
13758 | 8.67 | 1 | 365 | 9.8658 | 0.86831 | 10 | 0.73411
30949 | 3.9 | 1 | 365 | 4.4379 | 0.9373 | 5 | 0.37521
33180 | 10.4 | 1 | 365 | 11.8344 | 0.83281 | 12 | 0.66722
36973 | 16.38 | 1 | 365 | 18.6392 | 0.53667 | 19 | 0.17587
40880 | 11.34 | 1 | 365 | 12.9041 | 0.98693 | 13 | 0.89098
50709 | 3.12 | 1 | 365 | 3.5503 | 0.14984 | 3 | 0.70016
52048 | 14.04 | 1 | 365 | 15.9765 | 0.17429 | 16 | 0.15074
44860 | 9 | 1 | 365 | 10.2413 | 0.62454 | 10 | 0.86586
31627 | 3.9 | 1 | 365 | 4.4379 | 0.9373 | 5 | 0.37521
42764 | 11 | 1 | 365 | 12.5172 | 0.20778 | 12 | 0.72494
44117 | 4.68 | 1 | 365 | 5.3255 | 0.72476 | 6 | 0.050247
44021 | 7.54 | 1 | 365 | 8.5799 | 0.27878 | 8 | 0.85873
32922 | 4.68 | 1 | 365 | 5.3255 | 0.72476 | 6 | 0.050247
42661 | 6.89 | 1 | 365 | 7.8403 | 0.78923 | 8 | 0.62953
42633 | 5.3 | 1 | 365 | 6.031 | 0.14556 | 6 | 0.17656
42815 | 3.18 | 1 | 365 | 3.6186 | 0.28734 | 3 | 0.90594
43048 | 10.335 | 1 | 365 | 11.7604 | 0.68385 | 12 | 0.4443
44492 | 5.83 | 1 | 365 | 6.6341 | 0.36012 | 6 | 0.99422
27500 | 4.845 | 1 | 365 | 5.5132 | 0.10288 | 5 | 0.61612
30032 | 9.1 | 1 | 365 | 10.3551 | 0.85371 | 11 | 0.20881
40786 | 7.8 | 1 | 365 | 8.8758 | 0.8746 | 9 | 0.75041
36639 | 24.9 | 1 | 365 | 28.3343 | 0.061238 | 28 | 0.39555
46851 | 7.5 | 1 | 365 | 8.5344 | 0.18712 | 8 | 0.72155
45731 | 10.6 | 1 | 365 | 12.062 | 0.29113 | 12 | 0.35312
45357 | 13.52 | 1 | 365 | 15.3847 | 0.98265 | 16 | 0.36738
43657 | 13 | 1 | 365 | 14.793 | 0.79101 | 15 | 0.58402
32115 | 10.92 | 1 | 365 | 12.4261 | 0.024447 | 12 | 0.45058
42814 | 5.775 | 1 | 365 | 6.5715 | 0.23408 | 6 | 0.80559
44766 | 6.885 | 1 | 365 | 7.8346 | 0.77778 | 8 | 0.61238
44483 | 7.42 | 1 | 365 | 8.4434 | 0.0037907 | 8 | 0.44719
42485 | 10.865 | 1 | 365 | 12.3635 | 0.89841 | 13 | 0.26195
44805 | 4.335 | 1 | 365 | 4.9329 | 0.93416 | 5 | 0.86706
44485 | 8.48 | 1 | 365 | 9.6496 | 0.4329 | 10 | 0.082499
44807 | 5.355 | 1 | 365 | 6.0936 | 0.2716 | 6 | 0.36519
42624 | 7.42 | 1 | 365 | 8.4434 | 0.0037907 | 8 | 0.44719
31013 | 8.58 | 1 | 365 | 9.7634 | 0.66207 | 10 | 0.42545
48790 | 12.22 | 1 | 365 | 13.9054 | 0.0035475 | 13 | 0.90898
48781 | 7.28 | 1 | 365 | 8.2841 | 0.68296 | 8 | 0.96705
29228 | 6.76 | 1 | 365 | 7.6924 | 0.49132 | 8 | 0.18369
48649 | 8.58 | 1 | 365 | 9.7634 | 0.66207 | 10 | 0.42545
44940 | 9.62 | 1 | 365 | 10.9468 | 0.045346 | 10 | 0.99217
48712 | 9.1 | 1 | 365 | 10.3551 | 0.85371 | 11 | 0.20881
48701 | 4.42 | 1 | 365 | 5.0296 | 0.12894 | 5 | 0.15857
48693 | 4.68 | 1 | 365 | 5.3255 | 0.72476 | 6 | 0.050247
48729 | 8.84 | 1 | 365 | 10.0592 | 0.25789 | 10 | 0.31713
44239 | 6.76 | 1 | 365 | 7.6924 | 0.49132 | 8 | 0.18369
48771 | 5.72 | 1 | 365 | 6.5089 | 0.10804 | 6 | 0.61697
48772 | 6.24 | 1 | 365 | 7.1006 | 0.29968 | 7 | 0.40033
48766 | 7.28 | 1 | 365 | 8.2841 | 0.68296 | 8 | 0.96705
41636 | 2.34 | 1 | 365 | 2.6627 | 0.36238 | 3 | 0.025124
48655 | 4.16 | 1 | 365 | 4.7338 | 0.53312 | 5 | 0.26689
48623 | 11.7 | 1 | 365 | 13.3137 | 0.81191 | 14 | 0.12562
48590 | 5.2 | 1 | 365 | 5.9172 | 0.9164 | 6 | 0.83361
48595 | 6.24 | 1 | 365 | 7.1006 | 0.29968 | 7 | 0.40033
48390 | 5.46 | 1 | 365 | 6.2131 | 0.51222 | 6 | 0.72529
40975 | 5.2 | 1 | 365 | 5.9172 | 0.9164 | 6 | 0.83361
38929 | 5.2 | 1 | 365 | 5.9172 | 0.9164 | 6 | 0.83361
32178 | 9.36 | 1 | 365 | 10.651 | 0.44953 | 11 | 0.10049
43258 | 7.28 | 1 | 365 | 8.2841 | 0.68296 | 8 | 0.96705
32247 | 8.32 | 1 | 365 | 9.4675 | 0.066245 | 9 | 0.53377
32212 | 7.28 | 1 | 365 | 8.2841 | 0.68296 | 8 | 0.96705
29631 | 7.54 | 1 | 365 | 8.5799 | 0.27878 | 8 | 0.85873
31939 | 5.72 | 1 | 365 | 6.5089 | 0.10804 | 6 | 0.61697
31938 | 4.42 | 1 | 365 | 5.0296 | 0.12894 | 5 | 0.15857
26990 | 7.28 | 1 | 365 | 8.2841 | 0.68296 | 8 | 0.96705
31833 | 6.5 | 1 | 365 | 7.3965 | 0.8955 | 8 | 0.29201
31742 | 5.46 | 1 | 365 | 6.2131 | 0.51222 | 6 | 0.72529
24173 | 5.46 | 1 | 365 | 6.2131 | 0.51222 | 6 | 0.72529
23853 | 10.66 | 1 | 365 | 12.1303 | 0.42863 | 12 | 0.5589
22394 | 4.16 | 1 | 365 | 4.7338 | 0.53312 | 5 | 0.26689
48815 | 10.14 | 1 | 365 | 11.5385 | 0.23699 | 11 | 0.77554
48803 | 3.12 | 1 | 365 | 3.5503 | 0.14984 | 3 | 0.70016
32562 | 4.42 | 1 | 365 | 5.0296 | 0.12894 | 5 | 0.15857
48795 | 6.24 | 1 | 365 | 7.1006 | 0.29968 | 7 | 0.40033
34420 | 4.42 | 1 | 365 | 5.0296 | 0.12894 | 5 | 0.15857
48661 | 6.24 | 1 | 365 | 7.1006 | 0.29968 | 7 | 0.40033
48505 | 5.72 | 1 | 365 | 6.5089 | 0.10804 | 6 | 0.61697
36873 | 3.38 | 1 | 365 | 3.8462 | 0.74566 | 4 | 0.59185
33287 | 4.42 | 1 | 365 | 5.0296 | 0.12894 | 5 | 0.15857
44878 | 9.1 | 1 | 365 | 10.3551 | 0.85371 | 11 | 0.20881
46822 | 15 | 1 | 365 | 17.0689 | 0.37424 | 17 | 0.4431
46981 | 5.98 | 1 | 365 | 6.8048 | 0.70386 | 7 | 0.50865
47005 | 3.9 | 1 | 365 | 4.4379 | 0.9373 | 5 | 0.37521
52313 | 15.12 | 1 | 365 | 17.2054 | 0.64923 | 17 | 0.85464
49783 | 5.865 | 1 | 365 | 6.6739 | 0.44033 | 7 | 0.11425
49849 | 4.16 | 1 | 365 | 4.7338 | 0.53312 | 5 | 0.26689
47185 | 2.34 | 1 | 365 | 2.6627 | 0.36238 | 3 | 0.025124
47254 | 7.8 | 1 | 365 | 8.8758 | 0.8746 | 9 | 0.75041
44865 | 4.5 | 1 | 365 | 5.1207 | 0.31227 | 5 | 0.43293
44881 | 7.395 | 1 | 365 | 8.4149 | 0.9465 | 9 | 0.36145
38151 | 7.28 | 1 | 365 | 8.2841 | 0.68296 | 8 | 0.96705
44883 | 11.5 | 1 | 365 | 13.0861 | 0.35358 | 13 | 0.43971
38165 | 5.72 | 1 | 365 | 6.5089 | 0.10804 | 6 | 0.61697
49968 | 6.12 | 1 | 365 | 6.9641 | 0.02469 | 6 | 0.98878
50699 | 10.4 | 1 | 365 | 11.8344 | 0.83281 | 12 | 0.66722
38211 | 6.76 | 1 | 365 | 7.6924 | 0.49132 | 8 | 0.18369
44911 | 4.335 | 1 | 365 | 4.9329 | 0.93416 | 5 | 0.86706
45022 | 7.905 | 1 | 365 | 8.9953 | 0.11522 | 9 | 0.11051
45032 | 4.75 | 1 | 365 | 5.4051 | 0.88518 | 6 | 0.29031
42714 | 10.175 | 1 | 365 | 11.5784 | 0.31719 | 11 | 0.89557
44628 | 7.425 | 1 | 365 | 8.4491 | 0.015249 | 8 | 0.46433
42305 | 12.1 | 1 | 365 | 13.7689 | 0.72855 | 14 | 0.49743
44606 | 7.5 | 1 | 365 | 8.5344 | 0.18712 | 8 | 0.72155
44967 | 10.75 | 1 | 365 | 12.2327 | 0.63487 | 12 | 0.86755
42746 | 9.075 | 1 | 365 | 10.3267 | 0.79642 | 11 | 0.12308
42654 | 12.1 | 1 | 365 | 13.7689 | 0.72855 | 14 | 0.49743
42457 | 12.48 | 1 | 365 | 14.2013 | 0.59937 | 14 | 0.80066
44630 | 11 | 1 | 365 | 12.5172 | 0.20778 | 12 | 0.72494
32413 | 9.36 | 1 | 365 | 10.651 | 0.44953 | 11 | 0.10049
41892 | 7.28 | 1 | 365 | 8.2841 | 0.68296 | 8 | 0.96705
48650 | 2.34 | 1 | 365 | 2.6627 | 0.36238 | 3 | 0.025124
32945 | 9.88 | 1 | 365 | 11.2427 | 0.64117 | 11 | 0.88386
48920 | 5.98 | 1 | 365 | 6.8048 | 0.70386 | 7 | 0.50865
48935 | 7.02 | 1 | 365 | 7.9882 | 0.087144 | 8 | 0.075371
48932 | 5.2 | 1 | 365 | 5.9172 | 0.9164 | 6 | 0.83361
48934 | 4.94 | 1 | 365 | 5.6213 | 0.32058 | 5 | 0.94193
32736 | 4.94 | 1 | 365 | 5.6213 | 0.32058 | 5 | 0.94193
32501 | 9.1 | 1 | 365 | 10.3551 | 0.85371 | 11 | 0.20881
48952 | 4.16 | 1 | 365 | 4.7338 | 0.53312 | 5 | 0.26689
33066 | 5.72 | 1 | 365 | 6.5089 | 0.10804 | 6 | 0.61697
48942 | 3.38 | 1 | 365 | 3.8462 | 0.74566 | 4 | 0.59185
39256 | 7.02 | 1 | 365 | 7.9882 | 0.087144 | 8 | 0.075371
48962 | 7.28 | 1 | 365 | 8.2841 | 0.68296 | 8 | 0.96705
31229 | 5.98 | 1 | 365 | 6.8048 | 0.70386 | 7 | 0.50865
32761 | 16.83 | 1 | 365 | 19.1513 | 0.5679 | 19 | 0.71916
48947 | 3.9 | 1 | 365 | 4.4379 | 0.9373 | 5 | 0.37521
48898 | 11.44 | 1 | 365 | 13.0179 | 0.21609 | 13 | 0.23394
48943 | 11.18 | 1 | 365 | 12.722 | 0.62027 | 13 | 0.34226
48625 | 5.72 | 1 | 365 | 6.5089 | 0.10804 | 6 | 0.61697
48987 | 8.58 | 1 | 365 | 9.7634 | 0.66207 | 10 | 0.42545
48683 | 4.16 | 1 | 365 | 4.7338 | 0.53312 | 5 | 0.26689
34367 | 9.36 | 1 | 365 | 10.651 | 0.44953 | 11 | 0.10049
48726 | 6.5 | 1 | 365 | 7.3965 | 0.8955 | 8 | 0.29201
48953 | 9.88 | 1 | 365 | 11.2427 | 0.64117 | 11 | 0.88386
33497 | 4.68 | 1 | 365 | 5.3255 | 0.72476 | 6 | 0.050247
48923 | 2.6 | 1 | 365 | 2.9586 | 0.9582 | 3 | 0.9168
49001 | 7.28 | 1 | 365 | 8.2841 | 0.68296 | 8 | 0.96705
48659 | 4.68 | 1 | 365 | 5.3255 | 0.72476 | 6 | 0.050247
48702 | 15.08 | 1 | 365 | 17.1599 | 0.55757 | 17 | 0.71746
45305 | 9.54 | 1 | 365 | 10.8558 | 0.86202 | 11 | 0.71781
45326 | 7.95 | 1 | 365 | 9.0465 | 0.21835 | 9 | 0.26484
48631 | 10.4 | 1 | 365 | 11.8344 | 0.83281 | 12 | 0.66722
45119 | 6.36 | 1 | 365 | 7.2372 | 0.57468 | 7 | 0.81187
45233 | 13.78 | 1 | 365 | 15.6806 | 0.57847 | 16 | 0.25906
48227 | 24.525 | 1 | 365 | 27.9076 | 0.20188 | 28 | 0.10947
31057 | 8.37 | 1 | 365 | 9.5244 | 0.18083 | 9 | 0.70525
32365 | 9.92 | 1 | 365 | 11.2882 | 0.73283 | 12 | 0.021037
33024 | 9.9 | 1 | 365 | 11.2654 | 0.687 | 11 | 0.95245
33887 | 12.24 | 1 | 365 | 13.9282 | 0.04938 | 13 | 0.97757
36009 | 10.72 | 1 | 365 | 12.1985 | 0.56612 | 12 | 0.76467
35513 | 13.02 | 1 | 365 | 14.8158 | 0.83684 | 15 | 0.65261
36539 | 8.1 | 1 | 365 | 9.2172 | 0.56209 | 9 | 0.77927
36679 | 9.92 | 1 | 365 | 11.2882 | 0.73283 | 12 | 0.021037
42878 | 2.34 | 1 | 365 | 2.6627 | 0.36238 | 3 | 0.025124
31391 | 3.38 | 1 | 365 | 3.8462 | 0.74566 | 4 | 0.59185
49367 | 3.825 | 1 | 365 | 4.3526 | 0.76543 | 5 | 0.11799
42289 | 11.55 | 1 | 365 | 13.143 | 0.46816 | 13 | 0.61119
42532 | 4.675 | 1 | 365 | 5.3198 | 0.7133 | 6 | 0.033099
43677 | 10.14 | 1 | 365 | 11.5385 | 0.23699 | 11 | 0.77554
48922 | 12.22 | 1 | 365 | 13.9054 | 0.0035475 | 13 | 0.90898
48913 | 11.18 | 1 | 365 | 12.722 | 0.62027 | 13 | 0.34226
37837 | 4.94 | 1 | 365 | 5.6213 | 0.32058 | 5 | 0.94193
48912 | 11.18 | 1 | 365 | 12.722 | 0.62027 | 13 | 0.34226
32666 | 9.1 | 1 | 365 | 10.3551 | 0.85371 | 11 | 0.20881
37851 | 6.76 | 1 | 365 | 7.6924 | 0.49132 | 8 | 0.18369
48933 | 4.68 | 1 | 365 | 5.3255 | 0.72476 | 6 | 0.050247
48906 | 4.94 | 1 | 365 | 5.6213 | 0.32058 | 5 | 0.94193
19931 | 8.67 | 1 | 365 | 9.8658 | 0.86831 | 10 | 0.73411
48709 | 6.76 | 1 | 365 | 7.6924 | 0.49132 | 8 | 0.18369
24164 | 4.94 | 1 | 365 | 5.6213 | 0.32058 | 5 | 0.94193
37817 | 6.76 | 1 | 365 | 7.6924 | 0.49132 | 8 | 0.18369
48908 | 7.54 | 1 | 365 | 8.5799 | 0.27878 | 8 | 0.85873
41293 | 16.2 | 1 | 365 | 18.4344 | 0.12418 | 18 | 0.55855
48925 | 8.84 | 1 | 365 | 10.0592 | 0.25789 | 10 | 0.31713
26879 | 5.2 | 1 | 365 | 5.9172 | 0.9164 | 6 | 0.83361
48899 | 4.68 | 1 | 365 | 5.3255 | 0.72476 | 6 | 0.050247
48989 | 12.22 | 1 | 365 | 13.9054 | 0.0035475 | 13 | 0.90898
47443 | 3.64 | 1 | 365 | 4.142 | 0.34148 | 4 | 0.48353
40636 | 10.8 | 1 | 365 | 12.2896 | 0.74945 | 13 | 0.039032
48761 | 2.34 | 1 | 365 | 2.6627 | 0.36238 | 3 | 0.025124
47482 | 7.8 | 1 | 365 | 8.8758 | 0.8746 | 9 | 0.75041
48905 | 7.8 | 1 | 365 | 8.8758 | 0.8746 | 9 | 0.75041
32863 | 8.06 | 1 | 365 | 9.1717 | 0.47042 | 9 | 0.64209
48916 | 9.88 | 1 | 365 | 11.2427 | 0.64117 | 11 | 0.88386
48663 | 9.62 | 1 | 365 | 10.9468 | 0.045346 | 10 | 0.99217
37845 | 4.275 | 1 | 365 | 4.8646 | 0.79666 | 5 | 0.66128
32730 | 4.42 | 1 | 365 | 5.0296 | 0.12894 | 5 | 0.15857
38202 | 5.775 | 1 | 365 | 6.5715 | 0.23408 | 6 | 0.80559
49012 | 5.46 | 1 | 365 | 6.2131 | 0.51222 | 6 | 0.72529
48948 | 5.98 | 1 | 365 | 6.8048 | 0.70386 | 7 | 0.50865
45750 | 11.7 | 1 | 365 | 13.3137 | 0.81191 | 14 | 0.12562
34394 | 4.94 | 1 | 365 | 5.6213 | 0.32058 | 5 | 0.94193
36837 | 3.38 | 1 | 365 | 3.8462 | 0.74566 | 4 | 0.59185
37740 | 7.28 | 1 | 365 | 8.2841 | 0.68296 | 8 | 0.96705
48975 | 6.5 | 1 | 365 | 7.3965 | 0.8955 | 8 | 0.29201
27864 | 5.355 | 1 | 365 | 6.0936 | 0.2716 | 6 | 0.36519
33068 | 4.94 | 1 | 365 | 5.6213 | 0.32058 | 5 | 0.94193
24031 | 10.92 | 1 | 365 | 12.4261 | 0.024447 | 12 | 0.45058
25554 | 5.2 | 1 | 365 | 5.9172 | 0.9164 | 6 | 0.83361
37227 | 3.85 | 1 | 365 | 4.381 | 0.82272 | 5 | 0.20373
32377 | 4.16 | 1 | 365 | 4.7338 | 0.53312 | 5 | 0.26689
39880 | 4.95 | 1 | 365 | 5.6327 | 0.3435 | 5 | 0.97622
37286 | 4.4 | 1 | 365 | 5.0069 | 0.08311 | 5 | 0.089976
40574 | 7.28 | 1 | 365 | 8.2841 | 0.68296 | 8 | 0.96705
49719 | 3.06 | 1 | 365 | 3.482 | 0.012345 | 3 | 0.49439
49778 | 2.86 | 1 | 365 | 3.2545 | 0.55402 | 3 | 0.80848
50757 | 5.98 | 1 | 365 | 6.8048 | 0.70386 | 7 | 0.50865
49774 | 9.62 | 1 | 365 | 10.9468 | 0.045346 | 10 | 0.99217
37398 | 8.06 | 1 | 365 | 9.1717 | 0.47042 | 9 | 0.64209
36301 | 3.3 | 1 | 365 | 3.7551 | 0.56233 | 4 | 0.31748
51080 | 12.22 | 1 | 365 | 13.9054 | 0.0035475 | 13 | 0.90898
37767 | 4.94 | 1 | 365 | 5.6213 | 0.32058 | 5 | 0.94193
51373 | 11.925 | 1 | 365 | 13.5697 | 0.32752 | 13 | 0.89726
50954 | 6.12 | 1 | 365 | 6.9641 | 0.02469 | 6 | 0.98878
47973 | 3.64 | 1 | 365 | 4.142 | 0.34148 | 4 | 0.48353
38045 | 5.72 | 1 | 365 | 6.5089 | 0.10804 | 6 | 0.61697
52869 | 6.24 | 1 | 365 | 7.1006 | 0.29968 | 7 | 0.40033
35950 | 5.72 | 1 | 365 | 6.5089 | 0.10804 | 6 | 0.61697
49938 | 9.36 | 1 | 365 | 10.651 | 0.44953 | 11 | 0.10049
28074 | 7.65 | 1 | 365 | 8.7051 | 0.53086 | 9 | 0.23598
49946 | 10.14 | 1 | 365 | 11.5385 | 0.23699 | 11 | 0.77554
49078 | 2.86 | 1 | 365 | 3.2545 | 0.55402 | 3 | 0.80848
48597 | 5.2 | 1 | 365 | 5.9172 | 0.9164 | 6 | 0.83361
43176 | 6.36 | 1 | 365 | 7.2372 | 0.57468 | 7 | 0.81187
49961 | 5.46 | 1 | 365 | 6.2131 | 0.51222 | 6 | 0.72529
37867 | 2.08 | 1 | 365 | 2.3669 | 0.76656 | 3 | 0.13344
49833 | 9.36 | 1 | 365 | 10.651 | 0.44953 | 11 | 0.10049
39042 | 5.61 | 1 | 365 | 6.3838 | 0.85597 | 7 | 0.23972
41412 | 9.1 | 1 | 365 | 10.3551 | 0.85371 | 11 | 0.20881
37942 | 3.64 | 1 | 365 | 4.142 | 0.34148 | 4 | 0.48353
49099 | 13.26 | 1 | 365 | 15.0889 | 0.38683 | 15 | 0.4757
39269 | 4.16 | 1 | 365 | 4.7338 | 0.53312 | 5 | 0.26689
44082 | 3.9 | 1 | 365 | 4.4379 | 0.9373 | 5 | 0.37521
32542 | 5.72 | 1 | 365 | 6.5089 | 0.10804 | 6 | 0.61697
48992 | 12.22 | 1 | 365 | 13.9054 | 0.0035475 | 13 | 0.90898
48961 | 7.54 | 1 | 365 | 8.5799 | 0.27878 | 8 | 0.85873
49082 | 4.16 | 1 | 365 | 4.7338 | 0.53312 | 5 | 0.26689
33135 | 6.5 | 1 | 365 | 7.3965 | 0.8955 | 8 | 0.29201
48964 | 7.54 | 1 | 365 | 8.5799 | 0.27878 | 8 | 0.85873
34085 | 9.1 | 1 | 365 | 10.3551 | 0.85371 | 11 | 0.20881
36952 | 5.46 | 1 | 365 | 6.2131 | 0.51222 | 6 | 0.72529
48983 | 3.12 | 1 | 365 | 3.5503 | 0.14984 | 3 | 0.70016
45709 | 5.2 | 1 | 365 | 5.9172 | 0.9164 | 6 | 0.83361
48486 | 9.1 | 1 | 365 | 10.3551 | 0.85371 | 11 | 0.20881
39870 | 4.94 | 1 | 365 | 5.6213 | 0.32058 | 5 | 0.94193
48999 | 7.54 | 1 | 365 | 8.5799 | 0.27878 | 8 | 0.85873
39935 | 4.68 | 1 | 365 | 5.3255 | 0.72476 | 6 | 0.050247
38649 | 4.42 | 1 | 365 | 5.0296 | 0.12894 | 5 | 0.15857
49010 | 3.64 | 1 | 365 | 4.142 | 0.34148 | 4 | 0.48353
49007 | 12.48 | 1 | 365 | 14.2013 | 0.59937 | 14 | 0.80066
49018 | 5.98 | 1 | 365 | 6.8048 | 0.70386 | 7 | 0.50865
36665 | 6.24 | 1 | 365 | 7.1006 | 0.29968 | 7 | 0.40033
36938 | 6.5 | 1 | 365 | 7.3965 | 0.8955 | 8 | 0.29201
49050 | 8.58 | 1 | 365 | 9.7634 | 0.66207 | 10 | 0.42545
37844 | 4.94 | 1 | 365 | 5.6213 | 0.32058 | 5 | 0.94193
49073 | 6.5 | 1 | 365 | 7.3965 | 0.8955 | 8 | 0.29201
49087 | 7.8 | 1 | 365 | 8.8758 | 0.8746 | 9 | 0.75041
49074 | 5.2 | 1 | 365 | 5.9172 | 0.9164 | 6 | 0.83361
38721 | 7.28 | 1 | 365 | 8.2841 | 0.68296 | 8 | 0.96705
37087 | 4.68 | 1 | 365 | 5.3255 | 0.72476 | 6 | 0.050247
49101 | 4.42 | 1 | 365 | 5.0296 | 0.12894 | 5 | 0.15857
49103 | 4.42 | 1 | 365 | 5.0296 | 0.12894 | 5 | 0.15857
37406 | 5.98 | 1 | 365 | 6.8048 | 0.70386 | 7 | 0.50865
49094 | 8.58 | 1 | 365 | 9.7634 | 0.66207 | 10 | 0.42545
29179 | 7.28 | 1 | 365 | 8.2841 | 0.68296 | 8 | 0.96705
33779 | 4.42 | 1 | 365 | 5.0296 | 0.12894 | 5 | 0.15857
41299 | 8.06 | 1 | 365 | 9.1717 | 0.47042 | 9 | 0.64209
29596 | 13 | 1 | 365 | 14.793 | 0.79101 | 15 | 0.58402
38906 | 21.06 | 1 | 365 | 23.9647 | 0.26143 | 24 | 0.22611
49117 | 13 | 1 | 365 | 14.793 | 0.79101 | 15 | 0.58402
41875 | 5.2 | 1 | 365 | 5.9172 | 0.9164 | 6 | 0.83361
37943 | 7.28 | 1 | 365 | 8.2841 | 0.68296 | 8 | 0.96705
43672 | 4.16 | 1 | 365 | 4.7338 | 0.53312 | 5 | 0.26689
39307 | 11.18 | 1 | 365 | 12.722 | 0.62027 | 13 | 0.34226
43676 | 6.5 | 1 | 365 | 7.3965 | 0.8955 | 8 | 0.29201
39485 | 3.12 | 1 | 365 | 3.5503 | 0.14984 | 3 | 0.70016
39177 | 3.64 | 1 | 365 | 4.142 | 0.34148 | 4 | 0.48353
48446 | 13 | 1 | 365 | 14.793 | 0.79101 | 15 | 0.58402
32227 | 5.46 | 1 | 365 | 6.2131 | 0.51222 | 6 | 0.72529
35929 | 7.28 | 1 | 365 | 8.2841 | 0.68296 | 8 | 0.96705
24443 | 5.2 | 1 | 365 | 5.9172 | 0.9164 | 6 | 0.83361
35032 | 37.5 | 0.9 | 365 | 38.4049 | 0.34204 | 38 | 0.74698
45107 | 2.86 | 1 | 365 | 3.2545 | 0.55402 | 3 | 0.80848
38094 | 3.825 | 1 | 365 | 4.3526 | 0.76543 | 5 | 0.11799
46879 | 7.695 | 1 | 365 | 8.7563 | 0.63399 | 9 | 0.39031
37545 | 3.3 | 1 | 365 | 3.7551 | 0.56233 | 4 | 0.31748
48893 | 9.62 | 1 | 365 | 10.9468 | 0.045346 | 10 | 0.99217
39012 | 6.5 | 1 | 365 | 7.3965 | 0.8955 | 8 | 0.29201
32317 | 9.92 | 1 | 365 | 11.2882 | 0.73283 | 12 | 0.021037
43224 | 10.6 | 1 | 365 | 12.062 | 0.29113 | 12 | 0.35312
33046 | 9.92 | 1 | 365 | 11.2882 | 0.73283 | 12 | 0.021037
24119 | 9.62 | 1 | 365 | 10.9468 | 0.045346 | 10 | 0.99217
44622 | 7.14 | 1 | 365 | 8.1248 | 0.36214 | 8 | 0.48692
32482 | 5.2 | 1 | 365 | 5.9172 | 0.9164 | 6 | 0.83361
32102 | 12.48 | 1 | 365 | 14.2013 | 0.59937 | 14 | 0.80066
48515 | 4.42 | 1 | 365 | 5.0296 | 0.12894 | 5 | 0.15857
22946 | 4.94 | 1 | 365 | 5.6213 | 0.32058 | 5 | 0.94193
48968 | 5.2 | 1 | 365 | 5.9172 | 0.9164 | 6 | 0.83361
44806 | 4.675 | 1 | 365 | 5.3198 | 0.7133 | 6 | 0.033099
47451 | 7 | 1 | 365 | 7.9655 | 0.041312 | 8 | 0.00678
48988 | 4.42 | 1 | 365 | 5.0296 | 0.12894 | 5 | 0.15857
47748 | 9.18 | 1 | 365 | 10.4461 | 0.037035 | 10 | 0.48318
49212 | 4.68 | 1 | 365 | 5.3255 | 0.72476 | 6 | 0.050247
48998 | 9.88 | 1 | 365 | 11.2427 | 0.64117 | 11 | 0.88386
49249 | 5.1 | 1 | 365 | 5.8034 | 0.68724 | 6 | 0.49065
49251 | 6.12 | 1 | 365 | 6.9641 | 0.02469 | 6 | 0.98878
50796 | 6.12 | 1 | 365 | 6.9641 | 0.02469 | 6 | 0.98878
28226 | 5.46 | 1 | 365 | 6.2131 | 0.51222 | 6 | 0.72529
49217 | 7.28 | 1 | 365 | 8.2841 | 0.68296 | 8 | 0.96705
51338 | 4.8 | 1 | 365 | 5.462 | 0.99976 | 6 | 0.46179
32639 | 2.08 | 1 | 365 | 2.3669 | 0.76656 | 3 | 0.13344
37996 | 7.54 | 1 | 365 | 8.5799 | 0.27878 | 8 | 0.85873
49222 | 3.9 | 1 | 365 | 4.4379 | 0.9373 | 5 | 0.37521
46906 | 8.4 | 1 | 365 | 9.5586 | 0.24957 | 9 | 0.80814
38131 | 6.12 | 1 | 365 | 6.9641 | 0.02469 | 6 | 0.98878
49123 | 3.38 | 1 | 365 | 3.8462 | 0.74566 | 4 | 0.59185
48756 | 5.2 | 1 | 365 | 5.9172 | 0.9164 | 6 | 0.83361
46914 | 9.54 | 1 | 365 | 10.8558 | 0.86202 | 11 | 0.71781
42891 | 4.94 | 1 | 365 | 5.6213 | 0.32058 | 5 | 0.94193
31373 | 7.8 | 1 | 365 | 8.8758 | 0.8746 | 9 | 0.75041
38037 | 7.54 | 1 | 365 | 8.5799 | 0.27878 | 8 | 0.85873
36657 | 7.2 | 1 | 365 | 8.1931 | 0.49964 | 8 | 0.69269
52599 | 7.82 | 1 | 365 | 8.8986 | 0.92044 | 9 | 0.819
45610 | 7.8 | 1 | 365 | 8.8758 | 0.8746 | 9 | 0.75041
49289 | 7.8 | 1 | 365 | 8.8758 | 0.8746 | 9 | 0.75041
47300 | 2.8 | 1 | 365 | 3.1862 | 0.41652 | 3 | 0.60271
37697 | 7.54 | 1 | 365 | 8.5799 | 0.27878 | 8 | 0.85873
36868 | 3.64 | 1 | 365 | 4.142 | 0.34148 | 4 | 0.48353
21539 | 8.06 | 1 | 365 | 9.1717 | 0.47042 | 9 | 0.64209
37795 | 4.94 | 1 | 365 | 5.6213 | 0.32058 | 5 | 0.94193
33795 | 9.88 | 1 | 365 | 11.2427 | 0.64117 | 11 | 0.88386
22305 | 4.16 | 1 | 365 | 4.7338 | 0.53312 | 5 | 0.26689
41128 | 7.28 | 1 | 365 | 8.2841 | 0.68296 | 8 | 0.96705
41243 | 10.4 | 1 | 365 | 11.8344 | 0.83281 | 12 | 0.66722
43661 | 5.2 | 1 | 365 | 5.9172 | 0.9164 | 6 | 0.83361
43658 | 8.06 | 1 | 365 | 9.1717 | 0.47042 | 9 | 0.64209
49803 | 6.5 | 1 | 365 | 7.3965 | 0.8955 | 8 | 0.29201
45691 | 3.9 | 1 | 365 | 4.4379 | 0.9373 | 5 | 0.37521
23166 | 13 | 1 | 365 | 14.793 | 0.79101 | 15 | 0.58402
25197 | 4.16 | 1 | 365 | 4.7338 | 0.53312 | 5 | 0.26689
47321 | 3.825 | 1 | 365 | 4.3526 | 0.76543 | 5 | 0.11799
23154 | 6.76 | 1 | 365 | 7.6924 | 0.49132 | 8 | 0.18369
47602 | 2.835 | 1 | 365 | 3.226 | 0.49673 | 3 | 0.72275
42306 | 9.075 | 1 | 365 | 10.3267 | 0.79642 | 11 | 0.12308
47326 | 7.28 | 1 | 365 | 8.2841 | 0.68296 | 8 | 0.96705
49133 | 7.84 | 1 | 365 | 8.9213 | 0.96627 | 9 | 0.88759
47616 | 7.905 | 1 | 365 | 8.9953 | 0.11522 | 9 | 0.11051
24732 | 7.02 | 1 | 365 | 7.9882 | 0.087144 | 8 | 0.075371
47330 | 4.2 | 1 | 365 | 4.7793 | 0.62479 | 5 | 0.40407
47308 | 5.415 | 1 | 365 | 6.1619 | 0.4091 | 6 | 0.57096
48461 | 8.1 | 1 | 365 | 9.2172 | 0.56209 | 9 | 0.77927
48473 | 4.05 | 1 | 365 | 4.6086 | 0.28104 | 4 | 0.88964
48161 | 4.48 | 1 | 365 | 5.0979 | 0.26644 | 5 | 0.36434
25186 | 9.1 | 1 | 365 | 10.3551 | 0.85371 | 11 | 0.20881
48490 | 8.829 | 1 | 365 | 10.0467 | 0.23268 | 10 | 0.27941
48493 | 8.829 | 1 | 365 | 10.0467 | 0.23268 | 10 | 0.27941
47408 | 4.59 | 1 | 365 | 5.2231 | 0.51852 | 5 | 0.74159
48500 | 10.137 | 1 | 365 | 11.5351 | 0.23011 | 11 | 0.76525
49219 | 6.5 | 1 | 365 | 7.3965 | 0.8955 | 8 | 0.29201
48498 | 8.28 | 1 | 365 | 9.422 | 0.97458 | 10 | 0.39659
23155 | 3.9 | 1 | 365 | 4.4379 | 0.9373 | 5 | 0.37521
48533 | 7.194 | 1 | 365 | 8.1862 | 0.48589 | 8 | 0.67211
48230 | 6.625 | 1 | 365 | 7.5387 | 0.18196 | 7 | 0.7207
23759 | 13 | 1 | 365 | 14.793 | 0.79101 | 15 | 0.58402
48244 | 6.24 | 1 | 365 | 7.1006 | 0.29968 | 7 | 0.40033
48548 | 13.25 | 1 | 365 | 15.0775 | 0.36391 | 15 | 0.4414
48554 | 18.24 | 1 | 365 | 20.7557 | 0.79908 | 21 | 0.55481
45710 | 5.46 | 1 | 365 | 6.2131 | 0.51222 | 6 | 0.72529
49816 | 8.58 | 1 | 365 | 9.7634 | 0.66207 | 10 | 0.42545
47462 | 3.64 | 1 | 365 | 4.142 | 0.34148 | 4 | 0.48353
48710 | 7.54 | 1 | 365 | 8.5799 | 0.27878 | 8 | 0.85873
48677 | 8.84 | 1 | 365 | 10.0592 | 0.25789 | 10 | 0.31713
49062 | 5.559 | 1 | 365 | 6.3257 | 0.73909 | 7 | 0.064813
48641 | 10.14 | 1 | 365 | 11.5385 | 0.23699 | 11 | 0.77554
47092 | 6.9 | 1 | 365 | 7.8517 | 0.81215 | 8 | 0.66383
49147 | 6.84 | 1 | 365 | 7.7834 | 0.67465 | 8 | 0.45805
48636 | 6.24 | 1 | 365 | 7.1006 | 0.29968 | 7 | 0.40033
49225 | 2.86 | 1 | 365 | 3.2545 | 0.55402 | 3 | 0.80848
30799 | 11 | 1 | 365 | 12.5172 | 0.20778 | 12 | 0.72494
30802 | 13.26 | 1 | 365 | 15.0889 | 0.38683 | 15 | 0.4757
49152 | 7.875 | 1 | 365 | 8.9612 | 0.046476 | 9 | 0.0076275
49124 | 8.84 | 1 | 365 | 10.0592 | 0.25789 | 10 | 0.31713
28008 | 5.46 | 1 | 365 | 6.2131 | 0.51222 | 6 | 0.72529
25098 | 4.68 | 1 | 365 | 5.3255 | 0.72476 | 6 | 0.050247
16960 | 10.71 | 1 | 365 | 12.1872 | 0.54321 | 12 | 0.73037
48248 | 7.93 | 1 | 365 | 9.0237 | 0.17251 | 9 | 0.19625
32273 | 4.68 | 1 | 365 | 5.3255 | 0.72476 | 6 | 0.050247
47589 | 5.5 | 1 | 365 | 6.2586 | 0.60389 | 6 | 0.86247
30852 | 9.62 | 1 | 365 | 10.9468 | 0.045346 | 10 | 0.99217
48257 | 13.005 | 1 | 365 | 14.7987 | 0.80247 | 15 | 0.60117
48608 | 8.58 | 1 | 365 | 9.7634 | 0.66207 | 10 | 0.42545
32186 | 5.2 | 1 | 365 | 5.9172 | 0.9164 | 6 | 0.83361
29244 | 6.895 | 1 | 365 | 7.846 | 0.80069 | 8 | 0.64668
52542 | 5.79 | 1 | 365 | 6.5886 | 0.26846 | 6 | 0.85704
49169 | 6.21 | 1 | 365 | 7.0665 | 0.23094 | 7 | 0.29744
36937 | 3.12 | 1 | 365 | 3.5503 | 0.14984 | 3 | 0.70016
52545 | 6.28 | 1 | 365 | 7.1462 | 0.39135 | 7 | 0.53751
38787 | 5.46 | 1 | 365 | 6.2131 | 0.51222 | 6 | 0.72529
32264 | 7.54 | 1 | 365 | 8.5799 | 0.27878 | 8 | 0.85873
50176 | 13 | 1 | 365 | 14.793 | 0.79101 | 15 | 0.58402
48281 | 6.27 | 1 | 365 | 7.1348 | 0.36843 | 7 | 0.50322
49026 | 4.68 | 1 | 365 | 5.3255 | 0.72476 | 6 | 0.050247
33638 | 3.12 | 1 | 365 | 3.5503 | 0.14984 | 3 | 0.70016
48722 | 6.5 | 1 | 365 | 7.3965 | 0.8955 | 8 | 0.29201
50168 | 5.46 | 1 | 365 | 6.2131 | 0.51222 | 6 | 0.72529
48648 | 6.5 | 1 | 365 | 7.3965 | 0.8955 | 8 | 0.29201
48542 | 11.44 | 1 | 365 | 13.0179 | 0.21609 | 13 | 0.23394
47629 | 7.02 | 1 | 365 | 7.9882 | 0.087144 | 8 | 0.075371
35915 | 10.14 | 1 | 365 | 11.5385 | 0.23699 | 11 | 0.77554
48907 | 3.12 | 1 | 365 | 3.5503 | 0.14984 | 3 | 0.70016
47630 | 5.886 | 1 | 365 | 6.6978 | 0.48845 | 7 | 0.18627
49322 | 7.194 | 1 | 365 | 8.1862 | 0.48589 | 8 | 0.67211
48821 | 5.2 | 1 | 365 | 5.9172 | 0.9164 | 6 | 0.83361
48812 | 4.42 | 1 | 365 | 5.0296 | 0.12894 | 5 | 0.15857
48996 | 2.86 | 1 | 365 | 3.2545 | 0.55402 | 3 | 0.80848
49023 | 7.54 | 1 | 365 | 8.5799 | 0.27878 | 8 | 0.85873
45472 | 7.28 | 1 | 365 | 8.2841 | 0.68296 | 8 | 0.96705
49248 | 5.72 | 1 | 365 | 6.5089 | 0.10804 | 6 | 0.61697
36322 | 24.75 | 1 | 365 | 28.1636 | 0.7175 | 28 | 0.88111
50557 | 6.24 | 1 | 365 | 7.1006 | 0.29968 | 7 | 0.40033
49235 | 7.15 | 1 | 365 | 8.1362 | 0.38505 | 8 | 0.52121
50787 | 3.9 | 1 | 365 | 4.4379 | 0.9373 | 5 | 0.37521
47487 | 21.655 | 1 | 365 | 24.6417 | 0.62494 | 25 | 0.26669
49302 | 9.69 | 1 | 365 | 11.0265 | 0.20576 | 11 | 0.23224
36203 | 21.175 | 1 | 365 | 24.0955 | 0.52497 | 24 | 0.62051
48994 | 8.58 | 1 | 365 | 9.7634 | 0.66207 | 10 | 0.42545
50671 | 6.12 | 1 | 365 | 6.9641 | 0.02469 | 6 | 0.98878
36199 | 4 | 1 | 365 | 4.5517 | 0.16646 | 4 | 0.71816
52747 | 5.67 | 1 | 365 | 6.452 | 0.99346 | 7 | 0.44549
36259 | 6 | 1 | 365 | 6.8275 | 0.7497 | 7 | 0.57724
45467 | 5.2 | 1 | 365 | 5.9172 | 0.9164 | 6 | 0.83361
48651 | 6 | 1 | 365 | 6.8275 | 0.7497 | 7 | 0.57724
47646 | 3.9 | 1 | 365 | 4.4379 | 0.9373 | 5 | 0.37521
36155 | 12.765 | 1 | 365 | 14.5256 | 0.25248 | 14 | 0.77808
50792 | 4.42 | 1 | 365 | 5.0296 | 0.12894 | 5 | 0.15857
49329 | 10.791 | 1 | 365 | 12.2793 | 0.72883 | 13 | 0.0081661
48941 | 7.8 | 1 | 365 | 8.8758 | 0.8746 | 9 | 0.75041
50454 | 17.82 | 1 | 365 | 20.2778 | 0.8366 | 21 | 0.1144
38532 | 8.67 | 1 | 365 | 9.8658 | 0.86831 | 10 | 0.73411
43427 | 16.83 | 1 | 365 | 19.1513 | 0.5679 | 19 | 0.71916
36190 | 7.194 | 1 | 365 | 8.1862 | 0.48589 | 8 | 0.67211
25617 | 16.32 | 1 | 365 | 18.5709 | 0.39917 | 18 | 0.97009
42304 | 8.8 | 1 | 365 | 10.0137 | 0.16622 | 10 | 0.17995
50686 | 10.8 | 1 | 365 | 12.2896 | 0.74945 | 13 | 0.039032
43890 | 5 | 1 | 365 | 5.6896 | 0.45808 | 6 | 0.1477
46818 | 9 | 1 | 365 | 10.2413 | 0.62454 | 10 | 0.86586
36252 | 7.02 | 1 | 365 | 7.9882 | 0.087144 | 8 | 0.075371
38522 | 9 | 1 | 365 | 10.2413 | 0.62454 | 10 | 0.86586
36713 | 6.325 | 1 | 365 | 7.1974 | 0.49447 | 7 | 0.69184
37961 | 7.02 | 1 | 365 | 7.9882 | 0.087144 | 8 | 0.075371
49229 | 10.14 | 1 | 365 | 11.5385 | 0.23699 | 11 | 0.77554
43981 | 5.5 | 1 | 365 | 6.2586 | 0.60389 | 6 | 0.86247
46556 | 4.68 | 1 | 365 | 5.3255 | 0.72476 | 6 | 0.050247
46130 | 10.455 | 1 | 365 | 11.897 | 0.95885 | 12 | 0.85584
38461 | 8.75 | 1 | 365 | 9.9568 | 0.05164 | 10 | 0.008475
49161 | 12.426 | 1 | 365 | 14.1398 | 0.47562 | 14 | 0.61546
38421 | 8.16 | 1 | 365 | 9.2855 | 0.69959 | 9 | 0.98505
43650 | 9.975 | 1 | 365 | 11.3508 | 0.85887 | 12 | 0.20966
49003 | 4.68 | 1 | 365 | 5.3255 | 0.72476 | 6 | 0.050247
40799 | 8.06 | 1 | 365 | 9.1717 | 0.47042 | 9 | 0.64209
50788 | 5.72 | 1 | 365 | 6.5089 | 0.10804 | 6 | 0.61697
50791 | 7.8 | 1 | 365 | 8.8758 | 0.8746 | 9 | 0.75041
49685 | 3.64 | 1 | 365 | 4.142 | 0.34148 | 4 | 0.48353
36226 | 13.2 | 1 | 365 | 15.0206 | 0.24933 | 15 | 0.26993
32493 | 9.1 | 1 | 365 | 10.3551 | 0.85371 | 11 | 0.20881
46464 | 8.16 | 1 | 365 | 9.2855 | 0.69959 | 9 | 0.98505
37712 | 5.2 | 1 | 365 | 5.9172 | 0.9164 | 6 | 0.83361
34872 | 11.8 | 0.9 | 365 | 12.0848 | 0.022069 | 12 | 0.10682
37151 | 8.4 | 1 | 365 | 9.5586 | 0.24957 | 9 | 0.80814
47636 | 9.62 | 1 | 365 | 10.9468 | 0.045346 | 10 | 0.99217
51557 | 3.6 | 1 | 365 | 4.0965 | 0.24982 | 4 | 0.34634
50815 | 10.66 | 1 | 365 | 12.1303 | 0.42863 | 12 | 0.5589
47639 | 5.98 | 1 | 365 | 6.8048 | 0.70386 | 7 | 0.50865
36216 | 6.54 | 1 | 365 | 7.442 | 0.98717 | 8 | 0.42919
48587 | 7.8 | 1 | 365 | 8.8758 | 0.8746 | 9 | 0.75041
49688 | 6.24 | 1 | 365 | 7.1006 | 0.29968 | 7 | 0.40033
36198 | 9.12 | 1 | 365 | 10.3779 | 0.89954 | 11 | 0.2774
48911 | 9.1 | 1 | 365 | 10.3551 | 0.85371 | 11 | 0.20881
50816 | 4.94 | 1 | 365 | 5.6213 | 0.32058 | 5 | 0.94193
49836 | 5.72 | 1 | 365 | 6.5089 | 0.10804 | 6 | 0.61697
49142 | 4.94 | 1 | 365 | 5.6213 | 0.32058 | 5 | 0.94193
48930 | 13 | 1 | 365 | 14.793 | 0.79101 | 15 | 0.58402
50825 | 2.75 | 1 | 365 | 3.1293 | 0.30194 | 3 | 0.43124
32669 | 12.74 | 1 | 365 | 14.4972 | 0.19519 | 14 | 0.69234
45035 | 4.08 | 1 | 365 | 4.6427 | 0.34979 | 4 | 0.99252
48921 | 13.26 | 1 | 365 | 15.0889 | 0.38683 | 15 | 0.4757
35060 | 3592.9 | 0.8 | 365 | 3270.7577 | 0.8377 | 3271 | 0.59541
63 | 5992 | 0.7 | 365 | 4772.9084 | 0.95415 | 4773 | 0.86258
16832 | 7.54 | 1 | 365 | 8.5799 | 0.27878 | 8 | 0.85873
48309 | 7.848 | 1 | 365 | 8.9304 | 0.9846 | 9 | 0.91503
49954 | 5.61 | 1 | 365 | 6.3838 | 0.85597 | 7 | 0.23972
40493 | 9.88 | 1 | 365 | 11.2427 | 0.64117 | 11 | 0.88386
50795 | 7.8 | 1 | 365 | 8.8758 | 0.8746 | 9 | 0.75041
40387 | 6.76 | 1 | 365 | 7.6924 | 0.49132 | 8 | 0.18369
40853 | 3.445 | 1 | 365 | 3.9201 | 0.89462 | 4 | 0.81477
50938 | 9.88 | 1 | 365 | 11.2427 | 0.64117 | 11 | 0.88386
49690 | 7.28 | 1 | 365 | 8.2841 | 0.68296 | 8 | 0.96705
47643 | 4.94 | 1 | 365 | 5.6213 | 0.32058 | 5 | 0.94193
52419 | 11.118 | 1 | 365 | 12.6514 | 0.47819 | 13 | 0.12963
41623 | 10.14 | 1 | 365 | 11.5385 | 0.23699 | 11 | 0.77554
33100 | 4.68 | 1 | 365 | 5.3255 | 0.72476 | 6 | 0.050247
52458 | 5.4 | 1 | 365 | 6.1448 | 0.37473 | 6 | 0.51952
32380 | 7.54 | 1 | 365 | 8.5799 | 0.27878 | 8 | 0.85873
36080 | 9.24 | 1 | 365 | 10.5144 | 0.17453 | 10 | 0.68895
30844 | 5.72 | 1 | 365 | 6.5089 | 0.10804 | 6 | 0.61697
31005 | 4.68 | 1 | 365 | 5.3255 | 0.72476 | 6 | 0.050247
46382 | 10.92 | 1 | 365 | 12.4261 | 0.024447 | 12 | 0.45058
30989 | 13 | 1 | 365 | 14.793 | 0.79101 | 15 | 0.58402
49821 | 5.98 | 1 | 365 | 6.8048 | 0.70386 | 7 | 0.50865
35796 | 5.94 | 1 | 365 | 6.7593 | 0.6122 | 7 | 0.37147
49042 | 4.16 | 1 | 365 | 4.7338 | 0.53312 | 5 | 0.26689
36052 | 4.4 | 1 | 365 | 5.0069 | 0.08311 | 5 | 0.089976
48611 | 5.2 | 1 | 365 | 5.9172 | 0.9164 | 6 | 0.83361
48469 | 4.68 | 1 | 365 | 5.3255 | 0.72476 | 6 | 0.050247
43104 | 9.62 | 1 | 365 | 10.9468 | 0.045346 | 10 | 0.99217
48668 | 4.94 | 1 | 365 | 5.6213 | 0.32058 | 5 | 0.94193
23709 | 5.2 | 1 | 365 | 5.9172 | 0.9164 | 6 | 0.83361
48951 | 2.86 | 1 | 365 | 3.2545 | 0.55402 | 3 | 0.80848
49709 | 5.4 | 1 | 365 | 6.1448 | 0.37473 | 6 | 0.51952
48732 | 9.1 | 1 | 365 | 10.3551 | 0.85371 | 11 | 0.20881
35782 | 9.18 | 1 | 365 | 10.4461 | 0.037035 | 10 | 0.48318
49708 | 4.16 | 1 | 365 | 4.7338 | 0.53312 | 5 | 0.26689
50054 | 7.28 | 1 | 365 | 8.2841 | 0.68296 | 8 | 0.96705
49712 | 4.16 | 1 | 365 | 4.7338 | 0.53312 | 5 | 0.26689
32349 | 3.12 | 1 | 365 | 3.5503 | 0.14984 | 3 | 0.70016
43867 | 24.705 | 1 | 365 | 28.1124 | 0.61437 | 28 | 0.72679
32384 | 8.06 | 1 | 365 | 9.1717 | 0.47042 | 9 | 0.64209
50065 | 5.72 | 1 | 365 | 6.5089 | 0.10804 | 6 | 0.61697
30860 | 13 | 1 | 365 | 14.793 | 0.79101 | 15 | 0.58402
43791 | 5.1 | 1 | 365 | 5.8034 | 0.68724 | 6 | 0.49065
35549 | 15.39 | 1 | 365 | 17.5127 | 0.26797 | 17 | 0.78062
31943 | 6.24 | 1 | 365 | 7.1006 | 0.29968 | 7 | 0.40033
48944 | 7.28 | 1 | 365 | 8.2841 | 0.68296 | 8 | 0.96705
35702 | 4.68 | 1 | 365 | 5.3255 | 0.72476 | 6 | 0.050247
45351 | 9.1 | 1 | 365 | 10.3551 | 0.85371 | 11 | 0.20881
49713 | 6.5 | 1 | 365 | 7.3965 | 0.8955 | 8 | 0.29201
48811 | 5.72 | 1 | 365 | 6.5089 | 0.10804 | 6 | 0.61697
49934 | 5.61 | 1 | 365 | 6.3838 | 0.85597 | 7 | 0.23972
49714 | 3.3 | 1 | 365 | 3.7551 | 0.56233 | 4 | 0.31748
45639 | 11.7 | 1 | 365 | 13.3137 | 0.81191 | 14 | 0.12562
36157 | 4.05 | 1 | 365 | 4.6086 | 0.28104 | 4 | 0.88964
16801 | 22.44 | 1 | 365 | 25.535 | 0.42386 | 25 | 0.95888
52893 | 9.9 | 1 | 365 | 11.2654 | 0.687 | 11 | 0.95245
52812 | 7.68 | 1 | 365 | 8.7393 | 0.59961 | 9 | 0.33887
48392 | 3.12 | 1 | 365 | 3.5503 | 0.14984 | 3 | 0.70016
52811 | 7.9 | 1 | 365 | 8.9896 | 0.10377 | 9 | 0.093366
52773 | 3.9 | 1 | 365 | 4.4379 | 0.9373 | 5 | 0.37521
41221 | 4.94 | 1 | 365 | 5.6213 | 0.32058 | 5 | 0.94193
52785 | 8.32 | 1 | 365 | 9.4675 | 0.066245 | 9 | 0.53377
48970 | 8.06 | 1 | 365 | 9.1717 | 0.47042 | 9 | 0.64209
46888 | 4.42 | 1 | 365 | 5.0296 | 0.12894 | 5 | 0.15857
52714 | 10.2 | 1 | 365 | 11.6068 | 0.37448 | 11 | 0.98131
48945 | 5.72 | 1 | 365 | 6.5089 | 0.10804 | 6 | 0.61697
44563 | 13 | 1 | 365 | 14.793 | 0.79101 | 15 | 0.58402
49875 | 9.62 | 1 | 365 | 10.9468 | 0.045346 | 10 | 0.99217
44579 | 6.5 | 1 | 365 | 7.3965 | 0.8955 | 8 | 0.29201
52699 | 8.64 | 1 | 365 | 9.8317 | 0.79956 | 10 | 0.63123
48928 | 7.54 | 1 | 365 | 8.5799 | 0.27878 | 8 | 0.85873
52621 | 5.355 | 1 | 365 | 6.0936 | 0.2716 | 6 | 0.36519
37823 | 11.7 | 1 | 365 | 13.3137 | 0.81191 | 14 | 0.12562
49876 | 5.04 | 1 | 365 | 5.7351 | 0.54974 | 6 | 0.28488
33574 | 3.38 | 1 | 365 | 3.8462 | 0.74566 | 4 | 0.59185
52456 | 8.4 | 1 | 365 | 9.5586 | 0.24957 | 9 | 0.80814
29610 | 10.92 | 1 | 365 | 12.4261 | 0.024447 | 12 | 0.45058
49085 | 3.38 | 1 | 365 | 3.8462 | 0.74566 | 4 | 0.59185
52219 | 7.95 | 1 | 365 | 9.0465 | 0.21835 | 9 | 0.26484
49139 | 7.28 | 1 | 365 | 8.2841 | 0.68296 | 8 | 0.96705
52218 | 5.72 | 1 | 365 | 6.5089 | 0.10804 | 6 | 0.61697
47650 | 6.21 | 1 | 365 | 7.0665 | 0.23094 | 7 | 0.29744
47652 | 8.502 | 1 | 365 | 9.6746 | 0.48332 | 10 | 0.15795
47221 | 7.28 | 1 | 365 | 8.2841 | 0.68296 | 8 | 0.96705
52217 | 9.18 | 1 | 365 | 10.4461 | 0.037035 | 10 | 0.48318
52011 | 7.6 | 1 | 365 | 8.6482 | 0.41628 | 9 | 0.064504
49691 | 5.98 | 1 | 365 | 6.8048 | 0.70386 | 7 | 0.50865
51759 | 6.875 | 1 | 365 | 7.8232 | 0.75486 | 8 | 0.57809
51757 | 6.63 | 1 | 365 | 7.5444 | 0.19341 | 7 | 0.73785
49693 | 6.76 | 1 | 365 | 7.6924 | 0.49132 | 8 | 0.18369
47653 | 10.005 | 1 | 365 | 11.3849 | 0.92762 | 12 | 0.31255
51596 | 4.05 | 1 | 365 | 4.6086 | 0.28104 | 4 | 0.88964
51221 | 14.85 | 1 | 365 | 16.8982 | 0.030498 | 16 | 0.92867
49692 | 5.98 | 1 | 365 | 6.8048 | 0.70386 | 7 | 0.50865
47657 | 8.1 | 1 | 365 | 9.2172 | 0.56209 | 9 | 0.77927
49881 | 4.16 | 1 | 365 | 4.7338 | 0.53312 | 5 | 0.26689
49695 | 7.02 | 1 | 365 | 7.9882 | 0.087144 | 8 | 0.075371
46431 | 3.06 | 1 | 365 | 3.482 | 0.012345 | 3 | 0.49439
49697 | 5.46 | 1 | 365 | 6.2131 | 0.51222 | 6 | 0.72529
47669 | 7.194 | 1 | 365 | 8.1862 | 0.48589 | 8 | 0.67211
49694 | 5.46 | 1 | 365 | 6.2131 | 0.51222 | 6 | 0.72529
50291 | 8.37 | 1 | 365 | 9.5244 | 0.18083 | 9 | 0.70525
47677 | 3.78 | 1 | 365 | 4.3014 | 0.66231 | 4 | 0.96366
49899 | 5.865 | 1 | 365 | 6.6739 | 0.44033 | 7 | 0.11425
47675 | 5.3 | 1 | 365 | 6.031 | 0.14556 | 6 | 0.17656
51250 | 5.98 | 1 | 365 | 6.8048 | 0.70386 | 7 | 0.50865
51245 | 7.28 | 1 | 365 | 8.2841 | 0.68296 | 8 | 0.96705
47682 | 5.985 | 1 | 365 | 6.8105 | 0.71532 | 7 | 0.5258
51257 | 4.68 | 1 | 365 | 5.3255 | 0.72476 | 6 | 0.050247
47683 | 6.5 | 1 | 365 | 7.3965 | 0.8955 | 8 | 0.29201
51260 | 7.56 | 1 | 365 | 8.6027 | 0.32462 | 8 | 0.92732
47684 | 4.8 | 1 | 365 | 5.462 | 0.99976 | 6 | 0.46179
48224 | 6.213 | 1 | 365 | 7.0699 | 0.23781 | 7 | 0.30773
50844 | 7.28 | 1 | 365 | 8.2841 | 0.68296 | 8 | 0.96705
42773 | 10.07 | 1 | 365 | 11.4589 | 0.076573 | 11 | 0.53547
51301 | 9.99 | 1 | 365 | 11.3679 | 0.89324 | 12 | 0.2611
49698 | 7.8 | 1 | 365 | 8.8758 | 0.8746 | 9 | 0.75041
49702 | 6.76 | 1 | 365 | 7.6924 | 0.49132 | 8 | 0.18369
51303 | 5.985 | 1 | 365 | 6.8105 | 0.71532 | 7 | 0.5258
51311 | 6.75 | 1 | 365 | 7.681 | 0.46841 | 8 | 0.1494
48850 | 9.45 | 1 | 365 | 10.7534 | 0.65577 | 11 | 0.40915
46814 | 10.6 | 1 | 365 | 12.062 | 0.29113 | 12 | 0.35312
49438 | 3 | 1 | 365 | 3.4138 | 0.87485 | 4 | 0.28862
49485 | 6.48 | 1 | 365 | 7.3737 | 0.84967 | 8 | 0.22342
49922 | 6.84 | 1 | 365 | 7.7834 | 0.67465 | 8 | 0.45805
53226 | 3.64 | 1 | 365 | 4.142 | 0.34148 | 4 | 0.48353
49486 | 10.8 | 1 | 365 | 12.2896 | 0.74945 | 13 | 0.039032
49195 | 10.8 | 1 | 365 | 12.2896 | 0.74945 | 13 | 0.039032
49493 | 6 | 1 | 365 | 6.8275 | 0.7497 | 7 | 0.57724
47322 | 5.46 | 1 | 365 | 6.2131 | 0.51222 | 6 | 0.72529
49507 | 6.213 | 1 | 365 | 7.0699 | 0.23781 | 7 | 0.30773
49035 | 8.84 | 1 | 365 | 10.0592 | 0.25789 | 10 | 0.31713
49516 | 5.025 | 1 | 365 | 5.7181 | 0.51537 | 6 | 0.23344
48990 | 13.75 | 1 | 365 | 15.6465 | 0.50972 | 16 | 0.15617
48892 | 8.64 | 1 | 365 | 9.8317 | 0.79956 | 10 | 0.63123
49703 | 7.8 | 1 | 365 | 8.8758 | 0.8746 | 9 | 0.75041
48765 | 6.24 | 1 | 365 | 7.1006 | 0.29968 | 7 | 0.40033
49704 | 5.2 | 1 | 365 | 5.9172 | 0.9164 | 6 | 0.83361
49872 | 7.6 | 1 | 365 | 8.6482 | 0.41628 | 9 | 0.064504
48750 | 7.28 | 1 | 365 | 8.2841 | 0.68296 | 8 | 0.96705
48730 | 5.94 | 1 | 365 | 6.7593 | 0.6122 | 7 | 0.37147
49410 | 6.44 | 1 | 365 | 7.3282 | 0.75801 | 8 | 0.086238
51732 | 4.2 | 1 | 365 | 4.7793 | 0.62479 | 5 | 0.40407
49397 | 8.16 | 1 | 365 | 9.2855 | 0.69959 | 9 | 0.98505
48667 | 7.125 | 1 | 365 | 8.1077 | 0.32776 | 8 | 0.43547
50814 | 7.54 | 1 | 365 | 8.5799 | 0.27878 | 8 | 0.85873
51733 | 10.26 | 1 | 365 | 11.6751 | 0.51198 | 12 | 0.18708
46892 | 7.02 | 1 | 365 | 7.9882 | 0.087144 | 8 | 0.075371
48152 | 6.63 | 1 | 365 | 7.5444 | 0.19341 | 7 | 0.73785
47599 | 10.08 | 1 | 365 | 11.4703 | 0.099489 | 11 | 0.56976
32124 | 5.72 | 1 | 365 | 6.5089 | 0.10804 | 6 | 0.61697
48111 | 10.14 | 1 | 365 | 11.5385 | 0.23699 | 11 | 0.77554
50026 | 7.29 | 1 | 365 | 8.2955 | 0.70588 | 9 | 0.0013466
47698 | 7.56 | 1 | 365 | 8.6027 | 0.32462 | 8 | 0.92732
47674 | 7.93 | 1 | 365 | 9.0237 | 0.17251 | 9 | 0.19625
50034 | 6.5 | 1 | 365 | 7.3965 | 0.8955 | 8 | 0.29201
48609 | 5.355 | 1 | 365 | 6.0936 | 0.2716 | 6 | 0.36519
47642 | 11.34 | 1 | 365 | 12.9041 | 0.98693 | 13 | 0.89098
57 | 5992 | 0.7 | 365 | 4772.9084 | 0.95415 | 4773 | 0.86258
50648 | 13.515 | 1 | 365 | 15.379 | 0.97119 | 16 | 0.35023
43946 | 20.13 | 1 | 365 | 22.9064 | 0.83256 | 23 | 0.73897
51803 | 8.64 | 1 | 365 | 9.8317 | 0.79956 | 10 | 0.63123
42310 | 2.75 | 1 | 365 | 3.1293 | 0.30194 | 3 | 0.43124
50841 | 5.2 | 1 | 365 | 5.9172 | 0.9164 | 6 | 0.83361
44638 | 5.46 | 1 | 365 | 6.2131 | 0.51222 | 6 | 0.72529
51462 | 5.2 | 1 | 365 | 5.9172 | 0.9164 | 6 | 0.83361
44595 | 13 | 1 | 365 | 14.793 | 0.79101 | 15 | 0.58402
48754 | 5.46 | 1 | 365 | 6.2131 | 0.51222 | 6 | 0.72529
50858 | 7.54 | 1 | 365 | 8.5799 | 0.27878 | 8 | 0.85873
50804 | 4.42 | 1 | 365 | 5.0296 | 0.12894 | 5 | 0.15857
51291 | 4.68 | 1 | 365 | 5.3255 | 0.72476 | 6 | 0.050247
48767 | 5.98 | 1 | 365 | 6.8048 | 0.70386 | 7 | 0.50865
49196 | 7.02 | 1 | 365 | 7.9882 | 0.087144 | 8 | 0.075371
50793 | 15.6 | 1 | 365 | 17.7516 | 0.74921 | 18 | 0.50082
49199 | 2.43 | 1 | 365 | 2.7652 | 0.56863 | 3 | 0.33378
38374 | 2.86 | 1 | 365 | 3.2545 | 0.55402 | 3 | 0.80848
48939 | 5.2 | 1 | 365 | 5.9172 | 0.9164 | 6 | 0.83361
48997 | 4.68 | 1 | 365 | 5.3255 | 0.72476 | 6 | 0.050247
48681 | 5.72 | 1 | 365 | 6.5089 | 0.10804 | 6 | 0.61697
49197 | 6.5 | 1 | 365 | 7.3965 | 0.8955 | 8 | 0.29201
52548 | 11.4 | 1 | 365 | 12.9723 | 0.12442 | 13 | 0.096756
51981 | 12.426 | 1 | 365 | 14.1398 | 0.47562 | 14 | 0.61546
52334 | 5.98 | 1 | 365 | 6.8048 | 0.70386 | 7 | 0.50865
51427 | 5.5 | 1 | 365 | 6.2586 | 0.60389 | 6 | 0.86247
42467 | 6.24 | 1 | 365 | 7.1006 | 0.29968 | 7 | 0.40033
51426 | 7.315 | 1 | 365 | 8.3239 | 0.76317 | 9 | 0.087085
51422 | 12 | 1 | 365 | 13.6551 | 0.49939 | 14 | 0.15448
42685 | 8.84 | 1 | 365 | 10.0592 | 0.25789 | 10 | 0.31713
51419 | 10.75 | 1 | 365 | 12.2327 | 0.63487 | 12 | 0.86755
45256 | 12.48 | 1 | 365 | 14.2013 | 0.59937 | 14 | 0.80066
44433 | 4.95 | 1 | 365 | 5.6327 | 0.3435 | 5 | 0.97622
45043 | 6.5 | 1 | 365 | 7.3965 | 0.8955 | 8 | 0.29201
44402 | 13 | 1 | 365 | 14.793 | 0.79101 | 15 | 0.58402
51337 | 5.5 | 1 | 365 | 6.2586 | 0.60389 | 6 | 0.86247
44493 | 2.28 | 1 | 365 | 2.5945 | 0.22488 | 2 | 0.81935
46903 | 4.48 | 1 | 365 | 5.0979 | 0.26644 | 5 | 0.36434
47594 | 3.36 | 1 | 365 | 3.8234 | 0.69983 | 4 | 0.52325
46865 | 7.02 | 1 | 365 | 7.9882 | 0.087144 | 8 | 0.075371
47595 | 8.91 | 1 | 365 | 10.1389 | 0.4183 | 10 | 0.5572
46855 | 4.4 | 1 | 365 | 5.0069 | 0.08311 | 5 | 0.089976
46434 | 9.18 | 1 | 365 | 10.4461 | 0.037035 | 10 | 0.48318
45178 | 8.7 | 1 | 365 | 9.8999 | 0.93706 | 10 | 0.837
46437 | 9.8 | 1 | 365 | 11.1517 | 0.45784 | 11 | 0.60949
48273 | 11.685 | 1 | 365 | 13.2966 | 0.77753 | 14 | 0.074175
46861 | 9.36 | 1 | 365 | 10.651 | 0.44953 | 11 | 0.10049
45606 | 8.4 | 1 | 365 | 9.5586 | 0.24957 | 9 | 0.80814
45604 | 7.56 | 1 | 365 | 8.6027 | 0.32462 | 8 | 0.92732
44201 | 9.156 | 1 | 365 | 10.4188 | 0.98204 | 11 | 0.40087
47298 | 5.232 | 1 | 365 | 5.9536 | 0.98973 | 6 | 0.94335
46347 | 7.65 | 1 | 365 | 8.7051 | 0.53086 | 9 | 0.23598
48302 | 6.72 | 1 | 365 | 7.6468 | 0.39966 | 8 | 0.046509
46394 | 10.8 | 1 | 365 | 12.2896 | 0.74945 | 13 | 0.039032
46836 | 4.105 | 1 | 365 | 4.6712 | 0.40708 | 5 | 0.078262
46475 | 8.96 | 1 | 365 | 10.1958 | 0.53288 | 10 | 0.72868
43963 | 8.7 | 1 | 365 | 9.8999 | 0.93706 | 10 | 0.837
45781 | 10.8 | 1 | 365 | 12.2896 | 0.74945 | 13 | 0.039032
47353 | 6 | 1 | 365 | 6.8275 | 0.7497 | 7 | 0.57724
45374 | 7.04 | 1 | 365 | 8.011 | 0.13298 | 8 | 0.14396
45236 | 6 | 1 | 365 | 6.8275 | 0.7497 | 7 | 0.57724
46221 | 7.68 | 1 | 365 | 8.7393 | 0.59961 | 9 | 0.33887
46009 | 3.92 | 1 | 365 | 4.4607 | 0.98313 | 5 | 0.4438
47309 | 6.885 | 1 | 365 | 7.8346 | 0.77778 | 8 | 0.61238
49198 | 6.63 | 1 | 365 | 7.5444 | 0.19341 | 7 | 0.73785
45742 | 6.72 | 1 | 365 | 7.6468 | 0.39966 | 8 | 0.046509
46116 | 5.98 | 1 | 365 | 6.8048 | 0.70386 | 7 | 0.50865
46718 | 3.38 | 1 | 365 | 3.8462 | 0.74566 | 4 | 0.59185
36758 | 6.16 | 1 | 365 | 7.0096 | 0.11635 | 7 | 0.12597
43971 | 6.76 | 1 | 365 | 7.6924 | 0.49132 | 8 | 0.18369
47214 | 7.68 | 1 | 365 | 8.7393 | 0.59961 | 9 | 0.33887
36511 | 3.08 | 1 | 365 | 3.5048 | 0.058177 | 3 | 0.56298
36253 | 6.6 | 1 | 365 | 7.5103 | 0.12467 | 7 | 0.63496
43976 | 4.16 | 1 | 365 | 4.7338 | 0.53312 | 5 | 0.26689
43974 | 6.76 | 1 | 365 | 7.6924 | 0.49132 | 8 | 0.18369
36518 | 10.51 | 1 | 365 | 11.9596 | 0.084884 | 12 | 0.044465
40894 | 11.96 | 1 | 365 | 13.6096 | 0.40773 | 14 | 0.017298
37383 | 6.05 | 1 | 365 | 6.8844 | 0.86428 | 7 | 0.74872
36702 | 3.725 | 1 | 365 | 4.2388 | 0.53627 | 4 | 0.77504
36071 | 13 | 1 | 365 | 14.793 | 0.79101 | 15 | 0.58402
36742 | 5.64 | 1 | 365 | 6.4179 | 0.92471 | 7 | 0.34261
48991 | 5.98 | 1 | 365 | 6.8048 | 0.70386 | 7 | 0.50865
36391 | 4.53 | 1 | 365 | 5.1548 | 0.38102 | 5 | 0.53582
39019 | 6.5 | 1 | 365 | 7.3965 | 0.8955 | 8 | 0.29201
37205 | 5.47 | 1 | 365 | 6.2244 | 0.53514 | 6 | 0.75958
37220 | 4.035 | 1 | 365 | 4.5915 | 0.24667 | 4 | 0.83819
36898 | 6.3 | 1 | 365 | 7.1689 | 0.43718 | 7 | 0.6061
43969 | 4.94 | 1 | 365 | 5.6213 | 0.32058 | 5 | 0.94193
36674 | 12.13 | 1 | 365 | 13.803 | 0.7973 | 14 | 0.60032
51335 | 3.66 | 1 | 365 | 4.1648 | 0.38731 | 4 | 0.55212
51138 | 4.08 | 1 | 365 | 4.6427 | 0.34979 | 4 | 0.99252
37605 | 8.47 | 1 | 365 | 9.6382 | 0.40999 | 10 | 0.048204
51085 | 5.5 | 1 | 365 | 6.2586 | 0.60389 | 6 | 0.86247
50800 | 5.775 | 1 | 365 | 6.5715 | 0.23408 | 6 | 0.80559
42316 | 9 | 1 | 365 | 10.2413 | 0.62454 | 10 | 0.86586
53455 | 3.64 | 1 | 365 | 4.142 | 0.34148 | 4 | 0.48353
43056 | 8.4 | 1 | 365 | 9.5586 | 0.24957 | 9 | 0.80814
38407 | 7.425 | 1 | 365 | 8.4491 | 0.015249 | 8 | 0.46433
52469 | 7.54 | 1 | 365 | 8.5799 | 0.27878 | 8 | 0.85873
52875 | 6.885 | 1 | 365 | 7.8346 | 0.77778 | 8 | 0.61238
35920 | 3.775 | 1 | 365 | 4.2957 | 0.65085 | 4 | 0.94651
50689 | 5.94 | 1 | 365 | 6.7593 | 0.6122 | 7 | 0.37147
48297 | 6.48 | 1 | 365 | 7.3737 | 0.84967 | 8 | 0.22342
47495 | 5.185 | 1 | 365 | 5.9001 | 0.88203 | 6 | 0.78216
48181 | 5.985 | 1 | 365 | 6.8105 | 0.71532 | 7 | 0.5258
48193 | 6.48 | 1 | 365 | 7.3737 | 0.84967 | 8 | 0.22342
49578 | 3.51 | 1 | 365 | 3.9941 | 0.043572 | 4 | 0.037685
49861 | 5.67 | 1 | 365 | 6.452 | 0.99346 | 7 | 0.44549
50016 | 4.5 | 1 | 365 | 5.1207 | 0.31227 | 5 | 0.43293
50201 | 3.5 | 1 | 365 | 3.9827 | 0.020656 | 4 | 0.00339
52874 | 3.135 | 1 | 365 | 3.5674 | 0.18422 | 3 | 0.75161
50202 | 6.75 | 1 | 365 | 7.681 | 0.46841 | 8 | 0.1494
52490 | 8.175 | 1 | 365 | 9.3025 | 0.73396 | 10 | 0.03649
51336 | 11.5 | 1 | 365 | 13.0861 | 0.35358 | 13 | 0.43971
47370 | 5.7 | 1 | 365 | 6.4862 | 0.062211 | 6 | 0.54838
52754 | 12 | 1 | 365 | 13.6551 | 0.49939 | 14 | 0.15448
43136 | 9.9 | 1 | 365 | 11.2654 | 0.687 | 11 | 0.95245
46282 | 8.1 | 1 | 365 | 9.2172 | 0.56209 | 9 | 0.77927
44149 | 5.04 | 1 | 365 | 5.7351 | 0.54974 | 6 | 0.28488
44157 | 5.4 | 1 | 365 | 6.1448 | 0.37473 | 6 | 0.51952
52593 | 4.25 | 1 | 365 | 4.8362 | 0.73937 | 5 | 0.57554
44134 | 10.8 | 1 | 365 | 12.2896 | 0.74945 | 13 | 0.039032
43922 | 5.4 | 1 | 365 | 6.1448 | 0.37473 | 6 | 0.51952
52585 | 3.12 | 1 | 365 | 3.5503 | 0.14984 | 3 | 0.70016
52473 | 5.7 | 1 | 365 | 6.4862 | 0.062211 | 6 | 0.54838
43468 | 6.75 | 1 | 365 | 7.681 | 0.46841 | 8 | 0.1494
47325 | 4.095 | 1 | 365 | 4.6598 | 0.38417 | 5 | 0.043966
52588 | 4.86 | 1 | 365 | 5.5303 | 0.13725 | 5 | 0.66756
44074 | 5.72 | 1 | 365 | 6.5089 | 0.10804 | 6 | 0.61697
52587 | 6.3 | 1 | 365 | 7.1689 | 0.43718 | 7 | 0.6061
32194 | 4.94 | 1 | 365 | 5.6213 | 0.32058 | 5 | 0.94193
37935 | 4.94 | 1 | 365 | 5.6213 | 0.32058 | 5 | 0.94193
32132 | 5.46 | 1 | 365 | 6.2131 | 0.51222 | 6 | 0.72529
32254 | 5.2 | 1 | 365 | 5.9172 | 0.9164 | 6 | 0.83361
45459 | 3.64 | 1 | 365 | 4.142 | 0.34148 | 4 | 0.48353
52601 | 11.1 | 1 | 365 | 12.631 | 0.43694 | 13 | 0.067894
45176 | 11.7 | 1 | 365 | 13.3137 | 0.81191 | 14 | 0.12562
45171 | 10.8 | 1 | 365 | 12.2896 | 0.74945 | 13 | 0.039032
41539 | 8.829 | 1 | 365 | 10.0467 | 0.23268 | 10 | 0.27941
38682 | 10.4 | 1 | 365 | 11.8344 | 0.83281 | 12 | 0.66722
41519 | 11.655 | 1 | 365 | 13.2625 | 0.70878 | 13 | 0.97129
43378 | 4.16 | 1 | 365 | 4.7338 | 0.53312 | 5 | 0.26689
44374 | 4.845 | 1 | 365 | 5.5132 | 0.10288 | 5 | 0.61612
43484 | 10.8 | 1 | 365 | 12.2896 | 0.74945 | 13 | 0.039032
43142 | 4.94 | 1 | 365 | 5.6213 | 0.32058 | 5 | 0.94193
43573 | 1.88 | 1 | 365 | 2.1393 | 0.30824 | 2 | 0.44754
41206 | 6 | 1 | 365 | 6.8275 | 0.7497 | 7 | 0.57724
42885 | 11.7 | 1 | 365 | 13.3137 | 0.81191 | 14 | 0.12562
43386 | 8.67 | 1 | 365 | 9.8658 | 0.86831 | 10 | 0.73411
41984 | 7.685 | 1 | 365 | 8.7449 | 0.61107 | 9 | 0.35601
43571 | 5.32 | 1 | 365 | 6.0538 | 0.1914 | 6 | 0.24515
41467 | 10.35 | 1 | 365 | 11.7775 | 0.71823 | 12 | 0.49574
43553 | 5.13 | 1 | 365 | 5.8376 | 0.75599 | 6 | 0.59354
43328 | 6.6 | 1 | 365 | 7.5103 | 0.12467 | 7 | 0.63496
38838 | 10.865 | 1 | 365 | 12.3635 | 0.89841 | 13 | 0.26195
43374 | 4.16 | 1 | 365 | 4.7338 | 0.53312 | 5 | 0.26689
41512 | 8.505 | 1 | 365 | 9.678 | 0.49019 | 10 | 0.16824
43523 | 3.99 | 1 | 365 | 4.5403 | 0.14355 | 4 | 0.68386
40384 | 10.2 | 1 | 365 | 11.6068 | 0.37448 | 11 | 0.98131
42410 | 5.1 | 1 | 365 | 5.8034 | 0.68724 | 6 | 0.49065
53479 | 8.47 | 1 | 365 | 9.6382 | 0.40999 | 10 | 0.048204
44925 | 10.6 | 1 | 365 | 12.062 | 0.29113 | 12 | 0.35312
47303 | 10.5 | 1 | 365 | 11.9482 | 0.061968 | 12 | 0.01017
49156 | 7.2 | 1 | 365 | 8.1931 | 0.49964 | 8 | 0.69269
39068 | 9.01 | 1 | 365 | 10.2527 | 0.64746 | 10 | 0.90016
48531 | 9.12 | 1 | 365 | 10.3779 | 0.89954 | 11 | 0.2774
46891 | 12 | 1 | 365 | 13.6551 | 0.49939 | 14 | 0.15448
41119 | 19.8 | 1 | 365 | 22.5309 | 0.374 | 22 | 0.90489
48267 | 9.975 | 1 | 365 | 11.3508 | 0.85887 | 12 | 0.20966
44569 | 4.16 | 1 | 365 | 4.7338 | 0.53312 | 5 | 0.26689
40306 | 12 | 1 | 365 | 13.6551 | 0.49939 | 14 | 0.15448
41317 | 18.55 | 1 | 365 | 21.1085 | 0.50948 | 21 | 0.61797
40996 | 23.7 | 1 | 365 | 26.9688 | 0.3113 | 27 | 0.2801
36177 | 7.02 | 1 | 365 | 7.9882 | 0.087144 | 8 | 0.075371
40259 | 7.8 | 1 | 365 | 8.8758 | 0.8746 | 9 | 0.75041
46809 | 14.03 | 1 | 365 | 15.9651 | 0.15137 | 16 | 0.11645
46329 | 24 | 1 | 365 | 27.3102 | 0.99878 | 28 | 0.30896
45516 | 11.59 | 1 | 365 | 13.1885 | 0.55983 | 13 | 0.74837
44784 | 11.285 | 1 | 365 | 12.8415 | 0.86089 | 13 | 0.70236
45169 | 5.04 | 1 | 365 | 5.7351 | 0.54974 | 6 | 0.28488
41989 | 8.235 | 1 | 365 | 9.3708 | 0.87146 | 10 | 0.24226
41546 | 11.34 | 1 | 365 | 12.9041 | 0.98693 | 13 | 0.89098
43955 | 11.59 | 1 | 365 | 13.1885 | 0.55983 | 13 | 0.74837
45261 | 3.6 | 1 | 365 | 4.0965 | 0.24982 | 4 | 0.34634
36262 | 21.255 | 1 | 365 | 24.1866 | 0.7083 | 24 | 0.89487
41259 | 8.06 | 1 | 365 | 9.1717 | 0.47042 | 9 | 0.64209
44179 | 9 | 1 | 365 | 10.2413 | 0.62454 | 10 | 0.86586
43956 | 7.1 | 1 | 365 | 8.0793 | 0.27047 | 8 | 0.34973
40848 | 9.15 | 1 | 365 | 10.412 | 0.96829 | 11 | 0.38029
36689 | 7.125 | 1 | 365 | 8.1077 | 0.32776 | 8 | 0.43547
36385 | 7.28 | 1 | 365 | 8.2841 | 0.68296 | 8 | 0.96705
36396 | 4.96 | 1 | 365 | 5.6441 | 0.36642 | 6 | 0.010518
36273 | 10 | 1 | 365 | 11.3792 | 0.91616 | 12 | 0.2954
46833 | 5.355 | 1 | 365 | 6.0936 | 0.2716 | 6 | 0.36519
46856 | 8.96 | 1 | 365 | 10.1958 | 0.53288 | 10 | 0.72868
46276 | 5.2 | 1 | 365 | 5.9172 | 0.9164 | 6 | 0.83361
33319 | 6.63 | 1 | 365 | 7.5444 | 0.19341 | 7 | 0.73785
48971 | 5.72 | 1 | 365 | 6.5089 | 0.10804 | 6 | 0.61697
48695 | 6.76 | 1 | 365 | 7.6924 | 0.49132 | 8 | 0.18369
44155 | 10.26 | 1 | 365 | 11.6751 | 0.51198 | 12 | 0.18708
44578 | 10.95 | 1 | 365 | 12.4603 | 0.093195 | 12 | 0.55346
36078 | 11 | 1 | 365 | 12.5172 | 0.20778 | 12 | 0.72494
35772 | 7.84 | 1 | 365 | 8.9213 | 0.96627 | 9 | 0.88759
52216 | 8.1 | 1 | 365 | 9.2172 | 0.56209 | 9 | 0.77927
44750 | 12.925 | 1 | 365 | 14.7077 | 0.61914 | 15 | 0.3268
48788 | 8.32 | 1 | 365 | 9.4675 | 0.066245 | 9 | 0.53377
47457 | 2.35 | 1 | 365 | 2.6741 | 0.3853 | 3 | 0.059419
50203 | 10.8 | 1 | 365 | 12.2896 | 0.74945 | 13 | 0.039032
42744 | 8.525 | 1 | 365 | 9.7008 | 0.53603 | 10 | 0.23683
49313 | 8.06 | 1 | 365 | 9.1717 | 0.47042 | 9 | 0.64209
48678 | 5.46 | 1 | 365 | 6.2131 | 0.51222 | 6 | 0.72529
51976 | 6.21 | 1 | 365 | 7.0665 | 0.23094 | 7 | 0.29744
45269 | 5.1 | 1 | 365 | 5.8034 | 0.68724 | 6 | 0.49065
36303 | 5.39 | 1 | 365 | 6.1334 | 0.35181 | 6 | 0.48522
42871 | 5.46 | 1 | 365 | 6.2131 | 0.51222 | 6 | 0.72529
52025 | 7.6 | 1 | 365 | 8.6482 | 0.41628 | 9 | 0.064504
39807 | 4.59 | 1 | 365 | 5.2231 | 0.51852 | 5 | 0.74159
36605 | 12.426 | 1 | 365 | 14.1398 | 0.47562 | 14 | 0.61546
42071 | 10.08 | 1 | 365 | 11.4703 | 0.099489 | 11 | 0.56976
36584 | 6.725 | 1 | 365 | 7.6525 | 0.41112 | 8 | 0.063657
36302 | 5.225 | 1 | 365 | 5.9457 | 0.97369 | 6 | 0.91935
36901 | 8.4 | 1 | 365 | 9.5586 | 0.24957 | 9 | 0.80814
50669 | 6.2 | 1 | 365 | 7.0551 | 0.20802 | 7 | 0.26315
36981 | 4.95 | 1 | 365 | 5.6327 | 0.3435 | 5 | 0.97622
36356 | 4.95 | 1 | 365 | 5.6327 | 0.3435 | 5 | 0.97622
49842 | 10.325 | 1 | 365 | 11.7491 | 0.66094 | 12 | 0.41
36471 | 10.08 | 1 | 365 | 11.4703 | 0.099489 | 11 | 0.56976
37073 | 8.8 | 1 | 365 | 10.0137 | 0.16622 | 10 | 0.17995
48301 | 5.4 | 1 | 365 | 6.1448 | 0.37473 | 6 | 0.51952
36509 | 15.4 | 1 | 365 | 17.524 | 0.29089 | 17 | 0.81492
48555 | 7.6 | 1 | 365 | 8.6482 | 0.41628 | 9 | 0.064504
37590 | 3.92 | 1 | 365 | 4.4607 | 0.98313 | 5 | 0.4438
37177 | 4.68 | 1 | 365 | 5.3255 | 0.72476 | 6 | 0.050247
36716 | 9.52 | 1 | 365 | 10.833 | 0.81618 | 11 | 0.64922
45172 | 12.4 | 1 | 365 | 14.1103 | 0.41604 | 14 | 0.5263
45588 | 7.02 | 1 | 365 | 7.9882 | 0.087144 | 8 | 0.075371
47287 | 10.2 | 1 | 365 | 11.6068 | 0.37448 | 11 | 0.98131
36731 | 4.675 | 1 | 365 | 5.3198 | 0.7133 | 6 | 0.033099
45204 | 11.78 | 1 | 365 | 13.4047 | 0.99524 | 14 | 0.39998
45518 | 7.125 | 1 | 365 | 8.1077 | 0.32776 | 8 | 0.43547
37540 | 4.59 | 1 | 365 | 5.2231 | 0.51852 | 5 | 0.74159
36530 | 336 | 0.9 | 365 | 344.1082 | 0.98468 | 345 | 0.092896
36587 | 6.72 | 1 | 365 | 7.6468 | 0.39966 | 8 | 0.046509
37254 | 3.92 | 1 | 365 | 4.4607 | 0.98313 | 5 | 0.4438
36524 | 10.2 | 1 | 365 | 11.6068 | 0.37448 | 11 | 0.98131
36501 | 3.06 | 1 | 365 | 3.482 | 0.012345 | 3 | 0.49439
45527 | 5.25 | 1 | 365 | 5.9741 | 0.030984 | 6 | 0.005085
37234 | 4.08 | 1 | 365 | 4.6427 | 0.34979 | 4 | 0.99252
45618 | 7.28 | 1 | 365 | 8.2841 | 0.68296 | 8 | 0.96705
38321 | 2.86 | 1 | 365 | 3.2545 | 0.55402 | 3 | 0.80848
45622 | 5.4 | 1 | 365 | 6.1448 | 0.37473 | 6 | 0.51952
37558 | 4.59 | 1 | 365 | 5.2231 | 0.51852 | 5 | 0.74159
36434 | 9.35 | 1 | 365 | 10.6396 | 0.42661 | 11 | 0.066199
41899 | 10.25 | 1 | 365 | 11.6637 | 0.48906 | 12 | 0.15278
38347 | 5.46 | 1 | 365 | 6.2131 | 0.51222 | 6 | 0.72529
42098 | 9.75 | 1 | 365 | 11.0948 | 0.34326 | 11 | 0.43801
36300 | 7.14 | 1 | 365 | 8.1248 | 0.36214 | 8 | 0.48692
41919 | 4.16 | 1 | 365 | 4.7338 | 0.53312 | 5 | 0.26689
37542 | 5.46 | 1 | 365 | 6.2131 | 0.51222 | 6 | 0.72529
42136 | 5.875 | 1 | 365 | 6.6853 | 0.46324 | 7 | 0.14855
47274 | 9.9 | 1 | 365 | 11.2654 | 0.687 | 11 | 0.95245
46396 | 2.48 | 1 | 365 | 2.8221 | 0.68321 | 3 | 0.50526
46810 | 9.9 | 1 | 365 | 11.2654 | 0.687 | 11 | 0.95245
46421 | 5.1 | 1 | 365 | 5.8034 | 0.68724 | 6 | 0.49065
47277 | 7.848 | 1 | 365 | 8.9304 | 0.9846 | 9 | 0.91503
46451 | 10.64 | 1 | 365 | 12.1075 | 0.38279 | 12 | 0.49031
44072 | 4.5 | 1 | 365 | 5.1207 | 0.31227 | 5 | 0.43293
49243 | 6.725 | 1 | 365 | 7.6525 | 0.41112 | 8 | 0.063657
36488 | 4.4 | 1 | 365 | 5.0069 | 0.08311 | 5 | 0.089976
36905 | 3.28 | 1 | 365 | 3.7324 | 0.5165 | 4 | 0.24889
38799 | 4.68 | 1 | 365 | 5.3255 | 0.72476 | 6 | 0.050247
35798 | 12.12 | 1 | 365 | 13.7916 | 0.77439 | 14 | 0.56602
35986 | 9.156 | 1 | 365 | 10.4188 | 0.98204 | 11 | 0.40087
35977 | 9.36 | 1 | 365 | 10.651 | 0.44953 | 11 | 0.10049
35968 | 7.521 | 1 | 365 | 8.5583 | 0.23524 | 8 | 0.79357
35802 | 8.06 | 1 | 365 | 9.1717 | 0.47042 | 9 | 0.64209
35793 | 6.63 | 1 | 365 | 7.5444 | 0.19341 | 7 | 0.73785
38392 | 4.4 | 1 | 365 | 5.0069 | 0.08311 | 5 | 0.089976
36378 | 6.72 | 1 | 365 | 7.6468 | 0.39966 | 8 | 0.046509
37236 | 3.92 | 1 | 365 | 4.4607 | 0.98313 | 5 | 0.4438
44066 | 10.8 | 1 | 365 | 12.2896 | 0.74945 | 13 | 0.039032
36607 | 7.975 | 1 | 365 | 9.0749 | 0.27564 | 9 | 0.35058
37041 | 10.36 | 1 | 365 | 11.7889 | 0.74114 | 12 | 0.53003
37242 | 7.28 | 1 | 365 | 8.2841 | 0.68296 | 8 | 0.96705
36492 | 7.56 | 1 | 365 | 8.6027 | 0.32462 | 8 | 0.92732
49252 | 10.36 | 1 | 365 | 11.7889 | 0.74114 | 12 | 0.53003
44028 | 6.25 | 1 | 365 | 7.112 | 0.3226 | 7 | 0.43462
50039 | 11.4 | 1 | 365 | 12.9723 | 0.12442 | 13 | 0.096756
49253 | 10.64 | 1 | 365 | 12.1075 | 0.38279 | 12 | 0.49031
49747 | 6.24 | 1 | 365 | 7.1006 | 0.29968 | 7 | 0.40033
49254 | 5.6 | 1 | 365 | 6.3724 | 0.83305 | 7 | 0.20542
47428 | 6.72 | 1 | 365 | 7.6468 | 0.39966 | 8 | 0.046509
49311 | 10 | 1 | 365 | 11.3792 | 0.91616 | 12 | 0.2954
44029 | 9.75 | 1 | 365 | 11.0948 | 0.34326 | 11 | 0.43801
43763 | 5.4 | 1 | 365 | 6.1448 | 0.37473 | 6 | 0.51952
44812 | 12 | 1 | 365 | 13.6551 | 0.49939 | 14 | 0.15448
49304 | 11.055 | 1 | 365 | 12.5797 | 0.33381 | 12 | 0.91356
45167 | 6 | 1 | 365 | 6.8275 | 0.7497 | 7 | 0.57724
42320 | 11.66 | 1 | 365 | 13.2682 | 0.72024 | 13 | 0.98844
35688 | 325 | 0.9 | 365 | 332.8428 | 0.29768 | 333 | 0.14045
49522 | 9.81 | 1 | 365 | 11.163 | 0.48075 | 11 | 0.64379
44743 | 8.925 | 1 | 365 | 10.156 | 0.45267 | 10 | 0.60864
46311 | 10.545 | 1 | 365 | 11.9994 | 0.16509 | 12 | 0.1645
44735 | 5.75 | 1 | 365 | 6.5431 | 0.17679 | 6 | 0.71985
42606 | 9.6 | 1 | 365 | 10.9241 | 0.99951 | 11 | 0.92358
42749 | 10.8 | 1 | 365 | 12.2896 | 0.74945 | 13 | 0.039032
49689 | 7.28 | 1 | 365 | 8.2841 | 0.68296 | 8 | 0.96705
44700 | 6.375 | 1 | 365 | 7.2543 | 0.60905 | 7 | 0.86332
44624 | 6.5 | 1 | 365 | 7.3965 | 0.8955 | 8 | 0.29201
44621 | 3.315 | 1 | 365 | 3.7722 | 0.59671 | 4 | 0.36893
45623 | 6.44 | 1 | 365 | 7.3282 | 0.75801 | 8 | 0.086238
43024 | 6.625 | 1 | 365 | 7.5387 | 0.18196 | 7 | 0.7207
38702 | 6.9 | 1 | 365 | 7.8517 | 0.81215 | 8 | 0.66383
36760 | 4.56 | 1 | 365 | 5.1889 | 0.44977 | 5 | 0.6387
43499 | 9 | 1 | 365 | 10.2413 | 0.62454 | 10 | 0.86586
36707 | 4.4 | 1 | 365 | 5.0069 | 0.08311 | 5 | 0.089976
43539 | 5.355 | 1 | 365 | 6.0936 | 0.2716 | 6 | 0.36519
46149 | 7.8 | 1 | 365 | 8.8758 | 0.8746 | 9 | 0.75041
36677 | 5.775 | 1 | 365 | 6.5715 | 0.23408 | 6 | 0.80559
38222 | 7.84 | 1 | 365 | 8.9213 | 0.96627 | 9 | 0.88759
36331 | 3.85 | 1 | 365 | 4.381 | 0.82272 | 5 | 0.20373
36732 | 5.2 | 1 | 365 | 5.9172 | 0.9164 | 6 | 0.83361
36458 | 5.5 | 1 | 365 | 6.2586 | 0.60389 | 6 | 0.86247
38683 | 4.95 | 1 | 365 | 5.6327 | 0.3435 | 5 | 0.97622
36466 | 14.025 | 1 | 365 | 15.9594 | 0.13991 | 16 | 0.099299
38349 | 4.94 | 1 | 365 | 5.6213 | 0.32058 | 5 | 0.94193
38482 | 3.85 | 1 | 365 | 4.381 | 0.82272 | 5 | 0.20373
36711 | 11 | 1 | 365 | 12.5172 | 0.20778 | 12 | 0.72494
38277 | 6.76 | 1 | 365 | 7.6924 | 0.49132 | 8 | 0.18369
37014 | 4.316 | 1 | 365 | 4.9113 | 0.89061 | 5 | 0.80189
36930 | 7.15 | 1 | 365 | 8.1362 | 0.38505 | 8 | 0.52121
36733 | 3.85 | 1 | 365 | 4.381 | 0.82272 | 5 | 0.20373
36817 | 5.225 | 1 | 365 | 5.9457 | 0.97369 | 6 | 0.91935
38800 | 4.16 | 1 | 365 | 4.7338 | 0.53312 | 5 | 0.26689
36870 | 5.415 | 1 | 365 | 6.1619 | 0.4091 | 6 | 0.57096
37582 | 7.15 | 1 | 365 | 8.1362 | 0.38505 | 8 | 0.52121
38145 | 5.6 | 1 | 365 | 6.3724 | 0.83305 | 7 | 0.20542
37629 | 5.6 | 1 | 365 | 6.3724 | 0.83305 | 7 | 0.20542
36468 | 4.235 | 1 | 365 | 4.8191 | 0.70499 | 5 | 0.5241
44031 | 7.5 | 1 | 365 | 8.5344 | 0.18712 | 8 | 0.72155
36006 | 8.67 | 1 | 365 | 9.8658 | 0.86831 | 10 | 0.73411
37431 | 9.81 | 1 | 365 | 11.163 | 0.48075 | 11 | 0.64379
36315 | 6.56 | 1 | 365 | 7.4648 | 0.033001 | 7 | 0.49778
37459 | 9.5 | 1 | 365 | 10.8103 | 0.77035 | 11 | 0.58063
44032 | 6.5 | 1 | 365 | 7.3965 | 0.8955 | 8 | 0.29201
42308 | 8.829 | 1 | 365 | 10.0467 | 0.23268 | 10 | 0.27941
38995 | 6.6 | 1 | 365 | 7.5103 | 0.12467 | 7 | 0.63496
36193 | 8.55 | 1 | 365 | 9.7293 | 0.59332 | 10 | 0.32257
44033 | 3.5 | 1 | 365 | 3.9827 | 0.020656 | 4 | 0.00339
36202 | 13.5 | 1 | 365 | 15.362 | 0.93682 | 16 | 0.29879
36389 | 11.03 | 1 | 365 | 12.5513 | 0.27652 | 12 | 0.82783
36867 | 4.2 | 1 | 365 | 4.7793 | 0.62479 | 5 | 0.40407
36028 | 4.4 | 1 | 365 | 5.0069 | 0.08311 | 5 | 0.089976
43550 | 8.505 | 1 | 365 | 9.678 | 0.49019 | 10 | 0.16824
38137 | 7.96 | 1 | 365 | 9.0579 | 0.24126 | 9 | 0.29914
38123 | 4.95 | 1 | 365 | 5.6327 | 0.3435 | 5 | 0.97622
36496 | 3.92 | 1 | 365 | 4.4607 | 0.98313 | 5 | 0.4438
36404 | 8.4 | 1 | 365 | 9.5586 | 0.24957 | 9 | 0.80814
43297 | 6 | 1 | 365 | 6.8275 | 0.7497 | 7 | 0.57724
35663 | 12.29 | 1 | 365 | 13.9851 | 0.16396 | 14 | 0.14905
41039 | 13.734 | 1 | 365 | 15.6282 | 0.47305 | 16 | 0.1013
37207 | 3.11 | 1 | 365 | 3.5389 | 0.12693 | 3 | 0.66587
37165 | 15.525 | 1 | 365 | 17.6663 | 0.57734 | 18 | 0.24361
44060 | 10.5 | 1 | 365 | 11.9482 | 0.061968 | 12 | 0.01017
43369 | 5.61 | 1 | 365 | 6.3838 | 0.85597 | 7 | 0.23972
38489 | 5.5 | 1 | 365 | 6.2586 | 0.60389 | 6 | 0.86247
51061 | 6.6 | 1 | 365 | 7.5103 | 0.12467 | 7 | 0.63496
46751 | 8.16 | 1 | 365 | 9.2855 | 0.69959 | 9 | 0.98505
43966 | 4.42 | 1 | 365 | 5.0296 | 0.12894 | 5 | 0.15857
44482 | 6.76 | 1 | 365 | 7.6924 | 0.49132 | 8 | 0.18369
36529 | 7.15 | 1 | 365 | 8.1362 | 0.38505 | 8 | 0.52121
36218 | 6.76 | 1 | 365 | 7.6924 | 0.49132 | 8 | 0.18369
44343 | 11.04 | 1 | 365 | 12.5627 | 0.29944 | 12 | 0.86212
36200 | 10.4 | 1 | 365 | 11.8344 | 0.83281 | 12 | 0.66722
51031 | 5.2 | 1 | 365 | 5.9172 | 0.68724 | 6 | 0.60445
36337 | 9.705 | 1 | 365 | 11.0436 | 0.24013 | 11 | 0.28369
44073 | 4.25 | 1 | 365 | 4.8362 | 0.73937 | 5 | 0.57554
38393 | 5.1 | 1 | 365 | 5.8034 | 0.68724 | 6 | 0.49065
38887 | 7.65 | 1 | 365 | 8.7051 | 0.53086 | 9 | 0.23598
41960 | 7.905 | 1 | 365 | 8.9953 | 0.11522 | 9 | 0.11051
43210 | 7.7 | 1 | 365 | 8.762 | 0.64544 | 9 | 0.40746
44777 | 3.42 | 1 | 365 | 3.8917 | 0.83733 | 4 | 0.72903
39190 | 8.16 | 1 | 365 | 9.2855 | 0.69959 | 9 | 0.98505
44061 | 8.4 | 1 | 365 | 9.5586 | 0.24957 | 9 | 0.80814
38589 | 4.08 | 1 | 365 | 4.6427 | 0.34979 | 4 | 0.99252
44570 | 11.96 | 1 | 365 | 13.6096 | 0.40773 | 14 | 0.017298
38926 | 8.415 | 1 | 365 | 9.5756 | 0.28395 | 9 | 0.85958
38518 | 5.61 | 1 | 365 | 6.3838 | 0.85597 | 7 | 0.23972
38603 | 3.57 | 1 | 365 | 4.0624 | 0.18107 | 4 | 0.24346
38840 | 4.335 | 1 | 365 | 4.9329 | 0.93416 | 5 | 0.86706
38597 | 9.435 | 1 | 365 | 10.7363 | 0.6214 | 11 | 0.35771
38583 | 4.845 | 1 | 365 | 5.5132 | 0.10288 | 5 | 0.61612
39049 | 3.315 | 1 | 365 | 3.7722 | 0.59671 | 4 | 0.36893
39129 | 4.845 | 1 | 365 | 5.5132 | 0.10288 | 5 | 0.61612
39009 | 5.355 | 1 | 365 | 6.0936 | 0.2716 | 6 | 0.36519
38979 | 5.865 | 1 | 365 | 6.6739 | 0.44033 | 7 | 0.11425
36175 | 4.08 | 1 | 365 | 4.6427 | 0.34979 | 4 | 0.99252
38964 | 8.16 | 1 | 365 | 9.2855 | 0.69959 | 9 | 0.98505
38945 | 5.61 | 1 | 365 | 6.3838 | 0.85597 | 7 | 0.23972
36111 | 8.06 | 1 | 365 | 9.1717 | 0.47042 | 9 | 0.64209
36187 | 16.35 | 1 | 365 | 18.6051 | 0.46792 | 19 | 0.072979
36160 | 5.67 | 1 | 365 | 6.452 | 0.99346 | 7 | 0.44549
36011 | 8.625 | 1 | 365 | 9.8146 | 0.76519 | 10 | 0.57978
38993 | 7.65 | 1 | 365 | 8.7051 | 0.53086 | 9 | 0.23598
44411 | 5.25 | 1 | 365 | 5.9741 | 0.030984 | 6 | 0.005085
41505 | 9.135 | 1 | 365 | 10.3949 | 0.93391 | 11 | 0.32885
47412 | 5.2 | 1 | 365 | 5.9172 | 0.9164 | 6 | 0.83361
41998 | 5.985 | 1 | 365 | 6.8105 | 0.71532 | 7 | 0.5258
41484 | 9.156 | 1 | 365 | 10.4188 | 0.98204 | 11 | 0.40087
41489 | 9.156 | 1 | 365 | 10.4188 | 0.98204 | 11 | 0.40087
43475 | 8.502 | 1 | 365 | 9.6746 | 0.48332 | 10 | 0.15795
38419 | 3.825 | 1 | 365 | 4.3526 | 0.76543 | 5 | 0.11799
39202 | 9.435 | 1 | 365 | 10.7363 | 0.6214 | 11 | 0.35771
49257 | 7.84 | 1 | 365 | 8.9213 | 0.96627 | 9 | 0.88759
38414 | 2.805 | 1 | 365 | 3.1919 | 0.42798 | 3 | 0.61986
38586 | 7.75 | 1 | 365 | 8.8189 | 0.76002 | 9 | 0.57893
39163 | 4.59 | 1 | 365 | 5.2231 | 0.51852 | 5 | 0.74159
38524 | 8.67 | 1 | 365 | 9.8658 | 0.86831 | 10 | 0.73411
36975 | 10.464 | 1 | 365 | 11.9072 | 0.97947 | 12 | 0.88671
36965 | 13.455 | 1 | 365 | 15.3108 | 0.83369 | 16 | 0.14446
35758 | 9.25 | 1 | 365 | 10.5258 | 0.19745 | 10 | 0.72325
35761 | 10 | 1 | 365 | 11.3792 | 0.91616 | 12 | 0.2954
44419 | 12.25 | 1 | 365 | 13.9396 | 0.072296 | 14 | 0.011865
49804 | 8.64 | 1 | 365 | 9.8317 | 0.79956 | 10 | 0.63123
42431 | 8.48 | 1 | 365 | 9.6496 | 0.4329 | 10 | 0.082499
35991 | 7.245 | 1 | 365 | 8.2443 | 0.60276 | 8 | 0.84702
39220 | 4.24 | 1 | 365 | 4.8248 | 0.71645 | 5 | 0.54125
43089 | 4.16 | 1 | 365 | 4.7338 | 0.53312 | 5 | 0.26689
30350 | 6.095 | 1 | 365 | 6.9356 | 0.9674 | 7 | 0.90305
43403 | 5.4 | 1 | 365 | 6.1448 | 0.37473 | 6 | 0.51952
44720 | 4.34 | 1 | 365 | 4.9386 | 0.94561 | 5 | 0.8842
33328 | 5.98 | 1 | 365 | 6.8048 | 0.70386 | 7 | 0.50865
42058 | 5.565 | 1 | 365 | 6.3325 | 0.75284 | 7 | 0.08539
36147 | 7.59 | 1 | 365 | 8.6368 | 0.39337 | 9 | 0.030209
33637 | 14.04 | 1 | 365 | 15.9765 | 0.17429 | 16 | 0.15074
46827 | 6.825 | 1 | 365 | 7.7663 | 0.64028 | 8 | 0.40661
36127 | 7.28 | 1 | 365 | 8.2841 | 0.68296 | 8 | 0.96705
33880 | 2.6 | 1 | 365 | 2.9586 | 0.9582 | 3 | 0.9168
46379 | 8.48 | 1 | 365 | 9.6496 | 0.4329 | 10 | 0.082499
34080 | 5.46 | 1 | 365 | 6.2131 | 0.51222 | 6 | 0.72529
35998 | 9.483 | 1 | 365 | 10.7909 | 0.73139 | 11 | 0.52233
44715 | 6 | 1 | 365 | 6.8275 | 0.7497 | 7 | 0.57724
36346 | 5.5 | 1 | 365 | 6.2586 | 0.60389 | 6 | 0.86247
36116 | 13.77 | 1 | 365 | 15.6692 | 0.55555 | 16 | 0.22477
40347 | 9.6 | 1 | 365 | 10.9241 | 0.99951 | 11 | 0.92358
44397 | 12 | 1 | 365 | 13.6551 | 0.49939 | 14 | 0.15448
48833 | 9.45 | 1 | 365 | 10.7534 | 0.65577 | 11 | 0.40915
45515 | 5.1 | 1 | 365 | 5.8034 | 0.68724 | 6 | 0.49065
36417 | 7.84 | 1 | 365 | 8.9213 | 0.96627 | 9 | 0.88759
42038 | 9.3 | 1 | 365 | 10.5827 | 0.31203 | 10 | 0.89472
37566 | 8.68 | 1 | 365 | 9.8772 | 0.89123 | 10 | 0.76841
44379 | 9.01 | 1 | 365 | 10.2527 | 0.64746 | 10 | 0.90016
44203 | 3.3 | 1 | 365 | 3.7551 | 0.56233 | 4 | 0.31748
49041 | 10.865 | 1 | 365 | 12.3635 | 0.89841 | 13 | 0.26195
43670 | 9.99 | 1 | 365 | 11.3679 | 0.89324 | 12 | 0.2611
43447 | 6.93 | 1 | 365 | 7.8858 | 0.8809 | 8 | 0.76671
38850 | 2.65 | 1 | 365 | 3.0155 | 0.072782 | 3 | 0.088281
47293 | 6.16 | 1 | 365 | 7.0096 | 0.11635 | 7 | 0.12597
43613 | 4.2 | 1 | 365 | 4.7793 | 0.62479 | 5 | 0.40407
36763 | 4.76 | 1 | 365 | 5.4165 | 0.90809 | 6 | 0.32461
41179 | 3.06 | 1 | 365 | 3.482 | 0.012345 | 3 | 0.49439
36736 | 7 | 1 | 365 | 7.9655 | 0.041312 | 8 | 0.00678
35948 | 7 | 1 | 365 | 7.9655 | 0.041312 | 8 | 0.00678
38478 | 7.65 | 1 | 365 | 8.7051 | 0.53086 | 9 | 0.23598
36372 | 5.61 | 1 | 365 | 6.3838 | 0.85597 | 7 | 0.23972
48829 | 12.4 | 1 | 365 | 14.1103 | 0.41604 | 14 | 0.5263
47267 | 24.5 | 1 | 365 | 27.8791 | 0.14459 | 28 | 0.02373
36705 | 10.45 | 1 | 365 | 11.8913 | 0.94739 | 12 | 0.83869
38928 | 7.95 | 1 | 365 | 9.0465 | 0.21835 | 9 | 0.26484
48280 | 9.405 | 1 | 365 | 10.7022 | 0.55265 | 11 | 0.25482
48557 | 6.213 | 1 | 365 | 7.0699 | 0.23781 | 7 | 0.30773
36666 | 4.085 | 1 | 365 | 4.6484 | 0.36125 | 5 | 0.0096709
41487 | 7.848 | 1 | 365 | 8.9304 | 0.9846 | 9 | 0.91503
44544 | 4.59 | 1 | 365 | 5.2231 | 0.51852 | 5 | 0.74159
36383 | 6.6 | 1 | 365 | 7.5103 | 0.12467 | 7 | 0.63496
43876 | 10.8 | 1 | 365 | 12.2896 | 0.74945 | 13 | 0.039032
36110 | 4.68 | 1 | 365 | 5.3255 | 0.72476 | 6 | 0.050247
33149 | 7.28 | 1 | 365 | 8.2841 | 0.68296 | 8 | 0.96705
36201 | 9.2 | 1 | 365 | 10.4689 | 0.082867 | 10 | 0.55177
36035 | 18 | 1 | 365 | 20.4826 | 0.24909 | 20 | 0.73172
35765 | 10.14 | 1 | 365 | 11.5385 | 0.23699 | 11 | 0.77554
36192 | 13.68 | 1 | 365 | 15.5668 | 0.34931 | 15 | 0.91611
49728 | 11.22 | 1 | 365 | 12.7675 | 0.71193 | 13 | 0.47944
42751 | 7.15 | 1 | 365 | 8.1362 | 0.38505 | 8 | 0.52121
36195 | 7.98 | 1 | 365 | 9.0806 | 0.2871 | 9 | 0.36773
42709 | 10.6 | 1 | 365 | 12.062 | 0.29113 | 12 | 0.35312
36185 | 7.59 | 1 | 365 | 8.6368 | 0.39337 | 9 | 0.030209
42382 | 6.6 | 1 | 365 | 7.5103 | 0.12467 | 7 | 0.63496
49245 | 7.02 | 1 | 365 | 7.9882 | 0.087144 | 8 | 0.075371
41683 | 7.5 | 1 | 365 | 8.5344 | 0.18712 | 8 | 0.72155
36450 | 5.865 | 1 | 365 | 6.6739 | 0.44033 | 7 | 0.11425
43086 | 6.9 | 1 | 365 | 7.8517 | 0.81215 | 8 | 0.66383
41708 | 9.9 | 1 | 365 | 11.2654 | 0.687 | 11 | 0.95245
42050 | 7.02 | 1 | 365 | 7.9882 | 0.087144 | 8 | 0.075371
36685 | 7.28 | 1 | 365 | 8.2841 | 0.68296 | 8 | 0.96705
44430 | 2.85 | 1 | 365 | 3.2431 | 0.53111 | 3 | 0.77419
50752 | 7.54 | 1 | 365 | 8.5799 | 0.27878 | 8 | 0.85873
42130 | 1.88 | 1 | 365 | 2.1393 | 0.30824 | 2 | 0.44754
52330 | 9.01 | 1 | 365 | 10.2527 | 0.64746 | 10 | 0.90016
40731 | 4.77 | 1 | 365 | 5.4279 | 0.93101 | 6 | 0.35891
43702 | 9.9 | 1 | 365 | 11.2654 | 0.687 | 11 | 0.95245
38556 | 8.1 | 1 | 365 | 9.2172 | 0.56209 | 9 | 0.77927
36170 | 10.37 | 1 | 365 | 11.8003 | 0.76406 | 12 | 0.56433
46723 | 7.6 | 1 | 365 | 8.6482 | 0.41628 | 9 | 0.064504
41085 | 6 | 1 | 365 | 6.8275 | 0.7497 | 7 | 0.57724
36686 | 30.78 | 0.9 | 365 | 31.5228 | 0.48235 | 32 | 0.0051171
36256 | 8.4 | 1 | 365 | 9.5586 | 0.24957 | 9 | 0.80814
36245 | 7.02 | 1 | 365 | 7.9882 | 0.087144 | 8 | 0.075371
44225 | 6.1 | 1 | 365 | 6.9413 | 0.97886 | 7 | 0.92019
35051 | 11.7 | 1 | 365 | 13.3137 | 0.81191 | 14 | 0.12562
44231 | 5.7 | 1 | 365 | 6.4862 | 0.062211 | 6 | 0.54838
44243 | 4.41 | 1 | 365 | 5.0182 | 0.10603 | 5 | 0.12427
38259 | 22.89 | 1 | 365 | 26.0471 | 0.45509 | 26 | 0.50217
48861 | 9.52 | 1 | 365 | 10.833 | 0.81618 | 11 | 0.64922
50138 | 4.16 | 1 | 365 | 4.7338 | 0.53312 | 5 | 0.26689
37429 | 6.75 | 1 | 365 | 7.681 | 0.46841 | 8 | 0.1494
43417 | 9.92 | 1 | 365 | 11.2882 | 0.73283 | 12 | 0.021037
37547 | 5.215 | 1 | 365 | 5.9343 | 0.95078 | 6 | 0.88505
36987 | 4.76 | 1 | 365 | 5.4165 | 0.90809 | 6 | 0.32461
36312 | 11 | 1 | 365 | 12.5172 | 0.20778 | 12 | 0.72494
38356 | 10.36 | 1 | 365 | 11.7889 | 0.74114 | 12 | 0.53003
50786 | 10 | 1 | 365 | 11.3792 | 0.91616 | 12 | 0.2954
44297 | 13 | 1 | 365 | 14.793 | 0.79101 | 15 | 0.58402
44707 | 10.8 | 1 | 365 | 12.2896 | 0.74945 | 13 | 0.039032
43158 | 5.83 | 1 | 365 | 6.6341 | 0.36012 | 6 | 0.99422
39034 | 8.16 | 1 | 365 | 9.2855 | 0.69959 | 9 | 0.98505
38922 | 7.905 | 1 | 365 | 8.9953 | 0.11522 | 9 | 0.11051
38588 | 4.59 | 1 | 365 | 5.2231 | 0.51852 | 5 | 0.74159
38579 | 7.5 | 1 | 365 | 8.5344 | 0.18712 | 8 | 0.72155
38559 | 7.905 | 1 | 365 | 8.9953 | 0.11522 | 9 | 0.11051
38500 | 8.5 | 1 | 365 | 9.6724 | 0.47874 | 10 | 0.15109
38517 | 7.905 | 1 | 365 | 8.9953 | 0.11522 | 9 | 0.11051
38549 | 8.925 | 1 | 365 | 10.156 | 0.45267 | 10 | 0.60864
38511 | 9.25 | 1 | 365 | 10.5258 | 0.19745 | 10 | 0.72325
50897 | 8.75 | 1 | 365 | 9.9568 | 0.05164 | 10 | 0.008475
36522 | 9.36 | 1 | 365 | 10.651 | 0.44953 | 11 | 0.10049
38820 | 11.7 | 1 | 365 | 13.3137 | 0.81191 | 14 | 0.12562
38133 | 11.275 | 1 | 365 | 12.8301 | 0.83797 | 13 | 0.66806
47087 | 6.3 | 1 | 365 | 7.1689 | 0.43718 | 7 | 0.6061
41307 | 98.7 | 0.9 | 365 | 101.0818 | 0.56425 | 101 | 0.64604
35757 | 14.271 | 1 | 365 | 16.2393 | 0.70365 | 16 | 0.94297
51417 | 3.65 | 1 | 365 | 4.1534 | 0.3644 | 4 | 0.51782
47421 | 5.46 | 1 | 365 | 6.2131 | 0.51222 | 6 | 0.72529
49715 | 3.12 | 1 | 365 | 3.5503 | 0.14984 | 3 | 0.70016
47655 | 4.578 | 1 | 365 | 5.2094 | 0.49102 | 5 | 0.70043
47667 | 5.886 | 1 | 365 | 6.6978 | 0.48845 | 7 | 0.18627
38332 | 8.5 | 1 | 365 | 9.6724 | 0.47874 | 10 | 0.15109
36848 | 4.68 | 1 | 365 | 5.3255 | 0.72476 | 6 | 0.050247
45425 | 9.12 | 1 | 365 | 10.3779 | 0.89954 | 11 | 0.2774
77 | 4107.06 | 0.7 | 365 | 3271.4655 | 0.26309 | 3271 | 0.72859
50645 | 5.985 | 1 | 365 | 6.8105 | 0.71532 | 7 | 0.5258
50829 | 6.3 | 1 | 365 | 7.1689 | 0.43718 | 7 | 0.6061
52757 | 7.8 | 1 | 365 | 8.8758 | 0.8746 | 9 | 0.75041
52764 | 8.215 | 1 | 365 | 9.348 | 0.82563 | 10 | 0.17367
52774 | 6.36 | 1 | 365 | 7.2372 | 0.57468 | 7 | 0.81187
52876 | 12 | 1 | 365 | 13.6551 | 0.49939 | 14 | 0.15448
52821 | 5.7 | 1 | 365 | 6.4862 | 0.062211 | 6 | 0.54838
52595 | 6.6 | 1 | 365 | 7.5103 | 0.12467 | 7 | 0.63496
52580 | 10.8 | 1 | 365 | 12.2896 | 0.74945 | 13 | 0.039032
13233 | 2415.42 | 0.8 | 365 | 2198.8515 | 0.17209 | 2199 | 0.023605
248 | 5996.02 | 0.7 | 365 | 4776.1105 | 0.40276 | 4776 | 0.5133
12463 | 1384.32 | 1 | 365 | 1575.251 | 0.32986 | 1575 | 0.58081
35445 | 5.72 | 1 | 365 | 6.5089 | 0.10804 | 6 | 0.61697
36420 | 5.98 | 1 | 365 | 6.8048 | 0.70386 | 7 | 0.50865
33375 | 2.6 | 1 | 365 | 2.9586 | 0.9582 | 3 | 0.9168
48541 | 5.83 | 1 | 365 | 6.6341 | 0.36012 | 6 | 0.99422
43985 | 7.15 | 1 | 365 | 8.1362 | 0.38505 | 8 | 0.52121
36260 | 4.86 | 1 | 365 | 5.5303 | 0.13725 | 5 | 0.66756
42317 | 12.3 | 1 | 365 | 13.9965 | 0.18688 | 14 | 0.18334
44634 | 6.87 | 1 | 365 | 7.8175 | 0.7434 | 8 | 0.56094
41774 | 7.5 | 1 | 365 | 8.5344 | 0.18712 | 8 | 0.72155
36174 | 7.44 | 1 | 365 | 8.4662 | 0.049623 | 8 | 0.51578
32567 | 12.6 | 1 | 365 | 14.3378 | 0.87436 | 15 | 0.2122
39185 | 8.925 | 1 | 365 | 10.156 | 0.45267 | 10 | 0.60864
40391 | 14.04 | 1 | 365 | 15.9765 | 0.17429 | 16 | 0.15074
46443 | 8.4 | 1 | 365 | 9.5586 | 0.24957 | 9 | 0.80814
48853 | 5.04 | 1 | 365 | 5.7351 | 0.54974 | 6 | 0.28488
49683 | 5.72 | 1 | 365 | 6.5089 | 0.10804 | 6 | 0.61697
49165 | 8.1 | 1 | 365 | 9.2172 | 0.56209 | 9 | 0.77927
49684 | 4.2 | 1 | 365 | 4.7793 | 0.62479 | 5 | 0.40407
52422 | 5.7 | 1 | 365 | 6.4862 | 0.062211 | 6 | 0.54838
46816 | 5.13 | 1 | 365 | 5.8376 | 0.75599 | 6 | 0.59354
45557 | 8.7 | 1 | 365 | 9.8999 | 0.93706 | 10 | 0.837
48275 | 9.12 | 1 | 365 | 10.3779 | 0.89954 | 11 | 0.2774
45578 | 6.24 | 1 | 365 | 7.1006 | 0.29968 | 7 | 0.40033
49181 | 4.86 | 1 | 365 | 5.5303 | 0.13725 | 5 | 0.66756
52454 | 7.56 | 1 | 365 | 8.6027 | 0.32462 | 8 | 0.92732
52415 | 4.095 | 1 | 365 | 4.6598 | 0.38417 | 5 | 0.043966
52579 | 7.56 | 1 | 365 | 8.6027 | 0.32462 | 8 | 0.92732
45734 | 9.35 | 1 | 365 | 10.6396 | 0.42661 | 11 | 0.066199
36221 | 171.11 | 0.9 | 365 | 175.2392 | 0.90657 | 176 | 0.14573
35486 | 12.19 | 1 | 365 | 13.8713 | 0.9348 | 14 | 0.80609
35363 | 9 | 1 | 365 | 10.2413 | 0.62454 | 10 | 0.86586
35918 | 8.4 | 1 | 365 | 9.5586 | 0.24957 | 9 | 0.80814
31573 | 109.14 | 0.9 | 365 | 111.7737 | 0.096273 | 111 | 0.87
36853 | 8.745 | 1 | 365 | 9.9511 | 0.040182 | 9 | 0.99133
37289 | 9.3 | 1 | 365 | 10.5827 | 0.31203 | 10 | 0.89472
32868 | 40.32 | 0.9 | 365 | 41.293 | 0.15816 | 41 | 0.45115
43817 | 7.56 | 1 | 365 | 8.6027 | 0.32462 | 8 | 0.92732
34657 | 318.7 | 0.9 | 365 | 326.3907 | 0.30422 | 326 | 0.69496
34742 | 74.4 | 0.9 | 365 | 76.1954 | 0.44661 | 76 | 0.642
38655 | 6.6 | 1 | 365 | 7.5103 | 0.12467 | 7 | 0.63496
34738 | 249.6 | 0.9 | 365 | 255.6232 | 0.78862 | 256 | 0.41187
34655 | 53.68 | 0.9 | 365 | 54.9754 | 0.71255 | 55 | 0.68794
34715 | 224.64 | 0.9 | 365 | 230.0609 | 0.30976 | 230 | 0.37068
46011 | 7.8 | 1 | 365 | 8.8758 | 0.8746 | 9 | 0.75041
45996 | 4.77 | 1 | 365 | 5.4279 | 0.93101 | 6 | 0.35891
46472 | 10.14 | 1 | 365 | 11.5385 | 0.23699 | 11 | 0.77554
43204 | 6.36 | 1 | 365 | 7.2372 | 0.57468 | 7 | 0.81187
50923 | 10.64 | 1 | 365 | 12.1075 | 0.38279 | 12 | 0.49031
45403 | 4.335 | 1 | 365 | 4.9329 | 0.93416 | 5 | 0.86706
37982 | 3.515 | 1 | 365 | 3.9998 | 0.05503 | 4 | 0.054833
43219 | 4.24 | 1 | 365 | 4.8248 | 0.71645 | 5 | 0.54125
44609 | 4.95 | 1 | 365 | 5.6327 | 0.3435 | 5 | 0.97622
48387 | 3 | 1 | 365 | 3.4138 | 0.87485 | 4 | 0.28862
43864 | 8.8 | 1 | 365 | 10.0137 | 0.16622 | 10 | 0.17995
15072 | 4.08 | 1 | 365 | 4.6427 | 0.34979 | 4 | 0.99252
42789 | 7.15 | 1 | 365 | 8.1362 | 0.38505 | 8 | 0.52121
45444 | 13.86 | 1 | 365 | 15.7716 | 0.7618 | 16 | 0.53342
29188 | 7.395 | 1 | 365 | 8.4149 | 0.9465 | 9 | 0.36145
29741 | 3.12 | 1 | 365 | 3.5503 | 0.14984 | 3 | 0.70016
42466 | 10.6 | 1 | 365 | 12.062 | 0.29113 | 12 | 0.35312
42671 | 10.6 | 1 | 365 | 12.062 | 0.29113 | 12 | 0.35312
42698 | 9.805 | 1 | 365 | 11.1573 | 0.46929 | 11 | 0.62664
45052 | 3.5 | 1 | 365 | 3.9827 | 0.020656 | 4 | 0.00339
45122 | 5.565 | 1 | 365 | 6.3325 | 0.75284 | 7 | 0.08539
42463 | 5.83 | 1 | 365 | 6.6341 | 0.36012 | 6 | 0.99422
44887 | 5 | 1 | 365 | 5.6896 | 0.45808 | 6 | 0.1477
44892 | 10.25 | 1 | 365 | 11.6637 | 0.48906 | 12 | 0.15278
42769 | 6.89 | 1 | 365 | 7.8403 | 0.78923 | 8 | 0.62953
45044 | 11.5 | 1 | 365 | 13.0861 | 0.35358 | 13 | 0.43971
44399 | 8.84 | 1 | 365 | 10.0592 | 0.25789 | 10 | 0.31713
42752 | 11.55 | 1 | 365 | 13.143 | 0.46816 | 13 | 0.61119
48229 | 8.82 | 1 | 365 | 10.0365 | 0.21205 | 10 | 0.24854
41894 | 5.5 | 1 | 365 | 6.2586 | 0.60389 | 6 | 0.86247
41531 | 8.19 | 1 | 365 | 9.3196 | 0.76834 | 10 | 0.087933
43036 | 6.875 | 1 | 365 | 7.8232 | 0.75486 | 8 | 0.57809
48017 | 9.9 | 1 | 365 | 11.2654 | 0.687 | 11 | 0.95245
45661 | 9.625 | 1 | 365 | 10.9525 | 0.056804 | 11 | 0.0093225
43235 | 13.2 | 1 | 365 | 15.0206 | 0.24933 | 15 | 0.26993
42715 | 7.15 | 1 | 365 | 8.1362 | 0.38505 | 8 | 0.52121
43938 | 5.775 | 1 | 365 | 6.5715 | 0.23408 | 6 | 0.80559
44822 | 7.975 | 1 | 365 | 9.0749 | 0.27564 | 9 | 0.35058
44850 | 5.5 | 1 | 365 | 6.2586 | 0.60389 | 6 | 0.86247
48030 | 12 | 1 | 365 | 13.6551 | 0.49939 | 14 | 0.15448
42765 | 4.95 | 1 | 365 | 5.6327 | 0.3435 | 5 | 0.97622
44826 | 8.1 | 1 | 365 | 9.2172 | 0.56209 | 9 | 0.77927
44871 | 8.16 | 1 | 365 | 9.2855 | 0.69959 | 9 | 0.98505
44916 | 10.2 | 1 | 365 | 11.6068 | 0.37448 | 11 | 0.98131
44983 | 6.63 | 1 | 365 | 7.5444 | 0.19341 | 7 | 0.73785
45013 | 3.57 | 1 | 365 | 4.0624 | 0.18107 | 4 | 0.24346
45063 | 9 | 1 | 365 | 10.2413 | 0.62454 | 10 | 0.86586
44780 | 9.9 | 1 | 365 | 11.2654 | 0.687 | 11 | 0.95245
45041 | 10.25 | 1 | 365 | 11.6637 | 0.48906 | 12 | 0.15278
42802 | 8.32 | 1 | 365 | 9.4675 | 0.066245 | 9 | 0.53377
47596 | 8.06 | 1 | 365 | 9.1717 | 0.47042 | 9 | 0.64209
42779 | 11.825 | 1 | 365 | 13.456 | 0.098359 | 13 | 0.55431
42787 | 11 | 1 | 365 | 12.5172 | 0.20778 | 12 | 0.72494
42792 | 6.875 | 1 | 365 | 7.8232 | 0.75486 | 8 | 0.57809
42581 | 4.24 | 1 | 365 | 4.8248 | 0.71645 | 5 | 0.54125
42645 | 9.275 | 1 | 365 | 10.5542 | 0.25474 | 10 | 0.80898
43126 | 6.095 | 1 | 365 | 6.9356 | 0.9674 | 7 | 0.90305
43884 | 6.325 | 1 | 365 | 7.1974 | 0.49447 | 7 | 0.69184
48969 | 6.89 | 1 | 365 | 7.8403 | 0.78923 | 8 | 0.62953
42571 | 7.155 | 1 | 365 | 8.1418 | 0.39651 | 8 | 0.53836
44907 | 8.5 | 1 | 365 | 9.6724 | 0.47874 | 10 | 0.15109
44782 | 4.335 | 1 | 365 | 4.9329 | 0.93416 | 5 | 0.86706
48033 | 5.5 | 1 | 365 | 6.2586 | 0.60389 | 6 | 0.86247
42535 | 12.375 | 1 | 365 | 14.0818 | 0.35875 | 14 | 0.44056
47984 | 3.06 | 1 | 365 | 3.482 | 0.012345 | 3 | 0.49439
48534 | 6.12 | 1 | 365 | 6.9641 | 0.02469 | 6 | 0.98878
47992 | 9.3 | 1 | 365 | 10.5827 | 0.31203 | 10 | 0.89472
47312 | 7.54 | 1 | 365 | 8.5799 | 0.27878 | 8 | 0.85873
49301 | 11.73 | 1 | 365 | 13.3478 | 0.88066 | 14 | 0.2285
32185 | 4.16 | 1 | 365 | 4.7338 | 0.53312 | 5 | 0.26689
49348 | 7.54 | 1 | 365 | 8.5799 | 0.27878 | 8 | 0.85873
42272 | 8.525 | 1 | 365 | 9.7008 | 0.53603 | 10 | 0.23683
46043 | 6.05 | 1 | 365 | 6.8844 | 0.86428 | 7 | 0.74872
42573 | 7.975 | 1 | 365 | 9.0749 | 0.27564 | 9 | 0.35058
47900 | 10.45 | 1 | 365 | 11.8913 | 0.94739 | 12 | 0.83869
44740 | 11.5 | 1 | 365 | 13.0861 | 0.35358 | 13 | 0.43971
47878 | 8.25 | 1 | 365 | 9.3879 | 0.90583 | 10 | 0.29371
44979 | 5.25 | 1 | 365 | 5.9741 | 0.030984 | 6 | 0.005085
42830 | 4.4 | 1 | 365 | 5.0069 | 0.08311 | 5 | 0.089976
44904 | 6.25 | 1 | 365 | 7.112 | 0.3226 | 7 | 0.43462
53282 | 6.6 | 1 | 365 | 7.5103 | 0.12467 | 7 | 0.63496
43020 | 7.95 | 1 | 365 | 9.0465 | 0.21835 | 9 | 0.26484
43803 | 11.925 | 1 | 365 | 13.5697 | 0.32752 | 13 | 0.89726
42730 | 8.48 | 1 | 365 | 9.6496 | 0.4329 | 10 | 0.082499
47209 | 7.42 | 1 | 365 | 8.4434 | 0.0037907 | 8 | 0.44719
43065 | 9.54 | 1 | 365 | 10.8558 | 0.86202 | 11 | 0.71781
51711 | 6.63 | 1 | 365 | 7.5444 | 0.19341 | 7 | 0.73785
47380 | 3.445 | 1 | 365 | 3.9201 | 0.89462 | 4 | 0.81477
43942 | 4.505 | 1 | 365 | 5.1263 | 0.32373 | 5 | 0.45008
45129 | 4.24 | 1 | 365 | 4.8248 | 0.71645 | 5 | 0.54125
43824 | 3.71 | 1 | 365 | 4.2217 | 0.5019 | 4 | 0.72359
43069 | 6.89 | 1 | 365 | 7.8403 | 0.78923 | 8 | 0.62953
43586 | 4.68 | 1 | 365 | 5.3255 | 0.72476 | 6 | 0.050247
43159 | 12.1 | 1 | 365 | 13.7689 | 0.72855 | 14 | 0.49743
44830 | 9.075 | 1 | 365 | 10.3267 | 0.79642 | 11 | 0.12308
48023 | 3.64 | 1 | 365 | 4.142 | 0.34148 | 4 | 0.48353
51332 | 8.4 | 1 | 365 | 9.5586 | 0.24957 | 9 | 0.80814
43034 | 9.54 | 1 | 365 | 10.8558 | 0.86202 | 11 | 0.71781
43546 | 9.35 | 1 | 365 | 10.6396 | 0.42661 | 11 | 0.066199
50927 | 4.8 | 1 | 365 | 5.462 | 0.99976 | 6 | 0.46179
45029 | 5.86 | 1 | 365 | 6.6682 | 0.42887 | 7 | 0.097104
43939 | 6.36 | 1 | 365 | 7.2372 | 0.57468 | 7 | 0.81187
44659 | 6.885 | 1 | 365 | 7.8346 | 0.77778 | 8 | 0.61238
42538 | 4.675 | 1 | 365 | 5.3198 | 0.7133 | 6 | 0.033099
43199 | 5.565 | 1 | 365 | 6.3325 | 0.75284 | 7 | 0.08539
42782 | 8.25 | 1 | 365 | 9.3879 | 0.90583 | 10 | 0.29371
44774 | 12.75 | 1 | 365 | 14.5085 | 0.2181 | 14 | 0.72663
44620 | 5.865 | 1 | 365 | 6.6739 | 0.44033 | 7 | 0.11425
43891 | 11 | 1 | 365 | 12.5172 | 0.20778 | 12 | 0.72494
44410 | 8.32 | 1 | 365 | 9.4675 | 0.066245 | 9 | 0.53377
44760 | 7.425 | 1 | 365 | 8.4491 | 0.015249 | 8 | 0.46433
44383 | 9.36 | 1 | 365 | 10.651 | 0.44953 | 11 | 0.10049
44853 | 7.42 | 1 | 365 | 8.4434 | 0.0037907 | 8 | 0.44719
42680 | 7.975 | 1 | 365 | 9.0749 | 0.27564 | 9 | 0.35058
44884 | 14 | 1 | 365 | 15.9309 | 0.082624 | 16 | 0.01356
42290 | 3.85 | 1 | 365 | 4.381 | 0.82272 | 5 | 0.20373
42738 | 10.725 | 1 | 365 | 12.2042 | 0.57758 | 12 | 0.78182
44968 | 4.59 | 1 | 365 | 5.2231 | 0.51852 | 5 | 0.74159
47968 | 8.25 | 1 | 365 | 9.3879 | 0.90583 | 10 | 0.29371
44869 | 6 | 1 | 365 | 6.8275 | 0.7497 | 7 | 0.57724
42732 | 11.55 | 1 | 365 | 13.143 | 0.46816 | 13 | 0.61119
44611 | 11.75 | 1 | 365 | 13.3706 | 0.92649 | 14 | 0.29709
44823 | 10.71 | 1 | 365 | 12.1872 | 0.54321 | 12 | 0.73037
48077 | 9.1 | 1 | 365 | 10.3551 | 0.85371 | 11 | 0.20881
42639 | 6.36 | 1 | 365 | 7.2372 | 0.57468 | 7 | 0.81187
46522 | 12 | 1 | 365 | 13.6551 | 0.49939 | 14 | 0.15448
42646 | 8.58 | 1 | 365 | 9.7634 | 0.66207 | 10 | 0.42545
44334 | 6.16 | 1 | 365 | 7.0096 | 0.11635 | 7 | 0.12597
43996 | 9.62 | 1 | 365 | 10.9468 | 0.045346 | 10 | 0.99217
42953 | 10.07 | 1 | 365 | 11.4589 | 0.076573 | 11 | 0.53547
49080 | 3.12 | 1 | 365 | 3.5503 | 0.14984 | 3 | 0.70016
42650 | 4.77 | 1 | 365 | 5.4279 | 0.93101 | 6 | 0.35891
51699 | 8.58 | 1 | 365 | 9.7634 | 0.66207 | 10 | 0.42545
51686 | 11.18 | 1 | 365 | 12.722 | 0.62027 | 13 | 0.34226
51690 | 8.06 | 1 | 365 | 9.1717 | 0.47042 | 9 | 0.64209
51703 | 5.72 | 1 | 365 | 6.5089 | 0.10804 | 6 | 0.61697
51706 | 10.4 | 1 | 365 | 11.8344 | 0.83281 | 12 | 0.66722
51702 | 4.42 | 1 | 365 | 5.0296 | 0.12894 | 5 | 0.15857
32602 | 9.36 | 1 | 365 | 10.651 | 0.44953 | 11 | 0.10049
51685 | 6.24 | 1 | 365 | 7.1006 | 0.29968 | 7 | 0.40033
50840 | 6.9 | 1 | 365 | 7.8517 | 0.81215 | 8 | 0.66383
42660 | 3.18 | 1 | 365 | 3.6186 | 0.28734 | 3 | 0.90594
44296 | 7.8 | 1 | 365 | 8.8758 | 0.8746 | 9 | 0.75041
42667 | 8.745 | 1 | 365 | 9.9511 | 0.040182 | 9 | 0.99133
44976 | 5.5 | 1 | 365 | 6.2586 | 0.60389 | 6 | 0.86247
43190 | 5.775 | 1 | 365 | 6.5715 | 0.23408 | 6 | 0.80559
42726 | 6.325 | 1 | 365 | 7.1974 | 0.49447 | 7 | 0.69184
44276 | 7.28 | 1 | 365 | 8.2841 | 0.68296 | 8 | 0.96705
44834 | 9.35 | 1 | 365 | 10.6396 | 0.42661 | 11 | 0.066199
42287 | 14.3 | 1 | 365 | 16.2723 | 0.77011 | 17 | 0.042422
51698 | 8.06 | 1 | 365 | 9.1717 | 0.47042 | 9 | 0.64209
51672 | 4.16 | 1 | 365 | 4.7338 | 0.53312 | 5 | 0.26689
51701 | 6.24 | 1 | 365 | 7.1006 | 0.29968 | 7 | 0.40033
36182 | 7.848 | 1 | 365 | 8.9304 | 0.9846 | 9 | 0.91503
49402 | 8 | 1 | 365 | 9.1034 | 0.33293 | 9 | 0.43632
51684 | 3.64 | 1 | 365 | 4.142 | 0.34148 | 4 | 0.48353
29207 | 10.92 | 1 | 365 | 12.4261 | 0.024447 | 12 | 0.45058
51681 | 6.24 | 1 | 365 | 7.1006 | 0.29968 | 7 | 0.40033
51708 | 6.24 | 1 | 365 | 7.1006 | 0.29968 | 7 | 0.40033
50809 | 8.84 | 1 | 365 | 10.0592 | 0.25789 | 10 | 0.31713
41845 | 7.32 | 1 | 365 | 8.3296 | 0.77463 | 9 | 0.10423
44530 | 11.78 | 1 | 365 | 13.4047 | 0.99524 | 14 | 0.39998
44387 | 5.04 | 1 | 365 | 5.7351 | 0.54974 | 6 | 0.28488
45716 | 6.2 | 1 | 365 | 7.0551 | 0.20802 | 7 | 0.26315
42719 | 11.275 | 1 | 365 | 12.8301 | 0.83797 | 13 | 0.66806
44396 | 10.66 | 1 | 365 | 12.1303 | 0.42863 | 12 | 0.5589
46001 | 6.75 | 1 | 365 | 7.681 | 0.46841 | 8 | 0.1494
42445 | 3.575 | 1 | 365 | 4.0681 | 0.19253 | 4 | 0.26061
44801 | 6.6 | 1 | 365 | 7.5103 | 0.12467 | 7 | 0.63496
36336 | 8.55 | 1 | 365 | 9.7293 | 0.59332 | 10 | 0.32257
44827 | 2 | 1 | 365 | 2.2758 | 0.58323 | 2 | 0.85908
42750 | 3.85 | 1 | 365 | 4.381 | 0.82272 | 5 | 0.20373
42283 | 11.825 | 1 | 365 | 13.456 | 0.098359 | 13 | 0.55431
43225 | 8.215 | 1 | 365 | 9.348 | 0.82563 | 10 | 0.17367
42493 | 2.915 | 1 | 365 | 3.317 | 0.68006 | 3 | 0.99711
42693 | 8.525 | 1 | 365 | 9.7008 | 0.53603 | 10 | 0.23683
45038 | 3.315 | 1 | 365 | 3.7722 | 0.59671 | 4 | 0.36893
42733 | 14.3 | 1 | 365 | 16.2723 | 0.77011 | 17 | 0.042422
45018 | 10.25 | 1 | 365 | 11.6637 | 0.48906 | 12 | 0.15278
44270 | 8.1 | 1 | 365 | 9.2172 | 0.56209 | 9 | 0.77927
42809 | 10.07 | 1 | 365 | 11.4589 | 0.076573 | 11 | 0.53547
44488 | 9.25 | 1 | 365 | 10.5258 | 0.19745 | 10 | 0.72325
49221 | 6.5 | 1 | 365 | 7.3965 | 0.8955 | 8 | 0.29201
49213 | 8.58 | 1 | 365 | 9.7634 | 0.66207 | 10 | 0.42545
43236 | 7.155 | 1 | 365 | 8.1418 | 0.39651 | 8 | 0.53836
50857 | 4.16 | 1 | 365 | 4.7338 | 0.53312 | 5 | 0.26689
49105 | 5.46 | 1 | 365 | 6.2131 | 0.51222 | 6 | 0.72529
42631 | 10.6 | 1 | 365 | 12.062 | 0.29113 | 12 | 0.35312
50864 | 11.44 | 1 | 365 | 13.0179 | 0.21609 | 13 | 0.23394
50828 | 7.28 | 1 | 365 | 8.2841 | 0.68296 | 8 | 0.96705
42544 | 11 | 1 | 365 | 12.5172 | 0.20778 | 12 | 0.72494
45064 | 5.865 | 1 | 365 | 6.6739 | 0.44033 | 7 | 0.11425
50881 | 11.7 | 1 | 365 | 13.3137 | 0.81191 | 14 | 0.12562
42725 | 9.35 | 1 | 365 | 10.6396 | 0.42661 | 11 | 0.066199
50900 | 7.8 | 1 | 365 | 8.8758 | 0.8746 | 9 | 0.75041
42713 | 7.95 | 1 | 365 | 9.0465 | 0.21835 | 9 | 0.26484
42653 | 7.95 | 1 | 365 | 9.0465 | 0.21835 | 9 | 0.26484
41668 | 2.6 | 1 | 365 | 2.9586 | 0.9582 | 3 | 0.9168
42635 | 8.215 | 1 | 365 | 9.348 | 0.82563 | 10 | 0.17367
48634 | 5.98 | 1 | 365 | 6.8048 | 0.70386 | 7 | 0.50865
44996 | 10.965 | 1 | 365 | 12.4773 | 0.12757 | 12 | 0.60491
42294 | 6.875 | 1 | 365 | 7.8232 | 0.75486 | 8 | 0.57809
42666 | 9.54 | 1 | 365 | 10.8558 | 0.86202 | 11 | 0.71781
43222 | 6.89 | 1 | 365 | 7.8403 | 0.78923 | 8 | 0.62953
42611 | 5.83 | 1 | 365 | 6.6341 | 0.36012 | 6 | 0.99422
45070 | 11 | 1 | 365 | 12.5172 | 0.20778 | 12 | 0.72494
50945 | 5.72 | 1 | 365 | 6.5089 | 0.10804 | 6 | 0.61697
35809 | 5.4 | 1 | 365 | 6.1448 | 0.37473 | 6 | 0.51952
42617 | 4.4 | 1 | 365 | 5.0069 | 0.08311 | 5 | 0.089976
42623 | 10.6 | 1 | 365 | 12.062 | 0.29113 | 12 | 0.35312
35808 | 6.93 | 1 | 365 | 7.8858 | 0.8809 | 8 | 0.76671
43241 | 2.915 | 1 | 365 | 3.317 | 0.68006 | 3 | 0.99711
31912 | 10.14 | 1 | 365 | 11.5385 | 0.23699 | 11 | 0.77554
43242 | 3.18 | 1 | 365 | 3.6186 | 0.28734 | 3 | 0.90594
42626 | 10.6 | 1 | 365 | 12.062 | 0.29113 | 12 | 0.35312
41310 | 11.725 | 1 | 365 | 13.3422 | 0.8692 | 14 | 0.21136
44616 | 6 | 1 | 365 | 6.8275 | 0.7497 | 7 | 0.57724
45031 | 4.335 | 1 | 365 | 4.9329 | 0.93416 | 5 | 0.86706
35734 | 7.88 | 1 | 365 | 8.9668 | 0.057934 | 9 | 0.024775
48715 | 9.36 | 1 | 365 | 10.651 | 0.44953 | 11 | 0.10049
48454 | 5.2 | 1 | 365 | 5.9172 | 0.9164 | 6 | 0.83361
32071 | 3.9 | 1 | 365 | 4.4379 | 0.9373 | 5 | 0.37521
49009 | 7.28 | 1 | 365 | 8.2841 | 0.68296 | 8 | 0.96705
46630 | 6.375 | 1 | 365 | 7.2543 | 0.60905 | 7 | 0.86332
51354 | 8.58 | 1 | 365 | 9.7634 | 0.66207 | 10 | 0.42545
51361 | 3.64 | 1 | 365 | 4.142 | 0.34148 | 4 | 0.48353
51370 | 5.72 | 1 | 365 | 6.5089 | 0.10804 | 6 | 0.61697
51371 | 2.86 | 1 | 365 | 3.2545 | 0.55402 | 3 | 0.80848
51425 | 6.24 | 1 | 365 | 7.1006 | 0.29968 | 7 | 0.40033
49002 | 5.46 | 1 | 365 | 6.2131 | 0.51222 | 6 | 0.72529
30988 | 10.92 | 1 | 365 | 12.4261 | 0.024447 | 12 | 0.45058
48457 | 7.54 | 1 | 365 | 8.5799 | 0.27878 | 8 | 0.85873
49084 | 5.2 | 1 | 365 | 5.9172 | 0.9164 | 6 | 0.83361
49004 | 3.64 | 1 | 365 | 4.142 | 0.34148 | 4 | 0.48353
49005 | 9.88 | 1 | 365 | 11.2427 | 0.64117 | 11 | 0.88386
48917 | 5.72 | 1 | 365 | 6.5089 | 0.10804 | 6 | 0.61697
52478 | 11.685 | 1 | 365 | 13.2966 | 0.77753 | 14 | 0.074175
35674 | 9.12 | 1 | 365 | 10.3779 | 0.89954 | 11 | 0.2774
51356 | 3.12 | 1 | 365 | 3.5503 | 0.14984 | 3 | 0.70016
52598 | 11.025 | 1 | 365 | 12.5456 | 0.26507 | 12 | 0.81068
53225 | 7.29 | 1 | 365 | 8.2955 | 0.70588 | 9 | 0.0013466
52597 | 12.48 | 1 | 365 | 14.2013 | 0.59937 | 14 | 0.80066
52796 | 7.68 | 1 | 365 | 8.7393 | 0.59961 | 9 | 0.33887
48653 | 10.4 | 1 | 365 | 11.8344 | 0.83281 | 12 | 0.66722
44434 | 5 | 1 | 365 | 5.6896 | 0.45808 | 6 | 0.1477
45314 | 11.96 | 1 | 365 | 13.6096 | 0.40773 | 14 | 0.017298
51610 | 6.5 | 1 | 365 | 7.3965 | 0.8955 | 8 | 0.29201
51614 | 7.28 | 1 | 365 | 8.2841 | 0.68296 | 8 | 0.96705
51616 | 4.94 | 1 | 365 | 5.6213 | 0.32058 | 5 | 0.94193
51617 | 4.94 | 1 | 365 | 5.6213 | 0.32058 | 5 | 0.94193
45330 | 2.08 | 1 | 365 | 2.3669 | 0.76656 | 3 | 0.13344
34294 | 3.38 | 1 | 365 | 3.8462 | 0.74566 | 4 | 0.59185
44220 | 7.8 | 1 | 365 | 8.8758 | 0.8746 | 9 | 0.75041
52797 | 10.4 | 1 | 365 | 11.8344 | 0.83281 | 12 | 0.66722
52885 | 7.875 | 1 | 365 | 8.9612 | 0.046476 | 9 | 0.0076275
51664 | 7.54 | 1 | 365 | 8.5799 | 0.27878 | 8 | 0.85873
51662 | 7.02 | 1 | 365 | 7.9882 | 0.087144 | 8 | 0.075371
48780 | 7.28 | 1 | 365 | 8.2841 | 0.68296 | 8 | 0.96705
49230 | 13 | 1 | 365 | 14.793 | 0.79101 | 15 | 0.58402
51605 | 4.42 | 1 | 365 | 5.0296 | 0.12894 | 5 | 0.15857
51603 | 5.2 | 1 | 365 | 5.9172 | 0.9164 | 6 | 0.83361
51787 | 6.24 | 1 | 365 | 7.1006 | 0.29968 | 7 | 0.40033
51784 | 3.64 | 1 | 365 | 4.142 | 0.34148 | 4 | 0.48353
51781 | 12.48 | 1 | 365 | 14.2013 | 0.59937 | 14 | 0.80066
51778 | 5.2 | 1 | 365 | 5.9172 | 0.9164 | 6 | 0.83361
51789 | 5.46 | 1 | 365 | 6.2131 | 0.51222 | 6 | 0.72529
22918 | 9.1 | 1 | 365 | 10.3551 | 0.85371 | 11 | 0.20881
32319 | 10.4 | 1 | 365 | 11.8344 | 0.83281 | 12 | 0.66722
33873 | 7.02 | 1 | 365 | 7.9882 | 0.087144 | 8 | 0.075371
38991 | 3.38 | 1 | 365 | 3.8462 | 0.74566 | 4 | 0.59185
48751 | 4.42 | 1 | 365 | 5.0296 | 0.12894 | 5 | 0.15857
51358 | 8.06 | 1 | 365 | 9.1717 | 0.47042 | 9 | 0.64209
51359 | 5.46 | 1 | 365 | 6.2131 | 0.51222 | 6 | 0.72529
51770 | 5.72 | 1 | 365 | 6.5089 | 0.10804 | 6 | 0.61697
51768 | 9.1 | 1 | 365 | 10.3551 | 0.85371 | 11 | 0.20881
51720 | 3.12 | 1 | 365 | 3.5503 | 0.14984 | 3 | 0.70016
49110 | 5.46 | 1 | 365 | 6.2131 | 0.51222 | 6 | 0.72529
51801 | 4.77 | 1 | 365 | 5.4279 | 0.93101 | 6 | 0.35891
51765 | 9.36 | 1 | 365 | 10.651 | 0.44953 | 11 | 0.10049
51844 | 2.34 | 1 | 365 | 2.6627 | 0.36238 | 3 | 0.025124
51840 | 7.02 | 1 | 365 | 7.9882 | 0.087144 | 8 | 0.075371
52894 | 6.6 | 1 | 365 | 7.5103 | 0.12467 | 7 | 0.63496
52901 | 9.6 | 1 | 365 | 10.9241 | 0.99951 | 11 | 0.92358
51810 | 10.66 | 1 | 365 | 12.1303 | 0.42863 | 12 | 0.5589
43113 | 8.575 | 1 | 365 | 9.7577 | 0.65061 | 10 | 0.40831
29902 | 6.5 | 1 | 365 | 7.3965 | 0.8955 | 8 | 0.29201
51831 | 4.16 | 1 | 365 | 4.7338 | 0.53312 | 5 | 0.26689
52953 | 5.46 | 1 | 365 | 6.2131 | 0.51222 | 6 | 0.72529
51232 | 7.02 | 1 | 365 | 7.9882 | 0.087144 | 8 | 0.075371
39272 | 8.32 | 1 | 365 | 9.4675 | 0.066245 | 9 | 0.53377
41156 | 5.98 | 1 | 365 | 6.8048 | 0.70386 | 7 | 0.50865
51229 | 6.76 | 1 | 365 | 7.6924 | 0.49132 | 8 | 0.18369
37695 | 3.12 | 1 | 365 | 3.5503 | 0.14984 | 3 | 0.70016
51821 | 4.68 | 1 | 365 | 5.3255 | 0.72476 | 6 | 0.050247
51820 | 2.6 | 1 | 365 | 2.9586 | 0.9582 | 3 | 0.9168
48642 | 9.36 | 1 | 365 | 10.651 | 0.44953 | 11 | 0.10049
51819 | 4.94 | 1 | 365 | 5.6213 | 0.32058 | 5 | 0.94193
51818 | 4.16 | 1 | 365 | 4.7338 | 0.53312 | 5 | 0.26689
49226 | 2.34 | 1 | 365 | 2.6627 | 0.36238 | 3 | 0.025124
51809 | 5.98 | 1 | 365 | 6.8048 | 0.70386 | 7 | 0.50865
51806 | 7.28 | 1 | 365 | 8.2841 | 0.68296 | 8 | 0.96705
48633 | 9.1 | 1 | 365 | 10.3551 | 0.85371 | 11 | 0.20881
34352 | 11.7 | 1 | 365 | 13.3137 | 0.81191 | 14 | 0.12562
48656 | 3.64 | 1 | 365 | 4.142 | 0.34148 | 4 | 0.48353
48436 | 6.5 | 1 | 365 | 7.3965 | 0.8955 | 8 | 0.29201
43275 | 7.28 | 1 | 365 | 8.2841 | 0.68296 | 8 | 0.96705
51791 | 3.12 | 1 | 365 | 3.5503 | 0.14984 | 3 | 0.70016
51797 | 4.68 | 1 | 365 | 5.3255 | 0.72476 | 6 | 0.050247
37862 | 3.64 | 1 | 365 | 4.142 | 0.34148 | 4 | 0.48353
34274 | 8.32 | 1 | 365 | 9.4675 | 0.066245 | 9 | 0.53377
33680 | 4.42 | 1 | 365 | 5.0296 | 0.12894 | 5 | 0.15857
47368 | 7.54 | 1 | 365 | 8.5799 | 0.27878 | 8 | 0.85873
53106 | 12.4 | 1 | 365 | 14.1103 | 0.41604 | 14 | 0.5263
53108 | 13.76 | 1 | 365 | 15.6578 | 0.53264 | 16 | 0.19047
45453 | 2.34 | 1 | 365 | 2.6627 | 0.36238 | 3 | 0.025124
51794 | 2.34 | 1 | 365 | 2.6627 | 0.36238 | 3 | 0.025124
51796 | 11.96 | 1 | 365 | 13.6096 | 0.40773 | 14 | 0.017298
51785 | 4.16 | 1 | 365 | 4.7338 | 0.53312 | 5 | 0.26689
51749 | 6.5 | 1 | 365 | 7.3965 | 0.8955 | 8 | 0.29201
51906 | 4.59 | 1 | 365 | 5.2231 | 0.51852 | 5 | 0.74159
24250 | 6.76 | 1 | 365 | 7.6924 | 0.49132 | 8 | 0.18369
51756 | 7.54 | 1 | 365 | 8.5799 | 0.27878 | 8 | 0.85873
51600 | 8.58 | 1 | 365 | 9.7634 | 0.66207 | 10 | 0.42545
51852 | 7.02 | 1 | 365 | 7.9882 | 0.087144 | 8 | 0.075371
24264 | 5.2 | 1 | 365 | 5.9172 | 0.9164 | 6 | 0.83361
37967 | 15.6 | 1 | 365 | 17.7516 | 0.74921 | 18 | 0.50082
53109 | 8.96 | 1 | 365 | 10.1958 | 0.53288 | 10 | 0.72868
33644 | 7.02 | 1 | 365 | 7.9882 | 0.087144 | 8 | 0.075371
27727 | 9 | 1 | 365 | 10.2413 | 0.62454 | 10 | 0.86586
51535 | 5.2 | 1 | 365 | 5.9172 | 0.9164 | 6 | 0.83361
51563 | 8.06 | 1 | 365 | 9.1717 | 0.47042 | 9 | 0.64209
22138 | 5.98 | 1 | 365 | 6.8048 | 0.70386 | 7 | 0.50865
30531 | 4.68 | 1 | 365 | 5.3255 | 0.72476 | 6 | 0.050247
31962 | 11.18 | 1 | 365 | 12.722 | 0.62027 | 13 | 0.34226
51406 | 8.06 | 1 | 365 | 9.1717 | 0.47042 | 9 | 0.64209
51621 | 5.98 | 1 | 365 | 6.8048 | 0.70386 | 7 | 0.50865
16626 | 6.885 | 1 | 365 | 7.8346 | 0.77778 | 8 | 0.61238
50906 | 7.02 | 1 | 365 | 7.9882 | 0.087144 | 8 | 0.075371
35614 | 7.54 | 1 | 365 | 8.5799 | 0.27878 | 8 | 0.85873
51872 | 12.22 | 1 | 365 | 13.9054 | 0.0035475 | 13 | 0.90898
33097 | 6.5 | 1 | 365 | 7.3965 | 0.8955 | 8 | 0.29201
51836 | 9.36 | 1 | 365 | 10.651 | 0.44953 | 11 | 0.10049
51835 | 4.42 | 1 | 365 | 5.0296 | 0.12894 | 5 | 0.15857
51849 | 3.9 | 1 | 365 | 4.4379 | 0.9373 | 5 | 0.37521
51846 | 8.58 | 1 | 365 | 9.7634 | 0.66207 | 10 | 0.42545
51936 | 7.28 | 1 | 365 | 8.2841 | 0.68296 | 8 | 0.96705
51935 | 9.88 | 1 | 365 | 11.2427 | 0.64117 | 11 | 0.88386
29921 | 2.805 | 1 | 365 | 3.1919 | 0.42798 | 3 | 0.61986
53218 | 5.58 | 1 | 365 | 6.3496 | 0.78722 | 7 | 0.13683
51571 | 11.18 | 1 | 365 | 12.722 | 0.62027 | 13 | 0.34226
51577 | 6.24 | 1 | 365 | 7.1006 | 0.29968 | 7 | 0.40033
51567 | 8.32 | 1 | 365 | 9.4675 | 0.066245 | 9 | 0.53377
51560 | 6.5 | 1 | 365 | 7.3965 | 0.8955 | 8 | 0.29201
51566 | 5.46 | 1 | 365 | 6.2131 | 0.51222 | 6 | 0.72529
53220 | 11.025 | 1 | 365 | 12.5456 | 0.26507 | 12 | 0.81068
51564 | 8.32 | 1 | 365 | 9.4675 | 0.066245 | 9 | 0.53377
50876 | 9.62 | 1 | 365 | 10.9468 | 0.045346 | 10 | 0.99217
49211 | 6.76 | 1 | 365 | 7.6924 | 0.49132 | 8 | 0.18369
53221 | 6.84 | 1 | 365 | 7.7834 | 0.67465 | 8 | 0.45805
48666 | 9.36 | 1 | 365 | 10.651 | 0.44953 | 11 | 0.10049
51934 | 8.84 | 1 | 365 | 10.0592 | 0.25789 | 10 | 0.31713
51125 | 8.64 | 1 | 365 | 9.8317 | 0.79956 | 10 | 0.63123
51933 | 5.2 | 1 | 365 | 5.9172 | 0.9164 | 6 | 0.83361
50851 | 8.06 | 1 | 365 | 9.1717 | 0.47042 | 9 | 0.64209
50813 | 5.72 | 1 | 365 | 6.5089 | 0.10804 | 6 | 0.61697
51930 | 6.76 | 1 | 365 | 7.6924 | 0.49132 | 8 | 0.18369
51718 | 7.54 | 1 | 365 | 8.5799 | 0.27878 | 8 | 0.85873
51668 | 4.16 | 1 | 365 | 4.7338 | 0.53312 | 5 | 0.26689
46261 | 13.8 | 1 | 365 | 15.7034 | 0.6243 | 16 | 0.32765
44503 | 4.48 | 1 | 365 | 5.0979 | 0.26644 | 5 | 0.36434
51585 | 7.02 | 1 | 365 | 7.9882 | 0.087144 | 8 | 0.075371
51918 | 5.98 | 1 | 365 | 6.8048 | 0.70386 | 7 | 0.50865
48904 | 7.54 | 1 | 365 | 8.5799 | 0.27878 | 8 | 0.85873
44226 | 9.88 | 1 | 365 | 11.2427 | 0.64117 | 11 | 0.88386
50950 | 6.24 | 1 | 365 | 7.1006 | 0.29968 | 7 | 0.40033
44285 | 8.06 | 1 | 365 | 9.1717 | 0.47042 | 9 | 0.64209
51587 | 2.86 | 1 | 365 | 3.2545 | 0.55402 | 3 | 0.80848
51579 | 8.84 | 1 | 365 | 10.0592 | 0.25789 | 10 | 0.31713
51924 | 5.98 | 1 | 365 | 6.8048 | 0.70386 | 7 | 0.50865
48646 | 6.24 | 1 | 365 | 7.1006 | 0.29968 | 7 | 0.40033
48764 | 5.2 | 1 | 365 | 5.9172 | 0.9164 | 6 | 0.83361
49098 | 4.68 | 1 | 365 | 5.3255 | 0.72476 | 6 | 0.050247
48679 | 5.98 | 1 | 365 | 6.8048 | 0.70386 | 7 | 0.50865
45276 | 9.315 | 1 | 365 | 10.5998 | 0.3464 | 10 | 0.94617
48809 | 10.14 | 1 | 365 | 11.5385 | 0.23699 | 11 | 0.77554
49218 | 10.66 | 1 | 365 | 12.1303 | 0.42863 | 12 | 0.5589
48744 | 2.08 | 1 | 365 | 2.3669 | 0.76656 | 3 | 0.13344
48689 | 10.66 | 1 | 365 | 12.1303 | 0.42863 | 12 | 0.5589
50885 | 13.26 | 1 | 365 | 15.0889 | 0.38683 | 15 | 0.4757
51753 | 10.66 | 1 | 365 | 12.1303 | 0.42863 | 12 | 0.5589
48938 | 8.06 | 1 | 365 | 9.1717 | 0.47042 | 9 | 0.64209
51748 | 6.24 | 1 | 365 | 7.1006 | 0.29968 | 7 | 0.40033
51746 | 9.36 | 1 | 365 | 10.651 | 0.44953 | 11 | 0.10049
51747 | 6.5 | 1 | 365 | 7.3965 | 0.8955 | 8 | 0.29201
51745 | 4.16 | 1 | 365 | 4.7338 | 0.53312 | 5 | 0.26689
51736 | 9.62 | 1 | 365 | 10.9468 | 0.045346 | 10 | 0.99217
51735 | 7.02 | 1 | 365 | 7.9882 | 0.087144 | 8 | 0.075371
51717 | 5.46 | 1 | 365 | 6.2131 | 0.51222 | 6 | 0.72529
51730 | 7.02 | 1 | 365 | 7.9882 | 0.087144 | 8 | 0.075371
50812 | 9.62 | 1 | 365 | 10.9468 | 0.045346 | 10 | 0.99217
51729 | 3.64 | 1 | 365 | 4.142 | 0.34148 | 4 | 0.48353
51719 | 3.64 | 1 | 365 | 4.142 | 0.34148 | 4 | 0.48353
51724 | 2.34 | 1 | 365 | 2.6627 | 0.36238 | 3 | 0.025124
51673 | 9.36 | 1 | 365 | 10.651 | 0.44953 | 11 | 0.10049
37463 | 6.72 | 1 | 365 | 7.6468 | 0.39966 | 8 | 0.046509
33290 | 5.46 | 1 | 365 | 6.2131 | 0.51222 | 6 | 0.72529
51910 | 9.88 | 1 | 365 | 11.2427 | 0.64117 | 11 | 0.88386
49923 | 9.9 | 1 | 365 | 11.2654 | 0.687 | 11 | 0.95245
36999 | 9.1 | 1 | 365 | 10.3551 | 0.85371 | 11 | 0.20881
51939 | 3.9 | 1 | 365 | 4.4379 | 0.9373 | 5 | 0.37521
51917 | 5.72 | 1 | 365 | 6.5089 | 0.10804 | 6 | 0.61697
51920 | 7.02 | 1 | 365 | 7.9882 | 0.087144 | 8 | 0.075371
52065 | 3.64 | 1 | 365 | 4.142 | 0.34148 | 4 | 0.48353
36669 | 8.32 | 1 | 365 | 9.4675 | 0.066245 | 9 | 0.53377
52056 | 3.38 | 1 | 365 | 3.8462 | 0.74566 | 4 | 0.59185
34414 | 5.2 | 1 | 365 | 5.9172 | 0.9164 | 6 | 0.83361
33486 | 7.54 | 1 | 365 | 8.5799 | 0.27878 | 8 | 0.85873
32231 | 10.92 | 1 | 365 | 12.4261 | 0.024447 | 12 | 0.45058
49948 | 10.2 | 1 | 365 | 11.6068 | 0.37448 | 11 | 0.98131
31766 | 7.28 | 1 | 365 | 8.2841 | 0.68296 | 8 | 0.96705
21537 | 4.94 | 1 | 365 | 5.6213 | 0.32058 | 5 | 0.94193
51967 | 9.62 | 1 | 365 | 10.9468 | 0.045346 | 10 | 0.99217
52019 | 4.94 | 1 | 365 | 5.6213 | 0.32058 | 5 | 0.94193
52017 | 8.84 | 1 | 365 | 10.0592 | 0.25789 | 10 | 0.31713
43827 | 9.45 | 1 | 365 | 10.7534 | 0.65577 | 11 | 0.40915
51980 | 13.26 | 1 | 365 | 15.0889 | 0.38683 | 15 | 0.4757
43917 | 10.14 | 1 | 365 | 11.5385 | 0.23699 | 11 | 0.77554
51973 | 6.5 | 1 | 365 | 7.3965 | 0.8955 | 8 | 0.29201
51962 | 6.5 | 1 | 365 | 7.3965 | 0.8955 | 8 | 0.29201
36261 | 7.56 | 1 | 365 | 8.6027 | 0.32462 | 8 | 0.92732
49016 | 4.16 | 1 | 365 | 4.7338 | 0.53312 | 5 | 0.26689
44693 | 6.21 | 1 | 365 | 7.0665 | 0.23094 | 7 | 0.29744
48918 | 12.22 | 1 | 365 | 13.9054 | 0.0035475 | 13 | 0.90898
50069 | 13.725 | 1 | 365 | 15.618 | 0.45243 | 16 | 0.070436
52110 | 10.92 | 1 | 365 | 12.4261 | 0.024447 | 12 | 0.45058
52050 | 4.68 | 1 | 365 | 5.3255 | 0.72476 | 6 | 0.050247
48674 | 4.94 | 1 | 365 | 5.6213 | 0.32058 | 5 | 0.94193
48967 | 5.72 | 1 | 365 | 6.5089 | 0.10804 | 6 | 0.61697
31969 | 4.68 | 1 | 365 | 5.3255 | 0.72476 | 6 | 0.050247
52149 | 9.88 | 1 | 365 | 11.2427 | 0.64117 | 11 | 0.88386
52148 | 7.8 | 1 | 365 | 8.8758 | 0.8746 | 9 | 0.75041
52147 | 4.16 | 1 | 365 | 4.7338 | 0.53312 | 5 | 0.26689
52146 | 2.34 | 1 | 365 | 2.6627 | 0.36238 | 3 | 0.025124
52135 | 9.945 | 1 | 365 | 11.3167 | 0.79012 | 12 | 0.10678
32032 | 3.9 | 1 | 365 | 4.4379 | 0.9373 | 5 | 0.37521
52132 | 5.72 | 1 | 365 | 6.5089 | 0.10804 | 6 | 0.61697
27349 | 7.8 | 1 | 365 | 8.8758 | 0.8746 | 9 | 0.75041
52240 | 7.8 | 1 | 365 | 8.8758 | 0.8746 | 9 | 0.75041
32222 | 6.76 | 1 | 365 | 7.6924 | 0.49132 | 8 | 0.18369
52256 | 7.54 | 1 | 365 | 8.5799 | 0.27878 | 8 | 0.85873
52255 | 8.06 | 1 | 365 | 9.1717 | 0.47042 | 9 | 0.64209
52468 | 6.24 | 1 | 365 | 7.1006 | 0.29968 | 7 | 0.40033
52257 | 5.46 | 1 | 365 | 6.2131 | 0.51222 | 6 | 0.72529
52260 | 3.64 | 1 | 365 | 4.142 | 0.34148 | 4 | 0.48353
52251 | 12.22 | 1 | 365 | 13.9054 | 0.0035475 | 13 | 0.90898
52246 | 8.32 | 1 | 365 | 9.4675 | 0.066245 | 9 | 0.53377
52243 | 5.46 | 1 | 365 | 6.2131 | 0.51222 | 6 | 0.72529
52254 | 5.98 | 1 | 365 | 6.8048 | 0.70386 | 7 | 0.50865
52253 | 9.88 | 1 | 365 | 11.2427 | 0.64117 | 11 | 0.88386
52249 | 8.06 | 1 | 365 | 9.1717 | 0.47042 | 9 | 0.64209
52245 | 7.8 | 1 | 365 | 8.8758 | 0.8746 | 9 | 0.75041
52236 | 8.84 | 1 | 365 | 10.0592 | 0.25789 | 10 | 0.31713
52232 | 9.1 | 1 | 365 | 10.3551 | 0.85371 | 11 | 0.20881
52230 | 9.62 | 1 | 365 | 10.9468 | 0.045346 | 10 | 0.99217
52226 | 16.9 | 1 | 365 | 19.2309 | 0.72831 | 19 | 0.95923
52208 | 4.94 | 1 | 365 | 5.6213 | 0.32058 | 5 | 0.94193
52186 | 5.2 | 1 | 365 | 5.9172 | 0.9164 | 6 | 0.83361
52202 | 3.38 | 1 | 365 | 3.8462 | 0.74566 | 4 | 0.59185
52302 | 4.68 | 1 | 365 | 5.3255 | 0.72476 | 6 | 0.050247
52301 | 8.58 | 1 | 365 | 9.7634 | 0.66207 | 10 | 0.42545
52314 | 6.5 | 1 | 365 | 7.3965 | 0.8955 | 8 | 0.29201
52287 | 12.48 | 1 | 365 | 14.2013 | 0.59937 | 14 | 0.80066
52290 | 8.06 | 1 | 365 | 9.1717 | 0.47042 | 9 | 0.64209
52600 | 6 | 1 | 365 | 6.8275 | 0.7497 | 7 | 0.57724
52286 | 4.42 | 1 | 365 | 5.0296 | 0.12894 | 5 | 0.15857
52285 | 4.94 | 1 | 365 | 5.6213 | 0.32058 | 5 | 0.94193
52284 | 3.9 | 1 | 365 | 4.4379 | 0.9373 | 5 | 0.37521
52281 | 3.38 | 1 | 365 | 3.8462 | 0.74566 | 4 | 0.59185
52279 | 4.16 | 1 | 365 | 4.7338 | 0.53312 | 5 | 0.26689
51985 | 9.9 | 1 | 365 | 11.2654 | 0.687 | 11 | 0.95245
52278 | 4.94 | 1 | 365 | 5.6213 | 0.32058 | 5 | 0.94193
32248 | 77.805 | 0.9 | 365 | 79.6826 | 0.46926 | 80 | 0.15182
34773 | 175.76 | 0.9 | 365 | 180.0014 | 0.49699 | 180 | 0.49836
34766 | 252.34 | 0.9 | 365 | 258.4294 | 0.43974 | 258 | 0.86911
34583 | 113.84 | 0.9 | 365 | 116.5871 | 0.78981 | 117 | 0.37695
34814 | 84.18 | 0.9 | 365 | 86.2114 | 0.61741 | 86 | 0.82881
34726 | 340.38 | 0.9 | 365 | 348.5939 | 0.018229 | 348 | 0.61214
34761 | 170.73 | 0.9 | 365 | 174.85 | 0.12284 | 174 | 0.97283
28927 | 4.68 | 1 | 365 | 5.3255 | 0.72476 | 6 | 0.050247
52268 | 5.2 | 1 | 365 | 5.9172 | 0.9164 | 6 | 0.83361
52231 | 3.38 | 1 | 365 | 3.8462 | 0.74566 | 4 | 0.59185
52271 | 3.64 | 1 | 365 | 4.142 | 0.34148 | 4 | 0.48353
51795 | 5.72 | 1 | 365 | 6.5089 | 0.10804 | 6 | 0.61697
52098 | 2.08 | 1 | 365 | 2.3669 | 0.76656 | 3 | 0.13344
52310 | 7.54 | 1 | 365 | 8.5799 | 0.27878 | 8 | 0.85873
52101 | 5.46 | 1 | 365 | 6.2131 | 0.51222 | 6 | 0.72529
52244 | 6.5 | 1 | 365 | 7.3965 | 0.8955 | 8 | 0.29201
38507 | 3.38 | 1 | 365 | 3.8462 | 0.74566 | 4 | 0.59185
52227 | 7.8 | 1 | 365 | 8.8758 | 0.8746 | 9 | 0.75041
52095 | 3.64 | 1 | 365 | 4.142 | 0.34148 | 4 | 0.48353
52200 | 3.9 | 1 | 365 | 4.4379 | 0.9373 | 5 | 0.37521
52094 | 9.36 | 1 | 365 | 10.651 | 0.44953 | 11 | 0.10049
42309 | 4.68 | 1 | 365 | 5.3255 | 0.72476 | 6 | 0.050247
52205 | 10.92 | 1 | 365 | 12.4261 | 0.024447 | 12 | 0.45058
21515 | 5.2 | 1 | 365 | 5.9172 | 0.9164 | 6 | 0.83361
52295 | 9.36 | 1 | 365 | 10.651 | 0.44953 | 11 | 0.10049
52057 | 10.4 | 1 | 365 | 11.8344 | 0.83281 | 12 | 0.66722
52070 | 9.1 | 1 | 365 | 10.3551 | 0.85371 | 11 | 0.20881
52081 | 10.92 | 1 | 365 | 12.4261 | 0.024447 | 12 | 0.45058
51763 | 3.9 | 1 | 365 | 4.4379 | 0.9373 | 5 | 0.37521
52382 | 12.48 | 1 | 365 | 14.2013 | 0.59937 | 14 | 0.80066
34975 | 28.35 | 0.9 | 365 | 29.0341 | 0.47058 | 29 | 0.50471
52381 | 8.84 | 1 | 365 | 10.0592 | 0.25789 | 10 | 0.31713
52350 | 6.76 | 1 | 365 | 7.6924 | 0.49132 | 8 | 0.18369
52347 | 8.32 | 1 | 365 | 9.4675 | 0.066245 | 9 | 0.53377
52358 | 7.28 | 1 | 365 | 8.2841 | 0.68296 | 8 | 0.96705
52357 | 8.06 | 1 | 365 | 9.1717 | 0.47042 | 9 | 0.64209
37955 | 6.76 | 1 | 365 | 7.6924 | 0.49132 | 8 | 0.18369
21322 | 9.396 | 1 | 365 | 10.6919 | 0.53202 | 11 | 0.22396
15886 | 11.22 | 1 | 365 | 12.7675 | 0.71193 | 13 | 0.47944
52393 | 4.68 | 1 | 365 | 5.3255 | 0.72476 | 6 | 0.050247
52345 | 2.34 | 1 | 365 | 2.6627 | 0.36238 | 3 | 0.025124
49405 | 12.6 | 1 | 365 | 14.3378 | 0.87436 | 15 | 0.2122
52346 | 4.42 | 1 | 365 | 5.0296 | 0.12894 | 5 | 0.15857
52338 | 6.76 | 1 | 365 | 7.6924 | 0.49132 | 8 | 0.18369
52333 | 10.92 | 1 | 365 | 12.4261 | 0.024447 | 12 | 0.45058
52332 | 11.18 | 1 | 365 | 12.722 | 0.62027 | 13 | 0.34226
52322 | 4.68 | 1 | 365 | 5.3255 | 0.72476 | 6 | 0.050247
52315 | 8.32 | 1 | 365 | 9.4675 | 0.066245 | 9 | 0.53377
52312 | 8.06 | 1 | 365 | 9.1717 | 0.47042 | 9 | 0.64209
51734 | 12.74 | 1 | 365 | 14.4972 | 0.19519 | 14 | 0.69234
43934 | 92.16 | 0.9 | 365 | 94.384 | 0.075798 | 94 | 0.45977
52076 | 7.8 | 1 | 365 | 8.8758 | 0.8746 | 9 | 0.75041
37870 | 5.2 | 1 | 365 | 5.9172 | 0.9164 | 6 | 0.83361
52470 | 9.1 | 1 | 365 | 10.3551 | 0.85371 | 11 | 0.20881
52463 | 13.26 | 1 | 365 | 15.0889 | 0.38683 | 15 | 0.4757
52459 | 9.36 | 1 | 365 | 10.651 | 0.44953 | 11 | 0.10049
52133 | 1.56 | 1 | 365 | 1.7752 | 0.57492 | 2 | 0.35008
52453 | 10.4 | 1 | 365 | 11.8344 | 0.83281 | 12 | 0.66722
52130 | 6.24 | 1 | 365 | 7.1006 | 0.29968 | 7 | 0.40033
37027 | 101.4 | 0.9 | 365 | 103.8469 | 0.13288 | 103 | 0.97982
52125 | 13.52 | 1 | 365 | 15.3847 | 0.98265 | 16 | 0.36738
52122 | 9.36 | 1 | 365 | 10.651 | 0.44953 | 11 | 0.10049
52155 | 8.84 | 1 | 365 | 10.0592 | 0.25789 | 10 | 0.31713
52364 | 9.36 | 1 | 365 | 10.651 | 0.44953 | 11 | 0.10049
44502 | 6.72 | 1 | 365 | 7.6468 | 0.39966 | 8 | 0.046509
50843 | 12.22 | 1 | 365 | 13.9054 | 0.0035475 | 13 | 0.90898
52424 | 4.42 | 1 | 365 | 5.0296 | 0.12894 | 5 | 0.15857
36497 | 10.66 | 1 | 365 | 12.1303 | 0.42863 | 12 | 0.5589
52433 | 9.88 | 1 | 365 | 11.2427 | 0.64117 | 11 | 0.88386
52174 | 8.06 | 1 | 365 | 9.1717 | 0.47042 | 9 | 0.64209
52170 | 4.94 | 1 | 365 | 5.6213 | 0.32058 | 5 | 0.94193
32387 | 8.32 | 1 | 365 | 9.4675 | 0.066245 | 9 | 0.53377
52168 | 10.4 | 1 | 365 | 11.8344 | 0.83281 | 12 | 0.66722
32111 | 16.64 | 1 | 365 | 18.9351 | 0.13249 | 19 | 0.067546
52117 | 13 | 1 | 365 | 14.793 | 0.79101 | 15 | 0.58402
52118 | 12.74 | 1 | 365 | 14.4972 | 0.19519 | 14 | 0.69234
51937 | 11.7 | 1 | 365 | 13.3137 | 0.81191 | 14 | 0.12562
52178 | 10.4 | 1 | 365 | 11.8344 | 0.83281 | 12 | 0.66722
32663 | 8.06 | 1 | 365 | 9.1717 | 0.47042 | 9 | 0.64209
51926 | 6.24 | 1 | 365 | 7.1006 | 0.29968 | 7 | 0.40033
49140 | 8.06 | 1 | 365 | 9.1717 | 0.47042 | 9 | 0.64209
52392 | 4.16 | 1 | 365 | 4.7338 | 0.53312 | 5 | 0.26689
52390 | 8.58 | 1 | 365 | 9.7634 | 0.66207 | 10 | 0.42545
52385 | 11.7 | 1 | 365 | 13.3137 | 0.81191 | 14 | 0.12562
30218 | 7.28 | 1 | 365 | 8.2841 | 0.68296 | 8 | 0.96705
52488 | 7.54 | 1 | 365 | 8.5799 | 0.27878 | 8 | 0.85873
52536 | 7.28 | 1 | 365 | 8.2841 | 0.68296 | 8 | 0.96705
52150 | 4.16 | 1 | 365 | 4.7338 | 0.53312 | 5 | 0.26689
52534 | 7.54 | 1 | 365 | 8.5799 | 0.27878 | 8 | 0.85873
45367 | 8.84 | 1 | 365 | 10.0592 | 0.25789 | 10 | 0.31713
52068 | 3.64 | 1 | 365 | 4.142 | 0.34148 | 4 | 0.48353
52516 | 2.86 | 1 | 365 | 3.2545 | 0.55402 | 3 | 0.80848
49681 | 8.97 | 1 | 365 | 10.2072 | 0.5558 | 10 | 0.76297
52499 | 4.16 | 1 | 365 | 4.7338 | 0.53312 | 5 | 0.26689
52138 | 8.32 | 1 | 365 | 9.4675 | 0.066245 | 9 | 0.53377
52139 | 3.825 | 1 | 365 | 4.3526 | 0.76543 | 5 | 0.11799
52532 | 7.8 | 1 | 365 | 8.8758 | 0.8746 | 9 | 0.75041
52140 | 4.94 | 1 | 365 | 5.6213 | 0.32058 | 5 | 0.94193
52505 | 13 | 1 | 365 | 14.793 | 0.79101 | 15 | 0.58402
52141 | 8.58 | 1 | 365 | 9.7634 | 0.66207 | 10 | 0.42545
52502 | 7.02 | 1 | 365 | 7.9882 | 0.087144 | 8 | 0.075371
52121 | 5.2 | 1 | 365 | 5.9172 | 0.9164 | 6 | 0.83361
52489 | 5.2 | 1 | 365 | 5.9172 | 0.9164 | 6 | 0.83361
52116 | 5.2 | 1 | 365 | 5.9172 | 0.9164 | 6 | 0.83361
52482 | 5.46 | 1 | 365 | 6.2131 | 0.51222 | 6 | 0.72529
46255 | 7.29 | 1 | 365 | 8.2955 | 0.70588 | 9 | 0.0013466
52479 | 7.8 | 1 | 365 | 8.8758 | 0.8746 | 9 | 0.75041
52111 | 6.76 | 1 | 365 | 7.6924 | 0.49132 | 8 | 0.18369
52475 | 7.54 | 1 | 365 | 8.5799 | 0.27878 | 8 | 0.85873
52165 | 7.28 | 1 | 365 | 8.2841 | 0.68296 | 8 | 0.96705
52438 | 3.64 | 1 | 365 | 4.142 | 0.34148 | 4 | 0.48353
43973 | 4.42 | 1 | 365 | 5.0296 | 0.12894 | 5 | 0.15857
51822 | 5.98 | 1 | 365 | 6.8048 | 0.70386 | 7 | 0.50865
52154 | 6.5 | 1 | 365 | 7.3965 | 0.8955 | 8 | 0.29201
51812 | 5.98 | 1 | 365 | 6.8048 | 0.70386 | 7 | 0.50865
43989 | 9 | 1 | 365 | 10.2413 | 0.62454 | 10 | 0.86586
29881 | 7.8 | 1 | 365 | 8.8758 | 0.8746 | 9 | 0.75041
50737 | 2.75 | 1 | 365 | 3.1293 | 0.30194 | 3 | 0.43124
52461 | 13 | 1 | 365 | 14.793 | 0.79101 | 15 | 0.58402
52460 | 3.64 | 1 | 365 | 4.142 | 0.34148 | 4 | 0.48353
50746 | 6 | 1 | 365 | 6.8275 | 0.7497 | 7 | 0.57724
52464 | 9.62 | 1 | 365 | 10.9468 | 0.045346 | 10 | 0.99217
52439 | 3.38 | 1 | 365 | 3.8462 | 0.74566 | 4 | 0.59185
52466 | 4.16 | 1 | 365 | 4.7338 | 0.53312 | 5 | 0.26689
52467 | 5.72 | 1 | 365 | 6.5089 | 0.10804 | 6 | 0.61697
49114 | 6.5 | 1 | 365 | 7.3965 | 0.8955 | 8 | 0.29201
31690 | 7.28 | 1 | 365 | 8.2841 | 0.68296 | 8 | 0.96705
52527 | 13 | 1 | 365 | 14.793 | 0.79101 | 15 | 0.58402
50873 | 4.335 | 1 | 365 | 4.9329 | 0.93416 | 5 | 0.86706
52417 | 5.46 | 1 | 365 | 6.2131 | 0.51222 | 6 | 0.72529
52423 | 5.2 | 1 | 365 | 5.9172 | 0.9164 | 6 | 0.83361
52493 | 2.06 | 1 | 365 | 2.3441 | 0.72073 | 3 | 0.064852
52484 | 6.24 | 1 | 365 | 7.1006 | 0.29968 | 7 | 0.40033
51998 | 8.32 | 1 | 365 | 9.4675 | 0.066245 | 9 | 0.53377
52481 | 7.02 | 1 | 365 | 7.9882 | 0.087144 | 8 | 0.075371
52604 | 5.1 | 1 | 365 | 5.8034 | 0.68724 | 6 | 0.49065
52480 | 8.32 | 1 | 365 | 9.4675 | 0.066245 | 9 | 0.53377
52624 | 11.985 | 1 | 365 | 13.638 | 0.46502 | 14 | 0.10304
52517 | 6.76 | 1 | 365 | 7.6924 | 0.49132 | 8 | 0.18369
52745 | 8.4 | 1 | 365 | 9.5586 | 0.24957 | 9 | 0.80814
52003 | 13 | 1 | 365 | 14.793 | 0.79101 | 15 | 0.58402
52526 | 3.64 | 1 | 365 | 4.142 | 0.34148 | 4 | 0.48353
52629 | 5.98 | 1 | 365 | 6.8048 | 0.70386 | 7 | 0.50865
52519 | 9.88 | 1 | 365 | 11.2427 | 0.64117 | 11 | 0.88386
28200 | 6.76 | 1 | 365 | 7.6924 | 0.49132 | 8 | 0.18369
52506 | 3.64 | 1 | 365 | 4.142 | 0.34148 | 4 | 0.48353
52503 | 10.66 | 1 | 365 | 12.1303 | 0.42863 | 12 | 0.5589
52497 | 4.94 | 1 | 365 | 5.6213 | 0.32058 | 5 | 0.94193
52372 | 10.14 | 1 | 365 | 11.5385 | 0.23699 | 11 | 0.77554
28231 | 4.16 | 1 | 365 | 4.7338 | 0.53312 | 5 | 0.26689
52501 | 7.02 | 1 | 365 | 7.9882 | 0.087144 | 8 | 0.075371
33549 | 4.68 | 1 | 365 | 5.3255 | 0.72476 | 6 | 0.050247
49233 | 4.94 | 1 | 365 | 5.6213 | 0.32058 | 5 | 0.94193
48703 | 5.46 | 1 | 365 | 6.2131 | 0.51222 | 6 | 0.72529
43751 | 15.08 | 1 | 365 | 17.1599 | 0.55757 | 17 | 0.71746
52203 | 6.24 | 1 | 365 | 7.1006 | 0.29968 | 7 | 0.40033
48776 | 7.28 | 1 | 365 | 8.2841 | 0.68296 | 8 | 0.96705
52182 | 7.28 | 1 | 365 | 8.2841 | 0.68296 | 8 | 0.96705
52561 | 8.32 | 1 | 365 | 9.4675 | 0.066245 | 9 | 0.53377
52166 | 12.48 | 1 | 365 | 14.2013 | 0.59937 | 14 | 0.80066
32274 | 8.84 | 1 | 365 | 10.0592 | 0.25789 | 10 | 0.31713
26680 | 7.28 | 1 | 365 | 8.2841 | 0.68296 | 8 | 0.96705
52556 | 7.54 | 1 | 365 | 8.5799 | 0.27878 | 8 | 0.85873
52153 | 5.46 | 1 | 365 | 6.2131 | 0.51222 | 6 | 0.72529
48606 | 8.84 | 1 | 365 | 10.0592 | 0.25789 | 10 | 0.31713
52197 | 9.88 | 1 | 365 | 11.2427 | 0.64117 | 11 | 0.88386
52128 | 9.1 | 1 | 365 | 10.3551 | 0.85371 | 11 | 0.20881
52566 | 9.88 | 1 | 365 | 11.2427 | 0.64117 | 11 | 0.88386
52509 | 7.54 | 1 | 365 | 8.5799 | 0.27878 | 8 | 0.85873
51813 | 4.68 | 1 | 365 | 5.3255 | 0.72476 | 6 | 0.050247
52613 | 4.68 | 1 | 365 | 5.3255 | 0.72476 | 6 | 0.050247
52123 | 7.02 | 1 | 365 | 7.9882 | 0.087144 | 8 | 0.075371
52572 | 4.16 | 1 | 365 | 4.7338 | 0.53312 | 5 | 0.26689
51739 | 6.24 | 1 | 365 | 7.1006 | 0.29968 | 7 | 0.40033
52552 | 6.5 | 1 | 365 | 7.3965 | 0.8955 | 8 | 0.29201
52611 | 4.94 | 1 | 365 | 5.6213 | 0.32058 | 5 | 0.94193
36487 | 5.46 | 1 | 365 | 6.2131 | 0.51222 | 6 | 0.72529
52577 | 10.92 | 1 | 365 | 12.4261 | 0.024447 | 12 | 0.45058
52430 | 11.96 | 1 | 365 | 13.6096 | 0.40773 | 14 | 0.017298
22418 | 13.26 | 1 | 365 | 15.0889 | 0.38683 | 15 | 0.4757
34128 | 4.16 | 1 | 365 | 4.7338 | 0.53312 | 5 | 0.26689
33485 | 6.76 | 1 | 365 | 7.6924 | 0.49132 | 8 | 0.18369
29169 | 9.1 | 1 | 365 | 10.3551 | 0.85371 | 11 | 0.20881
33790 | 10.4 | 1 | 365 | 11.8344 | 0.83281 | 12 | 0.66722
31740 | 3.9 | 1 | 365 | 4.4379 | 0.9373 | 5 | 0.37521
33629 | 3.64 | 1 | 365 | 4.142 | 0.34148 | 4 | 0.48353
52789 | 8.84 | 1 | 365 | 10.0592 | 0.25789 | 10 | 0.31713
52782 | 8.84 | 1 | 365 | 10.0592 | 0.25789 | 10 | 0.31713
52787 | 13 | 1 | 365 | 14.793 | 0.79101 | 15 | 0.58402
52771 | 10.4 | 1 | 365 | 11.8344 | 0.83281 | 12 | 0.66722
52769 | 4.94 | 1 | 365 | 5.6213 | 0.32058 | 5 | 0.94193
52766 | 9.62 | 1 | 365 | 10.9468 | 0.045346 | 10 | 0.99217
52761 | 2.86 | 1 | 365 | 3.2545 | 0.55402 | 3 | 0.80848
52759 | 2.6 | 1 | 365 | 2.9586 | 0.9582 | 3 | 0.9168
52160 | 4.68 | 1 | 365 | 5.3255 | 0.72476 | 6 | 0.050247
44202 | 11.96 | 1 | 365 | 13.6096 | 0.40773 | 14 | 0.017298
52791 | 5.98 | 1 | 365 | 6.8048 | 0.70386 | 7 | 0.50865
52718 | 5.72 | 1 | 365 | 6.5089 | 0.10804 | 6 | 0.61697
52684 | 4.42 | 1 | 365 | 5.0296 | 0.12894 | 5 | 0.15857
52436 | 8.84 | 1 | 365 | 10.0592 | 0.25789 | 10 | 0.31713
52210 | 4.42 | 1 | 365 | 5.0296 | 0.12894 | 5 | 0.15857
52209 | 2.08 | 1 | 365 | 2.3669 | 0.76656 | 3 | 0.13344
52521 | 8.06 | 1 | 365 | 9.1717 | 0.47042 | 9 | 0.64209
44589 | 4.94 | 1 | 365 | 5.6213 | 0.32058 | 5 | 0.94193
52844 | 5.98 | 1 | 365 | 6.8048 | 0.70386 | 7 | 0.50865
52854 | 6.5 | 1 | 365 | 7.3965 | 0.8955 | 8 | 0.29201
52573 | 5.98 | 1 | 365 | 6.8048 | 0.70386 | 7 | 0.50865
52432 | 5.98 | 1 | 365 | 6.8048 | 0.70386 | 7 | 0.50865
52465 | 9.1 | 1 | 365 | 10.3551 | 0.85371 | 11 | 0.20881
52837 | 2.86 | 1 | 365 | 3.2545 | 0.55402 | 3 | 0.80848
46328 | 11.7 | 1 | 365 | 13.3137 | 0.81191 | 14 | 0.12562
52591 | 3.64 | 1 | 365 | 4.142 | 0.34148 | 4 | 0.48353
52592 | 5.61 | 1 | 365 | 6.3838 | 0.85597 | 7 | 0.23972
50006 | 7.245 | 1 | 365 | 8.2443 | 0.60276 | 8 | 0.84702
52455 | 3.9 | 1 | 365 | 4.4379 | 0.9373 | 5 | 0.37521
52914 | 9.72 | 1 | 365 | 11.0606 | 0.27451 | 11 | 0.33513
52351 | 8.84 | 1 | 365 | 10.0592 | 0.25789 | 10 | 0.31713
52340 | 7.02 | 1 | 365 | 7.9882 | 0.087144 | 8 | 0.075371
52915 | 12.6 | 1 | 365 | 14.3378 | 0.87436 | 15 | 0.2122
52925 | 7.2 | 1 | 365 | 8.1931 | 0.49964 | 8 | 0.69269
32420 | 5.2 | 1 | 365 | 5.9172 | 0.9164 | 6 | 0.83361
32392 | 7.28 | 1 | 365 | 8.2841 | 0.68296 | 8 | 0.96705
52895 | 3.9 | 1 | 365 | 4.4379 | 0.9373 | 5 | 0.37521
52889 | 6.5 | 1 | 365 | 7.3965 | 0.8955 | 8 | 0.29201
52778 | 5.2 | 1 | 365 | 5.9172 | 0.9164 | 6 | 0.83361
52881 | 8.06 | 1 | 365 | 9.1717 | 0.47042 | 9 | 0.64209
52880 | 11.96 | 1 | 365 | 13.6096 | 0.40773 | 14 | 0.017298
52877 | 7.02 | 1 | 365 | 7.9882 | 0.087144 | 8 | 0.075371
52756 | 9.1 | 1 | 365 | 10.3551 | 0.85371 | 11 | 0.20881
47434 | 11.2 | 1 | 365 | 12.7447 | 0.6661 | 13 | 0.41085
47414 | 6.6 | 1 | 365 | 7.5103 | 0.12467 | 7 | 0.63496
48936 | 4.42 | 1 | 365 | 5.0296 | 0.12894 | 5 | 0.15857
49883 | 7.65 | 1 | 365 | 8.7051 | 0.53086 | 9 | 0.23598
43997 | 4.75 | 1 | 365 | 5.4051 | 0.88518 | 6 | 0.29031
48296 | 4.96 | 1 | 365 | 5.6441 | 0.36642 | 6 | 0.010518
52928 | 7.02 | 1 | 365 | 7.9882 | 0.087144 | 8 | 0.075371
47401 | 2.6 | 1 | 365 | 2.9586 | 0.9582 | 3 | 0.9168
52920 | 6.5 | 1 | 365 | 7.3965 | 0.8955 | 8 | 0.29201
48506 | 11.48 | 1 | 365 | 13.0634 | 0.30775 | 13 | 0.37112
52515 | 8.58 | 1 | 365 | 9.7634 | 0.66207 | 10 | 0.42545
47343 | 7.56 | 1 | 365 | 8.6027 | 0.32462 | 8 | 0.92732
51767 | 13 | 1 | 365 | 14.793 | 0.79101 | 15 | 0.58402
46901 | 10.92 | 1 | 365 | 12.4261 | 0.024447 | 12 | 0.45058
52916 | 8.32 | 1 | 365 | 9.4675 | 0.066245 | 9 | 0.53377
48603 | 9.1 | 1 | 365 | 10.3551 | 0.85371 | 11 | 0.20881
46900 | 5.045 | 1 | 365 | 5.7408 | 0.5612 | 6 | 0.30203
47301 | 8.12 | 1 | 365 | 9.2399 | 0.60792 | 9 | 0.84786
46491 | 11.2 | 1 | 365 | 12.7447 | 0.6661 | 13 | 0.41085
45197 | 8.25 | 1 | 365 | 9.3879 | 0.90583 | 10 | 0.29371
44775 | 5.985 | 1 | 365 | 6.8105 | 0.71532 | 7 | 0.5258
44731 | 7.5 | 1 | 365 | 8.5344 | 0.18712 | 8 | 0.72155
43509 | 6.3 | 1 | 365 | 7.1689 | 0.43718 | 7 | 0.6061
43574 | 4.96 | 1 | 365 | 5.6441 | 0.36642 | 6 | 0.010518
43486 | 7.194 | 1 | 365 | 8.1862 | 0.48589 | 8 | 0.67211
38022 | 10.66 | 1 | 365 | 12.1303 | 0.42863 | 12 | 0.5589
52720 | 11.7 | 1 | 365 | 13.3137 | 0.81191 | 14 | 0.12562
52633 | 10.14 | 1 | 365 | 11.5385 | 0.23699 | 11 | 0.77554
52112 | 9.1 | 1 | 365 | 10.3551 | 0.85371 | 11 | 0.20881
44272 | 5.2 | 1 | 365 | 5.9172 | 0.9164 | 6 | 0.83361
43510 | 8.4 | 1 | 365 | 9.5586 | 0.24957 | 9 | 0.80814
39222 | 12.22 | 1 | 365 | 13.9054 | 0.0035475 | 13 | 0.90898
52730 | 6.24 | 1 | 365 | 7.1006 | 0.29968 | 7 | 0.40033
41995 | 3.597 | 1 | 365 | 4.0931 | 0.24294 | 4 | 0.33606
52729 | 8.32 | 1 | 365 | 9.4675 | 0.066245 | 9 | 0.53377
43501 | 7.848 | 1 | 365 | 8.9304 | 0.9846 | 9 | 0.91503
52617 | 5.72 | 1 | 365 | 6.5089 | 0.10804 | 6 | 0.61697
27535 | 5.46 | 1 | 365 | 6.2131 | 0.51222 | 6 | 0.72529
34072 | 4.42 | 1 | 365 | 5.0296 | 0.12894 | 5 | 0.15857
52669 | 6.5 | 1 | 365 | 7.3965 | 0.8955 | 8 | 0.29201
48662 | 3.64 | 1 | 365 | 4.142 | 0.34148 | 4 | 0.48353
52678 | 2.6 | 1 | 365 | 2.9586 | 0.9582 | 3 | 0.9168
24948 | 7.8 | 1 | 365 | 8.8758 | 0.8746 | 9 | 0.75041
52648 | 5.46 | 1 | 365 | 6.2131 | 0.51222 | 6 | 0.72529
52768 | 3.12 | 1 | 365 | 3.5503 | 0.14984 | 3 | 0.70016
52642 | 8.06 | 1 | 365 | 9.1717 | 0.47042 | 9 | 0.64209
38571 | 7 | 1 | 365 | 7.9655 | 0.041312 | 8 | 0.00678
52722 | 5.98 | 1 | 365 | 6.8048 | 0.70386 | 7 | 0.50865
48266 | 7.245 | 1 | 365 | 8.2443 | 0.60276 | 8 | 0.84702
53013 | 3.64 | 1 | 365 | 4.142 | 0.34148 | 4 | 0.48353
52349 | 8.06 | 1 | 365 | 9.1717 | 0.47042 | 9 | 0.64209
31848 | 3.9 | 1 | 365 | 4.4379 | 0.9373 | 5 | 0.37521
31890 | 7.28 | 1 | 365 | 8.2841 | 0.68296 | 8 | 0.96705
53063 | 5.565 | 1 | 365 | 6.3325 | 0.75284 | 7 | 0.08539
53010 | 5.72 | 1 | 365 | 6.5089 | 0.10804 | 6 | 0.61697
53002 | 11.655 | 1 | 365 | 13.2625 | 0.70878 | 13 | 0.97129
32390 | 3.64 | 1 | 365 | 4.142 | 0.34148 | 4 | 0.48353
53003 | 6.36 | 1 | 365 | 7.2372 | 0.57468 | 7 | 0.81187
38468 | 3.315 | 1 | 365 | 3.7722 | 0.59671 | 4 | 0.36893
53023 | 2.86 | 1 | 365 | 3.2545 | 0.55402 | 3 | 0.80848
52362 | 8.84 | 1 | 365 | 10.0592 | 0.25789 | 10 | 0.31713
53134 | 8.96 | 1 | 365 | 10.1958 | 0.53288 | 10 | 0.72868
52437 | 2.86 | 1 | 365 | 3.2545 | 0.55402 | 3 | 0.80848
52792 | 9.36 | 1 | 365 | 10.651 | 0.44953 | 11 | 0.10049
52375 | 1.82 | 1 | 365 | 2.071 | 0.17074 | 2 | 0.24176
52992 | 13 | 1 | 365 | 14.793 | 0.79101 | 15 | 0.58402
53048 | 2.86 | 1 | 365 | 3.2545 | 0.55402 | 3 | 0.80848
51625 | 6.76 | 1 | 365 | 7.6924 | 0.49132 | 8 | 0.18369
38290 | 5.46 | 1 | 365 | 6.2131 | 0.51222 | 6 | 0.72529
52431 | 2.08 | 1 | 365 | 2.3669 | 0.76656 | 3 | 0.13344
53022 | 11.18 | 1 | 365 | 12.722 | 0.62027 | 13 | 0.34226
44708 | 12 | 1 | 365 | 13.6551 | 0.49939 | 14 | 0.15448
53037 | 7.8 | 1 | 365 | 8.8758 | 0.8746 | 9 | 0.75041
42430 | 8.06 | 1 | 365 | 9.1717 | 0.47042 | 9 | 0.64209
53120 | 8.58 | 1 | 365 | 9.7634 | 0.66207 | 10 | 0.42545
53122 | 6.5 | 1 | 365 | 7.3965 | 0.8955 | 8 | 0.29201
53128 | 7.8 | 1 | 365 | 8.8758 | 0.8746 | 9 | 0.75041
52982 | 6.5 | 1 | 365 | 7.3965 | 0.8955 | 8 | 0.29201
53129 | 4.94 | 1 | 365 | 5.6213 | 0.32058 | 5 | 0.94193
36960 | 4.42 | 1 | 365 | 5.0296 | 0.12894 | 5 | 0.15857
53125 | 6.76 | 1 | 365 | 7.6924 | 0.49132 | 8 | 0.18369
52990 | 8.58 | 1 | 365 | 9.7634 | 0.66207 | 10 | 0.42545
47742 | 5.865 | 1 | 365 | 6.6739 | 0.44033 | 7 | 0.11425
52979 | 9.62 | 1 | 365 | 10.9468 | 0.045346 | 10 | 0.99217
25327 | 9.62 | 1 | 365 | 10.9468 | 0.045346 | 10 | 0.99217
52973 | 8.84 | 1 | 365 | 10.0592 | 0.25789 | 10 | 0.31713
18309 | 6.24 | 1 | 365 | 7.1006 | 0.29968 | 7 | 0.40033
46830 | 6.375 | 1 | 365 | 7.2543 | 0.60905 | 7 | 0.86332
24021 | 2.86 | 1 | 365 | 3.2545 | 0.55402 | 3 | 0.80848
22748 | 5.61 | 1 | 365 | 6.3838 | 0.85597 | 7 | 0.23972
52772 | 7.02 | 1 | 365 | 7.9882 | 0.087144 | 8 | 0.075371
46857 | 4.48 | 1 | 365 | 5.0979 | 0.26644 | 5 | 0.36434
44352 | 7.8 | 1 | 365 | 8.8758 | 0.8746 | 9 | 0.75041
52777 | 4.68 | 1 | 365 | 5.3255 | 0.72476 | 6 | 0.050247
52957 | 4.42 | 1 | 365 | 5.0296 | 0.12894 | 5 | 0.15857
52927 | 5.2 | 1 | 365 | 5.9172 | 0.9164 | 6 | 0.83361
13845 | 4.08 | 1 | 365 | 4.6427 | 0.34979 | 4 | 0.99252
53209 | 8.84 | 1 | 365 | 10.0592 | 0.25789 | 10 | 0.31713
42298 | 6.05 | 1 | 365 | 6.8844 | 0.86428 | 7 | 0.74872
53206 | 4.16 | 1 | 365 | 4.7338 | 0.53312 | 5 | 0.26689
52946 | 4.42 | 1 | 365 | 5.0296 | 0.12894 | 5 | 0.15857
42292 | 3.3 | 1 | 365 | 3.7551 | 0.56233 | 4 | 0.31748
35966 | 1.56 | 1 | 365 | 1.7752 | 0.57492 | 2 | 0.35008
52997 | 5.72 | 1 | 365 | 6.5089 | 0.10804 | 6 | 0.61697
52949 | 2.34 | 1 | 365 | 2.6627 | 0.36238 | 3 | 0.025124
37402 | 4.16 | 1 | 365 | 4.7338 | 0.53312 | 5 | 0.26689
52999 | 6.24 | 1 | 365 | 7.1006 | 0.29968 | 7 | 0.40033
38634 | 5.72 | 1 | 365 | 6.5089 | 0.10804 | 6 | 0.61697
53009 | 2.86 | 1 | 365 | 3.2545 | 0.55402 | 3 | 0.80848
34316 | 8.06 | 1 | 365 | 9.1717 | 0.47042 | 9 | 0.64209
47244 | 5.46 | 1 | 365 | 6.2131 | 0.51222 | 6 | 0.72529
32141 | 4.94 | 1 | 365 | 5.6213 | 0.32058 | 5 | 0.94193
53036 | 9.62 | 1 | 365 | 10.9468 | 0.045346 | 10 | 0.99217
53034 | 7.8 | 1 | 365 | 8.8758 | 0.8746 | 9 | 0.75041
25657 | 4.68 | 1 | 365 | 5.3255 | 0.72476 | 6 | 0.050247
53029 | 7.28 | 1 | 365 | 8.2841 | 0.68296 | 8 | 0.96705
53028 | 5.72 | 1 | 365 | 6.5089 | 0.10804 | 6 | 0.61697
53024 | 5.46 | 1 | 365 | 6.2131 | 0.51222 | 6 | 0.72529
28004 | 5.46 | 1 | 365 | 6.2131 | 0.51222 | 6 | 0.72529
47603 | 3.99 | 1 | 365 | 4.5403 | 0.14355 | 4 | 0.68386
53215 | 8.06 | 1 | 365 | 9.1717 | 0.47042 | 9 | 0.64209
53195 | 5.72 | 1 | 365 | 6.5089 | 0.10804 | 6 | 0.61697
36815 | 3.57 | 1 | 365 | 4.0624 | 0.18107 | 4 | 0.24346
42005 | 11.772 | 1 | 365 | 13.3956 | 0.9769 | 14 | 0.37254
52890 | 7.28 | 1 | 365 | 8.2841 | 0.68296 | 8 | 0.96705
46493 | 5.61 | 1 | 365 | 6.3838 | 0.85597 | 7 | 0.23972
52530 | 5.2 | 1 | 365 | 5.9172 | 0.9164 | 6 | 0.83361
33771 | 5.98 | 1 | 365 | 6.8048 | 0.70386 | 7 | 0.50865
52355 | 2.6 | 1 | 365 | 2.9586 | 0.9582 | 3 | 0.9168
51606 | 10.4 | 1 | 365 | 11.8344 | 0.83281 | 12 | 0.66722
46327 | 11.4 | 1 | 365 | 12.9723 | 0.12442 | 13 | 0.096756
53085 | 7.8 | 1 | 365 | 8.8758 | 0.8746 | 9 | 0.75041
48664 | 3.38 | 1 | 365 | 3.8462 | 0.74566 | 4 | 0.59185
52520 | 8.06 | 1 | 365 | 9.1717 | 0.47042 | 9 | 0.64209
53088 | 2.08 | 1 | 365 | 2.3669 | 0.76656 | 3 | 0.13344
50901 | 8.84 | 1 | 365 | 10.0592 | 0.25789 | 10 | 0.31713
52537 | 3.12 | 1 | 365 | 3.5503 | 0.14984 | 3 | 0.70016
51995 | 4.68 | 1 | 365 | 5.3255 | 0.72476 | 6 | 0.050247
52538 | 9.1 | 1 | 365 | 10.3551 | 0.85371 | 11 | 0.20881
43699 | 10.14 | 1 | 365 | 11.5385 | 0.23699 | 11 | 0.77554
52115 | 3.9 | 1 | 365 | 4.4379 | 0.9373 | 5 | 0.37521
49045 | 3.38 | 1 | 365 | 3.8462 | 0.74566 | 4 | 0.59185
52158 | 8.84 | 1 | 365 | 10.0592 | 0.25789 | 10 | 0.31713
51790 | 3.64 | 1 | 365 | 4.142 | 0.34148 | 4 | 0.48353
51575 | 5.72 | 1 | 365 | 6.5089 | 0.10804 | 6 | 0.61697
49526 | 7.54 | 1 | 365 | 8.5799 | 0.27878 | 8 | 0.85873
52628 | 13 | 1 | 365 | 14.793 | 0.79101 | 15 | 0.58402
51931 | 11.18 | 1 | 365 | 12.722 | 0.62027 | 13 | 0.34226
52732 | 4.94 | 1 | 365 | 5.6213 | 0.32058 | 5 | 0.94193
52291 | 4.16 | 1 | 365 | 4.7338 | 0.53312 | 5 | 0.26689
52360 | 10.14 | 1 | 365 | 11.5385 | 0.23699 | 11 | 0.77554
39115 | 4.25 | 1 | 365 | 4.8362 | 0.73937 | 5 | 0.57554
29112 | 7.8 | 1 | 365 | 8.8758 | 0.8746 | 9 | 0.75041
47356 | 2.6 | 1 | 365 | 2.9586 | 0.9582 | 3 | 0.9168
52498 | 6.24 | 1 | 365 | 7.1006 | 0.29968 | 7 | 0.40033
32857 | 4.42 | 1 | 365 | 5.0296 | 0.12894 | 5 | 0.15857
22512 | 4.42 | 1 | 365 | 5.0296 | 0.12894 | 5 | 0.15857
41113 | 7.28 | 1 | 365 | 8.2841 | 0.68296 | 8 | 0.96705
23472 | 7.8 | 1 | 365 | 8.8758 | 0.8746 | 9 | 0.75041
43735 | 3.64 | 1 | 365 | 4.142 | 0.34148 | 4 | 0.48353
32168 | 8.58 | 1 | 365 | 9.7634 | 0.66207 | 10 | 0.42545
45177 | 8.06 | 1 | 365 | 9.1717 | 0.47042 | 9 | 0.64209
33689 | 2.86 | 1 | 365 | 3.2545 | 0.55402 | 3 | 0.80848
34421 | 10.92 | 1 | 365 | 12.4261 | 0.024447 | 12 | 0.45058
44216 | 4.16 | 1 | 365 | 4.7338 | 0.53312 | 5 | 0.26689
53373 | 7.56 | 1 | 365 | 8.6027 | 0.32462 | 8 | 0.92732
46799 | 7.98 | 1 | 365 | 9.0806 | 0.2871 | 9 | 0.36773
44647 | 6.5 | 1 | 365 | 7.3965 | 0.8955 | 8 | 0.29201
49220 | 7.02 | 1 | 365 | 7.9882 | 0.087144 | 8 | 0.075371
45512 | 4.96 | 1 | 365 | 5.6441 | 0.36642 | 6 | 0.010518
53086 | 7.02 | 1 | 365 | 7.9882 | 0.087144 | 8 | 0.075371
45543 | 4.16 | 1 | 365 | 4.7338 | 0.53312 | 5 | 0.26689
48816 | 4.16 | 1 | 365 | 4.7338 | 0.53312 | 5 | 0.26689
45514 | 8.12 | 1 | 365 | 9.2399 | 0.60792 | 9 | 0.84786
48676 | 8.06 | 1 | 365 | 9.1717 | 0.47042 | 9 | 0.64209
48628 | 11.18 | 1 | 365 | 12.722 | 0.62027 | 13 | 0.34226
51072 | 7.28 | 1 | 365 | 8.2841 | 0.68296 | 8 | 0.96705
50904 | 4.16 | 1 | 365 | 4.7338 | 0.53312 | 5 | 0.26689
50970 | 13 | 1 | 365 | 14.793 | 0.79101 | 15 | 0.58402
51942 | 10.4 | 1 | 365 | 11.8344 | 0.83281 | 12 | 0.66722
50963 | 7.54 | 1 | 365 | 8.5799 | 0.27878 | 8 | 0.85873
45195 | 6.27 | 1 | 365 | 7.1348 | 0.36843 | 7 | 0.50322
51622 | 6.24 | 1 | 365 | 7.1006 | 0.29968 | 7 | 0.40033
52228 | 5.98 | 1 | 365 | 6.8048 | 0.70386 | 7 | 0.50865
46312 | 8.82 | 1 | 365 | 10.0365 | 0.21205 | 10 | 0.24854
33393 | 7.8 | 1 | 365 | 8.8758 | 0.8746 | 9 | 0.75041
52462 | 9.1 | 1 | 365 | 10.3551 | 0.85371 | 11 | 0.20881
50654 | 4.76 | 1 | 365 | 5.4165 | 0.90809 | 6 | 0.32461
37811 | 8.32 | 1 | 365 | 9.4675 | 0.066245 | 9 | 0.53377
51737 | 2.86 | 1 | 365 | 3.2545 | 0.55402 | 3 | 0.80848
52282 | 2.34 | 1 | 365 | 2.6627 | 0.36238 | 3 | 0.025124
46349 | 9.6 | 1 | 365 | 10.9241 | 0.99951 | 11 | 0.92358
53323 | 8.58 | 1 | 365 | 9.7634 | 0.66207 | 10 | 0.42545
53346 | 3.38 | 1 | 365 | 3.8462 | 0.74566 | 4 | 0.59185
53349 | 6.24 | 1 | 365 | 7.1006 | 0.29968 | 7 | 0.40033
53351 | 5.72 | 1 | 365 | 6.5089 | 0.10804 | 6 | 0.61697
53354 | 2.08 | 1 | 365 | 2.3669 | 0.76656 | 3 | 0.13344
45620 | 5.1 | 1 | 365 | 5.8034 | 0.68724 | 6 | 0.49065
53360 | 5.2 | 1 | 365 | 5.9172 | 0.9164 | 6 | 0.83361
53368 | 5.46 | 1 | 365 | 6.2131 | 0.51222 | 6 | 0.72529
53353 | 4.16 | 1 | 365 | 4.7338 | 0.53312 | 5 | 0.26689
53357 | 4.16 | 1 | 365 | 4.7338 | 0.53312 | 5 | 0.26689
52525 | 4.94 | 1 | 365 | 5.6213 | 0.32058 | 5 | 0.94193
52476 | 12.48 | 1 | 365 | 14.2013 | 0.59937 | 14 | 0.80066
29773 | 4.16 | 1 | 365 | 4.7338 | 0.53312 | 5 | 0.26689
53534 | 3.9 | 1 | 365 | 4.4379 | 0.9373 | 5 | 0.37521
53535 | 6.76 | 1 | 365 | 7.6924 | 0.49132 | 8 | 0.18369
53541 | 7.28 | 1 | 365 | 8.2841 | 0.68296 | 8 | 0.96705
53547 | 4.94 | 1 | 365 | 5.6213 | 0.32058 | 5 | 0.94193
46376 | 4.65 | 1 | 365 | 5.2913 | 0.65601 | 5 | 0.94736
53542 | 6.5 | 1 | 365 | 7.3965 | 0.8955 | 8 | 0.29201
53235 | 6.75 | 1 | 365 | 7.681 | 0.46841 | 8 | 0.1494
53548 | 2.6 | 1 | 365 | 2.9586 | 0.9582 | 3 | 0.9168
48849 | 10.08 | 1 | 365 | 11.4703 | 0.099489 | 11 | 0.56976
53140 | 7.56 | 1 | 365 | 8.6027 | 0.32462 | 8 | 0.92732
52850 | 5.46 | 1 | 365 | 6.2131 | 0.51222 | 6 | 0.72529
32395 | 7.8 | 1 | 365 | 8.8758 | 0.8746 | 9 | 0.75041
48686 | 5.865 | 1 | 365 | 6.6739 | 0.44033 | 7 | 0.11425
37728 | 6.24 | 1 | 365 | 7.1006 | 0.29968 | 7 | 0.40033
51618 | 5.2 | 1 | 365 | 5.9172 | 0.9164 | 6 | 0.83361
23109 | 1.785 | 1 | 365 | 2.0312 | 0.090535 | 2 | 0.12173
51847 | 9.62 | 1 | 365 | 10.9468 | 0.045346 | 10 | 0.99217
51834 | 14.79 | 1 | 365 | 16.8299 | 0.893 | 17 | 0.7229
47644 | 9.8 | 1 | 365 | 11.1517 | 0.45784 | 11 | 0.60949
46388 | 9 | 1 | 365 | 10.2413 | 0.62454 | 10 | 0.86586
53069 | 5.72 | 1 | 365 | 6.5089 | 0.10804 | 6 | 0.61697
53247 | 13.68 | 1 | 365 | 15.5668 | 0.34931 | 15 | 0.91611
32590 | 4.42 | 1 | 365 | 5.0296 | 0.12894 | 5 | 0.15857
53065 | 10.92 | 1 | 365 | 12.4261 | 0.024447 | 12 | 0.45058
46441 | 6.72 | 1 | 365 | 7.6468 | 0.39966 | 8 | 0.046509
53055 | 9.36 | 1 | 365 | 10.651 | 0.44953 | 11 | 0.10049
46446 | 5.61 | 1 | 365 | 6.3838 | 0.85597 | 7 | 0.23972
52570 | 11.7 | 1 | 365 | 13.3137 | 0.81191 | 14 | 0.12562
53021 | 10.92 | 1 | 365 | 12.4261 | 0.024447 | 12 | 0.45058
46449 | 7.84 | 1 | 365 | 8.9213 | 0.96627 | 9 | 0.88759
46450 | 7.194 | 1 | 365 | 8.1862 | 0.48589 | 8 | 0.67211
52152 | 7.02 | 1 | 365 | 7.9882 | 0.087144 | 8 | 0.075371
53026 | 3.9 | 1 | 365 | 4.4379 | 0.9373 | 5 | 0.37521
53032 | 7.28 | 1 | 365 | 8.2841 | 0.68296 | 8 | 0.96705
53068 | 6.76 | 1 | 365 | 7.6924 | 0.49132 | 8 | 0.18369
53083 | 4.42 | 1 | 365 | 5.0296 | 0.12894 | 5 | 0.15857
53066 | 13 | 1 | 365 | 14.793 | 0.79101 | 15 | 0.58402
53285 | 7.56 | 1 | 365 | 8.6027 | 0.32462 | 8 | 0.92732
53080 | 7.02 | 1 | 365 | 7.9882 | 0.087144 | 8 | 0.075371
53049 | 9.1 | 1 | 365 | 10.3551 | 0.85371 | 11 | 0.20881
53046 | 10.14 | 1 | 365 | 11.5385 | 0.23699 | 11 | 0.77554
47297 | 12.753 | 1 | 365 | 14.5119 | 0.22498 | 14 | 0.73692
53287 | 5.5 | 1 | 365 | 6.2586 | 0.60389 | 6 | 0.86247
32591 | 3.38 | 1 | 365 | 3.8462 | 0.74566 | 4 | 0.59185
51578 | 2.6 | 1 | 365 | 2.9586 | 0.9582 | 3 | 0.9168
28850 | 4.42 | 1 | 365 | 5.0296 | 0.12894 | 5 | 0.15857
51833 | 4.94 | 1 | 365 | 5.6213 | 0.32058 | 5 | 0.94193
23606 | 9.88 | 1 | 365 | 11.2427 | 0.64117 | 11 | 0.88386
37760 | 8.06 | 1 | 365 | 9.1717 | 0.47042 | 9 | 0.64209
52318 | 11.96 | 1 | 365 | 13.6096 | 0.40773 | 14 | 0.017298
46479 | 4.48 | 1 | 365 | 5.0979 | 0.26644 | 5 | 0.36434
35066 | 7.6 | 1 | 365 | 8.6482 | 0.41628 | 9 | 0.064504
51355 | 8.58 | 1 | 365 | 9.7634 | 0.66207 | 10 | 0.42545
48491 | 8.4 | 1 | 365 | 9.5586 | 0.24957 | 9 | 0.80814
53313 | 12.825 | 1 | 365 | 14.5939 | 0.38998 | 14 | 0.98385
42051 | 9 | 1 | 365 | 10.2413 | 0.62454 | 10 | 0.86586
43548 | 6.93 | 1 | 365 | 7.8858 | 0.8809 | 8 | 0.76671
41897 | 8.7 | 1 | 365 | 9.8999 | 0.93706 | 10 | 0.837
46497 | 4.72 | 1 | 365 | 5.371 | 0.81643 | 6 | 0.18743
53461 | 5.1 | 1 | 365 | 5.8034 | 0.68724 | 6 | 0.49065
43477 | 5.559 | 1 | 365 | 6.3257 | 0.73909 | 7 | 0.064813
49059 | 8.505 | 1 | 365 | 9.678 | 0.49019 | 10 | 0.16824
53470 | 6.84 | 1 | 365 | 7.7834 | 0.67465 | 8 | 0.45805
43719 | 5.1 | 1 | 365 | 5.8034 | 0.68724 | 6 | 0.49065
41560 | 9.483 | 1 | 365 | 10.7909 | 0.73139 | 11 | 0.52233
43671 | 11.4 | 1 | 365 | 12.9723 | 0.12442 | 13 | 0.096756
43714 | 5.1 | 1 | 365 | 5.8034 | 0.68724 | 6 | 0.49065
46324 | 10.8 | 1 | 365 | 12.2896 | 0.74945 | 13 | 0.039032
48841 | 7.29 | 1 | 365 | 8.2955 | 0.70588 | 9 | 0.0013466
41579 | 8.19 | 1 | 365 | 9.3196 | 0.76834 | 10 | 0.087933
48858 | 6.72 | 1 | 365 | 7.6468 | 0.39966 | 8 | 0.046509
42031 | 6.3 | 1 | 365 | 7.1689 | 0.43718 | 7 | 0.6061
46370 | 7.13 | 1 | 365 | 8.1134 | 0.33922 | 8 | 0.45262
50672 | 4.578 | 1 | 365 | 5.2094 | 0.49102 | 5 | 0.70043
48476 | 7.28 | 1 | 365 | 8.2841 | 0.68296 | 8 | 0.96705
45550 | 7.32 | 1 | 365 | 8.3296 | 0.77463 | 9 | 0.10423
44412 | 6.84 | 1 | 365 | 7.7834 | 0.67465 | 8 | 0.45805
48560 | 4.96 | 1 | 365 | 5.6441 | 0.36642 | 6 | 0.010518
48870 | 9.235 | 1 | 365 | 10.5087 | 0.16307 | 10 | 0.6718
53670 | 9.88 | 1 | 365 | 11.2427 | 0.64117 | 11 | 0.88386
43915 | 5.985 | 1 | 365 | 6.8105 | 0.71532 | 7 | 0.5258
44080 | 10.5 | 1 | 365 | 11.9482 | 0.061968 | 12 | 0.01017
53673 | 9.6 | 1 | 365 | 10.9241 | 0.99951 | 11 | 0.92358
53681 | 9.805 | 1 | 365 | 11.1573 | 0.46929 | 11 | 0.62664
49034 | 5.32 | 1 | 365 | 6.0538 | 0.1914 | 6 | 0.24515
49877 | 24.8 | 1 | 365 | 28.2205 | 0.83208 | 29 | 0.052592
49044 | 10.23 | 1 | 365 | 11.641 | 0.44323 | 12 | 0.084194
44697 | 3.75 | 1 | 365 | 4.2672 | 0.59356 | 4 | 0.86078
44376 | 4.275 | 1 | 365 | 4.8646 | 0.79666 | 5 | 0.66128
43494 | 8.25 | 1 | 365 | 9.3879 | 0.90583 | 10 | 0.29371
49049 | 8.06 | 1 | 365 | 9.1717 | 0.47042 | 9 | 0.64209
44340 | 6.75 | 1 | 365 | 7.681 | 0.46841 | 8 | 0.1494
49179 | 8.91 | 1 | 365 | 10.1389 | 0.4183 | 10 | 0.5572
49176 | 4.95 | 1 | 365 | 5.6327 | 0.3435 | 5 | 0.97622
44070 | 5.5 | 1 | 365 | 6.2586 | 0.60389 | 6 | 0.86247
49891 | 11.22 | 1 | 365 | 12.7675 | 0.71193 | 13 | 0.47944
44350 | 10.71 | 1 | 365 | 12.1872 | 0.54321 | 12 | 0.73037
50279 | 10.64 | 1 | 365 | 12.1075 | 0.38279 | 12 | 0.49031
45470 | 12.69 | 1 | 365 | 14.4403 | 0.080607 | 14 | 0.52086
43822 | 6.6 | 1 | 365 | 7.5103 | 0.12467 | 7 | 0.63496
43758 | 8.7 | 1 | 365 | 9.8999 | 0.93706 | 10 | 0.837
44316 | 8.5 | 1 | 365 | 9.6724 | 0.47874 | 10 | 0.15109
45095 | 7.42 | 1 | 365 | 8.4434 | 0.0037907 | 8 | 0.44719
49489 | 6.84 | 1 | 365 | 7.7834 | 0.67465 | 8 | 0.45805
44003 | 6.76 | 1 | 365 | 7.6924 | 0.49132 | 8 | 0.18369
35925 | 5.4 | 1 | 365 | 6.1448 | 0.37473 | 6 | 0.51952
44765 | 11.44 | 1 | 365 | 13.0179 | 0.21609 | 13 | 0.23394
38288 | 2.6 | 1 | 365 | 2.9586 | 0.9582 | 3 | 0.9168
46487 | 7.125 | 1 | 365 | 8.1077 | 0.32776 | 8 | 0.43547
35954 | 6.66 | 1 | 365 | 7.5786 | 0.26216 | 7 | 0.84074
45583 | 5.7 | 1 | 365 | 6.4862 | 0.062211 | 6 | 0.54838
44746 | 7.98 | 1 | 365 | 9.0806 | 0.2871 | 9 | 0.36773
51249 | 14.835 | 1 | 365 | 16.8811 | 0.99612 | 17 | 0.87723
48832 | 6.095 | 1 | 365 | 6.9356 | 0.9674 | 7 | 0.90305
50289 | 8.1 | 1 | 365 | 9.2172 | 0.56209 | 9 | 0.77927
50655 | 6.9 | 1 | 365 | 7.8517 | 0.81215 | 8 | 0.66383
53102 | 9.88 | 1 | 365 | 11.2427 | 0.64117 | 11 | 0.88386
43914 | 5.695 | 1 | 365 | 6.4805 | 0.050753 | 6 | 0.53123
42029 | 6.5 | 1 | 365 | 7.3965 | 0.8955 | 8 | 0.29201
46904 | 10.791 | 1 | 365 | 12.2793 | 0.72883 | 13 | 0.0081661
49440 | 5 | 1 | 365 | 5.6896 | 0.45808 | 6 | 0.1477
49995 | 4.42 | 1 | 365 | 5.0296 | 0.12894 | 5 | 0.15857
46877 | 6.6 | 1 | 365 | 7.5103 | 0.12467 | 7 | 0.63496
43454 | 5.7 | 1 | 365 | 6.4862 | 0.062211 | 6 | 0.54838
47591 | 24 | 1 | 365 | 27.3102 | 0.99878 | 28 | 0.30896
49731 | 7.875 | 1 | 365 | 8.9612 | 0.046476 | 9 | 0.0076275
47670 | 7.2 | 1 | 365 | 8.1931 | 0.49964 | 8 | 0.69269
48502 | 7.56 | 1 | 365 | 8.6027 | 0.32462 | 8 | 0.92732
46368 | 7.245 | 1 | 365 | 8.2443 | 0.60276 | 8 | 0.84702
46911 | 12.4 | 1 | 365 | 14.1103 | 0.41604 | 14 | 0.5263
46895 | 7.04 | 1 | 365 | 8.011 | 0.13298 | 8 | 0.14396
46796 | 8.68 | 1 | 365 | 9.8772 | 0.89123 | 10 | 0.76841
46886 | 7.5 | 1 | 365 | 8.5344 | 0.18712 | 8 | 0.72155
50157 | 6.93 | 1 | 365 | 7.8858 | 0.8809 | 8 | 0.76671
41565 | 9.135 | 1 | 365 | 10.3949 | 0.93391 | 11 | 0.32885
46890 | 8.4 | 1 | 365 | 9.5586 | 0.24957 | 9 | 0.80814
48855 | 6.16 | 1 | 365 | 7.0096 | 0.11635 | 7 | 0.12597
44723 | 5.58 | 1 | 365 | 6.3496 | 0.78722 | 7 | 0.13683
47617 | 14.88 | 1 | 365 | 16.9323 | 0.099246 | 17 | 0.031555
41937 | 5.7 | 1 | 365 | 6.4862 | 0.062211 | 6 | 0.54838
45565 | 8.19 | 1 | 365 | 9.3196 | 0.76834 | 10 | 0.087933
50001 | 11.73 | 1 | 365 | 13.3478 | 0.88066 | 14 | 0.2285
43455 | 5.52 | 1 | 365 | 6.2813 | 0.64972 | 6 | 0.93106
49886 | 7.65 | 1 | 365 | 8.7051 | 0.53086 | 9 | 0.23598
45205 | 5.415 | 1 | 365 | 6.1619 | 0.4091 | 6 | 0.57096
49917 | 10.965 | 1 | 365 | 12.4773 | 0.12757 | 12 | 0.60491
48566 | 9.69 | 1 | 365 | 11.0265 | 0.20576 | 11 | 0.23224
44754 | 12.6 | 1 | 365 | 14.3378 | 0.87436 | 15 | 0.2122
45218 | 4.578 | 1 | 365 | 5.2094 | 0.49102 | 5 | 0.70043
49997 | 5.2 | 1 | 365 | 5.9172 | 0.9164 | 6 | 0.83361
48881 | 6.48 | 1 | 365 | 7.3737 | 0.84967 | 8 | 0.22342
49730 | 12.426 | 1 | 365 | 14.1398 | 0.47562 | 14 | 0.61546
49729 | 12.426 | 1 | 365 | 14.1398 | 0.47562 | 14 | 0.61546
46867 | 3.92 | 1 | 365 | 4.4607 | 0.98313 | 5 | 0.4438
49064 | 3.78 | 1 | 365 | 4.3014 | 0.66231 | 4 | 0.96366
49185 | 6.213 | 1 | 365 | 7.0699 | 0.23781 | 7 | 0.30773
41993 | 6.84 | 1 | 365 | 7.7834 | 0.67465 | 8 | 0.45805
47284 | 11.4 | 1 | 365 | 12.9723 | 0.12442 | 13 | 0.096756
43928 | 12 | 1 | 365 | 13.6551 | 0.49939 | 14 | 0.15448
46488 | 8.64 | 1 | 365 | 9.8317 | 0.79956 | 10 | 0.63123
43208 | 6.05 | 1 | 365 | 6.8844 | 0.86428 | 7 | 0.74872
42742 | 4.125 | 1 | 365 | 4.6939 | 0.45292 | 5 | 0.14685
42443 | 6.24 | 1 | 365 | 7.1006 | 0.29968 | 7 | 0.40033
42718 | 8.48 | 1 | 365 | 9.6496 | 0.4329 | 10 | 0.082499
42604 | 11 | 1 | 365 | 12.5172 | 0.20778 | 12 | 0.72494
42607 | 3.575 | 1 | 365 | 4.0681 | 0.19253 | 4 | 0.26061
42754 | 7.15 | 1 | 365 | 8.1362 | 0.38505 | 8 | 0.52121
42441 | 5.225 | 1 | 365 | 5.9457 | 0.97369 | 6 | 0.91935
42788 | 11 | 1 | 365 | 12.5172 | 0.20778 | 12 | 0.72494
34666 | 109.2 | 0.9 | 365 | 111.8352 | 0.22002 | 112 | 0.055191
42704 | 9.625 | 1 | 365 | 10.9525 | 0.056804 | 11 | 0.0093225
42579 | 5.225 | 1 | 365 | 5.9457 | 0.97369 | 6 | 0.91935
42540 | 9.075 | 1 | 365 | 10.3267 | 0.79642 | 11 | 0.12308
46481 | 11.73 | 1 | 365 | 13.3478 | 0.88066 | 14 | 0.2285
42539 | 4.24 | 1 | 365 | 4.8248 | 0.71645 | 5 | 0.54125
43549 | 3.15 | 1 | 365 | 3.5845 | 0.21859 | 3 | 0.80305
46354 | 9.99 | 1 | 365 | 11.3679 | 0.89324 | 12 | 0.2611
43941 | 10.464 | 1 | 365 | 11.9072 | 0.97947 | 12 | 0.88671
53854 | 8.215 | 1 | 365 | 9.348 | 0.82563 | 10 | 0.17367
46452 | 11.73 | 1 | 365 | 13.3478 | 0.88066 | 14 | 0.2285
46342 | 20.16 | 1 | 365 | 22.9405 | 0.19898 | 23 | 0.13953
47319 | 6.51 | 1 | 365 | 7.4079 | 0.91842 | 8 | 0.32631
47624 | 7.194 | 1 | 365 | 8.1862 | 0.48589 | 8 | 0.67211
44064 | 3.75 | 1 | 365 | 4.2672 | 0.59356 | 4 | 0.86078
51294 | 5.5 | 1 | 365 | 6.2586 | 0.60389 | 6 | 0.86247
46839 | 11.73 | 1 | 365 | 13.3478 | 0.88066 | 14 | 0.2285
46838 | 0.765 | 1 | 365 | 0.87051 | 0.75309 | 1 | 0.6236
49529 | 5.49 | 1 | 365 | 6.2472 | 0.58097 | 6 | 0.82817
46281 | 6.5 | 1 | 365 | 7.3965 | 0.8955 | 8 | 0.29201
47177 | 6.25 | 1 | 365 | 7.112 | 0.3226 | 7 | 0.43462
47228 | 5.6 | 1 | 365 | 6.3724 | 0.83305 | 7 | 0.20542
46643 | 6.76 | 1 | 365 | 7.6924 | 0.49132 | 8 | 0.18369
46102 | 8.32 | 1 | 365 | 9.4675 | 0.066245 | 9 | 0.53377
46955 | 8.32 | 1 | 365 | 9.4675 | 0.066245 | 9 | 0.53377
46962 | 5.98 | 1 | 365 | 6.8048 | 0.70386 | 7 | 0.50865
46957 | 6.24 | 1 | 365 | 7.1006 | 0.29968 | 7 | 0.40033
45199 | 9 | 1 | 365 | 10.2413 | 0.62454 | 10 | 0.86586
48856 | 11.07 | 1 | 365 | 12.5968 | 0.36819 | 12 | 0.96501
51318 | 10.4 | 1 | 365 | 11.8344 | 0.83281 | 12 | 0.66722
46503 | 3.12 | 1 | 365 | 3.5503 | 0.14984 | 3 | 0.70016
49735 | 8.55 | 1 | 365 | 9.7293 | 0.59332 | 10 | 0.32257
46496 | 6.76 | 1 | 365 | 7.6924 | 0.49132 | 8 | 0.18369
46483 | 4.24 | 1 | 365 | 4.8248 | 0.71645 | 5 | 0.54125
46823 | 11.655 | 1 | 365 | 13.2625 | 0.70878 | 13 | 0.97129
46611 | 8.32 | 1 | 365 | 9.4675 | 0.066245 | 9 | 0.53377
49469 | 7.98 | 1 | 365 | 9.0806 | 0.2871 | 9 | 0.36773
46959 | 6.24 | 1 | 365 | 7.1006 | 0.29968 | 7 | 0.40033
50235 | 10.8 | 1 | 365 | 12.2896 | 0.74945 | 13 | 0.039032
49163 | 4.41 | 1 | 365 | 5.0182 | 0.10603 | 5 | 0.12427
46661 | 5.2 | 1 | 365 | 5.9172 | 0.9164 | 6 | 0.83361
46004 | 3.64 | 1 | 365 | 4.142 | 0.34148 | 4 | 0.48353
46374 | 5.88 | 1 | 365 | 6.691 | 0.4747 | 7 | 0.1657
46508 | 3.76 | 1 | 365 | 4.2786 | 0.61648 | 4 | 0.89507
46433 | 6.48 | 1 | 365 | 7.3737 | 0.84967 | 8 | 0.22342
46076 | 3.38 | 1 | 365 | 3.8462 | 0.74566 | 4 | 0.59185
46030 | 4.16 | 1 | 365 | 4.7338 | 0.53312 | 5 | 0.26689
46070 | 6.5 | 1 | 365 | 7.3965 | 0.8955 | 8 | 0.29201
46034 | 4.68 | 1 | 365 | 5.3255 | 0.72476 | 6 | 0.050247
46080 | 7.54 | 1 | 365 | 8.5799 | 0.27878 | 8 | 0.85873
46090 | 8.84 | 1 | 365 | 10.0592 | 0.25789 | 10 | 0.31713
47662 | 9.69 | 1 | 365 | 11.0265 | 0.20576 | 11 | 0.23224
46097 | 5.2 | 1 | 365 | 5.9172 | 0.9164 | 6 | 0.83361
46896 | 7.125 | 1 | 365 | 8.1077 | 0.32776 | 8 | 0.43547
47431 | 8.5 | 1 | 365 | 9.6724 | 0.47874 | 10 | 0.15109
49172 | 6.72 | 1 | 365 | 7.6468 | 0.39966 | 8 | 0.046509
47374 | 6.24 | 1 | 365 | 7.1006 | 0.29968 | 7 | 0.40033
46854 | 6.3 | 1 | 365 | 7.1689 | 0.43718 | 7 | 0.6061
50558 | 9.3 | 1 | 365 | 10.5827 | 0.31203 | 10 | 0.89472
48496 | 5.04 | 1 | 365 | 5.7351 | 0.54974 | 6 | 0.28488
50688 | 4.86 | 1 | 365 | 5.5303 | 0.13725 | 5 | 0.66756
46334 | 9.12 | 1 | 365 | 10.3779 | 0.89954 | 11 | 0.2774
46358 | 5.1 | 1 | 365 | 5.8034 | 0.68724 | 6 | 0.49065
51429 | 5.2 | 1 | 365 | 5.9172 | 0.9164 | 6 | 0.83361
44646 | 10.71 | 1 | 365 | 12.1872 | 0.54321 | 12 | 0.73037
42691 | 9.35 | 1 | 365 | 10.6396 | 0.42661 | 11 | 0.066199
42678 | 9.9 | 1 | 365 | 11.2654 | 0.687 | 11 | 0.95245
45605 | 4.76 | 1 | 365 | 5.4165 | 0.90809 | 6 | 0.32461
37613 | 5.1 | 1 | 365 | 5.8034 | 0.68724 | 6 | 0.49065
44566 | 8.25 | 1 | 365 | 9.3879 | 0.90583 | 10 | 0.29371
45607 | 6.75 | 1 | 365 | 7.681 | 0.46841 | 8 | 0.1494
48508 | 3.78 | 1 | 365 | 4.3014 | 0.66231 | 4 | 0.96366
47600 | 9.75 | 1 | 365 | 11.0948 | 0.34326 | 11 | 0.43801
46850 | 6.44 | 1 | 365 | 7.3282 | 0.75801 | 8 | 0.086238
46828 | 6 | 1 | 365 | 6.8275 | 0.7497 | 7 | 0.57724
51286 | 12.09 | 1 | 365 | 13.7575 | 0.70564 | 14 | 0.46314
44040 | 9.81 | 1 | 365 | 11.163 | 0.48075 | 11 | 0.64379
47672 | 9.075 | 1 | 365 | 10.3267 | 0.79642 | 11 | 0.12308
41956 | 7.875 | 1 | 365 | 8.9612 | 0.046476 | 9 | 0.0076275
44745 | 5.72 | 1 | 365 | 6.5089 | 0.10804 | 6 | 0.61697
43931 | 8.96 | 1 | 365 | 10.1958 | 0.53288 | 10 | 0.72868
46392 | 4.96 | 1 | 365 | 5.6441 | 0.36642 | 6 | 0.010518
53946 | 10.6 | 1 | 365 | 12.062 | 0.29113 | 12 | 0.35312
53111 | 9.6 | 1 | 365 | 10.9241 | 0.99951 | 11 | 0.92358
34049 | 129.2 | 0.9 | 365 | 132.3178 | 0.46911 | 132 | 0.78691
32968 | 681.065 | 0.9 | 365 | 697.5002 | 0.66551 | 698 | 0.16569
49452 | 9.945 | 1 | 365 | 11.3167 | 0.79012 | 12 | 0.10678
32971 | 176.8 | 0.9 | 365 | 181.0665 | 0.64194 | 181 | 0.7084
51289 | 4.59 | 1 | 365 | 5.2231 | 0.51852 | 5 | 0.74159
34603 | 54.9 | 0.9 | 365 | 56.2248 | 0.22875 | 56 | 0.45357
49323 | 7.65 | 1 | 365 | 8.7051 | 0.53086 | 9 | 0.23598
41563 | 10.791 | 1 | 365 | 12.2793 | 0.72883 | 13 | 0.0081661
34755 | 124 | 0.9 | 365 | 126.9923 | 0.74435 | 127 | 0.73666
50148 | 8.502 | 1 | 365 | 9.6746 | 0.48332 | 10 | 0.15795
34684 | 202.8 | 0.9 | 365 | 207.6939 | 0.26575 | 207 | 0.95964
35298 | 265.98 | 0.9 | 365 | 272.3985 | 0.57162 | 272 | 0.97014
44388 | 11.78 | 1 | 365 | 13.4047 | 0.99524 | 14 | 0.39998
35299 | 269.39 | 0.9 | 365 | 275.8908 | 0.60459 | 276 | 0.4954
32959 | 649.8 | 0.8 | 365 | 591.5384 | 0.27366 | 591 | 0.81207
47621 | 5.58 | 1 | 365 | 6.3496 | 0.78722 | 7 | 0.13683
32966 | 649.8 | 0.8 | 365 | 591.5384 | 0.27366 | 591 | 0.81207
46492 | 8.4 | 1 | 365 | 9.5586 | 0.24957 | 9 | 0.80814
32969 | 649.8 | 0.8 | 365 | 591.5384 | 0.27366 | 591 | 0.81207
44413 | 17.325 | 1 | 365 | 19.7145 | 0.70225 | 20 | 0.41678
46422 | 4.905 | 1 | 365 | 5.5815 | 0.24038 | 5 | 0.82189
47914 | 4.42 | 1 | 365 | 5.0296 | 0.12894 | 5 | 0.15857
44062 | 5.4 | 1 | 365 | 6.1448 | 0.37473 | 6 | 0.51952
42670 | 11.13 | 1 | 365 | 12.6651 | 0.50569 | 13 | 0.17078
44905 | 9.69 | 1 | 365 | 11.0265 | 0.20576 | 11 | 0.23224
43444 | 5.75 | 1 | 365 | 6.5431 | 0.17679 | 6 | 0.71985
42557 | 6.625 | 1 | 365 | 7.5387 | 0.18196 | 7 | 0.7207
44425 | 4.905 | 1 | 365 | 5.5815 | 0.24038 | 5 | 0.82189
49067 | 5.865 | 1 | 365 | 6.6739 | 0.44033 | 7 | 0.11425
41453 | 15.696 | 1 | 365 | 17.8609 | 0.9692 | 18 | 0.83006
48513 | 8.96 | 1 | 365 | 10.1958 | 0.53288 | 10 | 0.72868
48847 | 5.7 | 1 | 365 | 6.4862 | 0.062211 | 6 | 0.54838
44058 | 4.905 | 1 | 365 | 5.5815 | 0.24038 | 5 | 0.82189
47612 | 3.6 | 1 | 365 | 4.0965 | 0.24982 | 4 | 0.34634
43531 | 13.23 | 1 | 365 | 15.0547 | 0.31808 | 15 | 0.37281
41542 | 6.54 | 1 | 365 | 7.442 | 0.98717 | 8 | 0.42919
48485 | 7.75 | 1 | 365 | 8.8189 | 0.76002 | 9 | 0.57893
51251 | 14.79 | 1 | 365 | 16.8299 | 0.893 | 17 | 0.7229
50280 | 6.84 | 1 | 365 | 7.7834 | 0.67465 | 8 | 0.45805
41978 | 11.655 | 1 | 365 | 13.2625 | 0.70878 | 13 | 0.97129
49157 | 3.924 | 1 | 365 | 4.4652 | 0.9923 | 5 | 0.45751
49885 | 9.45 | 1 | 365 | 10.7534 | 0.65577 | 11 | 0.40915
49478 | 10.464 | 1 | 365 | 11.9072 | 0.97947 | 12 | 0.88671
49019 | 8.1 | 1 | 365 | 9.2172 | 0.56209 | 9 | 0.77927
48481 | 10.5 | 1 | 365 | 11.9482 | 0.061968 | 12 | 0.01017
44057 | 5 | 1 | 365 | 5.6896 | 0.45808 | 6 | 0.1477
34757 | 145.08 | 0.9 | 365 | 148.581 | 0.22088 | 148 | 0.8019
34562 | 209.56 | 0.9 | 365 | 214.617 | 0.20794 | 214 | 0.82496
36229 | 237.05 | 0.9 | 365 | 242.7704 | 0.90482 | 243 | 0.67521
34733 | 475.84 | 0.9 | 365 | 487.3228 | 0.3983 | 487 | 0.72108
34527 | 102.024 | 0.9 | 365 | 104.486 | 0.41985 | 104 | 0.90585
34537 | 106.6 | 0.9 | 365 | 109.1724 | 0.85764 | 110 | 0.030068
46288 | 5.2 | 1 | 365 | 5.9172 | 0.9164 | 6 | 0.83361
46165 | 5.2 | 1 | 365 | 5.9172 | 0.9164 | 6 | 0.83361
42712 | 12.1 | 1 | 365 | 13.7689 | 0.72855 | 14 | 0.49743
48638 | 3.12 | 1 | 365 | 3.5503 | 0.14984 | 3 | 0.70016
45497 | 4.575 | 1 | 365 | 5.206 | 0.48414 | 5 | 0.69015
41595 | 10.35 | 1 | 365 | 11.7775 | 0.71823 | 12 | 0.49574
43175 | 3.64 | 1 | 365 | 4.142 | 0.34148 | 4 | 0.48353
42753 | 3.575 | 1 | 365 | 4.0681 | 0.19253 | 4 | 0.26061
42811 | 11.22 | 1 | 365 | 12.7675 | 0.71193 | 13 | 0.47944
42736 | 6.6 | 1 | 365 | 7.5103 | 0.12467 | 7 | 0.63496
41946 | 4.59 | 1 | 365 | 5.2231 | 0.51852 | 5 | 0.74159
38558 | 6.12 | 1 | 365 | 6.9641 | 0.02469 | 6 | 0.98878
38498 | 7.395 | 1 | 365 | 8.4149 | 0.9465 | 9 | 0.36145
38447 | 8.25 | 1 | 365 | 9.3879 | 0.90583 | 10 | 0.29371
38398 | 6.12 | 1 | 365 | 6.9641 | 0.02469 | 6 | 0.98878
38791 | 6.12 | 1 | 365 | 6.9641 | 0.02469 | 6 | 0.98878
38439 | 7.25 | 1 | 365 | 8.2499 | 0.61422 | 8 | 0.86416
38568 | 6.75 | 1 | 365 | 7.681 | 0.46841 | 8 | 0.1494
48516 | 4.96 | 1 | 365 | 5.6441 | 0.36642 | 6 | 0.010518
38946 | 7.14 | 1 | 365 | 8.1248 | 0.36214 | 8 | 0.48692
44113 | 6 | 1 | 365 | 6.8275 | 0.7497 | 7 | 0.57724
39196 | 4.08 | 1 | 365 | 4.6427 | 0.34979 | 4 | 0.99252
38540 | 7.14 | 1 | 365 | 8.1248 | 0.36214 | 8 | 0.48692
38557 | 5.1 | 1 | 365 | 5.8034 | 0.68724 | 6 | 0.49065
44095 | 4.05 | 1 | 365 | 4.6086 | 0.28104 | 4 | 0.88964
38458 | 4 | 1 | 365 | 4.5517 | 0.16646 | 4 | 0.71816
36124 | 11.7 | 1 | 365 | 13.3137 | 0.81191 | 14 | 0.12562
51366 | 6.24 | 1 | 365 | 7.1006 | 0.29968 | 7 | 0.40033
48977 | 6.24 | 1 | 365 | 7.1006 | 0.29968 | 7 | 0.40033
51612 | 5.72 | 1 | 365 | 6.5089 | 0.10804 | 6 | 0.61697
51766 | 3.64 | 1 | 365 | 4.142 | 0.34148 | 4 | 0.48353
47587 | 17.28 | 1 | 365 | 19.6633 | 0.59912 | 20 | 0.26245
44501 | 11.025 | 1 | 365 | 12.5456 | 0.26507 | 12 | 0.81068
52748 | 9.45 | 1 | 365 | 10.7534 | 0.65577 | 11 | 0.40915
21535 | 2145 | 0.9 | 365 | 2196.7623 | 0.96469 | 2197 | 0.72697
1454 | 1266.35 | 1 | 365 | 1441.0101 | 0.98792 | 1441 | 0.99798
52594 | 10.2 | 1 | 365 | 11.6068 | 0.37448 | 11 | 0.98131
46885 | 10.44 | 1 | 365 | 11.8799 | 0.92447 | 12 | 0.8044
46864 | 8.4 | 1 | 365 | 9.5586 | 0.24957 | 9 | 0.80814
46832 | 6.09 | 1 | 365 | 6.93 | 0.95594 | 7 | 0.8859
46477 | 11.22 | 1 | 365 | 12.7675 | 0.71193 | 13 | 0.47944
45192 | 6 | 1 | 365 | 6.8275 | 0.7497 | 7 | 0.57724
46910 | 9.9 | 1 | 365 | 11.2654 | 0.687 | 11 | 0.95245
53289 | 12.96 | 1 | 365 | 14.7475 | 0.69934 | 15 | 0.44684
48291 | 8.99 | 1 | 365 | 10.2299 | 0.60163 | 10 | 0.83156
51308 | 12.4 | 1 | 365 | 14.1103 | 0.41604 | 14 | 0.5263
44039 | 16.24 | 1 | 365 | 18.4799 | 0.21584 | 18 | 0.69573
45559 | 7.975 | 1 | 365 | 9.0749 | 0.27564 | 9 | 0.35058
45592 | 7.975 | 1 | 365 | 9.0749 | 0.27564 | 9 | 0.35058
53314 | 3.3 | 1 | 365 | 3.7551 | 0.56233 | 4 | 0.31748
53775 | 10.725 | 1 | 365 | 12.2042 | 0.57758 | 12 | 0.78182
53332 | 11.2 | 1 | 365 | 12.7447 | 0.6661 | 13 | 0.41085
53312 | 8.48 | 1 | 365 | 9.6496 | 0.4329 | 10 | 0.082499
53493 | 5.32 | 1 | 365 | 6.0538 | 0.1914 | 6 | 0.24515
53506 | 6.095 | 1 | 365 | 6.9356 | 0.9674 | 7 | 0.90305
53492 | 10.335 | 1 | 365 | 11.7604 | 0.68385 | 12 | 0.4443
53777 | 11.55 | 1 | 365 | 13.143 | 0.46816 | 13 | 0.61119
53309 | 6.12 | 1 | 365 | 6.9641 | 0.02469 | 6 | 0.98878
35738 | 9 | 1 | 365 | 10.2413 | 0.62454 | 10 | 0.86586
52960 | 9.9 | 1 | 365 | 11.2654 | 0.687 | 11 | 0.95245
51225 | 2.34 | 1 | 365 | 2.6627 | 0.36238 | 3 | 0.025124
53793 | 4.675 | 1 | 365 | 5.3198 | 0.7133 | 6 | 0.033099
49314 | 7.44 | 1 | 365 | 8.4662 | 0.049623 | 8 | 0.51578
53788 | 10.6 | 1 | 365 | 12.062 | 0.29113 | 12 | 0.35312
52045 | 2.34 | 1 | 365 | 2.6627 | 0.36238 | 3 | 0.025124
52015 | 4.42 | 1 | 365 | 5.0296 | 0.12894 | 5 | 0.15857
53785 | 8.48 | 1 | 365 | 9.6496 | 0.4329 | 10 | 0.082499
52634 | 6.76 | 1 | 365 | 7.6924 | 0.49132 | 8 | 0.18369
53776 | 6.325 | 1 | 365 | 7.1974 | 0.49447 | 7 | 0.69184
53060 | 10.5 | 1 | 365 | 11.9482 | 0.061968 | 12 | 0.01017
47316 | 8.12 | 1 | 365 | 9.2399 | 0.60792 | 9 | 0.84786
42300 | 14.3 | 1 | 365 | 16.2723 | 0.77011 | 17 | 0.042422
53403 | 11.07 | 1 | 365 | 12.5968 | 0.36819 | 12 | 0.96501
42455 | 18.15 | 1 | 365 | 20.6533 | 0.59283 | 21 | 0.24615
53409 | 10.545 | 1 | 365 | 11.9994 | 0.16509 | 12 | 0.1645
43201 | 5.225 | 1 | 365 | 5.9457 | 0.97369 | 6 | 0.91935
44636 | 7.65 | 1 | 365 | 8.7051 | 0.53086 | 9 | 0.23598
53418 | 7.56 | 1 | 365 | 8.6027 | 0.32462 | 8 | 0.92732
53562 | 4.94 | 1 | 365 | 5.6213 | 0.32058 | 5 | 0.94193
53137 | 8.58 | 1 | 365 | 9.7634 | 0.66207 | 10 | 0.42545
42469 | 7.685 | 1 | 365 | 8.7449 | 0.61107 | 9 | 0.35601
38645 | 5.2 | 1 | 365 | 5.9172 | 0.9164 | 6 | 0.83361
53380 | 9.1 | 1 | 365 | 10.3551 | 0.85371 | 11 | 0.20881
50217 | 20.46 | 1 | 365 | 23.2819 | 0.88646 | 24 | 0.16839
42303 | 10.45 | 1 | 365 | 11.8913 | 0.94739 | 12 | 0.83869
35601 | 13.4 | 1 | 365 | 15.2482 | 0.70765 | 15 | 0.95584
53391 | 12.48 | 1 | 365 | 14.2013 | 0.59937 | 14 | 0.80066
53868 | 4.24 | 1 | 365 | 4.8248 | 0.71645 | 5 | 0.54125
53399 | 4.16 | 1 | 365 | 4.7338 | 0.53312 | 5 | 0.26689
53420 | 4.94 | 1 | 365 | 5.6213 | 0.32058 | 5 | 0.94193
53419 | 9.36 | 1 | 365 | 10.651 | 0.44953 | 11 | 0.10049
53421 | 7.54 | 1 | 365 | 8.5799 | 0.27878 | 8 | 0.85873
53371 | 4.42 | 1 | 365 | 5.0296 | 0.12894 | 5 | 0.15857
42798 | 4.125 | 1 | 365 | 4.6939 | 0.45292 | 5 | 0.14685
53382 | 5.98 | 1 | 365 | 6.8048 | 0.70386 | 7 | 0.50865
43519 | 4.83 | 1 | 365 | 5.4962 | 0.068505 | 5 | 0.56468
46913 | 24.885 | 1 | 365 | 28.3172 | 0.026864 | 28 | 0.3441
50012 | 9.88 | 1 | 365 | 11.2427 | 0.64117 | 11 | 0.88386
48303 | 6.16 | 1 | 365 | 7.0096 | 0.11635 | 7 | 0.12597
41947 | 4.725 | 1 | 365 | 5.3767 | 0.82789 | 6 | 0.20458
50226 | 6.25 | 1 | 365 | 7.112 | 0.3226 | 7 | 0.43462
53880 | 4.24 | 1 | 365 | 4.8248 | 0.71645 | 5 | 0.54125
49717 | 6.24 | 1 | 365 | 7.1006 | 0.29968 | 7 | 0.40033
53860 | 3.975 | 1 | 365 | 4.5232 | 0.10917 | 4 | 0.63242
46465 | 9.99 | 1 | 365 | 11.3679 | 0.89324 | 12 | 0.2611
53859 | 5.3 | 1 | 365 | 6.031 | 0.14556 | 6 | 0.17656
53947 | 4.24 | 1 | 365 | 4.8248 | 0.71645 | 5 | 0.54125
53950 | 8.48 | 1 | 365 | 9.6496 | 0.4329 | 10 | 0.082499
43433 | 10.395 | 1 | 365 | 11.8287 | 0.82135 | 12 | 0.65007
48877 | 12.6 | 1 | 365 | 14.3378 | 0.87436 | 15 | 0.2122
53797 | 5 | 1 | 365 | 5.6896 | 0.45808 | 6 | 0.1477
53948 | 8.745 | 1 | 365 | 9.9511 | 0.040182 | 9 | 0.99133
53945 | 8.745 | 1 | 365 | 9.9511 | 0.040182 | 9 | 0.99133
53944 | 6.095 | 1 | 365 | 6.9356 | 0.9674 | 7 | 0.90305
53951 | 9.54 | 1 | 365 | 10.8558 | 0.86202 | 11 | 0.71781
53796 | 6.875 | 1 | 365 | 7.8232 | 0.75486 | 8 | 0.57809
53786 | 5.565 | 1 | 365 | 6.3325 | 0.75284 | 7 | 0.08539
49488 | 6.16 | 1 | 365 | 7.0096 | 0.11635 | 7 | 0.12597
46485 | 4.335 | 1 | 365 | 4.9329 | 0.93416 | 5 | 0.86706
49334 | 5.559 | 1 | 365 | 6.3257 | 0.73909 | 7 | 0.064813
50166 | 4.96 | 1 | 365 | 5.6441 | 0.36642 | 6 | 0.010518
41928 | 12.285 | 1 | 365 | 13.9794 | 0.1525 | 14 | 0.1319
51510 | 13.5 | 1 | 365 | 15.362 | 0.93682 | 16 | 0.29879
51824 | 3.315 | 1 | 365 | 3.7722 | 0.59671 | 4 | 0.36893
52213 | 7.29 | 1 | 365 | 8.2955 | 0.70588 | 9 | 0.0013466
52273 | 13.23 | 1 | 365 | 15.0547 | 0.31808 | 15 | 0.37281
50003 | 8.99 | 1 | 365 | 10.2299 | 0.60163 | 10 | 0.83156
49186 | 10.53 | 1 | 365 | 11.9823 | 0.13072 | 12 | 0.11306
49025 | 5.886 | 1 | 365 | 6.6978 | 0.48845 | 7 | 0.18627
47626 | 5.98 | 1 | 365 | 6.8048 | 0.70386 | 7 | 0.50865
53795 | 3.445 | 1 | 365 | 3.9201 | 0.89462 | 4 | 0.81477
53862 | 5.3 | 1 | 365 | 6.031 | 0.14556 | 6 | 0.17656
53801 | 3.445 | 1 | 365 | 3.9201 | 0.89462 | 4 | 0.81477
53783 | 11.275 | 1 | 365 | 12.8301 | 0.83797 | 13 | 0.66806
53802 | 7.425 | 1 | 365 | 8.4491 | 0.015249 | 8 | 0.46433
42763 | 7.425 | 1 | 365 | 8.4491 | 0.015249 | 8 | 0.46433
53877 | 7.155 | 1 | 365 | 8.1418 | 0.39651 | 8 | 0.53836
53780 | 5.1 | 1 | 365 | 5.8034 | 0.68724 | 6 | 0.49065
43091 | 3.18 | 1 | 365 | 3.6186 | 0.28734 | 3 | 0.90594
43227 | 4.4 | 1 | 365 | 5.0069 | 0.08311 | 5 | 0.089976
43490 | 9.01 | 1 | 365 | 10.2527 | 0.64746 | 10 | 0.90016
43123 | 8.215 | 1 | 365 | 9.348 | 0.82563 | 10 | 0.17367
46526 | 6.36 | 1 | 365 | 7.2372 | 0.57468 | 7 | 0.81187
53425 | 11.7 | 1 | 365 | 13.3137 | 0.81191 | 14 | 0.12562
53469 | 11.18 | 1 | 365 | 12.722 | 0.62027 | 13 | 0.34226
53397 | 13 | 1 | 365 | 14.793 | 0.79101 | 15 | 0.58402
26678 | 4.16 | 1 | 365 | 4.7338 | 0.53312 | 5 | 0.26689
53641 | 3.9 | 1 | 365 | 4.4379 | 0.9373 | 5 | 0.37521
53389 | 9.555 | 1 | 365 | 10.8729 | 0.89639 | 11 | 0.76925
53512 | 8.84 | 1 | 365 | 10.0592 | 0.25789 | 10 | 0.31713
53481 | 3.38 | 1 | 365 | 3.8462 | 0.74566 | 4 | 0.59185
53480 | 5.46 | 1 | 365 | 6.2131 | 0.51222 | 6 | 0.72529
43193 | 9.805 | 1 | 365 | 11.1573 | 0.46929 | 11 | 0.62664
53471 | 5.46 | 1 | 365 | 6.2131 | 0.51222 | 6 | 0.72529
43146 | 5.565 | 1 | 365 | 6.3325 | 0.75284 | 7 | 0.08539
53429 | 4.42 | 1 | 365 | 5.0296 | 0.12894 | 5 | 0.15857
43243 | 9.35 | 1 | 365 | 10.6396 | 0.42661 | 11 | 0.066199
53463 | 5.72 | 1 | 365 | 6.5089 | 0.10804 | 6 | 0.61697
53449 | 10.66 | 1 | 365 | 12.1303 | 0.42863 | 12 | 0.5589
53446 | 9.62 | 1 | 365 | 10.9468 | 0.045346 | 10 | 0.99217
16670 | 9.88 | 1 | 365 | 11.2427 | 0.64117 | 11 | 0.88386
46291 | 8.32 | 1 | 365 | 9.4675 | 0.066245 | 9 | 0.53377
28366 | 4.16 | 1 | 365 | 4.7338 | 0.53312 | 5 | 0.26689
49512 | 10.66 | 1 | 365 | 12.1303 | 0.42863 | 12 | 0.5589
31650 | 9.88 | 1 | 365 | 11.2427 | 0.64117 | 11 | 0.88386
22301 | 5.46 | 1 | 365 | 6.2131 | 0.51222 | 6 | 0.72529
53474 | 3.64 | 1 | 365 | 4.142 | 0.34148 | 4 | 0.48353
45137 | 8.48 | 1 | 365 | 9.6496 | 0.4329 | 10 | 0.082499
42758 | 14.575 | 1 | 365 | 16.5852 | 0.4003 | 16 | 0.98555
27166 | 8.58 | 1 | 365 | 9.7634 | 0.66207 | 10 | 0.42545
31401 | 9.18 | 1 | 365 | 10.4461 | 0.037035 | 10 | 0.48318
27718 | 4.59 | 1 | 365 | 5.2231 | 0.51852 | 5 | 0.74159
37899 | 3.9 | 1 | 365 | 4.4379 | 0.9373 | 5 | 0.37521
27684 | 8.925 | 1 | 365 | 10.156 | 0.45267 | 10 | 0.60864
20662 | 6.76 | 1 | 365 | 7.6924 | 0.49132 | 8 | 0.18369
37883 | 10.4 | 1 | 365 | 11.8344 | 0.83281 | 12 | 0.66722
29254 | 7.28 | 1 | 365 | 8.2841 | 0.68296 | 8 | 0.96705
42585 | 10.07 | 1 | 365 | 11.4589 | 0.076573 | 11 | 0.53547
27584 | 5.61 | 1 | 365 | 6.3838 | 0.85597 | 7 | 0.23972
42791 | 6.6 | 1 | 365 | 7.5103 | 0.12467 | 7 | 0.63496
51886 | 7.02 | 1 | 365 | 7.9882 | 0.087144 | 8 | 0.075371
42796 | 4.24 | 1 | 365 | 4.8248 | 0.71645 | 5 | 0.54125
36542 | 8.06 | 1 | 365 | 9.1717 | 0.47042 | 9 | 0.64209
34270 | 5.25 | 1 | 365 | 5.9741 | 0.030984 | 6 | 0.005085
27553 | 9.18 | 1 | 365 | 10.4461 | 0.037035 | 10 | 0.48318
33125 | 6.24 | 1 | 365 | 7.1006 | 0.29968 | 7 | 0.40033
27489 | 5.355 | 1 | 365 | 6.0936 | 0.2716 | 6 | 0.36519
33460 | 2.86 | 1 | 365 | 3.2545 | 0.55402 | 3 | 0.80848
42797 | 12.1 | 1 | 365 | 13.7689 | 0.72855 | 14 | 0.49743
52107 | 8.32 | 1 | 365 | 9.4675 | 0.066245 | 9 | 0.53377
51944 | 11.7 | 1 | 365 | 13.3137 | 0.81191 | 14 | 0.12562
53827 | 4.94 | 1 | 365 | 5.6213 | 0.32058 | 5 | 0.94193
39353 | 10.66 | 1 | 365 | 12.1303 | 0.42863 | 12 | 0.5589
42931 | 5.3 | 1 | 365 | 6.031 | 0.14556 | 6 | 0.17656
42662 | 9.9 | 1 | 365 | 11.2654 | 0.687 | 11 | 0.95245
34312 | 4.16 | 1 | 365 | 4.7338 | 0.53312 | 5 | 0.26689
42673 | 7.42 | 1 | 365 | 8.4434 | 0.0037907 | 8 | 0.44719
19685 | 4.68 | 1 | 365 | 5.3255 | 0.72476 | 6 | 0.050247
53823 | 3.12 | 1 | 365 | 3.5503 | 0.14984 | 3 | 0.70016
17405 | 9.88 | 1 | 365 | 11.2427 | 0.64117 | 11 | 0.88386
42632 | 6.6 | 1 | 365 | 7.5103 | 0.12467 | 7 | 0.63496
51751 | 9.88 | 1 | 365 | 11.2427 | 0.64117 | 11 | 0.88386
38806 | 4.94 | 1 | 365 | 5.6213 | 0.32058 | 5 | 0.94193
42629 | 11 | 1 | 365 | 12.5172 | 0.20778 | 12 | 0.72494
42642 | 9.9 | 1 | 365 | 11.2654 | 0.687 | 11 | 0.95245
53583 | 5.98 | 1 | 365 | 6.8048 | 0.70386 | 7 | 0.50865
51769 | 10.4 | 1 | 365 | 11.8344 | 0.83281 | 12 | 0.66722
52353 | 2.86 | 1 | 365 | 3.2545 | 0.55402 | 3 | 0.80848
42801 | 3.3 | 1 | 365 | 3.7551 | 0.56233 | 4 | 0.31748
53008 | 7.02 | 1 | 365 | 7.9882 | 0.087144 | 8 | 0.075371
41914 | 3.9 | 1 | 365 | 4.4379 | 0.9373 | 5 | 0.37521
52995 | 7.02 | 1 | 365 | 7.9882 | 0.087144 | 8 | 0.075371
51604 | 15.86 | 1 | 365 | 18.0475 | 0.34503 | 18 | 0.3925
43155 | 4.505 | 1 | 365 | 5.1263 | 0.32373 | 5 | 0.45008
52994 | 5.72 | 1 | 365 | 6.5089 | 0.10804 | 6 | 0.61697
52993 | 6.5 | 1 | 365 | 7.3965 | 0.8955 | 8 | 0.29201
48760 | 17.94 | 1 | 365 | 20.4144 | 0.11159 | 20 | 0.52595
53119 | 9.88 | 1 | 365 | 11.2427 | 0.64117 | 11 | 0.88386
43206 | 7.425 | 1 | 365 | 8.4491 | 0.015249 | 8 | 0.46433
45547 | 10.4 | 1 | 365 | 11.8344 | 0.83281 | 12 | 0.66722
52969 | 12.48 | 1 | 365 | 14.2013 | 0.59937 | 14 | 0.80066
52967 | 6.76 | 1 | 365 | 7.6924 | 0.49132 | 8 | 0.18369
52945 | 5.98 | 1 | 365 | 6.8048 | 0.70386 | 7 | 0.50865
44965 | 3.64 | 1 | 365 | 4.142 | 0.34148 | 4 | 0.48353
43717 | 8.32 | 1 | 365 | 9.4675 | 0.066245 | 9 | 0.53377
42819 | 5.5 | 1 | 365 | 6.2586 | 0.60389 | 6 | 0.86247
39363 | 3.9 | 1 | 365 | 4.4379 | 0.9373 | 5 | 0.37521
52937 | 12.48 | 1 | 365 | 14.2013 | 0.59937 | 14 | 0.80066
41494 | 3.9 | 1 | 365 | 4.4379 | 0.9373 | 5 | 0.37521
52948 | 6.76 | 1 | 365 | 7.6924 | 0.49132 | 8 | 0.18369
52926 | 10.4 | 1 | 365 | 11.8344 | 0.83281 | 12 | 0.66722
52991 | 6.24 | 1 | 365 | 7.1006 | 0.29968 | 7 | 0.40033
52763 | 2.34 | 1 | 365 | 2.6627 | 0.36238 | 3 | 0.025124
52726 | 3.9 | 1 | 365 | 4.4379 | 0.9373 | 5 | 0.37521
43853 | 4.505 | 1 | 365 | 5.1263 | 0.32373 | 5 | 0.45008
45417 | 4.59 | 1 | 365 | 5.2231 | 0.51852 | 5 | 0.74159
43532 | 3.825 | 1 | 365 | 4.3526 | 0.76543 | 5 | 0.11799
45413 | 7.65 | 1 | 365 | 8.7051 | 0.53086 | 9 | 0.23598
45412 | 5.355 | 1 | 365 | 6.0936 | 0.2716 | 6 | 0.36519
45803 | 3.06 | 1 | 365 | 3.482 | 0.012345 | 3 | 0.49439
53539 | 7.28 | 1 | 365 | 8.2841 | 0.68296 | 8 | 0.96705
53792 | 2.86 | 1 | 365 | 3.2545 | 0.55402 | 3 | 0.80848
53756 | 4.94 | 1 | 365 | 5.6213 | 0.32058 | 5 | 0.94193
53755 | 6.76 | 1 | 365 | 7.6924 | 0.49132 | 8 | 0.18369
52044 | 11.44 | 1 | 365 | 13.0179 | 0.21609 | 13 | 0.23394
53977 | 7.28 | 1 | 365 | 8.2841 | 0.68296 | 8 | 0.96705
53974 | 7.8 | 1 | 365 | 8.8758 | 0.8746 | 9 | 0.75041
36333 | 4.578 | 1 | 365 | 5.2094 | 0.49102 | 5 | 0.70043
53971 | 2.08 | 1 | 365 | 2.3669 | 0.76656 | 3 | 0.13344
53924 | 16.12 | 1 | 365 | 18.3433 | 0.94085 | 19 | 0.28418
52685 | 10.92 | 1 | 365 | 12.4261 | 0.024447 | 12 | 0.45058
53893 | 8.84 | 1 | 365 | 10.0592 | 0.25789 | 10 | 0.31713
52650 | 7.02 | 1 | 365 | 7.9882 | 0.087144 | 8 | 0.075371
52631 | 10.14 | 1 | 365 | 11.5385 | 0.23699 | 11 | 0.77554
53959 | 4.16 | 1 | 365 | 4.7338 | 0.53312 | 5 | 0.26689
52583 | 9.88 | 1 | 365 | 11.2427 | 0.64117 | 11 | 0.88386
46916 | 7.56 | 1 | 365 | 8.6027 | 0.32462 | 8 | 0.92732
52513 | 5.2 | 1 | 365 | 5.9172 | 0.9164 | 6 | 0.83361
20829 | 2.08 | 1 | 365 | 2.3669 | 0.76656 | 3 | 0.13344
52474 | 8.58 | 1 | 365 | 9.7634 | 0.66207 | 10 | 0.42545
52434 | 10.4 | 1 | 365 | 11.8344 | 0.83281 | 12 | 0.66722
53697 | 6.24 | 1 | 365 | 7.1006 | 0.29968 | 7 | 0.40033
53915 | 13 | 1 | 365 | 14.793 | 0.79101 | 15 | 0.58402
53687 | 3.64 | 1 | 365 | 4.142 | 0.34148 | 4 | 0.48353
53890 | 7.8 | 1 | 365 | 8.8758 | 0.8746 | 9 | 0.75041
53685 | 7.02 | 1 | 365 | 7.9882 | 0.087144 | 8 | 0.075371
53920 | 12.48 | 1 | 365 | 14.2013 | 0.59937 | 14 | 0.80066
53678 | 4.94 | 1 | 365 | 5.6213 | 0.32058 | 5 | 0.94193
53656 | 9.88 | 1 | 365 | 11.2427 | 0.64117 | 11 | 0.88386
53674 | 10.14 | 1 | 365 | 11.5385 | 0.23699 | 11 | 0.77554
53672 | 7.8 | 1 | 365 | 8.8758 | 0.8746 | 9 | 0.75041
53665 | 3.38 | 1 | 365 | 3.8462 | 0.74566 | 4 | 0.59185
53869 | 5.98 | 1 | 365 | 6.8048 | 0.70386 | 7 | 0.50865
53653 | 5.72 | 1 | 365 | 6.5089 | 0.10804 | 6 | 0.61697
53567 | 6.5 | 1 | 365 | 7.3965 | 0.8955 | 8 | 0.29201
53565 | 13 | 1 | 365 | 14.793 | 0.79101 | 15 | 0.58402
53876 | 11.96 | 1 | 365 | 13.6096 | 0.40773 | 14 | 0.017298
53561 | 9.1 | 1 | 365 | 10.3551 | 0.85371 | 11 | 0.20881
53560 | 7.02 | 1 | 365 | 7.9882 | 0.087144 | 8 | 0.075371
53655 | 9.62 | 1 | 365 | 10.9468 | 0.045346 | 10 | 0.99217
34571 | 650 | 0.9 | 365 | 665.6855 | 0.59536 | 666 | 0.2809
53651 | 3.38 | 1 | 365 | 3.8462 | 0.74566 | 4 | 0.59185
53552 | 8.06 | 1 | 365 | 9.1717 | 0.47042 | 9 | 0.64209
54084 | 3.9 | 1 | 365 | 4.4379 | 0.9373 | 5 | 0.37521
53529 | 3.9 | 1 | 365 | 4.4379 | 0.9373 | 5 | 0.37521
54056 | 8.06 | 1 | 365 | 9.1717 | 0.47042 | 9 | 0.64209
35923 | 64.005 | 0.9 | 365 | 65.5495 | 0.0073939 | 65 | 0.55694
53999 | 5.72 | 1 | 365 | 6.5089 | 0.10804 | 6 | 0.61697
53576 | 8.58 | 1 | 365 | 9.7634 | 0.66207 | 10 | 0.42545
53308 | 4.16 | 1 | 365 | 4.7338 | 0.53312 | 5 | 0.26689
34506 | 30.24 | 0.9 | 365 | 30.9697 | 0.36862 | 31 | 0.33836
53632 | 13 | 1 | 365 | 14.793 | 0.79101 | 15 | 0.58402
54042 | 8.84 | 1 | 365 | 10.0592 | 0.25789 | 10 | 0.31713
53061 | 6.24 | 1 | 365 | 7.1006 | 0.29968 | 7 | 0.40033
53030 | 8.06 | 1 | 365 | 9.1717 | 0.47042 | 9 | 0.64209
52810 | 9.62 | 1 | 365 | 10.9468 | 0.045346 | 10 | 0.99217
53845 | 5.98 | 1 | 365 | 6.8048 | 0.70386 | 7 | 0.50865
53865 | 9.1 | 1 | 365 | 10.3551 | 0.85371 | 11 | 0.20881
53196 | 4.68 | 1 | 365 | 5.3255 | 0.72476 | 6 | 0.050247
34987 | 7.8 | 1 | 365 | 8.8758 | 0.8746 | 9 | 0.75041
53374 | 8.32 | 1 | 365 | 9.4675 | 0.066245 | 9 | 0.53377
53105 | 8.32 | 1 | 365 | 9.4675 | 0.066245 | 9 | 0.53377
53874 | 3.12 | 1 | 365 | 3.5503 | 0.14984 | 3 | 0.70016
53649 | 9.62 | 1 | 365 | 10.9468 | 0.045346 | 10 | 0.99217
36444 | 7.8 | 1 | 365 | 8.8758 | 0.8746 | 9 | 0.75041
53870 | 8.58 | 1 | 365 | 9.7634 | 0.66207 | 10 | 0.42545
53643 | 6.76 | 1 | 365 | 7.6924 | 0.49132 | 8 | 0.18369
44574 | 5.13 | 1 | 365 | 5.8376 | 0.75599 | 6 | 0.59354
53866 | 17.68 | 1 | 365 | 20.1185 | 0.51577 | 20 | 0.63427
53851 | 7.02 | 1 | 365 | 7.9882 | 0.087144 | 8 | 0.075371
53640 | 11.96 | 1 | 365 | 13.6096 | 0.40773 | 14 | 0.017298
44568 | 9.98 | 1 | 365 | 11.3565 | 0.87033 | 12 | 0.22681
53615 | 6.24 | 1 | 365 | 7.1006 | 0.29968 | 7 | 0.40033
44542 | 8.19 | 1 | 365 | 9.3196 | 0.76834 | 10 | 0.087933
53585 | 3.64 | 1 | 365 | 4.142 | 0.34148 | 4 | 0.48353
53832 | 10.66 | 1 | 365 | 12.1303 | 0.42863 | 12 | 0.5589
53564 | 11.18 | 1 | 365 | 12.722 | 0.62027 | 13 | 0.34226
53856 | 7.54 | 1 | 365 | 8.5799 | 0.27878 | 8 | 0.85873
53546 | 9.88 | 1 | 365 | 11.2427 | 0.64117 | 11 | 0.88386
51972 | 13.545 | 1 | 365 | 15.4132 | 0.039939 | 15 | 0.45312
52223 | 5.98 | 1 | 365 | 6.8048 | 0.70386 | 7 | 0.50865
52546 | 14.1 | 1 | 365 | 16.0447 | 0.31179 | 16 | 0.35651
52331 | 7.215 | 1 | 365 | 8.2101 | 0.53401 | 8 | 0.74413
52233 | 9.95 | 1 | 365 | 11.3223 | 0.80158 | 12 | 0.12392
52237 | 8.82 | 1 | 365 | 10.0365 | 0.21205 | 10 | 0.24854
52701 | 13.77 | 1 | 365 | 15.6692 | 0.55555 | 16 | 0.22477
52711 | 5.61 | 1 | 365 | 6.3838 | 0.85597 | 7 | 0.23972
52809 | 7.8 | 1 | 365 | 8.8758 | 0.8746 | 9 | 0.75041
52941 | 12.15 | 1 | 365 | 13.8258 | 0.84313 | 14 | 0.66891
52911 | 13 | 1 | 365 | 14.793 | 0.79101 | 15 | 0.58402
52912 | 4.86 | 1 | 365 | 5.5303 | 0.13725 | 5 | 0.66756
53025 | 8.1 | 1 | 365 | 9.2172 | 0.56209 | 9 | 0.77927
53097 | 8.5 | 1 | 365 | 9.6724 | 0.47874 | 10 | 0.15109
53142 | 6.48 | 1 | 365 | 7.3737 | 0.84967 | 8 | 0.22342
53143 | 10.4 | 1 | 365 | 11.8344 | 0.83281 | 12 | 0.66722
53144 | 5.8 | 1 | 365 | 6.6 | 0.29137 | 6 | 0.89133
53133 | 12.255 | 1 | 365 | 13.9453 | 0.083754 | 14 | 0.029013
44551 | 12.24 | 1 | 365 | 13.9282 | 0.04938 | 13 | 0.97757
39792 | 8.8 | 1 | 365 | 10.0137 | 0.16622 | 10 | 0.17995
37211 | 7.7 | 1 | 365 | 8.762 | 0.64544 | 9 | 0.40746
38312 | 4.125 | 1 | 365 | 4.6939 | 0.45292 | 5 | 0.14685
41014 | 5.04 | 1 | 365 | 5.7351 | 0.54974 | 6 | 0.28488
36454 | 7.935 | 1 | 365 | 9.0294 | 0.18397 | 9 | 0.2134
36482 | 3.33 | 1 | 365 | 3.7893 | 0.63108 | 4 | 0.42037
36729 | 5.125 | 1 | 365 | 5.8319 | 0.74453 | 6 | 0.57639
36463 | 5.125 | 1 | 365 | 5.8319 | 0.74453 | 6 | 0.57639
36659 | 9.755 | 1 | 365 | 11.1004 | 0.35471 | 11 | 0.45516
37839 | 4.235 | 1 | 365 | 4.8191 | 0.70499 | 5 | 0.5241
39922 | 6.325 | 1 | 365 | 7.1974 | 0.49447 | 7 | 0.69184
36479 | 9 | 1 | 365 | 10.2413 | 0.62454 | 10 | 0.86586
35995 | 15.86 | 1 | 365 | 18.0475 | 0.34503 | 18 | 0.3925
53350 | 5.04 | 1 | 365 | 5.7351 | 0.54974 | 6 | 0.28488
53617 | 7 | 1 | 365 | 7.9655 | 0.041312 | 8 | 0.00678
53668 | 10.8 | 1 | 365 | 12.2896 | 0.74945 | 13 | 0.039032
36437 | 3.315 | 1 | 365 | 3.7722 | 0.59671 | 4 | 0.36893
53457 | 7.5 | 1 | 365 | 8.5344 | 0.18712 | 8 | 0.72155
36506 | 8.195 | 1 | 365 | 9.3253 | 0.77979 | 10 | 0.10508
53731 | 8.8 | 1 | 365 | 10.0137 | 0.16622 | 10 | 0.17995
53770 | 5.98 | 1 | 365 | 6.8048 | 0.70386 | 7 | 0.50865
36380 | 5.88 | 1 | 365 | 6.691 | 0.4747 | 7 | 0.1657
53759 | 6.615 | 1 | 365 | 7.5274 | 0.15904 | 7 | 0.68641
36872 | 8.455 | 1 | 365 | 9.6211 | 0.37561 | 9 | 0.99676
53885 | 14.49 | 1 | 365 | 16.4885 | 0.20552 | 16 | 0.69403
38116 | 9.9 | 1 | 365 | 11.2654 | 0.687 | 11 | 0.95245
37193 | 8.8 | 1 | 365 | 10.0137 | 0.16622 | 10 | 0.17995
53834 | 3.38 | 1 | 365 | 3.8462 | 0.74566 | 4 | 0.59185
36440 | 7.7 | 1 | 365 | 8.762 | 0.64544 | 9 | 0.40746
53888 | 6.84 | 1 | 365 | 7.7834 | 0.67465 | 8 | 0.45805
35981 | 3.59 | 1 | 365 | 4.0851 | 0.2269 | 4 | 0.31205
53444 | 4.86 | 1 | 365 | 5.5303 | 0.13725 | 5 | 0.66756
36612 | 7.72 | 1 | 365 | 8.7848 | 0.69128 | 9 | 0.47605
36364 | 4.125 | 1 | 365 | 4.6939 | 0.45292 | 5 | 0.14685
36360 | 9.21 | 1 | 365 | 10.4803 | 0.10578 | 10 | 0.58606
36505 | 10.51 | 1 | 365 | 11.9596 | 0.084884 | 12 | 0.044465
38198 | 3.025 | 1 | 365 | 3.4422 | 0.93214 | 4 | 0.37436
36697 | 3.07 | 1 | 365 | 3.4934 | 0.035261 | 3 | 0.52869
36753 | 13.12 | 1 | 365 | 14.9296 | 0.066002 | 14 | 0.99556
36755 | 9.76 | 1 | 365 | 11.1061 | 0.36617 | 11 | 0.47231
36761 | 6.14 | 1 | 365 | 6.9869 | 0.070522 | 7 | 0.057376
36866 | 9.35 | 1 | 365 | 10.6396 | 0.42661 | 11 | 0.066199
38846 | 8.84 | 1 | 365 | 10.0592 | 0.25789 | 10 | 0.31713
36751 | 9.78 | 1 | 365 | 11.1289 | 0.412 | 11 | 0.5409
36741 | 3.565 | 1 | 365 | 4.0567 | 0.16961 | 4 | 0.22631
37279 | 7.28 | 1 | 365 | 8.2841 | 0.68296 | 8 | 0.96705
39775 | 4.95 | 1 | 365 | 5.6327 | 0.3435 | 5 | 0.97622
43837 | 5.565 | 1 | 365 | 6.3325 | 0.75284 | 7 | 0.08539
43826 | 3.445 | 1 | 365 | 3.9201 | 0.89462 | 4 | 0.81477
38722 | 4.845 | 1 | 365 | 5.5132 | 0.10288 | 5 | 0.61612
38171 | 8.25 | 1 | 365 | 9.3879 | 0.90583 | 10 | 0.29371
43847 | 10.6 | 1 | 365 | 12.062 | 0.29113 | 12 | 0.35312
39830 | 4.68 | 1 | 365 | 5.3255 | 0.72476 | 6 | 0.050247
37075 | 4.48 | 1 | 365 | 5.0979 | 0.26644 | 5 | 0.36434
38146 | 8.845 | 1 | 365 | 10.0649 | 0.26934 | 10 | 0.33428
38201 | 6.24 | 1 | 365 | 7.1006 | 0.29968 | 7 | 0.40033
37537 | 9.69 | 1 | 365 | 11.0265 | 0.20576 | 11 | 0.23224
37078 | 4.125 | 1 | 365 | 4.6939 | 0.45292 | 5 | 0.14685
36984 | 5.225 | 1 | 365 | 5.9457 | 0.97369 | 6 | 0.91935
40318 | 6.05 | 1 | 365 | 6.8844 | 0.86428 | 7 | 0.74872
38760 | 3.12 | 1 | 365 | 3.5503 | 0.14984 | 3 | 0.70016
38011 | 5.72 | 1 | 365 | 6.5089 | 0.10804 | 6 | 0.61697
36739 | 2.86 | 1 | 365 | 3.2545 | 0.55402 | 3 | 0.80848
44171 | 3.92 | 1 | 365 | 4.4607 | 0.98313 | 5 | 0.4438
41031 | 4.335 | 1 | 365 | 4.9329 | 0.93416 | 5 | 0.86706
38863 | 7.975 | 1 | 365 | 9.0749 | 0.27564 | 9 | 0.35058
36042 | 17.36 | 1 | 365 | 19.7544 | 0.78245 | 20 | 0.53681
38494 | 7.975 | 1 | 365 | 9.0749 | 0.27564 | 9 | 0.35058
37033 | 4.125 | 1 | 365 | 4.6939 | 0.45292 | 5 | 0.14685
37260 | 3.025 | 1 | 365 | 3.4422 | 0.93214 | 4 | 0.37436
38852 | 4.4 | 1 | 365 | 5.0069 | 0.08311 | 5 | 0.089976
44338 | 6.12 | 1 | 365 | 6.9641 | 0.02469 | 6 | 0.98878
44951 | 12.75 | 1 | 365 | 14.5085 | 0.2181 | 14 | 0.72663
39851 | 3.9 | 1 | 365 | 4.4379 | 0.9373 | 5 | 0.37521
37000 | 4.48 | 1 | 365 | 5.0979 | 0.26644 | 5 | 0.36434
35756 | 14 | 1 | 365 | 15.9309 | 0.082624 | 16 | 0.01356
12300 | 418.19 | 1 | 365 | 475.8684 | 0.3309 | 476 | 0.19933
35753 | 11 | 1 | 365 | 12.5172 | 0.20778 | 12 | 0.72494
39850 | 4.125 | 1 | 365 | 4.6939 | 0.45292 | 5 | 0.14685
37230 | 4.4 | 1 | 365 | 5.0069 | 0.08311 | 5 | 0.089976
38676 | 3.85 | 1 | 365 | 4.381 | 0.82272 | 5 | 0.20373
46629 | 9.9 | 1 | 365 | 11.2654 | 0.687 | 11 | 0.95245
39087 | 6.325 | 1 | 365 | 7.1974 | 0.49447 | 7 | 0.69184
39769 | 4.4 | 1 | 365 | 5.0069 | 0.08311 | 5 | 0.089976
37995 | 4.8 | 1 | 365 | 5.462 | 0.99976 | 6 | 0.46179
38249 | 5.2 | 1 | 365 | 5.9172 | 0.9164 | 6 | 0.83361
36885 | 10.36 | 1 | 365 | 11.7889 | 0.74114 | 12 | 0.53003
38140 | 4.68 | 1 | 365 | 5.3255 | 0.72476 | 6 | 0.050247
38923 | 5.2 | 1 | 365 | 5.9172 | 0.9164 | 6 | 0.83361
38807 | 5.2 | 1 | 365 | 5.9172 | 0.9164 | 6 | 0.83361
38785 | 5.72 | 1 | 365 | 6.5089 | 0.10804 | 6 | 0.61697
37356 | 8.06 | 1 | 365 | 9.1717 | 0.47042 | 9 | 0.64209
37158 | 3.9 | 1 | 365 | 4.4379 | 0.9373 | 5 | 0.37521
37347 | 6.76 | 1 | 365 | 7.6924 | 0.49132 | 8 | 0.18369
37199 | 3.38 | 1 | 365 | 3.8462 | 0.74566 | 4 | 0.59185
39073 | 4.16 | 1 | 365 | 4.7338 | 0.53312 | 5 | 0.26689
37196 | 5.2 | 1 | 365 | 5.9172 | 0.9164 | 6 | 0.83361
38303 | 5.72 | 1 | 365 | 6.5089 | 0.10804 | 6 | 0.61697
37534 | 3.64 | 1 | 365 | 4.142 | 0.34148 | 4 | 0.48353
38376 | 6.05 | 1 | 365 | 6.8844 | 0.86428 | 7 | 0.74872
37533 | 4.16 | 1 | 365 | 4.7338 | 0.53312 | 5 | 0.26689
37999 | 4.42 | 1 | 365 | 5.0296 | 0.12894 | 5 | 0.15857
38244 | 6.24 | 1 | 365 | 7.1006 | 0.29968 | 7 | 0.40033
37355 | 4.68 | 1 | 365 | 5.3255 | 0.72476 | 6 | 0.050247
35985 | 7.96 | 1 | 365 | 9.0579 | 0.24126 | 9 | 0.29914
37885 | 4.675 | 1 | 365 | 5.3198 | 0.7133 | 6 | 0.033099
35838 | 8.829 | 1 | 365 | 10.0467 | 0.23268 | 10 | 0.27941
35760 | 9.156 | 1 | 365 | 10.4188 | 0.98204 | 11 | 0.40087
38813 | 7.8 | 1 | 365 | 8.8758 | 0.8746 | 9 | 0.75041
37248 | 8.32 | 1 | 365 | 9.4675 | 0.066245 | 9 | 0.53377
47018 | 8.58 | 1 | 365 | 9.7634 | 0.66207 | 10 | 0.42545
39928 | 5.2 | 1 | 365 | 5.9172 | 0.9164 | 6 | 0.83361
47021 | 3.99 | 1 | 365 | 4.5403 | 0.14355 | 4 | 0.68386
38125 | 8.58 | 1 | 365 | 9.7634 | 0.66207 | 10 | 0.42545
47025 | 6.5 | 1 | 365 | 7.3965 | 0.8955 | 8 | 0.29201
39802 | 4.95 | 1 | 365 | 5.6327 | 0.3435 | 5 | 0.97622
47027 | 6.24 | 1 | 365 | 7.1006 | 0.29968 | 7 | 0.40033
47030 | 13.26 | 1 | 365 | 15.0889 | 0.38683 | 15 | 0.4757
39098 | 7.15 | 1 | 365 | 8.1362 | 0.38505 | 8 | 0.52121
38854 | 4.125 | 1 | 365 | 4.6939 | 0.45292 | 5 | 0.14685
36491 | 4.4 | 1 | 365 | 5.0069 | 0.08311 | 5 | 0.089976
36438 | 4.4 | 1 | 365 | 5.0069 | 0.08311 | 5 | 0.089976
37163 | 4.16 | 1 | 365 | 4.7338 | 0.53312 | 5 | 0.26689
47044 | 9.88 | 1 | 365 | 11.2427 | 0.64117 | 11 | 0.88386
38233 | 6.24 | 1 | 365 | 7.1006 | 0.29968 | 7 | 0.40033
37327 | 5.6 | 1 | 365 | 6.3724 | 0.83305 | 7 | 0.20542
38422 | 4.68 | 1 | 365 | 5.3255 | 0.72476 | 6 | 0.050247
36536 | 4.4 | 1 | 365 | 5.0069 | 0.08311 | 5 | 0.089976
38192 | 6.24 | 1 | 365 | 7.1006 | 0.29968 | 7 | 0.40033
37927 | 5.72 | 1 | 365 | 6.5089 | 0.10804 | 6 | 0.61697
36422 | 6.875 | 1 | 365 | 7.8232 | 0.75486 | 8 | 0.57809
37182 | 5.32 | 1 | 365 | 6.0538 | 0.1914 | 6 | 0.24515
38747 | 5.6 | 1 | 365 | 6.3724 | 0.83305 | 7 | 0.20542
40235 | 5.2 | 1 | 365 | 5.9172 | 0.9164 | 6 | 0.83361
38433 | 3.64 | 1 | 365 | 4.142 | 0.34148 | 4 | 0.48353
38640 | 5.88 | 1 | 365 | 6.691 | 0.4747 | 7 | 0.1657
37162 | 5.2 | 1 | 365 | 5.9172 | 0.9164 | 6 | 0.83361
47047 | 7.98 | 1 | 365 | 9.0806 | 0.2871 | 9 | 0.36773
37704 | 24.26 | 1 | 365 | 27.606 | 0.5946 | 28 | 0.20064
36726 | 7.47 | 1 | 365 | 8.5003 | 0.11837 | 8 | 0.61866
47052 | 7.8 | 1 | 365 | 8.8758 | 0.8746 | 9 | 0.75041
39805 | 6.05 | 1 | 365 | 6.8844 | 0.86428 | 7 | 0.74872
36756 | 7.2 | 1 | 365 | 8.1931 | 0.49964 | 8 | 0.69269
39861 | 5.225 | 1 | 365 | 5.9457 | 0.97369 | 6 | 0.91935
47105 | 9.62 | 1 | 365 | 10.9468 | 0.045346 | 10 | 0.99217
37272 | 7.15 | 1 | 365 | 8.1362 | 0.38505 | 8 | 0.52121
38669 | 5.225 | 1 | 365 | 5.9457 | 0.97369 | 6 | 0.91935
47106 | 4.16 | 1 | 365 | 4.7338 | 0.53312 | 5 | 0.26689
36369 | 4.125 | 1 | 365 | 4.6939 | 0.45292 | 5 | 0.14685
47107 | 8.32 | 1 | 365 | 9.4675 | 0.066245 | 9 | 0.53377
47110 | 4.94 | 1 | 365 | 5.6213 | 0.32058 | 5 | 0.94193
39372 | 4.2 | 1 | 365 | 4.7793 | 0.62479 | 5 | 0.40407
39864 | 3.85 | 1 | 365 | 4.381 | 0.82272 | 5 | 0.20373
38339 | 5.225 | 1 | 365 | 5.9457 | 0.97369 | 6 | 0.91935
47112 | 3.9 | 1 | 365 | 4.4379 | 0.9373 | 5 | 0.37521
36485 | 7.18 | 1 | 365 | 8.1703 | 0.4538 | 8 | 0.6241
47114 | 6.24 | 1 | 365 | 7.1006 | 0.29968 | 7 | 0.40033
47117 | 9.88 | 1 | 365 | 11.2427 | 0.64117 | 11 | 0.88386
36365 | 3.07 | 1 | 365 | 3.4934 | 0.035261 | 3 | 0.52869
36382 | 6.66 | 1 | 365 | 7.5786 | 0.26216 | 7 | 0.84074
47034 | 10.66 | 1 | 365 | 12.1303 | 0.42863 | 12 | 0.5589
36386 | 7.96 | 1 | 365 | 9.0579 | 0.24126 | 9 | 0.29914
36500 | 10.25 | 1 | 365 | 11.6637 | 0.48906 | 12 | 0.15278
37717 | 6.72 | 1 | 365 | 7.6468 | 0.39966 | 8 | 0.046509
36399 | 7.18 | 1 | 365 | 8.1703 | 0.4538 | 8 | 0.6241
36667 | 6.14 | 1 | 365 | 6.9869 | 0.070522 | 7 | 0.057376
36015 | 5.905 | 1 | 365 | 6.7194 | 0.53199 | 7 | 0.25143
36502 | 4.605 | 1 | 365 | 5.2401 | 0.55289 | 5 | 0.79303
36307 | 5.88 | 1 | 365 | 6.691 | 0.4747 | 7 | 0.1657
38269 | 4.16 | 1 | 365 | 4.7338 | 0.53312 | 5 | 0.26689
37157 | 3.12 | 1 | 365 | 3.5503 | 0.14984 | 3 | 0.70016
36368 | 9.235 | 1 | 365 | 10.5087 | 0.16307 | 10 | 0.6718
38224 | 4.42 | 1 | 365 | 5.0296 | 0.12894 | 5 | 0.15857
36038 | 7.18 | 1 | 365 | 8.1703 | 0.4538 | 8 | 0.6241
44771 | 10.791 | 1 | 365 | 12.2793 | 0.72883 | 13 | 0.0081661
44733 | 13.5 | 1 | 365 | 15.362 | 0.93682 | 16 | 0.29879
37893 | 7.8 | 1 | 365 | 8.8758 | 0.8746 | 9 | 0.75041
36296 | 13.12 | 1 | 365 | 14.9296 | 0.066002 | 14 | 0.99556
47050 | 6.5 | 1 | 365 | 7.3965 | 0.8955 | 8 | 0.29201
38181 | 6.5 | 1 | 365 | 7.3965 | 0.8955 | 8 | 0.29201
47119 | 7.8 | 1 | 365 | 8.8758 | 0.8746 | 9 | 0.75041
47122 | 3.38 | 1 | 365 | 3.8462 | 0.74566 | 4 | 0.59185
47124 | 11.7 | 1 | 365 | 13.3137 | 0.81191 | 14 | 0.12562
47126 | 5.72 | 1 | 365 | 6.5089 | 0.10804 | 6 | 0.61697
36735 | 5.6 | 1 | 365 | 6.3724 | 0.83305 | 7 | 0.20542
47140 | 5.72 | 1 | 365 | 6.5089 | 0.10804 | 6 | 0.61697
38977 | 9.8 | 1 | 365 | 11.1517 | 0.45784 | 11 | 0.60949
47143 | 8.91 | 1 | 365 | 10.1389 | 0.4183 | 10 | 0.5572
38223 | 6.05 | 1 | 365 | 6.8844 | 0.86428 | 7 | 0.74872
47146 | 6.76 | 1 | 365 | 7.6924 | 0.49132 | 8 | 0.18369
37931 | 3.64 | 1 | 365 | 4.142 | 0.34148 | 4 | 0.48353
35957 | 5.13 | 1 | 365 | 5.8376 | 0.75599 | 6 | 0.59354
37156 | 10.4 | 1 | 365 | 11.8344 | 0.83281 | 12 | 0.66722
45525 | 7.44 | 1 | 365 | 8.4662 | 0.049623 | 8 | 0.51578
47149 | 5.98 | 1 | 365 | 6.8048 | 0.70386 | 7 | 0.50865
44779 | 8.04 | 1 | 365 | 9.1489 | 0.42459 | 9 | 0.5735
47154 | 4.94 | 1 | 365 | 5.6213 | 0.32058 | 5 | 0.94193
38126 | 10.92 | 1 | 365 | 12.4261 | 0.024447 | 12 | 0.45058
47155 | 3.12 | 1 | 365 | 3.5503 | 0.14984 | 3 | 0.70016
38279 | 7.28 | 1 | 365 | 8.2841 | 0.68296 | 8 | 0.96705
36472 | 11.55 | 1 | 365 | 13.143 | 0.46816 | 13 | 0.61119
39810 | 6.16 | 1 | 365 | 7.0096 | 0.11635 | 7 | 0.12597
38651 | 3.025 | 1 | 365 | 3.4422 | 0.93214 | 4 | 0.37436
37359 | 8.4 | 1 | 365 | 9.5586 | 0.24957 | 9 | 0.80814
47157 | 4.42 | 1 | 365 | 5.0296 | 0.12894 | 5 | 0.15857
47161 | 5.98 | 1 | 365 | 6.8048 | 0.70386 | 7 | 0.50865
37745 | 4.68 | 1 | 365 | 5.3255 | 0.72476 | 6 | 0.050247
47162 | 8.32 | 1 | 365 | 9.4675 | 0.066245 | 9 | 0.53377
47163 | 4.16 | 1 | 365 | 4.7338 | 0.53312 | 5 | 0.26689
38792 | 10.14 | 1 | 365 | 11.5385 | 0.23699 | 11 | 0.77554
39845 | 4.48 | 1 | 365 | 5.0979 | 0.26644 | 5 | 0.36434
39881 | 7.8 | 1 | 365 | 8.8758 | 0.8746 | 9 | 0.75041
39064 | 5.88 | 1 | 365 | 6.691 | 0.4747 | 7 | 0.1657
39130 | 11.7 | 1 | 365 | 13.3137 | 0.81191 | 14 | 0.12562
47170 | 8.58 | 1 | 365 | 9.7634 | 0.66207 | 10 | 0.42545
47336 | 9.156 | 1 | 365 | 10.4188 | 0.98204 | 11 | 0.40087
47171 | 6.76 | 1 | 365 | 7.6924 | 0.49132 | 8 | 0.18369
37924 | 10.08 | 1 | 365 | 11.4703 | 0.099489 | 11 | 0.56976
53967 | 9.625 | 1 | 365 | 10.9525 | 0.056804 | 11 | 0.0093225
47172 | 8.06 | 1 | 365 | 9.1717 | 0.47042 | 9 | 0.64209
38628 | 5.215 | 1 | 365 | 5.9343 | 0.95078 | 6 | 0.88505
37155 | 9.52 | 1 | 365 | 10.833 | 0.81618 | 11 | 0.64922
36909 | 5.98 | 1 | 365 | 6.8048 | 0.70386 | 7 | 0.50865
38440 | 6.5 | 1 | 365 | 7.3965 | 0.8955 | 8 | 0.29201
38654 | 4.94 | 1 | 365 | 5.6213 | 0.32058 | 5 | 0.94193
53973 | 8.84 | 1 | 365 | 10.0592 | 0.25789 | 10 | 0.31713
38380 | 2.6 | 1 | 365 | 2.9586 | 0.9582 | 3 | 0.9168
53975 | 9.1 | 1 | 365 | 10.3551 | 0.85371 | 11 | 0.20881
39089 | 4.845 | 1 | 365 | 5.5132 | 0.10288 | 5 | 0.61612
53978 | 10.53 | 1 | 365 | 11.9823 | 0.13072 | 12 | 0.11306
53985 | 5.232 | 1 | 365 | 5.9536 | 0.98973 | 6 | 0.94335
54013 | 7.75 | 1 | 365 | 8.8189 | 0.76002 | 9 | 0.57893
54014 | 10.545 | 1 | 365 | 11.9994 | 0.16509 | 12 | 0.1645
54015 | 11.2 | 1 | 365 | 12.7447 | 0.6661 | 13 | 0.41085
54020 | 6.12 | 1 | 365 | 6.9641 | 0.02469 | 6 | 0.98878
54058 | 10.335 | 1 | 365 | 11.7604 | 0.68385 | 12 | 0.4443
54091 | 2.34 | 1 | 365 | 2.6627 | 0.36238 | 3 | 0.025124
54089 | 7.28 | 1 | 365 | 8.2841 | 0.68296 | 8 | 0.96705
37757 | 6.05 | 1 | 365 | 6.8844 | 0.86428 | 7 | 0.74872
49470 | 6.48 | 1 | 365 | 7.3737 | 0.84967 | 8 | 0.22342
38266 | 5.5 | 1 | 365 | 6.2586 | 0.60389 | 6 | 0.86247
39806 | 9.075 | 1 | 365 | 10.3267 | 0.79642 | 11 | 0.12308
38134 | 7.98 | 1 | 365 | 9.0806 | 0.2871 | 9 | 0.36773
38633 | 8.55 | 1 | 365 | 9.7293 | 0.59332 | 10 | 0.32257
38367 | 5.775 | 1 | 365 | 6.5715 | 0.23408 | 6 | 0.80559
38395 | 4.79 | 1 | 365 | 5.4507 | 0.97684 | 6 | 0.4275
38197 | 7.975 | 1 | 365 | 9.0749 | 0.27564 | 9 | 0.35058
38960 | 6.24 | 1 | 365 | 7.1006 | 0.29968 | 7 | 0.40033
38728 | 3.9 | 1 | 365 | 4.4379 | 0.9373 | 5 | 0.37521
38696 | 2.6 | 1 | 365 | 2.9586 | 0.9582 | 3 | 0.9168
37592 | 8.58 | 1 | 365 | 9.7634 | 0.66207 | 10 | 0.42545
43355 | 3.64 | 1 | 365 | 4.142 | 0.34148 | 4 | 0.48353
41608 | 4.68 | 1 | 365 | 5.3255 | 0.72476 | 6 | 0.050247
37790 | 5.72 | 1 | 365 | 6.5089 | 0.10804 | 6 | 0.61697
38677 | 6.76 | 1 | 365 | 7.6924 | 0.49132 | 8 | 0.18369
37259 | 3.85 | 1 | 365 | 4.381 | 0.82272 | 5 | 0.20373
36512 | 4.605 | 1 | 365 | 5.2401 | 0.55289 | 5 | 0.79303
36616 | 8.455 | 1 | 365 | 9.6211 | 0.37561 | 9 | 0.99676
36515 | 4.605 | 1 | 365 | 5.2401 | 0.55289 | 5 | 0.79303
37231 | 6.325 | 1 | 365 | 7.1974 | 0.49447 | 7 | 0.69184
41630 | 4.95 | 1 | 365 | 5.6327 | 0.3435 | 5 | 0.97622
38167 | 4.76 | 1 | 365 | 5.4165 | 0.90809 | 6 | 0.32461
42694 | 7.7 | 1 | 365 | 8.762 | 0.64544 | 9 | 0.40746
42812 | 6.6 | 1 | 365 | 7.5103 | 0.12467 | 7 | 0.63496
48367 | 8.48 | 1 | 365 | 9.6496 | 0.4329 | 10 | 0.082499
52053 | 13 | 1 | 365 | 14.793 | 0.79101 | 15 | 0.58402
52612 | 2.86 | 1 | 365 | 3.2545 | 0.55402 | 3 | 0.80848
53135 | 12.15 | 1 | 365 | 13.8258 | 0.84313 | 14 | 0.66891
35926 | 8.28 | 1 | 365 | 9.422 | 0.97458 | 10 | 0.39659
53039 | 11.18 | 1 | 365 | 12.722 | 0.62027 | 13 | 0.34226
48746 | 9.1 | 1 | 365 | 10.3551 | 0.85371 | 11 | 0.20881
52276 | 12.48 | 1 | 365 | 14.2013 | 0.59937 | 14 | 0.80066
53093 | 7.02 | 1 | 365 | 7.9882 | 0.087144 | 8 | 0.075371
53064 | 6.5 | 1 | 365 | 7.3965 | 0.8955 | 8 | 0.29201
53040 | 6.5 | 1 | 365 | 7.3965 | 0.8955 | 8 | 0.29201
31925 | 9.1 | 1 | 365 | 10.3551 | 0.85371 | 11 | 0.20881
53238 | 9.62 | 1 | 365 | 10.9468 | 0.045346 | 10 | 0.99217
53293 | 9.12 | 1 | 365 | 10.3779 | 0.89954 | 11 | 0.2774
53683 | 7.8 | 1 | 365 | 8.8758 | 0.8746 | 9 | 0.75041
44196 | 6.3 | 1 | 365 | 7.1689 | 0.43718 | 7 | 0.6061
42658 | 3.575 | 1 | 365 | 4.0681 | 0.19253 | 4 | 0.26061
42563 | 9.1 | 1 | 365 | 10.3551 | 0.85371 | 11 | 0.20881
53949 | 6.095 | 1 | 365 | 6.9356 | 0.9674 | 7 | 0.90305
53778 | 6.6 | 1 | 365 | 7.5103 | 0.12467 | 7 | 0.63496
53779 | 4.77 | 1 | 365 | 5.4279 | 0.93101 | 6 | 0.35891
29047 | 6.12 | 1 | 365 | 6.9641 | 0.02469 | 6 | 0.98878
15954 | 11.22 | 1 | 365 | 12.7675 | 0.71193 | 13 | 0.47944
53626 | 5.2 | 1 | 365 | 5.9172 | 0.9164 | 6 | 0.83361
53516 | 5.98 | 1 | 365 | 6.8048 | 0.70386 | 7 | 0.50865
53450 | 6.24 | 1 | 365 | 7.1006 | 0.29968 | 7 | 0.40033
53472 | 5.2 | 1 | 365 | 5.9172 | 0.9164 | 6 | 0.83361
53578 | 4.94 | 1 | 365 | 5.6213 | 0.32058 | 5 | 0.94193
53487 | 3.9 | 1 | 365 | 4.4379 | 0.9373 | 5 | 0.37521
53597 | 10.92 | 1 | 365 | 12.4261 | 0.024447 | 12 | 0.45058
54024 | 4.59 | 1 | 365 | 5.2231 | 0.51852 | 5 | 0.74159
53895 | 6.5 | 1 | 365 | 7.3965 | 0.8955 | 8 | 0.29201
16203 | 9.435 | 1 | 365 | 10.7363 | 0.6214 | 11 | 0.35771
14636 | 2.55 | 1 | 365 | 2.9017 | 0.84362 | 3 | 0.74533
53899 | 3.64 | 1 | 365 | 4.142 | 0.34148 | 4 | 0.48353
54068 | 9.1 | 1 | 365 | 10.3551 | 0.85371 | 11 | 0.20881
54048 | 10.4 | 1 | 365 | 11.8344 | 0.83281 | 12 | 0.66722
31352 | 14.3 | 1 | 365 | 16.2723 | 0.77011 | 17 | 0.042422
53984 | 11.44 | 1 | 365 | 13.0179 | 0.21609 | 13 | 0.23394
34953 | 24.9 | 1 | 365 | 28.3343 | 0.061238 | 28 | 0.39555
52627 | 6.6 | 1 | 365 | 7.5103 | 0.12467 | 7 | 0.63496
53145 | 9.99 | 1 | 365 | 11.3679 | 0.89324 | 12 | 0.2611
53586 | 5.98 | 1 | 365 | 6.8048 | 0.70386 | 7 | 0.50865
54080 | 12.6 | 1 | 365 | 14.3378 | 0.87436 | 15 | 0.2122
38327 | 3.47 | 1 | 365 | 3.9486 | 0.95191 | 4 | 0.9005
54081 | 8.06 | 1 | 365 | 9.1717 | 0.47042 | 9 | 0.64209
38150 | 3.64 | 1 | 365 | 4.142 | 0.34148 | 4 | 0.48353
38345 | 14.3 | 1 | 365 | 16.2723 | 0.77011 | 17 | 0.042422
37933 | 10.14 | 1 | 365 | 11.5385 | 0.23699 | 11 | 0.77554
54111 | 3.72 | 1 | 365 | 4.2331 | 0.52481 | 4 | 0.75789
53988 | 17.16 | 1 | 365 | 19.5268 | 0.32413 | 19 | 0.85091
38122 | 4.125 | 1 | 365 | 4.6939 | 0.45292 | 5 | 0.14685
36342 | 8.95 | 1 | 365 | 10.1844 | 0.50996 | 10 | 0.69438
36412 | 11.265 | 1 | 365 | 12.8187 | 0.81505 | 13 | 0.63377
38108 | 3.12 | 1 | 365 | 3.5503 | 0.14984 | 3 | 0.70016
54112 | 4.35 | 1 | 365 | 4.95 | 0.96853 | 5 | 0.9185
41097 | 4.42 | 1 | 365 | 5.0296 | 0.12894 | 5 | 0.15857
54127 | 9.25 | 1 | 365 | 10.5258 | 0.19745 | 10 | 0.72325
39862 | 3.575 | 1 | 365 | 4.0681 | 0.19253 | 4 | 0.26061
36498 | 9.495 | 1 | 365 | 10.8046 | 0.75889 | 11 | 0.56348
39767 | 6.875 | 1 | 365 | 7.8232 | 0.75486 | 8 | 0.57809
37596 | 6.05 | 1 | 365 | 6.8844 | 0.86428 | 7 | 0.74872
36856 | 7.935 | 1 | 365 | 9.0294 | 0.18397 | 9 | 0.2134
37624 | 9.36 | 1 | 365 | 10.651 | 0.44953 | 11 | 0.10049
54113 | 11.4 | 1 | 365 | 12.9723 | 0.12442 | 13 | 0.096756
54115 | 10.545 | 1 | 365 | 11.9994 | 0.16509 | 12 | 0.1645
54131 | 9.28 | 1 | 365 | 10.5599 | 0.2662 | 10 | 0.82613
36858 | 6.68 | 1 | 365 | 7.6013 | 0.30799 | 7 | 0.90933
38789 | 3.775 | 1 | 365 | 4.2957 | 0.65085 | 4 | 0.94651
38710 | 4.42 | 1 | 365 | 5.0296 | 0.12894 | 5 | 0.15857
38240 | 7.8 | 1 | 365 | 8.8758 | 0.8746 | 9 | 0.75041
37252 | 7.15 | 1 | 365 | 8.1362 | 0.38505 | 8 | 0.52121
39364 | 6.875 | 1 | 365 | 7.8232 | 0.75486 | 8 | 0.57809
39913 | 3.08 | 1 | 365 | 3.5048 | 0.058177 | 3 | 0.56298
38121 | 8.415 | 1 | 365 | 9.5756 | 0.28395 | 9 | 0.85958
38916 | 6.065 | 1 | 365 | 6.9015 | 0.89865 | 7 | 0.80016
38300 | 9.88 | 1 | 365 | 11.2427 | 0.64117 | 11 | 0.88386
38839 | 4.42 | 1 | 365 | 5.0296 | 0.12894 | 5 | 0.15857
38218 | 5.72 | 1 | 365 | 6.5089 | 0.10804 | 6 | 0.61697
37181 | 3.92 | 1 | 365 | 4.4607 | 0.98313 | 5 | 0.4438
36849 | 5.125 | 1 | 365 | 5.8319 | 0.74453 | 6 | 0.57639
36609 | 6.92 | 1 | 365 | 7.8744 | 0.85798 | 8 | 0.73242
36026 | 7.7 | 1 | 365 | 8.762 | 0.64544 | 9 | 0.40746
41674 | 6.24 | 1 | 365 | 7.1006 | 0.29968 | 7 | 0.40033
36401 | 4.605 | 1 | 365 | 5.2401 | 0.55289 | 5 | 0.79303
37807 | 5.46 | 1 | 365 | 6.2131 | 0.51222 | 6 | 0.72529
39859 | 5.72 | 1 | 365 | 6.5089 | 0.10804 | 6 | 0.61697
39123 | 7.425 | 1 | 365 | 8.4491 | 0.015249 | 8 | 0.46433
47248 | 5.2 | 1 | 365 | 5.9172 | 0.9164 | 6 | 0.83361
38817 | 5.2 | 1 | 365 | 5.9172 | 0.9164 | 6 | 0.83361
36503 | 4.68 | 1 | 365 | 5.3255 | 0.72476 | 6 | 0.050247
38348 | 4.42 | 1 | 365 | 5.0296 | 0.12894 | 5 | 0.15857
37824 | 6.05 | 1 | 365 | 6.8844 | 0.86428 | 7 | 0.74872
37251 | 7.02 | 1 | 365 | 7.9882 | 0.087144 | 8 | 0.075371
36291 | 7.675 | 1 | 365 | 8.7336 | 0.58815 | 9 | 0.32172
37256 | 6.47 | 1 | 365 | 7.3624 | 0.82676 | 8 | 0.18912
44195 | 6.76 | 1 | 365 | 7.6924 | 0.49132 | 8 | 0.18369
38206 | 4.94 | 1 | 365 | 5.6213 | 0.32058 | 5 | 0.94193
37952 | 4.68 | 1 | 365 | 5.3255 | 0.72476 | 6 | 0.050247
38681 | 7.7 | 1 | 365 | 8.762 | 0.64544 | 9 | 0.40746
38658 | 8.96 | 1 | 365 | 10.1958 | 0.53288 | 10 | 0.72868
47153 | 6.76 | 1 | 365 | 7.6924 | 0.49132 | 8 | 0.18369
44924 | 8.06 | 1 | 365 | 9.1717 | 0.47042 | 9 | 0.64209
41024 | 4.48 | 1 | 365 | 5.0979 | 0.26644 | 5 | 0.36434
47176 | 8.06 | 1 | 365 | 9.1717 | 0.47042 | 9 | 0.64209
47178 | 9.88 | 1 | 365 | 11.2427 | 0.64117 | 11 | 0.88386
42841 | 3.12 | 1 | 365 | 3.5503 | 0.14984 | 3 | 0.70016
47180 | 6.24 | 1 | 365 | 7.1006 | 0.29968 | 7 | 0.40033
38214 | 6.24 | 1 | 365 | 7.1006 | 0.29968 | 7 | 0.40033
47183 | 7.8 | 1 | 365 | 8.8758 | 0.8746 | 9 | 0.75041
38435 | 3.64 | 1 | 365 | 4.142 | 0.34148 | 4 | 0.48353
37603 | 4.675 | 1 | 365 | 5.3198 | 0.7133 | 6 | 0.033099
47406 | 10.92 | 1 | 365 | 12.4261 | 0.024447 | 12 | 0.45058
47536 | 10.14 | 1 | 365 | 11.5385 | 0.23699 | 11 | 0.77554
37280 | 3.3 | 1 | 365 | 3.7551 | 0.56233 | 4 | 0.31748
37190 | 6.05 | 1 | 365 | 6.8844 | 0.86428 | 7 | 0.74872
47184 | 8.58 | 1 | 365 | 9.7634 | 0.66207 | 10 | 0.42545
37218 | 4.2 | 1 | 365 | 4.7793 | 0.62479 | 5 | 0.40407
47186 | 5.2 | 1 | 365 | 5.9172 | 0.9164 | 6 | 0.83361
42186 | 3.9 | 1 | 365 | 4.4379 | 0.9373 | 5 | 0.37521
47188 | 4.16 | 1 | 365 | 4.7338 | 0.53312 | 5 | 0.26689
47189 | 4.68 | 1 | 365 | 5.3255 | 0.72476 | 6 | 0.050247
54174 | 8.19 | 1 | 365 | 9.3196 | 0.76834 | 10 | 0.087933
54175 | 6.625 | 1 | 365 | 7.5387 | 0.18196 | 7 | 0.7207
47486 | 9.36 | 1 | 365 | 10.651 | 0.44953 | 11 | 0.10049
54181 | 5.46 | 1 | 365 | 6.2131 | 0.51222 | 6 | 0.72529
54176 | 9.69 | 1 | 365 | 11.0265 | 0.20576 | 11 | 0.23224
47494 | 3.38 | 1 | 365 | 3.8462 | 0.74566 | 4 | 0.59185
47314 | 9.315 | 1 | 365 | 10.5998 | 0.3464 | 10 | 0.94617
54184 | 7.155 | 1 | 365 | 8.1418 | 0.39651 | 8 | 0.53836
54187 | 8.55 | 1 | 365 | 9.7293 | 0.59332 | 10 | 0.32257
54217 | 4.4 | 1 | 365 | 5.0069 | 0.08311 | 5 | 0.089976
54198 | 7.02 | 1 | 365 | 7.9882 | 0.087144 | 8 | 0.075371
51855 | 6.76 | 1 | 365 | 7.6924 | 0.49132 | 8 | 0.18369
43496 | 3.3 | 1 | 365 | 3.7551 | 0.56233 | 4 | 0.31748
53193 | 5.46 | 1 | 365 | 6.2131 | 0.51222 | 6 | 0.72529
32120 | 7.54 | 1 | 365 | 8.5799 | 0.27878 | 8 | 0.85873
49093 | 7.02 | 1 | 365 | 7.9882 | 0.087144 | 8 | 0.075371
53901 | 5.72 | 1 | 365 | 6.5089 | 0.10804 | 6 | 0.61697
39874 | 5.46 | 1 | 365 | 6.2131 | 0.51222 | 6 | 0.72529
31101 | 2267.7 | 0.8 | 365 | 2064.3762 | 0.35808 | 2064 | 0.73429
32078 | 7.02 | 1 | 365 | 7.9882 | 0.087144 | 8 | 0.075371
32967 | 649.8 | 0.8 | 365 | 591.5384 | 0.27366 | 591 | 0.81207
38485 | 10.08 | 1 | 365 | 11.4703 | 0.099489 | 11 | 0.56976
28101 | 4.845 | 1 | 365 | 5.5132 | 0.10288 | 5 | 0.61612
1441 | 2773.26 | 0.7 | 365 | 2209.0314 | 0.67289 | 2209 | 0.70427
47522 | 5.72 | 1 | 365 | 6.5089 | 0.10804 | 6 | 0.61697
26714 | 5.72 | 1 | 365 | 6.5089 | 0.10804 | 6 | 0.61697
31249 | 715.05 | 1 | 365 | 813.6726 | 0.62002 | 814 | 0.29258
23063 | 1.53 | 1 | 365 | 1.741 | 0.50617 | 2 | 0.2472
47527 | 4.68 | 1 | 365 | 5.3255 | 0.72476 | 6 | 0.050247
27825 | 8.84 | 1 | 365 | 10.0592 | 0.25789 | 10 | 0.31713
47531 | 5.13 | 1 | 365 | 5.8376 | 0.75599 | 6 | 0.59354
22046 | 6.24 | 1 | 365 | 7.1006 | 0.29968 | 7 | 0.40033
47534 | 3.64 | 1 | 365 | 4.142 | 0.34148 | 4 | 0.48353
53536 | 7.8 | 1 | 365 | 8.8758 | 0.8746 | 9 | 0.75041
53491 | 9.88 | 1 | 365 | 11.2427 | 0.64117 | 11 | 0.88386
47541 | 9.69 | 1 | 365 | 11.0265 | 0.20576 | 11 | 0.23224
47544 | 7.7 | 1 | 365 | 8.762 | 0.64544 | 9 | 0.40746
35866 | 777.48 | 1 | 365 | 884.7132 | 0.68561 | 885 | 0.39876
38715 | 8.55 | 1 | 365 | 9.7293 | 0.59332 | 10 | 0.32257
38866 | 5.98 | 1 | 365 | 6.8048 | 0.70386 | 7 | 0.50865
38638 | 2.34 | 1 | 365 | 2.6627 | 0.36238 | 3 | 0.025124
38441 | 5.72 | 1 | 365 | 6.5089 | 0.10804 | 6 | 0.61697
47546 | 6.5 | 1 | 365 | 7.3965 | 0.8955 | 8 | 0.29201
38950 | 11.96 | 1 | 365 | 13.6096 | 0.40773 | 14 | 0.017298
47548 | 7.8 | 1 | 365 | 8.8758 | 0.8746 | 9 | 0.75041
31574 | 64.26 | 0.9 | 365 | 65.8107 | 0.53332 | 66 | 0.34402
47550 | 9.1 | 1 | 365 | 10.3551 | 0.85371 | 11 | 0.20881
47936 | 5.2 | 1 | 365 | 5.9172 | 0.9164 | 6 | 0.83361
49362 | 2.08 | 1 | 365 | 2.3669 | 0.76656 | 3 | 0.13344
47940 | 6.76 | 1 | 365 | 7.6924 | 0.49132 | 8 | 0.18369
49364 | 5.46 | 1 | 365 | 6.2131 | 0.51222 | 6 | 0.72529
47948 | 8.32 | 1 | 365 | 9.4675 | 0.066245 | 9 | 0.53377
47950 | 2.86 | 1 | 365 | 3.2545 | 0.55402 | 3 | 0.80848
50134 | 6.5 | 1 | 365 | 7.3965 | 0.8955 | 8 | 0.29201
54255 | 3.025 | 1 | 365 | 3.4422 | 0.93214 | 4 | 0.37436
49365 | 11.18 | 1 | 365 | 12.722 | 0.62027 | 13 | 0.34226
49378 | 15.08 | 1 | 365 | 17.1599 | 0.55757 | 17 | 0.71746
49593 | 17.385 | 1 | 365 | 19.7828 | 0.83974 | 20 | 0.62255
50142 | 7.02 | 1 | 365 | 7.9882 | 0.087144 | 8 | 0.075371
49366 | 8.06 | 1 | 365 | 9.1717 | 0.47042 | 9 | 0.64209
49368 | 7.8 | 1 | 365 | 8.8758 | 0.8746 | 9 | 0.75041
50149 | 5.2 | 1 | 365 | 5.9172 | 0.9164 | 6 | 0.83361
49380 | 6.555 | 1 | 365 | 7.4591 | 0.021543 | 7 | 0.48063
49900 | 9.45 | 1 | 365 | 10.7534 | 0.65577 | 11 | 0.40915
52892 | 5.83 | 1 | 365 | 6.6341 | 0.36012 | 6 | 0.99422
44330 | 9.25 | 1 | 365 | 10.5258 | 0.19745 | 10 | 0.72325
50273 | 4.96 | 1 | 365 | 5.6441 | 0.36642 | 6 | 0.010518
53873 | 11.7 | 1 | 365 | 13.3137 | 0.81191 | 14 | 0.12562
41535 | 6.3 | 1 | 365 | 7.1689 | 0.43718 | 7 | 0.6061
53001 | 6.3 | 1 | 365 | 7.1689 | 0.43718 | 7 | 0.6061
53251 | 4.88 | 1 | 365 | 5.5531 | 0.18309 | 5 | 0.73616
53290 | 8.19 | 1 | 365 | 9.3196 | 0.76834 | 10 | 0.087933
48517 | 11.4 | 1 | 365 | 12.9723 | 0.12442 | 13 | 0.096756
52584 | 8.265 | 1 | 365 | 9.4049 | 0.94021 | 10 | 0.34515
49382 | 6.5 | 1 | 365 | 7.3965 | 0.8955 | 8 | 0.29201
53794 | 2.915 | 1 | 365 | 3.317 | 0.68006 | 3 | 0.99711
46470 | 11.48 | 1 | 365 | 13.0634 | 0.30775 | 13 | 0.37112
49022 | 11.4 | 1 | 365 | 12.9723 | 0.12442 | 13 | 0.096756
25778 | 10.4 | 1 | 365 | 11.8344 | 0.83281 | 12 | 0.66722
27620 | 6.54 | 1 | 365 | 7.442 | 0.98717 | 8 | 0.42919
49385 | 9.36 | 1 | 365 | 10.651 | 0.44953 | 11 | 0.10049
49538 | 8.52 | 1 | 365 | 9.6951 | 0.52457 | 10 | 0.21968
49565 | 4.42 | 1 | 365 | 5.0296 | 0.12894 | 5 | 0.15857
49573 | 9.36 | 1 | 365 | 10.651 | 0.44953 | 11 | 0.10049
49576 | 7.8 | 1 | 365 | 8.8758 | 0.8746 | 9 | 0.75041
49580 | 6.76 | 1 | 365 | 7.6924 | 0.49132 | 8 | 0.18369
49582 | 5.46 | 1 | 365 | 6.2131 | 0.51222 | 6 | 0.72529
36683 | 14.025 | 1 | 365 | 15.9594 | 0.13991 | 16 | 0.099299
49589 | 5.46 | 1 | 365 | 6.2131 | 0.51222 | 6 | 0.72529
49376 | 9.36 | 1 | 365 | 10.651 | 0.44953 | 11 | 0.10049
50159 | 3.9 | 1 | 365 | 4.4379 | 0.9373 | 5 | 0.37521
49374 | 9.88 | 1 | 365 | 11.2427 | 0.64117 | 11 | 0.88386
50162 | 9.62 | 1 | 365 | 10.9468 | 0.045346 | 10 | 0.99217
39858 | 7.425 | 1 | 365 | 8.4491 | 0.015249 | 8 | 0.46433
50167 | 9.975 | 1 | 365 | 11.3508 | 0.85887 | 12 | 0.20966
37734 | 5.32 | 1 | 365 | 6.0538 | 0.1914 | 6 | 0.24515
39855 | 11.275 | 1 | 365 | 12.8301 | 0.83797 | 13 | 0.66806
39060 | 8.8 | 1 | 365 | 10.0137 | 0.16622 | 10 | 0.17995
47252 | 4.16 | 1 | 365 | 4.7338 | 0.53312 | 5 | 0.26689
50169 | 8.32 | 1 | 365 | 9.4675 | 0.066245 | 9 | 0.53377
41076 | 7.41 | 1 | 365 | 8.432 | 0.98087 | 9 | 0.41289
50170 | 9.1 | 1 | 365 | 10.3551 | 0.85371 | 11 | 0.20881
50715 | 5.98 | 1 | 365 | 6.8048 | 0.70386 | 7 | 0.50865
50719 | 10.4 | 1 | 365 | 11.8344 | 0.83281 | 12 | 0.66722
37245 | 12.1 | 1 | 365 | 13.7689 | 0.72855 | 14 | 0.49743
39856 | 4.16 | 1 | 365 | 4.7338 | 0.53312 | 5 | 0.26689
37770 | 5.72 | 1 | 365 | 6.5089 | 0.10804 | 6 | 0.61697
38675 | 4.125 | 1 | 365 | 4.6939 | 0.45292 | 5 | 0.14685
36014 | 5.62 | 1 | 365 | 6.3951 | 0.87888 | 7 | 0.27401
38261 | 5.98 | 1 | 365 | 6.8048 | 0.70386 | 7 | 0.50865
38759 | 8.265 | 1 | 365 | 9.4049 | 0.94021 | 10 | 0.34515
39841 | 5.72 | 1 | 365 | 6.5089 | 0.10804 | 6 | 0.61697
50727 | 4.68 | 1 | 365 | 5.3255 | 0.72476 | 6 | 0.050247
49523 | 8.835 | 1 | 365 | 10.0536 | 0.24643 | 10 | 0.29999
50943 | 7.8 | 1 | 365 | 8.8758 | 0.8746 | 9 | 0.75041
39070 | 15.12 | 1 | 365 | 17.2054 | 0.64923 | 17 | 0.85464
50973 | 13.26 | 1 | 365 | 15.0889 | 0.38683 | 15 | 0.4757
38894 | 5.72 | 1 | 365 | 6.5089 | 0.10804 | 6 | 0.61697
51023 | 13.26 | 1 | 365 | 15.0889 | 0.38683 | 15 | 0.4757
41621 | 6.76 | 1 | 365 | 7.6924 | 0.49132 | 8 | 0.18369
50946 | 3.9 | 1 | 365 | 4.4379 | 0.9373 | 5 | 0.37521
41045 | 3.38 | 1 | 365 | 3.8462 | 0.74566 | 4 | 0.59185
50947 | 2.08 | 1 | 365 | 2.3669 | 0.76656 | 3 | 0.13344
47285 | 3.38 | 1 | 365 | 3.8462 | 0.74566 | 4 | 0.59185
40278 | 7.8 | 1 | 365 | 8.8758 | 0.8746 | 9 | 0.75041
50949 | 6.5 | 1 | 365 | 7.3965 | 0.8955 | 8 | 0.29201
50971 | 4.42 | 1 | 365 | 5.0296 | 0.12894 | 5 | 0.15857
37812 | 4.16 | 1 | 365 | 4.7338 | 0.53312 | 5 | 0.26689
37172 | 11 | 1 | 365 | 12.5172 | 0.20778 | 12 | 0.72494
51002 | 5.72 | 1 | 365 | 6.5089 | 0.10804 | 6 | 0.61697
51003 | 9.88 | 1 | 365 | 11.2427 | 0.64117 | 11 | 0.88386
43338 | 5.98 | 1 | 365 | 6.8048 | 0.70386 | 7 | 0.50865
39778 | 4.16 | 1 | 365 | 4.7338 | 0.53312 | 5 | 0.26689
38132 | 5.88 | 1 | 365 | 6.691 | 0.4747 | 7 | 0.1657
51005 | 5.2 | 1 | 365 | 5.9172 | 0.9164 | 6 | 0.83361
39825 | 12.1 | 1 | 365 | 13.7689 | 0.72855 | 14 | 0.49743
51007 | 9.36 | 1 | 365 | 10.651 | 0.44953 | 11 | 0.10049
38872 | 4.95 | 1 | 365 | 5.6327 | 0.3435 | 5 | 0.97622
51008 | 5.72 | 1 | 365 | 6.5089 | 0.10804 | 6 | 0.61697
38310 | 5.4 | 1 | 365 | 6.1448 | 0.37473 | 6 | 0.51952
51009 | 4.16 | 1 | 365 | 4.7338 | 0.53312 | 5 | 0.26689
39884 | 3.12 | 1 | 365 | 3.5503 | 0.14984 | 3 | 0.70016
38190 | 4.16 | 1 | 365 | 4.7338 | 0.53312 | 5 | 0.26689
51011 | 5.98 | 1 | 365 | 6.8048 | 0.70386 | 7 | 0.50865
51013 | 3.64 | 1 | 365 | 4.142 | 0.34148 | 4 | 0.48353
36945 | 4.56 | 1 | 365 | 5.1889 | 0.44977 | 5 | 0.6387
36740 | 6.47 | 1 | 365 | 7.3624 | 0.82676 | 8 | 0.18912
35988 | 5.125 | 1 | 365 | 5.8319 | 0.74453 | 6 | 0.57639
51021 | 7.02 | 1 | 365 | 7.9882 | 0.087144 | 8 | 0.075371
37904 | 7.975 | 1 | 365 | 9.0749 | 0.27564 | 9 | 0.35058
38860 | 6.24 | 1 | 365 | 7.1006 | 0.29968 | 7 | 0.40033
51022 | 8.32 | 1 | 365 | 9.4675 | 0.066245 | 9 | 0.53377
39848 | 4.94 | 1 | 365 | 5.6213 | 0.32058 | 5 | 0.94193
38322 | 8.68 | 1 | 365 | 9.8772 | 0.89123 | 10 | 0.76841
51025 | 3.64 | 1 | 365 | 4.142 | 0.34148 | 4 | 0.48353
39872 | 3.64 | 1 | 365 | 4.142 | 0.34148 | 4 | 0.48353
50139 | 7.95 | 1 | 365 | 9.0465 | 0.21835 | 9 | 0.26484
51148 | 15.08 | 1 | 365 | 17.1599 | 0.55757 | 17 | 0.71746
51149 | 13.26 | 1 | 365 | 15.0889 | 0.38683 | 15 | 0.4757
51146 | 9.1 | 1 | 365 | 10.3551 | 0.85371 | 11 | 0.20881
50944 | 5.2 | 1 | 365 | 5.9172 | 0.9164 | 6 | 0.83361
51147 | 6.5 | 1 | 365 | 7.3965 | 0.8955 | 8 | 0.29201
51150 | 7.54 | 1 | 365 | 8.5799 | 0.27878 | 8 | 0.85873
51159 | 2.08 | 1 | 365 | 2.3669 | 0.76656 | 3 | 0.13344
51167 | 4.16 | 1 | 365 | 4.7338 | 0.53312 | 5 | 0.26689
37776 | 9.8 | 1 | 365 | 11.1517 | 0.45784 | 11 | 0.60949
51168 | 7.41 | 1 | 365 | 8.432 | 0.98087 | 9 | 0.41289
38679 | 3.64 | 1 | 365 | 4.142 | 0.34148 | 4 | 0.48353
51185 | 2.6 | 1 | 365 | 2.9586 | 0.9582 | 3 | 0.9168
37217 | 8.84 | 1 | 365 | 10.0592 | 0.25789 | 10 | 0.31713
51169 | 7.28 | 1 | 365 | 8.2841 | 0.68296 | 8 | 0.96705
41338 | 10.545 | 1 | 365 | 11.9994 | 0.16509 | 12 | 0.1645
51188 | 9.88 | 1 | 365 | 11.2427 | 0.64117 | 11 | 0.88386
51191 | 8.58 | 1 | 365 | 9.7634 | 0.66207 | 10 | 0.42545
51195 | 6.76 | 1 | 365 | 7.6924 | 0.49132 | 8 | 0.18369
36319 | 6.14 | 1 | 365 | 6.9869 | 0.070522 | 7 | 0.057376
49584 | 5.46 | 1 | 365 | 6.2131 | 0.51222 | 6 | 0.72529
39813 | 5.2 | 1 | 365 | 5.9172 | 0.9164 | 6 | 0.83361
47127 | 9.12 | 1 | 365 | 10.3779 | 0.89954 | 11 | 0.2774
36897 | 6.24 | 1 | 365 | 7.1006 | 0.29968 | 7 | 0.40033
51197 | 3.38 | 1 | 365 | 3.8462 | 0.74566 | 4 | 0.59185
37746 | 7.28 | 1 | 365 | 8.2841 | 0.68296 | 8 | 0.96705
51228 | 3.12 | 1 | 365 | 3.5503 | 0.14984 | 3 | 0.70016
51296 | 8.25 | 1 | 365 | 9.3879 | 0.90583 | 10 | 0.29371
37169 | 4.16 | 1 | 365 | 4.7338 | 0.53312 | 5 | 0.26689
49442 | 6.5 | 1 | 365 | 7.3965 | 0.8955 | 8 | 0.29201
39839 | 5.46 | 1 | 365 | 6.2131 | 0.51222 | 6 | 0.72529
37834 | 3.9 | 1 | 365 | 4.4379 | 0.9373 | 5 | 0.37521
39056 | 5.2 | 1 | 365 | 5.9172 | 0.9164 | 6 | 0.83361
36737 | 5.46 | 1 | 365 | 6.2131 | 0.51222 | 6 | 0.72529
46979 | 10.36 | 1 | 365 | 11.7889 | 0.74114 | 12 | 0.53003
51399 | 6.76 | 1 | 365 | 7.6924 | 0.49132 | 8 | 0.18369
46033 | 8.25 | 1 | 365 | 9.3879 | 0.90583 | 10 | 0.29371
51400 | 9.62 | 1 | 365 | 10.9468 | 0.045346 | 10 | 0.99217
38693 | 3.64 | 1 | 365 | 4.142 | 0.34148 | 4 | 0.48353
37876 | 5.2 | 1 | 365 | 5.9172 | 0.9164 | 6 | 0.83361
38026 | 4.16 | 1 | 365 | 4.7338 | 0.53312 | 5 | 0.26689
51401 | 8.32 | 1 | 365 | 9.4675 | 0.066245 | 9 | 0.53377
38338 | 7.54 | 1 | 365 | 8.5799 | 0.27878 | 8 | 0.85873
39005 | 5.98 | 1 | 365 | 6.8048 | 0.70386 | 7 | 0.50865
51402 | 5.98 | 1 | 365 | 6.8048 | 0.70386 | 7 | 0.50865
38864 | 6.05 | 1 | 365 | 6.8844 | 0.86428 | 7 | 0.74872
38182 | 3.85 | 1 | 365 | 4.381 | 0.82272 | 5 | 0.20373
51410 | 12.22 | 1 | 365 | 13.9054 | 0.0035475 | 13 | 0.90898
36499 | 5.98 | 1 | 365 | 6.8048 | 0.70386 | 7 | 0.50865
51411 | 13.52 | 1 | 365 | 15.3847 | 0.98265 | 16 | 0.36738
38635 | 4.42 | 1 | 365 | 5.0296 | 0.12894 | 5 | 0.15857
51413 | 11.44 | 1 | 365 | 13.0179 | 0.21609 | 13 | 0.23394
39382 | 5.2 | 1 | 365 | 5.9172 | 0.9164 | 6 | 0.83361
38183 | 5.2 | 1 | 365 | 5.9172 | 0.9164 | 6 | 0.83361
51412 | 11.7 | 1 | 365 | 13.3137 | 0.81191 | 14 | 0.12562
37023 | 5.805 | 1 | 365 | 6.6056 | 0.30283 | 6 | 0.90848
37178 | 4.16 | 1 | 365 | 4.7338 | 0.53312 | 5 | 0.26689
36922 | 8.47 | 1 | 365 | 9.6382 | 0.40999 | 10 | 0.048204
37953 | 8.12 | 1 | 365 | 9.2399 | 0.60792 | 9 | 0.84786
38646 | 4.845 | 1 | 365 | 5.5132 | 0.10288 | 5 | 0.61612
36661 | 7.7 | 1 | 365 | 8.762 | 0.64544 | 9 | 0.40746
36876 | 4.085 | 1 | 365 | 4.6484 | 0.36125 | 5 | 0.0096709
38711 | 8.4 | 1 | 365 | 9.5586 | 0.24957 | 9 | 0.80814
47238 | 3.515 | 1 | 365 | 3.9998 | 0.05503 | 4 | 0.054833
38271 | 6.56 | 1 | 365 | 7.4648 | 0.033001 | 7 | 0.49778
37249 | 4.4 | 1 | 365 | 5.0069 | 0.08311 | 5 | 0.089976
37030 | 5.4 | 1 | 365 | 6.1448 | 0.37473 | 6 | 0.51952
41651 | 11.96 | 1 | 365 | 13.6096 | 0.40773 | 14 | 0.017298
38869 | 6.14 | 1 | 365 | 6.9869 | 0.070522 | 7 | 0.057376
39899 | 11.76 | 1 | 365 | 13.382 | 0.9494 | 14 | 0.33139
38632 | 7.28 | 1 | 365 | 8.2841 | 0.68296 | 8 | 0.96705
37957 | 3.85 | 1 | 365 | 4.381 | 0.82272 | 5 | 0.20373
35771 | 8.25 | 1 | 365 | 9.3879 | 0.90583 | 10 | 0.29371
43025 | 4.4 | 1 | 365 | 5.0069 | 0.08311 | 5 | 0.089976
43629 | 8.82 | 1 | 365 | 10.0365 | 0.21205 | 10 | 0.24854
38816 | 4.605 | 1 | 365 | 5.2401 | 0.55289 | 5 | 0.79303
37748 | 6.92 | 1 | 365 | 7.8744 | 0.85798 | 8 | 0.73242
37183 | 7.935 | 1 | 365 | 9.0294 | 0.18397 | 9 | 0.2134
41649 | 5.5 | 1 | 365 | 6.2586 | 0.60389 | 6 | 0.86247
38708 | 4.4 | 1 | 365 | 5.0069 | 0.08311 | 5 | 0.089976
49449 | 10.92 | 1 | 365 | 12.4261 | 0.024447 | 12 | 0.45058
38387 | 8.32 | 1 | 365 | 9.4675 | 0.066245 | 9 | 0.53377
37007 | 5.905 | 1 | 365 | 6.7194 | 0.53199 | 7 | 0.25143
46277 | 10.4 | 1 | 365 | 11.8344 | 0.83281 | 12 | 0.66722
35797 | 7.8 | 1 | 365 | 8.8758 | 0.8746 | 9 | 0.75041
52746 | 8.67 | 1 | 365 | 9.8658 | 0.86831 | 10 | 0.73411
46110 | 10.4 | 1 | 365 | 11.8344 | 0.83281 | 12 | 0.66722
46956 | 13.26 | 1 | 365 | 15.0889 | 0.38683 | 15 | 0.4757
38913 | 5.72 | 1 | 365 | 6.5089 | 0.10804 | 6 | 0.61697
39747 | 8.59 | 1 | 365 | 9.7748 | 0.68498 | 10 | 0.45975
38821 | 4.035 | 1 | 365 | 4.5915 | 0.24667 | 4 | 0.83819
37209 | 5.12 | 1 | 365 | 5.8262 | 0.73307 | 6 | 0.55924
41393 | 3.3 | 1 | 365 | 3.7551 | 0.56233 | 4 | 0.31748
38717 | 3.575 | 1 | 365 | 4.0681 | 0.19253 | 4 | 0.26061
47222 | 12.1 | 1 | 365 | 13.7689 | 0.72855 | 14 | 0.49743
38880 | 5.545 | 1 | 365 | 6.3098 | 0.70701 | 7 | 0.016799
37191 | 8.195 | 1 | 365 | 9.3253 | 0.77979 | 10 | 0.10508
36989 | 4.605 | 1 | 365 | 5.2401 | 0.55289 | 5 | 0.79303
36877 | 5.1 | 1 | 365 | 5.8034 | 0.68724 | 6 | 0.49065
37203 | 7.18 | 1 | 365 | 8.1703 | 0.4538 | 8 | 0.6241
36958 | 7.44 | 1 | 365 | 8.4662 | 0.049623 | 8 | 0.51578
38143 | 7.8 | 1 | 365 | 8.8758 | 0.8746 | 9 | 0.75041
37362 | 3.12 | 1 | 365 | 3.5503 | 0.14984 | 3 | 0.70016
51155 | 4.94 | 1 | 365 | 5.6213 | 0.32058 | 5 | 0.94193
39751 | 8.715 | 1 | 365 | 9.917 | 0.97143 | 10 | 0.88844
38830 | 6.66 | 1 | 365 | 7.5786 | 0.26216 | 7 | 0.84074
38734 | 5.72 | 1 | 365 | 6.5089 | 0.10804 | 6 | 0.61697
38805 | 3.9 | 1 | 365 | 4.4379 | 0.9373 | 5 | 0.37521
38769 | 7.28 | 1 | 365 | 8.2841 | 0.68296 | 8 | 0.96705
39782 | 6.24 | 1 | 365 | 7.1006 | 0.29968 | 7 | 0.40033
38257 | 6.47 | 1 | 365 | 7.3624 | 0.82676 | 8 | 0.18912
38627 | 7.315 | 1 | 365 | 8.3239 | 0.76317 | 9 | 0.087085
38476 | 10.57 | 1 | 365 | 12.0279 | 0.22238 | 12 | 0.25024
49517 | 5.98 | 1 | 365 | 6.8048 | 0.70386 | 7 | 0.50865
39082 | 11.025 | 1 | 365 | 12.5456 | 0.26507 | 12 | 0.81068
38394 | 4.5 | 1 | 365 | 5.1207 | 0.31227 | 5 | 0.43293
42537 | 10.71 | 1 | 365 | 12.1872 | 0.54321 | 12 | 0.73037
41967 | 6.3 | 1 | 365 | 7.1689 | 0.43718 | 7 | 0.6061
42110 | 12 | 1 | 365 | 13.6551 | 0.49939 | 14 | 0.15448
41924 | 12 | 1 | 365 | 13.6551 | 0.49939 | 14 | 0.15448
38375 | 9.135 | 1 | 365 | 10.3949 | 0.93391 | 11 | 0.32885
41195 | 8.19 | 1 | 365 | 9.3196 | 0.76834 | 10 | 0.087933
38325 | 7.2 | 1 | 365 | 8.1931 | 0.49964 | 8 | 0.69269
47358 | 6.3 | 1 | 365 | 7.1689 | 0.43718 | 7 | 0.6061
47103 | 5.1 | 1 | 365 | 5.8034 | 0.68724 | 6 | 0.49065
47096 | 7.2 | 1 | 365 | 8.1931 | 0.49964 | 8 | 0.69269
46290 | 7.8 | 1 | 365 | 8.8758 | 0.8746 | 9 | 0.75041
47116 | 9.6 | 1 | 365 | 10.9241 | 0.99951 | 11 | 0.92358
44359 | 4.56 | 1 | 365 | 5.1889 | 0.44977 | 5 | 0.6387
46197 | 11.25 | 1 | 365 | 12.8016 | 0.78068 | 13 | 0.58232
47458 | 24.64 | 1 | 365 | 28.0384 | 0.46542 | 28 | 0.50387
48725 | 11.6 | 1 | 365 | 13.1999 | 0.58275 | 13 | 0.78266
50115 | 11.6 | 1 | 365 | 13.1999 | 0.58275 | 13 | 0.78266
49772 | 11.6 | 1 | 365 | 13.1999 | 0.58275 | 13 | 0.78266
35931 | 6.213 | 1 | 365 | 7.0699 | 0.23781 | 7 | 0.30773
36131 | 12.426 | 1 | 365 | 14.1398 | 0.47562 | 14 | 0.61546
36135 | 7.194 | 1 | 365 | 8.1862 | 0.48589 | 8 | 0.67211
36142 | 12.42 | 1 | 365 | 14.133 | 0.46187 | 14 | 0.59489
36163 | 9.81 | 1 | 365 | 11.163 | 0.48075 | 11 | 0.64379
37522 | 7.02 | 1 | 365 | 7.9882 | 0.087144 | 8 | 0.075371
38875 | 6.56 | 1 | 365 | 7.4648 | 0.033001 | 7 | 0.49778
42888 | 3.02 | 1 | 365 | 3.4365 | 0.92068 | 4 | 0.35721
36835 | 4.605 | 1 | 365 | 5.2401 | 0.55289 | 5 | 0.79303
37216 | 3.85 | 1 | 365 | 4.381 | 0.82272 | 5 | 0.20373
36882 | 6.375 | 1 | 365 | 7.2543 | 0.60905 | 7 | 0.86332
39849 | 8.715 | 1 | 365 | 9.917 | 0.97143 | 10 | 0.88844
38836 | 7.15 | 1 | 365 | 8.1362 | 0.38505 | 8 | 0.52121
47235 | 6.76 | 1 | 365 | 7.6924 | 0.49132 | 8 | 0.18369
37625 | 4.345 | 1 | 365 | 4.9443 | 0.95707 | 5 | 0.90135
37228 | 7.84 | 1 | 365 | 8.9213 | 0.96627 | 9 | 0.88759
50807 | 5.72 | 1 | 365 | 6.5089 | 0.10804 | 6 | 0.61697
38733 | 4.11 | 1 | 365 | 4.6769 | 0.41854 | 5 | 0.095409
38189 | 12.1 | 1 | 365 | 13.7689 | 0.72855 | 14 | 0.49743
39794 | 8.68 | 1 | 365 | 9.8772 | 0.89123 | 10 | 0.76841
43255 | 6.76 | 1 | 365 | 7.6924 | 0.49132 | 8 | 0.18369
50644 | 4.42 | 1 | 365 | 5.0296 | 0.12894 | 5 | 0.15857
39030 | 6.27 | 1 | 365 | 7.1348 | 0.36843 | 7 | 0.50322
38306 | 6.6 | 1 | 365 | 7.5103 | 0.12467 | 7 | 0.63496
39920 | 5.6 | 1 | 365 | 6.3724 | 0.83305 | 7 | 0.20542
39091 | 9.1 | 1 | 365 | 10.3551 | 0.85371 | 11 | 0.20881
51181 | 4.94 | 1 | 365 | 5.6213 | 0.32058 | 5 | 0.94193
38796 | 4.2 | 1 | 365 | 4.7793 | 0.62479 | 5 | 0.40407
36363 | 8.715 | 1 | 365 | 9.917 | 0.97143 | 10 | 0.88844
38299 | 5.88 | 1 | 365 | 6.691 | 0.4747 | 7 | 0.1657
39112 | 8.58 | 1 | 365 | 9.7634 | 0.66207 | 10 | 0.42545
39094 | 9.1 | 1 | 365 | 10.3551 | 0.85371 | 11 | 0.20881
51157 | 10.08 | 1 | 365 | 11.4703 | 0.099489 | 11 | 0.56976
38107 | 4.845 | 1 | 365 | 5.5132 | 0.10288 | 5 | 0.61612
38212 | 9.36 | 1 | 365 | 10.651 | 0.44953 | 11 | 0.10049
47231 | 7.28 | 1 | 365 | 8.2841 | 0.68296 | 8 | 0.96705
51584 | 7.28 | 1 | 365 | 8.2841 | 0.68296 | 8 | 0.96705
39784 | 6.05 | 1 | 365 | 6.8844 | 0.86428 | 7 | 0.74872
49492 | 4.16 | 1 | 365 | 4.7338 | 0.53312 | 5 | 0.26689
50707 | 4.68 | 1 | 365 | 5.3255 | 0.72476 | 6 | 0.050247
41052 | 7.15 | 1 | 365 | 8.1362 | 0.38505 | 8 | 0.52121
37275 | 3.575 | 1 | 365 | 4.0681 | 0.19253 | 4 | 0.26061
38842 | 8.195 | 1 | 365 | 9.3253 | 0.77979 | 10 | 0.10508
39392 | 8.195 | 1 | 365 | 9.3253 | 0.77979 | 10 | 0.10508
39075 | 7.15 | 1 | 365 | 8.1362 | 0.38505 | 8 | 0.52121
38685 | 6.325 | 1 | 365 | 7.1974 | 0.49447 | 7 | 0.69184
39869 | 4.68 | 1 | 365 | 5.3255 | 0.72476 | 6 | 0.050247
38501 | 10.4 | 1 | 365 | 11.8344 | 0.83281 | 12 | 0.66722
38663 | 8.59 | 1 | 365 | 9.7748 | 0.68498 | 10 | 0.45975
37875 | 12.32 | 1 | 365 | 14.0192 | 0.23271 | 14 | 0.25193
39843 | 3.12 | 1 | 365 | 3.5503 | 0.14984 | 3 | 0.70016
37370 | 12.48 | 1 | 365 | 14.2013 | 0.59937 | 14 | 0.80066
37257 | 5.88 | 1 | 365 | 6.691 | 0.4747 | 7 | 0.1657
38283 | 6.76 | 1 | 365 | 7.6924 | 0.49132 | 8 | 0.18369
47247 | 7.02 | 1 | 365 | 7.9882 | 0.087144 | 8 | 0.075371
37771 | 7.8 | 1 | 365 | 8.8758 | 0.8746 | 9 | 0.75041
47240 | 4.16 | 1 | 365 | 4.7338 | 0.53312 | 5 | 0.26689
38877 | 5.72 | 1 | 365 | 6.5089 | 0.10804 | 6 | 0.61697
39105 | 5.2 | 1 | 365 | 5.9172 | 0.9164 | 6 | 0.83361
53056 | 24.99 | 1 | 365 | 28.4367 | 0.26748 | 28 | 0.7042
44456 | 119.025 | 0.9 | 365 | 121.8973 | 0.48363 | 122 | 0.3809
29889 | 456.94 | 0.9 | 365 | 467.9667 | 0.41791 | 468 | 0.38461
35678 | 148.18 | 0.9 | 365 | 151.7558 | 0.61449 | 152 | 0.37031
52626 | 7.6 | 1 | 365 | 8.6482 | 0.41628 | 9 | 0.064504
51397 | 6.76 | 1 | 365 | 7.6924 | 0.49132 | 8 | 0.18369
51201 | 8.32 | 1 | 365 | 9.4675 | 0.066245 | 9 | 0.53377
45336 | 22.26 | 1 | 365 | 25.3302 | 0.011372 | 25 | 0.34156
51628 | 9.36 | 1 | 365 | 10.651 | 0.44953 | 11 | 0.10049
51629 | 8.84 | 1 | 365 | 10.0592 | 0.25789 | 10 | 0.31713
51638 | 6.76 | 1 | 365 | 7.6924 | 0.49132 | 8 | 0.18369
51639 | 5.2 | 1 | 365 | 5.9172 | 0.9164 | 6 | 0.83361
51640 | 7.02 | 1 | 365 | 7.9882 | 0.087144 | 8 | 0.075371
41973 | 7.28 | 1 | 365 | 8.2841 | 0.68296 | 8 | 0.96705
51641 | 7.28 | 1 | 365 | 8.2841 | 0.68296 | 8 | 0.96705
51643 | 4.42 | 1 | 365 | 5.0296 | 0.12894 | 5 | 0.15857
51644 | 5.98 | 1 | 365 | 6.8048 | 0.70386 | 7 | 0.50865
51645 | 7.02 | 1 | 365 | 7.9882 | 0.087144 | 8 | 0.075371
51680 | 3.9 | 1 | 365 | 4.4379 | 0.9373 | 5 | 0.37521
51682 | 2.86 | 1 | 365 | 3.2545 | 0.55402 | 3 | 0.80848
51683 | 7.28 | 1 | 365 | 8.2841 | 0.68296 | 8 | 0.96705
51687 | 5.1 | 1 | 365 | 5.8034 | 0.68724 | 6 | 0.49065
51691 | 4.42 | 1 | 365 | 5.0296 | 0.12894 | 5 | 0.15857
51694 | 7.28 | 1 | 365 | 8.2841 | 0.68296 | 8 | 0.96705
51695 | 2.86 | 1 | 365 | 3.2545 | 0.55402 | 3 | 0.80848
51696 | 9.88 | 1 | 365 | 11.2427 | 0.64117 | 11 | 0.88386
51697 | 7.28 | 1 | 365 | 8.2841 | 0.68296 | 8 | 0.96705
51938 | 3.12 | 1 | 365 | 3.5503 | 0.14984 | 3 | 0.70016
49096 | 6.25 | 1 | 365 | 7.112 | 0.3226 | 7 | 0.43462
51964 | 7.8 | 1 | 365 | 8.8758 | 0.8746 | 9 | 0.75041
36486 | 9.96 | 1 | 365 | 11.3337 | 0.8245 | 12 | 0.15822
37801 | 4.68 | 1 | 365 | 5.3255 | 0.72476 | 6 | 0.050247
37247 | 4.42 | 1 | 365 | 5.0296 | 0.12894 | 5 | 0.15857
37154 | 4.42 | 1 | 365 | 5.0296 | 0.12894 | 5 | 0.15857
38264 | 3.64 | 1 | 365 | 4.142 | 0.34148 | 4 | 0.48353
51968 | 9.36 | 1 | 365 | 10.651 | 0.44953 | 11 | 0.10049
51969 | 6.76 | 1 | 365 | 7.6924 | 0.49132 | 8 | 0.18369
51971 | 3.64 | 1 | 365 | 4.142 | 0.34148 | 4 | 0.48353
51975 | 5.2 | 1 | 365 | 5.9172 | 0.9164 | 6 | 0.83361
51978 | 5.46 | 1 | 365 | 6.2131 | 0.51222 | 6 | 0.72529
51983 | 4.42 | 1 | 365 | 5.0296 | 0.12894 | 5 | 0.15857
51982 | 8.8 | 1 | 365 | 10.0137 | 0.16622 | 10 | 0.17995
51987 | 9.36 | 1 | 365 | 10.651 | 0.44953 | 11 | 0.10049
51984 | 3.38 | 1 | 365 | 3.8462 | 0.74566 | 4 | 0.59185
51990 | 5.72 | 1 | 365 | 6.5089 | 0.10804 | 6 | 0.61697
51993 | 8.06 | 1 | 365 | 9.1717 | 0.47042 | 9 | 0.64209
51999 | 5.2 | 1 | 365 | 5.9172 | 0.9164 | 6 | 0.83361
52013 | 6.24 | 1 | 365 | 7.1006 | 0.29968 | 7 | 0.40033
52001 | 5.72 | 1 | 365 | 6.5089 | 0.10804 | 6 | 0.61697
52004 | 4.68 | 1 | 365 | 5.3255 | 0.72476 | 6 | 0.050247
41699 | 12.32 | 1 | 365 | 14.0192 | 0.23271 | 14 | 0.25193
37175 | 7.8 | 1 | 365 | 8.8758 | 0.8746 | 9 | 0.75041
38362 | 8.58 | 1 | 365 | 9.7634 | 0.66207 | 10 | 0.42545
38672 | 2.86 | 1 | 365 | 3.2545 | 0.55402 | 3 | 0.80848
51588 | 12.22 | 1 | 365 | 13.9054 | 0.0035475 | 13 | 0.90898
49479 | 3.64 | 1 | 365 | 4.142 | 0.34148 | 4 | 0.48353
39753 | 5.72 | 1 | 365 | 6.5089 | 0.10804 | 6 | 0.61697
51192 | 12.22 | 1 | 365 | 13.9054 | 0.0035475 | 13 | 0.90898
38272 | 9.88 | 1 | 365 | 11.2427 | 0.64117 | 11 | 0.88386
38350 | 5.46 | 1 | 365 | 6.2131 | 0.51222 | 6 | 0.72529
38861 | 6.56 | 1 | 365 | 7.4648 | 0.033001 | 7 | 0.49778
41353 | 7.28 | 1 | 365 | 8.2841 | 0.68296 | 8 | 0.96705
41624 | 6.065 | 1 | 365 | 6.9015 | 0.89865 | 7 | 0.80016
39750 | 12.04 | 1 | 365 | 13.7006 | 0.59106 | 14 | 0.29166
36655 | 5.5 | 1 | 365 | 6.2586 | 0.60389 | 6 | 0.86247
47775 | 10.865 | 1 | 365 | 12.3635 | 0.89841 | 13 | 0.26195
52043 | 9.01 | 1 | 365 | 10.2527 | 0.64746 | 10 | 0.90016
38892 | 7.5 | 1 | 365 | 8.5344 | 0.18712 | 8 | 0.72155
46587 | 4.2 | 1 | 365 | 4.7793 | 0.62479 | 5 | 0.40407
48627 | 9.6 | 1 | 365 | 10.9241 | 0.99951 | 11 | 0.92358
52175 | 9.1 | 1 | 365 | 10.3551 | 0.85371 | 11 | 0.20881
52177 | 8.58 | 1 | 365 | 9.7634 | 0.66207 | 10 | 0.42545
52180 | 2.52 | 1 | 365 | 2.8676 | 0.77487 | 3 | 0.64244
52181 | 7.8 | 1 | 365 | 8.8758 | 0.8746 | 9 | 0.75041
52183 | 4.16 | 1 | 365 | 4.7338 | 0.53312 | 5 | 0.26689
52185 | 3.9 | 1 | 365 | 4.4379 | 0.9373 | 5 | 0.37521
47111 | 6 | 1 | 365 | 6.8275 | 0.7497 | 7 | 0.57724
36189 | 7.56 | 1 | 365 | 8.6027 | 0.32462 | 8 | 0.92732
40771 | 4.2 | 1 | 365 | 4.7793 | 0.62479 | 5 | 0.40407
46258 | 14.26 | 1 | 365 | 16.2268 | 0.67844 | 16 | 0.90524
46241 | 14.4 | 1 | 365 | 16.3861 | 0.99927 | 17 | 0.38538
44119 | 10.71 | 1 | 365 | 12.1872 | 0.54321 | 12 | 0.73037
52307 | 4.42 | 1 | 365 | 5.0296 | 0.12894 | 5 | 0.15857
50855 | 11.7 | 1 | 365 | 13.3137 | 0.81191 | 14 | 0.12562
52308 | 3.38 | 1 | 365 | 3.8462 | 0.74566 | 4 | 0.59185
35799 | 10.08 | 1 | 365 | 11.4703 | 0.099489 | 11 | 0.56976
52311 | 5.72 | 1 | 365 | 6.5089 | 0.10804 | 6 | 0.61697
35740 | 8.7 | 1 | 365 | 9.8999 | 0.93706 | 10 | 0.837
52317 | 5.72 | 1 | 365 | 6.5089 | 0.10804 | 6 | 0.61697
32066 | 10.4 | 1 | 365 | 11.8344 | 0.83281 | 12 | 0.66722
52319 | 3.38 | 1 | 365 | 3.8462 | 0.74566 | 4 | 0.59185
47637 | 8.505 | 1 | 365 | 9.678 | 0.49019 | 10 | 0.16824
37428 | 8.829 | 1 | 365 | 10.0467 | 0.23268 | 10 | 0.27941
36005 | 30.5 | 0.9 | 365 | 31.236 | 0.90486 | 32 | 0.14087
52325 | 4.42 | 1 | 365 | 5.0296 | 0.12894 | 5 | 0.15857
38701 | 6.05 | 1 | 365 | 6.8844 | 0.86428 | 7 | 0.74872
52324 | 5.46 | 1 | 365 | 6.2131 | 0.51222 | 6 | 0.72529
38670 | 4.48 | 1 | 365 | 5.0979 | 0.26644 | 5 | 0.36434
49953 | 5.4 | 1 | 365 | 6.1448 | 0.37473 | 6 | 0.51952
49487 | 5.72 | 1 | 365 | 6.5089 | 0.10804 | 6 | 0.61697
52336 | 4.16 | 1 | 365 | 4.7338 | 0.53312 | 5 | 0.26689
50725 | 8.54 | 1 | 365 | 9.7179 | 0.5704 | 10 | 0.28827
52337 | 3.9 | 1 | 365 | 4.4379 | 0.9373 | 5 | 0.37521
52342 | 6.5 | 1 | 365 | 7.3965 | 0.8955 | 8 | 0.29201
50980 | 3.9 | 1 | 365 | 4.4379 | 0.9373 | 5 | 0.37521
40838 | 5.61 | 1 | 365 | 6.3838 | 0.85597 | 7 | 0.23972
41285 | 3.9 | 1 | 365 | 4.4379 | 0.9373 | 5 | 0.37521
41642 | 9.24 | 1 | 365 | 10.5144 | 0.17453 | 10 | 0.68895
46943 | 13.26 | 1 | 365 | 15.0889 | 0.38683 | 15 | 0.4757
42314 | 3.9 | 1 | 365 | 4.4379 | 0.9373 | 5 | 0.37521
41227 | 5.4 | 1 | 365 | 6.1448 | 0.37473 | 6 | 0.51952
46075 | 13.26 | 1 | 365 | 15.0889 | 0.38683 | 15 | 0.4757
41889 | 3.38 | 1 | 365 | 3.8462 | 0.74566 | 4 | 0.59185
46094 | 13.52 | 1 | 365 | 15.3847 | 0.98265 | 16 | 0.36738
43611 | 4.68 | 1 | 365 | 5.3255 | 0.72476 | 6 | 0.050247
43585 | 7.24 | 1 | 365 | 8.2386 | 0.5913 | 8 | 0.82987
48696 | 7.98 | 1 | 365 | 9.0806 | 0.2871 | 9 | 0.36773
43984 | 6.3 | 1 | 365 | 7.1689 | 0.43718 | 7 | 0.6061
47467 | 10.8 | 1 | 365 | 12.2896 | 0.74945 | 13 | 0.039032
36210 | 7.56 | 1 | 365 | 8.6027 | 0.32462 | 8 | 0.92732
43252 | 9.18 | 1 | 365 | 10.4461 | 0.037035 | 10 | 0.48318
43612 | 7.8 | 1 | 365 | 8.8758 | 0.8746 | 9 | 0.75041
35924 | 6.555 | 1 | 365 | 7.4591 | 0.021543 | 7 | 0.48063
52802 | 6.5 | 1 | 365 | 7.3965 | 0.8955 | 8 | 0.29201
52705 | 9.36 | 1 | 365 | 10.651 | 0.44953 | 11 | 0.10049
52801 | 6.5 | 1 | 365 | 7.3965 | 0.8955 | 8 | 0.29201
52803 | 7.54 | 1 | 365 | 8.5799 | 0.27878 | 8 | 0.85873
52707 | 4.16 | 1 | 365 | 4.7338 | 0.53312 | 5 | 0.26689
52828 | 6.5 | 1 | 365 | 7.3965 | 0.8955 | 8 | 0.29201
52800 | 7.02 | 1 | 365 | 7.9882 | 0.087144 | 8 | 0.075371
52799 | 5.2 | 1 | 365 | 5.9172 | 0.9164 | 6 | 0.83361
52830 | 5.46 | 1 | 365 | 6.2131 | 0.51222 | 6 | 0.72529
52833 | 6.5 | 1 | 365 | 7.3965 | 0.8955 | 8 | 0.29201
52962 | 5.2 | 1 | 365 | 5.9172 | 0.9164 | 6 | 0.83361
52826 | 6.5 | 1 | 365 | 7.3965 | 0.8955 | 8 | 0.29201
52836 | 4.16 | 1 | 365 | 4.7338 | 0.53312 | 5 | 0.26689
52838 | 3.64 | 1 | 365 | 4.142 | 0.34148 | 4 | 0.48353
52965 | 4.16 | 1 | 365 | 4.7338 | 0.53312 | 5 | 0.26689
52839 | 5.2 | 1 | 365 | 5.9172 | 0.9164 | 6 | 0.83361
52968 | 9.88 | 1 | 365 | 11.2427 | 0.64117 | 11 | 0.88386
52959 | 8.58 | 1 | 365 | 9.7634 | 0.66207 | 10 | 0.42545
52955 | 2.08 | 1 | 365 | 2.3669 | 0.76656 | 3 | 0.13344
52954 | 5.2 | 1 | 365 | 5.9172 | 0.9164 | 6 | 0.83361
52859 | 5.2 | 1 | 365 | 5.9172 | 0.9164 | 6 | 0.83361
52855 | 8.32 | 1 | 365 | 9.4675 | 0.066245 | 9 | 0.53377
52853 | 4.42 | 1 | 365 | 5.0296 | 0.12894 | 5 | 0.15857
52851 | 6.5 | 1 | 365 | 7.3965 | 0.8955 | 8 | 0.29201
52848 | 4.68 | 1 | 365 | 5.3255 | 0.72476 | 6 | 0.050247
53073 | 5.225 | 1 | 365 | 5.9457 | 0.97369 | 6 | 0.91935
53092 | 7.28 | 1 | 365 | 8.2841 | 0.68296 | 8 | 0.96705
53090 | 6.24 | 1 | 365 | 7.1006 | 0.29968 | 7 | 0.40033
53076 | 6.76 | 1 | 365 | 7.6924 | 0.49132 | 8 | 0.18369
53079 | 4.68 | 1 | 365 | 5.3255 | 0.72476 | 6 | 0.050247
53075 | 9.36 | 1 | 365 | 10.651 | 0.44953 | 11 | 0.10049
53074 | 4.16 | 1 | 365 | 4.7338 | 0.53312 | 5 | 0.26689
53324 | 6.24 | 1 | 365 | 7.1006 | 0.29968 | 7 | 0.40033
52846 | 9.88 | 1 | 365 | 11.2427 | 0.64117 | 11 | 0.88386
52858 | 7.8 | 1 | 365 | 8.8758 | 0.8746 | 9 | 0.75041
52964 | 6.3 | 1 | 365 | 7.1689 | 0.43718 | 7 | 0.6061
53091 | 5.2 | 1 | 365 | 5.9172 | 0.9164 | 6 | 0.83361
53094 | 7.02 | 1 | 365 | 7.9882 | 0.087144 | 8 | 0.075371
37568 | 7.28 | 1 | 365 | 8.2841 | 0.68296 | 8 | 0.96705
51230 | 9.1 | 1 | 365 | 10.3551 | 0.85371 | 11 | 0.20881
39757 | 4.68 | 1 | 365 | 5.3255 | 0.72476 | 6 | 0.050247
41619 | 8.58 | 1 | 365 | 9.7634 | 0.66207 | 10 | 0.42545
51389 | 9.88 | 1 | 365 | 11.2427 | 0.64117 | 11 | 0.88386
50660 | 4.68 | 1 | 365 | 5.3255 | 0.72476 | 6 | 0.050247
51565 | 7.54 | 1 | 365 | 8.5799 | 0.27878 | 8 | 0.85873
38023 | 5.125 | 1 | 365 | 5.8319 | 0.74453 | 6 | 0.57639
51390 | 4.16 | 1 | 365 | 4.7338 | 0.53312 | 5 | 0.26689
36995 | 6.14 | 1 | 365 | 6.9869 | 0.070522 | 7 | 0.057376
36687 | 3.565 | 1 | 365 | 4.0567 | 0.16961 | 4 | 0.22631
51391 | 7.28 | 1 | 365 | 8.2841 | 0.68296 | 8 | 0.96705
36991 | 4.605 | 1 | 365 | 5.2401 | 0.55289 | 5 | 0.79303
51187 | 5.385 | 1 | 365 | 6.1277 | 0.34035 | 6 | 0.46807
38935 | 5.2 | 1 | 365 | 5.9172 | 0.9164 | 6 | 0.83361
38245 | 10.25 | 1 | 365 | 11.6637 | 0.48906 | 12 | 0.15278
51393 | 8.06 | 1 | 365 | 9.1717 | 0.47042 | 9 | 0.64209
49613 | 8.4 | 1 | 365 | 9.5586 | 0.24957 | 9 | 0.80814
45039 | 7.02 | 1 | 365 | 7.9882 | 0.087144 | 8 | 0.075371
47855 | 8.505 | 1 | 365 | 9.678 | 0.49019 | 10 | 0.16824
44259 | 4.76 | 1 | 365 | 5.4165 | 0.90809 | 6 | 0.32461
36023 | 8.175 | 1 | 365 | 9.3025 | 0.73396 | 10 | 0.03649
44294 | 8.82 | 1 | 365 | 10.0365 | 0.21205 | 10 | 0.24854
44532 | 3.315 | 1 | 365 | 3.7722 | 0.59671 | 4 | 0.36893
44146 | 8.82 | 1 | 365 | 10.0365 | 0.21205 | 10 | 0.24854
44526 | 4.5 | 1 | 365 | 5.1207 | 0.31227 | 5 | 0.43293
44365 | 4.905 | 1 | 365 | 5.5815 | 0.24038 | 5 | 0.82189
51464 | 6.24 | 1 | 365 | 7.1006 | 0.29968 | 7 | 0.40033
44588 | 11.1 | 1 | 365 | 12.631 | 0.43694 | 13 | 0.067894
36113 | 5.6 | 1 | 365 | 6.3724 | 0.83305 | 7 | 0.20542
36181 | 8.28 | 1 | 365 | 9.422 | 0.97458 | 10 | 0.39659
37464 | 9.156 | 1 | 365 | 10.4188 | 0.98204 | 11 | 0.40087
44515 | 5.5 | 1 | 365 | 6.2586 | 0.60389 | 6 | 0.86247
44522 | 10.8 | 1 | 365 | 12.2896 | 0.74945 | 13 | 0.039032
44521 | 8.505 | 1 | 365 | 9.678 | 0.49019 | 10 | 0.16824
44739 | 8.68 | 1 | 365 | 9.8772 | 0.89123 | 10 | 0.76841
46710 | 3.92 | 1 | 365 | 4.4607 | 0.98313 | 5 | 0.4438
45574 | 4.5 | 1 | 365 | 5.1207 | 0.31227 | 5 | 0.43293
43463 | 12.285 | 1 | 365 | 13.9794 | 0.1525 | 14 | 0.1319
50143 | 7.8 | 1 | 365 | 8.8758 | 0.8746 | 9 | 0.75041
44152 | 5.7 | 1 | 365 | 6.4862 | 0.062211 | 6 | 0.54838
51030 | 10.23 | 1 | 365 | 11.641 | 0.44323 | 12 | 0.084194
49707 | 4.2 | 1 | 365 | 4.7793 | 0.62479 | 5 | 0.40407
40846 | 9.69 | 1 | 365 | 11.0265 | 0.20576 | 11 | 0.23224
44144 | 8.505 | 1 | 365 | 9.678 | 0.49019 | 10 | 0.16824
46528 | 5.7 | 1 | 365 | 6.4862 | 0.062211 | 6 | 0.54838
46369 | 13 | 1 | 365 | 14.793 | 0.79101 | 15 | 0.58402
44153 | 6 | 1 | 365 | 6.8275 | 0.7497 | 7 | 0.57724
42536 | 4.8 | 1 | 365 | 5.462 | 0.99976 | 6 | 0.46179
50845 | 5.7 | 1 | 365 | 6.4862 | 0.062211 | 6 | 0.54838
37016 | 9.6 | 1 | 365 | 10.9241 | 0.99951 | 11 | 0.92358
47135 | 12.48 | 1 | 365 | 14.2013 | 0.59937 | 14 | 0.80066
44135 | 12 | 1 | 365 | 13.6551 | 0.49939 | 14 | 0.15448
44138 | 9.3 | 1 | 365 | 10.5827 | 0.31203 | 10 | 0.89472
44162 | 6.75 | 1 | 365 | 7.681 | 0.46841 | 8 | 0.1494
44192 | 3.9 | 1 | 365 | 4.4379 | 0.9373 | 5 | 0.37521
44682 | 4.5 | 1 | 365 | 5.1207 | 0.31227 | 5 | 0.43293
36344 | 9.6 | 1 | 365 | 10.9241 | 0.99951 | 11 | 0.92358
47671 | 3.64 | 1 | 365 | 4.142 | 0.34148 | 4 | 0.48353
49328 | 7.14 | 1 | 365 | 8.1248 | 0.36214 | 8 | 0.48692
46404 | 5 | 1 | 365 | 5.6896 | 0.45808 | 6 | 0.1477
51048 | 7.54 | 1 | 365 | 8.5799 | 0.27878 | 8 | 0.85873
47013 | 10.08 | 1 | 365 | 11.4703 | 0.099489 | 11 | 0.56976
44409 | 9.36 | 1 | 365 | 10.651 | 0.44953 | 11 | 0.10049
44516 | 2.04 | 1 | 365 | 2.3214 | 0.6749 | 2 | 0.99626
49321 | 10.71 | 1 | 365 | 12.1872 | 0.54321 | 12 | 0.73037
45393 | 11.2 | 1 | 365 | 12.7447 | 0.6661 | 13 | 0.41085
51129 | 11.47 | 1 | 365 | 13.052 | 0.28484 | 13 | 0.33682
35766 | 14.84 | 1 | 365 | 16.8868 | 0.0075814 | 16 | 0.89437
43537 | 6.9 | 1 | 365 | 7.8517 | 0.81215 | 8 | 0.66383
49950 | 8.12 | 1 | 365 | 9.2399 | 0.60792 | 9 | 0.84786
50146 | 7.28 | 1 | 365 | 8.2841 | 0.68296 | 8 | 0.96705
48221 | 10 | 1 | 365 | 11.3792 | 0.91616 | 12 | 0.2954
44875 | 15.81 | 1 | 365 | 17.9906 | 0.23045 | 18 | 0.22103
49737 | 11.115 | 1 | 365 | 12.648 | 0.47131 | 13 | 0.11934
47342 | 12.18 | 1 | 365 | 13.8599 | 0.91188 | 14 | 0.7718
51290 | 8.235 | 1 | 365 | 9.3708 | 0.87146 | 10 | 0.24226
44725 | 12 | 1 | 365 | 13.6551 | 0.49939 | 14 | 0.15448
51264 | 12.426 | 1 | 365 | 14.1398 | 0.47562 | 14 | 0.61546
49187 | 6.84 | 1 | 365 | 7.7834 | 0.67465 | 8 | 0.45805
45503 | 11.4 | 1 | 365 | 12.9723 | 0.12442 | 13 | 0.096756
44053 | 7.875 | 1 | 365 | 8.9612 | 0.046476 | 9 | 0.0076275
47405 | 10.25 | 1 | 365 | 11.6637 | 0.48906 | 12 | 0.15278
49644 | 12.29 | 1 | 365 | 13.9851 | 0.16396 | 14 | 0.14905
51206 | 7.8 | 1 | 365 | 8.8758 | 0.8746 | 9 | 0.75041
44255 | 9.765 | 1 | 365 | 11.1118 | 0.37763 | 11 | 0.48946
45773 | 9.8 | 1 | 365 | 11.1517 | 0.45784 | 11 | 0.60949
49158 | 7.36 | 1 | 365 | 8.3751 | 0.86629 | 9 | 0.24141
49525 | 5.58 | 1 | 365 | 6.3496 | 0.78722 | 7 | 0.13683
46767 | 6.21 | 1 | 365 | 7.0665 | 0.23094 | 7 | 0.29744
54525 | 3.9 | 1 | 365 | 4.4379 | 0.9373 | 5 | 0.37521
44178 | 9.45 | 1 | 365 | 10.7534 | 0.65577 | 11 | 0.40915
37176 | 10.1 | 1 | 365 | 11.493 | 0.14532 | 11 | 0.63835
36179 | 4.68 | 1 | 365 | 5.3255 | 0.72476 | 6 | 0.050247
38313 | 5.88 | 1 | 365 | 6.691 | 0.4747 | 7 | 0.1657
37374 | 4.68 | 1 | 365 | 5.3255 | 0.72476 | 6 | 0.050247
46707 | 9.075 | 1 | 365 | 10.3267 | 0.79642 | 11 | 0.12308
47268 | 3.64 | 1 | 365 | 4.142 | 0.34148 | 4 | 0.48353
44353 | 7.5 | 1 | 365 | 8.5344 | 0.18712 | 8 | 0.72155
47233 | 6.24 | 1 | 365 | 7.1006 | 0.29968 | 7 | 0.40033
37168 | 3.3 | 1 | 365 | 3.7551 | 0.56233 | 4 | 0.31748
54888 | 29.64 | 0.9 | 365 | 30.3553 | 0.13115 | 30 | 0.48641
37766 | 4.48 | 1 | 365 | 5.0979 | 0.26644 | 5 | 0.36434
54140 | 62.4 | 0.9 | 365 | 63.9058 | 0.69715 | 64 | 0.60297
38915 | 5.225 | 1 | 365 | 5.9457 | 0.97369 | 6 | 0.91935
38779 | 7.56 | 1 | 365 | 8.6027 | 0.32462 | 8 | 0.92732
41606 | 10.4 | 1 | 365 | 11.8344 | 0.83281 | 12 | 0.66722
50086 | 3.135 | 1 | 365 | 3.5674 | 0.18422 | 3 | 0.75161
52221 | 13.26 | 1 | 365 | 15.0889 | 0.38683 | 15 | 0.4757
38958 | 3.9 | 1 | 365 | 4.4379 | 0.9373 | 5 | 0.37521
51573 | 3.18 | 1 | 365 | 3.6186 | 0.28734 | 3 | 0.90594
38680 | 4.95 | 1 | 365 | 5.6327 | 0.3435 | 5 | 0.97622
38341 | 8.4 | 1 | 365 | 9.5586 | 0.24957 | 9 | 0.80814
43451 | 9.765 | 1 | 365 | 11.1118 | 0.37763 | 11 | 0.48946
41550 | 11.39 | 1 | 365 | 12.961 | 0.10151 | 13 | 0.062461
49649 | 6.24 | 1 | 365 | 7.1006 | 0.29968 | 7 | 0.40033
44870 | 11.44 | 1 | 365 | 13.0179 | 0.21609 | 13 | 0.23394
46702 | 11.7 | 1 | 365 | 13.3137 | 0.81191 | 14 | 0.12562
44022 | 3.12 | 1 | 365 | 3.5503 | 0.14984 | 3 | 0.70016
18133 | 10.4 | 1 | 365 | 11.8344 | 0.83281 | 12 | 0.66722
44447 | 12.96 | 1 | 365 | 14.7475 | 0.69934 | 15 | 0.44684
40955 | 5.7 | 1 | 365 | 6.4862 | 0.062211 | 6 | 0.54838
44295 | 10.92 | 1 | 365 | 12.4261 | 0.024447 | 12 | 0.45058
44640 | 6.24 | 1 | 365 | 7.1006 | 0.29968 | 7 | 0.40033
51046 | 5.2 | 1 | 365 | 5.9172 | 0.9164 | 6 | 0.83361
44598 | 7.28 | 1 | 365 | 8.2841 | 0.68296 | 8 | 0.96705
40892 | 7.28 | 1 | 365 | 8.2841 | 0.68296 | 8 | 0.96705
51679 | 9.36 | 1 | 365 | 10.651 | 0.44953 | 11 | 0.10049
49675 | 5.2 | 1 | 365 | 5.9172 | 0.9164 | 6 | 0.83361
50441 | 10.5 | 1 | 365 | 11.9482 | 0.061968 | 12 | 0.01017
35964 | 9.156 | 1 | 365 | 10.4188 | 0.98204 | 11 | 0.40087
51675 | 9.36 | 1 | 365 | 10.651 | 0.44953 | 11 | 0.10049
48425 | 15.08 | 1 | 365 | 17.1599 | 0.55757 | 17 | 0.71746
36152 | 17.004 | 1 | 365 | 19.3493 | 0.96664 | 20 | 0.3159
44509 | 7.2 | 1 | 365 | 8.1931 | 0.49964 | 8 | 0.69269
36138 | 5.232 | 1 | 365 | 5.9536 | 0.98973 | 6 | 0.94335
36209 | 10.72 | 1 | 365 | 12.1985 | 0.56612 | 12 | 0.76467
51045 | 6.5 | 1 | 365 | 7.3965 | 0.8955 | 8 | 0.29201
46992 | 10.2 | 1 | 365 | 11.6068 | 0.37448 | 11 | 0.98131
50443 | 9.16 | 1 | 365 | 10.4234 | 0.9912 | 11 | 0.41459
44122 | 10.395 | 1 | 365 | 11.8287 | 0.82135 | 12 | 0.65007
45429 | 11.77 | 1 | 365 | 13.3934 | 0.97232 | 14 | 0.36569
36349 | 13.545 | 1 | 365 | 15.4132 | 0.039939 | 15 | 0.45312
49937 | 6.213 | 1 | 365 | 7.0699 | 0.23781 | 7 | 0.30773
35785 | 5.61 | 1 | 365 | 6.3838 | 0.85597 | 7 | 0.23972
49760 | 8.4 | 1 | 365 | 9.5586 | 0.24957 | 9 | 0.80814
44610 | 9.483 | 1 | 365 | 10.7909 | 0.73139 | 11 | 0.52233
53219 | 0.765 | 1 | 365 | 0.87051 | 0.75309 | 1 | 0.6236
51927 | 11.96 | 1 | 365 | 13.6096 | 0.40773 | 14 | 0.017298
48785 | 5.1 | 1 | 365 | 5.8034 | 0.68724 | 6 | 0.49065
41990 | 10.464 | 1 | 365 | 11.9072 | 0.97947 | 12 | 0.88671
53014 | 9.88 | 1 | 365 | 11.2427 | 0.64117 | 11 | 0.88386
42003 | 6.9 | 1 | 365 | 7.8517 | 0.81215 | 8 | 0.66383
41517 | 7.848 | 1 | 365 | 8.9304 | 0.9846 | 9 | 0.91503
47433 | 5.7 | 1 | 365 | 6.4862 | 0.062211 | 6 | 0.54838
47483 | 5.2 | 1 | 365 | 5.9172 | 0.9164 | 6 | 0.83361
50254 | 6.12 | 1 | 365 | 6.9641 | 0.02469 | 6 | 0.98878
44306 | 12.92 | 1 | 365 | 14.702 | 0.60768 | 15 | 0.30966
43618 | 9.765 | 1 | 365 | 11.1118 | 0.37763 | 11 | 0.48946
43936 | 6.16 | 1 | 365 | 7.0096 | 0.11635 | 7 | 0.12597
46245 | 9.5 | 1 | 365 | 10.8103 | 0.77035 | 11 | 0.58063
48086 | 6.5 | 1 | 365 | 7.3965 | 0.8955 | 8 | 0.29201
50470 | 10.137 | 1 | 365 | 11.5351 | 0.23011 | 11 | 0.76525
44180 | 2.25 | 1 | 365 | 2.5603 | 0.15614 | 2 | 0.71646
44520 | 14.025 | 1 | 365 | 15.9594 | 0.13991 | 16 | 0.099299
36166 | 20.8 | 1 | 365 | 23.6688 | 0.66561 | 24 | 0.33443
45702 | 6.9 | 1 | 365 | 7.8517 | 0.81215 | 8 | 0.66383
47120 | 9.12 | 1 | 365 | 10.3779 | 0.89954 | 11 | 0.2774
49190 | 3.9 | 1 | 365 | 4.4379 | 0.9373 | 5 | 0.37521
43626 | 6.5 | 1 | 365 | 7.3965 | 0.8955 | 8 | 0.29201
42411 | 6.76 | 1 | 365 | 7.6924 | 0.49132 | 8 | 0.18369
44929 | 6.6 | 1 | 365 | 7.5103 | 0.12467 | 7 | 0.63496
44681 | 8 | 1 | 365 | 9.1034 | 0.33293 | 9 | 0.43632
45309 | 8.32 | 1 | 365 | 9.4675 | 0.066245 | 9 | 0.53377
44672 | 9.36 | 1 | 365 | 10.651 | 0.44953 | 11 | 0.10049
49771 | 7.28 | 1 | 365 | 8.2841 | 0.68296 | 8 | 0.96705
36212 | 5.232 | 1 | 365 | 5.9536 | 0.98973 | 6 | 0.94335
43114 | 6.24 | 1 | 365 | 7.1006 | 0.29968 | 7 | 0.40033
49259 | 4.4 | 1 | 365 | 5.0069 | 0.08311 | 5 | 0.089976
50998 | 4.24 | 1 | 365 | 4.8248 | 0.71645 | 5 | 0.54125
43119 | 7.02 | 1 | 365 | 7.9882 | 0.087144 | 8 | 0.075371
44303 | 8.82 | 1 | 365 | 10.0365 | 0.21205 | 10 | 0.24854
45759 | 9.135 | 1 | 365 | 10.3949 | 0.93391 | 11 | 0.32885
43959 | 2.44 | 1 | 365 | 2.7765 | 0.59154 | 3 | 0.36808
35754 | 12.04 | 1 | 365 | 13.7006 | 0.59106 | 14 | 0.29166
44429 | 17.68 | 1 | 365 | 20.1185 | 0.51577 | 20 | 0.63427
44507 | 9.156 | 1 | 365 | 10.4188 | 0.98204 | 11 | 0.40087
44168 | 8.55 | 1 | 365 | 9.7293 | 0.59332 | 10 | 0.32257
44450 | 7.02 | 1 | 365 | 7.9882 | 0.087144 | 8 | 0.075371
44683 | 6.24 | 1 | 365 | 7.1006 | 0.29968 | 7 | 0.40033
44439 | 6.24 | 1 | 365 | 7.1006 | 0.29968 | 7 | 0.40033
44235 | 9 | 1 | 365 | 10.2413 | 0.62454 | 10 | 0.86586
36298 | 7.84 | 1 | 365 | 8.9213 | 0.96627 | 9 | 0.88759
44686 | 10.5 | 1 | 365 | 11.9482 | 0.061968 | 12 | 0.01017
36162 | 5.559 | 1 | 365 | 6.3257 | 0.73909 | 7 | 0.064813
43619 | 11.4 | 1 | 365 | 12.9723 | 0.12442 | 13 | 0.096756
44927 | 4.725 | 1 | 365 | 5.3767 | 0.82789 | 6 | 0.20458
35972 | 9.36 | 1 | 365 | 10.651 | 0.44953 | 11 | 0.10049
48660 | 8.06 | 1 | 365 | 9.1717 | 0.47042 | 9 | 0.64209
43630 | 14.4 | 1 | 365 | 16.3861 | 0.99927 | 17 | 0.38538
47601 | 5.1 | 1 | 365 | 5.8034 | 0.68724 | 6 | 0.49065
53437 | 10.14 | 1 | 365 | 11.5385 | 0.23699 | 11 | 0.77554
22628 | 11.475 | 1 | 365 | 13.0577 | 0.29629 | 13 | 0.35397
37567 | 9.52 | 1 | 365 | 10.833 | 0.81618 | 11 | 0.64922
38825 | 8.96 | 1 | 365 | 10.1958 | 0.53288 | 10 | 0.72868
39754 | 4.16 | 1 | 365 | 4.7338 | 0.53312 | 5 | 0.26689
39763 | 4.94 | 1 | 365 | 5.6213 | 0.32058 | 5 | 0.94193
36660 | 7.425 | 1 | 365 | 8.4491 | 0.015249 | 8 | 0.46433
41678 | 6.6 | 1 | 365 | 7.5103 | 0.12467 | 7 | 0.63496
43038 | 7.95 | 1 | 365 | 9.0465 | 0.21835 | 9 | 0.26484
47660 | 8.265 | 1 | 365 | 9.4049 | 0.94021 | 10 | 0.34515
53805 | 11.97 | 1 | 365 | 13.621 | 0.43064 | 14 | 0.051594
53787 | 3.71 | 1 | 365 | 4.2217 | 0.5019 | 4 | 0.72359
51449 | 6.48 | 1 | 365 | 7.3737 | 0.84967 | 8 | 0.22342
37663 | 135.94 | 1 | 365 | 154.6894 | 0.52228 | 155 | 0.21167
43426 | 10.791 | 1 | 365 | 12.2793 | 0.72883 | 13 | 0.0081661
37352 | 9.075 | 1 | 365 | 10.3267 | 0.79642 | 11 | 0.12308
39781 | 8.96 | 1 | 365 | 10.1958 | 0.53288 | 10 | 0.72868
39820 | 7.425 | 1 | 365 | 8.4491 | 0.015249 | 8 | 0.46433
40273 | 7.84 | 1 | 365 | 8.9213 | 0.96627 | 9 | 0.88759
37201 | 8.32 | 1 | 365 | 9.4675 | 0.066245 | 9 | 0.53377
37080 | 6.6 | 1 | 365 | 7.5103 | 0.12467 | 7 | 0.63496
37010 | 9.24 | 1 | 365 | 10.5144 | 0.17453 | 10 | 0.68895
47037 | 8.84 | 1 | 365 | 10.0592 | 0.25789 | 10 | 0.31713
38305 | 2.6 | 1 | 365 | 2.9586 | 0.9582 | 3 | 0.9168
38136 | 4.68 | 1 | 365 | 5.3255 | 0.72476 | 6 | 0.050247
38694 | 3.64 | 1 | 365 | 4.142 | 0.34148 | 4 | 0.48353
37601 | 9.24 | 1 | 365 | 10.5144 | 0.17453 | 10 | 0.68895
38326 | 3.64 | 1 | 365 | 4.142 | 0.34148 | 4 | 0.48353
51627 | 4.16 | 1 | 365 | 4.7338 | 0.53312 | 5 | 0.26689
37940 | 9.36 | 1 | 365 | 10.651 | 0.44953 | 11 | 0.10049
36863 | 9.12 | 1 | 365 | 10.3779 | 0.89954 | 11 | 0.2774
36819 | 7.7 | 1 | 365 | 8.762 | 0.64544 | 9 | 0.40746
50131 | 21.58 | 1 | 365 | 24.5564 | 0.45307 | 25 | 0.0094732
51145 | 15.08 | 1 | 365 | 17.1599 | 0.55757 | 17 | 0.71746
35804 | 17.004 | 1 | 365 | 19.3493 | 0.96664 | 20 | 0.3159
42482 | 10.335 | 1 | 365 | 11.7604 | 0.68385 | 12 | 0.4443
53162 | 5.3 | 1 | 365 | 6.031 | 0.14556 | 6 | 0.17656
53167 | 9.01 | 1 | 365 | 10.2527 | 0.64746 | 10 | 0.90016
45190 | 9.975 | 1 | 365 | 11.3508 | 0.85887 | 12 | 0.20966
42360 | 6.48 | 1 | 365 | 7.3737 | 0.84967 | 8 | 0.22342
44799 | 7.194 | 1 | 365 | 8.1862 | 0.48589 | 8 | 0.67211
45614 | 7.875 | 1 | 365 | 8.9612 | 0.046476 | 9 | 0.0076275
42016 | 6.867 | 1 | 365 | 7.8141 | 0.73653 | 8 | 0.55065
44366 | 5.04 | 1 | 365 | 5.7351 | 0.54974 | 6 | 0.28488
51049 | 6 | 1 | 365 | 6.8275 | 0.7497 | 7 | 0.57724
37229 | 3.9 | 1 | 365 | 4.4379 | 0.9373 | 5 | 0.37521
38477 | 5.2 | 1 | 365 | 5.9172 | 0.9164 | 6 | 0.83361
38004 | 4.95 | 1 | 365 | 5.6327 | 0.3435 | 5 | 0.97622
38891 | 8.32 | 1 | 365 | 9.4675 | 0.066245 | 9 | 0.53377
38256 | 5.2 | 1 | 365 | 5.9172 | 0.9164 | 6 | 0.83361
37833 | 6.24 | 1 | 365 | 7.1006 | 0.29968 | 7 | 0.40033
38401 | 5.98 | 1 | 365 | 6.8048 | 0.70386 | 7 | 0.50865
38018 | 3.64 | 1 | 365 | 4.142 | 0.34148 | 4 | 0.48353
37161 | 6.5 | 1 | 365 | 7.3965 | 0.8955 | 8 | 0.29201
38665 | 6.27 | 1 | 365 | 7.1348 | 0.36843 | 7 | 0.50322
47042 | 14.04 | 1 | 365 | 15.9765 | 0.17429 | 16 | 0.15074
36460 | 4.605 | 1 | 365 | 5.2401 | 0.55289 | 5 | 0.79303
37363 | 3.515 | 1 | 365 | 3.9998 | 0.05503 | 4 | 0.054833
38766 | 5.225 | 1 | 365 | 5.9457 | 0.97369 | 6 | 0.91935
47115 | 3.38 | 1 | 365 | 3.8462 | 0.74566 | 4 | 0.59185
47165 | 8.58 | 1 | 365 | 9.7634 | 0.66207 | 10 | 0.42545
39761 | 5.47 | 1 | 365 | 6.2244 | 0.53514 | 6 | 0.75958
39822 | 9.36 | 1 | 365 | 10.651 | 0.44953 | 11 | 0.10049
38698 | 5.415 | 1 | 365 | 6.1619 | 0.4091 | 6 | 0.57096
38149 | 8.58 | 1 | 365 | 9.7634 | 0.66207 | 10 | 0.42545
36004 | 10.77 | 1 | 365 | 12.2554 | 0.6807 | 12 | 0.93615
37153 | 5.72 | 1 | 365 | 6.5089 | 0.10804 | 6 | 0.61697
47179 | 9.88 | 1 | 365 | 11.2427 | 0.64117 | 11 | 0.88386
38311 | 5.98 | 1 | 365 | 6.8048 | 0.70386 | 7 | 0.50865
37354 | 4.68 | 1 | 365 | 5.3255 | 0.72476 | 6 | 0.050247
47363 | 3.9 | 1 | 365 | 4.4379 | 0.9373 | 5 | 0.37521
37638 | 7.425 | 1 | 365 | 8.4491 | 0.015249 | 8 | 0.46433
37214 | 5.72 | 1 | 365 | 6.5089 | 0.10804 | 6 | 0.61697
37764 | 6.47 | 1 | 365 | 7.3624 | 0.82676 | 8 | 0.18912
44587 | 6.24 | 1 | 365 | 7.1006 | 0.29968 | 7 | 0.40033
42663 | 8.32 | 1 | 365 | 9.4675 | 0.066245 | 9 | 0.53377
44565 | 10.92 | 1 | 365 | 12.4261 | 0.024447 | 12 | 0.45058
36069 | 4.42 | 1 | 365 | 5.0296 | 0.12894 | 5 | 0.15857
51034 | 11.4 | 1 | 365 | 12.9723 | 0.12442 | 13 | 0.096756
35293 | 36.54 | 0.9 | 365 | 37.4218 | 0.36208 | 37 | 0.78385
54903 | 7.84 | 1 | 365 | 8.9213 | 0.96627 | 9 | 0.88759
48834 | 2.1 | 1 | 365 | 2.3896 | 0.81239 | 3 | 0.20203
54906 | 7.04 | 1 | 365 | 8.011 | 0.13298 | 8 | 0.14396
55124 | 3.5 | 1 | 365 | 3.9827 | 0.020656 | 4 | 0.00339
49524 | 4.25 | 1 | 365 | 4.8362 | 0.73937 | 5 | 0.57554
55125 | 4.5 | 1 | 365 | 5.1207 | 0.31227 | 5 | 0.43293
47665 | 7.695 | 1 | 365 | 8.7563 | 0.63399 | 9 | 0.39031
55133 | 5.565 | 1 | 365 | 6.3325 | 0.75284 | 7 | 0.08539
55134 | 6.93 | 1 | 365 | 7.8858 | 0.8809 | 8 | 0.76671
47315 | 11.025 | 1 | 365 | 12.5456 | 0.26507 | 12 | 0.81068
52293 | 3.9 | 1 | 365 | 4.4379 | 0.9373 | 5 | 0.37521
55343 | 9.3 | 1 | 365 | 10.5827 | 0.31203 | 10 | 0.89472
55346 | 3.315 | 1 | 365 | 3.7722 | 0.59671 | 4 | 0.36893
52211 | 8.4 | 1 | 365 | 9.5586 | 0.24957 | 9 | 0.80814
55347 | 4.16 | 1 | 365 | 4.7338 | 0.53312 | 5 | 0.26689
44321 | 8.32 | 1 | 365 | 9.4675 | 0.066245 | 9 | 0.53377
55396 | 5.12 | 1 | 365 | 5.8262 | 0.73307 | 6 | 0.55924
55526 | 7.848 | 1 | 365 | 8.9304 | 0.9846 | 9 | 0.91503
55397 | 2.08 | 1 | 365 | 2.3669 | 0.76656 | 3 | 0.13344
54110 | 9.01 | 1 | 365 | 10.2527 | 0.64746 | 10 | 0.90016
55706 | 8.1 | 1 | 365 | 9.2172 | 0.56209 | 9 | 0.77927
55716 | 3.57 | 1 | 365 | 4.0624 | 0.18107 | 4 | 0.24346
55717 | 4.68 | 1 | 365 | 5.3255 | 0.72476 | 6 | 0.050247
55723 | 4.68 | 1 | 365 | 5.3255 | 0.72476 | 6 | 0.050247
55761 | 4.8 | 1 | 365 | 5.462 | 0.99976 | 6 | 0.46179
49455 | 10.83 | 1 | 365 | 12.3237 | 0.8182 | 13 | 0.14192
55734 | 5.04 | 1 | 365 | 5.7351 | 0.54974 | 6 | 0.28488
55736 | 4.2 | 1 | 365 | 4.7793 | 0.62479 | 5 | 0.40407
44078 | 13.64 | 1 | 365 | 15.5213 | 0.25764 | 15 | 0.77893
44553 | 9.8 | 1 | 365 | 11.1517 | 0.45784 | 11 | 0.60949
55926 | 13.25 | 1 | 365 | 15.0775 | 0.36391 | 15 | 0.4414
46740 | 7.5 | 1 | 365 | 8.5344 | 0.18712 | 8 | 0.72155
50024 | 7.685 | 1 | 365 | 8.7449 | 0.61107 | 9 | 0.35601
41315 | 6.03 | 1 | 365 | 6.8617 | 0.81844 | 7 | 0.68013
56006 | 9.3 | 1 | 365 | 10.5827 | 0.31203 | 10 | 0.89472
36527 | 15.4 | 1 | 365 | 17.524 | 0.29089 | 17 | 0.81492
56027 | 6.095 | 1 | 365 | 6.9356 | 0.9674 | 7 | 0.90305
48142 | 7.425 | 1 | 365 | 8.4491 | 0.015249 | 8 | 0.46433
56028 | 3 | 1 | 365 | 3.4138 | 0.87485 | 4 | 0.28862
41850 | 6.84 | 1 | 365 | 7.7834 | 0.67465 | 8 | 0.45805
36143 | 19.38 | 1 | 365 | 22.053 | 0.41152 | 22 | 0.46449
56057 | 10.8 | 1 | 365 | 12.2896 | 0.74945 | 13 | 0.039032
56059 | 12 | 1 | 365 | 13.6551 | 0.49939 | 14 | 0.15448
40891 | 10.14 | 1 | 365 | 11.5385 | 0.23699 | 11 | 0.77554
35886 | 794.53 | 1 | 365 | 904.1148 | 0.75766 | 904 | 0.87242
56234 | 5.1 | 1 | 365 | 5.8034 | 0.68724 | 6 | 0.49065
39067 | 7.28 | 1 | 365 | 8.2841 | 0.68296 | 8 | 0.96705
56232 | 7.95 | 1 | 365 | 9.0465 | 0.21835 | 9 | 0.26484
19530 | 3298.4 | 0.8 | 365 | 3002.6628 | 0.93297 | 3003 | 0.59579
56297 | 11.66 | 1 | 365 | 13.2682 | 0.72024 | 13 | 0.98844
56298 | 5.886 | 1 | 365 | 6.6978 | 0.48845 | 7 | 0.18627
50600 | 5.83 | 1 | 365 | 6.6341 | 0.36012 | 6 | 0.99422
56360 | 12.19 | 1 | 365 | 13.8713 | 0.9348 | 14 | 0.80609
47430 | 8.835 | 1 | 365 | 10.0536 | 0.24643 | 10 | 0.29999
52931 | 10.5 | 1 | 365 | 11.9482 | 0.061968 | 12 | 0.01017
51153 | 5.565 | 1 | 365 | 6.3325 | 0.75284 | 7 | 0.08539
45571 | 7 | 1 | 365 | 7.9655 | 0.041312 | 8 | 0.00678
51258 | 5.13 | 1 | 365 | 5.8376 | 0.75599 | 6 | 0.59354
46898 | 6.09 | 1 | 365 | 6.93 | 0.95594 | 7 | 0.8859
49454 | 13.8 | 1 | 365 | 15.7034 | 0.6243 | 16 | 0.32765
46417 | 5.13 | 1 | 365 | 5.8376 | 0.75599 | 6 | 0.59354
48549 | 6.54 | 1 | 365 | 7.442 | 0.98717 | 8 | 0.42919
53677 | 9.18 | 1 | 365 | 10.4461 | 0.037035 | 10 | 0.48318
46721 | 11.44 | 1 | 365 | 13.0179 | 0.21609 | 13 | 0.23394
47664 | 4.125 | 1 | 365 | 4.6939 | 0.45292 | 5 | 0.14685
47647 | 3.06 | 1 | 365 | 3.482 | 0.012345 | 3 | 0.49439
46109 | 4.42 | 1 | 365 | 5.0296 | 0.12894 | 5 | 0.15857
28446 | 4.2 | 1 | 365 | 4.7793 | 0.62479 | 5 | 0.40407
48298 | 6.76 | 1 | 365 | 7.6924 | 0.49132 | 8 | 0.18369
49878 | 17.94 | 1 | 365 | 20.4144 | 0.11159 | 20 | 0.52595
44414 | 10.5 | 1 | 365 | 11.9482 | 0.061968 | 12 | 0.01017
50007 | 17 | 1 | 365 | 19.3447 | 0.95747 | 20 | 0.30218
51307 | 7.521 | 1 | 365 | 8.5583 | 0.23524 | 8 | 0.79357
46811 | 7.5 | 1 | 365 | 8.5344 | 0.18712 | 8 | 0.72155
49740 | 6 | 1 | 365 | 6.8275 | 0.7497 | 7 | 0.57724
48876 | 10.2 | 1 | 365 | 11.6068 | 0.37448 | 11 | 0.98131
50027 | 9 | 1 | 365 | 10.2413 | 0.62454 | 10 | 0.86586
41508 | 19.765 | 1 | 365 | 22.4911 | 0.29379 | 22 | 0.78486
50029 | 10.5 | 1 | 365 | 11.9482 | 0.061968 | 12 | 0.01017
49166 | 7.56 | 1 | 365 | 8.6027 | 0.32462 | 8 | 0.92732
48880 | 12 | 1 | 365 | 13.6551 | 0.49939 | 14 | 0.15448
53297 | 24.96 | 1 | 365 | 28.4026 | 0.19874 | 28 | 0.60132
50659 | 5.83 | 1 | 365 | 6.6341 | 0.36012 | 6 | 0.99422
50222 | 5.4 | 1 | 365 | 6.1448 | 0.37473 | 6 | 0.51952
51321 | 5.1 | 1 | 365 | 5.8034 | 0.68724 | 6 | 0.49065
48843 | 6.48 | 1 | 365 | 7.3737 | 0.84967 | 8 | 0.22342
49308 | 11.7 | 1 | 365 | 13.3137 | 0.81191 | 14 | 0.12562
53887 | 4.575 | 1 | 365 | 5.206 | 0.48414 | 5 | 0.69015
51310 | 8.7 | 1 | 365 | 9.8999 | 0.93706 | 10 | 0.837
46387 | 4.2 | 1 | 365 | 4.7793 | 0.62479 | 5 | 0.40407
48844 | 11.395 | 1 | 365 | 12.9666 | 0.11296 | 13 | 0.079608
48835 | 5.565 | 1 | 365 | 6.3325 | 0.75284 | 7 | 0.08539
47335 | 7.95 | 1 | 365 | 9.0465 | 0.21835 | 9 | 0.26484
47668 | 9.81 | 1 | 365 | 11.163 | 0.48075 | 11 | 0.64379
46444 | 11.73 | 1 | 365 | 13.3478 | 0.88066 | 14 | 0.2285
48290 | 9.86 | 1 | 365 | 11.2199 | 0.59533 | 11 | 0.81526
46476 | 7.25 | 1 | 365 | 8.2499 | 0.61422 | 8 | 0.86416
45224 | 5.7 | 1 | 365 | 6.4862 | 0.062211 | 6 | 0.54838
48879 | 10.8 | 1 | 365 | 12.2896 | 0.74945 | 13 | 0.039032
51255 | 11.34 | 1 | 365 | 12.9041 | 0.98693 | 13 | 0.89098
45219 | 13.44 | 1 | 365 | 15.2937 | 0.79932 | 16 | 0.093018
50676 | 9.9 | 1 | 365 | 11.2654 | 0.687 | 11 | 0.95245
46887 | 5 | 1 | 365 | 5.6896 | 0.45808 | 6 | 0.1477
49170 | 3.64 | 1 | 365 | 4.142 | 0.34148 | 4 | 0.48353
49887 | 9.36 | 1 | 365 | 10.651 | 0.44953 | 11 | 0.10049
46362 | 9 | 1 | 365 | 10.2413 | 0.62454 | 10 | 0.86586
54541 | 6.25 | 1 | 365 | 7.112 | 0.3226 | 7 | 0.43462
46458 | 5 | 1 | 365 | 5.6896 | 0.45808 | 6 | 0.1477
47332 | 1.06 | 1 | 365 | 1.2062 | 0.42911 | 1 | 0.63531
46500 | 6 | 1 | 365 | 6.8275 | 0.7497 | 7 | 0.57724
46453 | 5 | 1 | 365 | 5.6896 | 0.45808 | 6 | 0.1477
48875 | 4.24 | 1 | 365 | 4.8248 | 0.71645 | 5 | 0.54125
44790 | 7.65 | 1 | 365 | 8.7051 | 0.53086 | 9 | 0.23598
43958 | 6.3 | 1 | 365 | 7.1689 | 0.43718 | 7 | 0.6061
46800 | 8.215 | 1 | 365 | 9.348 | 0.82563 | 10 | 0.17367
43569 | 10.395 | 1 | 365 | 11.8287 | 0.82135 | 12 | 0.65007
46860 | 7.75 | 1 | 365 | 8.8189 | 0.76002 | 9 | 0.57893
49333 | 3 | 1 | 365 | 3.4138 | 0.87485 | 4 | 0.28862
48288 | 7.125 | 1 | 365 | 8.1077 | 0.32776 | 8 | 0.43547
47334 | 10.395 | 1 | 365 | 11.8287 | 0.82135 | 12 | 0.65007
46846 | 9.3 | 1 | 365 | 10.5827 | 0.31203 | 10 | 0.89472
49999 | 13.77 | 1 | 365 | 15.6692 | 0.55555 | 16 | 0.22477
43487 | 6.3 | 1 | 365 | 7.1689 | 0.43718 | 7 | 0.6061
50230 | 9.25 | 1 | 365 | 10.5258 | 0.19745 | 10 | 0.72325
45587 | 11.118 | 1 | 365 | 12.6514 | 0.47819 | 13 | 0.12963
50673 | 5 | 1 | 365 | 5.6896 | 0.45808 | 6 | 0.1477
50225 | 6.48 | 1 | 365 | 7.3737 | 0.84967 | 8 | 0.22342
48551 | 5.886 | 1 | 365 | 6.6978 | 0.48845 | 7 | 0.18627
46373 | 6.93 | 1 | 365 | 7.8858 | 0.8809 | 8 | 0.76671
51285 | 6.51 | 1 | 365 | 7.4079 | 0.91842 | 8 | 0.32631
50021 | 10.5 | 1 | 365 | 11.9482 | 0.061968 | 12 | 0.01017
49745 | 11.4 | 1 | 365 | 12.9723 | 0.12442 | 13 | 0.096756
51302 | 5 | 1 | 365 | 5.6896 | 0.45808 | 6 | 0.1477
51266 | 8.175 | 1 | 365 | 9.3025 | 0.73396 | 10 | 0.03649
51127 | 8.55 | 1 | 365 | 9.7293 | 0.59332 | 10 | 0.32257
49463 | 14.805 | 1 | 365 | 16.847 | 0.92737 | 17 | 0.77434
54922 | 11.34 | 1 | 365 | 12.9041 | 0.98693 | 13 | 0.89098
54931 | 10.8 | 1 | 365 | 12.2896 | 0.74945 | 13 | 0.039032
54939 | 12 | 1 | 365 | 13.6551 | 0.49939 | 14 | 0.15448
54948 | 5.7 | 1 | 365 | 6.4862 | 0.062211 | 6 | 0.54838
54974 | 10.8 | 1 | 365 | 12.2896 | 0.74945 | 13 | 0.039032
54980 | 3.18 | 1 | 365 | 3.6186 | 0.28734 | 3 | 0.90594
54998 | 3.924 | 1 | 365 | 4.4652 | 0.9923 | 5 | 0.45751
55009 | 4.578 | 1 | 365 | 5.2094 | 0.49102 | 5 | 0.70043
41583 | 16.695 | 1 | 365 | 18.9976 | 0.25853 | 19 | 0.25617
42021 | 6 | 1 | 365 | 6.8275 | 0.7497 | 7 | 0.57724
41574 | 4.905 | 1 | 365 | 5.5815 | 0.24038 | 5 | 0.82189
41577 | 11.34 | 1 | 365 | 12.9041 | 0.98693 | 13 | 0.89098
49736 | 4.59 | 1 | 365 | 5.2231 | 0.51852 | 5 | 0.74159
51086 | 7.5 | 1 | 365 | 8.5344 | 0.18712 | 8 | 0.72155
51305 | 5.7 | 1 | 365 | 6.4862 | 0.062211 | 6 | 0.54838
50150 | 4.59 | 1 | 365 | 5.2231 | 0.51852 | 5 | 0.74159
46915 | 12 | 1 | 365 | 13.6551 | 0.49939 | 14 | 0.15448
50721 | 7.54 | 1 | 365 | 8.5799 | 0.27878 | 8 | 0.85873
49722 | 10.08 | 1 | 365 | 11.4703 | 0.099489 | 11 | 0.56976
50022 | 6.5 | 1 | 365 | 7.3965 | 0.8955 | 8 | 0.29201
51319 | 4.68 | 1 | 365 | 5.3255 | 0.72476 | 6 | 0.050247
50683 | 11.4 | 1 | 365 | 12.9723 | 0.12442 | 13 | 0.096756
47659 | 6.72 | 1 | 365 | 7.6468 | 0.39966 | 8 | 0.046509
49748 | 6.6 | 1 | 365 | 7.5103 | 0.12467 | 7 | 0.63496
36816 | 7.15 | 1 | 365 | 8.1362 | 0.38505 | 8 | 0.52121
48287 | 4.845 | 1 | 365 | 5.5132 | 0.10288 | 5 | 0.61612
48479 | 7.14 | 1 | 365 | 8.1248 | 0.36214 | 8 | 0.48692
49913 | 9.975 | 1 | 365 | 11.3508 | 0.85887 | 12 | 0.20966
49998 | 6.76 | 1 | 365 | 7.6924 | 0.49132 | 8 | 0.18369
51320 | 7.28 | 1 | 365 | 8.2841 | 0.68296 | 8 | 0.96705
45612 | 5 | 1 | 365 | 5.6896 | 0.45808 | 6 | 0.1477
50658 | 4.16 | 1 | 365 | 4.7338 | 0.53312 | 5 | 0.26689
51248 | 5.415 | 1 | 365 | 6.1619 | 0.4091 | 6 | 0.57096
41570 | 7.56 | 1 | 365 | 8.6027 | 0.32462 | 8 | 0.92732
50663 | 6.6 | 1 | 365 | 7.5103 | 0.12467 | 7 | 0.63496
49327 | 7.65 | 1 | 365 | 8.7051 | 0.53086 | 9 | 0.23598
35254 | 151.2 | 0.9 | 365 | 154.8487 | 0.84311 | 155 | 0.6918
47113 | 16.64 | 1 | 365 | 18.9351 | 0.13249 | 19 | 0.067546
52581 | 8.16 | 1 | 365 | 9.2855 | 0.69959 | 9 | 0.98505
47094 | 8.32 | 1 | 365 | 9.4675 | 0.066245 | 9 | 0.53377
47204 | 7.28 | 1 | 365 | 8.2841 | 0.68296 | 8 | 0.96705
48103 | 13 | 1 | 365 | 14.793 | 0.79101 | 15 | 0.58402
54114 | 10.8 | 1 | 365 | 12.2896 | 0.74945 | 13 | 0.039032
47337 | 7.54 | 1 | 365 | 8.5799 | 0.27878 | 8 | 0.85873
47365 | 7.905 | 1 | 365 | 8.9953 | 0.11522 | 9 | 0.11051
47460 | 4.94 | 1 | 365 | 5.6213 | 0.32058 | 5 | 0.94193
47282 | 6.24 | 1 | 365 | 7.1006 | 0.29968 | 7 | 0.40033
49256 | 4.68 | 1 | 365 | 5.3255 | 0.72476 | 6 | 0.050247
49363 | 4.59 | 1 | 365 | 5.2231 | 0.51852 | 5 | 0.74159
49370 | 8.32 | 1 | 365 | 9.4675 | 0.066245 | 9 | 0.53377
49383 | 13.78 | 1 | 365 | 15.6806 | 0.57847 | 16 | 0.25906
49394 | 9.88 | 1 | 365 | 11.2427 | 0.64117 | 11 | 0.88386
49401 | 5.72 | 1 | 365 | 6.5089 | 0.10804 | 6 | 0.61697
49404 | 4.94 | 1 | 365 | 5.6213 | 0.32058 | 5 | 0.94193
49420 | 14.04 | 1 | 365 | 15.9765 | 0.17429 | 16 | 0.15074
49421 | 15.6 | 1 | 365 | 17.7516 | 0.74921 | 18 | 0.50082
49426 | 7.54 | 1 | 365 | 8.5799 | 0.27878 | 8 | 0.85873
49433 | 4.335 | 1 | 365 | 4.9329 | 0.93416 | 5 | 0.86706
49448 | 13.26 | 1 | 365 | 15.0889 | 0.38683 | 15 | 0.4757
49459 | 9.36 | 1 | 365 | 10.651 | 0.44953 | 11 | 0.10049
49471 | 4.16 | 1 | 365 | 4.7338 | 0.53312 | 5 | 0.26689
49481 | 2.08 | 1 | 365 | 2.3669 | 0.76656 | 3 | 0.13344
49468 | 7.28 | 1 | 365 | 8.2841 | 0.68296 | 8 | 0.96705
49490 | 5.98 | 1 | 365 | 6.8048 | 0.70386 | 7 | 0.50865
49515 | 7.8 | 1 | 365 | 8.8758 | 0.8746 | 9 | 0.75041
49979 | 11.925 | 1 | 365 | 13.5697 | 0.32752 | 13 | 0.89726
49532 | 7.54 | 1 | 365 | 8.5799 | 0.27878 | 8 | 0.85873
49556 | 5.98 | 1 | 365 | 6.8048 | 0.70386 | 7 | 0.50865
50480 | 8.32 | 1 | 365 | 9.4675 | 0.066245 | 9 | 0.53377
49553 | 10.14 | 1 | 365 | 11.5385 | 0.23699 | 11 | 0.77554
49588 | 2.34 | 1 | 365 | 2.6627 | 0.36238 | 3 | 0.025124
49606 | 12.74 | 1 | 365 | 14.4972 | 0.19519 | 14 | 0.69234
49614 | 3.975 | 1 | 365 | 4.5232 | 0.10917 | 4 | 0.63242
49620 | 4.16 | 1 | 365 | 4.7338 | 0.53312 | 5 | 0.26689
49633 | 7.42 | 1 | 365 | 8.4434 | 0.0037907 | 8 | 0.44719
49637 | 5.83 | 1 | 365 | 6.6341 | 0.36012 | 6 | 0.99422
49648 | 12.74 | 1 | 365 | 14.4972 | 0.19519 | 14 | 0.69234
49775 | 9.805 | 1 | 365 | 11.1573 | 0.46929 | 11 | 0.62664
49660 | 6.24 | 1 | 365 | 7.1006 | 0.29968 | 7 | 0.40033
50492 | 6.5 | 1 | 365 | 7.3965 | 0.8955 | 8 | 0.29201
49665 | 9.88 | 1 | 365 | 11.2427 | 0.64117 | 11 | 0.88386
49680 | 7.54 | 1 | 365 | 8.5799 | 0.27878 | 8 | 0.85873
50514 | 11.96 | 1 | 365 | 13.6096 | 0.40773 | 14 | 0.017298
49784 | 9.88 | 1 | 365 | 11.2427 | 0.64117 | 11 | 0.88386
50528 | 7.54 | 1 | 365 | 8.5799 | 0.27878 | 8 | 0.85873
49786 | 5.46 | 1 | 365 | 6.2131 | 0.51222 | 6 | 0.72529
50724 | 3.38 | 1 | 365 | 3.8462 | 0.74566 | 4 | 0.59185
49806 | 8.06 | 1 | 365 | 9.1717 | 0.47042 | 9 | 0.64209
50747 | 10.14 | 1 | 365 | 11.5385 | 0.23699 | 11 | 0.77554
50733 | 3.9 | 1 | 365 | 4.4379 | 0.9373 | 5 | 0.37521
49817 | 4.16 | 1 | 365 | 4.7338 | 0.53312 | 5 | 0.26689
49831 | 8.32 | 1 | 365 | 9.4675 | 0.066245 | 9 | 0.53377
50823 | 9.88 | 1 | 365 | 11.2427 | 0.64117 | 11 | 0.88386
49832 | 2.6 | 1 | 365 | 2.9586 | 0.9582 | 3 | 0.9168
50762 | 4.505 | 1 | 365 | 5.1263 | 0.32373 | 5 | 0.45008
50775 | 6.5 | 1 | 365 | 7.3965 | 0.8955 | 8 | 0.29201
50761 | 3.12 | 1 | 365 | 3.5503 | 0.14984 | 3 | 0.70016
50728 | 3.12 | 1 | 365 | 3.5503 | 0.14984 | 3 | 0.70016
51017 | 8.84 | 1 | 365 | 10.0592 | 0.25789 | 10 | 0.31713
50989 | 5.2 | 1 | 365 | 5.9172 | 0.9164 | 6 | 0.83361
50999 | 12.74 | 1 | 365 | 14.4972 | 0.19519 | 14 | 0.69234
50981 | 2.08 | 1 | 365 | 2.3669 | 0.76656 | 3 | 0.13344
51024 | 5.46 | 1 | 365 | 6.2131 | 0.51222 | 6 | 0.72529
51097 | 3.9 | 1 | 365 | 4.4379 | 0.9373 | 5 | 0.37521
51098 | 7.28 | 1 | 365 | 8.2841 | 0.68296 | 8 | 0.96705
50968 | 8.25 | 1 | 365 | 9.3879 | 0.90583 | 10 | 0.29371
51094 | 7.54 | 1 | 365 | 8.5799 | 0.27878 | 8 | 0.85873
51792 | 13.52 | 1 | 365 | 15.3847 | 0.98265 | 16 | 0.36738
49848 | 5.98 | 1 | 365 | 6.8048 | 0.70386 | 7 | 0.50865
49857 | 6.885 | 1 | 365 | 7.8346 | 0.77778 | 8 | 0.61238
51775 | 3.24 | 1 | 365 | 3.6869 | 0.42484 | 4 | 0.11171
49866 | 2.08 | 1 | 365 | 2.3669 | 0.76656 | 3 | 0.13344
49929 | 13.26 | 1 | 365 | 15.0889 | 0.38683 | 15 | 0.4757
49931 | 7.28 | 1 | 365 | 8.2841 | 0.68296 | 8 | 0.96705
49943 | 3.06 | 1 | 365 | 3.482 | 0.012345 | 3 | 0.49439
49941 | 8.58 | 1 | 365 | 9.7634 | 0.66207 | 10 | 0.42545
49936 | 10.66 | 1 | 365 | 12.1303 | 0.42863 | 12 | 0.5589
49949 | 10.14 | 1 | 365 | 11.5385 | 0.23699 | 11 | 0.77554
49952 | 3.64 | 1 | 365 | 4.142 | 0.34148 | 4 | 0.48353
49955 | 6.375 | 1 | 365 | 7.2543 | 0.60905 | 7 | 0.86332
49960 | 4.94 | 1 | 365 | 5.6213 | 0.32058 | 5 | 0.94193
49966 | 4.77 | 1 | 365 | 5.4279 | 0.93101 | 6 | 0.35891
49969 | 4.24 | 1 | 365 | 4.8248 | 0.71645 | 5 | 0.54125
49974 | 7.8 | 1 | 365 | 8.8758 | 0.8746 | 9 | 0.75041
49976 | 6.76 | 1 | 365 | 7.6924 | 0.49132 | 8 | 0.18369
49977 | 7.02 | 1 | 365 | 7.9882 | 0.087144 | 8 | 0.075371
39120 | 4.94 | 1 | 365 | 5.6213 | 0.32058 | 5 | 0.94193
40753 | 4.42 | 1 | 365 | 5.0296 | 0.12894 | 5 | 0.15857
41825 | 10.92 | 1 | 365 | 12.4261 | 0.024447 | 12 | 0.45058
38602 | 8.32 | 1 | 365 | 9.4675 | 0.066245 | 9 | 0.53377
42676 | 7.8 | 1 | 365 | 8.8758 | 0.8746 | 9 | 0.75041
40693 | 7.54 | 1 | 365 | 8.5799 | 0.27878 | 8 | 0.85873
52923 | 9.62 | 1 | 365 | 10.9468 | 0.045346 | 10 | 0.99217
47378 | 2.34 | 1 | 365 | 2.6627 | 0.36238 | 3 | 0.025124
42212 | 7.83 | 1 | 365 | 8.9099 | 0.94335 | 9 | 0.8533
40579 | 2.86 | 1 | 365 | 3.2545 | 0.55402 | 3 | 0.80848
41392 | 6.24 | 1 | 365 | 7.1006 | 0.29968 | 7 | 0.40033
39545 | 3.64 | 1 | 365 | 4.142 | 0.34148 | 4 | 0.48353
39061 | 8.58 | 1 | 365 | 9.7634 | 0.66207 | 10 | 0.42545
52643 | 4.42 | 1 | 365 | 5.0296 | 0.12894 | 5 | 0.15857
52638 | 9.69 | 1 | 365 | 11.0265 | 0.20576 | 11 | 0.23224
38065 | 6.24 | 1 | 365 | 7.1006 | 0.29968 | 7 | 0.40033
41382 | 9.36 | 1 | 365 | 10.651 | 0.44953 | 11 | 0.10049
38730 | 5.72 | 1 | 365 | 6.5089 | 0.10804 | 6 | 0.61697
45936 | 2.86 | 1 | 365 | 3.2545 | 0.55402 | 3 | 0.80848
38178 | 11.96 | 1 | 365 | 13.6096 | 0.40773 | 14 | 0.017298
41918 | 7.28 | 1 | 365 | 8.2841 | 0.68296 | 8 | 0.96705
38055 | 4.68 | 1 | 365 | 5.3255 | 0.72476 | 6 | 0.050247
42945 | 5.355 | 1 | 365 | 6.0936 | 0.2716 | 6 | 0.36519
40697 | 9.54 | 1 | 365 | 10.8558 | 0.86202 | 11 | 0.71781
40007 | 3.12 | 1 | 365 | 3.5503 | 0.14984 | 3 | 0.70016
38216 | 7.28 | 1 | 365 | 8.2841 | 0.68296 | 8 | 0.96705
37631 | 8.84 | 1 | 365 | 10.0592 | 0.25789 | 10 | 0.31713
38826 | 2.86 | 1 | 365 | 3.2545 | 0.55402 | 3 | 0.80848
43607 | 11.96 | 1 | 365 | 13.6096 | 0.40773 | 14 | 0.017298
38898 | 6.63 | 1 | 365 | 7.5444 | 0.19341 | 7 | 0.73785
40171 | 12.48 | 1 | 365 | 14.2013 | 0.59937 | 14 | 0.80066
43784 | 5.1 | 1 | 365 | 5.8034 | 0.68724 | 6 | 0.49065
39189 | 7.8 | 1 | 365 | 8.8758 | 0.8746 | 9 | 0.75041
51548 | 9.36 | 1 | 365 | 10.651 | 0.44953 | 11 | 0.10049
51817 | 4.335 | 1 | 365 | 4.9329 | 0.93416 | 5 | 0.86706
53234 | 12.1 | 1 | 365 | 13.7689 | 0.72855 | 14 | 0.49743
51783 | 9.1 | 1 | 365 | 10.3551 | 0.85371 | 11 | 0.20881
47148 | 2.08 | 1 | 365 | 2.3669 | 0.76656 | 3 | 0.13344
52075 | 14.82 | 1 | 365 | 16.864 | 0.96175 | 17 | 0.82578
50734 | 7.54 | 1 | 365 | 8.5799 | 0.27878 | 8 | 0.85873
51304 | 4.16 | 1 | 365 | 4.7338 | 0.53312 | 5 | 0.26689
51324 | 3.38 | 1 | 365 | 3.8462 | 0.74566 | 4 | 0.59185
52059 | 8.84 | 1 | 365 | 10.0592 | 0.25789 | 10 | 0.31713
52051 | 4.42 | 1 | 365 | 5.0296 | 0.12894 | 5 | 0.15857
52069 | 9.62 | 1 | 365 | 10.9468 | 0.045346 | 10 | 0.99217
52055 | 2.295 | 1 | 365 | 2.6115 | 0.25926 | 2 | 0.87079
52052 | 7.905 | 1 | 365 | 8.9953 | 0.11522 | 9 | 0.11051
52085 | 4.16 | 1 | 365 | 4.7338 | 0.53312 | 5 | 0.26689
52010 | 9.1 | 1 | 365 | 10.3551 | 0.85371 | 11 | 0.20881
52006 | 12.22 | 1 | 365 | 13.9054 | 0.0035475 | 13 | 0.90898
51953 | 3.9 | 1 | 365 | 4.4379 | 0.9373 | 5 | 0.37521
52374 | 5.61 | 1 | 365 | 6.3838 | 0.85597 | 7 | 0.23972
52429 | 6.63 | 1 | 365 | 7.5444 | 0.19341 | 7 | 0.73785
52435 | 4.08 | 1 | 365 | 4.6427 | 0.34979 | 4 | 0.99252
52450 | 11.7 | 1 | 365 | 13.3137 | 0.81191 | 14 | 0.12562
52449 | 4.16 | 1 | 365 | 4.7338 | 0.53312 | 5 | 0.26689
52686 | 5.1 | 1 | 365 | 5.8034 | 0.68724 | 6 | 0.49065
52656 | 4.845 | 1 | 365 | 5.5132 | 0.10288 | 5 | 0.61612
43909 | 13.52 | 1 | 365 | 15.3847 | 0.98265 | 16 | 0.36738
40219 | 10.4 | 1 | 365 | 11.8344 | 0.83281 | 12 | 0.66722
38284 | 6.36 | 1 | 365 | 7.2372 | 0.57468 | 7 | 0.81187
52653 | 6.36 | 1 | 365 | 7.2372 | 0.57468 | 7 | 0.81187
52654 | 4.08 | 1 | 365 | 4.6427 | 0.34979 | 4 | 0.99252
52655 | 4.845 | 1 | 365 | 5.5132 | 0.10288 | 5 | 0.61612
40324 | 6.36 | 1 | 365 | 7.2372 | 0.57468 | 7 | 0.81187
52379 | 4.59 | 1 | 365 | 5.2231 | 0.51852 | 5 | 0.74159
52339 | 8.415 | 1 | 365 | 9.5756 | 0.28395 | 9 | 0.85958
48029 | 9.435 | 1 | 365 | 10.7363 | 0.6214 | 11 | 0.35771
52306 | 4.94 | 1 | 365 | 5.6213 | 0.32058 | 5 | 0.94193
52483 | 14.04 | 1 | 365 | 15.9765 | 0.17429 | 16 | 0.15074
52303 | 6.76 | 1 | 365 | 7.6924 | 0.49132 | 8 | 0.18369
52300 | 7.8 | 1 | 365 | 8.8758 | 0.8746 | 9 | 0.75041
41754 | 5.2 | 1 | 365 | 5.9172 | 0.9164 | 6 | 0.83361
37916 | 7.54 | 1 | 365 | 8.5799 | 0.27878 | 8 | 0.85873
40761 | 18.615 | 1 | 365 | 21.1825 | 0.65843 | 21 | 0.84089
42068 | 7.02 | 1 | 365 | 7.9882 | 0.087144 | 8 | 0.075371
51954 | 4.247 | 1 | 365 | 4.8328 | 0.73249 | 5 | 0.56526
43710 | 9.945 | 1 | 365 | 11.3167 | 0.79012 | 12 | 0.10678
51957 | 10.14 | 1 | 365 | 11.5385 | 0.23699 | 11 | 0.77554
38833 | 8.32 | 1 | 365 | 9.4675 | 0.066245 | 9 | 0.53377
52487 | 7.65 | 1 | 365 | 8.7051 | 0.53086 | 9 | 0.23598
41290 | 8.84 | 1 | 365 | 10.0592 | 0.25789 | 10 | 0.31713
51911 | 2.04 | 1 | 365 | 2.3214 | 0.6749 | 2 | 0.99626
39330 | 6.12 | 1 | 365 | 6.9641 | 0.02469 | 6 | 0.98878
51826 | 4.845 | 1 | 365 | 5.5132 | 0.10288 | 5 | 0.61612
38521 | 10.66 | 1 | 365 | 12.1303 | 0.42863 | 12 | 0.5589
39308 | 7.8 | 1 | 365 | 8.8758 | 0.8746 | 9 | 0.75041
52639 | 6.885 | 1 | 365 | 7.8346 | 0.77778 | 8 | 0.61238
43186 | 5.2 | 1 | 365 | 5.9172 | 0.9164 | 6 | 0.83361
39054 | 6.24 | 1 | 365 | 7.1006 | 0.29968 | 7 | 0.40033
52635 | 10.455 | 1 | 365 | 11.897 | 0.95885 | 12 | 0.85584
52637 | 8.16 | 1 | 365 | 9.2855 | 0.69959 | 9 | 0.98505
52910 | 2.55 | 1 | 365 | 2.9017 | 0.84362 | 3 | 0.74533
52871 | 3.8 | 1 | 365 | 4.3241 | 0.70814 | 5 | 0.032252
52652 | 8.415 | 1 | 365 | 9.5756 | 0.28395 | 9 | 0.85958
52744 | 5.1 | 1 | 365 | 5.8034 | 0.68724 | 6 | 0.49065
52610 | 2.86 | 1 | 365 | 3.2545 | 0.55402 | 3 | 0.80848
54874 | 2353 | 0.9 | 365 | 2409.7817 | 0.9552 | 2410 | 0.73686
52646 | 8.58 | 1 | 365 | 9.7634 | 0.66207 | 10 | 0.42545
30694 | 5.98 | 1 | 365 | 6.8048 | 0.70386 | 7 | 0.50865
52651 | 7.02 | 1 | 365 | 7.9882 | 0.087144 | 8 | 0.075371
52689 | 4.42 | 1 | 365 | 5.0296 | 0.12894 | 5 | 0.15857
52692 | 3.57 | 1 | 365 | 4.0624 | 0.18107 | 4 | 0.24346
52740 | 4.42 | 1 | 365 | 5.0296 | 0.12894 | 5 | 0.15857
40575 | 4.42 | 1 | 365 | 5.0296 | 0.12894 | 5 | 0.15857
40315 | 7.02 | 1 | 365 | 7.9882 | 0.087144 | 8 | 0.075371
40198 | 16.12 | 1 | 365 | 18.3433 | 0.94085 | 19 | 0.28418
42126 | 7.8 | 1 | 365 | 8.8758 | 0.8746 | 9 | 0.75041
42215 | 4.05 | 1 | 365 | 4.6086 | 0.28104 | 4 | 0.88964
40597 | 14.3 | 1 | 365 | 16.2723 | 0.77011 | 17 | 0.042422
45779 | 10.14 | 1 | 365 | 11.5385 | 0.23699 | 11 | 0.77554
39723 | 5.2 | 1 | 365 | 5.9172 | 0.9164 | 6 | 0.83361
41884 | 11.22 | 1 | 365 | 12.7675 | 0.71193 | 13 | 0.47944
40206 | 7.905 | 1 | 365 | 8.9953 | 0.11522 | 9 | 0.11051
48082 | 6.24 | 1 | 365 | 7.1006 | 0.29968 | 7 | 0.40033
40661 | 18.2 | 1 | 365 | 20.7102 | 0.70741 | 21 | 0.41763
41552 | 3.38 | 1 | 365 | 3.8462 | 0.74566 | 4 | 0.59185
43082 | 4.59 | 1 | 365 | 5.2231 | 0.51852 | 5 | 0.74159
37898 | 3.9 | 1 | 365 | 4.4379 | 0.9373 | 5 | 0.37521
41759 | 5.72 | 1 | 365 | 6.5089 | 0.10804 | 6 | 0.61697
40517 | 10.455 | 1 | 365 | 11.897 | 0.95885 | 12 | 0.85584
41272 | 7.8 | 1 | 365 | 8.8758 | 0.8746 | 9 | 0.75041
42681 | 8.84 | 1 | 365 | 10.0592 | 0.25789 | 10 | 0.31713
40403 | 10.66 | 1 | 365 | 12.1303 | 0.42863 | 12 | 0.5589
40483 | 12.48 | 1 | 365 | 14.2013 | 0.59937 | 14 | 0.80066
40204 | 7.8 | 1 | 365 | 8.8758 | 0.8746 | 9 | 0.75041
41060 | 10.66 | 1 | 365 | 12.1303 | 0.42863 | 12 | 0.5589
38737 | 8.67 | 1 | 365 | 9.8658 | 0.86831 | 10 | 0.73411
52632 | 3.825 | 1 | 365 | 4.3526 | 0.76543 | 5 | 0.11799
52798 | 8.32 | 1 | 365 | 9.4675 | 0.066245 | 9 | 0.53377
40811 | 19.08 | 1 | 365 | 21.7116 | 0.72403 | 22 | 0.43562
37794 | 7.8 | 1 | 365 | 8.8758 | 0.8746 | 9 | 0.75041
40472 | 5.72 | 1 | 365 | 6.5089 | 0.10804 | 6 | 0.61697
53000 | 7.02 | 1 | 365 | 7.9882 | 0.087144 | 8 | 0.075371
52868 | 11.22 | 1 | 365 | 12.7675 | 0.71193 | 13 | 0.47944
52512 | 6.885 | 1 | 365 | 7.8346 | 0.77778 | 8 | 0.61238
40343 | 5.46 | 1 | 365 | 6.2131 | 0.51222 | 6 | 0.72529
52496 | 12.24 | 1 | 365 | 13.9282 | 0.04938 | 13 | 0.97757
51434 | 3.12 | 1 | 365 | 3.5503 | 0.14984 | 3 | 0.70016
41538 | 6.76 | 1 | 365 | 7.6924 | 0.49132 | 8 | 0.18369
40918 | 8.58 | 1 | 365 | 9.7634 | 0.66207 | 10 | 0.42545
38265 | 9.54 | 1 | 365 | 10.8558 | 0.86202 | 11 | 0.71781
38315 | 2.86 | 1 | 365 | 3.2545 | 0.55402 | 3 | 0.80848
52980 | 3.38 | 1 | 365 | 3.8462 | 0.74566 | 4 | 0.59185
52976 | 9.945 | 1 | 365 | 11.3167 | 0.79012 | 12 | 0.10678
52978 | 9.435 | 1 | 365 | 10.7363 | 0.6214 | 11 | 0.35771
55325 | 13.005 | 1 | 365 | 14.7987 | 0.80247 | 15 | 0.60117
55704 | 3.924 | 1 | 365 | 4.4652 | 0.9923 | 5 | 0.45751
55801 | 6.5 | 1 | 365 | 7.3965 | 0.8955 | 8 | 0.29201
56363 | 4.5 | 1 | 365 | 5.1207 | 0.31227 | 5 | 0.43293
44369 | 4.25 | 1 | 365 | 4.8362 | 0.73937 | 5 | 0.57554
44702 | 9.715 | 1 | 365 | 11.0549 | 0.26305 | 11 | 0.31798
45211 | 7.5 | 1 | 365 | 8.5344 | 0.18712 | 8 | 0.72155
46366 | 6.5 | 1 | 365 | 7.3965 | 0.8955 | 8 | 0.29201
43527 | 7.98 | 1 | 365 | 9.0806 | 0.2871 | 9 | 0.36773
44355 | 9.66 | 1 | 365 | 10.9923 | 0.13701 | 11 | 0.12936
47681 | 4.16 | 1 | 365 | 4.7338 | 0.53312 | 5 | 0.26689
52918 | 2.805 | 1 | 365 | 3.1919 | 0.42798 | 3 | 0.61986
41882 | 12.255 | 1 | 365 | 13.9453 | 0.083754 | 14 | 0.029013
43953 | 11.772 | 1 | 365 | 13.3956 | 0.9769 | 14 | 0.37254
52936 | 4.335 | 1 | 365 | 4.9329 | 0.93416 | 5 | 0.86706
41370 | 14.25 | 1 | 365 | 16.2154 | 0.65553 | 16 | 0.87094
52972 | 3.8 | 1 | 365 | 4.3241 | 0.70814 | 5 | 0.032252
35289 | 32.445 | 1 | 365 | 36.9199 | 0.35148 | 37 | 0.27143
44361 | 24.75 | 1 | 365 | 28.1636 | 0.7175 | 28 | 0.88111
43491 | 9.6 | 1 | 365 | 10.9241 | 0.99951 | 11 | 0.92358
43493 | 6.3 | 1 | 365 | 7.1689 | 0.43718 | 7 | 0.6061
38967 | 5.72 | 1 | 365 | 6.5089 | 0.10804 | 6 | 0.61697
46031 | 7.54 | 1 | 365 | 8.5799 | 0.27878 | 8 | 0.85873
38064 | 6.63 | 1 | 365 | 7.5444 | 0.19341 | 7 | 0.73785
38200 | 9.1 | 1 | 365 | 10.3551 | 0.85371 | 11 | 0.20881
39531 | 8.32 | 1 | 365 | 9.4675 | 0.066245 | 9 | 0.53377
41893 | 8.58 | 1 | 365 | 9.7634 | 0.66207 | 10 | 0.42545
52924 | 4.59 | 1 | 365 | 5.2231 | 0.51852 | 5 | 0.74159
40931 | 6.76 | 1 | 365 | 7.6924 | 0.49132 | 8 | 0.18369
42427 | 3.64 | 1 | 365 | 4.142 | 0.34148 | 4 | 0.48353
37843 | 5.46 | 1 | 365 | 6.2131 | 0.51222 | 6 | 0.72529
50625 | 11.96 | 1 | 365 | 13.6096 | 0.40773 | 14 | 0.017298
42342 | 4.68 | 1 | 365 | 5.3255 | 0.72476 | 6 | 0.050247
52896 | 4.86 | 1 | 365 | 5.5303 | 0.13725 | 5 | 0.66756
38754 | 8.67 | 1 | 365 | 9.8658 | 0.86831 | 10 | 0.73411
40332 | 7.54 | 1 | 365 | 8.5799 | 0.27878 | 8 | 0.85873
52899 | 9.18 | 1 | 365 | 10.4461 | 0.037035 | 10 | 0.48318
40577 | 16.64 | 1 | 365 | 18.9351 | 0.13249 | 19 | 0.067546
40679 | 7.28 | 1 | 365 | 8.2841 | 0.68296 | 8 | 0.96705
52867 | 12.24 | 1 | 365 | 13.9282 | 0.04938 | 13 | 0.97757
52888 | 3.825 | 1 | 365 | 4.3526 | 0.76543 | 5 | 0.11799
40069 | 7.14 | 1 | 365 | 8.1248 | 0.36214 | 8 | 0.48692
52891 | 3.38 | 1 | 365 | 3.8462 | 0.74566 | 4 | 0.59185
52861 | 5.1 | 1 | 365 | 5.8034 | 0.68724 | 6 | 0.49065
41327 | 9.62 | 1 | 365 | 10.9468 | 0.045346 | 10 | 0.99217
38753 | 4.42 | 1 | 365 | 5.0296 | 0.12894 | 5 | 0.15857
52864 | 6.5 | 1 | 365 | 7.3965 | 0.8955 | 8 | 0.29201
41702 | 7.395 | 1 | 365 | 8.4149 | 0.9465 | 9 | 0.36145
52860 | 3.57 | 1 | 365 | 4.0624 | 0.18107 | 4 | 0.24346
52862 | 6.12 | 1 | 365 | 6.9641 | 0.02469 | 6 | 0.98878
38070 | 7.8 | 1 | 365 | 8.8758 | 0.8746 | 9 | 0.75041
52741 | 5.46 | 1 | 365 | 6.2131 | 0.51222 | 6 | 0.72529
39324 | 3.12 | 1 | 365 | 3.5503 | 0.14984 | 3 | 0.70016
39448 | 3.825 | 1 | 365 | 4.3526 | 0.76543 | 5 | 0.11799
39268 | 6.12 | 1 | 365 | 6.9641 | 0.02469 | 6 | 0.98878
41659 | 2.55 | 1 | 365 | 2.9017 | 0.84362 | 3 | 0.74533
41559 | 2.915 | 1 | 365 | 3.317 | 0.68006 | 3 | 0.99711
40540 | 10.4 | 1 | 365 | 11.8344 | 0.83281 | 12 | 0.66722
39184 | 3.9 | 1 | 365 | 4.4379 | 0.9373 | 5 | 0.37521
40862 | 6.24 | 1 | 365 | 7.1006 | 0.29968 | 7 | 0.40033
40647 | 5.2 | 1 | 365 | 5.9172 | 0.9164 | 6 | 0.83361
39036 | 6.12 | 1 | 365 | 6.9641 | 0.02469 | 6 | 0.98878
40737 | 8.84 | 1 | 365 | 10.0592 | 0.25789 | 10 | 0.31713
39999 | 11.18 | 1 | 365 | 12.722 | 0.62027 | 13 | 0.34226
40573 | 8.58 | 1 | 365 | 9.7634 | 0.66207 | 10 | 0.42545
37989 | 2.805 | 1 | 365 | 3.1919 | 0.42798 | 3 | 0.61986
40374 | 7.02 | 1 | 365 | 7.9882 | 0.087144 | 8 | 0.075371
40905 | 5.46 | 1 | 365 | 6.2131 | 0.51222 | 6 | 0.72529
43407 | 3.12 | 1 | 365 | 3.5503 | 0.14984 | 3 | 0.70016
40898 | 13.78 | 1 | 365 | 15.6806 | 0.57847 | 16 | 0.25906
38798 | 11.985 | 1 | 365 | 13.638 | 0.46502 | 14 | 0.10304
41464 | 4.77 | 1 | 365 | 5.4279 | 0.93101 | 6 | 0.35891
38955 | 5.2 | 1 | 365 | 5.9172 | 0.9164 | 6 | 0.83361
40923 | 7.95 | 1 | 365 | 9.0465 | 0.21835 | 9 | 0.26484
39025 | 5.98 | 1 | 365 | 6.8048 | 0.70386 | 7 | 0.50865
41549 | 8.925 | 1 | 365 | 10.156 | 0.45267 | 10 | 0.60864
38396 | 6.63 | 1 | 365 | 7.5444 | 0.19341 | 7 | 0.73785
43681 | 9.69 | 1 | 365 | 11.0265 | 0.20576 | 11 | 0.23224
42608 | 11.7 | 1 | 365 | 13.3137 | 0.81191 | 14 | 0.12562
41291 | 6.375 | 1 | 365 | 7.2543 | 0.60905 | 7 | 0.86332
38043 | 2.55 | 1 | 365 | 2.9017 | 0.84362 | 3 | 0.74533
38788 | 11.18 | 1 | 365 | 12.722 | 0.62027 | 13 | 0.34226
41357 | 7.8 | 1 | 365 | 8.8758 | 0.8746 | 9 | 0.75041
45000 | 2.08 | 1 | 365 | 2.3669 | 0.76656 | 3 | 0.13344
38709 | 9.62 | 1 | 365 | 10.9468 | 0.045346 | 10 | 0.99217
41145 | 5.72 | 1 | 365 | 6.5089 | 0.10804 | 6 | 0.61697
39223 | 6.24 | 1 | 365 | 7.1006 | 0.29968 | 7 | 0.40033
43608 | 6.24 | 1 | 365 | 7.1006 | 0.29968 | 7 | 0.40033
45942 | 5.46 | 1 | 365 | 6.2131 | 0.51222 | 6 | 0.72529
42002 | 7.65 | 1 | 365 | 8.7051 | 0.53086 | 9 | 0.23598
39071 | 8.58 | 1 | 365 | 9.7634 | 0.66207 | 10 | 0.42545
39117 | 2.08 | 1 | 365 | 2.3669 | 0.76656 | 3 | 0.13344
39502 | 9.62 | 1 | 365 | 10.9468 | 0.045346 | 10 | 0.99217
41331 | 9.54 | 1 | 365 | 10.8558 | 0.86202 | 11 | 0.71781
41415 | 10.4 | 1 | 365 | 11.8344 | 0.83281 | 12 | 0.66722
39350 | 14.04 | 1 | 365 | 15.9765 | 0.17429 | 16 | 0.15074
40526 | 5.98 | 1 | 365 | 6.8048 | 0.70386 | 7 | 0.50865
40477 | 5.46 | 1 | 365 | 6.2131 | 0.51222 | 6 | 0.72529
40207 | 4.845 | 1 | 365 | 5.5132 | 0.10288 | 5 | 0.61612
38855 | 13.26 | 1 | 365 | 15.0889 | 0.38683 | 15 | 0.4757
38917 | 7.54 | 1 | 365 | 8.5799 | 0.27878 | 8 | 0.85873
39598 | 5.865 | 1 | 365 | 6.6739 | 0.44033 | 7 | 0.11425
39498 | 6.24 | 1 | 365 | 7.1006 | 0.29968 | 7 | 0.40033
38060 | 11.44 | 1 | 365 | 13.0179 | 0.21609 | 13 | 0.23394
39227 | 3.38 | 1 | 365 | 3.8462 | 0.74566 | 4 | 0.59185
41267 | 4.845 | 1 | 365 | 5.5132 | 0.10288 | 5 | 0.61612
39719 | 7.54 | 1 | 365 | 8.5799 | 0.27878 | 8 | 0.85873
39573 | 3.64 | 1 | 365 | 4.142 | 0.34148 | 4 | 0.48353
39168 | 9.62 | 1 | 365 | 10.9468 | 0.045346 | 10 | 0.99217
39587 | 6.5 | 1 | 365 | 7.3965 | 0.8955 | 8 | 0.29201
39420 | 3.64 | 1 | 365 | 4.142 | 0.34148 | 4 | 0.48353
39425 | 2.86 | 1 | 365 | 3.2545 | 0.55402 | 3 | 0.80848
41588 | 13.52 | 1 | 365 | 15.3847 | 0.98265 | 16 | 0.36738
40504 | 6.76 | 1 | 365 | 7.6924 | 0.49132 | 8 | 0.18369
41208 | 12.48 | 1 | 365 | 14.2013 | 0.59937 | 14 | 0.80066
38436 | 4.94 | 1 | 365 | 5.6213 | 0.32058 | 5 | 0.94193
39955 | 4.16 | 1 | 365 | 4.7338 | 0.53312 | 5 | 0.26689
41334 | 3.9 | 1 | 365 | 4.4379 | 0.9373 | 5 | 0.37521
40497 | 2.08 | 1 | 365 | 2.3669 | 0.76656 | 3 | 0.13344
41486 | 9.88 | 1 | 365 | 11.2427 | 0.64117 | 11 | 0.88386
41765 | 10.92 | 1 | 365 | 12.4261 | 0.024447 | 12 | 0.45058
40908 | 6.76 | 1 | 365 | 7.6924 | 0.49132 | 8 | 0.18369
40680 | 12.48 | 1 | 365 | 14.2013 | 0.59937 | 14 | 0.80066
38695 | 11.18 | 1 | 365 | 12.722 | 0.62027 | 13 | 0.34226
38068 | 9.88 | 1 | 365 | 11.2427 | 0.64117 | 11 | 0.88386
37822 | 11.18 | 1 | 365 | 12.722 | 0.62027 | 13 | 0.34226
41172 | 6.76 | 1 | 365 | 7.6924 | 0.49132 | 8 | 0.18369
40739 | 6.24 | 1 | 365 | 7.1006 | 0.29968 | 7 | 0.40033
38927 | 10.66 | 1 | 365 | 12.1303 | 0.42863 | 12 | 0.5589
41496 | 8.215 | 1 | 365 | 9.348 | 0.82563 | 10 | 0.17367
38976 | 5.46 | 1 | 365 | 6.2131 | 0.51222 | 6 | 0.72529
45442 | 4.335 | 1 | 365 | 4.9329 | 0.93416 | 5 | 0.86706
46002 | 5.46 | 1 | 365 | 6.2131 | 0.51222 | 6 | 0.72529
39249 | 8.06 | 1 | 365 | 9.1717 | 0.47042 | 9 | 0.64209
38074 | 7.905 | 1 | 365 | 8.9953 | 0.11522 | 9 | 0.11051
45978 | 7.65 | 1 | 365 | 8.7051 | 0.53086 | 9 | 0.23598
40754 | 7.02 | 1 | 365 | 7.9882 | 0.087144 | 8 | 0.075371
39095 | 12.22 | 1 | 365 | 13.9054 | 0.0035475 | 13 | 0.90898
42034 | 10.92 | 1 | 365 | 12.4261 | 0.024447 | 12 | 0.45058
39965 | 4.94 | 1 | 365 | 5.6213 | 0.32058 | 5 | 0.94193
43044 | 5.98 | 1 | 365 | 6.8048 | 0.70386 | 7 | 0.50865
40700 | 6.24 | 1 | 365 | 7.1006 | 0.29968 | 7 | 0.40033
42059 | 13.52 | 1 | 365 | 15.3847 | 0.98265 | 16 | 0.36738
37965 | 6.76 | 1 | 365 | 7.6924 | 0.49132 | 8 | 0.18369
40452 | 7.02 | 1 | 365 | 7.9882 | 0.087144 | 8 | 0.075371
41301 | 6.5 | 1 | 365 | 7.3965 | 0.8955 | 8 | 0.29201
42197 | 5.2 | 1 | 365 | 5.9172 | 0.9164 | 6 | 0.83361
39243 | 4.16 | 1 | 365 | 4.7338 | 0.53312 | 5 | 0.26689
41360 | 6.89 | 1 | 365 | 7.8403 | 0.78923 | 8 | 0.62953
43079 | 6.12 | 1 | 365 | 6.9641 | 0.02469 | 6 | 0.98878
41915 | 15.86 | 1 | 365 | 18.0475 | 0.34503 | 18 | 0.3925
37581 | 8.32 | 1 | 365 | 9.4675 | 0.066245 | 9 | 0.53377
40536 | 12.22 | 1 | 365 | 13.9054 | 0.0035475 | 13 | 0.90898
48053 | 5.2 | 1 | 365 | 5.9172 | 0.9164 | 6 | 0.83361
41791 | 6.5 | 1 | 365 | 7.3965 | 0.8955 | 8 | 0.29201
39247 | 6.63 | 1 | 365 | 7.5444 | 0.19341 | 7 | 0.73785
40719 | 4.16 | 1 | 365 | 4.7338 | 0.53312 | 5 | 0.26689
38699 | 9.1 | 1 | 365 | 10.3551 | 0.85371 | 11 | 0.20881
43705 | 5.3 | 1 | 365 | 6.031 | 0.14556 | 6 | 0.17656
39943 | 5.3 | 1 | 365 | 6.031 | 0.14556 | 6 | 0.17656
41440 | 9.275 | 1 | 365 | 10.5542 | 0.25474 | 10 | 0.80898
41902 | 6.24 | 1 | 365 | 7.1006 | 0.29968 | 7 | 0.40033
40637 | 8.32 | 1 | 365 | 9.4675 | 0.066245 | 9 | 0.53377
39447 | 9.36 | 1 | 365 | 10.651 | 0.44953 | 11 | 0.10049
39564 | 5.98 | 1 | 365 | 6.8048 | 0.70386 | 7 | 0.50865
39295 | 7.28 | 1 | 365 | 8.2841 | 0.68296 | 8 | 0.96705
40429 | 11.7 | 1 | 365 | 13.3137 | 0.81191 | 14 | 0.12562
41580 | 8.48 | 1 | 365 | 9.6496 | 0.4329 | 10 | 0.082499
41687 | 6.76 | 1 | 365 | 7.6924 | 0.49132 | 8 | 0.18369
39683 | 9.88 | 1 | 365 | 11.2427 | 0.64117 | 11 | 0.88386
43687 | 2.08 | 1 | 365 | 2.3669 | 0.76656 | 3 | 0.13344
37980 | 2.55 | 1 | 365 | 2.9017 | 0.84362 | 3 | 0.74533
44736 | 7.28 | 1 | 365 | 8.2841 | 0.68296 | 8 | 0.96705
37622 | 6.24 | 1 | 365 | 7.1006 | 0.29968 | 7 | 0.40033
42039 | 5.035 | 1 | 365 | 5.7294 | 0.53829 | 6 | 0.26773
40626 | 5.2 | 1 | 365 | 5.9172 | 0.9164 | 6 | 0.83361
47882 | 9.1 | 1 | 365 | 10.3551 | 0.85371 | 11 | 0.20881
40011 | 5.98 | 1 | 365 | 6.8048 | 0.70386 | 7 | 0.50865
39642 | 6.24 | 1 | 365 | 7.1006 | 0.29968 | 7 | 0.40033
43576 | 2.6 | 1 | 365 | 2.9586 | 0.9582 | 3 | 0.9168
40825 | 15.6 | 1 | 365 | 17.7516 | 0.74921 | 18 | 0.50082
40944 | 13.78 | 1 | 365 | 15.6806 | 0.57847 | 16 | 0.25906
42409 | 9.18 | 1 | 365 | 10.4461 | 0.037035 | 10 | 0.48318
40292 | 10.14 | 1 | 365 | 11.5385 | 0.23699 | 11 | 0.77554
42006 | 2.34 | 1 | 365 | 2.6627 | 0.36238 | 3 | 0.025124
40644 | 6.375 | 1 | 365 | 7.2543 | 0.60905 | 7 | 0.86332
40943 | 6.76 | 1 | 365 | 7.6924 | 0.49132 | 8 | 0.18369
39195 | 10.14 | 1 | 365 | 11.5385 | 0.23699 | 11 | 0.77554
38857 | 6.5 | 1 | 365 | 7.3965 | 0.8955 | 8 | 0.29201
40451 | 7.8 | 1 | 365 | 8.8758 | 0.8746 | 9 | 0.75041
46607 | 5.1 | 1 | 365 | 5.8034 | 0.68724 | 6 | 0.49065
47993 | 7.65 | 1 | 365 | 8.7051 | 0.53086 | 9 | 0.23598
46157 | 8.48 | 1 | 365 | 9.6496 | 0.4329 | 10 | 0.082499
40962 | 14.04 | 1 | 365 | 15.9765 | 0.17429 | 16 | 0.15074
39380 | 5.565 | 1 | 365 | 6.3325 | 0.75284 | 7 | 0.08539
40377 | 8.32 | 1 | 365 | 9.4675 | 0.066245 | 9 | 0.53377
39435 | 3.12 | 1 | 365 | 3.5503 | 0.14984 | 3 | 0.70016
40468 | 5.46 | 1 | 365 | 6.2131 | 0.51222 | 6 | 0.72529
42364 | 2.65 | 1 | 365 | 3.0155 | 0.072782 | 3 | 0.088281
38076 | 6.24 | 1 | 365 | 7.1006 | 0.29968 | 7 | 0.40033
43693 | 12.48 | 1 | 365 | 14.2013 | 0.59937 | 14 | 0.80066
40000 | 8.84 | 1 | 365 | 10.0592 | 0.25789 | 10 | 0.31713
40215 | 10.14 | 1 | 365 | 11.5385 | 0.23699 | 11 | 0.77554
42383 | 6.76 | 1 | 365 | 7.6924 | 0.49132 | 8 | 0.18369
38034 | 8.06 | 1 | 365 | 9.1717 | 0.47042 | 9 | 0.64209
39607 | 5.98 | 1 | 365 | 6.8048 | 0.70386 | 7 | 0.50865
40652 | 7.54 | 1 | 365 | 8.5799 | 0.27878 | 8 | 0.85873
40378 | 5.61 | 1 | 365 | 6.3838 | 0.85597 | 7 | 0.23972
40010 | 13.515 | 1 | 365 | 15.379 | 0.97119 | 16 | 0.35023
41653 | 3.825 | 1 | 365 | 4.3526 | 0.76543 | 5 | 0.11799
38169 | 3.18 | 1 | 365 | 3.6186 | 0.28734 | 3 | 0.90594
41058 | 7.02 | 1 | 365 | 7.9882 | 0.087144 | 8 | 0.075371
43071 | 4.59 | 1 | 365 | 5.2231 | 0.51852 | 5 | 0.74159
40564 | 15.08 | 1 | 365 | 17.1599 | 0.55757 | 17 | 0.71746
37626 | 7.54 | 1 | 365 | 8.5799 | 0.27878 | 8 | 0.85873
38592 | 4.335 | 1 | 365 | 4.9329 | 0.93416 | 5 | 0.86706
38087 | 7.02 | 1 | 365 | 7.9882 | 0.087144 | 8 | 0.075371
41302 | 4.94 | 1 | 365 | 5.6213 | 0.32058 | 5 | 0.94193
40928 | 4.94 | 1 | 365 | 5.6213 | 0.32058 | 5 | 0.94193
41497 | 5.46 | 1 | 365 | 6.2131 | 0.51222 | 6 | 0.72529
10587 | 647 | 0.8 | 365 | 588.9895 | 0.14044 | 589 | 0.1299
38157 | 9.1 | 1 | 365 | 10.3551 | 0.85371 | 11 | 0.20881
50656 | 6 | 1 | 365 | 6.8275 | 0.7497 | 7 | 0.57724
50696 | 6.6 | 1 | 365 | 7.5103 | 0.12467 | 7 | 0.63496
40818 | 3.12 | 1 | 365 | 3.5503 | 0.14984 | 3 | 0.70016
50286 | 7.02 | 1 | 365 | 7.9882 | 0.087144 | 8 | 0.075371
50670 | 9.58 | 1 | 365 | 10.9013 | 0.95368 | 11 | 0.85499
39198 | 3.445 | 1 | 365 | 3.9201 | 0.89462 | 4 | 0.81477
37755 | 6.3 | 1 | 365 | 7.1689 | 0.43718 | 7 | 0.6061
53020 | 6.63 | 1 | 365 | 7.5444 | 0.19341 | 7 | 0.73785
37219 | 3.9 | 1 | 365 | 4.4379 | 0.9373 | 5 | 0.37521
38940 | 5.98 | 1 | 365 | 6.8048 | 0.70386 | 7 | 0.50865
38291 | 3.12 | 1 | 365 | 3.5503 | 0.14984 | 3 | 0.70016
40932 | 8.58 | 1 | 365 | 9.7634 | 0.66207 | 10 | 0.42545
39772 | 10.92 | 1 | 365 | 12.4261 | 0.024447 | 12 | 0.45058
37544 | 6.5 | 1 | 365 | 7.3965 | 0.8955 | 8 | 0.29201
37021 | 5.125 | 1 | 365 | 5.8319 | 0.74453 | 6 | 0.57639
41121 | 8.33 | 1 | 365 | 9.4789 | 0.089161 | 9 | 0.56807
47445 | 7.8 | 1 | 365 | 8.8758 | 0.8746 | 9 | 0.75041
39752 | 6.76 | 1 | 365 | 7.6924 | 0.49132 | 8 | 0.18369
38280 | 9.35 | 1 | 365 | 10.6396 | 0.42661 | 11 | 0.066199
41695 | 9.36 | 1 | 365 | 10.651 | 0.44953 | 11 | 0.10049
45907 | 4.16 | 1 | 365 | 4.7338 | 0.53312 | 5 | 0.26689
36521 | 7.18 | 1 | 365 | 8.1703 | 0.4538 | 8 | 0.6241
39837 | 12.32 | 1 | 365 | 14.0192 | 0.23271 | 14 | 0.25193
51562 | 5.3 | 1 | 365 | 6.031 | 0.14556 | 6 | 0.17656
37548 | 4.4 | 1 | 365 | 5.0069 | 0.08311 | 5 | 0.089976
38961 | 5.46 | 1 | 365 | 6.2131 | 0.51222 | 6 | 0.72529
52184 | 7.54 | 1 | 365 | 8.5799 | 0.27878 | 8 | 0.85873
38199 | 4.68 | 1 | 365 | 5.3255 | 0.72476 | 6 | 0.050247
42414 | 11.66 | 1 | 365 | 13.2682 | 0.72024 | 13 | 0.98844
46044 | 3.64 | 1 | 365 | 4.142 | 0.34148 | 4 | 0.48353
40871 | 4.845 | 1 | 365 | 5.5132 | 0.10288 | 5 | 0.61612
38873 | 6.76 | 1 | 365 | 7.6924 | 0.49132 | 8 | 0.18369
40906 | 4.16 | 1 | 365 | 4.7338 | 0.53312 | 5 | 0.26689
37960 | 4.42 | 1 | 365 | 5.0296 | 0.12894 | 5 | 0.15857
38893 | 6.5 | 1 | 365 | 7.3965 | 0.8955 | 8 | 0.29201
40276 | 4.08 | 1 | 365 | 4.6427 | 0.34979 | 4 | 0.99252
40683 | 4.68 | 1 | 365 | 5.3255 | 0.72476 | 6 | 0.050247
49757 | 2.86 | 1 | 365 | 3.2545 | 0.55402 | 3 | 0.80848
40622 | 4.42 | 1 | 365 | 5.0296 | 0.12894 | 5 | 0.15857
42394 | 4.16 | 1 | 365 | 4.7338 | 0.53312 | 5 | 0.26689
40146 | 4.16 | 1 | 365 | 4.7338 | 0.53312 | 5 | 0.26689
41715 | 6.375 | 1 | 365 | 7.2543 | 0.60905 | 7 | 0.86332
40499 | 4.42 | 1 | 365 | 5.0296 | 0.12894 | 5 | 0.15857
50231 | 11.96 | 1 | 365 | 13.6096 | 0.40773 | 14 | 0.017298
39083 | 5.98 | 1 | 365 | 6.8048 | 0.70386 | 7 | 0.50865
39334 | 7.8 | 1 | 365 | 8.8758 | 0.8746 | 9 | 0.75041
41797 | 10.4 | 1 | 365 | 11.8344 | 0.83281 | 12 | 0.66722
40256 | 14.04 | 1 | 365 | 15.9765 | 0.17429 | 16 | 0.15074
41040 | 8.84 | 1 | 365 | 10.0592 | 0.25789 | 10 | 0.31713
57124 | 860 | 0.9 | 365 | 880.7532 | 0.71078 | 881 | 0.46396
41965 | 3.825 | 1 | 365 | 4.3526 | 0.76543 | 5 | 0.11799
38302 | 10.14 | 1 | 365 | 11.5385 | 0.23699 | 11 | 0.77554
40319 | 7.28 | 1 | 365 | 8.2841 | 0.68296 | 8 | 0.96705
40199 | 4.845 | 1 | 365 | 5.5132 | 0.10288 | 5 | 0.61612
50427 | 8.32 | 1 | 365 | 9.4675 | 0.066245 | 9 | 0.53377
41679 | 4.94 | 1 | 365 | 5.6213 | 0.32058 | 5 | 0.94193
41005 | 4.42 | 1 | 365 | 5.0296 | 0.12894 | 5 | 0.15857
39696 | 3.64 | 1 | 365 | 4.142 | 0.34148 | 4 | 0.48353
39970 | 9.1 | 1 | 365 | 10.3551 | 0.85371 | 11 | 0.20881
42044 | 9.275 | 1 | 365 | 10.5542 | 0.25474 | 10 | 0.80898
41038 | 4.16 | 1 | 365 | 4.7338 | 0.53312 | 5 | 0.26689
39356 | 11.96 | 1 | 365 | 13.6096 | 0.40773 | 14 | 0.017298
41217 | 8.415 | 1 | 365 | 9.5756 | 0.28395 | 9 | 0.85958
41055 | 11.44 | 1 | 365 | 13.0179 | 0.21609 | 13 | 0.23394
39669 | 9.88 | 1 | 365 | 11.2427 | 0.64117 | 11 | 0.88386
39577 | 6.5 | 1 | 365 | 7.3965 | 0.8955 | 8 | 0.29201
38147 | 2.6 | 1 | 365 | 2.9586 | 0.9582 | 3 | 0.9168
41062 | 10.335 | 1 | 365 | 11.7604 | 0.68385 | 12 | 0.4443
40445 | 4.94 | 1 | 365 | 5.6213 | 0.32058 | 5 | 0.94193
40418 | 14.04 | 1 | 365 | 15.9765 | 0.17429 | 16 | 0.15074
42194 | 13.52 | 1 | 365 | 15.3847 | 0.98265 | 16 | 0.36738
38024 | 6.625 | 1 | 365 | 7.5387 | 0.18196 | 7 | 0.7207
39971 | 9.01 | 1 | 365 | 10.2527 | 0.64746 | 10 | 0.90016
40744 | 8.48 | 1 | 365 | 9.6496 | 0.4329 | 10 | 0.082499
38595 | 7.28 | 1 | 365 | 8.2841 | 0.68296 | 8 | 0.96705
38210 | 10.92 | 1 | 365 | 12.4261 | 0.024447 | 12 | 0.45058
42937 | 5.2 | 1 | 365 | 5.9172 | 0.9164 | 6 | 0.83361
50504 | 3.38 | 1 | 365 | 3.8462 | 0.74566 | 4 | 0.59185
42381 | 5.98 | 1 | 365 | 6.8048 | 0.70386 | 7 | 0.50865
42600 | 11.44 | 1 | 365 | 13.0179 | 0.21609 | 13 | 0.23394
42012 | 9.1 | 1 | 365 | 10.3551 | 0.85371 | 11 | 0.20881
42371 | 6.885 | 1 | 365 | 7.8346 | 0.77778 | 8 | 0.61238
42995 | 13.78 | 1 | 365 | 15.6806 | 0.57847 | 16 | 0.25906
40300 | 2.6 | 1 | 365 | 2.9586 | 0.9582 | 3 | 0.9168
40673 | 5.2 | 1 | 365 | 5.9172 | 0.9164 | 6 | 0.83361
39724 | 10.92 | 1 | 365 | 12.4261 | 0.024447 | 12 | 0.45058
41196 | 8.32 | 1 | 365 | 9.4675 | 0.066245 | 9 | 0.53377
40643 | 6.375 | 1 | 365 | 7.2543 | 0.60905 | 7 | 0.86332
38295 | 5.2 | 1 | 365 | 5.9172 | 0.9164 | 6 | 0.83361
41458 | 4.16 | 1 | 365 | 4.7338 | 0.53312 | 5 | 0.26689
39563 | 5.61 | 1 | 365 | 6.3838 | 0.85597 | 7 | 0.23972
43711 | 4.94 | 1 | 365 | 5.6213 | 0.32058 | 5 | 0.94193
39583 | 5.46 | 1 | 365 | 6.2131 | 0.51222 | 6 | 0.72529
40530 | 2.86 | 1 | 365 | 3.2545 | 0.55402 | 3 | 0.80848
41846 | 10.14 | 1 | 365 | 11.5385 | 0.23699 | 11 | 0.77554
38160 | 9.1 | 1 | 365 | 10.3551 | 0.85371 | 11 | 0.20881
40533 | 14.04 | 1 | 365 | 15.9765 | 0.17429 | 16 | 0.15074
38975 | 10.92 | 1 | 365 | 12.4261 | 0.024447 | 12 | 0.45058
47416 | 10.455 | 1 | 365 | 11.897 | 0.95885 | 12 | 0.85584
41202 | 12.22 | 1 | 365 | 13.9054 | 0.0035475 | 13 | 0.90898
48474 | 4.16 | 1 | 365 | 4.7338 | 0.53312 | 5 | 0.26689
37881 | 7.8 | 1 | 365 | 8.8758 | 0.8746 | 9 | 0.75041
41224 | 2.86 | 1 | 365 | 3.2545 | 0.55402 | 3 | 0.80848
39266 | 5.98 | 1 | 365 | 6.8048 | 0.70386 | 7 | 0.50865
39214 | 4.16 | 1 | 365 | 4.7338 | 0.53312 | 5 | 0.26689
45048 | 3.12 | 1 | 365 | 3.5503 | 0.14984 | 3 | 0.70016
40872 | 5.46 | 1 | 365 | 6.2131 | 0.51222 | 6 | 0.72529
39995 | 7.02 | 1 | 365 | 7.9882 | 0.087144 | 8 | 0.075371
38749 | 11.18 | 1 | 365 | 12.722 | 0.62027 | 13 | 0.34226
40221 | 7.54 | 1 | 365 | 8.5799 | 0.27878 | 8 | 0.85873
38185 | 9.805 | 1 | 365 | 11.1573 | 0.46929 | 11 | 0.62664
41887 | 4.08 | 1 | 365 | 4.6427 | 0.34979 | 4 | 0.99252
38323 | 6.375 | 1 | 365 | 7.2543 | 0.60905 | 7 | 0.86332
41575 | 2.86 | 1 | 365 | 3.2545 | 0.55402 | 3 | 0.80848
39218 | 8.84 | 1 | 365 | 10.0592 | 0.25789 | 10 | 0.31713
39127 | 5.98 | 1 | 365 | 6.8048 | 0.70386 | 7 | 0.50865
39956 | 13.26 | 1 | 365 | 15.0889 | 0.38683 | 15 | 0.4757
40143 | 5.72 | 1 | 365 | 6.5089 | 0.10804 | 6 | 0.61697
40036 | 3.12 | 1 | 365 | 3.5503 | 0.14984 | 3 | 0.70016
42386 | 3.9 | 1 | 365 | 4.4379 | 0.9373 | 5 | 0.37521
43031 | 3.9 | 1 | 365 | 4.4379 | 0.9373 | 5 | 0.37521
39967 | 11.44 | 1 | 365 | 13.0179 | 0.21609 | 13 | 0.23394
39731 | 10.92 | 1 | 365 | 12.4261 | 0.024447 | 12 | 0.45058
39712 | 8.06 | 1 | 365 | 9.1717 | 0.47042 | 9 | 0.64209
40552 | 10.4 | 1 | 365 | 11.8344 | 0.83281 | 12 | 0.66722
39014 | 2.04 | 1 | 365 | 2.3214 | 0.6749 | 2 | 0.99626
40917 | 10.07 | 1 | 365 | 11.4589 | 0.076573 | 11 | 0.53547
42322 | 3.825 | 1 | 365 | 4.3526 | 0.76543 | 5 | 0.11799
41895 | 5.46 | 1 | 365 | 6.2131 | 0.51222 | 6 | 0.72529
42404 | 5.035 | 1 | 365 | 5.7294 | 0.53829 | 6 | 0.26773
40520 | 12.22 | 1 | 365 | 13.9054 | 0.0035475 | 13 | 0.90898
38739 | 7.02 | 1 | 365 | 7.9882 | 0.087144 | 8 | 0.075371
40293 | 4.335 | 1 | 365 | 4.9329 | 0.93416 | 5 | 0.86706
40465 | 6.625 | 1 | 365 | 7.5387 | 0.18196 | 7 | 0.7207
42599 | 3.64 | 1 | 365 | 4.142 | 0.34148 | 4 | 0.48353
38080 | 6.5 | 1 | 365 | 7.3965 | 0.8955 | 8 | 0.29201
39199 | 9.62 | 1 | 365 | 10.9468 | 0.045346 | 10 | 0.99217
39496 | 4.59 | 1 | 365 | 5.2231 | 0.51852 | 5 | 0.74159
39992 | 6.76 | 1 | 365 | 7.6924 | 0.49132 | 8 | 0.18369
40311 | 10.4 | 1 | 365 | 11.8344 | 0.83281 | 12 | 0.66722
41949 | 2.86 | 1 | 365 | 3.2545 | 0.55402 | 3 | 0.80848
47904 | 13.26 | 1 | 365 | 15.0889 | 0.38683 | 15 | 0.4757
43726 | 9.69 | 1 | 365 | 11.0265 | 0.20576 | 11 | 0.23224
38703 | 6.76 | 1 | 365 | 7.6924 | 0.49132 | 8 | 0.18369
38495 | 4.68 | 1 | 365 | 5.3255 | 0.72476 | 6 | 0.050247
40768 | 6.76 | 1 | 365 | 7.6924 | 0.49132 | 8 | 0.18369
42549 | 6.095 | 1 | 365 | 6.9356 | 0.9674 | 7 | 0.90305
41189 | 7.685 | 1 | 365 | 8.7449 | 0.61107 | 9 | 0.35601
42659 | 13.25 | 1 | 365 | 15.0775 | 0.36391 | 15 | 0.4414
39065 | 14.04 | 1 | 365 | 15.9765 | 0.17429 | 16 | 0.15074
38547 | 5.2 | 1 | 365 | 5.9172 | 0.9164 | 6 | 0.83361
38742 | 6.76 | 1 | 365 | 7.6924 | 0.49132 | 8 | 0.18369
41511 | 3.38 | 1 | 365 | 3.8462 | 0.74566 | 4 | 0.59185
40746 | 8.415 | 1 | 365 | 9.5756 | 0.28395 | 9 | 0.85958
38803 | 15.555 | 1 | 365 | 17.7004 | 0.64609 | 18 | 0.34649
1400 | 2694 | 1 | 365 | 3065.5673 | 0.6135 | 3066 | 0.18076
46980 | 7.6 | 1 | 365 | 8.6482 | 0.41628 | 9 | 0.064504
42760 | 8.25 | 1 | 365 | 9.3879 | 0.90583 | 10 | 0.29371
38113 | 4.77 | 1 | 365 | 5.4279 | 0.93101 | 6 | 0.35891
41953 | 6.24 | 1 | 365 | 7.1006 | 0.29968 | 7 | 0.40033
49812 | 7.68 | 1 | 365 | 8.7393 | 0.59961 | 9 | 0.33887
51689 | 15.86 | 1 | 365 | 18.0475 | 0.34503 | 18 | 0.3925
39354 | 7.28 | 1 | 365 | 8.2841 | 0.68296 | 8 | 0.96705
32265 | 6.76 | 1 | 365 | 7.6924 | 0.49132 | 8 | 0.18369
40345 | 7.54 | 1 | 365 | 8.5799 | 0.27878 | 8 | 0.85873
52258 | 6.76 | 1 | 365 | 7.6924 | 0.49132 | 8 | 0.18369
41784 | 2.34 | 1 | 365 | 2.6627 | 0.36238 | 3 | 0.025124
41346 | 6.12 | 1 | 365 | 6.9641 | 0.02469 | 6 | 0.98878
52114 | 8.06 | 1 | 365 | 9.1717 | 0.47042 | 9 | 0.64209
38267 | 10.6 | 1 | 365 | 12.062 | 0.29113 | 12 | 0.35312
37620 | 10.66 | 1 | 365 | 12.1303 | 0.42863 | 12 | 0.5589
39384 | 10.4 | 1 | 365 | 11.8344 | 0.83281 | 12 | 0.66722
40064 | 7.02 | 1 | 365 | 7.9882 | 0.087144 | 8 | 0.075371
39590 | 3.12 | 1 | 365 | 3.5503 | 0.14984 | 3 | 0.70016
49769 | 9.6 | 1 | 365 | 10.9241 | 0.99951 | 11 | 0.92358
41910 | 9.1 | 1 | 365 | 10.3551 | 0.85371 | 11 | 0.20881
38453 | 4.42 | 1 | 365 | 5.0296 | 0.12894 | 5 | 0.15857
37422 | 8.413 | 1 | 365 | 9.5734 | 0.27937 | 9 | 0.85272
42075 | 4.68 | 1 | 365 | 5.3255 | 0.72476 | 6 | 0.050247
39530 | 6.5 | 1 | 365 | 7.3965 | 0.8955 | 8 | 0.29201
45396 | 4.41 | 1 | 365 | 5.0182 | 0.10603 | 5 | 0.12427
40735 | 9.88 | 1 | 365 | 11.2427 | 0.64117 | 11 | 0.88386
39681 | 2.34 | 1 | 365 | 2.6627 | 0.36238 | 3 | 0.025124
44580 | 6.4 | 1 | 365 | 7.2827 | 0.66634 | 7 | 0.94906
38056 | 6.5 | 1 | 365 | 7.3965 | 0.8955 | 8 | 0.29201
44065 | 5.99 | 1 | 365 | 6.8162 | 0.72678 | 7 | 0.54294
38727 | 5.2 | 1 | 365 | 5.9172 | 0.9164 | 6 | 0.83361
39439 | 6.76 | 1 | 365 | 7.6924 | 0.49132 | 8 | 0.18369
38236 | 11.13 | 1 | 365 | 12.6651 | 0.50569 | 13 | 0.17078
37736 | 3.64 | 1 | 365 | 4.142 | 0.34148 | 4 | 0.48353
53147 | 5.2 | 1 | 365 | 5.9172 | 0.9164 | 6 | 0.83361
40176 | 5.98 | 1 | 365 | 6.8048 | 0.70386 | 7 | 0.50865
40866 | 9.36 | 1 | 365 | 10.651 | 0.44953 | 11 | 0.10049
54086 | 9.86 | 1 | 365 | 11.2199 | 0.59533 | 11 | 0.81526
50152 | 8.58 | 1 | 365 | 9.7634 | 0.66207 | 10 | 0.42545
41470 | 4.68 | 1 | 365 | 5.3255 | 0.72476 | 6 | 0.050247
40029 | 11.7 | 1 | 365 | 13.3137 | 0.81191 | 14 | 0.12562
51199 | 8.32 | 1 | 365 | 9.4675 | 0.066245 | 9 | 0.53377
38581 | 8.84 | 1 | 365 | 10.0592 | 0.25789 | 10 | 0.31713
44131 | 8.68 | 1 | 365 | 9.8772 | 0.89123 | 10 | 0.76841
50918 | 16.2 | 1 | 365 | 18.4344 | 0.12418 | 18 | 0.55855
36183 | 11.385 | 1 | 365 | 12.9553 | 0.090048 | 13 | 0.045313
37035 | 7.521 | 1 | 365 | 8.5583 | 0.23524 | 8 | 0.79357
44582 | 10.4 | 1 | 365 | 11.8344 | 0.83281 | 12 | 0.66722
46759 | 7.705 | 1 | 365 | 8.7677 | 0.6569 | 9 | 0.42461
44137 | 9.9 | 1 | 365 | 11.2654 | 0.687 | 11 | 0.95245
40364 | 9.36 | 1 | 365 | 10.651 | 0.44953 | 11 | 0.10049
44356 | 9.45 | 1 | 365 | 10.7534 | 0.65577 | 11 | 0.40915
51001 | 6.3 | 1 | 365 | 7.1689 | 0.43718 | 7 | 0.6061
43033 | 5.98 | 1 | 365 | 6.8048 | 0.70386 | 7 | 0.50865
46462 | 13.5 | 1 | 365 | 15.362 | 0.93682 | 16 | 0.29879
40024 | 14.04 | 1 | 365 | 15.9765 | 0.17429 | 16 | 0.15074
53364 | 5.2 | 1 | 365 | 5.9172 | 0.9164 | 6 | 0.83361
49933 | 8.64 | 1 | 365 | 9.8317 | 0.79956 | 10 | 0.63123
43684 | 7.28 | 1 | 365 | 8.2841 | 0.68296 | 8 | 0.96705
39409 | 4.16 | 1 | 365 | 4.7338 | 0.53312 | 5 | 0.26689
40981 | 8.84 | 1 | 365 | 10.0592 | 0.25789 | 10 | 0.31713
48903 | 10.4 | 1 | 365 | 11.8344 | 0.83281 | 12 | 0.66722
40821 | 3.12 | 1 | 365 | 3.5503 | 0.14984 | 3 | 0.70016
38758 | 7.7 | 1 | 365 | 8.762 | 0.64544 | 9 | 0.40746
39640 | 8.32 | 1 | 365 | 9.4675 | 0.066245 | 9 | 0.53377
50155 | 6.84 | 1 | 365 | 7.7834 | 0.67465 | 8 | 0.45805
49855 | 5.7 | 1 | 365 | 6.4862 | 0.062211 | 6 | 0.54838
40538 | 9.88 | 1 | 365 | 11.2427 | 0.64117 | 11 | 0.88386
79 | 3001.2 | 0.7 | 365 | 2390.5963 | 0.31856 | 2390 | 0.91481
40714 | 5.3 | 1 | 365 | 6.031 | 0.14556 | 6 | 0.17656
42923 | 5.2 | 1 | 365 | 5.9172 | 0.9164 | 6 | 0.83361
50712 | 12.22 | 1 | 365 | 13.9054 | 0.0035475 | 13 | 0.90898
39084 | 6.095 | 1 | 365 | 6.9356 | 0.9674 | 7 | 0.90305
52919 | 14.025 | 1 | 365 | 15.9594 | 0.13991 | 16 | 0.099299
40933 | 8.745 | 1 | 365 | 9.9511 | 0.040182 | 9 | 0.99133
41725 | 4.16 | 1 | 365 | 4.7338 | 0.53312 | 5 | 0.26689
39158 | 2.86 | 1 | 365 | 3.2545 | 0.55402 | 3 | 0.80848
39125 | 3.12 | 1 | 365 | 3.5503 | 0.14984 | 3 | 0.70016
40945 | 4.68 | 1 | 365 | 5.3255 | 0.72476 | 6 | 0.050247
40602 | 5.98 | 1 | 365 | 6.8048 | 0.70386 | 7 | 0.50865
50306 | 8.925 | 1 | 365 | 10.156 | 0.45267 | 10 | 0.60864
55344 | 8.37 | 1 | 365 | 9.5244 | 0.18083 | 9 | 0.70525
42365 | 6.5 | 1 | 365 | 7.3965 | 0.8955 | 8 | 0.29201
46812 | 16.24 | 1 | 365 | 18.4799 | 0.21584 | 18 | 0.69573
40764 | 3.06 | 1 | 365 | 3.482 | 0.012345 | 3 | 0.49439
35116 | 301.34 | 0.9 | 365 | 308.6118 | 0.50001 | 309 | 0.11183
38987 | 3.12 | 1 | 365 | 3.5503 | 0.14984 | 3 | 0.70016
48857 | 20.4 | 1 | 365 | 23.2136 | 0.74897 | 23 | 0.96262
41460 | 8.06 | 1 | 365 | 9.1717 | 0.47042 | 9 | 0.64209
51109 | 3.8 | 1 | 365 | 4.3241 | 0.70814 | 5 | 0.032252
41632 | 3.12 | 1 | 365 | 3.5503 | 0.14984 | 3 | 0.70016
50471 | 6.375 | 1 | 365 | 7.2543 | 0.60905 | 7 | 0.86332
39244 | 6.76 | 1 | 365 | 7.6924 | 0.49132 | 8 | 0.18369
39139 | 6.63 | 1 | 365 | 7.5444 | 0.19341 | 7 | 0.73785
47609 | 7.525 | 1 | 365 | 8.5629 | 0.24441 | 8 | 0.80729
48522 | 11.4 | 1 | 365 | 12.9723 | 0.12442 | 13 | 0.096756
38457 | 4.08 | 1 | 365 | 4.6427 | 0.34979 | 4 | 0.99252
49721 | 7.15 | 1 | 365 | 8.1362 | 0.38505 | 8 | 0.52121
41980 | 5.98 | 1 | 365 | 6.8048 | 0.70386 | 7 | 0.50865
40830 | 8.06 | 1 | 365 | 9.1717 | 0.47042 | 9 | 0.64209
41680 | 10.4 | 1 | 365 | 11.8344 | 0.83281 | 12 | 0.66722
38215 | 10.4 | 1 | 365 | 11.8344 | 0.83281 | 12 | 0.66722
38519 | 7.42 | 1 | 365 | 8.4434 | 0.0037907 | 8 | 0.44719
40338 | 9.69 | 1 | 365 | 11.0265 | 0.20576 | 11 | 0.23224
41463 | 6.24 | 1 | 365 | 7.1006 | 0.29968 | 7 | 0.40033
39659 | 7.395 | 1 | 365 | 8.4149 | 0.9465 | 9 | 0.36145
41834 | 10.965 | 1 | 365 | 12.4773 | 0.12757 | 12 | 0.60491
41071 | 6.76 | 1 | 365 | 7.6924 | 0.49132 | 8 | 0.18369
41010 | 4.68 | 1 | 365 | 5.3255 | 0.72476 | 6 | 0.050247
45920 | 7.02 | 1 | 365 | 7.9882 | 0.087144 | 8 | 0.075371
41164 | 7.14 | 1 | 365 | 8.1248 | 0.36214 | 8 | 0.48692
42918 | 7.28 | 1 | 365 | 8.2841 | 0.68296 | 8 | 0.96705
39423 | 3.06 | 1 | 365 | 3.482 | 0.012345 | 3 | 0.49439
40218 | 5.46 | 1 | 365 | 6.2131 | 0.51222 | 6 | 0.72529
39169 | 11.7 | 1 | 365 | 13.3137 | 0.81191 | 14 | 0.12562
41029 | 7.28 | 1 | 365 | 8.2841 | 0.68296 | 8 | 0.96705
38444 | 10.455 | 1 | 365 | 11.897 | 0.95885 | 12 | 0.85584
37993 | 13.52 | 1 | 365 | 15.3847 | 0.98265 | 16 | 0.36738
39452 | 9.54 | 1 | 365 | 10.8558 | 0.86202 | 11 | 0.71781
41779 | 6.885 | 1 | 365 | 7.8346 | 0.77778 | 8 | 0.61238
39516 | 9.88 | 1 | 365 | 11.2427 | 0.64117 | 11 | 0.88386
50532 | 7.8 | 1 | 365 | 8.8758 | 0.8746 | 9 | 0.75041
42015 | 9.88 | 1 | 365 | 11.2427 | 0.64117 | 11 | 0.88386
38462 | 10.4 | 1 | 365 | 11.8344 | 0.83281 | 12 | 0.66722
41471 | 9.36 | 1 | 365 | 10.651 | 0.44953 | 11 | 0.10049
39250 | 8.06 | 1 | 365 | 9.1717 | 0.47042 | 9 | 0.64209
39492 | 6.095 | 1 | 365 | 6.9356 | 0.9674 | 7 | 0.90305
41086 | 7.54 | 1 | 365 | 8.5799 | 0.27878 | 8 | 0.85873
39077 | 6.63 | 1 | 365 | 7.5444 | 0.19341 | 7 | 0.73785
42085 | 5.46 | 1 | 365 | 6.2131 | 0.51222 | 6 | 0.72529
38221 | 5.1 | 1 | 365 | 5.8034 | 0.68724 | 6 | 0.49065
41770 | 5.61 | 1 | 365 | 6.3838 | 0.85597 | 7 | 0.23972
39729 | 5.2 | 1 | 365 | 5.9172 | 0.9164 | 6 | 0.83361
40325 | 6.76 | 1 | 365 | 7.6924 | 0.49132 | 8 | 0.18369
40166 | 3.64 | 1 | 365 | 4.142 | 0.34148 | 4 | 0.48353
43084 | 3.975 | 1 | 365 | 4.5232 | 0.10917 | 4 | 0.63242
40572 | 7.28 | 1 | 365 | 8.2841 | 0.68296 | 8 | 0.96705
42276 | 5.2 | 1 | 365 | 5.9172 | 0.9164 | 6 | 0.83361
38308 | 7.28 | 1 | 365 | 8.2841 | 0.68296 | 8 | 0.96705
40301 | 7.395 | 1 | 365 | 8.4149 | 0.9465 | 9 | 0.36145
56640 | 6.3 | 1 | 365 | 7.1689 | 0.43718 | 7 | 0.6061
50343 | 9.62 | 1 | 365 | 10.9468 | 0.045346 | 10 | 0.99217
56714 | 4.59 | 1 | 365 | 5.2231 | 0.51852 | 5 | 0.74159
56713 | 5.46 | 1 | 365 | 6.2131 | 0.51222 | 6 | 0.72529
56710 | 6.05 | 1 | 365 | 6.8844 | 0.86428 | 7 | 0.74872
56637 | 6.5 | 1 | 365 | 7.3965 | 0.8955 | 8 | 0.29201
56596 | 11.2 | 1 | 365 | 12.7447 | 0.6661 | 13 | 0.41085
56594 | 7.95 | 1 | 365 | 9.0465 | 0.21835 | 9 | 0.26484
56581 | 4.68 | 1 | 365 | 5.3255 | 0.72476 | 6 | 0.050247
50665 | 9.25 | 1 | 365 | 10.5258 | 0.19745 | 10 | 0.72325
44322 | 22.96 | 1 | 365 | 26.1267 | 0.6155 | 26 | 0.74224
46826 | 6 | 1 | 365 | 6.8275 | 0.7497 | 7 | 0.57724
47327 | 7.44 | 1 | 365 | 8.4662 | 0.049623 | 8 | 0.51578
41996 | 9.88 | 1 | 365 | 11.2427 | 0.64117 | 11 | 0.88386
56632 | 4.2 | 1 | 365 | 4.7793 | 0.62479 | 5 | 0.40407
56629 | 4.16 | 1 | 365 | 4.7338 | 0.53312 | 5 | 0.26689
45913 | 6.375 | 1 | 365 | 7.2543 | 0.60905 | 7 | 0.86332
55115 | 6.2 | 1 | 365 | 7.0551 | 0.20802 | 7 | 0.26315
56787 | 10.335 | 1 | 365 | 11.7604 | 0.68385 | 12 | 0.4443
56789 | 8.215 | 1 | 365 | 9.348 | 0.82563 | 10 | 0.17367
40118 | 5.46 | 1 | 365 | 6.2131 | 0.51222 | 6 | 0.72529
56794 | 4.8 | 1 | 365 | 5.462 | 0.99976 | 6 | 0.46179
56795 | 10.07 | 1 | 365 | 11.4589 | 0.076573 | 11 | 0.53547
41510 | 14.025 | 1 | 365 | 15.9594 | 0.13991 | 16 | 0.099299
39013 | 8.06 | 1 | 365 | 9.1717 | 0.47042 | 9 | 0.64209
41216 | 5.61 | 1 | 365 | 6.3838 | 0.85597 | 7 | 0.23972
38509 | 11.66 | 1 | 365 | 13.2682 | 0.72024 | 13 | 0.98844
41473 | 7.02 | 1 | 365 | 7.9882 | 0.087144 | 8 | 0.075371
34878 | 94.64 | 0.9 | 365 | 96.9238 | 0.19068 | 97 | 0.1145
43441 | 6.6 | 1 | 365 | 7.5103 | 0.12467 | 7 | 0.63496
47828 | 9 | 1 | 365 | 10.2413 | 0.62454 | 10 | 0.86586
53163 | 6.3 | 1 | 365 | 7.1689 | 0.43718 | 7 | 0.6061
43843 | 6.76 | 1 | 365 | 7.6924 | 0.49132 | 8 | 0.18369
56798 | 9 | 1 | 365 | 10.2413 | 0.62454 | 10 | 0.86586
56799 | 6.21 | 1 | 365 | 7.0665 | 0.23094 | 7 | 0.29744
56800 | 11.925 | 1 | 365 | 13.5697 | 0.32752 | 13 | 0.89726
41733 | 7.28 | 1 | 365 | 8.2841 | 0.68296 | 8 | 0.96705
56801 | 4.5 | 1 | 365 | 5.1207 | 0.31227 | 5 | 0.43293
56807 | 6.095 | 1 | 365 | 6.9356 | 0.9674 | 7 | 0.90305
56808 | 9.075 | 1 | 365 | 10.3267 | 0.79642 | 11 | 0.12308
40307 | 3.64 | 1 | 365 | 4.142 | 0.34148 | 4 | 0.48353
56791 | 4.14 | 1 | 365 | 4.711 | 0.48729 | 5 | 0.1983
38194 | 7.8 | 1 | 365 | 8.8758 | 0.8746 | 9 | 0.75041
56818 | 9.3 | 1 | 365 | 10.5827 | 0.31203 | 10 | 0.89472
41648 | 7.14 | 1 | 365 | 8.1248 | 0.36214 | 8 | 0.48692
41214 | 6.12 | 1 | 365 | 6.9641 | 0.02469 | 6 | 0.98878
46428 | 6 | 1 | 365 | 6.8275 | 0.7497 | 7 | 0.57724
48289 | 7.2 | 1 | 365 | 8.1931 | 0.49964 | 8 | 0.69269
38344 | 7.28 | 1 | 365 | 8.2841 | 0.68296 | 8 | 0.96705
52582 | 7.125 | 1 | 365 | 8.1077 | 0.32776 | 8 | 0.43547
52956 | 7.8 | 1 | 365 | 8.8758 | 0.8746 | 9 | 0.75041
48524 | 6.76 | 1 | 365 | 7.6924 | 0.49132 | 8 | 0.18369
48523 | 5.2 | 1 | 365 | 5.9172 | 0.9164 | 6 | 0.83361
41851 | 4.94 | 1 | 365 | 5.6213 | 0.32058 | 5 | 0.94193
47651 | 6.3 | 1 | 365 | 7.1689 | 0.43718 | 7 | 0.6061
56918 | 3.71 | 1 | 365 | 4.2217 | 0.5019 | 4 | 0.72359
40044 | 12.22 | 1 | 365 | 13.9054 | 0.0035475 | 13 | 0.90898
56898 | 6.16 | 1 | 365 | 7.0096 | 0.11635 | 7 | 0.12597
56831 | 9.805 | 1 | 365 | 11.1573 | 0.46929 | 11 | 0.62664
42399 | 12.24 | 1 | 365 | 13.9282 | 0.04938 | 13 | 0.97757
42398 | 5.98 | 1 | 365 | 6.8048 | 0.70386 | 7 | 0.50865
42134 | 5.61 | 1 | 365 | 6.3838 | 0.85597 | 7 | 0.23972
41581 | 2.295 | 1 | 365 | 2.6115 | 0.25926 | 2 | 0.87079
41728 | 8.06 | 1 | 365 | 9.1717 | 0.47042 | 9 | 0.64209
39128 | 2.08 | 1 | 365 | 2.3669 | 0.76656 | 3 | 0.13344
39116 | 6.5 | 1 | 365 | 7.3965 | 0.8955 | 8 | 0.29201
41434 | 7.14 | 1 | 365 | 8.1248 | 0.36214 | 8 | 0.48692
39921 | 7.28 | 1 | 365 | 8.2841 | 0.68296 | 8 | 0.96705
37864 | 5.355 | 1 | 365 | 6.0936 | 0.2716 | 6 | 0.36519
53151 | 5.865 | 1 | 365 | 6.6739 | 0.44033 | 7 | 0.11425
41424 | 7.54 | 1 | 365 | 8.5799 | 0.27878 | 8 | 0.85873
42213 | 3.38 | 1 | 365 | 3.8462 | 0.74566 | 4 | 0.59185
41213 | 6.375 | 1 | 365 | 7.2543 | 0.60905 | 7 | 0.86332
53159 | 8.32 | 1 | 365 | 9.4675 | 0.066245 | 9 | 0.53377
53161 | 3.06 | 1 | 365 | 3.482 | 0.012345 | 3 | 0.49439
53169 | 10.53 | 1 | 365 | 11.9823 | 0.13072 | 12 | 0.11306
41794 | 9.62 | 1 | 365 | 10.9468 | 0.045346 | 10 | 0.99217
42603 | 9.945 | 1 | 365 | 11.3167 | 0.79012 | 12 | 0.10678
53170 | 8.84 | 1 | 365 | 10.0592 | 0.25789 | 10 | 0.31713
39455 | 6.48 | 1 | 365 | 7.3737 | 0.84967 | 8 | 0.22342
41562 | 6.5 | 1 | 365 | 7.3965 | 0.8955 | 8 | 0.29201
53171 | 6.885 | 1 | 365 | 7.8346 | 0.77778 | 8 | 0.61238
37921 | 3.64 | 1 | 365 | 4.142 | 0.34148 | 4 | 0.48353
40027 | 9.62 | 1 | 365 | 10.9468 | 0.045346 | 10 | 0.99217
41900 | 11.395 | 1 | 365 | 12.9666 | 0.11296 | 13 | 0.079608
37779 | 7.8 | 1 | 365 | 8.8758 | 0.8746 | 9 | 0.75041
39615 | 3.9 | 1 | 365 | 4.4379 | 0.9373 | 5 | 0.37521
38195 | 7.54 | 1 | 365 | 8.5799 | 0.27878 | 8 | 0.85873
41841 | 5.2 | 1 | 365 | 5.9172 | 0.9164 | 6 | 0.83361
38319 | 9.1 | 1 | 365 | 10.3551 | 0.85371 | 11 | 0.20881
40255 | 6.76 | 1 | 365 | 7.6924 | 0.49132 | 8 | 0.18369
38493 | 10.14 | 1 | 365 | 11.5385 | 0.23699 | 11 | 0.77554
38902 | 5.46 | 1 | 365 | 6.2131 | 0.51222 | 6 | 0.72529
39718 | 13.26 | 1 | 365 | 15.0889 | 0.38683 | 15 | 0.4757
50631 | 6.75 | 1 | 365 | 7.681 | 0.46841 | 8 | 0.1494
40484 | 9.62 | 1 | 365 | 10.9468 | 0.045346 | 10 | 0.99217
42907 | 4.42 | 1 | 365 | 5.0296 | 0.12894 | 5 | 0.15857
38868 | 2.86 | 1 | 365 | 3.2545 | 0.55402 | 3 | 0.80848
45897 | 2.86 | 1 | 365 | 3.2545 | 0.55402 | 3 | 0.80848
42461 | 5.035 | 1 | 365 | 5.7294 | 0.53829 | 6 | 0.26773
40668 | 7.155 | 1 | 365 | 8.1418 | 0.39651 | 8 | 0.53836
37816 | 4.68 | 1 | 365 | 5.3255 | 0.72476 | 6 | 0.050247
41853 | 7.65 | 1 | 365 | 8.7051 | 0.53086 | 9 | 0.23598
37974 | 11.96 | 1 | 365 | 13.6096 | 0.40773 | 14 | 0.017298
41457 | 7.28 | 1 | 365 | 8.2841 | 0.68296 | 8 | 0.96705
41094 | 8.32 | 1 | 365 | 9.4675 | 0.066245 | 9 | 0.53377
45346 | 2.86 | 1 | 365 | 3.2545 | 0.55402 | 3 | 0.80848
53174 | 7.14 | 1 | 365 | 8.1248 | 0.36214 | 8 | 0.48692
39362 | 7.65 | 1 | 365 | 8.7051 | 0.53086 | 9 | 0.23598
41455 | 4.42 | 1 | 365 | 5.0296 | 0.12894 | 5 | 0.15857
39860 | 4.59 | 1 | 365 | 5.2231 | 0.51852 | 5 | 0.74159
43116 | 3.12 | 1 | 365 | 3.5503 | 0.14984 | 3 | 0.70016
42362 | 7.42 | 1 | 365 | 8.4434 | 0.0037907 | 8 | 0.44719
41309 | 3.12 | 1 | 365 | 3.5503 | 0.14984 | 3 | 0.70016
45362 | 4.335 | 1 | 365 | 4.9329 | 0.93416 | 5 | 0.86706
42972 | 7.65 | 1 | 365 | 8.7051 | 0.53086 | 9 | 0.23598
41578 | 7.8 | 1 | 365 | 8.8758 | 0.8746 | 9 | 0.75041
41292 | 4.59 | 1 | 365 | 5.2231 | 0.51852 | 5 | 0.74159
40859 | 4.16 | 1 | 365 | 4.7338 | 0.53312 | 5 | 0.26689
38939 | 14.04 | 1 | 365 | 15.9765 | 0.17429 | 16 | 0.15074
45668 | 9.18 | 1 | 365 | 10.4461 | 0.037035 | 10 | 0.48318
41129 | 5.1 | 1 | 365 | 5.8034 | 0.68724 | 6 | 0.49065
40762 | 9.36 | 1 | 365 | 10.651 | 0.44953 | 11 | 0.10049
45666 | 6.12 | 1 | 365 | 6.9641 | 0.02469 | 6 | 0.98878
40229 | 5.98 | 1 | 365 | 6.8048 | 0.70386 | 7 | 0.50865
39336 | 3.12 | 1 | 365 | 3.5503 | 0.14984 | 3 | 0.70016
43303 | 5.035 | 1 | 365 | 5.7294 | 0.53829 | 6 | 0.26773
39517 | 4.845 | 1 | 365 | 5.5132 | 0.10288 | 5 | 0.61612
39660 | 4.94 | 1 | 365 | 5.6213 | 0.32058 | 5 | 0.94193
40295 | 4.68 | 1 | 365 | 5.3255 | 0.72476 | 6 | 0.050247
53165 | 6.24 | 1 | 365 | 7.1006 | 0.29968 | 7 | 0.40033
53172 | 4.59 | 1 | 365 | 5.2231 | 0.51852 | 5 | 0.74159
45941 | 9.1 | 1 | 365 | 10.3551 | 0.85371 | 11 | 0.20881
53177 | 12.48 | 1 | 365 | 14.2013 | 0.59937 | 14 | 0.80066
53175 | 7.395 | 1 | 365 | 8.4149 | 0.9465 | 9 | 0.36145
39951 | 7.02 | 1 | 365 | 7.9882 | 0.087144 | 8 | 0.075371
53183 | 3.38 | 1 | 365 | 3.8462 | 0.74566 | 4 | 0.59185
38512 | 6.24 | 1 | 365 | 7.1006 | 0.29968 | 7 | 0.40033
39399 | 7.02 | 1 | 365 | 7.9882 | 0.087144 | 8 | 0.075371
38908 | 10.14 | 1 | 365 | 11.5385 | 0.23699 | 11 | 0.77554
39993 | 6.625 | 1 | 365 | 7.5387 | 0.18196 | 7 | 0.7207
40537 | 4.68 | 1 | 365 | 5.3255 | 0.72476 | 6 | 0.050247
40156 | 4.94 | 1 | 365 | 5.6213 | 0.32058 | 5 | 0.94193
39253 | 3.9 | 1 | 365 | 4.4379 | 0.9373 | 5 | 0.37521
39440 | 5.035 | 1 | 365 | 5.7294 | 0.53829 | 6 | 0.26773
38028 | 5.72 | 1 | 365 | 6.5089 | 0.10804 | 6 | 0.61697
38888 | 12.22 | 1 | 365 | 13.9054 | 0.0035475 | 13 | 0.90898
40881 | 8.58 | 1 | 365 | 9.7634 | 0.66207 | 10 | 0.42545
40938 | 4.94 | 1 | 365 | 5.6213 | 0.32058 | 5 | 0.94193
40827 | 6.095 | 1 | 365 | 6.9356 | 0.9674 | 7 | 0.90305
42393 | 4.42 | 1 | 365 | 5.0296 | 0.12894 | 5 | 0.15857
38204 | 5.2 | 1 | 365 | 5.9172 | 0.9164 | 6 | 0.83361
41386 | 7.14 | 1 | 365 | 8.1248 | 0.36214 | 8 | 0.48692
39092 | 11.96 | 1 | 365 | 13.6096 | 0.40773 | 14 | 0.017298
53255 | 3.315 | 1 | 365 | 3.7722 | 0.59671 | 4 | 0.36893
53315 | 4.42 | 1 | 365 | 5.0296 | 0.12894 | 5 | 0.15857
41469 | 7.02 | 1 | 365 | 7.9882 | 0.087144 | 8 | 0.075371
53362 | 5.2 | 1 | 365 | 5.9172 | 0.9164 | 6 | 0.83361
53393 | 7.65 | 1 | 365 | 8.7051 | 0.53086 | 9 | 0.23598
53395 | 5.355 | 1 | 365 | 6.0936 | 0.2716 | 6 | 0.36519
53398 | 11.18 | 1 | 365 | 12.722 | 0.62027 | 13 | 0.34226
53411 | 7.395 | 1 | 365 | 8.4149 | 0.9465 | 9 | 0.36145
53417 | 5.355 | 1 | 365 | 6.0936 | 0.2716 | 6 | 0.36519
53422 | 5.61 | 1 | 365 | 6.3838 | 0.85597 | 7 | 0.23972
53426 | 5.46 | 1 | 365 | 6.2131 | 0.51222 | 6 | 0.72529
53188 | 2.805 | 1 | 365 | 3.1919 | 0.42798 | 3 | 0.61986
53432 | 5.1 | 1 | 365 | 5.8034 | 0.68724 | 6 | 0.49065
53435 | 8.16 | 1 | 365 | 9.2855 | 0.69959 | 9 | 0.98505
53433 | 8.16 | 1 | 365 | 9.2855 | 0.69959 | 9 | 0.98505
53436 | 6.63 | 1 | 365 | 7.5444 | 0.19341 | 7 | 0.73785
53438 | 9.69 | 1 | 365 | 11.0265 | 0.20576 | 11 | 0.23224
53201 | 6.12 | 1 | 365 | 6.9641 | 0.02469 | 6 | 0.98878
53439 | 5.565 | 1 | 365 | 6.3325 | 0.75284 | 7 | 0.08539
53440 | 10.66 | 1 | 365 | 12.1303 | 0.42863 | 12 | 0.5589
53442 | 7.28 | 1 | 365 | 8.2841 | 0.68296 | 8 | 0.96705
35273 | 105.28 | 0.9 | 365 | 107.8206 | 0.1352 | 107 | 0.95577
53447 | 5.1 | 1 | 365 | 5.8034 | 0.68724 | 6 | 0.49065
53213 | 7.395 | 1 | 365 | 8.4149 | 0.9465 | 9 | 0.36145
53456 | 8.32 | 1 | 365 | 9.4675 | 0.066245 | 9 | 0.53377
53458 | 4.94 | 1 | 365 | 5.6213 | 0.32058 | 5 | 0.94193
53222 | 8.415 | 1 | 365 | 9.5756 | 0.28395 | 9 | 0.85958
53223 | 9.69 | 1 | 365 | 11.0265 | 0.20576 | 11 | 0.23224
53224 | 7.42 | 1 | 365 | 8.4434 | 0.0037907 | 8 | 0.44719
53228 | 9.69 | 1 | 365 | 11.0265 | 0.20576 | 11 | 0.23224
53227 | 8.415 | 1 | 365 | 9.5756 | 0.28395 | 9 | 0.85958
53230 | 9.62 | 1 | 365 | 10.9468 | 0.045346 | 10 | 0.99217
53249 | 9.69 | 1 | 365 | 11.0265 | 0.20576 | 11 | 0.23224
53253 | 2.805 | 1 | 365 | 3.1919 | 0.42798 | 3 | 0.61986
53256 | 2.04 | 1 | 365 | 2.3214 | 0.6749 | 2 | 0.99626
53257 | 9.435 | 1 | 365 | 10.7363 | 0.6214 | 11 | 0.35771
40476 | 6.24 | 1 | 365 | 7.1006 | 0.29968 | 7 | 0.40033
53260 | 10.92 | 1 | 365 | 12.4261 | 0.024447 | 12 | 0.45058
53265 | 6.5 | 1 | 365 | 7.3965 | 0.8955 | 8 | 0.29201
43750 | 7.395 | 1 | 365 | 8.4149 | 0.9465 | 9 | 0.36145
52906 | 8.84 | 1 | 365 | 10.0592 | 0.25789 | 10 | 0.31713
41365 | 16.32 | 1 | 365 | 18.5709 | 0.39917 | 18 | 0.97009
40569 | 4.16 | 1 | 365 | 4.7338 | 0.53312 | 5 | 0.26689
53267 | 8.84 | 1 | 365 | 10.0592 | 0.25789 | 10 | 0.31713
41813 | 5.565 | 1 | 365 | 6.3325 | 0.75284 | 7 | 0.08539
53268 | 3.825 | 1 | 365 | 4.3526 | 0.76543 | 5 | 0.11799
53270 | 7.905 | 1 | 365 | 8.9953 | 0.11522 | 9 | 0.11051
53273 | 5.355 | 1 | 365 | 6.0936 | 0.2716 | 6 | 0.36519
53279 | 10.2 | 1 | 365 | 11.6068 | 0.37448 | 11 | 0.98131
40934 | 5.3 | 1 | 365 | 6.031 | 0.14556 | 6 | 0.17656
53276 | 3.9 | 1 | 365 | 4.4379 | 0.9373 | 5 | 0.37521
53284 | 4.16 | 1 | 365 | 4.7338 | 0.53312 | 5 | 0.26689
53180 | 5.61 | 1 | 365 | 6.3838 | 0.85597 | 7 | 0.23972
53486 | 3.9 | 1 | 365 | 4.4379 | 0.9373 | 5 | 0.37521
53609 | 11.73 | 1 | 365 | 13.3478 | 0.88066 | 14 | 0.2285
53559 | 6.885 | 1 | 365 | 7.8346 | 0.77778 | 8 | 0.61238
53619 | 3.825 | 1 | 365 | 4.3526 | 0.76543 | 5 | 0.11799
53614 | 4.59 | 1 | 365 | 5.2231 | 0.51852 | 5 | 0.74159
53620 | 10.66 | 1 | 365 | 12.1303 | 0.42863 | 12 | 0.5589
53631 | 8.67 | 1 | 365 | 9.8658 | 0.86831 | 10 | 0.73411
53622 | 7.02 | 1 | 365 | 7.9882 | 0.087144 | 8 | 0.075371
53627 | 14.04 | 1 | 365 | 15.9765 | 0.17429 | 16 | 0.15074
53633 | 2.805 | 1 | 365 | 3.1919 | 0.42798 | 3 | 0.61986
53637 | 9.36 | 1 | 365 | 10.651 | 0.44953 | 11 | 0.10049
53636 | 9.18 | 1 | 365 | 10.4461 | 0.037035 | 10 | 0.48318
53630 | 3.12 | 1 | 365 | 3.5503 | 0.14984 | 3 | 0.70016
53638 | 7.54 | 1 | 365 | 8.5799 | 0.27878 | 8 | 0.85873
53661 | 4.94 | 1 | 365 | 5.6213 | 0.32058 | 5 | 0.94193
53642 | 4.08 | 1 | 365 | 4.6427 | 0.34979 | 4 | 0.99252
53664 | 8.06 | 1 | 365 | 9.1717 | 0.47042 | 9 | 0.64209
53667 | 10.455 | 1 | 365 | 11.897 | 0.95885 | 12 | 0.85584
53669 | 11.73 | 1 | 365 | 13.3478 | 0.88066 | 14 | 0.2285
39411 | 6.24 | 1 | 365 | 7.1006 | 0.29968 | 7 | 0.40033
39045 | 7.8 | 1 | 365 | 8.8758 | 0.8746 | 9 | 0.75041
41263 | 8.58 | 1 | 365 | 9.7634 | 0.66207 | 10 | 0.42545
42123 | 4.845 | 1 | 365 | 5.5132 | 0.10288 | 5 | 0.61612
39287 | 2.08 | 1 | 365 | 2.3669 | 0.76656 | 3 | 0.13344
42903 | 13.26 | 1 | 365 | 15.0889 | 0.38683 | 15 | 0.4757
41898 | 5.2 | 1 | 365 | 5.9172 | 0.9164 | 6 | 0.83361
40851 | 8.32 | 1 | 365 | 9.4675 | 0.066245 | 9 | 0.53377
41906 | 5.2 | 1 | 365 | 5.9172 | 0.9164 | 6 | 0.83361
40413 | 9.1 | 1 | 365 | 10.3551 | 0.85371 | 11 | 0.20881
42274 | 6.5 | 1 | 365 | 7.3965 | 0.8955 | 8 | 0.29201
39726 | 8.32 | 1 | 365 | 9.4675 | 0.066245 | 9 | 0.53377
39343 | 8.32 | 1 | 365 | 9.4675 | 0.066245 | 9 | 0.53377
40019 | 4.42 | 1 | 365 | 5.0296 | 0.12894 | 5 | 0.15857
45042 | 5.3 | 1 | 365 | 6.031 | 0.14556 | 6 | 0.17656
40234 | 4.94 | 1 | 365 | 5.6213 | 0.32058 | 5 | 0.94193
37608 | 11.18 | 1 | 365 | 12.722 | 0.62027 | 13 | 0.34226
45646 | 2.6 | 1 | 365 | 2.9586 | 0.9582 | 3 | 0.9168
39998 | 2.16 | 1 | 365 | 2.4579 | 0.94989 | 3 | 0.40781
40730 | 8.32 | 1 | 365 | 9.4675 | 0.066245 | 9 | 0.53377
46234 | 9.36 | 1 | 365 | 10.651 | 0.44953 | 11 | 0.10049
33067 | 9.88 | 1 | 365 | 11.2427 | 0.64117 | 11 | 0.88386
45462 | 4.68 | 1 | 365 | 5.3255 | 0.72476 | 6 | 0.050247
47628 | 4.68 | 1 | 365 | 5.3255 | 0.72476 | 6 | 0.050247
54579 | 5.67 | 1 | 365 | 6.452 | 0.99346 | 7 | 0.44549
54561 | 7.65 | 1 | 365 | 8.7051 | 0.53086 | 9 | 0.23598
54545 | 9.45 | 1 | 365 | 10.7534 | 0.65577 | 11 | 0.40915
54539 | 12.6 | 1 | 365 | 14.3378 | 0.87436 | 15 | 0.2122
54538 | 8.829 | 1 | 365 | 10.0467 | 0.23268 | 10 | 0.27941
54531 | 9.6 | 1 | 365 | 10.9241 | 0.99951 | 11 | 0.92358
54528 | 5.865 | 1 | 365 | 6.6739 | 0.44033 | 7 | 0.11425
41423 | 3.64 | 1 | 365 | 4.142 | 0.34148 | 4 | 0.48353
54526 | 8.41 | 1 | 365 | 9.5699 | 0.27249 | 9 | 0.84243
38700 | 6.63 | 1 | 365 | 7.5444 | 0.19341 | 7 | 0.73785
54518 | 6.885 | 1 | 365 | 7.8346 | 0.77778 | 8 | 0.61238
54517 | 3.15 | 1 | 365 | 3.5845 | 0.21859 | 3 | 0.80305
39237 | 4.94 | 1 | 365 | 5.6213 | 0.32058 | 5 | 0.94193
54349 | 11.52 | 1 | 365 | 13.1089 | 0.39942 | 13 | 0.5083
54348 | 7.65 | 1 | 365 | 8.7051 | 0.53086 | 9 | 0.23598
54288 | 6 | 1 | 365 | 6.8275 | 0.7497 | 7 | 0.57724
54287 | 6.93 | 1 | 365 | 7.8858 | 0.8809 | 8 | 0.76671
45737 | 2.86 | 1 | 365 | 3.2545 | 0.55402 | 3 | 0.80848
54286 | 6.24 | 1 | 365 | 7.1006 | 0.29968 | 7 | 0.40033
41796 | 7.02 | 1 | 365 | 7.9882 | 0.087144 | 8 | 0.075371
41750 | 9.36 | 1 | 365 | 10.651 | 0.44953 | 11 | 0.10049
40635 | 5.46 | 1 | 365 | 6.2131 | 0.51222 | 6 | 0.72529
41711 | 8.58 | 1 | 365 | 9.7634 | 0.66207 | 10 | 0.42545
40079 | 14.04 | 1 | 365 | 15.9765 | 0.17429 | 16 | 0.15074
39576 | 10.4 | 1 | 365 | 11.8344 | 0.83281 | 12 | 0.66722
40025 | 5.46 | 1 | 365 | 6.2131 | 0.51222 | 6 | 0.72529
39647 | 5.865 | 1 | 365 | 6.6739 | 0.44033 | 7 | 0.11425
38883 | 14.04 | 1 | 365 | 15.9765 | 0.17429 | 16 | 0.15074
42270 | 5.355 | 1 | 365 | 6.0936 | 0.2716 | 6 | 0.36519
40461 | 10.4 | 1 | 365 | 11.8344 | 0.83281 | 12 | 0.66722
39628 | 13.26 | 1 | 365 | 15.0889 | 0.38683 | 15 | 0.4757
47768 | 9.435 | 1 | 365 | 10.7363 | 0.6214 | 11 | 0.35771
41545 | 4.42 | 1 | 365 | 5.0296 | 0.12894 | 5 | 0.15857
50308 | 8.06 | 1 | 365 | 9.1717 | 0.47042 | 9 | 0.64209
40002 | 10.92 | 1 | 365 | 12.4261 | 0.024447 | 12 | 0.45058
38601 | 7.905 | 1 | 365 | 8.9953 | 0.11522 | 9 | 0.11051
50624 | 5.3 | 1 | 365 | 6.031 | 0.14556 | 6 | 0.17656
40077 | 11.44 | 1 | 365 | 13.0179 | 0.21609 | 13 | 0.23394
43698 | 7.95 | 1 | 365 | 9.0465 | 0.21835 | 9 | 0.26484
38757 | 2.65 | 1 | 365 | 3.0155 | 0.072782 | 3 | 0.088281
40194 | 6.5 | 1 | 365 | 7.3965 | 0.8955 | 8 | 0.29201
42973 | 5.2 | 1 | 365 | 5.9172 | 0.9164 | 6 | 0.83361
42091 | 7.02 | 1 | 365 | 7.9882 | 0.087144 | 8 | 0.075371
41839 | 7.54 | 1 | 365 | 8.5799 | 0.27878 | 8 | 0.85873
50391 | 8.215 | 1 | 365 | 9.348 | 0.82563 | 10 | 0.17367
42339 | 7.02 | 1 | 365 | 7.9882 | 0.087144 | 8 | 0.075371
38242 | 5.2 | 1 | 365 | 5.9172 | 0.9164 | 6 | 0.83361
40571 | 15.86 | 1 | 365 | 18.0475 | 0.34503 | 18 | 0.3925
39023 | 4.59 | 1 | 365 | 5.2231 | 0.51852 | 5 | 0.74159
39235 | 2.86 | 1 | 365 | 3.2545 | 0.55402 | 3 | 0.80848
41506 | 3.06 | 1 | 365 | 3.482 | 0.012345 | 3 | 0.49439
40150 | 8.67 | 1 | 365 | 9.8658 | 0.86831 | 10 | 0.73411
41948 | 9.275 | 1 | 365 | 10.5542 | 0.25474 | 10 | 0.80898
41852 | 3.975 | 1 | 365 | 4.5232 | 0.10917 | 4 | 0.63242
39511 | 6.76 | 1 | 365 | 7.6924 | 0.49132 | 8 | 0.18369
43019 | 7.905 | 1 | 365 | 8.9953 | 0.11522 | 9 | 0.11051
43131 | 19.38 | 1 | 365 | 22.053 | 0.41152 | 22 | 0.46449
50519 | 10.71 | 1 | 365 | 12.1872 | 0.54321 | 12 | 0.73037
39238 | 11.96 | 1 | 365 | 13.6096 | 0.40773 | 14 | 0.017298
37985 | 9.1 | 1 | 365 | 10.3551 | 0.85371 | 11 | 0.20881
53203 | 6.375 | 1 | 365 | 7.2543 | 0.60905 | 7 | 0.86332
53208 | 2.805 | 1 | 365 | 3.1919 | 0.42798 | 3 | 0.61986
53248 | 4.59 | 1 | 365 | 5.2231 | 0.51852 | 5 | 0.74159
53182 | 5.2 | 1 | 365 | 5.9172 | 0.9164 | 6 | 0.83361
41741 | 3.445 | 1 | 365 | 3.9201 | 0.89462 | 4 | 0.81477
53271 | 7.14 | 1 | 365 | 8.1248 | 0.36214 | 8 | 0.48692
40995 | 3.64 | 1 | 365 | 4.142 | 0.34148 | 4 | 0.48353
39035 | 14.04 | 1 | 365 | 15.9765 | 0.17429 | 16 | 0.15074
41339 | 13.52 | 1 | 365 | 15.3847 | 0.98265 | 16 | 0.36738
40458 | 2.08 | 1 | 365 | 2.3669 | 0.76656 | 3 | 0.13344
45311 | 4.68 | 1 | 365 | 5.3255 | 0.72476 | 6 | 0.050247
41617 | 4.16 | 1 | 365 | 4.7338 | 0.53312 | 5 | 0.26689
42478 | 14.025 | 1 | 365 | 15.9594 | 0.13991 | 16 | 0.099299
40724 | 10.4 | 1 | 365 | 11.8344 | 0.83281 | 12 | 0.66722
38173 | 8.32 | 1 | 365 | 9.4675 | 0.066245 | 9 | 0.53377
38931 | 7.8 | 1 | 365 | 8.8758 | 0.8746 | 9 | 0.75041
43634 | 3.57 | 1 | 365 | 4.0624 | 0.18107 | 4 | 0.24346
42944 | 6.63 | 1 | 365 | 7.5444 | 0.19341 | 7 | 0.73785
41655 | 9.1 | 1 | 365 | 10.3551 | 0.85371 | 11 | 0.20881
43300 | 10.4 | 1 | 365 | 11.8344 | 0.83281 | 12 | 0.66722
40144 | 10.66 | 1 | 365 | 12.1303 | 0.42863 | 12 | 0.5589
41564 | 3.825 | 1 | 365 | 4.3526 | 0.76543 | 5 | 0.11799
38741 | 10.66 | 1 | 365 | 12.1303 | 0.42863 | 12 | 0.5589
43288 | 4.32 | 1 | 365 | 4.9158 | 0.89978 | 5 | 0.81561
40177 | 8.84 | 1 | 365 | 10.0592 | 0.25789 | 10 | 0.31713
39434 | 5.72 | 1 | 365 | 6.5089 | 0.10804 | 6 | 0.61697
38554 | 8.37 | 1 | 365 | 9.5244 | 0.18083 | 9 | 0.70525
43323 | 7.14 | 1 | 365 | 8.1248 | 0.36214 | 8 | 0.48692
41761 | 2.86 | 1 | 365 | 3.2545 | 0.55402 | 3 | 0.80848
41644 | 6.5 | 1 | 365 | 7.3965 | 0.8955 | 8 | 0.29201
37785 | 2.97 | 1 | 365 | 3.3796 | 0.8061 | 4 | 0.18573
42116 | 6.76 | 1 | 365 | 7.6924 | 0.49132 | 8 | 0.18369
38316 | 6.76 | 1 | 365 | 7.6924 | 0.49132 | 8 | 0.18369
41326 | 5.355 | 1 | 365 | 6.0936 | 0.2716 | 6 | 0.36519
38320 | 11.18 | 1 | 365 | 12.722 | 0.62027 | 13 | 0.34226
41170 | 4.59 | 1 | 365 | 5.2231 | 0.51852 | 5 | 0.74159
45120 | 2.86 | 1 | 365 | 3.2545 | 0.55402 | 3 | 0.80848
39017 | 5.355 | 1 | 365 | 6.0936 | 0.2716 | 6 | 0.36519
38832 | 11.96 | 1 | 365 | 13.6096 | 0.40773 | 14 | 0.017298
41628 | 7.8 | 1 | 365 | 8.8758 | 0.8746 | 9 | 0.75041
41013 | 12.22 | 1 | 365 | 13.9054 | 0.0035475 | 13 | 0.90898
41868 | 3.825 | 1 | 365 | 4.3526 | 0.76543 | 5 | 0.11799
50458 | 7.28 | 1 | 365 | 8.2841 | 0.68296 | 8 | 0.96705
42032 | 7.54 | 1 | 365 | 8.5799 | 0.27878 | 8 | 0.85873
37578 | 8.06 | 1 | 365 | 9.1717 | 0.47042 | 9 | 0.64209
42601 | 7.685 | 1 | 365 | 8.7449 | 0.61107 | 9 | 0.35601
38166 | 3.38 | 1 | 365 | 3.8462 | 0.74566 | 4 | 0.59185
40694 | 11.18 | 1 | 365 | 12.722 | 0.62027 | 13 | 0.34226
47381 | 3.64 | 1 | 365 | 4.142 | 0.34148 | 4 | 0.48353
46601 | 5.98 | 1 | 365 | 6.8048 | 0.70386 | 7 | 0.50865
39178 | 6.24 | 1 | 365 | 7.1006 | 0.29968 | 7 | 0.40033
38912 | 8.58 | 1 | 365 | 9.7634 | 0.66207 | 10 | 0.42545
39708 | 9.88 | 1 | 365 | 11.2427 | 0.64117 | 11 | 0.88386
38914 | 5.98 | 1 | 365 | 6.8048 | 0.70386 | 7 | 0.50865
38371 | 6.24 | 1 | 365 | 7.1006 | 0.29968 | 7 | 0.40033
42357 | 5.98 | 1 | 365 | 6.8048 | 0.70386 | 7 | 0.50865
39565 | 5.2 | 1 | 365 | 5.9172 | 0.9164 | 6 | 0.83361
41046 | 7.8 | 1 | 365 | 8.8758 | 0.8746 | 9 | 0.75041
39118 | 5.46 | 1 | 365 | 6.2131 | 0.51222 | 6 | 0.72529
41521 | 7.8 | 1 | 365 | 8.8758 | 0.8746 | 9 | 0.75041
41373 | 8.37 | 1 | 365 | 9.5244 | 0.18083 | 9 | 0.70525
37861 | 5.035 | 1 | 365 | 5.7294 | 0.53829 | 6 | 0.26773
41798 | 3.9 | 1 | 365 | 4.4379 | 0.9373 | 5 | 0.37521
40946 | 10.66 | 1 | 365 | 12.1303 | 0.42863 | 12 | 0.5589
40707 | 8.84 | 1 | 365 | 10.0592 | 0.25789 | 10 | 0.31713
47446 | 12.19 | 1 | 365 | 13.8713 | 0.9348 | 14 | 0.80609
41951 | 9.88 | 1 | 365 | 11.2427 | 0.64117 | 11 | 0.88386
41789 | 3.57 | 1 | 365 | 4.0624 | 0.18107 | 4 | 0.24346
41269 | 5.2 | 1 | 365 | 5.9172 | 0.9164 | 6 | 0.83361
43820 | 11.395 | 1 | 365 | 12.9666 | 0.11296 | 13 | 0.079608
38907 | 6.63 | 1 | 365 | 7.5444 | 0.19341 | 7 | 0.73785
42363 | 4.845 | 1 | 365 | 5.5132 | 0.10288 | 5 | 0.61612
38314 | 9.36 | 1 | 365 | 10.651 | 0.44953 | 11 | 0.10049
41544 | 5.3 | 1 | 365 | 6.031 | 0.14556 | 6 | 0.17656
43746 | 13.26 | 1 | 365 | 15.0889 | 0.38683 | 15 | 0.4757
46019 | 14.82 | 1 | 365 | 16.864 | 0.96175 | 17 | 0.82578
50292 | 10.6 | 1 | 365 | 12.062 | 0.29113 | 12 | 0.35312
47501 | 3.315 | 1 | 365 | 3.7722 | 0.59671 | 4 | 0.36893
42487 | 3.64 | 1 | 365 | 4.142 | 0.34148 | 4 | 0.48353
41686 | 3.9 | 1 | 365 | 4.4379 | 0.9373 | 5 | 0.37521
37877 | 13.78 | 1 | 365 | 15.6806 | 0.57847 | 16 | 0.25906
41732 | 9.62 | 1 | 365 | 10.9468 | 0.045346 | 10 | 0.99217
38724 | 6.76 | 1 | 365 | 7.6924 | 0.49132 | 8 | 0.18369
39586 | 9.36 | 1 | 365 | 10.651 | 0.44953 | 11 | 0.10049
40863 | 5.865 | 1 | 365 | 6.6739 | 0.44033 | 7 | 0.11425
50213 | 4.335 | 1 | 365 | 4.9329 | 0.93416 | 5 | 0.86706
41025 | 12.455 | 1 | 365 | 14.1728 | 0.54208 | 14 | 0.71492
50310 | 8.84 | 1 | 365 | 10.0592 | 0.25789 | 10 | 0.31713
43709 | 2.08 | 1 | 365 | 2.3669 | 0.76656 | 3 | 0.13344
39709 | 2.295 | 1 | 365 | 2.6115 | 0.25926 | 2 | 0.87079
45359 | 7.8 | 1 | 365 | 8.8758 | 0.8746 | 9 | 0.75041
39520 | 5.72 | 1 | 365 | 6.5089 | 0.10804 | 6 | 0.61697
42984 | 8.84 | 1 | 365 | 10.0592 | 0.25789 | 10 | 0.31713
46003 | 4.42 | 1 | 365 | 5.0296 | 0.12894 | 5 | 0.15857
41551 | 13.5 | 1 | 365 | 15.362 | 0.93682 | 16 | 0.29879
38003 | 2.6 | 1 | 365 | 2.9586 | 0.9582 | 3 | 0.9168
40752 | 5.46 | 1 | 365 | 6.2131 | 0.51222 | 6 | 0.72529
41831 | 11.7 | 1 | 365 | 13.3137 | 0.81191 | 14 | 0.12562
43295 | 4.68 | 1 | 365 | 5.3255 | 0.72476 | 6 | 0.050247
41385 | 4.08 | 1 | 365 | 4.6427 | 0.34979 | 4 | 0.99252
39957 | 2.805 | 1 | 365 | 3.1919 | 0.42798 | 3 | 0.61986
40411 | 3.12 | 1 | 365 | 3.5503 | 0.14984 | 3 | 0.70016
39424 | 12.19 | 1 | 365 | 13.8713 | 0.9348 | 14 | 0.80609
40261 | 7.8 | 1 | 365 | 8.8758 | 0.8746 | 9 | 0.75041
41872 | 4.16 | 1 | 365 | 4.7338 | 0.53312 | 5 | 0.26689
39053 | 12.48 | 1 | 365 | 14.2013 | 0.59937 | 14 | 0.80066
40197 | 4.94 | 1 | 365 | 5.6213 | 0.32058 | 5 | 0.94193
37591 | 8.32 | 1 | 365 | 9.4675 | 0.066245 | 9 | 0.53377
40021 | 3.9 | 1 | 365 | 4.4379 | 0.9373 | 5 | 0.37521
39572 | 2.08 | 1 | 365 | 2.3669 | 0.76656 | 3 | 0.13344
40169 | 10.2 | 1 | 365 | 11.6068 | 0.37448 | 11 | 0.98131
45725 | 3.315 | 1 | 365 | 3.7722 | 0.59671 | 4 | 0.36893
41150 | 11.7 | 1 | 365 | 13.3137 | 0.81191 | 14 | 0.12562
45732 | 3.06 | 1 | 365 | 3.482 | 0.012345 | 3 | 0.49439
42124 | 9.88 | 1 | 365 | 11.2427 | 0.64117 | 11 | 0.88386
41561 | 8.06 | 1 | 365 | 9.1717 | 0.47042 | 9 | 0.64209
45395 | 9.36 | 1 | 365 | 10.651 | 0.44953 | 11 | 0.10049
39187 | 3.9 | 1 | 365 | 4.4379 | 0.9373 | 5 | 0.37521
39591 | 2.34 | 1 | 365 | 2.6627 | 0.36238 | 3 | 0.025124
38049 | 10.455 | 1 | 365 | 11.897 | 0.95885 | 12 | 0.85584
40748 | 8.48 | 1 | 365 | 9.6496 | 0.4329 | 10 | 0.082499
38066 | 7.54 | 1 | 365 | 8.5799 | 0.27878 | 8 | 0.85873
39427 | 9.18 | 1 | 365 | 10.4461 | 0.037035 | 10 | 0.48318
43183 | 14.535 | 1 | 365 | 16.5397 | 0.30864 | 16 | 0.84836
42043 | 7.02 | 1 | 365 | 7.9882 | 0.087144 | 8 | 0.075371
39494 | 6.5 | 1 | 365 | 7.3965 | 0.8955 | 8 | 0.29201
37730 | 7.395 | 1 | 365 | 8.4149 | 0.9465 | 9 | 0.36145
37595 | 9.62 | 1 | 365 | 10.9468 | 0.045346 | 10 | 0.99217
41445 | 7.54 | 1 | 365 | 8.5799 | 0.27878 | 8 | 0.85873
40145 | 6.24 | 1 | 365 | 7.1006 | 0.29968 | 7 | 0.40033
39319 | 7.905 | 1 | 365 | 8.9953 | 0.11522 | 9 | 0.11051
50722 | 12.74 | 1 | 365 | 14.4972 | 0.19519 | 14 | 0.69234
45036 | 5.335 | 1 | 365 | 6.0708 | 0.22577 | 6 | 0.2966
43757 | 5.72 | 1 | 365 | 6.5089 | 0.10804 | 6 | 0.61697
43271 | 5.67 | 1 | 365 | 6.452 | 0.99346 | 7 | 0.44549
39725 | 11.18 | 1 | 365 | 12.722 | 0.62027 | 13 | 0.34226
39150 | 10.455 | 1 | 365 | 11.897 | 0.95885 | 12 | 0.85584
40090 | 7.02 | 1 | 365 | 7.9882 | 0.087144 | 8 | 0.075371
40630 | 5.1 | 1 | 365 | 5.8034 | 0.68724 | 6 | 0.49065
40162 | 2.6 | 1 | 365 | 2.9586 | 0.9582 | 3 | 0.9168
40849 | 4.42 | 1 | 365 | 5.0296 | 0.12894 | 5 | 0.15857
37908 | 12.22 | 1 | 365 | 13.9054 | 0.0035475 | 13 | 0.90898
39600 | 6.095 | 1 | 365 | 6.9356 | 0.9674 | 7 | 0.90305
40624 | 13.52 | 1 | 365 | 15.3847 | 0.98265 | 16 | 0.36738
39638 | 6.76 | 1 | 365 | 7.6924 | 0.49132 | 8 | 0.18369
45902 | 7.54 | 1 | 365 | 8.5799 | 0.27878 | 8 | 0.85873
41364 | 4.68 | 1 | 365 | 5.3255 | 0.72476 | 6 | 0.050247
42991 | 3.64 | 1 | 365 | 4.142 | 0.34148 | 4 | 0.48353
39655 | 4.94 | 1 | 365 | 5.6213 | 0.32058 | 5 | 0.94193
39599 | 10.4 | 1 | 365 | 11.8344 | 0.83281 | 12 | 0.66722
39685 | 10.92 | 1 | 365 | 12.4261 | 0.024447 | 12 | 0.45058
39646 | 10.4 | 1 | 365 | 11.8344 | 0.83281 | 12 | 0.66722
45180 | 10.66 | 1 | 365 | 12.1303 | 0.42863 | 12 | 0.5589
45056 | 10.2 | 1 | 365 | 11.6068 | 0.37448 | 11 | 0.98131
38372 | 8.06 | 1 | 365 | 9.1717 | 0.47042 | 9 | 0.64209
39693 | 7.54 | 1 | 365 | 8.5799 | 0.27878 | 8 | 0.85873
39948 | 13.26 | 1 | 365 | 15.0889 | 0.38683 | 15 | 0.4757
40399 | 14.82 | 1 | 365 | 16.864 | 0.96175 | 17 | 0.82578
45507 | 3.64 | 1 | 365 | 4.142 | 0.34148 | 4 | 0.48353
38095 | 4.68 | 1 | 365 | 5.3255 | 0.72476 | 6 | 0.050247
40640 | 9.69 | 1 | 365 | 11.0265 | 0.20576 | 11 | 0.23224
39489 | 11.96 | 1 | 365 | 13.6096 | 0.40773 | 14 | 0.017298
39368 | 3.9 | 1 | 365 | 4.4379 | 0.9373 | 5 | 0.37521
48070 | 3.18 | 1 | 365 | 3.6186 | 0.28734 | 3 | 0.90594
39394 | 4.94 | 1 | 365 | 5.6213 | 0.32058 | 5 | 0.94193
41927 | 5.46 | 1 | 365 | 6.2131 | 0.51222 | 6 | 0.72529
40857 | 4.505 | 1 | 365 | 5.1263 | 0.32373 | 5 | 0.45008
40248 | 7.905 | 1 | 365 | 8.9953 | 0.11522 | 9 | 0.11051
38294 | 4.68 | 1 | 365 | 5.3255 | 0.72476 | 6 | 0.050247
38823 | 8.32 | 1 | 365 | 9.4675 | 0.066245 | 9 | 0.53377
40425 | 13.26 | 1 | 365 | 15.0889 | 0.38683 | 15 | 0.4757
38416 | 5.67 | 1 | 365 | 6.452 | 0.99346 | 7 | 0.44549
38363 | 5.94 | 1 | 365 | 6.7593 | 0.6122 | 7 | 0.37147
38270 | 6.76 | 1 | 365 | 7.6924 | 0.49132 | 8 | 0.18369
45799 | 7.685 | 1 | 365 | 8.7449 | 0.61107 | 9 | 0.35601
38335 | 4.42 | 1 | 365 | 5.0296 | 0.12894 | 5 | 0.15857
52693 | 7.02 | 1 | 365 | 7.9882 | 0.087144 | 8 | 0.075371
40045 | 5.2 | 1 | 365 | 5.9172 | 0.9164 | 6 | 0.83361
40629 | 14.04 | 1 | 365 | 15.9765 | 0.17429 | 16 | 0.15074
40370 | 4.16 | 1 | 365 | 4.7338 | 0.53312 | 5 | 0.26689
38611 | 7.54 | 1 | 365 | 8.5799 | 0.27878 | 8 | 0.85873
38952 | 4.94 | 1 | 365 | 5.6213 | 0.32058 | 5 | 0.94193
46562 | 6.76 | 1 | 365 | 7.6924 | 0.49132 | 8 | 0.18369
39381 | 12.48 | 1 | 365 | 14.2013 | 0.59937 | 14 | 0.80066
52602 | 4.59 | 1 | 365 | 5.2231 | 0.51852 | 5 | 0.74159
41534 | 14.045 | 1 | 365 | 15.9821 | 0.18575 | 16 | 0.16789
40100 | 7.28 | 1 | 365 | 8.2841 | 0.68296 | 8 | 0.96705
40829 | 11.7 | 1 | 365 | 13.3137 | 0.81191 | 14 | 0.12562
39654 | 14.04 | 1 | 365 | 15.9765 | 0.17429 | 16 | 0.15074
45616 | 4.94 | 1 | 365 | 5.6213 | 0.32058 | 5 | 0.94193
40763 | 2.34 | 1 | 365 | 2.6627 | 0.36238 | 3 | 0.025124
48079 | 11.73 | 1 | 365 | 13.3478 | 0.88066 | 14 | 0.2285
43597 | 8.32 | 1 | 365 | 9.4675 | 0.066245 | 9 | 0.53377
41935 | 8.84 | 1 | 365 | 10.0592 | 0.25789 | 10 | 0.31713
39959 | 12.74 | 1 | 365 | 14.4972 | 0.19519 | 14 | 0.69234
43603 | 10.92 | 1 | 365 | 12.4261 | 0.024447 | 12 | 0.45058
37714 | 8.84 | 1 | 365 | 10.0592 | 0.25789 | 10 | 0.31713
42279 | 17.94 | 1 | 365 | 20.4144 | 0.11159 | 20 | 0.52595
45940 | 6.63 | 1 | 365 | 7.5444 | 0.19341 | 7 | 0.73785
42421 | 12.74 | 1 | 365 | 14.4972 | 0.19519 | 14 | 0.69234
45496 | 4.335 | 1 | 365 | 4.9329 | 0.93416 | 5 | 0.86706
39953 | 3.315 | 1 | 365 | 3.7722 | 0.59671 | 4 | 0.36893
41124 | 8.16 | 1 | 365 | 9.2855 | 0.69959 | 9 | 0.98505
41448 | 3.9 | 1 | 365 | 4.4379 | 0.9373 | 5 | 0.37521
40609 | 11.18 | 1 | 365 | 12.722 | 0.62027 | 13 | 0.34226
39052 | 6.375 | 1 | 365 | 7.2543 | 0.60905 | 7 | 0.86332
45521 | 9.1 | 1 | 365 | 10.3551 | 0.85371 | 11 | 0.20881
43679 | 4.94 | 1 | 365 | 5.6213 | 0.32058 | 5 | 0.94193
41771 | 9.18 | 1 | 365 | 10.4461 | 0.037035 | 10 | 0.48318
43128 | 7.8 | 1 | 365 | 8.8758 | 0.8746 | 9 | 0.75041
38944 | 6.24 | 1 | 365 | 7.1006 | 0.29968 | 7 | 0.40033
45747 | 13.78 | 1 | 365 | 15.6806 | 0.57847 | 16 | 0.25906
39560 | 7.65 | 1 | 365 | 8.7051 | 0.53086 | 9 | 0.23598
46154 | 8.32 | 1 | 365 | 9.4675 | 0.066245 | 9 | 0.53377
50594 | 7.65 | 1 | 365 | 8.7051 | 0.53086 | 9 | 0.23598
50466 | 9.62 | 1 | 365 | 10.9468 | 0.045346 | 10 | 0.99217
41390 | 8.67 | 1 | 365 | 9.8658 | 0.86831 | 10 | 0.73411
45075 | 6.63 | 1 | 365 | 7.5444 | 0.19341 | 7 | 0.73785
41721 | 6.24 | 1 | 365 | 7.1006 | 0.29968 | 7 | 0.40033
39398 | 4.42 | 1 | 365 | 5.0296 | 0.12894 | 5 | 0.15857
47937 | 3.315 | 1 | 365 | 3.7722 | 0.59671 | 4 | 0.36893
48431 | 14.045 | 1 | 365 | 15.9821 | 0.18575 | 16 | 0.16789
41270 | 11.13 | 1 | 365 | 12.6651 | 0.50569 | 13 | 0.17078
43181 | 4.08 | 1 | 365 | 4.6427 | 0.34979 | 4 | 0.99252
40956 | 10.92 | 1 | 365 | 12.4261 | 0.024447 | 12 | 0.45058
41228 | 3.06 | 1 | 365 | 3.482 | 0.012345 | 3 | 0.49439
48368 | 9.62 | 1 | 365 | 10.9468 | 0.045346 | 10 | 0.99217
40080 | 8.32 | 1 | 365 | 9.4675 | 0.066245 | 9 | 0.53377
43678 | 7.02 | 1 | 365 | 7.9882 | 0.087144 | 8 | 0.075371
40813 | 12.19 | 1 | 365 | 13.8713 | 0.9348 | 14 | 0.80609
39567 | 8.84 | 1 | 365 | 10.0592 | 0.25789 | 10 | 0.31713
42118 | 5.72 | 1 | 365 | 6.5089 | 0.10804 | 6 | 0.61697
50524 | 13.78 | 1 | 365 | 15.6806 | 0.57847 | 16 | 0.25906
39596 | 6.24 | 1 | 365 | 7.1006 | 0.29968 | 7 | 0.40033
39340 | 6.24 | 1 | 365 | 7.1006 | 0.29968 | 7 | 0.40033
39493 | 12.48 | 1 | 365 | 14.2013 | 0.59937 | 14 | 0.80066
39680 | 3.12 | 1 | 365 | 3.5503 | 0.14984 | 3 | 0.70016
40978 | 11.73 | 1 | 365 | 13.3478 | 0.88066 | 14 | 0.2285
41571 | 6.76 | 1 | 365 | 7.6924 | 0.49132 | 8 | 0.18369
38352 | 3.9 | 1 | 365 | 4.4379 | 0.9373 | 5 | 0.37521
40270 | 15.86 | 1 | 365 | 18.0475 | 0.34503 | 18 | 0.3925
42206 | 9.1 | 1 | 365 | 10.3551 | 0.85371 | 11 | 0.20881
40804 | 19.875 | 1 | 365 | 22.6162 | 0.54587 | 23 | 0.16211
43760 | 8.06 | 1 | 365 | 9.1717 | 0.47042 | 9 | 0.64209
40108 | 6.76 | 1 | 365 | 7.6924 | 0.49132 | 8 | 0.18369
50628 | 18.46 | 1 | 365 | 21.0061 | 0.30323 | 21 | 0.30931
38895 | 8.06 | 1 | 365 | 9.1717 | 0.47042 | 9 | 0.64209
43767 | 3.57 | 1 | 365 | 4.0624 | 0.18107 | 4 | 0.24346
40101 | 7.8 | 1 | 365 | 8.8758 | 0.8746 | 9 | 0.75041
39359 | 12.74 | 1 | 365 | 14.4972 | 0.19519 | 14 | 0.69234
47912 | 10.965 | 1 | 365 | 12.4773 | 0.12757 | 12 | 0.60491
39015 | 2.34 | 1 | 365 | 2.6627 | 0.36238 | 3 | 0.025124
50315 | 4.59 | 1 | 365 | 5.2231 | 0.51852 | 5 | 0.74159
38822 | 8.58 | 1 | 365 | 9.7634 | 0.66207 | 10 | 0.42545
37800 | 3.38 | 1 | 365 | 3.8462 | 0.74566 | 4 | 0.59185
39366 | 3.06 | 1 | 365 | 3.482 | 0.012345 | 3 | 0.49439
40527 | 3.12 | 1 | 365 | 3.5503 | 0.14984 | 3 | 0.70016
41787 | 12.75 | 1 | 365 | 14.5085 | 0.2181 | 14 | 0.72663
40907 | 5.2 | 1 | 365 | 5.9172 | 0.9164 | 6 | 0.83361
41215 | 8.32 | 1 | 365 | 9.4675 | 0.066245 | 9 | 0.53377
40641 | 4.16 | 1 | 365 | 4.7338 | 0.53312 | 5 | 0.26689
40633 | 9.1 | 1 | 365 | 10.3551 | 0.85371 | 11 | 0.20881
38968 | 9.88 | 1 | 365 | 11.2427 | 0.64117 | 11 | 0.88386
39063 | 7.8 | 1 | 365 | 8.8758 | 0.8746 | 9 | 0.75041
39495 | 5.72 | 1 | 365 | 6.5089 | 0.10804 | 6 | 0.61697
39248 | 9.36 | 1 | 365 | 10.651 | 0.44953 | 11 | 0.10049
41275 | 5.2 | 1 | 365 | 5.9172 | 0.9164 | 6 | 0.83361
40192 | 5.98 | 1 | 365 | 6.8048 | 0.70386 | 7 | 0.50865
40138 | 5.2 | 1 | 365 | 5.9172 | 0.9164 | 6 | 0.83361
38531 | 4.94 | 1 | 365 | 5.6213 | 0.32058 | 5 | 0.94193
42583 | 16.38 | 1 | 365 | 18.6392 | 0.53667 | 19 | 0.17587
38921 | 5.98 | 1 | 365 | 6.8048 | 0.70386 | 7 | 0.50865
38390 | 3.9 | 1 | 365 | 4.4379 | 0.9373 | 5 | 0.37521
39180 | 4.16 | 1 | 365 | 4.7338 | 0.53312 | 5 | 0.26689
43153 | 4.59 | 1 | 365 | 5.2231 | 0.51852 | 5 | 0.74159
45775 | 6.885 | 1 | 365 | 7.8346 | 0.77778 | 8 | 0.61238
40015 | 9.36 | 1 | 365 | 10.651 | 0.44953 | 11 | 0.10049
39090 | 6.76 | 1 | 365 | 7.6924 | 0.49132 | 8 | 0.18369
41515 | 3.12 | 1 | 365 | 3.5503 | 0.14984 | 3 | 0.70016
45072 | 4.845 | 1 | 365 | 5.5132 | 0.10288 | 5 | 0.61612
41054 | 2.86 | 1 | 365 | 3.2545 | 0.55402 | 3 | 0.80848
42359 | 5.2 | 1 | 365 | 5.9172 | 0.9164 | 6 | 0.83361
39402 | 10.66 | 1 | 365 | 12.1303 | 0.42863 | 12 | 0.5589
40147 | 8.84 | 1 | 365 | 10.0592 | 0.25789 | 10 | 0.31713
45655 | 4.68 | 1 | 365 | 5.3255 | 0.72476 | 6 | 0.050247
41130 | 8.32 | 1 | 365 | 9.4675 | 0.066245 | 9 | 0.53377
45151 | 5.83 | 1 | 365 | 6.6341 | 0.36012 | 6 | 0.99422
41015 | 6.24 | 1 | 365 | 7.1006 | 0.29968 | 7 | 0.40033
43801 | 3.06 | 1 | 365 | 3.482 | 0.012345 | 3 | 0.49439
41157 | 14.04 | 1 | 365 | 15.9765 | 0.17429 | 16 | 0.15074
40877 | 5.67 | 1 | 365 | 6.452 | 0.99346 | 7 | 0.44549
46164 | 10.71 | 1 | 365 | 12.1872 | 0.54321 | 12 | 0.73037
40760 | 14.56 | 1 | 365 | 16.5682 | 0.36593 | 16 | 0.9341
43747 | 11.18 | 1 | 365 | 12.722 | 0.62027 | 13 | 0.34226
50626 | 3.64 | 1 | 365 | 4.142 | 0.34148 | 4 | 0.48353
40057 | 13 | 1 | 365 | 14.793 | 0.79101 | 15 | 0.58402
41697 | 12.48 | 1 | 365 | 14.2013 | 0.59937 | 14 | 0.80066
39385 | 10.14 | 1 | 365 | 11.5385 | 0.23699 | 11 | 0.77554
47906 | 12.72 | 1 | 365 | 14.4744 | 0.14936 | 14 | 0.62375
50538 | 9.88 | 1 | 365 | 11.2427 | 0.64117 | 11 | 0.88386
41548 | 4.59 | 1 | 365 | 5.2231 | 0.51852 | 5 | 0.74159
39246 | 6.24 | 1 | 365 | 7.1006 | 0.29968 | 7 | 0.40033
45722 | 4.68 | 1 | 365 | 5.3255 | 0.72476 | 6 | 0.050247
45455 | 6.885 | 1 | 365 | 7.8346 | 0.77778 | 8 | 0.61238
40632 | 12.495 | 1 | 365 | 14.2184 | 0.63374 | 14 | 0.8521
50321 | 7.02 | 1 | 365 | 7.9882 | 0.087144 | 8 | 0.075371
50342 | 4.335 | 1 | 365 | 4.9329 | 0.93416 | 5 | 0.86706
39432 | 5.2 | 1 | 365 | 5.9172 | 0.9164 | 6 | 0.83361
41762 | 4.59 | 1 | 365 | 5.2231 | 0.51852 | 5 | 0.74159
39557 | 11.7 | 1 | 365 | 13.3137 | 0.81191 | 14 | 0.12562
41720 | 6.12 | 1 | 365 | 6.9641 | 0.02469 | 6 | 0.98878
42007 | 7.65 | 1 | 365 | 8.7051 | 0.53086 | 9 | 0.23598
42065 | 8.06 | 1 | 365 | 9.1717 | 0.47042 | 9 | 0.64209
41297 | 4.68 | 1 | 365 | 5.3255 | 0.72476 | 6 | 0.050247
41986 | 5.2 | 1 | 365 | 5.9172 | 0.9164 | 6 | 0.83361
47477 | 5.72 | 1 | 365 | 6.5089 | 0.10804 | 6 | 0.61697
38217 | 10.14 | 1 | 365 | 11.5385 | 0.23699 | 11 | 0.77554
40131 | 3.38 | 1 | 365 | 3.8462 | 0.74566 | 4 | 0.59185
39138 | 13.78 | 1 | 365 | 15.6806 | 0.57847 | 16 | 0.25906
39055 | 10.71 | 1 | 365 | 12.1872 | 0.54321 | 12 | 0.73037
45382 | 7.28 | 1 | 365 | 8.2841 | 0.68296 | 8 | 0.96705
38716 | 2.6 | 1 | 365 | 2.9586 | 0.9582 | 3 | 0.9168
39233 | 10.14 | 1 | 365 | 11.5385 | 0.23699 | 11 | 0.77554
39451 | 13.52 | 1 | 365 | 15.3847 | 0.98265 | 16 | 0.36738
45658 | 21 | 1 | 365 | 23.8964 | 0.12394 | 24 | 0.02034
39267 | 12.19 | 1 | 365 | 13.8713 | 0.9348 | 14 | 0.80609
39390 | 7.02 | 1 | 365 | 7.9882 | 0.087144 | 8 | 0.075371
45342 | 6.12 | 1 | 365 | 6.9641 | 0.02469 | 6 | 0.98878
41873 | 4.68 | 1 | 365 | 5.3255 | 0.72476 | 6 | 0.050247
43348 | 5.61 | 1 | 365 | 6.3838 | 0.85597 | 7 | 0.23972
39529 | 4.94 | 1 | 365 | 5.6213 | 0.32058 | 5 | 0.94193
45360 | 4.335 | 1 | 365 | 4.9329 | 0.93416 | 5 | 0.86706
45891 | 7.395 | 1 | 365 | 8.4149 | 0.9465 | 9 | 0.36145
37832 | 5.2 | 1 | 365 | 5.9172 | 0.9164 | 6 | 0.83361
39113 | 3.9 | 1 | 365 | 4.4379 | 0.9373 | 5 | 0.37521
42234 | 10.965 | 1 | 365 | 12.4773 | 0.12757 | 12 | 0.60491
39291 | 9.1 | 1 | 365 | 10.3551 | 0.85371 | 11 | 0.20881
42053 | 8.58 | 1 | 365 | 9.7634 | 0.66207 | 10 | 0.42545
41979 | 6.5 | 1 | 365 | 7.3965 | 0.8955 | 8 | 0.29201
41399 | 7.28 | 1 | 365 | 8.2841 | 0.68296 | 8 | 0.96705
40971 | 3.38 | 1 | 365 | 3.8462 | 0.74566 | 4 | 0.59185
45695 | 8.16 | 1 | 365 | 9.2855 | 0.69959 | 9 | 0.98505
40167 | 8.06 | 1 | 365 | 9.1717 | 0.47042 | 9 | 0.64209
40352 | 8.84 | 1 | 365 | 10.0592 | 0.25789 | 10 | 0.31713
50694 | 5.2 | 1 | 365 | 5.9172 | 0.9164 | 6 | 0.83361
50486 | 4.335 | 1 | 365 | 4.9329 | 0.93416 | 5 | 0.86706
39331 | 4.505 | 1 | 365 | 5.1263 | 0.32373 | 5 | 0.45008
39507 | 5.46 | 1 | 365 | 6.2131 | 0.51222 | 6 | 0.72529
41557 | 9.88 | 1 | 365 | 11.2427 | 0.64117 | 11 | 0.88386
40072 | 6.76 | 1 | 365 | 7.6924 | 0.49132 | 8 | 0.18369
37891 | 5.98 | 1 | 365 | 6.8048 | 0.70386 | 7 | 0.50865
50244 | 2.65 | 1 | 365 | 3.0155 | 0.072782 | 3 | 0.088281
42419 | 7.8 | 1 | 365 | 8.8758 | 0.8746 | 9 | 0.75041
40820 | 9.36 | 1 | 365 | 10.651 | 0.44953 | 11 | 0.10049
45376 | 5.72 | 1 | 365 | 6.5089 | 0.10804 | 6 | 0.61697
32154 | 7.02 | 1 | 365 | 7.9882 | 0.087144 | 8 | 0.075371
39727 | 9.62 | 1 | 365 | 10.9468 | 0.045346 | 10 | 0.99217
53355 | 3.64 | 1 | 365 | 4.142 | 0.34148 | 4 | 0.48353
40628 | 3.12 | 1 | 365 | 3.5503 | 0.14984 | 3 | 0.70016
53311 | 10 | 1 | 365 | 11.3792 | 0.91616 | 12 | 0.2954
53423 | 3.12 | 1 | 365 | 3.5503 | 0.14984 | 3 | 0.70016
41319 | 9.88 | 1 | 365 | 11.2427 | 0.64117 | 11 | 0.88386
38120 | 8.58 | 1 | 365 | 9.7634 | 0.66207 | 10 | 0.42545
40096 | 9.72 | 1 | 365 | 11.0606 | 0.27451 | 11 | 0.33513
40657 | 8.06 | 1 | 365 | 9.1717 | 0.47042 | 9 | 0.64209
39021 | 13.78 | 1 | 365 | 15.6806 | 0.57847 | 16 | 0.25906
50253 | 6.625 | 1 | 365 | 7.5387 | 0.18196 | 7 | 0.7207
40282 | 9.88 | 1 | 365 | 11.2427 | 0.64117 | 11 | 0.88386
41477 | 2.86 | 1 | 365 | 3.2545 | 0.55402 | 3 | 0.80848
56365 | 5.28 | 1 | 365 | 6.0082 | 0.099732 | 6 | 0.10797
45483 | 7.54 | 1 | 365 | 8.5799 | 0.27878 | 8 | 0.85873
39241 | 8.84 | 1 | 365 | 10.0592 | 0.25789 | 10 | 0.31713
34876 | 251.395 | 0.9 | 365 | 257.4616 | 0.49072 | 257 | 0.95229
40716 | 4.505 | 1 | 365 | 5.1263 | 0.32373 | 5 | 0.45008
49906 | 7.2 | 1 | 365 | 8.1931 | 0.49964 | 8 | 0.69269
49483 | 6.48 | 1 | 365 | 7.3737 | 0.84967 | 8 | 0.22342
50691 | 11.2 | 1 | 365 | 12.7447 | 0.6661 | 13 | 0.41085
54543 | 7.875 | 1 | 365 | 8.9612 | 0.046476 | 9 | 0.0076275
54527 | 6.38 | 1 | 365 | 7.26 | 0.62051 | 7 | 0.88047
46905 | 7.56 | 1 | 365 | 8.6027 | 0.32462 | 8 | 0.92732
43022 | 5.1 | 1 | 365 | 5.8034 | 0.68724 | 6 | 0.49065
50330 | 6.63 | 1 | 365 | 7.5444 | 0.19341 | 7 | 0.73785
42356 | 9.43 | 1 | 365 | 10.7306 | 0.60994 | 11 | 0.34056
39686 | 6.76 | 1 | 365 | 7.6924 | 0.49132 | 8 | 0.18369
37722 | 7.54 | 1 | 365 | 8.5799 | 0.27878 | 8 | 0.85873
43752 | 10.66 | 1 | 365 | 12.1303 | 0.42863 | 12 | 0.5589
40046 | 6.76 | 1 | 365 | 7.6924 | 0.49132 | 8 | 0.18369
48497 | 5.72 | 1 | 365 | 6.5089 | 0.10804 | 6 | 0.61697
45705 | 4.42 | 1 | 365 | 5.0296 | 0.12894 | 5 | 0.15857
38884 | 4.68 | 1 | 365 | 5.3255 | 0.72476 | 6 | 0.050247
50445 | 8.16 | 1 | 365 | 9.2855 | 0.69959 | 9 | 0.98505
40474 | 12.74 | 1 | 365 | 14.4972 | 0.19519 | 14 | 0.69234
40051 | 2.6 | 1 | 365 | 2.9586 | 0.9582 | 3 | 0.9168
48384 | 9.945 | 1 | 365 | 11.3167 | 0.79012 | 12 | 0.10678
42028 | 4.16 | 1 | 365 | 4.7338 | 0.53312 | 5 | 0.26689
40588 | 10.92 | 1 | 365 | 12.4261 | 0.024447 | 12 | 0.45058
42256 | 11.18 | 1 | 365 | 12.722 | 0.62027 | 13 | 0.34226
40216 | 3.57 | 1 | 365 | 4.0624 | 0.18107 | 4 | 0.24346
46219 | 4.335 | 1 | 365 | 4.9329 | 0.93416 | 5 | 0.86706
38661 | 7.28 | 1 | 365 | 8.2841 | 0.68296 | 8 | 0.96705
45391 | 3.9 | 1 | 365 | 4.4379 | 0.9373 | 5 | 0.37521
39508 | 3.825 | 1 | 365 | 4.3526 | 0.76543 | 5 | 0.11799
41740 | 6.24 | 1 | 365 | 7.1006 | 0.29968 | 7 | 0.40033
50632 | 2.7 | 1 | 365 | 3.0724 | 0.18736 | 3 | 0.25976
39460 | 5.46 | 1 | 365 | 6.2131 | 0.51222 | 6 | 0.72529
40677 | 6.625 | 1 | 365 | 7.5387 | 0.18196 | 7 | 0.7207
41997 | 3.445 | 1 | 365 | 3.9201 | 0.89462 | 4 | 0.81477
40729 | 15.9 | 1 | 365 | 18.093 | 0.43669 | 18 | 0.52969
39612 | 6.24 | 1 | 365 | 7.1006 | 0.29968 | 7 | 0.40033
40585 | 5.865 | 1 | 365 | 6.6739 | 0.44033 | 7 | 0.11425
40322 | 7.02 | 1 | 365 | 7.9882 | 0.087144 | 8 | 0.075371
41916 | 6.375 | 1 | 365 | 7.2543 | 0.60905 | 7 | 0.86332
45365 | 8.415 | 1 | 365 | 9.5756 | 0.28395 | 9 | 0.85958
38810 | 9.88 | 1 | 365 | 11.2427 | 0.64117 | 11 | 0.88386
48012 | 11.475 | 1 | 365 | 13.0577 | 0.29629 | 13 | 0.35397
47560 | 9.1 | 1 | 365 | 10.3551 | 0.85371 | 11 | 0.20881
38802 | 7.42 | 1 | 365 | 8.4434 | 0.0037907 | 8 | 0.44719
45611 | 5.61 | 1 | 365 | 6.3838 | 0.85597 | 7 | 0.23972
38179 | 7.02 | 1 | 365 | 7.9882 | 0.087144 | 8 | 0.075371
48062 | 11.985 | 1 | 365 | 13.638 | 0.46502 | 14 | 0.10304
48393 | 3.825 | 1 | 365 | 4.3526 | 0.76543 | 5 | 0.11799
45299 | 3.38 | 1 | 365 | 3.8462 | 0.74566 | 4 | 0.59185
41573 | 8.32 | 1 | 365 | 9.4675 | 0.066245 | 9 | 0.53377
45651 | 6.24 | 1 | 365 | 7.1006 | 0.29968 | 7 | 0.40033
41569 | 7.02 | 1 | 365 | 7.9882 | 0.087144 | 8 | 0.075371
41491 | 10.4 | 1 | 365 | 11.8344 | 0.83281 | 12 | 0.66722
40049 | 4.59 | 1 | 365 | 5.2231 | 0.51852 | 5 | 0.74159
39540 | 7.8 | 1 | 365 | 8.8758 | 0.8746 | 9 | 0.75041
41656 | 7.14 | 1 | 365 | 8.1248 | 0.36214 | 8 | 0.48692
39634 | 5.2 | 1 | 365 | 5.9172 | 0.9164 | 6 | 0.83361
38177 | 6.24 | 1 | 365 | 7.1006 | 0.29968 | 7 | 0.40033
39404 | 12.48 | 1 | 365 | 14.2013 | 0.59937 | 14 | 0.80066
39159 | 2.04 | 1 | 365 | 2.3214 | 0.6749 | 2 | 0.99626
43748 | 4.16 | 1 | 365 | 4.7338 | 0.53312 | 5 | 0.26689
45468 | 3.38 | 1 | 365 | 3.8462 | 0.74566 | 4 | 0.59185
39149 | 7.28 | 1 | 365 | 8.2841 | 0.68296 | 8 | 0.96705
39100 | 7.8 | 1 | 365 | 8.8758 | 0.8746 | 9 | 0.75041
43700 | 8.32 | 1 | 365 | 9.4675 | 0.066245 | 9 | 0.53377
39386 | 8.64 | 1 | 365 | 9.8317 | 0.79956 | 10 | 0.63123
41883 | 14.04 | 1 | 365 | 15.9765 | 0.17429 | 16 | 0.15074
41880 | 2.805 | 1 | 365 | 3.1919 | 0.42798 | 3 | 0.61986
53800 | 7.395 | 1 | 365 | 8.4149 | 0.9465 | 9 | 0.36145
40553 | 4.08 | 1 | 365 | 4.6427 | 0.34979 | 4 | 0.99252
53753 | 8.58 | 1 | 365 | 9.7634 | 0.66207 | 10 | 0.42545
53875 | 4.08 | 1 | 365 | 4.6427 | 0.34979 | 4 | 0.99252
40314 | 9.1 | 1 | 365 | 10.3551 | 0.85371 | 11 | 0.20881
53879 | 4.08 | 1 | 365 | 4.6427 | 0.34979 | 4 | 0.99252
45003 | 7.155 | 1 | 365 | 8.1418 | 0.39651 | 8 | 0.53836
53883 | 9.435 | 1 | 365 | 10.7363 | 0.6214 | 11 | 0.35771
48376 | 6.63 | 1 | 365 | 7.5444 | 0.19341 | 7 | 0.73785
42042 | 5.72 | 1 | 365 | 6.5089 | 0.10804 | 6 | 0.61697
50475 | 4.08 | 1 | 365 | 4.6427 | 0.34979 | 4 | 0.99252
47570 | 11.18 | 1 | 365 | 12.722 | 0.62027 | 13 | 0.34226
40341 | 4.94 | 1 | 365 | 5.6213 | 0.32058 | 5 | 0.94193
50611 | 5.72 | 1 | 365 | 6.5089 | 0.10804 | 6 | 0.61697
40653 | 4.68 | 1 | 365 | 5.3255 | 0.72476 | 6 | 0.050247
53164 | 7.54 | 1 | 365 | 8.5799 | 0.27878 | 8 | 0.85873
42103 | 14.04 | 1 | 365 | 15.9765 | 0.17429 | 16 | 0.15074
46041 | 2.04 | 1 | 365 | 2.3214 | 0.6749 | 2 | 0.99626
47449 | 5.1 | 1 | 365 | 5.8034 | 0.68724 | 6 | 0.49065
41257 | 14.04 | 1 | 365 | 15.9765 | 0.17429 | 16 | 0.15074
50361 | 3.57 | 1 | 365 | 4.0624 | 0.18107 | 4 | 0.24346
41205 | 7.8 | 1 | 365 | 8.8758 | 0.8746 | 9 | 0.75041
41032 | 7.54 | 1 | 365 | 8.5799 | 0.27878 | 8 | 0.85873
39057 | 12.495 | 1 | 365 | 14.2184 | 0.63374 | 14 | 0.8521
45146 | 4.16 | 1 | 365 | 4.7338 | 0.53312 | 5 | 0.26689
45104 | 6.24 | 1 | 365 | 7.1006 | 0.29968 | 7 | 0.40033
43742 | 7.8 | 1 | 365 | 8.8758 | 0.8746 | 9 | 0.75041
43782 | 4.42 | 1 | 365 | 5.0296 | 0.12894 | 5 | 0.15857
38148 | 5.2 | 1 | 365 | 5.9172 | 0.9164 | 6 | 0.83361
39618 | 13.52 | 1 | 365 | 15.3847 | 0.98265 | 16 | 0.36738
42379 | 9.36 | 1 | 365 | 10.651 | 0.44953 | 11 | 0.10049
39454 | 3.12 | 1 | 365 | 3.5503 | 0.14984 | 3 | 0.70016
39984 | 6.5 | 1 | 365 | 7.3965 | 0.8955 | 8 | 0.29201
45476 | 3.12 | 1 | 365 | 3.5503 | 0.14984 | 3 | 0.70016
39926 | 8.06 | 1 | 365 | 9.1717 | 0.47042 | 9 | 0.64209
40599 | 5.72 | 1 | 365 | 6.5089 | 0.10804 | 6 | 0.61697
41408 | 13.52 | 1 | 365 | 15.3847 | 0.98265 | 16 | 0.36738
39636 | 7.02 | 1 | 365 | 7.9882 | 0.087144 | 8 | 0.075371
40163 | 4.86 | 1 | 365 | 5.5303 | 0.13725 | 5 | 0.66756
50302 | 5.2 | 1 | 365 | 5.9172 | 0.9164 | 6 | 0.83361
45297 | 11.44 | 1 | 365 | 13.0179 | 0.21609 | 13 | 0.23394
40532 | 11.475 | 1 | 365 | 13.0577 | 0.29629 | 13 | 0.35397
41999 | 4.94 | 1 | 365 | 5.6213 | 0.32058 | 5 | 0.94193
51224 | 2.4 | 1 | 365 | 2.731 | 0.49988 | 3 | 0.2309
41295 | 13.52 | 1 | 365 | 15.3847 | 0.98265 | 16 | 0.36738
42858 | 5.3 | 1 | 365 | 6.031 | 0.14556 | 6 | 0.17656
50501 | 3.64 | 1 | 365 | 4.142 | 0.34148 | 4 | 0.48353
43041 | 10.14 | 1 | 365 | 11.5385 | 0.23699 | 11 | 0.77554
39437 | 11.96 | 1 | 365 | 13.6096 | 0.40773 | 14 | 0.017298
39182 | 5.72 | 1 | 365 | 6.5089 | 0.10804 | 6 | 0.61697
45993 | 8.67 | 1 | 365 | 9.8658 | 0.86831 | 10 | 0.73411
39207 | 4.16 | 1 | 365 | 4.7338 | 0.53312 | 5 | 0.26689
41226 | 4.42 | 1 | 365 | 5.0296 | 0.12894 | 5 | 0.15857
37818 | 3.51 | 1 | 365 | 3.9941 | 0.043572 | 4 | 0.037685
40065 | 2.34 | 1 | 365 | 2.6627 | 0.36238 | 3 | 0.025124
40560 | 13 | 1 | 365 | 14.793 | 0.79101 | 15 | 0.58402
42259 | 7.6 | 1 | 365 | 8.6482 | 0.41628 | 9 | 0.064504
45717 | 5.35 | 1 | 365 | 6.0879 | 0.26015 | 6 | 0.34804
41822 | 8.06 | 1 | 365 | 9.1717 | 0.47042 | 9 | 0.64209
39691 | 2.6 | 1 | 365 | 2.9586 | 0.9582 | 3 | 0.9168
39257 | 12.48 | 1 | 365 | 14.2013 | 0.59937 | 14 | 0.80066
49840 | 9.1 | 1 | 365 | 10.3551 | 0.85371 | 11 | 0.20881
47351 | 3.9 | 1 | 365 | 4.4379 | 0.9373 | 5 | 0.37521
40615 | 5.2 | 1 | 365 | 5.9172 | 0.9164 | 6 | 0.83361
41814 | 9.36 | 1 | 365 | 10.651 | 0.44953 | 11 | 0.10049
45641 | 9.18 | 1 | 365 | 10.4461 | 0.037035 | 10 | 0.48318
53185 | 8.215 | 1 | 365 | 9.348 | 0.82563 | 10 | 0.17367
45650 | 8.16 | 1 | 365 | 9.2855 | 0.69959 | 9 | 0.98505
53198 | 2.385 | 1 | 365 | 2.7139 | 0.4655 | 3 | 0.17945
53250 | 5.83 | 1 | 365 | 6.6341 | 0.36012 | 6 | 0.99422
53269 | 3.71 | 1 | 365 | 4.2217 | 0.5019 | 4 | 0.72359
53288 | 4.505 | 1 | 365 | 5.1263 | 0.32373 | 5 | 0.45008
53178 | 5.3 | 1 | 365 | 6.031 | 0.14556 | 6 | 0.17656
53610 | 5.565 | 1 | 365 | 6.3325 | 0.75284 | 7 | 0.08539
40459 | 6.36 | 1 | 365 | 7.2372 | 0.57468 | 7 | 0.81187
53639 | 7.95 | 1 | 365 | 9.0465 | 0.21835 | 9 | 0.26484
47438 | 10.66 | 1 | 365 | 12.1303 | 0.42863 | 12 | 0.5589
49640 | 3.3 | 1 | 365 | 3.7551 | 0.56233 | 4 | 0.31748
50340 | 6.12 | 1 | 365 | 6.9641 | 0.02469 | 6 | 0.98878
45303 | 9.36 | 1 | 365 | 10.651 | 0.44953 | 11 | 0.10049
49506 | 3.9 | 1 | 365 | 4.4379 | 0.9373 | 5 | 0.37521
39673 | 8.32 | 1 | 365 | 9.4675 | 0.066245 | 9 | 0.53377
50218 | 6.24 | 1 | 365 | 7.1006 | 0.29968 | 7 | 0.40033
39416 | 5.98 | 1 | 365 | 6.8048 | 0.70386 | 7 | 0.50865
40614 | 5.72 | 1 | 365 | 6.5089 | 0.10804 | 6 | 0.61697
41829 | 4.68 | 1 | 365 | 5.3255 | 0.72476 | 6 | 0.050247
40086 | 6.5 | 1 | 365 | 7.3965 | 0.8955 | 8 | 0.29201
43315 | 5.46 | 1 | 365 | 6.2131 | 0.51222 | 6 | 0.72529
48435 | 7.8 | 1 | 365 | 8.8758 | 0.8746 | 9 | 0.75041
41693 | 7.02 | 1 | 365 | 7.9882 | 0.087144 | 8 | 0.075371
39657 | 4.68 | 1 | 365 | 5.3255 | 0.72476 | 6 | 0.050247
43269 | 4.68 | 1 | 365 | 5.3255 | 0.72476 | 6 | 0.050247
39370 | 2.55 | 1 | 365 | 2.9017 | 0.84362 | 3 | 0.74533
49497 | 5.2 | 1 | 365 | 5.9172 | 0.9164 | 6 | 0.83361
47781 | 8.415 | 1 | 365 | 9.5756 | 0.28395 | 9 | 0.85958
50402 | 6.885 | 1 | 365 | 7.8346 | 0.77778 | 8 | 0.61238
40550 | 12.48 | 1 | 365 | 14.2013 | 0.59937 | 14 | 0.80066
39954 | 8.84 | 1 | 365 | 10.0592 | 0.25789 | 10 | 0.31713
37792 | 7.54 | 1 | 365 | 8.5799 | 0.27878 | 8 | 0.85873
43848 | 4.05 | 1 | 365 | 4.6086 | 0.28104 | 4 | 0.88964
45887 | 2.86 | 1 | 365 | 3.2545 | 0.55402 | 3 | 0.80848
47469 | 7.14 | 1 | 365 | 8.1248 | 0.36214 | 8 | 0.48692
50314 | 5.1 | 1 | 365 | 5.8034 | 0.68724 | 6 | 0.49065
48458 | 10.07 | 1 | 365 | 11.4589 | 0.076573 | 11 | 0.53547
39589 | 4.845 | 1 | 365 | 5.5132 | 0.10288 | 5 | 0.61612
45629 | 13.77 | 1 | 365 | 15.6692 | 0.55555 | 16 | 0.22477
50490 | 8.32 | 1 | 365 | 9.4675 | 0.066245 | 9 | 0.53377
42589 | 4.05 | 1 | 365 | 4.6086 | 0.28104 | 4 | 0.88964
47444 | 2.43 | 1 | 365 | 2.7652 | 0.56863 | 3 | 0.33378
38047 | 5.72 | 1 | 365 | 6.5089 | 0.10804 | 6 | 0.61697
50583 | 5.46 | 1 | 365 | 6.2131 | 0.51222 | 6 | 0.72529
43601 | 5.2 | 1 | 365 | 5.9172 | 0.9164 | 6 | 0.83361
46036 | 8.58 | 1 | 365 | 9.7634 | 0.66207 | 10 | 0.42545
50249 | 8.06 | 1 | 365 | 9.1717 | 0.47042 | 9 | 0.64209
39942 | 8.415 | 1 | 365 | 9.5756 | 0.28395 | 9 | 0.85958
45693 | 9.435 | 1 | 365 | 10.7363 | 0.6214 | 11 | 0.35771
40984 | 4.16 | 1 | 365 | 4.7338 | 0.53312 | 5 | 0.26689
40503 | 2.6 | 1 | 365 | 2.9586 | 0.9582 | 3 | 0.9168
45763 | 6.89 | 1 | 365 | 7.8403 | 0.78923 | 8 | 0.62953
43720 | 4.335 | 1 | 365 | 4.9329 | 0.93416 | 5 | 0.86706
50210 | 8.06 | 1 | 365 | 9.1717 | 0.47042 | 9 | 0.64209
42179 | 6.5 | 1 | 365 | 7.3965 | 0.8955 | 8 | 0.29201
39339 | 5.565 | 1 | 365 | 6.3325 | 0.75284 | 7 | 0.08539
50270 | 7.65 | 1 | 365 | 8.7051 | 0.53086 | 9 | 0.23598
47850 | 4.59 | 1 | 365 | 5.2231 | 0.51852 | 5 | 0.74159
45331 | 3.975 | 1 | 365 | 4.5232 | 0.10917 | 4 | 0.63242
38983 | 4.16 | 1 | 365 | 4.7338 | 0.53312 | 5 | 0.26689
43600 | 3.12 | 1 | 365 | 3.5503 | 0.14984 | 3 | 0.70016
39627 | 11.985 | 1 | 365 | 13.638 | 0.46502 | 14 | 0.10304
39344 | 8.84 | 1 | 365 | 10.0592 | 0.25789 | 10 | 0.31713
41454 | 5.98 | 1 | 365 | 6.8048 | 0.70386 | 7 | 0.50865
40605 | 7.02 | 1 | 365 | 7.9882 | 0.087144 | 8 | 0.075371
40059 | 4.94 | 1 | 365 | 5.6213 | 0.32058 | 5 | 0.94193
46671 | 4.68 | 1 | 365 | 5.3255 | 0.72476 | 6 | 0.050247
43053 | 8.58 | 1 | 365 | 9.7634 | 0.66207 | 10 | 0.42545
41084 | 8.06 | 1 | 365 | 9.1717 | 0.47042 | 9 | 0.64209
39581 | 12.74 | 1 | 365 | 14.4972 | 0.19519 | 14 | 0.69234
43590 | 6.095 | 1 | 365 | 6.9356 | 0.9674 | 7 | 0.90305
39990 | 2.6 | 1 | 365 | 2.9586 | 0.9582 | 3 | 0.9168
39549 | 8.58 | 1 | 365 | 9.7634 | 0.66207 | 10 | 0.42545
40566 | 5.72 | 1 | 365 | 6.5089 | 0.10804 | 6 | 0.61697
41401 | 12.985 | 1 | 365 | 14.7759 | 0.75663 | 15 | 0.53258
39468 | 2.97 | 1 | 365 | 3.3796 | 0.8061 | 4 | 0.18573
45867 | 10.14 | 1 | 365 | 11.5385 | 0.23699 | 11 | 0.77554
40422 | 2.08 | 1 | 365 | 2.3669 | 0.76656 | 3 | 0.13344
44993 | 6.5 | 1 | 365 | 7.3965 | 0.8955 | 8 | 0.29201
38573 | 9.435 | 1 | 365 | 10.7363 | 0.6214 | 11 | 0.35771
45293 | 13.005 | 1 | 365 | 14.7987 | 0.80247 | 15 | 0.60117
43276 | 11.985 | 1 | 365 | 13.638 | 0.46502 | 14 | 0.10304
45600 | 5.1 | 1 | 365 | 5.8034 | 0.68724 | 6 | 0.49065
42229 | 6.625 | 1 | 365 | 7.5387 | 0.18196 | 7 | 0.7207
48362 | 5.2 | 1 | 365 | 5.9172 | 0.9164 | 6 | 0.83361
48511 | 10.92 | 1 | 365 | 12.4261 | 0.024447 | 12 | 0.45058
37895 | 2.65 | 1 | 365 | 3.0155 | 0.072782 | 3 | 0.088281
50215 | 5.61 | 1 | 365 | 6.3838 | 0.85597 | 7 | 0.23972
50325 | 4.845 | 1 | 365 | 5.5132 | 0.10288 | 5 | 0.61612
45329 | 5.61 | 1 | 365 | 6.3838 | 0.85597 | 7 | 0.23972
48388 | 7.28 | 1 | 365 | 8.2841 | 0.68296 | 8 | 0.96705
50419 | 9.18 | 1 | 365 | 10.4461 | 0.037035 | 10 | 0.48318
45671 | 5.98 | 1 | 365 | 6.8048 | 0.70386 | 7 | 0.50865
50489 | 8.67 | 1 | 365 | 9.8658 | 0.86831 | 10 | 0.73411
40485 | 6.76 | 1 | 365 | 7.6924 | 0.49132 | 8 | 0.18369
47364 | 3.38 | 1 | 365 | 3.8462 | 0.74566 | 4 | 0.59185
47512 | 2.385 | 1 | 365 | 2.7139 | 0.4655 | 3 | 0.17945
47953 | 14.04 | 1 | 365 | 15.9765 | 0.17429 | 16 | 0.15074
50387 | 9.69 | 1 | 365 | 11.0265 | 0.20576 | 11 | 0.23224
38790 | 4.16 | 1 | 365 | 4.7338 | 0.53312 | 5 | 0.26689
50324 | 8.67 | 1 | 365 | 9.8658 | 0.86831 | 10 | 0.73411
40105 | 10.66 | 1 | 365 | 12.1303 | 0.42863 | 12 | 0.5589
40094 | 12.24 | 1 | 365 | 13.9282 | 0.04938 | 13 | 0.97757
39650 | 2.34 | 1 | 365 | 2.6627 | 0.36238 | 3 | 0.025124
43701 | 8.84 | 1 | 365 | 10.0592 | 0.25789 | 10 | 0.31713
41835 | 13 | 1 | 365 | 14.793 | 0.79101 | 15 | 0.58402
45950 | 6.375 | 1 | 365 | 7.2543 | 0.60905 | 7 | 0.86332
41254 | 3.38 | 1 | 365 | 3.8462 | 0.74566 | 4 | 0.59185
45761 | 6.24 | 1 | 365 | 7.1006 | 0.29968 | 7 | 0.40033
43743 | 13.78 | 1 | 365 | 15.6806 | 0.57847 | 16 | 0.25906
37911 | 7.02 | 1 | 365 | 7.9882 | 0.087144 | 8 | 0.075371
39648 | 8.925 | 1 | 365 | 10.156 | 0.45267 | 10 | 0.60864
43831 | 4.335 | 1 | 365 | 4.9329 | 0.93416 | 5 | 0.86706
41826 | 5.98 | 1 | 365 | 6.8048 | 0.70386 | 7 | 0.50865
41115 | 6.63 | 1 | 365 | 7.5444 | 0.19341 | 7 | 0.73785
40506 | 12.48 | 1 | 365 | 14.2013 | 0.59937 | 14 | 0.80066
47824 | 7.8 | 1 | 365 | 8.8758 | 0.8746 | 9 | 0.75041
47515 | 9.01 | 1 | 365 | 10.2527 | 0.64746 | 10 | 0.90016
47389 | 6.24 | 1 | 365 | 7.1006 | 0.29968 | 7 | 0.40033
48494 | 13.26 | 1 | 365 | 15.0889 | 0.38683 | 15 | 0.4757
42106 | 3.12 | 1 | 365 | 3.5503 | 0.14984 | 3 | 0.70016
40623 | 5.335 | 1 | 365 | 6.0708 | 0.22577 | 6 | 0.2966
45959 | 3.975 | 1 | 365 | 4.5232 | 0.10917 | 4 | 0.63242
41718 | 11.18 | 1 | 365 | 12.722 | 0.62027 | 13 | 0.34226
42141 | 7.395 | 1 | 365 | 8.4149 | 0.9465 | 9 | 0.36145
45150 | 6.5 | 1 | 365 | 7.3965 | 0.8955 | 8 | 0.29201
39428 | 8.58 | 1 | 365 | 9.7634 | 0.66207 | 10 | 0.42545
50274 | 13.515 | 1 | 365 | 15.379 | 0.97119 | 16 | 0.35023
40479 | 10.92 | 1 | 365 | 12.4261 | 0.024447 | 12 | 0.45058
37922 | 12.455 | 1 | 365 | 14.1728 | 0.54208 | 14 | 0.71492
44985 | 6.21 | 1 | 365 | 7.0665 | 0.23094 | 7 | 0.29744
39927 | 5.565 | 1 | 365 | 6.3325 | 0.75284 | 7 | 0.08539
39535 | 8.06 | 1 | 365 | 9.1717 | 0.47042 | 9 | 0.64209
50587 | 14.025 | 1 | 365 | 15.9594 | 0.13991 | 16 | 0.099299
28824 | 4.505 | 1 | 365 | 5.1263 | 0.32373 | 5 | 0.45008
38985 | 9.36 | 1 | 365 | 10.651 | 0.44953 | 11 | 0.10049
28871 | 10.4 | 1 | 365 | 11.8344 | 0.83281 | 12 | 0.66722
45053 | 3.9 | 1 | 365 | 4.4379 | 0.9373 | 5 | 0.37521
40304 | 10.71 | 1 | 365 | 12.1872 | 0.54321 | 12 | 0.73037
45544 | 4.08 | 1 | 365 | 4.6427 | 0.34979 | 4 | 0.99252
38684 | 4.68 | 1 | 365 | 5.3255 | 0.72476 | 6 | 0.050247
40224 | 5.46 | 1 | 365 | 6.2131 | 0.51222 | 6 | 0.72529
46191 | 6.5 | 1 | 365 | 7.3965 | 0.8955 | 8 | 0.29201
41696 | 7.02 | 1 | 365 | 7.9882 | 0.087144 | 8 | 0.075371
37787 | 9.1 | 1 | 365 | 10.3551 | 0.85371 | 11 | 0.20881
40336 | 5.865 | 1 | 365 | 6.6739 | 0.44033 | 7 | 0.11425
42565 | 9.435 | 1 | 365 | 10.7363 | 0.6214 | 11 | 0.35771
45363 | 3.9 | 1 | 365 | 4.4379 | 0.9373 | 5 | 0.37521
40562 | 2.86 | 1 | 365 | 3.2545 | 0.55402 | 3 | 0.80848
46260 | 7.95 | 1 | 365 | 9.0465 | 0.21835 | 9 | 0.26484
41888 | 4.94 | 1 | 365 | 5.6213 | 0.32058 | 5 | 0.94193
40720 | 3.98 | 1 | 365 | 4.5289 | 0.12063 | 4 | 0.64957
42108 | 2.6 | 1 | 365 | 2.9586 | 0.9582 | 3 | 0.9168
40202 | 4.16 | 1 | 365 | 4.7338 | 0.53312 | 5 | 0.26689
46037 | 2.55 | 1 | 365 | 2.9017 | 0.84362 | 3 | 0.74533
44749 | 5.46 | 1 | 365 | 6.2131 | 0.51222 | 6 | 0.72529
38253 | 2.915 | 1 | 365 | 3.317 | 0.68006 | 3 | 0.99711
43813 | 14.04 | 1 | 365 | 15.9765 | 0.17429 | 16 | 0.15074
50344 | 7.14 | 1 | 365 | 8.1248 | 0.36214 | 8 | 0.48692
50276 | 5.565 | 1 | 365 | 6.3325 | 0.75284 | 7 | 0.08539
50211 | 6.37 | 1 | 365 | 7.2486 | 0.59759 | 7 | 0.84617
45968 | 4.16 | 1 | 365 | 4.7338 | 0.53312 | 5 | 0.26689
50462 | 8.48 | 1 | 365 | 9.6496 | 0.4329 | 10 | 0.082499
50359 | 6.24 | 1 | 365 | 7.1006 | 0.29968 | 7 | 0.40033
50234 | 11.985 | 1 | 365 | 13.638 | 0.46502 | 14 | 0.10304
45096 | 6.76 | 1 | 365 | 7.6924 | 0.49132 | 8 | 0.18369
40348 | 8.41 | 1 | 365 | 9.5699 | 0.27249 | 9 | 0.84243
39597 | 9.54 | 1 | 365 | 10.8558 | 0.86202 | 11 | 0.71781
39210 | 4.16 | 1 | 365 | 4.7338 | 0.53312 | 5 | 0.26689
38777 | 5.72 | 1 | 365 | 6.5089 | 0.10804 | 6 | 0.61697
41043 | 9.54 | 1 | 365 | 10.8558 | 0.86202 | 11 | 0.71781
38959 | 6.24 | 1 | 365 | 7.1006 | 0.29968 | 7 | 0.40033
40395 | 10.66 | 1 | 365 | 12.1303 | 0.42863 | 12 | 0.5589
46155 | 5.1 | 1 | 365 | 5.8034 | 0.68724 | 6 | 0.49065
45755 | 4.94 | 1 | 365 | 5.6213 | 0.32058 | 5 | 0.94193
33161 | 4.68 | 1 | 365 | 5.3255 | 0.72476 | 6 | 0.050247
38666 | 8.415 | 1 | 365 | 9.5756 | 0.28395 | 9 | 0.85958
39450 | 3.9 | 1 | 365 | 4.4379 | 0.9373 | 5 | 0.37521
39323 | 6.625 | 1 | 365 | 7.5387 | 0.18196 | 7 | 0.7207
32750 | 4.94 | 1 | 365 | 5.6213 | 0.32058 | 5 | 0.94193
45665 | 5.83 | 1 | 365 | 6.6341 | 0.36012 | 6 | 0.99422
39867 | 6.63 | 1 | 365 | 7.5444 | 0.19341 | 7 | 0.73785
41033 | 5.2 | 1 | 365 | 5.9172 | 0.9164 | 6 | 0.83361
40976 | 6.24 | 1 | 365 | 7.1006 | 0.29968 | 7 | 0.40033
45785 | 5.72 | 1 | 365 | 6.5089 | 0.10804 | 6 | 0.61697
47516 | 4.16 | 1 | 365 | 4.7338 | 0.53312 | 5 | 0.26689
30466 | 10.92 | 1 | 365 | 12.4261 | 0.024447 | 12 | 0.45058
39325 | 3.38 | 1 | 365 | 3.8462 | 0.74566 | 4 | 0.59185
33519 | 8.06 | 1 | 365 | 9.1717 | 0.47042 | 9 | 0.64209
50768 | 7.54 | 1 | 365 | 8.5799 | 0.27878 | 8 | 0.85873
38286 | 4.42 | 1 | 365 | 5.0296 | 0.12894 | 5 | 0.15857
30455 | 7.02 | 1 | 365 | 7.9882 | 0.087144 | 8 | 0.075371
39273 | 4.16 | 1 | 365 | 4.7338 | 0.53312 | 5 | 0.26689
33322 | 3.9 | 1 | 365 | 4.4379 | 0.9373 | 5 | 0.37521
39231 | 5.1 | 1 | 365 | 5.8034 | 0.68724 | 6 | 0.49065
41419 | 10.66 | 1 | 365 | 12.1303 | 0.42863 | 12 | 0.5589
39610 | 14.56 | 1 | 365 | 16.5682 | 0.36593 | 16 | 0.9341
44148 | 13 | 1 | 365 | 14.793 | 0.79101 | 15 | 0.58402
50467 | 5.1 | 1 | 365 | 5.8034 | 0.68724 | 6 | 0.49065
45970 | 17.085 | 1 | 365 | 19.4414 | 0.15226 | 19 | 0.59369
42656 | 8.06 | 1 | 365 | 9.1717 | 0.47042 | 9 | 0.64209
39242 | 5.98 | 1 | 365 | 6.8048 | 0.70386 | 7 | 0.50865
47905 | 10.71 | 1 | 365 | 12.1872 | 0.54321 | 12 | 0.73037
39463 | 14.04 | 1 | 365 | 15.9765 | 0.17429 | 16 | 0.15074
32835 | 5.1 | 1 | 365 | 5.8034 | 0.68724 | 6 | 0.49065
50220 | 5.865 | 1 | 365 | 6.6739 | 0.44033 | 7 | 0.11425
47965 | 6.36 | 1 | 365 | 7.2372 | 0.57468 | 7 | 0.81187
39527 | 3.12 | 1 | 365 | 3.5503 | 0.14984 | 3 | 0.70016
47529 | 4.845 | 1 | 365 | 5.5132 | 0.10288 | 5 | 0.61612
45121 | 4.59 | 1 | 365 | 5.2231 | 0.51852 | 5 | 0.74159
50227 | 13.26 | 1 | 365 | 15.0889 | 0.38683 | 15 | 0.4757
50281 | 12.24 | 1 | 365 | 13.9282 | 0.04938 | 13 | 0.97757
45906 | 3.51 | 1 | 365 | 3.9941 | 0.043572 | 4 | 0.037685
39320 | 4.42 | 1 | 365 | 5.0296 | 0.12894 | 5 | 0.15857
40043 | 3.315 | 1 | 365 | 3.7722 | 0.59671 | 4 | 0.36893
50473 | 5.355 | 1 | 365 | 6.0936 | 0.2716 | 6 | 0.36519
39585 | 4.68 | 1 | 365 | 5.3255 | 0.72476 | 6 | 0.050247
41929 | 6.24 | 1 | 365 | 7.1006 | 0.29968 | 7 | 0.40033
44948 | 4.68 | 1 | 365 | 5.3255 | 0.72476 | 6 | 0.050247
40584 | 9.1 | 1 | 365 | 10.3551 | 0.85371 | 11 | 0.20881
31811 | 9.1 | 1 | 365 | 10.3551 | 0.85371 | 11 | 0.20881
31227 | 4.68 | 1 | 365 | 5.3255 | 0.72476 | 6 | 0.050247
39644 | 5.72 | 1 | 365 | 6.5089 | 0.10804 | 6 | 0.61697
28954 | 3.64 | 1 | 365 | 4.142 | 0.34148 | 4 | 0.48353
43318 | 6.24 | 1 | 365 | 7.1006 | 0.29968 | 7 | 0.40033
37577 | 9.88 | 1 | 365 | 11.2427 | 0.64117 | 11 | 0.88386
39467 | 10.965 | 1 | 365 | 12.4773 | 0.12757 | 12 | 0.60491
39421 | 7.02 | 1 | 365 | 7.9882 | 0.087144 | 8 | 0.075371
40509 | 5.2 | 1 | 365 | 5.9172 | 0.9164 | 6 | 0.83361
43846 | 14.79 | 1 | 365 | 16.8299 | 0.893 | 17 | 0.7229
41812 | 3.315 | 1 | 365 | 3.7722 | 0.59671 | 4 | 0.36893
50578 | 2.34 | 1 | 365 | 2.6627 | 0.36238 | 3 | 0.025124
42069 | 5.2 | 1 | 365 | 5.9172 | 0.9164 | 6 | 0.83361
39483 | 10.53 | 1 | 365 | 11.9823 | 0.13072 | 12 | 0.11306
37930 | 8.67 | 1 | 365 | 9.8658 | 0.86831 | 10 | 0.73411
39446 | 6.24 | 1 | 365 | 7.1006 | 0.29968 | 7 | 0.40033
40510 | 5.72 | 1 | 365 | 6.5089 | 0.10804 | 6 | 0.61697
47545 | 6.375 | 1 | 365 | 7.2543 | 0.60905 | 7 | 0.86332
50328 | 10.92 | 1 | 365 | 12.4261 | 0.024447 | 12 | 0.45058
33584 | 4.42 | 1 | 365 | 5.0296 | 0.12894 | 5 | 0.15857
40356 | 3.64 | 1 | 365 | 4.142 | 0.34148 | 4 | 0.48353
33664 | 8.84 | 1 | 365 | 10.0592 | 0.25789 | 10 | 0.31713
40386 | 7.02 | 1 | 365 | 7.9882 | 0.087144 | 8 | 0.075371
33101 | 8.32 | 1 | 365 | 9.4675 | 0.066245 | 9 | 0.53377
40193 | 3.12 | 1 | 365 | 3.5503 | 0.14984 | 3 | 0.70016
40909 | 9.805 | 1 | 365 | 11.1573 | 0.46929 | 11 | 0.62664
38229 | 4.845 | 1 | 365 | 5.5132 | 0.10288 | 5 | 0.61612
40528 | 8.06 | 1 | 365 | 9.1717 | 0.47042 | 9 | 0.64209
41847 | 4.16 | 1 | 365 | 4.7338 | 0.53312 | 5 | 0.26689
41688 | 6.24 | 1 | 365 | 7.1006 | 0.29968 | 7 | 0.40033
49662 | 4.68 | 1 | 365 | 5.3255 | 0.72476 | 6 | 0.050247
39328 | 10.4 | 1 | 365 | 11.8344 | 0.83281 | 12 | 0.66722
42380 | 5.46 | 1 | 365 | 6.2131 | 0.51222 | 6 | 0.72529
41381 | 6.885 | 1 | 365 | 7.8346 | 0.77778 | 8 | 0.61238
43339 | 5.61 | 1 | 365 | 6.3838 | 0.85597 | 7 | 0.23972
41808 | 7.685 | 1 | 365 | 8.7449 | 0.61107 | 9 | 0.35601
38062 | 7.14 | 1 | 365 | 8.1248 | 0.36214 | 8 | 0.48692
43609 | 10.92 | 1 | 365 | 12.4261 | 0.024447 | 12 | 0.45058
42978 | 13 | 1 | 365 | 14.793 | 0.79101 | 15 | 0.58402
43335 | 3.64 | 1 | 365 | 4.142 | 0.34148 | 4 | 0.48353
38488 | 13.52 | 1 | 365 | 15.3847 | 0.98265 | 16 | 0.36738
41403 | 6.24 | 1 | 365 | 7.1006 | 0.29968 | 7 | 0.40033
39407 | 7.02 | 1 | 365 | 7.9882 | 0.087144 | 8 | 0.075371
35457 | 9.36 | 1 | 365 | 10.651 | 0.44953 | 11 | 0.10049
41828 | 8.32 | 1 | 365 | 9.4675 | 0.066245 | 9 | 0.53377
45380 | 6.76 | 1 | 365 | 7.6924 | 0.49132 | 8 | 0.18369
43690 | 7.95 | 1 | 365 | 9.0465 | 0.21835 | 9 | 0.26484
50476 | 6.63 | 1 | 365 | 7.5444 | 0.19341 | 7 | 0.73785
41083 | 11.18 | 1 | 365 | 12.722 | 0.62027 | 13 | 0.34226
38334 | 5.865 | 1 | 365 | 6.6739 | 0.44033 | 7 | 0.11425
45619 | 7.65 | 1 | 365 | 8.7051 | 0.53086 | 9 | 0.23598
47476 | 4.42 | 1 | 365 | 5.0296 | 0.12894 | 5 | 0.15857
48008 | 13.26 | 1 | 365 | 15.0889 | 0.38683 | 15 | 0.4757
43341 | 8.32 | 1 | 365 | 9.4675 | 0.066245 | 9 | 0.53377
48091 | 13.77 | 1 | 365 | 15.6692 | 0.55555 | 16 | 0.22477
48518 | 10.2 | 1 | 365 | 11.6068 | 0.37448 | 11 | 0.98131
39349 | 12.48 | 1 | 365 | 14.2013 | 0.59937 | 14 | 0.80066
48170 | 12.74 | 1 | 365 | 14.4972 | 0.19519 | 14 | 0.69234
47511 | 6.375 | 1 | 365 | 7.2543 | 0.60905 | 7 | 0.86332
50250 | 8.16 | 1 | 365 | 9.2855 | 0.69959 | 9 | 0.98505
48403 | 4.68 | 1 | 365 | 5.3255 | 0.72476 | 6 | 0.050247
40228 | 14.04 | 1 | 365 | 15.9765 | 0.17429 | 16 | 0.15074
40087 | 12.24 | 1 | 365 | 13.9282 | 0.04938 | 13 | 0.97757
39136 | 6.5 | 1 | 365 | 7.3965 | 0.8955 | 8 | 0.29201
39480 | 14.56 | 1 | 365 | 16.5682 | 0.36593 | 16 | 0.9341
39106 | 4.16 | 1 | 365 | 4.7338 | 0.53312 | 5 | 0.26689
48147 | 4.335 | 1 | 365 | 4.9329 | 0.93416 | 5 | 0.86706
50336 | 10.2 | 1 | 365 | 11.6068 | 0.37448 | 11 | 0.98131
45739 | 5.2 | 1 | 365 | 5.9172 | 0.9164 | 6 | 0.83361
40512 | 7.02 | 1 | 365 | 7.9882 | 0.087144 | 8 | 0.075371
43911 | 10.53 | 1 | 365 | 11.9823 | 0.13072 | 12 | 0.11306
39438 | 8.925 | 1 | 365 | 10.156 | 0.45267 | 10 | 0.60864
50282 | 9.88 | 1 | 365 | 11.2427 | 0.64117 | 11 | 0.88386
39327 | 4.16 | 1 | 365 | 4.7338 | 0.53312 | 5 | 0.26689
39552 | 15.34 | 1 | 365 | 17.4558 | 0.15339 | 17 | 0.60914
45451 | 12.75 | 1 | 365 | 14.5085 | 0.2181 | 14 | 0.72663
39160 | 9.945 | 1 | 365 | 11.3167 | 0.79012 | 12 | 0.10678
39389 | 4.68 | 1 | 365 | 5.3255 | 0.72476 | 6 | 0.050247
42468 | 2.34 | 1 | 365 | 2.6627 | 0.36238 | 3 | 0.025124
39546 | 6.76 | 1 | 365 | 7.6924 | 0.49132 | 8 | 0.18369
41705 | 8.84 | 1 | 365 | 10.0592 | 0.25789 | 10 | 0.31713
43708 | 13.52 | 1 | 365 | 15.3847 | 0.98265 | 16 | 0.36738
39689 | 5.2 | 1 | 365 | 5.9172 | 0.9164 | 6 | 0.83361
39333 | 6.885 | 1 | 365 | 7.8346 | 0.77778 | 8 | 0.61238
39000 | 3.12 | 1 | 365 | 3.5503 | 0.14984 | 3 | 0.70016
50326 | 7.02 | 1 | 365 | 7.9882 | 0.087144 | 8 | 0.075371
45776 | 14.04 | 1 | 365 | 15.9765 | 0.17429 | 16 | 0.15074
45884 | 4.08 | 1 | 365 | 4.6427 | 0.34979 | 4 | 0.99252
39239 | 8.67 | 1 | 365 | 9.8658 | 0.86831 | 10 | 0.73411
42225 | 12.22 | 1 | 365 | 13.9054 | 0.0035475 | 13 | 0.90898
40298 | 11.22 | 1 | 365 | 12.7675 | 0.71193 | 13 | 0.47944
41749 | 4.16 | 1 | 365 | 4.7338 | 0.53312 | 5 | 0.26689
41818 | 8.06 | 1 | 365 | 9.1717 | 0.47042 | 9 | 0.64209
45295 | 10.965 | 1 | 365 | 12.4773 | 0.12757 | 12 | 0.60491
38784 | 13 | 1 | 365 | 14.793 | 0.79101 | 15 | 0.58402
43278 | 7.28 | 1 | 365 | 8.2841 | 0.68296 | 8 | 0.96705
41066 | 11.96 | 1 | 365 | 13.6096 | 0.40773 | 14 | 0.017298
38014 | 8.67 | 1 | 365 | 9.8658 | 0.86831 | 10 | 0.73411
39289 | 8.16 | 1 | 365 | 9.2855 | 0.69959 | 9 | 0.98505
45189 | 3.975 | 1 | 365 | 4.5232 | 0.10917 | 4 | 0.63242
39973 | 9.69 | 1 | 365 | 11.0265 | 0.20576 | 11 | 0.23224
37887 | 2.86 | 1 | 365 | 3.2545 | 0.55402 | 3 | 0.80848
39629 | 8.06 | 1 | 365 | 9.1717 | 0.47042 | 9 | 0.64209
40098 | 15.86 | 1 | 365 | 18.0475 | 0.34503 | 18 | 0.3925
39562 | 9.1 | 1 | 365 | 10.3551 | 0.85371 | 11 | 0.20881
42955 | 5.2 | 1 | 365 | 5.9172 | 0.9164 | 6 | 0.83361
48123 | 4.59 | 1 | 365 | 5.2231 | 0.51852 | 5 | 0.74159
43762 | 9.945 | 1 | 365 | 11.3167 | 0.79012 | 12 | 0.10678
40947 | 5.1 | 1 | 365 | 5.8034 | 0.68724 | 6 | 0.49065
39216 | 5.46 | 1 | 365 | 6.2131 | 0.51222 | 6 | 0.72529
40128 | 9.1 | 1 | 365 | 10.3551 | 0.85371 | 11 | 0.20881
45715 | 7.685 | 1 | 365 | 8.7449 | 0.61107 | 9 | 0.35601
43170 | 12.48 | 1 | 365 | 14.2013 | 0.59937 | 14 | 0.80066
41723 | 7.42 | 1 | 365 | 8.4434 | 0.0037907 | 8 | 0.44719
40904 | 5.46 | 1 | 365 | 6.2131 | 0.51222 | 6 | 0.72529
38029 | 6.5 | 1 | 365 | 7.3965 | 0.8955 | 8 | 0.29201
40035 | 8.06 | 1 | 365 | 9.1717 | 0.47042 | 9 | 0.64209
39107 | 12.48 | 1 | 365 | 14.2013 | 0.59937 | 14 | 0.80066
50666 | 6.885 | 1 | 365 | 7.8346 | 0.77778 | 8 | 0.61238
47491 | 7.65 | 1 | 365 | 8.7051 | 0.53086 | 9 | 0.23598
42249 | 4.68 | 1 | 365 | 5.3255 | 0.72476 | 6 | 0.050247
39484 | 11.07 | 1 | 365 | 12.5968 | 0.36819 | 12 | 0.96501
42001 | 12.72 | 1 | 365 | 14.4744 | 0.14936 | 14 | 0.62375
41277 | 5.61 | 1 | 365 | 6.3838 | 0.85597 | 7 | 0.23972
50209 | 3.57 | 1 | 365 | 4.0624 | 0.18107 | 4 | 0.24346
45158 | 3.64 | 1 | 365 | 4.142 | 0.34148 | 4 | 0.48353
41173 | 4.59 | 1 | 365 | 5.2231 | 0.51852 | 5 | 0.74159
43840 | 8.06 | 1 | 365 | 9.1717 | 0.47042 | 9 | 0.64209
41861 | 5.46 | 1 | 365 | 6.2131 | 0.51222 | 6 | 0.72529
50679 | 11.96 | 1 | 365 | 13.6096 | 0.40773 | 14 | 0.017298
39578 | 7.4 | 1 | 365 | 8.4206 | 0.95796 | 9 | 0.3786
39461 | 3.825 | 1 | 365 | 4.3526 | 0.76543 | 5 | 0.11799
41631 | 13.26 | 1 | 365 | 15.0889 | 0.38683 | 15 | 0.4757
39963 | 2.6 | 1 | 365 | 2.9586 | 0.9582 | 3 | 0.9168
40058 | 8.1 | 1 | 365 | 9.2172 | 0.56209 | 9 | 0.77927
47558 | 2.805 | 1 | 365 | 3.1919 | 0.42798 | 3 | 0.61986
45546 | 3.64 | 1 | 365 | 4.142 | 0.34148 | 4 | 0.48353
43152 | 4.08 | 1 | 365 | 4.6427 | 0.34979 | 4 | 0.99252
39579 | 5.72 | 1 | 365 | 6.5089 | 0.10804 | 6 | 0.61697
39080 | 8.84 | 1 | 365 | 10.0592 | 0.25789 | 10 | 0.31713
40861 | 4.16 | 1 | 365 | 4.7338 | 0.53312 | 5 | 0.26689
41397 | 11.18 | 1 | 365 | 12.722 | 0.62027 | 13 | 0.34226
41472 | 4.68 | 1 | 365 | 5.3255 | 0.72476 | 6 | 0.050247
41255 | 4.68 | 1 | 365 | 5.3255 | 0.72476 | 6 | 0.050247
41074 | 7.155 | 1 | 365 | 8.1418 | 0.39651 | 8 | 0.53836
45673 | 8.06 | 1 | 365 | 9.1717 | 0.47042 | 9 | 0.64209
45074 | 4.32 | 1 | 365 | 4.9158 | 0.89978 | 5 | 0.81561
50586 | 3.825 | 1 | 365 | 4.3526 | 0.76543 | 5 | 0.11799
42335 | 8.32 | 1 | 365 | 9.4675 | 0.066245 | 9 | 0.53377
38378 | 8.06 | 1 | 365 | 9.1717 | 0.47042 | 9 | 0.64209
41992 | 9.88 | 1 | 365 | 11.2427 | 0.64117 | 11 | 0.88386
39393 | 10.14 | 1 | 365 | 11.5385 | 0.23699 | 11 | 0.77554
42097 | 7.02 | 1 | 365 | 7.9882 | 0.087144 | 8 | 0.075371
43308 | 5.67 | 1 | 365 | 6.452 | 0.99346 | 7 | 0.44549
39449 | 7.54 | 1 | 365 | 8.5799 | 0.27878 | 8 | 0.85873
40073 | 6.12 | 1 | 365 | 6.9641 | 0.02469 | 6 | 0.98878
45485 | 6.1 | 1 | 365 | 6.9413 | 0.97886 | 7 | 0.92019
43605 | 10.92 | 1 | 365 | 12.4261 | 0.024447 | 12 | 0.45058
38020 | 6.89 | 1 | 365 | 7.8403 | 0.78923 | 8 | 0.62953
45980 | 9.36 | 1 | 365 | 10.651 | 0.44953 | 11 | 0.10049
47142 | 7.02 | 1 | 365 | 7.9882 | 0.087144 | 8 | 0.075371
45153 | 10.92 | 1 | 365 | 12.4261 | 0.024447 | 12 | 0.45058
40106 | 6.76 | 1 | 365 | 7.6924 | 0.49132 | 8 | 0.18369
42883 | 4.42 | 1 | 365 | 5.0296 | 0.12894 | 5 | 0.15857
40970 | 5.2 | 1 | 365 | 5.9172 | 0.9164 | 6 | 0.83361
47796 | 10.965 | 1 | 365 | 12.4773 | 0.12757 | 12 | 0.60491
43016 | 6.24 | 1 | 365 | 7.1006 | 0.29968 | 7 | 0.40033
50495 | 10.14 | 1 | 365 | 11.5385 | 0.23699 | 11 | 0.77554
42033 | 2.34 | 1 | 365 | 2.6627 | 0.36238 | 3 | 0.025124
50355 | 5.865 | 1 | 365 | 6.6739 | 0.44033 | 7 | 0.11425
42550 | 3.9 | 1 | 365 | 4.4379 | 0.9373 | 5 | 0.37521
40174 | 6.12 | 1 | 365 | 6.9641 | 0.02469 | 6 | 0.98878
46150 | 5.355 | 1 | 365 | 6.0936 | 0.2716 | 6 | 0.36519
42610 | 7.42 | 1 | 365 | 8.4434 | 0.0037907 | 8 | 0.44719
42211 | 8.16 | 1 | 365 | 9.2855 | 0.69959 | 9 | 0.98505
50527 | 11.475 | 1 | 365 | 13.0577 | 0.29629 | 13 | 0.35397
39613 | 14.04 | 1 | 365 | 15.9765 | 0.17429 | 16 | 0.15074
45339 | 11.66 | 1 | 365 | 13.2682 | 0.72024 | 13 | 0.98844
38765 | 4.42 | 1 | 365 | 5.0296 | 0.12894 | 5 | 0.15857
39574 | 5.98 | 1 | 365 | 6.8048 | 0.70386 | 7 | 0.50865
41785 | 7.8 | 1 | 365 | 8.8758 | 0.8746 | 9 | 0.75041
39024 | 5.72 | 1 | 365 | 6.5089 | 0.10804 | 6 | 0.61697
43818 | 6.76 | 1 | 365 | 7.6924 | 0.49132 | 8 | 0.18369
42146 | 5.46 | 1 | 365 | 6.2131 | 0.51222 | 6 | 0.72529
38203 | 9.1 | 1 | 365 | 10.3551 | 0.85371 | 11 | 0.20881
38404 | 6.24 | 1 | 365 | 7.1006 | 0.29968 | 7 | 0.40033
40920 | 6.5 | 1 | 365 | 7.3965 | 0.8955 | 8 | 0.29201
42263 | 4.42 | 1 | 365 | 5.0296 | 0.12894 | 5 | 0.15857
41903 | 11.925 | 1 | 365 | 13.5697 | 0.32752 | 13 | 0.89726
39254 | 3.975 | 1 | 365 | 4.5232 | 0.10917 | 4 | 0.63242
39418 | 10.66 | 1 | 365 | 12.1303 | 0.42863 | 12 | 0.5589
38340 | 3.71 | 1 | 365 | 4.2217 | 0.5019 | 4 | 0.72359
43018 | 13.52 | 1 | 365 | 15.3847 | 0.98265 | 16 | 0.36738
38275 | 5.565 | 1 | 365 | 6.3325 | 0.75284 | 7 | 0.08539
43594 | 8.48 | 1 | 365 | 9.6496 | 0.4329 | 10 | 0.082499
38705 | 9 | 1 | 365 | 10.2413 | 0.62454 | 10 | 0.86586
39510 | 5.46 | 1 | 365 | 6.2131 | 0.51222 | 6 | 0.72529
42265 | 4.42 | 1 | 365 | 5.0296 | 0.12894 | 5 | 0.15857
39703 | 3.9 | 1 | 365 | 4.4379 | 0.9373 | 5 | 0.37521
45743 | 8.06 | 1 | 365 | 9.1717 | 0.47042 | 9 | 0.64209
38228 | 9.62 | 1 | 365 | 10.9468 | 0.045346 | 10 | 0.99217
42171 | 10.14 | 1 | 365 | 11.5385 | 0.23699 | 11 | 0.77554
41160 | 5.1 | 1 | 365 | 5.8034 | 0.68724 | 6 | 0.49065
50228 | 2.385 | 1 | 365 | 2.7139 | 0.4655 | 3 | 0.17945
41689 | 4.68 | 1 | 365 | 5.3255 | 0.72476 | 6 | 0.050247
45954 | 2.34 | 1 | 365 | 2.6627 | 0.36238 | 3 | 0.025124
42257 | 10.965 | 1 | 365 | 12.4773 | 0.12757 | 12 | 0.60491
38582 | 2.04 | 1 | 365 | 2.3214 | 0.6749 | 2 | 0.99626
41690 | 6.885 | 1 | 365 | 7.8346 | 0.77778 | 8 | 0.61238
39505 | 2.34 | 1 | 365 | 2.6627 | 0.36238 | 3 | 0.025124
46289 | 4.24 | 1 | 365 | 4.8248 | 0.71645 | 5 | 0.54125
38590 | 6.24 | 1 | 365 | 7.1006 | 0.29968 | 7 | 0.40033
38278 | 6.095 | 1 | 365 | 6.9356 | 0.9674 | 7 | 0.90305
47922 | 8.32 | 1 | 365 | 9.4675 | 0.066245 | 9 | 0.53377
44992 | 7.65 | 1 | 365 | 8.7051 | 0.53086 | 9 | 0.23598
39490 | 5.1 | 1 | 365 | 5.8034 | 0.68724 | 6 | 0.49065
50259 | 7.65 | 1 | 365 | 8.7051 | 0.53086 | 9 | 0.23598
45754 | 5.1 | 1 | 365 | 5.8034 | 0.68724 | 6 | 0.49065
50629 | 11.985 | 1 | 365 | 13.638 | 0.46502 | 14 | 0.10304
50518 | 2.86 | 1 | 365 | 3.2545 | 0.55402 | 3 | 0.80848
39616 | 6.24 | 1 | 365 | 7.1006 | 0.29968 | 7 | 0.40033
40438 | 12.22 | 1 | 365 | 13.9054 | 0.0035475 | 13 | 0.90898
50630 | 11.44 | 1 | 365 | 13.0179 | 0.21609 | 13 | 0.23394
45681 | 5.2 | 1 | 365 | 5.9172 | 0.9164 | 6 | 0.83361
42030 | 12.69 | 1 | 365 | 14.4403 | 0.080607 | 14 | 0.52086
43738 | 6.76 | 1 | 365 | 7.6924 | 0.49132 | 8 | 0.18369
51799 | 2.295 | 1 | 365 | 2.6115 | 0.25926 | 2 | 0.87079
41660 | 9.36 | 1 | 365 | 10.651 | 0.44953 | 11 | 0.10049
49391 | 14.3 | 1 | 365 | 16.2723 | 0.77011 | 17 | 0.042422
40704 | 11.96 | 1 | 365 | 13.6096 | 0.40773 | 14 | 0.017298
50240 | 5.61 | 1 | 365 | 6.3838 | 0.85597 | 7 | 0.23972
40666 | 2.34 | 1 | 365 | 2.6627 | 0.36238 | 3 | 0.025124
40518 | 8.06 | 1 | 365 | 9.1717 | 0.47042 | 9 | 0.64209
42081 | 9.945 | 1 | 365 | 11.3167 | 0.79012 | 12 | 0.10678
39652 | 12.22 | 1 | 365 | 13.9054 | 0.0035475 | 13 | 0.90898
41443 | 6.5 | 1 | 365 | 7.3965 | 0.8955 | 8 | 0.29201
41426 | 9.36 | 1 | 365 | 10.651 | 0.44953 | 11 | 0.10049
42232 | 3.64 | 1 | 365 | 4.142 | 0.34148 | 4 | 0.48353
45997 | 23.92 | 1 | 365 | 27.2191 | 0.81545 | 28 | 0.034597
41193 | 8.58 | 1 | 365 | 9.7634 | 0.66207 | 10 | 0.42545
39306 | 8.84 | 1 | 365 | 10.0592 | 0.25789 | 10 | 0.31713
39376 | 3.64 | 1 | 365 | 4.142 | 0.34148 | 4 | 0.48353
38281 | 3.9 | 1 | 365 | 4.4379 | 0.9373 | 5 | 0.37521
37856 | 6.36 | 1 | 365 | 7.2372 | 0.57468 | 7 | 0.81187
42974 | 6.5 | 1 | 365 | 7.3965 | 0.8955 | 8 | 0.29201
41429 | 9.62 | 1 | 365 | 10.9468 | 0.045346 | 10 | 0.99217
48577 | 11.985 | 1 | 365 | 13.638 | 0.46502 | 14 | 0.10304
41372 | 6.095 | 1 | 365 | 6.9356 | 0.9674 | 7 | 0.90305
50642 | 7.02 | 1 | 365 | 7.9882 | 0.087144 | 8 | 0.075371
43596 | 3.64 | 1 | 365 | 4.142 | 0.34148 | 4 | 0.48353
39966 | 8.16 | 1 | 365 | 9.2855 | 0.69959 | 9 | 0.98505
39426 | 11.96 | 1 | 365 | 13.6096 | 0.40773 | 14 | 0.017298
44994 | 11.7 | 1 | 365 | 13.3137 | 0.81191 | 14 | 0.12562
45086 | 10.66 | 1 | 365 | 12.1303 | 0.42863 | 12 | 0.5589
41743 | 8.06 | 1 | 365 | 9.1717 | 0.47042 | 9 | 0.64209
41760 | 2.65 | 1 | 365 | 3.0155 | 0.072782 | 3 | 0.088281
39944 | 6.76 | 1 | 365 | 7.6924 | 0.49132 | 8 | 0.18369
39936 | 12.48 | 1 | 365 | 14.2013 | 0.59937 | 14 | 0.80066
41541 | 3.18 | 1 | 365 | 3.6186 | 0.28734 | 3 | 0.90594
40050 | 8.415 | 1 | 365 | 9.5756 | 0.28395 | 9 | 0.85958
40546 | 6.24 | 1 | 365 | 7.1006 | 0.29968 | 7 | 0.40033
39604 | 4.16 | 1 | 365 | 4.7338 | 0.53312 | 5 | 0.26689
40173 | 9.1 | 1 | 365 | 10.3551 | 0.85371 | 11 | 0.20881
39606 | 7.02 | 1 | 365 | 7.9882 | 0.087144 | 8 | 0.075371
41188 | 11.44 | 1 | 365 | 13.0179 | 0.21609 | 13 | 0.23394
39509 | 5.46 | 1 | 365 | 6.2131 | 0.51222 | 6 | 0.72529
47359 | 4.16 | 1 | 365 | 4.7338 | 0.53312 | 5 | 0.26689
37913 | 8.84 | 1 | 365 | 10.0592 | 0.25789 | 10 | 0.31713
39674 | 4.16 | 1 | 365 | 4.7338 | 0.53312 | 5 | 0.26689
37889 | 2.915 | 1 | 365 | 3.317 | 0.68006 | 3 | 0.99711
39949 | 3.975 | 1 | 365 | 4.5232 | 0.10917 | 4 | 0.63242
41857 | 8.48 | 1 | 365 | 9.6496 | 0.4329 | 10 | 0.082499
37979 | 9.88 | 1 | 365 | 11.2427 | 0.64117 | 11 | 0.88386
39952 | 7.905 | 1 | 365 | 8.9953 | 0.11522 | 9 | 0.11051
39379 | 11.18 | 1 | 365 | 12.722 | 0.62027 | 13 | 0.34226
39938 | 5.46 | 1 | 365 | 6.2131 | 0.51222 | 6 | 0.72529
50267 | 3.12 | 1 | 365 | 3.5503 | 0.14984 | 3 | 0.70016
43838 | 4.68 | 1 | 365 | 5.3255 | 0.72476 | 6 | 0.050247
43807 | 5.1 | 1 | 365 | 5.8034 | 0.68724 | 6 | 0.49065
40392 | 12.74 | 1 | 365 | 14.4972 | 0.19519 | 14 | 0.69234
41159 | 12.22 | 1 | 365 | 13.9054 | 0.0035475 | 13 | 0.90898
50285 | 5.2 | 1 | 365 | 5.9172 | 0.9164 | 6 | 0.83361
37825 | 2.08 | 1 | 365 | 2.3669 | 0.76656 | 3 | 0.13344
40240 | 7.65 | 1 | 365 | 8.7051 | 0.53086 | 9 | 0.23598
38762 | 16.64 | 1 | 365 | 18.9351 | 0.13249 | 19 | 0.067546
50591 | 20.02 | 1 | 365 | 22.7812 | 0.87815 | 23 | 0.65939
39706 | 6.24 | 1 | 365 | 7.1006 | 0.29968 | 7 | 0.40033
40860 | 5.565 | 1 | 365 | 6.3325 | 0.75284 | 7 | 0.08539
42056 | 5.46 | 1 | 365 | 6.2131 | 0.51222 | 6 | 0.72529
40759 | 10.14 | 1 | 365 | 11.5385 | 0.23699 | 11 | 0.77554
40037 | 5.98 | 1 | 365 | 6.8048 | 0.70386 | 7 | 0.50865
47357 | 16.96 | 1 | 365 | 19.2992 | 0.86581 | 20 | 0.165
47911 | 4.77 | 1 | 365 | 5.4279 | 0.93101 | 6 | 0.35891
45948 | 3.825 | 1 | 365 | 4.3526 | 0.76543 | 5 | 0.11799
37773 | 2.6 | 1 | 365 | 2.9586 | 0.9582 | 3 | 0.9168
40114 | 8.06 | 1 | 365 | 9.1717 | 0.47042 | 9 | 0.64209
43900 | 4.42 | 1 | 365 | 5.0296 | 0.12894 | 5 | 0.15857
43606 | 5.98 | 1 | 365 | 6.8048 | 0.70386 | 7 | 0.50865
39298 | 5.46 | 1 | 365 | 6.2131 | 0.51222 | 6 | 0.72529
39933 | 6.885 | 1 | 365 | 7.8346 | 0.77778 | 8 | 0.61238
50446 | 5.46 | 1 | 365 | 6.2131 | 0.51222 | 6 | 0.72529
42066 | 9.69 | 1 | 365 | 11.0265 | 0.20576 | 11 | 0.23224
38736 | 15.6 | 1 | 365 | 17.7516 | 0.74921 | 18 | 0.50082
45469 | 4.68 | 1 | 365 | 5.3255 | 0.72476 | 6 | 0.050247
46292 | 2.6 | 1 | 365 | 2.9586 | 0.9582 | 3 | 0.9168
41540 | 6.5 | 1 | 365 | 7.3965 | 0.8955 | 8 | 0.29201
41003 | 7.54 | 1 | 365 | 8.5799 | 0.27878 | 8 | 0.85873
41972 | 8.48 | 1 | 365 | 9.6496 | 0.4329 | 10 | 0.082499
37990 | 7.8 | 1 | 365 | 8.8758 | 0.8746 | 9 | 0.75041
37803 | 4.42 | 1 | 365 | 5.0296 | 0.12894 | 5 | 0.15857
40296 | 13.78 | 1 | 365 | 15.6806 | 0.57847 | 16 | 0.25906
41823 | 2.6 | 1 | 365 | 2.9586 | 0.9582 | 3 | 0.9168
41488 | 2.915 | 1 | 365 | 3.317 | 0.68006 | 3 | 0.99711
47532 | 7.28 | 1 | 365 | 8.2841 | 0.68296 | 8 | 0.96705
45740 | 3.9 | 1 | 365 | 4.4379 | 0.9373 | 5 | 0.37521
39285 | 14.04 | 1 | 365 | 15.9765 | 0.17429 | 16 | 0.15074
50348 | 14.025 | 1 | 365 | 15.9594 | 0.13991 | 16 | 0.099299
41704 | 14.04 | 1 | 365 | 15.9765 | 0.17429 | 16 | 0.15074
47521 | 3.9 | 1 | 365 | 4.4379 | 0.9373 | 5 | 0.37521
41502 | 5.3 | 1 | 365 | 6.031 | 0.14556 | 6 | 0.17656
43781 | 3.06 | 1 | 365 | 3.482 | 0.012345 | 3 | 0.49439
38252 | 14.04 | 1 | 365 | 15.9765 | 0.17429 | 16 | 0.15074
50510 | 5.1 | 1 | 365 | 5.8034 | 0.68724 | 6 | 0.49065
50618 | 10.2 | 1 | 365 | 11.6068 | 0.37448 | 11 | 0.98131
50363 | 3.12 | 1 | 365 | 3.5503 | 0.14984 | 3 | 0.70016
47390 | 7.8 | 1 | 365 | 8.8758 | 0.8746 | 9 | 0.75041
45017 | 3.9 | 1 | 365 | 4.4379 | 0.9373 | 5 | 0.37521
48573 | 8.16 | 1 | 365 | 9.2855 | 0.69959 | 9 | 0.98505
50360 | 6.76 | 1 | 365 | 7.6924 | 0.49132 | 8 | 0.18369
50478 | 3.12 | 1 | 365 | 3.5503 | 0.14984 | 3 | 0.70016
40104 | 5.355 | 1 | 365 | 6.0936 | 0.2716 | 6 | 0.36519
42449 | 7.54 | 1 | 365 | 8.5799 | 0.27878 | 8 | 0.85873
40279 | 9.01 | 1 | 365 | 10.2527 | 0.64746 | 10 | 0.90016
36054 | 4.42 | 1 | 365 | 5.0296 | 0.12894 | 5 | 0.15857
39097 | 10.92 | 1 | 365 | 12.4261 | 0.024447 | 12 | 0.45058
41233 | 12.42 | 1 | 365 | 14.133 | 0.46187 | 14 | 0.59489
48540 | 4.68 | 1 | 365 | 5.3255 | 0.72476 | 6 | 0.050247
37971 | 7.8 | 1 | 365 | 8.8758 | 0.8746 | 9 | 0.75041
50266 | 4.42 | 1 | 365 | 5.0296 | 0.12894 | 5 | 0.15857
40120 | 10.4 | 1 | 365 | 11.8344 | 0.83281 | 12 | 0.66722
38353 | 5.46 | 1 | 365 | 6.2131 | 0.51222 | 6 | 0.72529
48550 | 6.5 | 1 | 365 | 7.3965 | 0.8955 | 8 | 0.29201
39282 | 6.63 | 1 | 365 | 7.5444 | 0.19341 | 7 | 0.73785
34620 | 2.86 | 1 | 365 | 3.2545 | 0.55402 | 3 | 0.80848
39608 | 7.28 | 1 | 365 | 8.2841 | 0.68296 | 8 | 0.96705
33459 | 9.805 | 1 | 365 | 11.1573 | 0.46929 | 11 | 0.62664
39499 | 4.32 | 1 | 365 | 4.9158 | 0.89978 | 5 | 0.81561
39415 | 9.36 | 1 | 365 | 10.651 | 0.44953 | 11 | 0.10049
32865 | 7.28 | 1 | 365 | 8.2841 | 0.68296 | 8 | 0.96705
41442 | 10.71 | 1 | 365 | 12.1872 | 0.54321 | 12 | 0.73037
42057 | 15.9 | 1 | 365 | 18.093 | 0.43669 | 18 | 0.52969
38473 | 8.06 | 1 | 365 | 9.1717 | 0.47042 | 9 | 0.64209
39357 | 5.1 | 1 | 365 | 5.8034 | 0.68724 | 6 | 0.49065
40463 | 5.46 | 1 | 365 | 6.2131 | 0.51222 | 6 | 0.72529
41362 | 5.46 | 1 | 365 | 6.2131 | 0.51222 | 6 | 0.72529
50620 | 10.66 | 1 | 365 | 12.1303 | 0.42863 | 12 | 0.5589
41480 | 10.965 | 1 | 365 | 12.4773 | 0.12757 | 12 | 0.60491
52657 | 6.375 | 1 | 365 | 7.2543 | 0.60905 | 7 | 0.86332
45751 | 8.58 | 1 | 365 | 9.7634 | 0.66207 | 10 | 0.42545
40185 | 7.54 | 1 | 365 | 8.5799 | 0.27878 | 8 | 0.85873
40555 | 3.9 | 1 | 365 | 4.4379 | 0.9373 | 5 | 0.37521
40414 | 4.16 | 1 | 365 | 4.7338 | 0.53312 | 5 | 0.26689
39212 | 6.24 | 1 | 365 | 7.1006 | 0.29968 | 7 | 0.40033
42367 | 6.24 | 1 | 365 | 7.1006 | 0.29968 | 7 | 0.40033
39217 | 6.24 | 1 | 365 | 7.1006 | 0.29968 | 7 | 0.40033
48591 | 5.1 | 1 | 365 | 5.8034 | 0.68724 | 6 | 0.49065
45706 | 3.12 | 1 | 365 | 3.5503 | 0.14984 | 3 | 0.70016
50317 | 6.63 | 1 | 365 | 7.5444 | 0.19341 | 7 | 0.73785
43683 | 7.155 | 1 | 365 | 8.1418 | 0.39651 | 8 | 0.53836
45399 | 3.9 | 1 | 365 | 4.4379 | 0.9373 | 5 | 0.37521
38815 | 4.59 | 1 | 365 | 5.2231 | 0.51852 | 5 | 0.74159
45630 | 12.985 | 1 | 365 | 14.7759 | 0.75663 | 15 | 0.53258
47883 | 11.22 | 1 | 365 | 12.7675 | 0.71193 | 13 | 0.47944
46222 | 8.58 | 1 | 365 | 9.7634 | 0.66207 | 10 | 0.42545
50622 | 7.14 | 1 | 365 | 8.1248 | 0.36214 | 8 | 0.48692
50464 | 6.12 | 1 | 365 | 6.9641 | 0.02469 | 6 | 0.98878
39678 | 4.05 | 1 | 365 | 4.6086 | 0.28104 | 4 | 0.88964
50602 | 3.825 | 1 | 365 | 4.3526 | 0.76543 | 5 | 0.11799
50580 | 6.375 | 1 | 365 | 7.2543 | 0.60905 | 7 | 0.86332
39714 | 8.415 | 1 | 365 | 9.5756 | 0.28395 | 9 | 0.85958
41098 | 5.035 | 1 | 365 | 5.7294 | 0.53829 | 6 | 0.26773
43808 | 6.75 | 1 | 365 | 7.681 | 0.46841 | 8 | 0.1494
39663 | 11.44 | 1 | 365 | 13.0179 | 0.21609 | 13 | 0.23394
41146 | 9.88 | 1 | 365 | 11.2427 | 0.64117 | 11 | 0.88386
40968 | 7.8 | 1 | 365 | 8.8758 | 0.8746 | 9 | 0.75041
39653 | 11.18 | 1 | 365 | 12.722 | 0.62027 | 13 | 0.34226
50356 | 8.415 | 1 | 365 | 9.5756 | 0.28395 | 9 | 0.85958
40190 | 8.16 | 1 | 365 | 9.2855 | 0.69959 | 9 | 0.98505
43755 | 7.14 | 1 | 365 | 8.1248 | 0.36214 | 8 | 0.48692
50736 | 7.905 | 1 | 365 | 8.9953 | 0.11522 | 9 | 0.11051
31232 | 11.96 | 1 | 365 | 13.6096 | 0.40773 | 14 | 0.017298
40008 | 5.865 | 1 | 365 | 6.6739 | 0.44033 | 7 | 0.11425
50636 | 15.08 | 1 | 365 | 17.1599 | 0.55757 | 17 | 0.71746
37854 | 3.38 | 1 | 365 | 3.8462 | 0.74566 | 4 | 0.59185
39617 | 7.28 | 1 | 365 | 8.2841 | 0.68296 | 8 | 0.96705
37705 | 6.5 | 1 | 365 | 7.3965 | 0.8955 | 8 | 0.29201
42019 | 5.72 | 1 | 365 | 6.5089 | 0.10804 | 6 | 0.61697
50409 | 8.415 | 1 | 365 | 9.5756 | 0.28395 | 9 | 0.85958
50224 | 10.965 | 1 | 365 | 12.4773 | 0.12757 | 12 | 0.60491
50616 | 6.63 | 1 | 365 | 7.5444 | 0.19341 | 7 | 0.73785
43825 | 9.36 | 1 | 365 | 10.651 | 0.44953 | 11 | 0.10049
50386 | 10.965 | 1 | 365 | 12.4773 | 0.12757 | 12 | 0.60491
38138 | 6.5 | 1 | 365 | 7.3965 | 0.8955 | 8 | 0.29201
39996 | 5.46 | 1 | 365 | 6.2131 | 0.51222 | 6 | 0.72529
39925 | 3.06 | 1 | 365 | 3.482 | 0.012345 | 3 | 0.49439
39513 | 4.94 | 1 | 365 | 5.6213 | 0.32058 | 5 | 0.94193
40959 | 7.54 | 1 | 365 | 8.5799 | 0.27878 | 8 | 0.85873
37298 | 3.9 | 1 | 365 | 4.4379 | 0.9373 | 5 | 0.37521
49407 | 4.505 | 1 | 365 | 5.1263 | 0.32373 | 5 | 0.45008
39154 | 5.46 | 1 | 365 | 6.2131 | 0.51222 | 6 | 0.72529
41788 | 8.06 | 1 | 365 | 9.1717 | 0.47042 | 9 | 0.64209
42863 | 6.24 | 1 | 365 | 7.1006 | 0.29968 | 7 | 0.40033
39732 | 7.54 | 1 | 365 | 8.5799 | 0.27878 | 8 | 0.85873
40916 | 3.64 | 1 | 365 | 4.142 | 0.34148 | 4 | 0.48353
45758 | 4.08 | 1 | 365 | 4.6427 | 0.34979 | 4 | 0.99252
47553 | 12.72 | 1 | 365 | 14.4744 | 0.14936 | 14 | 0.62375
41793 | 14.045 | 1 | 365 | 15.9821 | 0.18575 | 16 | 0.16789
50615 | 5.1 | 1 | 365 | 5.8034 | 0.68724 | 6 | 0.49065
42424 | 14.535 | 1 | 365 | 16.5397 | 0.30864 | 16 | 0.84836
40551 | 5.46 | 1 | 365 | 6.2131 | 0.51222 | 6 | 0.72529
39197 | 13.77 | 1 | 365 | 15.6692 | 0.55555 | 16 | 0.22477
45101 | 9.18 | 1 | 365 | 10.4461 | 0.037035 | 10 | 0.48318
45873 | 10.4 | 1 | 365 | 11.8344 | 0.83281 | 12 | 0.66722
47509 | 8.925 | 1 | 365 | 10.156 | 0.45267 | 10 | 0.60864
40233 | 9.62 | 1 | 365 | 10.9468 | 0.045346 | 10 | 0.99217
39365 | 6.76 | 1 | 365 | 7.6924 | 0.49132 | 8 | 0.18369
38767 | 7.8 | 1 | 365 | 8.8758 | 0.8746 | 9 | 0.75041
45324 | 20.8 | 1 | 365 | 23.6688 | 0.66561 | 24 | 0.33443
38219 | 10.865 | 1 | 365 | 12.3635 | 0.89841 | 13 | 0.26195
39594 | 6.24 | 1 | 365 | 7.1006 | 0.29968 | 7 | 0.40033
41149 | 5.46 | 1 | 365 | 6.2131 | 0.51222 | 6 | 0.72529
38162 | 7.8 | 1 | 365 | 8.8758 | 0.8746 | 9 | 0.75041
39276 | 8.32 | 1 | 365 | 9.4675 | 0.066245 | 9 | 0.53377
42078 | 12.74 | 1 | 365 | 14.4972 | 0.19519 | 14 | 0.69234
38025 | 9.1 | 1 | 365 | 10.3551 | 0.85371 | 11 | 0.20881
39322 | 10.14 | 1 | 365 | 11.5385 | 0.23699 | 11 | 0.77554
50406 | 3.78 | 1 | 365 | 4.3014 | 0.66231 | 4 | 0.96366
41416 | 11.44 | 1 | 365 | 13.0179 | 0.21609 | 13 | 0.23394
50562 | 8.06 | 1 | 365 | 9.1717 | 0.47042 | 9 | 0.64209
39614 | 8.32 | 1 | 365 | 9.4675 | 0.066245 | 9 | 0.53377
48107 | 3.12 | 1 | 365 | 3.5503 | 0.14984 | 3 | 0.70016
41229 | 8.58 | 1 | 365 | 9.7634 | 0.66207 | 10 | 0.42545
42017 | 8.215 | 1 | 365 | 9.348 | 0.82563 | 10 | 0.17367
50233 | 5.355 | 1 | 365 | 6.0936 | 0.2716 | 6 | 0.36519
42452 | 6.5 | 1 | 365 | 7.3965 | 0.8955 | 8 | 0.29201
50368 | 5.865 | 1 | 365 | 6.6739 | 0.44033 | 7 | 0.11425
39932 | 4.42 | 1 | 365 | 5.0296 | 0.12894 | 5 | 0.15857
45969 | 6.12 | 1 | 365 | 6.9641 | 0.02469 | 6 | 0.98878
40757 | 5.61 | 1 | 365 | 6.3838 | 0.85597 | 7 | 0.23972
37804 | 5.46 | 1 | 365 | 6.2131 | 0.51222 | 6 | 0.72529
47555 | 4.68 | 1 | 365 | 5.3255 | 0.72476 | 6 | 0.050247
42415 | 9.36 | 1 | 365 | 10.651 | 0.44953 | 11 | 0.10049
43816 | 14.28 | 1 | 365 | 16.2496 | 0.72428 | 16 | 0.97383
40987 | 4.16 | 1 | 365 | 4.7338 | 0.53312 | 5 | 0.26689
45502 | 6.375 | 1 | 365 | 7.2543 | 0.60905 | 7 | 0.86332
50627 | 9.435 | 1 | 365 | 10.7363 | 0.6214 | 11 | 0.35771
42369 | 9.62 | 1 | 365 | 10.9468 | 0.045346 | 10 | 0.99217
38019 | 2.6 | 1 | 365 | 2.9586 | 0.9582 | 3 | 0.9168
38529 | 5.98 | 1 | 365 | 6.8048 | 0.70386 | 7 | 0.50865
40710 | 2.12 | 1 | 365 | 2.4124 | 0.85823 | 3 | 0.27062
44952 | 4.68 | 1 | 365 | 5.3255 | 0.72476 | 6 | 0.050247
38101 | 8.32 | 1 | 365 | 9.4675 | 0.066245 | 9 | 0.53377
39609 | 12.22 | 1 | 365 | 13.9054 | 0.0035475 | 13 | 0.90898
39290 | 4.68 | 1 | 365 | 5.3255 | 0.72476 | 6 | 0.050247
41422 | 9.88 | 1 | 365 | 11.2427 | 0.64117 | 11 | 0.88386
39580 | 8.84 | 1 | 365 | 10.0592 | 0.25789 | 10 | 0.31713
42024 | 5.565 | 1 | 365 | 6.3325 | 0.75284 | 7 | 0.08539
45769 | 4.845 | 1 | 365 | 5.5132 | 0.10288 | 5 | 0.61612
47901 | 4.08 | 1 | 365 | 4.6427 | 0.34979 | 4 | 0.99252
39236 | 3.975 | 1 | 365 | 4.5232 | 0.10917 | 4 | 0.63242
42345 | 8.16 | 1 | 365 | 9.2855 | 0.69959 | 9 | 0.98505
50238 | 4.08 | 1 | 365 | 4.6427 | 0.34979 | 4 | 0.99252
48088 | 11.7 | 1 | 365 | 13.3137 | 0.81191 | 14 | 0.12562
45494 | 2.805 | 1 | 365 | 3.1919 | 0.42798 | 3 | 0.61986
50424 | 8.37 | 1 | 365 | 9.5244 | 0.18083 | 9 | 0.70525
47865 | 7.14 | 1 | 365 | 8.1248 | 0.36214 | 8 | 0.48692
39975 | 9.275 | 1 | 365 | 10.5542 | 0.25474 | 10 | 0.80898
43815 | 9.36 | 1 | 365 | 10.651 | 0.44953 | 11 | 0.10049
45609 | 8.84 | 1 | 365 | 10.0592 | 0.25789 | 10 | 0.31713
45660 | 4.08 | 1 | 365 | 4.6427 | 0.34979 | 4 | 0.99252
42374 | 4.68 | 1 | 365 | 5.3255 | 0.72476 | 6 | 0.050247
50364 | 5.1 | 1 | 365 | 5.8034 | 0.68724 | 6 | 0.49065
47463 | 5.72 | 1 | 365 | 6.5089 | 0.10804 | 6 | 0.61697
41670 | 2.295 | 1 | 365 | 2.6115 | 0.25926 | 2 | 0.87079
48036 | 2.6 | 1 | 365 | 2.9586 | 0.9582 | 3 | 0.9168
40048 | 9.1 | 1 | 365 | 10.3551 | 0.85371 | 11 | 0.20881
44758 | 7.02 | 1 | 365 | 7.9882 | 0.087144 | 8 | 0.075371
41452 | 4.68 | 1 | 365 | 5.3255 | 0.72476 | 6 | 0.050247
45765 | 10.4 | 1 | 365 | 11.8344 | 0.83281 | 12 | 0.66722
47776 | 11.475 | 1 | 365 | 13.0577 | 0.29629 | 13 | 0.35397
40175 | 11.7 | 1 | 365 | 13.3137 | 0.81191 | 14 | 0.12562
54741 | 10.6 | 1 | 365 | 12.062 | 0.29113 | 12 | 0.35312
45663 | 11.73 | 1 | 365 | 13.3478 | 0.88066 | 14 | 0.2285
46356 | 9.945 | 1 | 365 | 11.3167 | 0.79012 | 12 | 0.10678
43066 | 8.48 | 1 | 365 | 9.6496 | 0.4329 | 10 | 0.082499
43741 | 10.335 | 1 | 365 | 11.7604 | 0.68385 | 12 | 0.4443
41212 | 10.92 | 1 | 365 | 12.4261 | 0.024447 | 12 | 0.45058
42208 | 6.12 | 1 | 365 | 6.9641 | 0.02469 | 6 | 0.98878
41391 | 12.48 | 1 | 365 | 14.2013 | 0.59937 | 14 | 0.80066
45767 | 4.95 | 1 | 365 | 5.6327 | 0.3435 | 5 | 0.97622
54699 | 7.28 | 1 | 365 | 8.2841 | 0.68296 | 8 | 0.96705
47502 | 12.22 | 1 | 365 | 13.9054 | 0.0035475 | 13 | 0.90898
54702 | 4.59 | 1 | 365 | 5.2231 | 0.51852 | 5 | 0.74159
48585 | 5.61 | 1 | 365 | 6.3838 | 0.85597 | 7 | 0.23972
46279 | 10.965 | 1 | 365 | 12.4773 | 0.12757 | 12 | 0.60491
47563 | 3.825 | 1 | 365 | 4.3526 | 0.76543 | 5 | 0.11799
42189 | 4.68 | 1 | 365 | 5.3255 | 0.72476 | 6 | 0.050247
42346 | 9.62 | 1 | 365 | 10.9468 | 0.045346 | 10 | 0.99217
50271 | 6.12 | 1 | 365 | 6.9641 | 0.02469 | 6 | 0.98878
41134 | 8.84 | 1 | 365 | 10.0592 | 0.25789 | 10 | 0.31713
40142 | 7.28 | 1 | 365 | 8.2841 | 0.68296 | 8 | 0.96705
45174 | 2.295 | 1 | 365 | 2.6115 | 0.25926 | 2 | 0.87079
43003 | 5.46 | 1 | 365 | 6.2131 | 0.51222 | 6 | 0.72529
45916 | 9.435 | 1 | 365 | 10.7363 | 0.6214 | 11 | 0.35771
39476 | 12.74 | 1 | 365 | 14.4972 | 0.19519 | 14 | 0.69234
46237 | 14.04 | 1 | 365 | 15.9765 | 0.17429 | 16 | 0.15074
50322 | 3.06 | 1 | 365 | 3.482 | 0.012345 | 3 | 0.49439
45475 | 4.59 | 1 | 365 | 5.2231 | 0.51852 | 5 | 0.74159
54692 | 7.14 | 1 | 365 | 8.1248 | 0.36214 | 8 | 0.48692
54690 | 9.435 | 1 | 365 | 10.7363 | 0.6214 | 11 | 0.35771
54838 | 14.04 | 1 | 365 | 15.9765 | 0.17429 | 16 | 0.15074
54729 | 13.78 | 1 | 365 | 15.6806 | 0.57847 | 16 | 0.25906
54685 | 4.08 | 1 | 365 | 4.6427 | 0.34979 | 4 | 0.99252
54385 | 9.435 | 1 | 365 | 10.7363 | 0.6214 | 11 | 0.35771
40152 | 7.8 | 1 | 365 | 8.8758 | 0.8746 | 9 | 0.75041
54392 | 7.28 | 1 | 365 | 8.2841 | 0.68296 | 8 | 0.96705
39544 | 4.68 | 1 | 365 | 5.3255 | 0.72476 | 6 | 0.050247
54365 | 10.455 | 1 | 365 | 11.897 | 0.95885 | 12 | 0.85584
45730 | 6.76 | 1 | 365 | 7.6924 | 0.49132 | 8 | 0.18369
54358 | 7.65 | 1 | 365 | 8.7051 | 0.53086 | 9 | 0.23598
40062 | 7.02 | 1 | 365 | 7.9882 | 0.087144 | 8 | 0.075371
48112 | 7.02 | 1 | 365 | 7.9882 | 0.087144 | 8 | 0.075371
54400 | 6.24 | 1 | 365 | 7.1006 | 0.29968 | 7 | 0.40033
38881 | 7.14 | 1 | 365 | 8.1248 | 0.36214 | 8 | 0.48692
40075 | 8.925 | 1 | 365 | 10.156 | 0.45267 | 10 | 0.60864
45893 | 8.84 | 1 | 365 | 10.0592 | 0.25789 | 10 | 0.31713
40165 | 4.94 | 1 | 365 | 5.6213 | 0.32058 | 5 | 0.94193
46665 | 9.62 | 1 | 365 | 10.9468 | 0.045346 | 10 | 0.99217
50312 | 3.9 | 1 | 365 | 4.4379 | 0.9373 | 5 | 0.37521
46609 | 8.06 | 1 | 365 | 9.1717 | 0.47042 | 9 | 0.64209
50337 | 5.98 | 1 | 365 | 6.8048 | 0.70386 | 7 | 0.50865
40434 | 4.42 | 1 | 365 | 5.0296 | 0.12894 | 5 | 0.15857
50319 | 5.98 | 1 | 365 | 6.8048 | 0.70386 | 7 | 0.50865
50652 | 17.34 | 1 | 365 | 19.7316 | 0.73662 | 20 | 0.46822
50335 | 10.4 | 1 | 365 | 11.8344 | 0.83281 | 12 | 0.66722
45308 | 5.72 | 1 | 365 | 6.5089 | 0.10804 | 6 | 0.61697
41634 | 4.335 | 1 | 365 | 4.9329 | 0.93416 | 5 | 0.86706
54386 | 6.885 | 1 | 365 | 7.8346 | 0.77778 | 8 | 0.61238
45682 | 5.035 | 1 | 365 | 5.7294 | 0.53829 | 6 | 0.26773
45741 | 9.435 | 1 | 365 | 10.7363 | 0.6214 | 11 | 0.35771
48414 | 6.24 | 1 | 365 | 7.1006 | 0.29968 | 7 | 0.40033
54520 | 2.12 | 1 | 365 | 2.4124 | 0.85823 | 3 | 0.27062
45659 | 9.69 | 1 | 365 | 11.0265 | 0.20576 | 11 | 0.23224
54370 | 2.55 | 1 | 365 | 2.9017 | 0.84362 | 3 | 0.74533
48139 | 12.24 | 1 | 365 | 13.9282 | 0.04938 | 13 | 0.97757
46364 | 5.355 | 1 | 365 | 6.0936 | 0.2716 | 6 | 0.36519
54389 | 11.985 | 1 | 365 | 13.638 | 0.46502 | 14 | 0.10304
46159 | 10.455 | 1 | 365 | 11.897 | 0.95885 | 12 | 0.85584
50633 | 6.12 | 1 | 365 | 6.9641 | 0.02469 | 6 | 0.98878
54347 | 9.69 | 1 | 365 | 11.0265 | 0.20576 | 11 | 0.23224
54447 | 7.8 | 1 | 365 | 8.8758 | 0.8746 | 9 | 0.75041
54471 | 6.12 | 1 | 365 | 6.9641 | 0.02469 | 6 | 0.98878
54458 | 11.73 | 1 | 365 | 13.3478 | 0.88066 | 14 | 0.2285
48101 | 4.59 | 1 | 365 | 5.2231 | 0.51852 | 5 | 0.74159
45364 | 9.01 | 1 | 365 | 10.2527 | 0.64746 | 10 | 0.90016
54460 | 7.395 | 1 | 365 | 8.4149 | 0.9465 | 9 | 0.36145
45680 | 8.16 | 1 | 365 | 9.2855 | 0.69959 | 9 | 0.98505
53684 | 8.84 | 1 | 365 | 10.0592 | 0.25789 | 10 | 0.31713
47845 | 9.62 | 1 | 365 | 10.9468 | 0.045346 | 10 | 0.99217
39923 | 5.2 | 1 | 365 | 5.9172 | 0.9164 | 6 | 0.83361
53729 | 4.335 | 1 | 365 | 4.9329 | 0.93416 | 5 | 0.86706
47741 | 10.71 | 1 | 365 | 12.1872 | 0.54321 | 12 | 0.73037
53889 | 11.18 | 1 | 365 | 12.722 | 0.62027 | 13 | 0.34226
53928 | 5.83 | 1 | 365 | 6.6341 | 0.36012 | 6 | 0.99422
53934 | 14.535 | 1 | 365 | 16.5397 | 0.30864 | 16 | 0.84836
50496 | 3.38 | 1 | 365 | 3.8462 | 0.74566 | 4 | 0.59185
53939 | 8.16 | 1 | 365 | 9.2855 | 0.69959 | 9 | 0.98505
53940 | 6.375 | 1 | 365 | 7.2543 | 0.60905 | 7 | 0.86332
53941 | 4.59 | 1 | 365 | 5.2231 | 0.51852 | 5 | 0.74159
50455 | 9.69 | 1 | 365 | 11.0265 | 0.20576 | 11 | 0.23224
53942 | 4.59 | 1 | 365 | 5.2231 | 0.51852 | 5 | 0.74159
53955 | 9.18 | 1 | 365 | 10.4461 | 0.037035 | 10 | 0.48318
52191 | 8.925 | 1 | 365 | 10.156 | 0.45267 | 10 | 0.60864
54050 | 3.12 | 1 | 365 | 3.5503 | 0.14984 | 3 | 0.70016
53150 | 6.75 | 1 | 365 | 7.681 | 0.46841 | 8 | 0.1494
40664 | 5.865 | 1 | 365 | 6.6739 | 0.44033 | 7 | 0.11425
50377 | 4.59 | 1 | 365 | 5.2231 | 0.51852 | 5 | 0.74159
54096 | 8.925 | 1 | 365 | 10.156 | 0.45267 | 10 | 0.60864
53242 | 9.435 | 1 | 365 | 10.7363 | 0.6214 | 11 | 0.35771
41485 | 5.865 | 1 | 365 | 6.6739 | 0.44033 | 7 | 0.11425
47535 | 9.945 | 1 | 365 | 11.3167 | 0.79012 | 12 | 0.10678
54327 | 4.16 | 1 | 365 | 4.7338 | 0.53312 | 5 | 0.26689
54329 | 3.38 | 1 | 365 | 3.8462 | 0.74566 | 4 | 0.59185
53184 | 4.59 | 1 | 365 | 5.2231 | 0.51852 | 5 | 0.74159
54330 | 13.78 | 1 | 365 | 15.6806 | 0.57847 | 16 | 0.25906
54336 | 14.04 | 1 | 365 | 15.9765 | 0.17429 | 16 | 0.15074
41942 | 6.76 | 1 | 365 | 7.6924 | 0.49132 | 8 | 0.18369
54338 | 3.12 | 1 | 365 | 3.5503 | 0.14984 | 3 | 0.70016
53244 | 5.1 | 1 | 365 | 5.8034 | 0.68724 | 6 | 0.49065
47566 | 2.04 | 1 | 365 | 2.3214 | 0.6749 | 2 | 0.99626
47554 | 5.61 | 1 | 365 | 6.3838 | 0.85597 | 7 | 0.23972
50640 | 5.2 | 1 | 365 | 5.9172 | 0.9164 | 6 | 0.83361
44954 | 3.9 | 1 | 365 | 4.4379 | 0.9373 | 5 | 0.37521
40951 | 7.02 | 1 | 365 | 7.9882 | 0.087144 | 8 | 0.075371
40515 | 4.68 | 1 | 365 | 5.3255 | 0.72476 | 6 | 0.050247
54453 | 5.1 | 1 | 365 | 5.8034 | 0.68724 | 6 | 0.49065
54450 | 8.32 | 1 | 365 | 9.4675 | 0.066245 | 9 | 0.53377
54445 | 10.4 | 1 | 365 | 11.8344 | 0.83281 | 12 | 0.66722
54439 | 10.92 | 1 | 365 | 12.4261 | 0.024447 | 12 | 0.45058
54438 | 6.375 | 1 | 365 | 7.2543 | 0.60905 | 7 | 0.86332
54433 | 6.63 | 1 | 365 | 7.5444 | 0.19341 | 7 | 0.73785
54434 | 5.1 | 1 | 365 | 5.8034 | 0.68724 | 6 | 0.49065
54431 | 7.8 | 1 | 365 | 8.8758 | 0.8746 | 9 | 0.75041
54416 | 4.335 | 1 | 365 | 4.9329 | 0.93416 | 5 | 0.86706
54516 | 9.69 | 1 | 365 | 11.0265 | 0.20576 | 11 | 0.23224
54506 | 7.65 | 1 | 365 | 8.7051 | 0.53086 | 9 | 0.23598
54507 | 10.2 | 1 | 365 | 11.6068 | 0.37448 | 11 | 0.98131
54505 | 5.565 | 1 | 365 | 6.3325 | 0.75284 | 7 | 0.08539
54544 | 6.885 | 1 | 365 | 7.8346 | 0.77778 | 8 | 0.61238
54427 | 4.08 | 1 | 365 | 4.6427 | 0.34979 | 4 | 0.99252
54554 | 2.295 | 1 | 365 | 2.6115 | 0.25926 | 2 | 0.87079
54413 | 10.965 | 1 | 365 | 12.4773 | 0.12757 | 12 | 0.60491
37805 | 2.86 | 1 | 365 | 3.2545 | 0.55402 | 3 | 0.80848
41991 | 3.32 | 1 | 365 | 3.7779 | 0.60817 | 4 | 0.38607
45869 | 9.945 | 1 | 365 | 11.3167 | 0.79012 | 12 | 0.10678
47562 | 8.06 | 1 | 365 | 9.1717 | 0.47042 | 9 | 0.64209
45979 | 7.28 | 1 | 365 | 8.2841 | 0.68296 | 8 | 0.96705
50570 | 7.29 | 1 | 365 | 8.2955 | 0.70588 | 9 | 0.0013466
39264 | 8.84 | 1 | 365 | 10.0592 | 0.25789 | 10 | 0.31713
39664 | 5.2 | 1 | 365 | 5.9172 | 0.9164 | 6 | 0.83361
40124 | 4.68 | 1 | 365 | 5.3255 | 0.72476 | 6 | 0.050247
54343 | 4.77 | 1 | 365 | 5.4279 | 0.93101 | 6 | 0.35891
39542 | 13.52 | 1 | 365 | 15.3847 | 0.98265 | 16 | 0.36738
54346 | 4.845 | 1 | 365 | 5.5132 | 0.10288 | 5 | 0.61612
45141 | 5.98 | 1 | 365 | 6.8048 | 0.70386 | 7 | 0.50865
45694 | 6.625 | 1 | 365 | 7.5387 | 0.18196 | 7 | 0.7207
54529 | 4.335 | 1 | 365 | 4.9329 | 0.93416 | 5 | 0.86706
39543 | 10.965 | 1 | 365 | 12.4773 | 0.12757 | 12 | 0.60491
38170 | 6.5 | 1 | 365 | 7.3965 | 0.8955 | 8 | 0.29201
48867 | 12.19 | 1 | 365 | 13.8713 | 0.9348 | 14 | 0.80609
45752 | 3.315 | 1 | 365 | 3.7722 | 0.59671 | 4 | 0.36893
53886 | 7.28 | 1 | 365 | 8.2841 | 0.68296 | 8 | 0.96705
48562 | 6.24 | 1 | 365 | 7.1006 | 0.29968 | 7 | 0.40033
40017 | 8.32 | 1 | 365 | 9.4675 | 0.066245 | 9 | 0.53377
55676 | 4.59 | 1 | 365 | 5.2231 | 0.51852 | 5 | 0.74159
55712 | 6.12 | 1 | 365 | 6.9641 | 0.02469 | 6 | 0.98878
55705 | 10.455 | 1 | 365 | 11.897 | 0.95885 | 12 | 0.85584
41567 | 8.32 | 1 | 365 | 9.4675 | 0.066245 | 9 | 0.53377
39414 | 8.415 | 1 | 365 | 9.5756 | 0.28395 | 9 | 0.85958
47479 | 9.18 | 1 | 365 | 10.4461 | 0.037035 | 10 | 0.48318
41106 | 7.42 | 1 | 365 | 8.4434 | 0.0037907 | 8 | 0.44719
40828 | 4.68 | 1 | 365 | 5.3255 | 0.72476 | 6 | 0.050247
54351 | 11.22 | 1 | 365 | 12.7675 | 0.71193 | 13 | 0.47944
54354 | 5.865 | 1 | 365 | 6.6739 | 0.44033 | 7 | 0.11425
54422 | 4.08 | 1 | 365 | 4.6427 | 0.34979 | 4 | 0.99252
54429 | 3.9 | 1 | 365 | 4.4379 | 0.9373 | 5 | 0.37521
54488 | 6.63 | 1 | 365 | 7.5444 | 0.19341 | 7 | 0.73785
54498 | 3.38 | 1 | 365 | 3.8462 | 0.74566 | 4 | 0.59185
39406 | 11.7 | 1 | 365 | 13.3137 | 0.81191 | 14 | 0.12562
54464 | 5.2 | 1 | 365 | 5.9172 | 0.9164 | 6 | 0.83361
50436 | 5.61 | 1 | 365 | 6.3838 | 0.85597 | 7 | 0.23972
54519 | 4.68 | 1 | 365 | 5.3255 | 0.72476 | 6 | 0.050247
39730 | 7.8 | 1 | 365 | 8.8758 | 0.8746 | 9 | 0.75041
46042 | 8.84 | 1 | 365 | 10.0592 | 0.25789 | 10 | 0.31713
54549 | 3.825 | 1 | 365 | 4.3526 | 0.76543 | 5 | 0.11799
54608 | 8.925 | 1 | 365 | 10.156 | 0.45267 | 10 | 0.60864
42556 | 5.72 | 1 | 365 | 6.5089 | 0.10804 | 6 | 0.61697
54610 | 9.435 | 1 | 365 | 10.7363 | 0.6214 | 11 | 0.35771
54611 | 11.22 | 1 | 365 | 12.7675 | 0.71193 | 13 | 0.47944
54609 | 9.435 | 1 | 365 | 10.7363 | 0.6214 | 11 | 0.35771
54615 | 9.88 | 1 | 365 | 11.2427 | 0.64117 | 11 | 0.88386
54616 | 8.415 | 1 | 365 | 9.5756 | 0.28395 | 9 | 0.85958
50581 | 7.14 | 1 | 365 | 8.1248 | 0.36214 | 8 | 0.48692
54622 | 3.06 | 1 | 365 | 3.482 | 0.012345 | 3 | 0.49439
54624 | 6.89 | 1 | 365 | 7.8403 | 0.78923 | 8 | 0.62953
54621 | 3.315 | 1 | 365 | 3.7722 | 0.59671 | 4 | 0.36893
49476 | 6.82 | 1 | 365 | 7.7606 | 0.62882 | 8 | 0.38946
39745 | 4.94 | 1 | 365 | 5.6213 | 0.32058 | 5 | 0.94193
50118 | 4.5 | 1 | 365 | 5.1207 | 0.31227 | 5 | 0.43293
52843 | 5.2 | 1 | 365 | 5.9172 | 0.9164 | 6 | 0.83361
52845 | 5.2 | 1 | 365 | 5.9172 | 0.9164 | 6 | 0.83361
45678 | 5.5 | 1 | 365 | 6.2586 | 0.60389 | 6 | 0.86247
54627 | 3.06 | 1 | 365 | 3.482 | 0.012345 | 3 | 0.49439
54648 | 7.28 | 1 | 365 | 8.2841 | 0.68296 | 8 | 0.96705
54654 | 10.14 | 1 | 365 | 11.5385 | 0.23699 | 11 | 0.77554
49456 | 6.5 | 1 | 365 | 7.3965 | 0.8955 | 8 | 0.29201
54656 | 10.455 | 1 | 365 | 11.897 | 0.95885 | 12 | 0.85584
45215 | 11.75 | 1 | 365 | 13.3706 | 0.92649 | 14 | 0.29709
54658 | 4.94 | 1 | 365 | 5.6213 | 0.32058 | 5 | 0.94193
44555 | 7 | 1 | 365 | 7.9655 | 0.041312 | 8 | 0.00678
54660 | 3.38 | 1 | 365 | 3.8462 | 0.74566 | 4 | 0.59185
37747 | 4.05 | 1 | 365 | 4.6086 | 0.28104 | 4 | 0.88964
54177 | 7.28 | 1 | 365 | 8.2841 | 0.68296 | 8 | 0.96705
30740 | 7.54 | 1 | 365 | 8.5799 | 0.27878 | 8 | 0.85873
52039 | 8.58 | 1 | 365 | 9.7634 | 0.66207 | 10 | 0.42545
32711 | 9.36 | 1 | 365 | 10.651 | 0.44953 | 11 | 0.10049
50164 | 5.46 | 1 | 365 | 6.2131 | 0.51222 | 6 | 0.72529
56636 | 9.54 | 1 | 365 | 10.8558 | 0.86202 | 11 | 0.71781
37036 | 5.98 | 1 | 365 | 6.8048 | 0.70386 | 7 | 0.50865
36673 | 7.28 | 1 | 365 | 8.2841 | 0.68296 | 8 | 0.96705
37703 | 5.98 | 1 | 365 | 6.8048 | 0.70386 | 7 | 0.50865
36985 | 6.76 | 1 | 365 | 7.6924 | 0.49132 | 8 | 0.18369
37062 | 7.54 | 1 | 365 | 8.5799 | 0.27878 | 8 | 0.85873
37721 | 6.5 | 1 | 365 | 7.3965 | 0.8955 | 8 | 0.29201
41256 | 3.9 | 1 | 365 | 4.4379 | 0.9373 | 5 | 0.37521
37902 | 10.14 | 1 | 365 | 11.5385 | 0.23699 | 11 | 0.77554
38829 | 4.16 | 1 | 365 | 4.7338 | 0.53312 | 5 | 0.26689
39482 | 10.335 | 1 | 365 | 11.7604 | 0.68385 | 12 | 0.4443
39069 | 12.22 | 1 | 365 | 13.9054 | 0.0035475 | 13 | 0.90898
37882 | 11.44 | 1 | 365 | 13.0179 | 0.21609 | 13 | 0.23394
54180 | 3.38 | 1 | 365 | 3.8462 | 0.74566 | 4 | 0.59185
39431 | 5.98 | 1 | 365 | 6.8048 | 0.70386 | 7 | 0.50865
33219 | 4.68 | 1 | 365 | 5.3255 | 0.72476 | 6 | 0.050247
33539 | 2.34 | 1 | 365 | 2.6627 | 0.36238 | 3 | 0.025124
50303 | 6.12 | 1 | 365 | 6.9641 | 0.02469 | 6 | 0.98878
17945 | 7.28 | 1 | 365 | 8.2841 | 0.68296 | 8 | 0.96705
20396 | 4.94 | 1 | 365 | 5.6213 | 0.32058 | 5 | 0.94193
28034 | 8.32 | 1 | 365 | 9.4675 | 0.066245 | 9 | 0.53377
31699 | 5.98 | 1 | 365 | 6.8048 | 0.70386 | 7 | 0.50865
28808 | 12.74 | 1 | 365 | 14.4972 | 0.19519 | 14 | 0.69234
25619 | 9.1 | 1 | 365 | 10.3551 | 0.85371 | 11 | 0.20881
29013 | 3.9 | 1 | 365 | 4.4379 | 0.9373 | 5 | 0.37521
32100 | 13 | 1 | 365 | 14.793 | 0.79101 | 15 | 0.58402
32418 | 6.24 | 1 | 365 | 7.1006 | 0.29968 | 7 | 0.40033
37524 | 11.275 | 1 | 365 | 12.8301 | 0.83797 | 13 | 0.66806
43761 | 4.56 | 1 | 365 | 5.1889 | 0.44977 | 5 | 0.6387
42710 | 7.2 | 1 | 365 | 8.1931 | 0.49964 | 8 | 0.69269
38354 | 5.985 | 1 | 365 | 6.8105 | 0.71532 | 7 | 0.5258
46029 | 7.02 | 1 | 365 | 7.9882 | 0.087144 | 8 | 0.075371
41125 | 5.72 | 1 | 365 | 6.5089 | 0.10804 | 6 | 0.61697
37307 | 10 | 1 | 365 | 11.3792 | 0.91616 | 12 | 0.2954
37506 | 12.753 | 1 | 365 | 14.5119 | 0.22498 | 14 | 0.73692
37788 | 5.886 | 1 | 365 | 6.6978 | 0.48845 | 7 | 0.18627
37147 | 9.045 | 1 | 365 | 10.2925 | 0.72767 | 11 | 0.020189
46268 | 13 | 1 | 365 | 14.793 | 0.79101 | 15 | 0.58402
44809 | 7.2 | 1 | 365 | 8.1931 | 0.49964 | 8 | 0.69269
54457 | 6.63 | 1 | 365 | 7.5444 | 0.19341 | 7 | 0.73785
54409 | 7.395 | 1 | 365 | 8.4149 | 0.9465 | 9 | 0.36145
37273 | 4.02 | 1 | 365 | 4.5745 | 0.2123 | 4 | 0.78675
50346 | 12.22 | 1 | 365 | 13.9054 | 0.0035475 | 13 | 0.90898
41988 | 9.45 | 1 | 365 | 10.7534 | 0.65577 | 11 | 0.40915
47361 | 6.21 | 1 | 365 | 7.0665 | 0.23094 | 7 | 0.29744
39667 | 9.18 | 1 | 365 | 10.4461 | 0.037035 | 10 | 0.48318
45937 | 6.12 | 1 | 365 | 6.9641 | 0.02469 | 6 | 0.98878
46769 | 3.71 | 1 | 365 | 4.2217 | 0.5019 | 4 | 0.72359
50414 | 2.08 | 1 | 365 | 2.3669 | 0.76656 | 3 | 0.13344
37868 | 5.72 | 1 | 365 | 6.5089 | 0.10804 | 6 | 0.61697
47386 | 8.32 | 1 | 365 | 9.4675 | 0.066245 | 9 | 0.53377
39473 | 5.2 | 1 | 365 | 5.9172 | 0.9164 | 6 | 0.83361
47976 | 8.84 | 1 | 365 | 10.0592 | 0.25789 | 10 | 0.31713
39145 | 3.12 | 1 | 365 | 3.5503 | 0.14984 | 3 | 0.70016
39355 | 14.04 | 1 | 365 | 15.9765 | 0.17429 | 16 | 0.15074
56302 | 8.925 | 1 | 365 | 10.156 | 0.45267 | 10 | 0.60864
38050 | 3.975 | 1 | 365 | 4.5232 | 0.10917 | 4 | 0.63242
40495 | 10.4 | 1 | 365 | 11.8344 | 0.83281 | 12 | 0.66722
54440 | 3.12 | 1 | 365 | 3.5503 | 0.14984 | 3 | 0.70016
39271 | 5.46 | 1 | 365 | 6.2131 | 0.51222 | 6 | 0.72529
47557 | 10.455 | 1 | 365 | 11.897 | 0.95885 | 12 | 0.85584
46298 | 7.14 | 1 | 365 | 8.1248 | 0.36214 | 8 | 0.48692
50428 | 9.69 | 1 | 365 | 11.0265 | 0.20576 | 11 | 0.23224
48558 | 7.95 | 1 | 365 | 9.0465 | 0.21835 | 9 | 0.26484
45918 | 7.54 | 1 | 365 | 8.5799 | 0.27878 | 8 | 0.85873
55225 | 8.925 | 1 | 365 | 10.156 | 0.45267 | 10 | 0.60864
39916 | 6.24 | 1 | 365 | 7.1006 | 0.29968 | 7 | 0.40033
55269 | 5.61 | 1 | 365 | 6.3838 | 0.85597 | 7 | 0.23972
55376 | 3.06 | 1 | 365 | 3.482 | 0.012345 | 3 | 0.49439
55381 | 10.455 | 1 | 365 | 11.897 | 0.95885 | 12 | 0.85584
55384 | 5.1 | 1 | 365 | 5.8034 | 0.68724 | 6 | 0.49065
55386 | 6.12 | 1 | 365 | 6.9641 | 0.02469 | 6 | 0.98878
55402 | 5.61 | 1 | 365 | 6.3838 | 0.85597 | 7 | 0.23972
54783 | 5.775 | 1 | 365 | 6.5715 | 0.23408 | 6 | 0.80559
46712 | 15.9 | 1 | 365 | 18.093 | 0.43669 | 18 | 0.52969
54875 | 11.44 | 1 | 365 | 13.0179 | 0.21609 | 13 | 0.23394
50113 | 8.7 | 1 | 365 | 9.8999 | 0.93706 | 10 | 0.837
54872 | 11.96 | 1 | 365 | 13.6096 | 0.40773 | 14 | 0.017298
37339 | 12.753 | 1 | 365 | 14.5119 | 0.22498 | 14 | 0.73692
41994 | 3.975 | 1 | 365 | 4.5232 | 0.10917 | 4 | 0.63242
37337 | 4.58 | 1 | 365 | 5.2117 | 0.4956 | 5 | 0.70729
42651 | 6.9 | 1 | 365 | 7.8517 | 0.81215 | 8 | 0.66383
35737 | 7.5 | 1 | 365 | 8.5344 | 0.18712 | 8 | 0.72155
43802 | 5.83 | 1 | 365 | 6.6341 | 0.36012 | 6 | 0.99422
52531 | 109.8 | 0.9 | 365 | 112.4496 | 0.45749 | 112 | 0.90714
56130 | 5.46 | 1 | 365 | 6.2131 | 0.51222 | 6 | 0.72529
47712 | 5.4 | 1 | 365 | 6.1448 | 0.37473 | 6 | 0.51952
52578 | 2.94 | 1 | 365 | 3.3455 | 0.73735 | 4 | 0.082848
47108 | 7.54 | 1 | 365 | 8.5799 | 0.27878 | 8 | 0.85873
47049 | 9.36 | 1 | 365 | 10.651 | 0.44953 | 11 | 0.10049
52958 | 4.68 | 1 | 365 | 5.3255 | 0.72476 | 6 | 0.050247
52129 | 7.68 | 1 | 365 | 8.7393 | 0.59961 | 9 | 0.33887
47006 | 5.2 | 1 | 365 | 5.9172 | 0.9164 | 6 | 0.83361
52961 | 8.32 | 1 | 365 | 9.4675 | 0.066245 | 9 | 0.53377
45350 | 6.2 | 1 | 365 | 7.0551 | 0.20802 | 7 | 0.26315
51004 | 10.14 | 1 | 365 | 11.5385 | 0.23699 | 11 | 0.77554
46274 | 8.68 | 1 | 365 | 9.8772 | 0.89123 | 10 | 0.76841
51415 | 22.88 | 1 | 365 | 26.0357 | 0.43217 | 26 | 0.46788
51416 | 15.08 | 1 | 365 | 17.1599 | 0.55757 | 17 | 0.71746
44147 | 11.025 | 1 | 365 | 12.5456 | 0.26507 | 12 | 0.81068
51414 | 13.26 | 1 | 365 | 15.0889 | 0.38683 | 15 | 0.4757
51418 | 11.18 | 1 | 365 | 12.722 | 0.62027 | 13 | 0.34226
44713 | 12 | 1 | 365 | 13.6551 | 0.49939 | 14 | 0.15448
47040 | 12.24 | 1 | 365 | 13.9282 | 0.04938 | 13 | 0.97757
51420 | 10.66 | 1 | 365 | 12.1303 | 0.42863 | 12 | 0.5589
51423 | 11.7 | 1 | 365 | 13.3137 | 0.81191 | 14 | 0.12562
51424 | 11.7 | 1 | 365 | 13.3137 | 0.81191 | 14 | 0.12562
38369 | 12.48 | 1 | 365 | 14.2013 | 0.59937 | 14 | 0.80066
51642 | 11.96 | 1 | 365 | 13.6096 | 0.40773 | 14 | 0.017298
51966 | 13 | 1 | 365 | 14.793 | 0.79101 | 15 | 0.58402
52012 | 11.96 | 1 | 365 | 13.6096 | 0.40773 | 14 | 0.017298
52179 | 10.66 | 1 | 365 | 12.1303 | 0.42863 | 12 | 0.5589
43032 | 8.19 | 1 | 365 | 9.3196 | 0.76834 | 10 | 0.087933
51996 | 10.4 | 1 | 365 | 11.8344 | 0.83281 | 12 | 0.66722
52825 | 11.96 | 1 | 365 | 13.6096 | 0.40773 | 14 | 0.017298
51430 | 10.92 | 1 | 365 | 12.4261 | 0.024447 | 12 | 0.45058
52832 | 12.74 | 1 | 365 | 14.4972 | 0.19519 | 14 | 0.69234
51431 | 15.34 | 1 | 365 | 17.4558 | 0.15339 | 17 | 0.60914
52831 | 16.38 | 1 | 365 | 18.6392 | 0.53667 | 19 | 0.17587
51432 | 11.7 | 1 | 365 | 13.3137 | 0.81191 | 14 | 0.12562
53575 | 8.58 | 1 | 365 | 9.7634 | 0.66207 | 10 | 0.42545
53570 | 6.76 | 1 | 365 | 7.6924 | 0.49132 | 8 | 0.18369
51433 | 10.92 | 1 | 365 | 12.4261 | 0.024447 | 12 | 0.45058
51459 | 10.92 | 1 | 365 | 12.4261 | 0.024447 | 12 | 0.45058
53569 | 7.8 | 1 | 365 | 8.8758 | 0.8746 | 9 | 0.75041
51461 | 10.66 | 1 | 365 | 12.1303 | 0.42863 | 12 | 0.5589
53558 | 5.98 | 1 | 365 | 6.8048 | 0.70386 | 7 | 0.50865
47897 | 6.76 | 1 | 365 | 7.6924 | 0.49132 | 8 | 0.18369
53557 | 9.1 | 1 | 365 | 10.3551 | 0.85371 | 11 | 0.20881
53555 | 9.52 | 1 | 365 | 10.833 | 0.81618 | 11 | 0.64922
46636 | 3.71 | 1 | 365 | 4.2217 | 0.5019 | 4 | 0.72359
53554 | 5.04 | 1 | 365 | 5.7351 | 0.54974 | 6 | 0.28488
52309 | 5.98 | 1 | 365 | 6.8048 | 0.70386 | 7 | 0.50865
53550 | 7.84 | 1 | 365 | 8.9213 | 0.96627 | 9 | 0.88759
53711 | 3.9 | 1 | 365 | 4.4379 | 0.9373 | 5 | 0.37521
53710 | 8.84 | 1 | 365 | 10.0592 | 0.25789 | 10 | 0.31713
53508 | 7.02 | 1 | 365 | 7.9882 | 0.087144 | 8 | 0.075371
51965 | 12.48 | 1 | 365 | 14.2013 | 0.59937 | 14 | 0.80066
53505 | 4.16 | 1 | 365 | 4.7338 | 0.53312 | 5 | 0.26689
53504 | 7.28 | 1 | 365 | 8.2841 | 0.68296 | 8 | 0.96705
54904 | 17.34 | 1 | 365 | 19.7316 | 0.73662 | 20 | 0.46822
54902 | 11.44 | 1 | 365 | 13.0179 | 0.21609 | 13 | 0.23394
53503 | 9.36 | 1 | 365 | 10.651 | 0.44953 | 11 | 0.10049
54901 | 11.18 | 1 | 365 | 12.722 | 0.62027 | 13 | 0.34226
53502 | 5.72 | 1 | 365 | 6.5089 | 0.10804 | 6 | 0.61697
54897 | 13 | 1 | 365 | 14.793 | 0.79101 | 15 | 0.58402
53501 | 5.98 | 1 | 365 | 6.8048 | 0.70386 | 7 | 0.50865
54891 | 14.04 | 1 | 365 | 15.9765 | 0.17429 | 16 | 0.15074
53577 | 4.08 | 1 | 365 | 4.6427 | 0.34979 | 4 | 0.99252
54890 | 11.44 | 1 | 365 | 13.0179 | 0.21609 | 13 | 0.23394
54889 | 13.78 | 1 | 365 | 15.6806 | 0.57847 | 16 | 0.25906
54870 | 10.66 | 1 | 365 | 12.1303 | 0.42863 | 12 | 0.5589
54866 | 16.83 | 1 | 365 | 19.1513 | 0.5679 | 19 | 0.71916
53587 | 5.98 | 1 | 365 | 6.8048 | 0.70386 | 7 | 0.50865
54858 | 7.8 | 1 | 365 | 8.8758 | 0.8746 | 9 | 0.75041
53499 | 9.36 | 1 | 365 | 10.651 | 0.44953 | 11 | 0.10049
54854 | 5.46 | 1 | 365 | 6.2131 | 0.51222 | 6 | 0.72529
54893 | 10.4 | 1 | 365 | 11.8344 | 0.83281 | 12 | 0.66722
54850 | 6.76 | 1 | 365 | 7.6924 | 0.49132 | 8 | 0.18369
44558 | 4.16 | 1 | 365 | 4.7338 | 0.53312 | 5 | 0.26689
45348 | 7.54 | 1 | 365 | 8.5799 | 0.27878 | 8 | 0.85873
45699 | 3.38 | 1 | 365 | 3.8462 | 0.74566 | 4 | 0.59185
34264 | 7.28 | 1 | 365 | 8.2841 | 0.68296 | 8 | 0.96705
48657 | 10.66 | 1 | 365 | 12.1303 | 0.42863 | 12 | 0.5589
45275 | 10.4 | 1 | 365 | 11.8344 | 0.83281 | 12 | 0.66722
33854 | 4.16 | 1 | 365 | 4.7338 | 0.53312 | 5 | 0.26689
53497 | 5.72 | 1 | 365 | 6.5089 | 0.10804 | 6 | 0.61697
51372 | 10.4 | 1 | 365 | 11.8344 | 0.83281 | 12 | 0.66722
53496 | 2.08 | 1 | 365 | 2.3669 | 0.76656 | 3 | 0.13344
32546 | 7.02 | 1 | 365 | 7.9882 | 0.087144 | 8 | 0.075371
53495 | 5.98 | 1 | 365 | 6.8048 | 0.70386 | 7 | 0.50865
53407 | 7.02 | 1 | 365 | 7.9882 | 0.087144 | 8 | 0.075371
32531 | 7.28 | 1 | 365 | 8.2841 | 0.68296 | 8 | 0.96705
53405 | 6.24 | 1 | 365 | 7.1006 | 0.29968 | 7 | 0.40033
32180 | 5.98 | 1 | 365 | 6.8048 | 0.70386 | 7 | 0.50865
51394 | 3.12 | 1 | 365 | 3.5503 | 0.14984 | 3 | 0.70016
50811 | 5.46 | 1 | 365 | 6.2131 | 0.51222 | 6 | 0.72529
51395 | 5.46 | 1 | 365 | 6.2131 | 0.51222 | 6 | 0.72529
50886 | 8.84 | 1 | 365 | 10.0592 | 0.25789 | 10 | 0.31713
54853 | 7.02 | 1 | 365 | 7.9882 | 0.087144 | 8 | 0.075371
51793 | 7.8 | 1 | 365 | 8.8758 | 0.8746 | 9 | 0.75041
54814 | 7.28 | 1 | 365 | 8.2841 | 0.68296 | 8 | 0.96705
52507 | 7.02 | 1 | 365 | 7.9882 | 0.087144 | 8 | 0.075371
53596 | 6.325 | 1 | 365 | 7.1974 | 0.49447 | 7 | 0.69184
54809 | 2.86 | 1 | 365 | 3.2545 | 0.55402 | 3 | 0.80848
52586 | 4.16 | 1 | 365 | 4.7338 | 0.53312 | 5 | 0.26689
52557 | 3.9 | 1 | 365 | 4.4379 | 0.9373 | 5 | 0.37521
52681 | 4.94 | 1 | 365 | 5.6213 | 0.32058 | 5 | 0.94193
52555 | 3.64 | 1 | 365 | 4.142 | 0.34148 | 4 | 0.48353
52723 | 3.9 | 1 | 365 | 4.4379 | 0.9373 | 5 | 0.37521
52550 | 8.32 | 1 | 365 | 9.4675 | 0.066245 | 9 | 0.53377
53750 | 5.72 | 1 | 365 | 6.5089 | 0.10804 | 6 | 0.61697
52418 | 6.5 | 1 | 365 | 7.3965 | 0.8955 | 8 | 0.29201
52510 | 4.16 | 1 | 365 | 4.7338 | 0.53312 | 5 | 0.26689
53749 | 9.88 | 1 | 365 | 11.2427 | 0.64117 | 11 | 0.88386
52793 | 6.24 | 1 | 365 | 7.1006 | 0.29968 | 7 | 0.40033
53748 | 4.42 | 1 | 365 | 5.0296 | 0.12894 | 5 | 0.15857
52265 | 12.22 | 1 | 365 | 13.9054 | 0.0035475 | 13 | 0.90898
53746 | 4.94 | 1 | 365 | 5.6213 | 0.32058 | 5 | 0.94193
52277 | 5.2 | 1 | 365 | 5.9172 | 0.9164 | 6 | 0.83361
53745 | 5.98 | 1 | 365 | 6.8048 | 0.70386 | 7 | 0.50865
52247 | 9.36 | 1 | 365 | 10.651 | 0.44953 | 11 | 0.10049
53743 | 5.72 | 1 | 365 | 6.5089 | 0.10804 | 6 | 0.61697
53741 | 9.1 | 1 | 365 | 10.3551 | 0.85371 | 11 | 0.20881
53402 | 5.72 | 1 | 365 | 6.5089 | 0.10804 | 6 | 0.61697
52156 | 7.02 | 1 | 365 | 7.9882 | 0.087144 | 8 | 0.075371
53739 | 5.2 | 1 | 365 | 5.9172 | 0.9164 | 6 | 0.83361
53738 | 7.8 | 1 | 365 | 8.8758 | 0.8746 | 9 | 0.75041
53737 | 6.76 | 1 | 365 | 7.6924 | 0.49132 | 8 | 0.18369
53736 | 4.42 | 1 | 365 | 5.0296 | 0.12894 | 5 | 0.15857
53735 | 6.5 | 1 | 365 | 7.3965 | 0.8955 | 8 | 0.29201
53734 | 7.8 | 1 | 365 | 8.8758 | 0.8746 | 9 | 0.75041
53732 | 7.28 | 1 | 365 | 8.2841 | 0.68296 | 8 | 0.96705
53702 | 5.98 | 1 | 365 | 6.8048 | 0.70386 | 7 | 0.50865
53701 | 4.68 | 1 | 365 | 5.3255 | 0.72476 | 6 | 0.050247
53660 | 7.02 | 1 | 365 | 7.9882 | 0.087144 | 8 | 0.075371
53659 | 4.16 | 1 | 365 | 4.7338 | 0.53312 | 5 | 0.26689
53658 | 7.8 | 1 | 365 | 8.8758 | 0.8746 | 9 | 0.75041
53657 | 6.24 | 1 | 365 | 7.1006 | 0.29968 | 7 | 0.40033
53654 | 9.1 | 1 | 365 | 10.3551 | 0.85371 | 11 | 0.20881
53652 | 6.5 | 1 | 365 | 7.3965 | 0.8955 | 8 | 0.29201
53628 | 9.1 | 1 | 365 | 10.3551 | 0.85371 | 11 | 0.20881
53624 | 8.84 | 1 | 365 | 10.0592 | 0.25789 | 10 | 0.31713
53618 | 8.32 | 1 | 365 | 9.4675 | 0.066245 | 9 | 0.53377
49871 | 6 | 1 | 365 | 6.8275 | 0.7497 | 7 | 0.57724
53612 | 8.58 | 1 | 365 | 9.7634 | 0.66207 | 10 | 0.42545
54278 | 3.9 | 1 | 365 | 4.4379 | 0.9373 | 5 | 0.37521
54120 | 3.38 | 1 | 365 | 3.8462 | 0.74566 | 4 | 0.59185
52500 | 9.36 | 1 | 365 | 10.651 | 0.44953 | 11 | 0.10049
52947 | 6.76 | 1 | 365 | 7.6924 | 0.49132 | 8 | 0.18369
54211 | 4.16 | 1 | 365 | 4.7338 | 0.53312 | 5 | 0.26689
54356 | 11.96 | 1 | 365 | 13.6096 | 0.40773 | 14 | 0.017298
46774 | 5.2 | 1 | 365 | 5.9172 | 0.9164 | 6 | 0.83361
46730 | 5.2 | 1 | 365 | 5.9172 | 0.9164 | 6 | 0.83361
40924 | 9.81 | 1 | 365 | 11.163 | 0.48075 | 11 | 0.64379
53401 | 6.5 | 1 | 365 | 7.3965 | 0.8955 | 8 | 0.29201
46689 | 5.3 | 1 | 365 | 6.031 | 0.14556 | 6 | 0.17656
53400 | 8.06 | 1 | 365 | 9.1717 | 0.47042 | 9 | 0.64209
53396 | 9.88 | 1 | 365 | 11.2427 | 0.64117 | 11 | 0.88386
42832 | 12.426 | 1 | 365 | 14.1398 | 0.47562 | 14 | 0.61546
53394 | 6.24 | 1 | 365 | 7.1006 | 0.29968 | 7 | 0.40033
47721 | 5.7 | 1 | 365 | 6.4862 | 0.062211 | 6 | 0.54838
53390 | 6.24 | 1 | 365 | 7.1006 | 0.29968 | 7 | 0.40033
44928 | 7.95 | 1 | 365 | 9.0465 | 0.21835 | 9 | 0.26484
43673 | 15.93 | 1 | 365 | 18.1271 | 0.50544 | 18 | 0.63257
45316 | 6.6 | 1 | 365 | 7.5103 | 0.12467 | 7 | 0.63496
46724 | 9.54 | 1 | 365 | 10.8558 | 0.86202 | 11 | 0.71781
43406 | 8.64 | 1 | 365 | 9.8317 | 0.79956 | 10 | 0.63123
51470 | 7.2 | 1 | 365 | 8.1931 | 0.49964 | 8 | 0.69269
51469 | 8.4 | 1 | 365 | 9.5586 | 0.24957 | 9 | 0.80814
47043 | 11.025 | 1 | 365 | 12.5456 | 0.26507 | 12 | 0.81068
47109 | 7.8 | 1 | 365 | 8.8758 | 0.8746 | 9 | 0.75041
47426 | 12.6 | 1 | 365 | 14.3378 | 0.87436 | 15 | 0.2122
50544 | 6 | 1 | 365 | 6.8275 | 0.7497 | 7 | 0.57724
53392 | 8.32 | 1 | 365 | 9.4675 | 0.066245 | 9 | 0.53377
53383 | 4.16 | 1 | 365 | 4.7338 | 0.53312 | 5 | 0.26689
53379 | 9.62 | 1 | 365 | 10.9468 | 0.045346 | 10 | 0.99217
53378 | 6.5 | 1 | 365 | 7.3965 | 0.8955 | 8 | 0.29201
46708 | 8.84 | 1 | 365 | 10.0592 | 0.25789 | 10 | 0.31713
53376 | 5.2 | 1 | 365 | 5.9172 | 0.9164 | 6 | 0.83361
46790 | 6.89 | 1 | 365 | 7.8403 | 0.78923 | 8 | 0.62953
53375 | 4.16 | 1 | 365 | 4.7338 | 0.53312 | 5 | 0.26689
46735 | 9.36 | 1 | 365 | 10.651 | 0.44953 | 11 | 0.10049
53372 | 5.98 | 1 | 365 | 6.8048 | 0.70386 | 7 | 0.50865
40440 | 4.5 | 1 | 365 | 5.1207 | 0.31227 | 5 | 0.43293
53370 | 9.1 | 1 | 365 | 10.3551 | 0.85371 | 11 | 0.20881
40814 | 12.765 | 1 | 365 | 14.5256 | 0.25248 | 14 | 0.77808
53369 | 4.68 | 1 | 365 | 5.3255 | 0.72476 | 6 | 0.050247
38102 | 6.9 | 1 | 365 | 7.8517 | 0.81215 | 8 | 0.66383
53367 | 4.94 | 1 | 365 | 5.6213 | 0.32058 | 5 | 0.94193
53366 | 8.06 | 1 | 365 | 9.1717 | 0.47042 | 9 | 0.64209
46667 | 5.46 | 1 | 365 | 6.2131 | 0.51222 | 6 | 0.72529
53363 | 5.72 | 1 | 365 | 6.5089 | 0.10804 | 6 | 0.61697
47926 | 6.76 | 1 | 365 | 7.6924 | 0.49132 | 8 | 0.18369
53361 | 9.36 | 1 | 365 | 10.651 | 0.44953 | 11 | 0.10049
53359 | 9.1 | 1 | 365 | 10.3551 | 0.85371 | 11 | 0.20881
53356 | 6.24 | 1 | 365 | 7.1006 | 0.29968 | 7 | 0.40033
48035 | 6.24 | 1 | 365 | 7.1006 | 0.29968 | 7 | 0.40033
47488 | 6.5 | 1 | 365 | 7.3965 | 0.8955 | 8 | 0.29201
46699 | 13.26 | 1 | 365 | 15.0889 | 0.38683 | 15 | 0.4757
53725 | 4.94 | 1 | 365 | 5.6213 | 0.32058 | 5 | 0.94193
46961 | 13.26 | 1 | 365 | 15.0889 | 0.38683 | 15 | 0.4757
46681 | 10.66 | 1 | 365 | 12.1303 | 0.42863 | 12 | 0.5589
53730 | 5.98 | 1 | 365 | 6.8048 | 0.70386 | 7 | 0.50865
46937 | 13.26 | 1 | 365 | 15.0889 | 0.38683 | 15 | 0.4757
53703 | 7.8 | 1 | 365 | 8.8758 | 0.8746 | 9 | 0.75041
37504 | 12.6 | 1 | 365 | 14.3378 | 0.87436 | 15 | 0.2122
53724 | 6.5 | 1 | 365 | 7.3965 | 0.8955 | 8 | 0.29201
46939 | 3.9 | 1 | 365 | 4.4379 | 0.9373 | 5 | 0.37521
47131 | 8.32 | 1 | 365 | 9.4675 | 0.066245 | 9 | 0.53377
38625 | 3.924 | 1 | 365 | 4.4652 | 0.9923 | 5 | 0.45751
49873 | 7.125 | 1 | 365 | 8.1077 | 0.32776 | 8 | 0.43547
53131 | 10.66 | 1 | 365 | 12.1303 | 0.42863 | 12 | 0.5589
54399 | 2.86 | 1 | 365 | 3.2545 | 0.55402 | 3 | 0.80848
46389 | 8.67 | 1 | 365 | 9.8658 | 0.86831 | 10 | 0.73411
45411 | 5.1 | 1 | 365 | 5.8034 | 0.68724 | 6 | 0.49065
39174 | 8.75 | 1 | 365 | 9.9568 | 0.05164 | 10 | 0.008475
38448 | 2.805 | 1 | 365 | 3.1919 | 0.42798 | 3 | 0.61986
38548 | 4.59 | 1 | 365 | 5.2231 | 0.51852 | 5 | 0.74159
38400 | 7.65 | 1 | 365 | 8.7051 | 0.53086 | 9 | 0.23598
44424 | 3.825 | 1 | 365 | 4.3526 | 0.76543 | 5 | 0.11799
46779 | 7.42 | 1 | 365 | 8.4434 | 0.0037907 | 8 | 0.44719
41879 | 5.775 | 1 | 365 | 6.5715 | 0.23408 | 6 | 0.80559
42076 | 10 | 1 | 365 | 11.3792 | 0.91616 | 12 | 0.2954
43731 | 7.65 | 1 | 365 | 8.7051 | 0.53086 | 9 | 0.23598
53304 | 6 | 1 | 365 | 6.8275 | 0.7497 | 7 | 0.57724
53306 | 5.355 | 1 | 365 | 6.0936 | 0.2716 | 6 | 0.36519
53307 | 9.625 | 1 | 365 | 10.9525 | 0.056804 | 11 | 0.0093225
53768 | 3.64 | 1 | 365 | 4.142 | 0.34148 | 4 | 0.48353
53310 | 12.48 | 1 | 365 | 14.2013 | 0.59937 | 14 | 0.80066
54353 | 3.64 | 1 | 365 | 4.142 | 0.34148 | 4 | 0.48353
44159 | 3.575 | 1 | 365 | 4.0681 | 0.19253 | 4 | 0.26061
51741 | 9.36 | 1 | 365 | 10.651 | 0.44953 | 11 | 0.10049
54158 | 9.62 | 1 | 365 | 10.9468 | 0.045346 | 10 | 0.99217
53723 | 8.84 | 1 | 365 | 10.0592 | 0.25789 | 10 | 0.31713
53722 | 6.76 | 1 | 365 | 7.6924 | 0.49132 | 8 | 0.18369
53721 | 9.88 | 1 | 365 | 11.2427 | 0.64117 | 11 | 0.88386
52124 | 4.16 | 1 | 365 | 4.7338 | 0.53312 | 5 | 0.26689
53720 | 5.2 | 1 | 365 | 5.9172 | 0.9164 | 6 | 0.83361
53861 | 8.84 | 1 | 365 | 10.0592 | 0.25789 | 10 | 0.31713
53713 | 3.9 | 1 | 365 | 4.4379 | 0.9373 | 5 | 0.37521
54029 | 8.58 | 1 | 365 | 9.7634 | 0.66207 | 10 | 0.42545
54166 | 3.12 | 1 | 365 | 3.5503 | 0.14984 | 3 | 0.70016
53524 | 9 | 1 | 365 | 10.2413 | 0.62454 | 10 | 0.86586
54253 | 11.7 | 1 | 365 | 13.3137 | 0.81191 | 14 | 0.12562
51923 | 8.06 | 1 | 365 | 9.1717 | 0.47042 | 9 | 0.64209
37469 | 7.848 | 1 | 365 | 8.9304 | 0.9846 | 9 | 0.91503
42784 | 7.7 | 1 | 365 | 8.762 | 0.64544 | 9 | 0.40746
47083 | 11.18 | 1 | 365 | 12.722 | 0.62027 | 13 | 0.34226
53521 | 6.63 | 1 | 365 | 7.5444 | 0.19341 | 7 | 0.73785
53337 | 7.685 | 1 | 365 | 8.7449 | 0.61107 | 9 | 0.35601
53339 | 10.07 | 1 | 365 | 11.4589 | 0.076573 | 11 | 0.53547
53523 | 9.18 | 1 | 365 | 10.4461 | 0.037035 | 10 | 0.48318
46695 | 5.72 | 1 | 365 | 6.5089 | 0.10804 | 6 | 0.61697
45103 | 8.8 | 1 | 365 | 10.0137 | 0.16622 | 10 | 0.17995
47008 | 10.92 | 1 | 365 | 12.4261 | 0.024447 | 12 | 0.45058
46771 | 4.16 | 1 | 365 | 4.7338 | 0.53312 | 5 | 0.26689
46772 | 6.24 | 1 | 365 | 7.1006 | 0.29968 | 7 | 0.40033
47039 | 8.06 | 1 | 365 | 9.1717 | 0.47042 | 9 | 0.64209
53527 | 6.885 | 1 | 365 | 7.8346 | 0.77778 | 8 | 0.61238
47101 | 7.87 | 1 | 365 | 8.9555 | 0.035018 | 8 | 0.99048
47879 | 7.54 | 1 | 365 | 8.5799 | 0.27878 | 8 | 0.85873
46675 | 4.94 | 1 | 365 | 5.6213 | 0.32058 | 5 | 0.94193
47046 | 2.34 | 1 | 365 | 2.6627 | 0.36238 | 3 | 0.025124
46669 | 5.72 | 1 | 365 | 6.5089 | 0.10804 | 6 | 0.61697
47164 | 7.28 | 1 | 365 | 8.2841 | 0.68296 | 8 | 0.96705
46968 | 4.16 | 1 | 365 | 4.7338 | 0.53312 | 5 | 0.26689
46938 | 6.76 | 1 | 365 | 7.6924 | 0.49132 | 8 | 0.18369
47138 | 11.18 | 1 | 365 | 12.722 | 0.62027 | 13 | 0.34226
47831 | 4.42 | 1 | 365 | 5.0296 | 0.12894 | 5 | 0.15857
48223 | 7.02 | 1 | 365 | 7.9882 | 0.087144 | 8 | 0.075371
46776 | 10.4 | 1 | 365 | 11.8344 | 0.83281 | 12 | 0.66722
47068 | 7.8 | 1 | 365 | 8.8758 | 0.8746 | 9 | 0.75041
47455 | 11.18 | 1 | 365 | 12.722 | 0.62027 | 13 | 0.34226
46928 | 9.36 | 1 | 365 | 10.651 | 0.44953 | 11 | 0.10049
46927 | 2.86 | 1 | 365 | 3.2545 | 0.55402 | 3 | 0.80848
53139 | 13.26 | 1 | 365 | 15.0889 | 0.38683 | 15 | 0.4757
46678 | 6.76 | 1 | 365 | 7.6924 | 0.49132 | 8 | 0.18369
46942 | 7.54 | 1 | 365 | 8.5799 | 0.27878 | 8 | 0.85873
36948 | 7.28 | 1 | 365 | 8.2841 | 0.68296 | 8 | 0.96705
53588 | 8.32 | 1 | 365 | 9.4675 | 0.066245 | 9 | 0.53377
46285 | 8.82 | 1 | 365 | 10.0365 | 0.21205 | 10 | 0.24854
53591 | 6.76 | 1 | 365 | 7.6924 | 0.49132 | 8 | 0.18369
47373 | 4.94 | 1 | 365 | 5.6213 | 0.32058 | 5 | 0.94193
46935 | 5.2 | 1 | 365 | 5.9172 | 0.9164 | 6 | 0.83361
53598 | 5.865 | 1 | 365 | 6.6739 | 0.44033 | 7 | 0.11425
46924 | 7.28 | 1 | 365 | 8.2841 | 0.68296 | 8 | 0.96705
53602 | 5.2 | 1 | 365 | 5.9172 | 0.9164 | 6 | 0.83361
53603 | 4.16 | 1 | 365 | 4.7338 | 0.53312 | 5 | 0.26689
46659 | 8.84 | 1 | 365 | 10.0592 | 0.25789 | 10 | 0.31713
53601 | 6.12 | 1 | 365 | 6.9641 | 0.02469 | 6 | 0.98878
44964 | 6.3 | 1 | 365 | 7.1689 | 0.43718 | 7 | 0.6061
47818 | 12.74 | 1 | 365 | 14.4972 | 0.19519 | 14 | 0.69234
46676 | 9.1 | 1 | 365 | 10.3551 | 0.85371 | 11 | 0.20881
42268 | 6.6 | 1 | 365 | 7.5103 | 0.12467 | 7 | 0.63496
47762 | 6.095 | 1 | 365 | 6.9356 | 0.9674 | 7 | 0.90305
47480 | 13.26 | 1 | 365 | 15.0889 | 0.38683 | 15 | 0.4757
47447 | 5.2 | 1 | 365 | 5.9172 | 0.9164 | 6 | 0.83361
46644 | 7.02 | 1 | 365 | 7.9882 | 0.087144 | 8 | 0.075371
47765 | 5.2 | 1 | 365 | 5.9172 | 0.9164 | 6 | 0.83361
38430 | 3.57 | 1 | 365 | 4.0624 | 0.18107 | 4 | 0.24346
38523 | 6.885 | 1 | 365 | 7.8346 | 0.77778 | 8 | 0.61238
38452 | 7.14 | 1 | 365 | 8.1248 | 0.36214 | 8 | 0.48692
53326 | 7.28 | 1 | 365 | 8.2841 | 0.68296 | 8 | 0.96705
46945 | 9.88 | 1 | 365 | 11.2427 | 0.64117 | 11 | 0.88386
44101 | 14.4 | 1 | 365 | 16.3861 | 0.99927 | 17 | 0.38538
51761 | 12.48 | 1 | 365 | 14.2013 | 0.59937 | 14 | 0.80066
53592 | 3.64 | 1 | 365 | 4.142 | 0.34148 | 4 | 0.48353
51215 | 9.25 | 1 | 365 | 10.5258 | 0.19745 | 10 | 0.72325
46726 | 7.42 | 1 | 365 | 8.4434 | 0.0037907 | 8 | 0.44719
50539 | 5.61 | 1 | 365 | 6.3838 | 0.85597 | 7 | 0.23972
39894 | 5.4 | 1 | 365 | 6.1448 | 0.37473 | 6 | 0.51952
53500 | 4.16 | 1 | 365 | 4.7338 | 0.53312 | 5 | 0.26689
53385 | 9.88 | 1 | 365 | 11.2427 | 0.64117 | 11 | 0.88386
46719 | 5.72 | 1 | 365 | 6.5089 | 0.10804 | 6 | 0.61697
53381 | 7.02 | 1 | 365 | 7.9882 | 0.087144 | 8 | 0.075371
46944 | 12.22 | 1 | 365 | 13.9054 | 0.0035475 | 13 | 0.90898
54149 | 6.5 | 1 | 365 | 7.3965 | 0.8955 | 8 | 0.29201
53589 | 4.68 | 1 | 365 | 5.3255 | 0.72476 | 6 | 0.050247
46507 | 6.24 | 1 | 365 | 7.1006 | 0.29968 | 7 | 0.40033
42734 | 8.525 | 1 | 365 | 9.7008 | 0.53603 | 10 | 0.23683
45409 | 5.335 | 1 | 365 | 6.0708 | 0.22577 | 6 | 0.2966
44891 | 4.08 | 1 | 365 | 4.6427 | 0.34979 | 4 | 0.99252
46940 | 10.4 | 1 | 365 | 11.8344 | 0.83281 | 12 | 0.66722
53459 | 4.08 | 1 | 365 | 4.6427 | 0.34979 | 4 | 0.99252
46736 | 10.4 | 1 | 365 | 11.8344 | 0.83281 | 12 | 0.66722
50939 | 13.26 | 1 | 365 | 15.0889 | 0.38683 | 15 | 0.4757
43793 | 6.12 | 1 | 365 | 6.9641 | 0.02469 | 6 | 0.98878
53460 | 6.75 | 1 | 365 | 7.681 | 0.46841 | 8 | 0.1494
46783 | 15.6 | 1 | 365 | 17.7516 | 0.74921 | 18 | 0.50082
46729 | 4.77 | 1 | 365 | 5.4279 | 0.93101 | 6 | 0.35891
46780 | 8.48 | 1 | 365 | 9.6496 | 0.4329 | 10 | 0.082499
47868 | 5.46 | 1 | 365 | 6.2131 | 0.51222 | 6 | 0.72529
46922 | 5.2 | 1 | 365 | 5.9172 | 0.9164 | 6 | 0.83361
46732 | 8.32 | 1 | 365 | 9.4675 | 0.066245 | 9 | 0.53377
47395 | 4.8 | 1 | 365 | 5.462 | 0.99976 | 6 | 0.46179
45662 | 5.3 | 1 | 365 | 6.031 | 0.14556 | 6 | 0.17656
45148 | 3.64 | 1 | 365 | 4.142 | 0.34148 | 4 | 0.48353
45287 | 4.24 | 1 | 365 | 4.8248 | 0.71645 | 5 | 0.54125
46781 | 5.2 | 1 | 365 | 5.9172 | 0.9164 | 6 | 0.83361
46683 | 4.16 | 1 | 365 | 4.7338 | 0.53312 | 5 | 0.26689
46797 | 7.95 | 1 | 365 | 9.0465 | 0.21835 | 9 | 0.26484
46701 | 10.6 | 1 | 365 | 12.062 | 0.29113 | 12 | 0.35312
47459 | 8.06 | 1 | 365 | 9.1717 | 0.47042 | 9 | 0.64209
46952 | 7.54 | 1 | 365 | 8.5799 | 0.27878 | 8 | 0.85873
47147 | 4.16 | 1 | 365 | 4.7338 | 0.53312 | 5 | 0.26689
47440 | 9.88 | 1 | 365 | 11.2427 | 0.64117 | 11 | 0.88386
46966 | 12.74 | 1 | 365 | 14.4972 | 0.19519 | 14 | 0.69234
47450 | 5.72 | 1 | 365 | 6.5089 | 0.10804 | 6 | 0.61697
46995 | 6.5 | 1 | 365 | 7.3965 | 0.8955 | 8 | 0.29201
48021 | 9.36 | 1 | 365 | 10.651 | 0.44953 | 11 | 0.10049
46773 | 9.36 | 1 | 365 | 10.651 | 0.44953 | 11 | 0.10049
47029 | 6.76 | 1 | 365 | 7.6924 | 0.49132 | 8 | 0.18369
53509 | 2.915 | 1 | 365 | 3.317 | 0.68006 | 3 | 0.99711
54420 | 5.72 | 1 | 365 | 6.5089 | 0.10804 | 6 | 0.61697
53769 | 3.64 | 1 | 365 | 4.142 | 0.34148 | 4 | 0.48353
54246 | 11.44 | 1 | 365 | 13.0179 | 0.21609 | 13 | 0.23394
49986 | 6.6 | 1 | 365 | 7.5103 | 0.12467 | 7 | 0.63496
42925 | 4.94 | 1 | 365 | 5.6213 | 0.32058 | 5 | 0.94193
42479 | 10.175 | 1 | 365 | 11.5784 | 0.31719 | 11 | 0.89557
42743 | 8.8 | 1 | 365 | 10.0137 | 0.16622 | 10 | 0.17995
42739 | 10.07 | 1 | 365 | 11.4589 | 0.076573 | 11 | 0.53547
42774 | 5.225 | 1 | 365 | 5.9457 | 0.97369 | 6 | 0.91935
53706 | 4.08 | 1 | 365 | 4.6427 | 0.34979 | 4 | 0.99252
53751 | 7.28 | 1 | 365 | 8.2841 | 0.68296 | 8 | 0.96705
37020 | 4.5 | 1 | 365 | 5.1207 | 0.31227 | 5 | 0.43293
53752 | 4.42 | 1 | 365 | 5.0296 | 0.12894 | 5 | 0.15857
42757 | 11 | 1 | 365 | 12.5172 | 0.20778 | 12 | 0.72494
42464 | 11 | 1 | 365 | 12.5172 | 0.20778 | 12 | 0.72494
42486 | 4.4 | 1 | 365 | 5.0069 | 0.08311 | 5 | 0.089976
42727 | 9.075 | 1 | 365 | 10.3267 | 0.79642 | 11 | 0.12308
42598 | 9.625 | 1 | 365 | 10.9525 | 0.056804 | 11 | 0.0093225
42612 | 7.95 | 1 | 365 | 9.0465 | 0.21835 | 9 | 0.26484
42700 | 4.95 | 1 | 365 | 5.6327 | 0.3435 | 5 | 0.97622
42552 | 8.25 | 1 | 365 | 9.3879 | 0.90583 | 10 | 0.29371
42551 | 2.75 | 1 | 365 | 3.1293 | 0.30194 | 3 | 0.43124
43149 | 11 | 1 | 365 | 12.5172 | 0.20778 | 12 | 0.72494
44656 | 12.25 | 1 | 365 | 13.9396 | 0.072296 | 14 | 0.011865
44618 | 15.5 | 1 | 365 | 17.6378 | 0.52005 | 18 | 0.15787
37049 | 4.578 | 1 | 365 | 5.2094 | 0.49102 | 5 | 0.70043
38318 | 3.94 | 1 | 365 | 4.4834 | 0.028967 | 4 | 0.51239
53784 | 4.08 | 1 | 365 | 4.6427 | 0.34979 | 4 | 0.99252
53803 | 7.42 | 1 | 365 | 8.4434 | 0.0037907 | 8 | 0.44719
49143 | 6.25 | 1 | 365 | 7.112 | 0.3226 | 7 | 0.43462
53804 | 6.095 | 1 | 365 | 6.9356 | 0.9674 | 7 | 0.90305
53807 | 9.01 | 1 | 365 | 10.2527 | 0.64746 | 10 | 0.90016
53806 | 3.85 | 1 | 365 | 4.381 | 0.82272 | 5 | 0.20373
41593 | 4.83 | 1 | 365 | 5.4962 | 0.068505 | 5 | 0.56468
43096 | 8.215 | 1 | 365 | 9.348 | 0.82563 | 10 | 0.17367
43148 | 10.6 | 1 | 365 | 12.062 | 0.29113 | 12 | 0.35312
43233 | 7.42 | 1 | 365 | 8.4434 | 0.0037907 | 8 | 0.44719
42731 | 4.95 | 1 | 365 | 5.6327 | 0.3435 | 5 | 0.97622
49275 | 6.24 | 1 | 365 | 7.1006 | 0.29968 | 7 | 0.40033
48807 | 4.505 | 1 | 365 | 5.1263 | 0.32373 | 5 | 0.45008
48789 | 8.5 | 1 | 365 | 9.6724 | 0.47874 | 10 | 0.15109
42558 | 3.3 | 1 | 365 | 3.7551 | 0.56233 | 4 | 0.31748
48245 | 5.035 | 1 | 365 | 5.7294 | 0.53829 | 6 | 0.26773
42689 | 12.1 | 1 | 365 | 13.7689 | 0.72855 | 14 | 0.49743
43462 | 10.6 | 1 | 365 | 12.062 | 0.29113 | 12 | 0.35312
39315 | 12.753 | 1 | 365 | 14.5119 | 0.22498 | 14 | 0.73692
42803 | 5.5 | 1 | 365 | 6.2586 | 0.60389 | 6 | 0.86247
42813 | 4.4 | 1 | 365 | 5.0069 | 0.08311 | 5 | 0.089976
42934 | 3.18 | 1 | 365 | 3.6186 | 0.28734 | 3 | 0.90594
49509 | 10.5 | 1 | 365 | 11.9482 | 0.061968 | 12 | 0.01017
49389 | 6.6 | 1 | 365 | 7.5103 | 0.12467 | 7 | 0.63496
49136 | 8.1 | 1 | 365 | 9.2172 | 0.56209 | 9 | 0.77927
48201 | 4.2 | 1 | 365 | 4.7793 | 0.62479 | 5 | 0.40407
51136 | 6.615 | 1 | 365 | 7.5274 | 0.15904 | 7 | 0.68641
50200 | 11.4 | 1 | 365 | 12.9723 | 0.12442 | 13 | 0.096756
43147 | 11 | 1 | 365 | 12.5172 | 0.20778 | 12 | 0.72494
43213 | 10.07 | 1 | 365 | 11.4589 | 0.076573 | 11 | 0.53547
43214 | 6.325 | 1 | 365 | 7.1974 | 0.49447 | 7 | 0.69184
43202 | 6.05 | 1 | 365 | 6.8844 | 0.86428 | 7 | 0.74872
43192 | 7.28 | 1 | 365 | 8.2841 | 0.68296 | 8 | 0.96705
44115 | 9.18 | 1 | 365 | 10.4461 | 0.037035 | 10 | 0.48318
43221 | 7.28 | 1 | 365 | 8.2841 | 0.68296 | 8 | 0.96705
53604 | 8.58 | 1 | 365 | 9.7634 | 0.66207 | 10 | 0.42545
43244 | 6.875 | 1 | 365 | 7.8232 | 0.75486 | 8 | 0.57809
43237 | 7.95 | 1 | 365 | 9.0465 | 0.21835 | 9 | 0.26484
43234 | 10.6 | 1 | 365 | 12.062 | 0.29113 | 12 | 0.35312
50094 | 6.63 | 1 | 365 | 7.5444 | 0.19341 | 7 | 0.73785
46385 | 6.12 | 1 | 365 | 6.9641 | 0.02469 | 6 | 0.98878
50195 | 9.435 | 1 | 365 | 10.7363 | 0.6214 | 11 | 0.35771
50199 | 4.335 | 1 | 365 | 4.9329 | 0.93416 | 5 | 0.86706
46339 | 7.14 | 1 | 365 | 8.1248 | 0.36214 | 8 | 0.48692
29437 | 10.71 | 1 | 365 | 12.1872 | 0.54321 | 12 | 0.73037
46923 | 6.5 | 1 | 365 | 7.3965 | 0.8955 | 8 | 0.29201
46745 | 9.36 | 1 | 365 | 10.651 | 0.44953 | 11 | 0.10049
46929 | 7.8 | 1 | 365 | 8.8758 | 0.8746 | 9 | 0.75041
47916 | 11.7 | 1 | 365 | 13.3137 | 0.81191 | 14 | 0.12562
53605 | 5.98 | 1 | 365 | 6.8048 | 0.70386 | 7 | 0.50865
46788 | 9.54 | 1 | 365 | 10.8558 | 0.86202 | 11 | 0.71781
42527 | 6.72 | 1 | 365 | 7.6468 | 0.39966 | 8 | 0.046509
45949 | 10.335 | 1 | 365 | 11.7604 | 0.68385 | 12 | 0.4443
53606 | 8.32 | 1 | 365 | 9.4675 | 0.066245 | 9 | 0.53377
53608 | 6.5 | 1 | 365 | 7.3965 | 0.8955 | 8 | 0.29201
53969 | 7.75 | 1 | 365 | 8.8189 | 0.76002 | 9 | 0.57893
53644 | 7.395 | 1 | 365 | 8.4149 | 0.9465 | 9 | 0.36145
53646 | 10 | 1 | 365 | 11.3792 | 0.91616 | 12 | 0.2954
46321 | 8.25 | 1 | 365 | 9.3879 | 0.90583 | 10 | 0.29371
38538 | 7.65 | 1 | 365 | 8.7051 | 0.53086 | 9 | 0.23598
53965 | 9.9 | 1 | 365 | 11.2654 | 0.687 | 11 | 0.95245
43151 | 5.775 | 1 | 365 | 6.5715 | 0.23408 | 6 | 0.80559
48239 | 6 | 1 | 365 | 6.8275 | 0.7497 | 7 | 0.57724
42935 | 7.8 | 1 | 365 | 8.8758 | 0.8746 | 9 | 0.75041
50782 | 3.25 | 1 | 365 | 3.6983 | 0.44775 | 4 | 0.146
50542 | 6.25 | 1 | 365 | 7.112 | 0.3226 | 7 | 0.43462
50783 | 8.25 | 1 | 365 | 9.3879 | 0.90583 | 10 | 0.29371
46340 | 5.25 | 1 | 365 | 5.9741 | 0.030984 | 6 | 0.005085
51808 | 9.62 | 1 | 365 | 10.9468 | 0.045346 | 10 | 0.99217
45927 | 5.61 | 1 | 365 | 6.3838 | 0.85597 | 7 | 0.23972
51200 | 5.25 | 1 | 365 | 5.9741 | 0.030984 | 6 | 0.005085
51845 | 3.9 | 1 | 365 | 4.4379 | 0.9373 | 5 | 0.37521
45964 | 9.25 | 1 | 365 | 10.5258 | 0.19745 | 10 | 0.72325
53071 | 7.02 | 1 | 365 | 7.9882 | 0.087144 | 8 | 0.075371
51859 | 6.24 | 1 | 365 | 7.1006 | 0.29968 | 7 | 0.40033
54001 | 4.8 | 1 | 365 | 5.462 | 0.99976 | 6 | 0.46179
43790 | 6.5 | 1 | 365 | 7.3965 | 0.8955 | 8 | 0.29201
43306 | 4.08 | 1 | 365 | 4.6427 | 0.34979 | 4 | 0.99252
53303 | 11.88 | 1 | 365 | 13.5185 | 0.2244 | 13 | 0.74294
37806 | 4.16 | 1 | 365 | 4.7338 | 0.53312 | 5 | 0.26689
48940 | 5.4 | 1 | 365 | 6.1448 | 0.37473 | 6 | 0.51952
46018 | 8.4 | 1 | 365 | 9.5586 | 0.24957 | 9 | 0.80814
51986 | 6.5 | 1 | 365 | 7.3965 | 0.8955 | 8 | 0.29201
52093 | 9.36 | 1 | 365 | 10.651 | 0.44953 | 11 | 0.10049
40977 | 10.92 | 1 | 365 | 12.4261 | 0.024447 | 12 | 0.45058
52099 | 2.6 | 1 | 365 | 2.9586 | 0.9582 | 3 | 0.9168
43316 | 8.67 | 1 | 365 | 9.8658 | 0.86831 | 10 | 0.73411
52159 | 3.64 | 1 | 365 | 4.142 | 0.34148 | 4 | 0.48353
52137 | 6.24 | 1 | 365 | 7.1006 | 0.29968 | 7 | 0.40033
50779 | 9.435 | 1 | 365 | 10.7363 | 0.6214 | 11 | 0.35771
52144 | 12.74 | 1 | 365 | 14.4972 | 0.19519 | 14 | 0.69234
52361 | 5.2 | 1 | 365 | 5.9172 | 0.9164 | 6 | 0.83361
52508 | 10.92 | 1 | 365 | 12.4261 | 0.024447 | 12 | 0.45058
38577 | 3.06 | 1 | 365 | 3.482 | 0.012345 | 3 | 0.49439
52879 | 5.72 | 1 | 365 | 6.5089 | 0.10804 | 6 | 0.61697
49781 | 4.16 | 1 | 365 | 4.7338 | 0.53312 | 5 | 0.26689
52897 | 4.42 | 1 | 365 | 5.0296 | 0.12894 | 5 | 0.15857
41163 | 5.61 | 1 | 365 | 6.3838 | 0.85597 | 7 | 0.23972
54005 | 9 | 1 | 365 | 10.2413 | 0.62454 | 10 | 0.86586
53017 | 8.32 | 1 | 365 | 9.4675 | 0.066245 | 9 | 0.53377
50194 | 6.25 | 1 | 365 | 7.112 | 0.3226 | 7 | 0.43462
48255 | 5.865 | 1 | 365 | 6.6739 | 0.44033 | 7 | 0.11425
51198 | 8.925 | 1 | 365 | 10.156 | 0.45267 | 10 | 0.60864
43795 | 8.25 | 1 | 365 | 9.3879 | 0.90583 | 10 | 0.29371
54007 | 3.315 | 1 | 365 | 3.7722 | 0.59671 | 4 | 0.36893
45938 | 4.845 | 1 | 365 | 5.5132 | 0.10288 | 5 | 0.61612
54008 | 4.845 | 1 | 365 | 5.5132 | 0.10288 | 5 | 0.61612
56788 | 8.82 | 1 | 365 | 10.0365 | 0.21205 | 10 | 0.24854
47528 | 8.5 | 1 | 365 | 9.6724 | 0.47874 | 10 | 0.15109
55453 | 12.48 | 1 | 365 | 14.2013 | 0.59937 | 14 | 0.80066
45962 | 5.5 | 1 | 365 | 6.2586 | 0.60389 | 6 | 0.86247
54009 | 5 | 1 | 365 | 5.6896 | 0.45808 | 6 | 0.1477
54010 | 6.9 | 1 | 365 | 7.8517 | 0.81215 | 8 | 0.66383
54011 | 7.25 | 1 | 365 | 8.2499 | 0.61422 | 8 | 0.86416
54012 | 3.825 | 1 | 365 | 4.3526 | 0.76543 | 5 | 0.11799
52752 | 5.415 | 1 | 365 | 6.1619 | 0.4091 | 6 | 0.57096
54016 | 3.12 | 1 | 365 | 3.5503 | 0.14984 | 3 | 0.70016
54017 | 2.6 | 1 | 365 | 2.9586 | 0.9582 | 3 | 0.9168
54018 | 8.32 | 1 | 365 | 9.4675 | 0.066245 | 9 | 0.53377
54019 | 8.84 | 1 | 365 | 10.0592 | 0.25789 | 10 | 0.31713
42939 | 4.505 | 1 | 365 | 5.1263 | 0.32373 | 5 | 0.45008
42962 | 10.6 | 1 | 365 | 12.062 | 0.29113 | 12 | 0.35312
42967 | 5.83 | 1 | 365 | 6.6341 | 0.36012 | 6 | 0.99422
53680 | 5.46 | 1 | 365 | 6.2131 | 0.51222 | 6 | 0.72529
43057 | 5.035 | 1 | 365 | 5.7294 | 0.53829 | 6 | 0.26773
54021 | 6.5 | 1 | 365 | 7.3965 | 0.8955 | 8 | 0.29201
54022 | 7.02 | 1 | 365 | 7.9882 | 0.087144 | 8 | 0.075371
54023 | 6.5 | 1 | 365 | 7.3965 | 0.8955 | 8 | 0.29201
54028 | 8.06 | 1 | 365 | 9.1717 | 0.47042 | 9 | 0.64209
54030 | 4.16 | 1 | 365 | 4.7338 | 0.53312 | 5 | 0.26689
54031 | 9.88 | 1 | 365 | 11.2427 | 0.64117 | 11 | 0.88386
54032 | 3.64 | 1 | 365 | 4.142 | 0.34148 | 4 | 0.48353
54034 | 7.8 | 1 | 365 | 8.8758 | 0.8746 | 9 | 0.75041
54033 | 8.58 | 1 | 365 | 9.7634 | 0.66207 | 10 | 0.42545
54035 | 8.84 | 1 | 365 | 10.0592 | 0.25789 | 10 | 0.31713
54036 | 4.94 | 1 | 365 | 5.6213 | 0.32058 | 5 | 0.94193
54037 | 6.24 | 1 | 365 | 7.1006 | 0.29968 | 7 | 0.40033
54038 | 4.16 | 1 | 365 | 4.7338 | 0.53312 | 5 | 0.26689
54039 | 4.42 | 1 | 365 | 5.0296 | 0.12894 | 5 | 0.15857
54041 | 8.06 | 1 | 365 | 9.1717 | 0.47042 | 9 | 0.64209
51196 | 7.65 | 1 | 365 | 8.7051 | 0.53086 | 9 | 0.23598
45966 | 9.945 | 1 | 365 | 11.3167 | 0.79012 | 12 | 0.10678
54055 | 7.14 | 1 | 365 | 8.1248 | 0.36214 | 8 | 0.48692
43050 | 6.36 | 1 | 365 | 7.2372 | 0.57468 | 7 | 0.81187
43121 | 7.425 | 1 | 365 | 8.4491 | 0.015249 | 8 | 0.46433
43129 | 12.1 | 1 | 365 | 13.7689 | 0.72855 | 14 | 0.49743
43115 | 7.155 | 1 | 365 | 8.1418 | 0.39651 | 8 | 0.53836
43765 | 5.775 | 1 | 365 | 6.5715 | 0.23408 | 6 | 0.80559
43773 | 8.745 | 1 | 365 | 9.9511 | 0.040182 | 9 | 0.99133
43780 | 7.95 | 1 | 365 | 9.0465 | 0.21835 | 9 | 0.26484
43783 | 4.77 | 1 | 365 | 5.4279 | 0.93101 | 6 | 0.35891
43833 | 11.925 | 1 | 365 | 13.5697 | 0.32752 | 13 | 0.89726
43878 | 3.36 | 1 | 365 | 3.8234 | 0.69983 | 4 | 0.52325
43872 | 5.6 | 1 | 365 | 6.3724 | 0.83305 | 7 | 0.20542
54059 | 7.95 | 1 | 365 | 9.0465 | 0.21835 | 9 | 0.26484
54061 | 7.25 | 1 | 365 | 8.2499 | 0.61422 | 8 | 0.86416
54062 | 6.885 | 1 | 365 | 7.8346 | 0.77778 | 8 | 0.61238
54064 | 5.5 | 1 | 365 | 6.2586 | 0.60389 | 6 | 0.86247
41954 | 9.6 | 1 | 365 | 10.9241 | 0.99951 | 11 | 0.92358
44546 | 14.7 | 1 | 365 | 16.7275 | 0.68676 | 17 | 0.41424
43777 | 7.42 | 1 | 365 | 8.4434 | 0.0037907 | 8 | 0.44719
43744 | 9.9 | 1 | 365 | 11.2654 | 0.687 | 11 | 0.95245
54065 | 6.625 | 1 | 365 | 7.5387 | 0.18196 | 7 | 0.7207
54092 | 9.35 | 1 | 365 | 10.6396 | 0.42661 | 11 | 0.066199
54093 | 3.445 | 1 | 365 | 3.9201 | 0.89462 | 4 | 0.81477
54094 | 5.3 | 1 | 365 | 6.031 | 0.14556 | 6 | 0.17656
54097 | 9.805 | 1 | 365 | 11.1573 | 0.46929 | 11 | 0.62664
54098 | 8.745 | 1 | 365 | 9.9511 | 0.040182 | 9 | 0.99133
54099 | 5.035 | 1 | 365 | 5.7294 | 0.53829 | 6 | 0.26773
53121 | 4.68 | 1 | 365 | 5.3255 | 0.72476 | 6 | 0.050247
53116 | 3.12 | 1 | 365 | 3.5503 | 0.14984 | 3 | 0.70016
54100 | 2.65 | 1 | 365 | 3.0155 | 0.072782 | 3 | 0.088281
53404 | 8.06 | 1 | 365 | 9.1717 | 0.47042 | 9 | 0.64209
54101 | 5.3 | 1 | 365 | 6.031 | 0.14556 | 6 | 0.17656
53413 | 8.32 | 1 | 365 | 9.4675 | 0.066245 | 9 | 0.53377
54103 | 10.6 | 1 | 365 | 12.062 | 0.29113 | 12 | 0.35312
53415 | 5.2 | 1 | 365 | 5.9172 | 0.9164 | 6 | 0.83361
54105 | 7.155 | 1 | 365 | 8.1418 | 0.39651 | 8 | 0.53836
53484 | 5.72 | 1 | 365 | 6.5089 | 0.10804 | 6 | 0.61697
54102 | 9.01 | 1 | 365 | 10.2527 | 0.64746 | 10 | 0.90016
53533 | 6.5 | 1 | 365 | 7.3965 | 0.8955 | 8 | 0.29201
51856 | 7.02 | 1 | 365 | 7.9882 | 0.087144 | 8 | 0.075371
54104 | 7.685 | 1 | 365 | 8.7449 | 0.61107 | 9 | 0.35601
54106 | 10.6 | 1 | 365 | 12.062 | 0.29113 | 12 | 0.35312
54360 | 11.96 | 1 | 365 | 13.6096 | 0.40773 | 14 | 0.017298
53019 | 17.42 | 1 | 365 | 19.8226 | 0.91995 | 20 | 0.74259
54107 | 5.035 | 1 | 365 | 5.7294 | 0.53829 | 6 | 0.26773
54227 | 2.34 | 1 | 365 | 2.6627 | 0.36238 | 3 | 0.025124
54108 | 9.54 | 1 | 365 | 10.8558 | 0.86202 | 11 | 0.71781
23649 | 4.16 | 1 | 365 | 4.7338 | 0.53312 | 5 | 0.26689
54109 | 5.3 | 1 | 365 | 6.031 | 0.14556 | 6 | 0.17656
53696 | 6.24 | 1 | 365 | 7.1006 | 0.29968 | 7 | 0.40033
54129 | 6.5 | 1 | 365 | 7.3965 | 0.8955 | 8 | 0.29201
52524 | 5.2 | 1 | 365 | 5.9172 | 0.9164 | 6 | 0.83361
41069 | 8.829 | 1 | 365 | 10.0467 | 0.23268 | 10 | 0.27941
54148 | 7 | 1 | 365 | 7.9655 | 0.041312 | 8 | 0.00678
54150 | 6.375 | 1 | 365 | 7.2543 | 0.60905 | 7 | 0.86332
54151 | 9.435 | 1 | 365 | 10.7363 | 0.6214 | 11 | 0.35771
54159 | 4.75 | 1 | 365 | 5.4051 | 0.88518 | 6 | 0.29031
54078 | 3.9 | 1 | 365 | 4.4379 | 0.9373 | 5 | 0.37521
54157 | 7.14 | 1 | 365 | 8.1248 | 0.36214 | 8 | 0.48692
27800 | 4.845 | 1 | 365 | 5.5132 | 0.10288 | 5 | 0.61612
54160 | 9.18 | 1 | 365 | 10.4461 | 0.037035 | 10 | 0.48318
35626 | 5.46 | 1 | 365 | 6.2131 | 0.51222 | 6 | 0.72529
53015 | 3.64 | 1 | 365 | 4.142 | 0.34148 | 4 | 0.48353
54339 | 4.68 | 1 | 365 | 5.3255 | 0.72476 | 6 | 0.050247
235 | 2597.4 | 1 | 365 | 2955.6438 | 0.2434 | 2955 | 0.8872
53694 | 9.36 | 1 | 365 | 10.651 | 0.44953 | 11 | 0.10049
53840 | 4.94 | 1 | 365 | 5.6213 | 0.32058 | 5 | 0.94193
54298 | 7.8 | 1 | 365 | 8.8758 | 0.8746 | 9 | 0.75041
53468 | 12.48 | 1 | 365 | 14.2013 | 0.59937 | 14 | 0.80066
53210 | 2.08 | 1 | 365 | 2.3669 | 0.76656 | 3 | 0.13344
53998 | 6.76 | 1 | 365 | 7.6924 | 0.49132 | 8 | 0.18369
52939 | 5.46 | 1 | 365 | 6.2131 | 0.51222 | 6 | 0.72529
53907 | 8.32 | 1 | 365 | 9.4675 | 0.066245 | 9 | 0.53377
54045 | 10.14 | 1 | 365 | 11.5385 | 0.23699 | 11 | 0.77554
54257 | 4.68 | 1 | 365 | 5.3255 | 0.72476 | 6 | 0.050247
54301 | 5.2 | 1 | 365 | 5.9172 | 0.9164 | 6 | 0.83361
54138 | 4.94 | 1 | 365 | 5.6213 | 0.32058 | 5 | 0.94193
55056 | 6.12 | 1 | 365 | 6.9641 | 0.02469 | 6 | 0.98878
55088 | 5.865 | 1 | 365 | 6.6739 | 0.44033 | 7 | 0.11425
55089 | 12.75 | 1 | 365 | 14.5085 | 0.2181 | 14 | 0.72663
55099 | 2.34 | 1 | 365 | 2.6627 | 0.36238 | 3 | 0.025124
54373 | 10.4 | 1 | 365 | 11.8344 | 0.83281 | 12 | 0.66722
55101 | 6.095 | 1 | 365 | 6.9356 | 0.9674 | 7 | 0.90305
55157 | 6.24 | 1 | 365 | 7.1006 | 0.29968 | 7 | 0.40033
54183 | 5.72 | 1 | 365 | 6.5089 | 0.10804 | 6 | 0.61697
55167 | 8.06 | 1 | 365 | 9.1717 | 0.47042 | 9 | 0.64209
53127 | 4.68 | 1 | 365 | 5.3255 | 0.72476 | 6 | 0.050247
55173 | 2.08 | 1 | 365 | 2.3669 | 0.76656 | 3 | 0.13344
54044 | 9.36 | 1 | 365 | 10.651 | 0.44953 | 11 | 0.10049
55174 | 4.845 | 1 | 365 | 5.5132 | 0.10288 | 5 | 0.61612
54228 | 8.58 | 1 | 365 | 9.7634 | 0.66207 | 10 | 0.42545
55175 | 7.54 | 1 | 365 | 8.5799 | 0.27878 | 8 | 0.85873
53839 | 9.1 | 1 | 365 | 10.3551 | 0.85371 | 11 | 0.20881
54054 | 3.38 | 1 | 365 | 3.8462 | 0.74566 | 4 | 0.59185
55200 | 5.035 | 1 | 365 | 5.7294 | 0.53829 | 6 | 0.26773
54088 | 6.5 | 1 | 365 | 7.3965 | 0.8955 | 8 | 0.29201
55213 | 5.865 | 1 | 365 | 6.6739 | 0.44033 | 7 | 0.11425
43279 | 7.54 | 1 | 365 | 8.5799 | 0.27878 | 8 | 0.85873
55217 | 4.59 | 1 | 365 | 5.2231 | 0.51852 | 5 | 0.74159
55220 | 6.89 | 1 | 365 | 7.8403 | 0.78923 | 8 | 0.62953
53857 | 10.14 | 1 | 365 | 11.5385 | 0.23699 | 11 | 0.77554
53544 | 5.72 | 1 | 365 | 6.5089 | 0.10804 | 6 | 0.61697
55223 | 10.92 | 1 | 365 | 12.4261 | 0.024447 | 12 | 0.45058
53115 | 8.32 | 1 | 365 | 9.4675 | 0.066245 | 9 | 0.53377
55229 | 3.12 | 1 | 365 | 3.5503 | 0.14984 | 3 | 0.70016
52608 | 8.06 | 1 | 365 | 9.1717 | 0.47042 | 9 | 0.64209
55232 | 3.64 | 1 | 365 | 4.142 | 0.34148 | 4 | 0.48353
53634 | 4.42 | 1 | 365 | 5.0296 | 0.12894 | 5 | 0.15857
45840 | 10.14 | 1 | 365 | 11.5385 | 0.23699 | 11 | 0.77554
55261 | 10.455 | 1 | 365 | 11.897 | 0.95885 | 12 | 0.85584
51580 | 6.76 | 1 | 365 | 7.6924 | 0.49132 | 8 | 0.18369
54224 | 6.89 | 1 | 365 | 7.8403 | 0.78923 | 8 | 0.62953
54383 | 7.42 | 1 | 365 | 8.4434 | 0.0037907 | 8 | 0.44719
54170 | 5.3 | 1 | 365 | 6.031 | 0.14556 | 6 | 0.17656
45277 | 6.36 | 1 | 365 | 7.2372 | 0.57468 | 7 | 0.81187
54171 | 5.83 | 1 | 365 | 6.6341 | 0.36012 | 6 | 0.99422
54172 | 9.805 | 1 | 365 | 11.1573 | 0.46929 | 11 | 0.62664
54173 | 7.155 | 1 | 365 | 8.1418 | 0.39651 | 8 | 0.53836
54186 | 10.07 | 1 | 365 | 11.4589 | 0.076573 | 11 | 0.53547
54189 | 7.42 | 1 | 365 | 8.4434 | 0.0037907 | 8 | 0.44719
36967 | 9.52 | 1 | 365 | 10.833 | 0.81618 | 11 | 0.64922
37051 | 8.68 | 1 | 365 | 9.8772 | 0.89123 | 10 | 0.76841
36318 | 7.8 | 1 | 365 | 8.8758 | 0.8746 | 9 | 0.75041
38232 | 9.9 | 1 | 365 | 11.2654 | 0.687 | 11 | 0.95245
44007 | 9.92 | 1 | 365 | 11.2882 | 0.73283 | 12 | 0.021037
39288 | 5.72 | 1 | 365 | 6.5089 | 0.10804 | 6 | 0.61697
39312 | 3.38 | 1 | 365 | 3.8462 | 0.74566 | 4 | 0.59185
51850 | 8.32 | 1 | 365 | 9.4675 | 0.066245 | 9 | 0.53377
41273 | 6.625 | 1 | 365 | 7.5387 | 0.18196 | 7 | 0.7207
54264 | 8.19 | 1 | 365 | 9.3196 | 0.76834 | 10 | 0.087933
48538 | 7.28 | 1 | 365 | 8.2841 | 0.68296 | 8 | 0.96705
52161 | 5.2 | 1 | 365 | 5.9172 | 0.9164 | 6 | 0.83361
54268 | 5.98 | 1 | 365 | 6.8048 | 0.70386 | 7 | 0.50865
52806 | 3.64 | 1 | 365 | 4.142 | 0.34148 | 4 | 0.48353
46696 | 8.745 | 1 | 365 | 9.9511 | 0.040182 | 9 | 0.99133
52734 | 11.44 | 1 | 365 | 13.0179 | 0.21609 | 13 | 0.23394
46930 | 13.26 | 1 | 365 | 15.0889 | 0.38683 | 15 | 0.4757
54269 | 7.685 | 1 | 365 | 8.7449 | 0.61107 | 9 | 0.35601
51867 | 5.46 | 1 | 365 | 6.2131 | 0.51222 | 6 | 0.72529
46946 | 11.7 | 1 | 365 | 13.3137 | 0.81191 | 14 | 0.12562
46789 | 9.54 | 1 | 365 | 10.8558 | 0.86202 | 11 | 0.71781
54270 | 5.035 | 1 | 365 | 5.7294 | 0.53829 | 6 | 0.26773
48959 | 4.76 | 1 | 365 | 5.4165 | 0.90809 | 6 | 0.32461
54707 | 5.035 | 1 | 365 | 5.7294 | 0.53829 | 6 | 0.26773
48954 | 6.095 | 1 | 365 | 6.9356 | 0.9674 | 7 | 0.90305
54272 | 9.075 | 1 | 365 | 10.3267 | 0.79642 | 11 | 0.12308
26053 | 1390.8 | 1 | 365 | 1582.6247 | 0.17953 | 1582 | 0.80423
54273 | 6.625 | 1 | 365 | 7.5387 | 0.18196 | 7 | 0.7207
10812 | 1136.48 | 1 | 365 | 1293.2279 | 0.37575 | 1293 | 0.60362
48965 | 7.42 | 1 | 365 | 8.4434 | 0.0037907 | 8 | 0.44719
26057 | 1390.8 | 1 | 365 | 1582.6247 | 0.17953 | 1582 | 0.80423
54279 | 7.02 | 1 | 365 | 7.9882 | 0.087144 | 8 | 0.075371
54282 | 8.48 | 1 | 365 | 9.6496 | 0.4329 | 10 | 0.082499
54290 | 5.3 | 1 | 365 | 6.031 | 0.14556 | 6 | 0.17656
54292 | 7.155 | 1 | 365 | 8.1418 | 0.39651 | 8 | 0.53836
53130 | 2.34 | 1 | 365 | 2.6627 | 0.36238 | 3 | 0.025124
54294 | 10.66 | 1 | 365 | 12.1303 | 0.42863 | 12 | 0.5589
48802 | 3.445 | 1 | 365 | 3.9201 | 0.89462 | 4 | 0.81477
54309 | 4.77 | 1 | 365 | 5.4279 | 0.93101 | 6 | 0.35891
48763 | 4.94 | 1 | 365 | 5.6213 | 0.32058 | 5 | 0.94193
54277 | 11.7 | 1 | 365 | 13.3137 | 0.81191 | 14 | 0.12562
48748 | 9.36 | 1 | 365 | 10.651 | 0.44953 | 11 | 0.10049
48736 | 4.94 | 1 | 365 | 5.6213 | 0.32058 | 5 | 0.94193
54364 | 9.54 | 1 | 365 | 10.8558 | 0.86202 | 11 | 0.71781
48740 | 11.025 | 1 | 365 | 12.5456 | 0.26507 | 12 | 0.81068
54367 | 8.215 | 1 | 365 | 9.348 | 0.82563 | 10 | 0.17367
48718 | 2.08 | 1 | 365 | 2.3669 | 0.76656 | 3 | 0.13344
48728 | 4.68 | 1 | 365 | 5.3255 | 0.72476 | 6 | 0.050247
49435 | 6.36 | 1 | 365 | 7.2372 | 0.57468 | 7 | 0.81187
54371 | 6.36 | 1 | 365 | 7.2372 | 0.57468 | 7 | 0.81187
54374 | 8.745 | 1 | 365 | 9.9511 | 0.040182 | 9 | 0.99133
49447 | 6.36 | 1 | 365 | 7.2372 | 0.57468 | 7 | 0.81187
54378 | 9.54 | 1 | 365 | 10.8558 | 0.86202 | 11 | 0.71781
54379 | 8.745 | 1 | 365 | 9.9511 | 0.040182 | 9 | 0.99133
54479 | 9.275 | 1 | 365 | 10.5542 | 0.25474 | 10 | 0.80898
54480 | 4.77 | 1 | 365 | 5.4279 | 0.93101 | 6 | 0.35891
51440 | 3.975 | 1 | 365 | 4.5232 | 0.10917 | 4 | 0.63242
54482 | 6.095 | 1 | 365 | 6.9356 | 0.9674 | 7 | 0.90305
49472 | 5.3 | 1 | 365 | 6.031 | 0.14556 | 6 | 0.17656
54484 | 9 | 1 | 365 | 10.2413 | 0.62454 | 10 | 0.86586
54310 | 8.5 | 1 | 365 | 9.6724 | 0.47874 | 10 | 0.15109
49445 | 5.565 | 1 | 365 | 6.3325 | 0.75284 | 7 | 0.08539
54502 | 8.32 | 1 | 365 | 9.4675 | 0.066245 | 9 | 0.53377
54487 | 6.63 | 1 | 365 | 7.5444 | 0.19341 | 7 | 0.73785
54523 | 9.435 | 1 | 365 | 10.7363 | 0.6214 | 11 | 0.35771
54563 | 6.24 | 1 | 365 | 7.1006 | 0.29968 | 7 | 0.40033
54503 | 7.8 | 1 | 365 | 8.8758 | 0.8746 | 9 | 0.75041
54194 | 3.38 | 1 | 365 | 3.8462 | 0.74566 | 4 | 0.59185
54193 | 8.32 | 1 | 365 | 9.4675 | 0.066245 | 9 | 0.53377
54677 | 5.67 | 1 | 365 | 6.452 | 0.99346 | 7 | 0.44549
54703 | 3.99 | 1 | 365 | 4.5403 | 0.14355 | 4 | 0.68386
54706 | 3.975 | 1 | 365 | 4.5232 | 0.10917 | 4 | 0.63242
54708 | 8.745 | 1 | 365 | 9.9511 | 0.040182 | 9 | 0.99133
54712 | 4.77 | 1 | 365 | 5.4279 | 0.93101 | 6 | 0.35891
54710 | 5.565 | 1 | 365 | 6.3325 | 0.75284 | 7 | 0.08539
54711 | 7.95 | 1 | 365 | 9.0465 | 0.21835 | 9 | 0.26484
54713 | 5.3 | 1 | 365 | 6.031 | 0.14556 | 6 | 0.17656
54714 | 10.07 | 1 | 365 | 11.4589 | 0.076573 | 11 | 0.53547
54715 | 12.65 | 1 | 365 | 14.3947 | 0.98894 | 15 | 0.38368
54716 | 10.6 | 1 | 365 | 12.062 | 0.29113 | 12 | 0.35312
54717 | 6.625 | 1 | 365 | 7.5387 | 0.18196 | 7 | 0.7207
54718 | 7.42 | 1 | 365 | 8.4434 | 0.0037907 | 8 | 0.44719
54719 | 4.77 | 1 | 365 | 5.4279 | 0.93101 | 6 | 0.35891
54720 | 5.565 | 1 | 365 | 6.3325 | 0.75284 | 7 | 0.08539
54721 | 4.77 | 1 | 365 | 5.4279 | 0.93101 | 6 | 0.35891
54722 | 2.65 | 1 | 365 | 3.0155 | 0.072782 | 3 | 0.088281
54723 | 5.3 | 1 | 365 | 6.031 | 0.14556 | 6 | 0.17656
54779 | 9.1 | 1 | 365 | 10.3551 | 0.85371 | 11 | 0.20881
54787 | 7.28 | 1 | 365 | 8.2841 | 0.68296 | 8 | 0.96705
54790 | 6.24 | 1 | 365 | 7.1006 | 0.29968 | 7 | 0.40033
54793 | 6.76 | 1 | 365 | 7.6924 | 0.49132 | 8 | 0.18369
54805 | 5.46 | 1 | 365 | 6.2131 | 0.51222 | 6 | 0.72529
54806 | 4.16 | 1 | 365 | 4.7338 | 0.53312 | 5 | 0.26689
54808 | 6.76 | 1 | 365 | 7.6924 | 0.49132 | 8 | 0.18369
42636 | 6.36 | 1 | 365 | 7.2372 | 0.57468 | 7 | 0.81187
49145 | 6.36 | 1 | 365 | 7.2372 | 0.57468 | 7 | 0.81187
49144 | 3.18 | 1 | 365 | 3.6186 | 0.28734 | 3 | 0.90594
44481 | 9.275 | 1 | 365 | 10.5542 | 0.25474 | 10 | 0.80898
48087 | 8.215 | 1 | 365 | 9.348 | 0.82563 | 10 | 0.17367
47772 | 10.6 | 1 | 365 | 12.062 | 0.29113 | 12 | 0.35312
45008 | 8.25 | 1 | 365 | 9.3879 | 0.90583 | 10 | 0.29371
45007 | 10.455 | 1 | 365 | 11.897 | 0.95885 | 12 | 0.85584
45117 | 8.215 | 1 | 365 | 9.348 | 0.82563 | 10 | 0.17367
44917 | 4.25 | 1 | 365 | 4.8362 | 0.73937 | 5 | 0.57554
44710 | 9.9 | 1 | 365 | 11.2654 | 0.687 | 11 | 0.95245
47780 | 10.6 | 1 | 365 | 12.062 | 0.29113 | 12 | 0.35312
45572 | 5.035 | 1 | 365 | 5.7294 | 0.53829 | 6 | 0.26773
44900 | 4.5 | 1 | 365 | 5.1207 | 0.31227 | 5 | 0.43293
45400 | 10.175 | 1 | 365 | 11.5784 | 0.31719 | 11 | 0.89557
44703 | 4.125 | 1 | 365 | 4.6939 | 0.45292 | 5 | 0.14685
44896 | 9 | 1 | 365 | 10.2413 | 0.62454 | 10 | 0.86586
44651 | 6.63 | 1 | 365 | 7.5444 | 0.19341 | 7 | 0.73785
44716 | 12.65 | 1 | 365 | 14.3947 | 0.98894 | 15 | 0.38368
44652 | 6.5 | 1 | 365 | 7.3965 | 0.8955 | 8 | 0.29201
44874 | 7.5 | 1 | 365 | 8.5344 | 0.18712 | 8 | 0.72155
44879 | 13.005 | 1 | 365 | 14.7987 | 0.80247 | 15 | 0.60117
44877 | 5.355 | 1 | 365 | 6.0936 | 0.2716 | 6 | 0.36519
44605 | 7.14 | 1 | 365 | 8.1248 | 0.36214 | 8 | 0.48692
44825 | 7.7 | 1 | 365 | 8.762 | 0.64544 | 9 | 0.40746
43168 | 6.89 | 1 | 365 | 7.8403 | 0.78923 | 8 | 0.62953
44886 | 2.805 | 1 | 365 | 3.1919 | 0.42798 | 3 | 0.61986
43157 | 3.85 | 1 | 365 | 4.381 | 0.82272 | 5 | 0.20373
43172 | 5.5 | 1 | 365 | 6.2586 | 0.60389 | 6 | 0.86247
44487 | 6.89 | 1 | 365 | 7.8403 | 0.78923 | 8 | 0.62953
50767 | 4.77 | 1 | 365 | 5.4279 | 0.93101 | 6 | 0.35891
50647 | 5.035 | 1 | 365 | 5.7294 | 0.53829 | 6 | 0.26773
50193 | 3.975 | 1 | 365 | 4.5232 | 0.10917 | 4 | 0.63242
50075 | 7.95 | 1 | 365 | 9.0465 | 0.21835 | 9 | 0.26484
50512 | 7.42 | 1 | 365 | 8.4434 | 0.0037907 | 8 | 0.44719
50264 | 7.685 | 1 | 365 | 8.7449 | 0.61107 | 9 | 0.35601
51178 | 3.975 | 1 | 365 | 4.5232 | 0.10917 | 4 | 0.63242
42697 | 9.075 | 1 | 365 | 10.3267 | 0.79642 | 11 | 0.12308
42625 | 11.13 | 1 | 365 | 12.6651 | 0.50569 | 13 | 0.17078
51172 | 7.975 | 1 | 365 | 9.0749 | 0.27564 | 9 | 0.35058
51186 | 3.455 | 1 | 365 | 3.9315 | 0.91753 | 4 | 0.84906
42936 | 6.625 | 1 | 365 | 7.5387 | 0.18196 | 7 | 0.7207
42546 | 5.98 | 1 | 365 | 6.8048 | 0.70386 | 7 | 0.50865
51069 | 6.36 | 1 | 365 | 7.2372 | 0.57468 | 7 | 0.81187
51067 | 7.155 | 1 | 365 | 8.1418 | 0.39651 | 8 | 0.53836
49666 | 9.805 | 1 | 365 | 11.1573 | 0.46929 | 11 | 0.62664
51130 | 8.215 | 1 | 365 | 9.348 | 0.82563 | 10 | 0.17367
44472 | 5.83 | 1 | 365 | 6.6341 | 0.36012 | 6 | 0.99422
50643 | 10.6 | 1 | 365 | 12.062 | 0.29113 | 12 | 0.35312
46160 | 9.01 | 1 | 365 | 10.2527 | 0.64746 | 10 | 0.90016
50186 | 6.89 | 1 | 365 | 7.8403 | 0.78923 | 8 | 0.62953
46283 | 5.3 | 1 | 365 | 6.031 | 0.14556 | 6 | 0.17656
50184 | 9.01 | 1 | 365 | 10.2527 | 0.64746 | 10 | 0.90016
48018 | 9.35 | 1 | 365 | 10.6396 | 0.42661 | 11 | 0.066199
50048 | 7.28 | 1 | 365 | 8.2841 | 0.68296 | 8 | 0.96705
49000 | 15.6 | 1 | 365 | 17.7516 | 0.74921 | 18 | 0.50082
48056 | 7.28 | 1 | 365 | 8.2841 | 0.68296 | 8 | 0.96705
49027 | 5.2 | 1 | 365 | 5.9172 | 0.9164 | 6 | 0.83361
36144 | 10.26 | 1 | 365 | 11.6751 | 0.51198 | 12 | 0.18708
42677 | 4.68 | 1 | 365 | 5.3255 | 0.72476 | 6 | 0.050247
44575 | 4.68 | 1 | 365 | 5.3255 | 0.72476 | 6 | 0.050247
48068 | 6.24 | 1 | 365 | 7.1006 | 0.29968 | 7 | 0.40033
49439 | 5.035 | 1 | 365 | 5.7294 | 0.53829 | 6 | 0.26773
44415 | 12.48 | 1 | 365 | 14.2013 | 0.59937 | 14 | 0.80066
36775 | 9.045 | 1 | 365 | 10.2925 | 0.72767 | 11 | 0.020189
51032 | 12 | 1 | 365 | 13.6551 | 0.49939 | 14 | 0.15448
55596 | 9.99 | 1 | 365 | 11.3679 | 0.89324 | 12 | 0.2611
44290 | 8.32 | 1 | 365 | 9.4675 | 0.066245 | 9 | 0.53377
41820 | 14.85 | 1 | 365 | 16.8982 | 0.030498 | 16 | 0.92867
34566 | 51.3 | 0.9 | 365 | 52.538 | 0.80391 | 53 | 0.34186
36055 | 3.06 | 1 | 365 | 3.482 | 0.012345 | 3 | 0.49439
48713 | 12.65 | 1 | 365 | 14.3947 | 0.98894 | 15 | 0.38368
51111 | 5.2 | 1 | 365 | 5.9172 | 0.9164 | 6 | 0.83361
51408 | 13.8 | 1 | 365 | 15.7034 | 0.6243 | 16 | 0.32765
49371 | 3.975 | 1 | 365 | 4.5232 | 0.10917 | 4 | 0.63242
49294 | 11.73 | 1 | 365 | 13.3478 | 0.88066 | 14 | 0.2285
49858 | 8.4 | 1 | 365 | 9.5586 | 0.24957 | 9 | 0.80814
49293 | 6.12 | 1 | 365 | 6.9641 | 0.02469 | 6 | 0.98878
44677 | 7.8 | 1 | 365 | 8.8758 | 0.8746 | 9 | 0.75041
48808 | 9.54 | 1 | 365 | 10.8558 | 0.86202 | 11 | 0.71781
49369 | 4.77 | 1 | 365 | 5.4279 | 0.93101 | 6 | 0.35891
44505 | 7.37 | 1 | 365 | 8.3865 | 0.88921 | 9 | 0.27571
49271 | 11.34 | 1 | 365 | 12.9041 | 0.98693 | 13 | 0.89098
36358 | 9.765 | 1 | 365 | 11.1118 | 0.37763 | 11 | 0.48946
45250 | 6.93 | 1 | 365 | 7.8858 | 0.8809 | 8 | 0.76671
49874 | 10 | 1 | 365 | 11.3792 | 0.91616 | 12 | 0.2954
48741 | 8.82 | 1 | 365 | 10.0365 | 0.21205 | 10 | 0.24854
49673 | 5.565 | 1 | 365 | 6.3325 | 0.75284 | 7 | 0.08539
56316 | 2.34 | 1 | 365 | 2.6627 | 0.36238 | 3 | 0.025124
30781 | 10.14 | 1 | 365 | 11.5385 | 0.23699 | 11 | 0.77554
46775 | 6.89 | 1 | 365 | 7.8403 | 0.78923 | 8 | 0.62953
56318 | 4.68 | 1 | 365 | 5.3255 | 0.72476 | 6 | 0.050247
51994 | 5.46 | 1 | 365 | 6.2131 | 0.51222 | 6 | 0.72529
54478 | 5.72 | 1 | 365 | 6.5089 | 0.10804 | 6 | 0.61697
49450 | 12.19 | 1 | 365 | 13.8713 | 0.9348 | 14 | 0.80609
56283 | 4.86 | 1 | 365 | 5.5303 | 0.13725 | 5 | 0.66756
46005 | 14.3 | 1 | 365 | 16.2723 | 0.77011 | 17 | 0.042422
49670 | 5.3 | 1 | 365 | 6.031 | 0.14556 | 6 | 0.17656
44344 | 7.52 | 1 | 365 | 8.5572 | 0.23295 | 8 | 0.79014
51238 | 9.54 | 1 | 365 | 10.8558 | 0.86202 | 11 | 0.71781
55948 | 10.4 | 1 | 365 | 11.8344 | 0.83281 | 12 | 0.66722
55815 | 5.6 | 1 | 365 | 6.3724 | 0.83305 | 7 | 0.20542
51174 | 2.75 | 1 | 365 | 3.1293 | 0.30194 | 3 | 0.43124
55811 | 4.48 | 1 | 365 | 5.0979 | 0.26644 | 5 | 0.36434
44475 | 2.915 | 1 | 365 | 3.317 | 0.68006 | 3 | 0.99711
47210 | 13.25 | 1 | 365 | 15.0775 | 0.36391 | 15 | 0.4414
55445 | 7.7 | 1 | 365 | 8.762 | 0.64544 | 9 | 0.40746
47893 | 8.8 | 1 | 365 | 10.0137 | 0.16622 | 10 | 0.17995
55317 | 5.3 | 1 | 365 | 6.031 | 0.14556 | 6 | 0.17656
45030 | 3.06 | 1 | 365 | 3.482 | 0.012345 | 3 | 0.49439
55316 | 5.3 | 1 | 365 | 6.031 | 0.14556 | 6 | 0.17656
55314 | 12.48 | 1 | 365 | 14.2013 | 0.59937 | 14 | 0.80066
47938 | 6.875 | 1 | 365 | 7.8232 | 0.75486 | 8 | 0.57809
55193 | 5.72 | 1 | 365 | 6.5089 | 0.10804 | 6 | 0.61697
44486 | 5.565 | 1 | 365 | 6.3325 | 0.75284 | 7 | 0.08539
48418 | 4.77 | 1 | 365 | 5.4279 | 0.93101 | 6 | 0.35891
55186 | 9.88 | 1 | 365 | 11.2427 | 0.64117 | 11 | 0.88386
48385 | 3.71 | 1 | 365 | 4.2217 | 0.5019 | 4 | 0.72359
55607 | 250 | 0.9 | 365 | 256.0329 | 0.6136 | 256 | 0.6465
47927 | 3.85 | 1 | 365 | 4.381 | 0.82272 | 5 | 0.20373
11136 | 649.04 | 0.8 | 365 | 590.8466 | 0.88036 | 591 | 0.72691
48352 | 6.095 | 1 | 365 | 6.9356 | 0.9674 | 7 | 0.90305
47995 | 8.67 | 1 | 365 | 9.8658 | 0.86831 | 10 | 0.73411
48974 | 6.5 | 1 | 365 | 7.3965 | 0.8955 | 8 | 0.29201
58244 | 24.3 | 1 | 365 | 27.6516 | 0.68627 | 28 | 0.33782
45392 | 5.83 | 1 | 365 | 6.6341 | 0.36012 | 6 | 0.99422
54027 | 4.94 | 1 | 365 | 5.6213 | 0.32058 | 5 | 0.94193
44935 | 9.18 | 1 | 365 | 10.4461 | 0.037035 | 10 | 0.48318
52058 | 4.68 | 1 | 365 | 5.3255 | 0.72476 | 6 | 0.050247
53483 | 2.6 | 1 | 365 | 2.9586 | 0.9582 | 3 | 0.9168
45667 | 2.65 | 1 | 365 | 3.0155 | 0.072782 | 3 | 0.088281
45637 | 7.02 | 1 | 365 | 7.9882 | 0.087144 | 8 | 0.075371
53695 | 5.72 | 1 | 365 | 6.5089 | 0.10804 | 6 | 0.61697
45626 | 6 | 1 | 365 | 6.8275 | 0.7497 | 7 | 0.57724
52728 | 6.24 | 1 | 365 | 7.1006 | 0.29968 | 7 | 0.40033
45138 | 5.83 | 1 | 365 | 6.6341 | 0.36012 | 6 | 0.99422
45627 | 6 | 1 | 365 | 6.8275 | 0.7497 | 7 | 0.57724
52089 | 4.42 | 1 | 365 | 5.0296 | 0.12894 | 5 | 0.15857
45050 | 4.335 | 1 | 365 | 4.9329 | 0.93416 | 5 | 0.86706
46381 | 3.42 | 1 | 365 | 3.8917 | 0.83733 | 4 | 0.72903
48586 | 6.75 | 1 | 365 | 7.681 | 0.46841 | 8 | 0.1494
45791 | 6.625 | 1 | 365 | 7.5387 | 0.18196 | 7 | 0.7207
53545 | 4.94 | 1 | 365 | 5.6213 | 0.32058 | 5 | 0.94193
53968 | 8.67 | 1 | 365 | 9.8658 | 0.86831 | 10 | 0.73411
53815 | 4.16 | 1 | 365 | 4.7338 | 0.53312 | 5 | 0.26689
48184 | 10.6 | 1 | 365 | 12.062 | 0.29113 | 12 | 0.35312
52781 | 7.28 | 1 | 365 | 8.2841 | 0.68296 | 8 | 0.96705
47098 | 6.6 | 1 | 365 | 7.5103 | 0.12467 | 7 | 0.63496
45793 | 8.48 | 1 | 365 | 9.6496 | 0.4329 | 10 | 0.082499
53568 | 8.58 | 1 | 365 | 9.7634 | 0.66207 | 10 | 0.42545
55524 | 26.4 | 0.9 | 365 | 27.0371 | 0.4488 | 27 | 0.48587
12760 | 990.945 | 0.7 | 365 | 789.3341 | 0.60579 | 789 | 0.93986
48148 | 5.2 | 1 | 365 | 5.9172 | 0.9164 | 6 | 0.83361
11359 | 990.945 | 0.7 | 365 | 789.3341 | 0.60579 | 789 | 0.93986
48106 | 6.625 | 1 | 365 | 7.5387 | 0.18196 | 7 | 0.7207
48028 | 10.545 | 1 | 365 | 11.9994 | 0.16509 | 12 | 0.1645
48003 | 12 | 1 | 365 | 13.6551 | 0.49939 | 14 | 0.15448
43845 | 2.915 | 1 | 365 | 3.317 | 0.68006 | 3 | 0.99711
44817 | 6.5 | 1 | 365 | 7.3965 | 0.8955 | 8 | 0.29201
43920 | 5.5 | 1 | 365 | 6.2586 | 0.60389 | 6 | 0.86247
44810 | 7.625 | 1 | 365 | 8.6767 | 0.47357 | 9 | 0.15024
41533 | 8.25 | 1 | 365 | 9.3879 | 0.90583 | 10 | 0.29371
47929 | 5.865 | 1 | 365 | 6.6739 | 0.44033 | 7 | 0.11425
43736 | 5.4 | 1 | 365 | 6.1448 | 0.37473 | 6 | 0.51952
48006 | 9.54 | 1 | 365 | 10.8558 | 0.86202 | 11 | 0.71781
48011 | 8.25 | 1 | 365 | 9.3879 | 0.90583 | 10 | 0.29371
41431 | 5.355 | 1 | 365 | 6.0936 | 0.2716 | 6 | 0.36519
37387 | 7.7 | 1 | 365 | 8.762 | 0.64544 | 9 | 0.40746
44480 | 5.3 | 1 | 365 | 6.031 | 0.14556 | 6 | 0.17656
43135 | 8.8 | 1 | 365 | 10.0137 | 0.16622 | 10 | 0.17995
49491 | 6.36 | 1 | 365 | 7.2372 | 0.57468 | 7 | 0.81187
37333 | 4.675 | 1 | 365 | 5.3198 | 0.7133 | 6 | 0.033099
50607 | 3.9 | 1 | 365 | 4.4379 | 0.9373 | 5 | 0.37521
51160 | 6.76 | 1 | 365 | 7.6924 | 0.49132 | 8 | 0.18369
48333 | 5.565 | 1 | 365 | 6.3325 | 0.75284 | 7 | 0.08539
41652 | 10.85 | 1 | 365 | 12.3465 | 0.86403 | 13 | 0.21051
41596 | 15.696 | 1 | 365 | 17.8609 | 0.9692 | 18 | 0.83006
44872 | 11.22 | 1 | 365 | 12.7675 | 0.71193 | 13 | 0.47944
44549 | 9.25 | 1 | 365 | 10.5258 | 0.19745 | 10 | 0.72325
37918 | 6.325 | 1 | 365 | 7.1974 | 0.49447 | 7 | 0.69184
35775 | 6 | 1 | 365 | 6.8275 | 0.7497 | 7 | 0.57724
44914 | 4.59 | 1 | 365 | 5.2231 | 0.51852 | 5 | 0.74159
38631 | 9.52 | 1 | 365 | 10.833 | 0.81618 | 11 | 0.64922
35774 | 9.25 | 1 | 365 | 10.5258 | 0.19745 | 10 | 0.72325
56376 | 7.8 | 1 | 365 | 8.8758 | 0.8746 | 9 | 0.75041
50664 | 4.16 | 1 | 365 | 4.7338 | 0.53312 | 5 | 0.26689
35842 | 10.137 | 1 | 365 | 11.5351 | 0.23011 | 11 | 0.76525
50805 | 4.42 | 1 | 365 | 5.0296 | 0.12894 | 5 | 0.15857
39819 | 3.3 | 1 | 365 | 3.7551 | 0.56233 | 4 | 0.31748
37291 | 25 | 1 | 365 | 28.4481 | 0.2904 | 28 | 0.7385
56062 | 4.505 | 1 | 365 | 5.1263 | 0.32373 | 5 | 0.45008
51974 | 7 | 1 | 365 | 7.9655 | 0.041312 | 8 | 0.00678
47272 | 9.75 | 1 | 365 | 11.0948 | 0.34326 | 11 | 0.43801
55045 | 6.625 | 1 | 365 | 7.5387 | 0.18196 | 7 | 0.7207
50850 | 7.98 | 1 | 365 | 9.0806 | 0.2871 | 9 | 0.36773
50174 | 7.521 | 1 | 365 | 8.5583 | 0.23524 | 8 | 0.79357
53747 | 9.62 | 1 | 365 | 10.9468 | 0.045346 | 10 | 0.99217
47026 | 5.04 | 1 | 365 | 5.7351 | 0.54974 | 6 | 0.28488
54283 | 25 | 1 | 365 | 28.4481 | 0.2904 | 28 | 0.7385
53740 | 3.64 | 1 | 365 | 4.142 | 0.34148 | 4 | 0.48353
55994 | 5.98 | 1 | 365 | 6.8048 | 0.70386 | 7 | 0.50865
47020 | 10.4 | 1 | 365 | 11.8344 | 0.83281 | 12 | 0.66722
45792 | 4.41 | 1 | 365 | 5.0182 | 0.10603 | 5 | 0.12427
55970 | 11.18 | 1 | 365 | 12.722 | 0.62027 | 13 | 0.34226
55967 | 7.54 | 1 | 365 | 8.5799 | 0.27878 | 8 | 0.85873
50866 | 4.845 | 1 | 365 | 5.5132 | 0.10288 | 5 | 0.61612
55576 | 16.9 | 1 | 365 | 19.2309 | 0.72831 | 19 | 0.95923
55561 | 9.1 | 1 | 365 | 10.3551 | 0.85371 | 11 | 0.20881
55559 | 8.32 | 1 | 365 | 9.4675 | 0.066245 | 9 | 0.53377
55558 | 9.88 | 1 | 365 | 11.2427 | 0.64117 | 11 | 0.88386
43470 | 17.1 | 1 | 365 | 19.4585 | 0.18663 | 19 | 0.64513
55525 | 4.68 | 1 | 365 | 5.3255 | 0.72476 | 6 | 0.050247
50753 | 16.38 | 1 | 365 | 18.6392 | 0.53667 | 19 | 0.17587
55536 | 7.02 | 1 | 365 | 7.9882 | 0.087144 | 8 | 0.075371
55568 | 8.32 | 1 | 365 | 9.4675 | 0.066245 | 9 | 0.53377
55573 | 9.44 | 1 | 365 | 10.742 | 0.63286 | 11 | 0.37486
55521 | 9.88 | 1 | 365 | 11.2427 | 0.64117 | 11 | 0.88386
44845 | 11.88 | 1 | 365 | 13.5185 | 0.2244 | 13 | 0.74294
55514 | 3.64 | 1 | 365 | 4.142 | 0.34148 | 4 | 0.48353
55968 | 20.02 | 1 | 365 | 22.7812 | 0.87815 | 23 | 0.65939
44105 | 5.94 | 1 | 365 | 6.7593 | 0.6122 | 7 | 0.37147
44281 | 8.18 | 1 | 365 | 9.3082 | 0.74542 | 10 | 0.053637
55520 | 8.84 | 1 | 365 | 10.0592 | 0.25789 | 10 | 0.31713
55515 | 3.12 | 1 | 365 | 3.5503 | 0.14984 | 3 | 0.70016
47556 | 12.6 | 1 | 365 | 14.3378 | 0.87436 | 15 | 0.2122
51467 | 13.42 | 1 | 365 | 15.2709 | 0.75349 | 16 | 0.024427
48950 | 9.54 | 1 | 365 | 10.8558 | 0.86202 | 11 | 0.71781
54801 | 8.84 | 1 | 365 | 10.0592 | 0.25789 | 10 | 0.31713
50905 | 5.7 | 1 | 365 | 6.4862 | 0.062211 | 6 | 0.54838
41209 | 12 | 1 | 365 | 13.6551 | 0.49939 | 14 | 0.15448
12771 | 649.04 | 0.8 | 365 | 590.8466 | 0.88036 | 591 | 0.72691
40404 | 11.7 | 1 | 365 | 13.3137 | 0.81191 | 14 | 0.12562
46715 | 5.565 | 1 | 365 | 6.3325 | 0.75284 | 7 | 0.08539
50909 | 6.21 | 1 | 365 | 7.0665 | 0.23094 | 7 | 0.29744
39378 | 4.77 | 1 | 365 | 5.4279 | 0.93101 | 6 | 0.35891
56434 | 6.63 | 1 | 365 | 7.5444 | 0.19341 | 7 | 0.73785
43999 | 4.505 | 1 | 365 | 5.1263 | 0.32373 | 5 | 0.45008
56432 | 3.3 | 1 | 365 | 3.7551 | 0.56233 | 4 | 0.31748
48593 | 7.5 | 1 | 365 | 8.5344 | 0.18712 | 8 | 0.72155
56155 | 4.08 | 1 | 365 | 4.6427 | 0.34979 | 4 | 0.99252
50801 | 1.855 | 1 | 365 | 2.1108 | 0.25095 | 2 | 0.3618
55320 | 9.6 | 1 | 365 | 10.9241 | 0.99951 | 11 | 0.92358
42473 | 6.6 | 1 | 365 | 7.5103 | 0.12467 | 7 | 0.63496
45338 | 9 | 1 | 365 | 10.2413 | 0.62454 | 10 | 0.86586
48624 | 7.29 | 1 | 365 | 8.2955 | 0.70588 | 9 | 0.0013466
49978 | 9.99 | 1 | 365 | 11.3679 | 0.89324 | 12 | 0.2611
49090 | 8.1 | 1 | 365 | 9.2172 | 0.56209 | 9 | 0.77927
48955 | 6 | 1 | 365 | 6.8275 | 0.7497 | 7 | 0.57724
51435 | 7.2 | 1 | 365 | 8.1931 | 0.49964 | 8 | 0.69269
49100 | 5.1 | 1 | 365 | 5.8034 | 0.68724 | 6 | 0.49065
47234 | 9.275 | 1 | 365 | 10.5542 | 0.25474 | 10 | 0.80898
50977 | 4.16 | 1 | 365 | 4.7338 | 0.53312 | 5 | 0.26689
55274 | 9.9 | 1 | 365 | 11.2654 | 0.687 | 11 | 0.95245
51237 | 13.2 | 1 | 365 | 15.0206 | 0.24933 | 15 | 0.26993
55262 | 5.4 | 1 | 365 | 6.1448 | 0.37473 | 6 | 0.51952
45674 | 5.7 | 1 | 365 | 6.4862 | 0.062211 | 6 | 0.54838
55258 | 7.8 | 1 | 365 | 8.8758 | 0.8746 | 9 | 0.75041
55255 | 6 | 1 | 365 | 6.8275 | 0.7497 | 7 | 0.57724
48578 | 7.5 | 1 | 365 | 8.5344 | 0.18712 | 8 | 0.72155
55248 | 8.25 | 1 | 365 | 9.3879 | 0.90583 | 10 | 0.29371
51428 | 6.6 | 1 | 365 | 7.5103 | 0.12467 | 7 | 0.63496
55239 | 4.75 | 1 | 365 | 5.4051 | 0.88518 | 6 | 0.29031
43729 | 4.5 | 1 | 365 | 5.1207 | 0.31227 | 5 | 0.43293
37528 | 12 | 1 | 365 | 13.6551 | 0.49939 | 14 | 0.15448
37288 | 4.905 | 1 | 365 | 5.5815 | 0.24038 | 5 | 0.82189
35839 | 10.75 | 1 | 365 | 12.2327 | 0.63487 | 12 | 0.86755
42413 | 9.41 | 1 | 365 | 10.7079 | 0.56411 | 11 | 0.27197
51328 | 6.625 | 1 | 365 | 7.5387 | 0.18196 | 7 | 0.7207
49983 | 5.7 | 1 | 365 | 6.4862 | 0.062211 | 6 | 0.54838
43390 | 4.5 | 1 | 365 | 5.1207 | 0.31227 | 5 | 0.43293
49120 | 4.5 | 1 | 365 | 5.1207 | 0.31227 | 5 | 0.43293
49761 | 6.3 | 1 | 365 | 7.1689 | 0.43718 | 7 | 0.6061
45267 | 4.77 | 1 | 365 | 5.4279 | 0.93101 | 6 | 0.35891
51436 | 5.7 | 1 | 365 | 6.4862 | 0.062211 | 6 | 0.54838
47411 | 9.18 | 1 | 365 | 10.4461 | 0.037035 | 10 | 0.48318
51398 | 4.5 | 1 | 365 | 5.1207 | 0.31227 | 5 | 0.43293
47478 | 8.7 | 1 | 365 | 9.8999 | 0.93706 | 10 | 0.837
49639 | 16.5 | 1 | 365 | 18.7757 | 0.81166 | 19 | 0.58741
43435 | 15.6 | 1 | 365 | 17.7516 | 0.74921 | 18 | 0.50082
46633 | 4.505 | 1 | 365 | 5.1263 | 0.32373 | 5 | 0.45008
47085 | 7.95 | 1 | 365 | 9.0465 | 0.21835 | 9 | 0.26484
43409 | 3.18 | 1 | 365 | 3.6186 | 0.28734 | 3 | 0.90594
46551 | 5.1 | 1 | 365 | 5.8034 | 0.68724 | 6 | 0.49065
43372 | 10.07 | 1 | 365 | 11.4589 | 0.076573 | 11 | 0.53547
42018 | 12.19 | 1 | 365 | 13.8713 | 0.9348 | 14 | 0.80609
49552 | 13.515 | 1 | 365 | 15.379 | 0.97119 | 16 | 0.35023
43376 | 8.1 | 1 | 365 | 9.2172 | 0.56209 | 9 | 0.77927
41780 | 14.4 | 1 | 365 | 16.3861 | 0.99927 | 17 | 0.38538
46987 | 5.4 | 1 | 365 | 6.1448 | 0.37473 | 6 | 0.51952
49115 | 4.5 | 1 | 365 | 5.1207 | 0.31227 | 5 | 0.43293
43385 | 9.6 | 1 | 365 | 10.9241 | 0.99951 | 11 | 0.92358
45866 | 9.9 | 1 | 365 | 11.2654 | 0.687 | 11 | 0.95245
54156 | 3 | 1 | 365 | 3.4138 | 0.87485 | 4 | 0.28862
43776 | 9 | 1 | 365 | 10.2413 | 0.62454 | 10 | 0.86586
46627 | 4.2 | 1 | 365 | 4.7793 | 0.62479 | 5 | 0.40407
49676 | 6.36 | 1 | 365 | 7.2372 | 0.57468 | 7 | 0.81187
49678 | 7.685 | 1 | 365 | 8.7449 | 0.61107 | 9 | 0.35601
30691 | 16.575 | 1 | 365 | 18.8611 | 0.98354 | 19 | 0.84463
48583 | 10.07 | 1 | 365 | 11.4589 | 0.076573 | 11 | 0.53547
45847 | 12.9 | 1 | 365 | 14.6792 | 0.56185 | 15 | 0.24107
50052 | 3 | 1 | 365 | 3.4138 | 0.87485 | 4 | 0.28862
44005 | 7.95 | 1 | 365 | 9.0465 | 0.21835 | 9 | 0.26484
43704 | 6.095 | 1 | 365 | 6.9356 | 0.9674 | 7 | 0.90305
42842 | 4.5 | 1 | 365 | 5.1207 | 0.31227 | 5 | 0.43293
47943 | 7.5 | 1 | 365 | 8.5344 | 0.18712 | 8 | 0.72155
43849 | 5.1 | 1 | 365 | 5.8034 | 0.68724 | 6 | 0.49065
45721 | 15.6 | 1 | 365 | 17.7516 | 0.74921 | 18 | 0.50082
53996 | 12 | 1 | 365 | 13.6551 | 0.49939 | 14 | 0.15448
54002 | 10.8 | 1 | 365 | 12.2896 | 0.74945 | 13 | 0.039032
48547 | 6.12 | 1 | 365 | 6.9641 | 0.02469 | 6 | 0.98878
41865 | 5.7 | 1 | 365 | 6.4862 | 0.062211 | 6 | 0.54838
50066 | 6.9 | 1 | 365 | 7.8517 | 0.81215 | 8 | 0.66383
51369 | 6.6 | 1 | 365 | 7.5103 | 0.12467 | 7 | 0.63496
49566 | 13.5 | 1 | 365 | 15.362 | 0.93682 | 16 | 0.29879
51214 | 9.18 | 1 | 365 | 10.4461 | 0.037035 | 10 | 0.48318
47394 | 6.6 | 1 | 365 | 7.5103 | 0.12467 | 7 | 0.63496
51438 | 3.6 | 1 | 365 | 4.0965 | 0.24982 | 4 | 0.34634
44386 | 4.77 | 1 | 365 | 5.4279 | 0.93101 | 6 | 0.35891
50044 | 10.07 | 1 | 365 | 11.4589 | 0.076573 | 11 | 0.53547
40467 | 13.23 | 1 | 365 | 15.0547 | 0.31808 | 15 | 0.37281
49844 | 6.6 | 1 | 365 | 7.5103 | 0.12467 | 7 | 0.63496
49828 | 10.6 | 1 | 365 | 12.062 | 0.29113 | 12 | 0.35312
45352 | 6 | 1 | 365 | 6.8275 | 0.7497 | 7 | 0.57724
47201 | 5.565 | 1 | 365 | 6.3325 | 0.75284 | 7 | 0.08539
47211 | 7.42 | 1 | 365 | 8.4434 | 0.0037907 | 8 | 0.44719
48383 | 6.625 | 1 | 365 | 7.5387 | 0.18196 | 7 | 0.7207
50053 | 6.36 | 1 | 365 | 7.2372 | 0.57468 | 7 | 0.81187
43322 | 4.2 | 1 | 365 | 4.7793 | 0.62479 | 5 | 0.40407
38425 | 11.66 | 1 | 365 | 13.2682 | 0.72024 | 13 | 0.98844
45355 | 3.18 | 1 | 365 | 3.6186 | 0.28734 | 3 | 0.90594
45136 | 10.6 | 1 | 365 | 12.062 | 0.29113 | 12 | 0.35312
45786 | 6.89 | 1 | 365 | 7.8403 | 0.78923 | 8 | 0.62953
48041 | 7.42 | 1 | 365 | 8.4434 | 0.0037907 | 8 | 0.44719
55460 | 6 | 1 | 365 | 6.8275 | 0.7497 | 7 | 0.57724
55464 | 12 | 1 | 365 | 13.6551 | 0.49939 | 14 | 0.15448
55440 | 10.865 | 1 | 365 | 12.3635 | 0.89841 | 13 | 0.26195
41139 | 8.4 | 1 | 365 | 9.5586 | 0.24957 | 9 | 0.80814
54958 | 3.9 | 1 | 365 | 4.4379 | 0.9373 | 5 | 0.37521
33116 | 4.16 | 1 | 365 | 4.7338 | 0.53312 | 5 | 0.26689
49805 | 9.92 | 1 | 365 | 11.2882 | 0.73283 | 12 | 0.021037
38386 | 8.82 | 1 | 365 | 10.0365 | 0.21205 | 10 | 0.24854
55001 | 6 | 1 | 365 | 6.8275 | 0.7497 | 7 | 0.57724
39194 | 7.56 | 1 | 365 | 8.6027 | 0.32462 | 8 | 0.92732
55017 | 6.6 | 1 | 365 | 7.5103 | 0.12467 | 7 | 0.63496
41048 | 10.14 | 1 | 365 | 11.5385 | 0.23699 | 11 | 0.77554
55025 | 5.25 | 1 | 365 | 5.9741 | 0.030984 | 6 | 0.005085
43349 | 9.81 | 1 | 365 | 11.163 | 0.48075 | 11 | 0.64379
47982 | 7.6 | 1 | 365 | 8.6482 | 0.41628 | 9 | 0.064504
46028 | 6.3 | 1 | 365 | 7.1689 | 0.43718 | 7 | 0.6061
37320 | 9.81 | 1 | 365 | 11.163 | 0.48075 | 11 | 0.64379
38346 | 8.1 | 1 | 365 | 9.2172 | 0.56209 | 9 | 0.77927
38337 | 7.521 | 1 | 365 | 8.5583 | 0.23524 | 8 | 0.79357
44145 | 9.135 | 1 | 365 | 10.3949 | 0.93391 | 11 | 0.32885
33058 | 5.2 | 1 | 365 | 5.9172 | 0.9164 | 6 | 0.83361
32189 | 5.72 | 1 | 365 | 6.5089 | 0.10804 | 6 | 0.61697
38620 | 8.67 | 1 | 365 | 9.8658 | 0.86831 | 10 | 0.73411
54006 | 4.59 | 1 | 365 | 5.2231 | 0.51852 | 5 | 0.74159
46950 | 11.96 | 1 | 365 | 13.6096 | 0.40773 | 14 | 0.017298
56472 | 12.2 | 1 | 365 | 13.8827 | 0.95772 | 14 | 0.84039
32165 | 13 | 1 | 365 | 14.793 | 0.79101 | 15 | 0.58402
46784 | 4.16 | 1 | 365 | 4.7338 | 0.53312 | 5 | 0.26689
46934 | 7.8 | 1 | 365 | 8.8758 | 0.8746 | 9 | 0.75041
46932 | 11.44 | 1 | 365 | 13.0179 | 0.21609 | 13 | 0.23394
46741 | 6.36 | 1 | 365 | 7.2372 | 0.57468 | 7 | 0.81187
46936 | 6.5 | 1 | 365 | 7.3965 | 0.8955 | 8 | 0.29201
46815 | 19.08 | 1 | 365 | 21.7116 | 0.72403 | 22 | 0.43562
46958 | 8.84 | 1 | 365 | 10.0592 | 0.25789 | 10 | 0.31713
31386 | 5.72 | 1 | 365 | 6.5089 | 0.10804 | 6 | 0.61697
56709 | 5.6 | 1 | 365 | 6.3724 | 0.83305 | 7 | 0.20542
50537 | 3.445 | 1 | 365 | 3.9201 | 0.89462 | 4 | 0.81477
44592 | 5.99 | 1 | 365 | 6.8162 | 0.72678 | 7 | 0.54294
48025 | 9.3 | 1 | 365 | 10.5827 | 0.31203 | 10 | 0.89472
48037 | 3.85 | 1 | 365 | 4.381 | 0.82272 | 5 | 0.20373
47977 | 6.375 | 1 | 365 | 7.2543 | 0.60905 | 7 | 0.86332
55013 | 8 | 1 | 365 | 9.1034 | 0.33293 | 9 | 0.43632
48059 | 4.505 | 1 | 365 | 5.1263 | 0.32373 | 5 | 0.45008
44479 | 7.685 | 1 | 365 | 8.7449 | 0.61107 | 9 | 0.35601
54993 | 7.56 | 1 | 365 | 8.6027 | 0.32462 | 8 | 0.92732
56580 | 10.8 | 1 | 365 | 12.2896 | 0.74945 | 13 | 0.039032
51329 | 7.29 | 1 | 365 | 8.2955 | 0.70588 | 9 | 0.0013466
51403 | 9 | 1 | 365 | 10.2413 | 0.62454 | 10 | 0.86586
51202 | 12 | 1 | 365 | 13.6551 | 0.49939 | 14 | 0.15448
43090 | 7.194 | 1 | 365 | 8.1862 | 0.48589 | 8 | 0.67211
43105 | 12 | 1 | 365 | 13.6551 | 0.49939 | 14 | 0.15448
54425 | 10.8 | 1 | 365 | 12.2896 | 0.74945 | 13 | 0.039032
46550 | 3 | 1 | 365 | 3.4138 | 0.87485 | 4 | 0.28862
42133 | 6.21 | 1 | 365 | 7.0665 | 0.23094 | 7 | 0.29744
56438 | 7.25 | 1 | 365 | 8.2499 | 0.61422 | 8 | 0.86416
44422 | 5.1 | 1 | 365 | 5.8034 | 0.68724 | 6 | 0.49065
50188 | 3.71 | 1 | 365 | 4.2217 | 0.5019 | 4 | 0.72359
50760 | 3.71 | 1 | 365 | 4.2217 | 0.5019 | 4 | 0.72359
54603 | 11.4 | 1 | 365 | 12.9723 | 0.12442 | 13 | 0.096756
55242 | 5.865 | 1 | 365 | 6.6739 | 0.44033 | 7 | 0.11425
45128 | 17.658 | 1 | 365 | 20.0935 | 0.46536 | 20 | 0.55882
51537 | 5.4 | 1 | 365 | 6.1448 | 0.37473 | 6 | 0.51952
39734 | 9.66 | 1 | 365 | 10.9923 | 0.13701 | 11 | 0.12936
55251 | 8.25 | 1 | 365 | 9.3879 | 0.90583 | 10 | 0.29371
55401 | 10.8 | 1 | 365 | 12.2896 | 0.74945 | 13 | 0.039032
51827 | 2.4 | 1 | 365 | 2.731 | 0.49988 | 3 | 0.2309
54644 | 7.56 | 1 | 365 | 8.6027 | 0.32462 | 8 | 0.92732
50049 | 9 | 1 | 365 | 10.2413 | 0.62454 | 10 | 0.86586
55253 | 3 | 1 | 365 | 3.4138 | 0.87485 | 4 | 0.28862
44960 | 8.48 | 1 | 365 | 9.6496 | 0.4329 | 10 | 0.082499
37525 | 8.82 | 1 | 365 | 10.0365 | 0.21205 | 10 | 0.24854
50872 | 8.48 | 1 | 365 | 9.6496 | 0.4329 | 10 | 0.082499
51060 | 4.24 | 1 | 365 | 4.8248 | 0.71645 | 5 | 0.54125
37334 | 6.3 | 1 | 365 | 7.1689 | 0.43718 | 7 | 0.6061
49520 | 10.8 | 1 | 365 | 12.2896 | 0.74945 | 13 | 0.039032
44177 | 8.55 | 1 | 365 | 9.7293 | 0.59332 | 10 | 0.32257
49215 | 4.875 | 1 | 365 | 5.5474 | 0.17163 | 5 | 0.71901
38317 | 5.225 | 1 | 365 | 5.9457 | 0.97369 | 6 | 0.91935
39002 | 8.32 | 1 | 365 | 9.4675 | 0.066245 | 9 | 0.53377
45094 | 14.35 | 1 | 365 | 16.3292 | 0.88469 | 17 | 0.2139
41860 | 3.924 | 1 | 365 | 4.4652 | 0.9923 | 5 | 0.45751
36706 | 8.55 | 1 | 365 | 9.7293 | 0.59332 | 10 | 0.32257
35958 | 6.54 | 1 | 365 | 7.442 | 0.98717 | 8 | 0.42919
38260 | 13.23 | 1 | 365 | 15.0547 | 0.31808 | 15 | 0.37281
49870 | 5.76 | 1 | 365 | 6.5544 | 0.19971 | 6 | 0.75415
56371 | 7.425 | 1 | 365 | 8.4491 | 0.015249 | 8 | 0.46433
44688 | 4.58 | 1 | 365 | 5.2117 | 0.4956 | 5 | 0.70729
44538 | 9.18 | 1 | 365 | 10.4461 | 0.037035 | 10 | 0.48318
44557 | 8.67 | 1 | 365 | 9.8658 | 0.86831 | 10 | 0.73411
53623 | 8.16 | 1 | 365 | 9.2855 | 0.69959 | 9 | 0.98505
42144 | 5.2 | 1 | 365 | 5.9172 | 0.9164 | 6 | 0.83361
44915 | 9.43 | 1 | 365 | 10.7306 | 0.60994 | 11 | 0.34056
38000 | 9.75 | 1 | 365 | 11.0948 | 0.34326 | 11 | 0.43801
49344 | 2.34 | 1 | 365 | 2.6627 | 0.36238 | 3 | 0.025124
43902 | 7.425 | 1 | 365 | 8.4491 | 0.015249 | 8 | 0.46433
46293 | 5.1 | 1 | 365 | 5.8034 | 0.68724 | 6 | 0.49065
53798 | 4.4 | 1 | 365 | 5.0069 | 0.08311 | 5 | 0.089976
53833 | 5.2 | 1 | 365 | 5.9172 | 0.9164 | 6 | 0.83361
53813 | 2.08 | 1 | 365 | 2.3669 | 0.76656 | 3 | 0.13344
53843 | 4.68 | 1 | 365 | 5.3255 | 0.72476 | 6 | 0.050247
52786 | 7.02 | 1 | 365 | 7.9882 | 0.087144 | 8 | 0.075371
50070 | 6.12 | 1 | 365 | 6.9641 | 0.02469 | 6 | 0.98878
53909 | 5.98 | 1 | 365 | 6.8048 | 0.70386 | 7 | 0.50865
44037 | 12.8 | 1 | 365 | 14.5654 | 0.33268 | 14 | 0.89811
53057 | 4.68 | 1 | 365 | 5.3255 | 0.72476 | 6 | 0.050247
34948 | 5.4 | 1 | 365 | 6.1448 | 0.37473 | 6 | 0.51952
50520 | 10.6 | 1 | 365 | 12.062 | 0.29113 | 12 | 0.35312
42940 | 8.525 | 1 | 365 | 9.7008 | 0.53603 | 10 | 0.23683
43835 | 6.84 | 1 | 365 | 7.7834 | 0.67465 | 8 | 0.45805
42628 | 6.6 | 1 | 365 | 7.5103 | 0.12467 | 7 | 0.63496
38992 | 6.6 | 1 | 365 | 7.5103 | 0.12467 | 7 | 0.63496
42699 | 6.875 | 1 | 365 | 7.8232 | 0.75486 | 8 | 0.57809
55276 | 6 | 1 | 365 | 6.8275 | 0.7497 | 7 | 0.57724
56748 | 17.5 | 1 | 365 | 19.9137 | 0.10328 | 20 | 0.01695
52835 | 13 | 1 | 365 | 14.793 | 0.79101 | 15 | 0.58402
52765 | 9.1 | 1 | 365 | 10.3551 | 0.85371 | 11 | 0.20881
37281 | 14.715 | 1 | 365 | 16.7446 | 0.72113 | 17 | 0.46568
52645 | 9.62 | 1 | 365 | 10.9468 | 0.045346 | 10 | 0.99217
52365 | 7.54 | 1 | 365 | 8.5799 | 0.27878 | 8 | 0.85873
53132 | 2.08 | 1 | 365 | 2.3669 | 0.76656 | 3 | 0.13344
51421 | 10.92 | 1 | 365 | 12.4261 | 0.024447 | 12 | 0.45058
51460 | 10.92 | 1 | 365 | 12.4261 | 0.024447 | 12 | 0.45058
51876 | 4.68 | 1 | 365 | 5.3255 | 0.72476 | 6 | 0.050247
53507 | 6.24 | 1 | 365 | 7.1006 | 0.29968 | 7 | 0.40033
51907 | 13.515 | 1 | 365 | 15.379 | 0.97119 | 16 | 0.35023
53406 | 4.42 | 1 | 365 | 5.0296 | 0.12894 | 5 | 0.15857
52289 | 5.72 | 1 | 365 | 6.5089 | 0.10804 | 6 | 0.61697
52677 | 8.84 | 1 | 365 | 10.0592 | 0.25789 | 10 | 0.31713
53714 | 7.54 | 1 | 365 | 8.5799 | 0.27878 | 8 | 0.85873
51782 | 2.6 | 1 | 365 | 2.9586 | 0.9582 | 3 | 0.9168
56701 | 8.84 | 1 | 365 | 10.0592 | 0.25789 | 10 | 0.31713
56686 | 4.16 | 1 | 365 | 4.7338 | 0.53312 | 5 | 0.26689
53744 | 4.42 | 1 | 365 | 5.0296 | 0.12894 | 5 | 0.15857
52824 | 6.24 | 1 | 365 | 7.1006 | 0.29968 | 7 | 0.40033
56691 | 5.2 | 1 | 365 | 5.9172 | 0.9164 | 6 | 0.83361
56682 | 7.54 | 1 | 365 | 8.5799 | 0.27878 | 8 | 0.85873
52827 | 3.12 | 1 | 365 | 3.5503 | 0.14984 | 3 | 0.70016
56680 | 5.2 | 1 | 365 | 5.9172 | 0.9164 | 6 | 0.83361
56242 | 11.7 | 1 | 365 | 13.3137 | 0.81191 | 14 | 0.12562
45603 | 5.1 | 1 | 365 | 5.8034 | 0.68724 | 6 | 0.49065
56756 | 9.01 | 1 | 365 | 10.2527 | 0.64746 | 10 | 0.90016
55245 | 6.75 | 1 | 365 | 7.681 | 0.46841 | 8 | 0.1494
46271 | 7.44 | 1 | 365 | 8.4662 | 0.049623 | 8 | 0.51578
27284 | 21.58 | 1 | 365 | 24.5564 | 0.45307 | 25 | 0.0094732
55494 | 7.28 | 1 | 365 | 8.2841 | 0.68296 | 8 | 0.96705
55493 | 5 | 1 | 365 | 5.6896 | 0.45808 | 6 | 0.1477
44776 | 9.975 | 1 | 365 | 11.3508 | 0.85887 | 12 | 0.20966
43154 | 10.07 | 1 | 365 | 11.4589 | 0.076573 | 11 | 0.53547
56782 | 13.34 | 1 | 365 | 15.1799 | 0.57016 | 15 | 0.75006
56767 | 2.565 | 1 | 365 | 2.9188 | 0.878 | 3 | 0.79677
41665 | 5.2 | 1 | 365 | 5.9172 | 0.9164 | 6 | 0.83361
48995 | 4.94 | 1 | 365 | 5.6213 | 0.32058 | 5 | 0.94193
41369 | 8.68 | 1 | 365 | 9.8772 | 0.89123 | 10 | 0.76841
43393 | 10.5 | 1 | 365 | 11.9482 | 0.061968 | 12 | 0.01017
48527 | 4.5 | 1 | 365 | 5.1207 | 0.31227 | 5 | 0.43293
55918 | 5.3 | 1 | 365 | 6.031 | 0.14556 | 6 | 0.17656
43310 | 3 | 1 | 365 | 3.4138 | 0.87485 | 4 | 0.28862
52818 | 10.14 | 1 | 365 | 11.5385 | 0.23699 | 11 | 0.77554
56879 | 5.83 | 1 | 365 | 6.6341 | 0.36012 | 6 | 0.99422
54537 | 14.575 | 1 | 365 | 16.5852 | 0.4003 | 16 | 0.98555
42109 | 3.92 | 1 | 365 | 4.4607 | 0.98313 | 5 | 0.4438
47074 | 4.8 | 1 | 365 | 5.462 | 0.99976 | 6 | 0.46179
36880 | 6.5 | 1 | 365 | 7.3965 | 0.8955 | 8 | 0.29201
39799 | 4.76 | 1 | 365 | 5.4165 | 0.90809 | 6 | 0.32461
56721 | 8.525 | 1 | 365 | 9.7008 | 0.53603 | 10 | 0.23683
27705 | 13 | 1 | 365 | 14.793 | 0.79101 | 15 | 0.58402
51012 | 4.08 | 1 | 365 | 4.6427 | 0.34979 | 4 | 0.99252
25283 | 71.76 | 1 | 365 | 81.6574 | 0.44636 | 82 | 0.10379
47441 | 9.3 | 1 | 365 | 10.5827 | 0.31203 | 10 | 0.89472
41131 | 9.66 | 1 | 365 | 10.9923 | 0.13701 | 11 | 0.12936
53494 | 9.805 | 1 | 365 | 11.1573 | 0.46929 | 11 | 0.62664
37706 | 8.32 | 1 | 365 | 9.4675 | 0.066245 | 9 | 0.53377
52878 | 13.26 | 1 | 365 | 15.0889 | 0.38683 | 15 | 0.4757
48817 | 3.9 | 1 | 365 | 4.4379 | 0.9373 | 5 | 0.37521
52840 | 3.12 | 1 | 365 | 3.5503 | 0.14984 | 3 | 0.70016
42971 | 7.95 | 1 | 365 | 9.0465 | 0.21835 | 9 | 0.26484
42771 | 11.76 | 1 | 365 | 13.382 | 0.9494 | 14 | 0.33139
48804 | 10.07 | 1 | 365 | 11.4589 | 0.076573 | 11 | 0.53547
48783 | 10 | 1 | 365 | 11.3792 | 0.91616 | 12 | 0.2954
44977 | 7.5 | 1 | 365 | 8.5344 | 0.18712 | 8 | 0.72155
54558 | 6.5 | 1 | 365 | 7.3965 | 0.8955 | 8 | 0.29201
49272 | 6.9 | 1 | 365 | 7.8517 | 0.81215 | 8 | 0.66383
48380 | 4.77 | 1 | 365 | 5.4279 | 0.93101 | 6 | 0.35891
50407 | 5.72 | 1 | 365 | 6.5089 | 0.10804 | 6 | 0.61697
46013 | 9.62 | 1 | 365 | 10.9468 | 0.045346 | 10 | 0.99217
44393 | 8.06 | 1 | 365 | 9.1717 | 0.47042 | 9 | 0.64209
51124 | 2.86 | 1 | 365 | 3.2545 | 0.55402 | 3 | 0.80848
45676 | 7.035 | 1 | 365 | 8.0053 | 0.12152 | 8 | 0.12681
55522 | 5.035 | 1 | 365 | 5.7294 | 0.53829 | 6 | 0.26773
48966 | 10.5 | 1 | 365 | 11.9482 | 0.061968 | 12 | 0.01017
44298 | 9.88 | 1 | 365 | 11.2427 | 0.64117 | 11 | 0.88386
56159 | 6.63 | 1 | 365 | 7.5444 | 0.19341 | 7 | 0.73785
46141 | 9.81 | 1 | 365 | 11.163 | 0.48075 | 11 | 0.64379
55003 | 10.5 | 1 | 365 | 11.9482 | 0.061968 | 12 | 0.01017
55244 | 11.5 | 1 | 365 | 13.0861 | 0.35358 | 13 | 0.43971
56678 | 10.4 | 1 | 365 | 11.8344 | 0.83281 | 12 | 0.66722
56399 | 9.45 | 1 | 365 | 10.7534 | 0.65577 | 11 | 0.40915
37585 | 7.41 | 1 | 365 | 8.432 | 0.98087 | 9 | 0.41289
50870 | 16.9 | 1 | 365 | 19.2309 | 0.72831 | 19 | 0.95923
49850 | 5.7 | 1 | 365 | 6.4862 | 0.062211 | 6 | 0.54838
50181 | 7.2 | 1 | 365 | 8.1931 | 0.49964 | 8 | 0.69269
44197 | 9.3 | 1 | 365 | 10.5827 | 0.31203 | 10 | 0.89472
46153 | 6.2 | 1 | 365 | 7.0551 | 0.20802 | 7 | 0.26315
50229 | 7.84 | 1 | 365 | 8.9213 | 0.96627 | 9 | 0.88759
54643 | 7.28 | 1 | 365 | 8.2841 | 0.68296 | 8 | 0.96705
48770 | 10.53 | 1 | 365 | 11.9823 | 0.13072 | 12 | 0.11306
55480 | 5.94 | 1 | 365 | 6.7593 | 0.6122 | 7 | 0.37147
54536 | 14.025 | 1 | 365 | 15.9594 | 0.13991 | 16 | 0.099299
50820 | 12.375 | 1 | 365 | 14.0818 | 0.35875 | 14 | 0.44056
47718 | 6 | 1 | 365 | 6.8275 | 0.7497 | 7 | 0.57724
51540 | 4.8 | 1 | 365 | 5.462 | 0.99976 | 6 | 0.46179
48805 | 5.83 | 1 | 365 | 6.6341 | 0.36012 | 6 | 0.99422
42724 | 6.875 | 1 | 365 | 7.8232 | 0.75486 | 8 | 0.57809
45347 | 7.975 | 1 | 365 | 9.0749 | 0.27564 | 9 | 0.35058
41239 | 8.1 | 1 | 365 | 9.2172 | 0.56209 | 9 | 0.77927
44552 | 4.24 | 1 | 365 | 4.8248 | 0.71645 | 5 | 0.54125
56066 | 9.805 | 1 | 365 | 11.1573 | 0.46929 | 11 | 0.62664
55715 | 5.3 | 1 | 365 | 6.031 | 0.14556 | 6 | 0.17656
55796 | 3.18 | 1 | 365 | 3.6186 | 0.28734 | 3 | 0.90594
51700 | 8.84 | 1 | 365 | 10.0592 | 0.25789 | 10 | 0.31713
58558 | 4.94 | 1 | 365 | 5.6213 | 0.32058 | 5 | 0.94193
56008 | 2.25 | 1 | 365 | 2.5603 | 0.15614 | 2 | 0.71646
53812 | 12.74 | 1 | 365 | 14.4972 | 0.19519 | 14 | 0.69234
56001 | 9.805 | 1 | 365 | 11.1573 | 0.46929 | 11 | 0.62664
56000 | 10.8 | 1 | 365 | 12.2896 | 0.74945 | 13 | 0.039032
55920 | 6.625 | 1 | 365 | 7.5387 | 0.18196 | 7 | 0.7207
55913 | 6 | 1 | 365 | 6.8275 | 0.7497 | 7 | 0.57724
55840 | 8.1 | 1 | 365 | 9.2172 | 0.56209 | 9 | 0.77927
55822 | 6.3 | 1 | 365 | 7.1689 | 0.43718 | 7 | 0.6061
55825 | 5.4 | 1 | 365 | 6.1448 | 0.37473 | 6 | 0.51952
55915 | 6.9 | 1 | 365 | 7.8517 | 0.81215 | 8 | 0.66383
51788 | 4.94 | 1 | 365 | 5.6213 | 0.32058 | 5 | 0.94193
55814 | 5.4 | 1 | 365 | 6.1448 | 0.37473 | 6 | 0.51952
53473 | 3.38 | 1 | 365 | 3.8462 | 0.74566 | 4 | 0.59185
55819 | 13.8 | 1 | 365 | 15.7034 | 0.6243 | 16 | 0.32765
55652 | 8.1 | 1 | 365 | 9.2172 | 0.56209 | 9 | 0.77927
52847 | 2.6 | 1 | 365 | 2.9586 | 0.9582 | 3 | 0.9168
52950 | 6.5 | 1 | 365 | 7.3965 | 0.8955 | 8 | 0.29201
55632 | 4.8 | 1 | 365 | 5.462 | 0.99976 | 6 | 0.46179
55014 | 7.02 | 1 | 365 | 7.9882 | 0.087144 | 8 | 0.075371
53488 | 4.42 | 1 | 365 | 5.0296 | 0.12894 | 5 | 0.15857
52856 | 5.72 | 1 | 365 | 6.5089 | 0.10804 | 6 | 0.61697
53194 | 8.06 | 1 | 365 | 9.1717 | 0.47042 | 9 | 0.64209
52682 | 6.76 | 1 | 365 | 7.6924 | 0.49132 | 8 | 0.18369
45889 | 8.06 | 1 | 365 | 9.1717 | 0.47042 | 9 | 0.64209
55532 | 11.395 | 1 | 365 | 12.9666 | 0.11296 | 13 | 0.079608
55766 | 10.2 | 1 | 365 | 11.6068 | 0.37448 | 11 | 0.98131
55530 | 5.7 | 1 | 365 | 6.4862 | 0.062211 | 6 | 0.54838
55513 | 10.5 | 1 | 365 | 11.9482 | 0.061968 | 12 | 0.01017
55504 | 4.2 | 1 | 365 | 4.7793 | 0.62479 | 5 | 0.40407
55336 | 7.5 | 1 | 365 | 8.5344 | 0.18712 | 8 | 0.72155
46863 | 7.245 | 1 | 365 | 8.2443 | 0.60276 | 8 | 0.84702
40706 | 8.84 | 1 | 365 | 10.0592 | 0.25789 | 10 | 0.31713
44633 | 13.52 | 1 | 365 | 15.3847 | 0.98265 | 16 | 0.36738
40743 | 4.77 | 1 | 365 | 5.4279 | 0.93101 | 6 | 0.35891
38918 | 13.77 | 1 | 365 | 15.6692 | 0.55555 | 16 | 0.22477
37923 | 12.22 | 1 | 365 | 13.9054 | 0.0035475 | 13 | 0.90898
41854 | 7.02 | 1 | 365 | 7.9882 | 0.087144 | 8 | 0.075371
35768 | 18.966 | 1 | 365 | 21.5819 | 0.46279 | 22 | 0.044656
42336 | 6.5 | 1 | 365 | 7.3965 | 0.8955 | 8 | 0.29201
37642 | 6.3 | 1 | 365 | 7.1689 | 0.43718 | 7 | 0.6061
39666 | 14.04 | 1 | 365 | 15.9765 | 0.17429 | 16 | 0.15074
55117 | 5.94 | 1 | 365 | 6.7593 | 0.6122 | 7 | 0.37147
39147 | 6.885 | 1 | 365 | 7.8346 | 0.77778 | 8 | 0.61238
44451 | 8.5 | 1 | 365 | 9.6724 | 0.47874 | 10 | 0.15109
54046 | 8.4 | 1 | 365 | 9.5586 | 0.24957 | 9 | 0.80814
54566 | 2.86 | 1 | 365 | 3.2545 | 0.55402 | 3 | 0.80848
44442 | 11.96 | 1 | 365 | 13.6096 | 0.40773 | 14 | 0.017298
54913 | 127.49 | 0.8 | 365 | 116.0591 | 0.7265 | 116 | 0.78564
18925 | 646.905 | 0.8 | 365 | 588.903 | 0.96628 | 589 | 0.86926
101 | 3741.4 | 0.7 | 365 | 2980.2002 | 0.69647 | 2980 | 0.89667
43085 | 87.78 | 0.9 | 365 | 89.8983 | 0.042247 | 89 | 0.94052
51804 | 6.6 | 1 | 365 | 7.5103 | 0.12467 | 7 | 0.63496
51802 | 6.6 | 1 | 365 | 7.5103 | 0.12467 | 7 | 0.63496
40252 | 3.57 | 1 | 365 | 4.0624 | 0.18107 | 4 | 0.24346
52822 | 6.5 | 1 | 365 | 7.3965 | 0.8955 | 8 | 0.29201
52712 | 7.7 | 1 | 365 | 8.762 | 0.64544 | 9 | 0.40746
35593 | 120 | 0.9 | 365 | 122.8958 | 0.49453 | 123 | 0.39032
54508 | 9.1 | 1 | 365 | 10.3551 | 0.85371 | 11 | 0.20881
44136 | 6.867 | 1 | 365 | 7.8141 | 0.73653 | 8 | 0.55065
46278 | 8.4 | 1 | 365 | 9.5586 | 0.24957 | 9 | 0.80814
46203 | 8.99 | 1 | 365 | 10.2299 | 0.60163 | 10 | 0.83156
39252 | 2.25 | 1 | 365 | 2.5603 | 0.15614 | 2 | 0.71646
48004 | 7.44 | 1 | 365 | 8.4662 | 0.049623 | 8 | 0.51578
43285 | 5.4 | 1 | 365 | 6.1448 | 0.37473 | 6 | 0.51952
30779 | 10.5 | 1 | 365 | 11.9482 | 0.061968 | 12 | 0.01017
46284 | 7.44 | 1 | 365 | 8.4662 | 0.049623 | 8 | 0.51578
55809 | 4.05 | 1 | 365 | 4.6086 | 0.28104 | 4 | 0.88964
54532 | 7.65 | 1 | 365 | 8.7051 | 0.53086 | 9 | 0.23598
39397 | 5.2 | 1 | 365 | 5.9172 | 0.9164 | 6 | 0.83361
39317 | 9.1 | 1 | 365 | 10.3551 | 0.85371 | 11 | 0.20881
58861 | 3.597 | 1 | 365 | 4.0931 | 0.24294 | 4 | 0.33606
43995 | 12.69 | 1 | 365 | 14.4403 | 0.080607 | 14 | 0.52086
51233 | 7.2 | 1 | 365 | 8.1931 | 0.49964 | 8 | 0.69269
44142 | 8.32 | 1 | 365 | 9.4675 | 0.066245 | 9 | 0.53377
44193 | 7.8 | 1 | 365 | 8.8758 | 0.8746 | 9 | 0.75041
45653 | 6.095 | 1 | 365 | 6.9356 | 0.9674 | 7 | 0.90305
48963 | 15 | 1 | 365 | 17.0689 | 0.37424 | 17 | 0.4431
50207 | 5.4 | 1 | 365 | 6.1448 | 0.37473 | 6 | 0.51952
38377 | 4.59 | 1 | 365 | 5.2231 | 0.51852 | 5 | 0.74159
47012 | 7.5 | 1 | 365 | 8.5344 | 0.18712 | 8 | 0.72155
48894 | 8.4 | 1 | 365 | 9.5586 | 0.24957 | 9 | 0.80814
44047 | 5.4 | 1 | 365 | 6.1448 | 0.37473 | 6 | 0.51952
43366 | 6.9 | 1 | 365 | 7.8517 | 0.81215 | 8 | 0.66383
39201 | 4.8 | 1 | 365 | 5.462 | 0.99976 | 6 | 0.46179
40985 | 3.3 | 1 | 365 | 3.7551 | 0.56233 | 4 | 0.31748
38623 | 18.9 | 1 | 365 | 21.5068 | 0.31154 | 21 | 0.81831
43296 | 3.6 | 1 | 365 | 4.0965 | 0.24982 | 4 | 0.34634
55528 | 5.035 | 1 | 365 | 5.7294 | 0.53829 | 6 | 0.26773
45263 | 7.2 | 1 | 365 | 8.1931 | 0.49964 | 8 | 0.69269
45045 | 8.06 | 1 | 365 | 9.1717 | 0.47042 | 9 | 0.64209
29162 | 10.4 | 1 | 365 | 11.8344 | 0.83281 | 12 | 0.66722
26868 | 5.98 | 1 | 365 | 6.8048 | 0.70386 | 7 | 0.50865
15167 | 3.06 | 1 | 365 | 3.482 | 0.012345 | 3 | 0.49439
27523 | 4.16 | 1 | 365 | 4.7338 | 0.53312 | 5 | 0.26689
32208 | 13 | 1 | 365 | 14.793 | 0.79101 | 15 | 0.58402
49095 | 7.54 | 1 | 365 | 8.5799 | 0.27878 | 8 | 0.85873
32289 | 6.76 | 1 | 365 | 7.6924 | 0.49132 | 8 | 0.18369
31980 | 4.68 | 1 | 365 | 5.3255 | 0.72476 | 6 | 0.050247
32382 | 6.24 | 1 | 365 | 7.1006 | 0.29968 | 7 | 0.40033
39011 | 10.14 | 1 | 365 | 11.5385 | 0.23699 | 11 | 0.77554
32312 | 6.24 | 1 | 365 | 7.1006 | 0.29968 | 7 | 0.40033
203 | 1095.85 | 1 | 365 | 1246.994 | 0.26739 | 1247 | 0.26141
17288 | 24.3 | 1 | 365 | 27.6516 | 0.68627 | 28 | 0.33782
41706 | 16.12 | 1 | 365 | 18.3433 | 0.94085 | 19 | 0.28418
45704 | 6.76 | 1 | 365 | 7.6924 | 0.49132 | 8 | 0.18369
38351 | 5.61 | 1 | 365 | 6.3838 | 0.85597 | 7 | 0.23972
40712 | 4.335 | 1 | 365 | 4.9329 | 0.93416 | 5 | 0.86706
42273 | 19.76 | 1 | 365 | 22.4854 | 0.28233 | 22 | 0.76771
47453 | 6.75 | 1 | 365 | 7.681 | 0.46841 | 8 | 0.1494
41645 | 6.92 | 1 | 365 | 7.8744 | 0.85798 | 8 | 0.73242
50653 | 5.2 | 1 | 365 | 5.9172 | 0.9164 | 6 | 0.83361
38657 | 8.715 | 1 | 365 | 9.917 | 0.97143 | 10 | 0.88844
39777 | 6.92 | 1 | 365 | 7.8744 | 0.85798 | 8 | 0.73242
57500 | 17.68 | 1 | 365 | 20.1185 | 0.51577 | 20 | 0.63427
58029 | 4.94 | 1 | 365 | 5.6213 | 0.32058 | 5 | 0.94193
33206 | 8.32 | 1 | 365 | 9.4675 | 0.066245 | 9 | 0.53377
51039 | 10.14 | 1 | 365 | 11.5385 | 0.23699 | 11 | 0.77554
46039 | 4.605 | 1 | 365 | 5.2401 | 0.55289 | 5 | 0.79303
44922 | 5.125 | 1 | 365 | 5.8319 | 0.74453 | 6 | 0.57639
47271 | 4.085 | 1 | 365 | 4.6484 | 0.36125 | 5 | 0.0096709
37580 | 4.085 | 1 | 365 | 4.6484 | 0.36125 | 5 | 0.0096709
42094 | 14.025 | 1 | 365 | 15.9594 | 0.13991 | 16 | 0.099299
37618 | 9.1 | 1 | 365 | 10.3551 | 0.85371 | 11 | 0.20881
48158 | 6.5 | 1 | 365 | 7.3965 | 0.8955 | 8 | 0.29201
47503 | 8.58 | 1 | 365 | 9.7634 | 0.66207 | 10 | 0.42545
50365 | 6.12 | 1 | 365 | 6.9641 | 0.02469 | 6 | 0.98878
45746 | 4.42 | 1 | 365 | 5.0296 | 0.12894 | 5 | 0.15857
39692 | 9.1 | 1 | 365 | 10.3551 | 0.85371 | 11 | 0.20881
43591 | 5.61 | 1 | 365 | 6.3838 | 0.85597 | 7 | 0.23972
41265 | 8.58 | 1 | 365 | 9.7634 | 0.66207 | 10 | 0.42545
38648 | 8.455 | 1 | 365 | 9.6211 | 0.37561 | 9 | 0.99676
38008 | 8.715 | 1 | 365 | 9.917 | 0.97143 | 10 | 0.88844
51574 | 5.46 | 1 | 365 | 6.2131 | 0.51222 | 6 | 0.72529
49514 | 4.16 | 1 | 365 | 4.7338 | 0.53312 | 5 | 0.26689
50601 | 8.58 | 1 | 365 | 9.7634 | 0.66207 | 10 | 0.42545
47611 | 9.18 | 1 | 365 | 10.4461 | 0.037035 | 10 | 0.48318
45529 | 5.46 | 1 | 365 | 6.2131 | 0.51222 | 6 | 0.72529
37184 | 13.16 | 1 | 365 | 14.9751 | 0.15767 | 15 | 0.13275
48063 | 8.265 | 1 | 365 | 9.4049 | 0.94021 | 10 | 0.34515
38947 | 10.77 | 1 | 365 | 12.2554 | 0.6807 | 12 | 0.93615
36904 | 8.22 | 1 | 365 | 9.3537 | 0.83708 | 10 | 0.19082
38664 | 4.345 | 1 | 365 | 4.9443 | 0.95707 | 5 | 0.90135
39630 | 13.52 | 1 | 365 | 15.3847 | 0.98265 | 16 | 0.36738
50451 | 9.945 | 1 | 365 | 11.3167 | 0.79012 | 12 | 0.10678
39403 | 3.18 | 1 | 365 | 3.6186 | 0.28734 | 3 | 0.90594
45733 | 3.18 | 1 | 365 | 3.6186 | 0.28734 | 3 | 0.90594
39299 | 5.72 | 1 | 365 | 6.5089 | 0.10804 | 6 | 0.61697
45692 | 6.5 | 1 | 365 | 7.3965 | 0.8955 | 8 | 0.29201
41607 | 4.53 | 1 | 365 | 5.1548 | 0.38102 | 5 | 0.53582
38220 | 7.18 | 1 | 365 | 8.1703 | 0.4538 | 8 | 0.6241
38490 | 10.25 | 1 | 365 | 11.6637 | 0.48906 | 12 | 0.15278
50649 | 4.16 | 1 | 365 | 4.7338 | 0.53312 | 5 | 0.26689
39758 | 3.9 | 1 | 365 | 4.4379 | 0.9373 | 5 | 0.37521
41358 | 5.04 | 1 | 365 | 5.7351 | 0.54974 | 6 | 0.28488
37627 | 7.155 | 1 | 365 | 8.1418 | 0.39651 | 8 | 0.53836
37185 | 6.14 | 1 | 365 | 6.9869 | 0.070522 | 7 | 0.057376
40366 | 5.46 | 1 | 365 | 6.2131 | 0.51222 | 6 | 0.72529
45762 | 3.64 | 1 | 365 | 4.142 | 0.34148 | 4 | 0.48353
39980 | 3.64 | 1 | 365 | 4.142 | 0.34148 | 4 | 0.48353
50320 | 14.04 | 1 | 365 | 15.9765 | 0.17429 | 16 | 0.15074
39621 | 5.72 | 1 | 365 | 6.5089 | 0.10804 | 6 | 0.61697
41492 | 7.54 | 1 | 365 | 8.5799 | 0.27878 | 8 | 0.85873
40070 | 6.12 | 1 | 365 | 6.9641 | 0.02469 | 6 | 0.98878
39945 | 8.84 | 1 | 365 | 10.0592 | 0.25789 | 10 | 0.31713
40490 | 4.59 | 1 | 365 | 5.2231 | 0.51852 | 5 | 0.74159
42035 | 12.74 | 1 | 365 | 14.4972 | 0.19519 | 14 | 0.69234
46280 | 10.455 | 1 | 365 | 11.897 | 0.95885 | 12 | 0.85584
38331 | 8.16 | 1 | 365 | 9.2855 | 0.69959 | 9 | 0.98505
40482 | 15.6 | 1 | 365 | 17.7516 | 0.74921 | 18 | 0.50082
45961 | 7.8 | 1 | 365 | 8.8758 | 0.8746 | 9 | 0.75041
40547 | 10.66 | 1 | 365 | 12.1303 | 0.42863 | 12 | 0.5589
43737 | 8.415 | 1 | 365 | 9.5756 | 0.28395 | 9 | 0.85958
50700 | 15.86 | 1 | 365 | 18.0475 | 0.34503 | 18 | 0.3925
45935 | 5.98 | 1 | 365 | 6.8048 | 0.70386 | 7 | 0.50865
46050 | 3.825 | 1 | 365 | 4.3526 | 0.76543 | 5 | 0.11799
42222 | 5.98 | 1 | 365 | 6.8048 | 0.70386 | 7 | 0.50865
50498 | 12.75 | 1 | 365 | 14.5085 | 0.2181 | 14 | 0.72663
50598 | 8.215 | 1 | 365 | 9.348 | 0.82563 | 10 | 0.17367
40272 | 11.22 | 1 | 365 | 12.7675 | 0.71193 | 13 | 0.47944
50444 | 5.72 | 1 | 365 | 6.5089 | 0.10804 | 6 | 0.61697
43333 | 4.505 | 1 | 365 | 5.1263 | 0.32373 | 5 | 0.45008
39270 | 5.865 | 1 | 365 | 6.6739 | 0.44033 | 7 | 0.11425
39675 | 4.59 | 1 | 365 | 5.2231 | 0.51852 | 5 | 0.74159
50488 | 4.94 | 1 | 365 | 5.6213 | 0.32058 | 5 | 0.94193
47360 | 2.805 | 1 | 365 | 3.1919 | 0.42798 | 3 | 0.61986
50483 | 7.02 | 1 | 365 | 7.9882 | 0.087144 | 8 | 0.075371
50287 | 11.7 | 1 | 365 | 13.3137 | 0.81191 | 14 | 0.12562
50592 | 10.965 | 1 | 365 | 12.4773 | 0.12757 | 12 | 0.60491
53254 | 2.295 | 1 | 365 | 2.6115 | 0.25926 | 2 | 0.87079
40323 | 4.345 | 1 | 365 | 4.9443 | 0.95707 | 5 | 0.90135
38006 | 11.48 | 1 | 365 | 13.0634 | 0.30775 | 13 | 0.37112
39787 | 6.325 | 1 | 365 | 7.1974 | 0.49447 | 7 | 0.69184
38129 | 4.94 | 1 | 365 | 5.6213 | 0.32058 | 5 | 0.94193
47265 | 3.12 | 1 | 365 | 3.5503 | 0.14984 | 3 | 0.70016
54090 | 5.46 | 1 | 365 | 6.2131 | 0.51222 | 6 | 0.72529
37277 | 5.62 | 1 | 365 | 6.3951 | 0.87888 | 7 | 0.27401
54143 | 6.885 | 1 | 365 | 7.8346 | 0.77778 | 8 | 0.61238
54200 | 3.825 | 1 | 365 | 4.3526 | 0.76543 | 5 | 0.11799
54203 | 5.865 | 1 | 365 | 6.6739 | 0.44033 | 7 | 0.11425
54222 | 6.24 | 1 | 365 | 7.1006 | 0.29968 | 7 | 0.40033
54317 | 2.86 | 1 | 365 | 3.2545 | 0.55402 | 3 | 0.80848
54318 | 7.8 | 1 | 365 | 8.8758 | 0.8746 | 9 | 0.75041
54331 | 7.8 | 1 | 365 | 8.8758 | 0.8746 | 9 | 0.75041
54342 | 8.58 | 1 | 365 | 9.7634 | 0.66207 | 10 | 0.42545
35536 | 18.312 | 1 | 365 | 20.8377 | 0.96407 | 21 | 0.80174
44506 | 6.75 | 1 | 365 | 7.681 | 0.46841 | 8 | 0.1494
44010 | 9.6 | 1 | 365 | 10.9241 | 0.99951 | 11 | 0.92358
50448 | 8.8 | 1 | 365 | 10.0137 | 0.16622 | 10 | 0.17995
36184 | 3.64 | 1 | 365 | 4.142 | 0.34148 | 4 | 0.48353
36176 | 7.245 | 1 | 365 | 8.2443 | 0.60276 | 8 | 0.84702
44130 | 11.34 | 1 | 365 | 12.9041 | 0.98693 | 13 | 0.89098
44339 | 10.8 | 1 | 365 | 12.2896 | 0.74945 | 13 | 0.039032
44184 | 10.36 | 1 | 365 | 11.7889 | 0.74114 | 12 | 0.53003
44581 | 5.27 | 1 | 365 | 5.9969 | 0.076816 | 6 | 0.073676
50756 | 4.08 | 1 | 365 | 4.6427 | 0.34979 | 4 | 0.99252
36781 | 4.578 | 1 | 365 | 5.2094 | 0.49102 | 5 | 0.70043
50380 | 12.24 | 1 | 365 | 13.9282 | 0.04938 | 13 | 0.97757
50374 | 13.515 | 1 | 365 | 15.379 | 0.97119 | 16 | 0.35023
50435 | 4.68 | 1 | 365 | 5.3255 | 0.72476 | 6 | 0.050247
50511 | 5.83 | 1 | 365 | 6.6341 | 0.36012 | 6 | 0.99422
39532 | 4.42 | 1 | 365 | 5.0296 | 0.12894 | 5 | 0.15857
50350 | 8.16 | 1 | 365 | 9.2855 | 0.69959 | 9 | 0.98505
39176 | 5.565 | 1 | 365 | 6.3325 | 0.75284 | 7 | 0.08539
41117 | 5.2 | 1 | 365 | 5.9172 | 0.9164 | 6 | 0.83361
48072 | 4.08 | 1 | 365 | 4.6427 | 0.34979 | 4 | 0.99252
39413 | 8.1 | 1 | 365 | 9.2172 | 0.56209 | 9 | 0.77927
50606 | 9.805 | 1 | 365 | 11.1573 | 0.46929 | 11 | 0.62664
47350 | 9.18 | 1 | 365 | 10.4461 | 0.037035 | 10 | 0.48318
50399 | 3.315 | 1 | 365 | 3.7722 | 0.59671 | 4 | 0.36893
50589 | 10.71 | 1 | 365 | 12.1872 | 0.54321 | 12 | 0.73037
50529 | 8.16 | 1 | 365 | 9.2855 | 0.69959 | 9 | 0.98505
47540 | 6.625 | 1 | 365 | 7.5387 | 0.18196 | 7 | 0.7207
43886 | 11.7 | 1 | 365 | 13.3137 | 0.81191 | 14 | 0.12562
50469 | 14.3 | 1 | 365 | 16.2723 | 0.77011 | 17 | 0.042422
41111 | 13 | 1 | 365 | 14.793 | 0.79101 | 15 | 0.58402
50316 | 14.025 | 1 | 365 | 15.9594 | 0.13991 | 16 | 0.099299
50381 | 7.905 | 1 | 365 | 8.9953 | 0.11522 | 9 | 0.11051
45378 | 4.42 | 1 | 365 | 5.0296 | 0.12894 | 5 | 0.15857
40078 | 7.8 | 1 | 365 | 8.8758 | 0.8746 | 9 | 0.75041
43282 | 9.36 | 1 | 365 | 10.651 | 0.44953 | 11 | 0.10049
40102 | 3.78 | 1 | 365 | 4.3014 | 0.66231 | 4 | 0.96366
45325 | 9.1 | 1 | 365 | 10.3551 | 0.85371 | 11 | 0.20881
40999 | 14.04 | 1 | 365 | 15.9765 | 0.17429 | 16 | 0.15074
50434 | 3.64 | 1 | 365 | 4.142 | 0.34148 | 4 | 0.48353
50262 | 3.18 | 1 | 365 | 3.6186 | 0.28734 | 3 | 0.90594
54895 | 5.2 | 1 | 365 | 5.9172 | 0.9164 | 6 | 0.83361
54803 | 8.215 | 1 | 365 | 9.348 | 0.82563 | 10 | 0.17367
54786 | 3.12 | 1 | 365 | 3.5503 | 0.14984 | 3 | 0.70016
54869 | 8.32 | 1 | 365 | 9.4675 | 0.066245 | 9 | 0.53377
54798 | 8.84 | 1 | 365 | 10.0592 | 0.25789 | 10 | 0.31713
54704 | 6.24 | 1 | 365 | 7.1006 | 0.29968 | 7 | 0.40033
54752 | 6.24 | 1 | 365 | 7.1006 | 0.29968 | 7 | 0.40033
54701 | 7.395 | 1 | 365 | 8.4149 | 0.9465 | 9 | 0.36145
54730 | 7.28 | 1 | 365 | 8.2841 | 0.68296 | 8 | 0.96705
39658 | 7.8 | 1 | 365 | 8.8758 | 0.8746 | 9 | 0.75041
39534 | 8.06 | 1 | 365 | 9.1717 | 0.47042 | 9 | 0.64209
50354 | 4.94 | 1 | 365 | 5.6213 | 0.32058 | 5 | 0.94193
41932 | 5.98 | 1 | 365 | 6.8048 | 0.70386 | 7 | 0.50865
45687 | 2.55 | 1 | 365 | 2.9017 | 0.84362 | 3 | 0.74533
39245 | 11.44 | 1 | 365 | 13.0179 | 0.21609 | 13 | 0.23394
50608 | 21.84 | 1 | 365 | 24.8523 | 0.048893 | 24 | 0.90115
45865 | 5.94 | 1 | 365 | 6.7593 | 0.6122 | 7 | 0.37147
40545 | 14.3 | 1 | 365 | 16.2723 | 0.77011 | 17 | 0.042422
47473 | 7.28 | 1 | 365 | 8.2841 | 0.68296 | 8 | 0.96705
50410 | 10.335 | 1 | 365 | 11.7604 | 0.68385 | 12 | 0.4443
39417 | 5.83 | 1 | 365 | 6.6341 | 0.36012 | 6 | 0.99422
54871 | 4.505 | 1 | 365 | 5.1263 | 0.32373 | 5 | 0.45008
54742 | 8.415 | 1 | 365 | 9.5756 | 0.28395 | 9 | 0.85958
54795 | 6.885 | 1 | 365 | 7.8346 | 0.77778 | 8 | 0.61238
54827 | 6.625 | 1 | 365 | 7.5387 | 0.18196 | 7 | 0.7207
54695 | 7.14 | 1 | 365 | 8.1248 | 0.36214 | 8 | 0.48692
54812 | 8.84 | 1 | 365 | 10.0592 | 0.25789 | 10 | 0.31713
54884 | 5.1 | 1 | 365 | 5.8034 | 0.68724 | 6 | 0.49065
54691 | 4.08 | 1 | 365 | 4.6427 | 0.34979 | 4 | 0.99252
54935 | 8.84 | 1 | 365 | 10.0592 | 0.25789 | 10 | 0.31713
54953 | 5.98 | 1 | 365 | 6.8048 | 0.70386 | 7 | 0.50865
54678 | 2.34 | 1 | 365 | 2.6627 | 0.36238 | 3 | 0.025124
54683 | 2.805 | 1 | 365 | 3.1919 | 0.42798 | 3 | 0.61986
54668 | 11.475 | 1 | 365 | 13.0577 | 0.29629 | 13 | 0.35397
54671 | 10.965 | 1 | 365 | 12.4773 | 0.12757 | 12 | 0.60491
54675 | 7.14 | 1 | 365 | 8.1248 | 0.36214 | 8 | 0.48692
54669 | 7.54 | 1 | 365 | 8.5799 | 0.27878 | 8 | 0.85873
54674 | 9.54 | 1 | 365 | 10.8558 | 0.86202 | 11 | 0.71781
54662 | 8.415 | 1 | 365 | 9.5756 | 0.28395 | 9 | 0.85958
54651 | 8.745 | 1 | 365 | 9.9511 | 0.040182 | 9 | 0.99133
54876 | 8.84 | 1 | 365 | 10.0592 | 0.25789 | 10 | 0.31713
54401 | 4.335 | 1 | 365 | 4.9329 | 0.93416 | 5 | 0.86706
54387 | 9.88 | 1 | 365 | 11.2427 | 0.64117 | 11 | 0.88386
54369 | 3.445 | 1 | 365 | 3.9201 | 0.89462 | 4 | 0.81477
54368 | 7.65 | 1 | 365 | 8.7051 | 0.53086 | 9 | 0.23598
54375 | 11.66 | 1 | 365 | 13.2682 | 0.72024 | 13 | 0.98844
54381 | 2.295 | 1 | 365 | 2.6115 | 0.25926 | 2 | 0.87079
54456 | 4.16 | 1 | 365 | 4.7338 | 0.53312 | 5 | 0.26689
54483 | 7.95 | 1 | 365 | 9.0465 | 0.21835 | 9 | 0.26484
54466 | 6.5 | 1 | 365 | 7.3965 | 0.8955 | 8 | 0.29201
54455 | 10.71 | 1 | 365 | 12.1872 | 0.54321 | 12 | 0.73037
54454 | 5.1 | 1 | 365 | 5.8034 | 0.68724 | 6 | 0.49065
54452 | 10.2 | 1 | 365 | 11.6068 | 0.37448 | 11 | 0.98131
54451 | 11.73 | 1 | 365 | 13.3478 | 0.88066 | 14 | 0.2285
54448 | 6.5 | 1 | 365 | 7.3965 | 0.8955 | 8 | 0.29201
54443 | 4.845 | 1 | 365 | 5.5132 | 0.10288 | 5 | 0.61612
54446 | 7.65 | 1 | 365 | 8.7051 | 0.53086 | 9 | 0.23598
54442 | 8.06 | 1 | 365 | 9.1717 | 0.47042 | 9 | 0.64209
54490 | 7.14 | 1 | 365 | 8.1248 | 0.36214 | 8 | 0.48692
54437 | 4.16 | 1 | 365 | 4.7338 | 0.53312 | 5 | 0.26689
54576 | 14.045 | 1 | 365 | 15.9821 | 0.18575 | 16 | 0.16789
54605 | 4.08 | 1 | 365 | 4.6427 | 0.34979 | 4 | 0.99252
54606 | 5.61 | 1 | 365 | 6.3838 | 0.85597 | 7 | 0.23972
54584 | 5.865 | 1 | 365 | 6.6739 | 0.44033 | 7 | 0.11425
54601 | 7.54 | 1 | 365 | 8.5799 | 0.27878 | 8 | 0.85873
47489 | 5.6 | 1 | 365 | 6.3724 | 0.83305 | 7 | 0.20542
54589 | 5.865 | 1 | 365 | 6.6739 | 0.44033 | 7 | 0.11425
54513 | 4.845 | 1 | 365 | 5.5132 | 0.10288 | 5 | 0.61612
54575 | 10.4 | 1 | 365 | 11.8344 | 0.83281 | 12 | 0.66722
54504 | 8.415 | 1 | 365 | 9.5756 | 0.28395 | 9 | 0.85958
54607 | 8.37 | 1 | 365 | 9.5244 | 0.18083 | 9 | 0.70525
54573 | 6.625 | 1 | 365 | 7.5387 | 0.18196 | 7 | 0.7207
54535 | 8.415 | 1 | 365 | 9.5756 | 0.28395 | 9 | 0.85958
54491 | 4.59 | 1 | 365 | 5.2231 | 0.51852 | 5 | 0.74159
54500 | 5.2 | 1 | 365 | 5.9172 | 0.9164 | 6 | 0.83361
54586 | 8.32 | 1 | 365 | 9.4675 | 0.066245 | 9 | 0.53377
54501 | 10.66 | 1 | 365 | 12.1303 | 0.42863 | 12 | 0.5589
54581 | 10.66 | 1 | 365 | 12.1303 | 0.42863 | 12 | 0.5589
54578 | 5.865 | 1 | 365 | 6.6739 | 0.44033 | 7 | 0.11425
54572 | 3.315 | 1 | 365 | 3.7722 | 0.59671 | 4 | 0.36893
54555 | 6.12 | 1 | 365 | 6.9641 | 0.02469 | 6 | 0.98878
54361 | 5.865 | 1 | 365 | 6.6739 | 0.44033 | 7 | 0.11425
54404 | 14.025 | 1 | 365 | 15.9594 | 0.13991 | 16 | 0.099299
54553 | 5.1 | 1 | 365 | 5.8034 | 0.68724 | 6 | 0.49065
54625 | 5.1 | 1 | 365 | 5.8034 | 0.68724 | 6 | 0.49065
54633 | 7.65 | 1 | 365 | 8.7051 | 0.53086 | 9 | 0.23598
50288 | 8.925 | 1 | 365 | 10.156 | 0.45267 | 10 | 0.60864
50366 | 8.32 | 1 | 365 | 9.4675 | 0.066245 | 9 | 0.53377
40902 | 8.32 | 1 | 365 | 9.4675 | 0.066245 | 9 | 0.53377
38564 | 10.4 | 1 | 365 | 11.8344 | 0.83281 | 12 | 0.66722
54355 | 7.14 | 1 | 365 | 8.1248 | 0.36214 | 8 | 0.48692
54363 | 7.14 | 1 | 365 | 8.1248 | 0.36214 | 8 | 0.48692
54398 | 5.61 | 1 | 365 | 6.3838 | 0.85597 | 7 | 0.23972
54406 | 6.885 | 1 | 365 | 7.8346 | 0.77778 | 8 | 0.61238
54418 | 5.83 | 1 | 365 | 6.6341 | 0.36012 | 6 | 0.99422
54428 | 14.025 | 1 | 365 | 15.9594 | 0.13991 | 16 | 0.099299
54613 | 9.275 | 1 | 365 | 10.5542 | 0.25474 | 10 | 0.80898
54612 | 9.36 | 1 | 365 | 10.651 | 0.44953 | 11 | 0.10049
54620 | 5.61 | 1 | 365 | 6.3838 | 0.85597 | 7 | 0.23972
54623 | 3.12 | 1 | 365 | 3.5503 | 0.14984 | 3 | 0.70016
54626 | 9.18 | 1 | 365 | 10.4461 | 0.037035 | 10 | 0.48318
54628 | 4.42 | 1 | 365 | 5.0296 | 0.12894 | 5 | 0.15857
54632 | 14.025 | 1 | 365 | 15.9594 | 0.13991 | 16 | 0.099299
54642 | 7.155 | 1 | 365 | 8.1418 | 0.39651 | 8 | 0.53836
54647 | 3.18 | 1 | 365 | 3.6186 | 0.28734 | 3 | 0.90594
54655 | 4.59 | 1 | 365 | 5.2231 | 0.51852 | 5 | 0.74159
54661 | 4.24 | 1 | 365 | 4.8248 | 0.71645 | 5 | 0.54125
54663 | 8.415 | 1 | 365 | 9.5756 | 0.28395 | 9 | 0.85958
54887 | 10.865 | 1 | 365 | 12.3635 | 0.89841 | 13 | 0.26195
54949 | 5.2 | 1 | 365 | 5.9172 | 0.9164 | 6 | 0.83361
17423 | 5.72 | 1 | 365 | 6.5089 | 0.10804 | 6 | 0.61697
31492 | 3.64 | 1 | 365 | 4.142 | 0.34148 | 4 | 0.48353
54885 | 13 | 1 | 365 | 14.793 | 0.79101 | 15 | 0.58402
27351 | 3.38 | 1 | 365 | 3.8462 | 0.74566 | 4 | 0.59185
26711 | 8.58 | 1 | 365 | 9.7634 | 0.66207 | 10 | 0.42545
54847 | 7.28 | 1 | 365 | 8.2841 | 0.68296 | 8 | 0.96705
22050 | 3.825 | 1 | 365 | 4.3526 | 0.76543 | 5 | 0.11799
54296 | 9.39 | 1 | 365 | 10.6851 | 0.51827 | 11 | 0.20338
54842 | 7.54 | 1 | 365 | 8.5799 | 0.27878 | 8 | 0.85873
27468 | 4.59 | 1 | 365 | 5.2231 | 0.51852 | 5 | 0.74159
24425 | 8.58 | 1 | 365 | 9.7634 | 0.66207 | 10 | 0.42545
54179 | 9.1 | 1 | 365 | 10.3551 | 0.85371 | 11 | 0.20881
54261 | 9.88 | 1 | 365 | 11.2427 | 0.64117 | 11 | 0.88386
54919 | 6.9 | 1 | 365 | 7.8517 | 0.81215 | 8 | 0.66383
34400 | 3.9 | 1 | 365 | 4.4379 | 0.9373 | 5 | 0.37521
54182 | 5.72 | 1 | 365 | 6.5089 | 0.10804 | 6 | 0.61697
54335 | 4.68 | 1 | 365 | 5.3255 | 0.72476 | 6 | 0.050247
38774 | 5.98 | 1 | 365 | 6.8048 | 0.70386 | 7 | 0.50865
38879 | 3.9 | 1 | 365 | 4.4379 | 0.9373 | 5 | 0.37521
54083 | 9.62 | 1 | 365 | 10.9468 | 0.045346 | 10 | 0.99217
54226 | 13 | 1 | 365 | 14.793 | 0.79101 | 15 | 0.58402
52029 | 8.84 | 1 | 365 | 10.0592 | 0.25789 | 10 | 0.31713
52518 | 8.58 | 1 | 365 | 9.7634 | 0.66207 | 10 | 0.42545
53345 | 6.76 | 1 | 365 | 7.6924 | 0.49132 | 8 | 0.18369
53811 | 8.84 | 1 | 365 | 10.0592 | 0.25789 | 10 | 0.31713
31910 | 5.46 | 1 | 365 | 6.2131 | 0.51222 | 6 | 0.72529
54205 | 8.06 | 1 | 365 | 9.1717 | 0.47042 | 9 | 0.64209
54245 | 9.1 | 1 | 365 | 10.3551 | 0.85371 | 11 | 0.20881
54214 | 4.94 | 1 | 365 | 5.6213 | 0.32058 | 5 | 0.94193
54234 | 4.68 | 1 | 365 | 5.3255 | 0.72476 | 6 | 0.050247
54247 | 3.9 | 1 | 365 | 4.4379 | 0.9373 | 5 | 0.37521
54262 | 7.02 | 1 | 365 | 7.9882 | 0.087144 | 8 | 0.075371
54357 | 3.12 | 1 | 365 | 3.5503 | 0.14984 | 3 | 0.70016
54366 | 4.68 | 1 | 365 | 5.3255 | 0.72476 | 6 | 0.050247
54377 | 3.12 | 1 | 365 | 3.5503 | 0.14984 | 3 | 0.70016
54693 | 3.12 | 1 | 365 | 3.5503 | 0.14984 | 3 | 0.70016
52886 | 6.76 | 1 | 365 | 7.6924 | 0.49132 | 8 | 0.18369
53358 | 7.54 | 1 | 365 | 8.5799 | 0.27878 | 8 | 0.85873
54421 | 7.54 | 1 | 365 | 8.5799 | 0.27878 | 8 | 0.85873
54133 | 6.24 | 1 | 365 | 7.1006 | 0.29968 | 7 | 0.40033
54122 | 3.12 | 1 | 365 | 3.5503 | 0.14984 | 3 | 0.70016
54082 | 3.12 | 1 | 365 | 3.5503 | 0.14984 | 3 | 0.70016
53929 | 5.72 | 1 | 365 | 6.5089 | 0.10804 | 6 | 0.61697
54689 | 4.16 | 1 | 365 | 4.7338 | 0.53312 | 5 | 0.26689
52815 | 7.54 | 1 | 365 | 8.5799 | 0.27878 | 8 | 0.85873
54266 | 9.36 | 1 | 365 | 10.651 | 0.44953 | 11 | 0.10049
54753 | 5.98 | 1 | 365 | 6.8048 | 0.70386 | 7 | 0.50865
54748 | 7.28 | 1 | 365 | 8.2841 | 0.68296 | 8 | 0.96705
54737 | 6.76 | 1 | 365 | 7.6924 | 0.49132 | 8 | 0.18369
52207 | 3.12 | 1 | 365 | 3.5503 | 0.14984 | 3 | 0.70016
51725 | 3.38 | 1 | 365 | 3.8462 | 0.74566 | 4 | 0.59185
54811 | 3.38 | 1 | 365 | 3.8462 | 0.74566 | 4 | 0.59185
53864 | 5.98 | 1 | 365 | 6.8048 | 0.70386 | 7 | 0.50865
31940 | 7.54 | 1 | 365 | 8.5799 | 0.27878 | 8 | 0.85873
54747 | 9.88 | 1 | 365 | 11.2427 | 0.64117 | 11 | 0.88386
44092 | 8.06 | 1 | 365 | 9.1717 | 0.47042 | 9 | 0.64209
28251 | 9.62 | 1 | 365 | 10.9468 | 0.045346 | 10 | 0.99217
47375 | 13.005 | 1 | 365 | 14.7987 | 0.80247 | 15 | 0.60117
34668 | 303.6 | 0.9 | 365 | 310.9264 | 0.16116 | 311 | 0.08751
53689 | 5.4 | 1 | 365 | 6.1448 | 0.37473 | 6 | 0.51952
29759 | 12 | 1 | 365 | 13.6551 | 0.49939 | 14 | 0.15448
52142 | 9.36 | 1 | 365 | 10.651 | 0.44953 | 11 | 0.10049
54856 | 4.68 | 1 | 365 | 5.3255 | 0.72476 | 6 | 0.050247
32787 | 6.24 | 1 | 365 | 7.1006 | 0.29968 | 7 | 0.40033
52554 | 11.7 | 1 | 365 | 13.3137 | 0.81191 | 14 | 0.12562
54813 | 8.32 | 1 | 365 | 9.4675 | 0.066245 | 9 | 0.53377
54860 | 5.72 | 1 | 365 | 6.5089 | 0.10804 | 6 | 0.61697
54738 | 7.02 | 1 | 365 | 7.9882 | 0.087144 | 8 | 0.075371
53810 | 5.98 | 1 | 365 | 6.8048 | 0.70386 | 7 | 0.50865
54304 | 8.32 | 1 | 365 | 9.4675 | 0.066245 | 9 | 0.53377
54673 | 8.32 | 1 | 365 | 9.4675 | 0.066245 | 9 | 0.53377
53579 | 3.9 | 1 | 365 | 4.4379 | 0.9373 | 5 | 0.37521
54818 | 5.46 | 1 | 365 | 6.2131 | 0.51222 | 6 | 0.72529
53679 | 6.76 | 1 | 365 | 7.6924 | 0.49132 | 8 | 0.18369
53386 | 8.06 | 1 | 365 | 9.1717 | 0.47042 | 9 | 0.64209
26934 | 3.12 | 1 | 365 | 3.5503 | 0.14984 | 3 | 0.70016
53452 | 11.96 | 1 | 365 | 13.6096 | 0.40773 | 14 | 0.017298
54740 | 8.06 | 1 | 365 | 9.1717 | 0.47042 | 9 | 0.64209
54757 | 3.38 | 1 | 365 | 3.8462 | 0.74566 | 4 | 0.59185
54796 | 8.58 | 1 | 365 | 9.7634 | 0.66207 | 10 | 0.42545
54857 | 4.68 | 1 | 365 | 5.3255 | 0.72476 | 6 | 0.050247
54817 | 3.64 | 1 | 365 | 4.142 | 0.34148 | 4 | 0.48353
54826 | 7.28 | 1 | 365 | 8.2841 | 0.68296 | 8 | 0.96705
54832 | 8.58 | 1 | 365 | 9.7634 | 0.66207 | 10 | 0.42545
54829 | 7.02 | 1 | 365 | 7.9882 | 0.087144 | 8 | 0.075371
22417 | 4.94 | 1 | 365 | 5.6213 | 0.32058 | 5 | 0.94193
54768 | 5.2 | 1 | 365 | 5.9172 | 0.9164 | 6 | 0.83361
54849 | 3.12 | 1 | 365 | 3.5503 | 0.14984 | 3 | 0.70016
55023 | 3.64 | 1 | 365 | 4.142 | 0.34148 | 4 | 0.48353
54362 | 6.76 | 1 | 365 | 7.6924 | 0.49132 | 8 | 0.18369
54968 | 7.8 | 1 | 365 | 8.8758 | 0.8746 | 9 | 0.75041
54844 | 10.66 | 1 | 365 | 12.1303 | 0.42863 | 12 | 0.5589
52523 | 8.84 | 1 | 365 | 10.0592 | 0.25789 | 10 | 0.31713
53214 | 5.2 | 1 | 365 | 5.9172 | 0.9164 | 6 | 0.83361
54837 | 4.16 | 1 | 365 | 4.7338 | 0.53312 | 5 | 0.26689
54977 | 5.2 | 1 | 365 | 5.9172 | 0.9164 | 6 | 0.83361
54933 | 11.44 | 1 | 365 | 13.0179 | 0.21609 | 13 | 0.23394
54971 | 13.78 | 1 | 365 | 15.6806 | 0.57847 | 16 | 0.25906
54828 | 3.64 | 1 | 365 | 4.142 | 0.34148 | 4 | 0.48353
54834 | 9.1 | 1 | 365 | 10.3551 | 0.85371 | 11 | 0.20881
54964 | 5.72 | 1 | 365 | 6.5089 | 0.10804 | 6 | 0.61697
53054 | 9.88 | 1 | 365 | 11.2427 | 0.64117 | 11 | 0.88386
53033 | 2.86 | 1 | 365 | 3.2545 | 0.55402 | 3 | 0.80848
33787 | 5.46 | 1 | 365 | 6.2131 | 0.51222 | 6 | 0.72529
53462 | 5.72 | 1 | 365 | 6.5089 | 0.10804 | 6 | 0.61697
54930 | 7.02 | 1 | 365 | 7.9882 | 0.087144 | 8 | 0.075371
53676 | 9.62 | 1 | 365 | 10.9468 | 0.045346 | 10 | 0.99217
54043 | 9.36 | 1 | 365 | 10.651 | 0.44953 | 11 | 0.10049
55097 | 4.16 | 1 | 365 | 4.7338 | 0.53312 | 5 | 0.26689
53892 | 5.2 | 1 | 365 | 5.9172 | 0.9164 | 6 | 0.83361
54973 | 7.54 | 1 | 365 | 8.5799 | 0.27878 | 8 | 0.85873
54218 | 13.26 | 1 | 365 | 15.0889 | 0.38683 | 15 | 0.4757
52820 | 3.9 | 1 | 365 | 4.4379 | 0.9373 | 5 | 0.37521
53699 | 8.84 | 1 | 365 | 10.0592 | 0.25789 | 10 | 0.31713
53078 | 3.12 | 1 | 365 | 3.5503 | 0.14984 | 3 | 0.70016
53517 | 7.8 | 1 | 365 | 8.8758 | 0.8746 | 9 | 0.75041
44679 | 12.74 | 1 | 365 | 14.4972 | 0.19519 | 14 | 0.69234
54918 | 2.86 | 1 | 365 | 3.2545 | 0.55402 | 3 | 0.80848
52783 | 3.9 | 1 | 365 | 4.4379 | 0.9373 | 5 | 0.37521
32409 | 5.2 | 1 | 365 | 5.9172 | 0.9164 | 6 | 0.83361
52758 | 7.28 | 1 | 365 | 8.2841 | 0.68296 | 8 | 0.96705
52100 | 2.34 | 1 | 365 | 2.6627 | 0.36238 | 3 | 0.025124
53027 | 4.42 | 1 | 365 | 5.0296 | 0.12894 | 5 | 0.15857
52088 | 2.86 | 1 | 365 | 3.2545 | 0.55402 | 3 | 0.80848
53831 | 14.3 | 1 | 365 | 16.2723 | 0.77011 | 17 | 0.042422
54391 | 3.12 | 1 | 365 | 3.5503 | 0.14984 | 3 | 0.70016
52259 | 3.9 | 1 | 365 | 4.4379 | 0.9373 | 5 | 0.37521
51914 | 3.64 | 1 | 365 | 4.142 | 0.34148 | 4 | 0.48353
53537 | 3.9 | 1 | 365 | 4.4379 | 0.9373 | 5 | 0.37521
53110 | 9.435 | 1 | 365 | 10.7363 | 0.6214 | 11 | 0.35771
48652 | 3.38 | 1 | 365 | 3.8462 | 0.74566 | 4 | 0.59185
53112 | 8.925 | 1 | 365 | 10.156 | 0.45267 | 10 | 0.60864
52529 | 6.5 | 1 | 365 | 7.3965 | 0.8955 | 8 | 0.29201
55082 | 10.4 | 1 | 365 | 11.8344 | 0.83281 | 12 | 0.66722
52770 | 4.68 | 1 | 365 | 5.3255 | 0.72476 | 6 | 0.050247
53467 | 8.06 | 1 | 365 | 9.1717 | 0.47042 | 9 | 0.64209
54165 | 5.46 | 1 | 365 | 6.2131 | 0.51222 | 6 | 0.72529
53424 | 6.5 | 1 | 365 | 7.3965 | 0.8955 | 8 | 0.29201
53964 | 7.8 | 1 | 365 | 8.8758 | 0.8746 | 9 | 0.75041
53352 | 10.4 | 1 | 365 | 11.8344 | 0.83281 | 12 | 0.66722
54121 | 15.08 | 1 | 365 | 17.1599 | 0.55757 | 17 | 0.71746
48739 | 5.46 | 1 | 365 | 6.2131 | 0.51222 | 6 | 0.72529
53348 | 5.2 | 1 | 365 | 5.9172 | 0.9164 | 6 | 0.83361
53980 | 9.88 | 1 | 365 | 11.2427 | 0.64117 | 11 | 0.88386
48768 | 9.88 | 1 | 365 | 11.2427 | 0.64117 | 11 | 0.88386
52078 | 8.06 | 1 | 365 | 9.1717 | 0.47042 | 9 | 0.64209
48596 | 7.8 | 1 | 365 | 8.8758 | 0.8746 | 9 | 0.75041
54249 | 5.2 | 1 | 365 | 5.9172 | 0.9164 | 6 | 0.83361
53465 | 7.02 | 1 | 365 | 7.9882 | 0.087144 | 8 | 0.075371
52788 | 4.94 | 1 | 365 | 5.6213 | 0.32058 | 5 | 0.94193
55154 | 5.46 | 1 | 365 | 6.2131 | 0.51222 | 6 | 0.72529
52080 | 7.02 | 1 | 365 | 7.9882 | 0.087144 | 8 | 0.075371
52299 | 6.24 | 1 | 365 | 7.1006 | 0.29968 | 7 | 0.40033
51780 | 6.24 | 1 | 365 | 7.1006 | 0.29968 | 7 | 0.40033
51860 | 12.48 | 1 | 365 | 14.2013 | 0.59937 | 14 | 0.80066
51742 | 7.28 | 1 | 365 | 8.2841 | 0.68296 | 8 | 0.96705
53580 | 10.4 | 1 | 365 | 11.8344 | 0.83281 | 12 | 0.66722
29202 | 3.64 | 1 | 365 | 4.142 | 0.34148 | 4 | 0.48353
32949 | 7.2 | 1 | 365 | 8.1931 | 0.49964 | 8 | 0.69269
50132 | 7.98 | 1 | 365 | 9.0806 | 0.2871 | 9 | 0.36773
54167 | 2.6 | 1 | 365 | 2.9586 | 0.9582 | 3 | 0.9168
52511 | 7.02 | 1 | 365 | 7.9882 | 0.087144 | 8 | 0.075371
52819 | 8.84 | 1 | 365 | 10.0592 | 0.25789 | 10 | 0.31713
53982 | 4.68 | 1 | 365 | 5.3255 | 0.72476 | 6 | 0.050247
53072 | 5.98 | 1 | 365 | 6.8048 | 0.70386 | 7 | 0.50865
54994 | 6.76 | 1 | 365 | 7.6924 | 0.49132 | 8 | 0.18369
53322 | 13 | 1 | 365 | 14.793 | 0.79101 | 15 | 0.58402
54271 | 4.94 | 1 | 365 | 5.6213 | 0.32058 | 5 | 0.94193
54075 | 4.94 | 1 | 365 | 5.6213 | 0.32058 | 5 | 0.94193
53850 | 5.98 | 1 | 365 | 6.8048 | 0.70386 | 7 | 0.50865
53572 | 3.38 | 1 | 365 | 3.8462 | 0.74566 | 4 | 0.59185
54135 | 4.68 | 1 | 365 | 5.3255 | 0.72476 | 6 | 0.050247
53772 | 5.2 | 1 | 365 | 5.9172 | 0.9164 | 6 | 0.83361
53059 | 4.94 | 1 | 365 | 5.6213 | 0.32058 | 5 | 0.94193
52549 | 5.72 | 1 | 365 | 6.5089 | 0.10804 | 6 | 0.61697
55155 | 6.76 | 1 | 365 | 7.6924 | 0.49132 | 8 | 0.18369
27430 | 6.375 | 1 | 365 | 7.2543 | 0.60905 | 7 | 0.86332
54937 | 7.54 | 1 | 365 | 8.5799 | 0.27878 | 8 | 0.85873
29201 | 7.28 | 1 | 365 | 8.2841 | 0.68296 | 8 | 0.96705
41197 | 15.34 | 1 | 365 | 17.4558 | 0.15339 | 17 | 0.60914
31422 | 5.98 | 1 | 365 | 6.8048 | 0.70386 | 7 | 0.50865
49216 | 8.58 | 1 | 365 | 9.7634 | 0.66207 | 10 | 0.42545
55148 | 11.18 | 1 | 365 | 12.722 | 0.62027 | 13 | 0.34226
54932 | 5.3 | 1 | 365 | 6.031 | 0.14556 | 6 | 0.17656
55203 | 8.58 | 1 | 365 | 9.7634 | 0.66207 | 10 | 0.42545
53923 | 6.76 | 1 | 365 | 7.6924 | 0.49132 | 8 | 0.18369
50888 | 4.68 | 1 | 365 | 5.3255 | 0.72476 | 6 | 0.050247
23858 | 10.92 | 1 | 365 | 12.4261 | 0.024447 | 12 | 0.45058
44675 | 152.75 | 0.9 | 365 | 156.4361 | 0.03991 | 156 | 0.47601
54254 | 13 | 1 | 365 | 14.793 | 0.79101 | 15 | 0.58402
53053 | 3.9 | 1 | 365 | 4.4379 | 0.9373 | 5 | 0.37521
52533 | 3.9 | 1 | 365 | 4.4379 | 0.9373 | 5 | 0.37521
33825 | 5.46 | 1 | 365 | 6.2131 | 0.51222 | 6 | 0.72529
48450 | 10.14 | 1 | 365 | 11.5385 | 0.23699 | 11 | 0.77554
53849 | 5.2 | 1 | 365 | 5.9172 | 0.9164 | 6 | 0.83361
53205 | 4.16 | 1 | 365 | 4.7338 | 0.53312 | 5 | 0.26689
54275 | 8.06 | 1 | 365 | 9.1717 | 0.47042 | 9 | 0.64209
33784 | 5.2 | 1 | 365 | 5.9172 | 0.9164 | 6 | 0.83361
52986 | 4.94 | 1 | 365 | 5.6213 | 0.32058 | 5 | 0.94193
54280 | 5.72 | 1 | 365 | 6.5089 | 0.10804 | 6 | 0.61697
53321 | 7.54 | 1 | 365 | 8.5799 | 0.27878 | 8 | 0.85873
53377 | 11.7 | 1 | 365 | 13.3137 | 0.81191 | 14 | 0.12562
39040 | 5.72 | 1 | 365 | 6.5089 | 0.10804 | 6 | 0.61697
54841 | 14.3 | 1 | 365 | 16.2723 | 0.77011 | 17 | 0.042422
19919 | 8.84 | 1 | 365 | 10.0592 | 0.25789 | 10 | 0.31713
52263 | 11.96 | 1 | 365 | 13.6096 | 0.40773 | 14 | 0.017298
54820 | 8.84 | 1 | 365 | 10.0592 | 0.25789 | 10 | 0.31713
42896 | 7.28 | 1 | 365 | 8.2841 | 0.68296 | 8 | 0.96705
27550 | 10.965 | 1 | 365 | 12.4773 | 0.12757 | 12 | 0.60491
17643 | 3.57 | 1 | 365 | 4.0624 | 0.18107 | 4 | 0.24346
25014 | 5.72 | 1 | 365 | 6.5089 | 0.10804 | 6 | 0.61697
54929 | 9.01 | 1 | 365 | 10.2527 | 0.64746 | 10 | 0.90016
54162 | 5.46 | 1 | 365 | 6.2131 | 0.51222 | 6 | 0.72529
53773 | 4.16 | 1 | 365 | 4.7338 | 0.53312 | 5 | 0.26689
54975 | 5.98 | 1 | 365 | 6.8048 | 0.70386 | 7 | 0.50865
55055 | 4.68 | 1 | 365 | 5.3255 | 0.72476 | 6 | 0.050247
54132 | 13 | 1 | 365 | 14.793 | 0.79101 | 15 | 0.58402
37416 | 7.54 | 1 | 365 | 8.5799 | 0.27878 | 8 | 0.85873
54944 | 5.72 | 1 | 365 | 6.5089 | 0.10804 | 6 | 0.61697
53427 | 5.98 | 1 | 365 | 6.8048 | 0.70386 | 7 | 0.50865
52985 | 6.24 | 1 | 365 | 7.1006 | 0.29968 | 7 | 0.40033
52091 | 5.46 | 1 | 365 | 6.2131 | 0.51222 | 6 | 0.72529
52234 | 8.06 | 1 | 365 | 9.1717 | 0.47042 | 9 | 0.64209
53692 | 8.32 | 1 | 365 | 9.4675 | 0.066245 | 9 | 0.53377
54839 | 3.12 | 1 | 365 | 3.5503 | 0.14984 | 3 | 0.70016
53126 | 9.36 | 1 | 365 | 10.651 | 0.44953 | 11 | 0.10049
54251 | 11.7 | 1 | 365 | 13.3137 | 0.81191 | 14 | 0.12562
54880 | 4.42 | 1 | 365 | 5.0296 | 0.12894 | 5 | 0.15857
52834 | 15.08 | 1 | 365 | 17.1599 | 0.55757 | 17 | 0.71746
54981 | 5.98 | 1 | 365 | 6.8048 | 0.70386 | 7 | 0.50865
53650 | 10.14 | 1 | 365 | 11.5385 | 0.23699 | 11 | 0.77554
31874 | 7.28 | 1 | 365 | 8.2841 | 0.68296 | 8 | 0.96705
54293 | 13 | 1 | 365 | 14.793 | 0.79101 | 15 | 0.58402
21786 | 3.64 | 1 | 365 | 4.142 | 0.34148 | 4 | 0.48353
32539 | 7.54 | 1 | 365 | 8.5799 | 0.27878 | 8 | 0.85873
55030 | 3.64 | 1 | 365 | 4.142 | 0.34148 | 4 | 0.48353
53325 | 8.06 | 1 | 365 | 9.1717 | 0.47042 | 9 | 0.64209
55021 | 4.68 | 1 | 365 | 5.3255 | 0.72476 | 6 | 0.050247
54250 | 6.24 | 1 | 365 | 7.1006 | 0.29968 | 7 | 0.40033
53549 | 6.76 | 1 | 365 | 7.6924 | 0.49132 | 8 | 0.18369
52988 | 3.9 | 1 | 365 | 4.4379 | 0.9373 | 5 | 0.37521
53621 | 4.42 | 1 | 365 | 5.0296 | 0.12894 | 5 | 0.15857
32202 | 4.16 | 1 | 365 | 4.7338 | 0.53312 | 5 | 0.26689
54905 | 8.32 | 1 | 365 | 9.4675 | 0.066245 | 9 | 0.53377
29864 | 9.62 | 1 | 365 | 10.9468 | 0.045346 | 10 | 0.99217
53993 | 4.16 | 1 | 365 | 4.7338 | 0.53312 | 5 | 0.26689
52882 | 8.06 | 1 | 365 | 9.1717 | 0.47042 | 9 | 0.64209
53510 | 9.36 | 1 | 365 | 10.651 | 0.44953 | 11 | 0.10049
54985 | 15.08 | 1 | 365 | 17.1599 | 0.55757 | 17 | 0.71746
54125 | 4.16 | 1 | 365 | 4.7338 | 0.53312 | 5 | 0.26689
55018 | 4.94 | 1 | 365 | 5.6213 | 0.32058 | 5 | 0.94193
52922 | 5.98 | 1 | 365 | 6.8048 | 0.70386 | 7 | 0.50865
52126 | 6.76 | 1 | 365 | 7.6924 | 0.49132 | 8 | 0.18369
53927 | 5.46 | 1 | 365 | 6.2131 | 0.51222 | 6 | 0.72529
54229 | 6.24 | 1 | 365 | 7.1006 | 0.29968 | 7 | 0.40033
52977 | 7.8 | 1 | 365 | 8.8758 | 0.8746 | 9 | 0.75041
55037 | 6.24 | 1 | 365 | 7.1006 | 0.29968 | 7 | 0.40033
54941 | 5.98 | 1 | 365 | 6.8048 | 0.70386 | 7 | 0.50865
53761 | 6.24 | 1 | 365 | 7.1006 | 0.29968 | 7 | 0.40033
55086 | 4.94 | 1 | 365 | 5.6213 | 0.32058 | 5 | 0.94193
54969 | 4.68 | 1 | 365 | 5.3255 | 0.72476 | 6 | 0.050247
43703 | 5.46 | 1 | 365 | 6.2131 | 0.51222 | 6 | 0.72529
52605 | 3.38 | 1 | 365 | 3.8462 | 0.74566 | 4 | 0.59185
54407 | 5.2 | 1 | 365 | 5.9172 | 0.9164 | 6 | 0.83361
52421 | 4.94 | 1 | 365 | 5.6213 | 0.32058 | 5 | 0.94193
53114 | 7.54 | 1 | 365 | 8.5799 | 0.27878 | 8 | 0.85873
52817 | 7.28 | 1 | 365 | 8.2841 | 0.68296 | 8 | 0.96705
53113 | 11.18 | 1 | 365 | 12.722 | 0.62027 | 13 | 0.34226
54216 | 16.64 | 1 | 365 | 18.9351 | 0.13249 | 19 | 0.067546
52996 | 5.46 | 1 | 365 | 6.2131 | 0.51222 | 6 | 0.72529
30004 | 5.46 | 1 | 365 | 6.2131 | 0.51222 | 6 | 0.72529
54945 | 8.32 | 1 | 365 | 9.4675 | 0.066245 | 9 | 0.53377
30005 | 8.32 | 1 | 365 | 9.4675 | 0.066245 | 9 | 0.53377
54233 | 6.24 | 1 | 365 | 7.1006 | 0.29968 | 7 | 0.40033
32113 | 8.06 | 1 | 365 | 9.1717 | 0.47042 | 9 | 0.64209
54794 | 10.14 | 1 | 365 | 11.5385 | 0.23699 | 11 | 0.77554
55326 | 12.74 | 1 | 365 | 14.4972 | 0.19519 | 14 | 0.69234
55078 | 6.76 | 1 | 365 | 7.6924 | 0.49132 | 8 | 0.18369
52535 | 6.24 | 1 | 365 | 7.1006 | 0.29968 | 7 | 0.40033
53443 | 3.9 | 1 | 365 | 4.4379 | 0.9373 | 5 | 0.37521
53828 | 8.58 | 1 | 365 | 9.7634 | 0.66207 | 10 | 0.42545
51738 | 8.32 | 1 | 365 | 9.4675 | 0.066245 | 9 | 0.53377
52647 | 5.98 | 1 | 365 | 6.8048 | 0.70386 | 7 | 0.50865
53038 | 6.76 | 1 | 365 | 7.6924 | 0.49132 | 8 | 0.18369
54910 | 5.98 | 1 | 365 | 6.8048 | 0.70386 | 7 | 0.50865
55010 | 5.2 | 1 | 365 | 5.9172 | 0.9164 | 6 | 0.83361
53645 | 4.16 | 1 | 365 | 4.7338 | 0.53312 | 5 | 0.26689
54960 | 5.72 | 1 | 365 | 6.5089 | 0.10804 | 6 | 0.61697
55075 | 5.72 | 1 | 365 | 6.5089 | 0.10804 | 6 | 0.61697
54845 | 11.18 | 1 | 365 | 12.722 | 0.62027 | 13 | 0.34226
53647 | 5.98 | 1 | 365 | 6.8048 | 0.70386 | 7 | 0.50865
36654 | 12.22 | 1 | 365 | 13.9054 | 0.0035475 | 13 | 0.90898
52201 | 5.2 | 1 | 365 | 5.9172 | 0.9164 | 6 | 0.83361
53764 | 4.68 | 1 | 365 | 5.3255 | 0.72476 | 6 | 0.050247
55006 | 6.5 | 1 | 365 | 7.3965 | 0.8955 | 8 | 0.29201
53320 | 8.84 | 1 | 365 | 10.0592 | 0.25789 | 10 | 0.31713
53365 | 5.72 | 1 | 365 | 6.5089 | 0.10804 | 6 | 0.61697
52762 | 10.4 | 1 | 365 | 11.8344 | 0.83281 | 12 | 0.66722
54991 | 4.94 | 1 | 365 | 5.6213 | 0.32058 | 5 | 0.94193
54079 | 9.36 | 1 | 365 | 10.651 | 0.44953 | 11 | 0.10049
33952 | 4.94 | 1 | 365 | 5.6213 | 0.32058 | 5 | 0.94193
54047 | 4.68 | 1 | 365 | 5.3255 | 0.72476 | 6 | 0.050247
54057 | 2.6 | 1 | 365 | 2.9586 | 0.9582 | 3 | 0.9168
52852 | 13 | 1 | 365 | 14.793 | 0.79101 | 15 | 0.58402
54952 | 9.62 | 1 | 365 | 10.9468 | 0.045346 | 10 | 0.99217
55141 | 5.98 | 1 | 365 | 6.8048 | 0.70386 | 7 | 0.50865
53118 | 4.68 | 1 | 365 | 5.3255 | 0.72476 | 6 | 0.050247
52887 | 7.28 | 1 | 365 | 8.2841 | 0.68296 | 8 | 0.96705
54295 | 7.28 | 1 | 365 | 8.2841 | 0.68296 | 8 | 0.96705
54959 | 6.24 | 1 | 365 | 7.1006 | 0.29968 | 7 | 0.40033
54938 | 4.68 | 1 | 365 | 5.3255 | 0.72476 | 6 | 0.050247
54907 | 5.98 | 1 | 365 | 6.8048 | 0.70386 | 7 | 0.50865
54954 | 2.6 | 1 | 365 | 2.9586 | 0.9582 | 3 | 0.9168
50577 | 3.9 | 1 | 365 | 4.4379 | 0.9373 | 5 | 0.37521
54225 | 10.14 | 1 | 365 | 11.5385 | 0.23699 | 11 | 0.77554
29633 | 5.46 | 1 | 365 | 6.2131 | 0.51222 | 6 | 0.72529
55140 | 5.2 | 1 | 365 | 5.9172 | 0.9164 | 6 | 0.83361
24246 | 11.96 | 1 | 365 | 13.6096 | 0.40773 | 14 | 0.017298
55081 | 8.84 | 1 | 365 | 10.0592 | 0.25789 | 10 | 0.31713
55333 | 4.68 | 1 | 365 | 5.3255 | 0.72476 | 6 | 0.050247
48685 | 4.42 | 1 | 365 | 5.0296 | 0.12894 | 5 | 0.15857
55339 | 8.32 | 1 | 365 | 9.4675 | 0.066245 | 9 | 0.53377
55059 | 7.905 | 1 | 365 | 8.9953 | 0.11522 | 9 | 0.11051
53818 | 7.28 | 1 | 365 | 8.2841 | 0.68296 | 8 | 0.96705
55063 | 6.375 | 1 | 365 | 7.2543 | 0.60905 | 7 | 0.86332
53515 | 3.12 | 1 | 365 | 3.5503 | 0.14984 | 3 | 0.70016
55065 | 4.59 | 1 | 365 | 5.2231 | 0.51852 | 5 | 0.74159
49236 | 4.16 | 1 | 365 | 4.7338 | 0.53312 | 5 | 0.26689
55080 | 8.925 | 1 | 365 | 10.156 | 0.45267 | 10 | 0.60864
55038 | 7.02 | 1 | 365 | 7.9882 | 0.087144 | 8 | 0.075371
53817 | 4.94 | 1 | 365 | 5.6213 | 0.32058 | 5 | 0.94193
55103 | 10.92 | 1 | 365 | 12.4261 | 0.024447 | 12 | 0.45058
53821 | 8.32 | 1 | 365 | 9.4675 | 0.066245 | 9 | 0.53377
55118 | 7.28 | 1 | 365 | 8.2841 | 0.68296 | 8 | 0.96705
55119 | 4.16 | 1 | 365 | 4.7338 | 0.53312 | 5 | 0.26689
52127 | 7.8 | 1 | 365 | 8.8758 | 0.8746 | 9 | 0.75041
55120 | 5.46 | 1 | 365 | 6.2131 | 0.51222 | 6 | 0.72529
54274 | 3.64 | 1 | 365 | 4.142 | 0.34148 | 4 | 0.48353
55126 | 4.16 | 1 | 365 | 4.7338 | 0.53312 | 5 | 0.26689
54830 | 6.24 | 1 | 365 | 7.1006 | 0.29968 | 7 | 0.40033
55131 | 4.08 | 1 | 365 | 4.6427 | 0.34979 | 4 | 0.99252
52157 | 3.9 | 1 | 365 | 4.4379 | 0.9373 | 5 | 0.37521
55146 | 6.24 | 1 | 365 | 7.1006 | 0.29968 | 7 | 0.40033
31477 | 11.44 | 1 | 365 | 13.0179 | 0.21609 | 13 | 0.23394
55149 | 5.2 | 1 | 365 | 5.9172 | 0.9164 | 6 | 0.83361
53058 | 11.18 | 1 | 365 | 12.722 | 0.62027 | 13 | 0.34226
55171 | 8.32 | 1 | 365 | 9.4675 | 0.066245 | 9 | 0.53377
47439 | 7.8 | 1 | 365 | 8.8758 | 0.8746 | 9 | 0.75041
53035 | 10.14 | 1 | 365 | 11.5385 | 0.23699 | 11 | 0.77554
55189 | 9.18 | 1 | 365 | 10.4461 | 0.037035 | 10 | 0.48318
55214 | 8.415 | 1 | 365 | 9.5756 | 0.28395 | 9 | 0.85958
55016 | 8.32 | 1 | 365 | 9.4675 | 0.066245 | 9 | 0.53377
55218 | 2.805 | 1 | 365 | 3.1919 | 0.42798 | 3 | 0.61986
55228 | 10.14 | 1 | 365 | 11.5385 | 0.23699 | 11 | 0.77554
53757 | 4.68 | 1 | 365 | 5.3255 | 0.72476 | 6 | 0.050247
55230 | 2.04 | 1 | 365 | 2.3214 | 0.6749 | 2 | 0.99626
49077 | 9.1 | 1 | 365 | 10.3551 | 0.85371 | 11 | 0.20881
55234 | 4.59 | 1 | 365 | 5.2231 | 0.51852 | 5 | 0.74159
32631 | 6.5 | 1 | 365 | 7.3965 | 0.8955 | 8 | 0.29201
55250 | 9.69 | 1 | 365 | 11.0265 | 0.20576 | 11 | 0.23224
48616 | 9.88 | 1 | 365 | 11.2427 | 0.64117 | 11 | 0.88386
55054 | 10.4 | 1 | 365 | 11.8344 | 0.83281 | 12 | 0.66722
55365 | 5.72 | 1 | 365 | 6.5089 | 0.10804 | 6 | 0.61697
55375 | 7.8 | 1 | 365 | 8.8758 | 0.8746 | 9 | 0.75041
55408 | 4.16 | 1 | 365 | 4.7338 | 0.53312 | 5 | 0.26689
55410 | 13.26 | 1 | 365 | 15.0889 | 0.38683 | 15 | 0.4757
55372 | 5.98 | 1 | 365 | 6.8048 | 0.70386 | 7 | 0.50865
53563 | 9.36 | 1 | 365 | 10.651 | 0.44953 | 11 | 0.10049
53477 | 6.24 | 1 | 365 | 7.1006 | 0.29968 | 7 | 0.40033
55362 | 12.495 | 1 | 365 | 14.2184 | 0.63374 | 14 | 0.8521
55415 | 5.98 | 1 | 365 | 6.8048 | 0.70386 | 7 | 0.50865
55366 | 6.76 | 1 | 365 | 7.6924 | 0.49132 | 8 | 0.18369
53962 | 8.06 | 1 | 365 | 9.1717 | 0.47042 | 9 | 0.64209
55371 | 2.12 | 1 | 365 | 2.4124 | 0.85823 | 3 | 0.27062
55377 | 4.335 | 1 | 365 | 4.9329 | 0.93416 | 5 | 0.86706
53963 | 9.88 | 1 | 365 | 11.2427 | 0.64117 | 11 | 0.88386
55382 | 4.335 | 1 | 365 | 4.9329 | 0.93416 | 5 | 0.86706
48909 | 5.98 | 1 | 365 | 6.8048 | 0.70386 | 7 | 0.50865
55383 | 5.61 | 1 | 365 | 6.3838 | 0.85597 | 7 | 0.23972
54833 | 6.24 | 1 | 365 | 7.1006 | 0.29968 | 7 | 0.40033
55387 | 3.06 | 1 | 365 | 3.482 | 0.012345 | 3 | 0.49439
44204 | 4.42 | 1 | 365 | 5.0296 | 0.12894 | 5 | 0.15857
55389 | 3.64 | 1 | 365 | 4.142 | 0.34148 | 4 | 0.48353
53412 | 7.8 | 1 | 365 | 8.8758 | 0.8746 | 9 | 0.75041
55394 | 7.28 | 1 | 365 | 8.2841 | 0.68296 | 8 | 0.96705
54190 | 5.98 | 1 | 365 | 6.8048 | 0.70386 | 7 | 0.50865
54195 | 8.55 | 1 | 365 | 9.7293 | 0.59332 | 10 | 0.32257
50388 | 6.375 | 1 | 365 | 7.2543 | 0.60905 | 7 | 0.86332
54303 | 4.8 | 1 | 365 | 5.462 | 0.99976 | 6 | 0.46179
54326 | 5.865 | 1 | 365 | 6.6739 | 0.44033 | 7 | 0.11425
20665 | 8.58 | 1 | 365 | 9.7634 | 0.66207 | 10 | 0.42545
53635 | 5.46 | 1 | 365 | 6.2131 | 0.51222 | 6 | 0.72529
54232 | 4.94 | 1 | 365 | 5.6213 | 0.32058 | 5 | 0.94193
40993 | 5.98 | 1 | 365 | 6.8048 | 0.70386 | 7 | 0.50865
54481 | 6.54 | 1 | 365 | 7.442 | 0.98717 | 8 | 0.42919
22055 | 6.24 | 1 | 365 | 7.1006 | 0.29968 | 7 | 0.40033
54557 | 6 | 1 | 365 | 6.8275 | 0.7497 | 7 | 0.57724
51707 | 15.08 | 1 | 365 | 17.1599 | 0.55757 | 17 | 0.71746
55211 | 4.42 | 1 | 365 | 5.0296 | 0.12894 | 5 | 0.15857
37688 | 13 | 1 | 365 | 14.793 | 0.79101 | 15 | 0.58402
54196 | 5.98 | 1 | 365 | 6.8048 | 0.70386 | 7 | 0.50865
53611 | 13.26 | 1 | 365 | 15.0889 | 0.38683 | 15 | 0.4757
54670 | 7.42 | 1 | 365 | 8.4434 | 0.0037907 | 8 | 0.44719
55060 | 6.76 | 1 | 365 | 7.6924 | 0.49132 | 8 | 0.18369
54236 | 7.28 | 1 | 365 | 8.2841 | 0.68296 | 8 | 0.96705
54650 | 4.725 | 1 | 365 | 5.3767 | 0.82789 | 6 | 0.20458
54774 | 8.32 | 1 | 365 | 9.4675 | 0.066245 | 9 | 0.53377
53700 | 9.62 | 1 | 365 | 10.9468 | 0.045346 | 10 | 0.99217
53532 | 3.12 | 1 | 365 | 3.5503 | 0.14984 | 3 | 0.70016
55592 | 4.08 | 1 | 365 | 4.6427 | 0.34979 | 4 | 0.99252
44639 | 25.2 | 0.9 | 365 | 25.8081 | 0.97385 | 26 | 0.78197
55593 | 10.92 | 1 | 365 | 12.4261 | 0.024447 | 12 | 0.45058
55594 | 5.1 | 1 | 365 | 5.8034 | 0.68724 | 6 | 0.49065
55595 | 6.76 | 1 | 365 | 7.6924 | 0.49132 | 8 | 0.18369
55404 | 4.68 | 1 | 365 | 5.3255 | 0.72476 | 6 | 0.050247
55601 | 4.42 | 1 | 365 | 5.0296 | 0.12894 | 5 | 0.15857
55406 | 10.2 | 1 | 365 | 11.6068 | 0.37448 | 11 | 0.98131
55407 | 6.375 | 1 | 365 | 7.2543 | 0.60905 | 7 | 0.86332
55606 | 2.04 | 1 | 365 | 2.3214 | 0.6749 | 2 | 0.99626
55420 | 7.65 | 1 | 365 | 8.7051 | 0.53086 | 9 | 0.23598
55614 | 6.5 | 1 | 365 | 7.3965 | 0.8955 | 8 | 0.29201
55428 | 3.38 | 1 | 365 | 3.8462 | 0.74566 | 4 | 0.59185
55616 | 4.68 | 1 | 365 | 5.3255 | 0.72476 | 6 | 0.050247
55429 | 10.14 | 1 | 365 | 11.5385 | 0.23699 | 11 | 0.77554
55430 | 7.54 | 1 | 365 | 8.5799 | 0.27878 | 8 | 0.85873
55431 | 8.925 | 1 | 365 | 10.156 | 0.45267 | 10 | 0.60864
55617 | 3.06 | 1 | 365 | 3.482 | 0.012345 | 3 | 0.49439
55432 | 6.24 | 1 | 365 | 7.1006 | 0.29968 | 7 | 0.40033
55618 | 4.24 | 1 | 365 | 4.8248 | 0.71645 | 5 | 0.54125
55434 | 3.57 | 1 | 365 | 4.0624 | 0.18107 | 4 | 0.24346
55437 | 11.18 | 1 | 365 | 12.722 | 0.62027 | 13 | 0.34226
55619 | 4.335 | 1 | 365 | 4.9329 | 0.93416 | 5 | 0.86706
55442 | 4.42 | 1 | 365 | 5.0296 | 0.12894 | 5 | 0.15857
55446 | 4.16 | 1 | 365 | 4.7338 | 0.53312 | 5 | 0.26689
55472 | 2.04 | 1 | 365 | 2.3214 | 0.6749 | 2 | 0.99626
55400 | 6.63 | 1 | 365 | 7.5444 | 0.19341 | 7 | 0.73785
55476 | 11.73 | 1 | 365 | 13.3478 | 0.88066 | 14 | 0.2285
55475 | 7.8 | 1 | 365 | 8.8758 | 0.8746 | 9 | 0.75041
55478 | 8.06 | 1 | 365 | 9.1717 | 0.47042 | 9 | 0.64209
55620 | 4.77 | 1 | 365 | 5.4279 | 0.93101 | 6 | 0.35891
55621 | 8.67 | 1 | 365 | 9.8658 | 0.86831 | 10 | 0.73411
55626 | 6.375 | 1 | 365 | 7.2543 | 0.60905 | 7 | 0.86332
55625 | 5.1 | 1 | 365 | 5.8034 | 0.68724 | 6 | 0.49065
55624 | 10.965 | 1 | 365 | 12.4773 | 0.12757 | 12 | 0.60491
55629 | 5.565 | 1 | 365 | 6.3325 | 0.75284 | 7 | 0.08539
55630 | 3.64 | 1 | 365 | 4.142 | 0.34148 | 4 | 0.48353
55631 | 5.98 | 1 | 365 | 6.8048 | 0.70386 | 7 | 0.50865
55633 | 5.035 | 1 | 365 | 5.7294 | 0.53829 | 6 | 0.26773
55635 | 8.58 | 1 | 365 | 9.7634 | 0.66207 | 10 | 0.42545
55634 | 3.315 | 1 | 365 | 3.7722 | 0.59671 | 4 | 0.36893
55637 | 8.84 | 1 | 365 | 10.0592 | 0.25789 | 10 | 0.31713
55638 | 10.14 | 1 | 365 | 11.5385 | 0.23699 | 11 | 0.77554
55639 | 9.945 | 1 | 365 | 11.3167 | 0.79012 | 12 | 0.10678
55643 | 7.54 | 1 | 365 | 8.5799 | 0.27878 | 8 | 0.85873
55484 | 8.16 | 1 | 365 | 9.2855 | 0.69959 | 9 | 0.98505
55487 | 3.64 | 1 | 365 | 4.142 | 0.34148 | 4 | 0.48353
55488 | 11.22 | 1 | 365 | 12.7675 | 0.71193 | 13 | 0.47944
55490 | 11.66 | 1 | 365 | 13.2682 | 0.72024 | 13 | 0.98844
55495 | 13.77 | 1 | 365 | 15.6692 | 0.55555 | 16 | 0.22477
55496 | 8.16 | 1 | 365 | 9.2855 | 0.69959 | 9 | 0.98505
55502 | 8.67 | 1 | 365 | 9.8658 | 0.86831 | 10 | 0.73411
55505 | 6.375 | 1 | 365 | 7.2543 | 0.60905 | 7 | 0.86332
55507 | 8.06 | 1 | 365 | 9.1717 | 0.47042 | 9 | 0.64209
55636 | 13.515 | 1 | 365 | 15.379 | 0.97119 | 16 | 0.35023
55508 | 4.335 | 1 | 365 | 4.9329 | 0.93416 | 5 | 0.86706
55583 | 7.02 | 1 | 365 | 7.9882 | 0.087144 | 8 | 0.075371
55644 | 5.3 | 1 | 365 | 6.031 | 0.14556 | 6 | 0.17656
54073 | 7.28 | 1 | 365 | 8.2841 | 0.68296 | 8 | 0.96705
55585 | 5.355 | 1 | 365 | 6.0936 | 0.2716 | 6 | 0.36519
42900 | 7.8 | 1 | 365 | 8.8758 | 0.8746 | 9 | 0.75041
55589 | 5.565 | 1 | 365 | 6.3325 | 0.75284 | 7 | 0.08539
38154 | 9.62 | 1 | 365 | 10.9468 | 0.045346 | 10 | 0.99217
37186 | 7.315 | 1 | 365 | 8.3239 | 0.76317 | 9 | 0.087085
55647 | 4.24 | 1 | 365 | 4.8248 | 0.71645 | 5 | 0.54125
50842 | 5.2 | 1 | 365 | 5.9172 | 0.9164 | 6 | 0.83361
55651 | 9.1 | 1 | 365 | 10.3551 | 0.85371 | 11 | 0.20881
55757 | 8.415 | 1 | 365 | 9.5756 | 0.28395 | 9 | 0.85958
51457 | 6.2 | 1 | 365 | 7.0551 | 0.20802 | 7 | 0.26315
55650 | 6.76 | 1 | 365 | 7.6924 | 0.49132 | 8 | 0.18369
50204 | 10.1 | 1 | 365 | 11.493 | 0.14532 | 11 | 0.63835
55653 | 14.04 | 1 | 365 | 15.9765 | 0.17429 | 16 | 0.15074
50837 | 8.5 | 1 | 365 | 9.6724 | 0.47874 | 10 | 0.15109
34806 | 145.7 | 0.9 | 365 | 149.216 | 0.49961 | 149 | 0.71558
55654 | 3.825 | 1 | 365 | 4.3526 | 0.76543 | 5 | 0.11799
54435 | 4.34 | 1 | 365 | 4.9386 | 0.94561 | 5 | 0.8842
55656 | 10.4 | 1 | 365 | 11.8344 | 0.83281 | 12 | 0.66722
55759 | 14.025 | 1 | 365 | 15.9594 | 0.13991 | 16 | 0.099299
35281 | 38.4 | 0.9 | 365 | 39.3267 | 0.19825 | 39 | 0.5249
55658 | 10.92 | 1 | 365 | 12.4261 | 0.024447 | 12 | 0.45058
55762 | 8.415 | 1 | 365 | 9.5756 | 0.28395 | 9 | 0.85958
55765 | 7.02 | 1 | 365 | 7.9882 | 0.087144 | 8 | 0.075371
55657 | 7.28 | 1 | 365 | 8.2841 | 0.68296 | 8 | 0.96705
55767 | 3.315 | 1 | 365 | 3.7722 | 0.59671 | 4 | 0.36893
55776 | 7.54 | 1 | 365 | 8.5799 | 0.27878 | 8 | 0.85873
55660 | 5.355 | 1 | 365 | 6.0936 | 0.2716 | 6 | 0.36519
39555 | 7.02 | 1 | 365 | 7.9882 | 0.087144 | 8 | 0.075371
55648 | 5.46 | 1 | 365 | 6.2131 | 0.51222 | 6 | 0.72529
50612 | 4.68 | 1 | 365 | 5.3255 | 0.72476 | 6 | 0.050247
39228 | 6.24 | 1 | 365 | 7.1006 | 0.29968 | 7 | 0.40033
55781 | 7.8 | 1 | 365 | 8.8758 | 0.8746 | 9 | 0.75041
54141 | 4.335 | 1 | 365 | 4.9329 | 0.93416 | 5 | 0.86706
55786 | 5.98 | 1 | 365 | 6.8048 | 0.70386 | 7 | 0.50865
54142 | 7.905 | 1 | 365 | 8.9953 | 0.11522 | 9 | 0.11051
55788 | 9.62 | 1 | 365 | 10.9468 | 0.045346 | 10 | 0.99217
45170 | 9.805 | 1 | 365 | 11.1573 | 0.46929 | 11 | 0.62664
37737 | 5.035 | 1 | 365 | 5.7294 | 0.53829 | 6 | 0.26773
45760 | 4.68 | 1 | 365 | 5.3255 | 0.72476 | 6 | 0.050247
55839 | 6.5 | 1 | 365 | 7.3965 | 0.8955 | 8 | 0.29201
54697 | 4.86 | 1 | 365 | 5.5303 | 0.13725 | 5 | 0.66756
55844 | 6.63 | 1 | 365 | 7.5444 | 0.19341 | 7 | 0.73785
54694 | 9.1 | 1 | 365 | 10.3551 | 0.85371 | 11 | 0.20881
55718 | 4.94 | 1 | 365 | 5.6213 | 0.32058 | 5 | 0.94193
54659 | 8.48 | 1 | 365 | 9.6496 | 0.4329 | 10 | 0.082499
54485 | 9.99 | 1 | 365 | 11.3679 | 0.89324 | 12 | 0.2611
54593 | 5.865 | 1 | 365 | 6.6739 | 0.44033 | 7 | 0.11425
54590 | 5.035 | 1 | 365 | 5.7294 | 0.53829 | 6 | 0.26773
55719 | 2.34 | 1 | 365 | 2.6627 | 0.36238 | 3 | 0.025124
54588 | 9.01 | 1 | 365 | 10.2527 | 0.64746 | 10 | 0.90016
55848 | 4.94 | 1 | 365 | 5.6213 | 0.32058 | 5 | 0.94193
55645 | 6.24 | 1 | 365 | 7.1006 | 0.29968 | 7 | 0.40033
54509 | 8.925 | 1 | 365 | 10.156 | 0.45267 | 10 | 0.60864
55703 | 4.32 | 1 | 365 | 4.9158 | 0.89978 | 5 | 0.81561
55663 | 6.885 | 1 | 365 | 7.8346 | 0.77778 | 8 | 0.61238
54530 | 14.025 | 1 | 365 | 15.9594 | 0.13991 | 16 | 0.099299
55669 | 7.65 | 1 | 365 | 8.7051 | 0.53086 | 9 | 0.23598
54571 | 3.78 | 1 | 365 | 4.3014 | 0.66231 | 4 | 0.96366
55664 | 12.22 | 1 | 365 | 13.9054 | 0.0035475 | 13 | 0.90898
54534 | 2.805 | 1 | 365 | 3.1919 | 0.42798 | 3 | 0.61986
55642 | 4.08 | 1 | 365 | 4.6427 | 0.34979 | 4 | 0.99252
55132 | 7.14 | 1 | 365 | 8.1248 | 0.36214 | 8 | 0.48692
55438 | 7.28 | 1 | 365 | 8.2841 | 0.68296 | 8 | 0.96705
55666 | 2.16 | 1 | 365 | 2.4579 | 0.94989 | 3 | 0.40781
55358 | 9.945 | 1 | 365 | 11.3167 | 0.79012 | 12 | 0.10678
55665 | 7.395 | 1 | 365 | 8.4149 | 0.9465 | 9 | 0.36145
54637 | 5.85 | 1 | 365 | 6.6569 | 0.40595 | 7 | 0.062809
40373 | 3.64 | 1 | 365 | 4.142 | 0.34148 | 4 | 0.48353
55667 | 7.42 | 1 | 365 | 8.4434 | 0.0037907 | 8 | 0.44719
55668 | 15.08 | 1 | 365 | 17.1599 | 0.55757 | 17 | 0.71746
38562 | 8.84 | 1 | 365 | 10.0592 | 0.25789 | 10 | 0.31713
55671 | 12.495 | 1 | 365 | 14.2184 | 0.63374 | 14 | 0.8521
55628 | 5.61 | 1 | 365 | 6.3838 | 0.85597 | 7 | 0.23972
55670 | 7.905 | 1 | 365 | 8.9953 | 0.11522 | 9 | 0.11051
55673 | 5.67 | 1 | 365 | 6.452 | 0.99346 | 7 | 0.44549
50394 | 3.57 | 1 | 365 | 4.0624 | 0.18107 | 4 | 0.24346
50610 | 5.61 | 1 | 365 | 6.3838 | 0.85597 | 7 | 0.23972
50345 | 8.925 | 1 | 365 | 10.156 | 0.45267 | 10 | 0.60864
55764 | 8.925 | 1 | 365 | 10.156 | 0.45267 | 10 | 0.60864
50375 | 6.375 | 1 | 365 | 7.2543 | 0.60905 | 7 | 0.86332
47524 | 5.3 | 1 | 365 | 6.031 | 0.14556 | 6 | 0.17656
55741 | 3.06 | 1 | 365 | 3.482 | 0.012345 | 3 | 0.49439
55745 | 11.22 | 1 | 365 | 12.7675 | 0.71193 | 13 | 0.47944
50260 | 7.8 | 1 | 365 | 8.8758 | 0.8746 | 9 | 0.75041
40541 | 3.38 | 1 | 365 | 3.8462 | 0.74566 | 4 | 0.59185
50661 | 18.02 | 1 | 365 | 20.5054 | 0.29492 | 20 | 0.80031
43292 | 8.58 | 1 | 365 | 9.7634 | 0.66207 | 10 | 0.42545
48442 | 7.02 | 1 | 365 | 7.9882 | 0.087144 | 8 | 0.075371
40709 | 9.805 | 1 | 365 | 11.1573 | 0.46929 | 11 | 0.62664
41087 | 12.75 | 1 | 365 | 14.5085 | 0.2181 | 14 | 0.72663
38052 | 3.12 | 1 | 365 | 3.5503 | 0.14984 | 3 | 0.70016
47573 | 6.885 | 1 | 365 | 7.8346 | 0.77778 | 8 | 0.61238
55380 | 7.395 | 1 | 365 | 8.4149 | 0.9465 | 9 | 0.36145
39360 | 10.66 | 1 | 365 | 12.1303 | 0.42863 | 12 | 0.5589
48568 | 14.04 | 1 | 365 | 15.9765 | 0.17429 | 16 | 0.15074
45664 | 5.46 | 1 | 365 | 6.2131 | 0.51222 | 6 | 0.72529
38093 | 8.745 | 1 | 365 | 9.9511 | 0.040182 | 9 | 0.99133
41287 | 6.24 | 1 | 365 | 7.1006 | 0.29968 | 7 | 0.40033
54878 | 8.32 | 1 | 365 | 9.4675 | 0.066245 | 9 | 0.53377
54861 | 5.72 | 1 | 365 | 6.5089 | 0.10804 | 6 | 0.61697
55854 | 6.24 | 1 | 365 | 7.1006 | 0.29968 | 7 | 0.40033
53758 | 3.64 | 1 | 365 | 4.142 | 0.34148 | 4 | 0.48353
55857 | 5.72 | 1 | 365 | 6.5089 | 0.10804 | 6 | 0.61697
53903 | 8.06 | 1 | 365 | 9.1717 | 0.47042 | 9 | 0.64209
55868 | 4.16 | 1 | 365 | 4.7338 | 0.53312 | 5 | 0.26689
54942 | 6.5 | 1 | 365 | 7.3965 | 0.8955 | 8 | 0.29201
55206 | 6.5 | 1 | 365 | 7.3965 | 0.8955 | 8 | 0.29201
50561 | 10.4 | 1 | 365 | 11.8344 | 0.83281 | 12 | 0.66722
55205 | 4.16 | 1 | 365 | 4.7338 | 0.53312 | 5 | 0.26689
55864 | 6.5 | 1 | 365 | 7.3965 | 0.8955 | 8 | 0.29201
55102 | 2.34 | 1 | 365 | 2.6627 | 0.36238 | 3 | 0.025124
55869 | 4.77 | 1 | 365 | 5.4279 | 0.93101 | 6 | 0.35891
55235 | 7.28 | 1 | 365 | 8.2841 | 0.68296 | 8 | 0.96705
55867 | 9.435 | 1 | 365 | 10.7363 | 0.6214 | 11 | 0.35771
55907 | 3.12 | 1 | 365 | 3.5503 | 0.14984 | 3 | 0.70016
55906 | 6.5 | 1 | 365 | 7.3965 | 0.8955 | 8 | 0.29201
55896 | 9.69 | 1 | 365 | 11.0265 | 0.20576 | 11 | 0.23224
55892 | 6.885 | 1 | 365 | 7.8346 | 0.77778 | 8 | 0.61238
55672 | 8.215 | 1 | 365 | 9.348 | 0.82563 | 10 | 0.17367
45490 | 5.72 | 1 | 365 | 6.5089 | 0.10804 | 6 | 0.61697
55893 | 4.845 | 1 | 365 | 5.5132 | 0.10288 | 5 | 0.61612
55880 | 4.505 | 1 | 365 | 5.1263 | 0.32373 | 5 | 0.45008
50452 | 9.69 | 1 | 365 | 11.0265 | 0.20576 | 11 | 0.23224
55674 | 7.14 | 1 | 365 | 8.1248 | 0.36214 | 8 | 0.48692
55887 | 11.475 | 1 | 365 | 13.0577 | 0.29629 | 13 | 0.35397
55675 | 5.83 | 1 | 365 | 6.6341 | 0.36012 | 6 | 0.99422
55870 | 12.19 | 1 | 365 | 13.8713 | 0.9348 | 14 | 0.80609
55685 | 2.12 | 1 | 365 | 2.4124 | 0.85823 | 3 | 0.27062
55686 | 5.98 | 1 | 365 | 6.8048 | 0.70386 | 7 | 0.50865
54698 | 2.16 | 1 | 365 | 2.4579 | 0.94989 | 3 | 0.40781
55876 | 9.18 | 1 | 365 | 10.4461 | 0.037035 | 10 | 0.48318
55874 | 7.28 | 1 | 365 | 8.2841 | 0.68296 | 8 | 0.96705
55687 | 7.685 | 1 | 365 | 8.7449 | 0.61107 | 9 | 0.35601
55688 | 5.61 | 1 | 365 | 6.3838 | 0.85597 | 7 | 0.23972
54604 | 5.61 | 1 | 365 | 6.3838 | 0.85597 | 7 | 0.23972
55689 | 8.925 | 1 | 365 | 10.156 | 0.45267 | 10 | 0.60864
41801 | 4.94 | 1 | 365 | 5.6213 | 0.32058 | 5 | 0.94193
55872 | 7.54 | 1 | 365 | 8.5799 | 0.27878 | 8 | 0.85873
55960 | 8.32 | 1 | 365 | 9.4675 | 0.066245 | 9 | 0.53377
55959 | 7.14 | 1 | 365 | 8.1248 | 0.36214 | 8 | 0.48692
55690 | 9.69 | 1 | 365 | 11.0265 | 0.20576 | 11 | 0.23224
55691 | 7.155 | 1 | 365 | 8.1418 | 0.39651 | 8 | 0.53836
55692 | 3.825 | 1 | 365 | 4.3526 | 0.76543 | 5 | 0.11799
55693 | 13.26 | 1 | 365 | 15.0889 | 0.38683 | 15 | 0.4757
55865 | 7.905 | 1 | 365 | 8.9953 | 0.11522 | 9 | 0.11051
55694 | 13 | 1 | 365 | 14.793 | 0.79101 | 15 | 0.58402
55954 | 4.42 | 1 | 365 | 5.0296 | 0.12894 | 5 | 0.15857
55929 | 5.46 | 1 | 365 | 6.2131 | 0.51222 | 6 | 0.72529
28744 | 3.315 | 1 | 365 | 3.7722 | 0.59671 | 4 | 0.36893
55921 | 7.02 | 1 | 365 | 7.9882 | 0.087144 | 8 | 0.075371
54599 | 13.32 | 1 | 365 | 15.1571 | 0.52433 | 15 | 0.68147
54597 | 7.24 | 1 | 365 | 8.2386 | 0.5913 | 8 | 0.82987
55695 | 3.18 | 1 | 365 | 3.6186 | 0.28734 | 3 | 0.90594
55696 | 10.2 | 1 | 365 | 11.6068 | 0.37448 | 11 | 0.98131
55697 | 3.78 | 1 | 365 | 4.3014 | 0.66231 | 4 | 0.96366
55699 | 8.67 | 1 | 365 | 9.8658 | 0.86831 | 10 | 0.73411
55700 | 4.845 | 1 | 365 | 5.5132 | 0.10288 | 5 | 0.61612
42996 | 10.6 | 1 | 365 | 12.062 | 0.29113 | 12 | 0.35312
55996 | 2.12 | 1 | 365 | 2.4124 | 0.85823 | 3 | 0.27062
55983 | 7.54 | 1 | 365 | 8.5799 | 0.27878 | 8 | 0.85873
55995 | 11.44 | 1 | 365 | 13.0179 | 0.21609 | 13 | 0.23394
55982 | 2.55 | 1 | 365 | 2.9017 | 0.84362 | 3 | 0.74533
55980 | 4.08 | 1 | 365 | 4.6427 | 0.34979 | 4 | 0.99252
55972 | 4.845 | 1 | 365 | 5.5132 | 0.10288 | 5 | 0.61612
55958 | 3.825 | 1 | 365 | 4.3526 | 0.76543 | 5 | 0.11799
56145 | 2.295 | 1 | 365 | 2.6115 | 0.25926 | 2 | 0.87079
55917 | 7.02 | 1 | 365 | 7.9882 | 0.087144 | 8 | 0.075371
55908 | 2.34 | 1 | 365 | 2.6627 | 0.36238 | 3 | 0.025124
55881 | 3.38 | 1 | 365 | 3.8462 | 0.74566 | 4 | 0.59185
55877 | 6.12 | 1 | 365 | 6.9641 | 0.02469 | 6 | 0.98878
55998 | 2.65 | 1 | 365 | 3.0155 | 0.072782 | 3 | 0.088281
56142 | 3.57 | 1 | 365 | 4.0624 | 0.18107 | 4 | 0.24346
56144 | 5.865 | 1 | 365 | 6.6739 | 0.44033 | 7 | 0.11425
56139 | 9.435 | 1 | 365 | 10.7363 | 0.6214 | 11 | 0.35771
56140 | 3.12 | 1 | 365 | 3.5503 | 0.14984 | 3 | 0.70016
55878 | 4.68 | 1 | 365 | 5.3255 | 0.72476 | 6 | 0.050247
56384 | 10.8 | 1 | 365 | 12.2896 | 0.74945 | 13 | 0.039032
17856 | 498.7 | 0.8 | 365 | 453.9862 | 0.26312 | 454 | 0.24928
30727 | 443.085 | 1 | 365 | 504.1971 | 0.38068 | 504 | 0.57773
55999 | 3.64 | 1 | 365 | 4.142 | 0.34148 | 4 | 0.48353
31311 | 172.38 | 0.9 | 365 | 176.5398 | 0.52589 | 177 | 0.065695
55873 | 11.985 | 1 | 365 | 13.638 | 0.46502 | 14 | 0.10304
43256 | 9.84 | 1 | 365 | 11.1972 | 0.5495 | 11 | 0.74667
55875 | 4.335 | 1 | 365 | 4.9329 | 0.93416 | 5 | 0.86706
32965 | 150.93 | 0.9 | 365 | 154.5722 | 0.28624 | 154 | 0.85842
54639 | 3.36 | 1 | 365 | 3.8234 | 0.69983 | 4 | 0.52325
56083 | 5.2 | 1 | 365 | 5.9172 | 0.9164 | 6 | 0.83361
51568 | 4.48 | 1 | 365 | 5.0979 | 0.26644 | 5 | 0.36434
50084 | 7.5 | 1 | 365 | 8.5344 | 0.18712 | 8 | 0.72155
46248 | 6 | 1 | 365 | 6.8275 | 0.7497 | 7 | 0.57724
56081 | 6.12 | 1 | 365 | 6.9641 | 0.02469 | 6 | 0.98878
55969 | 3.9 | 1 | 365 | 4.4379 | 0.9373 | 5 | 0.37521
56076 | 2.55 | 1 | 365 | 2.9017 | 0.84362 | 3 | 0.74533
54619 | 6.24 | 1 | 365 | 7.1006 | 0.29968 | 7 | 0.40033
56094 | 3.315 | 1 | 365 | 3.7722 | 0.59671 | 4 | 0.36893
56077 | 14.025 | 1 | 365 | 15.9594 | 0.13991 | 16 | 0.099299
56092 | 9.945 | 1 | 365 | 11.3167 | 0.79012 | 12 | 0.10678
56074 | 7.395 | 1 | 365 | 8.4149 | 0.9465 | 9 | 0.36145
56073 | 17.595 | 1 | 365 | 20.0218 | 0.32098 | 20 | 0.34276
56072 | 5.98 | 1 | 365 | 6.8048 | 0.70386 | 7 | 0.50865
56069 | 8.32 | 1 | 365 | 9.4675 | 0.066245 | 9 | 0.53377
56037 | 4.845 | 1 | 365 | 5.5132 | 0.10288 | 5 | 0.61612
56091 | 6.24 | 1 | 365 | 7.1006 | 0.29968 | 7 | 0.40033
56026 | 13.515 | 1 | 365 | 15.379 | 0.97119 | 16 | 0.35023
56090 | 3.38 | 1 | 365 | 3.8462 | 0.74566 | 4 | 0.59185
56016 | 7.65 | 1 | 365 | 8.7051 | 0.53086 | 9 | 0.23598
56097 | 5.98 | 1 | 365 | 6.8048 | 0.70386 | 7 | 0.50865
56237 | 3.38 | 1 | 365 | 3.8462 | 0.74566 | 4 | 0.59185
55903 | 4.94 | 1 | 365 | 5.6213 | 0.32058 | 5 | 0.94193
56007 | 6.75 | 1 | 365 | 7.681 | 0.46841 | 8 | 0.1494
56011 | 11.18 | 1 | 365 | 12.722 | 0.62027 | 13 | 0.34226
56005 | 13.515 | 1 | 365 | 15.379 | 0.97119 | 16 | 0.35023
45486 | 6.095 | 1 | 365 | 6.9356 | 0.9674 | 7 | 0.90305
56003 | 4.16 | 1 | 365 | 4.7338 | 0.53312 | 5 | 0.26689
56254 | 14.025 | 1 | 365 | 15.9594 | 0.13991 | 16 | 0.099299
56253 | 9.945 | 1 | 365 | 11.3167 | 0.79012 | 12 | 0.10678
56245 | 11.96 | 1 | 365 | 13.6096 | 0.40773 | 14 | 0.017298
56229 | 4.68 | 1 | 365 | 5.3255 | 0.72476 | 6 | 0.050247
56227 | 4.42 | 1 | 365 | 5.0296 | 0.12894 | 5 | 0.15857
56222 | 4.16 | 1 | 365 | 4.7338 | 0.53312 | 5 | 0.26689
47574 | 5.25 | 1 | 365 | 5.9741 | 0.030984 | 6 | 0.005085
56215 | 2.805 | 1 | 365 | 3.1919 | 0.42798 | 3 | 0.61986
45245 | 6 | 1 | 365 | 6.8275 | 0.7497 | 7 | 0.57724
50232 | 6.24 | 1 | 365 | 7.1006 | 0.29968 | 7 | 0.40033
43937 | 3.36 | 1 | 365 | 3.8234 | 0.69983 | 4 | 0.52325
44556 | 7.905 | 1 | 365 | 8.9953 | 0.11522 | 9 | 0.11051
44490 | 12.09 | 1 | 365 | 13.7575 | 0.70564 | 14 | 0.46314
47793 | 8.75 | 1 | 365 | 9.9568 | 0.05164 | 10 | 0.008475
54791 | 8.4 | 1 | 365 | 9.5586 | 0.24957 | 9 | 0.80814
41333 | 7.935 | 1 | 365 | 9.0294 | 0.18397 | 9 | 0.2134
56160 | 12.5 | 1 | 365 | 14.2241 | 0.6452 | 14 | 0.86925
49149 | 5.04 | 1 | 365 | 5.7351 | 0.54974 | 6 | 0.28488
46495 | 4.2 | 1 | 365 | 4.7793 | 0.62479 | 5 | 0.40407
54831 | 6.6 | 1 | 365 | 7.5103 | 0.12467 | 7 | 0.63496
44327 | 8.82 | 1 | 365 | 10.0365 | 0.21205 | 10 | 0.24854
54846 | 5.1 | 1 | 365 | 5.8034 | 0.68724 | 6 | 0.49065
54843 | 14.49 | 1 | 365 | 16.4885 | 0.20552 | 16 | 0.69403
54899 | 7 | 1 | 365 | 7.9655 | 0.041312 | 8 | 0.00678
54898 | 8.25 | 1 | 365 | 9.3879 | 0.90583 | 10 | 0.29371
55925 | 5.035 | 1 | 365 | 5.7294 | 0.53829 | 6 | 0.26773
55772 | 8.7 | 1 | 365 | 9.8999 | 0.93706 | 10 | 0.837
35848 | 14.07 | 1 | 365 | 16.0106 | 0.24304 | 16 | 0.25363
48878 | 7.848 | 1 | 365 | 8.9304 | 0.9846 | 9 | 0.91503
54916 | 9.36 | 1 | 365 | 10.651 | 0.44953 | 11 | 0.10049
49845 | 7.8 | 1 | 365 | 8.8758 | 0.8746 | 9 | 0.75041
45780 | 7.28 | 1 | 365 | 8.2841 | 0.68296 | 8 | 0.96705
54924 | 3.18 | 1 | 365 | 3.6186 | 0.28734 | 3 | 0.90594
54911 | 9 | 1 | 365 | 10.2413 | 0.62454 | 10 | 0.86586
50239 | 8.19 | 1 | 365 | 9.3196 | 0.76834 | 10 | 0.087933
55024 | 2.805 | 1 | 365 | 3.1919 | 0.42798 | 3 | 0.61986
49250 | 7.5 | 1 | 365 | 8.5344 | 0.18712 | 8 | 0.72155
55027 | 6 | 1 | 365 | 6.8275 | 0.7497 | 7 | 0.57724
48346 | 9.6 | 1 | 365 | 10.9241 | 0.99951 | 11 | 0.92358
23962 | 9.88 | 1 | 365 | 11.2427 | 0.64117 | 11 | 0.88386
44043 | 8.829 | 1 | 365 | 10.0467 | 0.23268 | 10 | 0.27941
51217 | 6.63 | 1 | 365 | 7.5444 | 0.19341 | 7 | 0.73785
41378 | 11.2 | 1 | 365 | 12.7447 | 0.6661 | 13 | 0.41085
44314 | 6.615 | 1 | 365 | 7.5274 | 0.15904 | 7 | 0.68641
55122 | 9.3 | 1 | 365 | 10.5827 | 0.31203 | 10 | 0.89472
48521 | 9.52 | 1 | 365 | 10.833 | 0.81618 | 11 | 0.64922
55121 | 9.3 | 1 | 365 | 10.5827 | 0.31203 | 10 | 0.89472
55128 | 7.125 | 1 | 365 | 8.1077 | 0.32776 | 8 | 0.43547
55127 | 4.2 | 1 | 365 | 4.7793 | 0.62479 | 5 | 0.40407
44056 | 9.45 | 1 | 365 | 10.7534 | 0.65577 | 11 | 0.40915
55129 | 8.4 | 1 | 365 | 9.5586 | 0.24957 | 9 | 0.80814
50137 | 15.39 | 1 | 365 | 17.5127 | 0.26797 | 17 | 0.78062
55135 | 5.3 | 1 | 365 | 6.031 | 0.14556 | 6 | 0.17656
39893 | 12.32 | 1 | 365 | 14.0192 | 0.23271 | 14 | 0.25193
39818 | 12.32 | 1 | 365 | 14.0192 | 0.23271 | 14 | 0.25193
49418 | 3.9 | 1 | 365 | 4.4379 | 0.9373 | 5 | 0.37521
36971 | 12.32 | 1 | 365 | 14.0192 | 0.23271 | 14 | 0.25193
39102 | 6.24 | 1 | 365 | 7.1006 | 0.29968 | 7 | 0.40033
55180 | 7.5 | 1 | 365 | 8.5344 | 0.18712 | 8 | 0.72155
55183 | 5.83 | 1 | 365 | 6.6341 | 0.36012 | 6 | 0.99422
55176 | 5.565 | 1 | 365 | 6.3325 | 0.75284 | 7 | 0.08539
55177 | 8.525 | 1 | 365 | 9.7008 | 0.53603 | 10 | 0.23683
55181 | 10.6 | 1 | 365 | 12.062 | 0.29113 | 12 | 0.35312
55182 | 3.71 | 1 | 365 | 4.2217 | 0.5019 | 4 | 0.72359
45240 | 14.49 | 1 | 365 | 16.4885 | 0.20552 | 16 | 0.69403
49868 | 8.28 | 1 | 365 | 9.422 | 0.97458 | 10 | 0.39659
55187 | 8 | 1 | 365 | 9.1034 | 0.33293 | 9 | 0.43632
55190 | 10.5 | 1 | 365 | 11.9482 | 0.061968 | 12 | 0.01017
55192 | 9.9 | 1 | 365 | 11.2654 | 0.687 | 11 | 0.95245
50856 | 8.96 | 1 | 365 | 10.1958 | 0.53288 | 10 | 0.72868
56286 | 10.965 | 1 | 365 | 12.4773 | 0.12757 | 12 | 0.60491
54705 | 6.5 | 1 | 365 | 7.3965 | 0.8955 | 8 | 0.29201
50599 | 5.2 | 1 | 365 | 5.9172 | 0.9164 | 6 | 0.83361
55191 | 5.46 | 1 | 365 | 6.2131 | 0.51222 | 6 | 0.72529
42898 | 3.64 | 1 | 365 | 4.142 | 0.34148 | 4 | 0.48353
38405 | 7.28 | 1 | 365 | 8.2841 | 0.68296 | 8 | 0.96705
55448 | 8.835 | 1 | 365 | 10.0536 | 0.24643 | 10 | 0.29999
54641 | 5.7 | 1 | 365 | 6.4862 | 0.062211 | 6 | 0.54838
55210 | 6.867 | 1 | 365 | 7.8141 | 0.73653 | 8 | 0.55065
44055 | 8.502 | 1 | 365 | 9.6746 | 0.48332 | 10 | 0.15795
48539 | 5.22 | 1 | 365 | 5.94 | 0.96224 | 6 | 0.9022
49017 | 11.2 | 1 | 365 | 12.7447 | 0.6661 | 13 | 0.41085
46971 | 8.745 | 1 | 365 | 9.9511 | 0.040182 | 9 | 0.99133
44309 | 7.245 | 1 | 365 | 8.2443 | 0.60276 | 8 | 0.84702
55805 | 6.6 | 1 | 365 | 7.5103 | 0.12467 | 7 | 0.63496
55254 | 6.885 | 1 | 365 | 7.8346 | 0.77778 | 8 | 0.61238
55275 | 6.5 | 1 | 365 | 7.3965 | 0.8955 | 8 | 0.29201
48980 | 16.695 | 1 | 365 | 18.9976 | 0.25853 | 19 | 0.25617
47564 | 5.46 | 1 | 365 | 6.2131 | 0.51222 | 6 | 0.72529
43062 | 4.94 | 1 | 365 | 5.6213 | 0.32058 | 5 | 0.94193
53292 | 5.2 | 1 | 365 | 5.9172 | 0.9164 | 6 | 0.83361
55279 | 9.805 | 1 | 365 | 11.1573 | 0.46929 | 11 | 0.62664
55289 | 11.115 | 1 | 365 | 12.648 | 0.47131 | 13 | 0.11934
55277 | 6.36 | 1 | 365 | 7.2372 | 0.57468 | 7 | 0.81187
47680 | 8.96 | 1 | 365 | 10.1958 | 0.53288 | 10 | 0.72868
47338 | 5.76 | 1 | 365 | 6.5544 | 0.19971 | 6 | 0.75415
55294 | 9.45 | 1 | 365 | 10.7534 | 0.65577 | 11 | 0.40915
55310 | 6.375 | 1 | 365 | 7.2543 | 0.60905 | 7 | 0.86332
55322 | 3.9 | 1 | 365 | 4.4379 | 0.9373 | 5 | 0.37521
55321 | 6.4 | 1 | 365 | 7.2827 | 0.66634 | 7 | 0.94906
48895 | 5.46 | 1 | 365 | 6.2131 | 0.51222 | 6 | 0.72529
51075 | 3.975 | 1 | 365 | 4.5232 | 0.10917 | 4 | 0.63242
55392 | 5.565 | 1 | 365 | 6.3325 | 0.75284 | 7 | 0.08539
55391 | 10.6 | 1 | 365 | 12.062 | 0.29113 | 12 | 0.35312
55390 | 4.16 | 1 | 365 | 4.7338 | 0.53312 | 5 | 0.26689
55726 | 11.115 | 1 | 365 | 12.648 | 0.47131 | 13 | 0.11934
55730 | 6.12 | 1 | 365 | 6.9641 | 0.02469 | 6 | 0.98878
55724 | 5.035 | 1 | 365 | 5.7294 | 0.53829 | 6 | 0.26773
55714 | 3.72 | 1 | 365 | 4.2331 | 0.52481 | 4 | 0.75789
55709 | 11.34 | 1 | 365 | 12.9041 | 0.98693 | 13 | 0.89098
55531 | 7.56 | 1 | 365 | 8.6027 | 0.32462 | 8 | 0.92732
55459 | 9.975 | 1 | 365 | 11.3508 | 0.85887 | 12 | 0.20966
55545 | 9.45 | 1 | 365 | 10.7534 | 0.65577 | 11 | 0.40915
55544 | 7.44 | 1 | 365 | 8.4662 | 0.049623 | 8 | 0.51578
55425 | 6.2 | 1 | 365 | 7.0551 | 0.20802 | 7 | 0.26315
55451 | 5 | 1 | 365 | 5.6896 | 0.45808 | 6 | 0.1477
55550 | 5.1 | 1 | 365 | 5.8034 | 0.68724 | 6 | 0.49065
55533 | 6.9 | 1 | 365 | 7.8517 | 0.81215 | 8 | 0.66383
56806 | 6.3 | 1 | 365 | 7.1689 | 0.43718 | 7 | 0.6061
56796 | 6.625 | 1 | 365 | 7.5387 | 0.18196 | 7 | 0.7207
43565 | 14.1 | 1 | 365 | 16.0447 | 0.31179 | 16 | 0.35651
56820 | 10.8 | 1 | 365 | 12.2896 | 0.74945 | 13 | 0.039032
55076 | 17.16 | 1 | 365 | 19.5268 | 0.32413 | 19 | 0.85091
54986 | 14.04 | 1 | 365 | 15.9765 | 0.17429 | 16 | 0.15074
55910 | 4.16 | 1 | 365 | 4.7338 | 0.53312 | 5 | 0.26689
53574 | 4.94 | 1 | 365 | 5.6213 | 0.32058 | 5 | 0.94193
55388 | 3.12 | 1 | 365 | 3.5503 | 0.14984 | 3 | 0.70016
55029 | 5.2 | 1 | 365 | 5.9172 | 0.9164 | 6 | 0.83361
55777 | 8.84 | 1 | 365 | 10.0592 | 0.25789 | 10 | 0.31713
55142 | 10.14 | 1 | 365 | 11.5385 | 0.23699 | 11 | 0.77554
54240 | 3.38 | 1 | 365 | 3.8462 | 0.74566 | 4 | 0.59185
56014 | 12.48 | 1 | 365 | 14.2013 | 0.59937 | 14 | 0.80066
55168 | 7.28 | 1 | 365 | 8.2841 | 0.68296 | 8 | 0.96705
56013 | 2.6 | 1 | 365 | 2.9586 | 0.9582 | 3 | 0.9168
55427 | 6.24 | 1 | 365 | 7.1006 | 0.29968 | 7 | 0.40033
56010 | 8.06 | 1 | 365 | 9.1717 | 0.47042 | 9 | 0.64209
53682 | 8.06 | 1 | 365 | 9.1717 | 0.47042 | 9 | 0.64209
55886 | 6.5 | 1 | 365 | 7.3965 | 0.8955 | 8 | 0.29201
54119 | 5.72 | 1 | 365 | 6.5089 | 0.10804 | 6 | 0.61697
54914 | 5.72 | 1 | 365 | 6.5089 | 0.10804 | 6 | 0.61697
54990 | 6.24 | 1 | 365 | 7.1006 | 0.29968 | 7 | 0.40033
55774 | 5.035 | 1 | 365 | 5.7294 | 0.53829 | 6 | 0.26773
56181 | 4.94 | 1 | 365 | 5.6213 | 0.32058 | 5 | 0.94193
55753 | 6.5 | 1 | 365 | 7.3965 | 0.8955 | 8 | 0.29201
53485 | 4.94 | 1 | 365 | 5.6213 | 0.32058 | 5 | 0.94193
33960 | 4.68 | 1 | 365 | 5.3255 | 0.72476 | 6 | 0.050247
55361 | 7.02 | 1 | 365 | 7.9882 | 0.087144 | 8 | 0.075371
52615 | 4.68 | 1 | 365 | 5.3255 | 0.72476 | 6 | 0.050247
53052 | 2.45 | 1 | 365 | 2.7879 | 0.61446 | 3 | 0.40237
35349 | 35.88 | 0.9 | 365 | 36.7458 | 0.00086387 | 36 | 0.74671
53791 | 49.98 | 0.9 | 365 | 51.1861 | 0.081471 | 51 | 0.26757
53489 | 4.94 | 1 | 365 | 5.6213 | 0.32058 | 5 | 0.94193
50846 | 4.68 | 1 | 365 | 5.3255 | 0.72476 | 6 | 0.050247
54789 | 4.16 | 1 | 365 | 4.7338 | 0.53312 | 5 | 0.26689
51722 | 9.1 | 1 | 365 | 10.3551 | 0.85371 | 11 | 0.20881
55748 | 9.62 | 1 | 365 | 10.9468 | 0.045346 | 10 | 0.99217
52618 | 10.4 | 1 | 365 | 11.8344 | 0.83281 | 12 | 0.66722
32743 | 7.8 | 1 | 365 | 8.8758 | 0.8746 | 9 | 0.75041
31739 | 2.6 | 1 | 365 | 2.9586 | 0.9582 | 3 | 0.9168
53960 | 9.1 | 1 | 365 | 10.3551 | 0.85371 | 11 | 0.20881
56195 | 6.24 | 1 | 365 | 7.1006 | 0.29968 | 7 | 0.40033
55216 | 7.54 | 1 | 365 | 8.5799 | 0.27878 | 8 | 0.85873
55039 | 5.98 | 1 | 365 | 6.8048 | 0.70386 | 7 | 0.50865
55152 | 3.38 | 1 | 365 | 3.8462 | 0.74566 | 4 | 0.59185
54967 | 7.02 | 1 | 365 | 7.9882 | 0.087144 | 8 | 0.075371
55050 | 6.76 | 1 | 365 | 7.6924 | 0.49132 | 8 | 0.18369
54207 | 9.36 | 1 | 365 | 10.651 | 0.44953 | 11 | 0.10049
55035 | 2.6 | 1 | 365 | 2.9586 | 0.9582 | 3 | 0.9168
32149 | 8.06 | 1 | 365 | 9.1717 | 0.47042 | 9 | 0.64209
55295 | 5.72 | 1 | 365 | 6.5089 | 0.10804 | 6 | 0.61697
54137 | 6.24 | 1 | 365 | 7.1006 | 0.29968 | 7 | 0.40033
52344 | 6.5 | 1 | 365 | 7.3965 | 0.8955 | 8 | 0.29201
30647 | 8.58 | 1 | 365 | 9.7634 | 0.66207 | 10 | 0.42545
48463 | 12.22 | 1 | 365 | 13.9054 | 0.0035475 | 13 | 0.90898
52567 | 4.9 | 1 | 365 | 5.5758 | 0.22892 | 5 | 0.80475
53688 | 6.5 | 1 | 365 | 7.3965 | 0.8955 | 8 | 0.29201
56230 | 11.7 | 1 | 365 | 13.3137 | 0.81191 | 14 | 0.12562
54415 | 8.06 | 1 | 365 | 9.1717 | 0.47042 | 9 | 0.64209
53089 | 11.96 | 1 | 365 | 13.6096 | 0.40773 | 14 | 0.017298
53671 | 4.94 | 1 | 365 | 5.6213 | 0.32058 | 5 | 0.94193
55079 | 4.68 | 1 | 365 | 5.3255 | 0.72476 | 6 | 0.050247
55084 | 5.98 | 1 | 365 | 6.8048 | 0.70386 | 7 | 0.50865
54215 | 4.42 | 1 | 365 | 5.0296 | 0.12894 | 5 | 0.15857
52841 | 9.1 | 1 | 365 | 10.3551 | 0.85371 | 11 | 0.20881
53838 | 6.24 | 1 | 365 | 7.1006 | 0.29968 | 7 | 0.40033
56271 | 3.9 | 1 | 365 | 4.4379 | 0.9373 | 5 | 0.37521
55370 | 5.2 | 1 | 365 | 5.9172 | 0.9164 | 6 | 0.83361
53031 | 14.04 | 1 | 365 | 15.9765 | 0.17429 | 16 | 0.15074
55331 | 9.275 | 1 | 365 | 10.5542 | 0.25474 | 10 | 0.80898
55044 | 5.72 | 1 | 365 | 6.5089 | 0.10804 | 6 | 0.61697
55087 | 7.8 | 1 | 365 | 8.8758 | 0.8746 | 9 | 0.75041
53675 | 4.68 | 1 | 365 | 5.3255 | 0.72476 | 6 | 0.050247
52971 | 4.16 | 1 | 365 | 4.7338 | 0.53312 | 5 | 0.26689
55237 | 6.76 | 1 | 365 | 7.6924 | 0.49132 | 8 | 0.18369
54390 | 4.94 | 1 | 365 | 5.6213 | 0.32058 | 5 | 0.94193
53894 | 11.44 | 1 | 365 | 13.0179 | 0.21609 | 13 | 0.23394
55150 | 5.2 | 1 | 365 | 5.9172 | 0.9164 | 6 | 0.83361
54947 | 5.98 | 1 | 365 | 6.8048 | 0.70386 | 7 | 0.50865
25107 | 8.58 | 1 | 365 | 9.7634 | 0.66207 | 10 | 0.42545
33813 | 7.02 | 1 | 365 | 7.9882 | 0.087144 | 8 | 0.075371
55359 | 7.54 | 1 | 365 | 8.5799 | 0.27878 | 8 | 0.85873
51750 | 9.62 | 1 | 365 | 10.9468 | 0.045346 | 10 | 0.99217
56012 | 5.98 | 1 | 365 | 6.8048 | 0.70386 | 7 | 0.50865
55137 | 4.94 | 1 | 365 | 5.6213 | 0.32058 | 5 | 0.94193
54835 | 3.12 | 1 | 365 | 3.5503 | 0.14984 | 3 | 0.70016
55355 | 6.76 | 1 | 365 | 7.6924 | 0.49132 | 8 | 0.18369
51106 | 9.6 | 1 | 365 | 10.9241 | 0.99951 | 11 | 0.92358
52775 | 8.06 | 1 | 365 | 9.1717 | 0.47042 | 9 | 0.64209
52443 | 6.5 | 1 | 365 | 7.3965 | 0.8955 | 8 | 0.29201
51704 | 12.74 | 1 | 365 | 14.4972 | 0.19519 | 14 | 0.69234
53911 | 7.54 | 1 | 365 | 8.5799 | 0.27878 | 8 | 0.85873
53690 | 5.72 | 1 | 365 | 6.5089 | 0.10804 | 6 | 0.61697
52640 | 9.36 | 1 | 365 | 10.651 | 0.44953 | 11 | 0.10049
56489 | 6.76 | 1 | 365 | 7.6924 | 0.49132 | 8 | 0.18369
56484 | 5.3 | 1 | 365 | 6.031 | 0.14556 | 6 | 0.17656
56485 | 3.9 | 1 | 365 | 4.4379 | 0.9373 | 5 | 0.37521
55598 | 9.945 | 1 | 365 | 11.3167 | 0.79012 | 12 | 0.10678
55597 | 11.4 | 1 | 365 | 12.9723 | 0.12442 | 13 | 0.096756
55587 | 7.28 | 1 | 365 | 8.2841 | 0.68296 | 8 | 0.96705
55582 | 4.77 | 1 | 365 | 5.4279 | 0.93101 | 6 | 0.35891
55677 | 12.1 | 1 | 365 | 13.7689 | 0.72855 | 14 | 0.49743
55679 | 10.07 | 1 | 365 | 11.4589 | 0.076573 | 11 | 0.53547
55659 | 6.21 | 1 | 365 | 7.0665 | 0.23094 | 7 | 0.29744
55713 | 10.83 | 1 | 365 | 12.3237 | 0.8182 | 13 | 0.14192
55720 | 5.1 | 1 | 365 | 5.8034 | 0.68724 | 6 | 0.49065
55605 | 5 | 1 | 365 | 5.6896 | 0.45808 | 6 | 0.1477
55722 | 5.8 | 1 | 365 | 6.6 | 0.29137 | 6 | 0.89133
55739 | 5.985 | 1 | 365 | 6.8105 | 0.71532 | 7 | 0.5258
55740 | 7.8 | 1 | 365 | 8.8758 | 0.8746 | 9 | 0.75041
55721 | 9.88 | 1 | 365 | 11.2427 | 0.64117 | 11 | 0.88386
55744 | 5.4 | 1 | 365 | 6.1448 | 0.37473 | 6 | 0.51952
55737 | 10.26 | 1 | 365 | 11.6751 | 0.51198 | 12 | 0.18708
55750 | 3.825 | 1 | 365 | 4.3526 | 0.76543 | 5 | 0.11799
55612 | 3.57 | 1 | 365 | 4.0624 | 0.18107 | 4 | 0.24346
55749 | 7.5 | 1 | 365 | 8.5344 | 0.18712 | 8 | 0.72155
55604 | 4.59 | 1 | 365 | 5.2231 | 0.51852 | 5 | 0.74159
55613 | 6.12 | 1 | 365 | 6.9641 | 0.02469 | 6 | 0.98878
55754 | 3.825 | 1 | 365 | 4.3526 | 0.76543 | 5 | 0.11799
55760 | 9.3 | 1 | 365 | 10.5827 | 0.31203 | 10 | 0.89472
55575 | 5.2 | 1 | 365 | 5.9172 | 0.9164 | 6 | 0.83361
55570 | 5.2 | 1 | 365 | 5.9172 | 0.9164 | 6 | 0.83361
55579 | 8.84 | 1 | 365 | 10.0592 | 0.25789 | 10 | 0.31713
55567 | 11.96 | 1 | 365 | 13.6096 | 0.40773 | 14 | 0.017298
55779 | 2.34 | 1 | 365 | 2.6627 | 0.36238 | 3 | 0.025124
55564 | 7.28 | 1 | 365 | 8.2841 | 0.68296 | 8 | 0.96705
55562 | 7.28 | 1 | 365 | 8.2841 | 0.68296 | 8 | 0.96705
55554 | 7.42 | 1 | 365 | 8.4434 | 0.0037907 | 8 | 0.44719
55413 | 4.16 | 1 | 365 | 4.7338 | 0.53312 | 5 | 0.26689
55783 | 7.8 | 1 | 365 | 8.8758 | 0.8746 | 9 | 0.75041
55555 | 3.9 | 1 | 365 | 4.4379 | 0.9373 | 5 | 0.37521
55164 | 6.76 | 1 | 365 | 7.6924 | 0.49132 | 8 | 0.18369
55553 | 7.54 | 1 | 365 | 8.5799 | 0.27878 | 8 | 0.85873
55552 | 7.54 | 1 | 365 | 8.5799 | 0.27878 | 8 | 0.85873
31882 | 4.94 | 1 | 365 | 5.6213 | 0.32058 | 5 | 0.94193
55557 | 2.34 | 1 | 365 | 2.6627 | 0.36238 | 3 | 0.025124
32489 | 9.88 | 1 | 365 | 11.2427 | 0.64117 | 11 | 0.88386
52113 | 4.845 | 1 | 365 | 5.5132 | 0.10288 | 5 | 0.61612
54746 | 7.02 | 1 | 365 | 7.9882 | 0.087144 | 8 | 0.075371
53530 | 9.62 | 1 | 365 | 10.9468 | 0.045346 | 10 | 0.99217
54388 | 5.46 | 1 | 365 | 6.2131 | 0.51222 | 6 | 0.72529
29724 | 5.2 | 1 | 365 | 5.9172 | 0.9164 | 6 | 0.83361
55353 | 6.5 | 1 | 365 | 7.3965 | 0.8955 | 8 | 0.29201
54751 | 5.98 | 1 | 365 | 6.8048 | 0.70386 | 7 | 0.50865
56320 | 7.65 | 1 | 365 | 8.7051 | 0.53086 | 9 | 0.23598
50129 | 4.32 | 1 | 365 | 4.9158 | 0.89978 | 5 | 0.81561
51240 | 4.2 | 1 | 365 | 4.7793 | 0.62479 | 5 | 0.40407
45923 | 9.945 | 1 | 365 | 11.3167 | 0.79012 | 12 | 0.10678
50639 | 5.7 | 1 | 365 | 6.4862 | 0.062211 | 6 | 0.54838
45810 | 6.5 | 1 | 365 | 7.3965 | 0.8955 | 8 | 0.29201
57685 | 6.21 | 1 | 365 | 7.0665 | 0.23094 | 7 | 0.29744
57548 | 7.83 | 1 | 365 | 8.9099 | 0.94335 | 9 | 0.8533
50082 | 5.4 | 1 | 365 | 6.1448 | 0.37473 | 6 | 0.51952
57682 | 14.04 | 1 | 365 | 15.9765 | 0.17429 | 16 | 0.15074
52930 | 9 | 1 | 365 | 10.2413 | 0.62454 | 10 | 0.86586
39260 | 10.4 | 1 | 365 | 11.8344 | 0.83281 | 12 | 0.66722
57610 | 10.4 | 1 | 365 | 11.8344 | 0.83281 | 12 | 0.66722
49555 | 6.89 | 1 | 365 | 7.8403 | 0.78923 | 8 | 0.62953
57612 | 9.3 | 1 | 365 | 10.5827 | 0.31203 | 10 | 0.89472
57435 | 14.7 | 1 | 365 | 16.7275 | 0.68676 | 17 | 0.41424
46819 | 5.67 | 1 | 365 | 6.452 | 0.99346 | 7 | 0.44549
57468 | 7.84 | 1 | 365 | 8.9213 | 0.96627 | 9 | 0.88759
29106 | 9.1 | 1 | 365 | 10.3551 | 0.85371 | 11 | 0.20881
46835 | 7.56 | 1 | 365 | 8.6027 | 0.32462 | 8 | 0.92732
57401 | 7.98 | 1 | 365 | 9.0806 | 0.2871 | 9 | 0.36773
49916 | 7.2 | 1 | 365 | 8.1931 | 0.49964 | 8 | 0.69269
57432 | 2.52 | 1 | 365 | 2.8676 | 0.77487 | 3 | 0.64244
55414 | 11.7 | 1 | 365 | 13.3137 | 0.81191 | 14 | 0.12562
57400 | 11.445 | 1 | 365 | 13.0235 | 0.22755 | 13 | 0.25109
47605 | 9.12 | 1 | 365 | 10.3779 | 0.89954 | 11 | 0.2774
57613 | 3.9 | 1 | 365 | 4.4379 | 0.9373 | 5 | 0.37521
54920 | 7.8 | 1 | 365 | 8.8758 | 0.8746 | 9 | 0.75041
38778 | 7.02 | 1 | 365 | 7.9882 | 0.087144 | 8 | 0.075371
57397 | 11.47 | 1 | 365 | 13.052 | 0.28484 | 13 | 0.33682
56319 | 5.72 | 1 | 365 | 6.5089 | 0.10804 | 6 | 0.61697
57396 | 9.765 | 1 | 365 | 11.1118 | 0.37763 | 11 | 0.48946
43253 | 12.6 | 1 | 365 | 14.3378 | 0.87436 | 15 | 0.2122
55646 | 5.2 | 1 | 365 | 5.9172 | 0.9164 | 6 | 0.83361
57395 | 7.125 | 1 | 365 | 8.1077 | 0.32776 | 8 | 0.43547
56290 | 3.12 | 1 | 365 | 3.5503 | 0.14984 | 3 | 0.70016
57393 | 5.83 | 1 | 365 | 6.6341 | 0.36012 | 6 | 0.99422
55138 | 12.22 | 1 | 365 | 13.9054 | 0.0035475 | 13 | 0.90898
57399 | 3.71 | 1 | 365 | 4.2217 | 0.5019 | 4 | 0.72359
22805 | 4.94 | 1 | 365 | 5.6213 | 0.32058 | 5 | 0.94193
57467 | 9.12 | 1 | 365 | 10.3779 | 0.89954 | 11 | 0.2774
57384 | 8.4 | 1 | 365 | 9.5586 | 0.24957 | 9 | 0.80814
55411 | 4.68 | 1 | 365 | 5.3255 | 0.72476 | 6 | 0.050247
55330 | 7.8 | 1 | 365 | 8.8758 | 0.8746 | 9 | 0.75041
57371 | 12.48 | 1 | 365 | 14.2013 | 0.59937 | 14 | 0.80066
55324 | 3.71 | 1 | 365 | 4.2217 | 0.5019 | 4 | 0.72359
57377 | 9.8 | 1 | 365 | 11.1517 | 0.45784 | 11 | 0.60949
57600 | 11.6 | 1 | 365 | 13.1999 | 0.58275 | 13 | 0.78266
40039 | 8.58 | 1 | 365 | 9.7634 | 0.66207 | 10 | 0.42545
46700 | 10.08 | 1 | 365 | 11.4703 | 0.099489 | 11 | 0.56976
41920 | 5.98 | 1 | 365 | 6.8048 | 0.70386 | 7 | 0.50865
37846 | 5.72 | 1 | 365 | 6.5089 | 0.10804 | 6 | 0.61697
50572 | 4.94 | 1 | 365 | 5.6213 | 0.32058 | 5 | 0.94193
50347 | 5.1 | 1 | 365 | 5.8034 | 0.68724 | 6 | 0.49065
55116 | 6.63 | 1 | 365 | 7.5444 | 0.19341 | 7 | 0.73785
55422 | 7.84 | 1 | 365 | 8.9213 | 0.96627 | 9 | 0.88759
55457 | 8.84 | 1 | 365 | 10.0592 | 0.25789 | 10 | 0.31713
55529 | 11.4 | 1 | 365 | 12.9723 | 0.12442 | 13 | 0.096756
55543 | 5.25 | 1 | 365 | 5.9741 | 0.030984 | 6 | 0.005085
45602 | 14.04 | 1 | 365 | 15.9765 | 0.17429 | 16 | 0.15074
51309 | 7.28 | 1 | 365 | 8.2841 | 0.68296 | 8 | 0.96705
46912 | 7.5 | 1 | 365 | 8.5344 | 0.18712 | 8 | 0.72155
50283 | 8.64 | 1 | 365 | 9.8317 | 0.79956 | 10 | 0.63123
57592 | 5.83 | 1 | 365 | 6.6341 | 0.36012 | 6 | 0.99422
57608 | 9.5 | 1 | 365 | 10.8103 | 0.77035 | 11 | 0.58063
57654 | 11.395 | 1 | 365 | 12.9666 | 0.11296 | 13 | 0.079608
57558 | 11.685 | 1 | 365 | 13.2966 | 0.77753 | 14 | 0.074175
57545 | 12.09 | 1 | 365 | 13.7575 | 0.70564 | 14 | 0.46314
57605 | 4.845 | 1 | 365 | 5.5132 | 0.10288 | 5 | 0.61612
57614 | 7 | 1 | 365 | 7.9655 | 0.041312 | 8 | 0.00678
23861 | 4.16 | 1 | 365 | 4.7338 | 0.53312 | 5 | 0.26689
28750 | 5.2 | 1 | 365 | 5.9172 | 0.9164 | 6 | 0.83361
32109 | 4.68 | 1 | 365 | 5.3255 | 0.72476 | 6 | 0.050247
41210 | 3.9 | 1 | 365 | 4.4379 | 0.9373 | 5 | 0.37521
41618 | 11.61 | 1 | 365 | 13.2113 | 0.60566 | 13 | 0.81696
41757 | 9.36 | 1 | 365 | 10.651 | 0.44953 | 11 | 0.10049
42329 | 5.61 | 1 | 365 | 6.3838 | 0.85597 | 7 | 0.23972
44084 | 11.34 | 1 | 365 | 12.9041 | 0.98693 | 13 | 0.89098
45575 | 5.232 | 1 | 365 | 5.9536 | 0.98973 | 6 | 0.94335
45703 | 9.36 | 1 | 365 | 10.651 | 0.44953 | 11 | 0.10049
45933 | 13 | 1 | 365 | 14.793 | 0.79101 | 15 | 0.58402
46844 | 7.521 | 1 | 365 | 8.5583 | 0.23524 | 8 | 0.79357
48848 | 7.98 | 1 | 365 | 9.0806 | 0.2871 | 9 | 0.36773
50789 | 7.28 | 1 | 365 | 8.2841 | 0.68296 | 8 | 0.96705
51193 | 6.84 | 1 | 365 | 7.7834 | 0.67465 | 8 | 0.45805
52092 | 12.48 | 1 | 365 | 14.2013 | 0.59937 | 14 | 0.80066
52427 | 11.96 | 1 | 365 | 13.6096 | 0.40773 | 14 | 0.017298
52790 | 11.96 | 1 | 365 | 13.6096 | 0.40773 | 14 | 0.017298
53050 | 8.06 | 1 | 365 | 9.1717 | 0.47042 | 9 | 0.64209
53212 | 4.16 | 1 | 365 | 4.7338 | 0.53312 | 5 | 0.26689
53305 | 5.1 | 1 | 365 | 5.8034 | 0.68724 | 6 | 0.49065
53799 | 2.86 | 1 | 365 | 3.2545 | 0.55402 | 3 | 0.80848
54178 | 4.335 | 1 | 365 | 4.9329 | 0.93416 | 5 | 0.86706
54202 | 5.865 | 1 | 365 | 6.6739 | 0.44033 | 7 | 0.11425
54208 | 7.5 | 1 | 365 | 8.5344 | 0.18712 | 8 | 0.72155
54248 | 6.24 | 1 | 365 | 7.1006 | 0.29968 | 7 | 0.40033
54467 | 10.71 | 1 | 365 | 12.1872 | 0.54321 | 12 | 0.73037
54469 | 14.045 | 1 | 365 | 15.9821 | 0.18575 | 16 | 0.16789
54646 | 4.56 | 1 | 365 | 5.1889 | 0.44977 | 5 | 0.6387
54672 | 7.65 | 1 | 365 | 8.7051 | 0.53086 | 9 | 0.23598
54810 | 9.45 | 1 | 365 | 10.7534 | 0.65577 | 11 | 0.40915
54822 | 6.615 | 1 | 365 | 7.5274 | 0.15904 | 7 | 0.68641
55026 | 2.4 | 1 | 365 | 2.731 | 0.49988 | 3 | 0.2309
55179 | 7.155 | 1 | 365 | 8.1418 | 0.39651 | 8 | 0.53836
55231 | 3.38 | 1 | 365 | 3.8462 | 0.74566 | 4 | 0.59185
55292 | 5.98 | 1 | 365 | 6.8048 | 0.70386 | 7 | 0.50865
55309 | 7.28 | 1 | 365 | 8.2841 | 0.68296 | 8 | 0.96705
55342 | 6.24 | 1 | 365 | 7.1006 | 0.29968 | 7 | 0.40033
55345 | 4.2 | 1 | 365 | 4.7793 | 0.62479 | 5 | 0.40407
55348 | 14.31 | 1 | 365 | 16.2837 | 0.79302 | 17 | 0.076717
55357 | 10.4 | 1 | 365 | 11.8344 | 0.83281 | 12 | 0.66722
55584 | 9.5 | 1 | 365 | 10.8103 | 0.77035 | 11 | 0.58063
55591 | 7.395 | 1 | 365 | 8.4149 | 0.9465 | 9 | 0.36145
55841 | 3.9 | 1 | 365 | 4.4379 | 0.9373 | 5 | 0.37521
55924 | 3.9 | 1 | 365 | 4.4379 | 0.9373 | 5 | 0.37521
55984 | 3.64 | 1 | 365 | 4.142 | 0.34148 | 4 | 0.48353
56024 | 6.9 | 1 | 365 | 7.8517 | 0.81215 | 8 | 0.66383
56205 | 6.375 | 1 | 365 | 7.2543 | 0.60905 | 7 | 0.86332
56414 | 2.04 | 1 | 365 | 2.3214 | 0.6749 | 2 | 0.99626
56619 | 6 | 1 | 365 | 6.8275 | 0.7497 | 7 | 0.57724
56715 | 12 | 1 | 365 | 13.6551 | 0.49939 | 14 | 0.15448
56733 | 7.28 | 1 | 365 | 8.2841 | 0.68296 | 8 | 0.96705
56901 | 12.19 | 1 | 365 | 13.8713 | 0.9348 | 14 | 0.80609
57596 | 3.15 | 1 | 365 | 3.5845 | 0.21859 | 3 | 0.80305
57728 | 7.14 | 1 | 365 | 8.1248 | 0.36214 | 8 | 0.48692
57930 | 6.89 | 1 | 365 | 7.8403 | 0.78923 | 8 | 0.62953
57357 | 12.19 | 1 | 365 | 13.8713 | 0.9348 | 14 | 0.80609
57407 | 10.26 | 1 | 365 | 11.6751 | 0.51198 | 12 | 0.18708
56854 | 8.4 | 1 | 365 | 9.5586 | 0.24957 | 9 | 0.80814
57364 | 7.2 | 1 | 365 | 8.1931 | 0.49964 | 8 | 0.69269
56856 | 5.04 | 1 | 365 | 5.7351 | 0.54974 | 6 | 0.28488
56839 | 11.2 | 1 | 365 | 12.7447 | 0.6661 | 13 | 0.41085
57419 | 5.7 | 1 | 365 | 6.4862 | 0.062211 | 6 | 0.54838
56835 | 12.4 | 1 | 365 | 14.1103 | 0.41604 | 14 | 0.5263
56805 | 5.7 | 1 | 365 | 6.4862 | 0.062211 | 6 | 0.54838
56716 | 7.2 | 1 | 365 | 8.1931 | 0.49964 | 8 | 0.69269
57784 | 3.9 | 1 | 365 | 4.4379 | 0.9373 | 5 | 0.37521
57822 | 9.765 | 1 | 365 | 11.1118 | 0.37763 | 11 | 0.48946
51313 | 11.97 | 1 | 365 | 13.621 | 0.43064 | 14 | 0.051594
57717 | 4.8 | 1 | 365 | 5.462 | 0.99976 | 6 | 0.46179
51272 | 11.025 | 1 | 365 | 12.5456 | 0.26507 | 12 | 0.81068
57716 | 4.905 | 1 | 365 | 5.5815 | 0.24038 | 5 | 0.82189
57711 | 8.505 | 1 | 365 | 9.678 | 0.49019 | 10 | 0.16824
57820 | 6.12 | 1 | 365 | 6.9641 | 0.02469 | 6 | 0.98878
57707 | 14.4 | 1 | 365 | 16.3861 | 0.99927 | 17 | 0.38538
57824 | 16.215 | 1 | 365 | 18.4514 | 0.15855 | 18 | 0.60999
57712 | 17.4 | 1 | 365 | 19.7999 | 0.87412 | 20 | 0.674
57708 | 7.25 | 1 | 365 | 8.2499 | 0.61422 | 8 | 0.86416
57709 | 3.9 | 1 | 365 | 4.4379 | 0.9373 | 5 | 0.37521
57713 | 2.835 | 1 | 365 | 3.226 | 0.49673 | 3 | 0.72275
57706 | 4.41 | 1 | 365 | 5.0182 | 0.10603 | 5 | 0.12427
57655 | 5.3 | 1 | 365 | 6.031 | 0.14556 | 6 | 0.17656
57703 | 6.6 | 1 | 365 | 7.5103 | 0.12467 | 7 | 0.63496
57672 | 7.13 | 1 | 365 | 8.1134 | 0.33922 | 8 | 0.45262
57710 | 6.76 | 1 | 365 | 7.6924 | 0.49132 | 8 | 0.18369
57749 | 9.405 | 1 | 365 | 10.7022 | 0.55265 | 11 | 0.25482
57390 | 11.34 | 1 | 365 | 12.9041 | 0.98693 | 13 | 0.89098
57813 | 6.9 | 1 | 365 | 7.8517 | 0.81215 | 8 | 0.66383
57412 | 2.7 | 1 | 365 | 3.0724 | 0.18736 | 3 | 0.25976
57418 | 10.2 | 1 | 365 | 11.6068 | 0.37448 | 11 | 0.98131
57617 | 5.76 | 1 | 365 | 6.5544 | 0.19971 | 6 | 0.75415
56833 | 3.3 | 1 | 365 | 3.7551 | 0.56233 | 4 | 0.31748
56368 | 11.025 | 1 | 365 | 12.5456 | 0.26507 | 12 | 0.81068
56366 | 4.55 | 1 | 365 | 5.1776 | 0.42685 | 5 | 0.60441
56797 | 11.66 | 1 | 365 | 13.2682 | 0.72024 | 13 | 0.98844
56361 | 5.13 | 1 | 365 | 5.8376 | 0.75599 | 6 | 0.59354
56367 | 4.485 | 1 | 365 | 5.1036 | 0.2779 | 5 | 0.38149
56705 | 9.45 | 1 | 365 | 10.7534 | 0.65577 | 11 | 0.40915
56357 | 4.96 | 1 | 365 | 5.6441 | 0.36642 | 6 | 0.010518
56355 | 8 | 1 | 365 | 9.1034 | 0.33293 | 9 | 0.43632
57669 | 4.68 | 1 | 365 | 5.3255 | 0.72476 | 6 | 0.050247
56296 | 6.867 | 1 | 365 | 7.8141 | 0.73653 | 8 | 0.55065
56292 | 8.12 | 1 | 365 | 9.2399 | 0.60792 | 9 | 0.84786
56362 | 6.3 | 1 | 365 | 7.1689 | 0.43718 | 7 | 0.6061
56224 | 4.83 | 1 | 365 | 5.4962 | 0.068505 | 5 | 0.56468
54836 | 12.19 | 1 | 365 | 13.8713 | 0.9348 | 14 | 0.80609
56220 | 5.4 | 1 | 365 | 6.1448 | 0.37473 | 6 | 0.51952
56095 | 8.265 | 1 | 365 | 9.4049 | 0.94021 | 10 | 0.34515
55450 | 2.85 | 1 | 365 | 3.2431 | 0.53111 | 3 | 0.77419
46862 | 6.615 | 1 | 365 | 7.5274 | 0.15904 | 7 | 0.68641
56055 | 9.8 | 1 | 365 | 11.1517 | 0.45784 | 11 | 0.60949
57615 | 7.56 | 1 | 365 | 8.6027 | 0.32462 | 8 | 0.92732
56034 | 6.3 | 1 | 365 | 7.1689 | 0.43718 | 7 | 0.6061
56033 | 6.2 | 1 | 365 | 7.0551 | 0.20802 | 7 | 0.26315
55449 | 6.44 | 1 | 365 | 7.3282 | 0.75801 | 8 | 0.086238
56029 | 11.34 | 1 | 365 | 12.9041 | 0.98693 | 13 | 0.89098
57827 | 11.97 | 1 | 365 | 13.621 | 0.43064 | 14 | 0.051594
56031 | 5.67 | 1 | 365 | 6.452 | 0.99346 | 7 | 0.44549
56022 | 14.72 | 1 | 365 | 16.7502 | 0.73259 | 17 | 0.48283
56025 | 5.13 | 1 | 365 | 5.8376 | 0.75599 | 6 | 0.59354
56056 | 6.27 | 1 | 365 | 7.1348 | 0.36843 | 7 | 0.50322
55987 | 7.56 | 1 | 365 | 8.6027 | 0.32462 | 8 | 0.92732
55452 | 5.559 | 1 | 365 | 6.3257 | 0.73909 | 7 | 0.064813
55939 | 8.56 | 1 | 365 | 9.7406 | 0.61623 | 10 | 0.35686
56212 | 7.28 | 1 | 365 | 8.2841 | 0.68296 | 8 | 0.96705
55937 | 4.65 | 1 | 365 | 5.2913 | 0.65601 | 5 | 0.94736
55933 | 11.97 | 1 | 365 | 13.621 | 0.43064 | 14 | 0.051594
56009 | 5.7 | 1 | 365 | 6.4862 | 0.062211 | 6 | 0.54838
55932 | 9 | 1 | 365 | 10.2413 | 0.62454 | 10 | 0.86586
56023 | 4.251 | 1 | 365 | 4.8373 | 0.74166 | 5 | 0.57897
55837 | 14.88 | 1 | 365 | 16.9323 | 0.099246 | 17 | 0.031555
55927 | 8.82 | 1 | 365 | 10.0365 | 0.21205 | 10 | 0.24854
47310 | 9.9 | 1 | 365 | 11.2654 | 0.687 | 11 | 0.95245
56054 | 3.445 | 1 | 365 | 3.9201 | 0.89462 | 4 | 0.81477
55829 | 3.64 | 1 | 365 | 4.142 | 0.34148 | 4 | 0.48353
55935 | 5.13 | 1 | 365 | 5.8376 | 0.75599 | 6 | 0.59354
55833 | 4.2 | 1 | 365 | 4.7793 | 0.62479 | 5 | 0.40407
55808 | 5.2 | 1 | 365 | 5.9172 | 0.9164 | 6 | 0.83361
55806 | 18.9 | 1 | 365 | 21.5068 | 0.31154 | 21 | 0.81831
55803 | 6.4 | 1 | 365 | 7.2827 | 0.66634 | 7 | 0.94906
55763 | 9.9 | 1 | 365 | 11.2654 | 0.687 | 11 | 0.95245
57789 | 5.2 | 1 | 365 | 5.9172 | 0.9164 | 6 | 0.83361
48027 | 8.32 | 1 | 365 | 9.4675 | 0.066245 | 9 | 0.53377
54882 | 5.72 | 1 | 365 | 6.5089 | 0.10804 | 6 | 0.61697
39661 | 13.26 | 1 | 365 | 15.0889 | 0.38683 | 15 | 0.4757
40160 | 4.94 | 1 | 365 | 5.6213 | 0.32058 | 5 | 0.94193
43485 | 8.415 | 1 | 365 | 9.5756 | 0.28395 | 9 | 0.85958
50479 | 13 | 1 | 365 | 14.793 | 0.79101 | 15 | 0.58402
38656 | 4.845 | 1 | 365 | 5.5132 | 0.10288 | 5 | 0.61612
47517 | 11.985 | 1 | 365 | 13.638 | 0.46502 | 14 | 0.10304
47807 | 13 | 1 | 365 | 14.793 | 0.79101 | 15 | 0.58402
39554 | 7.02 | 1 | 365 | 7.9882 | 0.087144 | 8 | 0.075371
40992 | 10.4 | 1 | 365 | 11.8344 | 0.83281 | 12 | 0.66722
50447 | 10.2 | 1 | 365 | 11.6068 | 0.37448 | 11 | 0.98131
48159 | 6.48 | 1 | 365 | 7.3737 | 0.84967 | 8 | 0.22342
40119 | 9.1 | 1 | 365 | 10.3551 | 0.85371 | 11 | 0.20881
47366 | 5.98 | 1 | 365 | 6.8048 | 0.70386 | 7 | 0.50865
38061 | 3.315 | 1 | 365 | 3.7722 | 0.59671 | 4 | 0.36893
46613 | 6.76 | 1 | 365 | 7.6924 | 0.49132 | 8 | 0.18369
38643 | 13.78 | 1 | 365 | 15.6806 | 0.57847 | 16 | 0.25906
50295 | 5.72 | 1 | 365 | 6.5089 | 0.10804 | 6 | 0.61697
39316 | 7.02 | 1 | 365 | 7.9882 | 0.087144 | 8 | 0.075371
45729 | 3.975 | 1 | 365 | 4.5232 | 0.10917 | 4 | 0.63242
38227 | 7.28 | 1 | 365 | 8.2841 | 0.68296 | 8 | 0.96705
45162 | 5.46 | 1 | 365 | 6.2131 | 0.51222 | 6 | 0.72529
47571 | 3.9 | 1 | 365 | 4.4379 | 0.9373 | 5 | 0.37521
47498 | 9.18 | 1 | 365 | 10.4461 | 0.037035 | 10 | 0.48318
55074 | 7.8 | 1 | 365 | 8.8758 | 0.8746 | 9 | 0.75041
56511 | 5.72 | 1 | 365 | 6.5089 | 0.10804 | 6 | 0.61697
32436 | 10.92 | 1 | 365 | 12.4261 | 0.024447 | 12 | 0.45058
49083 | 5.2 | 1 | 365 | 5.9172 | 0.9164 | 6 | 0.83361
56344 | 7.54 | 1 | 365 | 8.5799 | 0.27878 | 8 | 0.85873
50817 | 7.02 | 1 | 365 | 7.9882 | 0.087144 | 8 | 0.075371
49013 | 14.82 | 1 | 365 | 16.864 | 0.96175 | 17 | 0.82578
56518 | 7.8 | 1 | 365 | 8.8758 | 0.8746 | 9 | 0.75041
26982 | 17.68 | 1 | 365 | 20.1185 | 0.51577 | 20 | 0.63427
47607 | 9.45 | 1 | 365 | 10.7534 | 0.65577 | 11 | 0.40915
54840 | 9.36 | 1 | 365 | 10.651 | 0.44953 | 11 | 0.10049
52061 | 8.58 | 1 | 365 | 9.7634 | 0.66207 | 10 | 0.42545
56521 | 10.14 | 1 | 365 | 11.5385 | 0.23699 | 11 | 0.77554
55247 | 5.2 | 1 | 365 | 5.9172 | 0.9164 | 6 | 0.83361
56528 | 8.32 | 1 | 365 | 9.4675 | 0.066245 | 9 | 0.53377
49902 | 4.725 | 1 | 365 | 5.3767 | 0.82789 | 6 | 0.20458
53077 | 8.06 | 1 | 365 | 9.1717 | 0.47042 | 9 | 0.64209
47317 | 5.67 | 1 | 365 | 6.452 | 0.99346 | 7 | 0.44549
41566 | 12.6 | 1 | 365 | 14.3378 | 0.87436 | 15 | 0.2122
49180 | 14.88 | 1 | 365 | 16.9323 | 0.099246 | 17 | 0.031555
45599 | 15 | 1 | 365 | 17.0689 | 0.37424 | 17 | 0.4431
55144 | 4.94 | 1 | 365 | 5.6213 | 0.32058 | 5 | 0.94193
45636 | 7.8 | 1 | 365 | 8.8758 | 0.8746 | 9 | 0.75041
49716 | 12.75 | 1 | 365 | 14.5085 | 0.2181 | 14 | 0.72663
46858 | 11.97 | 1 | 365 | 13.621 | 0.43064 | 14 | 0.051594
45555 | 6.84 | 1 | 365 | 7.7834 | 0.67465 | 8 | 0.45805
50681 | 4.725 | 1 | 365 | 5.3767 | 0.82789 | 6 | 0.20458
45220 | 4.905 | 1 | 365 | 5.5815 | 0.24038 | 5 | 0.82189
55031 | 4.94 | 1 | 365 | 5.6213 | 0.32058 | 5 | 0.94193
45573 | 7 | 1 | 365 | 7.9655 | 0.041312 | 8 | 0.00678
47676 | 9.9 | 1 | 365 | 11.2654 | 0.687 | 11 | 0.95245
48831 | 7.98 | 1 | 365 | 9.0806 | 0.2871 | 9 | 0.36773
48868 | 7.68 | 1 | 365 | 8.7393 | 0.59961 | 9 | 0.33887
47432 | 17.01 | 1 | 365 | 19.3561 | 0.98039 | 20 | 0.33648
50163 | 12.4 | 1 | 365 | 14.1103 | 0.41604 | 14 | 0.5263
46383 | 6.555 | 1 | 365 | 7.4591 | 0.021543 | 7 | 0.48063
44384 | 15.75 | 1 | 365 | 17.9223 | 0.092952 | 18 | 0.015255
44385 | 10.08 | 1 | 365 | 11.4703 | 0.099489 | 11 | 0.56976
41529 | 8.19 | 1 | 365 | 9.3196 | 0.76834 | 10 | 0.087933
45568 | 5.25 | 1 | 365 | 5.9741 | 0.030984 | 6 | 0.005085
45556 | 7.98 | 1 | 365 | 9.0806 | 0.2871 | 9 | 0.36773
48536 | 9 | 1 | 365 | 10.2413 | 0.62454 | 10 | 0.86586
55130 | 8.4 | 1 | 365 | 9.5586 | 0.24957 | 9 | 0.80814
45210 | 9.45 | 1 | 365 | 10.7534 | 0.65577 | 11 | 0.40915
43471 | 12.6 | 1 | 365 | 14.3378 | 0.87436 | 15 | 0.2122
47615 | 8.28 | 1 | 365 | 9.422 | 0.97458 | 10 | 0.39659
46852 | 7.2 | 1 | 365 | 8.1931 | 0.49964 | 8 | 0.69269
45216 | 5.67 | 1 | 365 | 6.452 | 0.99346 | 7 | 0.44549
45569 | 7.848 | 1 | 365 | 8.9304 | 0.9846 | 9 | 0.91503
51300 | 7.015 | 1 | 365 | 7.9825 | 0.075686 | 8 | 0.058223
49153 | 11.97 | 1 | 365 | 13.621 | 0.43064 | 14 | 0.051594
47404 | 10.56 | 1 | 365 | 12.0165 | 0.19946 | 12 | 0.21594
49723 | 5.67 | 1 | 365 | 6.452 | 0.99346 | 7 | 0.44549
46390 | 9.3 | 1 | 365 | 10.5827 | 0.31203 | 10 | 0.89472
49505 | 7.521 | 1 | 365 | 8.5583 | 0.23524 | 8 | 0.79357
46874 | 4.93 | 1 | 365 | 5.61 | 0.29767 | 5 | 0.90763
23338 | 9.1 | 1 | 365 | 10.3551 | 0.85371 | 11 | 0.20881
48864 | 11.6 | 1 | 365 | 13.1999 | 0.58275 | 13 | 0.78266
44416 | 5.13 | 1 | 365 | 5.8376 | 0.75599 | 6 | 0.59354
49530 | 5.4 | 1 | 365 | 6.1448 | 0.37473 | 6 | 0.51952
49331 | 11.7 | 1 | 365 | 13.3137 | 0.81191 | 14 | 0.12562
47407 | 11.772 | 1 | 365 | 13.3956 | 0.9769 | 14 | 0.37254
48249 | 11.5 | 1 | 365 | 13.0861 | 0.35358 | 13 | 0.43971
40257 | 4.68 | 1 | 365 | 5.3255 | 0.72476 | 6 | 0.050247
54987 | 3.38 | 1 | 365 | 3.8462 | 0.74566 | 4 | 0.59185
39835 | 3.12 | 1 | 365 | 3.5503 | 0.14984 | 3 | 0.70016
53123 | 6.5 | 1 | 365 | 7.3965 | 0.8955 | 8 | 0.29201
44919 | 5.125 | 1 | 365 | 5.8319 | 0.74453 | 6 | 0.57639
39211 | 3.12 | 1 | 365 | 3.5503 | 0.14984 | 3 | 0.70016
54912 | 12.22 | 1 | 365 | 13.9054 | 0.0035475 | 13 | 0.90898
53531 | 4.68 | 1 | 365 | 5.3255 | 0.72476 | 6 | 0.050247
50242 | 7.54 | 1 | 365 | 8.5799 | 0.27878 | 8 | 0.85873
49028 | 10.464 | 1 | 365 | 11.9072 | 0.97947 | 12 | 0.88671
49907 | 10.71 | 1 | 365 | 12.1872 | 0.54321 | 12 | 0.73037
54376 | 2.55 | 1 | 365 | 2.9017 | 0.84362 | 3 | 0.74533
49500 | 13.5 | 1 | 365 | 15.362 | 0.93682 | 16 | 0.29879
54241 | 3.64 | 1 | 365 | 4.142 | 0.34148 | 4 | 0.48353
34377 | 6.5 | 1 | 365 | 7.3965 | 0.8955 | 8 | 0.29201
49184 | 12.21 | 1 | 365 | 13.8941 | 0.98063 | 14 | 0.87468
54284 | 4.08 | 1 | 365 | 4.6427 | 0.34979 | 4 | 0.99252
50154 | 15 | 1 | 365 | 17.0689 | 0.37424 | 17 | 0.4431
54316 | 3.75 | 1 | 365 | 4.2672 | 0.59356 | 4 | 0.86078
54474 | 7.3 | 1 | 365 | 8.3068 | 0.7288 | 9 | 0.035642
54289 | 10.4 | 1 | 365 | 11.8344 | 0.83281 | 12 | 0.66722
54568 | 5.67 | 1 | 365 | 6.452 | 0.99346 | 7 | 0.44549
47417 | 8.82 | 1 | 365 | 10.0365 | 0.21205 | 10 | 0.24854
54667 | 12.753 | 1 | 365 | 14.5119 | 0.22498 | 14 | 0.73692
51262 | 5.1 | 1 | 365 | 5.8034 | 0.68724 | 6 | 0.49065
49287 | 7.28 | 1 | 365 | 8.2841 | 0.68296 | 8 | 0.96705
42721 | 3.025 | 1 | 365 | 3.4422 | 0.93214 | 4 | 0.37436
56239 | 9.62 | 1 | 365 | 10.9468 | 0.045346 | 10 | 0.99217
42745 | 12.1 | 1 | 365 | 13.7689 | 0.72855 | 14 | 0.49743
45536 | 8.97 | 1 | 365 | 10.2072 | 0.5558 | 10 | 0.76297
49040 | 6.615 | 1 | 365 | 7.5274 | 0.15904 | 7 | 0.68641
55770 | 4.42 | 1 | 365 | 5.0296 | 0.12894 | 5 | 0.15857
44417 | 8.75 | 1 | 365 | 9.9568 | 0.05164 | 10 | 0.008475
50861 | 5.4 | 1 | 365 | 6.1448 | 0.37473 | 6 | 0.51952
44300 | 13.734 | 1 | 365 | 15.6282 | 0.47305 | 16 | 0.1013
55548 | 4.2 | 1 | 365 | 4.7793 | 0.62479 | 5 | 0.40407
55756 | 4.16 | 1 | 365 | 4.7338 | 0.53312 | 5 | 0.26689
50236 | 9.9 | 1 | 365 | 11.2654 | 0.687 | 11 | 0.95245
55421 | 8.58 | 1 | 365 | 9.7634 | 0.66207 | 10 | 0.42545
48282 | 9 | 1 | 365 | 10.2413 | 0.62454 | 10 | 0.86586
53774 | 3.12 | 1 | 365 | 3.5503 | 0.14984 | 3 | 0.70016
55600 | 4.08 | 1 | 365 | 4.6427 | 0.34979 | 4 | 0.99252
50002 | 7.59 | 1 | 365 | 8.6368 | 0.39337 | 9 | 0.030209
55523 | 4.16 | 1 | 365 | 4.7338 | 0.53312 | 5 | 0.26689
44748 | 9.9 | 1 | 365 | 11.2654 | 0.687 | 11 | 0.95245
55603 | 5.865 | 1 | 365 | 6.6739 | 0.44033 | 7 | 0.11425
55578 | 5.98 | 1 | 365 | 6.8048 | 0.70386 | 7 | 0.50865
57962 | 5.1 | 1 | 365 | 5.8034 | 0.68724 | 6 | 0.49065
55418 | 9.975 | 1 | 365 | 11.3508 | 0.85887 | 12 | 0.20966
44398 | 9.81 | 1 | 365 | 11.163 | 0.48075 | 11 | 0.64379
49173 | 7.28 | 1 | 365 | 8.2841 | 0.68296 | 8 | 0.96705
46845 | 6 | 1 | 365 | 6.8275 | 0.7497 | 7 | 0.57724
49474 | 3.08 | 1 | 365 | 3.5048 | 0.058177 | 3 | 0.56298
43940 | 5.4 | 1 | 365 | 6.1448 | 0.37473 | 6 | 0.51952
49910 | 3.5 | 1 | 365 | 3.9827 | 0.020656 | 4 | 0.00339
44428 | 6.75 | 1 | 365 | 7.681 | 0.46841 | 8 | 0.1494
57748 | 7.848 | 1 | 365 | 8.9304 | 0.9846 | 9 | 0.91503
27525 | 7.02 | 1 | 365 | 7.9882 | 0.087144 | 8 | 0.075371
27557 | 0.765 | 1 | 365 | 0.87051 | 0.75309 | 1 | 0.6236
46406 | 4.251 | 1 | 365 | 4.8373 | 0.74166 | 5 | 0.57897
47641 | 8.505 | 1 | 365 | 9.678 | 0.49019 | 10 | 0.16824
31522 | 5.98 | 1 | 365 | 6.8048 | 0.70386 | 7 | 0.50865
33738 | 2932.65 | 0.8 | 365 | 2669.7063 | 0.40613 | 2670 | 0.11238
32963 | 154.44 | 0.9 | 365 | 158.1669 | 0.52546 | 158 | 0.69234
13647 | 600.075 | 1 | 365 | 682.8397 | 0.14147 | 682 | 0.98122
49056 | 4.5 | 1 | 365 | 5.1207 | 0.31227 | 5 | 0.43293
55662 | 9.975 | 1 | 365 | 11.3508 | 0.85887 | 12 | 0.20966
55028 | 5.2 | 1 | 365 | 5.9172 | 0.9164 | 6 | 0.83361
54209 | 8.06 | 1 | 365 | 9.1717 | 0.47042 | 9 | 0.64209
48482 | 10.395 | 1 | 365 | 11.8287 | 0.82135 | 12 | 0.65007
54199 | 8.06 | 1 | 365 | 9.1717 | 0.47042 | 9 | 0.64209
50223 | 14.3 | 1 | 365 | 16.2723 | 0.77011 | 17 | 0.042422
45222 | 11.4 | 1 | 365 | 12.9723 | 0.12442 | 13 | 0.096756
50588 | 4.16 | 1 | 365 | 4.7338 | 0.53312 | 5 | 0.26689
55758 | 11.44 | 1 | 365 | 13.0179 | 0.21609 | 13 | 0.23394
54432 | 5.1 | 1 | 365 | 5.8034 | 0.68724 | 6 | 0.49065
55821 | 9 | 1 | 365 | 10.2413 | 0.62454 | 10 | 0.86586
31377 | 947.05 | 1 | 365 | 1077.6709 | 0.27493 | 1077 | 0.94586
55853 | 6.24 | 1 | 365 | 7.1006 | 0.29968 | 7 | 0.40033
56295 | 3.12 | 1 | 365 | 3.5503 | 0.14984 | 3 | 0.70016
55985 | 25.16 | 0.9 | 365 | 25.7672 | 0.89135 | 26 | 0.6585
56216 | 11.925 | 1 | 365 | 13.5697 | 0.32752 | 13 | 0.89726
55812 | 10.4 | 1 | 365 | 11.8344 | 0.83281 | 12 | 0.66722
55731 | 7.15 | 1 | 365 | 8.1362 | 0.38505 | 8 | 0.52121
56838 | 9.61 | 1 | 365 | 10.9354 | 0.02243 | 10 | 0.95788
55123 | 6.48 | 1 | 365 | 7.3737 | 0.84967 | 8 | 0.22342
51851 | 4.42 | 1 | 365 | 5.0296 | 0.12894 | 5 | 0.15857
57616 | 8.829 | 1 | 365 | 10.0467 | 0.23268 | 10 | 0.27941
55356 | 4.42 | 1 | 365 | 5.0296 | 0.12894 | 5 | 0.15857
41958 | 12.22 | 1 | 365 | 13.9054 | 0.0035475 | 13 | 0.90898
57389 | 9.38 | 1 | 365 | 10.6737 | 0.49536 | 11 | 0.16909
40158 | 5.98 | 1 | 365 | 6.8048 | 0.70386 | 7 | 0.50865
48274 | 3.24 | 1 | 365 | 3.6869 | 0.42484 | 4 | 0.11171
50481 | 8.415 | 1 | 365 | 9.5756 | 0.28395 | 9 | 0.85958
50416 | 2.55 | 1 | 365 | 2.9017 | 0.84362 | 3 | 0.74533
39987 | 3.18 | 1 | 365 | 3.6186 | 0.28734 | 3 | 0.90594
50352 | 6.885 | 1 | 365 | 7.8346 | 0.77778 | 8 | 0.61238
40621 | 5.98 | 1 | 365 | 6.8048 | 0.70386 | 7 | 0.50865
45669 | 3.825 | 1 | 365 | 4.3526 | 0.76543 | 5 | 0.11799
40122 | 7.905 | 1 | 365 | 8.9953 | 0.11522 | 9 | 0.11051
37849 | 4.68 | 1 | 365 | 5.3255 | 0.72476 | 6 | 0.050247
50613 | 7.395 | 1 | 365 | 8.4149 | 0.9465 | 9 | 0.36145
50358 | 7.14 | 1 | 365 | 8.1248 | 0.36214 | 8 | 0.48692
48052 | 6.095 | 1 | 365 | 6.9356 | 0.9674 | 7 | 0.90305
41896 | 15.08 | 1 | 365 | 17.1599 | 0.55757 | 17 | 0.71746
40168 | 10.92 | 1 | 365 | 12.4261 | 0.024447 | 12 | 0.45058
38033 | 12.74 | 1 | 365 | 14.4972 | 0.19519 | 14 | 0.69234
50294 | 10.4 | 1 | 365 | 11.8344 | 0.83281 | 12 | 0.66722
42193 | 4.08 | 1 | 365 | 4.6427 | 0.34979 | 4 | 0.99252
40656 | 5.2 | 1 | 365 | 5.9172 | 0.9164 | 6 | 0.83361
50576 | 8.415 | 1 | 365 | 9.5756 | 0.28395 | 9 | 0.85958
40522 | 15.08 | 1 | 365 | 17.1599 | 0.55757 | 17 | 0.71746
39588 | 3.12 | 1 | 365 | 3.5503 | 0.14984 | 3 | 0.70016
50585 | 3.06 | 1 | 365 | 3.482 | 0.012345 | 3 | 0.49439
37739 | 2.34 | 1 | 365 | 2.6627 | 0.36238 | 3 | 0.025124
50579 | 6.76 | 1 | 365 | 7.6924 | 0.49132 | 8 | 0.18369
39997 | 5.3 | 1 | 365 | 6.031 | 0.14556 | 6 | 0.17656
50370 | 5.355 | 1 | 365 | 6.0936 | 0.2716 | 6 | 0.36519
42327 | 11.475 | 1 | 365 | 13.0577 | 0.29629 | 13 | 0.35397
45366 | 7.65 | 1 | 365 | 8.7051 | 0.53086 | 9 | 0.23598
45789 | 6.885 | 1 | 365 | 7.8346 | 0.77778 | 8 | 0.61238
40559 | 3.64 | 1 | 365 | 4.142 | 0.34148 | 4 | 0.48353
41222 | 4.77 | 1 | 365 | 5.4279 | 0.93101 | 6 | 0.35891
47987 | 11.34 | 1 | 365 | 12.9041 | 0.98693 | 13 | 0.89098
42334 | 4.16 | 1 | 365 | 4.7338 | 0.53312 | 5 | 0.26689
45147 | 9.36 | 1 | 365 | 10.651 | 0.44953 | 11 | 0.10049
47514 | 7.83 | 1 | 365 | 8.9099 | 0.94335 | 9 | 0.8533
42444 | 18.46 | 1 | 365 | 21.0061 | 0.30323 | 21 | 0.30931
45679 | 9.805 | 1 | 365 | 11.1573 | 0.46929 | 11 | 0.62664
39575 | 7.28 | 1 | 365 | 8.2841 | 0.68296 | 8 | 0.96705
48584 | 6.885 | 1 | 365 | 7.8346 | 0.77778 | 8 | 0.61238
50646 | 13.515 | 1 | 365 | 15.379 | 0.97119 | 16 | 0.35023
41305 | 15.34 | 1 | 365 | 17.4558 | 0.15339 | 17 | 0.60914
38053 | 6.5 | 1 | 365 | 7.3965 | 0.8955 | 8 | 0.29201
55398 | 7.14 | 1 | 365 | 8.1248 | 0.36214 | 8 | 0.48692
55378 | 7.02 | 1 | 365 | 7.9882 | 0.087144 | 8 | 0.075371
55147 | 8.84 | 1 | 365 | 10.0592 | 0.25789 | 10 | 0.31713
55077 | 8.58 | 1 | 365 | 9.7634 | 0.66207 | 10 | 0.42545
52829 | 2.6 | 1 | 365 | 2.9586 | 0.9582 | 3 | 0.9168
55073 | 4.42 | 1 | 365 | 5.0296 | 0.12894 | 5 | 0.15857
24102 | 6.24 | 1 | 365 | 7.1006 | 0.29968 | 7 | 0.40033
54996 | 8.84 | 1 | 365 | 10.0592 | 0.25789 | 10 | 0.31713
55641 | 9.88 | 1 | 365 | 11.2427 | 0.64117 | 11 | 0.88386
55158 | 3.12 | 1 | 365 | 3.5503 | 0.14984 | 3 | 0.70016
52354 | 8.58 | 1 | 365 | 9.7634 | 0.66207 | 10 | 0.42545
55049 | 8.745 | 1 | 365 | 9.9511 | 0.040182 | 9 | 0.99133
56346 | 5.46 | 1 | 365 | 6.2131 | 0.51222 | 6 | 0.72529
58081 | 11.2 | 1 | 365 | 12.7447 | 0.6661 | 13 | 0.41085
56574 | 5.98 | 1 | 365 | 6.8048 | 0.70386 | 7 | 0.50865
58077 | 5.985 | 1 | 365 | 6.8105 | 0.71532 | 7 | 0.5258
58075 | 9.81 | 1 | 365 | 11.163 | 0.48075 | 11 | 0.64379
58079 | 9.01 | 1 | 365 | 10.2527 | 0.64746 | 10 | 0.90016
56600 | 10.92 | 1 | 365 | 12.4261 | 0.024447 | 12 | 0.45058
57996 | 5.225 | 1 | 365 | 5.9457 | 0.97369 | 6 | 0.91935
52944 | 5.2 | 1 | 365 | 5.9172 | 0.9164 | 6 | 0.83361
58020 | 6.25 | 1 | 365 | 7.112 | 0.3226 | 7 | 0.43462
56603 | 9.36 | 1 | 365 | 10.651 | 0.44953 | 11 | 0.10049
57989 | 5.32 | 1 | 365 | 6.0538 | 0.1914 | 6 | 0.24515
53190 | 7.8 | 1 | 365 | 8.8758 | 0.8746 | 9 | 0.75041
49734 | 5.232 | 1 | 365 | 5.9536 | 0.98973 | 6 | 0.94335
57965 | 5.8 | 1 | 365 | 6.6 | 0.29137 | 6 | 0.89133
54231 | 6.76 | 1 | 365 | 7.6924 | 0.49132 | 8 | 0.18369
58084 | 9.81 | 1 | 365 | 11.163 | 0.48075 | 11 | 0.64379
51253 | 3.78 | 1 | 365 | 4.3014 | 0.66231 | 4 | 0.96366
56356 | 7.56 | 1 | 365 | 8.6027 | 0.32462 | 8 | 0.92732
56354 | 5 | 1 | 365 | 5.6896 | 0.45808 | 6 | 0.1477
21880 | 4.68 | 1 | 365 | 5.3255 | 0.72476 | 6 | 0.050247
57963 | 7.56 | 1 | 365 | 8.6027 | 0.32462 | 8 | 0.92732
44770 | 8.829 | 1 | 365 | 10.0467 | 0.23268 | 10 | 0.27941
56605 | 8.06 | 1 | 365 | 9.1717 | 0.47042 | 9 | 0.64209
44363 | 3.5 | 1 | 365 | 3.9827 | 0.020656 | 4 | 0.00339
56606 | 4.16 | 1 | 365 | 4.7338 | 0.53312 | 5 | 0.26689
57704 | 26.505 | 0.9 | 365 | 27.1446 | 0.66535 | 27 | 0.80996
58009 | 24.96 | 1 | 365 | 28.4026 | 0.19874 | 28 | 0.60132
46310 | 8.96 | 1 | 365 | 10.1958 | 0.53288 | 10 | 0.72868
50013 | 3.78 | 1 | 365 | 4.3014 | 0.66231 | 4 | 0.96366
51284 | 4.94 | 1 | 365 | 5.6213 | 0.32058 | 5 | 0.94193
50687 | 14.5 | 1 | 365 | 16.4999 | 0.22843 | 16 | 0.72833
53466 | 3.9 | 1 | 365 | 4.4379 | 0.9373 | 5 | 0.37521
52780 | 5.2 | 1 | 365 | 5.9172 | 0.9164 | 6 | 0.83361
55855 | 7.42 | 1 | 365 | 8.4434 | 0.0037907 | 8 | 0.44719
55856 | 13.26 | 1 | 365 | 15.0889 | 0.38683 | 15 | 0.4757
56019 | 31.5 | 0.9 | 365 | 32.2601 | 0.96731 | 33 | 0.22746
33997 | 238.4 | 0.9 | 365 | 244.153 | 0.68913 | 244 | 0.8421
35295 | 50.22 | 0.9 | 365 | 51.4319 | 0.57646 | 52 | 0.0083489
33189 | 143.226 | 0.9 | 365 | 146.6823 | 0.39709 | 147 | 0.079366
55858 | 4.335 | 1 | 365 | 4.9329 | 0.93416 | 5 | 0.86706
37968 | 6.21 | 1 | 365 | 7.0665 | 0.23094 | 7 | 0.29744
54724 | 6.89 | 1 | 365 | 7.8403 | 0.78923 | 8 | 0.62953
54725 | 3.975 | 1 | 365 | 4.5232 | 0.10917 | 4 | 0.63242
54726 | 3.975 | 1 | 365 | 4.5232 | 0.10917 | 4 | 0.63242
54995 | 10.6 | 1 | 365 | 12.062 | 0.29113 | 12 | 0.35312
35343 | 105.8 | 0.9 | 365 | 108.3531 | 0.20768 | 108 | 0.5608
55871 | 9.99 | 1 | 365 | 11.3679 | 0.89324 | 12 | 0.2611
56004 | 10.965 | 1 | 365 | 12.4773 | 0.12757 | 12 | 0.60491
56082 | 2.65 | 1 | 365 | 3.0155 | 0.072782 | 3 | 0.088281
56101 | 6.76 | 1 | 365 | 7.6924 | 0.49132 | 8 | 0.18369
56109 | 9.36 | 1 | 365 | 10.651 | 0.44953 | 11 | 0.10049
56119 | 11.18 | 1 | 365 | 12.722 | 0.62027 | 13 | 0.34226
56117 | 3.57 | 1 | 365 | 4.0624 | 0.18107 | 4 | 0.24346
56121 | 10.8 | 1 | 365 | 12.2896 | 0.74945 | 13 | 0.039032
56123 | 3.12 | 1 | 365 | 3.5503 | 0.14984 | 3 | 0.70016
56133 | 8.16 | 1 | 365 | 9.2855 | 0.69959 | 9 | 0.98505
56146 | 5.865 | 1 | 365 | 6.6739 | 0.44033 | 7 | 0.11425
56148 | 7.905 | 1 | 365 | 8.9953 | 0.11522 | 9 | 0.11051
56149 | 11.7 | 1 | 365 | 13.3137 | 0.81191 | 14 | 0.12562
56150 | 7.14 | 1 | 365 | 8.1248 | 0.36214 | 8 | 0.48692
56153 | 3.315 | 1 | 365 | 3.7722 | 0.59671 | 4 | 0.36893
56156 | 8.67 | 1 | 365 | 9.8658 | 0.86831 | 10 | 0.73411
56151 | 3.51 | 1 | 365 | 3.9941 | 0.043572 | 4 | 0.037685
56164 | 13.515 | 1 | 365 | 15.379 | 0.97119 | 16 | 0.35023
55859 | 4.94 | 1 | 365 | 5.6213 | 0.32058 | 5 | 0.94193
56173 | 3.9 | 1 | 365 | 4.4379 | 0.9373 | 5 | 0.37521
55655 | 12.48 | 1 | 365 | 14.2013 | 0.59937 | 14 | 0.80066
56175 | 7.02 | 1 | 365 | 7.9882 | 0.087144 | 8 | 0.075371
56182 | 6.5 | 1 | 365 | 7.3965 | 0.8955 | 8 | 0.29201
56183 | 7.02 | 1 | 365 | 7.9882 | 0.087144 | 8 | 0.075371
56184 | 5.865 | 1 | 365 | 6.6739 | 0.44033 | 7 | 0.11425
56186 | 5.1 | 1 | 365 | 5.8034 | 0.68724 | 6 | 0.49065
56189 | 6.12 | 1 | 365 | 6.9641 | 0.02469 | 6 | 0.98878
50208 | 7.14 | 1 | 365 | 8.1248 | 0.36214 | 8 | 0.48692
56193 | 2.86 | 1 | 365 | 3.2545 | 0.55402 | 3 | 0.80848
56194 | 8.32 | 1 | 365 | 9.4675 | 0.066245 | 9 | 0.53377
56196 | 6.24 | 1 | 365 | 7.1006 | 0.29968 | 7 | 0.40033
56197 | 7.8 | 1 | 365 | 8.8758 | 0.8746 | 9 | 0.75041
56201 | 5.2 | 1 | 365 | 5.9172 | 0.9164 | 6 | 0.83361
56208 | 5.61 | 1 | 365 | 6.3838 | 0.85597 | 7 | 0.23972
56207 | 4.59 | 1 | 365 | 5.2231 | 0.51852 | 5 | 0.74159
56210 | 4.94 | 1 | 365 | 5.6213 | 0.32058 | 5 | 0.94193
56218 | 5.1 | 1 | 365 | 5.8034 | 0.68724 | 6 | 0.49065
56236 | 5.46 | 1 | 365 | 6.2131 | 0.51222 | 6 | 0.72529
56240 | 7.14 | 1 | 365 | 8.1248 | 0.36214 | 8 | 0.48692
56264 | 4.59 | 1 | 365 | 5.2231 | 0.51852 | 5 | 0.74159
56415 | 5.3 | 1 | 365 | 6.031 | 0.14556 | 6 | 0.17656
35261 | 31.05 | 0.9 | 365 | 31.7993 | 0.039209 | 31 | 0.8385
56416 | 9.01 | 1 | 365 | 10.2527 | 0.64746 | 10 | 0.90016
56417 | 4.16 | 1 | 365 | 4.7338 | 0.53312 | 5 | 0.26689
56419 | 11.475 | 1 | 365 | 13.0577 | 0.29629 | 13 | 0.35397
56420 | 7.8 | 1 | 365 | 8.8758 | 0.8746 | 9 | 0.75041
34698 | 35.84 | 1 | 365 | 40.7832 | 0.13152 | 40 | 0.91471
56423 | 10.4 | 1 | 365 | 11.8344 | 0.83281 | 12 | 0.66722
37274 | 43.74 | 0.9 | 365 | 44.7955 | 0.21176 | 45 | 0.0072716
33741 | 44.472 | 0.9 | 365 | 45.5452 | 0.72147 | 46 | 0.26665
56426 | 5.035 | 1 | 365 | 5.7294 | 0.53829 | 6 | 0.26773
57168 | 49.98 | 0.9 | 365 | 51.1861 | 0.081471 | 51 | 0.26757
56427 | 7.02 | 1 | 365 | 7.9882 | 0.087144 | 8 | 0.075371
56429 | 2.86 | 1 | 365 | 3.2545 | 0.55402 | 3 | 0.80848
34295 | 52.32 | 0.9 | 365 | 53.5826 | 0.90761 | 54 | 0.49018
56466 | 3.38 | 1 | 365 | 3.8462 | 0.74566 | 4 | 0.59185
56437 | 2.6 | 1 | 365 | 2.9586 | 0.9582 | 3 | 0.9168
56467 | 5.035 | 1 | 365 | 5.7294 | 0.53829 | 6 | 0.26773
56469 | 3.9 | 1 | 365 | 4.4379 | 0.9373 | 5 | 0.37521
56440 | 4.24 | 1 | 365 | 4.8248 | 0.71645 | 5 | 0.54125
56468 | 10.71 | 1 | 365 | 12.1872 | 0.54321 | 12 | 0.73037
56446 | 3.51 | 1 | 365 | 3.9941 | 0.043572 | 4 | 0.037685
56471 | 9.88 | 1 | 365 | 11.2427 | 0.64117 | 11 | 0.88386
56470 | 7.155 | 1 | 365 | 8.1418 | 0.39651 | 8 | 0.53836
31314 | 62.985 | 0.9 | 365 | 64.5049 | 0.90369 | 65 | 0.40862
56474 | 5.83 | 1 | 365 | 6.6341 | 0.36012 | 6 | 0.99422
56447 | 5.565 | 1 | 365 | 6.3325 | 0.75284 | 7 | 0.08539
56475 | 12.48 | 1 | 365 | 14.2013 | 0.59937 | 14 | 0.80066
56448 | 9.69 | 1 | 365 | 11.0265 | 0.20576 | 11 | 0.23224
56476 | 4.94 | 1 | 365 | 5.6213 | 0.32058 | 5 | 0.94193
56449 | 5.98 | 1 | 365 | 6.8048 | 0.70386 | 7 | 0.50865
56477 | 9.435 | 1 | 365 | 10.7363 | 0.6214 | 11 | 0.35771
56451 | 13.26 | 1 | 365 | 15.0889 | 0.38683 | 15 | 0.4757
56478 | 6.5 | 1 | 365 | 7.3965 | 0.8955 | 8 | 0.29201
56479 | 10.2 | 1 | 365 | 11.6068 | 0.37448 | 11 | 0.98131
56480 | 6.89 | 1 | 365 | 7.8403 | 0.78923 | 8 | 0.62953
56482 | 7.54 | 1 | 365 | 8.5799 | 0.27878 | 8 | 0.85873
56453 | 7.395 | 1 | 365 | 8.4149 | 0.9465 | 9 | 0.36145
56481 | 6.12 | 1 | 365 | 6.9641 | 0.02469 | 6 | 0.98878
56284 | 6.36 | 1 | 365 | 7.2372 | 0.57468 | 7 | 0.81187
56483 | 2.08 | 1 | 365 | 2.3669 | 0.76656 | 3 | 0.13344
56490 | 3.9 | 1 | 365 | 4.4379 | 0.9373 | 5 | 0.37521
56491 | 7.02 | 1 | 365 | 7.9882 | 0.087144 | 8 | 0.075371
56492 | 6.625 | 1 | 365 | 7.5387 | 0.18196 | 7 | 0.7207
56493 | 7.905 | 1 | 365 | 8.9953 | 0.11522 | 9 | 0.11051
35276 | 78.08 | 0.9 | 365 | 79.9642 | 0.03644 | 80 | 0.00063488
34857 | 78.08 | 0.9 | 365 | 79.9642 | 0.03644 | 80 | 0.00063488
34990 | 78.08 | 0.9 | 365 | 79.9642 | 0.03644 | 80 | 0.00063488
34977 | 78.08 | 0.9 | 365 | 79.9642 | 0.03644 | 80 | 0.00063488
56444 | 3.18 | 1 | 365 | 3.6186 | 0.28734 | 3 | 0.90594
56455 | 11.18 | 1 | 365 | 12.722 | 0.62027 | 13 | 0.34226
56456 | 9.435 | 1 | 365 | 10.7363 | 0.6214 | 11 | 0.35771
56458 | 5.83 | 1 | 365 | 6.6341 | 0.36012 | 6 | 0.99422
56460 | 14.04 | 1 | 365 | 15.9765 | 0.17429 | 16 | 0.15074
56462 | 4.94 | 1 | 365 | 5.6213 | 0.32058 | 5 | 0.94193
56461 | 8.32 | 1 | 365 | 9.4675 | 0.066245 | 9 | 0.53377
51409 | 6.44 | 1 | 365 | 7.3282 | 0.75801 | 8 | 0.086238
56452 | 6.375 | 1 | 365 | 7.2543 | 0.60905 | 7 | 0.86332
56465 | 9.1 | 1 | 365 | 10.3551 | 0.85371 | 11 | 0.20881
38431 | 4.42 | 1 | 365 | 5.0296 | 0.12894 | 5 | 0.15857
56464 | 2.55 | 1 | 365 | 2.9017 | 0.84362 | 3 | 0.74533
47979 | 4.41 | 1 | 365 | 5.0182 | 0.10603 | 5 | 0.12427
56497 | 5.865 | 1 | 365 | 6.6739 | 0.44033 | 7 | 0.11425
45552 | 7.194 | 1 | 365 | 8.1862 | 0.48589 | 8 | 0.67211
56506 | 7.685 | 1 | 365 | 8.7449 | 0.61107 | 9 | 0.35601
47427 | 3.9 | 1 | 365 | 4.4379 | 0.9373 | 5 | 0.37521
56503 | 4.94 | 1 | 365 | 5.6213 | 0.32058 | 5 | 0.94193
51532 | 7.2 | 1 | 365 | 8.1931 | 0.49964 | 8 | 0.69269
48919 | 10.175 | 1 | 365 | 11.5784 | 0.31719 | 11 | 0.89557
56507 | 6.12 | 1 | 365 | 6.9641 | 0.02469 | 6 | 0.98878
56510 | 4.335 | 1 | 365 | 4.9329 | 0.93416 | 5 | 0.86706
45175 | 6.24 | 1 | 365 | 7.1006 | 0.29968 | 7 | 0.40033
56512 | 4.68 | 1 | 365 | 5.3255 | 0.72476 | 6 | 0.050247
44052 | 5.886 | 1 | 365 | 6.6978 | 0.48845 | 7 | 0.18627
41466 | 7.14 | 1 | 365 | 8.1248 | 0.36214 | 8 | 0.48692
51203 | 9.25 | 1 | 365 | 10.5258 | 0.19745 | 10 | 0.72325
56513 | 4.16 | 1 | 365 | 4.7338 | 0.53312 | 5 | 0.26689
37270 | 14.388 | 1 | 365 | 16.3725 | 0.97177 | 17 | 0.34422
56509 | 10.965 | 1 | 365 | 12.4773 | 0.12757 | 12 | 0.60491
43944 | 5.04 | 1 | 365 | 5.7351 | 0.54974 | 6 | 0.28488
56514 | 14.79 | 1 | 365 | 16.8299 | 0.893 | 17 | 0.7229
56517 | 3.975 | 1 | 365 | 4.5232 | 0.10917 | 4 | 0.63242
56520 | 2.805 | 1 | 365 | 3.1919 | 0.42798 | 3 | 0.61986
56522 | 5.67 | 1 | 365 | 6.452 | 0.99346 | 7 | 0.44549
56525 | 6.5 | 1 | 365 | 7.3965 | 0.8955 | 8 | 0.29201
56861 | 7.14 | 1 | 365 | 8.1248 | 0.36214 | 8 | 0.48692
56524 | 13.005 | 1 | 365 | 14.7987 | 0.80247 | 15 | 0.60117
56865 | 2.12 | 1 | 365 | 2.4124 | 0.85823 | 3 | 0.27062
32942 | 1344.135 | 1 | 365 | 1529.5235 | 0.24127 | 1529 | 0.76475
57964 | 5.232 | 1 | 365 | 5.9536 | 0.98973 | 6 | 0.94335
56532 | 4.845 | 1 | 365 | 5.5132 | 0.10288 | 5 | 0.61612
56535 | 5.2 | 1 | 365 | 5.9172 | 0.9164 | 6 | 0.83361
56534 | 2.295 | 1 | 365 | 2.6115 | 0.25926 | 2 | 0.87079
56537 | 11.985 | 1 | 365 | 13.638 | 0.46502 | 14 | 0.10304
56539 | 9.01 | 1 | 365 | 10.2527 | 0.64746 | 10 | 0.90016
56543 | 5.1 | 1 | 365 | 5.8034 | 0.68724 | 6 | 0.49065
34860 | 78.08 | 0.9 | 365 | 79.9642 | 0.03644 | 80 | 0.00063488
35189 | 78.08 | 0.9 | 365 | 79.9642 | 0.03644 | 80 | 0.00063488
34992 | 78.08 | 0.9 | 365 | 79.9642 | 0.03644 | 80 | 0.00063488
35020 | 78.08 | 0.9 | 365 | 79.9642 | 0.03644 | 80 | 0.00063488
34871 | 78.08 | 0.9 | 365 | 79.9642 | 0.03644 | 80 | 0.00063488
56546 | 16.32 | 1 | 365 | 18.5709 | 0.39917 | 18 | 0.97009
56547 | 14.04 | 1 | 365 | 15.9765 | 0.17429 | 16 | 0.15074
34883 | 92.3 | 0.9 | 365 | 94.5273 | 0.36454 | 94 | 0.89189
35297 | 94.72 | 0.9 | 365 | 97.0057 | 0.35568 | 97 | 0.36143
56552 | 5.83 | 1 | 365 | 6.6341 | 0.36012 | 6 | 0.99422
56553 | 5.3 | 1 | 365 | 6.031 | 0.14556 | 6 | 0.17656
56863 | 7.42 | 1 | 365 | 8.4434 | 0.0037907 | 8 | 0.44719
56549 | 11.73 | 1 | 365 | 13.3478 | 0.88066 | 14 | 0.2285
56556 | 4.505 | 1 | 365 | 5.1263 | 0.32373 | 5 | 0.45008
56869 | 6.095 | 1 | 365 | 6.9356 | 0.9674 | 7 | 0.90305
56557 | 7.65 | 1 | 365 | 8.7051 | 0.53086 | 9 | 0.23598
56866 | 8.58 | 1 | 365 | 9.7634 | 0.66207 | 10 | 0.42545
56560 | 2.86 | 1 | 365 | 3.2545 | 0.55402 | 3 | 0.80848
56871 | 6.63 | 1 | 365 | 7.5444 | 0.19341 | 7 | 0.73785
56562 | 7.95 | 1 | 365 | 9.0465 | 0.21835 | 9 | 0.26484
56564 | 4.42 | 1 | 365 | 5.0296 | 0.12894 | 5 | 0.15857
56870 | 14.025 | 1 | 365 | 15.9594 | 0.13991 | 16 | 0.099299
56563 | 11.96 | 1 | 365 | 13.6096 | 0.40773 | 14 | 0.017298
56873 | 2.65 | 1 | 365 | 3.0155 | 0.072782 | 3 | 0.088281
56558 | 4.335 | 1 | 365 | 4.9329 | 0.93416 | 5 | 0.86706
56872 | 11.475 | 1 | 365 | 13.0577 | 0.29629 | 13 | 0.35397
56568 | 11.96 | 1 | 365 | 13.6096 | 0.40773 | 14 | 0.017298
56875 | 14.04 | 1 | 365 | 15.9765 | 0.17429 | 16 | 0.15074
56570 | 13.77 | 1 | 365 | 15.6692 | 0.55555 | 16 | 0.22477
56874 | 3.975 | 1 | 365 | 4.5232 | 0.10917 | 4 | 0.63242
56607 | 9.69 | 1 | 365 | 11.0265 | 0.20576 | 11 | 0.23224
56877 | 7.95 | 1 | 365 | 9.0465 | 0.21835 | 9 | 0.26484
56876 | 4.94 | 1 | 365 | 5.6213 | 0.32058 | 5 | 0.94193
56878 | 5.2 | 1 | 365 | 5.9172 | 0.9164 | 6 | 0.83361
56880 | 6.5 | 1 | 365 | 7.3965 | 0.8955 | 8 | 0.29201
56618 | 7.42 | 1 | 365 | 8.4434 | 0.0037907 | 8 | 0.44719
56621 | 3.64 | 1 | 365 | 4.142 | 0.34148 | 4 | 0.48353
56622 | 3.57 | 1 | 365 | 4.0624 | 0.18107 | 4 | 0.24346
56892 | 12.495 | 1 | 365 | 14.2184 | 0.63374 | 14 | 0.8521
56624 | 10.66 | 1 | 365 | 12.1303 | 0.42863 | 12 | 0.5589
56627 | 7.42 | 1 | 365 | 8.4434 | 0.0037907 | 8 | 0.44719
56623 | 9.88 | 1 | 365 | 11.2427 | 0.64117 | 11 | 0.88386
56626 | 4.59 | 1 | 365 | 5.2231 | 0.51852 | 5 | 0.74159
56631 | 6.885 | 1 | 365 | 7.8346 | 0.77778 | 8 | 0.61238
56630 | 11.18 | 1 | 365 | 12.722 | 0.62027 | 13 | 0.34226
50692 | 9.975 | 1 | 365 | 11.3508 | 0.85887 | 12 | 0.20966
56185 | 9.36 | 1 | 365 | 10.651 | 0.44953 | 11 | 0.10049
56646 | 4.59 | 1 | 365 | 5.2231 | 0.51852 | 5 | 0.74159
56643 | 14.04 | 1 | 365 | 15.9765 | 0.17429 | 16 | 0.15074
56516 | 8.84 | 1 | 365 | 10.0592 | 0.25789 | 10 | 0.31713
56657 | 5.72 | 1 | 365 | 6.5089 | 0.10804 | 6 | 0.61697
56665 | 5.3 | 1 | 365 | 6.031 | 0.14556 | 6 | 0.17656
56669 | 7.54 | 1 | 365 | 8.5799 | 0.27878 | 8 | 0.85873
56659 | 5.2 | 1 | 365 | 5.9172 | 0.9164 | 6 | 0.83361
56634 | 6.24 | 1 | 365 | 7.1006 | 0.29968 | 7 | 0.40033
56674 | 5.2 | 1 | 365 | 5.9172 | 0.9164 | 6 | 0.83361
56675 | 15.6 | 1 | 365 | 17.7516 | 0.74921 | 18 | 0.50082
56734 | 6.48 | 1 | 365 | 7.3737 | 0.84967 | 8 | 0.22342
56736 | 4.42 | 1 | 365 | 5.0296 | 0.12894 | 5 | 0.15857
56738 | 7.8 | 1 | 365 | 8.8758 | 0.8746 | 9 | 0.75041
56742 | 14.28 | 1 | 365 | 16.2496 | 0.72428 | 16 | 0.97383
56746 | 7.02 | 1 | 365 | 7.9882 | 0.087144 | 8 | 0.075371
56772 | 4.77 | 1 | 365 | 5.4279 | 0.93101 | 6 | 0.35891
56773 | 11.475 | 1 | 365 | 13.0577 | 0.29629 | 13 | 0.35397
56776 | 7.14 | 1 | 365 | 8.1248 | 0.36214 | 8 | 0.48692
56258 | 3.06 | 1 | 365 | 3.482 | 0.012345 | 3 | 0.49439
56778 | 11.18 | 1 | 365 | 12.722 | 0.62027 | 13 | 0.34226
56267 | 7.905 | 1 | 365 | 8.9953 | 0.11522 | 9 | 0.11051
56775 | 6.24 | 1 | 365 | 7.1006 | 0.29968 | 7 | 0.40033
56270 | 5.355 | 1 | 365 | 6.0936 | 0.2716 | 6 | 0.36519
56780 | 4.68 | 1 | 365 | 5.3255 | 0.72476 | 6 | 0.050247
56802 | 7.395 | 1 | 365 | 8.4149 | 0.9465 | 9 | 0.36145
56803 | 7.14 | 1 | 365 | 8.1248 | 0.36214 | 8 | 0.48692
56804 | 2.915 | 1 | 365 | 3.317 | 0.68006 | 3 | 0.99711
56269 | 7.54 | 1 | 365 | 8.5799 | 0.27878 | 8 | 0.85873
56815 | 3.38 | 1 | 365 | 3.8462 | 0.74566 | 4 | 0.59185
56272 | 2.55 | 1 | 365 | 2.9017 | 0.84362 | 3 | 0.74533
56274 | 3.57 | 1 | 365 | 4.0624 | 0.18107 | 4 | 0.24346
56816 | 5.1 | 1 | 365 | 5.8034 | 0.68724 | 6 | 0.49065
56275 | 4.68 | 1 | 365 | 5.3255 | 0.72476 | 6 | 0.050247
56817 | 5.98 | 1 | 365 | 6.8048 | 0.70386 | 7 | 0.50865
56281 | 4.16 | 1 | 365 | 4.7338 | 0.53312 | 5 | 0.26689
56819 | 7.28 | 1 | 365 | 8.2841 | 0.68296 | 8 | 0.96705
56282 | 11.18 | 1 | 365 | 12.722 | 0.62027 | 13 | 0.34226
56821 | 5.72 | 1 | 365 | 6.5089 | 0.10804 | 6 | 0.61697
56301 | 6.12 | 1 | 365 | 6.9641 | 0.02469 | 6 | 0.98878
56303 | 10.66 | 1 | 365 | 12.1303 | 0.42863 | 12 | 0.5589
56822 | 9.1 | 1 | 365 | 10.3551 | 0.85371 | 11 | 0.20881
56342 | 7.685 | 1 | 365 | 8.7449 | 0.61107 | 9 | 0.35601
56823 | 4.24 | 1 | 365 | 4.8248 | 0.71645 | 5 | 0.54125
56332 | 6.12 | 1 | 365 | 6.9641 | 0.02469 | 6 | 0.98878
56825 | 14.04 | 1 | 365 | 15.9765 | 0.17429 | 16 | 0.15074
56343 | 7.28 | 1 | 365 | 8.2841 | 0.68296 | 8 | 0.96705
56345 | 4.42 | 1 | 365 | 5.0296 | 0.12894 | 5 | 0.15857
56347 | 13.78 | 1 | 365 | 15.6806 | 0.57847 | 16 | 0.25906
56826 | 3.38 | 1 | 365 | 3.8462 | 0.74566 | 4 | 0.59185
56348 | 5.565 | 1 | 365 | 6.3325 | 0.75284 | 7 | 0.08539
56372 | 9.88 | 1 | 365 | 11.2427 | 0.64117 | 11 | 0.88386
56827 | 6.375 | 1 | 365 | 7.2543 | 0.60905 | 7 | 0.86332
56828 | 9.01 | 1 | 365 | 10.2527 | 0.64746 | 10 | 0.90016
56377 | 10.965 | 1 | 365 | 12.4773 | 0.12757 | 12 | 0.60491
56830 | 14.04 | 1 | 365 | 15.9765 | 0.17429 | 16 | 0.15074
56382 | 4.42 | 1 | 365 | 5.0296 | 0.12894 | 5 | 0.15857
56832 | 10.92 | 1 | 365 | 12.4261 | 0.024447 | 12 | 0.45058
56381 | 8.32 | 1 | 365 | 9.4675 | 0.066245 | 9 | 0.53377
56383 | 9.69 | 1 | 365 | 11.0265 | 0.20576 | 11 | 0.23224
56836 | 11.44 | 1 | 365 | 13.0179 | 0.21609 | 13 | 0.23394
56387 | 5.83 | 1 | 365 | 6.6341 | 0.36012 | 6 | 0.99422
56837 | 10.4 | 1 | 365 | 11.8344 | 0.83281 | 12 | 0.66722
56391 | 11.475 | 1 | 365 | 13.0577 | 0.29629 | 13 | 0.35397
56848 | 7.395 | 1 | 365 | 8.4149 | 0.9465 | 9 | 0.36145
56401 | 2.04 | 1 | 365 | 2.3214 | 0.6749 | 2 | 0.99626
56840 | 6.625 | 1 | 365 | 7.5387 | 0.18196 | 7 | 0.7207
47860 | 26.52 | 0.9 | 365 | 27.16 | 0.69629 | 27 | 0.85626
56846 | 2.86 | 1 | 365 | 3.2545 | 0.55402 | 3 | 0.80848
56403 | 3.06 | 1 | 365 | 3.482 | 0.012345 | 3 | 0.49439
56851 | 7.28 | 1 | 365 | 8.2841 | 0.68296 | 8 | 0.96705
56407 | 5.61 | 1 | 365 | 6.3838 | 0.85597 | 7 | 0.23972
56408 | 4.505 | 1 | 365 | 5.1263 | 0.32373 | 5 | 0.45008
56853 | 4.59 | 1 | 365 | 5.2231 | 0.51852 | 5 | 0.74159
56405 | 3.06 | 1 | 365 | 3.482 | 0.012345 | 3 | 0.49439
56413 | 4.845 | 1 | 365 | 5.5132 | 0.10288 | 5 | 0.61612
56857 | 16.96 | 1 | 365 | 19.2992 | 0.86581 | 20 | 0.165
58129 | 27.56 | 0.9 | 365 | 28.2251 | 0.84124 | 29 | 0.06631
56859 | 4.16 | 1 | 365 | 4.7338 | 0.53312 | 5 | 0.26689
56858 | 6.5 | 1 | 365 | 7.3965 | 0.8955 | 8 | 0.29201
56894 | 3.57 | 1 | 365 | 4.0624 | 0.18107 | 4 | 0.24346
56896 | 14.04 | 1 | 365 | 15.9765 | 0.17429 | 16 | 0.15074
56903 | 5.355 | 1 | 365 | 6.0936 | 0.2716 | 6 | 0.36519
56906 | 2.295 | 1 | 365 | 2.6115 | 0.25926 | 2 | 0.87079
56907 | 8.32 | 1 | 365 | 9.4675 | 0.066245 | 9 | 0.53377
56910 | 2.385 | 1 | 365 | 2.7139 | 0.4655 | 3 | 0.17945
56912 | 7.54 | 1 | 365 | 8.5799 | 0.27878 | 8 | 0.85873
56913 | 2.55 | 1 | 365 | 2.9017 | 0.84362 | 3 | 0.74533
56914 | 4.42 | 1 | 365 | 5.0296 | 0.12894 | 5 | 0.15857
56915 | 5.1 | 1 | 365 | 5.8034 | 0.68724 | 6 | 0.49065
56919 | 4.68 | 1 | 365 | 5.3255 | 0.72476 | 6 | 0.050247
56924 | 3.57 | 1 | 365 | 4.0624 | 0.18107 | 4 | 0.24346
56927 | 2.34 | 1 | 365 | 2.6627 | 0.36238 | 3 | 0.025124
56925 | 6.36 | 1 | 365 | 7.2372 | 0.57468 | 7 | 0.81187
56931 | 6.375 | 1 | 365 | 7.2543 | 0.60905 | 7 | 0.86332
56933 | 6.24 | 1 | 365 | 7.1006 | 0.29968 | 7 | 0.40033
56934 | 5.1 | 1 | 365 | 5.8034 | 0.68724 | 6 | 0.49065
56936 | 7.28 | 1 | 365 | 8.2841 | 0.68296 | 8 | 0.96705
56970 | 10.92 | 1 | 365 | 12.4261 | 0.024447 | 12 | 0.45058
56974 | 6.24 | 1 | 365 | 7.1006 | 0.29968 | 7 | 0.40033
57009 | 9.18 | 1 | 365 | 10.4461 | 0.037035 | 10 | 0.48318
57011 | 7.54 | 1 | 365 | 8.5799 | 0.27878 | 8 | 0.85873
57015 | 8.215 | 1 | 365 | 9.348 | 0.82563 | 10 | 0.17367
57016 | 3.38 | 1 | 365 | 3.8462 | 0.74566 | 4 | 0.59185
57019 | 3.9 | 1 | 365 | 4.4379 | 0.9373 | 5 | 0.37521
57018 | 7.02 | 1 | 365 | 7.9882 | 0.087144 | 8 | 0.075371
57020 | 11.44 | 1 | 365 | 13.0179 | 0.21609 | 13 | 0.23394
57022 | 12.48 | 1 | 365 | 14.2013 | 0.59937 | 14 | 0.80066
57023 | 8.48 | 1 | 365 | 9.6496 | 0.4329 | 10 | 0.082499
57065 | 3.64 | 1 | 365 | 4.142 | 0.34148 | 4 | 0.48353
57068 | 8.67 | 1 | 365 | 9.8658 | 0.86831 | 10 | 0.73411
57074 | 4.42 | 1 | 365 | 5.0296 | 0.12894 | 5 | 0.15857
57095 | 8.84 | 1 | 365 | 10.0592 | 0.25789 | 10 | 0.31713
57150 | 7.02 | 1 | 365 | 7.9882 | 0.087144 | 8 | 0.075371
57151 | 3.12 | 1 | 365 | 3.5503 | 0.14984 | 3 | 0.70016
57153 | 4.94 | 1 | 365 | 5.6213 | 0.32058 | 5 | 0.94193
57198 | 3.12 | 1 | 365 | 3.5503 | 0.14984 | 3 | 0.70016
57201 | 13.52 | 1 | 365 | 15.3847 | 0.98265 | 16 | 0.36738
57208 | 6.5 | 1 | 365 | 7.3965 | 0.8955 | 8 | 0.29201
57215 | 3.51 | 1 | 365 | 3.9941 | 0.043572 | 4 | 0.037685
57219 | 3.64 | 1 | 365 | 4.142 | 0.34148 | 4 | 0.48353
57290 | 13.005 | 1 | 365 | 14.7987 | 0.80247 | 15 | 0.60117
57221 | 8.32 | 1 | 365 | 9.4675 | 0.066245 | 9 | 0.53377
57220 | 4.59 | 1 | 365 | 5.2231 | 0.51852 | 5 | 0.74159
57296 | 6.24 | 1 | 365 | 7.1006 | 0.29968 | 7 | 0.40033
57224 | 13.78 | 1 | 365 | 15.6806 | 0.57847 | 16 | 0.25906
57301 | 3.38 | 1 | 365 | 3.8462 | 0.74566 | 4 | 0.59185
57223 | 8.32 | 1 | 365 | 9.4675 | 0.066245 | 9 | 0.53377
57229 | 8.58 | 1 | 365 | 9.7634 | 0.66207 | 10 | 0.42545
57305 | 4.59 | 1 | 365 | 5.2231 | 0.51852 | 5 | 0.74159
57228 | 9.1 | 1 | 365 | 10.3551 | 0.85371 | 11 | 0.20881
57308 | 5.1 | 1 | 365 | 5.8034 | 0.68724 | 6 | 0.49065
57240 | 6.885 | 1 | 365 | 7.8346 | 0.77778 | 8 | 0.61238
57316 | 5.46 | 1 | 365 | 6.2131 | 0.51222 | 6 | 0.72529
57243 | 7.395 | 1 | 365 | 8.4149 | 0.9465 | 9 | 0.36145
57322 | 5.1 | 1 | 365 | 5.8034 | 0.68724 | 6 | 0.49065
57247 | 3.825 | 1 | 365 | 4.3526 | 0.76543 | 5 | 0.11799
57328 | 8.415 | 1 | 365 | 9.5756 | 0.28395 | 9 | 0.85958
57334 | 13.26 | 1 | 365 | 15.0889 | 0.38683 | 15 | 0.4757
57251 | 11.44 | 1 | 365 | 13.0179 | 0.21609 | 13 | 0.23394
57321 | 5.46 | 1 | 365 | 6.2131 | 0.51222 | 6 | 0.72529
57244 | 2.08 | 1 | 365 | 2.3669 | 0.76656 | 3 | 0.13344
57261 | 4.505 | 1 | 365 | 5.1263 | 0.32373 | 5 | 0.45008
57337 | 6.24 | 1 | 365 | 7.1006 | 0.29968 | 7 | 0.40033
57286 | 12.74 | 1 | 365 | 14.4972 | 0.19519 | 14 | 0.69234
57289 | 6.24 | 1 | 365 | 7.1006 | 0.29968 | 7 | 0.40033
57343 | 5.865 | 1 | 365 | 6.6739 | 0.44033 | 7 | 0.11425
57344 | 9.36 | 1 | 365 | 10.651 | 0.44953 | 11 | 0.10049
57677 | 8.16 | 1 | 365 | 9.2855 | 0.69959 | 9 | 0.98505
57350 | 5.565 | 1 | 365 | 6.3325 | 0.75284 | 7 | 0.08539
57352 | 5.2 | 1 | 365 | 5.9172 | 0.9164 | 6 | 0.83361
57355 | 10.14 | 1 | 365 | 11.5385 | 0.23699 | 11 | 0.77554
57681 | 3.9 | 1 | 365 | 4.4379 | 0.9373 | 5 | 0.37521
57684 | 7.28 | 1 | 365 | 8.2841 | 0.68296 | 8 | 0.96705
57356 | 13.26 | 1 | 365 | 15.0889 | 0.38683 | 15 | 0.4757
57688 | 6.24 | 1 | 365 | 7.1006 | 0.29968 | 7 | 0.40033
57690 | 17.16 | 1 | 365 | 19.5268 | 0.32413 | 19 | 0.85091
57692 | 4.335 | 1 | 365 | 4.9329 | 0.93416 | 5 | 0.86706
57695 | 9.18 | 1 | 365 | 10.4461 | 0.037035 | 10 | 0.48318
54441 | 4.42 | 1 | 365 | 5.0296 | 0.12894 | 5 | 0.15857
40013 | 3.64 | 1 | 365 | 4.142 | 0.34148 | 4 | 0.48353
54925 | 4.94 | 1 | 365 | 5.6213 | 0.32058 | 5 | 0.94193
54983 | 9.54 | 1 | 365 | 10.8558 | 0.86202 | 11 | 0.71781
54821 | 3.64 | 1 | 365 | 4.142 | 0.34148 | 4 | 0.48353
52275 | 10.66 | 1 | 365 | 12.1303 | 0.42863 | 12 | 0.5589
57696 | 8.745 | 1 | 365 | 9.9511 | 0.040182 | 9 | 0.99133
49231 | 3.64 | 1 | 365 | 4.142 | 0.34148 | 4 | 0.48353
54859 | 4.16 | 1 | 365 | 4.7338 | 0.53312 | 5 | 0.26689
57700 | 3.38 | 1 | 365 | 3.8462 | 0.74566 | 4 | 0.59185
54855 | 5.2 | 1 | 365 | 5.9172 | 0.9164 | 6 | 0.83361
27700 | 10.4 | 1 | 365 | 11.8344 | 0.83281 | 12 | 0.66722
47313 | 12 | 1 | 365 | 13.6551 | 0.49939 | 14 | 0.15448
57723 | 4.94 | 1 | 365 | 5.6213 | 0.32058 | 5 | 0.94193
45207 | 11.772 | 1 | 365 | 13.3956 | 0.9769 | 14 | 0.37254
51295 | 12.48 | 1 | 365 | 14.2013 | 0.59937 | 14 | 0.80066
56202 | 5.1 | 1 | 365 | 5.8034 | 0.68724 | 6 | 0.49065
43564 | 16.8 | 1 | 365 | 19.1171 | 0.49915 | 19 | 0.61627
43563 | 18 | 1 | 365 | 20.4826 | 0.24909 | 20 | 0.73172
43561 | 16.8 | 1 | 365 | 19.1171 | 0.49915 | 19 | 0.61627
43559 | 15.6 | 1 | 365 | 17.7516 | 0.74921 | 18 | 0.50082
43557 | 15 | 1 | 365 | 17.0689 | 0.37424 | 17 | 0.4431
57729 | 8.415 | 1 | 365 | 9.5756 | 0.28395 | 9 | 0.85958
43555 | 15.9 | 1 | 365 | 18.093 | 0.43669 | 18 | 0.52969
43556 | 15.6 | 1 | 365 | 17.7516 | 0.74921 | 18 | 0.50082
57731 | 9.18 | 1 | 365 | 10.4461 | 0.037035 | 10 | 0.48318
43554 | 14.4 | 1 | 365 | 16.3861 | 0.99927 | 17 | 0.38538
57763 | 6.24 | 1 | 365 | 7.1006 | 0.29968 | 7 | 0.40033
42025 | 8.5 | 1 | 365 | 9.6724 | 0.47874 | 10 | 0.15109
46419 | 9.6 | 1 | 365 | 10.9241 | 0.99951 | 11 | 0.92358
47656 | 3.78 | 1 | 365 | 4.3014 | 0.66231 | 4 | 0.96366
46455 | 8.82 | 1 | 365 | 10.0365 | 0.21205 | 10 | 0.24854
49305 | 8.4 | 1 | 365 | 9.5586 | 0.24957 | 9 | 0.80814
57774 | 8.32 | 1 | 365 | 9.4675 | 0.066245 | 9 | 0.53377
57785 | 10.4 | 1 | 365 | 11.8344 | 0.83281 | 12 | 0.66722
49048 | 6.615 | 1 | 365 | 7.5274 | 0.15904 | 7 | 0.68641
57797 | 2.86 | 1 | 365 | 3.2545 | 0.55402 | 3 | 0.80848
45567 | 7 | 1 | 365 | 7.9655 | 0.041312 | 8 | 0.00678
57807 | 12.24 | 1 | 365 | 13.9282 | 0.04938 | 13 | 0.97757
45563 | 5.75 | 1 | 365 | 6.5431 | 0.17679 | 6 | 0.71985
57808 | 5.1 | 1 | 365 | 5.8034 | 0.68724 | 6 | 0.49065
49494 | 7.848 | 1 | 365 | 8.9304 | 0.9846 | 9 | 0.91503
46474 | 5.88 | 1 | 365 | 6.691 | 0.4747 | 7 | 0.1657
57809 | 5.3 | 1 | 365 | 6.031 | 0.14556 | 6 | 0.17656
45535 | 5.559 | 1 | 365 | 6.3257 | 0.73909 | 7 | 0.064813
57810 | 9.36 | 1 | 365 | 10.651 | 0.44953 | 11 | 0.10049
47673 | 7.42 | 1 | 365 | 8.4434 | 0.0037907 | 8 | 0.44719
57358 | 5.46 | 1 | 365 | 6.2131 | 0.51222 | 6 | 0.72529
57361 | 6.76 | 1 | 365 | 7.6924 | 0.49132 | 8 | 0.18369
57812 | 5.2 | 1 | 365 | 5.9172 | 0.9164 | 6 | 0.83361
57365 | 3.38 | 1 | 365 | 3.8462 | 0.74566 | 4 | 0.59185
57369 | 4.24 | 1 | 365 | 4.8248 | 0.71645 | 5 | 0.54125
57811 | 9.1 | 1 | 365 | 10.3551 | 0.85371 | 11 | 0.20881
57373 | 4.94 | 1 | 365 | 5.6213 | 0.32058 | 5 | 0.94193
57374 | 8.32 | 1 | 365 | 9.4675 | 0.066245 | 9 | 0.53377
57383 | 7.02 | 1 | 365 | 7.9882 | 0.087144 | 8 | 0.075371
57386 | 8.32 | 1 | 365 | 9.4675 | 0.066245 | 9 | 0.53377
57470 | 10.92 | 1 | 365 | 12.4261 | 0.024447 | 12 | 0.45058
57475 | 3.825 | 1 | 365 | 4.3526 | 0.76543 | 5 | 0.11799
57476 | 2.6 | 1 | 365 | 2.9586 | 0.9582 | 3 | 0.9168
46843 | 5.559 | 1 | 365 | 6.3257 | 0.73909 | 7 | 0.064813
57507 | 6.12 | 1 | 365 | 6.9641 | 0.02469 | 6 | 0.98878
57508 | 5.72 | 1 | 365 | 6.5089 | 0.10804 | 6 | 0.61697
57515 | 16.9 | 1 | 365 | 19.2309 | 0.72831 | 19 | 0.95923
57569 | 7.95 | 1 | 365 | 9.0465 | 0.21835 | 9 | 0.26484
50141 | 6.75 | 1 | 365 | 7.681 | 0.46841 | 8 | 0.1494
57555 | 5.1 | 1 | 365 | 5.8034 | 0.68724 | 6 | 0.49065
46841 | 6.5 | 1 | 365 | 7.3965 | 0.8955 | 8 | 0.29201
57513 | 3.12 | 1 | 365 | 3.5503 | 0.14984 | 3 | 0.70016
57814 | 5.355 | 1 | 365 | 6.0936 | 0.2716 | 6 | 0.36519
57815 | 6.12 | 1 | 365 | 6.9641 | 0.02469 | 6 | 0.98878
57574 | 3.975 | 1 | 365 | 4.5232 | 0.10917 | 4 | 0.63242
43507 | 3.15 | 1 | 365 | 3.5845 | 0.21859 | 3 | 0.80305
57579 | 4.94 | 1 | 365 | 5.6213 | 0.32058 | 5 | 0.94193
47608 | 4.8 | 1 | 365 | 5.462 | 0.99976 | 6 | 0.46179
57578 | 7.28 | 1 | 365 | 8.2841 | 0.68296 | 8 | 0.96705
57580 | 2.86 | 1 | 365 | 3.2545 | 0.55402 | 3 | 0.80848
57594 | 4.94 | 1 | 365 | 5.6213 | 0.32058 | 5 | 0.94193
57598 | 4.77 | 1 | 365 | 5.4279 | 0.93101 | 6 | 0.35891
57604 | 8.745 | 1 | 365 | 9.9511 | 0.040182 | 9 | 0.99133
57816 | 3.06 | 1 | 365 | 3.482 | 0.012345 | 3 | 0.49439
57607 | 10.14 | 1 | 365 | 11.5385 | 0.23699 | 11 | 0.77554
44791 | 6.72 | 1 | 365 | 7.6468 | 0.39966 | 8 | 0.046509
57609 | 3.57 | 1 | 365 | 4.0624 | 0.18107 | 4 | 0.24346
44036 | 2.5 | 1 | 365 | 2.8448 | 0.72904 | 3 | 0.57385
57656 | 6.76 | 1 | 365 | 7.6924 | 0.49132 | 8 | 0.18369
57817 | 7.28 | 1 | 365 | 8.2841 | 0.68296 | 8 | 0.96705
57840 | 9.88 | 1 | 365 | 11.2427 | 0.64117 | 11 | 0.88386
46447 | 2.5 | 1 | 365 | 2.8448 | 0.72904 | 3 | 0.57385
58525 | 12.6 | 1 | 365 | 14.3378 | 0.87436 | 15 | 0.2122
58659 | 6.5 | 1 | 365 | 7.3965 | 0.8955 | 8 | 0.29201
57821 | 10.66 | 1 | 365 | 12.1303 | 0.42863 | 12 | 0.5589
46399 | 5.13 | 1 | 365 | 5.8376 | 0.75599 | 6 | 0.59354
58658 | 9.3 | 1 | 365 | 10.5827 | 0.31203 | 10 | 0.89472
57823 | 11.7 | 1 | 365 | 13.3137 | 0.81191 | 14 | 0.12562
57841 | 9.1 | 1 | 365 | 10.3551 | 0.85371 | 11 | 0.20881
58702 | 5.67 | 1 | 365 | 6.452 | 0.99346 | 7 | 0.44549
58700 | 8.32 | 1 | 365 | 9.4675 | 0.066245 | 9 | 0.53377
58688 | 8.19 | 1 | 365 | 9.3196 | 0.76834 | 10 | 0.087933
58657 | 4.56 | 1 | 365 | 5.1889 | 0.44977 | 5 | 0.6387
58687 | 9.135 | 1 | 365 | 10.3949 | 0.93391 | 11 | 0.32885
57843 | 8.06 | 1 | 365 | 9.1717 | 0.47042 | 9 | 0.64209
58678 | 3.36 | 1 | 365 | 3.8234 | 0.69983 | 4 | 0.52325
58675 | 9.9 | 1 | 365 | 11.2654 | 0.687 | 11 | 0.95245
46878 | 12.6 | 1 | 365 | 14.3378 | 0.87436 | 15 | 0.2122
57851 | 12.74 | 1 | 365 | 14.4972 | 0.19519 | 14 | 0.69234
57863 | 6.76 | 1 | 365 | 7.6924 | 0.49132 | 8 | 0.18369
47323 | 10.395 | 1 | 365 | 11.8287 | 0.82135 | 12 | 0.65007
57825 | 10.66 | 1 | 365 | 12.1303 | 0.42863 | 12 | 0.5589
58656 | 8.48 | 1 | 365 | 9.6496 | 0.4329 | 10 | 0.082499
58666 | 10.54 | 1 | 365 | 11.9937 | 0.15363 | 12 | 0.14735
57868 | 16.32 | 1 | 365 | 18.5709 | 0.39917 | 18 | 0.97009
57828 | 4.77 | 1 | 365 | 5.4279 | 0.93101 | 6 | 0.35891
58665 | 8.19 | 1 | 365 | 9.3196 | 0.76834 | 10 | 0.087933
58664 | 12.48 | 1 | 365 | 14.2013 | 0.59937 | 14 | 0.80066
58655 | 6.9 | 1 | 365 | 7.8517 | 0.81215 | 8 | 0.66383
58427 | 13.16 | 1 | 365 | 14.9751 | 0.15767 | 15 | 0.13275
58673 | 7.2 | 1 | 365 | 8.1931 | 0.49964 | 8 | 0.69269
58667 | 7.95 | 1 | 365 | 9.0465 | 0.21835 | 9 | 0.26484
58663 | 13.44 | 1 | 365 | 15.2937 | 0.79932 | 16 | 0.093018
58662 | 11.685 | 1 | 365 | 13.2966 | 0.77753 | 14 | 0.074175
57833 | 7.28 | 1 | 365 | 8.2841 | 0.68296 | 8 | 0.96705
58660 | 11.2 | 1 | 365 | 12.7447 | 0.6661 | 13 | 0.41085
58432 | 6.54 | 1 | 365 | 7.442 | 0.98717 | 8 | 0.42919
55936 | 4.68 | 1 | 365 | 5.3255 | 0.72476 | 6 | 0.050247
57871 | 14.04 | 1 | 365 | 15.9765 | 0.17429 | 16 | 0.15074
58490 | 4.68 | 1 | 365 | 5.3255 | 0.72476 | 6 | 0.050247
58422 | 13.76 | 1 | 365 | 15.6578 | 0.53264 | 16 | 0.19047
58143 | 6 | 1 | 365 | 6.8275 | 0.7497 | 7 | 0.57724
58619 | 5.72 | 1 | 365 | 6.5089 | 0.10804 | 6 | 0.61697
57913 | 6.095 | 1 | 365 | 6.9356 | 0.9674 | 7 | 0.90305
58616 | 6.9 | 1 | 365 | 7.8517 | 0.81215 | 8 | 0.66383
57914 | 8.925 | 1 | 365 | 10.156 | 0.45267 | 10 | 0.60864
57873 | 3.64 | 1 | 365 | 4.142 | 0.34148 | 4 | 0.48353
58200 | 3.57 | 1 | 365 | 4.0624 | 0.18107 | 4 | 0.24346
58614 | 4.03 | 1 | 365 | 4.5858 | 0.23521 | 4 | 0.82105
57920 | 9.36 | 1 | 365 | 10.651 | 0.44953 | 11 | 0.10049
58553 | 6.213 | 1 | 365 | 7.0699 | 0.23781 | 7 | 0.30773
57927 | 11.985 | 1 | 365 | 13.638 | 0.46502 | 14 | 0.10304
57928 | 7.8 | 1 | 365 | 8.8758 | 0.8746 | 9 | 0.75041
57875 | 5.2 | 1 | 365 | 5.9172 | 0.9164 | 6 | 0.83361
57929 | 12.48 | 1 | 365 | 14.2013 | 0.59937 | 14 | 0.80066
58552 | 9.156 | 1 | 365 | 10.4188 | 0.98204 | 11 | 0.40087
57931 | 2.6 | 1 | 365 | 2.9586 | 0.9582 | 3 | 0.9168
57932 | 5.865 | 1 | 365 | 6.6739 | 0.44033 | 7 | 0.11425
57933 | 10.14 | 1 | 365 | 11.5385 | 0.23699 | 11 | 0.77554
57878 | 2.12 | 1 | 365 | 2.4124 | 0.85823 | 3 | 0.27062
57888 | 4.59 | 1 | 365 | 5.2231 | 0.51852 | 5 | 0.74159
58516 | 9.99 | 1 | 365 | 11.3679 | 0.89324 | 12 | 0.2611
57934 | 3.12 | 1 | 365 | 3.5503 | 0.14984 | 3 | 0.70016
58223 | 11.7 | 1 | 365 | 13.3137 | 0.81191 | 14 | 0.12562
57936 | 5.46 | 1 | 365 | 6.2131 | 0.51222 | 6 | 0.72529
57892 | 8.32 | 1 | 365 | 9.4675 | 0.066245 | 9 | 0.53377
57943 | 10.4 | 1 | 365 | 11.8344 | 0.83281 | 12 | 0.66722
58140 | 11.34 | 1 | 365 | 12.9041 | 0.98693 | 13 | 0.89098
57942 | 3.64 | 1 | 365 | 4.142 | 0.34148 | 4 | 0.48353
58138 | 11.6 | 1 | 365 | 13.1999 | 0.58275 | 13 | 0.78266
44756 | 10.71 | 1 | 365 | 12.1872 | 0.54321 | 12 | 0.73037
57896 | 8.415 | 1 | 365 | 9.5756 | 0.28395 | 9 | 0.85958
49905 | 6.3 | 1 | 365 | 7.1689 | 0.43718 | 7 | 0.6061
46348 | 13.8 | 1 | 365 | 15.7034 | 0.6243 | 16 | 0.32765
49475 | 11.7 | 1 | 365 | 13.3137 | 0.81191 | 14 | 0.12562
46872 | 10.395 | 1 | 365 | 11.8287 | 0.82135 | 12 | 0.65007
47420 | 10.08 | 1 | 365 | 11.4703 | 0.099489 | 11 | 0.56976
49318 | 15.12 | 1 | 365 | 17.2054 | 0.64923 | 17 | 0.85464
48285 | 10.71 | 1 | 365 | 12.1872 | 0.54321 | 12 | 0.73037
47398 | 10.08 | 1 | 365 | 11.4703 | 0.099489 | 11 | 0.56976
58716 | 16.64 | 1 | 365 | 18.9351 | 0.13249 | 19 | 0.067546
48471 | 10.92 | 1 | 365 | 12.4261 | 0.024447 | 12 | 0.45058
43943 | 11.34 | 1 | 365 | 12.9041 | 0.98693 | 13 | 0.89098
51282 | 11.685 | 1 | 365 | 13.2966 | 0.77753 | 14 | 0.074175
49898 | 11.39 | 1 | 365 | 12.961 | 0.10151 | 13 | 0.062461
51315 | 10.695 | 1 | 365 | 12.1701 | 0.50883 | 12 | 0.67893
48544 | 12.5 | 1 | 365 | 14.2241 | 0.6452 | 14 | 0.86925
49911 | 11.025 | 1 | 365 | 12.5456 | 0.26507 | 12 | 0.81068
49912 | 12.915 | 1 | 365 | 14.6963 | 0.59622 | 15 | 0.29251
50251 | 13.86 | 1 | 365 | 15.7716 | 0.7618 | 16 | 0.53342
44373 | 6.72 | 1 | 365 | 7.6468 | 0.39966 | 8 | 0.046509
49046 | 9.765 | 1 | 365 | 11.1118 | 0.37763 | 11 | 0.48946
49498 | 12.6 | 1 | 365 | 14.3378 | 0.87436 | 15 | 0.2122
49901 | 10.791 | 1 | 365 | 12.2793 | 0.72883 | 13 | 0.0081661
49909 | 7.5 | 1 | 365 | 8.5344 | 0.18712 | 8 | 0.72155
48873 | 4.905 | 1 | 365 | 5.5815 | 0.24038 | 5 | 0.82189
58126 | 13.12 | 1 | 365 | 14.9296 | 0.066002 | 14 | 0.99556
57900 | 7.14 | 1 | 365 | 8.1248 | 0.36214 | 8 | 0.48692
58419 | 2.12 | 1 | 365 | 2.4124 | 0.85823 | 3 | 0.27062
58196 | 5.985 | 1 | 365 | 6.8105 | 0.71532 | 7 | 0.5258
57902 | 8.32 | 1 | 365 | 9.4675 | 0.066245 | 9 | 0.53377
58195 | 3.1 | 1 | 365 | 3.5276 | 0.10401 | 3 | 0.63157
57903 | 8.84 | 1 | 365 | 10.0592 | 0.25789 | 10 | 0.31713
57905 | 5.46 | 1 | 365 | 6.2131 | 0.51222 | 6 | 0.72529
46807 | 24.57 | 1 | 365 | 27.9588 | 0.30501 | 28 | 0.2638
58705 | 6.84 | 1 | 365 | 7.7834 | 0.67465 | 8 | 0.45805
58193 | 9.45 | 1 | 365 | 10.7534 | 0.65577 | 11 | 0.40915
57908 | 11.96 | 1 | 365 | 13.6096 | 0.40773 | 14 | 0.017298
57910 | 3.9 | 1 | 365 | 4.4379 | 0.9373 | 5 | 0.37521
58198 | 5.985 | 1 | 365 | 6.8105 | 0.71532 | 7 | 0.5258
47687 | 3.6 | 1 | 365 | 4.0965 | 0.24982 | 4 | 0.34634
49066 | 7.98 | 1 | 365 | 9.0806 | 0.2871 | 9 | 0.36773
50019 | 6.54 | 1 | 365 | 7.442 | 0.98717 | 8 | 0.42919
44364 | 14 | 1 | 365 | 15.9309 | 0.082624 | 16 | 0.01356
46482 | 12.88 | 1 | 365 | 14.6565 | 0.51601 | 15 | 0.17248
48863 | 8.82 | 1 | 365 | 10.0365 | 0.21205 | 10 | 0.24854
57266 | 13.86 | 1 | 365 | 15.7716 | 0.7618 | 16 | 0.53342
51121 | 11.76 | 1 | 365 | 13.382 | 0.9494 | 14 | 0.33139
50297 | 24.8 | 1 | 365 | 28.2205 | 0.83208 | 29 | 0.052592
55188 | 10.5 | 1 | 365 | 11.9482 | 0.061968 | 12 | 0.01017
47340 | 15.369 | 1 | 365 | 17.4888 | 0.21985 | 17 | 0.7086
50979 | 5.865 | 1 | 365 | 6.6739 | 0.44033 | 7 | 0.11425
51312 | 12 | 1 | 365 | 13.6551 | 0.49939 | 14 | 0.15448
46881 | 9.81 | 1 | 365 | 11.163 | 0.48075 | 11 | 0.64379
43970 | 15.6 | 1 | 365 | 17.7516 | 0.74921 | 18 | 0.50082
51254 | 4.56 | 1 | 365 | 5.1889 | 0.44977 | 5 | 0.6387
49744 | 10.005 | 1 | 365 | 11.3849 | 0.92762 | 12 | 0.31255
48306 | 11.18 | 1 | 365 | 12.722 | 0.62027 | 13 | 0.34226
47324 | 8.25 | 1 | 365 | 9.3879 | 0.90583 | 10 | 0.29371
50860 | 12.54 | 1 | 365 | 14.2696 | 0.73686 | 15 | 0.0064316
48504 | 4.905 | 1 | 365 | 5.5815 | 0.24038 | 5 | 0.82189
49510 | 5.67 | 1 | 365 | 6.452 | 0.99346 | 7 | 0.44549
47561 | 9.12 | 1 | 365 | 10.3779 | 0.89954 | 11 | 0.2774
44182 | 24.36 | 1 | 365 | 27.7198 | 0.82377 | 28 | 0.54359
48565 | 9.81 | 1 | 365 | 11.163 | 0.48075 | 11 | 0.64379
29893 | 22.23 | 1 | 365 | 25.2961 | 0.94262 | 26 | 0.23867
41870 | 9.6 | 1 | 365 | 10.9241 | 0.99951 | 11 | 0.92358
46454 | 8.175 | 1 | 365 | 9.3025 | 0.73396 | 10 | 0.03649
41187 | 2.6 | 1 | 365 | 2.9586 | 0.9582 | 3 | 0.9168
49030 | 9.975 | 1 | 365 | 11.3508 | 0.85887 | 12 | 0.20966
56850 | 4.34 | 1 | 365 | 4.9386 | 0.94561 | 5 | 0.8842
48284 | 9.45 | 1 | 365 | 10.7534 | 0.65577 | 11 | 0.40915
47613 | 6.5 | 1 | 365 | 7.3965 | 0.8955 | 8 | 0.29201
55433 | 3.06 | 1 | 365 | 3.482 | 0.012345 | 3 | 0.49439
55790 | 4.42 | 1 | 365 | 5.0296 | 0.12894 | 5 | 0.15857
41840 | 8.58 | 1 | 365 | 9.7634 | 0.66207 | 10 | 0.42545
50298 | 9.69 | 1 | 365 | 11.0265 | 0.20576 | 11 | 0.23224
53153 | 14 | 1 | 365 | 15.9309 | 0.082624 | 16 | 0.01356
42827 | 14.3 | 1 | 365 | 16.2723 | 0.77011 | 17 | 0.042422
45787 | 10.6 | 1 | 365 | 12.062 | 0.29113 | 12 | 0.35312
55178 | 9.805 | 1 | 365 | 11.1573 | 0.46929 | 11 | 0.62664
55549 | 10.07 | 1 | 365 | 11.4589 | 0.076573 | 11 | 0.53547
54727 | 6.095 | 1 | 365 | 6.9356 | 0.9674 | 7 | 0.90305
54743 | 5.46 | 1 | 365 | 6.2131 | 0.51222 | 6 | 0.72529
57945 | 5.2 | 1 | 365 | 5.9172 | 0.9164 | 6 | 0.83361
57947 | 5.2 | 1 | 365 | 5.9172 | 0.9164 | 6 | 0.83361
57951 | 5.46 | 1 | 365 | 6.2131 | 0.51222 | 6 | 0.72529
57954 | 3.9 | 1 | 365 | 4.4379 | 0.9373 | 5 | 0.37521
57960 | 13.52 | 1 | 365 | 15.3847 | 0.98265 | 16 | 0.36738
57985 | 11.22 | 1 | 365 | 12.7675 | 0.71193 | 13 | 0.47944
57988 | 6.76 | 1 | 365 | 7.6924 | 0.49132 | 8 | 0.18369
57991 | 8.84 | 1 | 365 | 10.0592 | 0.25789 | 10 | 0.31713
57993 | 13.78 | 1 | 365 | 15.6806 | 0.57847 | 16 | 0.25906
57999 | 13.26 | 1 | 365 | 15.0889 | 0.38683 | 15 | 0.4757
58004 | 12.74 | 1 | 365 | 14.4972 | 0.19519 | 14 | 0.69234
58008 | 13.26 | 1 | 365 | 15.0889 | 0.38683 | 15 | 0.4757
58011 | 7.8 | 1 | 365 | 8.8758 | 0.8746 | 9 | 0.75041
58017 | 10.14 | 1 | 365 | 11.5385 | 0.23699 | 11 | 0.77554
58022 | 4.335 | 1 | 365 | 4.9329 | 0.93416 | 5 | 0.86706
58045 | 13 | 1 | 365 | 14.793 | 0.79101 | 15 | 0.58402
58047 | 9.36 | 1 | 365 | 10.651 | 0.44953 | 11 | 0.10049
57154 | 4.05 | 1 | 365 | 4.6086 | 0.28104 | 4 | 0.88964
57155 | 9.62 | 1 | 365 | 10.9468 | 0.045346 | 10 | 0.99217
57156 | 9.435 | 1 | 365 | 10.7363 | 0.6214 | 11 | 0.35771
58054 | 8.91 | 1 | 365 | 10.1389 | 0.4183 | 10 | 0.5572
58055 | 2.97 | 1 | 365 | 3.3796 | 0.8061 | 4 | 0.18573
58057 | 3.12 | 1 | 365 | 3.5503 | 0.14984 | 3 | 0.70016
58060 | 3.78 | 1 | 365 | 4.3014 | 0.66231 | 4 | 0.96366
58063 | 4.16 | 1 | 365 | 4.7338 | 0.53312 | 5 | 0.26689
58070 | 6.36 | 1 | 365 | 7.2372 | 0.57468 | 7 | 0.81187
58073 | 4.68 | 1 | 365 | 5.3255 | 0.72476 | 6 | 0.050247
57263 | 10.14 | 1 | 365 | 11.5385 | 0.23699 | 11 | 0.77554
57265 | 6.76 | 1 | 365 | 7.6924 | 0.49132 | 8 | 0.18369
58074 | 8.16 | 1 | 365 | 9.2855 | 0.69959 | 9 | 0.98505
58078 | 2.6 | 1 | 365 | 2.9586 | 0.9582 | 3 | 0.9168
58083 | 5.2 | 1 | 365 | 5.9172 | 0.9164 | 6 | 0.83361
58086 | 12.48 | 1 | 365 | 14.2013 | 0.59937 | 14 | 0.80066
58085 | 3.9 | 1 | 365 | 4.4379 | 0.9373 | 5 | 0.37521
58087 | 9.88 | 1 | 365 | 11.2427 | 0.64117 | 11 | 0.88386
58088 | 7.02 | 1 | 365 | 7.9882 | 0.087144 | 8 | 0.075371
58089 | 9.62 | 1 | 365 | 10.9468 | 0.045346 | 10 | 0.99217
58090 | 2.12 | 1 | 365 | 2.4124 | 0.85823 | 3 | 0.27062
58100 | 10.965 | 1 | 365 | 12.4773 | 0.12757 | 12 | 0.60491
58101 | 2.34 | 1 | 365 | 2.6627 | 0.36238 | 3 | 0.025124
58103 | 2.86 | 1 | 365 | 3.2545 | 0.55402 | 3 | 0.80848
58105 | 7.02 | 1 | 365 | 7.9882 | 0.087144 | 8 | 0.075371
58107 | 14.79 | 1 | 365 | 16.8299 | 0.893 | 17 | 0.7229
58113 | 8.32 | 1 | 365 | 9.4675 | 0.066245 | 9 | 0.53377
58116 | 3.57 | 1 | 365 | 4.0624 | 0.18107 | 4 | 0.24346
58118 | 4.68 | 1 | 365 | 5.3255 | 0.72476 | 6 | 0.050247
58119 | 2.6 | 1 | 365 | 2.9586 | 0.9582 | 3 | 0.9168
58121 | 6.5 | 1 | 365 | 7.3965 | 0.8955 | 8 | 0.29201
58124 | 3.38 | 1 | 365 | 3.8462 | 0.74566 | 4 | 0.59185
58130 | 6.24 | 1 | 365 | 7.1006 | 0.29968 | 7 | 0.40033
58132 | 5.3 | 1 | 365 | 6.031 | 0.14556 | 6 | 0.17656
58136 | 4.16 | 1 | 365 | 4.7338 | 0.53312 | 5 | 0.26689
58145 | 6.5 | 1 | 365 | 7.3965 | 0.8955 | 8 | 0.29201
58156 | 2.805 | 1 | 365 | 3.1919 | 0.42798 | 3 | 0.61986
58155 | 4.59 | 1 | 365 | 5.2231 | 0.51852 | 5 | 0.74159
58159 | 9.36 | 1 | 365 | 10.651 | 0.44953 | 11 | 0.10049
58164 | 5.1 | 1 | 365 | 5.8034 | 0.68724 | 6 | 0.49065
58169 | 13.78 | 1 | 365 | 15.6806 | 0.57847 | 16 | 0.25906
58209 | 8.84 | 1 | 365 | 10.0592 | 0.25789 | 10 | 0.31713
58253 | 10.14 | 1 | 365 | 11.5385 | 0.23699 | 11 | 0.77554
58255 | 5.2 | 1 | 365 | 5.9172 | 0.9164 | 6 | 0.83361
58257 | 11.395 | 1 | 365 | 12.9666 | 0.11296 | 13 | 0.079608
58263 | 14.04 | 1 | 365 | 15.9765 | 0.17429 | 16 | 0.15074
58266 | 4.845 | 1 | 365 | 5.5132 | 0.10288 | 5 | 0.61612
58269 | 10.965 | 1 | 365 | 12.4773 | 0.12757 | 12 | 0.60491
58271 | 12.48 | 1 | 365 | 14.2013 | 0.59937 | 14 | 0.80066
58272 | 3.9 | 1 | 365 | 4.4379 | 0.9373 | 5 | 0.37521
58273 | 5.13 | 1 | 365 | 5.8376 | 0.75599 | 6 | 0.59354
58324 | 6.76 | 1 | 365 | 7.6924 | 0.49132 | 8 | 0.18369
58325 | 7.395 | 1 | 365 | 8.4149 | 0.9465 | 9 | 0.36145
12717 | 1012.6 | 1 | 365 | 1152.2618 | 0.49036 | 1152 | 0.7522
13637 | 1266.825 | 1 | 365 | 1441.5506 | 0.076439 | 1441 | 0.62701
58338 | 9.69 | 1 | 365 | 11.0265 | 0.20576 | 11 | 0.23224
48311 | 11.97 | 1 | 365 | 13.621 | 0.43064 | 14 | 0.051594
58343 | 4.42 | 1 | 365 | 5.0296 | 0.12894 | 5 | 0.15857
58346 | 8.48 | 1 | 365 | 9.6496 | 0.4329 | 10 | 0.082499
58348 | 7.28 | 1 | 365 | 8.2841 | 0.68296 | 8 | 0.96705
58350 | 6.885 | 1 | 365 | 7.8346 | 0.77778 | 8 | 0.61238
58354 | 11.22 | 1 | 365 | 12.7675 | 0.71193 | 13 | 0.47944
58360 | 3.315 | 1 | 365 | 3.7722 | 0.59671 | 4 | 0.36893
58367 | 5.98 | 1 | 365 | 6.8048 | 0.70386 | 7 | 0.50865
58373 | 9.62 | 1 | 365 | 10.9468 | 0.045346 | 10 | 0.99217
58387 | 13.77 | 1 | 365 | 15.6692 | 0.55555 | 16 | 0.22477
58399 | 9.1 | 1 | 365 | 10.3551 | 0.85371 | 11 | 0.20881
58439 | 8.58 | 1 | 365 | 9.7634 | 0.66207 | 10 | 0.42545
58440 | 3.9 | 1 | 365 | 4.4379 | 0.9373 | 5 | 0.37521
58480 | 13.25 | 1 | 365 | 15.0775 | 0.36391 | 15 | 0.4414
58483 | 4.68 | 1 | 365 | 5.3255 | 0.72476 | 6 | 0.050247
58487 | 5.98 | 1 | 365 | 6.8048 | 0.70386 | 7 | 0.50865
58499 | 2.385 | 1 | 365 | 2.7139 | 0.4655 | 3 | 0.17945
58523 | 2.6 | 1 | 365 | 2.9586 | 0.9582 | 3 | 0.9168
58526 | 5.865 | 1 | 365 | 6.6739 | 0.44033 | 7 | 0.11425
58530 | 12.48 | 1 | 365 | 14.2013 | 0.59937 | 14 | 0.80066
58537 | 9.805 | 1 | 365 | 11.1573 | 0.46929 | 11 | 0.62664
58538 | 7.28 | 1 | 365 | 8.2841 | 0.68296 | 8 | 0.96705
58564 | 13.005 | 1 | 365 | 14.7987 | 0.80247 | 15 | 0.60117
58540 | 3.71 | 1 | 365 | 4.2217 | 0.5019 | 4 | 0.72359
58589 | 3.975 | 1 | 365 | 4.5232 | 0.10917 | 4 | 0.63242
58610 | 13 | 1 | 365 | 14.793 | 0.79101 | 15 | 0.58402
58613 | 4.845 | 1 | 365 | 5.5132 | 0.10288 | 5 | 0.61612
58623 | 11.475 | 1 | 365 | 13.0577 | 0.29629 | 13 | 0.35397
58627 | 7.02 | 1 | 365 | 7.9882 | 0.087144 | 8 | 0.075371
58674 | 6.24 | 1 | 365 | 7.1006 | 0.29968 | 7 | 0.40033
58680 | 10.2 | 1 | 365 | 11.6068 | 0.37448 | 11 | 0.98131
58683 | 5.46 | 1 | 365 | 6.2131 | 0.51222 | 6 | 0.72529
58685 | 5.61 | 1 | 365 | 6.3838 | 0.85597 | 7 | 0.23972
58745 | 8.16 | 1 | 365 | 9.2855 | 0.69959 | 9 | 0.98505
58750 | 8.32 | 1 | 365 | 9.4675 | 0.066245 | 9 | 0.53377
58752 | 7.28 | 1 | 365 | 8.2841 | 0.68296 | 8 | 0.96705
58754 | 6.375 | 1 | 365 | 7.2543 | 0.60905 | 7 | 0.86332
58755 | 11.7 | 1 | 365 | 13.3137 | 0.81191 | 14 | 0.12562
58757 | 9.62 | 1 | 365 | 10.9468 | 0.045346 | 10 | 0.99217
58769 | 14.04 | 1 | 365 | 15.9765 | 0.17429 | 16 | 0.15074
58774 | 12.72 | 1 | 365 | 14.4744 | 0.14936 | 14 | 0.62375
58781 | 7.395 | 1 | 365 | 8.4149 | 0.9465 | 9 | 0.36145
58794 | 10.4 | 1 | 365 | 11.8344 | 0.83281 | 12 | 0.66722
58795 | 9.88 | 1 | 365 | 11.2427 | 0.64117 | 11 | 0.88386
58797 | 9.62 | 1 | 365 | 10.9468 | 0.045346 | 10 | 0.99217
58800 | 3.9 | 1 | 365 | 4.4379 | 0.9373 | 5 | 0.37521
50415 | 4.845 | 1 | 365 | 5.5132 | 0.10288 | 5 | 0.61612
45700 | 3.12 | 1 | 365 | 3.5503 | 0.14984 | 3 | 0.70016
45753 | 6.24 | 1 | 365 | 7.1006 | 0.29968 | 7 | 0.40033
41359 | 8.06 | 1 | 365 | 9.1717 | 0.47042 | 9 | 0.64209
58827 | 7.29 | 1 | 365 | 8.2955 | 0.70588 | 9 | 0.0013466
50418 | 6.63 | 1 | 365 | 7.5444 | 0.19341 | 7 | 0.73785
58829 | 12.495 | 1 | 365 | 14.2184 | 0.63374 | 14 | 0.8521
50575 | 7.395 | 1 | 365 | 8.4149 | 0.9465 | 9 | 0.36145
39058 | 5.98 | 1 | 365 | 6.8048 | 0.70386 | 7 | 0.50865
39396 | 7.28 | 1 | 365 | 8.2841 | 0.68296 | 8 | 0.96705
48164 | 5.61 | 1 | 365 | 6.3838 | 0.85597 | 7 | 0.23972
42910 | 5.72 | 1 | 365 | 6.5089 | 0.10804 | 6 | 0.61697
39329 | 5.72 | 1 | 365 | 6.5089 | 0.10804 | 6 | 0.61697
45771 | 6.375 | 1 | 365 | 7.2543 | 0.60905 | 7 | 0.86332
50305 | 2.805 | 1 | 365 | 3.1919 | 0.42798 | 3 | 0.61986
44982 | 5.46 | 1 | 365 | 6.2131 | 0.51222 | 6 | 0.72529
41456 | 2.86 | 1 | 365 | 3.2545 | 0.55402 | 3 | 0.80848
47542 | 8.32 | 1 | 365 | 9.4675 | 0.066245 | 9 | 0.53377
58832 | 9.18 | 1 | 365 | 10.4461 | 0.037035 | 10 | 0.48318
43766 | 6.76 | 1 | 365 | 7.6924 | 0.49132 | 8 | 0.18369
41023 | 11.73 | 1 | 365 | 13.3478 | 0.88066 | 14 | 0.2285
42982 | 5.46 | 1 | 365 | 6.2131 | 0.51222 | 6 | 0.72529
42358 | 13.78 | 1 | 365 | 15.6806 | 0.57847 | 16 | 0.25906
50507 | 6.76 | 1 | 365 | 7.6924 | 0.49132 | 8 | 0.18369
50597 | 5.61 | 1 | 365 | 6.3838 | 0.85597 | 7 | 0.23972
43692 | 7.54 | 1 | 365 | 8.5799 | 0.27878 | 8 | 0.85873
50373 | 7.28 | 1 | 365 | 8.2841 | 0.68296 | 8 | 0.96705
39342 | 4.94 | 1 | 365 | 5.6213 | 0.32058 | 5 | 0.94193
41753 | 4.94 | 1 | 365 | 5.6213 | 0.32058 | 5 | 0.94193
50442 | 4.59 | 1 | 365 | 5.2231 | 0.51852 | 5 | 0.74159
50584 | 6.12 | 1 | 365 | 6.9641 | 0.02469 | 6 | 0.98878
44863 | 12.25 | 1 | 365 | 13.9396 | 0.072296 | 14 | 0.011865
50397 | 11.985 | 1 | 365 | 13.638 | 0.46502 | 14 | 0.10304
37874 | 10.4 | 1 | 365 | 11.8344 | 0.83281 | 12 | 0.66722
48095 | 3.315 | 1 | 365 | 3.7722 | 0.59671 | 4 | 0.36893
45239 | 9.12 | 1 | 365 | 10.3779 | 0.89954 | 11 | 0.2774
51052 | 9.315 | 1 | 365 | 10.5998 | 0.3464 | 10 | 0.94617
45952 | 7.8 | 1 | 365 | 8.8758 | 0.8746 | 9 | 0.75041
40699 | 11.475 | 1 | 365 | 13.0577 | 0.29629 | 13 | 0.35397
54680 | 6.9 | 1 | 365 | 7.8517 | 0.81215 | 8 | 0.66383
56154 | 3.188 | 1 | 365 | 3.6277 | 0.30567 | 3 | 0.93337
54957 | 3.975 | 1 | 365 | 4.5232 | 0.10917 | 4 | 0.63242
54956 | 3.013 | 1 | 365 | 3.4286 | 0.90464 | 4 | 0.3332
51219 | 3.71 | 1 | 365 | 4.2217 | 0.5019 | 4 | 0.72359
48682 | 9.975 | 1 | 365 | 11.3508 | 0.85887 | 12 | 0.20966
51043 | 4.16 | 1 | 365 | 4.7338 | 0.53312 | 5 | 0.26689
50413 | 12.24 | 1 | 365 | 13.9282 | 0.04938 | 13 | 0.97757
40603 | 11.18 | 1 | 365 | 12.722 | 0.62027 | 13 | 0.34226
43771 | 10.07 | 1 | 365 | 11.4589 | 0.076573 | 11 | 0.53547
50437 | 8.16 | 1 | 365 | 9.2855 | 0.69959 | 9 | 0.98505
40703 | 3.64 | 1 | 365 | 4.142 | 0.34148 | 4 | 0.48353
45963 | 10.455 | 1 | 365 | 11.897 | 0.95885 | 12 | 0.85584
37797 | 9.88 | 1 | 365 | 11.2427 | 0.64117 | 11 | 0.88386
43646 | 10.66 | 1 | 365 | 12.1303 | 0.42863 | 12 | 0.5589
49406 | 12.753 | 1 | 365 | 14.5119 | 0.22498 | 14 | 0.73692
40443 | 2.86 | 1 | 365 | 3.2545 | 0.55402 | 3 | 0.80848
50351 | 10.965 | 1 | 365 | 12.4773 | 0.12757 | 12 | 0.60491
45551 | 2.7 | 1 | 365 | 3.0724 | 0.18736 | 3 | 0.25976
44772 | 9.36 | 1 | 365 | 10.651 | 0.44953 | 11 | 0.10049
49403 | 8.82 | 1 | 365 | 10.0365 | 0.21205 | 10 | 0.24854
46118 | 8.48 | 1 | 365 | 9.6496 | 0.4329 | 10 | 0.082499
39620 | 12.495 | 1 | 365 | 14.2184 | 0.63374 | 14 | 0.8521
43992 | 8.1 | 1 | 365 | 9.2172 | 0.56209 | 9 | 0.77927
39374 | 5.98 | 1 | 365 | 6.8048 | 0.70386 | 7 | 0.50865
46766 | 12.29 | 1 | 365 | 13.9851 | 0.16396 | 14 | 0.14905
44619 | 10.4 | 1 | 365 | 11.8344 | 0.83281 | 12 | 0.66722
50395 | 3.315 | 1 | 365 | 3.7722 | 0.59671 | 4 | 0.36893
45260 | 5.355 | 1 | 365 | 6.0936 | 0.2716 | 6 | 0.36519
49924 | 9.315 | 1 | 365 | 10.5998 | 0.3464 | 10 | 0.94617
50431 | 4.68 | 1 | 365 | 5.3255 | 0.72476 | 6 | 0.050247
44500 | 12.29 | 1 | 365 | 13.9851 | 0.16396 | 14 | 0.14905
57509 | 7.395 | 1 | 365 | 8.4149 | 0.9465 | 9 | 0.36145
48264 | 8.82 | 1 | 365 | 10.0365 | 0.21205 | 10 | 0.24854
47549 | 10.395 | 1 | 365 | 11.8287 | 0.82135 | 12 | 0.65007
46114 | 11.97 | 1 | 365 | 13.621 | 0.43064 | 14 | 0.051594
38690 | 7.395 | 1 | 365 | 8.4149 | 0.9465 | 9 | 0.36145
47372 | 5.355 | 1 | 365 | 6.0936 | 0.2716 | 6 | 0.36519
45312 | 8.16 | 1 | 365 | 9.2855 | 0.69959 | 9 | 0.98505
39470 | 5.72 | 1 | 365 | 6.5089 | 0.10804 | 6 | 0.61697
39539 | 21.58 | 1 | 365 | 24.5564 | 0.45307 | 25 | 0.0094732
50439 | 2.86 | 1 | 365 | 3.2545 | 0.55402 | 3 | 0.80848
44190 | 5.865 | 1 | 365 | 6.6739 | 0.44033 | 7 | 0.11425
41661 | 2.295 | 1 | 365 | 2.6115 | 0.25926 | 2 | 0.87079
45900 | 8.58 | 1 | 365 | 9.7634 | 0.66207 | 10 | 0.42545
45443 | 3.38 | 1 | 365 | 3.8462 | 0.74566 | 4 | 0.59185
50590 | 5.61 | 1 | 365 | 6.3838 | 0.85597 | 7 | 0.23972
45537 | 12.19 | 1 | 365 | 13.8713 | 0.9348 | 14 | 0.80609
47917 | 4.59 | 1 | 365 | 5.2231 | 0.51852 | 5 | 0.74159
50430 | 3.57 | 1 | 365 | 4.0624 | 0.18107 | 4 | 0.24346
50247 | 6.24 | 1 | 365 | 7.1006 | 0.29968 | 7 | 0.40033
50596 | 9.36 | 1 | 365 | 10.651 | 0.44953 | 11 | 0.10049
40230 | 5.1 | 1 | 365 | 5.8034 | 0.68724 | 6 | 0.49065
37890 | 12.48 | 1 | 365 | 14.2013 | 0.59937 | 14 | 0.80066
47454 | 8.06 | 1 | 365 | 9.1717 | 0.47042 | 9 | 0.64209
40960 | 8.06 | 1 | 365 | 9.1717 | 0.47042 | 9 | 0.64209
48044 | 4.32 | 1 | 365 | 4.9158 | 0.89978 | 5 | 0.81561
47962 | 9.36 | 1 | 365 | 10.651 | 0.44953 | 11 | 0.10049
50379 | 7.65 | 1 | 365 | 8.7051 | 0.53086 | 9 | 0.23598
47622 | 6.375 | 1 | 365 | 7.2543 | 0.60905 | 7 | 0.86332
41185 | 2.6 | 1 | 365 | 2.9586 | 0.9582 | 3 | 0.9168
42577 | 2.08 | 1 | 365 | 2.3669 | 0.76656 | 3 | 0.13344
40227 | 3.64 | 1 | 365 | 4.142 | 0.34148 | 4 | 0.48353
38035 | 11.44 | 1 | 365 | 13.0179 | 0.21609 | 13 | 0.23394
41404 | 6.5 | 1 | 365 | 7.3965 | 0.8955 | 8 | 0.29201
39335 | 9.62 | 1 | 365 | 10.9468 | 0.045346 | 10 | 0.99217
44313 | 11.34 | 1 | 365 | 12.9041 | 0.98693 | 13 | 0.89098
35292 | 211.896 | 1 | 365 | 241.1215 | 0.58426 | 241 | 0.70581
55818 | 3.78 | 1 | 365 | 4.3014 | 0.66231 | 4 | 0.96366
55802 | 7.44 | 1 | 365 | 8.4662 | 0.049623 | 8 | 0.51578
55938 | 6.3 | 1 | 365 | 7.1689 | 0.43718 | 7 | 0.6061
56058 | 5.04 | 1 | 365 | 5.7351 | 0.54974 | 6 | 0.28488
56219 | 4.578 | 1 | 365 | 5.2094 | 0.49102 | 5 | 0.70043
57426 | 6.93 | 1 | 365 | 7.8858 | 0.8809 | 8 | 0.76671
57705 | 3.84 | 1 | 365 | 4.3696 | 0.79981 | 5 | 0.16943
58016 | 5.67 | 1 | 365 | 6.452 | 0.99346 | 7 | 0.44549
58421 | 4.8 | 1 | 365 | 5.462 | 0.99976 | 6 | 0.46179
58424 | 4.251 | 1 | 365 | 4.8373 | 0.74166 | 5 | 0.57897
58712 | 9.3 | 1 | 365 | 10.5827 | 0.31203 | 10 | 0.89472
58727 | 3.12 | 1 | 365 | 3.5503 | 0.14984 | 3 | 0.70016
58706 | 3.3 | 1 | 365 | 3.7551 | 0.56233 | 4 | 0.31748
58811 | 4.575 | 1 | 365 | 5.206 | 0.48414 | 5 | 0.69015
58816 | 7.28 | 1 | 365 | 8.2841 | 0.68296 | 8 | 0.96705
58866 | 7.125 | 1 | 365 | 8.1077 | 0.32776 | 8 | 0.43547
58869 | 6.84 | 1 | 365 | 7.7834 | 0.67465 | 8 | 0.45805
58871 | 5.67 | 1 | 365 | 6.452 | 0.99346 | 7 | 0.44549
58874 | 5.88 | 1 | 365 | 6.691 | 0.4747 | 7 | 0.1657
58875 | 8.55 | 1 | 365 | 9.7293 | 0.59332 | 10 | 0.32257
58886 | 10.08 | 1 | 365 | 11.4703 | 0.099489 | 11 | 0.56976
58887 | 12.285 | 1 | 365 | 13.9794 | 0.1525 | 14 | 0.1319
58888 | 9.9 | 1 | 365 | 11.2654 | 0.687 | 11 | 0.95245
58889 | 15.696 | 1 | 365 | 17.8609 | 0.9692 | 18 | 0.83006
58890 | 13.25 | 1 | 365 | 15.0775 | 0.36391 | 15 | 0.4414
58897 | 8.82 | 1 | 365 | 10.0365 | 0.21205 | 10 | 0.24854
58898 | 5.46 | 1 | 365 | 6.2131 | 0.51222 | 6 | 0.72529
58900 | 10.2 | 1 | 365 | 11.6068 | 0.37448 | 11 | 0.98131
58901 | 5.4 | 1 | 365 | 6.1448 | 0.37473 | 6 | 0.51952
58902 | 5.035 | 1 | 365 | 5.7294 | 0.53829 | 6 | 0.26773
58903 | 9.92 | 1 | 365 | 11.2882 | 0.73283 | 12 | 0.021037
58904 | 8.82 | 1 | 365 | 10.0365 | 0.21205 | 10 | 0.24854
58905 | 8.4 | 1 | 365 | 9.5586 | 0.24957 | 9 | 0.80814
58907 | 12.75 | 1 | 365 | 14.5085 | 0.2181 | 14 | 0.72663
58908 | 7.29 | 1 | 365 | 8.2955 | 0.70588 | 9 | 0.0013466
58914 | 6.93 | 1 | 365 | 7.8858 | 0.8809 | 8 | 0.76671
56364 | 15.105 | 1 | 365 | 17.1883 | 0.61486 | 17 | 0.8032
57961 | 9.405 | 1 | 365 | 10.7022 | 0.55265 | 11 | 0.25482
58144 | 4.16 | 1 | 365 | 4.7338 | 0.53312 | 5 | 0.26689
58917 | 6.76 | 1 | 365 | 7.6924 | 0.49132 | 8 | 0.18369
58918 | 5.565 | 1 | 365 | 6.3325 | 0.75284 | 7 | 0.08539
58919 | 4.5 | 1 | 365 | 5.1207 | 0.31227 | 5 | 0.43293
58921 | 4.8 | 1 | 365 | 5.462 | 0.99976 | 6 | 0.46179
58926 | 4.845 | 1 | 365 | 5.5132 | 0.10288 | 5 | 0.61612
58934 | 4.41 | 1 | 365 | 5.0182 | 0.10603 | 5 | 0.12427
58937 | 13.515 | 1 | 365 | 15.379 | 0.97119 | 16 | 0.35023
58959 | 11.4 | 1 | 365 | 12.9723 | 0.12442 | 13 | 0.096756
58962 | 5.565 | 1 | 365 | 6.3325 | 0.75284 | 7 | 0.08539
58963 | 5.1 | 1 | 365 | 5.8034 | 0.68724 | 6 | 0.49065
58969 | 9.81 | 1 | 365 | 11.163 | 0.48075 | 11 | 0.64379
58981 | 11.725 | 1 | 365 | 13.3422 | 0.8692 | 14 | 0.21136
58982 | 5.415 | 1 | 365 | 6.1619 | 0.4091 | 6 | 0.57096
58983 | 9.52 | 1 | 365 | 10.833 | 0.81618 | 11 | 0.64922
58984 | 3.99 | 1 | 365 | 4.5403 | 0.14355 | 4 | 0.68386
58986 | 10.4 | 1 | 365 | 11.8344 | 0.83281 | 12 | 0.66722
58989 | 2.85 | 1 | 365 | 3.2431 | 0.53111 | 3 | 0.77419
58990 | 6.625 | 1 | 365 | 7.5387 | 0.18196 | 7 | 0.7207
59044 | 3.445 | 1 | 365 | 3.9201 | 0.89462 | 4 | 0.81477
59045 | 6 | 1 | 365 | 6.8275 | 0.7497 | 7 | 0.57724
59050 | 5.415 | 1 | 365 | 6.1619 | 0.4091 | 6 | 0.57096
59053 | 10.08 | 1 | 365 | 11.4703 | 0.099489 | 11 | 0.56976
59084 | 13.78 | 1 | 365 | 15.6806 | 0.57847 | 16 | 0.25906
59085 | 9.483 | 1 | 365 | 10.7909 | 0.73139 | 11 | 0.52233
59086 | 6.6 | 1 | 365 | 7.5103 | 0.12467 | 7 | 0.63496
59087 | 5.67 | 1 | 365 | 6.452 | 0.99346 | 7 | 0.44549
59089 | 4.505 | 1 | 365 | 5.1263 | 0.32373 | 5 | 0.45008
59090 | 10.5 | 1 | 365 | 11.9482 | 0.061968 | 12 | 0.01017
59091 | 7.59 | 1 | 365 | 8.6368 | 0.39337 | 9 | 0.030209
59092 | 5.035 | 1 | 365 | 5.7294 | 0.53829 | 6 | 0.26773
59094 | 8.4 | 1 | 365 | 9.5586 | 0.24957 | 9 | 0.80814
59197 | 5.2 | 1 | 365 | 5.9172 | 0.9164 | 6 | 0.83361
59198 | 4.55 | 1 | 365 | 5.1776 | 0.42685 | 5 | 0.60441
59199 | 6.44 | 1 | 365 | 7.3282 | 0.75801 | 8 | 0.086238
59251 | 6.615 | 1 | 365 | 7.5274 | 0.15904 | 7 | 0.68641
59252 | 10.5 | 1 | 365 | 11.9482 | 0.061968 | 12 | 0.01017
59261 | 12.3 | 1 | 365 | 13.9965 | 0.18688 | 14 | 0.18334
59268 | 3.465 | 1 | 365 | 3.9429 | 0.94045 | 4 | 0.88336
59269 | 6.095 | 1 | 365 | 6.9356 | 0.9674 | 7 | 0.90305
59272 | 6.555 | 1 | 365 | 7.4591 | 0.021543 | 7 | 0.48063
59274 | 5.865 | 1 | 365 | 6.6739 | 0.44033 | 7 | 0.11425
59425 | 6.44 | 1 | 365 | 7.3282 | 0.75801 | 8 | 0.086238
59434 | 9.8 | 1 | 365 | 11.1517 | 0.45784 | 11 | 0.60949
59441 | 5.13 | 1 | 365 | 5.8376 | 0.75599 | 6 | 0.59354
59443 | 3.975 | 1 | 365 | 4.5232 | 0.10917 | 4 | 0.63242
59550 | 13.5 | 1 | 365 | 15.362 | 0.93682 | 16 | 0.29879
59556 | 12.19 | 1 | 365 | 13.8713 | 0.9348 | 14 | 0.80609
59557 | 7.2 | 1 | 365 | 8.1931 | 0.49964 | 8 | 0.69269
59576 | 5.3 | 1 | 365 | 6.031 | 0.14556 | 6 | 0.17656
59579 | 5.4 | 1 | 365 | 6.1448 | 0.37473 | 6 | 0.51952
59581 | 9.01 | 1 | 365 | 10.2527 | 0.64746 | 10 | 0.90016
59582 | 12 | 1 | 365 | 13.6551 | 0.49939 | 14 | 0.15448
59586 | 5.98 | 1 | 365 | 6.8048 | 0.70386 | 7 | 0.50865
59591 | 5.94 | 1 | 365 | 6.7593 | 0.6122 | 7 | 0.37147
59595 | 9.275 | 1 | 365 | 10.5542 | 0.25474 | 10 | 0.80898
59596 | 6.3 | 1 | 365 | 7.1689 | 0.43718 | 7 | 0.6061
59607 | 4.24 | 1 | 365 | 4.8248 | 0.71645 | 5 | 0.54125
59609 | 11.6 | 1 | 365 | 13.1999 | 0.58275 | 13 | 0.78266
59634 | 5.559 | 1 | 365 | 6.3257 | 0.73909 | 7 | 0.064813
59675 | 3.975 | 1 | 365 | 4.5232 | 0.10917 | 4 | 0.63242
59680 | 7.848 | 1 | 365 | 8.9304 | 0.9846 | 9 | 0.91503
59689 | 11.42 | 1 | 365 | 12.9951 | 0.17025 | 13 | 0.16535
59799 | 7.5 | 1 | 365 | 8.5344 | 0.18712 | 8 | 0.72155
57787 | 5.52 | 1 | 365 | 6.2813 | 0.64972 | 6 | 0.93106
59804 | 10.137 | 1 | 365 | 11.5351 | 0.23011 | 11 | 0.76525
59807 | 5.67 | 1 | 365 | 6.452 | 0.99346 | 7 | 0.44549
59836 | 7.2 | 1 | 365 | 8.1931 | 0.49964 | 8 | 0.69269
59849 | 5.13 | 1 | 365 | 5.8376 | 0.75599 | 6 | 0.59354
59850 | 9.975 | 1 | 365 | 11.3508 | 0.85887 | 12 | 0.20966
59851 | 23.31 | 1 | 365 | 26.525 | 0.41757 | 26 | 0.94258
59852 | 6.6 | 1 | 365 | 7.5103 | 0.12467 | 7 | 0.63496
59853 | 6.76 | 1 | 365 | 7.6924 | 0.49132 | 8 | 0.18369
59854 | 6.3 | 1 | 365 | 7.1689 | 0.43718 | 7 | 0.6061
59855 | 11.13 | 1 | 365 | 12.6651 | 0.50569 | 13 | 0.17078
49182 | 6.84 | 1 | 365 | 7.7834 | 0.67465 | 8 | 0.45805
59857 | 3.75 | 1 | 365 | 4.2672 | 0.59356 | 4 | 0.86078
41343 | 10.005 | 1 | 365 | 11.3849 | 0.92762 | 12 | 0.31255
59858 | 4.5 | 1 | 365 | 5.1207 | 0.31227 | 5 | 0.43293
45576 | 12 | 1 | 365 | 13.6551 | 0.49939 | 14 | 0.15448
48519 | 6.89 | 1 | 365 | 7.8403 | 0.78923 | 8 | 0.62953
59958 | 5.75 | 1 | 365 | 6.5431 | 0.17679 | 6 | 0.71985
45558 | 6.27 | 1 | 365 | 7.1348 | 0.36843 | 7 | 0.50322
51275 | 6.3 | 1 | 365 | 7.1689 | 0.43718 | 7 | 0.6061
59959 | 5.565 | 1 | 365 | 6.3325 | 0.75284 | 7 | 0.08539
49742 | 12.6 | 1 | 365 | 14.3378 | 0.87436 | 15 | 0.2122
49746 | 9.92 | 1 | 365 | 11.2882 | 0.73283 | 12 | 0.021037
47619 | 7.56 | 1 | 365 | 8.6027 | 0.32462 | 8 | 0.92732
59960 | 8.5 | 1 | 365 | 9.6724 | 0.47874 | 10 | 0.15109
47318 | 11.7 | 1 | 365 | 13.3137 | 0.81191 | 14 | 0.12562
59966 | 6 | 1 | 365 | 6.8275 | 0.7497 | 7 | 0.57724
48854 | 5.72 | 1 | 365 | 6.5089 | 0.10804 | 6 | 0.61697
59972 | 12.6 | 1 | 365 | 14.3378 | 0.87436 | 15 | 0.2122
45208 | 11.34 | 1 | 365 | 12.9041 | 0.98693 | 13 | 0.89098
59982 | 11.4 | 1 | 365 | 12.9723 | 0.12442 | 13 | 0.096756
47610 | 5.75 | 1 | 365 | 6.5431 | 0.17679 | 6 | 0.71985
60058 | 6.72 | 1 | 365 | 7.6468 | 0.39966 | 8 | 0.046509
46840 | 3.75 | 1 | 365 | 4.2672 | 0.59356 | 4 | 0.86078
48529 | 6.3 | 1 | 365 | 7.1689 | 0.43718 | 7 | 0.6061
60061 | 4.5 | 1 | 365 | 5.1207 | 0.31227 | 5 | 0.43293
51093 | 5.355 | 1 | 365 | 6.0936 | 0.2716 | 6 | 0.36519
46411 | 9.156 | 1 | 365 | 10.4188 | 0.98204 | 11 | 0.40087
46459 | 6.5 | 1 | 365 | 7.3965 | 0.8955 | 8 | 0.29201
48564 | 6.5 | 1 | 365 | 7.3965 | 0.8955 | 8 | 0.29201
46909 | 6.93 | 1 | 365 | 7.8858 | 0.8809 | 8 | 0.76671
49033 | 6 | 1 | 365 | 6.8275 | 0.7497 | 7 | 0.57724
50275 | 7.41 | 1 | 365 | 8.432 | 0.98087 | 9 | 0.41289
49155 | 8.67 | 1 | 365 | 9.8658 | 0.86831 | 10 | 0.73411
46866 | 6 | 1 | 365 | 6.8275 | 0.7497 | 7 | 0.57724
47306 | 4 | 1 | 365 | 4.5517 | 0.16646 | 4 | 0.71816
48837 | 8.215 | 1 | 365 | 9.348 | 0.82563 | 10 | 0.17367
49480 | 3 | 1 | 365 | 3.4138 | 0.87485 | 4 | 0.28862
46395 | 6.3 | 1 | 365 | 7.1689 | 0.43718 | 7 | 0.6061
49168 | 15.68 | 1 | 365 | 17.8426 | 0.93254 | 18 | 0.77519
51281 | 7.875 | 1 | 365 | 8.9612 | 0.046476 | 9 | 0.0076275
50261 | 10.395 | 1 | 365 | 11.8287 | 0.82135 | 12 | 0.65007
50011 | 8.25 | 1 | 365 | 9.3879 | 0.90583 | 10 | 0.29371
44380 | 8.4 | 1 | 365 | 9.5586 | 0.24957 | 9 | 0.80814
46868 | 9.45 | 1 | 365 | 10.7534 | 0.65577 | 11 | 0.40915
49533 | 2 | 1 | 365 | 2.2758 | 0.58323 | 2 | 0.85908
51280 | 10.5 | 1 | 365 | 11.9482 | 0.061968 | 12 | 0.01017
48869 | 4.41 | 1 | 365 | 5.0182 | 0.10603 | 5 | 0.12427
44400 | 24 | 1 | 365 | 27.3102 | 0.99878 | 28 | 0.30896
49053 | 6.93 | 1 | 365 | 7.8858 | 0.8809 | 8 | 0.76671
50010 | 8.5 | 1 | 365 | 9.6724 | 0.47874 | 10 | 0.15109
51317 | 4.725 | 1 | 365 | 5.3767 | 0.82789 | 6 | 0.20458
46853 | 9.135 | 1 | 365 | 10.3949 | 0.93391 | 11 | 0.32885
47399 | 8.75 | 1 | 365 | 9.9568 | 0.05164 | 10 | 0.008475
49177 | 8.829 | 1 | 365 | 10.0467 | 0.23268 | 10 | 0.27941
49060 | 8.1 | 1 | 365 | 9.2172 | 0.56209 | 9 | 0.77927
47425 | 3.48 | 1 | 365 | 3.96 | 0.97482 | 4 | 0.9348
50161 | 8.37 | 1 | 365 | 9.5244 | 0.18083 | 9 | 0.70525
49992 | 4.2 | 1 | 365 | 4.7793 | 0.62479 | 5 | 0.40407
49879 | 3.705 | 1 | 365 | 4.216 | 0.49044 | 4 | 0.70645
55953 | 6.3 | 1 | 365 | 7.1689 | 0.43718 | 7 | 0.6061
55952 | 10.08 | 1 | 365 | 11.4703 | 0.099489 | 11 | 0.56976
56406 | 9.28 | 1 | 365 | 10.5599 | 0.2662 | 10 | 0.82613
57568 | 4.77 | 1 | 365 | 5.4279 | 0.93101 | 6 | 0.35891
57950 | 8.84 | 1 | 365 | 10.0592 | 0.25789 | 10 | 0.31713
57952 | 3.12 | 1 | 365 | 3.5503 | 0.14984 | 3 | 0.70016
57953 | 9.1 | 1 | 365 | 10.3551 | 0.85371 | 11 | 0.20881
57956 | 4.16 | 1 | 365 | 4.7338 | 0.53312 | 5 | 0.26689
57957 | 4.68 | 1 | 365 | 5.3255 | 0.72476 | 6 | 0.050247
57958 | 8.06 | 1 | 365 | 9.1717 | 0.47042 | 9 | 0.64209
57977 | 5.61 | 1 | 365 | 6.3838 | 0.85597 | 7 | 0.23972
57980 | 4.77 | 1 | 365 | 5.4279 | 0.93101 | 6 | 0.35891
40580 | 3.64 | 1 | 365 | 4.142 | 0.34148 | 4 | 0.48353
47887 | 3.57 | 1 | 365 | 4.0624 | 0.18107 | 4 | 0.24346
38731 | 5.2 | 1 | 365 | 5.9172 | 0.9164 | 6 | 0.83361
45648 | 10.92 | 1 | 365 | 12.4261 | 0.024447 | 12 | 0.45058
41752 | 7.02 | 1 | 365 | 7.9882 | 0.087144 | 8 | 0.075371
54430 | 11.22 | 1 | 365 | 12.7675 | 0.71193 | 13 | 0.47944
55395 | 9.945 | 1 | 365 | 11.3167 | 0.79012 | 12 | 0.10678
55727 | 5.2 | 1 | 365 | 5.9172 | 0.9164 | 6 | 0.83361
55735 | 4.335 | 1 | 365 | 4.9329 | 0.93416 | 5 | 0.86706
50440 | 7.28 | 1 | 365 | 8.2841 | 0.68296 | 8 | 0.96705
55955 | 11.475 | 1 | 365 | 13.0577 | 0.29629 | 13 | 0.35397
56030 | 6.12 | 1 | 365 | 6.9641 | 0.02469 | 6 | 0.98878
37879 | 4.16 | 1 | 365 | 4.7338 | 0.53312 | 5 | 0.26689
39464 | 5.13 | 1 | 365 | 5.8376 | 0.75599 | 6 | 0.59354
48046 | 12.22 | 1 | 365 | 13.9054 | 0.0035475 | 13 | 0.90898
50338 | 13.26 | 1 | 365 | 15.0889 | 0.38683 | 15 | 0.4757
50372 | 7.56 | 1 | 365 | 8.6027 | 0.32462 | 8 | 0.92732
56494 | 6.48 | 1 | 365 | 7.3737 | 0.84967 | 8 | 0.22342
56531 | 3.64 | 1 | 365 | 4.142 | 0.34148 | 4 | 0.48353
56551 | 4.845 | 1 | 365 | 5.5132 | 0.10288 | 5 | 0.61612
55889 | 6.12 | 1 | 365 | 6.9641 | 0.02469 | 6 | 0.98878
57983 | 5.46 | 1 | 365 | 6.2131 | 0.51222 | 6 | 0.72529
57986 | 4.16 | 1 | 365 | 4.7338 | 0.53312 | 5 | 0.26689
57987 | 9.945 | 1 | 365 | 11.3167 | 0.79012 | 12 | 0.10678
57994 | 4.42 | 1 | 365 | 5.0296 | 0.12894 | 5 | 0.15857
58003 | 4.16 | 1 | 365 | 4.7338 | 0.53312 | 5 | 0.26689
58013 | 10.14 | 1 | 365 | 11.5385 | 0.23699 | 11 | 0.77554
58019 | 3.825 | 1 | 365 | 4.3526 | 0.76543 | 5 | 0.11799
58023 | 4.59 | 1 | 365 | 5.2231 | 0.51852 | 5 | 0.74159
58026 | 5.2 | 1 | 365 | 5.9172 | 0.9164 | 6 | 0.83361
58030 | 4.42 | 1 | 365 | 5.0296 | 0.12894 | 5 | 0.15857
58037 | 5.83 | 1 | 365 | 6.6341 | 0.36012 | 6 | 0.99422
58041 | 7.54 | 1 | 365 | 8.5799 | 0.27878 | 8 | 0.85873
58048 | 7.54 | 1 | 365 | 8.5799 | 0.27878 | 8 | 0.85873
58076 | 5.46 | 1 | 365 | 6.2131 | 0.51222 | 6 | 0.72529
58080 | 11.96 | 1 | 365 | 13.6096 | 0.40773 | 14 | 0.017298
58082 | 4.68 | 1 | 365 | 5.3255 | 0.72476 | 6 | 0.050247
58127 | 9.36 | 1 | 365 | 10.651 | 0.44953 | 11 | 0.10049
58131 | 2.12 | 1 | 365 | 2.4124 | 0.85823 | 3 | 0.27062
56488 | 2.86 | 1 | 365 | 3.2545 | 0.55402 | 3 | 0.80848
58135 | 8.67 | 1 | 365 | 9.8658 | 0.86831 | 10 | 0.73411
58158 | 4.68 | 1 | 365 | 5.3255 | 0.72476 | 6 | 0.050247
58228 | 4.94 | 1 | 365 | 5.6213 | 0.32058 | 5 | 0.94193
58270 | 5.865 | 1 | 365 | 6.6739 | 0.44033 | 7 | 0.11425
58296 | 6.5 | 1 | 365 | 7.3965 | 0.8955 | 8 | 0.29201
58297 | 8.06 | 1 | 365 | 9.1717 | 0.47042 | 9 | 0.64209
58299 | 14.04 | 1 | 365 | 15.9765 | 0.17429 | 16 | 0.15074
58405 | 11.475 | 1 | 365 | 13.0577 | 0.29629 | 13 | 0.35397
58444 | 10.66 | 1 | 365 | 12.1303 | 0.42863 | 12 | 0.5589
58445 | 5.1 | 1 | 365 | 5.8034 | 0.68724 | 6 | 0.49065
58461 | 3.9 | 1 | 365 | 4.4379 | 0.9373 | 5 | 0.37521
58489 | 11.985 | 1 | 365 | 13.638 | 0.46502 | 14 | 0.10304
58479 | 3.12 | 1 | 365 | 3.5503 | 0.14984 | 3 | 0.70016
58498 | 3.18 | 1 | 365 | 3.6186 | 0.28734 | 3 | 0.90594
58506 | 7.54 | 1 | 365 | 8.5799 | 0.27878 | 8 | 0.85873
58513 | 3.315 | 1 | 365 | 3.7722 | 0.59671 | 4 | 0.36893
58519 | 6.24 | 1 | 365 | 7.1006 | 0.29968 | 7 | 0.40033
58521 | 9.1 | 1 | 365 | 10.3551 | 0.85371 | 11 | 0.20881
55272 | 3.975 | 1 | 365 | 4.5232 | 0.10917 | 4 | 0.63242
39983 | 8.32 | 1 | 365 | 9.4675 | 0.066245 | 9 | 0.53377
45811 | 7.65 | 1 | 365 | 8.7051 | 0.53086 | 9 | 0.23598
39442 | 11.395 | 1 | 365 | 12.9666 | 0.11296 | 13 | 0.079608
40583 | 7.02 | 1 | 365 | 7.9882 | 0.087144 | 8 | 0.075371
39521 | 10.4 | 1 | 365 | 11.8344 | 0.83281 | 12 | 0.66722
39559 | 8.32 | 1 | 365 | 9.4675 | 0.066245 | 9 | 0.53377
50353 | 3.315 | 1 | 365 | 3.7722 | 0.59671 | 4 | 0.36893
37907 | 7.14 | 1 | 365 | 8.1248 | 0.36214 | 8 | 0.48692
41178 | 5.72 | 1 | 365 | 6.5089 | 0.10804 | 6 | 0.61697
55095 | 6.63 | 1 | 365 | 7.5444 | 0.19341 | 7 | 0.73785
55845 | 10.965 | 1 | 365 | 12.4773 | 0.12757 | 12 | 0.60491
37813 | 10.865 | 1 | 365 | 12.3635 | 0.89841 | 13 | 0.26195
55698 | 7.395 | 1 | 365 | 8.4149 | 0.9465 | 9 | 0.36145
54681 | 4.08 | 1 | 365 | 4.6427 | 0.34979 | 4 | 0.99252
45635 | 4.16 | 1 | 365 | 4.7338 | 0.53312 | 5 | 0.26689
42238 | 3.64 | 1 | 365 | 4.142 | 0.34148 | 4 | 0.48353
50300 | 12.48 | 1 | 365 | 14.2013 | 0.59937 | 14 | 0.80066
50341 | 12.24 | 1 | 365 | 13.9282 | 0.04938 | 13 | 0.97757
55098 | 2.805 | 1 | 365 | 3.1919 | 0.42798 | 3 | 0.61986
45985 | 4.42 | 1 | 365 | 5.0296 | 0.12894 | 5 | 0.15857
59606 | 14.04 | 1 | 365 | 15.9765 | 0.17429 | 16 | 0.15074
59610 | 5.2 | 1 | 365 | 5.9172 | 0.9164 | 6 | 0.83361
49006 | 13.23 | 1 | 365 | 15.0547 | 0.31808 | 15 | 0.37281
42748 | 6.05 | 1 | 365 | 6.8844 | 0.86428 | 7 | 0.74872
48330 | 6.54 | 1 | 365 | 7.442 | 0.98717 | 8 | 0.42919
45696 | 3.38 | 1 | 365 | 3.8462 | 0.74566 | 4 | 0.59185
48144 | 6.89 | 1 | 365 | 7.8403 | 0.78923 | 8 | 0.62953
38475 | 9.35 | 1 | 365 | 10.6396 | 0.42661 | 11 | 0.066199
58335 | 10.64 | 1 | 365 | 12.1075 | 0.38279 | 12 | 0.49031
57539 | 8.745 | 1 | 365 | 9.9511 | 0.040182 | 9 | 0.99133
58933 | 6.89 | 1 | 365 | 7.8403 | 0.78923 | 8 | 0.62953
58598 | 9.01 | 1 | 365 | 10.2527 | 0.64746 | 10 | 0.90016
58197 | 4.24 | 1 | 365 | 4.8248 | 0.71645 | 5 | 0.54125
57411 | 7.54 | 1 | 365 | 8.5799 | 0.27878 | 8 | 0.85873
56996 | 4.68 | 1 | 365 | 5.3255 | 0.72476 | 6 | 0.050247
58867 | 3.975 | 1 | 365 | 4.5232 | 0.10917 | 4 | 0.63242
56211 | 9.88 | 1 | 365 | 11.2427 | 0.64117 | 11 | 0.88386
59185 | 7.02 | 1 | 365 | 7.9882 | 0.087144 | 8 | 0.075371
56693 | 5.2 | 1 | 365 | 5.9172 | 0.9164 | 6 | 0.83361
57944 | 3.445 | 1 | 365 | 3.9201 | 0.89462 | 4 | 0.81477
44183 | 9.52 | 1 | 365 | 10.833 | 0.81618 | 11 | 0.64922
57135 | 10.8 | 1 | 365 | 12.2896 | 0.74945 | 13 | 0.039032
59348 | 4.42 | 1 | 365 | 5.0296 | 0.12894 | 5 | 0.15857
36132 | 14.25 | 1 | 365 | 16.2154 | 0.65553 | 16 | 0.87094
39388 | 6.05 | 1 | 365 | 6.8844 | 0.86428 | 7 | 0.74872
39915 | 10.1 | 1 | 365 | 11.493 | 0.14532 | 11 | 0.63835
43045 | 9.045 | 1 | 365 | 10.2925 | 0.72767 | 11 | 0.020189
56112 | 3.18 | 1 | 365 | 3.6186 | 0.28734 | 3 | 0.90594
56650 | 12.22 | 1 | 365 | 13.9054 | 0.0035475 | 13 | 0.90898
57330 | 5.72 | 1 | 365 | 6.5089 | 0.10804 | 6 | 0.61697
57744 | 5.83 | 1 | 365 | 6.6341 | 0.36012 | 6 | 0.99422
58915 | 16.96 | 1 | 365 | 19.2992 | 0.86581 | 20 | 0.165
59108 | 11.44 | 1 | 365 | 13.0179 | 0.21609 | 13 | 0.23394
42895 | 6.065 | 1 | 365 | 6.9015 | 0.89865 | 7 | 0.80016
50731 | 9.36 | 1 | 365 | 10.651 | 0.44953 | 11 | 0.10049
50929 | 4.24 | 1 | 365 | 4.8248 | 0.71645 | 5 | 0.54125
56113 | 5.3 | 1 | 365 | 6.031 | 0.14556 | 6 | 0.17656
56171 | 7.155 | 1 | 365 | 8.1418 | 0.39651 | 8 | 0.53836
56172 | 9.275 | 1 | 365 | 10.5542 | 0.25474 | 10 | 0.80898
56329 | 10.6 | 1 | 365 | 12.062 | 0.29113 | 12 | 0.35312
43122 | 12.48 | 1 | 365 | 14.2013 | 0.59937 | 14 | 0.80066
49663 | 4.68 | 1 | 365 | 5.3255 | 0.72476 | 6 | 0.050247
37954 | 11.7 | 1 | 365 | 13.3137 | 0.81191 | 14 | 0.12562
56389 | 5.72 | 1 | 365 | 6.5089 | 0.10804 | 6 | 0.61697
40817 | 8.06 | 1 | 365 | 9.1717 | 0.47042 | 9 | 0.64209
47507 | 7.42 | 1 | 365 | 8.4434 | 0.0037907 | 8 | 0.44719
42254 | 2.65 | 1 | 365 | 3.0155 | 0.072782 | 3 | 0.088281
40519 | 7.02 | 1 | 365 | 7.9882 | 0.087144 | 8 | 0.075371
38719 | 10.6 | 1 | 365 | 12.062 | 0.29113 | 12 | 0.35312
56392 | 3.975 | 1 | 365 | 4.5232 | 0.10917 | 4 | 0.63242
38834 | 3.51 | 1 | 365 | 3.9941 | 0.043572 | 4 | 0.037685
40097 | 13 | 1 | 365 | 14.793 | 0.79101 | 15 | 0.58402
42046 | 6.375 | 1 | 365 | 7.2543 | 0.60905 | 7 | 0.86332
38180 | 8.32 | 1 | 365 | 9.4675 | 0.066245 | 9 | 0.53377
56947 | 5.3 | 1 | 365 | 6.031 | 0.14556 | 6 | 0.17656
53154 | 4.59 | 1 | 365 | 5.2231 | 0.51852 | 5 | 0.74159
53176 | 7.905 | 1 | 365 | 8.9953 | 0.11522 | 9 | 0.11051
56955 | 4.42 | 1 | 365 | 5.0296 | 0.12894 | 5 | 0.15857
53186 | 6.12 | 1 | 365 | 6.9641 | 0.02469 | 6 | 0.98878
53189 | 3.825 | 1 | 365 | 4.3526 | 0.76543 | 5 | 0.11799
53229 | 13.78 | 1 | 365 | 15.6806 | 0.57847 | 16 | 0.25906
57076 | 5.3 | 1 | 365 | 6.031 | 0.14556 | 6 | 0.17656
57081 | 8.525 | 1 | 365 | 9.7008 | 0.53603 | 10 | 0.23683
57087 | 6.625 | 1 | 365 | 7.5387 | 0.18196 | 7 | 0.7207
53204 | 6.5 | 1 | 365 | 7.3965 | 0.8955 | 8 | 0.29201
52938 | 2.04 | 1 | 365 | 2.3214 | 0.6749 | 2 | 0.99626
57234 | 5.3 | 1 | 365 | 6.031 | 0.14556 | 6 | 0.17656
50457 | 10.4 | 1 | 365 | 11.8344 | 0.83281 | 12 | 0.66722
38783 | 7.02 | 1 | 365 | 7.9882 | 0.087144 | 8 | 0.075371
41700 | 6.5 | 1 | 365 | 7.3965 | 0.8955 | 8 | 0.29201
57306 | 7.95 | 1 | 365 | 9.0465 | 0.21835 | 9 | 0.26484
57582 | 9.18 | 1 | 365 | 10.4461 | 0.037035 | 10 | 0.48318
57844 | 6.6 | 1 | 365 | 7.5103 | 0.12467 | 7 | 0.63496
34404 | 2.34 | 1 | 365 | 2.6627 | 0.36238 | 3 | 0.025124
53835 | 4.68 | 1 | 365 | 5.3255 | 0.72476 | 6 | 0.050247
54359 | 7.8 | 1 | 365 | 8.8758 | 0.8746 | 9 | 0.75041
52352 | 9.62 | 1 | 365 | 10.9468 | 0.045346 | 10 | 0.99217
54760 | 9.1 | 1 | 365 | 10.3551 | 0.85371 | 11 | 0.20881
55004 | 9.36 | 1 | 365 | 10.651 | 0.44953 | 11 | 0.10049
54943 | 10.4 | 1 | 365 | 11.8344 | 0.83281 | 12 | 0.66722
52558 | 7.02 | 1 | 365 | 7.9882 | 0.087144 | 8 | 0.075371
51728 | 2.08 | 1 | 365 | 2.3669 | 0.76656 | 3 | 0.13344
54403 | 5.72 | 1 | 365 | 6.5089 | 0.10804 | 6 | 0.61697
50847 | 5.72 | 1 | 365 | 6.5089 | 0.10804 | 6 | 0.61697
19941 | 10.92 | 1 | 365 | 12.4261 | 0.024447 | 12 | 0.45058
53871 | 2.08 | 1 | 365 | 2.3669 | 0.76656 | 3 | 0.13344
25307 | 7.54 | 1 | 365 | 8.5799 | 0.27878 | 8 | 0.85873
52420 | 2.34 | 1 | 365 | 2.6627 | 0.36238 | 3 | 0.025124
53192 | 2.34 | 1 | 365 | 2.6627 | 0.36238 | 3 | 0.025124
37392 | 3.12 | 1 | 365 | 3.5503 | 0.14984 | 3 | 0.70016
54976 | 7.02 | 1 | 365 | 7.9882 | 0.087144 | 8 | 0.075371
54940 | 13 | 1 | 365 | 14.793 | 0.79101 | 15 | 0.58402
54797 | 6.5 | 1 | 365 | 7.3965 | 0.8955 | 8 | 0.29201
55305 | 2.34 | 1 | 365 | 2.6627 | 0.36238 | 3 | 0.025124
53829 | 5.72 | 1 | 365 | 6.5089 | 0.10804 | 6 | 0.61697
48553 | 4.68 | 1 | 365 | 5.3255 | 0.72476 | 6 | 0.050247
55215 | 7.28 | 1 | 365 | 8.2841 | 0.68296 | 8 | 0.96705
54992 | 12.22 | 1 | 365 | 13.9054 | 0.0035475 | 13 | 0.90898
54770 | 7.8 | 1 | 365 | 8.8758 | 0.8746 | 9 | 0.75041
58015 | 13.2 | 1 | 365 | 15.0206 | 0.24933 | 15 | 0.26993
54908 | 9.36 | 1 | 365 | 10.651 | 0.44953 | 11 | 0.10049
53905 | 6.76 | 1 | 365 | 7.6924 | 0.49132 | 8 | 0.18369
56328 | 9.36 | 1 | 365 | 10.651 | 0.44953 | 11 | 0.10049
58431 | 6.36 | 1 | 365 | 7.2372 | 0.57468 | 7 | 0.81187
55043 | 2.6 | 1 | 365 | 2.9586 | 0.9582 | 3 | 0.9168
56548 | 7.54 | 1 | 365 | 8.5799 | 0.27878 | 8 | 0.85873
58573 | 5.3 | 1 | 365 | 6.031 | 0.14556 | 6 | 0.17656
56567 | 12.22 | 1 | 365 | 13.9054 | 0.0035475 | 13 | 0.90898
59180 | 4.505 | 1 | 365 | 5.1263 | 0.32373 | 5 | 0.45008
54909 | 3.9 | 1 | 365 | 4.4379 | 0.9373 | 5 | 0.37521
56860 | 9.18 | 1 | 365 | 10.4461 | 0.037035 | 10 | 0.48318
59802 | 7.245 | 1 | 365 | 8.2443 | 0.60276 | 8 | 0.84702
57285 | 4.59 | 1 | 365 | 5.2231 | 0.51852 | 5 | 0.74159
57339 | 4.16 | 1 | 365 | 4.7338 | 0.53312 | 5 | 0.26689
57802 | 6 | 1 | 365 | 6.8275 | 0.7497 | 7 | 0.57724
57662 | 7.54 | 1 | 365 | 8.5799 | 0.27878 | 8 | 0.85873
59583 | 5.67 | 1 | 365 | 6.452 | 0.99346 | 7 | 0.44549
57730 | 4.59 | 1 | 365 | 5.2231 | 0.51852 | 5 | 0.74159
57772 | 9.275 | 1 | 365 | 10.5542 | 0.25474 | 10 | 0.80898
57819 | 2.34 | 1 | 365 | 2.6627 | 0.36238 | 3 | 0.025124
49201 | 2.28 | 1 | 365 | 2.5945 | 0.22488 | 2 | 0.81935
49546 | 8.28 | 1 | 365 | 9.422 | 0.97458 | 10 | 0.39659
51448 | 8.32 | 1 | 365 | 9.4675 | 0.066245 | 9 | 0.53377
53252 | 9.18 | 1 | 365 | 10.4461 | 0.037035 | 10 | 0.48318
56041 | 6.095 | 1 | 365 | 6.9356 | 0.9674 | 7 | 0.90305
56576 | 10.6 | 1 | 365 | 12.062 | 0.29113 | 12 | 0.35312
57464 | 4.94 | 1 | 365 | 5.6213 | 0.32058 | 5 | 0.94193
58123 | 6.5 | 1 | 365 | 7.3965 | 0.8955 | 8 | 0.29201
58146 | 4.59 | 1 | 365 | 5.2231 | 0.51852 | 5 | 0.74159
58331 | 2.85 | 1 | 365 | 3.2431 | 0.53111 | 3 | 0.77419
58837 | 8.1 | 1 | 365 | 9.2172 | 0.56209 | 9 | 0.77927
58882 | 14.575 | 1 | 365 | 16.5852 | 0.4003 | 16 | 0.98555
58985 | 5.75 | 1 | 365 | 6.5431 | 0.17679 | 6 | 0.71985
59856 | 8.7 | 1 | 365 | 9.8999 | 0.93706 | 10 | 0.837
40140 | 15.08 | 1 | 365 | 17.1599 | 0.55757 | 17 | 0.71746
54577 | 2.6 | 1 | 365 | 2.9586 | 0.9582 | 3 | 0.9168
41478 | 6.63 | 1 | 365 | 7.5444 | 0.19341 | 7 | 0.73785
43581 | 8.84 | 1 | 365 | 10.0592 | 0.25789 | 10 | 0.31713
46619 | 10.4 | 1 | 365 | 11.8344 | 0.83281 | 12 | 0.66722
50641 | 6.24 | 1 | 365 | 7.1006 | 0.29968 | 7 | 0.40033
39373 | 7.155 | 1 | 365 | 8.1418 | 0.39651 | 8 | 0.53836
48090 | 4.59 | 1 | 365 | 5.2231 | 0.51852 | 5 | 0.74159
40531 | 6.24 | 1 | 365 | 7.1006 | 0.29968 | 7 | 0.40033
42240 | 11.18 | 1 | 365 | 12.722 | 0.62027 | 13 | 0.34226
40033 | 6.24 | 1 | 365 | 7.1006 | 0.29968 | 7 | 0.40033
40022 | 7.54 | 1 | 365 | 8.5799 | 0.27878 | 8 | 0.85873
50252 | 10.66 | 1 | 365 | 12.1303 | 0.42863 | 12 | 0.5589
50277 | 3.9 | 1 | 365 | 4.4379 | 0.9373 | 5 | 0.37521
50567 | 2.04 | 1 | 365 | 2.3214 | 0.6749 | 2 | 0.99626
39293 | 5.1 | 1 | 365 | 5.8034 | 0.68724 | 6 | 0.49065
50284 | 12.75 | 1 | 365 | 14.5085 | 0.2181 | 14 | 0.72663
39940 | 2.86 | 1 | 365 | 3.2545 | 0.55402 | 3 | 0.80848
39479 | 14.82 | 1 | 365 | 16.864 | 0.96175 | 17 | 0.82578
40092 | 12.22 | 1 | 365 | 13.9054 | 0.0035475 | 13 | 0.90898
50332 | 3.71 | 1 | 365 | 4.2217 | 0.5019 | 4 | 0.72359
43448 | 11.25 | 1 | 365 | 12.8016 | 0.78068 | 13 | 0.58232
39173 | 3.64 | 1 | 365 | 4.142 | 0.34148 | 4 | 0.48353
47371 | 6.5 | 1 | 365 | 7.3965 | 0.8955 | 8 | 0.29201
39481 | 13.78 | 1 | 365 | 15.6806 | 0.57847 | 16 | 0.25906
50376 | 3.315 | 1 | 365 | 3.7722 | 0.59671 | 4 | 0.36893
45079 | 7.905 | 1 | 365 | 8.9953 | 0.11522 | 9 | 0.11051
42353 | 3.06 | 1 | 365 | 3.482 | 0.012345 | 3 | 0.49439
42434 | 5.72 | 1 | 365 | 6.5089 | 0.10804 | 6 | 0.61697
46249 | 10.14 | 1 | 365 | 11.5385 | 0.23699 | 11 | 0.77554
39523 | 14.04 | 1 | 365 | 15.9765 | 0.17429 | 16 | 0.15074
39205 | 3.12 | 1 | 365 | 3.5503 | 0.14984 | 3 | 0.70016
45372 | 6.375 | 1 | 365 | 7.2543 | 0.60905 | 7 | 0.86332
37830 | 4.68 | 1 | 365 | 5.3255 | 0.72476 | 6 | 0.050247
45782 | 6.89 | 1 | 365 | 7.8403 | 0.78923 | 8 | 0.62953
42975 | 7.54 | 1 | 365 | 8.5799 | 0.27878 | 8 | 0.85873
45727 | 3.38 | 1 | 365 | 3.8462 | 0.74566 | 4 | 0.59185
50245 | 7.395 | 1 | 365 | 8.4149 | 0.9465 | 9 | 0.36145
53259 | 11.925 | 1 | 365 | 13.5697 | 0.32752 | 13 | 0.89726
53012 | 6.24 | 1 | 365 | 7.1006 | 0.29968 | 7 | 0.40033
41096 | 9.62 | 1 | 365 | 10.9468 | 0.045346 | 10 | 0.99217
47704 | 18.425 | 1 | 365 | 20.9662 | 0.22302 | 21 | 0.18927
40939 | 10.455 | 1 | 365 | 11.897 | 0.95885 | 12 | 0.85584
36122 | 18.9 | 1 | 365 | 21.5068 | 0.31154 | 21 | 0.81831
38567 | 3.57 | 1 | 365 | 4.0624 | 0.18107 | 4 | 0.24346
44348 | 12 | 1 | 365 | 13.6551 | 0.49939 | 14 | 0.15448
52391 | 4.68 | 1 | 365 | 5.3255 | 0.72476 | 6 | 0.050247
55863 | 5.355 | 1 | 365 | 6.0936 | 0.2716 | 6 | 0.36519
37467 | 12.73 | 1 | 365 | 14.4858 | 0.17227 | 14 | 0.65804
46727 | 18.09 | 1 | 365 | 20.585 | 0.45533 | 21 | 0.040379
40561 | 9.69 | 1 | 365 | 11.0265 | 0.20576 | 11 | 0.23224
48720 | 10.464 | 1 | 365 | 11.9072 | 0.97947 | 12 | 0.88671
41940 | 9.18 | 1 | 365 | 10.4461 | 0.037035 | 10 | 0.48318
39156 | 3.975 | 1 | 365 | 4.5232 | 0.10917 | 4 | 0.63242
43642 | 14.175 | 1 | 365 | 16.1301 | 0.48366 | 16 | 0.61373
50651 | 15.6 | 1 | 365 | 17.7516 | 0.74921 | 18 | 0.50082
44098 | 17.28 | 1 | 365 | 19.6633 | 0.59912 | 20 | 0.26245
50382 | 7.14 | 1 | 365 | 8.1248 | 0.36214 | 8 | 0.48692
45928 | 3.64 | 1 | 365 | 4.142 | 0.34148 | 4 | 0.48353
52873 | 4.16 | 1 | 365 | 4.7338 | 0.53312 | 5 | 0.26689
52907 | 6.12 | 1 | 365 | 6.9641 | 0.02469 | 6 | 0.98878
47552 | 9.88 | 1 | 365 | 11.2427 | 0.64117 | 11 | 0.88386
40498 | 3.64 | 1 | 365 | 4.142 | 0.34148 | 4 | 0.48353
58835 | 6.38 | 1 | 365 | 7.26 | 0.62051 | 7 | 0.88047
50237 | 10.71 | 1 | 365 | 12.1872 | 0.54321 | 12 | 0.73037
52963 | 8.16 | 1 | 365 | 9.2855 | 0.69959 | 9 | 0.98505
58834 | 3.825 | 1 | 365 | 4.3526 | 0.76543 | 5 | 0.11799
52987 | 7.395 | 1 | 365 | 8.4149 | 0.9465 | 9 | 0.36145
38871 | 11.88 | 1 | 365 | 13.5185 | 0.2244 | 13 | 0.74294
50408 | 2.08 | 1 | 365 | 2.3669 | 0.76656 | 3 | 0.13344
45545 | 3.825 | 1 | 365 | 4.3526 | 0.76543 | 5 | 0.11799
39684 | 4.16 | 1 | 365 | 4.7338 | 0.53312 | 5 | 0.26689
37878 | 14.04 | 1 | 365 | 15.9765 | 0.17429 | 16 | 0.15074
39018 | 5.46 | 1 | 365 | 6.2131 | 0.51222 | 6 | 0.72529
58801 | 9.9 | 1 | 365 | 11.2654 | 0.687 | 11 | 0.95245
50392 | 5.1 | 1 | 365 | 5.8034 | 0.68724 | 6 | 0.49065
58799 | 9.156 | 1 | 365 | 10.4188 | 0.98204 | 11 | 0.40087
40380 | 5.035 | 1 | 365 | 5.7294 | 0.53829 | 6 | 0.26773
58796 | 10.464 | 1 | 365 | 11.9072 | 0.97947 | 12 | 0.88671
58758 | 8.97 | 1 | 365 | 10.2072 | 0.5558 | 10 | 0.76297
55599 | 10.6 | 1 | 365 | 12.062 | 0.29113 | 12 | 0.35312
50774 | 10.8 | 1 | 365 | 12.2896 | 0.74945 | 13 | 0.039032
50874 | 8.99 | 1 | 365 | 10.2299 | 0.60163 | 10 | 0.83156
36784 | 6.867 | 1 | 365 | 7.8141 | 0.73653 | 8 | 0.55065
50438 | 9.135 | 1 | 365 | 10.3949 | 0.93391 | 11 | 0.32885
54759 | 8.32 | 1 | 365 | 9.4675 | 0.066245 | 9 | 0.53377
49820 | 11.655 | 1 | 365 | 13.2625 | 0.70878 | 13 | 0.97129
54600 | 7.8 | 1 | 365 | 8.8758 | 0.8746 | 9 | 0.75041
45431 | 7.95 | 1 | 365 | 9.0465 | 0.21835 | 9 | 0.26484
50862 | 6.24 | 1 | 365 | 7.1006 | 0.29968 | 7 | 0.40033
49255 | 13.5 | 1 | 365 | 15.362 | 0.93682 | 16 | 0.29879
55580 | 6 | 1 | 365 | 6.8275 | 0.7497 | 7 | 0.57724
36269 | 14.145 | 1 | 365 | 16.0959 | 0.41491 | 16 | 0.51084
36188 | 4 | 1 | 365 | 4.5517 | 0.16646 | 4 | 0.71816
38948 | 10.725 | 1 | 365 | 12.2042 | 0.57758 | 12 | 0.78182
50426 | 2.44 | 1 | 365 | 2.7765 | 0.59154 | 3 | 0.36808
41638 | 6.92 | 1 | 365 | 7.8744 | 0.85798 | 8 | 0.73242
50863 | 2.8 | 1 | 365 | 3.1862 | 0.41652 | 3 | 0.60271
37262 | 12.34 | 1 | 365 | 14.042 | 0.27854 | 14 | 0.32052
37166 | 10.92 | 1 | 365 | 12.4261 | 0.024447 | 12 | 0.45058
51162 | 7.685 | 1 | 365 | 8.7449 | 0.61107 | 9 | 0.35601
39875 | 12.305 | 1 | 365 | 14.0022 | 0.19833 | 14 | 0.20049
44164 | 8.829 | 1 | 365 | 10.0467 | 0.23268 | 10 | 0.27941
43623 | 6.84 | 1 | 365 | 7.7834 | 0.67465 | 8 | 0.45805
54472 | 5.6 | 1 | 365 | 6.3724 | 0.83305 | 7 | 0.20542
50421 | 7.935 | 1 | 365 | 9.0294 | 0.18397 | 9 | 0.2134
54495 | 24.5 | 1 | 365 | 27.8791 | 0.14459 | 28 | 0.02373
54886 | 11.34 | 1 | 365 | 12.9041 | 0.98693 | 13 | 0.89098
44518 | 10.05 | 1 | 365 | 11.4361 | 0.030741 | 11 | 0.46688
54816 | 9.99 | 1 | 365 | 11.3679 | 0.89324 | 12 | 0.2611
43251 | 7.14 | 1 | 365 | 8.1248 | 0.36214 | 8 | 0.48692
55565 | 7.02 | 1 | 365 | 7.9882 | 0.087144 | 8 | 0.075371
44529 | 8.06 | 1 | 365 | 9.1717 | 0.47042 | 9 | 0.64209
44381 | 4.65 | 1 | 365 | 5.2913 | 0.65601 | 5 | 0.94736
55574 | 7.8 | 1 | 365 | 8.8758 | 0.8746 | 9 | 0.75041
44539 | 7.44 | 1 | 365 | 8.4662 | 0.049623 | 8 | 0.51578
55782 | 9.86 | 1 | 365 | 11.2199 | 0.59533 | 11 | 0.81526
45257 | 6.27 | 1 | 365 | 7.1348 | 0.36843 | 7 | 0.50322
50179 | 3.6 | 1 | 365 | 4.0965 | 0.24982 | 4 | 0.34634
55551 | 6.36 | 1 | 365 | 7.2372 | 0.57468 | 7 | 0.81187
58838 | 8.28 | 1 | 365 | 9.422 | 0.97458 | 10 | 0.39659
58847 | 5.72 | 1 | 365 | 6.5089 | 0.10804 | 6 | 0.61697
58186 | 5.5 | 1 | 365 | 6.2586 | 0.60389 | 6 | 0.86247
38966 | 8.06 | 1 | 365 | 9.1717 | 0.47042 | 9 | 0.64209
58189 | 7.15 | 1 | 365 | 8.1362 | 0.38505 | 8 | 0.52121
59083 | 7.155 | 1 | 365 | 8.1418 | 0.39651 | 8 | 0.53836
59632 | 7.29 | 1 | 365 | 8.2955 | 0.70588 | 9 | 0.0013466
43567 | 6.7 | 1 | 365 | 7.6241 | 0.35383 | 7 | 0.97792
57976 | 10.07 | 1 | 365 | 11.4589 | 0.076573 | 11 | 0.53547
58007 | 7.685 | 1 | 365 | 8.7449 | 0.61107 | 9 | 0.35601
58027 | 2.385 | 1 | 365 | 2.7139 | 0.4655 | 3 | 0.17945
58098 | 5.83 | 1 | 365 | 6.6341 | 0.36012 | 6 | 0.99422
58106 | 3.18 | 1 | 365 | 3.6186 | 0.28734 | 3 | 0.90594
58141 | 6.89 | 1 | 365 | 7.8403 | 0.78923 | 8 | 0.62953
58151 | 9.54 | 1 | 365 | 10.8558 | 0.86202 | 11 | 0.71781
58492 | 4.68 | 1 | 365 | 5.3255 | 0.72476 | 6 | 0.050247
58500 | 3.71 | 1 | 365 | 4.2217 | 0.5019 | 4 | 0.72359
50517 | 5.3 | 1 | 365 | 6.031 | 0.14556 | 6 | 0.17656
57891 | 8.745 | 1 | 365 | 9.9511 | 0.040182 | 9 | 0.99133
59071 | 6.36 | 1 | 365 | 7.2372 | 0.57468 | 7 | 0.81187
47577 | 8.06 | 1 | 365 | 9.1717 | 0.47042 | 9 | 0.64209
40189 | 4.16 | 1 | 365 | 4.7338 | 0.53312 | 5 | 0.26689
45990 | 10.4 | 1 | 365 | 11.8344 | 0.83281 | 12 | 0.66722
43811 | 7.28 | 1 | 365 | 8.2841 | 0.68296 | 8 | 0.96705
58862 | 7.65 | 1 | 365 | 8.7051 | 0.53086 | 9 | 0.23598
46146 | 6.12 | 1 | 365 | 6.9641 | 0.02469 | 6 | 0.98878
58756 | 10.695 | 1 | 365 | 12.1701 | 0.50883 | 12 | 0.67893
48038 | 6.5 | 1 | 365 | 7.3965 | 0.8955 | 8 | 0.29201
37576 | 4.16 | 1 | 365 | 4.7338 | 0.53312 | 5 | 0.26689
58682 | 14.7 | 1 | 365 | 16.7275 | 0.68676 | 17 | 0.41424
40265 | 6.12 | 1 | 365 | 6.9641 | 0.02469 | 6 | 0.98878
43043 | 9.69 | 1 | 365 | 11.0265 | 0.20576 | 11 | 0.23224
45448 | 9.945 | 1 | 365 | 11.3167 | 0.79012 | 12 | 0.10678
58668 | 11.6 | 1 | 365 | 13.1999 | 0.58275 | 13 | 0.78266
58641 | 10.88 | 1 | 365 | 12.3806 | 0.93278 | 13 | 0.3134
58265 | 10.14 | 1 | 365 | 11.5385 | 0.23699 | 11 | 0.77554
58418 | 11.22 | 1 | 365 | 12.7675 | 0.71193 | 13 | 0.47944
58857 | 3.38 | 1 | 365 | 3.8462 | 0.74566 | 4 | 0.59185
58044 | 11.7 | 1 | 365 | 13.3137 | 0.81191 | 14 | 0.12562
38307 | 7.28 | 1 | 365 | 8.2841 | 0.68296 | 8 | 0.96705
45105 | 6.5 | 1 | 365 | 7.3965 | 0.8955 | 8 | 0.29201
58064 | 15.87 | 1 | 365 | 18.0589 | 0.36795 | 18 | 0.4268
40180 | 9.1 | 1 | 365 | 10.3551 | 0.85371 | 11 | 0.20881
45992 | 4.845 | 1 | 365 | 5.5132 | 0.10288 | 5 | 0.61612
58420 | 8.8 | 1 | 365 | 10.0137 | 0.16622 | 10 | 0.17995
41027 | 13 | 1 | 365 | 14.793 | 0.79101 | 15 | 0.58402
38713 | 8.58 | 1 | 365 | 9.7634 | 0.66207 | 10 | 0.42545
58484 | 7.2 | 1 | 365 | 8.1931 | 0.49964 | 8 | 0.69269
38155 | 8.32 | 1 | 365 | 9.4675 | 0.066245 | 9 | 0.53377
58028 | 9.86 | 1 | 365 | 11.2199 | 0.59533 | 11 | 0.81526
57921 | 14.79 | 1 | 365 | 16.8299 | 0.893 | 17 | 0.7229
57909 | 9.315 | 1 | 365 | 10.5998 | 0.3464 | 10 | 0.94617
42389 | 6.76 | 1 | 365 | 7.6924 | 0.49132 | 8 | 0.18369
52131 | 5.46 | 1 | 365 | 6.2131 | 0.51222 | 6 | 0.72529
41622 | 4.16 | 1 | 365 | 4.7338 | 0.53312 | 5 | 0.26689
36447 | 19.89 | 1 | 365 | 22.6333 | 0.58024 | 23 | 0.21355
38641 | 7.56 | 1 | 365 | 8.6027 | 0.32462 | 8 | 0.92732
40026 | 9.1 | 1 | 365 | 10.3551 | 0.85371 | 11 | 0.20881
38329 | 5.215 | 1 | 365 | 5.9343 | 0.95078 | 6 | 0.88505
39341 | 6.72 | 1 | 365 | 7.6468 | 0.39966 | 8 | 0.046509
56717 | 4.24 | 1 | 365 | 4.8248 | 0.71645 | 5 | 0.54125
57517 | 10.8 | 1 | 365 | 12.2896 | 0.74945 | 13 | 0.039032
56718 | 4.24 | 1 | 365 | 4.8248 | 0.71645 | 5 | 0.54125
56720 | 6.24 | 1 | 365 | 7.1006 | 0.29968 | 7 | 0.40033
39832 | 8.84 | 1 | 365 | 10.0592 | 0.25789 | 10 | 0.31713
45517 | 9.1 | 1 | 365 | 10.3551 | 0.85371 | 11 | 0.20881
39838 | 5.72 | 1 | 365 | 6.5089 | 0.10804 | 6 | 0.61697
31622 | 4.94 | 1 | 365 | 5.6213 | 0.32058 | 5 | 0.94193
41516 | 4.94 | 1 | 365 | 5.6213 | 0.32058 | 5 | 0.94193
56726 | 3.445 | 1 | 365 | 3.9201 | 0.89462 | 4 | 0.81477
48588 | 4.42 | 1 | 365 | 5.0296 | 0.12894 | 5 | 0.15857
41009 | 5.5 | 1 | 365 | 6.2586 | 0.60389 | 6 | 0.86247
38358 | 7.15 | 1 | 365 | 8.1362 | 0.38505 | 8 | 0.52121
54926 | 8.32 | 1 | 365 | 9.4675 | 0.066245 | 9 | 0.53377
40231 | 8.4 | 1 | 365 | 9.5586 | 0.24957 | 9 | 0.80814
56727 | 8.215 | 1 | 365 | 9.348 | 0.82563 | 10 | 0.17367
51161 | 7.28 | 1 | 365 | 8.2841 | 0.68296 | 8 | 0.96705
39891 | 5.46 | 1 | 365 | 6.2131 | 0.51222 | 6 | 0.72529
55067 | 4.68 | 1 | 365 | 5.3255 | 0.72476 | 6 | 0.050247
56313 | 10.14 | 1 | 365 | 11.5385 | 0.23699 | 11 | 0.77554
31878 | 7.28 | 1 | 365 | 8.2841 | 0.68296 | 8 | 0.96705
52644 | 7.54 | 1 | 365 | 8.5799 | 0.27878 | 8 | 0.85873
53441 | 7.02 | 1 | 365 | 7.9882 | 0.087144 | 8 | 0.075371
56628 | 6.24 | 1 | 365 | 7.1006 | 0.29968 | 7 | 0.40033
56641 | 6.24 | 1 | 365 | 7.1006 | 0.29968 | 7 | 0.40033
55202 | 9.88 | 1 | 365 | 11.2427 | 0.64117 | 11 | 0.88386
54951 | 2.6 | 1 | 365 | 2.9586 | 0.9582 | 3 | 0.9168
56648 | 2.86 | 1 | 365 | 3.2545 | 0.55402 | 3 | 0.80848
55136 | 4.68 | 1 | 365 | 5.3255 | 0.72476 | 6 | 0.050247
32514 | 5.72 | 1 | 365 | 6.5089 | 0.10804 | 6 | 0.61697
54862 | 8.06 | 1 | 365 | 9.1717 | 0.47042 | 9 | 0.64209
54950 | 6.76 | 1 | 365 | 7.6924 | 0.49132 | 8 | 0.18369
54302 | 5.98 | 1 | 365 | 6.8048 | 0.70386 | 7 | 0.50865
55070 | 3.64 | 1 | 365 | 4.142 | 0.34148 | 4 | 0.48353
54921 | 8.06 | 1 | 365 | 9.1717 | 0.47042 | 9 | 0.64209
56655 | 6.24 | 1 | 365 | 7.1006 | 0.29968 | 7 | 0.40033
38109 | 10.92 | 1 | 365 | 12.4261 | 0.024447 | 12 | 0.45058
56699 | 11.44 | 1 | 365 | 13.0179 | 0.21609 | 13 | 0.23394
56703 | 4.68 | 1 | 365 | 5.3255 | 0.72476 | 6 | 0.050247
38013 | 12.1 | 1 | 365 | 13.7689 | 0.72855 | 14 | 0.49743
56702 | 4.24 | 1 | 365 | 4.8248 | 0.71645 | 5 | 0.54125
37521 | 19.32 | 1 | 365 | 21.9847 | 0.27402 | 22 | 0.25871
40865 | 8.06 | 1 | 365 | 9.1717 | 0.47042 | 9 | 0.64209
36353 | 9.9 | 1 | 365 | 11.2654 | 0.687 | 11 | 0.95245
56706 | 10.14 | 1 | 365 | 11.5385 | 0.23699 | 11 | 0.77554
57521 | 11.4 | 1 | 365 | 12.9723 | 0.12442 | 13 | 0.096756
38630 | 8.12 | 1 | 365 | 9.2399 | 0.60792 | 9 | 0.84786
55338 | 14.56 | 1 | 365 | 16.5682 | 0.36593 | 16 | 0.9341
57726 | 11.4 | 1 | 365 | 12.9723 | 0.12442 | 13 | 0.096756
51740 | 5.2 | 1 | 365 | 5.9172 | 0.9164 | 6 | 0.83361
41707 | 3.9 | 1 | 365 | 4.4379 | 0.9373 | 5 | 0.37521
57725 | 10.35 | 1 | 365 | 11.7775 | 0.71823 | 12 | 0.49574
57643 | 11.73 | 1 | 365 | 13.3478 | 0.88066 | 14 | 0.2285
58868 | 7.685 | 1 | 365 | 8.7449 | 0.61107 | 9 | 0.35601
57268 | 13.23 | 1 | 365 | 15.0547 | 0.31808 | 15 | 0.37281
42088 | 4.335 | 1 | 365 | 4.9329 | 0.93416 | 5 | 0.86706
53157 | 7.28 | 1 | 365 | 8.2841 | 0.68296 | 8 | 0.96705
55151 | 17.16 | 1 | 365 | 19.5268 | 0.32413 | 19 | 0.85091
56608 | 9.88 | 1 | 365 | 11.2427 | 0.64117 | 11 | 0.88386
56610 | 17.16 | 1 | 365 | 19.5268 | 0.32413 | 19 | 0.85091
56611 | 4.16 | 1 | 365 | 4.7338 | 0.53312 | 5 | 0.26689
56306 | 7.28 | 1 | 365 | 8.2841 | 0.68296 | 8 | 0.96705
36672 | 12.825 | 1 | 365 | 14.5939 | 0.38998 | 14 | 0.98385
56612 | 6.24 | 1 | 365 | 7.1006 | 0.29968 | 7 | 0.40033
56707 | 8.06 | 1 | 365 | 9.1717 | 0.47042 | 9 | 0.64209
55005 | 6.24 | 1 | 365 | 7.1006 | 0.29968 | 7 | 0.40033
55042 | 9.805 | 1 | 365 | 11.1573 | 0.46929 | 11 | 0.62664
38418 | 4.2 | 1 | 365 | 4.7793 | 0.62479 | 5 | 0.40407
36879 | 7.675 | 1 | 365 | 8.7336 | 0.58815 | 9 | 0.32172
55153 | 4.42 | 1 | 365 | 5.0296 | 0.12894 | 5 | 0.15857
43351 | 5.46 | 1 | 365 | 6.2131 | 0.51222 | 6 | 0.72529
43254 | 3.9 | 1 | 365 | 4.4379 | 0.9373 | 5 | 0.37521
56609 | 3.9 | 1 | 365 | 4.4379 | 0.9373 | 5 | 0.37521
53719 | 4.16 | 1 | 365 | 4.7338 | 0.53312 | 5 | 0.26689
38748 | 8.84 | 1 | 365 | 10.0592 | 0.25789 | 10 | 0.31713
55068 | 9.62 | 1 | 365 | 10.9468 | 0.045346 | 10 | 0.99217
48626 | 13 | 1 | 365 | 14.793 | 0.79101 | 15 | 0.58402
56614 | 7.8 | 1 | 365 | 8.8758 | 0.8746 | 9 | 0.75041
39868 | 5.225 | 1 | 365 | 5.9457 | 0.97369 | 6 | 0.91935
50657 | 7.8 | 1 | 365 | 8.8758 | 0.8746 | 9 | 0.75041
52199 | 2.86 | 1 | 365 | 3.2545 | 0.55402 | 3 | 0.80848
53124 | 4.42 | 1 | 365 | 5.0296 | 0.12894 | 5 | 0.15857
54070 | 5.2 | 1 | 365 | 5.9172 | 0.9164 | 6 | 0.83361
58844 | 10.07 | 1 | 365 | 11.4589 | 0.076573 | 11 | 0.53547
21745 | 3.9 | 1 | 365 | 4.4379 | 0.9373 | 5 | 0.37521
56310 | 11.18 | 1 | 365 | 12.722 | 0.62027 | 13 | 0.34226
56620 | 2.08 | 1 | 365 | 2.3669 | 0.76656 | 3 | 0.13344
56730 | 6.095 | 1 | 365 | 6.9356 | 0.9674 | 7 | 0.90305
51764 | 4.94 | 1 | 365 | 5.6213 | 0.32058 | 5 | 0.94193
54238 | 8.06 | 1 | 365 | 9.1717 | 0.47042 | 9 | 0.64209
52574 | 3.9 | 1 | 365 | 4.4379 | 0.9373 | 5 | 0.37521
58876 | 8.48 | 1 | 365 | 9.6496 | 0.4329 | 10 | 0.082499
56729 | 8.48 | 1 | 365 | 9.6496 | 0.4329 | 10 | 0.082499
52425 | 8.06 | 1 | 365 | 9.1717 | 0.47042 | 9 | 0.64209
56664 | 4.505 | 1 | 365 | 5.1263 | 0.32373 | 5 | 0.45008
52096 | 5.46 | 1 | 365 | 6.2131 | 0.51222 | 6 | 0.72529
38743 | 3.64 | 1 | 365 | 4.142 | 0.34148 | 4 | 0.48353
29234 | 7.02 | 1 | 365 | 7.9882 | 0.087144 | 8 | 0.075371
56745 | 5.2 | 1 | 365 | 5.9172 | 0.9164 | 6 | 0.83361
51922 | 7.28 | 1 | 365 | 8.2841 | 0.68296 | 8 | 0.96705
56732 | 3.975 | 1 | 365 | 4.5232 | 0.10917 | 4 | 0.63242
58836 | 14.3 | 1 | 365 | 16.2723 | 0.77011 | 17 | 0.042422
57069 | 7.8 | 1 | 365 | 8.8758 | 0.8746 | 9 | 0.75041
53912 | 9.36 | 1 | 365 | 10.651 | 0.44953 | 11 | 0.10049
36443 | 4.235 | 1 | 365 | 4.8191 | 0.70499 | 5 | 0.5241
55052 | 4.42 | 1 | 365 | 5.0296 | 0.12894 | 5 | 0.15857
58865 | 8.745 | 1 | 365 | 9.9511 | 0.040182 | 9 | 0.99133
55053 | 7.54 | 1 | 365 | 8.5799 | 0.27878 | 8 | 0.85873
54962 | 7.28 | 1 | 365 | 8.2841 | 0.68296 | 8 | 0.96705
44894 | 11.75 | 1 | 365 | 13.3706 | 0.92649 | 14 | 0.29709
53858 | 4.42 | 1 | 365 | 5.0296 | 0.12894 | 5 | 0.15857
56740 | 10.66 | 1 | 365 | 12.1303 | 0.42863 | 12 | 0.5589
56753 | 6.095 | 1 | 365 | 6.9356 | 0.9674 | 7 | 0.90305
48960 | 5.46 | 1 | 365 | 6.2131 | 0.51222 | 6 | 0.72529
48697 | 17.42 | 1 | 365 | 19.8226 | 0.91995 | 20 | 0.74259
54397 | 4.16 | 1 | 365 | 4.7338 | 0.53312 | 5 | 0.26689
53571 | 3.9 | 1 | 365 | 4.4379 | 0.9373 | 5 | 0.37521
54206 | 8.84 | 1 | 365 | 10.0592 | 0.25789 | 10 | 0.31713
52280 | 5.98 | 1 | 365 | 6.8048 | 0.70386 | 7 | 0.50865
55066 | 3.9 | 1 | 365 | 4.4379 | 0.9373 | 5 | 0.37521
56321 | 12.22 | 1 | 365 | 13.9054 | 0.0035475 | 13 | 0.90898
56755 | 4.24 | 1 | 365 | 4.8248 | 0.71645 | 5 | 0.54125
55222 | 5.98 | 1 | 365 | 6.8048 | 0.70386 | 7 | 0.50865
53666 | 4.94 | 1 | 365 | 5.6213 | 0.32058 | 5 | 0.94193
54123 | 4.94 | 1 | 365 | 5.6213 | 0.32058 | 5 | 0.94193
53648 | 14.56 | 1 | 365 | 16.5682 | 0.36593 | 16 | 0.9341
52097 | 5.46 | 1 | 365 | 6.2131 | 0.51222 | 6 | 0.72529
54928 | 9.1 | 1 | 365 | 10.3551 | 0.85371 | 11 | 0.20881
54128 | 5.72 | 1 | 365 | 6.5089 | 0.10804 | 6 | 0.61697
32560 | 8.06 | 1 | 365 | 9.1717 | 0.47042 | 9 | 0.64209
52018 | 4.94 | 1 | 365 | 5.6213 | 0.32058 | 5 | 0.94193
55163 | 9.62 | 1 | 365 | 10.9468 | 0.045346 | 10 | 0.99217
56331 | 7.02 | 1 | 365 | 7.9882 | 0.087144 | 8 | 0.075371
53540 | 7.54 | 1 | 365 | 8.5799 | 0.27878 | 8 | 0.85873
56763 | 4.42 | 1 | 365 | 5.0296 | 0.12894 | 5 | 0.15857
52857 | 8.32 | 1 | 365 | 9.4675 | 0.066245 | 9 | 0.53377
56765 | 8.06 | 1 | 365 | 9.1717 | 0.47042 | 9 | 0.64209
56766 | 6.5 | 1 | 365 | 7.3965 | 0.8955 | 8 | 0.29201
32953 | 963.585 | 0.8 | 365 | 877.1892 | 0.53344 | 877 | 0.72264
54750 | 10.4 | 1 | 365 | 11.8344 | 0.83281 | 12 | 0.66722
54851 | 6.24 | 1 | 365 | 7.1006 | 0.29968 | 7 | 0.40033
54982 | 11.18 | 1 | 365 | 12.722 | 0.62027 | 13 | 0.34226
32426 | 10.4 | 1 | 365 | 11.8344 | 0.83281 | 12 | 0.66722
48644 | 5.2 | 1 | 365 | 5.9172 | 0.9164 | 6 | 0.83361
54764 | 4.16 | 1 | 365 | 4.7338 | 0.53312 | 5 | 0.26689
56867 | 7.02 | 1 | 365 | 7.9882 | 0.087144 | 8 | 0.075371
52683 | 6.5 | 1 | 365 | 7.3965 | 0.8955 | 8 | 0.29201
55240 | 3.12 | 1 | 365 | 3.5503 | 0.14984 | 3 | 0.70016
56781 | 13 | 1 | 365 | 14.793 | 0.79101 | 15 | 0.58402
53825 | 8.58 | 1 | 365 | 9.7634 | 0.66207 | 10 | 0.42545
56785 | 8.48 | 1 | 365 | 9.6496 | 0.4329 | 10 | 0.082499
54915 | 5.72 | 1 | 365 | 6.5089 | 0.10804 | 6 | 0.61697
56786 | 5.3 | 1 | 365 | 6.031 | 0.14556 | 6 | 0.17656
32373 | 9.88 | 1 | 365 | 11.2427 | 0.64117 | 11 | 0.88386
54210 | 4.16 | 1 | 365 | 4.7338 | 0.53312 | 5 | 0.26689
55747 | 4.94 | 1 | 365 | 5.6213 | 0.32058 | 5 | 0.94193
53904 | 3.9 | 1 | 365 | 4.4379 | 0.9373 | 5 | 0.37521
55286 | 9.62 | 1 | 365 | 10.9468 | 0.045346 | 10 | 0.99217
54384 | 5.46 | 1 | 365 | 6.2131 | 0.51222 | 6 | 0.72529
55100 | 7.02 | 1 | 365 | 7.9882 | 0.087144 | 8 | 0.075371
55011 | 3.9 | 1 | 365 | 4.4379 | 0.9373 | 5 | 0.37521
54185 | 5.2 | 1 | 365 | 5.9172 | 0.9164 | 6 | 0.83361
55114 | 12.04 | 1 | 365 | 13.7006 | 0.59106 | 14 | 0.29166
57679 | 4.42 | 1 | 365 | 5.0296 | 0.12894 | 5 | 0.15857
57388 | 5.85 | 1 | 365 | 6.6569 | 0.40595 | 7 | 0.062809
56844 | 4.35 | 1 | 365 | 4.95 | 0.96853 | 5 | 0.9185
55990 | 3.1 | 1 | 365 | 3.5276 | 0.10401 | 3 | 0.63157
44781 | 24.96 | 1 | 365 | 28.4026 | 0.19874 | 28 | 0.60132
44335 | 19.5 | 1 | 365 | 22.1895 | 0.68651 | 22 | 0.87603
56291 | 7.848 | 1 | 365 | 8.9304 | 0.9846 | 9 | 0.91503
51287 | 6 | 1 | 365 | 6.8275 | 0.7497 | 7 | 0.57724
41366 | 3.795 | 1 | 365 | 4.3184 | 0.69668 | 5 | 0.015104
58134 | 4.275 | 1 | 365 | 4.8646 | 0.79666 | 5 | 0.66128
48276 | 6.867 | 1 | 365 | 7.8141 | 0.73653 | 8 | 0.55065
56941 | 8.32 | 1 | 365 | 9.4675 | 0.066245 | 9 | 0.53377
52261 | 5.2 | 1 | 365 | 5.9172 | 0.9164 | 6 | 0.83361
54635 | 15.12 | 1 | 365 | 17.2054 | 0.64923 | 17 | 0.85464
37447 | 8.574 | 1 | 365 | 9.7566 | 0.64832 | 10 | 0.40488
48885 | 8.96 | 1 | 365 | 10.1958 | 0.53288 | 10 | 0.72868
56942 | 5.46 | 1 | 365 | 6.2131 | 0.51222 | 6 | 0.72529
56945 | 10.4 | 1 | 365 | 11.8344 | 0.83281 | 12 | 0.66722
48272 | 2.08 | 1 | 365 | 2.3669 | 0.76656 | 3 | 0.13344
55184 | 4.32 | 1 | 365 | 4.9158 | 0.89978 | 5 | 0.81561
53906 | 6.76 | 1 | 365 | 7.6924 | 0.49132 | 8 | 0.18369
56948 | 4.42 | 1 | 365 | 5.0296 | 0.12894 | 5 | 0.15857
56949 | 5.72 | 1 | 365 | 6.5089 | 0.10804 | 6 | 0.61697
50124 | 4.5 | 1 | 365 | 5.1207 | 0.31227 | 5 | 0.43293
54263 | 5.72 | 1 | 365 | 6.5089 | 0.10804 | 6 | 0.61697
56959 | 2.915 | 1 | 365 | 3.317 | 0.68006 | 3 | 0.99711
55172 | 3.3 | 1 | 365 | 3.7551 | 0.56233 | 4 | 0.31748
56960 | 10.865 | 1 | 365 | 12.3635 | 0.89841 | 13 | 0.26195
55019 | 10.4 | 1 | 365 | 11.8344 | 0.83281 | 12 | 0.66722
56961 | 3.64 | 1 | 365 | 4.142 | 0.34148 | 4 | 0.48353
55471 | 6.5 | 1 | 365 | 7.3965 | 0.8955 | 8 | 0.29201
54476 | 8.25 | 1 | 365 | 9.3879 | 0.90583 | 10 | 0.29371
56963 | 6.76 | 1 | 365 | 7.6924 | 0.49132 | 8 | 0.18369
55746 | 7.14 | 1 | 365 | 8.1248 | 0.36214 | 8 | 0.48692
56964 | 7.8 | 1 | 365 | 8.8758 | 0.8746 | 9 | 0.75041
55752 | 9.435 | 1 | 365 | 10.7363 | 0.6214 | 11 | 0.35771
56969 | 9.62 | 1 | 365 | 10.9468 | 0.045346 | 10 | 0.99217
51341 | 3.71 | 1 | 365 | 4.2217 | 0.5019 | 4 | 0.72359
49388 | 11.96 | 1 | 365 | 13.6096 | 0.40773 | 14 | 0.017298
44759 | 9.435 | 1 | 365 | 10.7363 | 0.6214 | 11 | 0.35771
48120 | 7.42 | 1 | 365 | 8.4434 | 0.0037907 | 8 | 0.44719
56973 | 9.36 | 1 | 365 | 10.651 | 0.44953 | 11 | 0.10049
51362 | 4.77 | 1 | 365 | 5.4279 | 0.93101 | 6 | 0.35891
57067 | 5.035 | 1 | 365 | 5.7294 | 0.53829 | 6 | 0.26773
57072 | 11.18 | 1 | 365 | 12.722 | 0.62027 | 13 | 0.34226
28768 | 10.66 | 1 | 365 | 12.1303 | 0.42863 | 12 | 0.5589
37853 | 12.22 | 1 | 365 | 13.9054 | 0.0035475 | 13 | 0.90898
57063 | 13.52 | 1 | 365 | 15.3847 | 0.98265 | 16 | 0.36738
57084 | 3.12 | 1 | 365 | 3.5503 | 0.14984 | 3 | 0.70016
56975 | 8.58 | 1 | 365 | 9.7634 | 0.66207 | 10 | 0.42545
57086 | 11.7 | 1 | 365 | 13.3137 | 0.81191 | 14 | 0.12562
56980 | 9.54 | 1 | 365 | 10.8558 | 0.86202 | 11 | 0.71781
57099 | 4.94 | 1 | 365 | 5.6213 | 0.32058 | 5 | 0.94193
57097 | 7.42 | 1 | 365 | 8.4434 | 0.0037907 | 8 | 0.44719
47130 | 58.9 | 0.9 | 365 | 60.3214 | 0.47856 | 60 | 0.79992
56978 | 6.24 | 1 | 365 | 7.1006 | 0.29968 | 7 | 0.40033
56981 | 4.505 | 1 | 365 | 5.1263 | 0.32373 | 5 | 0.45008
56982 | 5.035 | 1 | 365 | 5.7294 | 0.53829 | 6 | 0.26773
56986 | 6.095 | 1 | 365 | 6.9356 | 0.9674 | 7 | 0.90305
56988 | 7.685 | 1 | 365 | 8.7449 | 0.61107 | 9 | 0.35601
55034 | 5.46 | 1 | 365 | 6.2131 | 0.51222 | 6 | 0.72529
58958 | 30.6 | 0.9 | 365 | 31.3384 | 0.1111 | 31 | 0.44953
56992 | 9.36 | 1 | 365 | 10.651 | 0.44953 | 11 | 0.10049
56997 | 3.64 | 1 | 365 | 4.142 | 0.34148 | 4 | 0.48353
56923 | 3.9 | 1 | 365 | 4.4379 | 0.9373 | 5 | 0.37521
55412 | 3.38 | 1 | 365 | 3.8462 | 0.74566 | 4 | 0.59185
23936 | 7.8 | 1 | 365 | 8.8758 | 0.8746 | 9 | 0.75041
47956 | 14.025 | 1 | 365 | 15.9594 | 0.13991 | 16 | 0.099299
51132 | 2.915 | 1 | 365 | 3.317 | 0.68006 | 3 | 0.99711
54819 | 3.64 | 1 | 365 | 4.142 | 0.34148 | 4 | 0.48353
55426 | 5.2 | 1 | 365 | 5.9172 | 0.9164 | 6 | 0.83361
49277 | 9.156 | 1 | 365 | 10.4188 | 0.98204 | 11 | 0.40087
54917 | 10.92 | 1 | 365 | 12.4261 | 0.024447 | 12 | 0.45058
57001 | 17.16 | 1 | 365 | 19.5268 | 0.32413 | 19 | 0.85091
57013 | 4.68 | 1 | 365 | 5.3255 | 0.72476 | 6 | 0.050247
44635 | 9.75 | 1 | 365 | 11.0948 | 0.34326 | 11 | 0.43801
57035 | 6.76 | 1 | 365 | 7.6924 | 0.49132 | 8 | 0.18369
42818 | 9.01 | 1 | 365 | 10.2527 | 0.64746 | 10 | 0.90016
54412 | 5.72 | 1 | 365 | 6.5089 | 0.10804 | 6 | 0.61697
57036 | 8.84 | 1 | 365 | 10.0592 | 0.25789 | 10 | 0.31713
43021 | 9.35 | 1 | 365 | 10.6396 | 0.42661 | 11 | 0.066199
57041 | 5.72 | 1 | 365 | 6.5089 | 0.10804 | 6 | 0.61697
57040 | 7.02 | 1 | 365 | 7.9882 | 0.087144 | 8 | 0.075371
54244 | 5.2 | 1 | 365 | 5.9172 | 0.9164 | 6 | 0.83361
55160 | 4.68 | 1 | 365 | 5.3255 | 0.72476 | 6 | 0.050247
57045 | 5.035 | 1 | 365 | 5.7294 | 0.53829 | 6 | 0.26773
55299 | 6.24 | 1 | 365 | 7.1006 | 0.29968 | 7 | 0.40033
57043 | 5.46 | 1 | 365 | 6.2131 | 0.51222 | 6 | 0.72529
52109 | 5.98 | 1 | 365 | 6.8048 | 0.70386 | 7 | 0.50865
57047 | 9.88 | 1 | 365 | 11.2427 | 0.64117 | 11 | 0.88386
44054 | 9.36 | 1 | 365 | 10.651 | 0.44953 | 11 | 0.10049
57048 | 4.42 | 1 | 365 | 5.0296 | 0.12894 | 5 | 0.15857
38687 | 9.1 | 1 | 365 | 10.3551 | 0.85371 | 11 | 0.20881
31652 | 4.16 | 1 | 365 | 4.7338 | 0.53312 | 5 | 0.26689
47945 | 8.4 | 1 | 365 | 9.5586 | 0.24957 | 9 | 0.80814
53566 | 6.76 | 1 | 365 | 7.6924 | 0.49132 | 8 | 0.18369
48178 | 8.48 | 1 | 365 | 9.6496 | 0.4329 | 10 | 0.082499
55227 | 5.98 | 1 | 365 | 6.8048 | 0.70386 | 7 | 0.50865
19953 | 8.32 | 1 | 365 | 9.4675 | 0.066245 | 9 | 0.53377
56940 | 5.83 | 1 | 365 | 6.6341 | 0.36012 | 6 | 0.99422
51442 | 6.89 | 1 | 365 | 7.8403 | 0.78923 | 8 | 0.62953
57060 | 9.62 | 1 | 365 | 10.9468 | 0.045346 | 10 | 0.99217
49069 | 6.5 | 1 | 365 | 7.3965 | 0.8955 | 8 | 0.29201
57102 | 5.565 | 1 | 365 | 6.3325 | 0.75284 | 7 | 0.08539
56533 | 11.7 | 1 | 365 | 13.3137 | 0.81191 | 14 | 0.12562
57104 | 6.24 | 1 | 365 | 7.1006 | 0.29968 | 7 | 0.40033
31936 | 13 | 1 | 365 | 14.793 | 0.79101 | 15 | 0.58402
53625 | 6.5 | 1 | 365 | 7.3965 | 0.8955 | 8 | 0.29201
50917 | 3.38 | 1 | 365 | 3.8462 | 0.74566 | 4 | 0.59185
57485 | 4.94 | 1 | 365 | 5.6213 | 0.32058 | 5 | 0.94193
56322 | 13 | 1 | 365 | 14.793 | 0.79101 | 15 | 0.58402
57487 | 5.98 | 1 | 365 | 6.8048 | 0.70386 | 7 | 0.50865
32345 | 6.76 | 1 | 365 | 7.6924 | 0.49132 | 8 | 0.18369
49091 | 8.06 | 1 | 365 | 9.1717 | 0.47042 | 9 | 0.64209
53972 | 4.08 | 1 | 365 | 4.6427 | 0.34979 | 4 | 0.99252
57345 | 7.42 | 1 | 365 | 8.4434 | 0.0037907 | 8 | 0.44719
51858 | 5.98 | 1 | 365 | 6.8048 | 0.70386 | 7 | 0.50865
55307 | 4.16 | 1 | 365 | 4.7338 | 0.53312 | 5 | 0.26689
57276 | 3.64 | 1 | 365 | 4.142 | 0.34148 | 4 | 0.48353
57132 | 12.22 | 1 | 365 | 13.9054 | 0.0035475 | 13 | 0.90898
57391 | 6.625 | 1 | 365 | 7.5387 | 0.18196 | 7 | 0.7207
56994 | 5.46 | 1 | 365 | 6.2131 | 0.51222 | 6 | 0.72529
57387 | 10.92 | 1 | 365 | 12.4261 | 0.024447 | 12 | 0.45058
56685 | 9.88 | 1 | 365 | 11.2427 | 0.64117 | 11 | 0.88386
57626 | 7.28 | 1 | 365 | 8.2841 | 0.68296 | 8 | 0.96705
51786 | 2.6 | 1 | 365 | 2.9586 | 0.9582 | 3 | 0.9168
57628 | 4.16 | 1 | 365 | 4.7338 | 0.53312 | 5 | 0.26689
57623 | 6.89 | 1 | 365 | 7.8403 | 0.78923 | 8 | 0.62953
57633 | 8.84 | 1 | 365 | 10.0592 | 0.25789 | 10 | 0.31713
57647 | 6.76 | 1 | 365 | 7.6924 | 0.49132 | 8 | 0.18369
57657 | 5.2 | 1 | 365 | 5.9172 | 0.9164 | 6 | 0.83361
57743 | 9.54 | 1 | 365 | 10.8558 | 0.86202 | 11 | 0.71781
57761 | 6.095 | 1 | 365 | 6.9356 | 0.9674 | 7 | 0.90305
57768 | 8.48 | 1 | 365 | 9.6496 | 0.4329 | 10 | 0.082499
27947 | 11.96 | 1 | 365 | 13.6096 | 0.40773 | 14 | 0.017298
52320 | 4.42 | 1 | 365 | 5.0296 | 0.12894 | 5 | 0.15857
57164 | 7.54 | 1 | 365 | 8.5799 | 0.27878 | 8 | 0.85873
57415 | 4.42 | 1 | 365 | 5.0296 | 0.12894 | 5 | 0.15857
57460 | 3.975 | 1 | 365 | 4.5232 | 0.10917 | 4 | 0.63242
57108 | 6.76 | 1 | 365 | 7.6924 | 0.49132 | 8 | 0.18369
57118 | 7.02 | 1 | 365 | 7.9882 | 0.087144 | 8 | 0.075371
57122 | 7.685 | 1 | 365 | 8.7449 | 0.61107 | 9 | 0.35601
57123 | 7.685 | 1 | 365 | 8.7449 | 0.61107 | 9 | 0.35601
57126 | 6.36 | 1 | 365 | 7.2372 | 0.57468 | 7 | 0.81187
57125 | 6.89 | 1 | 365 | 7.8403 | 0.78923 | 8 | 0.62953
53846 | 8.32 | 1 | 365 | 9.4675 | 0.066245 | 9 | 0.53377
42722 | 11.55 | 1 | 365 | 13.143 | 0.46816 | 13 | 0.61119
51342 | 11.395 | 1 | 365 | 12.9666 | 0.11296 | 13 | 0.079608
42807 | 8.84 | 1 | 365 | 10.0592 | 0.25789 | 10 | 0.31713
57385 | 9.805 | 1 | 365 | 11.1573 | 0.46929 | 11 | 0.62664
50130 | 7.95 | 1 | 365 | 9.0465 | 0.21835 | 9 | 0.26484
48791 | 4.32 | 1 | 365 | 4.9158 | 0.89978 | 5 | 0.81561
57645 | 5.83 | 1 | 365 | 6.6341 | 0.36012 | 6 | 0.99422
48717 | 6.3 | 1 | 365 | 7.1689 | 0.43718 | 7 | 0.6061
57907 | 6.625 | 1 | 365 | 7.5387 | 0.18196 | 7 | 0.7207
48348 | 6.36 | 1 | 365 | 7.2372 | 0.57468 | 7 | 0.81187
57904 | 9.54 | 1 | 365 | 10.8558 | 0.86202 | 11 | 0.71781
57133 | 4.42 | 1 | 365 | 5.0296 | 0.12894 | 5 | 0.15857
42968 | 7.7 | 1 | 365 | 8.762 | 0.64544 | 9 | 0.40746
57141 | 6.76 | 1 | 365 | 7.6924 | 0.49132 | 8 | 0.18369
43127 | 7.42 | 1 | 365 | 8.4434 | 0.0037907 | 8 | 0.44719
57149 | 7.42 | 1 | 365 | 8.4434 | 0.0037907 | 8 | 0.44719
57159 | 7.02 | 1 | 365 | 7.9882 | 0.087144 | 8 | 0.075371
50869 | 7.155 | 1 | 365 | 8.1418 | 0.39651 | 8 | 0.53836
57127 | 4.505 | 1 | 365 | 5.1263 | 0.32373 | 5 | 0.45008
55560 | 8.84 | 1 | 365 | 10.0592 | 0.25789 | 10 | 0.31713
57031 | 7.02 | 1 | 365 | 7.9882 | 0.087144 | 8 | 0.075371
57864 | 13.26 | 1 | 365 | 15.0889 | 0.38683 | 15 | 0.4757
57147 | 4.77 | 1 | 365 | 5.4279 | 0.93101 | 6 | 0.35891
57935 | 7.8 | 1 | 365 | 8.8758 | 0.8746 | 9 | 0.75041
57166 | 8.215 | 1 | 365 | 9.348 | 0.82563 | 10 | 0.17367
54146 | 7.54 | 1 | 365 | 8.5799 | 0.27878 | 8 | 0.85873
48787 | 13.26 | 1 | 365 | 15.0889 | 0.38683 | 15 | 0.4757
57169 | 10.07 | 1 | 365 | 11.4589 | 0.076573 | 11 | 0.53547
57937 | 6.5 | 1 | 365 | 7.3965 | 0.8955 | 8 | 0.29201
27483 | 10.4 | 1 | 365 | 11.8344 | 0.83281 | 12 | 0.66722
57948 | 12.48 | 1 | 365 | 14.2013 | 0.59937 | 14 | 0.80066
57170 | 7.42 | 1 | 365 | 8.4434 | 0.0037907 | 8 | 0.44719
57971 | 6.76 | 1 | 365 | 7.6924 | 0.49132 | 8 | 0.18369
57176 | 10.6 | 1 | 365 | 12.062 | 0.29113 | 12 | 0.35312
57375 | 10.335 | 1 | 365 | 11.7604 | 0.68385 | 12 | 0.4443
54686 | 5.72 | 1 | 365 | 6.5089 | 0.10804 | 6 | 0.61697
57975 | 9.54 | 1 | 365 | 10.8558 | 0.86202 | 11 | 0.71781
56519 | 7.8 | 1 | 365 | 8.8758 | 0.8746 | 9 | 0.75041
52569 | 4.94 | 1 | 365 | 5.6213 | 0.32058 | 5 | 0.94193
31429 | 9.1 | 1 | 365 | 10.3551 | 0.85371 | 11 | 0.20881
57175 | 3.64 | 1 | 365 | 4.142 | 0.34148 | 4 | 0.48353
57181 | 6.89 | 1 | 365 | 7.8403 | 0.78923 | 8 | 0.62953
57180 | 7.8 | 1 | 365 | 8.8758 | 0.8746 | 9 | 0.75041
55072 | 7.8 | 1 | 365 | 8.8758 | 0.8746 | 9 | 0.75041
56550 | 4.68 | 1 | 365 | 5.3255 | 0.72476 | 6 | 0.050247
53824 | 7.8 | 1 | 365 | 8.8758 | 0.8746 | 9 | 0.75041
57183 | 4.77 | 1 | 365 | 5.4279 | 0.93101 | 6 | 0.35891
55912 | 3.12 | 1 | 365 | 3.5503 | 0.14984 | 3 | 0.70016
57182 | 9.54 | 1 | 365 | 10.8558 | 0.86202 | 11 | 0.71781
48784 | 6.12 | 1 | 365 | 6.9641 | 0.02469 | 6 | 0.98878
57184 | 11.925 | 1 | 365 | 13.5697 | 0.32752 | 13 | 0.89726
55169 | 7.8 | 1 | 365 | 8.8758 | 0.8746 | 9 | 0.75041
53528 | 9.36 | 1 | 365 | 10.651 | 0.44953 | 11 | 0.10049
57187 | 6.36 | 1 | 365 | 7.2372 | 0.57468 | 7 | 0.81187
57189 | 5.565 | 1 | 365 | 6.3325 | 0.75284 | 7 | 0.08539
55409 | 3.38 | 1 | 365 | 3.8462 | 0.74566 | 4 | 0.59185
57192 | 6.095 | 1 | 365 | 6.9356 | 0.9674 | 7 | 0.90305
48759 | 11 | 1 | 365 | 12.5172 | 0.20778 | 12 | 0.72494
56935 | 4.42 | 1 | 365 | 5.0296 | 0.12894 | 5 | 0.15857
41643 | 4.16 | 1 | 365 | 4.7338 | 0.53312 | 5 | 0.26689
56929 | 9.01 | 1 | 365 | 10.2527 | 0.64746 | 10 | 0.90016
55143 | 14.3 | 1 | 365 | 16.2723 | 0.77011 | 17 | 0.042422
57199 | 5.565 | 1 | 365 | 6.3325 | 0.75284 | 7 | 0.08539
48758 | 5.72 | 1 | 365 | 6.5089 | 0.10804 | 6 | 0.61697
57202 | 6.76 | 1 | 365 | 7.6924 | 0.49132 | 8 | 0.18369
57212 | 5.2 | 1 | 365 | 5.9172 | 0.9164 | 6 | 0.83361
57210 | 15.34 | 1 | 365 | 17.4558 | 0.15339 | 17 | 0.60914
57110 | 5.035 | 1 | 365 | 5.7294 | 0.53829 | 6 | 0.26773
57241 | 5.46 | 1 | 365 | 6.2131 | 0.51222 | 6 | 0.72529
48755 | 7.84 | 1 | 365 | 8.9213 | 0.96627 | 9 | 0.88759
54823 | 4.16 | 1 | 365 | 4.7338 | 0.53312 | 5 | 0.26689
54087 | 7.02 | 1 | 365 | 7.9882 | 0.087144 | 8 | 0.075371
48749 | 6.76 | 1 | 365 | 7.6924 | 0.49132 | 8 | 0.18369
55298 | 6.76 | 1 | 365 | 7.6924 | 0.49132 | 8 | 0.18369
55817 | 7.54 | 1 | 365 | 8.5799 | 0.27878 | 8 | 0.85873
56749 | 7.54 | 1 | 365 | 8.5799 | 0.27878 | 8 | 0.85873
56704 | 8.48 | 1 | 365 | 9.6496 | 0.4329 | 10 | 0.082499
56604 | 3.38 | 1 | 365 | 3.8462 | 0.74566 | 4 | 0.59185
55051 | 8.58 | 1 | 365 | 9.7634 | 0.66207 | 10 | 0.42545
56635 | 7.54 | 1 | 365 | 8.5799 | 0.27878 | 8 | 0.85873
55293 | 3.64 | 1 | 365 | 4.142 | 0.34148 | 4 | 0.48353
57410 | 8.84 | 1 | 365 | 10.0592 | 0.25789 | 10 | 0.31713
57245 | 10.4 | 1 | 365 | 11.8344 | 0.83281 | 12 | 0.66722
57246 | 4.16 | 1 | 365 | 4.7338 | 0.53312 | 5 | 0.26689
57249 | 4.42 | 1 | 365 | 5.0296 | 0.12894 | 5 | 0.15857
57250 | 6.095 | 1 | 365 | 6.9356 | 0.9674 | 7 | 0.90305
57252 | 7.42 | 1 | 365 | 8.4434 | 0.0037907 | 8 | 0.44719
57253 | 8.745 | 1 | 365 | 9.9511 | 0.040182 | 9 | 0.99133
57254 | 5.83 | 1 | 365 | 6.6341 | 0.36012 | 6 | 0.99422
57257 | 6.095 | 1 | 365 | 6.9356 | 0.9674 | 7 | 0.90305
32059 | 13 | 1 | 365 | 14.793 | 0.79101 | 15 | 0.58402
55352 | 7.28 | 1 | 365 | 8.2841 | 0.68296 | 8 | 0.96705
57258 | 3.975 | 1 | 365 | 4.5232 | 0.10917 | 4 | 0.63242
57275 | 16.64 | 1 | 365 | 18.9351 | 0.13249 | 19 | 0.067546
50835 | 5.72 | 1 | 365 | 6.5089 | 0.10804 | 6 | 0.61697
57277 | 9.1 | 1 | 365 | 10.3551 | 0.85371 | 11 | 0.20881
56672 | 4.94 | 1 | 365 | 5.6213 | 0.32058 | 5 | 0.94193
57280 | 7.42 | 1 | 365 | 8.4434 | 0.0037907 | 8 | 0.44719
57279 | 3.9 | 1 | 365 | 4.4379 | 0.9373 | 5 | 0.37521
32821 | 9.1 | 1 | 365 | 10.3551 | 0.85371 | 11 | 0.20881
57282 | 8.32 | 1 | 365 | 9.4675 | 0.066245 | 9 | 0.53377
57255 | 3.9 | 1 | 365 | 4.4379 | 0.9373 | 5 | 0.37521
55008 | 5.2 | 1 | 365 | 5.9172 | 0.9164 | 6 | 0.83361
57283 | 8.32 | 1 | 365 | 9.4675 | 0.066245 | 9 | 0.53377
51854 | 2.86 | 1 | 365 | 3.2545 | 0.55402 | 3 | 0.80848
55470 | 6.76 | 1 | 365 | 7.6924 | 0.49132 | 8 | 0.18369
55771 | 5.46 | 1 | 365 | 6.2131 | 0.51222 | 6 | 0.72529
56764 | 4.42 | 1 | 365 | 5.0296 | 0.12894 | 5 | 0.15857
54297 | 4.42 | 1 | 365 | 5.0296 | 0.12894 | 5 | 0.15857
53018 | 7.8 | 1 | 365 | 8.8758 | 0.8746 | 9 | 0.75041
56663 | 2.86 | 1 | 365 | 3.2545 | 0.55402 | 3 | 0.80848
57214 | 3.975 | 1 | 365 | 4.5232 | 0.10917 | 4 | 0.63242
55775 | 12.22 | 1 | 365 | 13.9054 | 0.0035475 | 13 | 0.90898
57167 | 4.68 | 1 | 365 | 5.3255 | 0.72476 | 6 | 0.050247
57979 | 4.68 | 1 | 365 | 5.3255 | 0.72476 | 6 | 0.050247
57298 | 2.6 | 1 | 365 | 2.9586 | 0.9582 | 3 | 0.9168
55285 | 6.24 | 1 | 365 | 7.1006 | 0.29968 | 7 | 0.40033
57300 | 5.72 | 1 | 365 | 6.5089 | 0.10804 | 6 | 0.61697
56751 | 5.2 | 1 | 365 | 5.9172 | 0.9164 | 6 | 0.83361
57309 | 4.77 | 1 | 365 | 5.4279 | 0.93101 | 6 | 0.35891
56379 | 13.26 | 1 | 365 | 15.0889 | 0.38683 | 15 | 0.4757
57311 | 4.77 | 1 | 365 | 5.4279 | 0.93101 | 6 | 0.35891
56566 | 8.06 | 1 | 365 | 9.1717 | 0.47042 | 9 | 0.64209
32401 | 7.28 | 1 | 365 | 8.2841 | 0.68296 | 8 | 0.96705
54988 | 4.42 | 1 | 365 | 5.0296 | 0.12894 | 5 | 0.15857
57315 | 5.98 | 1 | 365 | 6.8048 | 0.70386 | 7 | 0.50865
57188 | 5.83 | 1 | 365 | 6.6341 | 0.36012 | 6 | 0.99422
56752 | 11.7 | 1 | 365 | 13.3137 | 0.81191 | 14 | 0.12562
23073 | 4.16 | 1 | 365 | 4.7338 | 0.53312 | 5 | 0.26689
57281 | 3.71 | 1 | 365 | 4.2217 | 0.5019 | 4 | 0.72359
56932 | 5.3 | 1 | 365 | 6.031 | 0.14556 | 6 | 0.17656
57367 | 8.32 | 1 | 365 | 9.4675 | 0.066245 | 9 | 0.53377
57137 | 4.77 | 1 | 365 | 5.4279 | 0.93101 | 6 | 0.35891
57340 | 6.24 | 1 | 365 | 7.1006 | 0.29968 | 7 | 0.40033
57346 | 3.18 | 1 | 365 | 3.6186 | 0.28734 | 3 | 0.90594
29246 | 4.68 | 1 | 365 | 5.3255 | 0.72476 | 6 | 0.050247
57354 | 6.24 | 1 | 365 | 7.1006 | 0.29968 | 7 | 0.40033
57360 | 10.66 | 1 | 365 | 12.1303 | 0.42863 | 12 | 0.5589
57359 | 5.2 | 1 | 365 | 5.9172 | 0.9164 | 6 | 0.83361
57366 | 8.84 | 1 | 365 | 10.0592 | 0.25789 | 10 | 0.31713
57372 | 11.96 | 1 | 365 | 13.6096 | 0.40773 | 14 | 0.017298
57382 | 3.975 | 1 | 365 | 4.5232 | 0.10917 | 4 | 0.63242
57379 | 5.98 | 1 | 365 | 6.8048 | 0.70386 | 7 | 0.50865
56542 | 5.1 | 1 | 365 | 5.8034 | 0.68724 | 6 | 0.49065
57392 | 6.76 | 1 | 365 | 7.6924 | 0.49132 | 8 | 0.18369
57394 | 4.77 | 1 | 365 | 5.4279 | 0.93101 | 6 | 0.35891
57413 | 5.2 | 1 | 365 | 5.9172 | 0.9164 | 6 | 0.83361
57421 | 3.64 | 1 | 365 | 4.142 | 0.34148 | 4 | 0.48353
36978 | 14.3 | 1 | 365 | 16.2723 | 0.77011 | 17 | 0.042422
57409 | 8.32 | 1 | 365 | 9.4675 | 0.066245 | 9 | 0.53377
40344 | 4.605 | 1 | 365 | 5.2401 | 0.55289 | 5 | 0.79303
57420 | 3.71 | 1 | 365 | 4.2217 | 0.5019 | 4 | 0.72359
39672 | 4.16 | 1 | 365 | 4.7338 | 0.53312 | 5 | 0.26689
57424 | 7.54 | 1 | 365 | 8.5799 | 0.27878 | 8 | 0.85873
41100 | 8.745 | 1 | 365 | 9.9511 | 0.040182 | 9 | 0.99133
57427 | 4.68 | 1 | 365 | 5.3255 | 0.72476 | 6 | 0.050247
39240 | 9.36 | 1 | 365 | 10.651 | 0.44953 | 11 | 0.10049
57430 | 4.68 | 1 | 365 | 5.3255 | 0.72476 | 6 | 0.050247
57179 | 3.38 | 1 | 365 | 3.8462 | 0.74566 | 4 | 0.59185
31976 | 12.74 | 1 | 365 | 14.4972 | 0.19519 | 14 | 0.69234
53931 | 4.94 | 1 | 365 | 5.6213 | 0.32058 | 5 | 0.94193
21253 | 9.88 | 1 | 365 | 11.2427 | 0.64117 | 11 | 0.88386
57462 | 3.64 | 1 | 365 | 4.142 | 0.34148 | 4 | 0.48353
57248 | 7.02 | 1 | 365 | 7.9882 | 0.087144 | 8 | 0.075371
57478 | 6.5 | 1 | 365 | 7.3965 | 0.8955 | 8 | 0.29201
57480 | 8.745 | 1 | 365 | 9.9511 | 0.040182 | 9 | 0.99133
58112 | 4.24 | 1 | 365 | 4.8248 | 0.71645 | 5 | 0.54125
55083 | 6.5 | 1 | 365 | 7.3965 | 0.8955 | 8 | 0.29201
52603 | 3.12 | 1 | 365 | 3.5503 | 0.14984 | 3 | 0.70016
55334 | 6.24 | 1 | 365 | 7.1006 | 0.29968 | 7 | 0.40033
57106 | 7.28 | 1 | 365 | 8.2841 | 0.68296 | 8 | 0.96705
57206 | 5.46 | 1 | 365 | 6.2131 | 0.51222 | 6 | 0.72529
57284 | 7.54 | 1 | 365 | 8.5799 | 0.27878 | 8 | 0.85873
57342 | 13.25 | 1 | 365 | 15.0775 | 0.36391 | 15 | 0.4414
56968 | 9.62 | 1 | 365 | 10.9468 | 0.045346 | 10 | 0.99217
57556 | 7.95 | 1 | 365 | 9.0465 | 0.21835 | 9 | 0.26484
57038 | 11.7 | 1 | 365 | 13.3137 | 0.81191 | 14 | 0.12562
53914 | 3.64 | 1 | 365 | 4.142 | 0.34148 | 4 | 0.48353
56987 | 5.46 | 1 | 365 | 6.2131 | 0.51222 | 6 | 0.72529
25558 | 5.46 | 1 | 365 | 6.2131 | 0.51222 | 6 | 0.72529
55368 | 4.94 | 1 | 365 | 5.6213 | 0.32058 | 5 | 0.94193
58117 | 5.72 | 1 | 365 | 6.5089 | 0.10804 | 6 | 0.61697
57000 | 4.16 | 1 | 365 | 4.7338 | 0.53312 | 5 | 0.26689
52606 | 8.84 | 1 | 365 | 10.0592 | 0.25789 | 10 | 0.31713
57299 | 13.515 | 1 | 365 | 15.379 | 0.97119 | 16 | 0.35023
56995 | 2.86 | 1 | 365 | 3.2545 | 0.55402 | 3 | 0.80848
56958 | 3.64 | 1 | 365 | 4.142 | 0.34148 | 4 | 0.48353
57408 | 3.38 | 1 | 365 | 3.8462 | 0.74566 | 4 | 0.59185
53051 | 7.8 | 1 | 365 | 8.8758 | 0.8746 | 9 | 0.75041
56545 | 4.16 | 1 | 365 | 4.7338 | 0.53312 | 5 | 0.26689
54072 | 8.58 | 1 | 365 | 9.7634 | 0.66207 | 10 | 0.42545
26704 | 3.9 | 1 | 365 | 4.4379 | 0.9373 | 5 | 0.37521
55036 | 5.035 | 1 | 365 | 5.7294 | 0.53829 | 6 | 0.26773
53836 | 4.94 | 1 | 365 | 5.6213 | 0.32058 | 5 | 0.94193
22053 | 3.64 | 1 | 365 | 4.142 | 0.34148 | 4 | 0.48353
54213 | 12.48 | 1 | 365 | 14.2013 | 0.59937 | 14 | 0.80066
55900 | 8.06 | 1 | 365 | 9.1717 | 0.47042 | 9 | 0.64209
53819 | 7.54 | 1 | 365 | 8.5799 | 0.27878 | 8 | 0.85873
42816 | 10.865 | 1 | 365 | 12.3635 | 0.89841 | 13 | 0.26195
56938 | 11.18 | 1 | 365 | 12.722 | 0.62027 | 13 | 0.34226
47203 | 9.01 | 1 | 365 | 10.2527 | 0.64746 | 10 | 0.90016
55385 | 5.2 | 1 | 365 | 5.9172 | 0.9164 | 6 | 0.83361
57486 | 6.5 | 1 | 365 | 7.3965 | 0.8955 | 8 | 0.29201
56695 | 15.08 | 1 | 365 | 17.1599 | 0.55757 | 17 | 0.71746
55159 | 9.36 | 1 | 365 | 10.651 | 0.44953 | 11 | 0.10049
57675 | 4.505 | 1 | 365 | 5.1263 | 0.32373 | 5 | 0.45008
55895 | 4.16 | 1 | 365 | 4.7338 | 0.53312 | 5 | 0.26689
55304 | 3.64 | 1 | 365 | 4.142 | 0.34148 | 4 | 0.48353
57116 | 5.035 | 1 | 365 | 5.7294 | 0.53829 | 6 | 0.26773
55909 | 2.6 | 1 | 365 | 2.9586 | 0.9582 | 3 | 0.9168
54085 | 11.96 | 1 | 365 | 13.6096 | 0.40773 | 14 | 0.017298
56572 | 4.16 | 1 | 365 | 4.7338 | 0.53312 | 5 | 0.26689
54074 | 5.46 | 1 | 365 | 6.2131 | 0.51222 | 6 | 0.72529
53431 | 3.38 | 1 | 365 | 3.8462 | 0.74566 | 4 | 0.59185
56757 | 10.335 | 1 | 365 | 11.7604 | 0.68385 | 12 | 0.4443
58014 | 5.98 | 1 | 365 | 6.8048 | 0.70386 | 7 | 0.50865
54946 | 7.54 | 1 | 365 | 8.5799 | 0.27878 | 8 | 0.85873
57479 | 7.95 | 1 | 365 | 9.0465 | 0.21835 | 9 | 0.26484
57757 | 7.42 | 1 | 365 | 8.4434 | 0.0037907 | 8 | 0.44719
58133 | 13 | 1 | 365 | 14.793 | 0.79101 | 15 | 0.58402
58139 | 8.48 | 1 | 365 | 9.6496 | 0.4329 | 10 | 0.082499
55374 | 7.685 | 1 | 365 | 8.7449 | 0.61107 | 9 | 0.35601
58142 | 5.3 | 1 | 365 | 6.031 | 0.14556 | 6 | 0.17656
56661 | 5.3 | 1 | 365 | 6.031 | 0.14556 | 6 | 0.17656
58149 | 7.42 | 1 | 365 | 8.4434 | 0.0037907 | 8 | 0.44719
56599 | 5.3 | 1 | 365 | 6.031 | 0.14556 | 6 | 0.17656
58162 | 12.74 | 1 | 365 | 14.4972 | 0.19519 | 14 | 0.69234
57120 | 5.72 | 1 | 365 | 6.5089 | 0.10804 | 6 | 0.61697
55033 | 4.16 | 1 | 365 | 4.7338 | 0.53312 | 5 | 0.26689
57484 | 6.36 | 1 | 365 | 7.2372 | 0.57468 | 7 | 0.81187
57105 | 9.36 | 1 | 365 | 10.651 | 0.44953 | 11 | 0.10049
58167 | 9.62 | 1 | 365 | 10.9468 | 0.045346 | 10 | 0.99217
58170 | 10.07 | 1 | 365 | 11.4589 | 0.076573 | 11 | 0.53547
57438 | 8.06 | 1 | 365 | 9.1717 | 0.47042 | 9 | 0.64209
58174 | 6.36 | 1 | 365 | 7.2372 | 0.57468 | 7 | 0.81187
57376 | 7.95 | 1 | 365 | 9.0465 | 0.21835 | 9 | 0.26484
58172 | 11.18 | 1 | 365 | 12.722 | 0.62027 | 13 | 0.34226
55000 | 3.38 | 1 | 365 | 3.8462 | 0.74566 | 4 | 0.59185
57338 | 4.505 | 1 | 365 | 5.1263 | 0.32373 | 5 | 0.45008
57422 | 4.68 | 1 | 365 | 5.3255 | 0.72476 | 6 | 0.050247
56989 | 5.98 | 1 | 365 | 6.8048 | 0.70386 | 7 | 0.50865
54124 | 3.9 | 1 | 365 | 4.4379 | 0.9373 | 5 | 0.37521
56784 | 5.98 | 1 | 365 | 6.8048 | 0.70386 | 7 | 0.50865
55219 | 4.42 | 1 | 365 | 5.0296 | 0.12894 | 5 | 0.15857
58040 | 5.72 | 1 | 365 | 6.5089 | 0.10804 | 6 | 0.61697
58051 | 9.805 | 1 | 365 | 11.1573 | 0.46929 | 11 | 0.62664
55308 | 3.64 | 1 | 365 | 4.142 | 0.34148 | 4 | 0.48353
58059 | 7.42 | 1 | 365 | 8.4434 | 0.0037907 | 8 | 0.44719
57178 | 6.625 | 1 | 365 | 7.5387 | 0.18196 | 7 | 0.7207
57256 | 7.42 | 1 | 365 | 8.4434 | 0.0037907 | 8 | 0.44719
58068 | 6.89 | 1 | 365 | 7.8403 | 0.78923 | 8 | 0.62953
57138 | 5.3 | 1 | 365 | 6.031 | 0.14556 | 6 | 0.17656
58111 | 4.77 | 1 | 365 | 5.4279 | 0.93101 | 6 | 0.35891
58234 | 3.975 | 1 | 365 | 4.5232 | 0.10917 | 4 | 0.63242
58238 | 5.3 | 1 | 365 | 6.031 | 0.14556 | 6 | 0.17656
58239 | 9.36 | 1 | 365 | 10.651 | 0.44953 | 11 | 0.10049
57242 | 4.16 | 1 | 365 | 4.7338 | 0.53312 | 5 | 0.26689
58243 | 9.54 | 1 | 365 | 10.8558 | 0.86202 | 11 | 0.71781
58249 | 11.96 | 1 | 365 | 13.6096 | 0.40773 | 14 | 0.017298
58262 | 5.2 | 1 | 365 | 5.9172 | 0.9164 | 6 | 0.83361
58237 | 3.12 | 1 | 365 | 3.5503 | 0.14984 | 3 | 0.70016
58275 | 10.07 | 1 | 365 | 11.4589 | 0.076573 | 11 | 0.53547
58277 | 13.26 | 1 | 365 | 15.0889 | 0.38683 | 15 | 0.4757
58285 | 10.66 | 1 | 365 | 12.1303 | 0.42863 | 12 | 0.5589
58287 | 3.71 | 1 | 365 | 4.2217 | 0.5019 | 4 | 0.72359
58288 | 4.42 | 1 | 365 | 5.0296 | 0.12894 | 5 | 0.15857
58344 | 6.76 | 1 | 365 | 7.6924 | 0.49132 | 8 | 0.18369
58347 | 10.66 | 1 | 365 | 12.1303 | 0.42863 | 12 | 0.5589
58362 | 5.3 | 1 | 365 | 6.031 | 0.14556 | 6 | 0.17656
58366 | 6.095 | 1 | 365 | 6.9356 | 0.9674 | 7 | 0.90305
58371 | 13.25 | 1 | 365 | 15.0775 | 0.36391 | 15 | 0.4414
58376 | 13.25 | 1 | 365 | 15.0775 | 0.36391 | 15 | 0.4414
58379 | 7.95 | 1 | 365 | 9.0465 | 0.21835 | 9 | 0.26484
58380 | 6.625 | 1 | 365 | 7.5387 | 0.18196 | 7 | 0.7207
58428 | 10.07 | 1 | 365 | 11.4589 | 0.076573 | 11 | 0.53547
58429 | 4.77 | 1 | 365 | 5.4279 | 0.93101 | 6 | 0.35891
58434 | 7.28 | 1 | 365 | 8.2841 | 0.68296 | 8 | 0.96705
58435 | 7.685 | 1 | 365 | 8.7449 | 0.61107 | 9 | 0.35601
58438 | 5.2 | 1 | 365 | 5.9172 | 0.9164 | 6 | 0.83361
57955 | 8.84 | 1 | 365 | 10.0592 | 0.25789 | 10 | 0.31713
57079 | 6.76 | 1 | 365 | 7.6924 | 0.49132 | 8 | 0.18369
57089 | 3.64 | 1 | 365 | 4.142 | 0.34148 | 4 | 0.48353
58280 | 2.34 | 1 | 365 | 2.6627 | 0.36238 | 3 | 0.025124
54350 | 7.28 | 1 | 365 | 8.2841 | 0.68296 | 8 | 0.96705
57836 | 5.3 | 1 | 365 | 6.031 | 0.14556 | 6 | 0.17656
57130 | 7.02 | 1 | 365 | 7.9882 | 0.087144 | 8 | 0.075371
56967 | 8.215 | 1 | 365 | 9.348 | 0.82563 | 10 | 0.17367
57877 | 7.54 | 1 | 365 | 8.5799 | 0.27878 | 8 | 0.85873
39300 | 4.42 | 1 | 365 | 5.0296 | 0.12894 | 5 | 0.15857
29771 | 2.6 | 1 | 365 | 2.9586 | 0.9582 | 3 | 0.9168
58509 | 2.86 | 1 | 365 | 3.2545 | 0.55402 | 3 | 0.80848
55020 | 4.42 | 1 | 365 | 5.0296 | 0.12894 | 5 | 0.15857
58517 | 11.395 | 1 | 365 | 12.9666 | 0.11296 | 13 | 0.079608
58515 | 6.36 | 1 | 365 | 7.2372 | 0.57468 | 7 | 0.81187
56527 | 3.38 | 1 | 365 | 3.8462 | 0.74566 | 4 | 0.59185
55417 | 9.88 | 1 | 365 | 11.2427 | 0.64117 | 11 | 0.88386
58473 | 6.89 | 1 | 365 | 7.8403 | 0.78923 | 8 | 0.62953
57872 | 12.22 | 1 | 365 | 13.9054 | 0.0035475 | 13 | 0.90898
57906 | 6.095 | 1 | 365 | 6.9356 | 0.9674 | 7 | 0.90305
58481 | 10.335 | 1 | 365 | 11.7604 | 0.68385 | 12 | 0.4443
58531 | 7.42 | 1 | 365 | 8.4434 | 0.0037907 | 8 | 0.44719
57327 | 5.46 | 1 | 365 | 6.2131 | 0.51222 | 6 | 0.72529
58327 | 6.5 | 1 | 365 | 7.3965 | 0.8955 | 8 | 0.29201
58248 | 3.445 | 1 | 365 | 3.9201 | 0.89462 | 4 | 0.81477
57946 | 4.505 | 1 | 365 | 5.1263 | 0.32373 | 5 | 0.45008
58163 | 7.54 | 1 | 365 | 8.5799 | 0.27878 | 8 | 0.85873
58482 | 9.54 | 1 | 365 | 10.8558 | 0.86202 | 11 | 0.71781
48669 | 4.94 | 1 | 365 | 5.6213 | 0.32058 | 5 | 0.94193
57870 | 7.685 | 1 | 365 | 8.7449 | 0.61107 | 9 | 0.35601
55768 | 5.2 | 1 | 365 | 5.9172 | 0.9164 | 6 | 0.83361
31987 | 3.64 | 1 | 365 | 4.142 | 0.34148 | 4 | 0.48353
58486 | 9.88 | 1 | 365 | 11.2427 | 0.64117 | 11 | 0.88386
51991 | 7.28 | 1 | 365 | 8.2841 | 0.68296 | 8 | 0.96705
57938 | 4.16 | 1 | 365 | 4.7338 | 0.53312 | 5 | 0.26689
58148 | 5.035 | 1 | 365 | 5.7294 | 0.53829 | 6 | 0.26773
57939 | 8.745 | 1 | 365 | 9.9511 | 0.040182 | 9 | 0.99133
57055 | 5.035 | 1 | 365 | 5.7294 | 0.53829 | 6 | 0.26773
56984 | 2.08 | 1 | 365 | 2.3669 | 0.76656 | 3 | 0.13344
57191 | 4.77 | 1 | 365 | 5.4279 | 0.93101 | 6 | 0.35891
58560 | 10.92 | 1 | 365 | 12.4261 | 0.024447 | 12 | 0.45058
58561 | 6.5 | 1 | 365 | 7.3965 | 0.8955 | 8 | 0.29201
58703 | 9.36 | 1 | 365 | 10.651 | 0.44953 | 11 | 0.10049
58714 | 7.42 | 1 | 365 | 8.4434 | 0.0037907 | 8 | 0.44719
58563 | 5.035 | 1 | 365 | 5.7294 | 0.53829 | 6 | 0.26773
58566 | 3.445 | 1 | 365 | 3.9201 | 0.89462 | 4 | 0.81477
58597 | 4.16 | 1 | 365 | 4.7338 | 0.53312 | 5 | 0.26689
58612 | 10.66 | 1 | 365 | 12.1303 | 0.42863 | 12 | 0.5589
31667 | 4.42 | 1 | 365 | 5.0296 | 0.12894 | 5 | 0.15857
58621 | 7.155 | 1 | 365 | 8.1418 | 0.39651 | 8 | 0.53836
57775 | 8.06 | 1 | 365 | 9.1717 | 0.47042 | 9 | 0.64209
57436 | 4.68 | 1 | 365 | 5.3255 | 0.72476 | 6 | 0.050247
58235 | 5.46 | 1 | 365 | 6.2131 | 0.51222 | 6 | 0.72529
58630 | 7.95 | 1 | 365 | 9.0465 | 0.21835 | 9 | 0.26484
58681 | 7.28 | 1 | 365 | 8.2841 | 0.68296 | 8 | 0.96705
58718 | 7.28 | 1 | 365 | 8.2841 | 0.68296 | 8 | 0.96705
58676 | 4.16 | 1 | 365 | 4.7338 | 0.53312 | 5 | 0.26689
58722 | 7.155 | 1 | 365 | 8.1418 | 0.39651 | 8 | 0.53836
58684 | 7.28 | 1 | 365 | 8.2841 | 0.68296 | 8 | 0.96705
58686 | 4.68 | 1 | 365 | 5.3255 | 0.72476 | 6 | 0.050247
58689 | 9.88 | 1 | 365 | 11.2427 | 0.64117 | 11 | 0.88386
58763 | 8.58 | 1 | 365 | 9.7634 | 0.66207 | 10 | 0.42545
58699 | 5.035 | 1 | 365 | 5.7294 | 0.53829 | 6 | 0.26773
56613 | 5.98 | 1 | 365 | 6.8048 | 0.70386 | 7 | 0.50865
58701 | 3.445 | 1 | 365 | 3.9201 | 0.89462 | 4 | 0.81477
58704 | 13 | 1 | 365 | 14.793 | 0.79101 | 15 | 0.58402
58764 | 8.745 | 1 | 365 | 9.9511 | 0.040182 | 9 | 0.99133
58397 | 4.68 | 1 | 365 | 5.3255 | 0.72476 | 6 | 0.050247
57010 | 10.4 | 1 | 365 | 11.8344 | 0.83281 | 12 | 0.66722
57489 | 6.5 | 1 | 365 | 7.3965 | 0.8955 | 8 | 0.29201
58607 | 8.215 | 1 | 365 | 9.348 | 0.82563 | 10 | 0.17367
58505 | 4.505 | 1 | 365 | 5.1263 | 0.32373 | 5 | 0.45008
32225 | 5.72 | 1 | 365 | 6.5089 | 0.10804 | 6 | 0.61697
56744 | 5.2 | 1 | 365 | 5.9172 | 0.9164 | 6 | 0.83361
57428 | 3.38 | 1 | 365 | 3.8462 | 0.74566 | 4 | 0.59185
58713 | 7.54 | 1 | 365 | 8.5799 | 0.27878 | 8 | 0.85873
58783 | 5.565 | 1 | 365 | 6.3325 | 0.75284 | 7 | 0.08539
57641 | 8.06 | 1 | 365 | 9.1717 | 0.47042 | 9 | 0.64209
58734 | 9 | 1 | 365 | 10.2413 | 0.62454 | 10 | 0.86586
58524 | 13 | 1 | 365 | 14.793 | 0.79101 | 15 | 0.58402
58814 | 5.7 | 1 | 365 | 6.4862 | 0.062211 | 6 | 0.54838
58283 | 14.04 | 1 | 365 | 15.9765 | 0.17429 | 16 | 0.15074
53041 | 7.02 | 1 | 365 | 7.9882 | 0.087144 | 8 | 0.075371
58899 | 2.85 | 1 | 365 | 3.2431 | 0.53111 | 3 | 0.77419
58178 | 5.72 | 1 | 365 | 6.5089 | 0.10804 | 6 | 0.61697
58922 | 10.2 | 1 | 365 | 11.6068 | 0.37448 | 11 | 0.98131
58784 | 8.58 | 1 | 365 | 9.7634 | 0.66207 | 10 | 0.42545
59839 | 10.26 | 1 | 365 | 11.6751 | 0.51198 | 12 | 0.18708
58225 | 7.28 | 1 | 365 | 8.2841 | 0.68296 | 8 | 0.96705
58930 | 12.6 | 1 | 365 | 14.3378 | 0.87436 | 15 | 0.2122
57194 | 6.095 | 1 | 365 | 6.9356 | 0.9674 | 7 | 0.90305
59270 | 5.4 | 1 | 365 | 6.1448 | 0.37473 | 6 | 0.51952
57287 | 6.24 | 1 | 365 | 7.1006 | 0.29968 | 7 | 0.40033
59611 | 3.48 | 1 | 365 | 3.96 | 0.97482 | 4 | 0.9348
57434 | 6.24 | 1 | 365 | 7.1006 | 0.29968 | 7 | 0.40033
59809 | 7.56 | 1 | 365 | 8.6027 | 0.32462 | 8 | 0.92732
33413 | 2624.22 | 1 | 365 | 2986.1629 | 0.70454 | 2986 | 0.86746
58173 | 3.71 | 1 | 365 | 4.2217 | 0.5019 | 4 | 0.72359
32665 | 311.22 | 0.9 | 365 | 318.7302 | 0.87706 | 319 | 0.60729
58176 | 6.36 | 1 | 365 | 7.2372 | 0.57468 | 7 | 0.81187
58575 | 4.68 | 1 | 365 | 5.3255 | 0.72476 | 6 | 0.050247
58182 | 7.8 | 1 | 365 | 8.8758 | 0.8746 | 9 | 0.75041
57186 | 5.565 | 1 | 365 | 6.3325 | 0.75284 | 7 | 0.08539
57495 | 3.445 | 1 | 365 | 3.9201 | 0.89462 | 4 | 0.81477
48389 | 9.6 | 1 | 365 | 10.9241 | 0.99951 | 11 | 0.92358
58276 | 3.445 | 1 | 365 | 3.9201 | 0.89462 | 4 | 0.81477
56977 | 5.46 | 1 | 365 | 6.2131 | 0.51222 | 6 | 0.72529
50173 | 8.32 | 1 | 365 | 9.4675 | 0.066245 | 9 | 0.53377
56739 | 9.36 | 1 | 365 | 10.651 | 0.44953 | 11 | 0.10049
57163 | 3.18 | 1 | 365 | 3.6186 | 0.28734 | 3 | 0.90594
50638 | 8.06 | 1 | 365 | 9.1717 | 0.47042 | 9 | 0.64209
55891 | 4.16 | 1 | 365 | 4.7338 | 0.53312 | 5 | 0.26689
57627 | 4.505 | 1 | 365 | 5.1263 | 0.32373 | 5 | 0.45008
37226 | 3.6 | 1 | 365 | 4.0965 | 0.24982 | 4 | 0.34634
57832 | 6.76 | 1 | 365 | 7.6924 | 0.49132 | 8 | 0.18369
58532 | 3.12 | 1 | 365 | 3.5503 | 0.14984 | 3 | 0.70016
56544 | 17.1 | 1 | 365 | 19.4585 | 0.18663 | 19 | 0.64513
57758 | 4.77 | 1 | 365 | 5.4279 | 0.93101 | 6 | 0.35891
57148 | 5.035 | 1 | 365 | 5.7294 | 0.53829 | 6 | 0.26773
57838 | 7.8 | 1 | 365 | 8.8758 | 0.8746 | 9 | 0.75041
57098 | 5.2 | 1 | 365 | 5.9172 | 0.9164 | 6 | 0.83361
57649 | 7.8 | 1 | 365 | 8.8758 | 0.8746 | 9 | 0.75041
57553 | 5.46 | 1 | 365 | 6.2131 | 0.51222 | 6 | 0.72529
59095 | 4.77 | 1 | 365 | 5.4279 | 0.93101 | 6 | 0.35891
57630 | 2.6 | 1 | 365 | 2.9586 | 0.9582 | 3 | 0.9168
57075 | 5.2 | 1 | 365 | 5.9172 | 0.9164 | 6 | 0.83361
57483 | 9.36 | 1 | 365 | 10.651 | 0.44953 | 11 | 0.10049
57752 | 4.77 | 1 | 365 | 5.4279 | 0.93101 | 6 | 0.35891
58792 | 6.24 | 1 | 365 | 7.1006 | 0.29968 | 7 | 0.40033
57145 | 5.72 | 1 | 365 | 6.5089 | 0.10804 | 6 | 0.61697
58762 | 4.42 | 1 | 365 | 5.0296 | 0.12894 | 5 | 0.15857
54883 | 10.66 | 1 | 365 | 12.1303 | 0.42863 | 12 | 0.5589
58806 | 3.445 | 1 | 365 | 3.9201 | 0.89462 | 4 | 0.81477
57066 | 3.12 | 1 | 365 | 3.5503 | 0.14984 | 3 | 0.70016
58821 | 9.88 | 1 | 365 | 11.2427 | 0.64117 | 11 | 0.88386
57146 | 2.65 | 1 | 365 | 3.0155 | 0.072782 | 3 | 0.088281
57839 | 5.035 | 1 | 365 | 5.7294 | 0.53829 | 6 | 0.26773
58770 | 6.625 | 1 | 365 | 7.5387 | 0.18196 | 7 | 0.7207
58793 | 5.46 | 1 | 365 | 6.2131 | 0.51222 | 6 | 0.72529
58830 | 3.71 | 1 | 365 | 4.2217 | 0.5019 | 4 | 0.72359
57663 | 5.46 | 1 | 365 | 6.2131 | 0.51222 | 6 | 0.72529
20442 | 8.06 | 1 | 365 | 9.1717 | 0.47042 | 9 | 0.64209
57320 | 3.71 | 1 | 365 | 4.2217 | 0.5019 | 4 | 0.72359
57100 | 4.94 | 1 | 365 | 5.6213 | 0.32058 | 5 | 0.94193
57414 | 8.06 | 1 | 365 | 9.1717 | 0.47042 | 9 | 0.64209
57042 | 6.89 | 1 | 365 | 7.8403 | 0.78923 | 8 | 0.62953
58229 | 5.83 | 1 | 365 | 6.6341 | 0.36012 | 6 | 0.99422
54239 | 4.68 | 1 | 365 | 5.3255 | 0.72476 | 6 | 0.050247
57423 | 7.155 | 1 | 365 | 8.1418 | 0.39651 | 8 | 0.53836
57171 | 8.06 | 1 | 365 | 9.1717 | 0.47042 | 9 | 0.64209
58232 | 7.95 | 1 | 365 | 9.0465 | 0.21835 | 9 | 0.26484
51762 | 4.68 | 1 | 365 | 5.3255 | 0.72476 | 6 | 0.050247
58815 | 3.38 | 1 | 365 | 3.8462 | 0.74566 | 4 | 0.59185
58850 | 6.24 | 1 | 365 | 7.1006 | 0.29968 | 7 | 0.40033
58877 | 4.24 | 1 | 365 | 4.8248 | 0.71645 | 5 | 0.54125
58878 | 5.565 | 1 | 365 | 6.3325 | 0.75284 | 7 | 0.08539
58879 | 7.685 | 1 | 365 | 8.7449 | 0.61107 | 9 | 0.35601
56810 | 8.32 | 1 | 365 | 9.4675 | 0.066245 | 9 | 0.53377
20770 | 4.42 | 1 | 365 | 5.0296 | 0.12894 | 5 | 0.15857
57238 | 15.34 | 1 | 365 | 17.4558 | 0.15339 | 17 | 0.60914
57482 | 5.98 | 1 | 365 | 6.8048 | 0.70386 | 7 | 0.50865
55474 | 6.76 | 1 | 365 | 7.6924 | 0.49132 | 8 | 0.18369
56308 | 14.04 | 1 | 365 | 15.9765 | 0.17429 | 16 | 0.15074
59105 | 7.685 | 1 | 365 | 8.7449 | 0.61107 | 9 | 0.35601
56615 | 3.38 | 1 | 365 | 3.8462 | 0.74566 | 4 | 0.59185
59109 | 12.985 | 1 | 365 | 14.7759 | 0.75663 | 15 | 0.53258
59127 | 2.915 | 1 | 365 | 3.317 | 0.68006 | 3 | 0.99711
59139 | 9.1 | 1 | 365 | 10.3551 | 0.85371 | 11 | 0.20881
56777 | 4.42 | 1 | 365 | 5.0296 | 0.12894 | 5 | 0.15857
59151 | 8.215 | 1 | 365 | 9.348 | 0.82563 | 10 | 0.17367
57760 | 4.68 | 1 | 365 | 5.3255 | 0.72476 | 6 | 0.050247
57865 | 4.505 | 1 | 365 | 5.1263 | 0.32373 | 5 | 0.45008
59159 | 3.12 | 1 | 365 | 3.5503 | 0.14984 | 3 | 0.70016
57862 | 2.65 | 1 | 365 | 3.0155 | 0.072782 | 3 | 0.088281
58230 | 6.625 | 1 | 365 | 7.5387 | 0.18196 | 7 | 0.7207
59163 | 5.035 | 1 | 365 | 5.7294 | 0.53829 | 6 | 0.26773
59164 | 6.24 | 1 | 365 | 7.1006 | 0.29968 | 7 | 0.40033
56617 | 5.46 | 1 | 365 | 6.2131 | 0.51222 | 6 | 0.72529
57056 | 4.68 | 1 | 365 | 5.3255 | 0.72476 | 6 | 0.050247
58693 | 11.66 | 1 | 365 | 13.2682 | 0.72024 | 13 | 0.98844
57140 | 12.72 | 1 | 365 | 14.4744 | 0.14936 | 14 | 0.62375
58128 | 3.64 | 1 | 365 | 4.142 | 0.34148 | 4 | 0.48353
59171 | 7.395 | 1 | 365 | 8.4149 | 0.9465 | 9 | 0.36145
57131 | 8.48 | 1 | 365 | 9.6496 | 0.4329 | 10 | 0.082499
58236 | 7.42 | 1 | 365 | 8.4434 | 0.0037907 | 8 | 0.44719
59175 | 8.16 | 1 | 365 | 9.2855 | 0.69959 | 9 | 0.98505
59290 | 5.46 | 1 | 365 | 6.2131 | 0.51222 | 6 | 0.72529
56694 | 6.76 | 1 | 365 | 7.6924 | 0.49132 | 8 | 0.18369
55911 | 7.28 | 1 | 365 | 8.2841 | 0.68296 | 8 | 0.96705
59204 | 10.4 | 1 | 365 | 11.8344 | 0.83281 | 12 | 0.66722
59207 | 8.84 | 1 | 365 | 10.0592 | 0.25789 | 10 | 0.31713
59208 | 2.915 | 1 | 365 | 3.317 | 0.68006 | 3 | 0.99711
59211 | 5.565 | 1 | 365 | 6.3325 | 0.75284 | 7 | 0.08539
59213 | 4.68 | 1 | 365 | 5.3255 | 0.72476 | 6 | 0.050247
59214 | 7.8 | 1 | 365 | 8.8758 | 0.8746 | 9 | 0.75041
59223 | 7.42 | 1 | 365 | 8.4434 | 0.0037907 | 8 | 0.44719
59225 | 4.16 | 1 | 365 | 4.7338 | 0.53312 | 5 | 0.26689
57431 | 2.915 | 1 | 365 | 3.317 | 0.68006 | 3 | 0.99711
59228 | 6.36 | 1 | 365 | 7.2372 | 0.57468 | 7 | 0.81187
38285 | 8.84 | 1 | 365 | 10.0592 | 0.25789 | 10 | 0.31713
58472 | 7.685 | 1 | 365 | 8.7449 | 0.61107 | 9 | 0.35601
27848 | 5.72 | 1 | 365 | 6.5089 | 0.10804 | 6 | 0.61697
59232 | 6.89 | 1 | 365 | 7.8403 | 0.78923 | 8 | 0.62953
58175 | 7.685 | 1 | 365 | 8.7449 | 0.61107 | 9 | 0.35601
51226 | 8.32 | 1 | 365 | 9.4675 | 0.066245 | 9 | 0.53377
58690 | 6.095 | 1 | 365 | 6.9356 | 0.9674 | 7 | 0.90305
52983 | 7.8 | 1 | 365 | 8.8758 | 0.8746 | 9 | 0.75041
56845 | 5.2 | 1 | 365 | 5.9172 | 0.9164 | 6 | 0.83361
59237 | 8.745 | 1 | 365 | 9.9511 | 0.040182 | 9 | 0.99133
34184 | 7.54 | 1 | 365 | 8.5799 | 0.27878 | 8 | 0.85873
56515 | 9.88 | 1 | 365 | 11.2427 | 0.64117 | 11 | 0.88386
57278 | 4.24 | 1 | 365 | 4.8248 | 0.71645 | 5 | 0.54125
57335 | 5.3 | 1 | 365 | 6.031 | 0.14556 | 6 | 0.17656
59276 | 12.72 | 1 | 365 | 14.4744 | 0.14936 | 14 | 0.62375
59298 | 6.625 | 1 | 365 | 7.5387 | 0.18196 | 7 | 0.7207
59299 | 9.275 | 1 | 365 | 10.5542 | 0.25474 | 10 | 0.80898
59301 | 13.515 | 1 | 365 | 15.379 | 0.97119 | 16 | 0.35023
59096 | 3.9 | 1 | 365 | 4.4379 | 0.9373 | 5 | 0.37521
59303 | 5.035 | 1 | 365 | 5.7294 | 0.53829 | 6 | 0.26773
59314 | 4.24 | 1 | 365 | 4.8248 | 0.71645 | 5 | 0.54125
57990 | 8.06 | 1 | 365 | 9.1717 | 0.47042 | 9 | 0.64209
59318 | 5.83 | 1 | 365 | 6.6341 | 0.36012 | 6 | 0.99422
58570 | 9.1 | 1 | 365 | 10.3551 | 0.85371 | 11 | 0.20881
36700 | 6.63 | 1 | 365 | 7.5444 | 0.19341 | 7 | 0.73785
52049 | 7.02 | 1 | 365 | 7.9882 | 0.087144 | 8 | 0.075371
56590 | 6.63 | 1 | 365 | 7.5444 | 0.19341 | 7 | 0.73785
57012 | 6.75 | 1 | 365 | 7.681 | 0.46841 | 8 | 0.1494
41220 | 8.84 | 1 | 365 | 10.0592 | 0.25789 | 10 | 0.31713
57021 | 9.25 | 1 | 365 | 10.5258 | 0.19745 | 10 | 0.72325
58349 | 3.38 | 1 | 365 | 3.8462 | 0.74566 | 4 | 0.59185
57231 | 4.75 | 1 | 365 | 5.4051 | 0.88518 | 6 | 0.29031
58035 | 7.8 | 1 | 365 | 8.8758 | 0.8746 | 9 | 0.75041
57233 | 7.25 | 1 | 365 | 8.2499 | 0.61422 | 8 | 0.86416
55032 | 10.66 | 1 | 365 | 12.1303 | 0.42863 | 12 | 0.5589
57236 | 5.355 | 1 | 365 | 6.0936 | 0.2716 | 6 | 0.36519
31974 | 8.06 | 1 | 365 | 9.1717 | 0.47042 | 9 | 0.64209
57588 | 7.395 | 1 | 365 | 8.4149 | 0.9465 | 9 | 0.36145
59224 | 3.445 | 1 | 365 | 3.9201 | 0.89462 | 4 | 0.81477
57589 | 5.865 | 1 | 365 | 6.6739 | 0.44033 | 7 | 0.11425
57595 | 6.375 | 1 | 365 | 7.2543 | 0.60905 | 7 | 0.86332
57599 | 7.395 | 1 | 365 | 8.4149 | 0.9465 | 9 | 0.36145
32069 | 3.9 | 1 | 365 | 4.4379 | 0.9373 | 5 | 0.37521
27532 | 5 | 1 | 365 | 5.6896 | 0.45808 | 6 | 0.1477
57635 | 8 | 1 | 365 | 9.1034 | 0.33293 | 9 | 0.43632
57637 | 4.25 | 1 | 365 | 4.8362 | 0.73937 | 5 | 0.57554
51771 | 3.9 | 1 | 365 | 4.4379 | 0.9373 | 5 | 0.37521
57658 | 6.12 | 1 | 365 | 6.9641 | 0.02469 | 6 | 0.98878
56690 | 6.24 | 1 | 365 | 7.1006 | 0.29968 | 7 | 0.40033
57661 | 6.75 | 1 | 365 | 7.681 | 0.46841 | 8 | 0.1494
57674 | 5.1 | 1 | 365 | 5.8034 | 0.68724 | 6 | 0.49065
56697 | 9.62 | 1 | 365 | 10.9468 | 0.045346 | 10 | 0.99217
56719 | 5.2 | 1 | 365 | 5.9172 | 0.9164 | 6 | 0.83361
57687 | 4.845 | 1 | 365 | 5.5132 | 0.10288 | 5 | 0.61612
56722 | 4.94 | 1 | 365 | 5.6213 | 0.32058 | 5 | 0.94193
57691 | 4.25 | 1 | 365 | 4.8362 | 0.73937 | 5 | 0.57554
57697 | 5.61 | 1 | 365 | 6.3838 | 0.85597 | 7 | 0.23972
56728 | 6.36 | 1 | 365 | 7.2372 | 0.57468 | 7 | 0.81187
57727 | 4.335 | 1 | 365 | 4.9329 | 0.93416 | 5 | 0.86706
54076 | 4.68 | 1 | 365 | 5.3255 | 0.72476 | 6 | 0.050247
38423 | 5.865 | 1 | 365 | 6.6739 | 0.44033 | 7 | 0.11425
57803 | 4.335 | 1 | 365 | 4.9329 | 0.93416 | 5 | 0.86706
56735 | 8.06 | 1 | 365 | 9.1717 | 0.47042 | 9 | 0.64209
54169 | 5.61 | 1 | 365 | 6.3838 | 0.85597 | 7 | 0.23972
57879 | 9.69 | 1 | 365 | 11.0265 | 0.20576 | 11 | 0.23224
56750 | 4.77 | 1 | 365 | 5.4279 | 0.93101 | 6 | 0.35891
55165 | 5.98 | 1 | 365 | 6.8048 | 0.70386 | 7 | 0.50865
56962 | 7.685 | 1 | 365 | 8.7449 | 0.61107 | 9 | 0.35601
57058 | 10.92 | 1 | 365 | 12.4261 | 0.024447 | 12 | 0.45058
57080 | 5.72 | 1 | 365 | 6.5089 | 0.10804 | 6 | 0.61697
57119 | 6.5 | 1 | 365 | 7.3965 | 0.8955 | 8 | 0.29201
57165 | 4.94 | 1 | 365 | 5.6213 | 0.32058 | 5 | 0.94193
39283 | 6.5 | 1 | 365 | 7.3965 | 0.8955 | 8 | 0.29201
58920 | 7.54 | 1 | 365 | 8.5799 | 0.27878 | 8 | 0.85873
55349 | 4.725 | 1 | 365 | 5.3767 | 0.82789 | 6 | 0.20458
55350 | 5.8 | 1 | 365 | 6.6 | 0.29137 | 6 | 0.89133
35001 | 60.495 | 0.9 | 365 | 61.9548 | 0.76818 | 62 | 0.72302
58916 | 2.915 | 1 | 365 | 3.317 | 0.68006 | 3 | 0.99711
55337 | 6.885 | 1 | 365 | 7.8346 | 0.77778 | 8 | 0.61238
55441 | 6.75 | 1 | 365 | 7.681 | 0.46841 | 8 | 0.1494
55479 | 9.945 | 1 | 365 | 11.3167 | 0.79012 | 12 | 0.10678
55497 | 6.5 | 1 | 365 | 7.3965 | 0.8955 | 8 | 0.29201
57880 | 8.16 | 1 | 365 | 9.2855 | 0.69959 | 9 | 0.98505
57922 | 3.315 | 1 | 365 | 3.7722 | 0.59671 | 4 | 0.36893
55769 | 4.59 | 1 | 365 | 5.2231 | 0.51852 | 5 | 0.74159
57923 | 7.5 | 1 | 365 | 8.5344 | 0.18712 | 8 | 0.72155
58281 | 6.12 | 1 | 365 | 6.9641 | 0.02469 | 6 | 0.98878
55849 | 5.355 | 1 | 365 | 6.0936 | 0.2716 | 6 | 0.36519
58284 | 8.4 | 1 | 365 | 9.5586 | 0.24957 | 9 | 0.80814
55851 | 4 | 1 | 365 | 4.5517 | 0.16646 | 4 | 0.71816
58339 | 5.61 | 1 | 365 | 6.3838 | 0.85597 | 7 | 0.23972
58341 | 4.59 | 1 | 365 | 5.2231 | 0.51852 | 5 | 0.74159
58767 | 4.845 | 1 | 365 | 5.5132 | 0.10288 | 5 | 0.61612
55852 | 7.25 | 1 | 365 | 8.2499 | 0.61422 | 8 | 0.86416
56115 | 6.885 | 1 | 365 | 7.8346 | 0.77778 | 8 | 0.61238
56120 | 5.25 | 1 | 365 | 5.9741 | 0.030984 | 6 | 0.005085
56255 | 4.59 | 1 | 365 | 5.2231 | 0.51852 | 5 | 0.74159
59046 | 4.08 | 1 | 365 | 4.6427 | 0.34979 | 4 | 0.99252
50098 | 5.5 | 1 | 365 | 6.2586 | 0.60389 | 6 | 0.86247
57349 | 6.84 | 1 | 365 | 7.7834 | 0.67465 | 8 | 0.45805
57714 | 9.483 | 1 | 365 | 10.7909 | 0.73139 | 11 | 0.52233
55332 | 11.4 | 1 | 365 | 12.9723 | 0.12442 | 13 | 0.096756
55919 | 8.1 | 1 | 365 | 9.2172 | 0.56209 | 9 | 0.77927
49739 | 7.56 | 1 | 365 | 8.6027 | 0.32462 | 8 | 0.92732
56526 | 14.1 | 1 | 365 | 16.0447 | 0.31179 | 16 | 0.35651
47714 | 11.25 | 1 | 365 | 12.8016 | 0.78068 | 13 | 0.58232
58201 | 7.8 | 1 | 365 | 8.8758 | 0.8746 | 9 | 0.75041
56530 | 8.48 | 1 | 365 | 9.6496 | 0.4329 | 10 | 0.082499
51331 | 6.21 | 1 | 365 | 7.0665 | 0.23094 | 7 | 0.29744
56536 | 9.3 | 1 | 365 | 10.5827 | 0.31203 | 10 | 0.89472
56559 | 3 | 1 | 365 | 3.4138 | 0.87485 | 4 | 0.28862
55946 | 10.05 | 1 | 365 | 11.4361 | 0.030741 | 11 | 0.46688
57026 | 3.3 | 1 | 365 | 3.7551 | 0.56233 | 4 | 0.31748
57052 | 4.77 | 1 | 365 | 5.4279 | 0.93101 | 6 | 0.35891
57093 | 7.8 | 1 | 365 | 8.8758 | 0.8746 | 9 | 0.75041
55949 | 13.26 | 1 | 365 | 15.0889 | 0.38683 | 15 | 0.4757
57162 | 5.4 | 1 | 365 | 6.1448 | 0.37473 | 6 | 0.51952
57083 | 15.37 | 1 | 365 | 17.4899 | 0.22214 | 17 | 0.71203
57160 | 8.1 | 1 | 365 | 9.2172 | 0.56209 | 9 | 0.77927
51044 | 13.34 | 1 | 365 | 15.1799 | 0.57016 | 15 | 0.75006
36158 | 8.58 | 1 | 365 | 9.7634 | 0.66207 | 10 | 0.42545
55581 | 6.89 | 1 | 365 | 7.8403 | 0.78923 | 8 | 0.62953
47706 | 5.355 | 1 | 365 | 6.0936 | 0.2716 | 6 | 0.36519
51040 | 7.54 | 1 | 365 | 8.5799 | 0.27878 | 8 | 0.85873
57129 | 3.3 | 1 | 365 | 3.7551 | 0.56233 | 4 | 0.31748
49054 | 13.52 | 1 | 365 | 15.3847 | 0.98265 | 16 | 0.36738
51114 | 7.5 | 1 | 365 | 8.5344 | 0.18712 | 8 | 0.72155
57518 | 11.6 | 1 | 365 | 13.1999 | 0.58275 | 13 | 0.78266
54645 | 11.475 | 1 | 365 | 13.0577 | 0.29629 | 13 | 0.35397
55755 | 13.515 | 1 | 365 | 15.379 | 0.97119 | 16 | 0.35023
55602 | 11 | 1 | 365 | 12.5172 | 0.20778 | 12 | 0.72494
34555 | 363.63 | 0.9 | 365 | 372.405 | 0.97029 | 373 | 0.37527
54618 | 7.56 | 1 | 365 | 8.6027 | 0.32462 | 8 | 0.92732
46684 | 7.42 | 1 | 365 | 8.4434 | 0.0037907 | 8 | 0.44719
46787 | 19.08 | 1 | 365 | 21.7116 | 0.72403 | 22 | 0.43562
57622 | 50 | 0.9 | 365 | 51.2066 | 0.12272 | 51 | 0.3293
43819 | 6.867 | 1 | 365 | 7.8141 | 0.73653 | 8 | 0.55065
49970 | 9.483 | 1 | 365 | 10.7909 | 0.73139 | 11 | 0.52233
43015 | 12.426 | 1 | 365 | 14.1398 | 0.47562 | 14 | 0.61546
36645 | 73.2 | 1 | 365 | 83.296 | 0.74629 | 84 | 0.042328
55622 | 199.92 | 0.9 | 365 | 204.7444 | 0.32588 | 205 | 0.070273
13186 | 1445.86 | 1 | 365 | 1645.2788 | 0.35591 | 1645 | 0.6347
50822 | 3.12 | 1 | 365 | 3.5503 | 0.14984 | 3 | 0.70016
33258 | 7.54 | 1 | 365 | 8.5799 | 0.27878 | 8 | 0.85873
34735 | 80.64 | 1 | 365 | 91.7622 | 0.79591 | 92 | 0.55811
58024 | 6 | 1 | 365 | 6.8275 | 0.7497 | 7 | 0.57724
58261 | 12.455 | 1 | 365 | 14.1728 | 0.54208 | 14 | 0.71492
58443 | 12 | 1 | 365 | 13.6551 | 0.49939 | 14 | 0.15448
58449 | 9.01 | 1 | 365 | 10.2527 | 0.64746 | 10 | 0.90016
58458 | 6.9 | 1 | 365 | 7.8517 | 0.81215 | 8 | 0.66383
58466 | 3.9 | 1 | 365 | 4.4379 | 0.9373 | 5 | 0.37521
58467 | 3.18 | 1 | 365 | 3.6186 | 0.28734 | 3 | 0.90594
58469 | 2.7 | 1 | 365 | 3.0724 | 0.18736 | 3 | 0.25976
58503 | 3 | 1 | 365 | 3.4138 | 0.87485 | 4 | 0.28862
58510 | 6.3 | 1 | 365 | 7.1689 | 0.43718 | 7 | 0.6061
58554 | 4.5 | 1 | 365 | 5.1207 | 0.31227 | 5 | 0.43293
58576 | 3 | 1 | 365 | 3.4138 | 0.87485 | 4 | 0.28862
58580 | 4.5 | 1 | 365 | 5.1207 | 0.31227 | 5 | 0.43293
48509 | 5.67 | 1 | 365 | 6.452 | 0.99346 | 7 | 0.44549
58583 | 3 | 1 | 365 | 3.4138 | 0.87485 | 4 | 0.28862
58637 | 3.9 | 1 | 365 | 4.4379 | 0.9373 | 5 | 0.37521
55499 | 6.9 | 1 | 365 | 7.8517 | 0.81215 | 8 | 0.66383
58638 | 3.9 | 1 | 365 | 4.4379 | 0.9373 | 5 | 0.37521
58640 | 6.3 | 1 | 365 | 7.1689 | 0.43718 | 7 | 0.6061
55518 | 12.24 | 1 | 365 | 13.9282 | 0.04938 | 13 | 0.97757
55534 | 9.1 | 1 | 365 | 10.3551 | 0.85371 | 11 | 0.20881
58733 | 8.4 | 1 | 365 | 9.5586 | 0.24957 | 9 | 0.80814
55519 | 13.26 | 1 | 365 | 15.0889 | 0.38683 | 15 | 0.4757
58736 | 9.805 | 1 | 365 | 11.1573 | 0.46929 | 11 | 0.62664
55538 | 11.18 | 1 | 365 | 12.722 | 0.62027 | 13 | 0.34226
55537 | 8.67 | 1 | 365 | 9.8658 | 0.86831 | 10 | 0.73411
55501 | 22.44 | 1 | 365 | 25.535 | 0.42386 | 25 | 0.95888
55540 | 4.77 | 1 | 365 | 5.4279 | 0.93101 | 6 | 0.35891
55541 | 7.155 | 1 | 365 | 8.1418 | 0.39651 | 8 | 0.53836
58739 | 6.6 | 1 | 365 | 7.5103 | 0.12467 | 7 | 0.63496
55546 | 5.83 | 1 | 365 | 6.6341 | 0.36012 | 6 | 0.99422
58742 | 7.42 | 1 | 365 | 8.4434 | 0.0037907 | 8 | 0.44719
58747 | 5.7 | 1 | 365 | 6.4862 | 0.062211 | 6 | 0.54838
55547 | 8.215 | 1 | 365 | 9.348 | 0.82563 | 10 | 0.17367
55563 | 10.66 | 1 | 365 | 12.1303 | 0.42863 | 12 | 0.5589
58748 | 3 | 1 | 365 | 3.4138 | 0.87485 | 4 | 0.28862
55566 | 13 | 1 | 365 | 14.793 | 0.79101 | 15 | 0.58402
58751 | 7.5 | 1 | 365 | 8.5344 | 0.18712 | 8 | 0.72155
55571 | 5.565 | 1 | 365 | 6.3325 | 0.75284 | 7 | 0.08539
58759 | 8.215 | 1 | 365 | 9.348 | 0.82563 | 10 | 0.17367
58760 | 5.4 | 1 | 365 | 6.1448 | 0.37473 | 6 | 0.51952
58883 | 8.745 | 1 | 365 | 9.9511 | 0.040182 | 9 | 0.99133
58555 | 3.18 | 1 | 365 | 3.6186 | 0.28734 | 3 | 0.90594
58894 | 5.83 | 1 | 365 | 6.6341 | 0.36012 | 6 | 0.99422
55678 | 10.6 | 1 | 365 | 12.062 | 0.29113 | 12 | 0.35312
58947 | 5.3 | 1 | 365 | 6.031 | 0.14556 | 6 | 0.17656
59058 | 6 | 1 | 365 | 6.8275 | 0.7497 | 7 | 0.57724
59100 | 3.9 | 1 | 365 | 4.4379 | 0.9373 | 5 | 0.37521
55778 | 4.24 | 1 | 365 | 4.8248 | 0.71645 | 5 | 0.54125
55681 | 9.01 | 1 | 365 | 10.2527 | 0.64746 | 10 | 0.90016
55780 | 8.84 | 1 | 365 | 10.0592 | 0.25789 | 10 | 0.31713
59236 | 12 | 1 | 365 | 13.6551 | 0.49939 | 14 | 0.15448
55789 | 10.14 | 1 | 365 | 11.5385 | 0.23699 | 11 | 0.77554
59239 | 14.1 | 1 | 365 | 16.0447 | 0.31179 | 16 | 0.35651
55785 | 5.46 | 1 | 365 | 6.2131 | 0.51222 | 6 | 0.72529
59238 | 5.355 | 1 | 365 | 6.0936 | 0.2716 | 6 | 0.36519
55535 | 3.9 | 1 | 365 | 4.4379 | 0.9373 | 5 | 0.37521
59430 | 9.405 | 1 | 365 | 10.7022 | 0.55265 | 11 | 0.25482
57644 | 6 | 1 | 365 | 6.8275 | 0.7497 | 7 | 0.57724
57646 | 3.3 | 1 | 365 | 3.7551 | 0.56233 | 4 | 0.31748
57650 | 7.155 | 1 | 365 | 8.1418 | 0.39651 | 8 | 0.53836
57652 | 3.71 | 1 | 365 | 4.2217 | 0.5019 | 4 | 0.72359
57659 | 6.095 | 1 | 365 | 6.9356 | 0.9674 | 7 | 0.90305
57777 | 7.42 | 1 | 365 | 8.4434 | 0.0037907 | 8 | 0.44719
57780 | 8.4 | 1 | 365 | 9.5586 | 0.24957 | 9 | 0.80814
17842 | 648.85 | 1 | 365 | 738.342 | 0.91504 | 739 | 0.25703
57790 | 4.5 | 1 | 365 | 5.1207 | 0.31227 | 5 | 0.43293
57804 | 3 | 1 | 365 | 3.4138 | 0.87485 | 4 | 0.28862
57984 | 9.3 | 1 | 365 | 10.5827 | 0.31203 | 10 | 0.89472
55843 | 5.72 | 1 | 365 | 6.5089 | 0.10804 | 6 | 0.61697
55846 | 6 | 1 | 365 | 6.8275 | 0.7497 | 7 | 0.57724
59335 | 19.5 | 1 | 365 | 22.1895 | 0.68651 | 22 | 0.87603
59336 | 5.1 | 1 | 365 | 5.8034 | 0.68724 | 6 | 0.49065
59350 | 6.625 | 1 | 365 | 7.5387 | 0.18196 | 7 | 0.7207
59349 | 3 | 1 | 365 | 3.4138 | 0.87485 | 4 | 0.28862
59367 | 4.5 | 1 | 365 | 5.1207 | 0.31227 | 5 | 0.43293
59366 | 5.4 | 1 | 365 | 6.1448 | 0.37473 | 6 | 0.51952
59369 | 9.275 | 1 | 365 | 10.5542 | 0.25474 | 10 | 0.80898
54077 | 5.3 | 1 | 365 | 6.031 | 0.14556 | 6 | 0.17656
47708 | 7.95 | 1 | 365 | 9.0465 | 0.21835 | 9 | 0.26484
44336 | 9 | 1 | 365 | 10.2413 | 0.62454 | 10 | 0.86586
50714 | 5.565 | 1 | 365 | 6.3325 | 0.75284 | 7 | 0.08539
44540 | 8.745 | 1 | 365 | 9.9511 | 0.040182 | 9 | 0.99133
43814 | 8.4 | 1 | 365 | 9.5586 | 0.24957 | 9 | 0.80814
44206 | 8.4 | 1 | 365 | 9.5586 | 0.24957 | 9 | 0.80814
44191 | 4.5 | 1 | 365 | 5.1207 | 0.31227 | 5 | 0.43293
50045 | 6.6 | 1 | 365 | 7.5103 | 0.12467 | 7 | 0.63496
43797 | 8.7 | 1 | 365 | 9.8999 | 0.93706 | 10 | 0.837
50908 | 7.42 | 1 | 365 | 8.4434 | 0.0037907 | 8 | 0.44719
49106 | 13.8 | 1 | 365 | 15.7034 | 0.6243 | 16 | 0.32765
47719 | 7.83 | 1 | 365 | 8.9099 | 0.94335 | 9 | 0.8533
43844 | 9 | 1 | 365 | 10.2413 | 0.62454 | 10 | 0.86586
55323 | 4.2 | 1 | 365 | 4.7793 | 0.62479 | 5 | 0.40407
49122 | 12.3 | 1 | 365 | 13.9965 | 0.18688 | 14 | 0.18334
46139 | 12.19 | 1 | 365 | 13.8713 | 0.9348 | 14 | 0.80609
45285 | 6.9 | 1 | 365 | 7.8517 | 0.81215 | 8 | 0.66383
43753 | 9.9 | 1 | 365 | 11.2654 | 0.687 | 11 | 0.95245
50986 | 7.5 | 1 | 365 | 8.5344 | 0.18712 | 8 | 0.72155
50969 | 9.805 | 1 | 365 | 11.1573 | 0.46929 | 11 | 0.62664
50156 | 9.01 | 1 | 365 | 10.2527 | 0.64746 | 10 | 0.90016
51104 | 4.505 | 1 | 365 | 5.1263 | 0.32373 | 5 | 0.45008
37326 | 4.83 | 1 | 365 | 5.4962 | 0.068505 | 5 | 0.56468
39631 | 2.805 | 1 | 365 | 3.1919 | 0.42798 | 3 | 0.61986
59179 | 1.56 | 1 | 365 | 1.7752 | 0.57492 | 2 | 0.35008
60078 | 8.84 | 1 | 365 | 10.0592 | 0.25789 | 10 | 0.31713
45439 | 4 | 1 | 365 | 4.5517 | 0.16646 | 4 | 0.71816
43779 | 5.232 | 1 | 365 | 5.9536 | 0.98973 | 6 | 0.94335
43080 | 9.81 | 1 | 365 | 11.163 | 0.48075 | 11 | 0.64379
44709 | 5.25 | 1 | 365 | 5.9741 | 0.030984 | 6 | 0.005085
49424 | 7.28 | 1 | 365 | 8.2841 | 0.68296 | 8 | 0.96705
46025 | 9.81 | 1 | 365 | 11.163 | 0.48075 | 11 | 0.64379
49798 | 11.25 | 1 | 365 | 12.8016 | 0.78068 | 13 | 0.58232
47537 | 8.502 | 1 | 365 | 9.6746 | 0.48332 | 10 | 0.15795
37313 | 6.867 | 1 | 365 | 7.8141 | 0.73653 | 8 | 0.55065
49246 | 8.82 | 1 | 365 | 10.0365 | 0.21205 | 10 | 0.24854
49423 | 6.75 | 1 | 365 | 7.681 | 0.46841 | 8 | 0.1494
49428 | 4.68 | 1 | 365 | 5.3255 | 0.72476 | 6 | 0.050247
57648 | 13.64 | 1 | 365 | 15.5213 | 0.25764 | 15 | 0.77893
47986 | 5.559 | 1 | 365 | 6.3257 | 0.73909 | 7 | 0.064813
50061 | 4.578 | 1 | 365 | 5.2094 | 0.49102 | 5 | 0.70043
42524 | 2.943 | 1 | 365 | 3.3489 | 0.74423 | 4 | 0.093136
54320 | 6.9 | 1 | 365 | 7.8517 | 0.81215 | 8 | 0.66383
43988 | 5.67 | 1 | 365 | 6.452 | 0.99346 | 7 | 0.44549
55943 | 13.5 | 1 | 365 | 15.362 | 0.93682 | 16 | 0.29879
55944 | 10.56 | 1 | 365 | 12.0165 | 0.19946 | 12 | 0.21594
55947 | 11.61 | 1 | 365 | 13.2113 | 0.60566 | 13 | 0.81696
56039 | 6.55 | 1 | 365 | 7.4534 | 0.010085 | 7 | 0.46349
56043 | 6.5 | 1 | 365 | 7.3965 | 0.8955 | 8 | 0.29201
56050 | 9.9 | 1 | 365 | 11.2654 | 0.687 | 11 | 0.95245
56138 | 11.4 | 1 | 365 | 12.9723 | 0.12442 | 13 | 0.096756
56141 | 9 | 1 | 365 | 10.2413 | 0.62454 | 10 | 0.86586
56045 | 11.84 | 1 | 365 | 13.473 | 0.13273 | 13 | 0.60575
56221 | 6.84 | 1 | 365 | 7.7834 | 0.67465 | 8 | 0.45805
56235 | 6.5 | 1 | 365 | 7.3965 | 0.8955 | 8 | 0.29201
56241 | 5.72 | 1 | 365 | 6.5089 | 0.10804 | 6 | 0.61697
56244 | 4.42 | 1 | 365 | 5.0296 | 0.12894 | 5 | 0.15857
56246 | 8.84 | 1 | 365 | 10.0592 | 0.25789 | 10 | 0.31713
56279 | 9.81 | 1 | 365 | 11.163 | 0.48075 | 11 | 0.64379
51115 | 9.99 | 1 | 365 | 11.3679 | 0.89324 | 12 | 0.2611
56038 | 8.97 | 1 | 365 | 10.2072 | 0.5558 | 10 | 0.76297
56299 | 6.6 | 1 | 365 | 7.5103 | 0.12467 | 7 | 0.63496
56309 | 5.2 | 1 | 365 | 5.9172 | 0.9164 | 6 | 0.83361
56369 | 11.4 | 1 | 365 | 12.9723 | 0.12442 | 13 | 0.096756
56370 | 9.81 | 1 | 365 | 11.163 | 0.48075 | 11 | 0.64379
56397 | 6.54 | 1 | 365 | 7.442 | 0.98717 | 8 | 0.42919
56585 | 12.6 | 1 | 365 | 14.3378 | 0.87436 | 15 | 0.2122
56587 | 11.4 | 1 | 365 | 12.9723 | 0.12442 | 13 | 0.096756
56592 | 7 | 1 | 365 | 7.9655 | 0.041312 | 8 | 0.00678
56724 | 4.86 | 1 | 365 | 5.5303 | 0.13725 | 5 | 0.66756
56893 | 5.83 | 1 | 365 | 6.6341 | 0.36012 | 6 | 0.99422
56895 | 4.77 | 1 | 365 | 5.4279 | 0.93101 | 6 | 0.35891
56897 | 6.89 | 1 | 365 | 7.8403 | 0.78923 | 8 | 0.62953
56899 | 8.48 | 1 | 365 | 9.6496 | 0.4329 | 10 | 0.082499
57288 | 2.565 | 1 | 365 | 2.9188 | 0.878 | 3 | 0.79677
57269 | 7.54 | 1 | 365 | 8.5799 | 0.27878 | 8 | 0.85873
57404 | 8.215 | 1 | 365 | 9.348 | 0.82563 | 10 | 0.17367
57519 | 8.32 | 1 | 365 | 9.4675 | 0.066245 | 9 | 0.53377
57491 | 3.6 | 1 | 365 | 4.0965 | 0.24982 | 4 | 0.34634
57639 | 5.83 | 1 | 365 | 6.6341 | 0.36012 | 6 | 0.99422
57642 | 5.3 | 1 | 365 | 6.031 | 0.14556 | 6 | 0.17656
57794 | 6.6 | 1 | 365 | 7.5103 | 0.12467 | 7 | 0.63496
58042 | 8.96 | 1 | 365 | 10.1958 | 0.53288 | 10 | 0.72868
58046 | 6.21 | 1 | 365 | 7.0665 | 0.23094 | 7 | 0.29744
58052 | 4.24 | 1 | 365 | 4.8248 | 0.71645 | 5 | 0.54125
58034 | 8 | 1 | 365 | 9.1034 | 0.33293 | 9 | 0.43632
58345 | 7.59 | 1 | 365 | 8.6368 | 0.39337 | 9 | 0.030209
58417 | 5.2 | 1 | 365 | 5.9172 | 0.9164 | 6 | 0.83361
58462 | 7.5 | 1 | 365 | 8.5344 | 0.18712 | 8 | 0.72155
58463 | 6.93 | 1 | 365 | 7.8858 | 0.8809 | 8 | 0.76671
58671 | 7.68 | 1 | 365 | 8.7393 | 0.59961 | 9 | 0.33887
59474 | 8.8 | 1 | 365 | 10.0137 | 0.16622 | 10 | 0.17995
59475 | 6.325 | 1 | 365 | 7.1974 | 0.49447 | 7 | 0.69184
37698 | 9.45 | 1 | 365 | 10.7534 | 0.65577 | 11 | 0.40915
50891 | 7.155 | 1 | 365 | 8.1418 | 0.39651 | 8 | 0.53836
45258 | 8.7 | 1 | 365 | 9.8999 | 0.93706 | 10 | 0.837
50868 | 5.72 | 1 | 365 | 6.5089 | 0.10804 | 6 | 0.61697
50566 | 9 | 1 | 365 | 10.2413 | 0.62454 | 10 | 0.86586
47709 | 6.213 | 1 | 365 | 7.0699 | 0.23781 | 7 | 0.30773
36161 | 8.829 | 1 | 365 | 10.0467 | 0.23268 | 10 | 0.27941
51333 | 6.93 | 1 | 365 | 7.8858 | 0.8809 | 8 | 0.76671
37509 | 8.375 | 1 | 365 | 9.5301 | 0.19228 | 9 | 0.7224
48883 | 6 | 1 | 365 | 6.8275 | 0.7497 | 7 | 0.57724
47713 | 9.156 | 1 | 365 | 10.4188 | 0.98204 | 11 | 0.40087
43652 | 6.4 | 1 | 365 | 7.2827 | 0.66634 | 7 | 0.94906
59598 | 30.525 | 0.9 | 365 | 31.2616 | 0.95642 | 32 | 0.21804
42462 | 6.25 | 1 | 365 | 7.112 | 0.3226 | 7 | 0.43462
49767 | 24.96 | 1 | 365 | 28.4026 | 0.19874 | 28 | 0.60132
49296 | 9.4 | 1 | 365 | 10.6965 | 0.54119 | 11 | 0.23768
56152 | 7.8 | 1 | 365 | 8.8758 | 0.8746 | 9 | 0.75041
56359 | 11.7 | 1 | 365 | 13.3137 | 0.81191 | 14 | 0.12562
57741 | 9.9 | 1 | 365 | 11.2654 | 0.687 | 11 | 0.95245
59473 | 14.79 | 1 | 365 | 16.8299 | 0.893 | 17 | 0.7229
38445 | 8.502 | 1 | 365 | 9.6746 | 0.48332 | 10 | 0.15795
51326 | 11.97 | 1 | 365 | 13.621 | 0.43064 | 14 | 0.051594
51346 | 10.08 | 1 | 365 | 11.4703 | 0.099489 | 11 | 0.56976
51347 | 11.97 | 1 | 365 | 13.621 | 0.43064 | 14 | 0.051594
51348 | 11.34 | 1 | 365 | 12.9041 | 0.98693 | 13 | 0.89098
51349 | 9.45 | 1 | 365 | 10.7534 | 0.65577 | 11 | 0.40915
51378 | 10.08 | 1 | 365 | 11.4703 | 0.099489 | 11 | 0.56976
37465 | 5.886 | 1 | 365 | 6.6978 | 0.48845 | 7 | 0.18627
37505 | 6.4 | 1 | 365 | 7.2827 | 0.66634 | 7 | 0.94906
50751 | 2.616 | 1 | 365 | 2.9768 | 0.99487 | 3 | 0.97168
44431 | 24.885 | 1 | 365 | 28.3172 | 0.026864 | 28 | 0.3441
48045 | 5 | 1 | 365 | 5.6896 | 0.45808 | 6 | 0.1477
50177 | 6.9 | 1 | 365 | 7.8517 | 0.81215 | 8 | 0.66383
45509 | 9.8 | 1 | 365 | 11.1517 | 0.45784 | 11 | 0.60949
47834 | 24.3 | 1 | 365 | 27.6516 | 0.68627 | 28 | 0.33782
50833 | 13.86 | 1 | 365 | 15.7716 | 0.7618 | 16 | 0.53342
47403 | 15.12 | 1 | 365 | 17.2054 | 0.64923 | 17 | 0.85464
51020 | 7.5 | 1 | 365 | 8.5344 | 0.18712 | 8 | 0.72155
49496 | 12 | 1 | 365 | 13.6551 | 0.49939 | 14 | 0.15448
50548 | 7.28 | 1 | 365 | 8.2841 | 0.68296 | 8 | 0.96705
50545 | 13.2 | 1 | 365 | 15.0206 | 0.24933 | 15 | 0.26993
50933 | 4.725 | 1 | 365 | 5.3767 | 0.82789 | 6 | 0.20458
45807 | 7.56 | 1 | 365 | 8.6027 | 0.32462 | 8 | 0.92732
49141 | 8.5 | 1 | 365 | 9.6724 | 0.47874 | 10 | 0.15109
49112 | 12.285 | 1 | 365 | 13.9794 | 0.1525 | 14 | 0.1319
44854 | 5.3 | 1 | 365 | 6.031 | 0.14556 | 6 | 0.17656
46921 | 13.52 | 1 | 365 | 15.3847 | 0.98265 | 16 | 0.36738
47075 | 6.24 | 1 | 365 | 7.1006 | 0.29968 | 7 | 0.40033
46686 | 8.32 | 1 | 365 | 9.4675 | 0.066245 | 9 | 0.53377
46785 | 21.2 | 1 | 365 | 24.124 | 0.58226 | 24 | 0.70625
46743 | 3.71 | 1 | 365 | 4.2217 | 0.5019 | 4 | 0.72359
46682 | 10.6 | 1 | 365 | 12.062 | 0.29113 | 12 | 0.35312
46970 | 7.95 | 1 | 365 | 9.0465 | 0.21835 | 9 | 0.26484
57778 | 9.54 | 1 | 365 | 10.8558 | 0.86202 | 11 | 0.71781
57469 | 10.07 | 1 | 365 | 11.4589 | 0.076573 | 11 | 0.53547
57786 | 7.42 | 1 | 365 | 8.4434 | 0.0037907 | 8 | 0.44719
57801 | 4.5 | 1 | 365 | 5.1207 | 0.31227 | 5 | 0.43293
57890 | 10.8 | 1 | 365 | 12.2896 | 0.74945 | 13 | 0.039032
57969 | 9.9 | 1 | 365 | 11.2654 | 0.687 | 11 | 0.95245
58006 | 13.5 | 1 | 365 | 15.362 | 0.93682 | 16 | 0.29879
57792 | 3 | 1 | 365 | 3.4138 | 0.87485 | 4 | 0.28862
39907 | 9.755 | 1 | 365 | 11.1004 | 0.35471 | 11 | 0.45516
44377 | 6.76 | 1 | 365 | 7.6924 | 0.49132 | 8 | 0.18369
43226 | 3.975 | 1 | 365 | 4.5232 | 0.10917 | 4 | 0.63242
44969 | 7.395 | 1 | 365 | 8.4149 | 0.9465 | 9 | 0.36145
44617 | 8.25 | 1 | 365 | 9.3879 | 0.90583 | 10 | 0.29371
45116 | 5.035 | 1 | 365 | 5.7294 | 0.53829 | 6 | 0.26773
47565 | 3.18 | 1 | 365 | 3.6186 | 0.28734 | 3 | 0.90594
55792 | 5.72 | 1 | 365 | 6.5089 | 0.10804 | 6 | 0.61697
55793 | 4.68 | 1 | 365 | 5.3255 | 0.72476 | 6 | 0.050247
55795 | 9.36 | 1 | 365 | 10.651 | 0.44953 | 11 | 0.10049
55826 | 8.32 | 1 | 365 | 9.4675 | 0.066245 | 9 | 0.53377
55827 | 8.64 | 1 | 365 | 9.8317 | 0.79956 | 10 | 0.63123
55830 | 4.42 | 1 | 365 | 5.0296 | 0.12894 | 5 | 0.15857
55831 | 8.58 | 1 | 365 | 9.7634 | 0.66207 | 10 | 0.42545
55835 | 11.7 | 1 | 365 | 13.3137 | 0.81191 | 14 | 0.12562
55836 | 5.72 | 1 | 365 | 6.5089 | 0.10804 | 6 | 0.61697
55842 | 6.75 | 1 | 365 | 7.681 | 0.46841 | 8 | 0.1494
55882 | 8.32 | 1 | 365 | 9.4675 | 0.066245 | 9 | 0.53377
55883 | 10.4 | 1 | 365 | 11.8344 | 0.83281 | 12 | 0.66722
55884 | 4.68 | 1 | 365 | 5.3255 | 0.72476 | 6 | 0.050247
55888 | 13 | 1 | 365 | 14.793 | 0.79101 | 15 | 0.58402
55961 | 8.1 | 1 | 365 | 9.2172 | 0.56209 | 9 | 0.77927
55963 | 9.36 | 1 | 365 | 10.651 | 0.44953 | 11 | 0.10049
55964 | 9.36 | 1 | 365 | 10.651 | 0.44953 | 11 | 0.10049
55965 | 4.68 | 1 | 365 | 5.3255 | 0.72476 | 6 | 0.050247
55973 | 2.34 | 1 | 365 | 2.6627 | 0.36238 | 3 | 0.025124
55976 | 8.06 | 1 | 365 | 9.1717 | 0.47042 | 9 | 0.64209
55977 | 9.36 | 1 | 365 | 10.651 | 0.44953 | 11 | 0.10049
55978 | 8.06 | 1 | 365 | 9.1717 | 0.47042 | 9 | 0.64209
55988 | 10.14 | 1 | 365 | 11.5385 | 0.23699 | 11 | 0.77554
56192 | 7.28 | 1 | 365 | 8.2841 | 0.68296 | 8 | 0.96705
56200 | 6.24 | 1 | 365 | 7.1006 | 0.29968 | 7 | 0.40033
56209 | 8.32 | 1 | 365 | 9.4675 | 0.066245 | 9 | 0.53377
56213 | 6.24 | 1 | 365 | 7.1006 | 0.29968 | 7 | 0.40033
56214 | 7.28 | 1 | 365 | 8.2841 | 0.68296 | 8 | 0.96705
56217 | 8.84 | 1 | 365 | 10.0592 | 0.25789 | 10 | 0.31713
56223 | 5.72 | 1 | 365 | 6.5089 | 0.10804 | 6 | 0.61697
56231 | 3.38 | 1 | 365 | 3.8462 | 0.74566 | 4 | 0.59185
56233 | 12.42 | 1 | 365 | 14.133 | 0.46187 | 14 | 0.59489
56247 | 5.98 | 1 | 365 | 6.8048 | 0.70386 | 7 | 0.50865
56248 | 12.74 | 1 | 365 | 14.4972 | 0.19519 | 14 | 0.69234
56249 | 9.62 | 1 | 365 | 10.9468 | 0.045346 | 10 | 0.99217
56250 | 3.64 | 1 | 365 | 4.142 | 0.34148 | 4 | 0.48353
56251 | 3.12 | 1 | 365 | 3.5503 | 0.14984 | 3 | 0.70016
56252 | 2.08 | 1 | 365 | 2.3669 | 0.76656 | 3 | 0.13344
56651 | 6.76 | 1 | 365 | 7.6924 | 0.49132 | 8 | 0.18369
56654 | 10.66 | 1 | 365 | 12.1303 | 0.42863 | 12 | 0.5589
56656 | 4.32 | 1 | 365 | 4.9158 | 0.89978 | 5 | 0.81561
56660 | 9.36 | 1 | 365 | 10.651 | 0.44953 | 11 | 0.10049
56684 | 2.86 | 1 | 365 | 3.2545 | 0.55402 | 3 | 0.80848
56692 | 4.68 | 1 | 365 | 5.3255 | 0.72476 | 6 | 0.050247
56696 | 4.42 | 1 | 365 | 5.0296 | 0.12894 | 5 | 0.15857
56698 | 4.16 | 1 | 365 | 4.7338 | 0.53312 | 5 | 0.26689
56700 | 12.48 | 1 | 365 | 14.2013 | 0.59937 | 14 | 0.80066
57303 | 3.99 | 1 | 365 | 4.5403 | 0.14355 | 4 | 0.68386
57312 | 4.42 | 1 | 365 | 5.0296 | 0.12894 | 5 | 0.15857
47910 | 10.45 | 1 | 365 | 11.8913 | 0.94739 | 12 | 0.83869
57325 | 4.68 | 1 | 365 | 5.3255 | 0.72476 | 6 | 0.050247
57326 | 9.1 | 1 | 365 | 10.3551 | 0.85371 | 11 | 0.20881
47302 | 6.76 | 1 | 365 | 7.6924 | 0.49132 | 8 | 0.18369
57329 | 4.42 | 1 | 365 | 5.0296 | 0.12894 | 5 | 0.15857
57331 | 5.2 | 1 | 365 | 5.9172 | 0.9164 | 6 | 0.83361
57332 | 7.02 | 1 | 365 | 7.9882 | 0.087144 | 8 | 0.075371
48567 | 7.95 | 1 | 365 | 9.0465 | 0.21835 | 9 | 0.26484
57333 | 8.58 | 1 | 365 | 9.7634 | 0.66207 | 10 | 0.42545
57336 | 5.98 | 1 | 365 | 6.8048 | 0.70386 | 7 | 0.50865
57362 | 5.04 | 1 | 365 | 5.7351 | 0.54974 | 6 | 0.28488
57439 | 5.2 | 1 | 365 | 5.9172 | 0.9164 | 6 | 0.83361
57440 | 9.88 | 1 | 365 | 11.2427 | 0.64117 | 11 | 0.88386
57442 | 7.8 | 1 | 365 | 8.8758 | 0.8746 | 9 | 0.75041
57443 | 13 | 1 | 365 | 14.793 | 0.79101 | 15 | 0.58402
57444 | 5.2 | 1 | 365 | 5.9172 | 0.9164 | 6 | 0.83361
57445 | 7.02 | 1 | 365 | 7.9882 | 0.087144 | 8 | 0.075371
57446 | 8.91 | 1 | 365 | 10.1389 | 0.4183 | 10 | 0.5572
57447 | 11.96 | 1 | 365 | 13.6096 | 0.40773 | 14 | 0.017298
57448 | 6.24 | 1 | 365 | 7.1006 | 0.29968 | 7 | 0.40033
57450 | 7.02 | 1 | 365 | 7.9882 | 0.087144 | 8 | 0.075371
57451 | 5.46 | 1 | 365 | 6.2131 | 0.51222 | 6 | 0.72529
57453 | 4.16 | 1 | 365 | 4.7338 | 0.53312 | 5 | 0.26689
57454 | 7.54 | 1 | 365 | 8.5799 | 0.27878 | 8 | 0.85873
57455 | 9.88 | 1 | 365 | 11.2427 | 0.64117 | 11 | 0.88386
57456 | 5.46 | 1 | 365 | 6.2131 | 0.51222 | 6 | 0.72529
57457 | 6.76 | 1 | 365 | 7.6924 | 0.49132 | 8 | 0.18369
57459 | 4.42 | 1 | 365 | 5.0296 | 0.12894 | 5 | 0.15857
58289 | 7.28 | 1 | 365 | 8.2841 | 0.68296 | 8 | 0.96705
58294 | 4.16 | 1 | 365 | 4.7338 | 0.53312 | 5 | 0.26689
58298 | 3.64 | 1 | 365 | 4.142 | 0.34148 | 4 | 0.48353
58301 | 9.88 | 1 | 365 | 11.2427 | 0.64117 | 11 | 0.88386
58302 | 7.54 | 1 | 365 | 8.5799 | 0.27878 | 8 | 0.85873
48379 | 9.805 | 1 | 365 | 11.1573 | 0.46929 | 11 | 0.62664
58303 | 4.16 | 1 | 365 | 4.7338 | 0.53312 | 5 | 0.26689
58314 | 7.54 | 1 | 365 | 8.5799 | 0.27878 | 8 | 0.85873
58315 | 11.18 | 1 | 365 | 12.722 | 0.62027 | 13 | 0.34226
58316 | 10.14 | 1 | 365 | 11.5385 | 0.23699 | 11 | 0.77554
58317 | 5.46 | 1 | 365 | 6.2131 | 0.51222 | 6 | 0.72529
58319 | 10.92 | 1 | 365 | 12.4261 | 0.024447 | 12 | 0.45058
58320 | 5.72 | 1 | 365 | 6.5089 | 0.10804 | 6 | 0.61697
58321 | 7.02 | 1 | 365 | 7.9882 | 0.087144 | 8 | 0.075371
58332 | 9.1 | 1 | 365 | 10.3551 | 0.85371 | 11 | 0.20881
58333 | 3.64 | 1 | 365 | 4.142 | 0.34148 | 4 | 0.48353
58337 | 4.68 | 1 | 365 | 5.3255 | 0.72476 | 6 | 0.050247
58382 | 5.83 | 1 | 365 | 6.6341 | 0.36012 | 6 | 0.99422
58383 | 11.96 | 1 | 365 | 13.6096 | 0.40773 | 14 | 0.017298
47944 | 11.275 | 1 | 365 | 12.8301 | 0.83797 | 13 | 0.66806
58384 | 11.18 | 1 | 365 | 12.722 | 0.62027 | 13 | 0.34226
58385 | 7.28 | 1 | 365 | 8.2841 | 0.68296 | 8 | 0.96705
58386 | 3.38 | 1 | 365 | 3.8462 | 0.74566 | 4 | 0.59185
48089 | 7.425 | 1 | 365 | 8.4491 | 0.015249 | 8 | 0.46433
48157 | 7.155 | 1 | 365 | 8.1418 | 0.39651 | 8 | 0.53836
58389 | 4.68 | 1 | 365 | 5.3255 | 0.72476 | 6 | 0.050247
58390 | 6.76 | 1 | 365 | 7.6924 | 0.49132 | 8 | 0.18369
58391 | 7.02 | 1 | 365 | 7.9882 | 0.087144 | 8 | 0.075371
58392 | 4.16 | 1 | 365 | 4.7338 | 0.53312 | 5 | 0.26689
58394 | 10.92 | 1 | 365 | 12.4261 | 0.024447 | 12 | 0.45058
58395 | 4.16 | 1 | 365 | 4.7338 | 0.53312 | 5 | 0.26689
58396 | 3.64 | 1 | 365 | 4.142 | 0.34148 | 4 | 0.48353
58398 | 5.98 | 1 | 365 | 6.8048 | 0.70386 | 7 | 0.50865
56421 | 9.25 | 1 | 365 | 10.5258 | 0.19745 | 10 | 0.72325
56422 | 5.865 | 1 | 365 | 6.6739 | 0.44033 | 7 | 0.11425
58400 | 6.27 | 1 | 365 | 7.1348 | 0.36843 | 7 | 0.50322
58401 | 7.8 | 1 | 365 | 8.8758 | 0.8746 | 9 | 0.75041
58402 | 4.32 | 1 | 365 | 4.9158 | 0.89978 | 5 | 0.81561
43434 | 5.1 | 1 | 365 | 5.8034 | 0.68724 | 6 | 0.49065
58404 | 10.14 | 1 | 365 | 11.5385 | 0.23699 | 11 | 0.77554
58953 | 3.64 | 1 | 365 | 4.142 | 0.34148 | 4 | 0.48353
50910 | 6 | 1 | 365 | 6.8275 | 0.7497 | 7 | 0.57724
58955 | 6.24 | 1 | 365 | 7.1006 | 0.29968 | 7 | 0.40033
50614 | 5.4 | 1 | 365 | 6.1448 | 0.37473 | 6 | 0.51952
57024 | 7.8 | 1 | 365 | 8.8758 | 0.8746 | 9 | 0.75041
58957 | 6.5 | 1 | 365 | 7.3965 | 0.8955 | 8 | 0.29201
42999 | 7.95 | 1 | 365 | 9.0465 | 0.21835 | 9 | 0.26484
57025 | 3.3 | 1 | 365 | 3.7551 | 0.56233 | 4 | 0.31748
58960 | 7.54 | 1 | 365 | 8.5799 | 0.27878 | 8 | 0.85873
42988 | 9.805 | 1 | 365 | 11.1573 | 0.46929 | 11 | 0.62664
43017 | 6.325 | 1 | 365 | 7.1974 | 0.49447 | 7 | 0.69184
43150 | 4.24 | 1 | 365 | 4.8248 | 0.71645 | 5 | 0.54125
57653 | 3 | 1 | 365 | 3.4138 | 0.87485 | 4 | 0.28862
43139 | 9.275 | 1 | 365 | 10.5542 | 0.25474 | 10 | 0.80898
43218 | 9.9 | 1 | 365 | 11.2654 | 0.687 | 11 | 0.95245
43197 | 11 | 1 | 365 | 12.5172 | 0.20778 | 12 | 0.72494
43211 | 6.325 | 1 | 365 | 7.1974 | 0.49447 | 7 | 0.69184
43231 | 7.425 | 1 | 365 | 8.4491 | 0.015249 | 8 | 0.46433
58961 | 6.24 | 1 | 365 | 7.1006 | 0.29968 | 7 | 0.40033
57668 | 10.8 | 1 | 365 | 12.2896 | 0.74945 | 13 | 0.039032
55517 | 2.915 | 1 | 365 | 3.317 | 0.68006 | 3 | 0.99711
44280 | 17.94 | 1 | 365 | 20.4144 | 0.11159 | 20 | 0.52595
58964 | 5.46 | 1 | 365 | 6.2131 | 0.51222 | 6 | 0.72529
57718 | 5.1 | 1 | 365 | 5.8034 | 0.68724 | 6 | 0.49065
56323 | 8.06 | 1 | 365 | 9.1717 | 0.47042 | 9 | 0.64209
58965 | 9.62 | 1 | 365 | 10.9468 | 0.045346 | 10 | 0.99217
56324 | 11.275 | 1 | 365 | 12.8301 | 0.83797 | 13 | 0.66806
58966 | 5.98 | 1 | 365 | 6.8048 | 0.70386 | 7 | 0.50865
56325 | 3.975 | 1 | 365 | 4.5232 | 0.10917 | 4 | 0.63242
58967 | 7.54 | 1 | 365 | 8.5799 | 0.27878 | 8 | 0.85873
56326 | 10.6 | 1 | 365 | 12.062 | 0.29113 | 12 | 0.35312
58971 | 7.28 | 1 | 365 | 8.2841 | 0.68296 | 8 | 0.96705
56334 | 5.3 | 1 | 365 | 6.031 | 0.14556 | 6 | 0.17656
56335 | 10.6 | 1 | 365 | 12.062 | 0.29113 | 12 | 0.35312
58972 | 4.16 | 1 | 365 | 4.7338 | 0.53312 | 5 | 0.26689
56386 | 6.24 | 1 | 365 | 7.1006 | 0.29968 | 7 | 0.40033
56388 | 12.48 | 1 | 365 | 14.2013 | 0.59937 | 14 | 0.80066
58973 | 9.36 | 1 | 365 | 10.651 | 0.44953 | 11 | 0.10049
56393 | 7.95 | 1 | 365 | 9.0465 | 0.21835 | 9 | 0.26484
58974 | 3.64 | 1 | 365 | 4.142 | 0.34148 | 4 | 0.48353
56394 | 2.65 | 1 | 365 | 3.0155 | 0.072782 | 3 | 0.088281
58977 | 2.6 | 1 | 365 | 2.9586 | 0.9582 | 3 | 0.9168
56395 | 9.275 | 1 | 365 | 10.5542 | 0.25474 | 10 | 0.80898
56571 | 6.625 | 1 | 365 | 7.5387 | 0.18196 | 7 | 0.7207
58978 | 7.54 | 1 | 365 | 8.5799 | 0.27878 | 8 | 0.85873
56573 | 2.65 | 1 | 365 | 3.0155 | 0.072782 | 3 | 0.088281
58979 | 9.1 | 1 | 365 | 10.3551 | 0.85371 | 11 | 0.20881
56575 | 5.83 | 1 | 365 | 6.6341 | 0.36012 | 6 | 0.99422
56577 | 8.215 | 1 | 365 | 9.348 | 0.82563 | 10 | 0.17367
58992 | 11.44 | 1 | 365 | 13.0179 | 0.21609 | 13 | 0.23394
56578 | 6.89 | 1 | 365 | 7.8403 | 0.78923 | 8 | 0.62953
58994 | 6.21 | 1 | 365 | 7.0665 | 0.23094 | 7 | 0.29744
56582 | 5.3 | 1 | 365 | 6.031 | 0.14556 | 6 | 0.17656
58995 | 10.14 | 1 | 365 | 11.5385 | 0.23699 | 11 | 0.77554
56583 | 6.36 | 1 | 365 | 7.2372 | 0.57468 | 7 | 0.81187
56584 | 7.42 | 1 | 365 | 8.4434 | 0.0037907 | 8 | 0.44719
58997 | 10.92 | 1 | 365 | 12.4261 | 0.024447 | 12 | 0.45058
56662 | 6.76 | 1 | 365 | 7.6924 | 0.49132 | 8 | 0.18369
58998 | 12.22 | 1 | 365 | 13.9054 | 0.0035475 | 13 | 0.90898
56666 | 11.44 | 1 | 365 | 13.0179 | 0.21609 | 13 | 0.23394
58999 | 4.68 | 1 | 365 | 5.3255 | 0.72476 | 6 | 0.050247
56668 | 4.505 | 1 | 365 | 5.1263 | 0.32373 | 5 | 0.45008
59000 | 3.64 | 1 | 365 | 4.142 | 0.34148 | 4 | 0.48353
56671 | 3.18 | 1 | 365 | 3.6186 | 0.28734 | 3 | 0.90594
56673 | 4.77 | 1 | 365 | 5.4279 | 0.93101 | 6 | 0.35891
59001 | 9.975 | 1 | 365 | 11.3508 | 0.85887 | 12 | 0.20966
59004 | 5.98 | 1 | 365 | 6.8048 | 0.70386 | 7 | 0.50865
59005 | 6.76 | 1 | 365 | 7.6924 | 0.49132 | 8 | 0.18369
59006 | 11.44 | 1 | 365 | 13.0179 | 0.21609 | 13 | 0.23394
59008 | 3.12 | 1 | 365 | 3.5503 | 0.14984 | 3 | 0.70016
59009 | 4.94 | 1 | 365 | 5.6213 | 0.32058 | 5 | 0.94193
59010 | 4.68 | 1 | 365 | 5.3255 | 0.72476 | 6 | 0.050247
59011 | 11.7 | 1 | 365 | 13.3137 | 0.81191 | 14 | 0.12562
59013 | 8.06 | 1 | 365 | 9.1717 | 0.47042 | 9 | 0.64209
59014 | 7.29 | 1 | 365 | 8.2955 | 0.70588 | 9 | 0.0013466
38031 | 5.72 | 1 | 365 | 6.5089 | 0.10804 | 6 | 0.61697
59016 | 10.4 | 1 | 365 | 11.8344 | 0.83281 | 12 | 0.66722
59017 | 9.99 | 1 | 365 | 11.3679 | 0.89324 | 12 | 0.2611
59018 | 6.24 | 1 | 365 | 7.1006 | 0.29968 | 7 | 0.40033
59020 | 12.48 | 1 | 365 | 14.2013 | 0.59937 | 14 | 0.80066
59012 | 13.26 | 1 | 365 | 15.0889 | 0.38683 | 15 | 0.4757
59023 | 13.26 | 1 | 365 | 15.0889 | 0.38683 | 15 | 0.4757
59024 | 13.26 | 1 | 365 | 15.0889 | 0.38683 | 15 | 0.4757
59025 | 10.14 | 1 | 365 | 11.5385 | 0.23699 | 11 | 0.77554
58968 | 6.5 | 1 | 365 | 7.3965 | 0.8955 | 8 | 0.29201
59026 | 10.26 | 1 | 365 | 11.6751 | 0.51198 | 12 | 0.18708
59015 | 7.54 | 1 | 365 | 8.5799 | 0.27878 | 8 | 0.85873
59027 | 6.75 | 1 | 365 | 7.681 | 0.46841 | 8 | 0.1494
59030 | 6.5 | 1 | 365 | 7.3965 | 0.8955 | 8 | 0.29201
59032 | 9.72 | 1 | 365 | 11.0606 | 0.27451 | 11 | 0.33513
59040 | 3.12 | 1 | 365 | 3.5503 | 0.14984 | 3 | 0.70016
59041 | 3.78 | 1 | 365 | 4.3014 | 0.66231 | 4 | 0.96366
55572 | 3.9 | 1 | 365 | 4.4379 | 0.9373 | 5 | 0.37521
55791 | 4.35 | 1 | 365 | 4.95 | 0.96853 | 5 | 0.9185
55797 | 4.68 | 1 | 365 | 5.3255 | 0.72476 | 6 | 0.050247
55834 | 13.34 | 1 | 365 | 15.1799 | 0.57016 | 15 | 0.75006
55975 | 6.36 | 1 | 365 | 7.2372 | 0.57468 | 7 | 0.81187
56649 | 9.36 | 1 | 365 | 10.651 | 0.44953 | 11 | 0.10049
56658 | 4.68 | 1 | 365 | 5.3255 | 0.72476 | 6 | 0.050247
56689 | 5.46 | 1 | 365 | 6.2131 | 0.51222 | 6 | 0.72529
55897 | 3.445 | 1 | 365 | 3.9201 | 0.89462 | 4 | 0.81477
27093 | 983.84 | 0.9 | 365 | 1007.5816 | 0.12514 | 1007 | 0.70677
55527 | 2.835 | 1 | 365 | 3.226 | 0.49673 | 3 | 0.72275
55423 | 6.24 | 1 | 365 | 7.1006 | 0.29968 | 7 | 0.40033
55898 | 8.32 | 1 | 365 | 9.4675 | 0.066245 | 9 | 0.53377
48305 | 3.6 | 1 | 365 | 4.0965 | 0.24982 | 4 | 0.34634
55899 | 9.805 | 1 | 365 | 11.1573 | 0.46929 | 11 | 0.62664
56790 | 3.6 | 1 | 365 | 4.0965 | 0.24982 | 4 | 0.34634
55901 | 5.83 | 1 | 365 | 6.6341 | 0.36012 | 6 | 0.99422
55902 | 5.035 | 1 | 365 | 5.7294 | 0.53829 | 6 | 0.26773
58709 | 6.84 | 1 | 365 | 7.7834 | 0.67465 | 8 | 0.45805
55904 | 7.54 | 1 | 365 | 8.5799 | 0.27878 | 8 | 0.85873
58711 | 7.2 | 1 | 365 | 8.1931 | 0.49964 | 8 | 0.69269
55905 | 10.6 | 1 | 365 | 12.062 | 0.29113 | 12 | 0.35312
58809 | 7.2 | 1 | 365 | 8.1931 | 0.49964 | 8 | 0.69269
49725 | 3.84 | 1 | 365 | 4.3696 | 0.79981 | 5 | 0.16943
58730 | 6.24 | 1 | 365 | 7.1006 | 0.29968 | 7 | 0.40033
55986 | 8.48 | 1 | 365 | 9.6496 | 0.4329 | 10 | 0.082499
58604 | 10.865 | 1 | 365 | 12.3635 | 0.89841 | 13 | 0.26195
56042 | 9.54 | 1 | 365 | 10.8558 | 0.86202 | 11 | 0.71781
46032 | 6.867 | 1 | 365 | 7.8141 | 0.73653 | 8 | 0.55065
56078 | 10.6 | 1 | 365 | 12.062 | 0.29113 | 12 | 0.35312
45764 | 34.32 | 0.9 | 365 | 35.1482 | 0.78344 | 35 | 0.93163
56079 | 6.76 | 1 | 365 | 7.6924 | 0.49132 | 8 | 0.18369
56080 | 7.54 | 1 | 365 | 8.5799 | 0.27878 | 8 | 0.85873
44573 | 11.44 | 1 | 365 | 13.0179 | 0.21609 | 13 | 0.23394
56084 | 9.1 | 1 | 365 | 10.3551 | 0.85371 | 11 | 0.20881
58677 | 40.32 | 0.9 | 365 | 41.293 | 0.15816 | 41 | 0.45115
56086 | 8.58 | 1 | 365 | 9.7634 | 0.66207 | 10 | 0.42545
58798 | 4.42 | 1 | 365 | 5.0296 | 0.12894 | 5 | 0.15857
56088 | 12.74 | 1 | 365 | 14.4972 | 0.19519 | 14 | 0.69234
50650 | 10.4 | 1 | 365 | 11.8344 | 0.83281 | 12 | 0.66722
56089 | 8.06 | 1 | 365 | 9.1717 | 0.47042 | 9 | 0.64209
59131 | 2.34 | 1 | 365 | 2.6627 | 0.36238 | 3 | 0.025124
56099 | 13.26 | 1 | 365 | 15.0889 | 0.38683 | 15 | 0.4757
51071 | 10.07 | 1 | 365 | 11.4589 | 0.076573 | 11 | 0.53547
56100 | 9.36 | 1 | 365 | 10.651 | 0.44953 | 11 | 0.10049
56103 | 9.1 | 1 | 365 | 10.3551 | 0.85371 | 11 | 0.20881
51175 | 10.6 | 1 | 365 | 12.062 | 0.29113 | 12 | 0.35312
56104 | 10.14 | 1 | 365 | 11.5385 | 0.23699 | 11 | 0.77554
51439 | 10.6 | 1 | 365 | 12.062 | 0.29113 | 12 | 0.35312
56107 | 6.76 | 1 | 365 | 7.6924 | 0.49132 | 8 | 0.18369
43238 | 9.01 | 1 | 365 | 10.2527 | 0.64746 | 10 | 0.90016
56108 | 6.76 | 1 | 365 | 7.6924 | 0.49132 | 8 | 0.18369
57640 | 11.25 | 1 | 365 | 12.8016 | 0.78068 | 13 | 0.58232
56110 | 5.98 | 1 | 365 | 6.8048 | 0.70386 | 7 | 0.50865
56111 | 10.4 | 1 | 365 | 11.8344 | 0.83281 | 12 | 0.66722
57805 | 13.515 | 1 | 365 | 15.379 | 0.97119 | 16 | 0.35023
56163 | 10.56 | 1 | 365 | 12.0165 | 0.19946 | 12 | 0.21594
55454 | 12.5 | 1 | 365 | 14.2241 | 0.6452 | 14 | 0.86925
56166 | 12.925 | 1 | 365 | 14.7077 | 0.61914 | 15 | 0.3268
56168 | 10.4 | 1 | 365 | 11.8344 | 0.83281 | 12 | 0.66722
56169 | 11.96 | 1 | 365 | 13.6096 | 0.40773 | 14 | 0.017298
56170 | 10.23 | 1 | 365 | 11.641 | 0.44323 | 12 | 0.084194
56676 | 10.07 | 1 | 365 | 11.4589 | 0.076573 | 11 | 0.53547
56677 | 4.24 | 1 | 365 | 4.8248 | 0.71645 | 5 | 0.54125
56679 | 5.83 | 1 | 365 | 6.6341 | 0.36012 | 6 | 0.99422
56681 | 3.975 | 1 | 365 | 4.5232 | 0.10917 | 4 | 0.63242
55498 | 12.75 | 1 | 365 | 14.5085 | 0.2181 | 14 | 0.72663
56683 | 6.625 | 1 | 365 | 7.5387 | 0.18196 | 7 | 0.7207
55500 | 10.455 | 1 | 365 | 11.897 | 0.95885 | 12 | 0.85584
56881 | 7.42 | 1 | 365 | 8.4434 | 0.0037907 | 8 | 0.44719
56882 | 6.24 | 1 | 365 | 7.1006 | 0.29968 | 7 | 0.40033
56116 | 10.5 | 1 | 365 | 11.9482 | 0.061968 | 12 | 0.01017
56256 | 12.75 | 1 | 365 | 14.5085 | 0.2181 | 14 | 0.72663
56257 | 10.455 | 1 | 365 | 11.897 | 0.95885 | 12 | 0.85584
56588 | 11.5 | 1 | 365 | 13.0861 | 0.35358 | 13 | 0.43971
57227 | 12.495 | 1 | 365 | 14.2184 | 0.63374 | 14 | 0.8521
57235 | 10.25 | 1 | 365 | 11.6637 | 0.48906 | 12 | 0.15278
56883 | 8.745 | 1 | 365 | 9.9511 | 0.040182 | 9 | 0.99133
57449 | 13.5 | 1 | 365 | 15.362 | 0.93682 | 16 | 0.29879
57549 | 11.22 | 1 | 365 | 12.7675 | 0.71193 | 13 | 0.47944
57550 | 13.5 | 1 | 365 | 15.362 | 0.93682 | 16 | 0.29879
56884 | 5.035 | 1 | 365 | 5.7294 | 0.53829 | 6 | 0.26773
57590 | 11.7 | 1 | 365 | 13.3137 | 0.81191 | 14 | 0.12562
57636 | 11.5 | 1 | 365 | 13.0861 | 0.35358 | 13 | 0.43971
58717 | 9.1 | 1 | 365 | 10.3551 | 0.85371 | 11 | 0.20881
57638 | 10.5 | 1 | 365 | 11.9482 | 0.061968 | 12 | 0.01017
58340 | 12.25 | 1 | 365 | 13.9396 | 0.072296 | 14 | 0.011865
56886 | 5.035 | 1 | 365 | 5.7294 | 0.53829 | 6 | 0.26773
56889 | 3.445 | 1 | 365 | 3.9201 | 0.89462 | 4 | 0.81477
56952 | 5.035 | 1 | 365 | 5.7294 | 0.53829 | 6 | 0.26773
57002 | 12.32 | 1 | 365 | 14.0192 | 0.23271 | 14 | 0.25193
57003 | 7.02 | 1 | 365 | 7.9882 | 0.087144 | 8 | 0.075371
57004 | 9.88 | 1 | 365 | 11.2427 | 0.64117 | 11 | 0.88386
57005 | 10.4 | 1 | 365 | 11.8344 | 0.83281 | 12 | 0.66722
57006 | 10.66 | 1 | 365 | 12.1303 | 0.42863 | 12 | 0.5589
57007 | 5.3 | 1 | 365 | 6.031 | 0.14556 | 6 | 0.17656
57078 | 2.915 | 1 | 365 | 3.317 | 0.68006 | 3 | 0.99711
57088 | 7.28 | 1 | 365 | 8.2841 | 0.68296 | 8 | 0.96705
57216 | 9.275 | 1 | 365 | 10.5542 | 0.25474 | 10 | 0.80898
57218 | 8.745 | 1 | 365 | 9.9511 | 0.040182 | 9 | 0.99133
57291 | 10.6 | 1 | 365 | 12.062 | 0.29113 | 12 | 0.35312
57293 | 6.36 | 1 | 365 | 7.2372 | 0.57468 | 7 | 0.81187
57297 | 10.6 | 1 | 365 | 12.062 | 0.29113 | 12 | 0.35312
57463 | 5.3 | 1 | 365 | 6.031 | 0.14556 | 6 | 0.17656
57465 | 3.975 | 1 | 365 | 4.5232 | 0.10917 | 4 | 0.63242
57466 | 12.1 | 1 | 365 | 13.7689 | 0.72855 | 14 | 0.49743
57527 | 4.77 | 1 | 365 | 5.4279 | 0.93101 | 6 | 0.35891
57528 | 3.64 | 1 | 365 | 4.142 | 0.34148 | 4 | 0.48353
57529 | 4.77 | 1 | 365 | 5.4279 | 0.93101 | 6 | 0.35891
57530 | 4.68 | 1 | 365 | 5.3255 | 0.72476 | 6 | 0.050247
57531 | 5.83 | 1 | 365 | 6.6341 | 0.36012 | 6 | 0.99422
57532 | 7.42 | 1 | 365 | 8.4434 | 0.0037907 | 8 | 0.44719
57535 | 6.44 | 1 | 365 | 7.3282 | 0.75801 | 8 | 0.086238
57537 | 4.24 | 1 | 365 | 4.8248 | 0.71645 | 5 | 0.54125
57538 | 6.625 | 1 | 365 | 7.5387 | 0.18196 | 7 | 0.7207
57541 | 6.6 | 1 | 365 | 7.5103 | 0.12467 | 7 | 0.63496
57543 | 4.68 | 1 | 365 | 5.3255 | 0.72476 | 6 | 0.050247
57544 | 8.58 | 1 | 365 | 9.7634 | 0.66207 | 10 | 0.42545
57554 | 3.445 | 1 | 365 | 3.9201 | 0.89462 | 4 | 0.81477
57559 | 6.24 | 1 | 365 | 7.1006 | 0.29968 | 7 | 0.40033
57561 | 3.975 | 1 | 365 | 4.5232 | 0.10917 | 4 | 0.63242
57562 | 5.3 | 1 | 365 | 6.031 | 0.14556 | 6 | 0.17656
57564 | 5.565 | 1 | 365 | 6.3325 | 0.75284 | 7 | 0.08539
57566 | 4.77 | 1 | 365 | 5.4279 | 0.93101 | 6 | 0.35891
57571 | 4.77 | 1 | 365 | 5.4279 | 0.93101 | 6 | 0.35891
57733 | 4.68 | 1 | 365 | 5.3255 | 0.72476 | 6 | 0.050247
57734 | 5.2 | 1 | 365 | 5.9172 | 0.9164 | 6 | 0.83361
58206 | 9.275 | 1 | 365 | 10.5542 | 0.25474 | 10 | 0.80898
57735 | 7.685 | 1 | 365 | 8.7449 | 0.61107 | 9 | 0.35601
57736 | 5.3 | 1 | 365 | 6.031 | 0.14556 | 6 | 0.17656
57737 | 7.685 | 1 | 365 | 8.7449 | 0.61107 | 9 | 0.35601
58207 | 6.095 | 1 | 365 | 6.9356 | 0.9674 | 7 | 0.90305
57842 | 8.8 | 1 | 365 | 10.0137 | 0.16622 | 10 | 0.17995
57845 | 8.745 | 1 | 365 | 9.9511 | 0.040182 | 9 | 0.99133
57846 | 3.18 | 1 | 365 | 3.6186 | 0.28734 | 3 | 0.90594
57849 | 12.1 | 1 | 365 | 13.7689 | 0.72855 | 14 | 0.49743
58210 | 8.215 | 1 | 365 | 9.348 | 0.82563 | 10 | 0.17367
58010 | 9.01 | 1 | 365 | 10.2527 | 0.64746 | 10 | 0.90016
58012 | 7.685 | 1 | 365 | 8.7449 | 0.61107 | 9 | 0.35601
58211 | 4.24 | 1 | 365 | 4.8248 | 0.71645 | 5 | 0.54125
58092 | 8.84 | 1 | 365 | 10.0592 | 0.25789 | 10 | 0.31713
58093 | 5.225 | 1 | 365 | 5.9457 | 0.97369 | 6 | 0.91935
58212 | 4.505 | 1 | 365 | 5.1263 | 0.32373 | 5 | 0.45008
58216 | 8.58 | 1 | 365 | 9.7634 | 0.66207 | 10 | 0.42545
58217 | 10.66 | 1 | 365 | 12.1303 | 0.42863 | 12 | 0.5589
58219 | 3.18 | 1 | 365 | 3.6186 | 0.28734 | 3 | 0.90594
58455 | 10.07 | 1 | 365 | 11.4589 | 0.076573 | 11 | 0.53547
58096 | 9.805 | 1 | 365 | 11.1573 | 0.46929 | 11 | 0.62664
58220 | 7.7 | 1 | 365 | 8.762 | 0.64544 | 9 | 0.40746
58456 | 7.42 | 1 | 365 | 8.4434 | 0.0037907 | 8 | 0.44719
58221 | 4.505 | 1 | 365 | 5.1263 | 0.32373 | 5 | 0.45008
58097 | 8.215 | 1 | 365 | 9.348 | 0.82563 | 10 | 0.17367
58460 | 13 | 1 | 365 | 14.793 | 0.79101 | 15 | 0.58402
58222 | 7.155 | 1 | 365 | 8.1418 | 0.39651 | 8 | 0.53836
58545 | 10.4 | 1 | 365 | 11.8344 | 0.83281 | 12 | 0.66722
58305 | 10.07 | 1 | 365 | 11.4589 | 0.076573 | 11 | 0.53547
58099 | 5.035 | 1 | 365 | 5.7294 | 0.53829 | 6 | 0.26773
58306 | 7.54 | 1 | 365 | 8.5799 | 0.27878 | 8 | 0.85873
58307 | 8.215 | 1 | 365 | 9.348 | 0.82563 | 10 | 0.17367
58546 | 9.88 | 1 | 365 | 11.2427 | 0.64117 | 11 | 0.88386
58308 | 5.98 | 1 | 365 | 6.8048 | 0.70386 | 7 | 0.50865
58547 | 9.01 | 1 | 365 | 10.2527 | 0.64746 | 10 | 0.90016
58548 | 3.445 | 1 | 365 | 3.9201 | 0.89462 | 4 | 0.81477
58309 | 5.83 | 1 | 365 | 6.6341 | 0.36012 | 6 | 0.99422
58165 | 8.58 | 1 | 365 | 9.7634 | 0.66207 | 10 | 0.42545
58310 | 3.18 | 1 | 365 | 3.6186 | 0.28734 | 3 | 0.90594
58549 | 6.095 | 1 | 365 | 6.9356 | 0.9674 | 7 | 0.90305
58550 | 6.89 | 1 | 365 | 7.8403 | 0.78923 | 8 | 0.62953
58160 | 5.72 | 1 | 365 | 6.5089 | 0.10804 | 6 | 0.61697
58312 | 3.71 | 1 | 365 | 4.2217 | 0.5019 | 4 | 0.72359
58557 | 7.42 | 1 | 365 | 8.4434 | 0.0037907 | 8 | 0.44719
58171 | 7.02 | 1 | 365 | 7.9882 | 0.087144 | 8 | 0.075371
58358 | 6.5 | 1 | 365 | 7.3965 | 0.8955 | 8 | 0.29201
58591 | 7.42 | 1 | 365 | 8.4434 | 0.0037907 | 8 | 0.44719
58177 | 6.24 | 1 | 365 | 7.1006 | 0.29968 | 7 | 0.40033
58361 | 12.65 | 1 | 365 | 14.3947 | 0.98894 | 15 | 0.38368
58593 | 8.48 | 1 | 365 | 9.6496 | 0.4329 | 10 | 0.082499
58179 | 4.24 | 1 | 365 | 4.8248 | 0.71645 | 5 | 0.54125
58363 | 6.625 | 1 | 365 | 7.5387 | 0.18196 | 7 | 0.7207
58594 | 12.22 | 1 | 365 | 13.9054 | 0.0035475 | 13 | 0.90898
58596 | 9.805 | 1 | 365 | 11.1573 | 0.46929 | 11 | 0.62664
58180 | 11.96 | 1 | 365 | 13.6096 | 0.40773 | 14 | 0.017298
58364 | 3.71 | 1 | 365 | 4.2217 | 0.5019 | 4 | 0.72359
58181 | 8.84 | 1 | 365 | 10.0592 | 0.25789 | 10 | 0.31713
58592 | 3.71 | 1 | 365 | 4.2217 | 0.5019 | 4 | 0.72359
58368 | 5.775 | 1 | 365 | 6.5715 | 0.23408 | 6 | 0.80559
58369 | 4.24 | 1 | 365 | 4.8248 | 0.71645 | 5 | 0.54125
58183 | 6.24 | 1 | 365 | 7.1006 | 0.29968 | 7 | 0.40033
58370 | 5.46 | 1 | 365 | 6.2131 | 0.51222 | 6 | 0.72529
58184 | 7.02 | 1 | 365 | 7.9882 | 0.087144 | 8 | 0.075371
58374 | 11.18 | 1 | 365 | 12.722 | 0.62027 | 13 | 0.34226
58185 | 3.64 | 1 | 365 | 4.142 | 0.34148 | 4 | 0.48353
58375 | 8.48 | 1 | 365 | 9.6496 | 0.4329 | 10 | 0.082499
58187 | 6.24 | 1 | 365 | 7.1006 | 0.29968 | 7 | 0.40033
58406 | 5.83 | 1 | 365 | 6.6341 | 0.36012 | 6 | 0.99422
58190 | 4.16 | 1 | 365 | 4.7338 | 0.53312 | 5 | 0.26689
58407 | 8.48 | 1 | 365 | 9.6496 | 0.4329 | 10 | 0.082499
58194 | 9.88 | 1 | 365 | 11.2427 | 0.64117 | 11 | 0.88386
58408 | 7.42 | 1 | 365 | 8.4434 | 0.0037907 | 8 | 0.44719
58202 | 4.24 | 1 | 365 | 4.8248 | 0.71645 | 5 | 0.54125
58409 | 3.975 | 1 | 365 | 4.5232 | 0.10917 | 4 | 0.63242
58203 | 4.24 | 1 | 365 | 4.8248 | 0.71645 | 5 | 0.54125
58410 | 6.625 | 1 | 365 | 7.5387 | 0.18196 | 7 | 0.7207
58204 | 5.2 | 1 | 365 | 5.9172 | 0.9164 | 6 | 0.83361
58411 | 7.95 | 1 | 365 | 9.0465 | 0.21835 | 9 | 0.26484
58599 | 3.71 | 1 | 365 | 4.2217 | 0.5019 | 4 | 0.72359
58412 | 3.975 | 1 | 365 | 4.5232 | 0.10917 | 4 | 0.63242
58413 | 5.3 | 1 | 365 | 6.031 | 0.14556 | 6 | 0.17656
58415 | 9.805 | 1 | 365 | 11.1573 | 0.46929 | 11 | 0.62664
58416 | 7.155 | 1 | 365 | 8.1418 | 0.39651 | 8 | 0.53836
58450 | 9.1 | 1 | 365 | 10.3551 | 0.85371 | 11 | 0.20881
58451 | 7.685 | 1 | 365 | 8.7449 | 0.61107 | 9 | 0.35601
58452 | 3.71 | 1 | 365 | 4.2217 | 0.5019 | 4 | 0.72359
59150 | 10.4 | 1 | 365 | 11.8344 | 0.83281 | 12 | 0.66722
59153 | 9.54 | 1 | 365 | 10.8558 | 0.86202 | 11 | 0.71781
59154 | 7.28 | 1 | 365 | 8.2841 | 0.68296 | 8 | 0.96705
59155 | 9.62 | 1 | 365 | 10.9468 | 0.045346 | 10 | 0.99217
59242 | 8.525 | 1 | 365 | 9.7008 | 0.53603 | 10 | 0.23683
59243 | 8.215 | 1 | 365 | 9.348 | 0.82563 | 10 | 0.17367
59245 | 6.625 | 1 | 365 | 7.5387 | 0.18196 | 7 | 0.7207
59248 | 7.155 | 1 | 365 | 8.1418 | 0.39651 | 8 | 0.53836
59249 | 5.6 | 1 | 365 | 6.3724 | 0.83305 | 7 | 0.20542
58601 | 5.2 | 1 | 365 | 5.9172 | 0.9164 | 6 | 0.83361
59256 | 7.28 | 1 | 365 | 8.2841 | 0.68296 | 8 | 0.96705
58602 | 9.36 | 1 | 365 | 10.651 | 0.44953 | 11 | 0.10049
59257 | 8.58 | 1 | 365 | 9.7634 | 0.66207 | 10 | 0.42545
58606 | 5.83 | 1 | 365 | 6.6341 | 0.36012 | 6 | 0.99422
59259 | 4.68 | 1 | 365 | 5.3255 | 0.72476 | 6 | 0.050247
58608 | 9.88 | 1 | 365 | 11.2427 | 0.64117 | 11 | 0.88386
58928 | 5.46 | 1 | 365 | 6.2131 | 0.51222 | 6 | 0.72529
58643 | 8.215 | 1 | 365 | 9.348 | 0.82563 | 10 | 0.17367
58941 | 2.08 | 1 | 365 | 2.3669 | 0.76656 | 3 | 0.13344
58943 | 14.04 | 1 | 365 | 15.9765 | 0.17429 | 16 | 0.15074
58645 | 6.095 | 1 | 365 | 6.9356 | 0.9674 | 7 | 0.90305
58945 | 10.66 | 1 | 365 | 12.1303 | 0.42863 | 12 | 0.5589
58649 | 10.4 | 1 | 365 | 11.8344 | 0.83281 | 12 | 0.66722
58946 | 4.68 | 1 | 365 | 5.3255 | 0.72476 | 6 | 0.050247
58650 | 5.2 | 1 | 365 | 5.9172 | 0.9164 | 6 | 0.83361
58948 | 8.06 | 1 | 365 | 9.1717 | 0.47042 | 9 | 0.64209
58691 | 8.25 | 1 | 365 | 9.3879 | 0.90583 | 10 | 0.29371
58692 | 8.215 | 1 | 365 | 9.348 | 0.82563 | 10 | 0.17367
58694 | 6.625 | 1 | 365 | 7.5387 | 0.18196 | 7 | 0.7207
58695 | 7.685 | 1 | 365 | 8.7449 | 0.61107 | 9 | 0.35601
58696 | 3.08 | 1 | 365 | 3.5048 | 0.058177 | 3 | 0.56298
58697 | 3.64 | 1 | 365 | 4.142 | 0.34148 | 4 | 0.48353
58698 | 10.07 | 1 | 365 | 11.4589 | 0.076573 | 11 | 0.53547
58735 | 7.95 | 1 | 365 | 9.0465 | 0.21835 | 9 | 0.26484
58738 | 6.76 | 1 | 365 | 7.6924 | 0.49132 | 8 | 0.18369
58740 | 2.8 | 1 | 365 | 3.1862 | 0.41652 | 3 | 0.60271
58741 | 5.72 | 1 | 365 | 6.5089 | 0.10804 | 6 | 0.61697
58775 | 8.745 | 1 | 365 | 9.9511 | 0.040182 | 9 | 0.99133
58780 | 9.88 | 1 | 365 | 11.2427 | 0.64117 | 11 | 0.88386
58782 | 9.36 | 1 | 365 | 10.651 | 0.44953 | 11 | 0.10049
58819 | 5.98 | 1 | 365 | 6.8048 | 0.70386 | 7 | 0.50865
58823 | 5.035 | 1 | 365 | 5.7294 | 0.53829 | 6 | 0.26773
58824 | 3.975 | 1 | 365 | 4.5232 | 0.10917 | 4 | 0.63242
58950 | 8.06 | 1 | 365 | 9.1717 | 0.47042 | 9 | 0.64209
58841 | 5.035 | 1 | 365 | 5.7294 | 0.53829 | 6 | 0.26773
58843 | 6.76 | 1 | 365 | 7.6924 | 0.49132 | 8 | 0.18369
58845 | 6.095 | 1 | 365 | 6.9356 | 0.9674 | 7 | 0.90305
58846 | 3.36 | 1 | 365 | 3.8234 | 0.69983 | 4 | 0.52325
58849 | 10.335 | 1 | 365 | 11.7604 | 0.68385 | 12 | 0.4443
58851 | 10.36 | 1 | 365 | 11.7889 | 0.74114 | 12 | 0.53003
58853 | 3.08 | 1 | 365 | 3.5048 | 0.058177 | 3 | 0.56298
58854 | 8.745 | 1 | 365 | 9.9511 | 0.040182 | 9 | 0.99133
58927 | 9.24 | 1 | 365 | 10.5144 | 0.17453 | 10 | 0.68895
58931 | 5.2 | 1 | 365 | 5.9172 | 0.9164 | 6 | 0.83361
58932 | 7.02 | 1 | 365 | 7.9882 | 0.087144 | 8 | 0.075371
58935 | 7.8 | 1 | 365 | 8.8758 | 0.8746 | 9 | 0.75041
58952 | 8.215 | 1 | 365 | 9.348 | 0.82563 | 10 | 0.17367
59028 | 7.02 | 1 | 365 | 7.9882 | 0.087144 | 8 | 0.075371
59037 | 4.42 | 1 | 365 | 5.0296 | 0.12894 | 5 | 0.15857
58936 | 10.81 | 1 | 365 | 12.301 | 0.77237 | 13 | 0.073327
59042 | 3.18 | 1 | 365 | 3.6186 | 0.28734 | 3 | 0.90594
58938 | 10.4 | 1 | 365 | 11.8344 | 0.83281 | 12 | 0.66722
59043 | 8.32 | 1 | 365 | 9.4675 | 0.066245 | 9 | 0.53377
58939 | 11.44 | 1 | 365 | 13.0179 | 0.21609 | 13 | 0.23394
59036 | 6.095 | 1 | 365 | 6.9356 | 0.9674 | 7 | 0.90305
59039 | 4.77 | 1 | 365 | 5.4279 | 0.93101 | 6 | 0.35891
59077 | 10.335 | 1 | 365 | 11.7604 | 0.68385 | 12 | 0.4443
59078 | 6.76 | 1 | 365 | 7.6924 | 0.49132 | 8 | 0.18369
59080 | 12.74 | 1 | 365 | 14.4972 | 0.19519 | 14 | 0.69234
59082 | 4.94 | 1 | 365 | 5.6213 | 0.32058 | 5 | 0.94193
59128 | 10.08 | 1 | 365 | 11.4703 | 0.099489 | 11 | 0.56976
59047 | 13.26 | 1 | 365 | 15.0889 | 0.38683 | 15 | 0.4757
59133 | 3.64 | 1 | 365 | 4.142 | 0.34148 | 4 | 0.48353
59134 | 6.89 | 1 | 365 | 7.8403 | 0.78923 | 8 | 0.62953
59205 | 4.16 | 1 | 365 | 4.7338 | 0.53312 | 5 | 0.26689
59059 | 8.32 | 1 | 365 | 9.4675 | 0.066245 | 9 | 0.53377
59062 | 4.335 | 1 | 365 | 4.9329 | 0.93416 | 5 | 0.86706
59064 | 5.98 | 1 | 365 | 6.8048 | 0.70386 | 7 | 0.50865
59067 | 3.64 | 1 | 365 | 4.142 | 0.34148 | 4 | 0.48353
59068 | 8.32 | 1 | 365 | 9.4675 | 0.066245 | 9 | 0.53377
59215 | 9.88 | 1 | 365 | 11.2427 | 0.64117 | 11 | 0.88386
59072 | 3.12 | 1 | 365 | 3.5503 | 0.14984 | 3 | 0.70016
59220 | 4.68 | 1 | 365 | 5.3255 | 0.72476 | 6 | 0.050247
59073 | 9.62 | 1 | 365 | 10.9468 | 0.045346 | 10 | 0.99217
59097 | 8.32 | 1 | 365 | 9.4675 | 0.066245 | 9 | 0.53377
59099 | 3.9 | 1 | 365 | 4.4379 | 0.9373 | 5 | 0.37521
59101 | 10.4 | 1 | 365 | 11.8344 | 0.83281 | 12 | 0.66722
59102 | 5.46 | 1 | 365 | 6.2131 | 0.51222 | 6 | 0.72529
59103 | 4.68 | 1 | 365 | 5.3255 | 0.72476 | 6 | 0.050247
59104 | 6.5 | 1 | 365 | 7.3965 | 0.8955 | 8 | 0.29201
59107 | 7.14 | 1 | 365 | 8.1248 | 0.36214 | 8 | 0.48692
59222 | 4.845 | 1 | 365 | 5.5132 | 0.10288 | 5 | 0.61612
59112 | 3.9 | 1 | 365 | 4.4379 | 0.9373 | 5 | 0.37521
59280 | 5.865 | 1 | 365 | 6.6739 | 0.44033 | 7 | 0.11425
59283 | 3.9 | 1 | 365 | 4.4379 | 0.9373 | 5 | 0.37521
59340 | 7.54 | 1 | 365 | 8.5799 | 0.27878 | 8 | 0.85873
59343 | 4.68 | 1 | 365 | 5.3255 | 0.72476 | 6 | 0.050247
50257 | 6.75 | 1 | 365 | 7.681 | 0.46841 | 8 | 0.1494
49527 | 5.415 | 1 | 365 | 6.1619 | 0.4091 | 6 | 0.57096
60165 | 10.8 | 1 | 365 | 12.2896 | 0.74945 | 13 | 0.039032
60177 | 3.3 | 1 | 365 | 3.7551 | 0.56233 | 4 | 0.31748
60238 | 8.745 | 1 | 365 | 9.9511 | 0.040182 | 9 | 0.99133
60248 | 10.45 | 1 | 365 | 11.8913 | 0.94739 | 12 | 0.83869
59345 | 3.9 | 1 | 365 | 4.4379 | 0.9373 | 5 | 0.37521
59114 | 5.1 | 1 | 365 | 5.8034 | 0.68724 | 6 | 0.49065
49884 | 7.14 | 1 | 365 | 8.1248 | 0.36214 | 8 | 0.48692
59093 | 3 | 1 | 365 | 3.4138 | 0.87485 | 4 | 0.28862
59351 | 12.74 | 1 | 365 | 14.4972 | 0.19519 | 14 | 0.69234
59354 | 7.28 | 1 | 365 | 8.2841 | 0.68296 | 8 | 0.96705
59979 | 4.845 | 1 | 365 | 5.5132 | 0.10288 | 5 | 0.61612
60063 | 8.19 | 1 | 365 | 9.3196 | 0.76834 | 10 | 0.087933
60416 | 7.8 | 1 | 365 | 8.8758 | 0.8746 | 9 | 0.75041
59356 | 3.9 | 1 | 365 | 4.4379 | 0.9373 | 5 | 0.37521
47331 | 10.2 | 1 | 365 | 11.6068 | 0.37448 | 11 | 0.98131
60550 | 14.175 | 1 | 365 | 16.1301 | 0.48366 | 16 | 0.61373
59359 | 9.62 | 1 | 365 | 10.9468 | 0.045346 | 10 | 0.99217
60603 | 11.73 | 1 | 365 | 13.3478 | 0.88066 | 14 | 0.2285
59361 | 3.445 | 1 | 365 | 3.9201 | 0.89462 | 4 | 0.81477
60615 | 5.5 | 1 | 365 | 6.2586 | 0.60389 | 6 | 0.86247
59362 | 4.335 | 1 | 365 | 4.9329 | 0.93416 | 5 | 0.86706
60719 | 12 | 1 | 365 | 13.6551 | 0.49939 | 14 | 0.15448
59365 | 7.14 | 1 | 365 | 8.1248 | 0.36214 | 8 | 0.48692
60723 | 10.5 | 1 | 365 | 11.9482 | 0.061968 | 12 | 0.01017
47311 | 5 | 1 | 365 | 5.6896 | 0.45808 | 6 | 0.1477
59372 | 6.89 | 1 | 365 | 7.8403 | 0.78923 | 8 | 0.62953
60791 | 7.425 | 1 | 365 | 8.4491 | 0.015249 | 8 | 0.46433
60805 | 12.24 | 1 | 365 | 13.9282 | 0.04938 | 13 | 0.97757
59377 | 13 | 1 | 365 | 14.793 | 0.79101 | 15 | 0.58402
60929 | 8 | 1 | 365 | 9.1034 | 0.33293 | 9 | 0.43632
59384 | 7.8 | 1 | 365 | 8.8758 | 0.8746 | 9 | 0.75041
59388 | 7.155 | 1 | 365 | 8.1418 | 0.39651 | 8 | 0.53836
59413 | 2.12 | 1 | 365 | 2.4124 | 0.85823 | 3 | 0.27062
59115 | 3.12 | 1 | 365 | 3.5503 | 0.14984 | 3 | 0.70016
59419 | 5.2 | 1 | 365 | 5.9172 | 0.9164 | 6 | 0.83361
59415 | 6.5 | 1 | 365 | 7.3965 | 0.8955 | 8 | 0.29201
59420 | 8.16 | 1 | 365 | 9.2855 | 0.69959 | 9 | 0.98505
59431 | 10.92 | 1 | 365 | 12.4261 | 0.024447 | 12 | 0.45058
59446 | 5.355 | 1 | 365 | 6.0936 | 0.2716 | 6 | 0.36519
59453 | 5.355 | 1 | 365 | 6.0936 | 0.2716 | 6 | 0.36519
59119 | 5.72 | 1 | 365 | 6.5089 | 0.10804 | 6 | 0.61697
59456 | 13.26 | 1 | 365 | 15.0889 | 0.38683 | 15 | 0.4757
59458 | 6.5 | 1 | 365 | 7.3965 | 0.8955 | 8 | 0.29201
59486 | 8.32 | 1 | 365 | 9.4675 | 0.066245 | 9 | 0.53377
59487 | 8.415 | 1 | 365 | 9.5756 | 0.28395 | 9 | 0.85958
60272 | 9.156 | 1 | 365 | 10.4188 | 0.98204 | 11 | 0.40087
59488 | 3.64 | 1 | 365 | 4.142 | 0.34148 | 4 | 0.48353
60273 | 2.7 | 1 | 365 | 3.0724 | 0.18736 | 3 | 0.25976
59490 | 5.565 | 1 | 365 | 6.3325 | 0.75284 | 7 | 0.08539
60276 | 9.81 | 1 | 365 | 11.163 | 0.48075 | 11 | 0.64379
60278 | 4.5 | 1 | 365 | 5.1207 | 0.31227 | 5 | 0.43293
59573 | 7.395 | 1 | 365 | 8.4149 | 0.9465 | 9 | 0.36145
60281 | 12.426 | 1 | 365 | 14.1398 | 0.47562 | 14 | 0.61546
59571 | 2.04 | 1 | 365 | 2.3214 | 0.6749 | 2 | 0.99626
48846 | 4.56 | 1 | 365 | 5.1889 | 0.44977 | 5 | 0.6387
59585 | 8.415 | 1 | 365 | 9.5756 | 0.28395 | 9 | 0.85958
60388 | 9.54 | 1 | 365 | 10.8558 | 0.86202 | 11 | 0.71781
59584 | 4.68 | 1 | 365 | 5.3255 | 0.72476 | 6 | 0.050247
60407 | 6.213 | 1 | 365 | 7.0699 | 0.23781 | 7 | 0.30773
60408 | 8.502 | 1 | 365 | 9.6746 | 0.48332 | 10 | 0.15795
59588 | 5.61 | 1 | 365 | 6.3838 | 0.85597 | 7 | 0.23972
60401 | 4.8 | 1 | 365 | 5.462 | 0.99976 | 6 | 0.46179
59590 | 4.16 | 1 | 365 | 4.7338 | 0.53312 | 5 | 0.26689
59580 | 11.22 | 1 | 365 | 12.7675 | 0.71193 | 13 | 0.47944
59593 | 10.4 | 1 | 365 | 11.8344 | 0.83281 | 12 | 0.66722
59597 | 7.28 | 1 | 365 | 8.2841 | 0.68296 | 8 | 0.96705
59599 | 10.455 | 1 | 365 | 11.897 | 0.95885 | 12 | 0.85584
59601 | 2.55 | 1 | 365 | 2.9017 | 0.84362 | 3 | 0.74533
59605 | 11.7 | 1 | 365 | 13.3137 | 0.81191 | 14 | 0.12562
59615 | 10.14 | 1 | 365 | 11.5385 | 0.23699 | 11 | 0.77554
59624 | 6.885 | 1 | 365 | 7.8346 | 0.77778 | 8 | 0.61238
59705 | 5.2 | 1 | 365 | 5.9172 | 0.9164 | 6 | 0.83361
59708 | 14.04 | 1 | 365 | 15.9765 | 0.17429 | 16 | 0.15074
59712 | 10.66 | 1 | 365 | 12.1303 | 0.42863 | 12 | 0.5589
59715 | 5.98 | 1 | 365 | 6.8048 | 0.70386 | 7 | 0.50865
59716 | 8.84 | 1 | 365 | 10.0592 | 0.25789 | 10 | 0.31713
59718 | 12.96 | 1 | 365 | 14.7475 | 0.69934 | 15 | 0.44684
59725 | 2.6 | 1 | 365 | 2.9586 | 0.9582 | 3 | 0.9168
59735 | 2.915 | 1 | 365 | 3.317 | 0.68006 | 3 | 0.99711
59742 | 7.95 | 1 | 365 | 9.0465 | 0.21835 | 9 | 0.26484
59871 | 6.63 | 1 | 365 | 7.5444 | 0.19341 | 7 | 0.73785
59875 | 3.975 | 1 | 365 | 4.5232 | 0.10917 | 4 | 0.63242
59884 | 6.76 | 1 | 365 | 7.6924 | 0.49132 | 8 | 0.18369
59934 | 3.18 | 1 | 365 | 3.6186 | 0.28734 | 3 | 0.90594
59994 | 4.59 | 1 | 365 | 5.2231 | 0.51852 | 5 | 0.74159
59997 | 9.36 | 1 | 365 | 10.651 | 0.44953 | 11 | 0.10049
60072 | 8.84 | 1 | 365 | 10.0592 | 0.25789 | 10 | 0.31713
41908 | 13.52 | 1 | 365 | 15.3847 | 0.98265 | 16 | 0.36738
54997 | 9.88 | 1 | 365 | 11.2427 | 0.64117 | 11 | 0.88386
47715 | 5.865 | 1 | 365 | 6.6739 | 0.44033 | 7 | 0.11425
56071 | 6.24 | 1 | 365 | 7.1006 | 0.29968 | 7 | 0.40033
60186 | 8.84 | 1 | 365 | 10.0592 | 0.25789 | 10 | 0.31713
34343 | 24.852 | 1 | 365 | 28.2797 | 0.95124 | 29 | 0.23093
60189 | 3.9 | 1 | 365 | 4.4379 | 0.9373 | 5 | 0.37521
60192 | 9.01 | 1 | 365 | 10.2527 | 0.64746 | 10 | 0.90016
45640 | 3.315 | 1 | 365 | 3.7722 | 0.59671 | 4 | 0.36893
37735 | 4.24 | 1 | 365 | 4.8248 | 0.71645 | 5 | 0.54125
39016 | 8.06 | 1 | 365 | 9.1717 | 0.47042 | 9 | 0.64209
59121 | 6.76 | 1 | 365 | 7.6924 | 0.49132 | 8 | 0.18369
50362 | 6.24 | 1 | 365 | 7.1006 | 0.29968 | 7 | 0.40033
59124 | 2.86 | 1 | 365 | 3.2545 | 0.55402 | 3 | 0.80848
59192 | 9.75 | 1 | 365 | 11.0948 | 0.34326 | 11 | 0.43801
40009 | 9.72 | 1 | 365 | 11.0606 | 0.27451 | 11 | 0.33513
60262 | 8.06 | 1 | 365 | 9.1717 | 0.47042 | 9 | 0.64209
59120 | 6.24 | 1 | 365 | 7.1006 | 0.29968 | 7 | 0.40033
60340 | 2.915 | 1 | 365 | 3.317 | 0.68006 | 3 | 0.99711
60342 | 5.46 | 1 | 365 | 6.2131 | 0.51222 | 6 | 0.72529
50031 | 6.48 | 1 | 365 | 7.3737 | 0.84967 | 8 | 0.22342
35657 | 1997.56 | 0.9 | 365 | 2045.7643 | 0.87641 | 2046 | 0.64073
50246 | 6.36 | 1 | 365 | 7.2372 | 0.57468 | 7 | 0.81187
50516 | 6.095 | 1 | 365 | 6.9356 | 0.9674 | 7 | 0.90305
50255 | 10.6 | 1 | 365 | 12.062 | 0.29113 | 12 | 0.35312
50187 | 7.155 | 1 | 365 | 8.1418 | 0.39651 | 8 | 0.53836
26433 | 1187.63 | 1 | 365 | 1351.4327 | 0.59191 | 1352 | 0.02459
50035 | 8.215 | 1 | 365 | 9.348 | 0.82563 | 10 | 0.17367
50083 | 10.6 | 1 | 365 | 12.062 | 0.29113 | 12 | 0.35312
50190 | 5.565 | 1 | 365 | 6.3325 | 0.75284 | 7 | 0.08539
50085 | 5.3 | 1 | 365 | 6.031 | 0.14556 | 6 | 0.17656
59126 | 7.155 | 1 | 365 | 8.1418 | 0.39651 | 8 | 0.53836
50765 | 4.77 | 1 | 365 | 5.4279 | 0.93101 | 6 | 0.35891
59118 | 9.62 | 1 | 365 | 10.9468 | 0.045346 | 10 | 0.99217
59135 | 5.46 | 1 | 365 | 6.2131 | 0.51222 | 6 | 0.72529
59143 | 8.32 | 1 | 365 | 9.4675 | 0.066245 | 9 | 0.53377
59147 | 6.24 | 1 | 365 | 7.1006 | 0.29968 | 7 | 0.40033
59149 | 5.98 | 1 | 365 | 6.8048 | 0.70386 | 7 | 0.50865
59152 | 6.24 | 1 | 365 | 7.1006 | 0.29968 | 7 | 0.40033
59158 | 5.2 | 1 | 365 | 5.9172 | 0.9164 | 6 | 0.83361
59162 | 9.54 | 1 | 365 | 10.8558 | 0.86202 | 11 | 0.71781
59160 | 5.83 | 1 | 365 | 6.6341 | 0.36012 | 6 | 0.99422
59167 | 6.625 | 1 | 365 | 7.5387 | 0.18196 | 7 | 0.7207
59136 | 3.64 | 1 | 365 | 4.142 | 0.34148 | 4 | 0.48353
59172 | 11.96 | 1 | 365 | 13.6096 | 0.40773 | 14 | 0.017298
59173 | 7.8 | 1 | 365 | 8.8758 | 0.8746 | 9 | 0.75041
59174 | 8.32 | 1 | 365 | 9.4675 | 0.066245 | 9 | 0.53377
59177 | 3.12 | 1 | 365 | 3.5503 | 0.14984 | 3 | 0.70016
59178 | 5.72 | 1 | 365 | 6.5089 | 0.10804 | 6 | 0.61697
58859 | 8.67 | 1 | 365 | 9.8658 | 0.86831 | 10 | 0.73411
58633 | 8.19 | 1 | 365 | 9.3196 | 0.76834 | 10 | 0.087933
58590 | 5.7 | 1 | 365 | 6.4862 | 0.062211 | 6 | 0.54838
58584 | 4.08 | 1 | 365 | 4.6427 | 0.34979 | 4 | 0.99252
58585 | 8.16 | 1 | 365 | 9.2855 | 0.69959 | 9 | 0.98505
57576 | 9.69 | 1 | 365 | 11.0265 | 0.20576 | 11 | 0.23224
57573 | 10.8 | 1 | 365 | 12.2896 | 0.74945 | 13 | 0.039032
57510 | 5.4 | 1 | 365 | 6.1448 | 0.37473 | 6 | 0.51952
57511 | 7.2 | 1 | 365 | 8.1931 | 0.49964 | 8 | 0.69269
56442 | 8.4 | 1 | 365 | 9.5586 | 0.24957 | 9 | 0.80814
56758 | 5.4 | 1 | 365 | 6.1448 | 0.37473 | 6 | 0.51952
56436 | 4.75 | 1 | 365 | 5.4051 | 0.88518 | 6 | 0.29031
56433 | 6.63 | 1 | 365 | 7.5444 | 0.19341 | 7 | 0.73785
56435 | 12 | 1 | 365 | 13.6551 | 0.49939 | 14 | 0.15448
56165 | 4.2 | 1 | 365 | 4.7793 | 0.62479 | 5 | 0.40407
59019 | 11.118 | 1 | 365 | 12.6514 | 0.47819 | 13 | 0.12963
59260 | 9.36 | 1 | 365 | 10.651 | 0.44953 | 11 | 0.10049
59262 | 4.16 | 1 | 365 | 4.7338 | 0.53312 | 5 | 0.26689
59263 | 6.24 | 1 | 365 | 7.1006 | 0.29968 | 7 | 0.40033
59264 | 6.5 | 1 | 365 | 7.3965 | 0.8955 | 8 | 0.29201
59265 | 10.4 | 1 | 365 | 11.8344 | 0.83281 | 12 | 0.66722
59266 | 3.18 | 1 | 365 | 3.6186 | 0.28734 | 3 | 0.90594
50389 | 4.77 | 1 | 365 | 5.4279 | 0.93101 | 6 | 0.35891
48374 | 4.94 | 1 | 365 | 5.6213 | 0.32058 | 5 | 0.94193
57262 | 6.76 | 1 | 365 | 7.6924 | 0.49132 | 8 | 0.18369
49543 | 11.655 | 1 | 365 | 13.2625 | 0.70878 | 13 | 0.97129
37308 | 5.04 | 1 | 365 | 5.7351 | 0.54974 | 6 | 0.28488
59111 | 7.848 | 1 | 365 | 8.9304 | 0.9846 | 9 | 0.91503
58062 | 10.695 | 1 | 365 | 12.1701 | 0.50883 | 12 | 0.67893
56179 | 2.943 | 1 | 365 | 3.3489 | 0.74423 | 4 | 0.093136
60127 | 6.25 | 1 | 365 | 7.112 | 0.3226 | 7 | 0.43462
60125 | 6.6 | 1 | 365 | 7.5103 | 0.12467 | 7 | 0.63496
59287 | 3.975 | 1 | 365 | 4.5232 | 0.10917 | 4 | 0.63242
59600 | 8.415 | 1 | 365 | 9.5756 | 0.28395 | 9 | 0.85958
60048 | 5.67 | 1 | 365 | 6.452 | 0.99346 | 7 | 0.44549
60010 | 8.5 | 1 | 365 | 9.6724 | 0.47874 | 10 | 0.15109
59289 | 5.46 | 1 | 365 | 6.2131 | 0.51222 | 6 | 0.72529
59646 | 4.08 | 1 | 365 | 4.6427 | 0.34979 | 4 | 0.99252
59658 | 6 | 1 | 365 | 6.8275 | 0.7497 | 7 | 0.57724
59656 | 5.4 | 1 | 365 | 6.1448 | 0.37473 | 6 | 0.51952
59657 | 4.2 | 1 | 365 | 4.7793 | 0.62479 | 5 | 0.40407
58860 | 5.4 | 1 | 365 | 6.1448 | 0.37473 | 6 | 0.51952
59324 | 9.54 | 1 | 365 | 10.8558 | 0.86202 | 11 | 0.71781
59508 | 6.36 | 1 | 365 | 7.2372 | 0.57468 | 7 | 0.81187
59328 | 5.2 | 1 | 365 | 5.9172 | 0.9164 | 6 | 0.83361
59371 | 10.08 | 1 | 365 | 11.4703 | 0.099489 | 11 | 0.56976
59628 | 6.625 | 1 | 365 | 7.5387 | 0.18196 | 7 | 0.7207
59637 | 3.825 | 1 | 365 | 4.3526 | 0.76543 | 5 | 0.11799
59376 | 4.24 | 1 | 365 | 4.8248 | 0.71645 | 5 | 0.54125
59380 | 4.48 | 1 | 365 | 5.0979 | 0.26644 | 5 | 0.36434
59661 | 12 | 1 | 365 | 13.6551 | 0.49939 | 14 | 0.15448
59663 | 12.19 | 1 | 365 | 13.8713 | 0.9348 | 14 | 0.80609
59660 | 8.1 | 1 | 365 | 9.2172 | 0.56209 | 9 | 0.77927
59666 | 8.745 | 1 | 365 | 9.9511 | 0.040182 | 9 | 0.99133
59665 | 5.7 | 1 | 365 | 6.4862 | 0.062211 | 6 | 0.54838
59668 | 5.4 | 1 | 365 | 6.1448 | 0.37473 | 6 | 0.51952
59383 | 7 | 1 | 365 | 7.9655 | 0.041312 | 8 | 0.00678
39085 | 9.9 | 1 | 365 | 11.2654 | 0.687 | 11 | 0.95245
51131 | 5.035 | 1 | 365 | 5.7294 | 0.53829 | 6 | 0.26773
59385 | 4.42 | 1 | 365 | 5.0296 | 0.12894 | 5 | 0.15857
50920 | 4.24 | 1 | 365 | 4.8248 | 0.71645 | 5 | 0.54125
50914 | 8.48 | 1 | 365 | 9.6496 | 0.4329 | 10 | 0.082499
51183 | 10.6 | 1 | 365 | 12.062 | 0.29113 | 12 | 0.35312
59386 | 4.68 | 1 | 365 | 5.3255 | 0.72476 | 6 | 0.050247
51241 | 4.24 | 1 | 365 | 4.8248 | 0.71645 | 5 | 0.54125
59387 | 3.71 | 1 | 365 | 4.2217 | 0.5019 | 4 | 0.72359
49265 | 5.61 | 1 | 365 | 6.3838 | 0.85597 | 7 | 0.23972
49276 | 5.61 | 1 | 365 | 6.3838 | 0.85597 | 7 | 0.23972
59389 | 6.76 | 1 | 365 | 7.6924 | 0.49132 | 8 | 0.18369
49290 | 11.475 | 1 | 365 | 13.0577 | 0.29629 | 13 | 0.35397
59391 | 9.62 | 1 | 365 | 10.9468 | 0.045346 | 10 | 0.99217
49280 | 12.25 | 1 | 365 | 13.9396 | 0.072296 | 14 | 0.011865
49298 | 9.69 | 1 | 365 | 11.0265 | 0.20576 | 11 | 0.23224
49467 | 7.42 | 1 | 365 | 8.4434 | 0.0037907 | 8 | 0.44719
49315 | 11.22 | 1 | 365 | 12.7675 | 0.71193 | 13 | 0.47944
48700 | 5.98 | 1 | 365 | 6.8048 | 0.70386 | 7 | 0.50865
48698 | 6.2 | 1 | 365 | 7.0551 | 0.20802 | 7 | 0.26315
48711 | 6.5 | 1 | 365 | 7.3965 | 0.8955 | 8 | 0.29201
48734 | 9.75 | 1 | 365 | 11.0948 | 0.34326 | 11 | 0.43801
49135 | 3.71 | 1 | 365 | 4.2217 | 0.5019 | 4 | 0.72359
42451 | 5.98 | 1 | 365 | 6.8048 | 0.70386 | 7 | 0.50865
49443 | 3.71 | 1 | 365 | 4.2217 | 0.5019 | 4 | 0.72359
59692 | 6.095 | 1 | 365 | 6.9356 | 0.9674 | 7 | 0.90305
48058 | 4.77 | 1 | 365 | 5.4279 | 0.93101 | 6 | 0.35891
48416 | 3.3 | 1 | 365 | 3.7551 | 0.56233 | 4 | 0.31748
57547 | 5.3 | 1 | 365 | 6.031 | 0.14556 | 6 | 0.17656
37606 | 4.94 | 1 | 365 | 5.6213 | 0.32058 | 5 | 0.94193
59794 | 4.68 | 1 | 365 | 5.3255 | 0.72476 | 6 | 0.050247
59795 | 7.54 | 1 | 365 | 8.5799 | 0.27878 | 8 | 0.85873
59859 | 6.6 | 1 | 365 | 7.5103 | 0.12467 | 7 | 0.63496
59891 | 8.84 | 1 | 365 | 10.0592 | 0.25789 | 10 | 0.31713
59928 | 7.65 | 1 | 365 | 8.7051 | 0.53086 | 9 | 0.23598
52326 | 8.48 | 1 | 365 | 9.6496 | 0.4329 | 10 | 0.082499
56040 | 7.245 | 1 | 365 | 8.2443 | 0.60276 | 8 | 0.84702
59935 | 2.86 | 1 | 365 | 3.2545 | 0.55402 | 3 | 0.80848
59938 | 9.62 | 1 | 365 | 10.9468 | 0.045346 | 10 | 0.99217
59939 | 3.99 | 1 | 365 | 4.5403 | 0.14355 | 4 | 0.68386
59941 | 5.46 | 1 | 365 | 6.2131 | 0.51222 | 6 | 0.72529
59942 | 12.48 | 1 | 365 | 14.2013 | 0.59937 | 14 | 0.80066
59944 | 4.94 | 1 | 365 | 5.6213 | 0.32058 | 5 | 0.94193
59946 | 7.02 | 1 | 365 | 7.9882 | 0.087144 | 8 | 0.075371
59948 | 7.28 | 1 | 365 | 8.2841 | 0.68296 | 8 | 0.96705
59999 | 7.28 | 1 | 365 | 8.2841 | 0.68296 | 8 | 0.96705
60001 | 5.46 | 1 | 365 | 6.2131 | 0.51222 | 6 | 0.72529
60070 | 4.68 | 1 | 365 | 5.3255 | 0.72476 | 6 | 0.050247
60071 | 11.7 | 1 | 365 | 13.3137 | 0.81191 | 14 | 0.12562
60074 | 10.92 | 1 | 365 | 12.4261 | 0.024447 | 12 | 0.45058
60076 | 4.94 | 1 | 365 | 5.6213 | 0.32058 | 5 | 0.94193
60080 | 9.62 | 1 | 365 | 10.9468 | 0.045346 | 10 | 0.99217
60082 | 15.34 | 1 | 365 | 17.4558 | 0.15339 | 17 | 0.60914
60104 | 5.51 | 1 | 365 | 6.27 | 0.6268 | 6 | 0.89677
60106 | 5.4 | 1 | 365 | 6.1448 | 0.37473 | 6 | 0.51952
60107 | 9.62 | 1 | 365 | 10.9468 | 0.045346 | 10 | 0.99217
60111 | 13.26 | 1 | 365 | 15.0889 | 0.38683 | 15 | 0.4757
60113 | 5.2 | 1 | 365 | 5.9172 | 0.9164 | 6 | 0.83361
60116 | 7.8 | 1 | 365 | 8.8758 | 0.8746 | 9 | 0.75041
60118 | 5.98 | 1 | 365 | 6.8048 | 0.70386 | 7 | 0.50865
60119 | 7.8 | 1 | 365 | 8.8758 | 0.8746 | 9 | 0.75041
60120 | 9.62 | 1 | 365 | 10.9468 | 0.045346 | 10 | 0.99217
60204 | 7.54 | 1 | 365 | 8.5799 | 0.27878 | 8 | 0.85873
60206 | 10.14 | 1 | 365 | 11.5385 | 0.23699 | 11 | 0.77554
60207 | 4.42 | 1 | 365 | 5.0296 | 0.12894 | 5 | 0.15857
60209 | 4.93 | 1 | 365 | 5.61 | 0.29767 | 5 | 0.90763
60216 | 4.86 | 1 | 365 | 5.5303 | 0.13725 | 5 | 0.66756
60227 | 9.36 | 1 | 365 | 10.651 | 0.44953 | 11 | 0.10049
60228 | 10.92 | 1 | 365 | 12.4261 | 0.024447 | 12 | 0.45058
60229 | 11.44 | 1 | 365 | 13.0179 | 0.21609 | 13 | 0.23394
60232 | 9.36 | 1 | 365 | 10.651 | 0.44953 | 11 | 0.10049
60233 | 8.32 | 1 | 365 | 9.4675 | 0.066245 | 9 | 0.53377
60234 | 5.72 | 1 | 365 | 6.5089 | 0.10804 | 6 | 0.61697
60235 | 7.83 | 1 | 365 | 8.9099 | 0.94335 | 9 | 0.8533
60242 | 7.54 | 1 | 365 | 8.5799 | 0.27878 | 8 | 0.85873
60243 | 6.24 | 1 | 365 | 7.1006 | 0.29968 | 7 | 0.40033
60249 | 4.05 | 1 | 365 | 4.6086 | 0.28104 | 4 | 0.88964
60250 | 8.84 | 1 | 365 | 10.0592 | 0.25789 | 10 | 0.31713
60231 | 3.38 | 1 | 365 | 3.8462 | 0.74566 | 4 | 0.59185
60253 | 5.72 | 1 | 365 | 6.5089 | 0.10804 | 6 | 0.61697
60255 | 13.26 | 1 | 365 | 15.0889 | 0.38683 | 15 | 0.4757
60256 | 4.68 | 1 | 365 | 5.3255 | 0.72476 | 6 | 0.050247
60025 | 2.1 | 1 | 365 | 2.3896 | 0.81239 | 3 | 0.20203
60174 | 12.19 | 1 | 365 | 13.8713 | 0.9348 | 14 | 0.80609
60179 | 4.8 | 1 | 365 | 5.462 | 0.99976 | 6 | 0.46179
60900 | 9.01 | 1 | 365 | 10.2527 | 0.64746 | 10 | 0.90016
59244 | 3 | 1 | 365 | 3.4138 | 0.87485 | 4 | 0.28862
61128 | 3.3 | 1 | 365 | 3.7551 | 0.56233 | 4 | 0.31748
56280 | 5.232 | 1 | 365 | 5.9536 | 0.98973 | 6 | 0.94335
56887 | 5.565 | 1 | 365 | 6.3325 | 0.75284 | 7 | 0.08539
56774 | 5.04 | 1 | 365 | 5.7351 | 0.54974 | 6 | 0.28488
57795 | 7.245 | 1 | 365 | 8.2443 | 0.60276 | 8 | 0.84702
58066 | 7.194 | 1 | 365 | 8.1862 | 0.48589 | 8 | 0.67211
59337 | 11.6 | 1 | 365 | 13.1999 | 0.58275 | 13 | 0.78266
59476 | 4.675 | 1 | 365 | 5.3198 | 0.7133 | 6 | 0.033099
45698 | 8.175 | 1 | 365 | 9.3025 | 0.73396 | 10 | 0.03649
58804 | 6.9 | 1 | 365 | 7.8517 | 0.81215 | 8 | 0.66383
55945 | 8.1 | 1 | 365 | 9.2172 | 0.56209 | 9 | 0.77927
59980 | 13.05 | 1 | 365 | 14.8499 | 0.90559 | 15 | 0.7555
57310 | 3.9 | 1 | 365 | 4.4379 | 0.9373 | 5 | 0.37521
56591 | 4.2 | 1 | 365 | 4.7793 | 0.62479 | 5 | 0.40407
56495 | 9.36 | 1 | 365 | 10.651 | 0.44953 | 11 | 0.10049
56768 | 11.44 | 1 | 365 | 13.0179 | 0.21609 | 13 | 0.23394
52380 | 5.98 | 1 | 365 | 6.8048 | 0.70386 | 7 | 0.50865
42128 | 10.4 | 1 | 365 | 11.8344 | 0.83281 | 12 | 0.66722
40353 | 3.64 | 1 | 365 | 4.142 | 0.34148 | 4 | 0.48353
56106 | 8.32 | 1 | 365 | 9.4675 | 0.066245 | 9 | 0.53377
60257 | 8.84 | 1 | 365 | 10.0592 | 0.25789 | 10 | 0.31713
60258 | 10.92 | 1 | 365 | 12.4261 | 0.024447 | 12 | 0.45058
60259 | 5.98 | 1 | 365 | 6.8048 | 0.70386 | 7 | 0.50865
60260 | 13.26 | 1 | 365 | 15.0889 | 0.38683 | 15 | 0.4757
56162 | 2.55 | 1 | 365 | 2.9017 | 0.84362 | 3 | 0.74533
56199 | 8.415 | 1 | 365 | 9.5756 | 0.28395 | 9 | 0.85958
60728 | 8.32 | 1 | 365 | 9.4675 | 0.066245 | 9 | 0.53377
61021 | 11.18 | 1 | 365 | 12.722 | 0.62027 | 13 | 0.34226
61099 | 9.88 | 1 | 365 | 11.2427 | 0.64117 | 11 | 0.88386
61105 | 5.3 | 1 | 365 | 6.031 | 0.14556 | 6 | 0.17656
56373 | 7.905 | 1 | 365 | 8.9953 | 0.11522 | 9 | 0.11051
56428 | 6.625 | 1 | 365 | 7.5387 | 0.18196 | 7 | 0.7207
56868 | 8.16 | 1 | 365 | 9.2855 | 0.69959 | 9 | 0.98505
56937 | 7.65 | 1 | 365 | 8.7051 | 0.53086 | 9 | 0.23598
57061 | 4.59 | 1 | 365 | 5.2231 | 0.51852 | 5 | 0.74159
57481 | 14.025 | 1 | 365 | 15.9594 | 0.13991 | 16 | 0.099299
57577 | 5.61 | 1 | 365 | 6.3838 | 0.85597 | 7 | 0.23972
57584 | 4.845 | 1 | 365 | 5.5132 | 0.10288 | 5 | 0.61612
57597 | 7.54 | 1 | 365 | 8.5799 | 0.27878 | 8 | 0.85873
57603 | 4.16 | 1 | 365 | 4.7338 | 0.53312 | 5 | 0.26689
57724 | 7.905 | 1 | 365 | 8.9953 | 0.11522 | 9 | 0.11051
58102 | 5.565 | 1 | 365 | 6.3325 | 0.75284 | 7 | 0.08539
57834 | 2.6 | 1 | 365 | 2.9586 | 0.9582 | 3 | 0.9168
57867 | 2.6 | 1 | 365 | 2.9586 | 0.9582 | 3 | 0.9168
57911 | 10.8 | 1 | 365 | 12.2896 | 0.74945 | 13 | 0.039032
58495 | 6.76 | 1 | 365 | 7.6924 | 0.49132 | 8 | 0.18369
57918 | 3.64 | 1 | 365 | 4.142 | 0.34148 | 4 | 0.48353
48559 | 8.67 | 1 | 365 | 9.8658 | 0.86831 | 10 | 0.73411
58618 | 3.06 | 1 | 365 | 3.482 | 0.012345 | 3 | 0.49439
58651 | 9.62 | 1 | 365 | 10.9468 | 0.045346 | 10 | 0.99217
58723 | 3.64 | 1 | 365 | 4.142 | 0.34148 | 4 | 0.48353
38867 | 3.9 | 1 | 365 | 4.4379 | 0.9373 | 5 | 0.37521
37847 | 3.12 | 1 | 365 | 3.5503 | 0.14984 | 3 | 0.70016
50398 | 12.75 | 1 | 365 | 14.5085 | 0.2181 | 14 | 0.72663
39570 | 2.86 | 1 | 365 | 3.2545 | 0.55402 | 3 | 0.80848
39506 | 5.94 | 1 | 365 | 6.7593 | 0.6122 | 7 | 0.37147
39311 | 7.8 | 1 | 365 | 8.8758 | 0.8746 | 9 | 0.75041
40488 | 2.55 | 1 | 365 | 2.9017 | 0.84362 | 3 | 0.74533
42095 | 11.985 | 1 | 365 | 13.638 | 0.46502 | 14 | 0.10304
41672 | 9.36 | 1 | 365 | 10.651 | 0.44953 | 11 | 0.10049
46637 | 4.42 | 1 | 365 | 5.0296 | 0.12894 | 5 | 0.15857
43177 | 9.88 | 1 | 365 | 11.2427 | 0.64117 | 11 | 0.88386
39929 | 4.16 | 1 | 365 | 4.7338 | 0.53312 | 5 | 0.26689
50582 | 4.68 | 1 | 365 | 5.3255 | 0.72476 | 6 | 0.050247
56888 | 6.24 | 1 | 365 | 7.1006 | 0.29968 | 7 | 0.40033
56529 | 6.76 | 1 | 365 | 7.6924 | 0.49132 | 8 | 0.18369
39906 | 3.12 | 1 | 365 | 3.5503 | 0.14984 | 3 | 0.70016
56228 | 6.09 | 1 | 365 | 6.93 | 0.95594 | 7 | 0.8859
56400 | 7.83 | 1 | 365 | 8.9099 | 0.94335 | 9 | 0.8533
56445 | 5 | 1 | 365 | 5.6896 | 0.45808 | 6 | 0.1477
58436 | 5.415 | 1 | 365 | 6.1619 | 0.4091 | 6 | 0.57096
41181 | 5.46 | 1 | 365 | 6.2131 | 0.51222 | 6 | 0.72529
55866 | 5.1 | 1 | 365 | 5.8034 | 0.68724 | 6 | 0.49065
49415 | 5.3 | 1 | 365 | 6.031 | 0.14556 | 6 | 0.17656
60327 | 6.24 | 1 | 365 | 7.1006 | 0.29968 | 7 | 0.40033
60338 | 5.8 | 1 | 365 | 6.6 | 0.29137 | 6 | 0.89133
60371 | 4.42 | 1 | 365 | 5.0296 | 0.12894 | 5 | 0.15857
49838 | 16.2 | 1 | 365 | 18.4344 | 0.12418 | 18 | 0.55855
60529 | 11.2 | 1 | 365 | 12.7447 | 0.6661 | 13 | 0.41085
60567 | 7.8 | 1 | 365 | 8.8758 | 0.8746 | 9 | 0.75041
57848 | 11.02 | 1 | 365 | 12.5399 | 0.25361 | 12 | 0.79353
57997 | 8.48 | 1 | 365 | 9.6496 | 0.4329 | 10 | 0.082499
58218 | 10.14 | 1 | 365 | 11.5385 | 0.23699 | 11 | 0.77554
58595 | 6.89 | 1 | 365 | 7.8403 | 0.78923 | 8 | 0.62953
40333 | 4.68 | 1 | 365 | 5.3255 | 0.72476 | 6 | 0.050247
38905 | 9.88 | 1 | 365 | 11.2427 | 0.64117 | 11 | 0.88386
38780 | 9.88 | 1 | 365 | 11.2427 | 0.64117 | 11 | 0.88386
50063 | 5.559 | 1 | 365 | 6.3257 | 0.73909 | 7 | 0.064813
37981 | 12.16 | 1 | 365 | 13.8372 | 0.86605 | 14 | 0.70321
46748 | 9.54 | 1 | 365 | 10.8558 | 0.86202 | 11 | 0.71781
38555 | 10.25 | 1 | 365 | 11.6637 | 0.48906 | 12 | 0.15278
45110 | 6.16 | 1 | 365 | 7.0096 | 0.11635 | 7 | 0.12597
45675 | 7.245 | 1 | 365 | 8.2443 | 0.60276 | 8 | 0.84702
42489 | 4.76 | 1 | 365 | 5.4165 | 0.90809 | 6 | 0.32461
41816 | 4.68 | 1 | 365 | 5.3255 | 0.72476 | 6 | 0.050247
49791 | 12.16 | 1 | 365 | 13.8372 | 0.86605 | 14 | 0.70321
45253 | 8.1 | 1 | 365 | 9.2172 | 0.56209 | 9 | 0.77927
45688 | 10.14 | 1 | 365 | 11.5385 | 0.23699 | 11 | 0.77554
59353 | 7.2 | 1 | 365 | 8.1931 | 0.49964 | 8 | 0.69269
58753 | 9 | 1 | 365 | 10.2413 | 0.62454 | 10 | 0.86586
58885 | 21.6 | 1 | 365 | 24.5792 | 0.49891 | 25 | 0.078064
57924 | 4.08 | 1 | 365 | 4.6427 | 0.34979 | 4 | 0.99252
55246 | 6 | 1 | 365 | 6.8275 | 0.7497 | 7 | 0.57724
57458 | 5.72 | 1 | 365 | 6.5089 | 0.10804 | 6 | 0.61697
58293 | 9.36 | 1 | 365 | 10.651 | 0.44953 | 11 | 0.10049
58300 | 20.8 | 1 | 365 | 23.6688 | 0.66561 | 24 | 0.33443
58313 | 7.56 | 1 | 365 | 8.6027 | 0.32462 | 8 | 0.92732
58403 | 7.28 | 1 | 365 | 8.2841 | 0.68296 | 8 | 0.96705
58993 | 5.2 | 1 | 365 | 5.9172 | 0.9164 | 6 | 0.83361
58976 | 2.86 | 1 | 365 | 3.2545 | 0.55402 | 3 | 0.80848
59035 | 7.28 | 1 | 365 | 8.2841 | 0.68296 | 8 | 0.96705
59038 | 5.94 | 1 | 365 | 6.7593 | 0.6122 | 7 | 0.37147
55993 | 5.2 | 1 | 365 | 5.9172 | 0.9164 | 6 | 0.83361
55832 | 4.94 | 1 | 365 | 5.6213 | 0.32058 | 5 | 0.94193
44110 | 10.25 | 1 | 365 | 11.6637 | 0.48906 | 12 | 0.15278
43800 | 11.475 | 1 | 365 | 13.0577 | 0.29629 | 13 | 0.35397
44123 | 11.475 | 1 | 365 | 13.0577 | 0.29629 | 13 | 0.35397
51212 | 10.25 | 1 | 365 | 11.6637 | 0.48906 | 12 | 0.15278
46302 | 11 | 1 | 365 | 12.5172 | 0.20778 | 12 | 0.72494
44441 | 10.965 | 1 | 365 | 12.4773 | 0.12757 | 12 | 0.60491
50197 | 10.75 | 1 | 365 | 12.2327 | 0.63487 | 12 | 0.86755
38413 | 10.455 | 1 | 365 | 11.897 | 0.95885 | 12 | 0.85584
38580 | 11.475 | 1 | 365 | 13.0577 | 0.29629 | 13 | 0.35397
50543 | 11.25 | 1 | 365 | 12.8016 | 0.78068 | 13 | 0.58232
38534 | 11.475 | 1 | 365 | 13.0577 | 0.29629 | 13 | 0.35397
50091 | 10.965 | 1 | 365 | 12.4773 | 0.12757 | 12 | 0.60491
45230 | 10.75 | 1 | 365 | 12.2327 | 0.63487 | 12 | 0.86755
54315 | 10.71 | 1 | 365 | 12.1872 | 0.54321 | 12 | 0.73037
50198 | 11.475 | 1 | 365 | 13.0577 | 0.29629 | 13 | 0.35397
44362 | 3.64 | 1 | 365 | 4.142 | 0.34148 | 4 | 0.48353
49400 | 7.56 | 1 | 365 | 8.6027 | 0.32462 | 8 | 0.92732
37510 | 24.852 | 1 | 365 | 28.2797 | 0.95124 | 29 | 0.23093
43850 | 13.34 | 1 | 365 | 15.1799 | 0.57016 | 15 | 0.75006
59978 | 6.38 | 1 | 365 | 7.26 | 0.62051 | 7 | 0.88047
29901 | 20.52 | 1 | 365 | 23.3502 | 0.02396 | 23 | 0.37416
49826 | 5.2 | 1 | 365 | 5.9172 | 0.9164 | 6 | 0.83361
50117 | 6.38 | 1 | 365 | 7.26 | 0.62051 | 7 | 0.88047
45062 | 7.035 | 1 | 365 | 8.0053 | 0.12152 | 8 | 0.12681
45047 | 9.18 | 1 | 365 | 10.4461 | 0.037035 | 10 | 0.48318
57693 | 9.66 | 1 | 365 | 10.9923 | 0.13701 | 11 | 0.12936
59738 | 6.5 | 1 | 365 | 7.3965 | 0.8955 | 8 | 0.29201
53878 | 10.6 | 1 | 365 | 12.062 | 0.29113 | 12 | 0.35312
48799 | 13.515 | 1 | 365 | 15.379 | 0.97119 | 16 | 0.35023
55569 | 9.54 | 1 | 365 | 10.8558 | 0.86202 | 11 | 0.71781
55680 | 8.745 | 1 | 365 | 9.9511 | 0.040182 | 9 | 0.99133
55684 | 9.805 | 1 | 365 | 11.1573 | 0.46929 | 11 | 0.62664
55787 | 8.745 | 1 | 365 | 9.9511 | 0.040182 | 9 | 0.99133
45130 | 9.805 | 1 | 365 | 11.1573 | 0.46929 | 11 | 0.62664
44478 | 11.66 | 1 | 365 | 13.2682 | 0.72024 | 13 | 0.98844
44489 | 6.625 | 1 | 365 | 7.5387 | 0.18196 | 7 | 0.7207
47376 | 10.335 | 1 | 365 | 11.7604 | 0.68385 | 12 | 0.4443
48480 | 10.6 | 1 | 365 | 12.062 | 0.29113 | 12 | 0.35312
56114 | 7.42 | 1 | 365 | 8.4434 | 0.0037907 | 8 | 0.44719
56333 | 9.01 | 1 | 365 | 10.2527 | 0.64746 | 10 | 0.90016
56337 | 9.54 | 1 | 365 | 10.8558 | 0.86202 | 11 | 0.71781
56341 | 9.805 | 1 | 365 | 11.1573 | 0.46929 | 11 | 0.62664
56890 | 8.48 | 1 | 365 | 9.6496 | 0.4329 | 10 | 0.082499
57008 | 9.54 | 1 | 365 | 10.8558 | 0.86202 | 11 | 0.71781
57073 | 8.745 | 1 | 365 | 9.9511 | 0.040182 | 9 | 0.99133
57222 | 9.805 | 1 | 365 | 11.1573 | 0.46929 | 11 | 0.62664
57226 | 9.01 | 1 | 365 | 10.2527 | 0.64746 | 10 | 0.90016
57232 | 6.625 | 1 | 365 | 7.5387 | 0.18196 | 7 | 0.7207
57292 | 8.745 | 1 | 365 | 9.9511 | 0.040182 | 9 | 0.99133
57304 | 8.48 | 1 | 365 | 9.6496 | 0.4329 | 10 | 0.082499
57570 | 7.685 | 1 | 365 | 8.7449 | 0.61107 | 9 | 0.35601
57739 | 10.6 | 1 | 365 | 12.062 | 0.29113 | 12 | 0.35312
57995 | 7.42 | 1 | 365 | 8.4434 | 0.0037907 | 8 | 0.44719
58094 | 11 | 1 | 365 | 12.5172 | 0.20778 | 12 | 0.72494
58161 | 9.805 | 1 | 365 | 11.1573 | 0.46929 | 11 | 0.62664
58199 | 8.48 | 1 | 365 | 9.6496 | 0.4329 | 10 | 0.082499
58205 | 10.6 | 1 | 365 | 12.062 | 0.29113 | 12 | 0.35312
58377 | 10.6 | 1 | 365 | 12.062 | 0.29113 | 12 | 0.35312
58453 | 5.3 | 1 | 365 | 6.031 | 0.14556 | 6 | 0.17656
58743 | 5.32 | 1 | 365 | 6.0538 | 0.1914 | 6 | 0.24515
58777 | 9.01 | 1 | 365 | 10.2527 | 0.64746 | 10 | 0.90016
58778 | 10.6 | 1 | 365 | 12.062 | 0.29113 | 12 | 0.35312
58826 | 9.8 | 1 | 365 | 11.1517 | 0.45784 | 11 | 0.60949
58828 | 5.88 | 1 | 365 | 6.691 | 0.4747 | 7 | 0.1657
58852 | 8.745 | 1 | 365 | 9.9511 | 0.040182 | 9 | 0.99133
58924 | 6.625 | 1 | 365 | 7.5387 | 0.18196 | 7 | 0.7207
58925 | 10.6 | 1 | 365 | 12.062 | 0.29113 | 12 | 0.35312
58929 | 10.92 | 1 | 365 | 12.4261 | 0.024447 | 12 | 0.45058
59138 | 9.54 | 1 | 365 | 10.8558 | 0.86202 | 11 | 0.71781
59246 | 9.54 | 1 | 365 | 10.8558 | 0.86202 | 11 | 0.71781
56579 | 6.625 | 1 | 365 | 7.5387 | 0.18196 | 7 | 0.7207
42735 | 11.825 | 1 | 365 | 13.456 | 0.098359 | 13 | 0.55431
48742 | 11.22 | 1 | 365 | 12.7675 | 0.71193 | 13 | 0.47944
56044 | 9.36 | 1 | 365 | 10.651 | 0.44953 | 11 | 0.10049
56046 | 12.48 | 1 | 365 | 14.2013 | 0.59937 | 14 | 0.80066
56047 | 5.98 | 1 | 365 | 6.8048 | 0.70386 | 7 | 0.50865
58459 | 16.38 | 1 | 365 | 18.6392 | 0.53667 | 19 | 0.17587
48786 | 12.48 | 1 | 365 | 14.2013 | 0.59937 | 14 | 0.80066
56565 | 6.24 | 1 | 365 | 7.1006 | 0.29968 | 7 | 0.40033
58572 | 2.68 | 1 | 365 | 3.0496 | 0.14153 | 3 | 0.19117
48019 | 2.915 | 1 | 365 | 3.317 | 0.68006 | 3 | 0.99711
56307 | 3.18 | 1 | 365 | 3.6186 | 0.28734 | 3 | 0.90594
38282 | 5.67 | 1 | 365 | 6.452 | 0.99346 | 7 | 0.44549
46148 | 12.6 | 1 | 365 | 14.3378 | 0.87436 | 15 | 0.2122
46228 | 5.7 | 1 | 365 | 6.4862 | 0.062211 | 6 | 0.54838
36806 | 6 | 1 | 365 | 6.8275 | 0.7497 | 7 | 0.57724
48026 | 6 | 1 | 365 | 6.8275 | 0.7497 | 7 | 0.57724
45023 | 10.25 | 1 | 365 | 11.6637 | 0.48906 | 12 | 0.15278
45012 | 7.14 | 1 | 365 | 8.1248 | 0.36214 | 8 | 0.48692
58372 | 7.15 | 1 | 365 | 8.1362 | 0.38505 | 8 | 0.52121
58541 | 5.72 | 1 | 365 | 6.5089 | 0.10804 | 6 | 0.61697
58542 | 4.42 | 1 | 365 | 5.0296 | 0.12894 | 5 | 0.15857
58543 | 2.86 | 1 | 365 | 3.2545 | 0.55402 | 3 | 0.80848
58544 | 11.18 | 1 | 365 | 12.722 | 0.62027 | 13 | 0.34226
58820 | 3.78 | 1 | 365 | 4.3014 | 0.66231 | 4 | 0.96366
59033 | 10.6 | 1 | 365 | 12.062 | 0.29113 | 12 | 0.35312
56639 | 4.5 | 1 | 365 | 5.1207 | 0.31227 | 5 | 0.43293
53820 | 5.72 | 1 | 365 | 6.5089 | 0.10804 | 6 | 0.61697
27545 | 8.16 | 1 | 365 | 9.2855 | 0.69959 | 9 | 0.98505
58247 | 5.25 | 1 | 365 | 5.9741 | 0.030984 | 6 | 0.005085
58628 | 5.1 | 1 | 365 | 5.8034 | 0.68724 | 6 | 0.49065
43625 | 5.13 | 1 | 365 | 5.8376 | 0.75599 | 6 | 0.59354
47543 | 6.25 | 1 | 365 | 7.112 | 0.3226 | 7 | 0.43462
59729 | 2.12 | 1 | 365 | 2.4124 | 0.85823 | 3 | 0.27062
38575 | 11.5 | 1 | 365 | 13.0861 | 0.35358 | 13 | 0.43971
41987 | 11.5 | 1 | 365 | 13.0861 | 0.35358 | 13 | 0.43971
54147 | 11.75 | 1 | 365 | 13.3706 | 0.92649 | 14 | 0.29709
54060 | 12.5 | 1 | 365 | 14.2241 | 0.6452 | 14 | 0.86925
51211 | 11.475 | 1 | 365 | 13.0577 | 0.29629 | 13 | 0.35397
49381 | 10.75 | 1 | 365 | 12.2327 | 0.63487 | 12 | 0.86755
58787 | 4.335 | 1 | 365 | 4.9329 | 0.93416 | 5 | 0.86706
60275 | 8.58 | 1 | 365 | 9.7634 | 0.66207 | 10 | 0.42545
60254 | 13.26 | 1 | 365 | 15.0889 | 0.38683 | 15 | 0.4757
45974 | 10.14 | 1 | 365 | 11.5385 | 0.23699 | 11 | 0.77554
60362 | 4.68 | 1 | 365 | 5.3255 | 0.72476 | 6 | 0.050247
47485 | 7.8 | 1 | 365 | 8.8758 | 0.8746 | 9 | 0.75041
60331 | 13.26 | 1 | 365 | 15.0889 | 0.38683 | 15 | 0.4757
50563 | 9.88 | 1 | 365 | 11.2427 | 0.64117 | 11 | 0.88386
60333 | 5.46 | 1 | 365 | 6.2131 | 0.51222 | 6 | 0.72529
60323 | 9.62 | 1 | 365 | 10.9468 | 0.045346 | 10 | 0.99217
58053 | 9.75 | 1 | 365 | 11.0948 | 0.34326 | 11 | 0.43801
60284 | 5.98 | 1 | 365 | 6.8048 | 0.70386 | 7 | 0.50865
38399 | 11.5 | 1 | 365 | 13.0861 | 0.35358 | 13 | 0.43971
39132 | 11.5 | 1 | 365 | 13.0861 | 0.35358 | 13 | 0.43971
41799 | 8.06 | 1 | 365 | 9.1717 | 0.47042 | 9 | 0.64209
58518 | 3.6 | 1 | 365 | 4.0965 | 0.24982 | 4 | 0.34634
58732 | 7.5 | 1 | 365 | 8.5344 | 0.18712 | 8 | 0.72155
60890 | 3 | 1 | 365 | 3.4138 | 0.87485 | 4 | 0.28862
55335 | 6.89 | 1 | 365 | 7.8403 | 0.78923 | 8 | 0.62953
41983 | 10.2 | 1 | 365 | 11.6068 | 0.37448 | 11 | 0.98131
60994 | 18.9 | 1 | 365 | 21.5068 | 0.31154 | 21 | 0.81831
60992 | 9.6 | 1 | 365 | 10.9241 | 0.99951 | 11 | 0.92358
60989 | 5.3 | 1 | 365 | 6.031 | 0.14556 | 6 | 0.17656
60914 | 12.19 | 1 | 365 | 13.8713 | 0.9348 | 14 | 0.80609
49037 | 6.24 | 1 | 365 | 7.1006 | 0.29968 | 7 | 0.40033
55588 | 11.2 | 1 | 365 | 12.7447 | 0.6661 | 13 | 0.41085
38609 | 6.4 | 1 | 365 | 7.2827 | 0.66634 | 7 | 0.94906
43058 | 8.829 | 1 | 365 | 10.0467 | 0.23268 | 10 | 0.27941
59438 | 5.985 | 1 | 365 | 6.8105 | 0.71532 | 7 | 0.5258
59433 | 6.24 | 1 | 365 | 7.1006 | 0.29968 | 7 | 0.40033
59210 | 6.54 | 1 | 365 | 7.442 | 0.98717 | 8 | 0.42919
59217 | 5.232 | 1 | 365 | 5.9536 | 0.98973 | 6 | 0.94335
58471 | 7.56 | 1 | 365 | 8.6027 | 0.32462 | 8 | 0.92732
59142 | 4.8 | 1 | 365 | 5.462 | 0.99976 | 6 | 0.46179
58464 | 10.08 | 1 | 365 | 11.4703 | 0.099489 | 11 | 0.56976
58067 | 6.615 | 1 | 365 | 7.5274 | 0.15904 | 7 | 0.68641
58423 | 6.21 | 1 | 365 | 7.0665 | 0.23094 | 7 | 0.29744
58441 | 6.3 | 1 | 365 | 7.1689 | 0.43718 | 7 | 0.6061
58050 | 11.025 | 1 | 365 | 12.5456 | 0.26507 | 12 | 0.81068
57998 | 3.6 | 1 | 365 | 4.0965 | 0.24982 | 4 | 0.34634
58021 | 4.251 | 1 | 365 | 4.8373 | 0.74166 | 5 | 0.57897
57742 | 10.85 | 1 | 365 | 12.3465 | 0.86403 | 13 | 0.21051
57981 | 4.08 | 1 | 365 | 4.6427 | 0.34979 | 4 | 0.99252
57416 | 4.5 | 1 | 365 | 5.1207 | 0.31227 | 5 | 0.43293
57634 | 7.4 | 1 | 365 | 8.4206 | 0.95796 | 9 | 0.3786
57722 | 13.02 | 1 | 365 | 14.8158 | 0.83684 | 15 | 0.65261
56508 | 3.465 | 1 | 365 | 3.9429 | 0.94045 | 4 | 0.88336
57341 | 3.78 | 1 | 365 | 4.3014 | 0.66231 | 4 | 0.96366
56304 | 5.355 | 1 | 365 | 6.0936 | 0.2716 | 6 | 0.36519
45816 | 11.025 | 1 | 365 | 12.5456 | 0.26507 | 12 | 0.81068
51239 | 11.34 | 1 | 365 | 12.9041 | 0.98693 | 13 | 0.89098
58856 | 10.08 | 1 | 365 | 11.4703 | 0.099489 | 11 | 0.56976
60006 | 7.56 | 1 | 365 | 8.6027 | 0.32462 | 8 | 0.92732
60009 | 10.2 | 1 | 365 | 11.6068 | 0.37448 | 11 | 0.98131
59602 | 13.86 | 1 | 365 | 15.7716 | 0.7618 | 16 | 0.53342
59652 | 6.5 | 1 | 365 | 7.3965 | 0.8955 | 8 | 0.29201
58858 | 3.99 | 1 | 365 | 4.5403 | 0.14355 | 4 | 0.68386
58634 | 7.8 | 1 | 365 | 8.8758 | 0.8746 | 9 | 0.75041
58653 | 13.5 | 1 | 365 | 15.362 | 0.93682 | 16 | 0.29879
56783 | 5.1 | 1 | 365 | 5.8034 | 0.68724 | 6 | 0.49065
56441 | 6.3 | 1 | 365 | 7.1689 | 0.43718 | 7 | 0.6061
56430 | 3.6 | 1 | 365 | 4.0965 | 0.24982 | 4 | 0.34634
41543 | 17.64 | 1 | 365 | 20.073 | 0.42411 | 20 | 0.49709
48900 | 8.25 | 1 | 365 | 9.3879 | 0.90583 | 10 | 0.29371
48924 | 12.1 | 1 | 365 | 13.7689 | 0.72855 | 14 | 0.49743
37527 | 11.97 | 1 | 365 | 13.621 | 0.43064 | 14 | 0.051594
58954 | 3.92 | 1 | 365 | 4.4607 | 0.98313 | 5 | 0.4438
60155 | 13.23 | 1 | 365 | 15.0547 | 0.31808 | 15 | 0.37281
58776 | 9.69 | 1 | 365 | 11.0265 | 0.20576 | 11 | 0.23224
56180 | 4.8 | 1 | 365 | 5.462 | 0.99976 | 6 | 0.46179
58615 | 6.05 | 1 | 365 | 6.8844 | 0.86428 | 7 | 0.74872
59329 | 8.58 | 1 | 365 | 9.7634 | 0.66207 | 10 | 0.42545
56944 | 4.68 | 1 | 365 | 5.3255 | 0.72476 | 6 | 0.050247
57207 | 13 | 1 | 365 | 14.793 | 0.79101 | 15 | 0.58402
46651 | 7.8 | 1 | 365 | 8.8758 | 0.8746 | 9 | 0.75041
41599 | 3.12 | 1 | 365 | 3.5503 | 0.14984 | 3 | 0.70016
52984 | 5.2 | 1 | 365 | 5.9172 | 0.9164 | 6 | 0.83361
42766 | 6.89 | 1 | 365 | 7.8403 | 0.78923 | 8 | 0.62953
59577 | 9.805 | 1 | 365 | 11.1573 | 0.46929 | 11 | 0.62664
60270 | 6.89 | 1 | 365 | 7.8403 | 0.78923 | 8 | 0.62953
57230 | 10.2 | 1 | 365 | 11.6068 | 0.37448 | 11 | 0.98131
58039 | 7.56 | 1 | 365 | 8.6027 | 0.32462 | 8 | 0.92732
56312 | 8.19 | 1 | 365 | 9.3196 | 0.76834 | 10 | 0.087933
44169 | 9.99 | 1 | 365 | 11.3679 | 0.89324 | 12 | 0.2611
46231 | 10.8 | 1 | 365 | 12.2896 | 0.74945 | 13 | 0.039032
58632 | 4.75 | 1 | 365 | 5.4051 | 0.88518 | 6 | 0.29031
56439 | 5.355 | 1 | 365 | 6.0936 | 0.2716 | 6 | 0.36519
59313 | 9.1 | 1 | 365 | 10.3551 | 0.85371 | 11 | 0.20881
31899 | 8.06 | 1 | 365 | 9.1717 | 0.47042 | 9 | 0.64209
58631 | 13 | 1 | 365 | 14.793 | 0.79101 | 15 | 0.58402
37751 | 7.54 | 1 | 365 | 8.5799 | 0.27878 | 8 | 0.85873
51611 | 7.02 | 1 | 365 | 7.9882 | 0.087144 | 8 | 0.075371
55354 | 3.64 | 1 | 365 | 4.142 | 0.34148 | 4 | 0.48353
59235 | 7.42 | 1 | 365 | 8.4434 | 0.0037907 | 8 | 0.44719
56616 | 6.24 | 1 | 365 | 7.1006 | 0.29968 | 7 | 0.40033
58808 | 8.06 | 1 | 365 | 9.1717 | 0.47042 | 9 | 0.64209
58507 | 10.92 | 1 | 365 | 12.4261 | 0.024447 | 12 | 0.45058
58766 | 3.71 | 1 | 365 | 4.2217 | 0.5019 | 4 | 0.72359
58470 | 5.72 | 1 | 365 | 6.5089 | 0.10804 | 6 | 0.61697
59206 | 2.86 | 1 | 365 | 3.2545 | 0.55402 | 3 | 0.80848
59144 | 10.07 | 1 | 365 | 11.4589 | 0.076573 | 11 | 0.53547
58493 | 5.035 | 1 | 365 | 5.7294 | 0.53829 | 6 | 0.26773
57096 | 4.94 | 1 | 365 | 5.6213 | 0.32058 | 5 | 0.94193
52060 | 8.84 | 1 | 365 | 10.0592 | 0.25789 | 10 | 0.31713
58639 | 7.42 | 1 | 365 | 8.4434 | 0.0037907 | 8 | 0.44719
59168 | 4.77 | 1 | 365 | 5.4279 | 0.93101 | 6 | 0.35891
58568 | 10.07 | 1 | 365 | 11.4589 | 0.076573 | 11 | 0.53547
59212 | 4.77 | 1 | 365 | 5.4279 | 0.93101 | 6 | 0.35891
58779 | 14.04 | 1 | 365 | 15.9765 | 0.17429 | 16 | 0.15074
58646 | 3.12 | 1 | 365 | 3.5503 | 0.14984 | 3 | 0.70016
59616 | 5.3 | 1 | 365 | 6.031 | 0.14556 | 6 | 0.17656
14850 | 3.43 | 1 | 365 | 3.9031 | 0.86024 | 4 | 0.76332
32943 | 6.24 | 1 | 365 | 7.1006 | 0.29968 | 7 | 0.40033
16842 | 4.335 | 1 | 365 | 4.9329 | 0.93416 | 5 | 0.86706
19787 | 5 | 1 | 365 | 5.6896 | 0.45808 | 6 | 0.1477
52323 | 2.86 | 1 | 365 | 3.2545 | 0.55402 | 3 | 0.80848
31694 | 3.38 | 1 | 365 | 3.8462 | 0.74566 | 4 | 0.59185
57940 | 12.48 | 1 | 365 | 14.2013 | 0.59937 | 14 | 0.80066
49097 | 9.18 | 1 | 365 | 10.4461 | 0.037035 | 10 | 0.48318
32323 | 2.34 | 1 | 365 | 2.6627 | 0.36238 | 3 | 0.025124
24532 | 3.38 | 1 | 365 | 3.8462 | 0.74566 | 4 | 0.59185
59201 | 5.3 | 1 | 365 | 6.031 | 0.14556 | 6 | 0.17656
58807 | 2.86 | 1 | 365 | 3.2545 | 0.55402 | 3 | 0.80848
58231 | 6.24 | 1 | 365 | 7.1006 | 0.29968 | 7 | 0.40033
57625 | 7.28 | 1 | 365 | 8.2841 | 0.68296 | 8 | 0.96705
51721 | 2.08 | 1 | 365 | 2.3669 | 0.76656 | 3 | 0.13344
59202 | 8.48 | 1 | 365 | 9.6496 | 0.4329 | 10 | 0.082499
15600 | 4.9 | 1 | 365 | 5.5758 | 0.22892 | 5 | 0.80475
56647 | 11.7 | 1 | 365 | 13.3137 | 0.81191 | 14 | 0.12562
54970 | 3.38 | 1 | 365 | 3.8462 | 0.74566 | 4 | 0.59185
59098 | 5.035 | 1 | 365 | 5.7294 | 0.53829 | 6 | 0.26773
29161 | 4.68 | 1 | 365 | 5.3255 | 0.72476 | 6 | 0.050247
20004 | 10.66 | 1 | 365 | 12.1303 | 0.42863 | 12 | 0.5589
19758 | 12.495 | 1 | 365 | 14.2184 | 0.63374 | 14 | 0.8521
16264 | 11.76 | 1 | 365 | 13.382 | 0.9494 | 14 | 0.33139
17640 | 3.825 | 1 | 365 | 4.3526 | 0.76543 | 5 | 0.11799
52472 | 23.46 | 1 | 365 | 26.6957 | 0.76131 | 27 | 0.45701
33063 | 9.18 | 1 | 365 | 10.4461 | 0.037035 | 10 | 0.48318
26839 | 4.59 | 1 | 365 | 5.2231 | 0.51852 | 5 | 0.74159
14910 | 7.905 | 1 | 365 | 8.9953 | 0.11522 | 9 | 0.11051
29251 | 4.68 | 1 | 365 | 5.3255 | 0.72476 | 6 | 0.050247
29130 | 2.86 | 1 | 365 | 3.2545 | 0.55402 | 3 | 0.80848
57044 | 3.64 | 1 | 365 | 4.142 | 0.34148 | 4 | 0.48353
56911 | 3.9 | 1 | 365 | 4.4379 | 0.9373 | 5 | 0.37521
29140 | 7.54 | 1 | 365 | 8.5799 | 0.27878 | 8 | 0.85873
49372 | 5.72 | 1 | 365 | 6.5089 | 0.10804 | 6 | 0.61697
34688 | 19.88 | 1 | 365 | 22.6219 | 0.55733 | 23 | 0.17926
59874 | 8.32 | 1 | 365 | 9.4675 | 0.066245 | 9 | 0.53377
23964 | 7.8 | 1 | 365 | 8.8758 | 0.8746 | 9 | 0.75041
27617 | 9.1 | 1 | 365 | 10.3551 | 0.85371 | 11 | 0.20881
15873 | 6.5 | 1 | 365 | 7.3965 | 0.8955 | 8 | 0.29201
48819 | 6.76 | 1 | 365 | 7.6924 | 0.49132 | 8 | 0.18369
31750 | 3.9 | 1 | 365 | 4.4379 | 0.9373 | 5 | 0.37521
56538 | 9.36 | 1 | 365 | 10.651 | 0.44953 | 11 | 0.10049
19892 | 10 | 1 | 365 | 11.3792 | 0.91616 | 12 | 0.2954
57660 | 11.66 | 1 | 365 | 13.2682 | 0.72024 | 13 | 0.98844
26751 | 7.28 | 1 | 365 | 8.2841 | 0.68296 | 8 | 0.96705
44229 | 6.76 | 1 | 365 | 7.6924 | 0.49132 | 8 | 0.18369
51598 | 4.94 | 1 | 365 | 5.6213 | 0.32058 | 5 | 0.94193
52151 | 7.8 | 1 | 365 | 8.8758 | 0.8746 | 9 | 0.75041
55091 | 13 | 1 | 365 | 14.793 | 0.79101 | 15 | 0.58402
59291 | 4.94 | 1 | 365 | 5.6213 | 0.32058 | 5 | 0.94193
59292 | 3.71 | 1 | 365 | 4.2217 | 0.5019 | 4 | 0.72359
59378 | 3.445 | 1 | 365 | 3.9201 | 0.89462 | 4 | 0.81477
59379 | 3.18 | 1 | 365 | 3.6186 | 0.28734 | 3 | 0.90594
59451 | 8.835 | 1 | 365 | 10.0536 | 0.24643 | 10 | 0.29999
60022 | 6.3 | 1 | 365 | 7.1689 | 0.43718 | 7 | 0.6061
58025 | 8.19 | 1 | 365 | 9.3196 | 0.76834 | 10 | 0.087933
60237 | 6.867 | 1 | 365 | 7.8141 | 0.73653 | 8 | 0.55065
60244 | 2.5 | 1 | 365 | 2.8448 | 0.72904 | 3 | 0.57385
58731 | 9.88 | 1 | 365 | 11.2427 | 0.64117 | 11 | 0.88386
58485 | 3.51 | 1 | 365 | 3.9941 | 0.043572 | 4 | 0.037685
60399 | 8.4 | 1 | 365 | 9.5586 | 0.24957 | 9 | 0.80814
60288 | 2.75 | 1 | 365 | 3.1293 | 0.30194 | 3 | 0.43124
60404 | 5.7 | 1 | 365 | 6.4862 | 0.062211 | 6 | 0.54838
60314 | 6.12 | 1 | 365 | 6.9641 | 0.02469 | 6 | 0.98878
44751 | 6.5 | 1 | 365 | 7.3965 | 0.8955 | 8 | 0.29201
60713 | 9.36 | 1 | 365 | 10.651 | 0.44953 | 11 | 0.10049
50662 | 8.925 | 1 | 365 | 10.156 | 0.45267 | 10 | 0.60864
60691 | 5 | 1 | 365 | 5.6896 | 0.45808 | 6 | 0.1477
58872 | 15.6 | 1 | 365 | 17.7516 | 0.74921 | 18 | 0.50082
61523 | 30.5 | 0.9 | 365 | 31.236 | 0.90486 | 32 | 0.14087
60599 | 6.325 | 1 | 365 | 7.1974 | 0.49447 | 7 | 0.69184
50145 | 9 | 1 | 365 | 10.2413 | 0.62454 | 10 | 0.86586
51265 | 7.848 | 1 | 365 | 8.9304 | 0.9846 | 9 | 0.91503
60624 | 5.7 | 1 | 365 | 6.4862 | 0.062211 | 6 | 0.54838
46834 | 4.5 | 1 | 365 | 5.1207 | 0.31227 | 5 | 0.43293
50278 | 9.8 | 1 | 365 | 11.1517 | 0.45784 | 11 | 0.60949
62117 | 8.215 | 1 | 365 | 9.348 | 0.82563 | 10 | 0.17367
50263 | 8.7 | 1 | 365 | 9.8999 | 0.93706 | 10 | 0.837
62018 | 4.578 | 1 | 365 | 5.2094 | 0.49102 | 5 | 0.70043
61994 | 10.8 | 1 | 365 | 12.2896 | 0.74945 | 13 | 0.039032
61989 | 16.2 | 1 | 365 | 18.4344 | 0.12418 | 18 | 0.55855
60627 | 6.213 | 1 | 365 | 7.0699 | 0.23781 | 7 | 0.30773
61176 | 6.095 | 1 | 365 | 6.9356 | 0.9674 | 7 | 0.90305
61742 | 5.7 | 1 | 365 | 6.4862 | 0.062211 | 6 | 0.54838
61183 | 6.625 | 1 | 365 | 7.5387 | 0.18196 | 7 | 0.7207
61180 | 12.19 | 1 | 365 | 13.8713 | 0.9348 | 14 | 0.80609
61734 | 11.73 | 1 | 365 | 13.3478 | 0.88066 | 14 | 0.2285
60806 | 8.19 | 1 | 365 | 9.3196 | 0.76834 | 10 | 0.087933
61728 | 9.6 | 1 | 365 | 10.9241 | 0.99951 | 11 | 0.92358
61190 | 16.677 | 1 | 365 | 18.9772 | 0.21728 | 19 | 0.19444
60706 | 8.19 | 1 | 365 | 9.3196 | 0.76834 | 10 | 0.087933
61723 | 7.848 | 1 | 365 | 8.9304 | 0.9846 | 9 | 0.91503
61203 | 5.232 | 1 | 365 | 5.9536 | 0.98973 | 6 | 0.94335
61208 | 9.156 | 1 | 365 | 10.4188 | 0.98204 | 11 | 0.40087
61987 | 5.4 | 1 | 365 | 6.1448 | 0.37473 | 6 | 0.51952
61665 | 12.426 | 1 | 365 | 14.1398 | 0.47562 | 14 | 0.61546
61661 | 12.426 | 1 | 365 | 14.1398 | 0.47562 | 14 | 0.61546
61312 | 5.3 | 1 | 365 | 6.031 | 0.14556 | 6 | 0.17656
61610 | 3.27 | 1 | 365 | 3.721 | 0.49358 | 4 | 0.2146
61882 | 2.12 | 1 | 365 | 2.4124 | 0.85823 | 3 | 0.27062
61303 | 8.1 | 1 | 365 | 9.2172 | 0.56209 | 9 | 0.77927
61871 | 5.7 | 1 | 365 | 6.4862 | 0.062211 | 6 | 0.54838
61864 | 6.9 | 1 | 365 | 7.8517 | 0.81215 | 8 | 0.66383
61862 | 8.745 | 1 | 365 | 9.9511 | 0.040182 | 9 | 0.99133
61857 | 7.42 | 1 | 365 | 8.4434 | 0.0037907 | 8 | 0.44719
60699 | 4.2 | 1 | 365 | 4.7793 | 0.62479 | 5 | 0.40407
61854 | 4.8 | 1 | 365 | 5.462 | 0.99976 | 6 | 0.46179
60752 | 7.42 | 1 | 365 | 8.4434 | 0.0037907 | 8 | 0.44719
60863 | 10.07 | 1 | 365 | 11.4589 | 0.076573 | 11 | 0.53547
60866 | 10.137 | 1 | 365 | 11.5351 | 0.23011 | 11 | 0.76525
61846 | 21.66 | 1 | 365 | 24.6474 | 0.6364 | 25 | 0.28384
61837 | 11.2 | 1 | 365 | 12.7447 | 0.6661 | 13 | 0.41085
61832 | 10.6 | 1 | 365 | 12.062 | 0.29113 | 12 | 0.35312
61835 | 10.464 | 1 | 365 | 11.9072 | 0.97947 | 12 | 0.88671
61570 | 8.64 | 1 | 365 | 9.8317 | 0.79956 | 10 | 0.63123
61569 | 5.4 | 1 | 365 | 6.1448 | 0.37473 | 6 | 0.51952
61564 | 16.35 | 1 | 365 | 18.6051 | 0.46792 | 19 | 0.072979
61307 | 6.9 | 1 | 365 | 7.8517 | 0.81215 | 8 | 0.66383
61560 | 24.525 | 1 | 365 | 27.9076 | 0.20188 | 28 | 0.10947
61306 | 9.483 | 1 | 365 | 10.7909 | 0.73139 | 11 | 0.52233
61373 | 5.4 | 1 | 365 | 6.1448 | 0.37473 | 6 | 0.51952
61378 | 9.01 | 1 | 365 | 10.2527 | 0.64746 | 10 | 0.90016
61308 | 4.5 | 1 | 365 | 5.1207 | 0.31227 | 5 | 0.43293
61391 | 11.61 | 1 | 365 | 13.2113 | 0.60566 | 13 | 0.81696
61392 | 12 | 1 | 365 | 13.6551 | 0.49939 | 14 | 0.15448
61381 | 6.36 | 1 | 365 | 7.2372 | 0.57468 | 7 | 0.81187
61559 | 13.08 | 1 | 365 | 14.884 | 0.97434 | 15 | 0.85838
61557 | 4.32 | 1 | 365 | 4.9158 | 0.89978 | 5 | 0.81561
61830 | 9.75 | 1 | 365 | 11.0948 | 0.34326 | 11 | 0.43801
55732 | 4.845 | 1 | 365 | 5.5132 | 0.10288 | 5 | 0.61612
61829 | 6.095 | 1 | 365 | 6.9356 | 0.9674 | 7 | 0.90305
61826 | 8.1 | 1 | 365 | 9.2172 | 0.56209 | 9 | 0.77927
61551 | 6.89 | 1 | 365 | 7.8403 | 0.78923 | 8 | 0.62953
61825 | 6.08 | 1 | 365 | 6.9186 | 0.93303 | 7 | 0.8516
61775 | 3 | 1 | 365 | 3.4138 | 0.87485 | 4 | 0.28862
61750 | 3.18 | 1 | 365 | 3.6186 | 0.28734 | 3 | 0.90594
61548 | 4.575 | 1 | 365 | 5.206 | 0.48414 | 5 | 0.69015
61510 | 9.18 | 1 | 365 | 10.4461 | 0.037035 | 10 | 0.48318
61524 | 9.15 | 1 | 365 | 10.412 | 0.96829 | 11 | 0.38029
61507 | 5.985 | 1 | 365 | 6.8105 | 0.71532 | 7 | 0.5258
58322 | 11.18 | 1 | 365 | 12.722 | 0.62027 | 13 | 0.34226
61545 | 10.26 | 1 | 365 | 11.6751 | 0.51198 | 12 | 0.18708
61396 | 8.1 | 1 | 365 | 9.2172 | 0.56209 | 9 | 0.77927
61395 | 9.805 | 1 | 365 | 11.1573 | 0.46929 | 11 | 0.62664
61527 | 5.6 | 1 | 365 | 6.3724 | 0.83305 | 7 | 0.20542
61512 | 2.94 | 1 | 365 | 3.3455 | 0.73735 | 4 | 0.082848
45539 | 5.7 | 1 | 365 | 6.4862 | 0.062211 | 6 | 0.54838
61654 | 1.962 | 1 | 365 | 2.2326 | 0.49615 | 2 | 0.72876
61824 | 9 | 1 | 365 | 10.2413 | 0.62454 | 10 | 0.86586
61992 | 13.44 | 1 | 365 | 15.2937 | 0.79932 | 16 | 0.093018
58442 | 8.4 | 1 | 365 | 9.5586 | 0.24957 | 9 | 0.80814
31687 | 7.28 | 1 | 365 | 8.2841 | 0.68296 | 8 | 0.96705
57429 | 3.12 | 1 | 365 | 3.5503 | 0.14984 | 3 | 0.70016
23157 | 4.68 | 1 | 365 | 5.3255 | 0.72476 | 6 | 0.050247
49086 | 2.6 | 1 | 365 | 2.9586 | 0.9582 | 3 | 0.9168
48099 | 5.83 | 1 | 365 | 6.6341 | 0.36012 | 6 | 0.99422
55329 | 6.5 | 1 | 365 | 7.3965 | 0.8955 | 8 | 0.29201
57621 | 3.38 | 1 | 365 | 3.8462 | 0.74566 | 4 | 0.59185
57747 | 3.38 | 1 | 365 | 3.8462 | 0.74566 | 4 | 0.59185
44471 | 5.3 | 1 | 365 | 6.031 | 0.14556 | 6 | 0.17656
48443 | 2.915 | 1 | 365 | 3.317 | 0.68006 | 3 | 0.99711
50055 | 5.3 | 1 | 365 | 6.031 | 0.14556 | 6 | 0.17656
42785 | 6.325 | 1 | 365 | 7.1974 | 0.49447 | 7 | 0.69184
44491 | 8.48 | 1 | 365 | 9.6496 | 0.4329 | 10 | 0.082499
41059 | 9.6 | 1 | 365 | 10.9241 | 0.99951 | 11 | 0.92358
57370 | 4.24 | 1 | 365 | 4.8248 | 0.71645 | 5 | 0.54125
58810 | 5.565 | 1 | 365 | 6.3325 | 0.75284 | 7 | 0.08539
59063 | 3.12 | 1 | 365 | 3.5503 | 0.14984 | 3 | 0.70016
57046 | 6.5 | 1 | 365 | 7.3965 | 0.8955 | 8 | 0.29201
57173 | 7.28 | 1 | 365 | 8.2841 | 0.68296 | 8 | 0.96705
58812 | 6.89 | 1 | 365 | 7.8403 | 0.78923 | 8 | 0.62953
57368 | 5.2 | 1 | 365 | 5.9172 | 0.9164 | 6 | 0.83361
50056 | 12.54 | 1 | 365 | 14.2696 | 0.73686 | 15 | 0.0064316
42737 | 12.9 | 1 | 365 | 14.6792 | 0.56185 | 15 | 0.24107
18455 | 5.61 | 1 | 365 | 6.3838 | 0.85597 | 7 | 0.23972
49306 | 6.36 | 1 | 365 | 7.2372 | 0.57468 | 7 | 0.81187
43430 | 9 | 1 | 365 | 10.2413 | 0.62454 | 10 | 0.86586
59200 | 5.232 | 1 | 365 | 5.9536 | 0.98973 | 6 | 0.94335
43437 | 4.25 | 1 | 365 | 4.8362 | 0.73937 | 5 | 0.57554
42127 | 8.4 | 1 | 365 | 9.5586 | 0.24957 | 9 | 0.80814
44187 | 8.1 | 1 | 365 | 9.2172 | 0.56209 | 9 | 0.77927
44016 | 7 | 1 | 365 | 7.9655 | 0.041312 | 8 | 0.00678
56885 | 13.05 | 1 | 365 | 14.8499 | 0.90559 | 15 | 0.7555
61571 | 10.08 | 1 | 365 | 11.4703 | 0.099489 | 11 | 0.56976
60626 | 7.68 | 1 | 365 | 8.7393 | 0.59961 | 9 | 0.33887
49764 | 10.24 | 1 | 365 | 11.6523 | 0.46615 | 12 | 0.11849
61357 | 8.96 | 1 | 365 | 10.1958 | 0.53288 | 10 | 0.72868
59662 | 8.4 | 1 | 365 | 9.5586 | 0.24957 | 9 | 0.80814
61398 | 3.6 | 1 | 365 | 4.0965 | 0.24982 | 4 | 0.34634
43362 | 5.4 | 1 | 365 | 6.1448 | 0.37473 | 6 | 0.51952
61362 | 7.8 | 1 | 365 | 8.8758 | 0.8746 | 9 | 0.75041
60012 | 21.9 | 1 | 365 | 24.9205 | 0.18639 | 25 | 0.10693
61568 | 9.76 | 1 | 365 | 11.1061 | 0.36617 | 11 | 0.47231
45796 | 13 | 1 | 365 | 14.793 | 0.79101 | 15 | 0.58402
61402 | 16 | 1 | 365 | 18.2068 | 0.66586 | 18 | 0.87264
57885 | 25 | 1 | 365 | 28.4481 | 0.2904 | 28 | 0.7385
61417 | 9 | 1 | 365 | 10.2413 | 0.62454 | 10 | 0.86586
61473 | 10.464 | 1 | 365 | 11.9072 | 0.97947 | 12 | 0.88671
56976 | 3.71 | 1 | 365 | 4.2217 | 0.5019 | 4 | 0.72359
60580 | 12 | 1 | 365 | 13.6551 | 0.49939 | 14 | 0.15448
59617 | 3.825 | 1 | 365 | 4.3526 | 0.76543 | 5 | 0.11799
60585 | 10.2 | 1 | 365 | 11.6068 | 0.37448 | 11 | 0.98131
61097 | 11.16 | 1 | 365 | 12.6992 | 0.57443 | 13 | 0.27367
53263 | 10.464 | 1 | 365 | 11.9072 | 0.97947 | 12 | 0.88671
62081 | 10.137 | 1 | 365 | 11.5351 | 0.23011 | 11 | 0.76525
54896 | 11.985 | 1 | 365 | 13.638 | 0.46502 | 14 | 0.10304
61644 | 11.34 | 1 | 365 | 12.9041 | 0.98693 | 13 | 0.89098
54540 | 11.25 | 1 | 365 | 12.8016 | 0.78068 | 13 | 0.58232
61651 | 10.4 | 1 | 365 | 11.8344 | 0.83281 | 12 | 0.66722
54003 | 10.965 | 1 | 365 | 12.4773 | 0.12757 | 12 | 0.60491
61741 | 10.44 | 1 | 365 | 11.8799 | 0.92447 | 12 | 0.8044
58291 | 7.02 | 1 | 365 | 7.9882 | 0.087144 | 8 | 0.075371
53913 | 4.94 | 1 | 365 | 5.6213 | 0.32058 | 5 | 0.94193
60000 | 8.06 | 1 | 365 | 9.1717 | 0.47042 | 9 | 0.64209
57318 | 3.71 | 1 | 365 | 4.2217 | 0.5019 | 4 | 0.72359
51723 | 2.6 | 1 | 365 | 2.9586 | 0.9582 | 3 | 0.9168
42755 | 6.05 | 1 | 365 | 6.8844 | 0.86428 | 7 | 0.74872
47722 | 6.12 | 1 | 365 | 6.9641 | 0.02469 | 6 | 0.98878
45009 | 5.75 | 1 | 365 | 6.5431 | 0.17679 | 6 | 0.71985
26835 | 7.14 | 1 | 365 | 8.1248 | 0.36214 | 8 | 0.48692
56951 | 10.14 | 1 | 365 | 11.5385 | 0.23699 | 11 | 0.77554
58166 | 2.915 | 1 | 365 | 3.317 | 0.68006 | 3 | 0.99711
58214 | 10.14 | 1 | 365 | 11.5385 | 0.23699 | 11 | 0.77554
27250 | 9.62 | 1 | 365 | 10.9468 | 0.045346 | 10 | 0.99217
58457 | 9.62 | 1 | 365 | 10.9468 | 0.045346 | 10 | 0.99217
28219 | 5.2 | 1 | 365 | 5.9172 | 0.9164 | 6 | 0.83361
58710 | 10.335 | 1 | 365 | 11.7604 | 0.68385 | 12 | 0.4443
28987 | 17.595 | 1 | 365 | 20.0218 | 0.32098 | 20 | 0.34276
59293 | 9.54 | 1 | 365 | 10.8558 | 0.86202 | 11 | 0.71781
59117 | 7.95 | 1 | 365 | 9.0465 | 0.21835 | 9 | 0.26484
59325 | 8.745 | 1 | 365 | 9.9511 | 0.040182 | 9 | 0.99133
55369 | 7.5 | 1 | 365 | 8.5344 | 0.18712 | 8 | 0.72155
59326 | 10.6 | 1 | 365 | 12.062 | 0.29113 | 12 | 0.35312
58825 | 8.32 | 1 | 365 | 9.4675 | 0.066245 | 9 | 0.53377
59327 | 10.36 | 1 | 365 | 11.7889 | 0.74114 | 12 | 0.53003
28714 | 5.1 | 1 | 365 | 5.8034 | 0.68724 | 6 | 0.49065
59374 | 5.565 | 1 | 365 | 6.3325 | 0.75284 | 7 | 0.08539
29733 | 2.86 | 1 | 365 | 3.2545 | 0.55402 | 3 | 0.80848
51710 | 7.02 | 1 | 365 | 7.9882 | 0.087144 | 8 | 0.075371
59382 | 8.4 | 1 | 365 | 9.5586 | 0.24957 | 9 | 0.80814
57497 | 5.72 | 1 | 365 | 6.5089 | 0.10804 | 6 | 0.61697
51135 | 7.42 | 1 | 365 | 8.4434 | 0.0037907 | 8 | 0.44719
54744 | 3.12 | 1 | 365 | 3.5503 | 0.14984 | 3 | 0.70016
51173 | 9.075 | 1 | 365 | 10.3267 | 0.79642 | 11 | 0.12308
18584 | 11.44 | 1 | 365 | 13.0179 | 0.21609 | 13 | 0.23394
51182 | 6.36 | 1 | 365 | 7.2372 | 0.57468 | 7 | 0.81187
53344 | 11.7 | 1 | 365 | 13.3137 | 0.81191 | 14 | 0.12562
54934 | 8.06 | 1 | 365 | 9.1717 | 0.47042 | 9 | 0.64209
56723 | 5.035 | 1 | 365 | 5.7294 | 0.53829 | 6 | 0.26773
55467 | 7.8 | 1 | 365 | 8.8758 | 0.8746 | 9 | 0.75041
55473 | 7.95 | 1 | 365 | 9.0465 | 0.21835 | 9 | 0.26484
51843 | 4.845 | 1 | 365 | 5.5132 | 0.10288 | 5 | 0.61612
58137 | 11.66 | 1 | 365 | 13.2682 | 0.72024 | 13 | 0.98844
32143 | 8.58 | 1 | 365 | 9.7634 | 0.66207 | 10 | 0.42545
56998 | 10.92 | 1 | 365 | 12.4261 | 0.024447 | 12 | 0.45058
43140 | 3.64 | 1 | 365 | 4.142 | 0.34148 | 4 | 0.48353
20899 | 6.24 | 1 | 365 | 7.1006 | 0.29968 | 7 | 0.40033
56498 | 5.98 | 1 | 365 | 6.8048 | 0.70386 | 7 | 0.50865
48915 | 7.28 | 1 | 365 | 8.2841 | 0.68296 | 8 | 0.96705
38426 | 6.76 | 1 | 365 | 7.6924 | 0.49132 | 8 | 0.18369
59233 | 3.71 | 1 | 365 | 4.2217 | 0.5019 | 4 | 0.72359
52335 | 5.98 | 1 | 365 | 6.8048 | 0.70386 | 7 | 0.50865
58242 | 6.095 | 1 | 365 | 6.9356 | 0.9674 | 7 | 0.90305
56652 | 4.77 | 1 | 365 | 5.4279 | 0.93101 | 6 | 0.35891
52235 | 7.02 | 1 | 365 | 7.9882 | 0.087144 | 8 | 0.075371
52288 | 8.06 | 1 | 365 | 9.1717 | 0.47042 | 9 | 0.64209
49102 | 7.54 | 1 | 365 | 8.5799 | 0.27878 | 8 | 0.85873
58282 | 6.76 | 1 | 365 | 7.6924 | 0.49132 | 8 | 0.18369
58720 | 5.46 | 1 | 365 | 6.2131 | 0.51222 | 6 | 0.72529
58512 | 10.335 | 1 | 365 | 11.7604 | 0.68385 | 12 | 0.4443
52327 | 6.5 | 1 | 365 | 7.3965 | 0.8955 | 8 | 0.29201
44963 | 7.54 | 1 | 365 | 8.5799 | 0.27878 | 8 | 0.85873
48687 | 7.28 | 1 | 365 | 8.2841 | 0.68296 | 8 | 0.96705
57972 | 7.155 | 1 | 365 | 8.1418 | 0.39651 | 8 | 0.53836
48005 | 6.6 | 1 | 365 | 7.5103 | 0.12467 | 7 | 0.63496
59339 | 11.34 | 1 | 365 | 12.9041 | 0.98693 | 13 | 0.89098
43582 | 10.395 | 1 | 365 | 11.8287 | 0.82135 | 12 | 0.65007
57313 | 8.55 | 1 | 365 | 9.7293 | 0.59332 | 10 | 0.32257
46027 | 3.924 | 1 | 365 | 4.4652 | 0.9923 | 5 | 0.45751
47218 | 9.765 | 1 | 365 | 11.1118 | 0.37763 | 11 | 0.48946
31721 | 9.88 | 1 | 365 | 11.2427 | 0.64117 | 11 | 0.88386
49935 | 12 | 1 | 365 | 13.6551 | 0.49939 | 14 | 0.15448
42747 | 7.245 | 1 | 365 | 8.2443 | 0.60276 | 8 | 0.84702
45265 | 7.68 | 1 | 365 | 8.7393 | 0.59961 | 9 | 0.33887
39209 | 4.16 | 1 | 365 | 4.7338 | 0.53312 | 5 | 0.26689
60726 | 3.71 | 1 | 365 | 4.2217 | 0.5019 | 4 | 0.72359
32913 | 9.62 | 1 | 365 | 10.9468 | 0.045346 | 10 | 0.99217
10932 | 649.04 | 0.8 | 365 | 590.8466 | 0.88036 | 591 | 0.72691
54963 | 7.8 | 1 | 365 | 8.8758 | 0.8746 | 9 | 0.75041
61205 | 10.4 | 1 | 365 | 11.8344 | 0.83281 | 12 | 0.66722
57217 | 8.48 | 1 | 365 | 9.6496 | 0.4329 | 10 | 0.082499
57347 | 4.77 | 1 | 365 | 5.4279 | 0.93101 | 6 | 0.35891
57587 | 6.5 | 1 | 365 | 7.3965 | 0.8955 | 8 | 0.29201
57152 | 9.1 | 1 | 365 | 10.3551 | 0.85371 | 11 | 0.20881
58150 | 3.9 | 1 | 365 | 4.4379 | 0.9373 | 5 | 0.37521
57014 | 4.68 | 1 | 365 | 5.3255 | 0.72476 | 6 | 0.050247
36304 | 4.94 | 1 | 365 | 5.6213 | 0.32058 | 5 | 0.94193
32360 | 3.64 | 1 | 365 | 4.142 | 0.34148 | 4 | 0.48353
56124 | 6.48 | 1 | 365 | 7.3737 | 0.84967 | 8 | 0.22342
56238 | 4.35 | 1 | 365 | 4.95 | 0.96853 | 5 | 0.9185
52440 | 7.28 | 1 | 365 | 8.2841 | 0.68296 | 8 | 0.96705
41598 | 3.9 | 1 | 365 | 4.4379 | 0.9373 | 5 | 0.37521
56285 | 3.78 | 1 | 365 | 4.3014 | 0.66231 | 4 | 0.96366
51839 | 5.46 | 1 | 365 | 6.2131 | 0.51222 | 6 | 0.72529
57302 | 5.67 | 1 | 365 | 6.452 | 0.99346 | 7 | 0.44549
59122 | 7.848 | 1 | 365 | 8.9304 | 0.9846 | 9 | 0.91503
15853 | 6.12 | 1 | 365 | 6.9641 | 0.02469 | 6 | 0.98878
20546 | 7.65 | 1 | 365 | 8.7051 | 0.53086 | 9 | 0.23598
32251 | 7.54 | 1 | 365 | 8.5799 | 0.27878 | 8 | 0.85873
59827 | 7.395 | 1 | 365 | 8.4149 | 0.9465 | 9 | 0.36145
27844 | 7.28 | 1 | 365 | 8.2841 | 0.68296 | 8 | 0.96705
59148 | 4.505 | 1 | 365 | 5.1263 | 0.32373 | 5 | 0.45008
42949 | 5.46 | 1 | 365 | 6.2131 | 0.51222 | 6 | 0.72529
29157 | 3 | 1 | 365 | 3.4138 | 0.87485 | 4 | 0.28862
60277 | 8.84 | 1 | 365 | 10.0592 | 0.25789 | 10 | 0.31713
60279 | 4.42 | 1 | 365 | 5.0296 | 0.12894 | 5 | 0.15857
51594 | 7.8 | 1 | 365 | 8.8758 | 0.8746 | 9 | 0.75041
60280 | 5.98 | 1 | 365 | 6.8048 | 0.70386 | 7 | 0.50865
60282 | 13.26 | 1 | 365 | 15.0889 | 0.38683 | 15 | 0.4757
24037 | 3.9 | 1 | 365 | 4.4379 | 0.9373 | 5 | 0.37521
59110 | 5.035 | 1 | 365 | 5.7294 | 0.53829 | 6 | 0.26773
59055 | 7.5 | 1 | 365 | 8.5344 | 0.18712 | 8 | 0.72155
60306 | 11.44 | 1 | 365 | 13.0179 | 0.21609 | 13 | 0.23394
60310 | 13.26 | 1 | 365 | 15.0889 | 0.38683 | 15 | 0.4757
51838 | 2.34 | 1 | 365 | 2.6627 | 0.36238 | 3 | 0.025124
44096 | 4.68 | 1 | 365 | 5.3255 | 0.72476 | 6 | 0.050247
52225 | 9.36 | 1 | 365 | 10.651 | 0.44953 | 11 | 0.10049
51058 | 6.76 | 1 | 365 | 7.6924 | 0.49132 | 8 | 0.18369
49118 | 5.72 | 1 | 365 | 6.5089 | 0.10804 | 6 | 0.61697
58817 | 9.88 | 1 | 365 | 11.2427 | 0.64117 | 11 | 0.88386
60322 | 5.72 | 1 | 365 | 6.5089 | 0.10804 | 6 | 0.61697
60324 | 8.84 | 1 | 365 | 10.0592 | 0.25789 | 10 | 0.31713
60325 | 6.24 | 1 | 365 | 7.1006 | 0.29968 | 7 | 0.40033
60326 | 4.16 | 1 | 365 | 4.7338 | 0.53312 | 5 | 0.26689
60328 | 9.1 | 1 | 365 | 10.3551 | 0.85371 | 11 | 0.20881
48814 | 8.06 | 1 | 365 | 9.1717 | 0.47042 | 9 | 0.64209
60329 | 6.24 | 1 | 365 | 7.1006 | 0.29968 | 7 | 0.40033
60385 | 4.16 | 1 | 365 | 4.7338 | 0.53312 | 5 | 0.26689
60330 | 13.26 | 1 | 365 | 15.0889 | 0.38683 | 15 | 0.4757
58855 | 5.98 | 1 | 365 | 6.8048 | 0.70386 | 7 | 0.50865
57883 | 2.7 | 1 | 365 | 3.0724 | 0.18736 | 3 | 0.25976
52067 | 4.16 | 1 | 365 | 4.7338 | 0.53312 | 5 | 0.26689
60334 | 10.14 | 1 | 365 | 11.5385 | 0.23699 | 11 | 0.77554
60335 | 16.9 | 1 | 365 | 19.2309 | 0.72831 | 19 | 0.95923
52297 | 7.02 | 1 | 365 | 7.9882 | 0.087144 | 8 | 0.075371
60336 | 7.28 | 1 | 365 | 8.2841 | 0.68296 | 8 | 0.96705
60337 | 13 | 1 | 365 | 14.793 | 0.79101 | 15 | 0.58402
60351 | 8.84 | 1 | 365 | 10.0592 | 0.25789 | 10 | 0.31713
60353 | 11.7 | 1 | 365 | 13.3137 | 0.81191 | 14 | 0.12562
60354 | 3.12 | 1 | 365 | 3.5503 | 0.14984 | 3 | 0.70016
60356 | 7.83 | 1 | 365 | 8.9099 | 0.94335 | 9 | 0.8533
60358 | 6.76 | 1 | 365 | 7.6924 | 0.49132 | 8 | 0.18369
60359 | 5.67 | 1 | 365 | 6.452 | 0.99346 | 7 | 0.44549
60360 | 12.825 | 1 | 365 | 14.5939 | 0.38998 | 14 | 0.98385
60361 | 5.46 | 1 | 365 | 6.2131 | 0.51222 | 6 | 0.72529
60365 | 5.8 | 1 | 365 | 6.6 | 0.29137 | 6 | 0.89133
52239 | 10.66 | 1 | 365 | 12.1303 | 0.42863 | 12 | 0.5589
60366 | 5.98 | 1 | 365 | 6.8048 | 0.70386 | 7 | 0.50865
60368 | 7.54 | 1 | 365 | 8.5799 | 0.27878 | 8 | 0.85873
60391 | 6.76 | 1 | 365 | 7.6924 | 0.49132 | 8 | 0.18369
60393 | 6.96 | 1 | 365 | 7.92 | 0.94965 | 8 | 0.8696
55794 | 13.34 | 1 | 365 | 15.1799 | 0.57016 | 15 | 0.75006
59034 | 7.28 | 1 | 365 | 8.2841 | 0.68296 | 8 | 0.96705
59031 | 13.34 | 1 | 365 | 15.1799 | 0.57016 | 15 | 0.75006
59029 | 11.02 | 1 | 365 | 12.5399 | 0.25361 | 12 | 0.79353
59003 | 7.83 | 1 | 365 | 8.9099 | 0.94335 | 9 | 0.8533
59002 | 7.54 | 1 | 365 | 8.5799 | 0.27878 | 8 | 0.85873
38776 | 7.02 | 1 | 365 | 7.9882 | 0.087144 | 8 | 0.075371
58970 | 9.28 | 1 | 365 | 10.5599 | 0.2662 | 10 | 0.82613
58393 | 4.64 | 1 | 365 | 5.28 | 0.6331 | 5 | 0.91307
58388 | 13.26 | 1 | 365 | 15.0889 | 0.38683 | 15 | 0.4757
58336 | 11.02 | 1 | 365 | 12.5399 | 0.25361 | 12 | 0.79353
58330 | 4.93 | 1 | 365 | 5.61 | 0.29767 | 5 | 0.90763
59357 | 3.445 | 1 | 365 | 3.9201 | 0.89462 | 4 | 0.81477
57884 | 7.2 | 1 | 365 | 8.1931 | 0.49964 | 8 | 0.69269
51559 | 5.72 | 1 | 365 | 6.5089 | 0.10804 | 6 | 0.61697
51970 | 3.9 | 1 | 365 | 4.4379 | 0.9373 | 5 | 0.37521
55363 | 9.36 | 1 | 365 | 10.651 | 0.44953 | 11 | 0.10049
48580 | 8.745 | 1 | 365 | 9.9511 | 0.040182 | 9 | 0.99133
47197 | 4.4 | 1 | 365 | 5.0069 | 0.08311 | 5 | 0.089976
57745 | 9.24 | 1 | 365 | 10.5144 | 0.17453 | 10 | 0.68895
56158 | 13.3 | 1 | 365 | 15.1344 | 0.47849 | 15 | 0.61288
43624 | 8.505 | 1 | 365 | 9.678 | 0.49019 | 10 | 0.16824
56754 | 9.9 | 1 | 365 | 11.2654 | 0.687 | 11 | 0.95245
50433 | 3.705 | 1 | 365 | 4.216 | 0.49044 | 4 | 0.70645
35150 | 94.224 | 0.9 | 365 | 96.4978 | 0.3327 | 96 | 0.83048
58381 | 3.38 | 1 | 365 | 3.8462 | 0.74566 | 4 | 0.59185
43665 | 4.2 | 1 | 365 | 4.7793 | 0.62479 | 5 | 0.40407
60274 | 16.905 | 1 | 365 | 19.2366 | 0.73977 | 19 | 0.97637
57552 | 9.12 | 1 | 365 | 10.3779 | 0.89954 | 11 | 0.2774
59713 | 10.455 | 1 | 365 | 11.897 | 0.95885 | 12 | 0.85584
59604 | 7.65 | 1 | 365 | 8.7051 | 0.53086 | 9 | 0.23598
58588 | 6.6 | 1 | 365 | 7.5103 | 0.12467 | 7 | 0.63496
49244 | 5.565 | 1 | 365 | 6.3325 | 0.75284 | 7 | 0.08539
51454 | 5.83 | 1 | 365 | 6.6341 | 0.36012 | 6 | 0.99422
33670 | 3.12 | 1 | 365 | 3.5503 | 0.14984 | 3 | 0.70016
57477 | 3.5 | 1 | 365 | 3.9827 | 0.020656 | 4 | 0.00339
57750 | 11.395 | 1 | 365 | 12.9666 | 0.11296 | 13 | 0.079608
55424 | 8.58 | 1 | 365 | 9.7634 | 0.66207 | 10 | 0.42545
60394 | 5.72 | 1 | 365 | 6.5089 | 0.10804 | 6 | 0.61697
60395 | 11.7 | 1 | 365 | 13.3137 | 0.81191 | 14 | 0.12562
60396 | 4.16 | 1 | 365 | 4.7338 | 0.53312 | 5 | 0.26689
55971 | 8.41 | 1 | 365 | 9.5699 | 0.27249 | 9 | 0.84243
56226 | 5.51 | 1 | 365 | 6.27 | 0.6268 | 6 | 0.89677
60525 | 10.66 | 1 | 365 | 12.1303 | 0.42863 | 12 | 0.5589
60532 | 7.83 | 1 | 365 | 8.9099 | 0.94335 | 9 | 0.8533
56431 | 11.5 | 1 | 365 | 13.0861 | 0.35358 | 13 | 0.43971
56864 | 7.95 | 1 | 365 | 9.0465 | 0.21835 | 9 | 0.26484
59381 | 4.24 | 1 | 365 | 4.8248 | 0.71645 | 5 | 0.54125
58884 | 6.6 | 1 | 365 | 7.5103 | 0.12467 | 7 | 0.63496
57732 | 7.95 | 1 | 365 | 9.0465 | 0.21835 | 9 | 0.26484
60593 | 11 | 1 | 365 | 12.5172 | 0.20778 | 12 | 0.72494
60598 | 6.12 | 1 | 365 | 6.9641 | 0.02469 | 6 | 0.98878
50062 | 6.867 | 1 | 365 | 7.8141 | 0.73653 | 8 | 0.55065
42529 | 8.829 | 1 | 365 | 10.0467 | 0.23268 | 10 | 0.27941
60534 | 9.88 | 1 | 365 | 11.2427 | 0.64117 | 11 | 0.88386
58833 | 9.6 | 1 | 365 | 10.9241 | 0.99951 | 11 | 0.92358
47716 | 6.6 | 1 | 365 | 7.5103 | 0.12467 | 7 | 0.63496
57030 | 5.83 | 1 | 365 | 6.6341 | 0.36012 | 6 | 0.99422
60641 | 9.6 | 1 | 365 | 10.9241 | 0.99951 | 11 | 0.92358
47731 | 5 | 1 | 365 | 5.6896 | 0.45808 | 6 | 0.1477
60533 | 13.26 | 1 | 365 | 15.0889 | 0.38683 | 15 | 0.4757
47582 | 10.137 | 1 | 365 | 11.5351 | 0.23011 | 11 | 0.76525
33816 | 10.2 | 1 | 365 | 11.6068 | 0.37448 | 11 | 0.98131
60370 | 7.8 | 1 | 365 | 8.8758 | 0.8746 | 9 | 0.75041
44572 | 4.68 | 1 | 365 | 5.3255 | 0.72476 | 6 | 0.050247
44955 | 5.865 | 1 | 365 | 6.6739 | 0.44033 | 7 | 0.11425
27982 | 4.42 | 1 | 365 | 5.0296 | 0.12894 | 5 | 0.15857
49356 | 3 | 1 | 365 | 3.4138 | 0.87485 | 4 | 0.28862
38536 | 10.71 | 1 | 365 | 12.1872 | 0.54321 | 12 | 0.73037
38483 | 11.5 | 1 | 365 | 13.0861 | 0.35358 | 13 | 0.43971
38610 | 11.985 | 1 | 365 | 13.638 | 0.46502 | 14 | 0.10304
40084 | 5.46 | 1 | 365 | 6.2131 | 0.51222 | 6 | 0.72529
58497 | 4.5 | 1 | 365 | 5.1207 | 0.31227 | 5 | 0.43293
56225 | 10.15 | 1 | 365 | 11.5499 | 0.2599 | 11 | 0.80983
38001 | 7.54 | 1 | 365 | 8.5799 | 0.27878 | 8 | 0.85873
48613 | 10.4 | 1 | 365 | 11.8344 | 0.83281 | 12 | 0.66722
42534 | 7.98 | 1 | 365 | 9.0806 | 0.2871 | 9 | 0.36773
33866 | 12.22 | 1 | 365 | 13.9054 | 0.0035475 | 13 | 0.90898
57209 | 4.42 | 1 | 365 | 5.0296 | 0.12894 | 5 | 0.15857
45584 | 5.355 | 1 | 365 | 6.0936 | 0.2716 | 6 | 0.36519
35904 | 11.18 | 1 | 365 | 12.722 | 0.62027 | 13 | 0.34226
38038 | 13 | 1 | 365 | 14.793 | 0.79101 | 15 | 0.58402
37396 | 4.16 | 1 | 365 | 4.7338 | 0.53312 | 5 | 0.26689
28812 | 5.46 | 1 | 365 | 6.2131 | 0.51222 | 6 | 0.72529
44223 | 5.72 | 1 | 365 | 6.5089 | 0.10804 | 6 | 0.61697
32056 | 13 | 1 | 365 | 14.793 | 0.79101 | 15 | 0.58402
48691 | 6.5 | 1 | 365 | 7.3965 | 0.8955 | 8 | 0.29201
30651 | 5.2 | 1 | 365 | 5.9172 | 0.9164 | 6 | 0.83361
52047 | 9.36 | 1 | 365 | 10.651 | 0.44953 | 11 | 0.10049
33958 | 10.4 | 1 | 365 | 11.8344 | 0.83281 | 12 | 0.66722
22214 | 6.76 | 1 | 365 | 7.6924 | 0.49132 | 8 | 0.18369
28933 | 5.61 | 1 | 365 | 6.3838 | 0.85597 | 7 | 0.23972
31448 | 2.6 | 1 | 365 | 2.9586 | 0.9582 | 3 | 0.9168
40983 | 6.24 | 1 | 365 | 7.1006 | 0.29968 | 7 | 0.40033
20647 | 4.845 | 1 | 365 | 5.5132 | 0.10288 | 5 | 0.61612
50865 | 4.59 | 1 | 365 | 5.2231 | 0.51852 | 5 | 0.74159
31384 | 6.24 | 1 | 365 | 7.1006 | 0.29968 | 7 | 0.40033
60785 | 4.16 | 1 | 365 | 4.7338 | 0.53312 | 5 | 0.26689
60787 | 11.7 | 1 | 365 | 13.3137 | 0.81191 | 14 | 0.12562
48226 | 11.395 | 1 | 365 | 12.9666 | 0.11296 | 13 | 0.079608
59373 | 8.215 | 1 | 365 | 9.348 | 0.82563 | 10 | 0.17367
61594 | 3.71 | 1 | 365 | 4.2217 | 0.5019 | 4 | 0.72359
35141 | 24.57 | 1 | 365 | 27.9588 | 0.30501 | 28 | 0.2638
53956 | 6.63 | 1 | 365 | 7.5444 | 0.19341 | 7 | 0.73785
37915 | 9.52 | 1 | 365 | 10.833 | 0.81618 | 11 | 0.64922
39908 | 3.08 | 1 | 365 | 3.5048 | 0.058177 | 3 | 0.56298
45315 | 8.68 | 1 | 365 | 9.8772 | 0.89123 | 10 | 0.76841
34529 | 27.84 | 0.9 | 365 | 28.5118 | 0.41873 | 28 | 0.93055
48692 | 3.64 | 1 | 365 | 4.142 | 0.34148 | 4 | 0.48353
52884 | 11.96 | 1 | 365 | 13.6096 | 0.40773 | 14 | 0.017298
53930 | 11.44 | 1 | 365 | 13.0179 | 0.21609 | 13 | 0.23394
60582 | 6.6 | 1 | 365 | 7.5103 | 0.12467 | 7 | 0.63496
37707 | 7.02 | 1 | 365 | 7.9882 | 0.087144 | 8 | 0.075371
60581 | 8.415 | 1 | 365 | 9.5756 | 0.28395 | 9 | 0.85958
60583 | 3.6 | 1 | 365 | 4.0965 | 0.24982 | 4 | 0.34634
50175 | 8.58 | 1 | 365 | 9.7634 | 0.66207 | 10 | 0.42545
60586 | 9.3 | 1 | 365 | 10.5827 | 0.31203 | 10 | 0.89472
58773 | 8.58 | 1 | 365 | 9.7634 | 0.66207 | 10 | 0.42545
34141 | 2.34 | 1 | 365 | 2.6627 | 0.36238 | 3 | 0.025124
56645 | 10.08 | 1 | 365 | 11.4703 | 0.099489 | 11 | 0.56976
47354 | 7.2 | 1 | 365 | 8.1931 | 0.49964 | 8 | 0.69269
59791 | 9.62 | 1 | 365 | 10.9468 | 0.045346 | 10 | 0.99217
56891 | 10.6 | 1 | 365 | 12.062 | 0.29113 | 12 | 0.35312
57314 | 12.47 | 1 | 365 | 14.1899 | 0.57645 | 14 | 0.76636
56143 | 9.69 | 1 | 365 | 11.0265 | 0.20576 | 11 | 0.23224
56555 | 6.3 | 1 | 365 | 7.1689 | 0.43718 | 7 | 0.6061
57887 | 11.025 | 1 | 365 | 12.5456 | 0.26507 | 12 | 0.81068
57886 | 8.625 | 1 | 365 | 9.8146 | 0.76519 | 10 | 0.57978
57882 | 4.8 | 1 | 365 | 5.462 | 0.99976 | 6 | 0.46179
59113 | 9.275 | 1 | 365 | 10.5542 | 0.25474 | 10 | 0.80898
59647 | 7.685 | 1 | 365 | 8.7449 | 0.61107 | 9 | 0.35601
55318 | 7.8 | 1 | 365 | 8.8758 | 0.8746 | 9 | 0.75041
45335 | 2 | 1 | 365 | 2.2758 | 0.58323 | 2 | 0.85908
60436 | 5.13 | 1 | 365 | 5.8376 | 0.75599 | 6 | 0.59354
59970 | 10.15 | 1 | 365 | 11.5499 | 0.2599 | 11 | 0.80983
60121 | 12.74 | 1 | 365 | 14.4972 | 0.19519 | 14 | 0.69234
60110 | 9.62 | 1 | 365 | 10.9468 | 0.045346 | 10 | 0.99217
60117 | 13.52 | 1 | 365 | 15.3847 | 0.98265 | 16 | 0.36738
60073 | 11.6 | 1 | 365 | 13.1999 | 0.58275 | 13 | 0.78266
50214 | 2.295 | 1 | 365 | 2.6115 | 0.25926 | 2 | 0.87079
48031 | 11.44 | 1 | 365 | 13.0179 | 0.21609 | 13 | 0.23394
40121 | 5.04 | 1 | 365 | 5.7351 | 0.54974 | 6 | 0.28488
40187 | 5.04 | 1 | 365 | 5.7351 | 0.54974 | 6 | 0.28488
52321 | 6.095 | 1 | 365 | 6.9356 | 0.9674 | 7 | 0.90305
61879 | 2.34 | 1 | 365 | 2.6627 | 0.36238 | 3 | 0.025124
62005 | 6.36 | 1 | 365 | 7.2372 | 0.57468 | 7 | 0.81187
44310 | 10.8 | 1 | 365 | 12.2896 | 0.74945 | 13 | 0.039032
62076 | 2.6 | 1 | 365 | 2.9586 | 0.9582 | 3 | 0.9168
45479 | 7.56 | 1 | 365 | 8.6027 | 0.32462 | 8 | 0.92732
47435 | 3.24 | 1 | 365 | 3.6869 | 0.42484 | 4 | 0.11171
42530 | 5.886 | 1 | 365 | 6.6978 | 0.48845 | 7 | 0.18627
57378 | 4.68 | 1 | 365 | 5.3255 | 0.72476 | 6 | 0.050247
58839 | 5.035 | 1 | 365 | 5.7294 | 0.53829 | 6 | 0.26773
62021 | 6.6 | 1 | 365 | 7.5103 | 0.12467 | 7 | 0.63496
62016 | 9.88 | 1 | 365 | 11.2427 | 0.64117 | 11 | 0.88386
62014 | 11.2 | 1 | 365 | 12.7447 | 0.6661 | 13 | 0.41085
62002 | 5.76 | 1 | 365 | 6.5544 | 0.19971 | 6 | 0.75415
45082 | 7.28 | 1 | 365 | 8.2841 | 0.68296 | 8 | 0.96705
61998 | 10.8 | 1 | 365 | 12.2896 | 0.74945 | 13 | 0.039032
46218 | 6.72 | 1 | 365 | 7.6468 | 0.39966 | 8 | 0.046509
35583 | 85.68 | 0.9 | 365 | 87.7476 | 0.71109 | 88 | 0.45869
60252 | 12.22 | 1 | 365 | 13.9054 | 0.0035475 | 13 | 0.90898
44420 | 5.22 | 1 | 365 | 5.94 | 0.96224 | 6 | 0.9022
61929 | 11.2 | 1 | 365 | 12.7447 | 0.6661 | 13 | 0.41085
50834 | 9.275 | 1 | 365 | 10.5542 | 0.25474 | 10 | 0.80898
61993 | 3.6 | 1 | 365 | 4.0965 | 0.24982 | 4 | 0.34634
51353 | 10.66 | 1 | 365 | 12.1303 | 0.42863 | 12 | 0.5589
60793 | 7.8 | 1 | 365 | 8.8758 | 0.8746 | 9 | 0.75041
61990 | 10.08 | 1 | 365 | 11.4703 | 0.099489 | 11 | 0.56976
59297 | 3.3 | 1 | 365 | 3.7551 | 0.56233 | 4 | 0.31748
61981 | 8.8 | 1 | 365 | 10.0137 | 0.16622 | 10 | 0.17995
37043 | 65.52 | 0.9 | 365 | 67.1011 | 0.13201 | 67 | 0.23311
59307 | 4.8 | 1 | 365 | 5.462 | 0.99976 | 6 | 0.46179
59421 | 11.1 | 1 | 365 | 12.631 | 0.43694 | 13 | 0.067894
59344 | 6 | 1 | 365 | 6.8275 | 0.7497 | 7 | 0.57724
59477 | 10.725 | 1 | 365 | 12.2042 | 0.57758 | 12 | 0.78182
61980 | 6.6 | 1 | 365 | 7.5103 | 0.12467 | 7 | 0.63496
36899 | 33.55 | 0.9 | 365 | 34.3596 | 0.19535 | 34 | 0.55496
60037 | 4.2 | 1 | 365 | 4.7793 | 0.62479 | 5 | 0.40407
38424 | 11.5 | 1 | 365 | 13.0861 | 0.35358 | 13 | 0.43971
61979 | 8.1 | 1 | 365 | 9.2172 | 0.56209 | 9 | 0.77927
38563 | 10.71 | 1 | 365 | 12.1872 | 0.54321 | 12 | 0.73037
61978 | 14.388 | 1 | 365 | 16.3725 | 0.97177 | 17 | 0.34422
54475 | 11.475 | 1 | 365 | 13.0577 | 0.29629 | 13 | 0.35397
61976 | 8.1 | 1 | 365 | 9.2172 | 0.56209 | 9 | 0.77927
58772 | 5.3 | 1 | 365 | 6.031 | 0.14556 | 6 | 0.17656
59993 | 10.8 | 1 | 365 | 12.2896 | 0.74945 | 13 | 0.039032
61933 | 24.75 | 1 | 365 | 28.1636 | 0.7175 | 28 | 0.88111
59989 | 8.745 | 1 | 365 | 9.9511 | 0.040182 | 9 | 0.99133
61925 | 7.15 | 1 | 365 | 8.1362 | 0.38505 | 8 | 0.52121
42723 | 7.56 | 1 | 365 | 8.6027 | 0.32462 | 8 | 0.92732
61911 | 10.88 | 1 | 365 | 12.3806 | 0.93278 | 13 | 0.3134
62106 | 9.9 | 1 | 365 | 11.2654 | 0.687 | 11 | 0.95245
61909 | 10.56 | 1 | 365 | 12.0165 | 0.19946 | 12 | 0.21594
61908 | 9.28 | 1 | 365 | 10.5599 | 0.2662 | 10 | 0.82613
61905 | 11.88 | 1 | 365 | 13.5185 | 0.2244 | 13 | 0.74294
61855 | 11.61 | 1 | 365 | 13.2113 | 0.60566 | 13 | 0.81696
61903 | 4.94 | 1 | 365 | 5.6213 | 0.32058 | 5 | 0.94193
61902 | 12.74 | 1 | 365 | 14.4972 | 0.19519 | 14 | 0.69234
61863 | 11.88 | 1 | 365 | 13.5185 | 0.2244 | 13 | 0.74294
61848 | 9.72 | 1 | 365 | 11.0606 | 0.27451 | 11 | 0.33513
49332 | 8.925 | 1 | 365 | 10.156 | 0.45267 | 10 | 0.60864
61844 | 9.01 | 1 | 365 | 10.2527 | 0.64746 | 10 | 0.90016
61831 | 6.75 | 1 | 365 | 7.681 | 0.46841 | 8 | 0.1494
61602 | 8.502 | 1 | 365 | 9.6746 | 0.48332 | 10 | 0.15795
61589 | 11.7 | 1 | 365 | 13.3137 | 0.81191 | 14 | 0.12562
61403 | 9.69 | 1 | 365 | 11.0265 | 0.20576 | 11 | 0.23224
61574 | 9.435 | 1 | 365 | 10.7363 | 0.6214 | 11 | 0.35771
61845 | 4.8 | 1 | 365 | 5.462 | 0.99976 | 6 | 0.46179
61843 | 8.7 | 1 | 365 | 9.8999 | 0.93706 | 10 | 0.837
61841 | 5.46 | 1 | 365 | 6.2131 | 0.51222 | 6 | 0.72529
61988 | 7.68 | 1 | 365 | 8.7393 | 0.59961 | 9 | 0.33887
25608 | 5.46 | 1 | 365 | 6.2131 | 0.51222 | 6 | 0.72529
23920 | 4.94 | 1 | 365 | 5.6213 | 0.32058 | 5 | 0.94193
62112 | 3.25 | 1 | 365 | 3.6983 | 0.44775 | 4 | 0.146
62101 | 12.6 | 1 | 365 | 14.3378 | 0.87436 | 15 | 0.2122
62096 | 7.04 | 1 | 365 | 8.011 | 0.13298 | 8 | 0.14396
62045 | 4.68 | 1 | 365 | 5.3255 | 0.72476 | 6 | 0.050247
62095 | 8.91 | 1 | 365 | 10.1389 | 0.4183 | 10 | 0.5572
62088 | 24.57 | 1 | 365 | 27.9588 | 0.30501 | 28 | 0.2638
62086 | 7.56 | 1 | 365 | 8.6027 | 0.32462 | 8 | 0.92732
62083 | 8.04 | 1 | 365 | 9.1489 | 0.42459 | 9 | 0.5735
61906 | 13.44 | 1 | 365 | 15.2937 | 0.79932 | 16 | 0.093018
59140 | 4.505 | 1 | 365 | 5.1263 | 0.32373 | 5 | 0.45008
61872 | 9.28 | 1 | 365 | 10.5599 | 0.2662 | 10 | 0.82613
58768 | 5.035 | 1 | 365 | 5.7294 | 0.53829 | 6 | 0.26773
61865 | 12.15 | 1 | 365 | 13.8258 | 0.84313 | 14 | 0.66891
61859 | 3.84 | 1 | 365 | 4.3696 | 0.79981 | 5 | 0.16943
62048 | 4.505 | 1 | 365 | 5.1263 | 0.32373 | 5 | 0.45008
62034 | 4.59 | 1 | 365 | 5.2231 | 0.51852 | 5 | 0.74159
62033 | 5.94 | 1 | 365 | 6.7593 | 0.6122 | 7 | 0.37147
61737 | 6.96 | 1 | 365 | 7.92 | 0.94965 | 8 | 0.8696
61733 | 13.26 | 1 | 365 | 15.0889 | 0.38683 | 15 | 0.4757
61724 | 5.72 | 1 | 365 | 6.5089 | 0.10804 | 6 | 0.61697
61721 | 8.32 | 1 | 365 | 9.4675 | 0.066245 | 9 | 0.53377
61720 | 12.76 | 1 | 365 | 14.5199 | 0.24102 | 14 | 0.76093
61244 | 12 | 1 | 365 | 13.6551 | 0.49939 | 14 | 0.15448
61717 | 7.54 | 1 | 365 | 8.5799 | 0.27878 | 8 | 0.85873
61273 | 8.215 | 1 | 365 | 9.348 | 0.82563 | 10 | 0.17367
61715 | 3.48 | 1 | 365 | 3.96 | 0.97482 | 4 | 0.9348
61705 | 4.59 | 1 | 365 | 5.2231 | 0.51852 | 5 | 0.74159
61696 | 3.57 | 1 | 365 | 4.0624 | 0.18107 | 4 | 0.24346
61282 | 10.24 | 1 | 365 | 11.6523 | 0.46615 | 12 | 0.11849
59294 | 5.565 | 1 | 365 | 6.3325 | 0.75284 | 7 | 0.08539
57324 | 11.18 | 1 | 365 | 12.722 | 0.62027 | 13 | 0.34226
61648 | 8.91 | 1 | 365 | 10.1389 | 0.4183 | 10 | 0.5572
61646 | 13.05 | 1 | 365 | 14.8499 | 0.90559 | 15 | 0.7555
57425 | 5.2 | 1 | 365 | 5.9172 | 0.9164 | 6 | 0.83361
59229 | 7.42 | 1 | 365 | 8.4434 | 0.0037907 | 8 | 0.44719
61278 | 6.03 | 1 | 365 | 6.8617 | 0.81844 | 7 | 0.68013
61633 | 11.2 | 1 | 365 | 12.7447 | 0.6661 | 13 | 0.41085
61612 | 5.67 | 1 | 365 | 6.452 | 0.99346 | 7 | 0.44549
55738 | 3.99 | 1 | 365 | 4.5403 | 0.14355 | 4 | 0.68386
57134 | 4.275 | 1 | 365 | 4.8646 | 0.79666 | 5 | 0.66128
57959 | 4.24 | 1 | 365 | 4.8248 | 0.71645 | 5 | 0.54125
58032 | 6.76 | 1 | 365 | 7.6924 | 0.49132 | 8 | 0.18369
48404 | 7.54 | 1 | 365 | 8.5799 | 0.27878 | 8 | 0.85873
53428 | 6.5 | 1 | 365 | 7.3965 | 0.8955 | 8 | 0.29201
58043 | 4.16 | 1 | 365 | 4.7338 | 0.53312 | 5 | 0.26689
61873 | 4.68 | 1 | 365 | 5.3255 | 0.72476 | 6 | 0.050247
40589 | 9.1 | 1 | 365 | 10.3551 | 0.85371 | 11 | 0.20881
10935 | 990.945 | 0.7 | 365 | 789.3341 | 0.60579 | 789 | 0.93986
61816 | 8.16 | 1 | 365 | 9.2855 | 0.69959 | 9 | 0.98505
25535 | 9.62 | 1 | 365 | 10.9468 | 0.045346 | 10 | 0.99217
29150 | 7.28 | 1 | 365 | 8.2841 | 0.68296 | 8 | 0.96705
61810 | 8.91 | 1 | 365 | 10.1389 | 0.4183 | 10 | 0.5572
61809 | 6.48 | 1 | 365 | 7.3737 | 0.84967 | 8 | 0.22342
62020 | 3.15 | 1 | 365 | 3.5845 | 0.21859 | 3 | 0.80305
48665 | 6.24 | 1 | 365 | 7.1006 | 0.29968 | 7 | 0.40033
33285 | 9.36 | 1 | 365 | 10.651 | 0.44953 | 11 | 0.10049
52514 | 5.46 | 1 | 365 | 6.2131 | 0.51222 | 6 | 0.72529
51823 | 5.72 | 1 | 365 | 6.5089 | 0.10804 | 6 | 0.61697
61746 | 17.4 | 1 | 365 | 19.7999 | 0.87412 | 20 | 0.674
56855 | 8.4 | 1 | 365 | 9.5586 | 0.24957 | 9 | 0.80814
61118 | 4.24 | 1 | 365 | 4.8248 | 0.71645 | 5 | 0.54125
61124 | 3.975 | 1 | 365 | 4.5232 | 0.10917 | 4 | 0.63242
61127 | 4.77 | 1 | 365 | 5.4279 | 0.93101 | 6 | 0.35891
61169 | 7.95 | 1 | 365 | 9.0465 | 0.21835 | 9 | 0.26484
60913 | 5.7 | 1 | 365 | 6.4862 | 0.062211 | 6 | 0.54838
62032 | 3.78 | 1 | 365 | 4.3014 | 0.66231 | 4 | 0.96366
52679 | 5.46 | 1 | 365 | 6.2131 | 0.51222 | 6 | 0.72529
56317 | 7.02 | 1 | 365 | 7.9882 | 0.087144 | 8 | 0.075371
51667 | 4.16 | 1 | 365 | 4.7338 | 0.53312 | 5 | 0.26689
54410 | 4.94 | 1 | 365 | 5.6213 | 0.32058 | 5 | 0.94193
55096 | 4.16 | 1 | 365 | 4.7338 | 0.53312 | 5 | 0.26689
54299 | 6.24 | 1 | 365 | 7.1006 | 0.29968 | 7 | 0.40033
54408 | 7.28 | 1 | 365 | 8.2841 | 0.68296 | 8 | 0.96705
53826 | 5.98 | 1 | 365 | 6.8048 | 0.70386 | 7 | 0.50865
53848 | 4.94 | 1 | 365 | 5.6213 | 0.32058 | 5 | 0.94193
52169 | 7.54 | 1 | 365 | 8.5799 | 0.27878 | 8 | 0.85873
31383 | 3.64 | 1 | 365 | 4.142 | 0.34148 | 4 | 0.48353
55041 | 13 | 1 | 365 | 14.793 | 0.79101 | 15 | 0.58402
55303 | 4.68 | 1 | 365 | 5.3255 | 0.72476 | 6 | 0.050247
45481 | 5.25 | 1 | 365 | 5.9741 | 0.030984 | 6 | 0.005085
55416 | 6.24 | 1 | 365 | 7.1006 | 0.29968 | 7 | 0.40033
53607 | 5.72 | 1 | 365 | 6.5089 | 0.10804 | 6 | 0.61697
54237 | 10.66 | 1 | 365 | 12.1303 | 0.42863 | 12 | 0.5589
54778 | 3.64 | 1 | 365 | 4.142 | 0.34148 | 4 | 0.48353
25423 | 4.42 | 1 | 365 | 5.0296 | 0.12894 | 5 | 0.15857
49109 | 3.38 | 1 | 365 | 3.8462 | 0.74566 | 4 | 0.59185
56336 | 6.24 | 1 | 365 | 7.1006 | 0.29968 | 7 | 0.40033
51677 | 13 | 1 | 365 | 14.793 | 0.79101 | 15 | 0.58402
51231 | 7.28 | 1 | 365 | 8.2841 | 0.68296 | 8 | 0.96705
23094 | 7.8 | 1 | 365 | 8.8758 | 0.8746 | 9 | 0.75041
56541 | 4.68 | 1 | 365 | 5.3255 | 0.72476 | 6 | 0.050247
57826 | 6.24 | 1 | 365 | 7.1006 | 0.29968 | 7 | 0.40033
57835 | 3.9 | 1 | 365 | 4.4379 | 0.9373 | 5 | 0.37521
58104 | 4.59 | 1 | 365 | 5.2231 | 0.51852 | 5 | 0.74159
37775 | 7.905 | 1 | 365 | 8.9953 | 0.11522 | 9 | 0.11051
52942 | 3.38 | 1 | 365 | 3.8462 | 0.74566 | 4 | 0.59185
56340 | 7.54 | 1 | 365 | 8.5799 | 0.27878 | 8 | 0.85873
56289 | 13 | 1 | 365 | 14.793 | 0.79101 | 15 | 0.58402
56315 | 5.2 | 1 | 365 | 5.9172 | 0.9164 | 6 | 0.83361
38965 | 5.04 | 1 | 365 | 5.7351 | 0.54974 | 6 | 0.28488
42868 | 2.98 | 1 | 365 | 3.391 | 0.82902 | 4 | 0.22003
34862 | 130.2 | 0.9 | 365 | 133.3419 | 0.53156 | 133 | 0.8735
56380 | 2.86 | 1 | 365 | 3.2545 | 0.55402 | 3 | 0.80848
56644 | 3.38 | 1 | 365 | 3.8462 | 0.74566 | 4 | 0.59185
57039 | 8.84 | 1 | 365 | 10.0592 | 0.25789 | 10 | 0.31713
57053 | 8.06 | 1 | 365 | 9.1717 | 0.47042 | 9 | 0.64209
57059 | 7.54 | 1 | 365 | 8.5799 | 0.27878 | 8 | 0.85873
57071 | 10.4 | 1 | 365 | 11.8344 | 0.83281 | 12 | 0.66722
57560 | 8.32 | 1 | 365 | 9.4675 | 0.066245 | 9 | 0.53377
52021 | 4.94 | 1 | 365 | 5.6213 | 0.32058 | 5 | 0.94193
57788 | 8.745 | 1 | 365 | 9.9511 | 0.040182 | 9 | 0.99133
57791 | 12.455 | 1 | 365 | 14.1728 | 0.54208 | 14 | 0.71492
57829 | 3.38 | 1 | 365 | 3.8462 | 0.74566 | 4 | 0.59185
57631 | 10.66 | 1 | 365 | 12.1303 | 0.42863 | 12 | 0.5589
57970 | 9.275 | 1 | 365 | 10.5542 | 0.25474 | 10 | 0.80898
52553 | 10.66 | 1 | 365 | 12.1303 | 0.42863 | 12 | 0.5589
56642 | 6.095 | 1 | 365 | 6.9356 | 0.9674 | 7 | 0.90305
57090 | 6.5 | 1 | 365 | 7.3965 | 0.8955 | 8 | 0.29201
57818 | 3.12 | 1 | 365 | 3.5503 | 0.14984 | 3 | 0.70016
56338 | 3.12 | 1 | 365 | 3.5503 | 0.14984 | 3 | 0.70016
55940 | 4.5 | 1 | 365 | 5.1207 | 0.31227 | 5 | 0.43293
57689 | 3.825 | 1 | 365 | 4.3526 | 0.76543 | 5 | 0.11799
59279 | 3 | 1 | 365 | 3.4138 | 0.87485 | 4 | 0.28862
59282 | 4.24 | 1 | 365 | 4.8248 | 0.71645 | 5 | 0.54125
57551 | 4.505 | 1 | 365 | 5.1263 | 0.32373 | 5 | 0.45008
58912 | 5.886 | 1 | 365 | 6.6978 | 0.48845 | 7 | 0.18627
59481 | 9.6 | 1 | 365 | 10.9241 | 0.99951 | 11 | 0.92358
58940 | 7.685 | 1 | 365 | 8.7449 | 0.61107 | 9 | 0.35601
59333 | 3.975 | 1 | 365 | 4.5232 | 0.10917 | 4 | 0.63242
59334 | 7.56 | 1 | 365 | 8.6027 | 0.32462 | 8 | 0.92732
59760 | 8.25 | 1 | 365 | 9.3879 | 0.90583 | 10 | 0.29371
59876 | 11.7 | 1 | 365 | 13.3137 | 0.81191 | 14 | 0.12562
44517 | 8.97 | 1 | 365 | 10.2072 | 0.5558 | 10 | 0.76297
50750 | 10.14 | 1 | 365 | 11.5385 | 0.23699 | 11 | 0.77554
59273 | 6.03 | 1 | 365 | 6.8617 | 0.81844 | 7 | 0.68013
59551 | 7.2 | 1 | 365 | 8.1931 | 0.49964 | 8 | 0.69269
59554 | 9.72 | 1 | 365 | 11.0606 | 0.27451 | 11 | 0.33513
59589 | 7.56 | 1 | 365 | 8.6027 | 0.32462 | 8 | 0.92732
59625 | 5.4 | 1 | 365 | 6.1448 | 0.37473 | 6 | 0.51952
59629 | 10.72 | 1 | 365 | 12.1985 | 0.56612 | 12 | 0.76467
59670 | 8.505 | 1 | 365 | 9.678 | 0.49019 | 10 | 0.16824
59691 | 4.56 | 1 | 365 | 5.1889 | 0.44977 | 5 | 0.6387
59695 | 8.28 | 1 | 365 | 9.422 | 0.97458 | 10 | 0.39659
59830 | 13.11 | 1 | 365 | 14.9182 | 0.043086 | 14 | 0.96127
59832 | 10.71 | 1 | 365 | 12.1872 | 0.54321 | 12 | 0.73037
59834 | 9 | 1 | 365 | 10.2413 | 0.62454 | 10 | 0.86586
59835 | 12.765 | 1 | 365 | 14.5256 | 0.25248 | 14 | 0.77808
59841 | 13.23 | 1 | 365 | 15.0547 | 0.31808 | 15 | 0.37281
59961 | 6.21 | 1 | 365 | 7.0665 | 0.23094 | 7 | 0.29744
59964 | 5.4 | 1 | 365 | 6.1448 | 0.37473 | 6 | 0.51952
59965 | 15.105 | 1 | 365 | 17.1883 | 0.61486 | 17 | 0.8032
60062 | 12.285 | 1 | 365 | 13.9794 | 0.1525 | 14 | 0.1319
60065 | 7.2 | 1 | 365 | 8.1931 | 0.49964 | 8 | 0.69269
49896 | 12.06 | 1 | 365 | 13.7234 | 0.63689 | 14 | 0.36025
45591 | 9.156 | 1 | 365 | 10.4188 | 0.98204 | 11 | 0.40087
49903 | 3.78 | 1 | 365 | 4.3014 | 0.66231 | 4 | 0.96366
51314 | 5.04 | 1 | 365 | 5.7351 | 0.54974 | 6 | 0.28488
48300 | 13.395 | 1 | 365 | 15.2425 | 0.6962 | 15 | 0.93869
51277 | 11.025 | 1 | 365 | 12.5456 | 0.26507 | 12 | 0.81068
57852 | 10.4 | 1 | 365 | 11.8344 | 0.83281 | 12 | 0.66722
58208 | 10.6 | 1 | 365 | 12.062 | 0.29113 | 12 | 0.35312
59079 | 7.95 | 1 | 365 | 9.0465 | 0.21835 | 9 | 0.26484
59123 | 4.24 | 1 | 365 | 4.8248 | 0.71645 | 5 | 0.54125
59161 | 7.42 | 1 | 365 | 8.4434 | 0.0037907 | 8 | 0.44719
59166 | 11.925 | 1 | 365 | 13.5697 | 0.32752 | 13 | 0.89726
59176 | 12.19 | 1 | 365 | 13.8713 | 0.9348 | 14 | 0.80609
59181 | 3.18 | 1 | 365 | 3.6186 | 0.28734 | 3 | 0.90594
59295 | 8.84 | 1 | 365 | 10.0592 | 0.25789 | 10 | 0.31713
59285 | 4.59 | 1 | 365 | 5.2231 | 0.51852 | 5 | 0.74159
59321 | 3.315 | 1 | 365 | 3.7722 | 0.59671 | 4 | 0.36893
59320 | 2.08 | 1 | 365 | 2.3669 | 0.76656 | 3 | 0.13344
59322 | 5.2 | 1 | 365 | 5.9172 | 0.9164 | 6 | 0.83361
59323 | 7.02 | 1 | 365 | 7.9882 | 0.087144 | 8 | 0.075371
59355 | 13.25 | 1 | 365 | 15.0775 | 0.36391 | 15 | 0.4414
59360 | 4.505 | 1 | 365 | 5.1263 | 0.32373 | 5 | 0.45008
59363 | 8.58 | 1 | 365 | 9.7634 | 0.66207 | 10 | 0.42545
59368 | 8.58 | 1 | 365 | 9.7634 | 0.66207 | 10 | 0.42545
59370 | 7.28 | 1 | 365 | 8.2841 | 0.68296 | 8 | 0.96705
59375 | 5.46 | 1 | 365 | 6.2131 | 0.51222 | 6 | 0.72529
59392 | 3.38 | 1 | 365 | 3.8462 | 0.74566 | 4 | 0.59185
59395 | 9.36 | 1 | 365 | 10.651 | 0.44953 | 11 | 0.10049
59399 | 6.63 | 1 | 365 | 7.5444 | 0.19341 | 7 | 0.73785
59400 | 7.905 | 1 | 365 | 8.9953 | 0.11522 | 9 | 0.11051
59401 | 10.92 | 1 | 365 | 12.4261 | 0.024447 | 12 | 0.45058
59403 | 15.6 | 1 | 365 | 17.7516 | 0.74921 | 18 | 0.50082
59404 | 5.83 | 1 | 365 | 6.6341 | 0.36012 | 6 | 0.99422
59405 | 3.9 | 1 | 365 | 4.4379 | 0.9373 | 5 | 0.37521
59406 | 4.08 | 1 | 365 | 4.6427 | 0.34979 | 4 | 0.99252
59407 | 5.98 | 1 | 365 | 6.8048 | 0.70386 | 7 | 0.50865
59408 | 4.24 | 1 | 365 | 4.8248 | 0.71645 | 5 | 0.54125
59423 | 2.34 | 1 | 365 | 2.6627 | 0.36238 | 3 | 0.025124
59427 | 8.745 | 1 | 365 | 9.9511 | 0.040182 | 9 | 0.99133
59436 | 7.685 | 1 | 365 | 8.7449 | 0.61107 | 9 | 0.35601
59440 | 4.42 | 1 | 365 | 5.0296 | 0.12894 | 5 | 0.15857
59866 | 3.6 | 1 | 365 | 4.0965 | 0.24982 | 4 | 0.34634
60754 | 2.08 | 1 | 365 | 2.3669 | 0.76656 | 3 | 0.13344
49536 | 9 | 1 | 365 | 10.2413 | 0.62454 | 10 | 0.86586
59650 | 7.848 | 1 | 365 | 8.9304 | 0.9846 | 9 | 0.91503
59445 | 5.2 | 1 | 365 | 5.9172 | 0.9164 | 6 | 0.83361
59444 | 4.77 | 1 | 365 | 5.4279 | 0.93101 | 6 | 0.35891
59448 | 5.72 | 1 | 365 | 6.5089 | 0.10804 | 6 | 0.61697
59450 | 4.77 | 1 | 365 | 5.4279 | 0.93101 | 6 | 0.35891
59462 | 4.24 | 1 | 365 | 4.8248 | 0.71645 | 5 | 0.54125
59463 | 7.685 | 1 | 365 | 8.7449 | 0.61107 | 9 | 0.35601
59465 | 6.76 | 1 | 365 | 7.6924 | 0.49132 | 8 | 0.18369
59466 | 8.32 | 1 | 365 | 9.4675 | 0.066245 | 9 | 0.53377
60124 | 3.848 | 1 | 365 | 4.3787 | 0.81814 | 5 | 0.19687
59467 | 7.54 | 1 | 365 | 8.5799 | 0.27878 | 8 | 0.85873
59470 | 5.83 | 1 | 365 | 6.6341 | 0.36012 | 6 | 0.99422
59492 | 6.36 | 1 | 365 | 7.2372 | 0.57468 | 7 | 0.81187
59496 | 6.63 | 1 | 365 | 7.5444 | 0.19341 | 7 | 0.73785
59493 | 9.805 | 1 | 365 | 11.1573 | 0.46929 | 11 | 0.62664
56167 | 10.8 | 1 | 365 | 12.2896 | 0.74945 | 13 | 0.039032
59545 | 5.3 | 1 | 365 | 6.031 | 0.14556 | 6 | 0.17656
59495 | 13.52 | 1 | 365 | 15.3847 | 0.98265 | 16 | 0.36738
60642 | 4.144 | 1 | 365 | 4.7156 | 0.49646 | 5 | 0.21201
59546 | 12.74 | 1 | 365 | 14.4972 | 0.19519 | 14 | 0.69234
59499 | 12.48 | 1 | 365 | 14.2013 | 0.59937 | 14 | 0.80066
50759 | 4.24 | 1 | 365 | 4.8248 | 0.71645 | 5 | 0.54125
59548 | 9.88 | 1 | 365 | 11.2427 | 0.64117 | 11 | 0.88386
59500 | 6.5 | 1 | 365 | 7.3965 | 0.8955 | 8 | 0.29201
59504 | 12.48 | 1 | 365 | 14.2013 | 0.59937 | 14 | 0.80066
59549 | 10.335 | 1 | 365 | 11.7604 | 0.68385 | 12 | 0.4443
59503 | 12.48 | 1 | 365 | 14.2013 | 0.59937 | 14 | 0.80066
59506 | 6.76 | 1 | 365 | 7.6924 | 0.49132 | 8 | 0.18369
61849 | 11.38 | 1 | 365 | 12.9496 | 0.07859 | 13 | 0.028165
59507 | 5.2 | 1 | 365 | 5.9172 | 0.9164 | 6 | 0.83361
59614 | 3.18 | 1 | 365 | 3.6186 | 0.28734 | 3 | 0.90594
59516 | 8.215 | 1 | 365 | 9.348 | 0.82563 | 10 | 0.17367
59620 | 9.1 | 1 | 365 | 10.3551 | 0.85371 | 11 | 0.20881
59517 | 11.96 | 1 | 365 | 13.6096 | 0.40773 | 14 | 0.017298
59619 | 4.505 | 1 | 365 | 5.1263 | 0.32373 | 5 | 0.45008
59519 | 4.335 | 1 | 365 | 4.9329 | 0.93416 | 5 | 0.86706
59623 | 13.78 | 1 | 365 | 15.6806 | 0.57847 | 16 | 0.25906
59521 | 4.77 | 1 | 365 | 5.4279 | 0.93101 | 6 | 0.35891
59520 | 7.28 | 1 | 365 | 8.2841 | 0.68296 | 8 | 0.96705
59630 | 5.035 | 1 | 365 | 5.7294 | 0.53829 | 6 | 0.26773
59522 | 6.12 | 1 | 365 | 6.9641 | 0.02469 | 6 | 0.98878
59633 | 11.73 | 1 | 365 | 13.3478 | 0.88066 | 14 | 0.2285
59523 | 7.8 | 1 | 365 | 8.8758 | 0.8746 | 9 | 0.75041
59524 | 10.335 | 1 | 365 | 11.7604 | 0.68385 | 12 | 0.4443
59525 | 10.335 | 1 | 365 | 11.7604 | 0.68385 | 12 | 0.4443
59527 | 4.59 | 1 | 365 | 5.2231 | 0.51852 | 5 | 0.74159
59526 | 4.24 | 1 | 365 | 4.8248 | 0.71645 | 5 | 0.54125
59529 | 4.68 | 1 | 365 | 5.3255 | 0.72476 | 6 | 0.050247
59530 | 7.42 | 1 | 365 | 8.4434 | 0.0037907 | 8 | 0.44719
59534 | 10.66 | 1 | 365 | 12.1303 | 0.42863 | 12 | 0.5589
59531 | 3.975 | 1 | 365 | 4.5232 | 0.10917 | 4 | 0.63242
59537 | 4.77 | 1 | 365 | 5.4279 | 0.93101 | 6 | 0.35891
59539 | 7.65 | 1 | 365 | 8.7051 | 0.53086 | 9 | 0.23598
59540 | 5.46 | 1 | 365 | 6.2131 | 0.51222 | 6 | 0.72529
59541 | 6.24 | 1 | 365 | 7.1006 | 0.29968 | 7 | 0.40033
59825 | 5.035 | 1 | 365 | 5.7294 | 0.53829 | 6 | 0.26773
59828 | 3.38 | 1 | 365 | 3.8462 | 0.74566 | 4 | 0.59185
59829 | 7.395 | 1 | 365 | 8.4149 | 0.9465 | 9 | 0.36145
59831 | 10.6 | 1 | 365 | 12.062 | 0.29113 | 12 | 0.35312
59838 | 6.24 | 1 | 365 | 7.1006 | 0.29968 | 7 | 0.40033
59840 | 9.36 | 1 | 365 | 10.651 | 0.44953 | 11 | 0.10049
59842 | 10.2 | 1 | 365 | 11.6068 | 0.37448 | 11 | 0.98131
59843 | 2.16 | 1 | 365 | 2.4579 | 0.94989 | 3 | 0.40781
59844 | 3.78 | 1 | 365 | 4.3014 | 0.66231 | 4 | 0.96366
59862 | 10.66 | 1 | 365 | 12.1303 | 0.42863 | 12 | 0.5589
59860 | 11.925 | 1 | 365 | 13.5697 | 0.32752 | 13 | 0.89726
59869 | 5.61 | 1 | 365 | 6.3838 | 0.85597 | 7 | 0.23972
59868 | 4.94 | 1 | 365 | 5.6213 | 0.32058 | 5 | 0.94193
59879 | 12.72 | 1 | 365 | 14.4744 | 0.14936 | 14 | 0.62375
59886 | 2.86 | 1 | 365 | 3.2545 | 0.55402 | 3 | 0.80848
59889 | 8.32 | 1 | 365 | 9.4675 | 0.066245 | 9 | 0.53377
59893 | 6.36 | 1 | 365 | 7.2372 | 0.57468 | 7 | 0.81187
59894 | 6.5 | 1 | 365 | 7.3965 | 0.8955 | 8 | 0.29201
59895 | 7.54 | 1 | 365 | 8.5799 | 0.27878 | 8 | 0.85873
59904 | 9.1 | 1 | 365 | 10.3551 | 0.85371 | 11 | 0.20881
59892 | 3.18 | 1 | 365 | 3.6186 | 0.28734 | 3 | 0.90594
59916 | 7.54 | 1 | 365 | 8.5799 | 0.27878 | 8 | 0.85873
59919 | 2.86 | 1 | 365 | 3.2545 | 0.55402 | 3 | 0.80848
59917 | 13.78 | 1 | 365 | 15.6806 | 0.57847 | 16 | 0.25906
59922 | 5.2 | 1 | 365 | 5.9172 | 0.9164 | 6 | 0.83361
59924 | 9.36 | 1 | 365 | 10.651 | 0.44953 | 11 | 0.10049
59926 | 8.32 | 1 | 365 | 9.4675 | 0.066245 | 9 | 0.53377
59929 | 4.68 | 1 | 365 | 5.3255 | 0.72476 | 6 | 0.050247
59932 | 5.3 | 1 | 365 | 6.031 | 0.14556 | 6 | 0.17656
59931 | 3.64 | 1 | 365 | 4.142 | 0.34148 | 4 | 0.48353
59930 | 6.63 | 1 | 365 | 7.5444 | 0.19341 | 7 | 0.73785
59933 | 4.505 | 1 | 365 | 5.1263 | 0.32373 | 5 | 0.45008
59937 | 8.48 | 1 | 365 | 9.6496 | 0.4329 | 10 | 0.082499
59936 | 8.58 | 1 | 365 | 9.7634 | 0.66207 | 10 | 0.42545
59945 | 9.62 | 1 | 365 | 10.9468 | 0.045346 | 10 | 0.99217
59947 | 12.48 | 1 | 365 | 14.2013 | 0.59937 | 14 | 0.80066
59949 | 5.46 | 1 | 365 | 6.2131 | 0.51222 | 6 | 0.72529
59952 | 2.6 | 1 | 365 | 2.9586 | 0.9582 | 3 | 0.9168
59953 | 4.68 | 1 | 365 | 5.3255 | 0.72476 | 6 | 0.050247
59954 | 6.5 | 1 | 365 | 7.3965 | 0.8955 | 8 | 0.29201
59955 | 9.18 | 1 | 365 | 10.4461 | 0.037035 | 10 | 0.48318
59956 | 13.52 | 1 | 365 | 15.3847 | 0.98265 | 16 | 0.36738
59975 | 11.18 | 1 | 365 | 12.722 | 0.62027 | 13 | 0.34226
59977 | 12.22 | 1 | 365 | 13.9054 | 0.0035475 | 13 | 0.90898
59981 | 5.98 | 1 | 365 | 6.8048 | 0.70386 | 7 | 0.50865
59988 | 4.24 | 1 | 365 | 4.8248 | 0.71645 | 5 | 0.54125
59990 | 12.48 | 1 | 365 | 14.2013 | 0.59937 | 14 | 0.80066
59991 | 9.36 | 1 | 365 | 10.651 | 0.44953 | 11 | 0.10049
59992 | 9.88 | 1 | 365 | 11.2427 | 0.64117 | 11 | 0.88386
59995 | 14.31 | 1 | 365 | 16.2837 | 0.79302 | 17 | 0.076717
59998 | 7.685 | 1 | 365 | 8.7449 | 0.61107 | 9 | 0.35601
59996 | 4.68 | 1 | 365 | 5.3255 | 0.72476 | 6 | 0.050247
35574 | 119.682 | 0.9 | 365 | 122.5701 | 0.83867 | 123 | 0.40879
60002 | 9.62 | 1 | 365 | 10.9468 | 0.045346 | 10 | 0.99217
60003 | 13.52 | 1 | 365 | 15.3847 | 0.98265 | 16 | 0.36738
60004 | 5.2 | 1 | 365 | 5.9172 | 0.9164 | 6 | 0.83361
60018 | 7.54 | 1 | 365 | 8.5799 | 0.27878 | 8 | 0.85873
60019 | 7.54 | 1 | 365 | 8.5799 | 0.27878 | 8 | 0.85873
60026 | 12.22 | 1 | 365 | 13.9054 | 0.0035475 | 13 | 0.90898
60024 | 3.38 | 1 | 365 | 3.8462 | 0.74566 | 4 | 0.59185
60030 | 7.8 | 1 | 365 | 8.8758 | 0.8746 | 9 | 0.75041
60032 | 4.505 | 1 | 365 | 5.1263 | 0.32373 | 5 | 0.45008
60040 | 10.14 | 1 | 365 | 11.5385 | 0.23699 | 11 | 0.77554
59636 | 2.08 | 1 | 365 | 2.3669 | 0.76656 | 3 | 0.13344
59638 | 5.61 | 1 | 365 | 6.3838 | 0.85597 | 7 | 0.23972
59686 | 10.66 | 1 | 365 | 12.1303 | 0.42863 | 12 | 0.5589
59697 | 6.76 | 1 | 365 | 7.6924 | 0.49132 | 8 | 0.18369
59702 | 4.42 | 1 | 365 | 5.0296 | 0.12894 | 5 | 0.15857
59706 | 7.155 | 1 | 365 | 8.1418 | 0.39651 | 8 | 0.53836
59737 | 11.73 | 1 | 365 | 13.3478 | 0.88066 | 14 | 0.2285
59740 | 6.625 | 1 | 365 | 7.5387 | 0.18196 | 7 | 0.7207
59746 | 8.48 | 1 | 365 | 9.6496 | 0.4329 | 10 | 0.082499
51992 | 12.24 | 1 | 365 | 13.9282 | 0.04938 | 13 | 0.97757
58715 | 2.7 | 1 | 365 | 3.0724 | 0.18736 | 3 | 0.25976
60014 | 11.4 | 1 | 365 | 12.9723 | 0.12442 | 13 | 0.096756
50111 | 9.86 | 1 | 365 | 11.2199 | 0.59533 | 11 | 0.81526
61868 | 10.56 | 1 | 365 | 12.0165 | 0.19946 | 12 | 0.21594
51593 | 3.64 | 1 | 365 | 4.142 | 0.34148 | 4 | 0.48353
51726 | 3.64 | 1 | 365 | 4.142 | 0.34148 | 4 | 0.48353
53211 | 7.28 | 1 | 365 | 8.2841 | 0.68296 | 8 | 0.96705
47568 | 12.6 | 1 | 365 | 14.3378 | 0.87436 | 15 | 0.2122
61977 | 6.175 | 1 | 365 | 7.0267 | 0.15073 | 7 | 0.17741
60008 | 5.4 | 1 | 365 | 6.1448 | 0.37473 | 6 | 0.51952
62047 | 65.4 | 0.9 | 365 | 66.9782 | 0.88452 | 67 | 0.86272
59748 | 3.38 | 1 | 365 | 3.8462 | 0.74566 | 4 | 0.59185
59749 | 7.685 | 1 | 365 | 8.7449 | 0.61107 | 9 | 0.35601
59750 | 8.84 | 1 | 365 | 10.0592 | 0.25789 | 10 | 0.31713
59751 | 7.685 | 1 | 365 | 8.7449 | 0.61107 | 9 | 0.35601
59752 | 8.84 | 1 | 365 | 10.0592 | 0.25789 | 10 | 0.31713
59754 | 3.71 | 1 | 365 | 4.2217 | 0.5019 | 4 | 0.72359
59755 | 6.12 | 1 | 365 | 6.9641 | 0.02469 | 6 | 0.98878
59766 | 5.83 | 1 | 365 | 6.6341 | 0.36012 | 6 | 0.99422
59769 | 5.98 | 1 | 365 | 6.8048 | 0.70386 | 7 | 0.50865
59770 | 7.54 | 1 | 365 | 8.5799 | 0.27878 | 8 | 0.85873
59772 | 4.16 | 1 | 365 | 4.7338 | 0.53312 | 5 | 0.26689
59774 | 12.48 | 1 | 365 | 14.2013 | 0.59937 | 14 | 0.80066
59775 | 10.07 | 1 | 365 | 11.4589 | 0.076573 | 11 | 0.53547
59776 | 9.36 | 1 | 365 | 10.651 | 0.44953 | 11 | 0.10049
59778 | 10.865 | 1 | 365 | 12.3635 | 0.89841 | 13 | 0.26195
59779 | 7.8 | 1 | 365 | 8.8758 | 0.8746 | 9 | 0.75041
59777 | 3.71 | 1 | 365 | 4.2217 | 0.5019 | 4 | 0.72359
59781 | 9.36 | 1 | 365 | 10.651 | 0.44953 | 11 | 0.10049
59786 | 9.88 | 1 | 365 | 11.2427 | 0.64117 | 11 | 0.88386
60042 | 9.36 | 1 | 365 | 10.651 | 0.44953 | 11 | 0.10049
60045 | 5.72 | 1 | 365 | 6.5089 | 0.10804 | 6 | 0.61697
60046 | 7.8 | 1 | 365 | 8.8758 | 0.8746 | 9 | 0.75041
60047 | 8.84 | 1 | 365 | 10.0592 | 0.25789 | 10 | 0.31713
60052 | 8.32 | 1 | 365 | 9.4675 | 0.066245 | 9 | 0.53377
60053 | 8.84 | 1 | 365 | 10.0592 | 0.25789 | 10 | 0.31713
60054 | 7.28 | 1 | 365 | 8.2841 | 0.68296 | 8 | 0.96705
60055 | 8.58 | 1 | 365 | 9.7634 | 0.66207 | 10 | 0.42545
60075 | 6.63 | 1 | 365 | 7.5444 | 0.19341 | 7 | 0.73785
60081 | 13.52 | 1 | 365 | 15.3847 | 0.98265 | 16 | 0.36738
60079 | 8.215 | 1 | 365 | 9.348 | 0.82563 | 10 | 0.17367
60083 | 7.8 | 1 | 365 | 8.8758 | 0.8746 | 9 | 0.75041
60084 | 13.52 | 1 | 365 | 15.3847 | 0.98265 | 16 | 0.36738
60088 | 4.24 | 1 | 365 | 4.8248 | 0.71645 | 5 | 0.54125
59787 | 11.44 | 1 | 365 | 13.0179 | 0.21609 | 13 | 0.23394
60091 | 9.36 | 1 | 365 | 10.651 | 0.44953 | 11 | 0.10049
60101 | 5.72 | 1 | 365 | 6.5089 | 0.10804 | 6 | 0.61697
60103 | 5.98 | 1 | 365 | 6.8048 | 0.70386 | 7 | 0.50865
59788 | 14.04 | 1 | 365 | 15.9765 | 0.17429 | 16 | 0.15074
59790 | 4.42 | 1 | 365 | 5.0296 | 0.12894 | 5 | 0.15857
59796 | 7.65 | 1 | 365 | 8.7051 | 0.53086 | 9 | 0.23598
59800 | 4.42 | 1 | 365 | 5.0296 | 0.12894 | 5 | 0.15857
59808 | 5.61 | 1 | 365 | 6.3838 | 0.85597 | 7 | 0.23972
59810 | 6.24 | 1 | 365 | 7.1006 | 0.29968 | 7 | 0.40033
59789 | 5.98 | 1 | 365 | 6.8048 | 0.70386 | 7 | 0.50865
59812 | 5.565 | 1 | 365 | 6.3325 | 0.75284 | 7 | 0.08539
59813 | 6.36 | 1 | 365 | 7.2372 | 0.57468 | 7 | 0.81187
59816 | 7.28 | 1 | 365 | 8.2841 | 0.68296 | 8 | 0.96705
59814 | 7.95 | 1 | 365 | 9.0465 | 0.21835 | 9 | 0.26484
59817 | 9.945 | 1 | 365 | 11.3167 | 0.79012 | 12 | 0.10678
59818 | 9.69 | 1 | 365 | 11.0265 | 0.20576 | 11 | 0.23224
59821 | 3.12 | 1 | 365 | 3.5503 | 0.14984 | 3 | 0.70016
59824 | 3.12 | 1 | 365 | 3.5503 | 0.14984 | 3 | 0.70016
60357 | 8.16 | 1 | 365 | 9.2855 | 0.69959 | 9 | 0.98505
60367 | 5.035 | 1 | 365 | 5.7294 | 0.53829 | 6 | 0.26773
60369 | 7.8 | 1 | 365 | 8.8758 | 0.8746 | 9 | 0.75041
60397 | 7.155 | 1 | 365 | 8.1418 | 0.39651 | 8 | 0.53836
60402 | 5.1 | 1 | 365 | 5.8034 | 0.68724 | 6 | 0.49065
60403 | 7.02 | 1 | 365 | 7.9882 | 0.087144 | 8 | 0.075371
60410 | 8.32 | 1 | 365 | 9.4675 | 0.066245 | 9 | 0.53377
60415 | 12.455 | 1 | 365 | 14.1728 | 0.54208 | 14 | 0.71492
60418 | 11.44 | 1 | 365 | 13.0179 | 0.21609 | 13 | 0.23394
60425 | 11.13 | 1 | 365 | 12.6651 | 0.50569 | 13 | 0.17078
60426 | 4.42 | 1 | 365 | 5.0296 | 0.12894 | 5 | 0.15857
60434 | 7.54 | 1 | 365 | 8.5799 | 0.27878 | 8 | 0.85873
60438 | 12.72 | 1 | 365 | 14.4744 | 0.14936 | 14 | 0.62375
60440 | 10.66 | 1 | 365 | 12.1303 | 0.42863 | 12 | 0.5589
60441 | 7.54 | 1 | 365 | 8.5799 | 0.27878 | 8 | 0.85873
60444 | 7.28 | 1 | 365 | 8.2841 | 0.68296 | 8 | 0.96705
60446 | 9.88 | 1 | 365 | 11.2427 | 0.64117 | 11 | 0.88386
60449 | 2.86 | 1 | 365 | 3.2545 | 0.55402 | 3 | 0.80848
60453 | 8.215 | 1 | 365 | 9.348 | 0.82563 | 10 | 0.17367
60458 | 5.2 | 1 | 365 | 5.9172 | 0.9164 | 6 | 0.83361
60459 | 7.42 | 1 | 365 | 8.4434 | 0.0037907 | 8 | 0.44719
60465 | 7.395 | 1 | 365 | 8.4149 | 0.9465 | 9 | 0.36145
60467 | 11.44 | 1 | 365 | 13.0179 | 0.21609 | 13 | 0.23394
60470 | 9.36 | 1 | 365 | 10.651 | 0.44953 | 11 | 0.10049
60480 | 8.745 | 1 | 365 | 9.9511 | 0.040182 | 9 | 0.99133
60482 | 10.4 | 1 | 365 | 11.8344 | 0.83281 | 12 | 0.66722
60483 | 4.68 | 1 | 365 | 5.3255 | 0.72476 | 6 | 0.050247
60484 | 9.88 | 1 | 365 | 11.2427 | 0.64117 | 11 | 0.88386
60485 | 4.59 | 1 | 365 | 5.2231 | 0.51852 | 5 | 0.74159
60487 | 7.155 | 1 | 365 | 8.1418 | 0.39651 | 8 | 0.53836
60486 | 4.94 | 1 | 365 | 5.6213 | 0.32058 | 5 | 0.94193
60489 | 6.76 | 1 | 365 | 7.6924 | 0.49132 | 8 | 0.18369
60491 | 2.6 | 1 | 365 | 2.9586 | 0.9582 | 3 | 0.9168
60492 | 10.92 | 1 | 365 | 12.4261 | 0.024447 | 12 | 0.45058
60494 | 5.2 | 1 | 365 | 5.9172 | 0.9164 | 6 | 0.83361
60493 | 3.9 | 1 | 365 | 4.4379 | 0.9373 | 5 | 0.37521
60112 | 5.94 | 1 | 365 | 6.7593 | 0.6122 | 7 | 0.37147
60498 | 2.385 | 1 | 365 | 2.7139 | 0.4655 | 3 | 0.17945
60500 | 7.28 | 1 | 365 | 8.2841 | 0.68296 | 8 | 0.96705
60499 | 6.24 | 1 | 365 | 7.1006 | 0.29968 | 7 | 0.40033
60501 | 11.44 | 1 | 365 | 13.0179 | 0.21609 | 13 | 0.23394
60502 | 4.68 | 1 | 365 | 5.3255 | 0.72476 | 6 | 0.050247
60505 | 10.865 | 1 | 365 | 12.3635 | 0.89841 | 13 | 0.26195
60504 | 14.045 | 1 | 365 | 15.9821 | 0.18575 | 16 | 0.16789
60508 | 6.24 | 1 | 365 | 7.1006 | 0.29968 | 7 | 0.40033
58494 | 2.03 | 1 | 365 | 2.31 | 0.65198 | 2 | 0.96197
57651 | 6.76 | 1 | 365 | 7.6924 | 0.49132 | 8 | 0.18369
61852 | 25.65 | 0.9 | 365 | 26.269 | 0.90196 | 27 | 0.17093
61682 | 3.563 | 1 | 365 | 4.0544 | 0.16503 | 4 | 0.21945
61511 | 9.5 | 1 | 365 | 10.8103 | 0.77035 | 11 | 0.58063
45217 | 13.68 | 1 | 365 | 15.5668 | 0.34931 | 15 | 0.91611
61605 | 0.981 | 1 | 365 | 1.1163 | 0.24808 | 1 | 0.36438
54191 | 5.3 | 1 | 365 | 6.031 | 0.14556 | 6 | 0.17656
55048 | 3.9 | 1 | 365 | 4.4379 | 0.9373 | 5 | 0.37521
34001 | 2694 | 1 | 365 | 3065.5673 | 0.6135 | 3066 | 0.18076
59275 | 8.04 | 1 | 365 | 9.1489 | 0.42459 | 9 | 0.5735
60115 | 8.84 | 1 | 365 | 10.0592 | 0.25789 | 10 | 0.31713
62022 | 2.665 | 1 | 365 | 3.0326 | 0.10716 | 3 | 0.13972
60105 | 3.18 | 1 | 365 | 3.6186 | 0.28734 | 3 | 0.90594
60130 | 5.83 | 1 | 365 | 6.6341 | 0.36012 | 6 | 0.99422
60132 | 2.7 | 1 | 365 | 3.0724 | 0.18736 | 3 | 0.25976
60136 | 3.9 | 1 | 365 | 4.4379 | 0.9373 | 5 | 0.37521
60190 | 4.94 | 1 | 365 | 5.6213 | 0.32058 | 5 | 0.94193
60196 | 5.565 | 1 | 365 | 6.3325 | 0.75284 | 7 | 0.08539
60201 | 6.5 | 1 | 365 | 7.3965 | 0.8955 | 8 | 0.29201
60202 | 6.625 | 1 | 365 | 7.5387 | 0.18196 | 7 | 0.7207
60205 | 3.38 | 1 | 365 | 3.8462 | 0.74566 | 4 | 0.59185
60217 | 4.94 | 1 | 365 | 5.6213 | 0.32058 | 5 | 0.94193
60219 | 6.5 | 1 | 365 | 7.3965 | 0.8955 | 8 | 0.29201
60220 | 6.89 | 1 | 365 | 7.8403 | 0.78923 | 8 | 0.62953
60208 | 7.54 | 1 | 365 | 8.5799 | 0.27878 | 8 | 0.85873
60225 | 2.805 | 1 | 365 | 3.1919 | 0.42798 | 3 | 0.61986
60224 | 8.32 | 1 | 365 | 9.4675 | 0.066245 | 9 | 0.53377
60230 | 4.24 | 1 | 365 | 4.8248 | 0.71645 | 5 | 0.54125
60263 | 2.08 | 1 | 365 | 2.3669 | 0.76656 | 3 | 0.13344
60264 | 14.04 | 1 | 365 | 15.9765 | 0.17429 | 16 | 0.15074
60266 | 5.98 | 1 | 365 | 6.8048 | 0.70386 | 7 | 0.50865
60268 | 13 | 1 | 365 | 14.793 | 0.79101 | 15 | 0.58402
60269 | 10.6 | 1 | 365 | 12.062 | 0.29113 | 12 | 0.35312
60283 | 4.335 | 1 | 365 | 4.9329 | 0.93416 | 5 | 0.86706
60271 | 10.455 | 1 | 365 | 11.897 | 0.95885 | 12 | 0.85584
60301 | 3.12 | 1 | 365 | 3.5503 | 0.14984 | 3 | 0.70016
60303 | 2.08 | 1 | 365 | 2.3669 | 0.76656 | 3 | 0.13344
60305 | 4.16 | 1 | 365 | 4.7338 | 0.53312 | 5 | 0.26689
60307 | 5.46 | 1 | 365 | 6.2131 | 0.51222 | 6 | 0.72529
60313 | 5.61 | 1 | 365 | 6.3838 | 0.85597 | 7 | 0.23972
60318 | 7.02 | 1 | 365 | 7.9882 | 0.087144 | 8 | 0.075371
60319 | 5.1 | 1 | 365 | 5.8034 | 0.68724 | 6 | 0.49065
60332 | 2.6 | 1 | 365 | 2.9586 | 0.9582 | 3 | 0.9168
60347 | 6.76 | 1 | 365 | 7.6924 | 0.49132 | 8 | 0.18369
60345 | 9.62 | 1 | 365 | 10.9468 | 0.045346 | 10 | 0.99217
60346 | 8.48 | 1 | 365 | 9.6496 | 0.4329 | 10 | 0.082499
60348 | 9.1 | 1 | 365 | 10.3551 | 0.85371 | 11 | 0.20881
60350 | 8.58 | 1 | 365 | 9.7634 | 0.66207 | 10 | 0.42545
60576 | 3.64 | 1 | 365 | 4.142 | 0.34148 | 4 | 0.48353
60512 | 12.455 | 1 | 365 | 14.1728 | 0.54208 | 14 | 0.71492
60510 | 10.14 | 1 | 365 | 11.5385 | 0.23699 | 11 | 0.77554
60579 | 7.28 | 1 | 365 | 8.2841 | 0.68296 | 8 | 0.96705
60517 | 12.72 | 1 | 365 | 14.4744 | 0.14936 | 14 | 0.62375
60578 | 8.745 | 1 | 365 | 9.9511 | 0.040182 | 9 | 0.99133
60509 | 4.59 | 1 | 365 | 5.2231 | 0.51852 | 5 | 0.74159
60588 | 10.92 | 1 | 365 | 12.4261 | 0.024447 | 12 | 0.45058
60589 | 8.215 | 1 | 365 | 9.348 | 0.82563 | 10 | 0.17367
60519 | 3.71 | 1 | 365 | 4.2217 | 0.5019 | 4 | 0.72359
60514 | 7.8 | 1 | 365 | 8.8758 | 0.8746 | 9 | 0.75041
60591 | 9.945 | 1 | 365 | 11.3167 | 0.79012 | 12 | 0.10678
60520 | 3.9 | 1 | 365 | 4.4379 | 0.9373 | 5 | 0.37521
60594 | 6.5 | 1 | 365 | 7.3965 | 0.8955 | 8 | 0.29201
60524 | 11.7 | 1 | 365 | 13.3137 | 0.81191 | 14 | 0.12562
60606 | 4.42 | 1 | 365 | 5.0296 | 0.12894 | 5 | 0.15857
60523 | 8.58 | 1 | 365 | 9.7634 | 0.66207 | 10 | 0.42545
60605 | 11.96 | 1 | 365 | 13.6096 | 0.40773 | 14 | 0.017298
60522 | 8.58 | 1 | 365 | 9.7634 | 0.66207 | 10 | 0.42545
60604 | 8.215 | 1 | 365 | 9.348 | 0.82563 | 10 | 0.17367
60535 | 6.24 | 1 | 365 | 7.1006 | 0.29968 | 7 | 0.40033
60607 | 7.14 | 1 | 365 | 8.1248 | 0.36214 | 8 | 0.48692
60610 | 11.73 | 1 | 365 | 13.3478 | 0.88066 | 14 | 0.2285
60611 | 11.18 | 1 | 365 | 12.722 | 0.62027 | 13 | 0.34226
60612 | 3.64 | 1 | 365 | 4.142 | 0.34148 | 4 | 0.48353
60613 | 13.78 | 1 | 365 | 15.6806 | 0.57847 | 16 | 0.25906
60537 | 5.3 | 1 | 365 | 6.031 | 0.14556 | 6 | 0.17656
57830 | 17.34 | 1 | 365 | 19.7316 | 0.73662 | 20 | 0.46822
59925 | 8.505 | 1 | 365 | 9.678 | 0.49019 | 10 | 0.16824
60536 | 5.98 | 1 | 365 | 6.8048 | 0.70386 | 7 | 0.50865
59302 | 3.78 | 1 | 365 | 4.3014 | 0.66231 | 4 | 0.96366
59393 | 10.4 | 1 | 365 | 11.8344 | 0.83281 | 12 | 0.66722
60123 | 24.84 | 1 | 365 | 28.266 | 0.92374 | 29 | 0.18977
59396 | 4.76 | 1 | 365 | 5.4165 | 0.90809 | 6 | 0.32461
60011 | 11.025 | 1 | 365 | 12.5456 | 0.26507 | 12 | 0.81068
59412 | 7.28 | 1 | 365 | 8.2841 | 0.68296 | 8 | 0.96705
59414 | 7.155 | 1 | 365 | 8.1418 | 0.39651 | 8 | 0.53836
59648 | 10.4 | 1 | 365 | 11.8344 | 0.83281 | 12 | 0.66722
59428 | 5.3 | 1 | 365 | 6.031 | 0.14556 | 6 | 0.17656
59442 | 5.46 | 1 | 365 | 6.2131 | 0.51222 | 6 | 0.72529
59454 | 4.16 | 1 | 365 | 4.7338 | 0.53312 | 5 | 0.26689
59501 | 4.505 | 1 | 365 | 5.1263 | 0.32373 | 5 | 0.45008
59411 | 12.22 | 1 | 365 | 13.9054 | 0.0035475 | 13 | 0.90898
59502 | 6.095 | 1 | 365 | 6.9356 | 0.9674 | 7 | 0.90305
59645 | 8.4 | 1 | 365 | 9.5586 | 0.24957 | 9 | 0.80814
59649 | 10.07 | 1 | 365 | 11.4589 | 0.076573 | 11 | 0.53547
59653 | 5.83 | 1 | 365 | 6.6341 | 0.36012 | 6 | 0.99422
59654 | 4.77 | 1 | 365 | 5.4279 | 0.93101 | 6 | 0.35891
59510 | 10.4 | 1 | 365 | 11.8344 | 0.83281 | 12 | 0.66722
59655 | 5.3 | 1 | 365 | 6.031 | 0.14556 | 6 | 0.17656
59659 | 4.16 | 1 | 365 | 4.7338 | 0.53312 | 5 | 0.26689
59673 | 9.01 | 1 | 365 | 10.2527 | 0.64746 | 10 | 0.90016
59509 | 7.02 | 1 | 365 | 7.9882 | 0.087144 | 8 | 0.075371
59682 | 5.83 | 1 | 365 | 6.6341 | 0.36012 | 6 | 0.99422
59511 | 8.58 | 1 | 365 | 9.7634 | 0.66207 | 10 | 0.42545
59676 | 9.54 | 1 | 365 | 10.8558 | 0.86202 | 11 | 0.71781
59688 | 9.805 | 1 | 365 | 11.1573 | 0.46929 | 11 | 0.62664
59690 | 6.36 | 1 | 365 | 7.2372 | 0.57468 | 7 | 0.81187
59693 | 4.24 | 1 | 365 | 4.8248 | 0.71645 | 5 | 0.54125
59512 | 10.4 | 1 | 365 | 11.8344 | 0.83281 | 12 | 0.66722
27687 | 3.185 | 1 | 365 | 3.6243 | 0.2988 | 3 | 0.92308
59698 | 10.07 | 1 | 365 | 11.4589 | 0.076573 | 11 | 0.53547
59701 | 7.685 | 1 | 365 | 8.7449 | 0.61107 | 9 | 0.35601
59514 | 7.685 | 1 | 365 | 8.7449 | 0.61107 | 9 | 0.35601
59720 | 11.13 | 1 | 365 | 12.6651 | 0.50569 | 13 | 0.17078
59555 | 9.36 | 1 | 365 | 10.651 | 0.44953 | 11 | 0.10049
59722 | 4.42 | 1 | 365 | 5.0296 | 0.12894 | 5 | 0.15857
59559 | 4.68 | 1 | 365 | 5.3255 | 0.72476 | 6 | 0.050247
59723 | 4.24 | 1 | 365 | 4.8248 | 0.71645 | 5 | 0.54125
59561 | 9.54 | 1 | 365 | 10.8558 | 0.86202 | 11 | 0.71781
59560 | 5.3 | 1 | 365 | 6.031 | 0.14556 | 6 | 0.17656
59724 | 5.565 | 1 | 365 | 6.3325 | 0.75284 | 7 | 0.08539
59728 | 8.215 | 1 | 365 | 9.348 | 0.82563 | 10 | 0.17367
59734 | 3.64 | 1 | 365 | 4.142 | 0.34148 | 4 | 0.48353
59563 | 9.01 | 1 | 365 | 10.2527 | 0.64746 | 10 | 0.90016
59568 | 9.805 | 1 | 365 | 11.1573 | 0.46929 | 11 | 0.62664
59736 | 11.66 | 1 | 365 | 13.2682 | 0.72024 | 13 | 0.98844
59739 | 12.455 | 1 | 365 | 14.1728 | 0.54208 | 14 | 0.71492
59567 | 11.395 | 1 | 365 | 12.9666 | 0.11296 | 13 | 0.079608
59743 | 8.32 | 1 | 365 | 9.4675 | 0.066245 | 9 | 0.53377
59578 | 3.64 | 1 | 365 | 4.142 | 0.34148 | 4 | 0.48353
59757 | 5.035 | 1 | 365 | 5.7294 | 0.53829 | 6 | 0.26773
59417 | 8.06 | 1 | 365 | 9.1717 | 0.47042 | 9 | 0.64209
59758 | 8.48 | 1 | 365 | 9.6496 | 0.4329 | 10 | 0.082499
59635 | 8.215 | 1 | 365 | 9.348 | 0.82563 | 10 | 0.17367
59759 | 12.72 | 1 | 365 | 14.4744 | 0.14936 | 14 | 0.62375
59631 | 9.275 | 1 | 365 | 10.5542 | 0.25474 | 10 | 0.80898
59639 | 11.2 | 1 | 365 | 12.7447 | 0.6661 | 13 | 0.41085
59761 | 6.36 | 1 | 365 | 7.2372 | 0.57468 | 7 | 0.81187
59641 | 5.035 | 1 | 365 | 5.7294 | 0.53829 | 6 | 0.26773
59764 | 5.035 | 1 | 365 | 5.7294 | 0.53829 | 6 | 0.26773
59643 | 4.505 | 1 | 365 | 5.1263 | 0.32373 | 5 | 0.45008
59642 | 5.6 | 1 | 365 | 6.3724 | 0.83305 | 7 | 0.20542
59765 | 6.36 | 1 | 365 | 7.2372 | 0.57468 | 7 | 0.81187
59767 | 10.07 | 1 | 365 | 11.4589 | 0.076573 | 11 | 0.53547
59780 | 4.24 | 1 | 365 | 4.8248 | 0.71645 | 5 | 0.54125
59771 | 8.215 | 1 | 365 | 9.348 | 0.82563 | 10 | 0.17367
59422 | 3.9 | 1 | 365 | 4.4379 | 0.9373 | 5 | 0.37521
59811 | 4.77 | 1 | 365 | 5.4279 | 0.93101 | 6 | 0.35891
59815 | 9.01 | 1 | 365 | 10.2527 | 0.64746 | 10 | 0.90016
59820 | 5.565 | 1 | 365 | 6.3325 | 0.75284 | 7 | 0.08539
32842 | 3.38 | 1 | 365 | 3.8462 | 0.74566 | 4 | 0.59185
59861 | 8.745 | 1 | 365 | 9.9511 | 0.040182 | 9 | 0.99133
59865 | 13.25 | 1 | 365 | 15.0775 | 0.36391 | 15 | 0.4414
59872 | 6.36 | 1 | 365 | 7.2372 | 0.57468 | 7 | 0.81187
59878 | 7.02 | 1 | 365 | 7.9882 | 0.087144 | 8 | 0.075371
59901 | 8.48 | 1 | 365 | 9.6496 | 0.4329 | 10 | 0.082499
50248 | 10.865 | 1 | 365 | 12.3635 | 0.89841 | 13 | 0.26195
45647 | 3.06 | 1 | 365 | 3.482 | 0.012345 | 3 | 0.49439
42117 | 9.36 | 1 | 365 | 10.651 | 0.44953 | 11 | 0.10049
40117 | 13.52 | 1 | 365 | 15.3847 | 0.98265 | 16 | 0.36738
57417 | 2.34 | 1 | 365 | 2.6627 | 0.36238 | 3 | 0.025124
55064 | 2.34 | 1 | 365 | 2.6627 | 0.36238 | 3 | 0.025124
57172 | 2.385 | 1 | 365 | 2.7139 | 0.4655 | 3 | 0.17945
58577 | 990.945 | 0.7 | 365 | 789.3341 | 0.60579 | 789 | 0.93986
38225 | 7.84 | 1 | 365 | 8.9213 | 0.96627 | 9 | 0.88759
45016 | 5.72 | 1 | 365 | 6.5089 | 0.10804 | 6 | 0.61697
43905 | 4.845 | 1 | 365 | 5.5132 | 0.10288 | 5 | 0.61612
47547 | 6.5 | 1 | 365 | 7.3965 | 0.8955 | 8 | 0.29201
53146 | 31 | 0.9 | 365 | 31.7481 | 0.93609 | 32 | 0.68417
39219 | 7.28 | 1 | 365 | 8.2841 | 0.68296 | 8 | 0.96705
56293 | 10.66 | 1 | 365 | 12.1303 | 0.42863 | 12 | 0.5589
49396 | 5.04 | 1 | 365 | 5.7351 | 0.54974 | 6 | 0.28488
47237 | 10.4 | 1 | 365 | 11.8344 | 0.83281 | 12 | 0.66722
57563 | 3.9 | 1 | 365 | 4.4379 | 0.9373 | 5 | 0.37521
57755 | 9.805 | 1 | 365 | 11.1573 | 0.46929 | 11 | 0.62664
38942 | 5.2 | 1 | 365 | 5.9172 | 0.9164 | 6 | 0.83361
24853 | 5.46 | 1 | 365 | 6.2131 | 0.51222 | 6 | 0.72529
49904 | 24.91 | 1 | 365 | 28.3457 | 0.084155 | 28 | 0.42984
59704 | 5.3 | 1 | 365 | 6.031 | 0.14556 | 6 | 0.17656
59726 | 9.36 | 1 | 365 | 10.651 | 0.44953 | 11 | 0.10049
59727 | 6.36 | 1 | 365 | 7.2372 | 0.57468 | 7 | 0.81187
59730 | 5.3 | 1 | 365 | 6.031 | 0.14556 | 6 | 0.17656
59731 | 6.44 | 1 | 365 | 7.3282 | 0.75801 | 8 | 0.086238
59732 | 7.84 | 1 | 365 | 8.9213 | 0.96627 | 9 | 0.88759
59733 | 10.6 | 1 | 365 | 12.062 | 0.29113 | 12 | 0.35312
38343 | 12.74 | 1 | 365 | 14.4972 | 0.19519 | 14 | 0.69234
46994 | 6.24 | 1 | 365 | 7.1006 | 0.29968 | 7 | 0.40033
59882 | 6.36 | 1 | 365 | 7.2372 | 0.57468 | 7 | 0.81187
59888 | 12.48 | 1 | 365 | 14.2013 | 0.59937 | 14 | 0.80066
59903 | 5.46 | 1 | 365 | 6.2131 | 0.51222 | 6 | 0.72529
59906 | 10.6 | 1 | 365 | 12.062 | 0.29113 | 12 | 0.35312
59907 | 6.625 | 1 | 365 | 7.5387 | 0.18196 | 7 | 0.7207
59908 | 7.95 | 1 | 365 | 9.0465 | 0.21835 | 9 | 0.26484
59912 | 5.46 | 1 | 365 | 6.2131 | 0.51222 | 6 | 0.72529
59915 | 6.72 | 1 | 365 | 7.6468 | 0.39966 | 8 | 0.046509
50623 | 7.42 | 1 | 365 | 8.4434 | 0.0037907 | 8 | 0.44719
46375 | 6.76 | 1 | 365 | 7.6924 | 0.49132 | 8 | 0.18369
57498 | 7.685 | 1 | 365 | 8.7449 | 0.61107 | 9 | 0.35601
52394 | 6.375 | 1 | 365 | 7.2543 | 0.60905 | 7 | 0.86332
47243 | 7.54 | 1 | 365 | 8.5799 | 0.27878 | 8 | 0.85873
55093 | 3.12 | 1 | 365 | 3.5503 | 0.14984 | 3 | 0.70016
38017 | 10.66 | 1 | 365 | 12.1303 | 0.42863 | 12 | 0.5589
32357 | 5.98 | 1 | 365 | 6.8048 | 0.70386 | 7 | 0.50865
44267 | 6.5 | 1 | 365 | 7.3965 | 0.8955 | 8 | 0.29201
60057 | 3.445 | 1 | 365 | 3.9201 | 0.89462 | 4 | 0.81477
60060 | 5.83 | 1 | 365 | 6.6341 | 0.36012 | 6 | 0.99422
60064 | 8.215 | 1 | 365 | 9.348 | 0.82563 | 10 | 0.17367
60066 | 5.3 | 1 | 365 | 6.031 | 0.14556 | 6 | 0.17656
60067 | 3.12 | 1 | 365 | 3.5503 | 0.14984 | 3 | 0.70016
60069 | 5.83 | 1 | 365 | 6.6341 | 0.36012 | 6 | 0.99422
60094 | 5.565 | 1 | 365 | 6.3325 | 0.75284 | 7 | 0.08539
60093 | 8.06 | 1 | 365 | 9.1717 | 0.47042 | 9 | 0.64209
60095 | 4.77 | 1 | 365 | 5.4279 | 0.93101 | 6 | 0.35891
51118 | 13.44 | 1 | 365 | 15.2937 | 0.79932 | 16 | 0.093018
44795 | 21.45 | 1 | 365 | 24.4085 | 0.15516 | 24 | 0.56363
62100 | 5.4 | 1 | 365 | 6.1448 | 0.37473 | 6 | 0.51952
62097 | 5.13 | 1 | 365 | 5.8376 | 0.75599 | 6 | 0.59354
47533 | 12.4 | 1 | 365 | 14.1103 | 0.41604 | 14 | 0.5263
46223 | 7.44 | 1 | 365 | 8.4662 | 0.049623 | 8 | 0.51578
58038 | 8.25 | 1 | 365 | 9.3879 | 0.90583 | 10 | 0.29371
62013 | 7.68 | 1 | 365 | 8.7393 | 0.59961 | 9 | 0.33887
61935 | 7.68 | 1 | 365 | 8.7393 | 0.59961 | 9 | 0.33887
61915 | 7.68 | 1 | 365 | 8.7393 | 0.59961 | 9 | 0.33887
61851 | 7.68 | 1 | 365 | 8.7393 | 0.59961 | 9 | 0.33887
62085 | 7.68 | 1 | 365 | 8.7393 | 0.59961 | 9 | 0.33887
36237 | 8.28 | 1 | 365 | 9.422 | 0.97458 | 10 | 0.39659
61833 | 10.335 | 1 | 365 | 11.7604 | 0.68385 | 12 | 0.4443
45484 | 24.255 | 1 | 365 | 27.6003 | 0.58315 | 28 | 0.18349
48049 | 24.255 | 1 | 365 | 27.6003 | 0.58315 | 28 | 0.18349
34642 | 91 | 0.9 | 365 | 93.196 | 0.68335 | 93 | 0.87933
62123 | 8.5 | 1 | 365 | 9.6724 | 0.47874 | 10 | 0.15109
62121 | 7.5 | 1 | 365 | 8.5344 | 0.18712 | 8 | 0.72155
62122 | 13.25 | 1 | 365 | 15.0775 | 0.36391 | 15 | 0.4414
62120 | 3.75 | 1 | 365 | 4.2672 | 0.59356 | 4 | 0.86078
62119 | 10.137 | 1 | 365 | 11.5351 | 0.23011 | 11 | 0.76525
62109 | 5.75 | 1 | 365 | 6.5431 | 0.17679 | 6 | 0.71985
62102 | 10.5 | 1 | 365 | 11.9482 | 0.061968 | 12 | 0.01017
61690 | 4.8 | 1 | 365 | 5.462 | 0.99976 | 6 | 0.46179
46593 | 5.2 | 1 | 365 | 5.9172 | 0.9164 | 6 | 0.83361
53789 | 8.67 | 1 | 365 | 9.8658 | 0.86831 | 10 | 0.73411
47065 | 11.475 | 1 | 365 | 13.0577 | 0.29629 | 13 | 0.35397
43261 | 4.42 | 1 | 365 | 5.0296 | 0.12894 | 5 | 0.15857
58624 | 7.02 | 1 | 365 | 7.9882 | 0.087144 | 8 | 0.075371
57139 | 5.46 | 1 | 365 | 6.2131 | 0.51222 | 6 | 0.72529
60247 | 7.28 | 1 | 365 | 8.2841 | 0.68296 | 8 | 0.96705
48738 | 7.28 | 1 | 365 | 8.2841 | 0.68296 | 8 | 0.96705
60289 | 7.8 | 1 | 365 | 8.8758 | 0.8746 | 9 | 0.75041
43093 | 5.72 | 1 | 365 | 6.5089 | 0.10804 | 6 | 0.61697
52002 | 8.06 | 1 | 365 | 9.1717 | 0.47042 | 9 | 0.64209
60291 | 6.095 | 1 | 365 | 6.9356 | 0.9674 | 7 | 0.90305
60293 | 7.42 | 1 | 365 | 8.4434 | 0.0037907 | 8 | 0.44719
32905 | 5.46 | 1 | 365 | 6.2131 | 0.51222 | 6 | 0.72529
55085 | 9.88 | 1 | 365 | 11.2427 | 0.64117 | 11 | 0.88386
60295 | 6.36 | 1 | 365 | 7.2372 | 0.57468 | 7 | 0.81187
26669 | 6.76 | 1 | 365 | 7.6924 | 0.49132 | 8 | 0.18369
60297 | 9.01 | 1 | 365 | 10.2527 | 0.64746 | 10 | 0.90016
60298 | 3.18 | 1 | 365 | 3.6186 | 0.28734 | 3 | 0.90594
60302 | 4.24 | 1 | 365 | 4.8248 | 0.71645 | 5 | 0.54125
60304 | 7.42 | 1 | 365 | 8.4434 | 0.0037907 | 8 | 0.44719
31967 | 7.02 | 1 | 365 | 7.9882 | 0.087144 | 8 | 0.075371
25542 | 5.98 | 1 | 365 | 6.8048 | 0.70386 | 7 | 0.50865
60308 | 5.83 | 1 | 365 | 6.6341 | 0.36012 | 6 | 0.99422
54955 | 4.94 | 1 | 365 | 5.6213 | 0.32058 | 5 | 0.94193
51754 | 7.54 | 1 | 365 | 8.5799 | 0.27878 | 8 | 0.85873
60321 | 3.64 | 1 | 365 | 4.142 | 0.34148 | 4 | 0.48353
59234 | 4.68 | 1 | 365 | 5.3255 | 0.72476 | 6 | 0.050247
52341 | 7.02 | 1 | 365 | 7.9882 | 0.087144 | 8 | 0.075371
56601 | 5.72 | 1 | 365 | 6.5089 | 0.10804 | 6 | 0.61697
52238 | 9.1 | 1 | 365 | 10.3551 | 0.85371 | 11 | 0.20881
51830 | 3.12 | 1 | 365 | 3.5503 | 0.14984 | 3 | 0.70016
59491 | 11.395 | 1 | 365 | 12.9666 | 0.11296 | 13 | 0.079608
51832 | 9.88 | 1 | 365 | 11.2427 | 0.64117 | 11 | 0.88386
22762 | 8.58 | 1 | 365 | 9.7634 | 0.66207 | 10 | 0.42545
32712 | 7.54 | 1 | 365 | 8.5799 | 0.27878 | 8 | 0.85873
52108 | 5.72 | 1 | 365 | 6.5089 | 0.10804 | 6 | 0.61697
60387 | 4.24 | 1 | 365 | 4.8248 | 0.71645 | 5 | 0.54125
59566 | 10.6 | 1 | 365 | 12.062 | 0.29113 | 12 | 0.35312
59137 | 13 | 1 | 365 | 14.793 | 0.79101 | 15 | 0.58402
60390 | 4.16 | 1 | 365 | 4.7338 | 0.53312 | 5 | 0.26689
59317 | 10.6 | 1 | 365 | 12.062 | 0.29113 | 12 | 0.35312
58842 | 7.905 | 1 | 365 | 8.9953 | 0.11522 | 9 | 0.11051
37742 | 5.72 | 1 | 365 | 6.5089 | 0.10804 | 6 | 0.61697
60398 | 3.64 | 1 | 365 | 4.142 | 0.34148 | 4 | 0.48353
33220 | 2.86 | 1 | 365 | 3.2545 | 0.55402 | 3 | 0.80848
43721 | 4.94 | 1 | 365 | 5.6213 | 0.32058 | 5 | 0.94193
60400 | 10.71 | 1 | 365 | 12.1872 | 0.54321 | 12 | 0.73037
57899 | 4.16 | 1 | 365 | 4.7338 | 0.53312 | 5 | 0.26689
15733 | 4.335 | 1 | 365 | 4.9329 | 0.93416 | 5 | 0.86706
57077 | 3.9 | 1 | 365 | 4.4379 | 0.9373 | 5 | 0.37521
59296 | 10.6 | 1 | 365 | 12.062 | 0.29113 | 12 | 0.35312
60409 | 6.36 | 1 | 365 | 7.2372 | 0.57468 | 7 | 0.81187
59231 | 17.42 | 1 | 365 | 19.8226 | 0.91995 | 20 | 0.74259
59940 | 5.46 | 1 | 365 | 6.2131 | 0.51222 | 6 | 0.72529
60211 | 5.7 | 1 | 365 | 6.4862 | 0.062211 | 6 | 0.54838
60513 | 6.6 | 1 | 365 | 7.5103 | 0.12467 | 7 | 0.63496
60541 | 6 | 1 | 365 | 6.8275 | 0.7497 | 7 | 0.57724
60565 | 6 | 1 | 365 | 6.8275 | 0.7497 | 7 | 0.57724
60839 | 3.3 | 1 | 365 | 3.7551 | 0.56233 | 4 | 0.31748
60855 | 8.4 | 1 | 365 | 9.5586 | 0.24957 | 9 | 0.80814
60884 | 12.72 | 1 | 365 | 14.4744 | 0.14936 | 14 | 0.62375
61002 | 4.8 | 1 | 365 | 5.462 | 0.99976 | 6 | 0.46179
60226 | 7.5 | 1 | 365 | 8.5344 | 0.18712 | 8 | 0.72155
60031 | 7.155 | 1 | 365 | 8.1418 | 0.39651 | 8 | 0.53836
60017 | 4.77 | 1 | 365 | 5.4279 | 0.93101 | 6 | 0.35891
60033 | 9.52 | 1 | 365 | 10.833 | 0.81618 | 11 | 0.64922
60029 | 6.54 | 1 | 365 | 7.442 | 0.98717 | 8 | 0.42919
60036 | 8.82 | 1 | 365 | 10.0365 | 0.21205 | 10 | 0.24854
60041 | 5.035 | 1 | 365 | 5.7294 | 0.53829 | 6 | 0.26773
60038 | 6.44 | 1 | 365 | 7.3282 | 0.75801 | 8 | 0.086238
51561 | 4.68 | 1 | 365 | 5.3255 | 0.72476 | 6 | 0.050247
59798 | 4.68 | 1 | 365 | 5.3255 | 0.72476 | 6 | 0.050247
41298 | 3.9 | 1 | 365 | 4.4379 | 0.9373 | 5 | 0.37521
57113 | 7.54 | 1 | 365 | 8.5799 | 0.27878 | 8 | 0.85873
57506 | 8.71 | 1 | 365 | 9.9113 | 0.95998 | 10 | 0.87129
59594 | 6.213 | 1 | 365 | 7.0699 | 0.23781 | 7 | 0.30773
60043 | 6.24 | 1 | 365 | 7.1006 | 0.29968 | 7 | 0.40033
43756 | 3.57 | 1 | 365 | 4.0624 | 0.18107 | 4 | 0.24346
60128 | 4.4 | 1 | 365 | 5.0069 | 0.08311 | 5 | 0.089976
60138 | 10.35 | 1 | 365 | 11.7775 | 0.71823 | 12 | 0.49574
60141 | 6.5 | 1 | 365 | 7.3965 | 0.8955 | 8 | 0.29201
60147 | 6.89 | 1 | 365 | 7.8403 | 0.78923 | 8 | 0.62953
60148 | 3.975 | 1 | 365 | 4.5232 | 0.10917 | 4 | 0.63242
60149 | 6.095 | 1 | 365 | 6.9356 | 0.9674 | 7 | 0.90305
60151 | 9.01 | 1 | 365 | 10.2527 | 0.64746 | 10 | 0.90016
60153 | 10.6 | 1 | 365 | 12.062 | 0.29113 | 12 | 0.35312
60154 | 4.77 | 1 | 365 | 5.4279 | 0.93101 | 6 | 0.35891
60162 | 8.19 | 1 | 365 | 9.3196 | 0.76834 | 10 | 0.087933
59558 | 7.035 | 1 | 365 | 8.0053 | 0.12152 | 8 | 0.12681
39690 | 8.925 | 1 | 365 | 10.156 | 0.45267 | 10 | 0.60864
60171 | 8.505 | 1 | 365 | 9.678 | 0.49019 | 10 | 0.16824
59762 | 6.16 | 1 | 365 | 7.0096 | 0.11635 | 7 | 0.12597
60240 | 9.3 | 1 | 365 | 10.5827 | 0.31203 | 10 | 0.89472
60241 | 17.01 | 1 | 365 | 19.3561 | 0.98039 | 20 | 0.33648
60251 | 11.34 | 1 | 365 | 12.9041 | 0.98693 | 13 | 0.89098
60145 | 6.76 | 1 | 365 | 7.6924 | 0.49132 | 8 | 0.18369
50609 | 8.58 | 1 | 365 | 9.7634 | 0.66207 | 10 | 0.42545
60616 | 3.64 | 1 | 365 | 4.142 | 0.34148 | 4 | 0.48353
60618 | 13.78 | 1 | 365 | 15.6806 | 0.57847 | 16 | 0.25906
60619 | 2.65 | 1 | 365 | 3.0155 | 0.072782 | 3 | 0.088281
60629 | 7.54 | 1 | 365 | 8.5799 | 0.27878 | 8 | 0.85873
60622 | 7.54 | 1 | 365 | 8.5799 | 0.27878 | 8 | 0.85873
60636 | 13.77 | 1 | 365 | 15.6692 | 0.55555 | 16 | 0.22477
60662 | 2.86 | 1 | 365 | 3.2545 | 0.55402 | 3 | 0.80848
60665 | 11.18 | 1 | 365 | 12.722 | 0.62027 | 13 | 0.34226
60667 | 10.14 | 1 | 365 | 11.5385 | 0.23699 | 11 | 0.77554
60668 | 15.045 | 1 | 365 | 17.1201 | 0.47736 | 17 | 0.59743
60670 | 14.025 | 1 | 365 | 15.9594 | 0.13991 | 16 | 0.099299
60671 | 4.42 | 1 | 365 | 5.0296 | 0.12894 | 5 | 0.15857
60674 | 6.36 | 1 | 365 | 7.2372 | 0.57468 | 7 | 0.81187
60672 | 4.42 | 1 | 365 | 5.0296 | 0.12894 | 5 | 0.15857
60675 | 6.24 | 1 | 365 | 7.1006 | 0.29968 | 7 | 0.40033
60676 | 6.5 | 1 | 365 | 7.3965 | 0.8955 | 8 | 0.29201
60677 | 3.9 | 1 | 365 | 4.4379 | 0.9373 | 5 | 0.37521
60678 | 5.72 | 1 | 365 | 6.5089 | 0.10804 | 6 | 0.61697
60693 | 6.12 | 1 | 365 | 6.9641 | 0.02469 | 6 | 0.98878
60697 | 5.83 | 1 | 365 | 6.6341 | 0.36012 | 6 | 0.99422
60703 | 7.395 | 1 | 365 | 8.4149 | 0.9465 | 9 | 0.36145
60715 | 6.36 | 1 | 365 | 7.2372 | 0.57468 | 7 | 0.81187
60731 | 4.335 | 1 | 365 | 4.9329 | 0.93416 | 5 | 0.86706
60736 | 9.88 | 1 | 365 | 11.2427 | 0.64117 | 11 | 0.88386
60737 | 6.5 | 1 | 365 | 7.3965 | 0.8955 | 8 | 0.29201
60669 | 3.38 | 1 | 365 | 3.8462 | 0.74566 | 4 | 0.59185
60743 | 6.36 | 1 | 365 | 7.2372 | 0.57468 | 7 | 0.81187
60745 | 11.18 | 1 | 365 | 12.722 | 0.62027 | 13 | 0.34226
60747 | 5.3 | 1 | 365 | 6.031 | 0.14556 | 6 | 0.17656
60750 | 2.86 | 1 | 365 | 3.2545 | 0.55402 | 3 | 0.80848
60755 | 6.095 | 1 | 365 | 6.9356 | 0.9674 | 7 | 0.90305
60756 | 3.71 | 1 | 365 | 4.2217 | 0.5019 | 4 | 0.72359
60759 | 2.65 | 1 | 365 | 3.0155 | 0.072782 | 3 | 0.088281
60767 | 3.71 | 1 | 365 | 4.2217 | 0.5019 | 4 | 0.72359
60769 | 9.1 | 1 | 365 | 10.3551 | 0.85371 | 11 | 0.20881
60770 | 8.48 | 1 | 365 | 9.6496 | 0.4329 | 10 | 0.082499
62050 | 8.7 | 1 | 365 | 9.8999 | 0.93706 | 10 | 0.837
60210 | 7.95 | 1 | 365 | 9.0465 | 0.21835 | 9 | 0.26484
59338 | 3.924 | 1 | 365 | 4.4652 | 0.9923 | 5 | 0.45751
60741 | 8.06 | 1 | 365 | 9.1717 | 0.47042 | 9 | 0.64209
53538 | 11.96 | 1 | 365 | 13.6096 | 0.40773 | 14 | 0.017298
56311 | 4.42 | 1 | 365 | 5.0296 | 0.12894 | 5 | 0.15857
56314 | 5.2 | 1 | 365 | 5.9172 | 0.9164 | 6 | 0.83361
38667 | 7.575 | 1 | 365 | 8.6198 | 0.35899 | 8 | 0.97877
27278 | 649.8 | 0.8 | 365 | 591.5384 | 0.27366 | 591 | 0.81207
27345 | 649.8 | 0.8 | 365 | 591.5384 | 0.27366 | 591 | 0.81207
27346 | 649.8 | 0.8 | 365 | 591.5384 | 0.27366 | 591 | 0.81207
59471 | 35.97 | 0.9 | 365 | 36.838 | 0.18648 | 37 | 0.024498
60779 | 9.88 | 1 | 365 | 11.2427 | 0.64117 | 11 | 0.88386
60773 | 2.65 | 1 | 365 | 3.0155 | 0.072782 | 3 | 0.088281
60781 | 10.335 | 1 | 365 | 11.7604 | 0.68385 | 12 | 0.4443
60782 | 5.98 | 1 | 365 | 6.8048 | 0.70386 | 7 | 0.50865
60780 | 374.22 | 0.9 | 365 | 383.2505 | 0.81169 | 384 | 0.062213
60792 | 10.6 | 1 | 365 | 12.062 | 0.29113 | 12 | 0.35312
60700 | 318.06 | 0.8 | 365 | 289.5425 | 0.097108 | 289 | 0.63959
18081 | 318.06 | 0.8 | 365 | 289.5425 | 0.097108 | 289 | 0.63959
60794 | 3.38 | 1 | 365 | 3.8462 | 0.74566 | 4 | 0.59185
60798 | 11.13 | 1 | 365 | 12.6651 | 0.50569 | 13 | 0.17078
60799 | 10.335 | 1 | 365 | 11.7604 | 0.68385 | 12 | 0.4443
60802 | 10.4 | 1 | 365 | 11.8344 | 0.83281 | 12 | 0.66722
60801 | 7.42 | 1 | 365 | 8.4434 | 0.0037907 | 8 | 0.44719
60803 | 7.28 | 1 | 365 | 8.2841 | 0.68296 | 8 | 0.96705
60804 | 5.035 | 1 | 365 | 5.7294 | 0.53829 | 6 | 0.26773
60812 | 5.2 | 1 | 365 | 5.9172 | 0.9164 | 6 | 0.83361
60829 | 5.565 | 1 | 365 | 6.3325 | 0.75284 | 7 | 0.08539
60828 | 2.915 | 1 | 365 | 3.317 | 0.68006 | 3 | 0.99711
60844 | 13.52 | 1 | 365 | 15.3847 | 0.98265 | 16 | 0.36738
60846 | 4.94 | 1 | 365 | 5.6213 | 0.32058 | 5 | 0.94193
60851 | 7.685 | 1 | 365 | 8.7449 | 0.61107 | 9 | 0.35601
60858 | 3.975 | 1 | 365 | 4.5232 | 0.10917 | 4 | 0.63242
60833 | 3.38 | 1 | 365 | 3.8462 | 0.74566 | 4 | 0.59185
60861 | 5.035 | 1 | 365 | 5.7294 | 0.53829 | 6 | 0.26773
60870 | 4.16 | 1 | 365 | 4.7338 | 0.53312 | 5 | 0.26689
60867 | 6.36 | 1 | 365 | 7.2372 | 0.57468 | 7 | 0.81187
60889 | 5.46 | 1 | 365 | 6.2131 | 0.51222 | 6 | 0.72529
60892 | 10.92 | 1 | 365 | 12.4261 | 0.024447 | 12 | 0.45058
60891 | 9.54 | 1 | 365 | 10.8558 | 0.86202 | 11 | 0.71781
60897 | 9.945 | 1 | 365 | 11.3167 | 0.79012 | 12 | 0.10678
60902 | 4.68 | 1 | 365 | 5.3255 | 0.72476 | 6 | 0.050247
60912 | 13.26 | 1 | 365 | 15.0889 | 0.38683 | 15 | 0.4757
60911 | 3.71 | 1 | 365 | 4.2217 | 0.5019 | 4 | 0.72359
60898 | 7.685 | 1 | 365 | 8.7449 | 0.61107 | 9 | 0.35601
60922 | 6.095 | 1 | 365 | 6.9356 | 0.9674 | 7 | 0.90305
60926 | 7.95 | 1 | 365 | 9.0465 | 0.21835 | 9 | 0.26484
60927 | 7.02 | 1 | 365 | 7.9882 | 0.087144 | 8 | 0.075371
60931 | 9.275 | 1 | 365 | 10.5542 | 0.25474 | 10 | 0.80898
60939 | 6.36 | 1 | 365 | 7.2372 | 0.57468 | 7 | 0.81187
60944 | 5.565 | 1 | 365 | 6.3325 | 0.75284 | 7 | 0.08539
60947 | 3.18 | 1 | 365 | 3.6186 | 0.28734 | 3 | 0.90594
60949 | 3.71 | 1 | 365 | 4.2217 | 0.5019 | 4 | 0.72359
60663 | 9.88 | 1 | 365 | 11.2427 | 0.64117 | 11 | 0.88386
60953 | 9.01 | 1 | 365 | 10.2527 | 0.64746 | 10 | 0.90016
60955 | 5.2 | 1 | 365 | 5.9172 | 0.9164 | 6 | 0.83361
60957 | 3.12 | 1 | 365 | 3.5503 | 0.14984 | 3 | 0.70016
60959 | 4.77 | 1 | 365 | 5.4279 | 0.93101 | 6 | 0.35891
60963 | 4.16 | 1 | 365 | 4.7338 | 0.53312 | 5 | 0.26689
60964 | 3.975 | 1 | 365 | 4.5232 | 0.10917 | 4 | 0.63242
60965 | 3.9 | 1 | 365 | 4.4379 | 0.9373 | 5 | 0.37521
60972 | 3.18 | 1 | 365 | 3.6186 | 0.28734 | 3 | 0.90594
60976 | 12.48 | 1 | 365 | 14.2013 | 0.59937 | 14 | 0.80066
60980 | 3.975 | 1 | 365 | 4.5232 | 0.10917 | 4 | 0.63242
60982 | 7.02 | 1 | 365 | 7.9882 | 0.087144 | 8 | 0.075371
62735 | 9.88 | 1 | 365 | 11.2427 | 0.64117 | 11 | 0.88386
60987 | 7.14 | 1 | 365 | 8.1248 | 0.36214 | 8 | 0.48692
61003 | 9.54 | 1 | 365 | 10.8558 | 0.86202 | 11 | 0.71781
63017 | 5.035 | 1 | 365 | 5.7294 | 0.53829 | 6 | 0.26773
61016 | 5.98 | 1 | 365 | 6.8048 | 0.70386 | 7 | 0.50865
61017 | 5.98 | 1 | 365 | 6.8048 | 0.70386 | 7 | 0.50865
61019 | 2.6 | 1 | 365 | 2.9586 | 0.9582 | 3 | 0.9168
61029 | 7.28 | 1 | 365 | 8.2841 | 0.68296 | 8 | 0.96705
61040 | 9.01 | 1 | 365 | 10.2527 | 0.64746 | 10 | 0.90016
61041 | 9.275 | 1 | 365 | 10.5542 | 0.25474 | 10 | 0.80898
61042 | 5.3 | 1 | 365 | 6.031 | 0.14556 | 6 | 0.17656
61043 | 5.035 | 1 | 365 | 5.7294 | 0.53829 | 6 | 0.26773
61044 | 4.24 | 1 | 365 | 4.8248 | 0.71645 | 5 | 0.54125
61054 | 13.515 | 1 | 365 | 15.379 | 0.97119 | 16 | 0.35023
61055 | 6.89 | 1 | 365 | 7.8403 | 0.78923 | 8 | 0.62953
61056 | 9.36 | 1 | 365 | 10.651 | 0.44953 | 11 | 0.10049
60797 | 5.67 | 1 | 365 | 6.452 | 0.99346 | 7 | 0.44549
61074 | 6.5 | 1 | 365 | 7.3965 | 0.8955 | 8 | 0.29201
61075 | 5.355 | 1 | 365 | 6.0936 | 0.2716 | 6 | 0.36519
61083 | 5.94 | 1 | 365 | 6.7593 | 0.6122 | 7 | 0.37147
61085 | 10.2 | 1 | 365 | 11.6068 | 0.37448 | 11 | 0.98131
61089 | 6.76 | 1 | 365 | 7.6924 | 0.49132 | 8 | 0.18369
61096 | 6.375 | 1 | 365 | 7.2543 | 0.60905 | 7 | 0.86332
61104 | 3.06 | 1 | 365 | 3.482 | 0.012345 | 3 | 0.49439
61109 | 10.71 | 1 | 365 | 12.1872 | 0.54321 | 12 | 0.73037
61103 | 14.04 | 1 | 365 | 15.9765 | 0.17429 | 16 | 0.15074
61107 | 9.36 | 1 | 365 | 10.651 | 0.44953 | 11 | 0.10049
61112 | 9.36 | 1 | 365 | 10.651 | 0.44953 | 11 | 0.10049
61111 | 3.71 | 1 | 365 | 4.2217 | 0.5019 | 4 | 0.72359
61113 | 7.14 | 1 | 365 | 8.1248 | 0.36214 | 8 | 0.48692
61114 | 2.6 | 1 | 365 | 2.9586 | 0.9582 | 3 | 0.9168
61122 | 6.5 | 1 | 365 | 7.3965 | 0.8955 | 8 | 0.29201
61125 | 13 | 1 | 365 | 14.793 | 0.79101 | 15 | 0.58402
61129 | 5.46 | 1 | 365 | 6.2131 | 0.51222 | 6 | 0.72529
61131 | 4.16 | 1 | 365 | 4.7338 | 0.53312 | 5 | 0.26689
61132 | 5.3 | 1 | 365 | 6.031 | 0.14556 | 6 | 0.17656
61134 | 6.5 | 1 | 365 | 7.3965 | 0.8955 | 8 | 0.29201
61138 | 5.565 | 1 | 365 | 6.3325 | 0.75284 | 7 | 0.08539
60940 | 5.565 | 1 | 365 | 6.3325 | 0.75284 | 7 | 0.08539
61141 | 7.95 | 1 | 365 | 9.0465 | 0.21835 | 9 | 0.26484
61139 | 6.36 | 1 | 365 | 7.2372 | 0.57468 | 7 | 0.81187
61143 | 8.745 | 1 | 365 | 9.9511 | 0.040182 | 9 | 0.99133
61144 | 12.19 | 1 | 365 | 13.8713 | 0.9348 | 14 | 0.80609
61146 | 13.78 | 1 | 365 | 15.6806 | 0.57847 | 16 | 0.25906
61175 | 2.08 | 1 | 365 | 2.3669 | 0.76656 | 3 | 0.13344
61174 | 7.02 | 1 | 365 | 7.9882 | 0.087144 | 8 | 0.075371
61178 | 13.23 | 1 | 365 | 15.0547 | 0.31808 | 15 | 0.37281
61177 | 13.77 | 1 | 365 | 15.6692 | 0.55555 | 16 | 0.22477
61185 | 12.985 | 1 | 365 | 14.7759 | 0.75663 | 15 | 0.53258
61182 | 6.625 | 1 | 365 | 7.5387 | 0.18196 | 7 | 0.7207
61201 | 5.98 | 1 | 365 | 6.8048 | 0.70386 | 7 | 0.50865
61188 | 10.14 | 1 | 365 | 11.5385 | 0.23699 | 11 | 0.77554
61187 | 6.76 | 1 | 365 | 7.6924 | 0.49132 | 8 | 0.18369
61204 | 8.84 | 1 | 365 | 10.0592 | 0.25789 | 10 | 0.31713
61209 | 14.04 | 1 | 365 | 15.9765 | 0.17429 | 16 | 0.15074
61218 | 9.54 | 1 | 365 | 10.8558 | 0.86202 | 11 | 0.71781
61220 | 4.24 | 1 | 365 | 4.8248 | 0.71645 | 5 | 0.54125
61223 | 8.48 | 1 | 365 | 9.6496 | 0.4329 | 10 | 0.082499
61224 | 7.155 | 1 | 365 | 8.1418 | 0.39651 | 8 | 0.53836
61231 | 10.865 | 1 | 365 | 12.3635 | 0.89841 | 13 | 0.26195
61235 | 14.04 | 1 | 365 | 15.9765 | 0.17429 | 16 | 0.15074
61238 | 6.5 | 1 | 365 | 7.3965 | 0.8955 | 8 | 0.29201
61279 | 9.1 | 1 | 365 | 10.3551 | 0.85371 | 11 | 0.20881
61281 | 3.825 | 1 | 365 | 4.3526 | 0.76543 | 5 | 0.11799
61284 | 2.34 | 1 | 365 | 2.6627 | 0.36238 | 3 | 0.025124
61289 | 2.915 | 1 | 365 | 3.317 | 0.68006 | 3 | 0.99711
61294 | 7.155 | 1 | 365 | 8.1418 | 0.39651 | 8 | 0.53836
61292 | 4.505 | 1 | 365 | 5.1263 | 0.32373 | 5 | 0.45008
61298 | 4.505 | 1 | 365 | 5.1263 | 0.32373 | 5 | 0.45008
61300 | 6.89 | 1 | 365 | 7.8403 | 0.78923 | 8 | 0.62953
61297 | 13 | 1 | 365 | 14.793 | 0.79101 | 15 | 0.58402
61301 | 5.83 | 1 | 365 | 6.6341 | 0.36012 | 6 | 0.99422
61335 | 3.38 | 1 | 365 | 3.8462 | 0.74566 | 4 | 0.59185
61336 | 6.89 | 1 | 365 | 7.8403 | 0.78923 | 8 | 0.62953
61337 | 7.685 | 1 | 365 | 8.7449 | 0.61107 | 9 | 0.35601
61339 | 7.905 | 1 | 365 | 8.9953 | 0.11522 | 9 | 0.11051
61338 | 4.42 | 1 | 365 | 5.0296 | 0.12894 | 5 | 0.15857
61340 | 7.28 | 1 | 365 | 8.2841 | 0.68296 | 8 | 0.96705
61342 | 4.68 | 1 | 365 | 5.3255 | 0.72476 | 6 | 0.050247
61343 | 15.08 | 1 | 365 | 17.1599 | 0.55757 | 17 | 0.71746
61344 | 5.46 | 1 | 365 | 6.2131 | 0.51222 | 6 | 0.72529
61345 | 9.36 | 1 | 365 | 10.651 | 0.44953 | 11 | 0.10049
61346 | 6.24 | 1 | 365 | 7.1006 | 0.29968 | 7 | 0.40033
61349 | 6.76 | 1 | 365 | 7.6924 | 0.49132 | 8 | 0.18369
61348 | 7.28 | 1 | 365 | 8.2841 | 0.68296 | 8 | 0.96705
61351 | 3.9 | 1 | 365 | 4.4379 | 0.9373 | 5 | 0.37521
61352 | 13.78 | 1 | 365 | 15.6806 | 0.57847 | 16 | 0.25906
61354 | 9.275 | 1 | 365 | 10.5542 | 0.25474 | 10 | 0.80898
61355 | 13.78 | 1 | 365 | 15.6806 | 0.57847 | 16 | 0.25906
61359 | 2.915 | 1 | 365 | 3.317 | 0.68006 | 3 | 0.99711
61360 | 6.89 | 1 | 365 | 7.8403 | 0.78923 | 8 | 0.62953
61361 | 8.32 | 1 | 365 | 9.4675 | 0.066245 | 9 | 0.53377
37780 | 5.2 | 1 | 365 | 5.9172 | 0.9164 | 6 | 0.83361
46253 | 2.12 | 1 | 365 | 2.4124 | 0.85823 | 3 | 0.27062
45488 | 8.58 | 1 | 365 | 9.7634 | 0.66207 | 10 | 0.42545
41330 | 7.65 | 1 | 365 | 8.7051 | 0.53086 | 9 | 0.23598
39514 | 3.825 | 1 | 365 | 4.3526 | 0.76543 | 5 | 0.11799
54197 | 4.42 | 1 | 365 | 5.0296 | 0.12894 | 5 | 0.15857
42352 | 13.78 | 1 | 365 | 15.6806 | 0.57847 | 16 | 0.25906
38258 | 7.28 | 1 | 365 | 8.2841 | 0.68296 | 8 | 0.96705
60481 | 10.2 | 1 | 365 | 11.6068 | 0.37448 | 11 | 0.98131
41666 | 9.1 | 1 | 365 | 10.3551 | 0.85371 | 11 | 0.20881
60777 | 12.72 | 1 | 365 | 14.4744 | 0.14936 | 14 | 0.62375
50474 | 7.8 | 1 | 365 | 8.8758 | 0.8746 | 9 | 0.75041
61383 | 10.865 | 1 | 365 | 12.3635 | 0.89841 | 13 | 0.26195
55957 | 6.375 | 1 | 365 | 7.2543 | 0.60905 | 7 | 0.86332
41211 | 5.98 | 1 | 365 | 6.8048 | 0.70386 | 7 | 0.50865
60090 | 7.848 | 1 | 365 | 8.9304 | 0.9846 | 9 | 0.91503
48563 | 6.3 | 1 | 365 | 7.1689 | 0.43718 | 7 | 0.6061
59271 | 8.19 | 1 | 365 | 9.3196 | 0.76834 | 10 | 0.087933
61601 | 7.42 | 1 | 365 | 8.4434 | 0.0037907 | 8 | 0.44719
45259 | 13.5 | 1 | 365 | 15.362 | 0.93682 | 16 | 0.29879
56569 | 3.12 | 1 | 365 | 3.5503 | 0.14984 | 3 | 0.70016
60034 | 2.295 | 1 | 365 | 2.6115 | 0.25926 | 2 | 0.87079
43728 | 7.8 | 1 | 365 | 8.8758 | 0.8746 | 9 | 0.75041
61050 | 8.745 | 1 | 365 | 9.9511 | 0.040182 | 9 | 0.99133
58863 | 11.13 | 1 | 365 | 12.6651 | 0.50569 | 13 | 0.17078
63198 | 6.93 | 1 | 365 | 7.8858 | 0.8809 | 8 | 0.76671
48931 | 4.16 | 1 | 365 | 4.7338 | 0.53312 | 5 | 0.26689
57591 | 5.565 | 1 | 365 | 6.3325 | 0.75284 | 7 | 0.08539
14256 | 15.045 | 1 | 365 | 17.1201 | 0.47736 | 17 | 0.59743
62370 | 9.435 | 1 | 365 | 10.7363 | 0.6214 | 11 | 0.35771
56991 | 2.65 | 1 | 365 | 3.0155 | 0.072782 | 3 | 0.088281
59267 | 7.56 | 1 | 365 | 8.6027 | 0.32462 | 8 | 0.92732
34260 | 9.945 | 1 | 365 | 11.3167 | 0.79012 | 12 | 0.10678
60286 | 8.502 | 1 | 365 | 9.6746 | 0.48332 | 10 | 0.15795
60461 | 7.155 | 1 | 365 | 8.1418 | 0.39651 | 8 | 0.53836
59284 | 5.61 | 1 | 365 | 6.3838 | 0.85597 | 7 | 0.23972
60156 | 4.77 | 1 | 365 | 5.4279 | 0.93101 | 6 | 0.35891
62280 | 5.12 | 1 | 365 | 5.8262 | 0.73307 | 6 | 0.55924
60462 | 4.16 | 1 | 365 | 4.7338 | 0.53312 | 5 | 0.26689
60464 | 8.215 | 1 | 365 | 9.348 | 0.82563 | 10 | 0.17367
60466 | 6.095 | 1 | 365 | 6.9356 | 0.9674 | 7 | 0.90305
32408 | 2.86 | 1 | 365 | 3.2545 | 0.55402 | 3 | 0.80848
60468 | 10.92 | 1 | 365 | 12.4261 | 0.024447 | 12 | 0.45058
60469 | 10.335 | 1 | 365 | 11.7604 | 0.68385 | 12 | 0.4443
62336 | 2.6 | 1 | 365 | 2.9586 | 0.9582 | 3 | 0.9168
28069 | 5.46 | 1 | 365 | 6.2131 | 0.51222 | 6 | 0.72529
60472 | 10.6 | 1 | 365 | 12.062 | 0.29113 | 12 | 0.35312
52224 | 7.28 | 1 | 365 | 8.2841 | 0.68296 | 8 | 0.96705
60473 | 6.625 | 1 | 365 | 7.5387 | 0.18196 | 7 | 0.7207
32727 | 3.64 | 1 | 365 | 4.142 | 0.34148 | 4 | 0.48353
29751 | 2.6 | 1 | 365 | 2.9586 | 0.9582 | 3 | 0.9168
51875 | 4.68 | 1 | 365 | 5.3255 | 0.72476 | 6 | 0.050247
61625 | 11.4 | 1 | 365 | 12.9723 | 0.12442 | 13 | 0.096756
59887 | 9.1 | 1 | 365 | 10.3551 | 0.85371 | 11 | 0.20881
52522 | 13 | 1 | 365 | 14.793 | 0.79101 | 15 | 0.58402
60027 | 8.32 | 1 | 365 | 9.4675 | 0.066245 | 9 | 0.53377
59570 | 10.66 | 1 | 365 | 12.1303 | 0.42863 | 12 | 0.5589
60114 | 6.5 | 1 | 365 | 7.3965 | 0.8955 | 8 | 0.29201
62812 | 6.72 | 1 | 365 | 7.6468 | 0.39966 | 8 | 0.046509
62627 | 14.835 | 1 | 365 | 16.8811 | 0.99612 | 17 | 0.87723
62324 | 7.2 | 1 | 365 | 8.1931 | 0.49964 | 8 | 0.69269
59455 | 7.95 | 1 | 365 | 9.0465 | 0.21835 | 9 | 0.26484
59805 | 7.155 | 1 | 365 | 8.1418 | 0.39651 | 8 | 0.53836
61609 | 11.2 | 1 | 365 | 12.7447 | 0.6661 | 13 | 0.41085
57837 | 7.95 | 1 | 365 | 9.0465 | 0.21835 | 9 | 0.26484
59308 | 3.71 | 1 | 365 | 4.2217 | 0.5019 | 4 | 0.72359
59483 | 4.42 | 1 | 365 | 5.0296 | 0.12894 | 5 | 0.15857
60021 | 7.42 | 1 | 365 | 8.4434 | 0.0037907 | 8 | 0.44719
28723 | 3.315 | 1 | 365 | 3.7722 | 0.59671 | 4 | 0.36893
16443 | 17.595 | 1 | 365 | 20.0218 | 0.32098 | 20 | 0.34276
60543 | 4.16 | 1 | 365 | 4.7338 | 0.53312 | 5 | 0.26689
60546 | 11.96 | 1 | 365 | 13.6096 | 0.40773 | 14 | 0.017298
60551 | 4.335 | 1 | 365 | 4.9329 | 0.93416 | 5 | 0.86706
60547 | 7.8 | 1 | 365 | 8.8758 | 0.8746 | 9 | 0.75041
60555 | 8.745 | 1 | 365 | 9.9511 | 0.040182 | 9 | 0.99133
53997 | 8.415 | 1 | 365 | 9.5756 | 0.28395 | 9 | 0.85958
60556 | 4.77 | 1 | 365 | 5.4279 | 0.93101 | 6 | 0.35891
22057 | 4.42 | 1 | 365 | 5.0296 | 0.12894 | 5 | 0.15857
16920 | 3.92 | 1 | 365 | 4.4607 | 0.98313 | 5 | 0.4438
60285 | 11.1 | 1 | 365 | 12.631 | 0.43694 | 13 | 0.067894
60309 | 2.85 | 1 | 365 | 3.2431 | 0.53111 | 3 | 0.77419
51292 | 8.25 | 1 | 365 | 9.3879 | 0.90583 | 10 | 0.29371
60317 | 8.19 | 1 | 365 | 9.3196 | 0.76834 | 10 | 0.087933
47341 | 15.75 | 1 | 365 | 17.9223 | 0.092952 | 18 | 0.015255
60320 | 7.035 | 1 | 365 | 8.0053 | 0.12152 | 8 | 0.12681
56410 | 12.18 | 1 | 365 | 13.8599 | 0.91188 | 14 | 0.7718
60363 | 13.26 | 1 | 365 | 15.0889 | 0.38683 | 15 | 0.4757
60374 | 9.88 | 1 | 365 | 11.2427 | 0.64117 | 11 | 0.88386
60375 | 6.89 | 1 | 365 | 7.8403 | 0.78923 | 8 | 0.62953
60376 | 11.2 | 1 | 365 | 12.7447 | 0.6661 | 13 | 0.41085
60378 | 7.425 | 1 | 365 | 8.4491 | 0.015249 | 8 | 0.46433
60380 | 10.335 | 1 | 365 | 11.7604 | 0.68385 | 12 | 0.4443
60379 | 7.28 | 1 | 365 | 8.2841 | 0.68296 | 8 | 0.96705
60381 | 10.14 | 1 | 365 | 11.5385 | 0.23699 | 11 | 0.77554
60382 | 7.8 | 1 | 365 | 8.8758 | 0.8746 | 9 | 0.75041
60383 | 4.68 | 1 | 365 | 5.3255 | 0.72476 | 6 | 0.050247
60389 | 8.4 | 1 | 365 | 9.5586 | 0.24957 | 9 | 0.80814
35660 | 1360 | 0.9 | 365 | 1392.819 | 0.93798 | 1393 | 0.75696
60098 | 3.71 | 1 | 365 | 4.2217 | 0.5019 | 4 | 0.72359
60246 | 4.24 | 1 | 365 | 4.8248 | 0.71645 | 5 | 0.54125
60099 | 4.505 | 1 | 365 | 5.1263 | 0.32373 | 5 | 0.45008
60406 | 12 | 1 | 365 | 13.6551 | 0.49939 | 14 | 0.15448
60411 | 6.3 | 1 | 365 | 7.1689 | 0.43718 | 7 | 0.6061
60102 | 6.36 | 1 | 365 | 7.2372 | 0.57468 | 7 | 0.81187
46899 | 3.78 | 1 | 365 | 4.3014 | 0.66231 | 4 | 0.96366
60412 | 7.5 | 1 | 365 | 8.5344 | 0.18712 | 8 | 0.72155
60421 | 6.27 | 1 | 365 | 7.1348 | 0.36843 | 7 | 0.50322
60427 | 4.8 | 1 | 365 | 5.462 | 0.99976 | 6 | 0.46179
60432 | 4.14 | 1 | 365 | 4.711 | 0.48729 | 5 | 0.1983
60109 | 4.24 | 1 | 365 | 4.8248 | 0.71645 | 5 | 0.54125
60450 | 11.96 | 1 | 365 | 13.6096 | 0.40773 | 14 | 0.017298
60451 | 6.36 | 1 | 365 | 7.2372 | 0.57468 | 7 | 0.81187
60452 | 6.625 | 1 | 365 | 7.5387 | 0.18196 | 7 | 0.7207
60454 | 5.035 | 1 | 365 | 5.7294 | 0.53829 | 6 | 0.26773
60166 | 2.85 | 1 | 365 | 3.2431 | 0.53111 | 3 | 0.77419
60108 | 5.3 | 1 | 365 | 6.031 | 0.14556 | 6 | 0.17656
60477 | 5.559 | 1 | 365 | 6.3257 | 0.73909 | 7 | 0.064813
47678 | 8.7 | 1 | 365 | 9.8999 | 0.93706 | 10 | 0.837
60131 | 8.58 | 1 | 365 | 9.7634 | 0.66207 | 10 | 0.42545
60474 | 10.71 | 1 | 365 | 12.1872 | 0.54321 | 12 | 0.73037
60137 | 10.6 | 1 | 365 | 12.062 | 0.29113 | 12 | 0.35312
45778 | 7.98 | 1 | 365 | 9.0806 | 0.2871 | 9 | 0.36773
60139 | 5.3 | 1 | 365 | 6.031 | 0.14556 | 6 | 0.17656
48658 | 10.395 | 1 | 365 | 11.8287 | 0.82135 | 12 | 0.65007
48714 | 9.81 | 1 | 365 | 11.163 | 0.48075 | 11 | 0.64379
60561 | 8.4 | 1 | 365 | 9.5586 | 0.24957 | 9 | 0.80814
60570 | 7.8 | 1 | 365 | 8.8758 | 0.8746 | 9 | 0.75041
60531 | 10.2 | 1 | 365 | 11.6068 | 0.37448 | 11 | 0.98131
60573 | 3.18 | 1 | 365 | 3.6186 | 0.28734 | 3 | 0.90594
31214 | 6.12 | 1 | 365 | 6.9641 | 0.02469 | 6 | 0.98878
14880 | 5.865 | 1 | 365 | 6.6739 | 0.44033 | 7 | 0.11425
49089 | 10.66 | 1 | 365 | 12.1303 | 0.42863 | 12 | 0.5589
60144 | 6.095 | 1 | 365 | 6.9356 | 0.9674 | 7 | 0.90305
58168 | 5.3 | 1 | 365 | 6.031 | 0.14556 | 6 | 0.17656
27858 | 6.885 | 1 | 365 | 7.8346 | 0.77778 | 8 | 0.61238
57567 | 3.18 | 1 | 365 | 3.6186 | 0.28734 | 3 | 0.90594
58241 | 4.505 | 1 | 365 | 5.1263 | 0.32373 | 5 | 0.45008
59763 | 7.8 | 1 | 365 | 8.8758 | 0.8746 | 9 | 0.75041
59125 | 11.66 | 1 | 365 | 13.2682 | 0.72024 | 13 | 0.98844
57062 | 7.685 | 1 | 365 | 8.7449 | 0.61107 | 9 | 0.35601
56983 | 10.92 | 1 | 365 | 12.4261 | 0.024447 | 12 | 0.45058
60634 | 6.36 | 1 | 365 | 7.2372 | 0.57468 | 7 | 0.81187
60635 | 5.565 | 1 | 365 | 6.3325 | 0.75284 | 7 | 0.08539
60637 | 4.77 | 1 | 365 | 5.4279 | 0.93101 | 6 | 0.35891
60639 | 6.76 | 1 | 365 | 7.6924 | 0.49132 | 8 | 0.18369
60664 | 5.565 | 1 | 365 | 6.3325 | 0.75284 | 7 | 0.08539
60146 | 4.77 | 1 | 365 | 5.4279 | 0.93101 | 6 | 0.35891
60683 | 3.18 | 1 | 365 | 3.6186 | 0.28734 | 3 | 0.90594
60684 | 10.14 | 1 | 365 | 11.5385 | 0.23699 | 11 | 0.77554
52471 | 12.48 | 1 | 365 | 14.2013 | 0.59937 | 14 | 0.80066
60686 | 5.035 | 1 | 365 | 5.7294 | 0.53829 | 6 | 0.26773
60687 | 4.24 | 1 | 365 | 4.8248 | 0.71645 | 5 | 0.54125
51929 | 4.94 | 1 | 365 | 5.6213 | 0.32058 | 5 | 0.94193
60688 | 7.42 | 1 | 365 | 8.4434 | 0.0037907 | 8 | 0.44719
60157 | 6.89 | 1 | 365 | 7.8403 | 0.78923 | 8 | 0.62953
60690 | 7.42 | 1 | 365 | 8.4434 | 0.0037907 | 8 | 0.44719
37903 | 3.9 | 1 | 365 | 4.4379 | 0.9373 | 5 | 0.37521
60161 | 14.84 | 1 | 365 | 16.8868 | 0.0075814 | 16 | 0.89437
60707 | 3.71 | 1 | 365 | 4.2217 | 0.5019 | 4 | 0.72359
60160 | 6.095 | 1 | 365 | 6.9356 | 0.9674 | 7 | 0.90305
44275 | 2.86 | 1 | 365 | 3.2545 | 0.55402 | 3 | 0.80848
60164 | 5.3 | 1 | 365 | 6.031 | 0.14556 | 6 | 0.17656
60711 | 4.24 | 1 | 365 | 4.8248 | 0.71645 | 5 | 0.54125
32737 | 2.08 | 1 | 365 | 2.3669 | 0.76656 | 3 | 0.13344
60167 | 9.36 | 1 | 365 | 10.651 | 0.44953 | 11 | 0.10049
60712 | 6.63 | 1 | 365 | 7.5444 | 0.19341 | 7 | 0.73785
60172 | 4.24 | 1 | 365 | 4.8248 | 0.71645 | 5 | 0.54125
60775 | 7.54 | 1 | 365 | 8.5799 | 0.27878 | 8 | 0.85873
32301 | 5.46 | 1 | 365 | 6.2131 | 0.51222 | 6 | 0.72529
60810 | 4.24 | 1 | 365 | 4.8248 | 0.71645 | 5 | 0.54125
18726 | 5.98 | 1 | 365 | 6.8048 | 0.70386 | 7 | 0.50865
60814 | 6.89 | 1 | 365 | 7.8403 | 0.78923 | 8 | 0.62953
60168 | 6.89 | 1 | 365 | 7.8403 | 0.78923 | 8 | 0.62953
59464 | 14.04 | 1 | 365 | 15.9765 | 0.17429 | 16 | 0.15074
59469 | 5.3 | 1 | 365 | 6.031 | 0.14556 | 6 | 0.17656
60176 | 5.565 | 1 | 365 | 6.3325 | 0.75284 | 7 | 0.08539
60178 | 10.335 | 1 | 365 | 11.7604 | 0.68385 | 12 | 0.4443
59542 | 5.98 | 1 | 365 | 6.8048 | 0.70386 | 7 | 0.50865
59899 | 6.5 | 1 | 365 | 7.3965 | 0.8955 | 8 | 0.29201
60175 | 3.445 | 1 | 365 | 3.9201 | 0.89462 | 4 | 0.81477
60089 | 8.06 | 1 | 365 | 9.1717 | 0.47042 | 9 | 0.64209
52492 | 4.68 | 1 | 365 | 5.3255 | 0.72476 | 6 | 0.050247
60181 | 9.275 | 1 | 365 | 10.5542 | 0.25474 | 10 | 0.80898
58213 | 6.5 | 1 | 365 | 7.3965 | 0.8955 | 8 | 0.29201
58192 | 5.2 | 1 | 365 | 5.9172 | 0.9164 | 6 | 0.83361
60184 | 13.25 | 1 | 365 | 15.0775 | 0.36391 | 15 | 0.4414
34219 | 37.278 | 0.9 | 365 | 38.1776 | 0.88418 | 39 | 0.061753
60185 | 3.975 | 1 | 365 | 4.5232 | 0.10917 | 4 | 0.63242
60600 | 10.75 | 1 | 365 | 12.2327 | 0.63487 | 12 | 0.86755
60601 | 11.22 | 1 | 365 | 12.7675 | 0.71193 | 13 | 0.47944
60187 | 6.095 | 1 | 365 | 6.9356 | 0.9674 | 7 | 0.90305
60614 | 5.565 | 1 | 365 | 6.3325 | 0.75284 | 7 | 0.08539
60617 | 6.89 | 1 | 365 | 7.8403 | 0.78923 | 8 | 0.62953
60620 | 8.1 | 1 | 365 | 9.2172 | 0.56209 | 9 | 0.77927
52359 | 5.2 | 1 | 365 | 5.9172 | 0.9164 | 6 | 0.83361
60621 | 6.24 | 1 | 365 | 7.1006 | 0.29968 | 7 | 0.40033
51047 | 7.98 | 1 | 365 | 9.0806 | 0.2871 | 9 | 0.36773
51727 | 4.16 | 1 | 365 | 4.7338 | 0.53312 | 5 | 0.26689
41722 | 11.44 | 1 | 365 | 13.0179 | 0.21609 | 13 | 0.23394
43697 | 4.68 | 1 | 365 | 5.3255 | 0.72476 | 6 | 0.050247
59484 | 3.445 | 1 | 365 | 3.9201 | 0.89462 | 4 | 0.81477
48607 | 5.46 | 1 | 365 | 6.2131 | 0.51222 | 6 | 0.72529
24141 | 8.32 | 1 | 365 | 9.4675 | 0.066245 | 9 | 0.53377
51760 | 5.2 | 1 | 365 | 5.9172 | 0.9164 | 6 | 0.83361
60455 | 4.94 | 1 | 365 | 5.6213 | 0.32058 | 5 | 0.94193
60122 | 7.155 | 1 | 365 | 8.1418 | 0.39651 | 8 | 0.53836
40170 | 6.24 | 1 | 365 | 7.1006 | 0.29968 | 7 | 0.40033
59253 | 2.86 | 1 | 365 | 3.2545 | 0.55402 | 3 | 0.80848
50401 | 12.22 | 1 | 365 | 13.9054 | 0.0035475 | 13 | 0.90898
58378 | 6.095 | 1 | 365 | 6.9356 | 0.9674 | 7 | 0.90305
60652 | 6.36 | 1 | 365 | 7.2372 | 0.57468 | 7 | 0.81187
45577 | 9.975 | 1 | 365 | 11.3508 | 0.85887 | 12 | 0.20966
60653 | 3.18 | 1 | 365 | 3.6186 | 0.28734 | 3 | 0.90594
60862 | 9 | 1 | 365 | 10.2413 | 0.62454 | 10 | 0.86586
60549 | 7.8 | 1 | 365 | 8.8758 | 0.8746 | 9 | 0.75041
60471 | 8.91 | 1 | 365 | 10.1389 | 0.4183 | 10 | 0.5572
60135 | 9.36 | 1 | 365 | 10.651 | 0.44953 | 11 | 0.10049
60654 | 6.36 | 1 | 365 | 7.2372 | 0.57468 | 7 | 0.81187
60655 | 10.865 | 1 | 365 | 12.3635 | 0.89841 | 13 | 0.26195
60656 | 5.3 | 1 | 365 | 6.031 | 0.14556 | 6 | 0.17656
60657 | 11.13 | 1 | 365 | 12.6651 | 0.50569 | 13 | 0.17078
60679 | 10.395 | 1 | 365 | 11.8287 | 0.82135 | 12 | 0.65007
60680 | 5.1 | 1 | 365 | 5.8034 | 0.68724 | 6 | 0.49065
50603 | 9.62 | 1 | 365 | 10.9468 | 0.045346 | 10 | 0.99217
60696 | 3.6 | 1 | 365 | 4.0965 | 0.24982 | 4 | 0.34634
60695 | 11.44 | 1 | 365 | 13.0179 | 0.21609 | 13 | 0.23394
60698 | 10.335 | 1 | 365 | 11.7604 | 0.68385 | 12 | 0.4443
60702 | 5.88 | 1 | 365 | 6.691 | 0.4747 | 7 | 0.1657
60704 | 7.84 | 1 | 365 | 8.9213 | 0.96627 | 9 | 0.88759
60705 | 8.4 | 1 | 365 | 9.5586 | 0.24957 | 9 | 0.80814
60708 | 10.6 | 1 | 365 | 12.062 | 0.29113 | 12 | 0.35312
60716 | 5.46 | 1 | 365 | 6.2131 | 0.51222 | 6 | 0.72529
60717 | 10.4 | 1 | 365 | 11.8344 | 0.83281 | 12 | 0.66722
60718 | 9.805 | 1 | 365 | 11.1573 | 0.46929 | 11 | 0.62664
60720 | 5.3 | 1 | 365 | 6.031 | 0.14556 | 6 | 0.17656
60722 | 5.175 | 1 | 365 | 5.8888 | 0.85911 | 6 | 0.74787
60727 | 5.04 | 1 | 365 | 5.7351 | 0.54974 | 6 | 0.28488
60730 | 9.81 | 1 | 365 | 11.163 | 0.48075 | 11 | 0.64379
46813 | 7.84 | 1 | 365 | 8.9213 | 0.96627 | 9 | 0.88759
60734 | 9.156 | 1 | 365 | 10.4188 | 0.98204 | 11 | 0.40087
38442 | 6.5 | 1 | 365 | 7.3965 | 0.8955 | 8 | 0.29201
37111 | 7.8 | 1 | 365 | 8.8758 | 0.8746 | 9 | 0.75041
60733 | 4.94 | 1 | 365 | 5.6213 | 0.32058 | 5 | 0.94193
60742 | 13.734 | 1 | 365 | 15.6282 | 0.47305 | 16 | 0.1013
60666 | 7.42 | 1 | 365 | 8.4434 | 0.0037907 | 8 | 0.44719
60738 | 7.54 | 1 | 365 | 8.5799 | 0.27878 | 8 | 0.85873
57190 | 5.565 | 1 | 365 | 6.3325 | 0.75284 | 7 | 0.08539
27607 | 10.4 | 1 | 365 | 11.8344 | 0.83281 | 12 | 0.66722
60746 | 5.886 | 1 | 365 | 6.6978 | 0.48845 | 7 | 0.18627
49743 | 9.45 | 1 | 365 | 10.7534 | 0.65577 | 11 | 0.40915
60758 | 6.54 | 1 | 365 | 7.442 | 0.98717 | 8 | 0.42919
47654 | 18 | 1 | 365 | 20.4826 | 0.24909 | 20 | 0.73172
60765 | 3.24 | 1 | 365 | 3.6869 | 0.42484 | 4 | 0.11171
60762 | 5.985 | 1 | 365 | 6.8105 | 0.71532 | 7 | 0.5258
49171 | 5.67 | 1 | 365 | 6.452 | 0.99346 | 7 | 0.44549
60771 | 8.4 | 1 | 365 | 9.5586 | 0.24957 | 9 | 0.80814
60768 | 10.2 | 1 | 365 | 11.6068 | 0.37448 | 11 | 0.98131
60776 | 4.8 | 1 | 365 | 5.462 | 0.99976 | 6 | 0.46179
60772 | 13.86 | 1 | 365 | 15.7716 | 0.7618 | 16 | 0.53342
60784 | 9.135 | 1 | 365 | 10.3949 | 0.93391 | 11 | 0.32885
60778 | 10.8 | 1 | 365 | 12.2896 | 0.74945 | 13 | 0.039032
59513 | 3.18 | 1 | 365 | 3.6186 | 0.28734 | 3 | 0.90594
61007 | 13.08 | 1 | 365 | 14.884 | 0.97434 | 15 | 0.85838
38673 | 6.6 | 1 | 365 | 7.5103 | 0.12467 | 7 | 0.63496
49727 | 6.38 | 1 | 365 | 7.26 | 0.62051 | 7 | 0.88047
49162 | 24.9 | 1 | 365 | 28.3343 | 0.061238 | 28 | 0.39555
51267 | 17.955 | 1 | 365 | 20.4314 | 0.14597 | 20 | 0.57739
60807 | 12.3 | 1 | 365 | 13.9965 | 0.18688 | 14 | 0.18334
60808 | 9.135 | 1 | 365 | 10.3949 | 0.93391 | 11 | 0.32885
60811 | 7.54 | 1 | 365 | 8.5799 | 0.27878 | 8 | 0.85873
60817 | 5.035 | 1 | 365 | 5.7294 | 0.53829 | 6 | 0.26773
60821 | 7.155 | 1 | 365 | 8.1418 | 0.39651 | 8 | 0.53836
60825 | 7.155 | 1 | 365 | 8.1418 | 0.39651 | 8 | 0.53836
60826 | 7.95 | 1 | 365 | 9.0465 | 0.21835 | 9 | 0.26484
60827 | 8.58 | 1 | 365 | 9.7634 | 0.66207 | 10 | 0.42545
60834 | 8.32 | 1 | 365 | 9.4675 | 0.066245 | 9 | 0.53377
60836 | 2.289 | 1 | 365 | 2.6047 | 0.24551 | 2 | 0.85022
60835 | 6.36 | 1 | 365 | 7.2372 | 0.57468 | 7 | 0.81187
60838 | 8.215 | 1 | 365 | 9.348 | 0.82563 | 10 | 0.17367
60840 | 5.035 | 1 | 365 | 5.7294 | 0.53829 | 6 | 0.26773
60841 | 8.215 | 1 | 365 | 9.348 | 0.82563 | 10 | 0.17367
60849 | 8.1 | 1 | 365 | 9.2172 | 0.56209 | 9 | 0.77927
60845 | 4.24 | 1 | 365 | 4.8248 | 0.71645 | 5 | 0.54125
60850 | 5.3 | 1 | 365 | 6.031 | 0.14556 | 6 | 0.17656
60852 | 3.36 | 1 | 365 | 3.8234 | 0.69983 | 4 | 0.52325
60853 | 6.72 | 1 | 365 | 7.6468 | 0.39966 | 8 | 0.046509
60857 | 3.38 | 1 | 365 | 3.8462 | 0.74566 | 4 | 0.59185
60856 | 8.829 | 1 | 365 | 10.0467 | 0.23268 | 10 | 0.27941
60859 | 7.155 | 1 | 365 | 8.1418 | 0.39651 | 8 | 0.53836
60860 | 6.72 | 1 | 365 | 7.6468 | 0.39966 | 8 | 0.046509
60864 | 10.72 | 1 | 365 | 12.1985 | 0.56612 | 12 | 0.76467
60868 | 4.68 | 1 | 365 | 5.3255 | 0.72476 | 6 | 0.050247
60865 | 7.56 | 1 | 365 | 8.6027 | 0.32462 | 8 | 0.92732
60869 | 8.375 | 1 | 365 | 9.5301 | 0.19228 | 9 | 0.7224
60872 | 7.685 | 1 | 365 | 8.7449 | 0.61107 | 9 | 0.35601
60878 | 9.54 | 1 | 365 | 10.8558 | 0.86202 | 11 | 0.71781
60871 | 3.71 | 1 | 365 | 4.2217 | 0.5019 | 4 | 0.72359
51306 | 9.9 | 1 | 365 | 11.2654 | 0.687 | 11 | 0.95245
60880 | 9.81 | 1 | 365 | 11.163 | 0.48075 | 11 | 0.64379
60877 | 4.77 | 1 | 365 | 5.4279 | 0.93101 | 6 | 0.35891
60882 | 10.4 | 1 | 365 | 11.8344 | 0.83281 | 12 | 0.66722
48773 | 3.38 | 1 | 365 | 3.8462 | 0.74566 | 4 | 0.59185
48774 | 11.44 | 1 | 365 | 13.0179 | 0.21609 | 13 | 0.23394
60888 | 9.54 | 1 | 365 | 10.8558 | 0.86202 | 11 | 0.71781
60893 | 4.2 | 1 | 365 | 4.7793 | 0.62479 | 5 | 0.40407
60895 | 7.8 | 1 | 365 | 8.8758 | 0.8746 | 9 | 0.75041
60896 | 5.13 | 1 | 365 | 5.8376 | 0.75599 | 6 | 0.59354
35934 | 8.06 | 1 | 365 | 9.1717 | 0.47042 | 9 | 0.64209
60904 | 8.84 | 1 | 365 | 10.0592 | 0.25789 | 10 | 0.31713
60903 | 6.3 | 1 | 365 | 7.1689 | 0.43718 | 7 | 0.6061
42125 | 48.3 | 1 | 365 | 54.9617 | 0.68505 | 55 | 0.64678
60907 | 10.08 | 1 | 365 | 11.4703 | 0.099489 | 11 | 0.56976
60908 | 10.395 | 1 | 365 | 11.8287 | 0.82135 | 12 | 0.65007
60910 | 9.52 | 1 | 365 | 10.833 | 0.81618 | 11 | 0.64922
60916 | 5.559 | 1 | 365 | 6.3257 | 0.73909 | 7 | 0.064813
60915 | 10.335 | 1 | 365 | 11.7604 | 0.68385 | 12 | 0.4443
60917 | 10.335 | 1 | 365 | 11.7604 | 0.68385 | 12 | 0.4443
60918 | 6.76 | 1 | 365 | 7.6924 | 0.49132 | 8 | 0.18369
60919 | 4 | 1 | 365 | 4.5517 | 0.16646 | 4 | 0.71816
60920 | 9.805 | 1 | 365 | 11.1573 | 0.46929 | 11 | 0.62664
60921 | 9.9 | 1 | 365 | 11.2654 | 0.687 | 11 | 0.95245
60924 | 9.805 | 1 | 365 | 11.1573 | 0.46929 | 11 | 0.62664
60928 | 4.2 | 1 | 365 | 4.7793 | 0.62479 | 5 | 0.40407
60935 | 9.54 | 1 | 365 | 10.8558 | 0.86202 | 11 | 0.71781
60936 | 5.67 | 1 | 365 | 6.452 | 0.99346 | 7 | 0.44549
60937 | 10.335 | 1 | 365 | 11.7604 | 0.68385 | 12 | 0.4443
60943 | 7.685 | 1 | 365 | 8.7449 | 0.61107 | 9 | 0.35601
60948 | 11.13 | 1 | 365 | 12.6651 | 0.50569 | 13 | 0.17078
60950 | 10.865 | 1 | 365 | 12.3635 | 0.89841 | 13 | 0.26195
60956 | 6.36 | 1 | 365 | 7.2372 | 0.57468 | 7 | 0.81187
60958 | 6.89 | 1 | 365 | 7.8403 | 0.78923 | 8 | 0.62953
60966 | 9.01 | 1 | 365 | 10.2527 | 0.64746 | 10 | 0.90016
60970 | 5.72 | 1 | 365 | 6.5089 | 0.10804 | 6 | 0.61697
60977 | 13.25 | 1 | 365 | 15.0775 | 0.36391 | 15 | 0.4414
60974 | 9.01 | 1 | 365 | 10.2527 | 0.64746 | 10 | 0.90016
60941 | 10.137 | 1 | 365 | 11.5351 | 0.23011 | 11 | 0.76525
60978 | 5.83 | 1 | 365 | 6.6341 | 0.36012 | 6 | 0.99422
60973 | 5.565 | 1 | 365 | 6.3325 | 0.75284 | 7 | 0.08539
60923 | 12.6 | 1 | 365 | 14.3378 | 0.87436 | 15 | 0.2122
60983 | 4.505 | 1 | 365 | 5.1263 | 0.32373 | 5 | 0.45008
60991 | 9.805 | 1 | 365 | 11.1573 | 0.46929 | 11 | 0.62664
60990 | 7.42 | 1 | 365 | 8.4434 | 0.0037907 | 8 | 0.44719
60996 | 3.18 | 1 | 365 | 3.6186 | 0.28734 | 3 | 0.90594
51465 | 7.56 | 1 | 365 | 8.6027 | 0.32462 | 8 | 0.92732
61000 | 6.6 | 1 | 365 | 7.5103 | 0.12467 | 7 | 0.63496
61004 | 11.395 | 1 | 365 | 12.9666 | 0.11296 | 13 | 0.079608
60999 | 5.2 | 1 | 365 | 5.9172 | 0.9164 | 6 | 0.83361
61006 | 5.3 | 1 | 365 | 6.031 | 0.14556 | 6 | 0.17656
61008 | 4.24 | 1 | 365 | 4.8248 | 0.71645 | 5 | 0.54125
61010 | 9.54 | 1 | 365 | 10.8558 | 0.86202 | 11 | 0.71781
61011 | 7.155 | 1 | 365 | 8.1418 | 0.39651 | 8 | 0.53836
47036 | 12.285 | 1 | 365 | 13.9794 | 0.1525 | 14 | 0.1319
61013 | 10.14 | 1 | 365 | 11.5385 | 0.23699 | 11 | 0.77554
61009 | 6.44 | 1 | 365 | 7.3282 | 0.75801 | 8 | 0.086238
61022 | 10.07 | 1 | 365 | 11.4589 | 0.076573 | 11 | 0.53547
36778 | 10.464 | 1 | 365 | 11.9072 | 0.97947 | 12 | 0.88671
61038 | 5.83 | 1 | 365 | 6.6341 | 0.36012 | 6 | 0.99422
61037 | 3.445 | 1 | 365 | 3.9201 | 0.89462 | 4 | 0.81477
61030 | 9.81 | 1 | 365 | 11.163 | 0.48075 | 11 | 0.64379
49107 | 12 | 1 | 365 | 13.6551 | 0.49939 | 14 | 0.15448
61039 | 6.625 | 1 | 365 | 7.5387 | 0.18196 | 7 | 0.7207
61059 | 5.67 | 1 | 365 | 6.452 | 0.99346 | 7 | 0.44549
61046 | 6.36 | 1 | 365 | 7.2372 | 0.57468 | 7 | 0.81187
61047 | 3.71 | 1 | 365 | 4.2217 | 0.5019 | 4 | 0.72359
61048 | 5.3 | 1 | 365 | 6.031 | 0.14556 | 6 | 0.17656
61061 | 8.215 | 1 | 365 | 9.348 | 0.82563 | 10 | 0.17367
61051 | 5.565 | 1 | 365 | 6.3325 | 0.75284 | 7 | 0.08539
61065 | 5.035 | 1 | 365 | 5.7294 | 0.53829 | 6 | 0.26773
61064 | 4.24 | 1 | 365 | 4.8248 | 0.71645 | 5 | 0.54125
61068 | 5.2 | 1 | 365 | 5.9172 | 0.9164 | 6 | 0.83361
20835 | 2411.955 | 1 | 365 | 2744.6215 | 0.27467 | 2744 | 0.89615
50028 | 7.54 | 1 | 365 | 8.5799 | 0.27878 | 8 | 0.85873
61078 | 6.3 | 1 | 365 | 7.1689 | 0.43718 | 7 | 0.6061
61084 | 10.08 | 1 | 365 | 11.4703 | 0.099489 | 11 | 0.56976
61086 | 5.3 | 1 | 365 | 6.031 | 0.14556 | 6 | 0.17656
61087 | 8.12 | 1 | 365 | 9.2399 | 0.60792 | 9 | 0.84786
61088 | 4.2 | 1 | 365 | 4.7793 | 0.62479 | 5 | 0.40407
61090 | 10.865 | 1 | 365 | 12.3635 | 0.89841 | 13 | 0.26195
61095 | 4.24 | 1 | 365 | 4.8248 | 0.71645 | 5 | 0.54125
61102 | 3.12 | 1 | 365 | 3.5503 | 0.14984 | 3 | 0.70016
61407 | 14.04 | 1 | 365 | 15.9765 | 0.17429 | 16 | 0.15074
61410 | 9.36 | 1 | 365 | 10.651 | 0.44953 | 11 | 0.10049
61419 | 10.71 | 1 | 365 | 12.1872 | 0.54321 | 12 | 0.73037
61420 | 4.94 | 1 | 365 | 5.6213 | 0.32058 | 5 | 0.94193
61421 | 5.98 | 1 | 365 | 6.8048 | 0.70386 | 7 | 0.50865
61423 | 5.46 | 1 | 365 | 6.2131 | 0.51222 | 6 | 0.72529
61422 | 5.72 | 1 | 365 | 6.5089 | 0.10804 | 6 | 0.61697
61424 | 2.08 | 1 | 365 | 2.3669 | 0.76656 | 3 | 0.13344
61425 | 13.78 | 1 | 365 | 15.6806 | 0.57847 | 16 | 0.25906
61428 | 13.25 | 1 | 365 | 15.0775 | 0.36391 | 15 | 0.4414
61434 | 9.275 | 1 | 365 | 10.5542 | 0.25474 | 10 | 0.80898
61454 | 8.745 | 1 | 365 | 9.9511 | 0.040182 | 9 | 0.99133
61456 | 8.745 | 1 | 365 | 9.9511 | 0.040182 | 9 | 0.99133
61457 | 3.825 | 1 | 365 | 4.3526 | 0.76543 | 5 | 0.11799
61460 | 8.84 | 1 | 365 | 10.0592 | 0.25789 | 10 | 0.31713
61468 | 12.72 | 1 | 365 | 14.4744 | 0.14936 | 14 | 0.62375
61470 | 5.3 | 1 | 365 | 6.031 | 0.14556 | 6 | 0.17656
61474 | 3.71 | 1 | 365 | 4.2217 | 0.5019 | 4 | 0.72359
61475 | 10.335 | 1 | 365 | 11.7604 | 0.68385 | 12 | 0.4443
61478 | 4.77 | 1 | 365 | 5.4279 | 0.93101 | 6 | 0.35891
61482 | 4.94 | 1 | 365 | 5.6213 | 0.32058 | 5 | 0.94193
61484 | 9.62 | 1 | 365 | 10.9468 | 0.045346 | 10 | 0.99217
61486 | 5.2 | 1 | 365 | 5.9172 | 0.9164 | 6 | 0.83361
61489 | 3.315 | 1 | 365 | 3.7722 | 0.59671 | 4 | 0.36893
61487 | 4.77 | 1 | 365 | 5.4279 | 0.93101 | 6 | 0.35891
61493 | 7.8 | 1 | 365 | 8.8758 | 0.8746 | 9 | 0.75041
61494 | 4.24 | 1 | 365 | 4.8248 | 0.71645 | 5 | 0.54125
61505 | 11.96 | 1 | 365 | 13.6096 | 0.40773 | 14 | 0.017298
61532 | 4.68 | 1 | 365 | 5.3255 | 0.72476 | 6 | 0.050247
61540 | 3.9 | 1 | 365 | 4.4379 | 0.9373 | 5 | 0.37521
61573 | 6.625 | 1 | 365 | 7.5387 | 0.18196 | 7 | 0.7207
61116 | 5.035 | 1 | 365 | 5.7294 | 0.53829 | 6 | 0.26773
61577 | 4.42 | 1 | 365 | 5.0296 | 0.12894 | 5 | 0.15857
61578 | 5.2 | 1 | 365 | 5.9172 | 0.9164 | 6 | 0.83361
61580 | 7.685 | 1 | 365 | 8.7449 | 0.61107 | 9 | 0.35601
61581 | 8.84 | 1 | 365 | 10.0592 | 0.25789 | 10 | 0.31713
61584 | 6.89 | 1 | 365 | 7.8403 | 0.78923 | 8 | 0.62953
61637 | 7.155 | 1 | 365 | 8.1418 | 0.39651 | 8 | 0.53836
61587 | 7.42 | 1 | 365 | 8.4434 | 0.0037907 | 8 | 0.44719
61639 | 11.66 | 1 | 365 | 13.2682 | 0.72024 | 13 | 0.98844
61641 | 5.61 | 1 | 365 | 6.3838 | 0.85597 | 7 | 0.23972
59885 | 3.38 | 1 | 365 | 3.8462 | 0.74566 | 4 | 0.59185
61642 | 6.76 | 1 | 365 | 7.6924 | 0.49132 | 8 | 0.18369
61664 | 8.215 | 1 | 365 | 9.348 | 0.82563 | 10 | 0.17367
61662 | 7.8 | 1 | 365 | 8.8758 | 0.8746 | 9 | 0.75041
61726 | 5.72 | 1 | 365 | 6.5089 | 0.10804 | 6 | 0.61697
61730 | 7.8 | 1 | 365 | 8.8758 | 0.8746 | 9 | 0.75041
61080 | 5.1 | 1 | 365 | 5.8034 | 0.68724 | 6 | 0.49065
61732 | 10.14 | 1 | 365 | 11.5385 | 0.23699 | 11 | 0.77554
61739 | 5.72 | 1 | 365 | 6.5089 | 0.10804 | 6 | 0.61697
61744 | 3.975 | 1 | 365 | 4.5232 | 0.10917 | 4 | 0.63242
61743 | 8.58 | 1 | 365 | 9.7634 | 0.66207 | 10 | 0.42545
60658 | 8.12 | 1 | 365 | 9.2399 | 0.60792 | 9 | 0.84786
61748 | 2.6 | 1 | 365 | 2.9586 | 0.9582 | 3 | 0.9168
61753 | 4.505 | 1 | 365 | 5.1263 | 0.32373 | 5 | 0.45008
61751 | 8.84 | 1 | 365 | 10.0592 | 0.25789 | 10 | 0.31713
61117 | 5.3 | 1 | 365 | 6.031 | 0.14556 | 6 | 0.17656
61756 | 5.98 | 1 | 365 | 6.8048 | 0.70386 | 7 | 0.50865
61758 | 3.64 | 1 | 365 | 4.142 | 0.34148 | 4 | 0.48353
61757 | 10.07 | 1 | 365 | 11.4589 | 0.076573 | 11 | 0.53547
61759 | 5.2 | 1 | 365 | 5.9172 | 0.9164 | 6 | 0.83361
61764 | 3.9 | 1 | 365 | 4.4379 | 0.9373 | 5 | 0.37521
61763 | 6.095 | 1 | 365 | 6.9356 | 0.9674 | 7 | 0.90305
61767 | 8.745 | 1 | 365 | 9.9511 | 0.040182 | 9 | 0.99133
61773 | 8.48 | 1 | 365 | 9.6496 | 0.4329 | 10 | 0.082499
61772 | 4.24 | 1 | 365 | 4.8248 | 0.71645 | 5 | 0.54125
61776 | 8.745 | 1 | 365 | 9.9511 | 0.040182 | 9 | 0.99133
61788 | 6.76 | 1 | 365 | 7.6924 | 0.49132 | 8 | 0.18369
61803 | 3.12 | 1 | 365 | 3.5503 | 0.14984 | 3 | 0.70016
61856 | 2.915 | 1 | 365 | 3.317 | 0.68006 | 3 | 0.99711
61853 | 6.24 | 1 | 365 | 7.1006 | 0.29968 | 7 | 0.40033
61858 | 8.06 | 1 | 365 | 9.1717 | 0.47042 | 9 | 0.64209
61877 | 9.88 | 1 | 365 | 11.2427 | 0.64117 | 11 | 0.88386
61885 | 3.975 | 1 | 365 | 4.5232 | 0.10917 | 4 | 0.63242
61890 | 11.475 | 1 | 365 | 13.0577 | 0.29629 | 13 | 0.35397
61893 | 13.77 | 1 | 365 | 15.6692 | 0.55555 | 16 | 0.22477
61896 | 4.68 | 1 | 365 | 5.3255 | 0.72476 | 6 | 0.050247
61892 | 2.34 | 1 | 365 | 2.6627 | 0.36238 | 3 | 0.025124
61897 | 6.89 | 1 | 365 | 7.8403 | 0.78923 | 8 | 0.62953
61899 | 6.095 | 1 | 365 | 6.9356 | 0.9674 | 7 | 0.90305
61898 | 7.155 | 1 | 365 | 8.1418 | 0.39651 | 8 | 0.53836
61907 | 7.685 | 1 | 365 | 8.7449 | 0.61107 | 9 | 0.35601
61919 | 10.335 | 1 | 365 | 11.7604 | 0.68385 | 12 | 0.4443
61924 | 7.685 | 1 | 365 | 8.7449 | 0.61107 | 9 | 0.35601
61983 | 3.12 | 1 | 365 | 3.5503 | 0.14984 | 3 | 0.70016
61984 | 6.63 | 1 | 365 | 7.5444 | 0.19341 | 7 | 0.73785
61985 | 13.52 | 1 | 365 | 15.3847 | 0.98265 | 16 | 0.36738
61997 | 10.865 | 1 | 365 | 12.3635 | 0.89841 | 13 | 0.26195
62001 | 7.155 | 1 | 365 | 8.1418 | 0.39651 | 8 | 0.53836
62000 | 12.19 | 1 | 365 | 13.8713 | 0.9348 | 14 | 0.80609
62003 | 10.07 | 1 | 365 | 11.4589 | 0.076573 | 11 | 0.53547
62004 | 2.6 | 1 | 365 | 2.9586 | 0.9582 | 3 | 0.9168
62008 | 7.155 | 1 | 365 | 8.1418 | 0.39651 | 8 | 0.53836
62010 | 4.16 | 1 | 365 | 4.7338 | 0.53312 | 5 | 0.26689
62012 | 4.94 | 1 | 365 | 5.6213 | 0.32058 | 5 | 0.94193
62015 | 15.86 | 1 | 365 | 18.0475 | 0.34503 | 18 | 0.3925
62017 | 12.75 | 1 | 365 | 14.5085 | 0.2181 | 14 | 0.72663
62051 | 6.63 | 1 | 365 | 7.5444 | 0.19341 | 7 | 0.73785
62054 | 13.52 | 1 | 365 | 15.3847 | 0.98265 | 16 | 0.36738
62055 | 6.5 | 1 | 365 | 7.3965 | 0.8955 | 8 | 0.29201
47519 | 9.81 | 1 | 365 | 11.163 | 0.48075 | 11 | 0.64379
62061 | 6.36 | 1 | 365 | 7.2372 | 0.57468 | 7 | 0.81187
62060 | 14.04 | 1 | 365 | 15.9765 | 0.17429 | 16 | 0.15074
44234 | 4.68 | 1 | 365 | 5.3255 | 0.72476 | 6 | 0.050247
62066 | 6.76 | 1 | 365 | 7.6924 | 0.49132 | 8 | 0.18369
62067 | 8.415 | 1 | 365 | 9.5756 | 0.28395 | 9 | 0.85958
47377 | 4.68 | 1 | 365 | 5.3255 | 0.72476 | 6 | 0.050247
62070 | 11.96 | 1 | 365 | 13.6096 | 0.40773 | 14 | 0.017298
62073 | 8.84 | 1 | 365 | 10.0592 | 0.25789 | 10 | 0.31713
62074 | 2.65 | 1 | 365 | 3.0155 | 0.072782 | 3 | 0.088281
62078 | 8.06 | 1 | 365 | 9.1717 | 0.47042 | 9 | 0.64209
62075 | 7.395 | 1 | 365 | 8.4149 | 0.9465 | 9 | 0.36145
59437 | 5.25 | 1 | 365 | 5.9741 | 0.030984 | 6 | 0.005085
37758 | 12.22 | 1 | 365 | 13.9054 | 0.0035475 | 13 | 0.90898
42354 | 5.61 | 1 | 365 | 6.3838 | 0.85597 | 7 | 0.23972
16673 | 6.24 | 1 | 365 | 7.1006 | 0.29968 | 7 | 0.40033
61189 | 3.38 | 1 | 365 | 3.8462 | 0.74566 | 4 | 0.59185
61196 | 5.83 | 1 | 365 | 6.6341 | 0.36012 | 6 | 0.99422
61195 | 5.83 | 1 | 365 | 6.6341 | 0.36012 | 6 | 0.99422
17006 | 9.435 | 1 | 365 | 10.7363 | 0.6214 | 11 | 0.35771
61197 | 7.685 | 1 | 365 | 8.7449 | 0.61107 | 9 | 0.35601
61200 | 4.24 | 1 | 365 | 4.8248 | 0.71645 | 5 | 0.54125
61199 | 9.88 | 1 | 365 | 11.2427 | 0.64117 | 11 | 0.88386
61248 | 7.54 | 1 | 365 | 8.5799 | 0.27878 | 8 | 0.85873
61251 | 9.01 | 1 | 365 | 10.2527 | 0.64746 | 10 | 0.90016
59867 | 6 | 1 | 365 | 6.8275 | 0.7497 | 7 | 0.57724
61249 | 11.66 | 1 | 365 | 13.2682 | 0.72024 | 13 | 0.98844
61250 | 11.13 | 1 | 365 | 12.6651 | 0.50569 | 13 | 0.17078
61252 | 12.19 | 1 | 365 | 13.8713 | 0.9348 | 14 | 0.80609
61254 | 4.24 | 1 | 365 | 4.8248 | 0.71645 | 5 | 0.54125
61255 | 13.25 | 1 | 365 | 15.0775 | 0.36391 | 15 | 0.4414
50635 | 5.886 | 1 | 365 | 6.6978 | 0.48845 | 7 | 0.18627
59141 | 6.76 | 1 | 365 | 7.6924 | 0.49132 | 8 | 0.18369
61256 | 9.54 | 1 | 365 | 10.8558 | 0.86202 | 11 | 0.71781
61259 | 6.36 | 1 | 365 | 7.2372 | 0.57468 | 7 | 0.81187
61260 | 5.565 | 1 | 365 | 6.3325 | 0.75284 | 7 | 0.08539
51623 | 4.94 | 1 | 365 | 5.6213 | 0.32058 | 5 | 0.94193
61257 | 7.685 | 1 | 365 | 8.7449 | 0.61107 | 9 | 0.35601
61264 | 12.455 | 1 | 365 | 14.1728 | 0.54208 | 14 | 0.71492
61269 | 3.975 | 1 | 365 | 4.5232 | 0.10917 | 4 | 0.63242
59672 | 6.89 | 1 | 365 | 7.8403 | 0.78923 | 8 | 0.62953
61379 | 13.78 | 1 | 365 | 15.6806 | 0.57847 | 16 | 0.25906
61382 | 4.68 | 1 | 365 | 5.3255 | 0.72476 | 6 | 0.050247
61386 | 4.77 | 1 | 365 | 5.4279 | 0.93101 | 6 | 0.35891
61387 | 5.83 | 1 | 365 | 6.6341 | 0.36012 | 6 | 0.99422
34667 | 227.37 | 0.9 | 365 | 232.8568 | 0.94026 | 233 | 0.79706
61388 | 8.745 | 1 | 365 | 9.9511 | 0.040182 | 9 | 0.99133
61389 | 8.745 | 1 | 365 | 9.9511 | 0.040182 | 9 | 0.99133
61429 | 6.36 | 1 | 365 | 7.2372 | 0.57468 | 7 | 0.81187
61430 | 6.095 | 1 | 365 | 6.9356 | 0.9674 | 7 | 0.90305
61431 | 4.24 | 1 | 365 | 4.8248 | 0.71645 | 5 | 0.54125
61436 | 11.925 | 1 | 365 | 13.5697 | 0.32752 | 13 | 0.89726
61437 | 4.77 | 1 | 365 | 5.4279 | 0.93101 | 6 | 0.35891
61438 | 7.28 | 1 | 365 | 8.2841 | 0.68296 | 8 | 0.96705
61439 | 8.215 | 1 | 365 | 9.348 | 0.82563 | 10 | 0.17367
61441 | 7.685 | 1 | 365 | 8.7449 | 0.61107 | 9 | 0.35601
61443 | 11.925 | 1 | 365 | 13.5697 | 0.32752 | 13 | 0.89726
61442 | 9.54 | 1 | 365 | 10.8558 | 0.86202 | 11 | 0.71781
61446 | 9.805 | 1 | 365 | 11.1573 | 0.46929 | 11 | 0.62664
61448 | 8.215 | 1 | 365 | 9.348 | 0.82563 | 10 | 0.17367
61449 | 5.83 | 1 | 365 | 6.6341 | 0.36012 | 6 | 0.99422
61450 | 5.83 | 1 | 365 | 6.6341 | 0.36012 | 6 | 0.99422
61451 | 10.335 | 1 | 365 | 11.7604 | 0.68385 | 12 | 0.4443
61452 | 12.72 | 1 | 365 | 14.4744 | 0.14936 | 14 | 0.62375
61453 | 5.83 | 1 | 365 | 6.6341 | 0.36012 | 6 | 0.99422
61390 | 4.95 | 1 | 365 | 5.6327 | 0.3435 | 5 | 0.97622
61455 | 6.89 | 1 | 365 | 7.8403 | 0.78923 | 8 | 0.62953
61462 | 11.925 | 1 | 365 | 13.5697 | 0.32752 | 13 | 0.89726
61459 | 6.095 | 1 | 365 | 6.9356 | 0.9674 | 7 | 0.90305
61464 | 13.25 | 1 | 365 | 15.0775 | 0.36391 | 15 | 0.4414
38410 | 5.72 | 1 | 365 | 6.5089 | 0.10804 | 6 | 0.61697
60530 | 15.9 | 1 | 365 | 18.093 | 0.43669 | 18 | 0.52969
60998 | 3.64 | 1 | 365 | 4.142 | 0.34148 | 4 | 0.48353
48675 | 4.42 | 1 | 365 | 5.0296 | 0.12894 | 5 | 0.15857
28301 | 4.68 | 1 | 365 | 5.3255 | 0.72476 | 6 | 0.050247
61477 | 2.65 | 1 | 365 | 3.0155 | 0.072782 | 3 | 0.088281
61471 | 4.505 | 1 | 365 | 5.1263 | 0.32373 | 5 | 0.45008
45069 | 5.46 | 1 | 365 | 6.2131 | 0.51222 | 6 | 0.72529
32099 | 3.38 | 1 | 365 | 3.8462 | 0.74566 | 4 | 0.59185
32937 | 7.8 | 1 | 365 | 8.8758 | 0.8746 | 9 | 0.75041
23084 | 4.16 | 1 | 365 | 4.7338 | 0.53312 | 5 | 0.26689
61490 | 12.19 | 1 | 365 | 13.8713 | 0.9348 | 14 | 0.80609
60694 | 6.5 | 1 | 365 | 7.3965 | 0.8955 | 8 | 0.29201
61506 | 8.215 | 1 | 365 | 9.348 | 0.82563 | 10 | 0.17367
61509 | 12.72 | 1 | 365 | 14.4744 | 0.14936 | 14 | 0.62375
58278 | 5.72 | 1 | 365 | 6.5089 | 0.10804 | 6 | 0.61697
61513 | 12.985 | 1 | 365 | 14.7759 | 0.75663 | 15 | 0.53258
61520 | 3.71 | 1 | 365 | 4.2217 | 0.5019 | 4 | 0.72359
22897 | 5.1 | 1 | 365 | 5.8034 | 0.68724 | 6 | 0.49065
61526 | 9.275 | 1 | 365 | 10.5542 | 0.25474 | 10 | 0.80898
61547 | 6.095 | 1 | 365 | 6.9356 | 0.9674 | 7 | 0.90305
60299 | 8.32 | 1 | 365 | 9.4675 | 0.066245 | 9 | 0.53377
61491 | 2.6 | 1 | 365 | 2.9586 | 0.9582 | 3 | 0.9168
44287 | 8.32 | 1 | 365 | 9.4675 | 0.066245 | 9 | 0.53377
59304 | 7.54 | 1 | 365 | 8.5799 | 0.27878 | 8 | 0.85873
39566 | 12.96 | 1 | 365 | 14.7475 | 0.69934 | 15 | 0.44684
60339 | 6.89 | 1 | 365 | 7.8403 | 0.78923 | 8 | 0.62953
57770 | 8.84 | 1 | 365 | 10.0592 | 0.25789 | 10 | 0.31713
55047 | 7.54 | 1 | 365 | 8.5799 | 0.27878 | 8 | 0.85873
60625 | 8.12 | 1 | 365 | 9.2399 | 0.60792 | 9 | 0.84786
60628 | 7.42 | 1 | 365 | 8.4434 | 0.0037907 | 8 | 0.44719
38957 | 5.4 | 1 | 365 | 6.1448 | 0.37473 | 6 | 0.51952
60049 | 4.94 | 1 | 365 | 5.6213 | 0.32058 | 5 | 0.94193
51137 | 9.36 | 1 | 365 | 10.651 | 0.44953 | 11 | 0.10049
60630 | 6.3 | 1 | 365 | 7.1689 | 0.43718 | 7 | 0.6061
60644 | 6.93 | 1 | 365 | 7.8858 | 0.8809 | 8 | 0.76671
60645 | 5.67 | 1 | 365 | 6.452 | 0.99346 | 7 | 0.44549
60646 | 9 | 1 | 365 | 10.2413 | 0.62454 | 10 | 0.86586
60647 | 10.395 | 1 | 365 | 11.8287 | 0.82135 | 12 | 0.65007
50710 | 14.85 | 1 | 365 | 16.8982 | 0.030498 | 16 | 0.92867
60650 | 6.44 | 1 | 365 | 7.3282 | 0.75801 | 8 | 0.086238
60809 | 9.38 | 1 | 365 | 10.6737 | 0.49536 | 11 | 0.16909
49031 | 6.36 | 1 | 365 | 7.2372 | 0.57468 | 7 | 0.81187
48569 | 6.72 | 1 | 365 | 7.6468 | 0.39966 | 8 | 0.046509
60651 | 9.1 | 1 | 365 | 10.3551 | 0.85371 | 11 | 0.20881
59710 | 7.02 | 1 | 365 | 7.9882 | 0.087144 | 8 | 0.075371
46588 | 11.445 | 1 | 365 | 13.0235 | 0.22755 | 13 | 0.25109
59536 | 5.83 | 1 | 365 | 6.6341 | 0.36012 | 6 | 0.99422
61480 | 10.71 | 1 | 365 | 12.1872 | 0.54321 | 12 | 0.73037
61026 | 7.42 | 1 | 365 | 8.4434 | 0.0037907 | 8 | 0.44719
61018 | 7.84 | 1 | 365 | 8.9213 | 0.96627 | 9 | 0.88759
61012 | 4.76 | 1 | 365 | 5.4165 | 0.90809 | 6 | 0.32461
59651 | 12.19 | 1 | 365 | 13.8713 | 0.9348 | 14 | 0.80609
61014 | 7.42 | 1 | 365 | 8.4434 | 0.0037907 | 8 | 0.44719
61025 | 5.04 | 1 | 365 | 5.7351 | 0.54974 | 6 | 0.28488
60692 | 17.49 | 1 | 365 | 19.9023 | 0.080364 | 19 | 0.98265
35916 | 11.772 | 1 | 365 | 13.3956 | 0.9769 | 14 | 0.37254
61497 | 3.18 | 1 | 365 | 3.6186 | 0.28734 | 3 | 0.90594
61435 | 5.565 | 1 | 365 | 6.3325 | 0.75284 | 7 | 0.08539
60979 | 11 | 1 | 365 | 12.5172 | 0.20778 | 12 | 0.72494
52485 | 5.865 | 1 | 365 | 6.6739 | 0.44033 | 7 | 0.11425
61184 | 10.07 | 1 | 365 | 11.4589 | 0.076573 | 11 | 0.53547
60824 | 6.36 | 1 | 365 | 7.2372 | 0.57468 | 7 | 0.81187
39698 | 3.64 | 1 | 365 | 4.142 | 0.34148 | 4 | 0.48353
41198 | 23.66 | 1 | 365 | 26.9233 | 0.21963 | 27 | 0.14292
36115 | 3.9 | 1 | 365 | 4.4379 | 0.9373 | 5 | 0.37521
61495 | 4.77 | 1 | 365 | 5.4279 | 0.93101 | 6 | 0.35891
40390 | 5.72 | 1 | 365 | 6.5089 | 0.10804 | 6 | 0.61697
61101 | 6.76 | 1 | 365 | 7.6924 | 0.49132 | 8 | 0.18369
61035 | 6.095 | 1 | 365 | 6.9356 | 0.9674 | 7 | 0.90305
48054 | 3.825 | 1 | 365 | 4.3526 | 0.76543 | 5 | 0.11799
46786 | 7.95 | 1 | 365 | 9.0465 | 0.21835 | 9 | 0.26484
62080 | 10.137 | 1 | 365 | 11.5351 | 0.23011 | 11 | 0.76525
61827 | 7.935 | 1 | 365 | 9.0294 | 0.18397 | 9 | 0.2134
61110 | 7.95 | 1 | 365 | 9.0465 | 0.21835 | 9 | 0.26484
44986 | 16.023 | 1 | 365 | 18.233 | 0.71856 | 18 | 0.95152
51035 | 2.9 | 1 | 365 | 3.3 | 0.64569 | 3 | 0.94567
50172 | 10.695 | 1 | 365 | 12.1701 | 0.50883 | 12 | 0.67893
60842 | 4.77 | 1 | 365 | 5.4279 | 0.93101 | 6 | 0.35891
61049 | 5.035 | 1 | 365 | 5.7294 | 0.53829 | 6 | 0.26773
44349 | 24.57 | 1 | 365 | 27.9588 | 0.30501 | 28 | 0.2638
49326 | 8.415 | 1 | 365 | 9.5756 | 0.28395 | 9 | 0.85958
49047 | 6.9 | 1 | 365 | 7.8517 | 0.81215 | 8 | 0.66383
60560 | 7.848 | 1 | 365 | 8.9304 | 0.9846 | 9 | 0.91503
43453 | 12 | 1 | 365 | 13.6551 | 0.49939 | 14 | 0.15448
45430 | 7.28 | 1 | 365 | 8.2841 | 0.68296 | 8 | 0.96705
51028 | 6.24 | 1 | 365 | 7.1006 | 0.29968 | 7 | 0.40033
60961 | 11.44 | 1 | 365 | 13.0179 | 0.21609 | 13 | 0.23394
43964 | 24.795 | 1 | 365 | 28.2148 | 0.82062 | 29 | 0.035444
61123 | 5.88 | 1 | 365 | 6.691 | 0.4747 | 7 | 0.1657
61130 | 7.42 | 1 | 365 | 8.4434 | 0.0037907 | 8 | 0.44719
61150 | 9.975 | 1 | 365 | 11.3508 | 0.85887 | 12 | 0.20966
61145 | 3.64 | 1 | 365 | 4.142 | 0.34148 | 4 | 0.48353
61151 | 5.88 | 1 | 365 | 6.691 | 0.4747 | 7 | 0.1657
61152 | 9.52 | 1 | 365 | 10.833 | 0.81618 | 11 | 0.64922
61153 | 2.915 | 1 | 365 | 3.317 | 0.68006 | 3 | 0.99711
61154 | 9.62 | 1 | 365 | 10.9468 | 0.045346 | 10 | 0.99217
61155 | 12.1 | 1 | 365 | 13.7689 | 0.72855 | 14 | 0.49743
61156 | 4.16 | 1 | 365 | 4.7338 | 0.53312 | 5 | 0.26689
61157 | 4.16 | 1 | 365 | 4.7338 | 0.53312 | 5 | 0.26689
61158 | 4.505 | 1 | 365 | 5.1263 | 0.32373 | 5 | 0.45008
61160 | 2.8 | 1 | 365 | 3.1862 | 0.41652 | 3 | 0.60271
59250 | 7.125 | 1 | 365 | 8.1077 | 0.32776 | 8 | 0.43547
61181 | 9.3 | 1 | 365 | 10.5827 | 0.31203 | 10 | 0.89472
61206 | 6.16 | 1 | 365 | 7.0096 | 0.11635 | 7 | 0.12597
61210 | 9.765 | 1 | 365 | 11.1118 | 0.37763 | 11 | 0.48946
61211 | 8.4 | 1 | 365 | 9.5586 | 0.24957 | 9 | 0.80814
61240 | 6.36 | 1 | 365 | 7.2372 | 0.57468 | 7 | 0.81187
61239 | 10.6 | 1 | 365 | 12.062 | 0.29113 | 12 | 0.35312
61242 | 5.3 | 1 | 365 | 6.031 | 0.14556 | 6 | 0.17656
61243 | 7.84 | 1 | 365 | 8.9213 | 0.96627 | 9 | 0.88759
61258 | 5.04 | 1 | 365 | 5.7351 | 0.54974 | 6 | 0.28488
61266 | 9.6 | 1 | 365 | 10.9241 | 0.99951 | 11 | 0.92358
61274 | 10.08 | 1 | 365 | 11.4703 | 0.099489 | 11 | 0.56976
61283 | 13.5 | 1 | 365 | 15.362 | 0.93682 | 16 | 0.29879
61285 | 10.005 | 1 | 365 | 11.3849 | 0.92762 | 12 | 0.31255
61291 | 4.64 | 1 | 365 | 5.28 | 0.6331 | 5 | 0.91307
61302 | 8.19 | 1 | 365 | 9.3196 | 0.76834 | 10 | 0.087933
61310 | 5.72 | 1 | 365 | 6.5089 | 0.10804 | 6 | 0.61697
61313 | 4.41 | 1 | 365 | 5.0182 | 0.10603 | 5 | 0.12427
61314 | 5.67 | 1 | 365 | 6.452 | 0.99346 | 7 | 0.44549
61316 | 16.775 | 1 | 365 | 19.0887 | 0.44186 | 19 | 0.53053
61317 | 11.73 | 1 | 365 | 13.3478 | 0.88066 | 14 | 0.2285
61318 | 5.2 | 1 | 365 | 5.9172 | 0.9164 | 6 | 0.83361
61321 | 4.24 | 1 | 365 | 4.8248 | 0.71645 | 5 | 0.54125
61322 | 4.24 | 1 | 365 | 4.8248 | 0.71645 | 5 | 0.54125
61323 | 6.44 | 1 | 365 | 7.3282 | 0.75801 | 8 | 0.086238
61324 | 7.685 | 1 | 365 | 8.7449 | 0.61107 | 9 | 0.35601
61325 | 5.3 | 1 | 365 | 6.031 | 0.14556 | 6 | 0.17656
61326 | 5.46 | 1 | 365 | 6.2131 | 0.51222 | 6 | 0.72529
61327 | 10.545 | 1 | 365 | 11.9994 | 0.16509 | 12 | 0.1645
61328 | 5.3 | 1 | 365 | 6.031 | 0.14556 | 6 | 0.17656
61329 | 5.83 | 1 | 365 | 6.6341 | 0.36012 | 6 | 0.99422
61330 | 10.36 | 1 | 365 | 11.7889 | 0.74114 | 12 | 0.53003
61331 | 7.84 | 1 | 365 | 8.9213 | 0.96627 | 9 | 0.88759
61332 | 10.26 | 1 | 365 | 11.6751 | 0.51198 | 12 | 0.18708
61333 | 10.8 | 1 | 365 | 12.2896 | 0.74945 | 13 | 0.039032
61353 | 5.8 | 1 | 365 | 6.6 | 0.29137 | 6 | 0.89133
61365 | 7.02 | 1 | 365 | 7.9882 | 0.087144 | 8 | 0.075371
61366 | 10.14 | 1 | 365 | 11.5385 | 0.23699 | 11 | 0.77554
61367 | 5.46 | 1 | 365 | 6.2131 | 0.51222 | 6 | 0.72529
61369 | 4.16 | 1 | 365 | 4.7338 | 0.53312 | 5 | 0.26689
61371 | 10.92 | 1 | 365 | 12.4261 | 0.024447 | 12 | 0.45058
61372 | 7.54 | 1 | 365 | 8.5799 | 0.27878 | 8 | 0.85873
61374 | 5.72 | 1 | 365 | 6.5089 | 0.10804 | 6 | 0.61697
61375 | 13.26 | 1 | 365 | 15.0889 | 0.38683 | 15 | 0.4757
61376 | 4.68 | 1 | 365 | 5.3255 | 0.72476 | 6 | 0.050247
61384 | 11.118 | 1 | 365 | 12.6514 | 0.47819 | 13 | 0.12963
61385 | 10.2 | 1 | 365 | 11.6068 | 0.37448 | 11 | 0.98131
61393 | 6.095 | 1 | 365 | 6.9356 | 0.9674 | 7 | 0.90305
61400 | 3.924 | 1 | 365 | 4.4652 | 0.9923 | 5 | 0.45751
61397 | 4.24 | 1 | 365 | 4.8248 | 0.71645 | 5 | 0.54125
61408 | 7.2 | 1 | 365 | 8.1931 | 0.49964 | 8 | 0.69269
61413 | 6.54 | 1 | 365 | 7.442 | 0.98717 | 8 | 0.42919
61414 | 13.23 | 1 | 365 | 15.0547 | 0.31808 | 15 | 0.37281
61416 | 8.1 | 1 | 365 | 9.2172 | 0.56209 | 9 | 0.77927
61418 | 4.24 | 1 | 365 | 4.8248 | 0.71645 | 5 | 0.54125
61412 | 16.8 | 1 | 365 | 19.1171 | 0.49915 | 19 | 0.61627
61466 | 12.24 | 1 | 365 | 13.9282 | 0.04938 | 13 | 0.97757
61472 | 6.9 | 1 | 365 | 7.8517 | 0.81215 | 8 | 0.66383
61499 | 4.5 | 1 | 365 | 5.1207 | 0.31227 | 5 | 0.43293
61503 | 8.4 | 1 | 365 | 9.5586 | 0.24957 | 9 | 0.80814
60419 | 4.03 | 1 | 365 | 4.5858 | 0.23521 | 4 | 0.82105
61525 | 6.48 | 1 | 365 | 7.3737 | 0.84967 | 8 | 0.22342
61542 | 8.1 | 1 | 365 | 9.2172 | 0.56209 | 9 | 0.77927
61546 | 9 | 1 | 365 | 10.2413 | 0.62454 | 10 | 0.86586
61550 | 9.01 | 1 | 365 | 10.2527 | 0.64746 | 10 | 0.90016
61552 | 7.155 | 1 | 365 | 8.1418 | 0.39651 | 8 | 0.53836
61554 | 5.035 | 1 | 365 | 5.7294 | 0.53829 | 6 | 0.26773
45498 | 6.24 | 1 | 365 | 7.1006 | 0.29968 | 7 | 0.40033
32717 | 5.72 | 1 | 365 | 6.5089 | 0.10804 | 6 | 0.61697
34211 | 4.94 | 1 | 365 | 5.6213 | 0.32058 | 5 | 0.94193
61562 | 6.625 | 1 | 365 | 7.5387 | 0.18196 | 7 | 0.7207
61565 | 4.725 | 1 | 365 | 5.3767 | 0.82789 | 6 | 0.20458
36864 | 2.86 | 1 | 365 | 3.2545 | 0.55402 | 3 | 0.80848
61567 | 11.13 | 1 | 365 | 12.6651 | 0.50569 | 13 | 0.17078
41462 | 2.04 | 1 | 365 | 2.3214 | 0.6749 | 2 | 0.99626
62297 | 2.805 | 1 | 365 | 3.1919 | 0.42798 | 3 | 0.61986
50371 | 9.18 | 1 | 365 | 10.4461 | 0.037035 | 10 | 0.48318
47633 | 8.925 | 1 | 365 | 10.156 | 0.45267 | 10 | 0.60864
62404 | 6.885 | 1 | 365 | 7.8346 | 0.77778 | 8 | 0.61238
62293 | 11.13 | 1 | 365 | 12.6651 | 0.50569 | 13 | 0.17078
62309 | 8.215 | 1 | 365 | 9.348 | 0.82563 | 10 | 0.17367
44528 | 9.61 | 1 | 365 | 10.9354 | 0.02243 | 10 | 0.95788
50147 | 14.88 | 1 | 365 | 16.9323 | 0.099246 | 17 | 0.031555
61024 | 5.035 | 1 | 365 | 5.7294 | 0.53829 | 6 | 0.26773
62330 | 6.36 | 1 | 365 | 7.2372 | 0.57468 | 7 | 0.81187
62339 | 2.6 | 1 | 365 | 2.9586 | 0.9582 | 3 | 0.9168
62344 | 6.36 | 1 | 365 | 7.2372 | 0.57468 | 7 | 0.81187
62351 | 5.46 | 1 | 365 | 6.2131 | 0.51222 | 6 | 0.72529
50033 | 10.137 | 1 | 365 | 11.5351 | 0.23011 | 11 | 0.76525
62354 | 6.89 | 1 | 365 | 7.8403 | 0.78923 | 8 | 0.62953
62358 | 3.18 | 1 | 365 | 3.6186 | 0.28734 | 3 | 0.90594
62360 | 9.36 | 1 | 365 | 10.651 | 0.44953 | 11 | 0.10049
62361 | 7.28 | 1 | 365 | 8.2841 | 0.68296 | 8 | 0.96705
62365 | 7.65 | 1 | 365 | 8.7051 | 0.53086 | 9 | 0.23598
62371 | 12.24 | 1 | 365 | 13.9282 | 0.04938 | 13 | 0.97757
62368 | 3.12 | 1 | 365 | 3.5503 | 0.14984 | 3 | 0.70016
62376 | 13.78 | 1 | 365 | 15.6806 | 0.57847 | 16 | 0.25906
62377 | 3.975 | 1 | 365 | 4.5232 | 0.10917 | 4 | 0.63242
62369 | 2.805 | 1 | 365 | 3.1919 | 0.42798 | 3 | 0.61986
62375 | 7.65 | 1 | 365 | 8.7051 | 0.53086 | 9 | 0.23598
62378 | 5.3 | 1 | 365 | 6.031 | 0.14556 | 6 | 0.17656
62382 | 7.8 | 1 | 365 | 8.8758 | 0.8746 | 9 | 0.75041
62381 | 8.84 | 1 | 365 | 10.0592 | 0.25789 | 10 | 0.31713
62388 | 7.02 | 1 | 365 | 7.9882 | 0.087144 | 8 | 0.075371
62392 | 10.335 | 1 | 365 | 11.7604 | 0.68385 | 12 | 0.4443
62390 | 7.02 | 1 | 365 | 7.9882 | 0.087144 | 8 | 0.075371
62394 | 6.24 | 1 | 365 | 7.1006 | 0.29968 | 7 | 0.40033
62395 | 7.28 | 1 | 365 | 8.2841 | 0.68296 | 8 | 0.96705
62401 | 2.6 | 1 | 365 | 2.9586 | 0.9582 | 3 | 0.9168
62400 | 4.845 | 1 | 365 | 5.5132 | 0.10288 | 5 | 0.61612
62402 | 2.08 | 1 | 365 | 2.3669 | 0.76656 | 3 | 0.13344
62406 | 5.98 | 1 | 365 | 6.8048 | 0.70386 | 7 | 0.50865
62407 | 4.68 | 1 | 365 | 5.3255 | 0.72476 | 6 | 0.050247
62409 | 8.215 | 1 | 365 | 9.348 | 0.82563 | 10 | 0.17367
45051 | 5.13 | 1 | 365 | 5.8376 | 0.67465 | 6 | 0.5122
62379 | 4.505 | 1 | 365 | 5.1263 | 0.32373 | 5 | 0.45008
62417 | 4.505 | 1 | 365 | 5.1263 | 0.32373 | 5 | 0.45008
48247 | 5.13 | 1 | 365 | 5.8376 | 0.75599 | 6 | 0.59354
62420 | 2.12 | 1 | 365 | 2.4124 | 0.85823 | 3 | 0.27062
62418 | 5.2 | 1 | 365 | 5.9172 | 0.9164 | 6 | 0.83361
39641 | 3.445 | 1 | 365 | 3.9201 | 0.89462 | 4 | 0.81477
62415 | 7.95 | 1 | 365 | 9.0465 | 0.21835 | 9 | 0.26484
42264 | 9.945 | 1 | 365 | 11.3167 | 0.79012 | 12 | 0.10678
62397 | 12.74 | 1 | 365 | 14.4972 | 0.19519 | 14 | 0.69234
62433 | 9.01 | 1 | 365 | 10.2527 | 0.64746 | 10 | 0.90016
62428 | 8.58 | 1 | 365 | 9.7634 | 0.66207 | 10 | 0.42545
62435 | 11.395 | 1 | 365 | 12.9666 | 0.11296 | 13 | 0.079608
61377 | 4.42 | 1 | 365 | 5.0296 | 0.12894 | 5 | 0.15857
62090 | 4.68 | 1 | 365 | 5.3255 | 0.72476 | 6 | 0.050247
62436 | 6.89 | 1 | 365 | 7.8403 | 0.78923 | 8 | 0.62953
62438 | 8.84 | 1 | 365 | 10.0592 | 0.25789 | 10 | 0.31713
62443 | 11.66 | 1 | 365 | 13.2682 | 0.72024 | 13 | 0.98844
62439 | 5.565 | 1 | 365 | 6.3325 | 0.75284 | 7 | 0.08539
62447 | 2.12 | 1 | 365 | 2.4124 | 0.85823 | 3 | 0.27062
62454 | 4.42 | 1 | 365 | 5.0296 | 0.12894 | 5 | 0.15857
62137 | 12.985 | 1 | 365 | 14.7759 | 0.75663 | 15 | 0.53258
62453 | 7.685 | 1 | 365 | 8.7449 | 0.61107 | 9 | 0.35601
62134 | 5.72 | 1 | 365 | 6.5089 | 0.10804 | 6 | 0.61697
62457 | 6.885 | 1 | 365 | 7.8346 | 0.77778 | 8 | 0.61238
62460 | 8.84 | 1 | 365 | 10.0592 | 0.25789 | 10 | 0.31713
62141 | 10.6 | 1 | 365 | 12.062 | 0.29113 | 12 | 0.35312
62462 | 5.72 | 1 | 365 | 6.5089 | 0.10804 | 6 | 0.61697
62469 | 2.86 | 1 | 365 | 3.2545 | 0.55402 | 3 | 0.80848
62478 | 6.625 | 1 | 365 | 7.5387 | 0.18196 | 7 | 0.7207
62143 | 10.455 | 1 | 365 | 11.897 | 0.95885 | 12 | 0.85584
62481 | 3.64 | 1 | 365 | 4.142 | 0.34148 | 4 | 0.48353
62480 | 9.01 | 1 | 365 | 10.2527 | 0.64746 | 10 | 0.90016
62482 | 2.86 | 1 | 365 | 3.2545 | 0.55402 | 3 | 0.80848
62144 | 5.3 | 1 | 365 | 6.031 | 0.14556 | 6 | 0.17656
62486 | 7.54 | 1 | 365 | 8.5799 | 0.27878 | 8 | 0.85873
62491 | 6.24 | 1 | 365 | 7.1006 | 0.29968 | 7 | 0.40033
61576 | 3.71 | 1 | 365 | 4.2217 | 0.5019 | 4 | 0.72359
62146 | 10.92 | 1 | 365 | 12.4261 | 0.024447 | 12 | 0.45058
34265 | 9.1 | 1 | 365 | 10.3551 | 0.85371 | 11 | 0.20881
61585 | 5.3 | 1 | 365 | 6.031 | 0.14556 | 6 | 0.17656
61588 | 7.155 | 1 | 365 | 8.1418 | 0.39651 | 8 | 0.53836
61595 | 5.035 | 1 | 365 | 5.7294 | 0.53829 | 6 | 0.26773
61596 | 6.36 | 1 | 365 | 7.2372 | 0.57468 | 7 | 0.81187
61603 | 7.155 | 1 | 365 | 8.1418 | 0.39651 | 8 | 0.53836
61616 | 7.155 | 1 | 365 | 8.1418 | 0.39651 | 8 | 0.53836
61553 | 7.42 | 1 | 365 | 8.4434 | 0.0037907 | 8 | 0.44719
61558 | 5.035 | 1 | 365 | 5.7294 | 0.53829 | 6 | 0.26773
61627 | 9.36 | 1 | 365 | 10.651 | 0.44953 | 11 | 0.10049
62148 | 6.625 | 1 | 365 | 7.5387 | 0.18196 | 7 | 0.7207
61636 | 2.86 | 1 | 365 | 3.2545 | 0.55402 | 3 | 0.80848
61640 | 6.5 | 1 | 365 | 7.3965 | 0.8955 | 8 | 0.29201
62145 | 9.36 | 1 | 365 | 10.651 | 0.44953 | 11 | 0.10049
61620 | 6.89 | 1 | 365 | 7.8403 | 0.78923 | 8 | 0.62953
61645 | 6.095 | 1 | 365 | 6.9356 | 0.9674 | 7 | 0.90305
62153 | 9.805 | 1 | 365 | 11.1573 | 0.46929 | 11 | 0.62664
61622 | 8.215 | 1 | 365 | 9.348 | 0.82563 | 10 | 0.17367
62176 | 2.04 | 1 | 365 | 2.3214 | 0.6749 | 2 | 0.99626
61649 | 6.89 | 1 | 365 | 7.8403 | 0.78923 | 8 | 0.62953
62223 | 13.78 | 1 | 365 | 15.6806 | 0.57847 | 16 | 0.25906
61597 | 9.54 | 1 | 365 | 10.8558 | 0.86202 | 11 | 0.71781
61653 | 4.505 | 1 | 365 | 5.1263 | 0.32373 | 5 | 0.45008
62220 | 4.77 | 1 | 365 | 5.4279 | 0.93101 | 6 | 0.35891
61657 | 9.54 | 1 | 365 | 10.8558 | 0.86202 | 11 | 0.71781
61666 | 10.92 | 1 | 365 | 12.4261 | 0.024447 | 12 | 0.45058
62301 | 8.16 | 1 | 365 | 9.2855 | 0.69959 | 9 | 0.98505
61671 | 4.505 | 1 | 365 | 5.1263 | 0.32373 | 5 | 0.45008
61677 | 7.155 | 1 | 365 | 8.1418 | 0.39651 | 8 | 0.53836
61727 | 4.42 | 1 | 365 | 5.0296 | 0.12894 | 5 | 0.15857
61738 | 5.2 | 1 | 365 | 5.9172 | 0.9164 | 6 | 0.83361
62305 | 7.14 | 1 | 365 | 8.1248 | 0.36214 | 8 | 0.48692
61765 | 7.02 | 1 | 365 | 7.9882 | 0.087144 | 8 | 0.075371
61780 | 9.1 | 1 | 365 | 10.3551 | 0.85371 | 11 | 0.20881
62307 | 8.925 | 1 | 365 | 10.156 | 0.45267 | 10 | 0.60864
62311 | 6.76 | 1 | 365 | 7.6924 | 0.49132 | 8 | 0.18369
62310 | 5.3 | 1 | 365 | 6.031 | 0.14556 | 6 | 0.17656
62312 | 3.9 | 1 | 365 | 4.4379 | 0.9373 | 5 | 0.37521
62313 | 3.9 | 1 | 365 | 4.4379 | 0.9373 | 5 | 0.37521
62320 | 8.84 | 1 | 365 | 10.0592 | 0.25789 | 10 | 0.31713
62321 | 6.36 | 1 | 365 | 7.2372 | 0.57468 | 7 | 0.81187
62322 | 7.28 | 1 | 365 | 8.2841 | 0.68296 | 8 | 0.96705
62323 | 5.83 | 1 | 365 | 6.6341 | 0.36012 | 6 | 0.99422
62328 | 4.77 | 1 | 365 | 5.4279 | 0.93101 | 6 | 0.35891
62325 | 10.71 | 1 | 365 | 12.1872 | 0.54321 | 12 | 0.73037
58910 | 8.265 | 1 | 365 | 9.4049 | 0.94021 | 10 | 0.34515
56412 | 7.65 | 1 | 365 | 8.7051 | 0.53086 | 9 | 0.23598
59505 | 4.77 | 1 | 365 | 5.4279 | 0.93101 | 6 | 0.35891
59644 | 7.42 | 1 | 365 | 8.4434 | 0.0037907 | 8 | 0.44719
60020 | 8.745 | 1 | 365 | 9.9511 | 0.040182 | 9 | 0.99133
56966 | 8.84 | 1 | 365 | 10.0592 | 0.25789 | 10 | 0.31713
59452 | 6.89 | 1 | 365 | 7.8403 | 0.78923 | 8 | 0.62953
61999 | 7.42 | 1 | 365 | 8.4434 | 0.0037907 | 8 | 0.44719
61797 | 4.24 | 1 | 365 | 4.8248 | 0.71645 | 5 | 0.54125
58227 | 7.54 | 1 | 365 | 8.5799 | 0.27878 | 8 | 0.85873
21715 | 5.2 | 1 | 365 | 5.9172 | 0.9164 | 6 | 0.83361
62099 | 6.76 | 1 | 365 | 7.6924 | 0.49132 | 8 | 0.18369
24233 | 5.355 | 1 | 365 | 6.0936 | 0.2716 | 6 | 0.36519
59485 | 6.76 | 1 | 365 | 7.6924 | 0.49132 | 8 | 0.18369
62071 | 14.575 | 1 | 365 | 16.5852 | 0.4003 | 16 | 0.98555
61996 | 8.745 | 1 | 365 | 9.9511 | 0.040182 | 9 | 0.99133
62133 | 10.6 | 1 | 365 | 12.062 | 0.29113 | 12 | 0.35312
23847 | 5.98 | 1 | 365 | 6.8048 | 0.70386 | 7 | 0.50865
61774 | 5.035 | 1 | 365 | 5.7294 | 0.53829 | 6 | 0.26773
61789 | 10.335 | 1 | 365 | 11.7604 | 0.68385 | 12 | 0.4443
61791 | 10.6 | 1 | 365 | 12.062 | 0.29113 | 12 | 0.35312
61798 | 16.43 | 1 | 365 | 18.6961 | 0.65125 | 19 | 0.34734
61836 | 5.46 | 1 | 365 | 6.2131 | 0.51222 | 6 | 0.72529
61838 | 4.505 | 1 | 365 | 5.1263 | 0.32373 | 5 | 0.45008
61840 | 5.565 | 1 | 365 | 6.3325 | 0.75284 | 7 | 0.08539
61842 | 6.36 | 1 | 365 | 7.2372 | 0.57468 | 7 | 0.81187
61847 | 11.66 | 1 | 365 | 13.2682 | 0.72024 | 13 | 0.98844
61635 | 9.805 | 1 | 365 | 11.1573 | 0.46929 | 11 | 0.62664
61787 | 7.155 | 1 | 365 | 8.1418 | 0.39651 | 8 | 0.53836
61771 | 7.8 | 1 | 365 | 8.8758 | 0.8746 | 9 | 0.75041
61678 | 4.505 | 1 | 365 | 5.1263 | 0.32373 | 5 | 0.45008
61599 | 6.625 | 1 | 365 | 7.5387 | 0.18196 | 7 | 0.7207
61643 | 9.01 | 1 | 365 | 10.2527 | 0.64746 | 10 | 0.90016
61784 | 4.24 | 1 | 365 | 4.8248 | 0.71645 | 5 | 0.54125
61617 | 4.505 | 1 | 365 | 5.1263 | 0.32373 | 5 | 0.45008
61647 | 7.685 | 1 | 365 | 8.7449 | 0.61107 | 9 | 0.35601
34256 | 12.74 | 1 | 365 | 14.4972 | 0.19519 | 14 | 0.69234
57941 | 4.16 | 1 | 365 | 4.7338 | 0.53312 | 5 | 0.26689
31654 | 10.66 | 1 | 365 | 12.1303 | 0.42863 | 12 | 0.5589
22535 | 7.54 | 1 | 365 | 8.5799 | 0.27878 | 8 | 0.85873
54979 | 13 | 1 | 365 | 14.793 | 0.79101 | 15 | 0.58402
45719 | 4.94 | 1 | 365 | 5.6213 | 0.32058 | 5 | 0.94193
57496 | 5.83 | 1 | 365 | 6.6341 | 0.36012 | 6 | 0.99422
35610 | 7.28 | 1 | 365 | 8.2841 | 0.68296 | 8 | 0.96705
36631 | 4.94 | 1 | 365 | 5.6213 | 0.32058 | 5 | 0.94193
58818 | 5.46 | 1 | 365 | 6.2131 | 0.51222 | 6 | 0.72529
56126 | 14.025 | 1 | 365 | 15.9594 | 0.13991 | 16 | 0.099299
58785 | 9.275 | 1 | 365 | 10.5542 | 0.25474 | 10 | 0.80898
41082 | 6.76 | 1 | 365 | 7.6924 | 0.49132 | 8 | 0.18369
51988 | 3.38 | 1 | 365 | 3.8462 | 0.74566 | 4 | 0.59185
37689 | 5.72 | 1 | 365 | 6.5089 | 0.10804 | 6 | 0.61697
56670 | 9.1 | 1 | 365 | 10.3551 | 0.85371 | 11 | 0.20881
57624 | 6.24 | 1 | 365 | 7.1006 | 0.29968 | 7 | 0.40033
61058 | 4.77 | 1 | 365 | 5.4279 | 0.93101 | 6 | 0.35891
61626 | 4.505 | 1 | 365 | 5.1263 | 0.32373 | 5 | 0.45008
61270 | 5.035 | 1 | 365 | 5.7294 | 0.53829 | 6 | 0.26773
29134 | 3.9 | 1 | 365 | 4.4379 | 0.9373 | 5 | 0.37521
61630 | 9.54 | 1 | 365 | 10.8558 | 0.86202 | 11 | 0.71781
61792 | 4.24 | 1 | 365 | 4.8248 | 0.71645 | 5 | 0.54125
44151 | 10.14 | 1 | 365 | 11.5385 | 0.23699 | 11 | 0.77554
61663 | 7.95 | 1 | 365 | 9.0465 | 0.21835 | 9 | 0.26484
61613 | 9.805 | 1 | 365 | 11.1573 | 0.46929 | 11 | 0.62664
33864 | 4.94 | 1 | 365 | 5.6213 | 0.32058 | 5 | 0.94193
62053 | 4.24 | 1 | 365 | 4.8248 | 0.71645 | 5 | 0.54125
61995 | 7.95 | 1 | 365 | 9.0465 | 0.21835 | 9 | 0.26484
61621 | 7.155 | 1 | 365 | 8.1418 | 0.39651 | 8 | 0.53836
61483 | 12.985 | 1 | 365 | 14.7759 | 0.75663 | 15 | 0.53258
43730 | 5.72 | 1 | 365 | 6.5089 | 0.10804 | 6 | 0.61697
62065 | 4.16 | 1 | 365 | 4.7338 | 0.53312 | 5 | 0.26689
33759 | 8.06 | 1 | 365 | 9.1717 | 0.47042 | 9 | 0.64209
59424 | 6.095 | 1 | 365 | 6.9356 | 0.9674 | 7 | 0.90305
61608 | 6.625 | 1 | 365 | 7.5387 | 0.18196 | 7 | 0.7207
61650 | 9.01 | 1 | 365 | 10.2527 | 0.64746 | 10 | 0.90016
48468 | 7.02 | 1 | 365 | 7.9882 | 0.087144 | 8 | 0.075371
52167 | 11.44 | 1 | 365 | 13.0179 | 0.21609 | 13 | 0.23394
61465 | 5.565 | 1 | 365 | 6.3325 | 0.75284 | 7 | 0.08539
61800 | 8.215 | 1 | 365 | 9.348 | 0.82563 | 10 | 0.17367
61986 | 4.77 | 1 | 365 | 5.4279 | 0.93101 | 6 | 0.35891
58813 | 11.96 | 1 | 365 | 13.6096 | 0.40773 | 14 | 0.017298
61656 | 4.77 | 1 | 365 | 5.4279 | 0.93101 | 6 | 0.35891
61535 | 8.215 | 1 | 365 | 9.348 | 0.82563 | 10 | 0.17367
62700 | 6.625 | 1 | 365 | 7.5387 | 0.18196 | 7 | 0.7207
62705 | 7.155 | 1 | 365 | 8.1418 | 0.39651 | 8 | 0.53836
62708 | 3.71 | 1 | 365 | 4.2217 | 0.5019 | 4 | 0.72359
62713 | 5.83 | 1 | 365 | 6.6341 | 0.36012 | 6 | 0.99422
62717 | 10.6 | 1 | 365 | 12.062 | 0.29113 | 12 | 0.35312
62725 | 11.66 | 1 | 365 | 13.2682 | 0.72024 | 13 | 0.98844
62729 | 8.215 | 1 | 365 | 9.348 | 0.82563 | 10 | 0.17367
62730 | 4.24 | 1 | 365 | 4.8248 | 0.71645 | 5 | 0.54125
48127 | 9.01 | 1 | 365 | 10.2527 | 0.64746 | 10 | 0.90016
29245 | 9.36 | 1 | 365 | 10.651 | 0.44953 | 11 | 0.10049
61572 | 6.095 | 1 | 365 | 6.9356 | 0.9674 | 7 | 0.90305
61586 | 8.4 | 1 | 365 | 9.5586 | 0.24957 | 9 | 0.80814
61591 | 10.6 | 1 | 365 | 12.062 | 0.29113 | 12 | 0.35312
61600 | 12.22 | 1 | 365 | 13.9054 | 0.0035475 | 13 | 0.90898
61604 | 9.275 | 1 | 365 | 10.5542 | 0.25474 | 10 | 0.80898
61652 | 8.415 | 1 | 365 | 9.5756 | 0.28395 | 9 | 0.85958
61514 | 7.155 | 1 | 365 | 8.1418 | 0.39651 | 8 | 0.53836
61655 | 8.8 | 1 | 365 | 10.0137 | 0.16622 | 10 | 0.17995
61658 | 6.63 | 1 | 365 | 7.5444 | 0.19341 | 7 | 0.73785
25371 | 332.01 | 0.8 | 365 | 302.2417 | 0.67154 | 302 | 0.91326
61676 | 6.72 | 1 | 365 | 7.6468 | 0.39966 | 8 | 0.046509
61679 | 9.8 | 1 | 365 | 11.1517 | 0.45784 | 11 | 0.60949
61680 | 7 | 1 | 365 | 7.9655 | 0.041312 | 8 | 0.00678
61688 | 5.88 | 1 | 365 | 6.691 | 0.4747 | 7 | 0.1657
61689 | 7.42 | 1 | 365 | 8.4434 | 0.0037907 | 8 | 0.44719
62232 | 3.64 | 1 | 365 | 4.142 | 0.34148 | 4 | 0.48353
61691 | 7.84 | 1 | 365 | 8.9213 | 0.96627 | 9 | 0.88759
61692 | 8.68 | 1 | 365 | 9.8772 | 0.89123 | 10 | 0.76841
61694 | 10.08 | 1 | 365 | 11.4703 | 0.099489 | 11 | 0.56976
61699 | 7.28 | 1 | 365 | 8.2841 | 0.68296 | 8 | 0.96705
61702 | 7 | 1 | 365 | 7.9655 | 0.041312 | 8 | 0.00678
61703 | 7.685 | 1 | 365 | 8.7449 | 0.61107 | 9 | 0.35601
61706 | 5.035 | 1 | 365 | 5.7294 | 0.53829 | 6 | 0.26773
53081 | 7.8 | 1 | 365 | 8.8758 | 0.8746 | 9 | 0.75041
61731 | 5.46 | 1 | 365 | 6.2131 | 0.51222 | 6 | 0.72529
61735 | 3.445 | 1 | 365 | 3.9201 | 0.89462 | 4 | 0.81477
61745 | 5.3 | 1 | 365 | 6.031 | 0.14556 | 6 | 0.17656
61747 | 7.95 | 1 | 365 | 9.0465 | 0.21835 | 9 | 0.26484
61752 | 3.64 | 1 | 365 | 4.142 | 0.34148 | 4 | 0.48353
61755 | 7.42 | 1 | 365 | 8.4434 | 0.0037907 | 8 | 0.44719
61761 | 10.92 | 1 | 365 | 12.4261 | 0.024447 | 12 | 0.45058
61762 | 11.2 | 1 | 365 | 12.7447 | 0.6661 | 13 | 0.41085
61766 | 10.92 | 1 | 365 | 12.4261 | 0.024447 | 12 | 0.45058
61768 | 11.4 | 1 | 365 | 12.9723 | 0.12442 | 13 | 0.096756
61786 | 5.865 | 1 | 365 | 6.6739 | 0.44033 | 7 | 0.11425
61790 | 5.7 | 1 | 365 | 6.4862 | 0.062211 | 6 | 0.54838
61808 | 6.3 | 1 | 365 | 7.1689 | 0.43718 | 7 | 0.6061
61815 | 3.75 | 1 | 365 | 4.2672 | 0.59356 | 4 | 0.86078
61818 | 10.66 | 1 | 365 | 12.1303 | 0.42863 | 12 | 0.5589
61811 | 3.71 | 1 | 365 | 4.2217 | 0.5019 | 4 | 0.72359
61819 | 12.9 | 1 | 365 | 14.6792 | 0.56185 | 15 | 0.24107
61904 | 7.65 | 1 | 365 | 8.7051 | 0.53086 | 9 | 0.23598
61917 | 7.685 | 1 | 365 | 8.7449 | 0.61107 | 9 | 0.35601
62104 | 5.865 | 1 | 365 | 6.6739 | 0.44033 | 7 | 0.11425
62108 | 10.6 | 1 | 365 | 12.062 | 0.29113 | 12 | 0.35312
62111 | 4.505 | 1 | 365 | 5.1263 | 0.32373 | 5 | 0.45008
61280 | 8.175 | 1 | 365 | 9.3025 | 0.73396 | 10 | 0.03649
62009 | 11.115 | 1 | 365 | 12.648 | 0.47131 | 13 | 0.11934
62510 | 7.2 | 1 | 365 | 8.1931 | 0.49964 | 8 | 0.69269
61566 | 7.56 | 1 | 365 | 8.6027 | 0.32462 | 8 | 0.92732
34683 | 62.01 | 0.9 | 365 | 63.5064 | 0.8928 | 64 | 0.3992
35278 | 41.856 | 0.9 | 365 | 42.8661 | 0.32609 | 43 | 0.19214
61634 | 4.578 | 1 | 365 | 5.2094 | 0.49102 | 5 | 0.70043
61638 | 7.83 | 1 | 365 | 8.9099 | 0.94335 | 9 | 0.8533
61659 | 5.559 | 1 | 365 | 6.3257 | 0.73909 | 7 | 0.064813
61668 | 14.715 | 1 | 365 | 16.7446 | 0.72113 | 17 | 0.46568
61631 | 25.48 | 0.9 | 365 | 26.0949 | 0.55134 | 26 | 0.64621
61695 | 6.93 | 1 | 365 | 7.8858 | 0.8809 | 8 | 0.76671
61701 | 7.905 | 1 | 365 | 8.9953 | 0.11522 | 9 | 0.11051
61704 | 6.12 | 1 | 365 | 6.9641 | 0.02469 | 6 | 0.98878
61708 | 3.9 | 1 | 365 | 4.4379 | 0.9373 | 5 | 0.37521
61709 | 6.93 | 1 | 365 | 7.8858 | 0.8809 | 8 | 0.76671
61710 | 4.5 | 1 | 365 | 5.1207 | 0.31227 | 5 | 0.43293
61714 | 9.28 | 1 | 365 | 10.5599 | 0.2662 | 10 | 0.82613
61522 | 8.75 | 1 | 365 | 9.9568 | 0.05164 | 10 | 0.008475
61770 | 4.56 | 1 | 365 | 5.1889 | 0.44977 | 5 | 0.6387
61404 | 4.24 | 1 | 365 | 4.8248 | 0.71645 | 5 | 0.54125
61782 | 9.975 | 1 | 365 | 11.3508 | 0.85887 | 12 | 0.20966
61814 | 8.55 | 1 | 365 | 9.7293 | 0.59332 | 10 | 0.32257
61817 | 10.8 | 1 | 365 | 12.2896 | 0.74945 | 13 | 0.039032
61820 | 7.02 | 1 | 365 | 7.9882 | 0.087144 | 8 | 0.075371
61821 | 9.01 | 1 | 365 | 10.2527 | 0.64746 | 10 | 0.90016
61822 | 11.96 | 1 | 365 | 13.6096 | 0.40773 | 14 | 0.017298
61823 | 13.26 | 1 | 365 | 15.0889 | 0.38683 | 15 | 0.4757
61867 | 3.36 | 1 | 365 | 3.8234 | 0.69983 | 4 | 0.52325
61913 | 7.28 | 1 | 365 | 8.2841 | 0.68296 | 8 | 0.96705
61914 | 3.9 | 1 | 365 | 4.4379 | 0.9373 | 5 | 0.37521
61918 | 2.08 | 1 | 365 | 2.3669 | 0.76656 | 3 | 0.13344
61920 | 2.9 | 1 | 365 | 3.3 | 0.64569 | 3 | 0.94567
61921 | 7.42 | 1 | 365 | 8.4434 | 0.0037907 | 8 | 0.44719
61922 | 17.16 | 1 | 365 | 19.5268 | 0.32413 | 19 | 0.85091
61923 | 10.15 | 1 | 365 | 11.5499 | 0.2599 | 11 | 0.80983
61894 | 6 | 1 | 365 | 6.8275 | 0.7497 | 7 | 0.57724
61839 | 9.88 | 1 | 365 | 11.2427 | 0.64117 | 11 | 0.88386
61886 | 7.848 | 1 | 365 | 8.9304 | 0.9846 | 9 | 0.91503
61889 | 4.76 | 1 | 365 | 5.4165 | 0.90809 | 6 | 0.32461
61891 | 6.48 | 1 | 365 | 7.3737 | 0.84967 | 8 | 0.22342
61931 | 23.115 | 1 | 365 | 26.3031 | 0.9707 | 27 | 0.27382
61940 | 8.64 | 1 | 365 | 9.8317 | 0.79956 | 10 | 0.63123
61934 | 7.245 | 1 | 365 | 8.2443 | 0.60276 | 8 | 0.84702
61942 | 3.45 | 1 | 365 | 3.9258 | 0.90608 | 4 | 0.83191
61936 | 6 | 1 | 365 | 6.8275 | 0.7497 | 7 | 0.57724
61938 | 6.3 | 1 | 365 | 7.1689 | 0.43718 | 7 | 0.6061
61944 | 6 | 1 | 365 | 6.8275 | 0.7497 | 7 | 0.57724
61939 | 11.4 | 1 | 365 | 12.9723 | 0.12442 | 13 | 0.096756
61947 | 10.395 | 1 | 365 | 11.8287 | 0.82135 | 12 | 0.65007
61941 | 5.175 | 1 | 365 | 5.8888 | 0.85911 | 6 | 0.74787
61943 | 5.355 | 1 | 365 | 6.0936 | 0.2716 | 6 | 0.36519
61945 | 7.02 | 1 | 365 | 7.9882 | 0.087144 | 8 | 0.075371
61946 | 15.9 | 1 | 365 | 18.093 | 0.43669 | 18 | 0.52969
61949 | 10.26 | 1 | 365 | 11.6751 | 0.51198 | 12 | 0.18708
61950 | 7.56 | 1 | 365 | 8.6027 | 0.32462 | 8 | 0.92732
61951 | 5.04 | 1 | 365 | 5.7351 | 0.54974 | 6 | 0.28488
61953 | 6 | 1 | 365 | 6.8275 | 0.7497 | 7 | 0.57724
61952 | 12.825 | 1 | 365 | 14.5939 | 0.38998 | 14 | 0.98385
61956 | 8.745 | 1 | 365 | 9.9511 | 0.040182 | 9 | 0.99133
61958 | 7.56 | 1 | 365 | 8.6027 | 0.32462 | 8 | 0.92732
61957 | 5.88 | 1 | 365 | 6.691 | 0.4747 | 7 | 0.1657
61959 | 11.34 | 1 | 365 | 12.9041 | 0.98693 | 13 | 0.89098
61960 | 6.48 | 1 | 365 | 7.3737 | 0.84967 | 8 | 0.22342
61961 | 8.7 | 1 | 365 | 9.8999 | 0.93706 | 10 | 0.837
61963 | 10.8 | 1 | 365 | 12.2896 | 0.74945 | 13 | 0.039032
61964 | 5.12 | 1 | 365 | 5.8262 | 0.73307 | 6 | 0.55924
61965 | 8.19 | 1 | 365 | 9.3196 | 0.76834 | 10 | 0.087933
61966 | 11.52 | 1 | 365 | 13.1089 | 0.39942 | 13 | 0.5083
61967 | 7.25 | 1 | 365 | 8.2499 | 0.61422 | 8 | 0.86416
61968 | 5.565 | 1 | 365 | 6.3325 | 0.75284 | 7 | 0.08539
61969 | 5.67 | 1 | 365 | 6.452 | 0.99346 | 7 | 0.44549
61971 | 6.48 | 1 | 365 | 7.3737 | 0.84967 | 8 | 0.22342
61972 | 2.8 | 1 | 365 | 3.1862 | 0.41652 | 3 | 0.60271
61982 | 10.2 | 1 | 365 | 11.6068 | 0.37448 | 11 | 0.98131
61970 | 11.31 | 1 | 365 | 12.8699 | 0.91818 | 13 | 0.7881
62023 | 4.59 | 1 | 365 | 5.2231 | 0.51852 | 5 | 0.74159
62024 | 8.16 | 1 | 365 | 9.2855 | 0.69959 | 9 | 0.98505
62025 | 3.6 | 1 | 365 | 4.0965 | 0.24982 | 4 | 0.34634
62026 | 3.06 | 1 | 365 | 3.482 | 0.012345 | 3 | 0.49439
62028 | 5.61 | 1 | 365 | 6.3838 | 0.85597 | 7 | 0.23972
62029 | 6.3 | 1 | 365 | 7.1689 | 0.43718 | 7 | 0.6061
62030 | 4.08 | 1 | 365 | 4.6427 | 0.34979 | 4 | 0.99252
62035 | 2.85 | 1 | 365 | 3.2431 | 0.53111 | 3 | 0.77419
62036 | 10.4 | 1 | 365 | 11.8344 | 0.83281 | 12 | 0.66722
62037 | 10.08 | 1 | 365 | 11.4703 | 0.099489 | 11 | 0.56976
62038 | 6.93 | 1 | 365 | 7.8858 | 0.8809 | 8 | 0.76671
62040 | 8.1 | 1 | 365 | 9.2172 | 0.56209 | 9 | 0.77927
62041 | 12 | 1 | 365 | 13.6551 | 0.49939 | 14 | 0.15448
62042 | 6.76 | 1 | 365 | 7.6924 | 0.49132 | 8 | 0.18369
62043 | 7.125 | 1 | 365 | 8.1077 | 0.32776 | 8 | 0.43547
61166 | 11.13 | 1 | 365 | 12.6651 | 0.50569 | 13 | 0.17078
62052 | 5.8 | 1 | 365 | 6.6 | 0.29137 | 6 | 0.89133
62059 | 8.12 | 1 | 365 | 9.2399 | 0.60792 | 9 | 0.84786
62063 | 15.042 | 1 | 365 | 17.1167 | 0.47049 | 17 | 0.58714
62093 | 13.02 | 1 | 365 | 14.8158 | 0.83684 | 15 | 0.65261
62107 | 6 | 1 | 365 | 6.8275 | 0.7497 | 7 | 0.57724
62114 | 5.6 | 1 | 365 | 6.3724 | 0.83305 | 7 | 0.20542
62115 | 5.88 | 1 | 365 | 6.691 | 0.4747 | 7 | 0.1657
62130 | 7.65 | 1 | 365 | 8.7051 | 0.53086 | 9 | 0.23598
62132 | 13.5 | 1 | 365 | 15.362 | 0.93682 | 16 | 0.29879
62138 | 9.435 | 1 | 365 | 10.7363 | 0.6214 | 11 | 0.35771
62151 | 7.13 | 1 | 365 | 8.1134 | 0.33922 | 8 | 0.45262
62152 | 7.98 | 1 | 365 | 9.0806 | 0.2871 | 9 | 0.36773
62155 | 11.7 | 1 | 365 | 13.3137 | 0.81191 | 14 | 0.12562
62156 | 7.015 | 1 | 365 | 7.9825 | 0.075686 | 8 | 0.058223
62182 | 13.68 | 1 | 365 | 15.5668 | 0.34931 | 15 | 0.91611
62183 | 9.35 | 1 | 365 | 10.6396 | 0.42661 | 11 | 0.066199
62184 | 6.875 | 1 | 365 | 7.8232 | 0.75486 | 8 | 0.57809
62196 | 9.9 | 1 | 365 | 11.2654 | 0.687 | 11 | 0.95245
62199 | 6.27 | 1 | 365 | 7.1348 | 0.36843 | 7 | 0.50322
62200 | 5.67 | 1 | 365 | 6.452 | 0.99346 | 7 | 0.44549
62201 | 9.483 | 1 | 365 | 10.7909 | 0.73139 | 11 | 0.52233
62202 | 8.505 | 1 | 365 | 9.678 | 0.49019 | 10 | 0.16824
62203 | 5.035 | 1 | 365 | 5.7294 | 0.53829 | 6 | 0.26773
62204 | 8.1 | 1 | 365 | 9.2172 | 0.56209 | 9 | 0.77927
62207 | 18.02 | 1 | 365 | 20.5054 | 0.29492 | 20 | 0.80031
62209 | 6.93 | 1 | 365 | 7.8858 | 0.8809 | 8 | 0.76671
62210 | 5.1 | 1 | 365 | 5.8034 | 0.68724 | 6 | 0.49065
62215 | 11.7 | 1 | 365 | 13.3137 | 0.81191 | 14 | 0.12562
62216 | 8.745 | 1 | 365 | 9.9511 | 0.040182 | 9 | 0.99133
62221 | 6.9 | 1 | 365 | 7.8517 | 0.81215 | 8 | 0.66383
62224 | 4.59 | 1 | 365 | 5.2231 | 0.51852 | 5 | 0.74159
62227 | 11.97 | 1 | 365 | 13.621 | 0.43064 | 14 | 0.051594
62228 | 7.5 | 1 | 365 | 8.5344 | 0.18712 | 8 | 0.72155
62231 | 5.6 | 1 | 365 | 6.3724 | 0.83305 | 7 | 0.20542
62237 | 8.4 | 1 | 365 | 9.5586 | 0.24957 | 9 | 0.80814
62239 | 12.35 | 1 | 365 | 14.0534 | 0.30146 | 14 | 0.35482
62240 | 9 | 1 | 365 | 10.2413 | 0.62454 | 10 | 0.86586
62243 | 6.54 | 1 | 365 | 7.442 | 0.98717 | 8 | 0.42919
62241 | 4.2 | 1 | 365 | 4.7793 | 0.62479 | 5 | 0.40407
62245 | 9.3 | 1 | 365 | 10.5827 | 0.31203 | 10 | 0.89472
62250 | 4.2 | 1 | 365 | 4.7793 | 0.62479 | 5 | 0.40407
62253 | 4.2 | 1 | 365 | 4.7793 | 0.62479 | 5 | 0.40407
62254 | 3.72 | 1 | 365 | 4.2331 | 0.52481 | 4 | 0.75789
62256 | 5.232 | 1 | 365 | 5.9536 | 0.98973 | 6 | 0.94335
62259 | 4.83 | 1 | 365 | 5.4962 | 0.068505 | 5 | 0.56468
62261 | 5.67 | 1 | 365 | 6.452 | 0.99346 | 7 | 0.44549
62262 | 15.87 | 1 | 365 | 18.0589 | 0.36795 | 18 | 0.4268
62263 | 12 | 1 | 365 | 13.6551 | 0.49939 | 14 | 0.15448
62264 | 9.72 | 1 | 365 | 11.0606 | 0.27451 | 11 | 0.33513
62271 | 5.8 | 1 | 365 | 6.6 | 0.29137 | 6 | 0.89133
62272 | 4.725 | 1 | 365 | 5.3767 | 0.82789 | 6 | 0.20458
62274 | 11.772 | 1 | 365 | 13.3956 | 0.9769 | 14 | 0.37254
62281 | 8.06 | 1 | 365 | 9.1717 | 0.47042 | 9 | 0.64209
62287 | 7.035 | 1 | 365 | 8.0053 | 0.12152 | 8 | 0.12681
62292 | 5.035 | 1 | 365 | 5.7294 | 0.53829 | 6 | 0.26773
62295 | 11.6 | 1 | 365 | 13.1999 | 0.58275 | 13 | 0.78266
57211 | 10.85 | 1 | 365 | 12.3465 | 0.86403 | 13 | 0.21051
62316 | 8.12 | 1 | 365 | 9.2399 | 0.60792 | 9 | 0.84786
62318 | 5.46 | 1 | 365 | 6.2131 | 0.51222 | 6 | 0.72529
51405 | 4.725 | 1 | 365 | 5.3767 | 0.82789 | 6 | 0.20458
42282 | 15.08 | 1 | 365 | 17.1599 | 0.55757 | 17 | 0.71746
62319 | 12.48 | 1 | 365 | 14.2013 | 0.59937 | 14 | 0.80066
62327 | 4.48 | 1 | 365 | 5.0979 | 0.26644 | 5 | 0.36434
62332 | 10.865 | 1 | 365 | 12.3635 | 0.89841 | 13 | 0.26195
62331 | 13.515 | 1 | 365 | 15.379 | 0.97119 | 16 | 0.35023
48862 | 8.68 | 1 | 365 | 9.8772 | 0.89123 | 10 | 0.76841
62334 | 5.72 | 1 | 365 | 6.5089 | 0.10804 | 6 | 0.61697
62335 | 7.8 | 1 | 365 | 8.8758 | 0.8746 | 9 | 0.75041
62333 | 16.43 | 1 | 365 | 18.6961 | 0.65125 | 19 | 0.34734
62337 | 8.32 | 1 | 365 | 9.4675 | 0.066245 | 9 | 0.53377
62338 | 2.8 | 1 | 365 | 3.1862 | 0.41652 | 3 | 0.60271
62340 | 5.04 | 1 | 365 | 5.7351 | 0.54974 | 6 | 0.28488
62343 | 7.42 | 1 | 365 | 8.4434 | 0.0037907 | 8 | 0.44719
62342 | 7.95 | 1 | 365 | 9.0465 | 0.21835 | 9 | 0.26484
62345 | 6.24 | 1 | 365 | 7.1006 | 0.29968 | 7 | 0.40033
62348 | 6.36 | 1 | 365 | 7.2372 | 0.57468 | 7 | 0.81187
62352 | 5.32 | 1 | 365 | 6.0538 | 0.1914 | 6 | 0.24515
62349 | 8.41 | 1 | 365 | 9.5699 | 0.27249 | 9 | 0.84243
62353 | 10.07 | 1 | 365 | 11.4589 | 0.076573 | 11 | 0.53547
62355 | 8.4 | 1 | 365 | 9.5586 | 0.24957 | 9 | 0.80814
62357 | 7.95 | 1 | 365 | 9.0465 | 0.21835 | 9 | 0.26484
62362 | 6.625 | 1 | 365 | 7.5387 | 0.18196 | 7 | 0.7207
62363 | 4.505 | 1 | 365 | 5.1263 | 0.32373 | 5 | 0.45008
62364 | 6.44 | 1 | 365 | 7.3282 | 0.75801 | 8 | 0.086238
62367 | 6.44 | 1 | 365 | 7.3282 | 0.75801 | 8 | 0.086238
62374 | 7.28 | 1 | 365 | 8.2841 | 0.68296 | 8 | 0.96705
62385 | 2.385 | 1 | 365 | 2.7139 | 0.4655 | 3 | 0.17945
62384 | 5.035 | 1 | 365 | 5.7294 | 0.53829 | 6 | 0.26773
62389 | 8.84 | 1 | 365 | 10.0592 | 0.25789 | 10 | 0.31713
62386 | 10.36 | 1 | 365 | 11.7889 | 0.74114 | 12 | 0.53003
62393 | 3.64 | 1 | 365 | 4.142 | 0.34148 | 4 | 0.48353
62408 | 6.21 | 1 | 365 | 7.0665 | 0.23094 | 7 | 0.29744
62411 | 11.7 | 1 | 365 | 13.3137 | 0.81191 | 14 | 0.12562
62413 | 8.32 | 1 | 365 | 9.4675 | 0.066245 | 9 | 0.53377
62416 | 6.63 | 1 | 365 | 7.5444 | 0.19341 | 7 | 0.73785
62410 | 6.44 | 1 | 365 | 7.3282 | 0.75801 | 8 | 0.086238
62419 | 8.745 | 1 | 365 | 9.9511 | 0.040182 | 9 | 0.99133
62846 | 17.595 | 1 | 365 | 20.0218 | 0.32098 | 20 | 0.34276
62422 | 7.54 | 1 | 365 | 8.5799 | 0.27878 | 8 | 0.85873
62423 | 11.13 | 1 | 365 | 12.6651 | 0.50569 | 13 | 0.17078
62424 | 6 | 1 | 365 | 6.8275 | 0.7497 | 7 | 0.57724
62426 | 7.8 | 1 | 365 | 8.8758 | 0.8746 | 9 | 0.75041
62430 | 6.96 | 1 | 365 | 7.92 | 0.94965 | 8 | 0.8696
62434 | 5.98 | 1 | 365 | 6.8048 | 0.70386 | 7 | 0.50865
62437 | 8.06 | 1 | 365 | 9.1717 | 0.47042 | 9 | 0.64209
62440 | 4.42 | 1 | 365 | 5.0296 | 0.12894 | 5 | 0.15857
62441 | 10.92 | 1 | 365 | 12.4261 | 0.024447 | 12 | 0.45058
62444 | 9 | 1 | 365 | 10.2413 | 0.62454 | 10 | 0.86586
62446 | 11.2 | 1 | 365 | 12.7447 | 0.6661 | 13 | 0.41085
62445 | 5.5 | 1 | 365 | 6.2586 | 0.60389 | 6 | 0.86247
62448 | 9.975 | 1 | 365 | 11.3508 | 0.85887 | 12 | 0.20966
62451 | 24.96 | 1 | 365 | 28.4026 | 0.19874 | 28 | 0.60132
62467 | 4.725 | 1 | 365 | 5.3767 | 0.82789 | 6 | 0.20458
62473 | 6.16 | 1 | 365 | 7.0096 | 0.11635 | 7 | 0.12597
62483 | 11.34 | 1 | 365 | 12.9041 | 0.98693 | 13 | 0.89098
62489 | 8.12 | 1 | 365 | 9.2399 | 0.60792 | 9 | 0.84786
62494 | 8.12 | 1 | 365 | 9.2399 | 0.60792 | 9 | 0.84786
62496 | 12.285 | 1 | 365 | 13.9794 | 0.1525 | 14 | 0.1319
62503 | 7.685 | 1 | 365 | 8.7449 | 0.61107 | 9 | 0.35601
32738 | 161.92 | 0.9 | 365 | 165.8274 | 0.95262 | 166 | 0.78001
57501 | 7.04 | 1 | 365 | 8.011 | 0.13298 | 8 | 0.14396
61222 | 9.36 | 1 | 365 | 10.651 | 0.44953 | 11 | 0.10049
59482 | 4.48 | 1 | 365 | 5.0979 | 0.26644 | 5 | 0.36434
59967 | 8.64 | 1 | 365 | 9.8317 | 0.79956 | 10 | 0.63123
59409 | 9.28 | 1 | 365 | 10.5599 | 0.2662 | 10 | 0.82613
60984 | 6.4 | 1 | 365 | 7.2827 | 0.66634 | 7 | 0.94906
61736 | 5.46 | 1 | 365 | 6.2131 | 0.51222 | 6 | 0.72529
43832 | 9.6 | 1 | 365 | 10.9241 | 0.99951 | 11 | 0.92358
62288 | 6.76 | 1 | 365 | 7.6924 | 0.49132 | 8 | 0.18369
49971 | 7.04 | 1 | 365 | 8.011 | 0.13298 | 8 | 0.14396
61167 | 14.4 | 1 | 365 | 16.3861 | 0.99927 | 17 | 0.38538
61445 | 7.36 | 1 | 365 | 8.3751 | 0.86629 | 9 | 0.24141
61722 | 5.76 | 1 | 365 | 6.5544 | 0.19971 | 6 | 0.75415
34552 | 137.7 | 0.9 | 365 | 141.0229 | 0.99997 | 142 | 0.022892
62007 | 7.04 | 1 | 365 | 8.011 | 0.13298 | 8 | 0.14396
62125 | 9.6 | 1 | 365 | 10.9241 | 0.99951 | 11 | 0.92358
62166 | 8.32 | 1 | 365 | 9.4675 | 0.066245 | 9 | 0.53377
50985 | 4.8 | 1 | 365 | 5.462 | 0.99976 | 6 | 0.46179
55923 | 10.24 | 1 | 365 | 11.6523 | 0.46615 | 12 | 0.11849
62308 | 8 | 1 | 365 | 9.1034 | 0.33293 | 9 | 0.43632
28495 | 2835.685 | 1 | 365 | 3226.794 | 0.30112 | 3227 | 0.095135
62450 | 3.36 | 1 | 365 | 3.8234 | 0.69983 | 4 | 0.52325
61686 | 11.18 | 1 | 365 | 12.722 | 0.62027 | 13 | 0.34226
62458 | 4.505 | 1 | 365 | 5.1263 | 0.32373 | 5 | 0.45008
62468 | 12.42 | 1 | 365 | 14.133 | 0.46187 | 14 | 0.59489
62470 | 7.625 | 1 | 365 | 8.6767 | 0.47357 | 9 | 0.15024
62474 | 14.388 | 1 | 365 | 16.3725 | 0.97177 | 17 | 0.34422
62479 | 10.8 | 1 | 365 | 12.2896 | 0.74945 | 13 | 0.039032
62485 | 5.04 | 1 | 365 | 5.7351 | 0.54974 | 6 | 0.28488
62492 | 6.867 | 1 | 365 | 7.8141 | 0.73653 | 8 | 0.55065
62497 | 3.71 | 1 | 365 | 4.2217 | 0.5019 | 4 | 0.72359
62499 | 12.42 | 1 | 365 | 14.133 | 0.46187 | 14 | 0.59489
62502 | 11.96 | 1 | 365 | 13.6096 | 0.40773 | 14 | 0.017298
61954 | 8.1 | 1 | 365 | 9.2172 | 0.56209 | 9 | 0.77927
62505 | 4.845 | 1 | 365 | 5.5132 | 0.10288 | 5 | 0.61612
62507 | 13 | 1 | 365 | 14.793 | 0.79101 | 15 | 0.58402
62513 | 4.905 | 1 | 365 | 5.5815 | 0.24038 | 5 | 0.82189
62516 | 10.15 | 1 | 365 | 11.5499 | 0.2599 | 11 | 0.80983
62472 | 6 | 1 | 365 | 6.8275 | 0.7497 | 7 | 0.57724
62517 | 6.76 | 1 | 365 | 7.6924 | 0.49132 | 8 | 0.18369
62523 | 10.4 | 1 | 365 | 11.8344 | 0.83281 | 12 | 0.66722
62527 | 12.19 | 1 | 365 | 13.8713 | 0.9348 | 14 | 0.80609
62529 | 5.72 | 1 | 365 | 6.5089 | 0.10804 | 6 | 0.61697
62267 | 5.4 | 1 | 365 | 6.1448 | 0.37473 | 6 | 0.51952
62533 | 7.28 | 1 | 365 | 8.2841 | 0.68296 | 8 | 0.96705
62536 | 8.58 | 1 | 365 | 9.7634 | 0.66207 | 10 | 0.42545
62535 | 4.77 | 1 | 365 | 5.4279 | 0.93101 | 6 | 0.35891
62537 | 5.035 | 1 | 365 | 5.7294 | 0.53829 | 6 | 0.26773
62541 | 5.46 | 1 | 365 | 6.2131 | 0.51222 | 6 | 0.72529
62543 | 5.565 | 1 | 365 | 6.3325 | 0.75284 | 7 | 0.08539
62548 | 9.88 | 1 | 365 | 11.2427 | 0.64117 | 11 | 0.88386
62551 | 5.98 | 1 | 365 | 6.8048 | 0.70386 | 7 | 0.50865
62557 | 7.54 | 1 | 365 | 8.5799 | 0.27878 | 8 | 0.85873
50987 | 5.76 | 1 | 365 | 6.5544 | 0.19971 | 6 | 0.75415
62558 | 6 | 1 | 365 | 6.8275 | 0.7497 | 7 | 0.57724
62564 | 7.935 | 1 | 365 | 9.0294 | 0.18397 | 9 | 0.2134
62570 | 5.865 | 1 | 365 | 6.6739 | 0.44033 | 7 | 0.11425
62573 | 10.08 | 1 | 365 | 11.4703 | 0.099489 | 11 | 0.56976
62575 | 12.765 | 1 | 365 | 14.5256 | 0.25248 | 14 | 0.77808
62579 | 13.5 | 1 | 365 | 15.362 | 0.93682 | 16 | 0.29879
62585 | 8.45 | 1 | 365 | 9.6155 | 0.36416 | 9 | 0.97961
62586 | 6 | 1 | 365 | 6.8275 | 0.7497 | 7 | 0.57724
62559 | 9.1 | 1 | 365 | 10.3551 | 0.85371 | 11 | 0.20881
62562 | 9.54 | 1 | 365 | 10.8558 | 0.86202 | 11 | 0.71781
62569 | 7.42 | 1 | 365 | 8.4434 | 0.0037907 | 8 | 0.44719
62572 | 7.95 | 1 | 365 | 9.0465 | 0.21835 | 9 | 0.26484
62578 | 4.77 | 1 | 365 | 5.4279 | 0.93101 | 6 | 0.35891
62580 | 7.155 | 1 | 365 | 8.1418 | 0.39651 | 8 | 0.53836
62583 | 14.04 | 1 | 365 | 15.9765 | 0.17429 | 16 | 0.15074
38896 | 11.55 | 1 | 365 | 13.143 | 0.46816 | 13 | 0.61119
62590 | 4.24 | 1 | 365 | 4.8248 | 0.71645 | 5 | 0.54125
62592 | 7.245 | 1 | 365 | 8.2443 | 0.60276 | 8 | 0.84702
62593 | 4.59 | 1 | 365 | 5.2231 | 0.51852 | 5 | 0.74159
62594 | 12.5 | 1 | 365 | 14.2241 | 0.6452 | 14 | 0.86925
62270 | 13.11 | 1 | 365 | 14.9182 | 0.043086 | 14 | 0.96127
62597 | 14.04 | 1 | 365 | 15.9765 | 0.17429 | 16 | 0.15074
62596 | 4.86 | 1 | 365 | 5.5303 | 0.13725 | 5 | 0.66756
62599 | 4.68 | 1 | 365 | 5.3255 | 0.72476 | 6 | 0.050247
62598 | 8.84 | 1 | 365 | 10.0592 | 0.25789 | 10 | 0.31713
62600 | 9.88 | 1 | 365 | 11.2427 | 0.64117 | 11 | 0.88386
62601 | 8.215 | 1 | 365 | 9.348 | 0.82563 | 10 | 0.17367
62602 | 9.45 | 1 | 365 | 10.7534 | 0.65577 | 11 | 0.40915
62603 | 4.24 | 1 | 365 | 4.8248 | 0.71645 | 5 | 0.54125
62604 | 10.695 | 1 | 365 | 12.1701 | 0.50883 | 12 | 0.67893
62605 | 6.54 | 1 | 365 | 7.442 | 0.98717 | 8 | 0.42919
62606 | 7.2 | 1 | 365 | 8.1931 | 0.49964 | 8 | 0.69269
62607 | 3 | 1 | 365 | 3.4138 | 0.87485 | 4 | 0.28862
59216 | 10.995 | 1 | 365 | 12.5115 | 0.19632 | 12 | 0.70779
62608 | 9.135 | 1 | 365 | 10.3949 | 0.93391 | 11 | 0.32885
62609 | 5.04 | 1 | 365 | 5.7351 | 0.54974 | 6 | 0.28488
62610 | 4.275 | 1 | 365 | 4.8646 | 0.79666 | 5 | 0.66128
62611 | 6.76 | 1 | 365 | 7.6924 | 0.49132 | 8 | 0.18369
62612 | 8.64 | 1 | 365 | 9.8317 | 0.79956 | 10 | 0.63123
62613 | 5.04 | 1 | 365 | 5.7351 | 0.54974 | 6 | 0.28488
62614 | 4.41 | 1 | 365 | 5.0182 | 0.10603 | 5 | 0.12427
62615 | 6.93 | 1 | 365 | 7.8858 | 0.8809 | 8 | 0.76671
47838 | 24.57 | 1 | 365 | 27.9588 | 0.30501 | 28 | 0.2638
62616 | 2.7 | 1 | 365 | 3.0724 | 0.18736 | 3 | 0.25976
62617 | 13.78 | 1 | 365 | 15.6806 | 0.57847 | 16 | 0.25906
54927 | 4.42 | 1 | 365 | 5.0296 | 0.12894 | 5 | 0.15857
62620 | 6.93 | 1 | 365 | 7.8858 | 0.8809 | 8 | 0.76671
62621 | 7.41 | 1 | 365 | 8.432 | 0.98087 | 9 | 0.41289
62623 | 5.886 | 1 | 365 | 6.6978 | 0.48845 | 7 | 0.18627
62629 | 9.12 | 1 | 365 | 10.3779 | 0.89954 | 11 | 0.2774
62630 | 5.4 | 1 | 365 | 6.1448 | 0.37473 | 6 | 0.51952
62631 | 5.67 | 1 | 365 | 6.452 | 0.99346 | 7 | 0.44549
62632 | 2.97 | 1 | 365 | 3.3796 | 0.8061 | 4 | 0.18573
62633 | 8.68 | 1 | 365 | 9.8772 | 0.89123 | 10 | 0.76841
62634 | 7.28 | 1 | 365 | 8.2841 | 0.68296 | 8 | 0.96705
62635 | 4.94 | 1 | 365 | 5.6213 | 0.32058 | 5 | 0.94193
38626 | 6.4 | 1 | 365 | 7.2827 | 0.66634 | 7 | 0.94906
40769 | 13.455 | 1 | 365 | 15.3108 | 0.83369 | 16 | 0.14446
50008 | 9.045 | 1 | 365 | 10.2925 | 0.72767 | 11 | 0.020189
62637 | 5.3 | 1 | 365 | 6.031 | 0.14556 | 6 | 0.17656
62638 | 9 | 1 | 365 | 10.2413 | 0.62454 | 10 | 0.86586
62639 | 8.8 | 1 | 365 | 10.0137 | 0.16622 | 10 | 0.17995
62640 | 12 | 1 | 365 | 13.6551 | 0.49939 | 14 | 0.15448
62641 | 12.48 | 1 | 365 | 14.2013 | 0.59937 | 14 | 0.80066
62643 | 11.4 | 1 | 365 | 12.9723 | 0.12442 | 13 | 0.096756
62642 | 12.19 | 1 | 365 | 13.8713 | 0.9348 | 14 | 0.80609
62644 | 8.1 | 1 | 365 | 9.2172 | 0.56209 | 9 | 0.77927
62645 | 15.435 | 1 | 365 | 17.5639 | 0.37109 | 17 | 0.93495
62647 | 5.44 | 1 | 365 | 6.1903 | 0.46639 | 6 | 0.6567
62648 | 7.245 | 1 | 365 | 8.2443 | 0.60276 | 8 | 0.84702
62649 | 11.52 | 1 | 365 | 13.1089 | 0.39942 | 13 | 0.5083
62650 | 5.865 | 1 | 365 | 6.6739 | 0.44033 | 7 | 0.11425
62651 | 10.71 | 1 | 365 | 12.1872 | 0.54321 | 12 | 0.73037
62652 | 5.94 | 1 | 365 | 6.7593 | 0.6122 | 7 | 0.37147
62653 | 6.4 | 1 | 365 | 7.2827 | 0.66634 | 7 | 0.94906
62654 | 5.13 | 1 | 365 | 5.8376 | 0.75599 | 6 | 0.59354
62656 | 6.54 | 1 | 365 | 7.442 | 0.98717 | 8 | 0.42919
62659 | 12.16 | 1 | 365 | 13.8372 | 0.86605 | 14 | 0.70321
62660 | 6.5 | 1 | 365 | 7.3965 | 0.8955 | 8 | 0.29201
62663 | 3.38 | 1 | 365 | 3.8462 | 0.74566 | 4 | 0.59185
62666 | 4.505 | 1 | 365 | 5.1263 | 0.32373 | 5 | 0.45008
62668 | 5.83 | 1 | 365 | 6.6341 | 0.36012 | 6 | 0.99422
62667 | 6.89 | 1 | 365 | 7.8403 | 0.78923 | 8 | 0.62953
62672 | 2.86 | 1 | 365 | 3.2545 | 0.55402 | 3 | 0.80848
62670 | 3.18 | 1 | 365 | 3.6186 | 0.28734 | 3 | 0.90594
44698 | 4.8 | 1 | 365 | 5.462 | 0.99976 | 6 | 0.46179
62674 | 7.685 | 1 | 365 | 8.7449 | 0.61107 | 9 | 0.35601
62676 | 5.3 | 1 | 365 | 6.031 | 0.14556 | 6 | 0.17656
50937 | 2.28 | 1 | 365 | 2.5945 | 0.22488 | 2 | 0.81935
62678 | 2.6 | 1 | 365 | 2.9586 | 0.9582 | 3 | 0.9168
62677 | 8.06 | 1 | 365 | 9.1717 | 0.47042 | 9 | 0.64209
62682 | 5.2 | 1 | 365 | 5.9172 | 0.9164 | 6 | 0.83361
62683 | 8.32 | 1 | 365 | 9.4675 | 0.066245 | 9 | 0.53377
62684 | 8.32 | 1 | 365 | 9.4675 | 0.066245 | 9 | 0.53377
62689 | 6.9 | 1 | 365 | 7.8517 | 0.81215 | 8 | 0.66383
62690 | 7.42 | 1 | 365 | 8.4434 | 0.0037907 | 8 | 0.44719
62694 | 7.8 | 1 | 365 | 8.8758 | 0.8746 | 9 | 0.75041
62698 | 4.77 | 1 | 365 | 5.4279 | 0.93101 | 6 | 0.35891
62697 | 6.24 | 1 | 365 | 7.1006 | 0.29968 | 7 | 0.40033
62701 | 5.2 | 1 | 365 | 5.9172 | 0.9164 | 6 | 0.83361
62699 | 11.4 | 1 | 365 | 12.9723 | 0.12442 | 13 | 0.096756
62704 | 9.275 | 1 | 365 | 10.5542 | 0.25474 | 10 | 0.80898
62693 | 5.98 | 1 | 365 | 6.8048 | 0.70386 | 7 | 0.50865
62706 | 4.77 | 1 | 365 | 5.4279 | 0.93101 | 6 | 0.35891
62707 | 4.68 | 1 | 365 | 5.3255 | 0.72476 | 6 | 0.050247
62711 | 6.6 | 1 | 365 | 7.5103 | 0.12467 | 7 | 0.63496
62719 | 8.82 | 1 | 365 | 10.0365 | 0.21205 | 10 | 0.24854
62721 | 6.555 | 1 | 365 | 7.4591 | 0.021543 | 7 | 0.48063
62722 | 4.08 | 1 | 365 | 4.6427 | 0.34979 | 4 | 0.99252
50555 | 3.52 | 1 | 365 | 4.0055 | 0.066488 | 4 | 0.071981
62724 | 16.38 | 1 | 365 | 18.6392 | 0.53667 | 19 | 0.17587
62727 | 7.68 | 1 | 365 | 8.7393 | 0.59961 | 9 | 0.33887
62728 | 6.24 | 1 | 365 | 7.1006 | 0.29968 | 7 | 0.40033
56398 | 5.415 | 1 | 365 | 6.1619 | 0.4091 | 6 | 0.57096
62723 | 5.72 | 1 | 365 | 6.5089 | 0.10804 | 6 | 0.61697
62726 | 6.24 | 1 | 365 | 7.1006 | 0.29968 | 7 | 0.40033
62731 | 5.3 | 1 | 365 | 6.031 | 0.14556 | 6 | 0.17656
62733 | 2.65 | 1 | 365 | 3.0155 | 0.072782 | 3 | 0.088281
62739 | 3.71 | 1 | 365 | 4.2217 | 0.5019 | 4 | 0.72359
59987 | 6.5 | 1 | 365 | 7.3965 | 0.8955 | 8 | 0.29201
60035 | 3.975 | 1 | 365 | 4.5232 | 0.10917 | 4 | 0.63242
59950 | 4.68 | 1 | 365 | 5.3255 | 0.72476 | 6 | 0.050247
61073 | 3.12 | 1 | 365 | 3.5503 | 0.14984 | 3 | 0.70016
62760 | 9.01 | 1 | 365 | 10.2527 | 0.64746 | 10 | 0.90016
62718 | 7.56 | 1 | 365 | 8.6027 | 0.32462 | 8 | 0.92732
63061 | 7.02 | 1 | 365 | 7.9882 | 0.087144 | 8 | 0.075371
50472 | 8.265 | 1 | 365 | 9.4049 | 0.94021 | 10 | 0.34515
51270 | 7.44 | 1 | 365 | 8.4662 | 0.049623 | 8 | 0.51578
50160 | 8.505 | 1 | 365 | 9.678 | 0.49019 | 10 | 0.16824
45632 | 8.505 | 1 | 365 | 9.678 | 0.49019 | 10 | 0.16824
46128 | 9.156 | 1 | 365 | 10.4188 | 0.98204 | 11 | 0.40087
62539 | 6 | 1 | 365 | 6.8275 | 0.7497 | 7 | 0.57724
44514 | 4.76 | 1 | 365 | 5.4165 | 0.90809 | 6 | 0.32461
62781 | 2.8 | 1 | 365 | 3.1862 | 0.41652 | 3 | 0.60271
62116 | 5.3 | 1 | 365 | 6.031 | 0.14556 | 6 | 0.17656
62128 | 6.375 | 1 | 365 | 7.2543 | 0.60905 | 7 | 0.86332
61912 | 10.2 | 1 | 365 | 11.6068 | 0.37448 | 11 | 0.98131
62110 | 7.25 | 1 | 365 | 8.2499 | 0.61422 | 8 | 0.86416
61813 | 5.61 | 1 | 365 | 6.3838 | 0.85597 | 7 | 0.23972
61901 | 10.6 | 1 | 365 | 12.062 | 0.29113 | 12 | 0.35312
61799 | 10.965 | 1 | 365 | 12.4773 | 0.12757 | 12 | 0.60491
61805 | 5.1 | 1 | 365 | 5.8034 | 0.68724 | 6 | 0.49065
61685 | 5.46 | 1 | 365 | 6.2131 | 0.51222 | 6 | 0.72529
61711 | 12.19 | 1 | 365 | 13.8713 | 0.9348 | 14 | 0.80609
61611 | 8.215 | 1 | 365 | 9.348 | 0.82563 | 10 | 0.17367
62062 | 7.28 | 1 | 365 | 8.2841 | 0.68296 | 8 | 0.96705
62811 | 9.6 | 1 | 365 | 10.9241 | 0.99951 | 11 | 0.92358
62734 | 9.28 | 1 | 365 | 10.5599 | 0.2662 | 10 | 0.82613
62743 | 7.56 | 1 | 365 | 8.6027 | 0.32462 | 8 | 0.92732
62744 | 6.44 | 1 | 365 | 7.3282 | 0.75801 | 8 | 0.086238
62745 | 11.2 | 1 | 365 | 12.7447 | 0.6661 | 13 | 0.41085
62746 | 8.68 | 1 | 365 | 9.8772 | 0.89123 | 10 | 0.76841
62747 | 7.685 | 1 | 365 | 8.7449 | 0.61107 | 9 | 0.35601
62748 | 5.88 | 1 | 365 | 6.691 | 0.4747 | 7 | 0.1657
62749 | 7.28 | 1 | 365 | 8.2841 | 0.68296 | 8 | 0.96705
62750 | 6.095 | 1 | 365 | 6.9356 | 0.9674 | 7 | 0.90305
19556 | 647.9 | 0.8 | 365 | 589.8088 | 0.79041 | 590 | 0.59917
62751 | 8.96 | 1 | 365 | 10.1958 | 0.53288 | 10 | 0.72868
62752 | 8.215 | 1 | 365 | 9.348 | 0.82563 | 10 | 0.17367
62753 | 9.8 | 1 | 365 | 11.1517 | 0.45784 | 11 | 0.60949
62754 | 10.64 | 1 | 365 | 12.1075 | 0.38279 | 12 | 0.49031
62761 | 7.98 | 1 | 365 | 9.0806 | 0.2871 | 9 | 0.36773
63024 | 191.235 | 0.9 | 365 | 195.8498 | 0.41347 | 196 | 0.26327
62778 | 4.68 | 1 | 365 | 5.3255 | 0.72476 | 6 | 0.050247
62784 | 5.565 | 1 | 365 | 6.3325 | 0.75284 | 7 | 0.08539
36217 | 63.63 | 0.9 | 365 | 65.1655 | 0.23397 | 65 | 0.39947
62787 | 3.975 | 1 | 365 | 4.5232 | 0.10917 | 4 | 0.63242
62714 | 6.095 | 1 | 365 | 6.9356 | 0.9674 | 7 | 0.90305
62791 | 5.035 | 1 | 365 | 5.7294 | 0.53829 | 6 | 0.26773
34854 | 47.04 | 0.9 | 365 | 48.1752 | 0.017855 | 48 | 0.19301
62789 | 9.01 | 1 | 365 | 10.2527 | 0.64746 | 10 | 0.90016
62790 | 8.96 | 1 | 365 | 10.1958 | 0.53288 | 10 | 0.72868
62509 | 40.92 | 0.9 | 365 | 41.9075 | 0.39563 | 42 | 0.3031
62792 | 6.36 | 1 | 365 | 7.2372 | 0.57468 | 7 | 0.81187
62870 | 30.24 | 0.9 | 365 | 30.9697 | 0.36862 | 31 | 0.33836
62794 | 6.84 | 1 | 365 | 7.7834 | 0.67465 | 8 | 0.45805
41833 | 2.61 | 1 | 365 | 2.97 | 0.98112 | 3 | 0.9511
62793 | 11.66 | 1 | 365 | 13.2682 | 0.72024 | 13 | 0.98844
58942 | 9.86 | 1 | 365 | 11.2199 | 0.59533 | 11 | 0.81526
62795 | 2.97 | 1 | 365 | 3.3796 | 0.8061 | 4 | 0.18573
62798 | 10.8 | 1 | 365 | 12.2896 | 0.74945 | 13 | 0.039032
59756 | 10.72 | 1 | 365 | 12.1985 | 0.56612 | 12 | 0.76467
62797 | 17.28 | 1 | 365 | 19.6633 | 0.59912 | 20 | 0.26245
59973 | 7.83 | 1 | 365 | 8.9099 | 0.94335 | 9 | 0.8533
62796 | 6.89 | 1 | 365 | 7.8403 | 0.78923 | 8 | 0.62953
62799 | 4.2 | 1 | 365 | 4.7793 | 0.62479 | 5 | 0.40407
58909 | 8.48 | 1 | 365 | 9.6496 | 0.4329 | 10 | 0.082499
62801 | 5.3 | 1 | 365 | 6.031 | 0.14556 | 6 | 0.17656
41657 | 10.14 | 1 | 365 | 11.5385 | 0.23699 | 11 | 0.77554
60193 | 12 | 1 | 365 | 13.6551 | 0.49939 | 14 | 0.15448
60384 | 10.695 | 1 | 365 | 12.1701 | 0.50883 | 12 | 0.67893
60372 | 5.2 | 1 | 365 | 5.9172 | 0.9164 | 6 | 0.83361
45407 | 10.26 | 1 | 365 | 11.6751 | 0.51198 | 12 | 0.18708
60497 | 3.6 | 1 | 365 | 4.0965 | 0.24982 | 4 | 0.34634
60995 | 12 | 1 | 365 | 13.6551 | 0.49939 | 14 | 0.15448
50037 | 8.19 | 1 | 365 | 9.3196 | 0.76834 | 10 | 0.087933
60942 | 12.22 | 1 | 365 | 13.9054 | 0.0035475 | 13 | 0.90898
48402 | 13.2 | 1 | 365 | 15.0206 | 0.24933 | 15 | 0.26993
62805 | 6.72 | 1 | 365 | 7.6468 | 0.39966 | 8 | 0.046509
59330 | 9.405 | 1 | 365 | 10.7022 | 0.55265 | 11 | 0.25482
62808 | 7.8 | 1 | 365 | 8.8758 | 0.8746 | 9 | 0.75041
62810 | 19.765 | 1 | 365 | 22.4911 | 0.29379 | 22 | 0.78486
38246 | 9.36 | 1 | 365 | 10.651 | 0.44953 | 11 | 0.10049
62813 | 11.118 | 1 | 365 | 12.6514 | 0.47819 | 13 | 0.12963
62814 | 15.075 | 1 | 365 | 17.1542 | 0.54611 | 17 | 0.70032
61093 | 9.54 | 1 | 365 | 10.8558 | 0.86202 | 11 | 0.71781
62815 | 3 | 1 | 365 | 3.4138 | 0.87485 | 4 | 0.28862
62816 | 12.6 | 1 | 365 | 14.3378 | 0.87436 | 15 | 0.2122
62346 | 6.725 | 1 | 365 | 7.6525 | 0.41112 | 8 | 0.063657
62817 | 9.6 | 1 | 365 | 10.9241 | 0.99951 | 11 | 0.92358
62818 | 5.67 | 1 | 365 | 6.452 | 0.99346 | 7 | 0.44549
61555 | 8.55 | 1 | 365 | 9.7293 | 0.59332 | 10 | 0.32257
61875 | 5.4 | 1 | 365 | 6.1448 | 0.37473 | 6 | 0.51952
61544 | 5.3 | 1 | 365 | 6.031 | 0.14556 | 6 | 0.17656
61876 | 3.825 | 1 | 365 | 4.3526 | 0.76543 | 5 | 0.11799
61881 | 3.75 | 1 | 365 | 4.2672 | 0.59356 | 4 | 0.86078
61198 | 12.8 | 1 | 365 | 14.5654 | 0.33268 | 14 | 0.89811
61900 | 4.75 | 1 | 365 | 5.4051 | 0.88518 | 6 | 0.29031
62819 | 12 | 1 | 365 | 13.6551 | 0.49939 | 14 | 0.15448
62822 | 8.67 | 1 | 365 | 9.8658 | 0.86831 | 10 | 0.73411
61725 | 4.68 | 1 | 365 | 5.3255 | 0.72476 | 6 | 0.050247
62823 | 12.6 | 1 | 365 | 14.3378 | 0.87436 | 15 | 0.2122
44248 | 8.4 | 1 | 365 | 9.5586 | 0.24957 | 9 | 0.80814
61165 | 8.1 | 1 | 365 | 9.2172 | 0.56209 | 9 | 0.77927
62737 | 3.9 | 1 | 365 | 4.4379 | 0.9373 | 5 | 0.37521
62832 | 5.83 | 1 | 365 | 6.6341 | 0.36012 | 6 | 0.99422
62833 | 10.6 | 1 | 365 | 12.062 | 0.29113 | 12 | 0.35312
62848 | 6.76 | 1 | 365 | 7.6924 | 0.49132 | 8 | 0.18369
62851 | 9.075 | 1 | 365 | 10.3267 | 0.79642 | 11 | 0.12308
62853 | 19.635 | 1 | 365 | 22.3431 | 0.99588 | 23 | 0.33902
59552 | 6.4 | 1 | 365 | 7.2827 | 0.66634 | 7 | 0.94906
62854 | 8.67 | 1 | 365 | 9.8658 | 0.86831 | 10 | 0.73411
62300 | 9.28 | 1 | 365 | 10.5599 | 0.2662 | 10 | 0.82613
59603 | 1.92 | 1 | 365 | 2.1848 | 0.3999 | 2 | 0.58472
62855 | 3.64 | 1 | 365 | 4.142 | 0.34148 | 4 | 0.48353
59699 | 6.08 | 1 | 365 | 6.9186 | 0.93303 | 7 | 0.8516
62857 | 7.28 | 1 | 365 | 8.2841 | 0.68296 | 8 | 0.96705
59833 | 9.28 | 1 | 365 | 10.5599 | 0.2662 | 10 | 0.82613
59968 | 8.64 | 1 | 365 | 9.8317 | 0.79956 | 10 | 0.63123
59971 | 4.8 | 1 | 365 | 5.462 | 0.99976 | 6 | 0.46179
60059 | 7.04 | 1 | 365 | 8.011 | 0.13298 | 8 | 0.14396
59532 | 6.36 | 1 | 365 | 7.2372 | 0.57468 | 7 | 0.81187
62860 | 9.36 | 1 | 365 | 10.651 | 0.44953 | 11 | 0.10049
62862 | 7.42 | 1 | 365 | 8.4434 | 0.0037907 | 8 | 0.44719
62863 | 5.185 | 1 | 365 | 5.9001 | 0.88203 | 6 | 0.78216
62859 | 4.24 | 1 | 365 | 4.8248 | 0.71645 | 5 | 0.54125
62874 | 6.36 | 1 | 365 | 7.2372 | 0.57468 | 7 | 0.81187
62877 | 9.88 | 1 | 365 | 11.2427 | 0.64117 | 11 | 0.88386
62186 | 6.1 | 1 | 365 | 6.9413 | 0.97886 | 7 | 0.92019
62888 | 7.8 | 1 | 365 | 8.8758 | 0.8746 | 9 | 0.75041
62894 | 12.22 | 1 | 365 | 13.9054 | 0.0035475 | 13 | 0.90898
62902 | 15.08 | 1 | 365 | 17.1599 | 0.55757 | 17 | 0.71746
62905 | 11.985 | 1 | 365 | 13.638 | 0.46502 | 14 | 0.10304
62907 | 9.88 | 1 | 365 | 11.2427 | 0.64117 | 11 | 0.88386
63193 | 11.34 | 1 | 365 | 12.9041 | 0.98693 | 13 | 0.89098
62913 | 5.1 | 1 | 365 | 5.8034 | 0.68724 | 6 | 0.49065
62917 | 7.8 | 1 | 365 | 8.8758 | 0.8746 | 9 | 0.75041
62918 | 6.72 | 1 | 365 | 7.6468 | 0.39966 | 8 | 0.046509
62920 | 7.8 | 1 | 365 | 8.8758 | 0.8746 | 9 | 0.75041
62622 | 8.96 | 1 | 365 | 10.1958 | 0.53288 | 10 | 0.72868
62618 | 8.96 | 1 | 365 | 10.1958 | 0.53288 | 10 | 0.72868
62589 | 9.28 | 1 | 365 | 10.5599 | 0.2662 | 10 | 0.82613
62561 | 10.24 | 1 | 365 | 11.6523 | 0.46615 | 12 | 0.11849
62456 | 7.68 | 1 | 365 | 8.7393 | 0.59961 | 9 | 0.33887
62923 | 5.46 | 1 | 365 | 6.2131 | 0.51222 | 6 | 0.72529
62925 | 7.04 | 1 | 365 | 8.011 | 0.13298 | 8 | 0.14396
62928 | 9.28 | 1 | 365 | 10.5599 | 0.2662 | 10 | 0.82613
62929 | 9.8 | 1 | 365 | 11.1517 | 0.45784 | 11 | 0.60949
62935 | 4.16 | 1 | 365 | 4.7338 | 0.53312 | 5 | 0.26689
62937 | 9.57 | 1 | 365 | 10.8899 | 0.93077 | 11 | 0.8207
62939 | 5.886 | 1 | 365 | 6.6978 | 0.48845 | 7 | 0.18627
62940 | 11.18 | 1 | 365 | 12.722 | 0.62027 | 13 | 0.34226
62942 | 5.355 | 1 | 365 | 6.0936 | 0.2716 | 6 | 0.36519
62943 | 10.137 | 1 | 365 | 11.5351 | 0.23011 | 11 | 0.76525
62945 | 11.96 | 1 | 365 | 13.6096 | 0.40773 | 14 | 0.017298
62947 | 14.04 | 1 | 365 | 15.9765 | 0.17429 | 16 | 0.15074
62950 | 8.06 | 1 | 365 | 9.1717 | 0.47042 | 9 | 0.64209
62949 | 7.25 | 1 | 365 | 8.2499 | 0.61422 | 8 | 0.86416
62932 | 6.4 | 1 | 365 | 7.2827 | 0.66634 | 7 | 0.94906
62954 | 4.48 | 1 | 365 | 5.0979 | 0.26644 | 5 | 0.36434
62955 | 12.96 | 1 | 365 | 14.7475 | 0.69934 | 15 | 0.44684
62962 | 18.72 | 1 | 365 | 21.3019 | 0.89905 | 22 | 0.20099
62963 | 11 | 1 | 365 | 12.5172 | 0.20778 | 12 | 0.72494
62973 | 7.95 | 1 | 365 | 9.0465 | 0.21835 | 9 | 0.26484
62975 | 8.19 | 1 | 365 | 9.3196 | 0.76834 | 10 | 0.087933
62976 | 3.12 | 1 | 365 | 3.5503 | 0.14984 | 3 | 0.70016
62978 | 7.28 | 1 | 365 | 8.2841 | 0.68296 | 8 | 0.96705
62979 | 4.42 | 1 | 365 | 5.0296 | 0.12894 | 5 | 0.15857
62977 | 12 | 1 | 365 | 13.6551 | 0.49939 | 14 | 0.15448
62980 | 4.41 | 1 | 365 | 5.0182 | 0.10603 | 5 | 0.12427
62981 | 12.19 | 1 | 365 | 13.8713 | 0.9348 | 14 | 0.80609
62982 | 21 | 1 | 365 | 23.8964 | 0.12394 | 24 | 0.02034
62646 | 8.64 | 1 | 365 | 9.8317 | 0.79956 | 10 | 0.63123
62984 | 6.72 | 1 | 365 | 7.6468 | 0.39966 | 8 | 0.046509
62983 | 5.46 | 1 | 365 | 6.2131 | 0.51222 | 6 | 0.72529
62986 | 11.7 | 1 | 365 | 13.3137 | 0.81191 | 14 | 0.12562
62987 | 5.2 | 1 | 365 | 5.9172 | 0.9164 | 6 | 0.83361
62686 | 6 | 1 | 365 | 6.8275 | 0.7497 | 7 | 0.57724
62988 | 14.82 | 1 | 365 | 16.864 | 0.96175 | 17 | 0.82578
62989 | 3.445 | 1 | 365 | 3.9201 | 0.89462 | 4 | 0.81477
35296 | 120.336 | 0.9 | 365 | 123.2399 | 0.18751 | 123 | 0.42741
62990 | 5.98 | 1 | 365 | 6.8048 | 0.70386 | 7 | 0.50865
62993 | 3.12 | 1 | 365 | 3.5503 | 0.14984 | 3 | 0.70016
62994 | 8.84 | 1 | 365 | 10.0592 | 0.25789 | 10 | 0.31713
62997 | 8.28 | 1 | 365 | 9.422 | 0.97458 | 10 | 0.39659
62998 | 5.4 | 1 | 365 | 6.1448 | 0.37473 | 6 | 0.51952
62999 | 7.68 | 1 | 365 | 8.7393 | 0.59961 | 9 | 0.33887
62804 | 9.96 | 1 | 365 | 11.3337 | 0.8245 | 12 | 0.15822
63001 | 7.194 | 1 | 365 | 8.1862 | 0.48589 | 8 | 0.67211
63002 | 9.135 | 1 | 365 | 10.3949 | 0.93391 | 11 | 0.32885
63003 | 11.34 | 1 | 365 | 12.9041 | 0.98693 | 13 | 0.89098
63004 | 8.1 | 1 | 365 | 9.2172 | 0.56209 | 9 | 0.77927
63006 | 2.86 | 1 | 365 | 3.2545 | 0.55402 | 3 | 0.80848
63007 | 6.095 | 1 | 365 | 6.9356 | 0.9674 | 7 | 0.90305
63010 | 5.72 | 1 | 365 | 6.5089 | 0.10804 | 6 | 0.61697
63012 | 6.12 | 1 | 365 | 6.9641 | 0.02469 | 6 | 0.98878
63013 | 6.5 | 1 | 365 | 7.3965 | 0.8955 | 8 | 0.29201
63016 | 4.335 | 1 | 365 | 4.9329 | 0.93416 | 5 | 0.86706
63021 | 12.455 | 1 | 365 | 14.1728 | 0.54208 | 14 | 0.71492
63023 | 6.44 | 1 | 365 | 7.3282 | 0.75801 | 8 | 0.086238
63026 | 5.94 | 1 | 365 | 6.7593 | 0.6122 | 7 | 0.37147
63028 | 7.02 | 1 | 365 | 7.9882 | 0.087144 | 8 | 0.075371
63027 | 4.56 | 1 | 365 | 5.1889 | 0.44977 | 5 | 0.6387
63030 | 5.46 | 1 | 365 | 6.2131 | 0.51222 | 6 | 0.72529
63031 | 6.5 | 1 | 365 | 7.3965 | 0.8955 | 8 | 0.29201
63033 | 6.5 | 1 | 365 | 7.3965 | 0.8955 | 8 | 0.29201
63034 | 12.74 | 1 | 365 | 14.4972 | 0.19519 | 14 | 0.69234
63037 | 8.215 | 1 | 365 | 9.348 | 0.82563 | 10 | 0.17367
63036 | 10.92 | 1 | 365 | 12.4261 | 0.024447 | 12 | 0.45058
63038 | 5.565 | 1 | 365 | 6.3325 | 0.75284 | 7 | 0.08539
63039 | 7.42 | 1 | 365 | 8.4434 | 0.0037907 | 8 | 0.44719
59909 | 4.24 | 1 | 365 | 4.8248 | 0.71645 | 5 | 0.54125
63053 | 10.865 | 1 | 365 | 12.3635 | 0.89841 | 13 | 0.26195
63265 | 13.5 | 1 | 365 | 15.362 | 0.93682 | 16 | 0.29879
63040 | 5.83 | 1 | 365 | 6.6341 | 0.36012 | 6 | 0.99422
63041 | 10.36 | 1 | 365 | 11.7889 | 0.74114 | 12 | 0.53003
63047 | 8.12 | 1 | 365 | 9.2399 | 0.60792 | 9 | 0.84786
63049 | 8.12 | 1 | 365 | 9.2399 | 0.60792 | 9 | 0.84786
63050 | 7 | 1 | 365 | 7.9655 | 0.041312 | 8 | 0.00678
56374 | 9.62 | 1 | 365 | 10.9468 | 0.045346 | 10 | 0.99217
56375 | 9.36 | 1 | 365 | 10.651 | 0.44953 | 11 | 0.10049
53007 | 4.16 | 1 | 365 | 4.7338 | 0.53312 | 5 | 0.26689
53922 | 14.56 | 1 | 365 | 16.5682 | 0.36593 | 16 | 0.9341
57869 | 8.06 | 1 | 365 | 9.1717 | 0.47042 | 9 | 0.64209
55930 | 7.95 | 1 | 365 | 9.0465 | 0.21835 | 9 | 0.26484
59088 | 6.75 | 1 | 365 | 7.681 | 0.46841 | 8 | 0.1494
59051 | 5.32 | 1 | 365 | 6.0538 | 0.1914 | 6 | 0.24515
59572 | 5.4 | 1 | 365 | 6.1448 | 0.37473 | 6 | 0.51952
61173 | 4.2 | 1 | 365 | 4.7793 | 0.62479 | 5 | 0.40407
44793 | 7.2 | 1 | 365 | 8.1931 | 0.49964 | 8 | 0.69269
61027 | 9 | 1 | 365 | 10.2413 | 0.62454 | 10 | 0.86586
60774 | 5.52 | 1 | 365 | 6.2813 | 0.64972 | 6 | 0.93106
47700 | 9.66 | 1 | 365 | 10.9923 | 0.13701 | 11 | 0.12936
61461 | 5.98 | 1 | 365 | 6.8048 | 0.70386 | 7 | 0.50865
61295 | 10.46 | 1 | 365 | 11.9027 | 0.9703 | 12 | 0.87299
62398 | 13.26 | 1 | 365 | 15.0889 | 0.38683 | 15 | 0.4757
62412 | 10.965 | 1 | 365 | 12.4773 | 0.12757 | 12 | 0.60491
62113 | 11 | 1 | 365 | 12.5172 | 0.20778 | 12 | 0.72494
62755 | 9.975 | 1 | 365 | 11.3508 | 0.85887 | 12 | 0.20966
60538 | 6.615 | 1 | 365 | 7.5274 | 0.15904 | 7 | 0.68641
31395 | 5.2 | 1 | 365 | 5.9172 | 0.9164 | 6 | 0.83361
60847 | 5.035 | 1 | 365 | 5.7294 | 0.53829 | 6 | 0.26773
59188 | 17.98 | 1 | 365 | 20.4599 | 0.20326 | 20 | 0.66313
61063 | 7.95 | 1 | 365 | 9.0465 | 0.21835 | 9 | 0.26484
61079 | 8.7 | 1 | 365 | 9.8999 | 0.93706 | 10 | 0.837
61091 | 4.77 | 1 | 365 | 5.4279 | 0.93101 | 6 | 0.35891
61120 | 3.36 | 1 | 365 | 3.8234 | 0.69983 | 4 | 0.52325
62129 | 3.445 | 1 | 365 | 3.9201 | 0.89462 | 4 | 0.81477
61202 | 6.24 | 1 | 365 | 7.1006 | 0.29968 | 7 | 0.40033
61556 | 10.6 | 1 | 365 | 12.062 | 0.29113 | 12 | 0.35312
62464 | 10.14 | 1 | 365 | 11.5385 | 0.23699 | 11 | 0.77554
62515 | 9.01 | 1 | 365 | 10.2527 | 0.64746 | 10 | 0.90016
62057 | 7.83 | 1 | 365 | 8.9099 | 0.94335 | 9 | 0.8533
62126 | 17.4 | 1 | 365 | 19.7999 | 0.87412 | 20 | 0.674
61632 | 11.1 | 1 | 365 | 12.631 | 0.43694 | 13 | 0.067894
60971 | 3.975 | 1 | 365 | 4.5232 | 0.10917 | 4 | 0.63242
42884 | 8.58 | 1 | 365 | 9.7634 | 0.66207 | 10 | 0.42545
62181 | 9.315 | 1 | 365 | 10.5998 | 0.3464 | 10 | 0.94617
24536 | 7.54 | 1 | 365 | 8.5799 | 0.27878 | 8 | 0.85873
61057 | 3.18 | 1 | 365 | 3.6186 | 0.28734 | 3 | 0.90594
62268 | 8.12 | 1 | 365 | 9.2399 | 0.60792 | 9 | 0.84786
62275 | 10.44 | 1 | 365 | 11.8799 | 0.92447 | 12 | 0.8044
62522 | 7.8 | 1 | 365 | 8.8758 | 0.8746 | 9 | 0.75041
62276 | 10.15 | 1 | 365 | 11.5499 | 0.2599 | 11 | 0.80983
62525 | 9.01 | 1 | 365 | 10.2527 | 0.64746 | 10 | 0.90016
62524 | 4.77 | 1 | 365 | 5.4279 | 0.93101 | 6 | 0.35891
62282 | 13.34 | 1 | 365 | 15.1799 | 0.57016 | 15 | 0.75006
52451 | 8.58 | 1 | 365 | 9.7634 | 0.66207 | 10 | 0.42545
62530 | 9.805 | 1 | 365 | 11.1573 | 0.46929 | 11 | 0.62664
62214 | 5.46 | 1 | 365 | 6.2131 | 0.51222 | 6 | 0.72529
62534 | 5.565 | 1 | 365 | 6.3325 | 0.75284 | 7 | 0.08539
60405 | 11.44 | 1 | 365 | 13.0179 | 0.21609 | 13 | 0.23394
62538 | 6.625 | 1 | 365 | 7.5387 | 0.18196 | 7 | 0.7207
62544 | 5.035 | 1 | 365 | 5.7294 | 0.53829 | 6 | 0.26773
62545 | 10.4 | 1 | 365 | 11.8344 | 0.83281 | 12 | 0.66722
57756 | 5.2 | 1 | 365 | 5.9172 | 0.9164 | 6 | 0.83361
59564 | 10.14 | 1 | 365 | 11.5385 | 0.23699 | 11 | 0.77554
62549 | 11.66 | 1 | 365 | 13.2682 | 0.72024 | 13 | 0.98844
58250 | 4.68 | 1 | 365 | 5.3255 | 0.72476 | 6 | 0.050247
62550 | 13 | 1 | 365 | 14.793 | 0.79101 | 15 | 0.58402
59315 | 10.4 | 1 | 365 | 11.8344 | 0.83281 | 12 | 0.66722
62560 | 9.54 | 1 | 365 | 10.8558 | 0.86202 | 11 | 0.71781
62563 | 10.66 | 1 | 365 | 12.1303 | 0.42863 | 12 | 0.5589
62568 | 10.07 | 1 | 365 | 11.4589 | 0.076573 | 11 | 0.53547
62574 | 7.685 | 1 | 365 | 8.7449 | 0.61107 | 9 | 0.35601
62577 | 5.83 | 1 | 365 | 6.6341 | 0.36012 | 6 | 0.99422
62249 | 7.42 | 1 | 365 | 8.4434 | 0.0037907 | 8 | 0.44719
62584 | 5.3 | 1 | 365 | 6.031 | 0.14556 | 6 | 0.17656
62665 | 4.24 | 1 | 365 | 4.8248 | 0.71645 | 5 | 0.54125
11351 | 649.04 | 0.8 | 365 | 590.8466 | 0.88036 | 591 | 0.72691
60173 | 8.64 | 1 | 365 | 9.8317 | 0.79956 | 10 | 0.63123
60553 | 8.32 | 1 | 365 | 9.4675 | 0.066245 | 9 | 0.53377
51322 | 3.52 | 1 | 365 | 4.0055 | 0.066488 | 4 | 0.071981
60905 | 9.92 | 1 | 365 | 11.2882 | 0.73283 | 12 | 0.021037
60906 | 8.96 | 1 | 365 | 10.1958 | 0.53288 | 10 | 0.72868
61930 | 9.28 | 1 | 365 | 10.5599 | 0.2662 | 10 | 0.82613
61962 | 7.68 | 1 | 365 | 8.7393 | 0.59961 | 9 | 0.33887
62625 | 8.64 | 1 | 365 | 9.8317 | 0.79956 | 10 | 0.63123
59976 | 3.78 | 1 | 365 | 4.3014 | 0.66231 | 4 | 0.96366
50004 | 4.845 | 1 | 365 | 5.5132 | 0.10288 | 5 | 0.61612
60100 | 6.625 | 1 | 365 | 7.5387 | 0.18196 | 7 | 0.7207
59358 | 6.885 | 1 | 365 | 7.8346 | 0.77778 | 8 | 0.61238
63052 | 6.72 | 1 | 365 | 7.6468 | 0.39966 | 8 | 0.046509
63065 | 4.68 | 1 | 365 | 5.3255 | 0.72476 | 6 | 0.050247
63068 | 9.805 | 1 | 365 | 11.1573 | 0.46929 | 11 | 0.62664
63070 | 10.92 | 1 | 365 | 12.4261 | 0.024447 | 12 | 0.45058
63071 | 3.24 | 1 | 365 | 3.6869 | 0.42484 | 4 | 0.11171
63072 | 12.22 | 1 | 365 | 13.9054 | 0.0035475 | 13 | 0.90898
63073 | 4.05 | 1 | 365 | 4.6086 | 0.28104 | 4 | 0.88964
63074 | 4.94 | 1 | 365 | 5.6213 | 0.32058 | 5 | 0.94193
63075 | 7.56 | 1 | 365 | 8.6027 | 0.32462 | 8 | 0.92732
63078 | 6.24 | 1 | 365 | 7.1006 | 0.29968 | 7 | 0.40033
63081 | 5.98 | 1 | 365 | 6.8048 | 0.70386 | 7 | 0.50865
63083 | 11.7 | 1 | 365 | 13.3137 | 0.81191 | 14 | 0.12562
63084 | 6.76 | 1 | 365 | 7.6924 | 0.49132 | 8 | 0.18369
63086 | 7.28 | 1 | 365 | 8.2841 | 0.68296 | 8 | 0.96705
62421 | 7.02 | 1 | 365 | 7.9882 | 0.087144 | 8 | 0.075371
63087 | 5.415 | 1 | 365 | 6.1619 | 0.4091 | 6 | 0.57096
63088 | 12.74 | 1 | 365 | 14.4972 | 0.19519 | 14 | 0.69234
63094 | 8.82 | 1 | 365 | 10.0365 | 0.21205 | 10 | 0.24854
63097 | 5.88 | 1 | 365 | 6.691 | 0.4747 | 7 | 0.1657
63101 | 4.2 | 1 | 365 | 4.7793 | 0.62479 | 5 | 0.40407
63108 | 7.28 | 1 | 365 | 8.2841 | 0.68296 | 8 | 0.96705
63112 | 4.24 | 1 | 365 | 4.8248 | 0.71645 | 5 | 0.54125
63114 | 11.66 | 1 | 365 | 13.2682 | 0.72024 | 13 | 0.98844
63116 | 5.565 | 1 | 365 | 6.3325 | 0.75284 | 7 | 0.08539
63119 | 13.005 | 1 | 365 | 14.7987 | 0.80247 | 15 | 0.60117
63121 | 6.36 | 1 | 365 | 7.2372 | 0.57468 | 7 | 0.81187
63123 | 11.2 | 1 | 365 | 12.7447 | 0.6661 | 13 | 0.41085
63135 | 10.675 | 1 | 365 | 12.1473 | 0.463 | 12 | 0.61034
63150 | 10.6 | 1 | 365 | 12.062 | 0.29113 | 12 | 0.35312
17744 | 4.16 | 1 | 365 | 4.7338 | 0.53312 | 5 | 0.26689
61884 | 7.35 | 1 | 365 | 8.3637 | 0.84338 | 9 | 0.20712
61887 | 10 | 1 | 365 | 11.3792 | 0.91616 | 12 | 0.2954
63178 | 13.78 | 1 | 365 | 15.6806 | 0.57847 | 16 | 0.25906
62403 | 7.5 | 1 | 365 | 8.5344 | 0.18712 | 8 | 0.72155
62526 | 9.18 | 1 | 365 | 10.4461 | 0.037035 | 10 | 0.48318
32123 | 2.86 | 1 | 365 | 3.2545 | 0.55402 | 3 | 0.80848
63197 | 8.37 | 1 | 365 | 9.5244 | 0.18083 | 9 | 0.70525
63206 | 7.02 | 1 | 365 | 7.9882 | 0.087144 | 8 | 0.075371
63209 | 10.5 | 1 | 365 | 11.9482 | 0.061968 | 12 | 0.01017
63210 | 10.8 | 1 | 365 | 12.2896 | 0.74945 | 13 | 0.039032
62771 | 7.68 | 1 | 365 | 8.7393 | 0.59961 | 9 | 0.33887
63207 | 10.44 | 1 | 365 | 11.8799 | 0.92447 | 12 | 0.8044
63213 | 2.86 | 1 | 365 | 3.2545 | 0.55402 | 3 | 0.80848
61262 | 10.6 | 1 | 365 | 12.062 | 0.29113 | 12 | 0.35312
59918 | 7.28 | 1 | 365 | 8.2841 | 0.68296 | 8 | 0.96705
59986 | 9.88 | 1 | 365 | 11.2427 | 0.64117 | 11 | 0.88386
42324 | 9.88 | 1 | 365 | 11.2427 | 0.64117 | 11 | 0.88386
60068 | 5.83 | 1 | 365 | 6.6341 | 0.36012 | 6 | 0.99422
60163 | 8.48 | 1 | 365 | 9.6496 | 0.4329 | 10 | 0.082499
60015 | 10.5 | 1 | 365 | 11.9482 | 0.061968 | 12 | 0.01017
59969 | 10.15 | 1 | 365 | 11.5499 | 0.2599 | 11 | 0.80983
60951 | 5.98 | 1 | 365 | 6.8048 | 0.70386 | 7 | 0.50865
39710 | 6.885 | 1 | 365 | 7.8346 | 0.77778 | 8 | 0.61238
59398 | 8.32 | 1 | 365 | 9.4675 | 0.066245 | 9 | 0.53377
60488 | 9.805 | 1 | 365 | 11.1573 | 0.46929 | 11 | 0.62664
60239 | 11.52 | 1 | 365 | 13.1089 | 0.39942 | 13 | 0.5083
60245 | 6.08 | 1 | 365 | 6.9186 | 0.93303 | 7 | 0.8516
60744 | 8.64 | 1 | 365 | 9.8317 | 0.79956 | 10 | 0.63123
60748 | 12.8 | 1 | 365 | 14.5654 | 0.33268 | 14 | 0.89811
59553 | 8.32 | 1 | 365 | 9.4675 | 0.066245 | 9 | 0.53377
61215 | 6.4 | 1 | 365 | 7.2827 | 0.66634 | 7 | 0.94906
61411 | 8.32 | 1 | 365 | 9.4675 | 0.066245 | 9 | 0.53377
62194 | 13.76 | 1 | 365 | 15.6578 | 0.53264 | 16 | 0.19047
62195 | 4.48 | 1 | 365 | 5.0979 | 0.26644 | 5 | 0.36434
62626 | 7.68 | 1 | 365 | 8.7393 | 0.59961 | 9 | 0.33887
60096 | 7.83 | 1 | 365 | 8.9099 | 0.94335 | 9 | 0.8533
60355 | 9.1 | 1 | 365 | 10.3551 | 0.85371 | 11 | 0.20881
39603 | 2.34 | 1 | 365 | 2.6627 | 0.36238 | 3 | 0.025124
59447 | 9.275 | 1 | 365 | 10.5542 | 0.25474 | 10 | 0.80898
60140 | 5.72 | 1 | 365 | 6.5089 | 0.10804 | 6 | 0.61697
63220 | 4.32 | 1 | 365 | 4.9158 | 0.89978 | 5 | 0.81561
63111 | 8.28 | 1 | 365 | 9.422 | 0.97458 | 10 | 0.39659
63228 | 8.32 | 1 | 365 | 9.4675 | 0.066245 | 9 | 0.53377
63229 | 8.32 | 1 | 365 | 9.4675 | 0.066245 | 9 | 0.53377
63230 | 5.72 | 1 | 365 | 6.5089 | 0.10804 | 6 | 0.61697
63231 | 8.12 | 1 | 365 | 9.2399 | 0.60792 | 9 | 0.84786
63235 | 7.125 | 1 | 365 | 8.1077 | 0.32776 | 8 | 0.43547
63247 | 13.26 | 1 | 365 | 15.0889 | 0.38683 | 15 | 0.4757
63249 | 4.42 | 1 | 365 | 5.0296 | 0.12894 | 5 | 0.15857
63251 | 10.4 | 1 | 365 | 11.8344 | 0.83281 | 12 | 0.66722
40222 | 5.2 | 1 | 365 | 5.9172 | 0.9164 | 6 | 0.83361
45457 | 10.92 | 1 | 365 | 12.4261 | 0.024447 | 12 | 0.45058
47864 | 7.8 | 1 | 365 | 8.8758 | 0.8746 | 9 | 0.75041
37963 | 5.1 | 1 | 365 | 5.8034 | 0.68724 | 6 | 0.49065
39445 | 8.06 | 1 | 365 | 9.1717 | 0.47042 | 9 | 0.64209
42226 | 12.48 | 1 | 365 | 14.2013 | 0.59937 | 14 | 0.80066
43892 | 14.045 | 1 | 365 | 15.9821 | 0.18575 | 16 | 0.16789
54682 | 6.76 | 1 | 365 | 7.6924 | 0.49132 | 8 | 0.18369
55403 | 6.095 | 1 | 365 | 6.9356 | 0.9674 | 7 | 0.90305
58065 | 5.3 | 1 | 365 | 6.031 | 0.14556 | 6 | 0.17656
57363 | 8.58 | 1 | 365 | 9.7634 | 0.66207 | 10 | 0.42545
56667 | 6.24 | 1 | 365 | 7.1006 | 0.29968 | 7 | 0.40033
53896 | 5.98 | 1 | 365 | 6.8048 | 0.70386 | 7 | 0.50865
61370 | 9.88 | 1 | 365 | 11.2427 | 0.64117 | 11 | 0.88386
54242 | 4.94 | 1 | 365 | 5.6213 | 0.32058 | 5 | 0.94193
56737 | 8.32 | 1 | 365 | 9.4675 | 0.066245 | 9 | 0.53377
54243 | 4.68 | 1 | 365 | 5.3255 | 0.72476 | 6 | 0.050247
54260 | 4.68 | 1 | 365 | 5.3255 | 0.72476 | 6 | 0.050247
53908 | 13 | 1 | 365 | 14.793 | 0.79101 | 15 | 0.58402
54352 | 3.9 | 1 | 365 | 4.4379 | 0.9373 | 5 | 0.37521
53921 | 8.06 | 1 | 365 | 9.1717 | 0.47042 | 9 | 0.64209
53910 | 5.355 | 1 | 365 | 6.0936 | 0.2716 | 6 | 0.36519
54067 | 4.16 | 1 | 365 | 4.7338 | 0.53312 | 5 | 0.26689
54212 | 4.94 | 1 | 365 | 5.6213 | 0.32058 | 5 | 0.94193
62581 | 4.24 | 1 | 365 | 4.8248 | 0.71645 | 5 | 0.54125
62387 | 4.42 | 1 | 365 | 5.0296 | 0.12894 | 5 | 0.15857
62991 | 4.42 | 1 | 365 | 5.0296 | 0.12894 | 5 | 0.15857
63253 | 6.24 | 1 | 365 | 7.1006 | 0.29968 | 7 | 0.40033
63255 | 10.14 | 1 | 365 | 11.5385 | 0.23699 | 11 | 0.77554
63256 | 13.34 | 1 | 365 | 15.1799 | 0.57016 | 15 | 0.75006
63259 | 4.86 | 1 | 365 | 5.5303 | 0.13725 | 5 | 0.66756
63260 | 10.14 | 1 | 365 | 11.5385 | 0.23699 | 11 | 0.77554
63264 | 5.2 | 1 | 365 | 5.9172 | 0.9164 | 6 | 0.83361
63268 | 7.28 | 1 | 365 | 8.2841 | 0.68296 | 8 | 0.96705
63269 | 8.06 | 1 | 365 | 9.1717 | 0.47042 | 9 | 0.64209
63270 | 7.02 | 1 | 365 | 7.9882 | 0.087144 | 8 | 0.075371
53004 | 3.25 | 1 | 365 | 3.6983 | 0.44775 | 4 | 0.146
63274 | 12.48 | 1 | 365 | 14.2013 | 0.59937 | 14 | 0.80066
63275 | 5.46 | 1 | 365 | 6.2131 | 0.51222 | 6 | 0.72529
63276 | 10.14 | 1 | 365 | 11.5385 | 0.23699 | 11 | 0.77554
63277 | 6.76 | 1 | 365 | 7.6924 | 0.49132 | 8 | 0.18369
63278 | 5.46 | 1 | 365 | 6.2131 | 0.51222 | 6 | 0.72529
63280 | 3.12 | 1 | 365 | 3.5503 | 0.14984 | 3 | 0.70016
62027 | 3.57 | 1 | 365 | 4.0624 | 0.18107 | 4 | 0.24346
50015 | 58.9 | 0.9 | 365 | 60.3214 | 0.47856 | 60 | 0.79992
50854 | 8.55 | 1 | 365 | 9.7293 | 0.59332 | 10 | 0.32257
63250 | 12.48 | 1 | 365 | 14.2013 | 0.59937 | 14 | 0.80066
63258 | 5.98 | 1 | 365 | 6.8048 | 0.70386 | 7 | 0.50865
63077 | 12.48 | 1 | 365 | 14.2013 | 0.59937 | 14 | 0.80066
63079 | 4.94 | 1 | 365 | 5.6213 | 0.32058 | 5 | 0.94193
63159 | 11.985 | 1 | 365 | 13.638 | 0.46502 | 14 | 0.10304
63296 | 10.4 | 1 | 365 | 11.8344 | 0.83281 | 12 | 0.66722
63297 | 10.66 | 1 | 365 | 12.1303 | 0.42863 | 12 | 0.5589
63298 | 12.18 | 1 | 365 | 13.8599 | 0.91188 | 14 | 0.7718
63299 | 5.46 | 1 | 365 | 6.2131 | 0.51222 | 6 | 0.72529
61673 | 2.6 | 1 | 365 | 2.9586 | 0.9582 | 3 | 0.9168
63312 | 2.08 | 1 | 365 | 2.3669 | 0.76656 | 3 | 0.13344
37095 | 3.12 | 1 | 365 | 3.5503 | 0.14984 | 3 | 0.70016
63322 | 10.66 | 1 | 365 | 12.1303 | 0.42863 | 12 | 0.5589
59782 | 20.02 | 1 | 365 | 22.7812 | 0.87815 | 23 | 0.65939
63348 | 24.9 | 1 | 365 | 28.3343 | 0.061238 | 28 | 0.39555
63355 | 11.685 | 1 | 365 | 13.2966 | 0.77753 | 14 | 0.074175
63354 | 10.35 | 1 | 365 | 11.7775 | 0.71823 | 12 | 0.49574
63359 | 17.1 | 1 | 365 | 19.4585 | 0.18663 | 19 | 0.64513
63360 | 10.005 | 1 | 365 | 11.3849 | 0.92762 | 12 | 0.31255
63365 | 8.97 | 1 | 365 | 10.2072 | 0.5558 | 10 | 0.76297
63369 | 24.96 | 1 | 365 | 28.4026 | 0.19874 | 28 | 0.60132
63371 | 6.7 | 1 | 365 | 7.6241 | 0.35383 | 7 | 0.97792
18306 | 5.2 | 1 | 365 | 5.9172 | 0.9164 | 6 | 0.83361
32036 | 4.16 | 1 | 365 | 4.7338 | 0.53312 | 5 | 0.26689
63384 | 5.2 | 1 | 365 | 5.9172 | 0.9164 | 6 | 0.83361
63386 | 5.4 | 1 | 365 | 6.1448 | 0.37473 | 6 | 0.51952
63389 | 7.56 | 1 | 365 | 8.6027 | 0.32462 | 8 | 0.92732
63390 | 6.24 | 1 | 365 | 7.1006 | 0.29968 | 7 | 0.40033
63391 | 10.66 | 1 | 365 | 12.1303 | 0.42863 | 12 | 0.5589
63394 | 7.54 | 1 | 365 | 8.5799 | 0.27878 | 8 | 0.85873
63395 | 12.48 | 1 | 365 | 14.2013 | 0.59937 | 14 | 0.80066
63397 | 8.32 | 1 | 365 | 9.4675 | 0.066245 | 9 | 0.53377
63399 | 5.72 | 1 | 365 | 6.5089 | 0.10804 | 6 | 0.61697
63401 | 5.98 | 1 | 365 | 6.8048 | 0.70386 | 7 | 0.50865
63411 | 10.83 | 1 | 365 | 12.3237 | 0.8182 | 13 | 0.14192
63239 | 10.08 | 1 | 365 | 11.4703 | 0.099489 | 11 | 0.56976
63424 | 12 | 1 | 365 | 13.6551 | 0.49939 | 14 | 0.15448
63426 | 4.8 | 1 | 365 | 5.462 | 0.99976 | 6 | 0.46179
63428 | 6.375 | 1 | 365 | 7.2543 | 0.60905 | 7 | 0.86332
63429 | 13.115 | 1 | 365 | 14.9239 | 0.054544 | 14 | 0.97842
63439 | 6.76 | 1 | 365 | 7.6924 | 0.49132 | 8 | 0.18369
36140 | 30.87 | 1 | 365 | 35.1277 | 0.74219 | 35 | 0.8699
51463 | 43.68 | 1 | 365 | 49.7045 | 0.097787 | 49 | 0.80231
20766 | 636.12 | 0.8 | 365 | 579.085 | 0.19422 | 579 | 0.27919
60725 | 954.18 | 1 | 365 | 1085.7843 | 0.61415 | 1086 | 0.39848
63508 | 7.245 | 1 | 365 | 8.2443 | 0.60276 | 8 | 0.84702
51279 | 3.2 | 1 | 365 | 3.6414 | 0.33317 | 3 | 0.97453
32432 | 20.145 | 1 | 365 | 22.9235 | 0.1646 | 23 | 0.088083
63502 | 9 | 1 | 365 | 10.2413 | 0.62454 | 10 | 0.86586
63469 | 6.76 | 1 | 365 | 7.6924 | 0.49132 | 8 | 0.18369
63470 | 11.44 | 1 | 365 | 13.0179 | 0.21609 | 13 | 0.23394
63471 | 11.66 | 1 | 365 | 13.2682 | 0.72024 | 13 | 0.98844
63475 | 5.72 | 1 | 365 | 6.5089 | 0.10804 | 6 | 0.61697
63477 | 9.36 | 1 | 365 | 10.651 | 0.44953 | 11 | 0.10049
63479 | 9.945 | 1 | 365 | 11.3167 | 0.79012 | 12 | 0.10678
63480 | 3.71 | 1 | 365 | 4.2217 | 0.5019 | 4 | 0.72359
63481 | 5.2 | 1 | 365 | 5.9172 | 0.9164 | 6 | 0.83361
63482 | 4.68 | 1 | 365 | 5.3255 | 0.72476 | 6 | 0.050247
63483 | 7.8 | 1 | 365 | 8.8758 | 0.8746 | 9 | 0.75041
63485 | 4.68 | 1 | 365 | 5.3255 | 0.72476 | 6 | 0.050247
63486 | 9.36 | 1 | 365 | 10.651 | 0.44953 | 11 | 0.10049
63488 | 11.2 | 1 | 365 | 12.7447 | 0.6661 | 13 | 0.41085
63490 | 7 | 1 | 365 | 7.9655 | 0.041312 | 8 | 0.00678
63525 | 9.28 | 1 | 365 | 10.5599 | 0.2662 | 10 | 0.82613
63194 | 10 | 1 | 365 | 11.3792 | 0.91616 | 12 | 0.2954
60562 | 649.4 | 1 | 365 | 738.9678 | 0.17543 | 739 | 0.14328
62284 | 6.89 | 1 | 365 | 7.8403 | 0.78923 | 8 | 0.62953
63527 | 7.93 | 1 | 365 | 9.0237 | 0.17251 | 9 | 0.19625
63600 | 10.07 | 1 | 365 | 11.4589 | 0.076573 | 11 | 0.53547
63625 | 7.54 | 1 | 365 | 8.5799 | 0.27878 | 8 | 0.85873
63630 | 6.5 | 1 | 365 | 7.3965 | 0.8955 | 8 | 0.29201
63635 | 9.54 | 1 | 365 | 10.8558 | 0.86202 | 11 | 0.71781
63637 | 6.24 | 1 | 365 | 7.1006 | 0.29968 | 7 | 0.40033
63655 | 11.44 | 1 | 365 | 13.0179 | 0.21609 | 13 | 0.23394
63678 | 4.505 | 1 | 365 | 5.1263 | 0.32373 | 5 | 0.45008
63682 | 9.275 | 1 | 365 | 10.5542 | 0.25474 | 10 | 0.80898
63690 | 9.01 | 1 | 365 | 10.2527 | 0.64746 | 10 | 0.90016
63692 | 3.64 | 1 | 365 | 4.142 | 0.34148 | 4 | 0.48353
63701 | 4.77 | 1 | 365 | 5.4279 | 0.93101 | 6 | 0.35891
63768 | 8.32 | 1 | 365 | 9.4675 | 0.066245 | 9 | 0.53377
63803 | 5.865 | 1 | 365 | 6.6739 | 0.44033 | 7 | 0.11425
15621 | 9.1 | 1 | 365 | 10.3551 | 0.85371 | 11 | 0.20881
51915 | 9.36 | 1 | 365 | 10.651 | 0.44953 | 11 | 0.10049
16623 | 4.335 | 1 | 365 | 4.9329 | 0.93416 | 5 | 0.86706
15130 | 5.5 | 1 | 365 | 6.2586 | 0.60389 | 6 | 0.86247
61179 | 8.925 | 1 | 365 | 10.156 | 0.45267 | 10 | 0.60864
63814 | 6.5 | 1 | 365 | 7.3965 | 0.8955 | 8 | 0.29201
49224 | 7.44 | 1 | 365 | 8.4662 | 0.049623 | 8 | 0.51578
62217 | 3.12 | 1 | 365 | 3.5503 | 0.14984 | 3 | 0.70016
13990 | 3.675 | 1 | 365 | 4.1819 | 0.42169 | 4 | 0.60356
59319 | 7.44 | 1 | 365 | 8.4662 | 0.049623 | 8 | 0.51578
48647 | 2.805 | 1 | 365 | 3.1919 | 0.42798 | 3 | 0.61986
63564 | 7.65 | 1 | 365 | 8.7051 | 0.53086 | 9 | 0.23598
63570 | 4.48 | 1 | 365 | 5.0979 | 0.26644 | 5 | 0.36434
63609 | 7.975 | 1 | 365 | 9.0749 | 0.27564 | 9 | 0.35058
63613 | 9.805 | 1 | 365 | 11.1573 | 0.46929 | 11 | 0.62664
63617 | 10.35 | 1 | 365 | 11.7775 | 0.71823 | 12 | 0.49574
63587 | 7.5 | 1 | 365 | 8.5344 | 0.18712 | 8 | 0.72155
63721 | 4.08 | 1 | 365 | 4.6427 | 0.34979 | 4 | 0.99252
63723 | 7.65 | 1 | 365 | 8.7051 | 0.53086 | 9 | 0.23598
63727 | 7.395 | 1 | 365 | 8.4149 | 0.9465 | 9 | 0.36145
63597 | 7.875 | 1 | 365 | 8.9612 | 0.046476 | 9 | 0.0076275
63622 | 6.9 | 1 | 365 | 7.8517 | 0.81215 | 8 | 0.66383
63638 | 8.4 | 1 | 365 | 9.5586 | 0.24957 | 9 | 0.80814
63646 | 9.275 | 1 | 365 | 10.5542 | 0.25474 | 10 | 0.80898
63647 | 7 | 1 | 365 | 7.9655 | 0.041312 | 8 | 0.00678
63652 | 11.2 | 1 | 365 | 12.7447 | 0.6661 | 13 | 0.41085
63643 | 15.87 | 1 | 365 | 18.0589 | 0.36795 | 18 | 0.4268
63621 | 12.753 | 1 | 365 | 14.5119 | 0.22498 | 14 | 0.73692
63657 | 11.2 | 1 | 365 | 12.7447 | 0.6661 | 13 | 0.41085
63656 | 7.98 | 1 | 365 | 9.0806 | 0.2871 | 9 | 0.36773
63660 | 8.68 | 1 | 365 | 9.8772 | 0.89123 | 10 | 0.76841
63661 | 11.97 | 1 | 365 | 13.621 | 0.43064 | 14 | 0.051594
63664 | 7.125 | 1 | 365 | 8.1077 | 0.32776 | 8 | 0.43547
63665 | 11.73 | 1 | 365 | 13.3478 | 0.88066 | 14 | 0.2285
63669 | 8.415 | 1 | 365 | 9.5756 | 0.28395 | 9 | 0.85958
63676 | 10.36 | 1 | 365 | 11.7889 | 0.74114 | 12 | 0.53003
63680 | 10.14 | 1 | 365 | 11.5385 | 0.23699 | 11 | 0.77554
63762 | 4.24 | 1 | 365 | 4.8248 | 0.71645 | 5 | 0.54125
63765 | 8.25 | 1 | 365 | 9.3879 | 0.90583 | 10 | 0.29371
63770 | 7.685 | 1 | 365 | 8.7449 | 0.61107 | 9 | 0.35601
63777 | 7.685 | 1 | 365 | 8.7449 | 0.61107 | 9 | 0.35601
63787 | 5.32 | 1 | 365 | 6.0538 | 0.1914 | 6 | 0.24515
63791 | 6.36 | 1 | 365 | 7.2372 | 0.57468 | 7 | 0.81187
63806 | 4.59 | 1 | 365 | 5.2231 | 0.51852 | 5 | 0.74159
63811 | 4.08 | 1 | 365 | 4.6427 | 0.34979 | 4 | 0.99252
63813 | 7.14 | 1 | 365 | 8.1248 | 0.36214 | 8 | 0.48692
63894 | 10.9 | 1 | 365 | 12.4034 | 0.97861 | 13 | 0.38199
63921 | 4.845 | 1 | 365 | 5.5132 | 0.10288 | 5 | 0.61612
63922 | 5.1 | 1 | 365 | 5.8034 | 0.68724 | 6 | 0.49065
63923 | 10.455 | 1 | 365 | 11.897 | 0.95885 | 12 | 0.85584
63925 | 12.75 | 1 | 365 | 14.5085 | 0.2181 | 14 | 0.72663
63927 | 13.515 | 1 | 365 | 15.379 | 0.97119 | 16 | 0.35023
63928 | 4.08 | 1 | 365 | 4.6427 | 0.34979 | 4 | 0.99252
63930 | 5.61 | 1 | 365 | 6.3838 | 0.85597 | 7 | 0.23972
63933 | 6.885 | 1 | 365 | 7.8346 | 0.77778 | 8 | 0.61238
63934 | 8.06 | 1 | 365 | 9.1717 | 0.47042 | 9 | 0.64209
63936 | 5.1 | 1 | 365 | 5.8034 | 0.68724 | 6 | 0.49065
63940 | 6.44 | 1 | 365 | 7.3282 | 0.75801 | 8 | 0.086238
63941 | 5.6 | 1 | 365 | 6.3724 | 0.83305 | 7 | 0.20542
63942 | 9.54 | 1 | 365 | 10.8558 | 0.86202 | 11 | 0.71781
63944 | 9.54 | 1 | 365 | 10.8558 | 0.86202 | 11 | 0.71781
63946 | 10.07 | 1 | 365 | 11.4589 | 0.076573 | 11 | 0.53547
63683 | 9.975 | 1 | 365 | 11.3508 | 0.85887 | 12 | 0.20966
63668 | 11.97 | 1 | 365 | 13.621 | 0.43064 | 14 | 0.051594
63719 | 5.232 | 1 | 365 | 5.9536 | 0.98973 | 6 | 0.94335
63910 | 10.08 | 1 | 365 | 11.4703 | 0.099489 | 11 | 0.56976
46765 | 7.59 | 1 | 365 | 8.6368 | 0.39337 | 9 | 0.030209
43979 | 24.852 | 1 | 365 | 28.2797 | 0.95124 | 29 | 0.23093
63794 | 10.695 | 1 | 365 | 12.1701 | 0.50883 | 12 | 0.67893
63857 | 6.24 | 1 | 365 | 7.1006 | 0.29968 | 7 | 0.40033
63868 | 9.81 | 1 | 365 | 11.163 | 0.48075 | 11 | 0.64379
63870 | 2.65 | 1 | 365 | 3.0155 | 0.072782 | 3 | 0.088281
46884 | 11.34 | 1 | 365 | 12.9041 | 0.98693 | 13 | 0.89098
49796 | 8.829 | 1 | 365 | 10.0467 | 0.23268 | 10 | 0.27941
20844 | 2543.625 | 1 | 365 | 2894.4519 | 0.011748 | 2894 | 0.46368
49228 | 11.772 | 1 | 365 | 13.3956 | 0.9769 | 14 | 0.37254
49129 | 11.445 | 1 | 365 | 13.0235 | 0.22755 | 13 | 0.25109
63846 | 8.84 | 1 | 365 | 10.0592 | 0.25789 | 10 | 0.31713
63847 | 5.035 | 1 | 365 | 5.7294 | 0.53829 | 6 | 0.26773
63855 | 5.72 | 1 | 365 | 6.5089 | 0.10804 | 6 | 0.61697
63878 | 4.68 | 1 | 365 | 5.3255 | 0.72476 | 6 | 0.050247
63880 | 7.8 | 1 | 365 | 8.8758 | 0.8746 | 9 | 0.75041
63884 | 13 | 1 | 365 | 14.793 | 0.79101 | 15 | 0.58402
63887 | 9.1 | 1 | 365 | 10.3551 | 0.85371 | 11 | 0.20881
33132 | 6.12 | 1 | 365 | 6.9641 | 0.02469 | 6 | 0.98878
63888 | 3.64 | 1 | 365 | 4.142 | 0.34148 | 4 | 0.48353
63890 | 2.65 | 1 | 365 | 3.0155 | 0.072782 | 3 | 0.088281
63895 | 5.886 | 1 | 365 | 6.6978 | 0.48845 | 7 | 0.18627
63897 | 10.137 | 1 | 365 | 11.5351 | 0.23011 | 11 | 0.76525
19962 | 4.59 | 1 | 365 | 5.2231 | 0.51852 | 5 | 0.74159
63903 | 6.3 | 1 | 365 | 7.1689 | 0.43718 | 7 | 0.6061
63905 | 6.5 | 1 | 365 | 7.3965 | 0.8955 | 8 | 0.29201
63908 | 5.52 | 1 | 365 | 6.2813 | 0.64972 | 6 | 0.93106
63912 | 9.57 | 1 | 365 | 10.8899 | 0.93077 | 11 | 0.8207
63932 | 9.54 | 1 | 365 | 10.8558 | 0.86202 | 11 | 0.71781
63951 | 8.84 | 1 | 365 | 10.0592 | 0.25789 | 10 | 0.31713
63956 | 7.848 | 1 | 365 | 8.9304 | 0.9846 | 9 | 0.91503
63959 | 11.96 | 1 | 365 | 13.6096 | 0.40773 | 14 | 0.017298
63963 | 4.94 | 1 | 365 | 5.6213 | 0.32058 | 5 | 0.94193
63964 | 13.78 | 1 | 365 | 15.6806 | 0.57847 | 16 | 0.25906
63974 | 6.24 | 1 | 365 | 7.1006 | 0.29968 | 7 | 0.40033
63984 | 2.34 | 1 | 365 | 2.6627 | 0.36238 | 3 | 0.025124
63985 | 11.985 | 1 | 365 | 13.638 | 0.46502 | 14 | 0.10304
63991 | 7.02 | 1 | 365 | 7.9882 | 0.087144 | 8 | 0.075371
63998 | 6.095 | 1 | 365 | 6.9356 | 0.9674 | 7 | 0.90305
63999 | 6.36 | 1 | 365 | 7.2372 | 0.57468 | 7 | 0.81187
64002 | 10.5 | 1 | 365 | 11.9482 | 0.061968 | 12 | 0.01017
64007 | 8.1 | 1 | 365 | 9.2172 | 0.56209 | 9 | 0.77927
63864 | 7.92 | 1 | 365 | 9.0124 | 0.1496 | 9 | 0.16196
64021 | 7.04 | 1 | 365 | 8.011 | 0.13298 | 8 | 0.14396
64022 | 11.22 | 1 | 365 | 12.7675 | 0.71193 | 13 | 0.47944
36644 | 15.675 | 1 | 365 | 17.837 | 0.92108 | 18 | 0.75804
64049 | 5.46 | 1 | 365 | 6.2131 | 0.51222 | 6 | 0.72529
64050 | 8.7 | 1 | 365 | 9.8999 | 0.93706 | 10 | 0.837
64063 | 4.42 | 1 | 365 | 5.0296 | 0.12894 | 5 | 0.15857
64070 | 4.42 | 1 | 365 | 5.0296 | 0.12894 | 5 | 0.15857
64167 | 8.215 | 1 | 365 | 9.348 | 0.82563 | 10 | 0.17367
64347 | 5.83 | 1 | 365 | 6.6341 | 0.36012 | 6 | 0.99422
64349 | 5.3 | 1 | 365 | 6.031 | 0.14556 | 6 | 0.17656
64390 | 12.455 | 1 | 365 | 14.1728 | 0.54208 | 14 | 0.71492
64398 | 8.58 | 1 | 365 | 9.7634 | 0.66207 | 10 | 0.42545
64399 | 6.76 | 1 | 365 | 7.6924 | 0.49132 | 8 | 0.18369
64402 | 4.725 | 1 | 365 | 5.3767 | 0.82789 | 6 | 0.20458
64281 | 5.98 | 1 | 365 | 6.8048 | 0.70386 | 7 | 0.50865
52242 | 20.4 | 1 | 365 | 23.2136 | 0.74897 | 23 | 0.96262
64060 | 7.2 | 1 | 365 | 8.1931 | 0.49964 | 8 | 0.69269
64061 | 3.64 | 1 | 365 | 4.142 | 0.34148 | 4 | 0.48353
63672 | 6.63 | 1 | 365 | 7.5444 | 0.19341 | 7 | 0.73785
63788 | 8.96 | 1 | 365 | 10.1958 | 0.53288 | 10 | 0.72868
63795 | 5.1 | 1 | 365 | 5.8034 | 0.68724 | 6 | 0.49065
63804 | 9.945 | 1 | 365 | 11.3167 | 0.79012 | 12 | 0.10678
63805 | 8.96 | 1 | 365 | 10.1958 | 0.53288 | 10 | 0.72868
63818 | 11.2 | 1 | 365 | 12.7447 | 0.6661 | 13 | 0.41085
63926 | 11.475 | 1 | 365 | 13.0577 | 0.29629 | 13 | 0.35397
63935 | 8.67 | 1 | 365 | 9.8658 | 0.86831 | 10 | 0.73411
47919 | 10.98 | 1 | 365 | 12.4944 | 0.16194 | 12 | 0.65635
44861 | 6 | 1 | 365 | 6.8275 | 0.7497 | 7 | 0.57724
44629 | 5.1 | 1 | 365 | 5.8034 | 0.68724 | 6 | 0.49065
44989 | 7.14 | 1 | 365 | 8.1248 | 0.36214 | 8 | 0.48692
48439 | 10.175 | 1 | 365 | 11.5784 | 0.31719 | 11 | 0.89557
48704 | 11.97 | 1 | 365 | 13.621 | 0.43064 | 14 | 0.051594
64006 | 5.865 | 1 | 365 | 6.6739 | 0.44033 | 7 | 0.11425
57070 | 5.2 | 1 | 365 | 5.9172 | 0.9164 | 6 | 0.83361
64090 | 5.88 | 1 | 365 | 6.691 | 0.4747 | 7 | 0.1657
64202 | 4.16 | 1 | 365 | 4.7338 | 0.53312 | 5 | 0.26689
64203 | 10.71 | 1 | 365 | 12.1872 | 0.54321 | 12 | 0.73037
50158 | 3.05 | 1 | 365 | 3.4707 | 0.98943 | 4 | 0.4601
51261 | 7.95 | 1 | 365 | 9.0465 | 0.21835 | 9 | 0.26484
48852 | 5.2 | 1 | 365 | 5.9172 | 0.9164 | 6 | 0.83361
49882 | 3.795 | 1 | 365 | 4.3184 | 0.69668 | 5 | 0.015104
64075 | 11.385 | 1 | 365 | 12.9553 | 0.090048 | 13 | 0.045313
64083 | 6.93 | 1 | 365 | 7.8858 | 0.8809 | 8 | 0.76671
64087 | 13.545 | 1 | 365 | 15.4132 | 0.039939 | 15 | 0.45312
64094 | 9.6 | 1 | 365 | 10.9241 | 0.99951 | 11 | 0.92358
63995 | 10.6 | 1 | 365 | 12.062 | 0.29113 | 12 | 0.35312
64127 | 7.59 | 1 | 365 | 8.6368 | 0.39337 | 9 | 0.030209
64128 | 9.6 | 1 | 365 | 10.9241 | 0.99951 | 11 | 0.92358
64136 | 8.502 | 1 | 365 | 9.6746 | 0.48332 | 10 | 0.15795
64137 | 8.1 | 1 | 365 | 9.2172 | 0.56209 | 9 | 0.77927
64138 | 11.52 | 1 | 365 | 13.1089 | 0.39942 | 13 | 0.5083
64139 | 9.38 | 1 | 365 | 10.6737 | 0.49536 | 11 | 0.16909
64144 | 7.28 | 1 | 365 | 8.2841 | 0.68296 | 8 | 0.96705
64145 | 8.32 | 1 | 365 | 9.4675 | 0.066245 | 9 | 0.53377
64151 | 9.1 | 1 | 365 | 10.3551 | 0.85371 | 11 | 0.20881
64487 | 7.98 | 1 | 365 | 9.0806 | 0.2871 | 9 | 0.36773
64165 | 9.9 | 1 | 365 | 11.2654 | 0.687 | 11 | 0.95245
64008 | 18 | 1 | 365 | 20.4826 | 0.24909 | 20 | 0.73172
64172 | 13.734 | 1 | 365 | 15.6282 | 0.47305 | 16 | 0.1013
64004 | 31.2 | 0.9 | 365 | 31.9529 | 0.34858 | 32 | 0.30148
64110 | 11.89 | 1 | 365 | 13.5299 | 0.24731 | 13 | 0.77723
49686 | 8.505 | 1 | 365 | 9.678 | 0.49019 | 10 | 0.16824
64190 | 12 | 1 | 365 | 13.6551 | 0.49939 | 14 | 0.15448
64193 | 4.905 | 1 | 365 | 5.5815 | 0.24038 | 5 | 0.82189
47998 | 5.7 | 1 | 365 | 6.4862 | 0.062211 | 6 | 0.54838
64214 | 11.22 | 1 | 365 | 12.7675 | 0.71193 | 13 | 0.47944
64215 | 8 | 1 | 365 | 9.1034 | 0.33293 | 9 | 0.43632
64211 | 6.21 | 1 | 365 | 7.0665 | 0.23094 | 7 | 0.29744
64224 | 7.2 | 1 | 365 | 8.1931 | 0.49964 | 8 | 0.69269
64226 | 7.8 | 1 | 365 | 8.8758 | 0.8746 | 9 | 0.75041
64236 | 5.61 | 1 | 365 | 6.3838 | 0.85597 | 7 | 0.23972
64238 | 6 | 1 | 365 | 6.8275 | 0.7497 | 7 | 0.57724
64245 | 4.32 | 1 | 365 | 4.9158 | 0.89978 | 5 | 0.81561
64262 | 2.28 | 1 | 365 | 2.5945 | 0.22488 | 2 | 0.81935
64263 | 6.9 | 1 | 365 | 7.8517 | 0.81215 | 8 | 0.66383
64278 | 5.985 | 1 | 365 | 6.8105 | 0.71532 | 7 | 0.5258
64286 | 5.886 | 1 | 365 | 6.6978 | 0.48845 | 7 | 0.18627
64296 | 8.215 | 1 | 365 | 9.348 | 0.82563 | 10 | 0.17367
64300 | 5.035 | 1 | 365 | 5.7294 | 0.53829 | 6 | 0.26773
64304 | 9.12 | 1 | 365 | 10.3779 | 0.89954 | 11 | 0.2774
64306 | 5.3 | 1 | 365 | 6.031 | 0.14556 | 6 | 0.17656
64312 | 10.8 | 1 | 365 | 12.2896 | 0.74945 | 13 | 0.039032
64314 | 10.07 | 1 | 365 | 11.4589 | 0.076573 | 11 | 0.53547
64317 | 4.48 | 1 | 365 | 5.0979 | 0.26644 | 5 | 0.36434
59587 | 13.4 | 1 | 365 | 15.2482 | 0.70765 | 15 | 0.95584
60152 | 10.005 | 1 | 365 | 11.3849 | 0.92762 | 12 | 0.31255
60435 | 4.56 | 1 | 365 | 5.1889 | 0.44977 | 5 | 0.6387
64321 | 9.54 | 1 | 365 | 10.8558 | 0.86202 | 11 | 0.71781
61926 | 5.13 | 1 | 365 | 5.8376 | 0.75599 | 6 | 0.59354
64329 | 10.137 | 1 | 365 | 11.5351 | 0.23011 | 11 | 0.76525
64338 | 9.45 | 1 | 365 | 10.7534 | 0.65577 | 11 | 0.40915
62830 | 9.9 | 1 | 365 | 11.2654 | 0.687 | 11 | 0.95245
62908 | 6.54 | 1 | 365 | 7.442 | 0.98717 | 8 | 0.42919
64348 | 6.615 | 1 | 365 | 7.5274 | 0.15904 | 7 | 0.68641
54319 | 4.55 | 1 | 365 | 5.1776 | 0.42685 | 5 | 0.60441
64354 | 4.505 | 1 | 365 | 5.1263 | 0.32373 | 5 | 0.45008
64357 | 6.76 | 1 | 365 | 7.6924 | 0.49132 | 8 | 0.18369
64359 | 4.48 | 1 | 365 | 5.0979 | 0.26644 | 5 | 0.36434
64360 | 13.5 | 1 | 365 | 15.362 | 0.93682 | 16 | 0.29879
64363 | 9.66 | 1 | 365 | 10.9923 | 0.13701 | 11 | 0.12936
50830 | 8.505 | 1 | 365 | 9.678 | 0.49019 | 10 | 0.16824
64378 | 6.89 | 1 | 365 | 7.8403 | 0.78923 | 8 | 0.62953
64380 | 7.2 | 1 | 365 | 8.1931 | 0.49964 | 8 | 0.69269
64384 | 6.9 | 1 | 365 | 7.8517 | 0.81215 | 8 | 0.66383
64386 | 6.54 | 1 | 365 | 7.442 | 0.98717 | 8 | 0.42919
64411 | 3.18 | 1 | 365 | 3.6186 | 0.28734 | 3 | 0.90594
64419 | 7.155 | 1 | 365 | 8.1418 | 0.39651 | 8 | 0.53836
64423 | 8.4 | 1 | 365 | 9.5586 | 0.24957 | 9 | 0.80814
64427 | 3.36 | 1 | 365 | 3.8234 | 0.69983 | 4 | 0.52325
64434 | 7.56 | 1 | 365 | 8.6027 | 0.32462 | 8 | 0.92732
64439 | 5.3 | 1 | 365 | 6.031 | 0.14556 | 6 | 0.17656
64446 | 5.13 | 1 | 365 | 5.8376 | 0.75599 | 6 | 0.59354
64451 | 7.56 | 1 | 365 | 8.6027 | 0.32462 | 8 | 0.92732
64452 | 9.52 | 1 | 365 | 10.833 | 0.81618 | 11 | 0.64922
64454 | 6.72 | 1 | 365 | 7.6468 | 0.39966 | 8 | 0.046509
64455 | 10.2 | 1 | 365 | 11.6068 | 0.37448 | 11 | 0.98131
64457 | 8.625 | 1 | 365 | 9.8146 | 0.76519 | 10 | 0.57978
44615 | 3.575 | 1 | 365 | 4.0681 | 0.19253 | 4 | 0.26061
64461 | 5.2 | 1 | 365 | 5.9172 | 0.9164 | 6 | 0.83361
64264 | 8.8 | 1 | 365 | 10.0137 | 0.16622 | 10 | 0.17995
40834 | 13.11 | 1 | 365 | 14.9182 | 0.043086 | 14 | 0.96127
50025 | 5.49 | 1 | 365 | 6.2472 | 0.58097 | 6 | 0.82817
64488 | 9.24 | 1 | 365 | 10.5144 | 0.17453 | 10 | 0.68895
64490 | 12.19 | 1 | 365 | 13.8713 | 0.9348 | 14 | 0.80609
64499 | 11.44 | 1 | 365 | 13.0179 | 0.21609 | 13 | 0.23394
64501 | 4.68 | 1 | 365 | 5.3255 | 0.72476 | 6 | 0.050247
64459 | 8.64 | 1 | 365 | 9.8317 | 0.79956 | 10 | 0.63123
64516 | 9.805 | 1 | 365 | 11.1573 | 0.46929 | 11 | 0.62664
64522 | 4.68 | 1 | 365 | 5.3255 | 0.72476 | 6 | 0.050247
64525 | 3.18 | 1 | 365 | 3.6186 | 0.28734 | 3 | 0.90594
64526 | 3.64 | 1 | 365 | 4.142 | 0.34148 | 4 | 0.48353
64527 | 3.64 | 1 | 365 | 4.142 | 0.34148 | 4 | 0.48353
64563 | 5.72 | 1 | 365 | 6.5089 | 0.10804 | 6 | 0.61697
64572 | 10.66 | 1 | 365 | 12.1303 | 0.42863 | 12 | 0.5589
64575 | 5.98 | 1 | 365 | 6.8048 | 0.70386 | 7 | 0.50865
64583 | 9.88 | 1 | 365 | 11.2427 | 0.64117 | 11 | 0.88386
64585 | 4.68 | 1 | 365 | 5.3255 | 0.72476 | 6 | 0.050247
64586 | 5.46 | 1 | 365 | 6.2131 | 0.51222 | 6 | 0.72529
59719 | 4.24 | 1 | 365 | 4.8248 | 0.71645 | 5 | 0.54125
64623 | 7.54 | 1 | 365 | 8.5799 | 0.27878 | 8 | 0.85873
45554 | 11.97 | 1 | 365 | 13.621 | 0.43064 | 14 | 0.051594
64630 | 8.58 | 1 | 365 | 9.7634 | 0.66207 | 10 | 0.42545
64634 | 6.76 | 1 | 365 | 7.6924 | 0.49132 | 8 | 0.18369
64635 | 6.38 | 1 | 365 | 7.26 | 0.62051 | 7 | 0.88047
64636 | 5.7 | 1 | 365 | 6.4862 | 0.062211 | 6 | 0.54838
64637 | 5.04 | 1 | 365 | 5.7351 | 0.54974 | 6 | 0.28488
49203 | 10.137 | 1 | 365 | 11.5351 | 0.23011 | 11 | 0.76525
64650 | 8.08 | 1 | 365 | 9.1944 | 0.51626 | 9 | 0.71068
64653 | 6.76 | 1 | 365 | 7.6924 | 0.49132 | 8 | 0.18369
64655 | 3.9 | 1 | 365 | 4.4379 | 0.9373 | 5 | 0.37521
64666 | 5.98 | 1 | 365 | 6.8048 | 0.70386 | 7 | 0.50865
64667 | 5.98 | 1 | 365 | 6.8048 | 0.70386 | 7 | 0.50865
40446 | 7.28 | 1 | 365 | 8.2841 | 0.68296 | 8 | 0.96705
64671 | 3.465 | 1 | 365 | 3.9429 | 0.94045 | 4 | 0.88336
64672 | 3.38 | 1 | 365 | 3.8462 | 0.74566 | 4 | 0.59185
64674 | 7.56 | 1 | 365 | 8.6027 | 0.32462 | 8 | 0.92732
64676 | 8.32 | 1 | 365 | 9.4675 | 0.066245 | 9 | 0.53377
64682 | 2.6 | 1 | 365 | 2.9586 | 0.9582 | 3 | 0.9168
64684 | 8.32 | 1 | 365 | 9.4675 | 0.066245 | 9 | 0.53377
64685 | 10.4 | 1 | 365 | 11.8344 | 0.83281 | 12 | 0.66722
64686 | 11.66 | 1 | 365 | 13.2682 | 0.72024 | 13 | 0.98844
64706 | 4.08 | 1 | 365 | 4.6427 | 0.34979 | 4 | 0.99252
64725 | 11.97 | 1 | 365 | 13.621 | 0.43064 | 14 | 0.051594
64739 | 15.6 | 1 | 365 | 17.7516 | 0.74921 | 18 | 0.50082
61718 | 14.56 | 1 | 365 | 16.5682 | 0.36593 | 16 | 0.9341
61754 | 13.26 | 1 | 365 | 15.0889 | 0.38683 | 15 | 0.4757
64748 | 8.1 | 1 | 365 | 9.2172 | 0.56209 | 9 | 0.77927
64749 | 3.64 | 1 | 365 | 4.142 | 0.34148 | 4 | 0.48353
64757 | 6.555 | 1 | 365 | 7.4591 | 0.021543 | 7 | 0.48063
64761 | 5.4 | 1 | 365 | 6.1448 | 0.37473 | 6 | 0.51952
64772 | 5.2 | 1 | 365 | 5.9172 | 0.9164 | 6 | 0.83361
64783 | 10.6 | 1 | 365 | 12.062 | 0.29113 | 12 | 0.35312
64787 | 9.6 | 1 | 365 | 10.9241 | 0.99951 | 11 | 0.92358
64803 | 7.41 | 1 | 365 | 8.432 | 0.98087 | 9 | 0.41289
64813 | 9.9 | 1 | 365 | 11.2654 | 0.687 | 11 | 0.95245
64841 | 4.16 | 1 | 365 | 4.7338 | 0.53312 | 5 | 0.26689
64842 | 5.72 | 1 | 365 | 6.5089 | 0.10804 | 6 | 0.61697
64847 | 3.38 | 1 | 365 | 3.8462 | 0.74566 | 4 | 0.59185
64851 | 3.64 | 1 | 365 | 4.142 | 0.34148 | 4 | 0.48353
64857 | 14.79 | 1 | 365 | 16.8299 | 0.893 | 17 | 0.7229
64859 | 10.6 | 1 | 365 | 12.062 | 0.29113 | 12 | 0.35312
64860 | 6.12 | 1 | 365 | 6.9641 | 0.02469 | 6 | 0.98878
64861 | 8.215 | 1 | 365 | 9.348 | 0.82563 | 10 | 0.17367
63392 | 12.18 | 1 | 365 | 13.8599 | 0.91188 | 14 | 0.7718
63214 | 13.26 | 1 | 365 | 15.0889 | 0.38683 | 15 | 0.4757
64784 | 14.64 | 1 | 365 | 16.6592 | 0.54926 | 17 | 0.20847
64879 | 9.275 | 1 | 365 | 10.5542 | 0.25474 | 10 | 0.80898
64880 | 7.685 | 1 | 365 | 8.7449 | 0.61107 | 9 | 0.35601
64883 | 9.88 | 1 | 365 | 11.2427 | 0.64117 | 11 | 0.88386
64884 | 9.945 | 1 | 365 | 11.3167 | 0.79012 | 12 | 0.10678
64887 | 13.515 | 1 | 365 | 15.379 | 0.97119 | 16 | 0.35023
64899 | 7.28 | 1 | 365 | 8.2841 | 0.68296 | 8 | 0.96705
64915 | 13.25 | 1 | 365 | 15.0775 | 0.36391 | 15 | 0.4414
64919 | 11.7 | 1 | 365 | 13.3137 | 0.81191 | 14 | 0.12562
64922 | 4.24 | 1 | 365 | 4.8248 | 0.71645 | 5 | 0.54125
64932 | 5.52 | 1 | 365 | 6.2813 | 0.64972 | 6 | 0.93106
64940 | 3.48 | 1 | 365 | 3.96 | 0.97482 | 4 | 0.9348
64941 | 9.62 | 1 | 365 | 10.9468 | 0.045346 | 10 | 0.99217
61076 | 3.922 | 1 | 365 | 4.4629 | 0.98772 | 5 | 0.45066
62019 | 8.1 | 1 | 365 | 9.2172 | 0.56209 | 9 | 0.77927
58652 | 4.44 | 1 | 365 | 5.0524 | 0.17478 | 5 | 0.22716
64984 | 4.48 | 1 | 365 | 5.0979 | 0.26644 | 5 | 0.36434
64986 | 9.6 | 1 | 365 | 10.9241 | 0.99951 | 11 | 0.92358
64993 | 8.58 | 1 | 365 | 9.7634 | 0.66207 | 10 | 0.42545
64994 | 7.65 | 1 | 365 | 8.7051 | 0.53086 | 9 | 0.23598
64995 | 5.25 | 1 | 365 | 5.9741 | 0.030984 | 6 | 0.005085
64996 | 7.54 | 1 | 365 | 8.5799 | 0.27878 | 8 | 0.85873
64997 | 6.12 | 1 | 365 | 6.9641 | 0.02469 | 6 | 0.98878
64998 | 13.52 | 1 | 365 | 15.3847 | 0.98265 | 16 | 0.36738
65000 | 2.6 | 1 | 365 | 2.9586 | 0.9582 | 3 | 0.9168
65002 | 5.72 | 1 | 365 | 6.5089 | 0.10804 | 6 | 0.61697
65003 | 7.155 | 1 | 365 | 8.1418 | 0.39651 | 8 | 0.53836
65010 | 6.24 | 1 | 365 | 7.1006 | 0.29968 | 7 | 0.40033
65027 | 11.7 | 1 | 365 | 13.3137 | 0.81191 | 14 | 0.12562
65034 | 6.76 | 1 | 365 | 7.6924 | 0.49132 | 8 | 0.18369
65039 | 6.5 | 1 | 365 | 7.3965 | 0.8955 | 8 | 0.29201
65040 | 9.62 | 1 | 365 | 10.9468 | 0.045346 | 10 | 0.99217
65044 | 6.25 | 1 | 365 | 7.112 | 0.3226 | 7 | 0.43462
65045 | 7.02 | 1 | 365 | 7.9882 | 0.087144 | 8 | 0.075371
65047 | 13.52 | 1 | 365 | 15.3847 | 0.98265 | 16 | 0.36738
65048 | 7.02 | 1 | 365 | 7.9882 | 0.087144 | 8 | 0.075371
65049 | 3.9 | 1 | 365 | 4.4379 | 0.9373 | 5 | 0.37521
65050 | 6.72 | 1 | 365 | 7.6468 | 0.39966 | 8 | 0.046509
65053 | 7 | 1 | 365 | 7.9655 | 0.041312 | 8 | 0.00678
65055 | 8.12 | 1 | 365 | 9.2399 | 0.60792 | 9 | 0.84786
65056 | 6.375 | 1 | 365 | 7.2543 | 0.60905 | 7 | 0.86332
65058 | 8.12 | 1 | 365 | 9.2399 | 0.60792 | 9 | 0.84786
65060 | 10.2 | 1 | 365 | 11.6068 | 0.37448 | 11 | 0.98131
65064 | 6.24 | 1 | 365 | 7.1006 | 0.29968 | 7 | 0.40033
50924 | 6.3 | 1 | 365 | 7.1689 | 0.43718 | 7 | 0.6061
65066 | 4.68 | 1 | 365 | 5.3255 | 0.72476 | 6 | 0.050247
65069 | 10.2 | 1 | 365 | 11.6068 | 0.37448 | 11 | 0.98131
65071 | 7.155 | 1 | 365 | 8.1418 | 0.39651 | 8 | 0.53836
65074 | 11.475 | 1 | 365 | 13.0577 | 0.29629 | 13 | 0.35397
65090 | 4.05 | 1 | 365 | 4.6086 | 0.28104 | 4 | 0.88964
12912 | 567.84 | 0.8 | 365 | 516.927 | 0.016984 | 516 | 0.94399
65142 | 109.545 | 0.9 | 365 | 112.1885 | 0.93157 | 113 | 0.12006
63830 | 6.3 | 1 | 365 | 7.1689 | 0.43718 | 7 | 0.6061
33498 | 1865.43 | 0.9 | 365 | 1910.4458 | 0.36431 | 1910 | 0.81012
57565 | 29.25 | 0.9 | 365 | 29.9558 | 0.32679 | 30 | 0.28264
57542 | 46.55 | 0.9 | 365 | 47.6733 | 0.0072523 | 47 | 0.68058
65286 | 7.125 | 1 | 365 | 8.1077 | 0.32776 | 8 | 0.43547
65287 | 9.24 | 1 | 365 | 10.5144 | 0.17453 | 10 | 0.68895
65294 | 12.19 | 1 | 365 | 13.8713 | 0.9348 | 14 | 0.80609
65295 | 12.075 | 1 | 365 | 13.7404 | 0.67126 | 14 | 0.4117
65302 | 8.5 | 1 | 365 | 9.6724 | 0.47874 | 10 | 0.15109
65308 | 3.36 | 1 | 365 | 3.8234 | 0.69983 | 4 | 0.52325
65322 | 11.6 | 1 | 365 | 13.1999 | 0.58275 | 13 | 0.78266
65323 | 11.6 | 1 | 365 | 13.1999 | 0.58275 | 13 | 0.78266
63099 | 4.16 | 1 | 365 | 4.7338 | 0.53312 | 5 | 0.26689
63102 | 4.505 | 1 | 365 | 5.1263 | 0.32373 | 5 | 0.45008
63125 | 7.155 | 1 | 365 | 8.1418 | 0.39651 | 8 | 0.53836
63146 | 6.24 | 1 | 365 | 7.1006 | 0.29968 | 7 | 0.40033
63152 | 14.575 | 1 | 365 | 16.5852 | 0.4003 | 16 | 0.98555
59170 | 10.14 | 1 | 365 | 11.5385 | 0.23699 | 11 | 0.77554
63160 | 4.8 | 1 | 365 | 5.462 | 0.99976 | 6 | 0.46179
63005 | 4.2 | 1 | 365 | 4.7793 | 0.62479 | 5 | 0.40407
63140 | 8.7 | 1 | 365 | 9.8999 | 0.93706 | 10 | 0.837
63179 | 4.505 | 1 | 365 | 5.1263 | 0.32373 | 5 | 0.45008
32283 | 5.98 | 1 | 365 | 6.8048 | 0.70386 | 7 | 0.50865
62519 | 2.915 | 1 | 365 | 3.317 | 0.68006 | 3 | 0.99711
32257 | 4.94 | 1 | 365 | 5.6213 | 0.32058 | 5 | 0.94193
63189 | 5.72 | 1 | 365 | 6.5089 | 0.10804 | 6 | 0.61697
62826 | 12.72 | 1 | 365 | 14.4744 | 0.14936 | 14 | 0.62375
63201 | 7.29 | 1 | 365 | 8.2955 | 0.70588 | 9 | 0.0013466
63217 | 8 | 1 | 365 | 9.1034 | 0.33293 | 9 | 0.43632
63218 | 10.24 | 1 | 365 | 11.6523 | 0.46615 | 12 | 0.11849
63219 | 11.825 | 1 | 365 | 13.456 | 0.098359 | 13 | 0.55431
63221 | 7.68 | 1 | 365 | 8.7393 | 0.59961 | 9 | 0.33887
63227 | 6 | 1 | 365 | 6.8275 | 0.7497 | 7 | 0.57724
63136 | 3.78 | 1 | 365 | 4.3014 | 0.66231 | 4 | 0.96366
63157 | 3.705 | 1 | 365 | 4.216 | 0.49044 | 4 | 0.70645
63240 | 3.99 | 1 | 365 | 4.5403 | 0.14355 | 4 | 0.68386
63131 | 6.3 | 1 | 365 | 7.1689 | 0.43718 | 7 | 0.6061
63133 | 4.725 | 1 | 365 | 5.3767 | 0.82789 | 6 | 0.20458
63248 | 6.6 | 1 | 365 | 7.5103 | 0.12467 | 7 | 0.63496
47227 | 5.98 | 1 | 365 | 6.8048 | 0.70386 | 7 | 0.50865
63319 | 6.76 | 1 | 365 | 7.6924 | 0.49132 | 8 | 0.18369
63320 | 5.83 | 1 | 365 | 6.6341 | 0.36012 | 6 | 0.99422
63324 | 9.1 | 1 | 365 | 10.3551 | 0.85371 | 11 | 0.20881
63327 | 7.42 | 1 | 365 | 8.4434 | 0.0037907 | 8 | 0.44719
35922 | 7.28 | 1 | 365 | 8.2841 | 0.68296 | 8 | 0.96705
59418 | 5.2 | 1 | 365 | 5.9172 | 0.9164 | 6 | 0.83361
63350 | 12.455 | 1 | 365 | 14.1728 | 0.54208 | 14 | 0.71492
63352 | 4.42 | 1 | 365 | 5.0296 | 0.12894 | 5 | 0.15857
52457 | 5.98 | 1 | 365 | 6.8048 | 0.70386 | 7 | 0.50865
63413 | 11 | 1 | 365 | 12.5172 | 0.20778 | 12 | 0.72494
63431 | 5.83 | 1 | 365 | 6.6341 | 0.36012 | 6 | 0.99422
63432 | 10.6 | 1 | 365 | 12.062 | 0.29113 | 12 | 0.35312
63433 | 6.76 | 1 | 365 | 7.6924 | 0.49132 | 8 | 0.18369
59562 | 3.9 | 1 | 365 | 4.4379 | 0.9373 | 5 | 0.37521
63435 | 9.6 | 1 | 365 | 10.9241 | 0.99951 | 11 | 0.92358
58719 | 12.455 | 1 | 365 | 14.1728 | 0.54208 | 14 | 0.71492
39280 | 6.76 | 1 | 365 | 7.6924 | 0.49132 | 8 | 0.18369
56501 | 6.24 | 1 | 365 | 7.1006 | 0.29968 | 7 | 0.40033
58582 | 3.71 | 1 | 365 | 4.2217 | 0.5019 | 4 | 0.72359
63506 | 7.36 | 1 | 365 | 8.3751 | 0.86629 | 9 | 0.24141
54164 | 4.16 | 1 | 365 | 4.7338 | 0.53312 | 5 | 0.26689
54139 | 5.72 | 1 | 365 | 6.5089 | 0.10804 | 6 | 0.61697
63548 | 7.04 | 1 | 365 | 8.011 | 0.13298 | 8 | 0.14396
63543 | 13.25 | 1 | 365 | 15.0775 | 0.36391 | 15 | 0.4414
62233 | 9.36 | 1 | 365 | 10.651 | 0.44953 | 11 | 0.10049
52267 | 4.94 | 1 | 365 | 5.6213 | 0.32058 | 5 | 0.94193
63464 | 3.445 | 1 | 365 | 3.9201 | 0.89462 | 4 | 0.81477
62147 | 4.77 | 1 | 365 | 5.4279 | 0.93101 | 6 | 0.35891
32039 | 7.8 | 1 | 365 | 8.8758 | 0.8746 | 9 | 0.75041
47099 | 17.36 | 1 | 365 | 19.7544 | 0.78245 | 20 | 0.53681
63526 | 6.9 | 1 | 365 | 7.8517 | 0.81215 | 8 | 0.66383
62554 | 7.54 | 1 | 365 | 8.5799 | 0.27878 | 8 | 0.85873
35330 | 194.04 | 0.8 | 365 | 176.6422 | 0.73213 | 177 | 0.37435
62049 | 7.685 | 1 | 365 | 8.7449 | 0.61107 | 9 | 0.35601
61669 | 6.625 | 1 | 365 | 7.5387 | 0.18196 | 7 | 0.7207
60930 | 5.72 | 1 | 365 | 6.5089 | 0.10804 | 6 | 0.61697
57433 | 6.5 | 1 | 365 | 7.3965 | 0.8955 | 8 | 0.29201
50994 | 3.78 | 1 | 365 | 4.3014 | 0.66231 | 4 | 0.96366
30645 | 11.7 | 1 | 365 | 13.3137 | 0.81191 | 14 | 0.12562
59169 | 5.98 | 1 | 365 | 6.8048 | 0.70386 | 7 | 0.50865
62788 | 10.07 | 1 | 365 | 11.4589 | 0.076573 | 11 | 0.53547
61053 | 6.93 | 1 | 365 | 7.8858 | 0.8809 | 8 | 0.76671
58840 | 3.71 | 1 | 365 | 4.2217 | 0.5019 | 4 | 0.72359
48637 | 4.16 | 1 | 365 | 4.7338 | 0.53312 | 5 | 0.26689
41183 | 8.84 | 1 | 365 | 10.0592 | 0.25789 | 10 | 0.31713
50058 | 7.8 | 1 | 365 | 8.8758 | 0.8746 | 9 | 0.75041
32410 | 5.2 | 1 | 365 | 5.9172 | 0.9164 | 6 | 0.83361
63608 | 5.2 | 1 | 365 | 5.9172 | 0.9164 | 6 | 0.83361
61247 | 6.2 | 1 | 365 | 7.0551 | 0.20802 | 7 | 0.26315
62229 | 10.92 | 1 | 365 | 12.4261 | 0.024447 | 12 | 0.45058
61052 | 4.505 | 1 | 365 | 5.1263 | 0.32373 | 5 | 0.45008
61667 | 10.2 | 1 | 365 | 11.6068 | 0.37448 | 11 | 0.98131
38718 | 6.24 | 1 | 365 | 7.1006 | 0.29968 | 7 | 0.40033
62103 | 7.56 | 1 | 365 | 8.6027 | 0.32462 | 8 | 0.92732
61778 | 13.26 | 1 | 365 | 15.0889 | 0.38683 | 15 | 0.4757
56725 | 8.58 | 1 | 365 | 9.7634 | 0.66207 | 10 | 0.42545
62520 | 6.24 | 1 | 365 | 7.1006 | 0.29968 | 7 | 0.40033
57866 | 8.48 | 1 | 365 | 9.6496 | 0.4329 | 10 | 0.082499
55170 | 5.72 | 1 | 365 | 6.5089 | 0.10804 | 6 | 0.61697
62528 | 3.78 | 1 | 365 | 4.3014 | 0.66231 | 4 | 0.96366
59497 | 7.28 | 1 | 365 | 8.2841 | 0.68296 | 8 | 0.96705
63025 | 13.53 | 1 | 365 | 15.3961 | 0.0055645 | 15 | 0.40168
32033 | 4.94 | 1 | 365 | 5.6213 | 0.32058 | 5 | 0.94193
63282 | 9.805 | 1 | 365 | 11.1573 | 0.46929 | 11 | 0.62664
37789 | 7.54 | 1 | 365 | 8.5799 | 0.27878 | 8 | 0.85873
59426 | 6.5 | 1 | 365 | 7.3965 | 0.8955 | 8 | 0.29201
20727 | 323.95 | 0.8 | 365 | 294.9044 | 0.8952 | 295 | 0.79959
57982 | 5.98 | 1 | 365 | 6.8048 | 0.70386 | 7 | 0.50865
42911 | 9.62 | 1 | 365 | 10.9468 | 0.045346 | 10 | 0.99217
32529 | 7.8 | 1 | 365 | 8.8758 | 0.8746 | 9 | 0.75041
61005 | 6.5 | 1 | 365 | 7.3965 | 0.8955 | 8 | 0.29201
59574 | 7.54 | 1 | 365 | 8.5799 | 0.27878 | 8 | 0.85873
62742 | 9.54 | 1 | 365 | 10.8558 | 0.86202 | 11 | 0.71781
63286 | 4.42 | 1 | 365 | 5.0296 | 0.12894 | 5 | 0.15857
32038 | 4.68 | 1 | 365 | 5.3255 | 0.72476 | 6 | 0.050247
61615 | 4.77 | 1 | 365 | 5.4279 | 0.93101 | 6 | 0.35891
57064 | 7.42 | 1 | 365 | 8.4434 | 0.0037907 | 8 | 0.44719
60954 | 3.975 | 1 | 365 | 4.5232 | 0.10917 | 4 | 0.63242
57109 | 9.36 | 1 | 365 | 10.651 | 0.44953 | 11 | 0.10049
62556 | 3.64 | 1 | 365 | 4.142 | 0.34148 | 4 | 0.48353
62944 | 13.25 | 1 | 365 | 15.0775 | 0.36391 | 15 | 0.4414
21066 | 6.24 | 1 | 365 | 7.1006 | 0.29968 | 7 | 0.40033
48706 | 7.28 | 1 | 365 | 8.2841 | 0.68296 | 8 | 0.96705
63529 | 7.68 | 1 | 365 | 8.7393 | 0.59961 | 9 | 0.33887
63551 | 9.555 | 1 | 365 | 10.8729 | 0.89639 | 11 | 0.76925
63604 | 10.8 | 1 | 365 | 12.2896 | 0.74945 | 13 | 0.039032
63747 | 13.44 | 1 | 365 | 15.2937 | 0.79932 | 16 | 0.093018
63519 | 8.1 | 1 | 365 | 9.2172 | 0.56209 | 9 | 0.77927
63780 | 9.6 | 1 | 365 | 10.9241 | 0.99951 | 11 | 0.92358
63789 | 5.13 | 1 | 365 | 5.8376 | 0.75599 | 6 | 0.59354
63792 | 6.4 | 1 | 365 | 7.2827 | 0.66634 | 7 | 0.94906
63798 | 8.82 | 1 | 365 | 10.0365 | 0.21205 | 10 | 0.24854
63873 | 5.886 | 1 | 365 | 6.6978 | 0.48845 | 7 | 0.18627
62547 | 3.975 | 1 | 365 | 4.5232 | 0.10917 | 4 | 0.63242
59219 | 4.505 | 1 | 365 | 5.1263 | 0.32373 | 5 | 0.45008
63911 | 8.19 | 1 | 365 | 9.3196 | 0.76834 | 10 | 0.087933
31467 | 5.2 | 1 | 365 | 5.9172 | 0.9164 | 6 | 0.83361
23565 | 12.48 | 1 | 365 | 14.2013 | 0.59937 | 14 | 0.80066
64044 | 4.42 | 1 | 365 | 5.0296 | 0.12894 | 5 | 0.15857
64130 | 13.25 | 1 | 365 | 15.0775 | 0.36391 | 15 | 0.4414
64270 | 5.2 | 1 | 365 | 5.9172 | 0.9164 | 6 | 0.83361
64271 | 5.46 | 1 | 365 | 6.2131 | 0.51222 | 6 | 0.72529
64280 | 7.02 | 1 | 365 | 7.9882 | 0.087144 | 8 | 0.075371
64285 | 4.68 | 1 | 365 | 5.3255 | 0.72476 | 6 | 0.050247
64288 | 6.625 | 1 | 365 | 7.5387 | 0.18196 | 7 | 0.7207
64287 | 5.46 | 1 | 365 | 6.2131 | 0.51222 | 6 | 0.72529
64293 | 6.24 | 1 | 365 | 7.1006 | 0.29968 | 7 | 0.40033
64295 | 6.625 | 1 | 365 | 7.5387 | 0.18196 | 7 | 0.7207
24166 | 7.54 | 1 | 365 | 8.5799 | 0.27878 | 8 | 0.85873
57620 | 17.68 | 1 | 365 | 20.1185 | 0.51577 | 20 | 0.63427
60701 | 12.48 | 1 | 365 | 14.2013 | 0.59937 | 14 | 0.80066
56990 | 4.16 | 1 | 365 | 4.7338 | 0.53312 | 5 | 0.26689
58502 | 9.62 | 1 | 365 | 10.9468 | 0.045346 | 10 | 0.99217
58528 | 10.6 | 1 | 365 | 12.062 | 0.29113 | 12 | 0.35312
52428 | 4.68 | 1 | 365 | 5.3255 | 0.72476 | 6 | 0.050247
64074 | 7.02 | 1 | 365 | 7.9882 | 0.087144 | 8 | 0.075371
64176 | 10.8 | 1 | 365 | 12.2896 | 0.74945 | 13 | 0.039032
64229 | 12.426 | 1 | 365 | 14.1398 | 0.47562 | 14 | 0.61546
64231 | 10.08 | 1 | 365 | 11.4703 | 0.099489 | 11 | 0.56976
64251 | 9.9 | 1 | 365 | 11.2654 | 0.687 | 11 | 0.95245
64298 | 11.34 | 1 | 365 | 12.9041 | 0.98693 | 13 | 0.89098
64313 | 12.42 | 1 | 365 | 14.133 | 0.46187 | 14 | 0.59489
64335 | 3.78 | 1 | 365 | 4.3014 | 0.66231 | 4 | 0.96366
64337 | 5.175 | 1 | 365 | 5.8888 | 0.85911 | 6 | 0.74787
64345 | 7.68 | 1 | 365 | 8.7393 | 0.59961 | 9 | 0.33887
64350 | 6.867 | 1 | 365 | 7.8141 | 0.73653 | 8 | 0.55065
64351 | 6.08 | 1 | 365 | 6.9186 | 0.93303 | 7 | 0.8516
64353 | 9.28 | 1 | 365 | 10.5599 | 0.2662 | 10 | 0.82613
64362 | 12.426 | 1 | 365 | 14.1398 | 0.47562 | 14 | 0.61546
64369 | 7.521 | 1 | 365 | 8.5583 | 0.23524 | 8 | 0.79357
64370 | 6.213 | 1 | 365 | 7.0699 | 0.23781 | 7 | 0.30773
64371 | 12.426 | 1 | 365 | 14.1398 | 0.47562 | 14 | 0.61546
64372 | 5.76 | 1 | 365 | 6.5544 | 0.19971 | 6 | 0.75415
64374 | 10.137 | 1 | 365 | 11.5351 | 0.23011 | 11 | 0.76525
64428 | 6.555 | 1 | 365 | 7.4591 | 0.021543 | 7 | 0.48063
64485 | 5.7 | 1 | 365 | 6.4862 | 0.062211 | 6 | 0.54838
64494 | 6.72 | 1 | 365 | 7.6468 | 0.39966 | 8 | 0.046509
64497 | 12.426 | 1 | 365 | 14.1398 | 0.47562 | 14 | 0.61546
64498 | 10.24 | 1 | 365 | 11.6523 | 0.46615 | 12 | 0.11849
64511 | 4.8 | 1 | 365 | 5.462 | 0.99976 | 6 | 0.46179
64512 | 3.3 | 1 | 365 | 3.7551 | 0.56233 | 4 | 0.31748
64515 | 2.835 | 1 | 365 | 3.226 | 0.49673 | 3 | 0.72275
64535 | 5.67 | 1 | 365 | 6.452 | 0.99346 | 7 | 0.44549
64539 | 7.56 | 1 | 365 | 8.6027 | 0.32462 | 8 | 0.92732
64540 | 3.15 | 1 | 365 | 3.5845 | 0.21859 | 3 | 0.80305
64542 | 4.095 | 1 | 365 | 4.6598 | 0.38417 | 5 | 0.043966
64626 | 5.76 | 1 | 365 | 6.5544 | 0.19971 | 6 | 0.75415
64644 | 6.72 | 1 | 365 | 7.6468 | 0.39966 | 8 | 0.046509
64656 | 7.02 | 1 | 365 | 7.9882 | 0.087144 | 8 | 0.075371
64719 | 7.04 | 1 | 365 | 8.011 | 0.13298 | 8 | 0.14396
64728 | 5.44 | 1 | 365 | 6.1903 | 0.46639 | 6 | 0.6567
64737 | 8.84 | 1 | 365 | 10.0592 | 0.25789 | 10 | 0.31713
64331 | 7.848 | 1 | 365 | 8.9304 | 0.9846 | 9 | 0.91503
64897 | 7.83 | 1 | 365 | 8.9099 | 0.94335 | 9 | 0.8533
65130 | 9 | 1 | 365 | 10.2413 | 0.62454 | 10 | 0.86586
65193 | 13.64 | 1 | 365 | 15.5213 | 0.25764 | 15 | 0.77893
65301 | 12.426 | 1 | 365 | 14.1398 | 0.47562 | 14 | 0.61546
65314 | 12.96 | 1 | 365 | 14.7475 | 0.69934 | 15 | 0.44684
65315 | 7.15 | 1 | 365 | 8.1362 | 0.38505 | 8 | 0.52121
65316 | 3.51 | 1 | 365 | 3.9941 | 0.043572 | 4 | 0.037685
62582 | 10.2 | 1 | 365 | 11.6068 | 0.37448 | 11 | 0.98131
65336 | 7.848 | 1 | 365 | 8.9304 | 0.9846 | 9 | 0.91503
65350 | 11.52 | 1 | 365 | 13.1089 | 0.39942 | 13 | 0.5083
65358 | 9.81 | 1 | 365 | 11.163 | 0.48075 | 11 | 0.64379
65367 | 14.715 | 1 | 365 | 16.7446 | 0.72113 | 17 | 0.46568
60623 | 9.805 | 1 | 365 | 11.1573 | 0.46929 | 11 | 0.62664
46544 | 24.96 | 1 | 365 | 28.4026 | 0.19874 | 28 | 0.60132
62187 | 8.4 | 1 | 365 | 9.5586 | 0.24957 | 9 | 0.80814
62094 | 6.4 | 1 | 365 | 7.2827 | 0.66634 | 7 | 0.94906
59822 | 13.77 | 1 | 365 | 15.6692 | 0.55555 | 16 | 0.22477
59985 | 9.62 | 1 | 365 | 10.9468 | 0.045346 | 10 | 0.99217
60377 | 9.275 | 1 | 365 | 10.5542 | 0.25474 | 10 | 0.80898
62206 | 9.1 | 1 | 365 | 10.3551 | 0.85371 | 11 | 0.20881
55941 | 6.63 | 1 | 365 | 7.5444 | 0.19341 | 7 | 0.73785
61834 | 6.095 | 1 | 365 | 6.9356 | 0.9674 | 7 | 0.90305
62191 | 1.92 | 1 | 365 | 2.1848 | 0.3999 | 2 | 0.58472
61807 | 9.18 | 1 | 365 | 10.4461 | 0.037035 | 10 | 0.48318
29897 | 20.4 | 1 | 365 | 23.2136 | 0.74897 | 23 | 0.96262
29886 | 22.22 | 1 | 365 | 25.2847 | 0.91971 | 26 | 0.20438
61675 | 3.08 | 1 | 365 | 3.5048 | 0.058177 | 3 | 0.56298
61713 | 10.335 | 1 | 365 | 11.7604 | 0.68385 | 12 | 0.4443
61698 | 4.2 | 1 | 365 | 4.7793 | 0.62479 | 5 | 0.40407
61681 | 6.24 | 1 | 365 | 7.1006 | 0.29968 | 7 | 0.40033
48976 | 13.08 | 1 | 365 | 14.884 | 0.97434 | 15 | 0.85838
62636 | 4.8 | 1 | 365 | 5.462 | 0.99976 | 6 | 0.46179
62466 | 10.36 | 1 | 365 | 11.7889 | 0.74114 | 12 | 0.53003
61783 | 14.79 | 1 | 365 | 16.8299 | 0.893 | 17 | 0.7229
61794 | 10.455 | 1 | 365 | 11.897 | 0.95885 | 12 | 0.85584
61795 | 7.395 | 1 | 365 | 8.4149 | 0.9465 | 9 | 0.36145
61910 | 27.54 | 0.9 | 365 | 28.2046 | 0.79999 | 29 | 0.0045784
61870 | 27.54 | 0.9 | 365 | 28.2046 | 0.79999 | 29 | 0.0045784
65031 | 13.26 | 1 | 365 | 15.0889 | 0.38683 | 15 | 0.4757
65300 | 4.77 | 1 | 365 | 5.4279 | 0.93101 | 6 | 0.35891
62757 | 10.08 | 1 | 365 | 11.4703 | 0.099489 | 11 | 0.56976
63141 | 6.76 | 1 | 365 | 7.6924 | 0.49132 | 8 | 0.18369
63155 | 7.95 | 1 | 365 | 9.0465 | 0.21835 | 9 | 0.26484
47618 | 20.435 | 1 | 365 | 23.2535 | 0.82917 | 24 | 0.08265
63166 | 5.4 | 1 | 365 | 6.1448 | 0.37473 | 6 | 0.51952
63167 | 9.01 | 1 | 365 | 10.2527 | 0.64746 | 10 | 0.90016
52377 | 2.86 | 1 | 365 | 3.2545 | 0.55402 | 3 | 0.80848
63153 | 3.9 | 1 | 365 | 4.4379 | 0.9373 | 5 | 0.37521
63151 | 9.54 | 1 | 365 | 10.8558 | 0.86202 | 11 | 0.71781
63145 | 5.72 | 1 | 365 | 6.5089 | 0.10804 | 6 | 0.61697
63143 | 3.38 | 1 | 365 | 3.8462 | 0.74566 | 4 | 0.59185
63147 | 4.77 | 1 | 365 | 5.4279 | 0.93101 | 6 | 0.35891
63149 | 6.095 | 1 | 365 | 6.9356 | 0.9674 | 7 | 0.90305
63169 | 4.24 | 1 | 365 | 4.8248 | 0.71645 | 5 | 0.54125
63170 | 4.68 | 1 | 365 | 5.3255 | 0.72476 | 6 | 0.050247
63171 | 9.88 | 1 | 365 | 11.2427 | 0.64117 | 11 | 0.88386
63173 | 7.8 | 1 | 365 | 8.8758 | 0.8746 | 9 | 0.75041
63174 | 9.01 | 1 | 365 | 10.2527 | 0.64746 | 10 | 0.90016
63175 | 5.72 | 1 | 365 | 6.5089 | 0.10804 | 6 | 0.61697
63162 | 3.64 | 1 | 365 | 4.142 | 0.34148 | 4 | 0.48353
63180 | 7.685 | 1 | 365 | 8.7449 | 0.61107 | 9 | 0.35601
63183 | 4.24 | 1 | 365 | 4.8248 | 0.71645 | 5 | 0.54125
63184 | 4.76 | 1 | 365 | 5.4165 | 0.90809 | 6 | 0.32461
63185 | 9.54 | 1 | 365 | 10.8558 | 0.86202 | 11 | 0.71781
63187 | 4.94 | 1 | 365 | 5.6213 | 0.32058 | 5 | 0.94193
63192 | 9.62 | 1 | 365 | 10.9468 | 0.045346 | 10 | 0.99217
63216 | 6.72 | 1 | 365 | 7.6468 | 0.39966 | 8 | 0.046509
63242 | 7.695 | 1 | 365 | 8.7563 | 0.63399 | 9 | 0.39031
63246 | 11.22 | 1 | 365 | 12.7675 | 0.71193 | 13 | 0.47944
63245 | 7.42 | 1 | 365 | 8.4434 | 0.0037907 | 8 | 0.44719
63257 | 9.54 | 1 | 365 | 10.8558 | 0.86202 | 11 | 0.71781
63263 | 9.805 | 1 | 365 | 11.1573 | 0.46929 | 11 | 0.62664
63272 | 9.01 | 1 | 365 | 10.2527 | 0.64746 | 10 | 0.90016
63288 | 4.16 | 1 | 365 | 4.7338 | 0.53312 | 5 | 0.26689
63302 | 7.8 | 1 | 365 | 8.8758 | 0.8746 | 9 | 0.75041
63304 | 7.02 | 1 | 365 | 7.9882 | 0.087144 | 8 | 0.075371
63305 | 13.52 | 1 | 365 | 15.3847 | 0.98265 | 16 | 0.36738
63291 | 3.315 | 1 | 365 | 3.7722 | 0.59671 | 4 | 0.36893
63306 | 2.915 | 1 | 365 | 3.317 | 0.68006 | 3 | 0.99711
63307 | 5.3 | 1 | 365 | 6.031 | 0.14556 | 6 | 0.17656
63308 | 13.25 | 1 | 365 | 15.0775 | 0.36391 | 15 | 0.4414
62965 | 9.52 | 1 | 365 | 10.833 | 0.81618 | 11 | 0.64922
62972 | 8.1 | 1 | 365 | 9.2172 | 0.56209 | 9 | 0.77927
63212 | 11.395 | 1 | 365 | 12.9666 | 0.11296 | 13 | 0.079608
63089 | 6.625 | 1 | 365 | 7.5387 | 0.18196 | 7 | 0.7207
63035 | 4.505 | 1 | 365 | 5.1263 | 0.32373 | 5 | 0.45008
63325 | 4.77 | 1 | 365 | 5.4279 | 0.93101 | 6 | 0.35891
63331 | 13.78 | 1 | 365 | 15.6806 | 0.57847 | 16 | 0.25906
63335 | 14.04 | 1 | 365 | 15.9765 | 0.17429 | 16 | 0.15074
51608 | 5.2 | 1 | 365 | 5.9172 | 0.9164 | 6 | 0.83361
63363 | 11.475 | 1 | 365 | 13.0577 | 0.29629 | 13 | 0.35397
63368 | 3.64 | 1 | 365 | 4.142 | 0.34148 | 4 | 0.48353
63370 | 4.08 | 1 | 365 | 4.6427 | 0.34979 | 4 | 0.99252
63372 | 9.69 | 1 | 365 | 11.0265 | 0.20576 | 11 | 0.23224
63373 | 4.68 | 1 | 365 | 5.3255 | 0.72476 | 6 | 0.050247
63375 | 12.455 | 1 | 365 | 14.1728 | 0.54208 | 14 | 0.71492
63376 | 14.31 | 1 | 365 | 16.2837 | 0.79302 | 17 | 0.076717
63378 | 2.65 | 1 | 365 | 3.0155 | 0.072782 | 3 | 0.088281
63379 | 8.48 | 1 | 365 | 9.6496 | 0.4329 | 10 | 0.082499
63380 | 6.095 | 1 | 365 | 6.9356 | 0.9674 | 7 | 0.90305
63382 | 9.01 | 1 | 365 | 10.2527 | 0.64746 | 10 | 0.90016
63387 | 11.96 | 1 | 365 | 13.6096 | 0.40773 | 14 | 0.017298
63388 | 7.42 | 1 | 365 | 8.4434 | 0.0037907 | 8 | 0.44719
63398 | 7.42 | 1 | 365 | 8.4434 | 0.0037907 | 8 | 0.44719
63405 | 7.8 | 1 | 365 | 8.8758 | 0.8746 | 9 | 0.75041
63409 | 3.06 | 1 | 365 | 3.482 | 0.012345 | 3 | 0.49439
63410 | 9.36 | 1 | 365 | 10.651 | 0.44953 | 11 | 0.10049
25279 | 312.79 | 1 | 365 | 355.9312 | 0.79457 | 356 | 0.72582
20729 | 637.83 | 1 | 365 | 725.8021 | 0.66143 | 726 | 0.4635
61148 | 969.57 | 1 | 365 | 1103.297 | 0.88213 | 1104 | 0.1791
61149 | 700.25 | 1 | 365 | 796.8313 | 0.7041 | 797 | 0.53539
17966 | 966.42 | 1 | 365 | 1099.7125 | 0.66353 | 1100 | 0.37605
60710 | 373.53 | 1 | 365 | 425.0488 | 0.98732 | 426 | 0.036076
63507 | 15.4 | 1 | 365 | 17.524 | 0.29089 | 17 | 0.81492
45965 | 3.57 | 1 | 365 | 4.0624 | 0.18107 | 4 | 0.24346
63474 | 9.36 | 1 | 365 | 10.651 | 0.44953 | 11 | 0.10049
63476 | 13.545 | 1 | 365 | 15.4132 | 0.039939 | 15 | 0.45312
63478 | 4.68 | 1 | 365 | 5.3255 | 0.72476 | 6 | 0.050247
63491 | 14.04 | 1 | 365 | 15.9765 | 0.17429 | 16 | 0.15074
63492 | 5.04 | 1 | 365 | 5.7351 | 0.54974 | 6 | 0.28488
63489 | 7.875 | 1 | 365 | 8.9612 | 0.046476 | 9 | 0.0076275
63493 | 13.26 | 1 | 365 | 15.0889 | 0.38683 | 15 | 0.4757
63494 | 11.96 | 1 | 365 | 13.6096 | 0.40773 | 14 | 0.017298
63495 | 5.2 | 1 | 365 | 5.9172 | 0.9164 | 6 | 0.83361
63497 | 3.64 | 1 | 365 | 4.142 | 0.34148 | 4 | 0.48353
63522 | 12.21 | 1 | 365 | 13.8941 | 0.98063 | 14 | 0.87468
63536 | 2.65 | 1 | 365 | 3.0155 | 0.072782 | 3 | 0.088281
63540 | 4.16 | 1 | 365 | 4.7338 | 0.53312 | 5 | 0.26689
63556 | 9.54 | 1 | 365 | 10.8558 | 0.86202 | 11 | 0.71781
63560 | 5.565 | 1 | 365 | 6.3325 | 0.75284 | 7 | 0.08539
63561 | 7.28 | 1 | 365 | 8.2841 | 0.68296 | 8 | 0.96705
63563 | 7.685 | 1 | 365 | 8.7449 | 0.61107 | 9 | 0.35601
63566 | 7.395 | 1 | 365 | 8.4149 | 0.9465 | 9 | 0.36145
63626 | 12.74 | 1 | 365 | 14.4972 | 0.19519 | 14 | 0.69234
63628 | 3.71 | 1 | 365 | 4.2217 | 0.5019 | 4 | 0.72359
63629 | 2.295 | 1 | 365 | 2.6115 | 0.25926 | 2 | 0.87079
63632 | 9.36 | 1 | 365 | 10.651 | 0.44953 | 11 | 0.10049
63633 | 3.38 | 1 | 365 | 3.8462 | 0.74566 | 4 | 0.59185
63634 | 3.12 | 1 | 365 | 3.5503 | 0.14984 | 3 | 0.70016
63636 | 6.76 | 1 | 365 | 7.6924 | 0.49132 | 8 | 0.18369
63639 | 2.6 | 1 | 365 | 2.9586 | 0.9582 | 3 | 0.9168
63641 | 4.68 | 1 | 365 | 5.3255 | 0.72476 | 6 | 0.050247
63648 | 4.77 | 1 | 365 | 5.4279 | 0.93101 | 6 | 0.35891
63651 | 9.54 | 1 | 365 | 10.8558 | 0.86202 | 11 | 0.71781
63654 | 2.65 | 1 | 365 | 3.0155 | 0.072782 | 3 | 0.088281
63658 | 7.95 | 1 | 365 | 9.0465 | 0.21835 | 9 | 0.26484
63662 | 9.01 | 1 | 365 | 10.2527 | 0.64746 | 10 | 0.90016
63666 | 7.8 | 1 | 365 | 8.8758 | 0.8746 | 9 | 0.75041
63675 | 9.88 | 1 | 365 | 11.2427 | 0.64117 | 11 | 0.88386
47896 | 5.98 | 1 | 365 | 6.8048 | 0.70386 | 7 | 0.50865
45999 | 7.68 | 1 | 365 | 8.7393 | 0.59961 | 9 | 0.33887
63681 | 4.94 | 1 | 365 | 5.6213 | 0.32058 | 5 | 0.94193
63684 | 7.8 | 1 | 365 | 8.8758 | 0.8746 | 9 | 0.75041
63685 | 5.72 | 1 | 365 | 6.5089 | 0.10804 | 6 | 0.61697
63688 | 7.02 | 1 | 365 | 7.9882 | 0.087144 | 8 | 0.075371
63689 | 6.5 | 1 | 365 | 7.3965 | 0.8955 | 8 | 0.29201
63693 | 4.68 | 1 | 365 | 5.3255 | 0.72476 | 6 | 0.050247
63695 | 13.26 | 1 | 365 | 15.0889 | 0.38683 | 15 | 0.4757
63698 | 8.67 | 1 | 365 | 9.8658 | 0.86831 | 10 | 0.73411
63700 | 5.1 | 1 | 365 | 5.8034 | 0.68724 | 6 | 0.49065
63703 | 8.32 | 1 | 365 | 9.4675 | 0.066245 | 9 | 0.53377
63708 | 3.64 | 1 | 365 | 4.142 | 0.34148 | 4 | 0.48353
63713 | 3.825 | 1 | 365 | 4.3526 | 0.76543 | 5 | 0.11799
63714 | 4.59 | 1 | 365 | 5.2231 | 0.51852 | 5 | 0.74159
63745 | 4.42 | 1 | 365 | 5.0296 | 0.12894 | 5 | 0.15857
63748 | 3.18 | 1 | 365 | 3.6186 | 0.28734 | 3 | 0.90594
63752 | 7.685 | 1 | 365 | 8.7449 | 0.61107 | 9 | 0.35601
63754 | 3.825 | 1 | 365 | 4.3526 | 0.76543 | 5 | 0.11799
63757 | 11.18 | 1 | 365 | 12.722 | 0.62027 | 13 | 0.34226
63759 | 11.7 | 1 | 365 | 13.3137 | 0.81191 | 14 | 0.12562
63761 | 17.68 | 1 | 365 | 20.1185 | 0.51577 | 20 | 0.63427
63763 | 15.6 | 1 | 365 | 17.7516 | 0.74921 | 18 | 0.50082
48598 | 3.64 | 1 | 365 | 4.142 | 0.34148 | 4 | 0.48353
63550 | 5.4 | 1 | 365 | 6.1448 | 0.37473 | 6 | 0.51952
63567 | 4.8 | 1 | 365 | 5.462 | 0.99976 | 6 | 0.46179
63571 | 7 | 1 | 365 | 7.9655 | 0.041312 | 8 | 0.00678
63618 | 6.16 | 1 | 365 | 7.0096 | 0.11635 | 7 | 0.12597
63619 | 7.56 | 1 | 365 | 8.6027 | 0.32462 | 8 | 0.92732
63744 | 14.82 | 1 | 365 | 16.864 | 0.96175 | 17 | 0.82578
63569 | 6.21 | 1 | 365 | 7.0665 | 0.23094 | 7 | 0.29744
63725 | 12.5 | 1 | 365 | 14.2241 | 0.6452 | 14 | 0.86925
63808 | 11.4 | 1 | 365 | 12.9723 | 0.12442 | 13 | 0.096756
63817 | 11.97 | 1 | 365 | 13.621 | 0.43064 | 14 | 0.051594
63950 | 12.255 | 1 | 365 | 13.9453 | 0.083754 | 14 | 0.029013
63828 | 8.1 | 1 | 365 | 9.2172 | 0.56209 | 9 | 0.77927
63867 | 12 | 1 | 365 | 13.6551 | 0.49939 | 14 | 0.15448
63852 | 6.3 | 1 | 365 | 7.1689 | 0.43718 | 7 | 0.6061
63853 | 9.1 | 1 | 365 | 10.3551 | 0.85371 | 11 | 0.20881
63875 | 12.22 | 1 | 365 | 13.9054 | 0.0035475 | 13 | 0.90898
63877 | 4.24 | 1 | 365 | 4.8248 | 0.71645 | 5 | 0.54125
63883 | 3.38 | 1 | 365 | 3.8462 | 0.74566 | 4 | 0.59185
63885 | 4.68 | 1 | 365 | 5.3255 | 0.72476 | 6 | 0.050247
63915 | 3.12 | 1 | 365 | 3.5503 | 0.14984 | 3 | 0.70016
63916 | 3.38 | 1 | 365 | 3.8462 | 0.74566 | 4 | 0.59185
63918 | 7.42 | 1 | 365 | 8.4434 | 0.0037907 | 8 | 0.44719
63919 | 3.38 | 1 | 365 | 3.8462 | 0.74566 | 4 | 0.59185
63929 | 5.72 | 1 | 365 | 6.5089 | 0.10804 | 6 | 0.61697
63947 | 6.76 | 1 | 365 | 7.6924 | 0.49132 | 8 | 0.18369
63949 | 8.84 | 1 | 365 | 10.0592 | 0.25789 | 10 | 0.31713
63970 | 4.725 | 1 | 365 | 5.3767 | 0.82789 | 6 | 0.20458
64000 | 8.265 | 1 | 365 | 9.4049 | 0.94021 | 10 | 0.34515
64001 | 10.865 | 1 | 365 | 12.3635 | 0.89841 | 13 | 0.26195
64012 | 7.95 | 1 | 365 | 9.0465 | 0.21835 | 9 | 0.26484
64014 | 3.71 | 1 | 365 | 4.2217 | 0.5019 | 4 | 0.72359
64016 | 11.96 | 1 | 365 | 13.6096 | 0.40773 | 14 | 0.017298
64056 | 10.66 | 1 | 365 | 12.1303 | 0.42863 | 12 | 0.5589
64057 | 7.28 | 1 | 365 | 8.2841 | 0.68296 | 8 | 0.96705
64052 | 7.395 | 1 | 365 | 8.4149 | 0.9465 | 9 | 0.36145
64162 | 8.06 | 1 | 365 | 9.1717 | 0.47042 | 9 | 0.64209
64064 | 5.1 | 1 | 365 | 5.8034 | 0.68724 | 6 | 0.49065
64065 | 8.32 | 1 | 365 | 9.4675 | 0.066245 | 9 | 0.53377
64081 | 12.455 | 1 | 365 | 14.1728 | 0.54208 | 14 | 0.71492
64085 | 14.84 | 1 | 365 | 16.8868 | 0.0075814 | 16 | 0.89437
64123 | 6.12 | 1 | 365 | 6.9641 | 0.02469 | 6 | 0.98878
59621 | 3 | 1 | 365 | 3.4138 | 0.87485 | 4 | 0.28862
64131 | 5.035 | 1 | 365 | 5.7294 | 0.53829 | 6 | 0.26773
64133 | 7.28 | 1 | 365 | 8.2841 | 0.68296 | 8 | 0.96705
64134 | 6.625 | 1 | 365 | 7.5387 | 0.18196 | 7 | 0.7207
62662 | 4.725 | 1 | 365 | 5.3767 | 0.82789 | 6 | 0.20458
64135 | 9.805 | 1 | 365 | 11.1573 | 0.46929 | 11 | 0.62664
64156 | 4.77 | 1 | 365 | 5.4279 | 0.93101 | 6 | 0.35891
64157 | 5.355 | 1 | 365 | 6.0936 | 0.2716 | 6 | 0.36519
60292 | 5.865 | 1 | 365 | 6.6739 | 0.44033 | 7 | 0.11425
64160 | 3.445 | 1 | 365 | 3.9201 | 0.89462 | 4 | 0.81477
64166 | 3.975 | 1 | 365 | 4.5232 | 0.10917 | 4 | 0.63242
64169 | 10.14 | 1 | 365 | 11.5385 | 0.23699 | 11 | 0.77554
64170 | 6.93 | 1 | 365 | 7.8858 | 0.8809 | 8 | 0.76671
64173 | 8.58 | 1 | 365 | 9.7634 | 0.66207 | 10 | 0.42545
60316 | 9.44 | 1 | 365 | 10.742 | 0.63286 | 11 | 0.37486
64174 | 4.77 | 1 | 365 | 5.4279 | 0.93101 | 6 | 0.35891
62974 | 2.475 | 1 | 365 | 2.8164 | 0.67175 | 3 | 0.48811
47299 | 5.52 | 1 | 365 | 6.2813 | 0.64972 | 6 | 0.93106
64175 | 7.95 | 1 | 365 | 9.0465 | 0.21835 | 9 | 0.26484
49024 | 3.71 | 1 | 365 | 4.2217 | 0.5019 | 4 | 0.72359
64179 | 8.06 | 1 | 365 | 9.1717 | 0.47042 | 9 | 0.64209
64180 | 14.045 | 1 | 365 | 15.9821 | 0.18575 | 16 | 0.16789
62039 | 9.12 | 1 | 365 | 10.3779 | 0.89954 | 11 | 0.2774
64178 | 5.46 | 1 | 365 | 6.2131 | 0.51222 | 6 | 0.72529
64185 | 5.3 | 1 | 365 | 6.031 | 0.14556 | 6 | 0.17656
62242 | 6.9 | 1 | 365 | 7.8517 | 0.81215 | 8 | 0.66383
64188 | 6.5 | 1 | 365 | 7.3965 | 0.8955 | 8 | 0.29201
64191 | 10.92 | 1 | 365 | 12.4261 | 0.024447 | 12 | 0.45058
62716 | 6.6 | 1 | 365 | 7.5103 | 0.12467 | 7 | 0.63496
64195 | 9.36 | 1 | 365 | 10.651 | 0.44953 | 11 | 0.10049
62806 | 8.1 | 1 | 365 | 9.2172 | 0.56209 | 9 | 0.77927
64194 | 8.06 | 1 | 365 | 9.1717 | 0.47042 | 9 | 0.64209
64198 | 3.465 | 1 | 365 | 3.9429 | 0.94045 | 4 | 0.88336
60490 | 6.095 | 1 | 365 | 6.9356 | 0.9674 | 7 | 0.90305
64206 | 13.515 | 1 | 365 | 15.379 | 0.97119 | 16 | 0.35023
64208 | 7.95 | 1 | 365 | 9.0465 | 0.21835 | 9 | 0.26484
60200 | 2.12 | 1 | 365 | 2.4124 | 0.85823 | 3 | 0.27062
64213 | 8.32 | 1 | 365 | 9.4675 | 0.066245 | 9 | 0.53377
64227 | 5.61 | 1 | 365 | 6.3838 | 0.85597 | 7 | 0.23972
60341 | 2.08 | 1 | 365 | 2.3669 | 0.76656 | 3 | 0.13344
64232 | 5.565 | 1 | 365 | 6.3325 | 0.75284 | 7 | 0.08539
64234 | 10.14 | 1 | 365 | 11.5385 | 0.23699 | 11 | 0.77554
64239 | 8.215 | 1 | 365 | 9.348 | 0.82563 | 10 | 0.17367
64242 | 9.88 | 1 | 365 | 11.2427 | 0.64117 | 11 | 0.88386
64244 | 2.6 | 1 | 365 | 2.9586 | 0.9582 | 3 | 0.9168
64247 | 5.2 | 1 | 365 | 5.9172 | 0.9164 | 6 | 0.83361
64249 | 3.71 | 1 | 365 | 4.2217 | 0.5019 | 4 | 0.72359
64333 | 5.46 | 1 | 365 | 6.2131 | 0.51222 | 6 | 0.72529
64407 | 9.69 | 1 | 365 | 11.0265 | 0.20576 | 11 | 0.23224
37964 | 4.42 | 1 | 365 | 5.0296 | 0.12894 | 5 | 0.15857
50766 | 6.89 | 1 | 365 | 7.8403 | 0.78923 | 8 | 0.62953
58215 | 9.1 | 1 | 365 | 10.3551 | 0.85371 | 11 | 0.20881
49777 | 17.225 | 1 | 365 | 19.6007 | 0.47309 | 20 | 0.073827
58005 | 5.3 | 1 | 365 | 6.031 | 0.14556 | 6 | 0.17656
48530 | 10.6 | 1 | 365 | 12.062 | 0.29113 | 12 | 0.35312
64102 | 11.772 | 1 | 365 | 13.3956 | 0.9769 | 14 | 0.37254
64120 | 6.5 | 1 | 365 | 7.3965 | 0.8955 | 8 | 0.29201
64093 | 6.84 | 1 | 365 | 7.7834 | 0.67465 | 8 | 0.45805
64252 | 7.8 | 1 | 365 | 8.8758 | 0.8746 | 9 | 0.75041
64261 | 13.5 | 1 | 365 | 15.362 | 0.93682 | 16 | 0.29879
63295 | 7.95 | 1 | 365 | 9.0465 | 0.21835 | 9 | 0.26484
64289 | 11.13 | 1 | 365 | 12.6651 | 0.50569 | 13 | 0.17078
64368 | 4.5 | 1 | 365 | 5.1207 | 0.31227 | 5 | 0.43293
64115 | 6.84 | 1 | 365 | 7.7834 | 0.67465 | 8 | 0.45805
64377 | 5.886 | 1 | 365 | 6.6978 | 0.48845 | 7 | 0.18627
64393 | 9.425 | 1 | 365 | 10.7249 | 0.59848 | 11 | 0.32341
64255 | 8.4 | 1 | 365 | 9.5586 | 0.24957 | 9 | 0.80814
64395 | 3.924 | 1 | 365 | 4.4652 | 0.9923 | 5 | 0.45751
64414 | 3.71 | 1 | 365 | 4.2217 | 0.5019 | 4 | 0.72359
64425 | 2.385 | 1 | 365 | 2.7139 | 0.4655 | 3 | 0.17945
64450 | 4.845 | 1 | 365 | 5.5132 | 0.10288 | 5 | 0.61612
64462 | 3.36 | 1 | 365 | 3.8234 | 0.69983 | 4 | 0.52325
64505 | 9 | 1 | 365 | 10.2413 | 0.62454 | 10 | 0.86586
64513 | 6 | 1 | 365 | 6.8275 | 0.7497 | 7 | 0.57724
56953 | 18.555 | 1 | 365 | 21.1142 | 0.52093 | 21 | 0.63511
64518 | 8.84 | 1 | 365 | 10.0592 | 0.25789 | 10 | 0.31713
64524 | 6.5 | 1 | 365 | 7.3965 | 0.8955 | 8 | 0.29201
64523 | 11.34 | 1 | 365 | 12.9041 | 0.98693 | 13 | 0.89098
64528 | 7.42 | 1 | 365 | 8.4434 | 0.0037907 | 8 | 0.44719
64537 | 6.36 | 1 | 365 | 7.2372 | 0.57468 | 7 | 0.81187
64550 | 8.58 | 1 | 365 | 9.7634 | 0.66207 | 10 | 0.42545
64554 | 7.54 | 1 | 365 | 8.5799 | 0.27878 | 8 | 0.85873
64073 | 7.125 | 1 | 365 | 8.1077 | 0.32776 | 8 | 0.43547
64566 | 9.54 | 1 | 365 | 10.8558 | 0.86202 | 11 | 0.71781
64569 | 4.68 | 1 | 365 | 5.3255 | 0.72476 | 6 | 0.050247
64577 | 4.095 | 1 | 365 | 4.6598 | 0.38417 | 5 | 0.043966
64578 | 7.875 | 1 | 365 | 8.9612 | 0.046476 | 9 | 0.0076275
38030 | 7.54 | 1 | 365 | 8.5799 | 0.27878 | 8 | 0.85873
64582 | 6.76 | 1 | 365 | 7.6924 | 0.49132 | 8 | 0.18369
64587 | 7.155 | 1 | 365 | 8.1418 | 0.39651 | 8 | 0.53836
64589 | 2.65 | 1 | 365 | 3.0155 | 0.072782 | 3 | 0.088281
64592 | 8.84 | 1 | 365 | 10.0592 | 0.25789 | 10 | 0.31713
64591 | 4.41 | 1 | 365 | 5.0182 | 0.10603 | 5 | 0.12427
60188 | 4.16 | 1 | 365 | 4.7338 | 0.53312 | 5 | 0.26689
64601 | 9.88 | 1 | 365 | 11.2427 | 0.64117 | 11 | 0.88386
64603 | 5.83 | 1 | 365 | 6.6341 | 0.36012 | 6 | 0.99422
64605 | 4.59 | 1 | 365 | 5.2231 | 0.51852 | 5 | 0.74159
64617 | 3.15 | 1 | 365 | 3.5845 | 0.21859 | 3 | 0.80305
64618 | 8.58 | 1 | 365 | 9.7634 | 0.66207 | 10 | 0.42545
64622 | 4.505 | 1 | 365 | 5.1263 | 0.32373 | 5 | 0.45008
64624 | 4.14 | 1 | 365 | 4.711 | 0.48729 | 5 | 0.1983
64627 | 7.95 | 1 | 365 | 9.0465 | 0.21835 | 9 | 0.26484
64628 | 4.24 | 1 | 365 | 4.8248 | 0.71645 | 5 | 0.54125
64632 | 4.505 | 1 | 365 | 5.1263 | 0.32373 | 5 | 0.45008
64631 | 9.12 | 1 | 365 | 10.3779 | 0.89954 | 11 | 0.2774
64633 | 6.6 | 1 | 365 | 7.5103 | 0.12467 | 7 | 0.63496
64639 | 6.89 | 1 | 365 | 7.8403 | 0.78923 | 8 | 0.62953
64647 | 12 | 1 | 365 | 13.6551 | 0.49939 | 14 | 0.15448
64649 | 8.215 | 1 | 365 | 9.348 | 0.82563 | 10 | 0.17367
64651 | 9.12 | 1 | 365 | 10.3779 | 0.89954 | 11 | 0.2774
64664 | 12.19 | 1 | 365 | 13.8713 | 0.9348 | 14 | 0.80609
64680 | 6.625 | 1 | 365 | 7.5387 | 0.18196 | 7 | 0.7207
64681 | 12 | 1 | 365 | 13.6551 | 0.49939 | 14 | 0.15448
64740 | 5.4 | 1 | 365 | 6.1448 | 0.37473 | 6 | 0.51952
48254 | 11.4 | 1 | 365 | 12.9723 | 0.12442 | 13 | 0.096756
64753 | 7.685 | 1 | 365 | 8.7449 | 0.61107 | 9 | 0.35601
64773 | 7.41 | 1 | 365 | 8.432 | 0.98087 | 9 | 0.41289
64775 | 6.93 | 1 | 365 | 7.8858 | 0.8809 | 8 | 0.76671
64776 | 3.15 | 1 | 365 | 3.5845 | 0.21859 | 3 | 0.80305
64798 | 13.11 | 1 | 365 | 14.9182 | 0.043086 | 14 | 0.96127
61948 | 8.97 | 1 | 365 | 10.2072 | 0.5558 | 10 | 0.76297
64827 | 7.28 | 1 | 365 | 8.2841 | 0.68296 | 8 | 0.96705
64829 | 4.59 | 1 | 365 | 5.2231 | 0.51852 | 5 | 0.74159
64849 | 4.77 | 1 | 365 | 5.4279 | 0.93101 | 6 | 0.35891
64903 | 5.44 | 1 | 365 | 6.1903 | 0.46639 | 6 | 0.6567
64913 | 3.705 | 1 | 365 | 4.216 | 0.49044 | 4 | 0.70645
64916 | 4.275 | 1 | 365 | 4.8646 | 0.79666 | 5 | 0.66128
64918 | 3.99 | 1 | 365 | 4.5403 | 0.14355 | 4 | 0.68386
64923 | 6.24 | 1 | 365 | 7.1006 | 0.29968 | 7 | 0.40033
64147 | 7.95 | 1 | 365 | 9.0465 | 0.21835 | 9 | 0.26484
64931 | 9.69 | 1 | 365 | 11.0265 | 0.20576 | 11 | 0.23224
64933 | 10.07 | 1 | 365 | 11.4589 | 0.076573 | 11 | 0.53547
64945 | 4.56 | 1 | 365 | 5.1889 | 0.44977 | 5 | 0.6387
64948 | 5.7 | 1 | 365 | 6.4862 | 0.062211 | 6 | 0.54838
65026 | 7.695 | 1 | 365 | 8.7563 | 0.63399 | 9 | 0.39031
65028 | 13.395 | 1 | 365 | 15.2425 | 0.6962 | 15 | 0.93869
65033 | 10.545 | 1 | 365 | 11.9994 | 0.16509 | 12 | 0.1645
64999 | 5.1 | 1 | 365 | 5.8034 | 0.68724 | 6 | 0.49065
65001 | 6.3 | 1 | 365 | 7.1689 | 0.43718 | 7 | 0.6061
65004 | 7.2 | 1 | 365 | 8.1931 | 0.49964 | 8 | 0.69269
65009 | 4.5 | 1 | 365 | 5.1207 | 0.31227 | 5 | 0.43293
65035 | 3.71 | 1 | 365 | 4.2217 | 0.5019 | 4 | 0.72359
65036 | 11.13 | 1 | 365 | 12.6651 | 0.50569 | 13 | 0.17078
65037 | 8.265 | 1 | 365 | 9.4049 | 0.94021 | 10 | 0.34515
65038 | 5.035 | 1 | 365 | 5.7294 | 0.53829 | 6 | 0.26773
64580 | 7.04 | 1 | 365 | 8.011 | 0.13298 | 8 | 0.14396
65073 | 4.16 | 1 | 365 | 4.7338 | 0.53312 | 5 | 0.26689
65083 | 9.62 | 1 | 365 | 10.9468 | 0.045346 | 10 | 0.99217
65089 | 6.36 | 1 | 365 | 7.2372 | 0.57468 | 7 | 0.81187
34324 | 392.04 | 0.9 | 365 | 401.5006 | 0.56462 | 402 | 0.065175
65091 | 7.155 | 1 | 365 | 8.1418 | 0.39651 | 8 | 0.53836
65092 | 2.6 | 1 | 365 | 2.9586 | 0.9582 | 3 | 0.9168
65094 | 3.18 | 1 | 365 | 3.6186 | 0.28734 | 3 | 0.90594
64909 | 6.84 | 1 | 365 | 7.7834 | 0.67465 | 8 | 0.45805
48410 | 24.255 | 1 | 365 | 27.6003 | 0.58315 | 28 | 0.18349
65098 | 5.72 | 1 | 365 | 6.5089 | 0.10804 | 6 | 0.61697
65102 | 9.28 | 1 | 365 | 10.5599 | 0.2662 | 10 | 0.82613
65104 | 6.5 | 1 | 365 | 7.3965 | 0.8955 | 8 | 0.29201
65105 | 12.19 | 1 | 365 | 13.8713 | 0.9348 | 14 | 0.80609
65103 | 8.67 | 1 | 365 | 9.8658 | 0.86831 | 10 | 0.73411
65106 | 11.925 | 1 | 365 | 13.5697 | 0.32752 | 13 | 0.89726
65107 | 7.95 | 1 | 365 | 9.0465 | 0.21835 | 9 | 0.26484
65108 | 2.85 | 1 | 365 | 3.2431 | 0.53111 | 3 | 0.77419
65109 | 4.845 | 1 | 365 | 5.5132 | 0.10288 | 5 | 0.61612
65111 | 6.24 | 1 | 365 | 7.1006 | 0.29968 | 7 | 0.40033
65113 | 10.4 | 1 | 365 | 11.8344 | 0.83281 | 12 | 0.66722
65131 | 10.545 | 1 | 365 | 11.9994 | 0.16509 | 12 | 0.1645
65135 | 2.86 | 1 | 365 | 3.2545 | 0.55402 | 3 | 0.80848
63872 | 29.76 | 0.9 | 365 | 30.4782 | 0.37864 | 30 | 0.8568
65140 | 8.58 | 1 | 365 | 9.7634 | 0.66207 | 10 | 0.42545
63824 | 6.3 | 1 | 365 | 7.1689 | 0.43718 | 7 | 0.6061
65202 | 2.55 | 1 | 365 | 2.9017 | 0.84362 | 3 | 0.74533
65203 | 4.08 | 1 | 365 | 4.6427 | 0.34979 | 4 | 0.99252
65206 | 4.2 | 1 | 365 | 4.7793 | 0.62479 | 5 | 0.40407
65215 | 13.5 | 1 | 365 | 15.362 | 0.93682 | 16 | 0.29879
65214 | 8.84 | 1 | 365 | 10.0592 | 0.25789 | 10 | 0.31713
63842 | 7.56 | 1 | 365 | 8.6027 | 0.32462 | 8 | 0.92732
63845 | 11.34 | 1 | 365 | 12.9041 | 0.98693 | 13 | 0.89098
65394 | 4.77 | 1 | 365 | 5.4279 | 0.93101 | 6 | 0.35891
37301 | 598.5 | 0.9 | 365 | 612.9428 | 0.37896 | 613 | 0.32172
65221 | 3.9 | 1 | 365 | 4.4379 | 0.9373 | 5 | 0.37521
65227 | 6.095 | 1 | 365 | 6.9356 | 0.9674 | 7 | 0.90305
65239 | 6.625 | 1 | 365 | 7.5387 | 0.18196 | 7 | 0.7207
65281 | 12 | 1 | 365 | 13.6551 | 0.49939 | 14 | 0.15448
65324 | 6.4 | 1 | 365 | 7.2827 | 0.66634 | 7 | 0.94906
65333 | 15.3 | 1 | 365 | 17.4102 | 0.061725 | 17 | 0.47196
65349 | 7.685 | 1 | 365 | 8.7449 | 0.61107 | 9 | 0.35601
65356 | 5.83 | 1 | 365 | 6.6341 | 0.36012 | 6 | 0.99422
65368 | 4.77 | 1 | 365 | 5.4279 | 0.93101 | 6 | 0.35891
65369 | 6.63 | 1 | 365 | 7.5444 | 0.19341 | 7 | 0.73785
65376 | 7.685 | 1 | 365 | 8.7449 | 0.61107 | 9 | 0.35601
65374 | 5.4 | 1 | 365 | 6.1448 | 0.37473 | 6 | 0.51952
65379 | 5.83 | 1 | 365 | 6.6341 | 0.36012 | 6 | 0.99422
65385 | 9.135 | 1 | 365 | 10.3949 | 0.93391 | 11 | 0.32885
65388 | 6.3 | 1 | 365 | 7.1689 | 0.43718 | 7 | 0.6061
63054 | 5.83 | 1 | 365 | 6.6341 | 0.36012 | 6 | 0.99422
63060 | 7.95 | 1 | 365 | 9.0465 | 0.21835 | 9 | 0.26484
63062 | 10.92 | 1 | 365 | 12.4261 | 0.024447 | 12 | 0.45058
63066 | 4.42 | 1 | 365 | 5.0296 | 0.12894 | 5 | 0.15857
63067 | 5.2 | 1 | 365 | 5.9172 | 0.9164 | 6 | 0.83361
63080 | 10.6 | 1 | 365 | 12.062 | 0.29113 | 12 | 0.35312
63076 | 14.025 | 1 | 365 | 15.9594 | 0.13991 | 16 | 0.099299
63082 | 5.1 | 1 | 365 | 5.8034 | 0.68724 | 6 | 0.49065
63085 | 8.58 | 1 | 365 | 9.7634 | 0.66207 | 10 | 0.42545
63095 | 5.72 | 1 | 365 | 6.5089 | 0.10804 | 6 | 0.61697
63113 | 11.925 | 1 | 365 | 13.5697 | 0.32752 | 13 | 0.89726
63199 | 6.9 | 1 | 365 | 7.8517 | 0.81215 | 8 | 0.66383
63211 | 6.6 | 1 | 365 | 7.5103 | 0.12467 | 7 | 0.63496
63223 | 4.2 | 1 | 365 | 4.7793 | 0.62479 | 5 | 0.40407
63284 | 4.8 | 1 | 365 | 5.462 | 0.99976 | 6 | 0.46179
62031 | 10.2 | 1 | 365 | 11.6068 | 0.37448 | 11 | 0.98131
60962 | 8.82 | 1 | 365 | 10.0365 | 0.21205 | 10 | 0.24854
63303 | 18 | 1 | 365 | 20.4826 | 0.24909 | 20 | 0.73172
63402 | 7.5 | 1 | 365 | 8.5344 | 0.18712 | 8 | 0.72155
63407 | 6.9 | 1 | 365 | 7.8517 | 0.81215 | 8 | 0.66383
63408 | 3.71 | 1 | 365 | 4.2217 | 0.5019 | 4 | 0.72359
63225 | 8.4 | 1 | 365 | 9.5586 | 0.24957 | 9 | 0.80814
63442 | 8.32 | 1 | 365 | 9.4675 | 0.066245 | 9 | 0.53377
63205 | 12 | 1 | 365 | 13.6551 | 0.49939 | 14 | 0.15448
63500 | 8.1 | 1 | 365 | 9.2172 | 0.56209 | 9 | 0.77927
63518 | 5.4 | 1 | 365 | 6.1448 | 0.37473 | 6 | 0.51952
26472 | 1827.9 | 1 | 365 | 2080.0113 | 0.84489 | 2080 | 0.85617
26482 | 1624.8 | 1 | 365 | 1848.8989 | 0.41768 | 1849 | 0.31659
63532 | 6.095 | 1 | 365 | 6.9356 | 0.9674 | 7 | 0.90305
63667 | 12.19 | 1 | 365 | 13.8713 | 0.9348 | 14 | 0.80609
63615 | 9.975 | 1 | 365 | 11.3508 | 0.85887 | 12 | 0.20966
34600 | 302.4 | 0.9 | 365 | 309.6974 | 0.68621 | 310 | 0.38361
63892 | 200.88 | 0.9 | 365 | 205.7276 | 0.30584 | 206 | 0.033396
51829 | 187.86 | 0.9 | 365 | 192.3934 | 0.45268 | 192 | 0.84605
63581 | 11.34 | 1 | 365 | 12.9041 | 0.98693 | 13 | 0.89098
63584 | 12.6 | 1 | 365 | 14.3378 | 0.87436 | 15 | 0.2122
63585 | 15 | 1 | 365 | 17.0689 | 0.37424 | 17 | 0.4431
63586 | 7.8 | 1 | 365 | 8.8758 | 0.8746 | 9 | 0.75041
63589 | 7.5 | 1 | 365 | 8.5344 | 0.18712 | 8 | 0.72155
63591 | 11.025 | 1 | 365 | 12.5456 | 0.26507 | 12 | 0.81068
63592 | 9.6 | 1 | 365 | 10.9241 | 0.99951 | 11 | 0.92358
63593 | 14.1 | 1 | 365 | 16.0447 | 0.31179 | 16 | 0.35651
63594 | 14.1 | 1 | 365 | 16.0447 | 0.31179 | 16 | 0.35651
63595 | 8.82 | 1 | 365 | 10.0365 | 0.21205 | 10 | 0.24854
63596 | 3.3 | 1 | 365 | 3.7551 | 0.56233 | 4 | 0.31748
63715 | 6.6 | 1 | 365 | 7.5103 | 0.12467 | 7 | 0.63496
63728 | 9.3 | 1 | 365 | 10.5827 | 0.31203 | 10 | 0.89472
63772 | 4.8 | 1 | 365 | 5.462 | 0.99976 | 6 | 0.46179
63776 | 14.49 | 1 | 365 | 16.4885 | 0.20552 | 16 | 0.69403
63674 | 3.71 | 1 | 365 | 4.2217 | 0.5019 | 4 | 0.72359
63771 | 7.95 | 1 | 365 | 9.0465 | 0.21835 | 9 | 0.26484
35160 | 151.2 | 0.9 | 365 | 154.8487 | 0.84311 | 155 | 0.6918
35138 | 212.04 | 0.9 | 365 | 217.1569 | 0.32283 | 217 | 0.4797
63909 | 143.64 | 0.9 | 365 | 147.1063 | 0.25095 | 147 | 0.35721
34799 | 128.44 | 0.9 | 365 | 131.5395 | 0.90164 | 132 | 0.44111
34780 | 88.35 | 0.9 | 365 | 90.482 | 0.21785 | 90 | 0.69987
35149 | 87.36 | 0.9 | 365 | 89.4681 | 0.17602 | 89 | 0.64415
35250 | 85.05 | 0.9 | 365 | 87.1024 | 0.41175 | 87 | 0.51414
34618 | 75.64 | 0.9 | 365 | 77.4653 | 0.0040508 | 77 | 0.46937
39968 | 6.325 | 1 | 365 | 7.1974 | 0.49447 | 7 | 0.69184
63816 | 6.6 | 1 | 365 | 7.5103 | 0.12467 | 7 | 0.63496
63837 | 9.765 | 1 | 365 | 11.1118 | 0.37763 | 11 | 0.48946
63843 | 12 | 1 | 365 | 13.6551 | 0.49939 | 14 | 0.15448
47806 | 24.96 | 1 | 365 | 28.4026 | 0.19874 | 28 | 0.60132
34558 | 60.495 | 0.9 | 365 | 61.9548 | 0.76818 | 62 | 0.72302
63900 | 8.7 | 1 | 365 | 9.8999 | 0.93706 | 10 | 0.837
47275 | 10.8 | 1 | 365 | 12.2896 | 0.74945 | 13 | 0.039032
63590 | 11.025 | 1 | 365 | 12.5456 | 0.26507 | 12 | 0.81068
63106 | 3.924 | 1 | 365 | 4.4652 | 0.9923 | 5 | 0.45751
62091 | 6.875 | 1 | 365 | 7.8232 | 0.75486 | 8 | 0.57809
26685 | 2179.3 | 0.9 | 365 | 2231.89 | 0.70687 | 2232 | 0.59687
35100 | 74.4 | 0.9 | 365 | 76.1954 | 0.44661 | 76 | 0.642
62715 | 5.4 | 1 | 365 | 6.1448 | 0.37473 | 6 | 0.51952
35249 | 64.79 | 0.9 | 365 | 66.3535 | 0.62642 | 66 | 0.97991
63863 | 23.94 | 1 | 365 | 27.2419 | 0.86129 | 28 | 0.10319
45447 | 24.255 | 1 | 365 | 27.6003 | 0.58315 | 28 | 0.18349
64220 | 5.1 | 1 | 365 | 5.8034 | 0.68724 | 6 | 0.49065
35168 | 70.98 | 0.9 | 365 | 72.6929 | 0.39301 | 73 | 0.085874
44550 | 30.24 | 0.9 | 365 | 30.9697 | 0.36862 | 31 | 0.33836
61237 | 9.72 | 1 | 365 | 11.0606 | 0.27451 | 11 | 0.33513
64292 | 5.7 | 1 | 365 | 6.4862 | 0.062211 | 6 | 0.54838
37709 | 24.885 | 1 | 365 | 28.3172 | 0.026864 | 28 | 0.3441
64468 | 5.565 | 1 | 365 | 6.3325 | 0.75284 | 7 | 0.08539
64478 | 9.54 | 1 | 365 | 10.8558 | 0.86202 | 11 | 0.71781
64416 | 3.71 | 1 | 365 | 4.2217 | 0.5019 | 4 | 0.72359
64279 | 5.035 | 1 | 365 | 5.7294 | 0.53829 | 6 | 0.26773
48617 | 4.2 | 1 | 365 | 4.7793 | 0.62479 | 5 | 0.40407
64080 | 8.7 | 1 | 365 | 9.8999 | 0.93706 | 10 | 0.837
64581 | 6.3 | 1 | 365 | 7.1689 | 0.43718 | 7 | 0.6061
64594 | 6.9 | 1 | 365 | 7.8517 | 0.81215 | 8 | 0.66383
64597 | 8.1 | 1 | 365 | 9.2172 | 0.56209 | 9 | 0.77927
64613 | 4.5 | 1 | 365 | 5.1207 | 0.31227 | 5 | 0.43293
64665 | 6.625 | 1 | 365 | 7.5387 | 0.18196 | 7 | 0.7207
64692 | 7.2 | 1 | 365 | 8.1931 | 0.49964 | 8 | 0.69269
64693 | 12 | 1 | 365 | 13.6551 | 0.49939 | 14 | 0.15448
64432 | 15.3 | 1 | 365 | 17.4102 | 0.061725 | 17 | 0.47196
64707 | 10.865 | 1 | 365 | 12.3635 | 0.89841 | 13 | 0.26195
64710 | 12.985 | 1 | 365 | 14.7759 | 0.75663 | 15 | 0.53258
64717 | 4.8 | 1 | 365 | 5.462 | 0.99976 | 6 | 0.46179
64723 | 6.625 | 1 | 365 | 7.5387 | 0.18196 | 7 | 0.7207
64727 | 4.77 | 1 | 365 | 5.4279 | 0.93101 | 6 | 0.35891
64729 | 7.42 | 1 | 365 | 8.4434 | 0.0037907 | 8 | 0.44719
64731 | 6.625 | 1 | 365 | 7.5387 | 0.18196 | 7 | 0.7207
64732 | 8.215 | 1 | 365 | 9.348 | 0.82563 | 10 | 0.17367
60170 | 11.395 | 1 | 365 | 12.9666 | 0.11296 | 13 | 0.079608
51712 | 107.73 | 0.9 | 365 | 110.3297 | 0.18821 | 110 | 0.51791
44918 | 50.73 | 0.9 | 365 | 51.9542 | 0.62831 | 52 | 0.58251
64779 | 5.4 | 1 | 365 | 6.1448 | 0.37473 | 6 | 0.51952
64785 | 15.68 | 1 | 365 | 17.8426 | 0.93254 | 18 | 0.77519
64816 | 27 | 0.9 | 365 | 27.6516 | 0.68627 | 28 | 0.33782
64855 | 12 | 1 | 365 | 13.6551 | 0.49939 | 14 | 0.15448
64876 | 9.24 | 1 | 365 | 10.5144 | 0.17453 | 10 | 0.68895
64291 | 6.9 | 1 | 365 | 7.8517 | 0.81215 | 8 | 0.66383
64895 | 6.9 | 1 | 365 | 7.8517 | 0.81215 | 8 | 0.66383
47990 | 15.105 | 1 | 365 | 17.1883 | 0.61486 | 17 | 0.8032
64722 | 9.805 | 1 | 365 | 11.1573 | 0.46929 | 11 | 0.62664
64907 | 5.035 | 1 | 365 | 5.7294 | 0.53829 | 6 | 0.26773
63706 | 15.18 | 1 | 365 | 17.2737 | 0.78673 | 18 | 0.060417
64925 | 16.38 | 1 | 365 | 18.6392 | 0.53667 | 19 | 0.17587
64928 | 9.8 | 1 | 365 | 11.1517 | 0.45784 | 11 | 0.60949
64950 | 9.72 | 1 | 365 | 11.0606 | 0.27451 | 11 | 0.33513
64543 | 45.885 | 0.9 | 365 | 46.9923 | 0.63572 | 47 | 0.628
65052 | 8.12 | 1 | 365 | 9.2399 | 0.60792 | 9 | 0.84786
46398 | 5.985 | 1 | 365 | 6.8105 | 0.71532 | 7 | 0.5258
65133 | 4.95 | 1 | 365 | 5.6327 | 0.3435 | 5 | 0.97622
65136 | 5.232 | 1 | 365 | 5.9536 | 0.98973 | 6 | 0.94335
54144 | 13.08 | 1 | 365 | 14.884 | 0.97434 | 15 | 0.85838
65051 | 11.2 | 1 | 365 | 12.7447 | 0.6661 | 13 | 0.41085
65268 | 4.56 | 1 | 365 | 5.1889 | 0.44977 | 5 | 0.6387
58622 | 12.753 | 1 | 365 | 14.5119 | 0.22498 | 14 | 0.73692
58620 | 11.04 | 1 | 365 | 12.5627 | 0.29944 | 12 | 0.86212
65284 | 6.12 | 1 | 365 | 6.9641 | 0.02469 | 6 | 0.98878
65285 | 7.56 | 1 | 365 | 8.6027 | 0.32462 | 8 | 0.92732
65289 | 11.2 | 1 | 365 | 12.7447 | 0.6661 | 13 | 0.41085
65291 | 7.95 | 1 | 365 | 9.0465 | 0.21835 | 9 | 0.26484
65296 | 9.1 | 1 | 365 | 10.3551 | 0.85371 | 11 | 0.20881
65303 | 6.867 | 1 | 365 | 7.8141 | 0.73653 | 8 | 0.55065
65318 | 9.38 | 1 | 365 | 10.6737 | 0.49536 | 11 | 0.16909
65320 | 4.96 | 1 | 365 | 5.6441 | 0.36642 | 6 | 0.010518
65321 | 6.63 | 1 | 365 | 7.5444 | 0.19341 | 7 | 0.73785
65331 | 6 | 1 | 365 | 6.8275 | 0.7497 | 7 | 0.57724
65332 | 12.6 | 1 | 365 | 14.3378 | 0.87436 | 15 | 0.2122
63055 | 10.07 | 1 | 365 | 11.4589 | 0.076573 | 11 | 0.53547
63096 | 11.2 | 1 | 365 | 12.7447 | 0.6661 | 13 | 0.41085
63098 | 8.32 | 1 | 365 | 9.4675 | 0.066245 | 9 | 0.53377
63104 | 5.04 | 1 | 365 | 5.7351 | 0.54974 | 6 | 0.28488
63103 | 7.29 | 1 | 365 | 8.2955 | 0.70588 | 9 | 0.0013466
63107 | 6.625 | 1 | 365 | 7.5387 | 0.18196 | 7 | 0.7207
63117 | 8 | 1 | 365 | 9.1034 | 0.33293 | 9 | 0.43632
63120 | 3.99 | 1 | 365 | 4.5403 | 0.14355 | 4 | 0.68386
63122 | 7.95 | 1 | 365 | 9.0465 | 0.21835 | 9 | 0.26484
63124 | 7.42 | 1 | 365 | 8.4434 | 0.0037907 | 8 | 0.44719
63127 | 13.25 | 1 | 365 | 15.0775 | 0.36391 | 15 | 0.4414
63129 | 7.155 | 1 | 365 | 8.1418 | 0.39651 | 8 | 0.53836
63139 | 11.13 | 1 | 365 | 12.6651 | 0.50569 | 13 | 0.17078
63142 | 6.36 | 1 | 365 | 7.2372 | 0.57468 | 7 | 0.81187
63144 | 10.07 | 1 | 365 | 11.4589 | 0.076573 | 11 | 0.53547
62566 | 8.745 | 1 | 365 | 9.9511 | 0.040182 | 9 | 0.99133
63164 | 9.3 | 1 | 365 | 10.5827 | 0.31203 | 10 | 0.89472
63176 | 6.095 | 1 | 365 | 6.9356 | 0.9674 | 7 | 0.90305
63182 | 1.56 | 1 | 365 | 1.7752 | 0.57492 | 2 | 0.35008
62266 | 7.42 | 1 | 365 | 8.4434 | 0.0037907 | 8 | 0.44719
63172 | 5.035 | 1 | 365 | 5.7294 | 0.53829 | 6 | 0.26773
63186 | 9.8 | 1 | 365 | 11.1517 | 0.45784 | 11 | 0.60949
63188 | 3.12 | 1 | 365 | 3.5503 | 0.14984 | 3 | 0.70016
63191 | 9.765 | 1 | 365 | 11.1118 | 0.37763 | 11 | 0.48946
63196 | 6.75 | 1 | 365 | 7.681 | 0.46841 | 8 | 0.1494
63202 | 3.5 | 1 | 365 | 3.9827 | 0.020656 | 4 | 0.00339
63222 | 7.245 | 1 | 365 | 8.2443 | 0.60276 | 8 | 0.84702
63224 | 5.7 | 1 | 365 | 6.4862 | 0.062211 | 6 | 0.54838
62142 | 7.685 | 1 | 365 | 8.7449 | 0.61107 | 9 | 0.35601
58071 | 5.565 | 1 | 365 | 6.3325 | 0.75284 | 7 | 0.08539
62218 | 13 | 1 | 365 | 14.793 | 0.79101 | 15 | 0.58402
63000 | 8.28 | 1 | 365 | 9.422 | 0.97458 | 10 | 0.39659
63063 | 6.89 | 1 | 365 | 7.8403 | 0.78923 | 8 | 0.62953
63309 | 4.505 | 1 | 365 | 5.1263 | 0.32373 | 5 | 0.45008
63314 | 8.48 | 1 | 365 | 9.6496 | 0.4329 | 10 | 0.082499
63317 | 6.625 | 1 | 365 | 7.5387 | 0.18196 | 7 | 0.7207
63318 | 6.095 | 1 | 365 | 6.9356 | 0.9674 | 7 | 0.90305
63321 | 6.095 | 1 | 365 | 6.9356 | 0.9674 | 7 | 0.90305
58001 | 8.06 | 1 | 365 | 9.1717 | 0.47042 | 9 | 0.64209
63341 | 9.54 | 1 | 365 | 10.8558 | 0.86202 | 11 | 0.71781
58609 | 7.42 | 1 | 365 | 8.4434 | 0.0037907 | 8 | 0.44719
63345 | 9.54 | 1 | 365 | 10.8558 | 0.86202 | 11 | 0.71781
63356 | 3.25 | 1 | 365 | 3.6983 | 0.44775 | 4 | 0.146
63414 | 6.4 | 1 | 365 | 7.2827 | 0.66634 | 7 | 0.94906
63415 | 3.9 | 1 | 365 | 4.4379 | 0.9373 | 5 | 0.37521
63417 | 9.69 | 1 | 365 | 11.0265 | 0.20576 | 11 | 0.23224
63418 | 9.18 | 1 | 365 | 10.4461 | 0.037035 | 10 | 0.48318
63419 | 4.485 | 1 | 365 | 5.1036 | 0.2779 | 5 | 0.38149
63427 | 4.77 | 1 | 365 | 5.4279 | 0.93101 | 6 | 0.35891
59209 | 9.01 | 1 | 365 | 10.2527 | 0.64746 | 10 | 0.90016
63453 | 6.625 | 1 | 365 | 7.5387 | 0.18196 | 7 | 0.7207
59518 | 8.745 | 1 | 365 | 9.9511 | 0.040182 | 9 | 0.99133
63509 | 5.13 | 1 | 365 | 5.8376 | 0.75599 | 6 | 0.59354
63504 | 9 | 1 | 365 | 10.2413 | 0.62454 | 10 | 0.86586
52902 | 6.9 | 1 | 365 | 7.8517 | 0.81215 | 8 | 0.66383
63547 | 11.34 | 1 | 365 | 12.9041 | 0.98693 | 13 | 0.89098
63545 | 7.8 | 1 | 365 | 8.8758 | 0.8746 | 9 | 0.75041
63487 | 7.125 | 1 | 365 | 8.1077 | 0.32776 | 8 | 0.43547
63501 | 4.77 | 1 | 365 | 5.4279 | 0.93101 | 6 | 0.35891
63514 | 9.24 | 1 | 365 | 10.5144 | 0.17453 | 10 | 0.68895
63516 | 6.3 | 1 | 365 | 7.1689 | 0.43718 | 7 | 0.6061
63521 | 5.72 | 1 | 365 | 6.5089 | 0.10804 | 6 | 0.61697
63523 | 9 | 1 | 365 | 10.2413 | 0.62454 | 10 | 0.86586
63503 | 121 | 0.8 | 365 | 110.151 | 0.82843 | 110 | 0.97947
63537 | 9.01 | 1 | 365 | 10.2527 | 0.64746 | 10 | 0.90016
63541 | 4.16 | 1 | 365 | 4.7338 | 0.53312 | 5 | 0.26689
63555 | 10.395 | 1 | 365 | 11.8287 | 0.82135 | 12 | 0.65007
63574 | 7.95 | 1 | 365 | 9.0465 | 0.21835 | 9 | 0.26484
63663 | 3.975 | 1 | 365 | 4.5232 | 0.10917 | 4 | 0.63242
62546 | 10.07 | 1 | 365 | 11.4589 | 0.076573 | 11 | 0.53547
62139 | 8.48 | 1 | 365 | 9.6496 | 0.4329 | 10 | 0.082499
63766 | 6.36 | 1 | 365 | 7.2372 | 0.57468 | 7 | 0.81187
57136 | 6.625 | 1 | 365 | 7.5387 | 0.18196 | 7 | 0.7207
55145 | 8.06 | 1 | 365 | 9.1717 | 0.47042 | 9 | 0.64209
57094 | 4.42 | 1 | 365 | 5.0296 | 0.12894 | 5 | 0.15857
62824 | 8.215 | 1 | 365 | 9.348 | 0.82563 | 10 | 0.17367
62565 | 10.335 | 1 | 365 | 11.7604 | 0.68385 | 12 | 0.4443
63558 | 5.44 | 1 | 365 | 6.1903 | 0.46639 | 6 | 0.6567
63534 | 15 | 1 | 365 | 17.0689 | 0.37424 | 17 | 0.4431
63562 | 11.655 | 1 | 365 | 13.2625 | 0.70878 | 13 | 0.97129
63568 | 16.2 | 1 | 365 | 18.4344 | 0.12418 | 18 | 0.55855
63601 | 4.14 | 1 | 365 | 4.711 | 0.48729 | 5 | 0.1983
63603 | 7.245 | 1 | 365 | 8.2443 | 0.60276 | 8 | 0.84702
63605 | 12 | 1 | 365 | 13.6551 | 0.49939 | 14 | 0.15448
63606 | 4.2 | 1 | 365 | 4.7793 | 0.62479 | 5 | 0.40407
63607 | 7.685 | 1 | 365 | 8.7449 | 0.61107 | 9 | 0.35601
63610 | 5.12 | 1 | 365 | 5.8262 | 0.73307 | 6 | 0.55924
63611 | 5.44 | 1 | 365 | 6.1903 | 0.46639 | 6 | 0.6567
63644 | 11.96 | 1 | 365 | 13.6096 | 0.40773 | 14 | 0.017298
63775 | 5.72 | 1 | 365 | 6.5089 | 0.10804 | 6 | 0.61697
63782 | 8.4 | 1 | 365 | 9.5586 | 0.24957 | 9 | 0.80814
63785 | 7.84 | 1 | 365 | 8.9213 | 0.96627 | 9 | 0.88759
63809 | 10.4 | 1 | 365 | 11.8344 | 0.83281 | 12 | 0.66722
63810 | 4.42 | 1 | 365 | 5.0296 | 0.12894 | 5 | 0.15857
63815 | 9.36 | 1 | 365 | 10.651 | 0.44953 | 11 | 0.10049
63906 | 11.2 | 1 | 365 | 12.7447 | 0.6661 | 13 | 0.41085
63938 | 4.94 | 1 | 365 | 5.6213 | 0.32058 | 5 | 0.94193
63939 | 5.83 | 1 | 365 | 6.6341 | 0.36012 | 6 | 0.99422
63948 | 8.67 | 1 | 365 | 9.8658 | 0.86831 | 10 | 0.73411
63755 | 6.213 | 1 | 365 | 7.0699 | 0.23781 | 7 | 0.30773
63802 | 6.72 | 1 | 365 | 7.6468 | 0.39966 | 8 | 0.046509
63859 | 7.8 | 1 | 365 | 8.8758 | 0.8746 | 9 | 0.75041
57107 | 8.96 | 1 | 365 | 10.1958 | 0.53288 | 10 | 0.72868
63860 | 3.6 | 1 | 365 | 4.0965 | 0.24982 | 4 | 0.34634
63861 | 6.3 | 1 | 365 | 7.1689 | 0.43718 | 7 | 0.6061
63865 | 7.194 | 1 | 365 | 8.1862 | 0.48589 | 8 | 0.67211
63871 | 11.4 | 1 | 365 | 12.9723 | 0.12442 | 13 | 0.096756
60215 | 9.36 | 1 | 365 | 10.651 | 0.44953 | 11 | 0.10049
63874 | 6.6 | 1 | 365 | 7.5103 | 0.12467 | 7 | 0.63496
62552 | 11.925 | 1 | 365 | 13.5697 | 0.32752 | 13 | 0.89726
62864 | 5.035 | 1 | 365 | 5.7294 | 0.53829 | 6 | 0.26773
62842 | 6.89 | 1 | 365 | 7.8403 | 0.78923 | 8 | 0.62953
62759 | 9.275 | 1 | 365 | 10.5542 | 0.25474 | 10 | 0.80898
62861 | 5.83 | 1 | 365 | 6.6341 | 0.36012 | 6 | 0.99422
62856 | 5.83 | 1 | 365 | 6.6341 | 0.36012 | 6 | 0.99422
62540 | 7.155 | 1 | 365 | 8.1418 | 0.39651 | 8 | 0.53836
62740 | 4.77 | 1 | 365 | 5.4279 | 0.93101 | 6 | 0.35891
62703 | 5.035 | 1 | 365 | 5.7294 | 0.53829 | 6 | 0.26773
62867 | 6.89 | 1 | 365 | 7.8403 | 0.78923 | 8 | 0.62953
61785 | 7.95 | 1 | 365 | 9.0465 | 0.21835 | 9 | 0.26484
62769 | 5.83 | 1 | 365 | 6.6341 | 0.36012 | 6 | 0.99422
62777 | 7.155 | 1 | 365 | 8.1418 | 0.39651 | 8 | 0.53836
62912 | 9.54 | 1 | 365 | 10.8558 | 0.86202 | 11 | 0.71781
55040 | 10.4 | 1 | 365 | 11.8344 | 0.83281 | 12 | 0.66722
62770 | 8.48 | 1 | 365 | 9.6496 | 0.4329 | 10 | 0.082499
63271 | 6.625 | 1 | 365 | 7.5387 | 0.18196 | 7 | 0.7207
62773 | 8.215 | 1 | 365 | 9.348 | 0.82563 | 10 | 0.17367
62834 | 9.01 | 1 | 365 | 10.2527 | 0.64746 | 10 | 0.90016
62931 | 5.035 | 1 | 365 | 5.7294 | 0.53829 | 6 | 0.26773
62827 | 4.505 | 1 | 365 | 5.1263 | 0.32373 | 5 | 0.45008
62732 | 3.18 | 1 | 365 | 3.6186 | 0.28734 | 3 | 0.90594
62831 | 4.77 | 1 | 365 | 5.4279 | 0.93101 | 6 | 0.35891
62841 | 7.155 | 1 | 365 | 8.1418 | 0.39651 | 8 | 0.53836
63982 | 10.6 | 1 | 365 | 12.062 | 0.29113 | 12 | 0.35312
63983 | 8.06 | 1 | 365 | 9.1717 | 0.47042 | 9 | 0.64209
62890 | 8.48 | 1 | 365 | 9.6496 | 0.4329 | 10 | 0.082499
62260 | 5.83 | 1 | 365 | 6.6341 | 0.36012 | 6 | 0.99422
63989 | 9.275 | 1 | 365 | 10.5542 | 0.25474 | 10 | 0.80898
63992 | 5.88 | 1 | 365 | 6.691 | 0.4747 | 7 | 0.1657
64019 | 4.41 | 1 | 365 | 5.0182 | 0.10603 | 5 | 0.12427
64020 | 6.6 | 1 | 365 | 7.5103 | 0.12467 | 7 | 0.63496
64023 | 10.335 | 1 | 365 | 11.7604 | 0.68385 | 12 | 0.4443
64024 | 11.2 | 1 | 365 | 12.7447 | 0.6661 | 13 | 0.41085
62695 | 6.89 | 1 | 365 | 7.8403 | 0.78923 | 8 | 0.62953
62882 | 5.035 | 1 | 365 | 5.7294 | 0.53829 | 6 | 0.26773
64048 | 11.725 | 1 | 365 | 13.3422 | 0.8692 | 14 | 0.21136
64058 | 13.25 | 1 | 365 | 15.0775 | 0.36391 | 15 | 0.4414
64069 | 10.335 | 1 | 365 | 11.7604 | 0.68385 | 12 | 0.4443
64274 | 4.24 | 1 | 365 | 4.8248 | 0.71645 | 5 | 0.54125
64277 | 4.77 | 1 | 365 | 5.4279 | 0.93101 | 6 | 0.35891
64290 | 7.42 | 1 | 365 | 8.4434 | 0.0037907 | 8 | 0.44719
57307 | 6.36 | 1 | 365 | 7.2372 | 0.57468 | 7 | 0.81187
58233 | 8.48 | 1 | 365 | 9.6496 | 0.4329 | 10 | 0.082499
64053 | 5.865 | 1 | 365 | 6.6739 | 0.44033 | 7 | 0.11425
64054 | 4.95 | 1 | 365 | 5.6327 | 0.3435 | 5 | 0.97622
64071 | 8.37 | 1 | 365 | 9.5244 | 0.18083 | 9 | 0.70525
64067 | 6.3 | 1 | 365 | 7.1689 | 0.43718 | 7 | 0.6061
43191 | 6.095 | 1 | 365 | 6.9356 | 0.9674 | 7 | 0.90305
43895 | 9.35 | 1 | 365 | 10.6396 | 0.42661 | 11 | 0.066199
43916 | 5.75 | 1 | 365 | 6.5431 | 0.17679 | 6 | 0.71985
64453 | 5.44 | 1 | 365 | 6.1903 | 0.46639 | 6 | 0.6567
64077 | 6.4 | 1 | 365 | 7.2827 | 0.66634 | 7 | 0.94906
64091 | 8.19 | 1 | 365 | 9.3196 | 0.76834 | 10 | 0.087933
64100 | 7.84 | 1 | 365 | 8.9213 | 0.96627 | 9 | 0.88759
64111 | 6.825 | 1 | 365 | 7.7663 | 0.64028 | 8 | 0.40661
64116 | 3.12 | 1 | 365 | 3.5503 | 0.14984 | 3 | 0.70016
64121 | 7.5 | 1 | 365 | 8.5344 | 0.18712 | 8 | 0.72155
64122 | 10.88 | 1 | 365 | 12.3806 | 0.93278 | 13 | 0.3134
64125 | 10.56 | 1 | 365 | 12.0165 | 0.19946 | 12 | 0.21594
64150 | 9.45 | 1 | 365 | 10.7534 | 0.65577 | 11 | 0.40915
64153 | 3.5 | 1 | 365 | 3.9827 | 0.020656 | 4 | 0.00339
64171 | 6.96 | 1 | 365 | 7.92 | 0.94965 | 8 | 0.8696
64184 | 10.8 | 1 | 365 | 12.2896 | 0.74945 | 13 | 0.039032
64192 | 5.12 | 1 | 365 | 5.8262 | 0.73307 | 6 | 0.55924
64204 | 6.44 | 1 | 365 | 7.3282 | 0.75801 | 8 | 0.086238
64217 | 13.395 | 1 | 365 | 15.2425 | 0.6962 | 15 | 0.93869
64235 | 3.84 | 1 | 365 | 4.3696 | 0.79981 | 5 | 0.16943
64237 | 6.9 | 1 | 365 | 7.8517 | 0.81215 | 8 | 0.66383
64240 | 9.62 | 1 | 365 | 10.9468 | 0.045346 | 10 | 0.99217
64254 | 8.04 | 1 | 365 | 9.1489 | 0.42459 | 9 | 0.5735
64260 | 7.5 | 1 | 365 | 8.5344 | 0.18712 | 8 | 0.72155
64265 | 6.72 | 1 | 365 | 7.6468 | 0.39966 | 8 | 0.046509
64294 | 9.3 | 1 | 365 | 10.5827 | 0.31203 | 10 | 0.89472
64297 | 2.44 | 1 | 365 | 2.7765 | 0.59154 | 3 | 0.36808
64301 | 4.83 | 1 | 365 | 5.4962 | 0.068505 | 5 | 0.56468
64303 | 2.6 | 1 | 365 | 2.9586 | 0.9582 | 3 | 0.9168
64308 | 10.6 | 1 | 365 | 12.062 | 0.29113 | 12 | 0.35312
64310 | 5.035 | 1 | 365 | 5.7294 | 0.53829 | 6 | 0.26773
64309 | 4.48 | 1 | 365 | 5.0979 | 0.26644 | 5 | 0.36434
64311 | 8.82 | 1 | 365 | 10.0365 | 0.21205 | 10 | 0.24854
64315 | 8.32 | 1 | 365 | 9.4675 | 0.066245 | 9 | 0.53377
64318 | 9.36 | 1 | 365 | 10.651 | 0.44953 | 11 | 0.10049
64332 | 7.42 | 1 | 365 | 8.4434 | 0.0037907 | 8 | 0.44719
64341 | 12.9 | 1 | 365 | 14.6792 | 0.56185 | 15 | 0.24107
64356 | 5.04 | 1 | 365 | 5.7351 | 0.54974 | 6 | 0.28488
64358 | 7 | 1 | 365 | 7.9655 | 0.041312 | 8 | 0.00678
64366 | 7.2 | 1 | 365 | 8.1931 | 0.49964 | 8 | 0.69269
64375 | 8.1 | 1 | 365 | 9.2172 | 0.56209 | 9 | 0.77927
64376 | 9.405 | 1 | 365 | 10.7022 | 0.55265 | 11 | 0.25482
64383 | 6.3 | 1 | 365 | 7.1689 | 0.43718 | 7 | 0.6061
64385 | 7.68 | 1 | 365 | 8.7393 | 0.59961 | 9 | 0.33887
64387 | 6.16 | 1 | 365 | 7.0096 | 0.11635 | 7 | 0.12597
64388 | 4.32 | 1 | 365 | 4.9158 | 0.89978 | 5 | 0.81561
64389 | 5.44 | 1 | 365 | 6.1903 | 0.46639 | 6 | 0.6567
64394 | 10.5 | 1 | 365 | 11.9482 | 0.061968 | 12 | 0.01017
64401 | 12.48 | 1 | 365 | 14.2013 | 0.59937 | 14 | 0.80066
64415 | 9.315 | 1 | 365 | 10.5998 | 0.3464 | 10 | 0.94617
64418 | 15.25 | 1 | 365 | 17.3533 | 0.94714 | 18 | 0.30048
64420 | 7.245 | 1 | 365 | 8.2443 | 0.60276 | 8 | 0.84702
64424 | 9.72 | 1 | 365 | 11.0606 | 0.27451 | 11 | 0.33513
49126 | 20.79 | 1 | 365 | 23.6574 | 0.6427 | 24 | 0.30014
64429 | 5.32 | 1 | 365 | 6.0538 | 0.1914 | 6 | 0.24515
64431 | 7.28 | 1 | 365 | 8.2841 | 0.68296 | 8 | 0.96705
64438 | 2.616 | 1 | 365 | 2.9768 | 0.99487 | 3 | 0.97168
64442 | 5.12 | 1 | 365 | 5.8262 | 0.73307 | 6 | 0.55924
64241 | 24.525 | 1 | 365 | 27.9076 | 0.20188 | 28 | 0.10947
64448 | 8.265 | 1 | 365 | 9.4049 | 0.94021 | 10 | 0.34515
64449 | 1.3 | 1 | 365 | 1.4793 | 0.9791 | 2 | 0.4584
64463 | 11.88 | 1 | 365 | 13.5185 | 0.2244 | 13 | 0.74294
64464 | 6.67 | 1 | 365 | 7.59 | 0.28508 | 7 | 0.87503
64491 | 6.54 | 1 | 365 | 7.442 | 0.98717 | 8 | 0.42919
64492 | 5.76 | 1 | 365 | 6.5544 | 0.19971 | 6 | 0.75415
64493 | 10.53 | 1 | 365 | 11.9823 | 0.13072 | 12 | 0.11306
64500 | 3.84 | 1 | 365 | 4.3696 | 0.79981 | 5 | 0.16943
64502 | 7.245 | 1 | 365 | 8.2443 | 0.60276 | 8 | 0.84702
64504 | 8.4 | 1 | 365 | 9.5586 | 0.24957 | 9 | 0.80814
64506 | 7.8 | 1 | 365 | 8.8758 | 0.8746 | 9 | 0.75041
64541 | 10.66 | 1 | 365 | 12.1303 | 0.42863 | 12 | 0.5589
64638 | 7.975 | 1 | 365 | 9.0749 | 0.27564 | 9 | 0.35058
64640 | 12.42 | 1 | 365 | 14.133 | 0.46187 | 14 | 0.59489
64641 | 10.6 | 1 | 365 | 12.062 | 0.29113 | 12 | 0.35312
64643 | 10.2 | 1 | 365 | 11.6068 | 0.37448 | 11 | 0.98131
64648 | 16.065 | 1 | 365 | 18.2807 | 0.81481 | 19 | 0.09556
64659 | 5.2 | 1 | 365 | 5.9172 | 0.9164 | 6 | 0.83361
64673 | 10.08 | 1 | 365 | 11.4703 | 0.099489 | 11 | 0.56976
64677 | 9.6 | 1 | 365 | 10.9241 | 0.99951 | 11 | 0.92358
64678 | 4.56 | 1 | 365 | 5.1889 | 0.44977 | 5 | 0.6387
64715 | 8.82 | 1 | 365 | 10.0365 | 0.21205 | 10 | 0.24854
64755 | 6.9 | 1 | 365 | 7.8517 | 0.81215 | 8 | 0.66383
64814 | 60.375 | 0.9 | 365 | 61.8319 | 0.52068 | 62 | 0.35263
64780 | 5.72 | 1 | 365 | 6.5089 | 0.10804 | 6 | 0.61697
64788 | 9.28 | 1 | 365 | 10.5599 | 0.2662 | 10 | 0.82613
65005 | 4.42 | 1 | 365 | 5.0296 | 0.12894 | 5 | 0.15857
65011 | 5.7 | 1 | 365 | 6.4862 | 0.062211 | 6 | 0.54838
63793 | 8.4 | 1 | 365 | 9.5586 | 0.24957 | 9 | 0.80814
63467 | 5.32 | 1 | 365 | 6.0538 | 0.1914 | 6 | 0.24515
63831 | 5.83 | 1 | 365 | 6.6341 | 0.36012 | 6 | 0.99422
62921 | 10.865 | 1 | 365 | 12.3635 | 0.89841 | 13 | 0.26195
63530 | 7.8 | 1 | 365 | 8.8758 | 0.8746 | 9 | 0.75041
64092 | 8.84 | 1 | 365 | 10.0592 | 0.25789 | 10 | 0.31713
64104 | 9.01 | 1 | 365 | 10.2527 | 0.64746 | 10 | 0.90016
64124 | 6.5 | 1 | 365 | 7.3965 | 0.8955 | 8 | 0.29201
28956 | 5262.57 | 0.7 | 365 | 4191.8833 | 0.85273 | 4192 | 0.73602
64546 | 6.76 | 1 | 365 | 7.6924 | 0.49132 | 8 | 0.18369
64552 | 8.32 | 1 | 365 | 9.4675 | 0.066245 | 9 | 0.53377
64553 | 6.76 | 1 | 365 | 7.6924 | 0.49132 | 8 | 0.18369
63252 | 10.07 | 1 | 365 | 11.4589 | 0.076573 | 11 | 0.53547
51073 | 5.565 | 1 | 365 | 6.3325 | 0.75284 | 7 | 0.08539
63987 | 5.6 | 1 | 365 | 6.3724 | 0.83305 | 7 | 0.20542
63528 | 6.3 | 1 | 365 | 7.1689 | 0.43718 | 7 | 0.6061
63300 | 7.54 | 1 | 365 | 8.5799 | 0.27878 | 8 | 0.85873
58944 | 4.76 | 1 | 365 | 5.4165 | 0.90809 | 6 | 0.32461
56965 | 2.86 | 1 | 365 | 3.2545 | 0.55402 | 3 | 0.80848
57101 | 6.76 | 1 | 365 | 7.6924 | 0.49132 | 8 | 0.18369
56956 | 15.08 | 1 | 365 | 17.1599 | 0.55757 | 17 | 0.71746
48575 | 3.9 | 1 | 365 | 4.4379 | 0.9373 | 5 | 0.37521
54145 | 7.54 | 1 | 365 | 8.5799 | 0.27878 | 8 | 0.85873
54230 | 9.1 | 1 | 365 | 10.3551 | 0.85371 | 11 | 0.20881
55207 | 2.6 | 1 | 365 | 2.9586 | 0.9582 | 3 | 0.9168
54252 | 11.44 | 1 | 365 | 13.0179 | 0.21609 | 13 | 0.23394
55243 | 12.22 | 1 | 365 | 13.9054 | 0.0035475 | 13 | 0.90898
54130 | 4.94 | 1 | 365 | 5.6213 | 0.32058 | 5 | 0.94193
63565 | 7.28 | 1 | 365 | 8.2841 | 0.68296 | 8 | 0.96705
57085 | 8.32 | 1 | 365 | 9.4675 | 0.066245 | 9 | 0.53377
45272 | 7.905 | 1 | 365 | 8.9953 | 0.11522 | 9 | 0.11051
64177 | 4.5 | 1 | 365 | 5.1207 | 0.31227 | 5 | 0.43293
64205 | 8.82 | 1 | 365 | 10.0365 | 0.21205 | 10 | 0.24854
64850 | 5.83 | 1 | 365 | 6.6341 | 0.36012 | 6 | 0.99422
50668 | 5.1 | 1 | 365 | 5.8034 | 0.68724 | 6 | 0.49065
44930 | 3.6 | 1 | 365 | 4.0965 | 0.24982 | 4 | 0.34634
59416 | 5.035 | 1 | 365 | 5.7294 | 0.53829 | 6 | 0.26773
60577 | 6.625 | 1 | 365 | 7.5387 | 0.18196 | 7 | 0.7207
60631 | 10.6 | 1 | 365 | 12.062 | 0.29113 | 12 | 0.35312
60761 | 9.01 | 1 | 365 | 10.2527 | 0.64746 | 10 | 0.90016
61350 | 2.65 | 1 | 365 | 3.0155 | 0.072782 | 3 | 0.088281
61133 | 8.4 | 1 | 365 | 9.5586 | 0.24957 | 9 | 0.80814
61137 | 7 | 1 | 365 | 7.9655 | 0.041312 | 8 | 0.00678
61140 | 8.48 | 1 | 365 | 9.6496 | 0.4329 | 10 | 0.082499
61142 | 11.2 | 1 | 365 | 12.7447 | 0.6661 | 13 | 0.41085
61159 | 7.84 | 1 | 365 | 8.9213 | 0.96627 | 9 | 0.88759
61164 | 7.28 | 1 | 365 | 8.2841 | 0.68296 | 8 | 0.96705
61286 | 10.6 | 1 | 365 | 12.062 | 0.29113 | 12 | 0.35312
63011 | 2.28 | 1 | 365 | 2.5945 | 0.22488 | 2 | 0.81935
54514 | 182.865 | 0.9 | 365 | 187.2778 | 0.15072 | 187 | 0.42855
54512 | 234.58 | 0.9 | 365 | 240.2408 | 0.81055 | 241 | 0.051344
45440 | 6.36 | 1 | 365 | 7.2372 | 0.57468 | 7 | 0.81187
59191 | 7.155 | 1 | 365 | 8.1418 | 0.39651 | 8 | 0.53836
60960 | 7.155 | 1 | 365 | 8.1418 | 0.39651 | 8 | 0.53836
61207 | 4.94 | 1 | 365 | 5.6213 | 0.32058 | 5 | 0.94193
61214 | 2.08 | 1 | 365 | 2.3669 | 0.76656 | 3 | 0.13344
59883 | 6.96 | 1 | 365 | 7.92 | 0.94965 | 8 | 0.8696
62459 | 13.2 | 1 | 365 | 15.0206 | 0.24933 | 15 | 0.26993
62463 | 8.82 | 1 | 365 | 10.0365 | 0.21205 | 10 | 0.24854
63115 | 9.99 | 1 | 365 | 11.3679 | 0.89324 | 12 | 0.2611
62487 | 12.6 | 1 | 365 | 14.3378 | 0.87436 | 15 | 0.2122
35268 | 217.782 | 1 | 365 | 247.8194 | 0.072716 | 247 | 0.89208
63553 | 6.72 | 1 | 365 | 7.6468 | 0.39966 | 8 | 0.046509
64364 | 7.8 | 1 | 365 | 8.8758 | 0.8746 | 9 | 0.75041
64764 | 4.41 | 1 | 365 | 5.0182 | 0.10603 | 5 | 0.12427
63746 | 32.01 | 0.9 | 365 | 32.7825 | 0.019165 | 32 | 0.80162
63156 | 11.7 | 1 | 365 | 13.3137 | 0.81191 | 14 | 0.12562
63769 | 5.035 | 1 | 365 | 5.7294 | 0.53829 | 6 | 0.26773
64410 | 13.52 | 1 | 365 | 15.3847 | 0.98265 | 16 | 0.36738
63920 | 8.415 | 1 | 365 | 9.5756 | 0.28395 | 9 | 0.85958
61227 | 4.335 | 1 | 365 | 4.9329 | 0.93416 | 5 | 0.86706
64844 | 6.24 | 1 | 365 | 7.1006 | 0.29968 | 7 | 0.40033
63679 | 9.975 | 1 | 365 | 11.3508 | 0.85887 | 12 | 0.20966
63739 | 24.9 | 1 | 365 | 28.3343 | 0.061238 | 28 | 0.39555
63598 | 2.85 | 1 | 365 | 3.2431 | 0.53111 | 3 | 0.77419
64570 | 11.66 | 1 | 365 | 13.2682 | 0.72024 | 13 | 0.98844
63290 | 5.46 | 1 | 365 | 6.2131 | 0.51222 | 6 | 0.72529
63783 | 11.34 | 1 | 365 | 12.9041 | 0.98693 | 13 | 0.89098
63801 | 9.3 | 1 | 365 | 10.5827 | 0.31203 | 10 | 0.89472
28699 | 647.28 | 1 | 365 | 736.5554 | 0.3172 | 736 | 0.87265
63232 | 6.27 | 1 | 365 | 7.1348 | 0.36843 | 7 | 0.50322
49797 | 7.84 | 1 | 365 | 8.9213 | 0.96627 | 9 | 0.88759
62916 | 6.095 | 1 | 365 | 6.9356 | 0.9674 | 7 | 0.90305
63215 | 13.26 | 1 | 365 | 15.0889 | 0.38683 | 15 | 0.4757
64405 | 10.4 | 1 | 365 | 11.8344 | 0.83281 | 12 | 0.66722
63374 | 5.04 | 1 | 365 | 5.7351 | 0.54974 | 6 | 0.28488
64381 | 7.2 | 1 | 365 | 8.1931 | 0.49964 | 8 | 0.69269
64079 | 12.16 | 1 | 365 | 13.8372 | 0.86605 | 14 | 0.70321
63822 | 5.035 | 1 | 365 | 5.7294 | 0.53829 | 6 | 0.26773
65078 | 8.67 | 1 | 365 | 9.8658 | 0.86831 | 10 | 0.73411
63826 | 11.84 | 1 | 365 | 13.473 | 0.13273 | 13 | 0.60575
63059 | 13.25 | 1 | 365 | 15.0775 | 0.36391 | 15 | 0.4414
63767 | 4.5 | 1 | 365 | 5.1207 | 0.31227 | 5 | 0.43293
63294 | 4.505 | 1 | 365 | 5.1263 | 0.32373 | 5 | 0.45008
63653 | 6.625 | 1 | 365 | 7.5387 | 0.18196 | 7 | 0.7207
63244 | 17.68 | 1 | 365 | 20.1185 | 0.51577 | 20 | 0.63427
62255 | 8.215 | 1 | 365 | 9.348 | 0.82563 | 10 | 0.17367
63181 | 8.745 | 1 | 365 | 9.9511 | 0.040182 | 9 | 0.99133
63797 | 9.18 | 1 | 365 | 10.4461 | 0.037035 | 10 | 0.48318
63800 | 3.315 | 1 | 365 | 3.7722 | 0.59671 | 4 | 0.36893
63876 | 76.8 | 0.9 | 365 | 78.6533 | 0.3965 | 79 | 0.049805
64005 | 3.64 | 1 | 365 | 4.142 | 0.34148 | 4 | 0.48353
64013 | 7.95 | 1 | 365 | 9.0465 | 0.21835 | 9 | 0.26484
64045 | 6.89 | 1 | 365 | 7.8403 | 0.78923 | 8 | 0.62953
64140 | 19.765 | 1 | 365 | 22.4911 | 0.29379 | 22 | 0.78486
64218 | 6.375 | 1 | 365 | 7.2543 | 0.60905 | 7 | 0.86332
64219 | 13.25 | 1 | 365 | 15.0775 | 0.36391 | 15 | 0.4414
64221 | 13.515 | 1 | 365 | 15.379 | 0.97119 | 16 | 0.35023
64228 | 5.1 | 1 | 365 | 5.8034 | 0.68724 | 6 | 0.49065
64230 | 7.395 | 1 | 365 | 8.4149 | 0.9465 | 9 | 0.36145
64233 | 11.44 | 1 | 365 | 13.0179 | 0.21609 | 13 | 0.23394
64877 | 6.3 | 1 | 365 | 7.1689 | 0.43718 | 7 | 0.6061
64878 | 6 | 1 | 365 | 6.8275 | 0.7497 | 7 | 0.57724
64987 | 8 | 1 | 365 | 9.1034 | 0.33293 | 9 | 0.43632
65062 | 12.48 | 1 | 365 | 14.2013 | 0.59937 | 14 | 0.80066
51626 | 71.82 | 0.9 | 365 | 73.5531 | 0.12548 | 73 | 0.67861
63812 | 7.245 | 1 | 365 | 8.2443 | 0.60276 | 8 | 0.84702
64382 | 7.04 | 1 | 365 | 8.011 | 0.13298 | 8 | 0.14396
63233 | 11.115 | 1 | 365 | 12.648 | 0.47131 | 13 | 0.11934
63283 | 9 | 1 | 365 | 10.2413 | 0.62454 | 10 | 0.86586
63839 | 24.645 | 1 | 365 | 28.0441 | 0.47688 | 28 | 0.52101
64113 | 5.3 | 1 | 365 | 6.031 | 0.14556 | 6 | 0.17656
64324 | 9.52 | 1 | 365 | 10.833 | 0.81618 | 11 | 0.64922
64838 | 2.86 | 1 | 365 | 3.2545 | 0.55402 | 3 | 0.80848
63726 | 6.84 | 1 | 365 | 7.7834 | 0.67465 | 8 | 0.45805
59983 | 9.28 | 1 | 365 | 10.5599 | 0.2662 | 10 | 0.82613
26698 | 471.225 | 0.9 | 365 | 482.5964 | 0.88007 | 483 | 0.47649
62772 | 12.8 | 1 | 365 | 14.5654 | 0.33268 | 14 | 0.89811
64114 | 9.72 | 1 | 365 | 11.0606 | 0.27451 | 11 | 0.33513
63756 | 6.2 | 1 | 365 | 7.0551 | 0.20802 | 7 | 0.26315
64182 | 12 | 1 | 365 | 13.6551 | 0.49939 | 14 | 0.15448
65132 | 3.72 | 1 | 365 | 4.2331 | 0.52481 | 4 | 0.75789
64029 | 10.5 | 1 | 365 | 11.9482 | 0.061968 | 12 | 0.01017
63856 | 6.24 | 1 | 365 | 7.1006 | 0.29968 | 7 | 0.40033
50571 | 8.16 | 1 | 365 | 9.2855 | 0.69959 | 9 | 0.98505
61660 | 3.71 | 1 | 365 | 4.2217 | 0.5019 | 4 | 0.72359
60660 | 7.695 | 1 | 365 | 8.7563 | 0.63399 | 9 | 0.39031
42343 | 42 | 0.9 | 365 | 43.0135 | 0.62308 | 43 | 0.63661
42142 | 4.688 | 1 | 365 | 5.3346 | 0.7431 | 6 | 0.077684
63200 | 5.355 | 1 | 365 | 6.0936 | 0.2716 | 6 | 0.36519
63784 | 7.56 | 1 | 365 | 8.6027 | 0.32462 | 8 | 0.92732
58587 | 2 | 1 | 365 | 2.2758 | 0.58323 | 2 | 0.85908
63285 | 6.375 | 1 | 365 | 7.2543 | 0.60905 | 7 | 0.86332
63287 | 5.1 | 1 | 365 | 5.8034 | 0.68724 | 6 | 0.49065
63588 | 7.5 | 1 | 365 | 8.5344 | 0.18712 | 8 | 0.72155
63717 | 11.22 | 1 | 365 | 12.7675 | 0.71193 | 13 | 0.47944
63718 | 6 | 1 | 365 | 6.8275 | 0.7497 | 7 | 0.57724
64978 | 8.7 | 1 | 365 | 9.8999 | 0.93706 | 10 | 0.837
63533 | 5.83 | 1 | 365 | 6.6341 | 0.36012 | 6 | 0.99422
64343 | 10.35 | 1 | 365 | 11.7775 | 0.71823 | 12 | 0.49574
64652 | 4.5 | 1 | 365 | 5.1207 | 0.31227 | 5 | 0.43293
64726 | 6 | 1 | 365 | 6.8275 | 0.7497 | 7 | 0.57724
64736 | 10.26 | 1 | 365 | 11.6751 | 0.51198 | 12 | 0.18708
64738 | 8.4 | 1 | 365 | 9.5586 | 0.24957 | 9 | 0.80814
64486 | 4.125 | 1 | 365 | 4.6939 | 0.45292 | 5 | 0.14685
64754 | 2.88 | 1 | 365 | 3.2772 | 0.59985 | 3 | 0.87708
50907 | 7.848 | 1 | 365 | 8.9304 | 0.9846 | 9 | 0.91503
61217 | 9.54 | 1 | 365 | 10.8558 | 0.86202 | 11 | 0.71781
61253 | 8.68 | 1 | 365 | 9.8772 | 0.89123 | 10 | 0.76841
62366 | 3.12 | 1 | 365 | 3.5503 | 0.14984 | 3 | 0.70016
65054 | 4.77 | 1 | 365 | 5.4279 | 0.93101 | 6 | 0.35891
65057 | 4.24 | 1 | 365 | 4.8248 | 0.71645 | 5 | 0.54125
65061 | 4.24 | 1 | 365 | 4.8248 | 0.71645 | 5 | 0.54125
65063 | 5.04 | 1 | 365 | 5.7351 | 0.54974 | 6 | 0.28488
65065 | 16.96 | 1 | 365 | 19.2992 | 0.86581 | 20 | 0.165
65070 | 10 | 1 | 365 | 11.3792 | 0.91616 | 12 | 0.2954
65222 | 7.875 | 1 | 365 | 8.9612 | 0.046476 | 9 | 0.0076275
65409 | 6.625 | 1 | 365 | 7.5387 | 0.18196 | 7 | 0.7207
65439 | 4.77 | 1 | 365 | 5.4279 | 0.93101 | 6 | 0.35891
65445 | 5.035 | 1 | 365 | 5.7294 | 0.53829 | 6 | 0.26773
65466 | 11.13 | 1 | 365 | 12.6651 | 0.50569 | 13 | 0.17078
65473 | 6.3 | 1 | 365 | 7.1689 | 0.43718 | 7 | 0.6061
65477 | 2.915 | 1 | 365 | 3.317 | 0.68006 | 3 | 0.99711
65482 | 4.77 | 1 | 365 | 5.4279 | 0.93101 | 6 | 0.35891
65485 | 13.25 | 1 | 365 | 15.0775 | 0.36391 | 15 | 0.4414
65487 | 6.36 | 1 | 365 | 7.2372 | 0.57468 | 7 | 0.81187
65490 | 9.36 | 1 | 365 | 10.651 | 0.44953 | 11 | 0.10049
65494 | 8.502 | 1 | 365 | 9.6746 | 0.48332 | 10 | 0.15795
65495 | 9.45 | 1 | 365 | 10.7534 | 0.65577 | 11 | 0.40915
65504 | 5.035 | 1 | 365 | 5.7294 | 0.53829 | 6 | 0.26773
65509 | 5.83 | 1 | 365 | 6.6341 | 0.36012 | 6 | 0.99422
65512 | 6.095 | 1 | 365 | 6.9356 | 0.9674 | 7 | 0.90305
65516 | 6.36 | 1 | 365 | 7.2372 | 0.57468 | 7 | 0.81187
65527 | 3.975 | 1 | 365 | 4.5232 | 0.10917 | 4 | 0.63242
65530 | 6.3 | 1 | 365 | 7.1689 | 0.43718 | 7 | 0.6061
65532 | 10.07 | 1 | 365 | 11.4589 | 0.076573 | 11 | 0.53547
65534 | 5.035 | 1 | 365 | 5.7294 | 0.53829 | 6 | 0.26773
65544 | 4.24 | 1 | 365 | 4.8248 | 0.71645 | 5 | 0.54125
65549 | 2.915 | 1 | 365 | 3.317 | 0.68006 | 3 | 0.99711
65551 | 11.395 | 1 | 365 | 12.9666 | 0.11296 | 13 | 0.079608
65553 | 8.745 | 1 | 365 | 9.9511 | 0.040182 | 9 | 0.99133
65555 | 13.25 | 1 | 365 | 15.0775 | 0.36391 | 15 | 0.4414
65561 | 4.77 | 1 | 365 | 5.4279 | 0.93101 | 6 | 0.35891
65562 | 8.97 | 1 | 365 | 10.2072 | 0.5558 | 10 | 0.76297
65563 | 6.89 | 1 | 365 | 7.8403 | 0.78923 | 8 | 0.62953
65564 | 4.505 | 1 | 365 | 5.1263 | 0.32373 | 5 | 0.45008
65567 | 18.27 | 1 | 365 | 20.7899 | 0.86782 | 21 | 0.6577
65575 | 4.32 | 1 | 365 | 4.9158 | 0.89978 | 5 | 0.81561
65580 | 4.5 | 1 | 365 | 5.1207 | 0.31227 | 5 | 0.43293
65593 | 9.36 | 1 | 365 | 10.651 | 0.44953 | 11 | 0.10049
65597 | 8.505 | 1 | 365 | 9.678 | 0.49019 | 10 | 0.16824
65598 | 7.04 | 1 | 365 | 8.011 | 0.13298 | 8 | 0.14396
65600 | 8.4 | 1 | 365 | 9.5586 | 0.24957 | 9 | 0.80814
44972 | 24.852 | 1 | 365 | 28.2797 | 0.95124 | 29 | 0.23093
65582 | 5.355 | 1 | 365 | 6.0936 | 0.2716 | 6 | 0.36519
65584 | 6.885 | 1 | 365 | 7.8346 | 0.77778 | 8 | 0.61238
49425 | 14.715 | 1 | 365 | 16.7446 | 0.72113 | 17 | 0.46568
64154 | 7.95 | 1 | 365 | 9.0465 | 0.21835 | 9 | 0.26484
65623 | 7.42 | 1 | 365 | 8.4434 | 0.0037907 | 8 | 0.44719
64163 | 4.77 | 1 | 365 | 5.4279 | 0.93101 | 6 | 0.35891
65626 | 5.7 | 1 | 365 | 6.4862 | 0.062211 | 6 | 0.54838
64158 | 8.48 | 1 | 365 | 9.6496 | 0.4329 | 10 | 0.082499
65643 | 11.4 | 1 | 365 | 12.9723 | 0.12442 | 13 | 0.096756
64082 | 4.5 | 1 | 365 | 5.1207 | 0.31227 | 5 | 0.43293
63093 | 7.56 | 1 | 365 | 8.6027 | 0.32462 | 8 | 0.92732
65655 | 3.9 | 1 | 365 | 4.4379 | 0.9373 | 5 | 0.37521
64733 | 13.2 | 1 | 365 | 15.0206 | 0.24933 | 15 | 0.26993
65661 | 6.555 | 1 | 365 | 7.4591 | 0.021543 | 7 | 0.48063
65663 | 5.2 | 1 | 365 | 5.9172 | 0.9164 | 6 | 0.83361
62619 | 7.56 | 1 | 365 | 8.6027 | 0.32462 | 8 | 0.92732
65664 | 4.845 | 1 | 365 | 5.5132 | 0.10288 | 5 | 0.61612
64447 | 6.3 | 1 | 365 | 7.1689 | 0.43718 | 7 | 0.6061
65666 | 11.4 | 1 | 365 | 12.9723 | 0.12442 | 13 | 0.096756
59963 | 12.48 | 1 | 365 | 14.2013 | 0.59937 | 14 | 0.80066
65668 | 8.7 | 1 | 365 | 9.8999 | 0.93706 | 10 | 0.837
63092 | 13.545 | 1 | 365 | 15.4132 | 0.039939 | 15 | 0.45312
65669 | 12.18 | 1 | 365 | 13.8599 | 0.91188 | 14 | 0.7718
65671 | 8.745 | 1 | 365 | 9.9511 | 0.040182 | 9 | 0.99133
62185 | 6.4 | 1 | 365 | 7.2827 | 0.66634 | 7 | 0.94906
65674 | 5.46 | 1 | 365 | 6.2131 | 0.51222 | 6 | 0.72529
65675 | 24.48 | 1 | 365 | 27.8564 | 0.09876 | 27 | 0.95514
36151 | 14.96 | 1 | 365 | 17.0233 | 0.28258 | 17 | 0.30592
65676 | 2.85 | 1 | 365 | 3.2431 | 0.53111 | 3 | 0.77419
63722 | 9.24 | 1 | 365 | 10.5144 | 0.17453 | 10 | 0.68895
65677 | 6.96 | 1 | 365 | 7.92 | 0.94965 | 8 | 0.8696
63720 | 12.18 | 1 | 365 | 13.8599 | 0.91188 | 14 | 0.7718
65678 | 7.02 | 1 | 365 | 7.9882 | 0.087144 | 8 | 0.075371
65681 | 7.68 | 1 | 365 | 8.7393 | 0.59961 | 9 | 0.33887
64458 | 6 | 1 | 365 | 6.8275 | 0.7497 | 7 | 0.57724
65685 | 5.72 | 1 | 365 | 6.5089 | 0.10804 | 6 | 0.61697
65687 | 12.9 | 1 | 365 | 14.6792 | 0.56185 | 15 | 0.24107
64467 | 24.852 | 1 | 365 | 28.2797 | 0.95124 | 29 | 0.23093
65688 | 7.194 | 1 | 365 | 8.1862 | 0.48589 | 8 | 0.67211
65690 | 18.285 | 1 | 365 | 20.8069 | 0.9022 | 21 | 0.70914
65313 | 13.5 | 1 | 365 | 15.362 | 0.93682 | 16 | 0.29879
64326 | 7.74 | 1 | 365 | 8.8075 | 0.73711 | 9 | 0.54464
65694 | 7.245 | 1 | 365 | 8.2443 | 0.60276 | 8 | 0.84702
65700 | 6.89 | 1 | 365 | 7.8403 | 0.78923 | 8 | 0.62953
62072 | 6.625 | 1 | 365 | 7.5387 | 0.18196 | 7 | 0.7207
56950 | 14.88 | 1 | 365 | 16.9323 | 0.099246 | 17 | 0.031555
65707 | 7.2 | 1 | 365 | 8.1931 | 0.49964 | 8 | 0.69269
63254 | 5.83 | 1 | 365 | 6.6341 | 0.36012 | 6 | 0.99422
65716 | 10.14 | 1 | 365 | 11.5385 | 0.23699 | 11 | 0.77554
64146 | 5.46 | 1 | 365 | 6.2131 | 0.51222 | 6 | 0.72529
65717 | 7.41 | 1 | 365 | 8.432 | 0.98087 | 9 | 0.41289
64629 | 2.915 | 1 | 365 | 3.317 | 0.68006 | 3 | 0.99711
62442 | 7.54 | 1 | 365 | 8.5799 | 0.27878 | 8 | 0.85873
65720 | 10.4 | 1 | 365 | 11.8344 | 0.83281 | 12 | 0.66722
64946 | 4.93 | 1 | 365 | 5.61 | 0.29767 | 5 | 0.90763
65722 | 10.66 | 1 | 365 | 12.1303 | 0.42863 | 12 | 0.5589
35617 | 37.485 | 0.9 | 365 | 38.3896 | 0.3111 | 38 | 0.70068
65725 | 6.5 | 1 | 365 | 7.3965 | 0.8955 | 8 | 0.29201
65726 | 11.34 | 1 | 365 | 12.9041 | 0.98693 | 13 | 0.89098
65728 | 13.26 | 1 | 365 | 15.0889 | 0.38683 | 15 | 0.4757
65729 | 13 | 1 | 365 | 14.793 | 0.79101 | 15 | 0.58402
65744 | 8.12 | 1 | 365 | 9.2399 | 0.60792 | 9 | 0.84786
63056 | 2.8 | 1 | 365 | 3.1862 | 0.41652 | 3 | 0.60271
64421 | 4.2 | 1 | 365 | 4.7793 | 0.62479 | 5 | 0.40407
65013 | 7.65 | 1 | 365 | 8.7051 | 0.53086 | 9 | 0.23598
65067 | 9.8 | 1 | 365 | 11.1517 | 0.45784 | 11 | 0.60949
63937 | 4.845 | 1 | 365 | 5.5132 | 0.10288 | 5 | 0.61612
65746 | 12.74 | 1 | 365 | 14.4972 | 0.19519 | 14 | 0.69234
63208 | 3.6 | 1 | 365 | 4.0965 | 0.24982 | 4 | 0.34634
65747 | 5.72 | 1 | 365 | 6.5089 | 0.10804 | 6 | 0.61697
63799 | 4.8 | 1 | 365 | 5.462 | 0.99976 | 6 | 0.46179
65748 | 4.93 | 1 | 365 | 5.61 | 0.29767 | 5 | 0.90763
50068 | 3.6 | 1 | 365 | 4.0965 | 0.24982 | 4 | 0.34634
65749 | 3.705 | 1 | 365 | 4.216 | 0.49044 | 4 | 0.70645
64299 | 6 | 1 | 365 | 6.8275 | 0.7497 | 7 | 0.57724
65750 | 7.28 | 1 | 365 | 8.2841 | 0.68296 | 8 | 0.96705
64477 | 8.4 | 1 | 365 | 9.5586 | 0.24957 | 9 | 0.80814
65751 | 4.275 | 1 | 365 | 4.8646 | 0.79666 | 5 | 0.66128
64482 | 5.1 | 1 | 365 | 5.8034 | 0.68724 | 6 | 0.49065
65752 | 6.36 | 1 | 365 | 7.2372 | 0.57468 | 7 | 0.81187
64041 | 8.48 | 1 | 365 | 9.6496 | 0.4329 | 10 | 0.082499
65753 | 4.56 | 1 | 365 | 5.1889 | 0.44977 | 5 | 0.6387
60516 | 11.1 | 1 | 365 | 12.631 | 0.43694 | 13 | 0.067894
65754 | 6.84 | 1 | 365 | 7.7834 | 0.67465 | 8 | 0.45805
65755 | 6.48 | 1 | 365 | 7.3737 | 0.84967 | 8 | 0.22342
65757 | 6.24 | 1 | 365 | 7.1006 | 0.29968 | 7 | 0.40033
65758 | 4.68 | 1 | 365 | 5.3255 | 0.72476 | 6 | 0.050247
65759 | 13.395 | 1 | 365 | 15.2425 | 0.6962 | 15 | 0.93869
65760 | 9.36 | 1 | 365 | 10.651 | 0.44953 | 11 | 0.10049
65761 | 7.42 | 1 | 365 | 8.4434 | 0.0037907 | 8 | 0.44719
65763 | 5.98 | 1 | 365 | 6.8048 | 0.70386 | 7 | 0.50865
65764 | 3.9 | 1 | 365 | 4.4379 | 0.9373 | 5 | 0.37521
65765 | 3.48 | 1 | 365 | 3.96 | 0.97482 | 4 | 0.9348
65766 | 6.67 | 1 | 365 | 7.59 | 0.28508 | 7 | 0.87503
65767 | 4.68 | 1 | 365 | 5.3255 | 0.72476 | 6 | 0.050247
65771 | 10.26 | 1 | 365 | 11.6751 | 0.51198 | 12 | 0.18708
65772 | 3.705 | 1 | 365 | 4.216 | 0.49044 | 4 | 0.70645
65773 | 5.035 | 1 | 365 | 5.7294 | 0.53829 | 6 | 0.26773
65775 | 7.41 | 1 | 365 | 8.432 | 0.98087 | 9 | 0.41289
65776 | 10.07 | 1 | 365 | 11.4589 | 0.076573 | 11 | 0.53547
65778 | 13.515 | 1 | 365 | 15.379 | 0.97119 | 16 | 0.35023
65779 | 2.28 | 1 | 365 | 2.5945 | 0.22488 | 2 | 0.81935
65780 | 5.415 | 1 | 365 | 6.1619 | 0.4091 | 6 | 0.57096
65781 | 11.115 | 1 | 365 | 12.648 | 0.47131 | 13 | 0.11934
65782 | 5.98 | 1 | 365 | 6.8048 | 0.70386 | 7 | 0.50865
65784 | 5.46 | 1 | 365 | 6.2131 | 0.51222 | 6 | 0.72529
65786 | 8.41 | 1 | 365 | 9.5699 | 0.27249 | 9 | 0.84243
65787 | 7.95 | 1 | 365 | 9.0465 | 0.21835 | 9 | 0.26484
65788 | 6.09 | 1 | 365 | 6.93 | 0.95594 | 7 | 0.8859
65802 | 6 | 1 | 365 | 6.8275 | 0.7497 | 7 | 0.57724
65804 | 8.4 | 1 | 365 | 9.5586 | 0.24957 | 9 | 0.80814
65805 | 5.36 | 1 | 365 | 6.0993 | 0.28306 | 6 | 0.38233
65807 | 9.81 | 1 | 365 | 11.163 | 0.48075 | 11 | 0.64379
65809 | 6.9 | 1 | 365 | 7.8517 | 0.81215 | 8 | 0.66383
65817 | 11.66 | 1 | 365 | 13.2682 | 0.72024 | 13 | 0.98844
65818 | 7.28 | 1 | 365 | 8.2841 | 0.68296 | 8 | 0.96705
65820 | 12.75 | 1 | 365 | 14.5085 | 0.2181 | 14 | 0.72663
65821 | 10.395 | 1 | 365 | 11.8287 | 0.82135 | 12 | 0.65007
65824 | 3.36 | 1 | 365 | 3.8234 | 0.69983 | 4 | 0.52325
65827 | 10.14 | 1 | 365 | 11.5385 | 0.23699 | 11 | 0.77554
65828 | 11.4 | 1 | 365 | 12.9723 | 0.12442 | 13 | 0.096756
65829 | 5.4 | 1 | 365 | 6.1448 | 0.37473 | 6 | 0.51952
65838 | 6.38 | 1 | 365 | 7.26 | 0.62051 | 7 | 0.88047
65841 | 8.06 | 1 | 365 | 9.1717 | 0.47042 | 9 | 0.64209
65843 | 5.83 | 1 | 365 | 6.6341 | 0.36012 | 6 | 0.99422
65844 | 8.12 | 1 | 365 | 9.2399 | 0.60792 | 9 | 0.84786
65846 | 6.5 | 1 | 365 | 7.3965 | 0.8955 | 8 | 0.29201
65847 | 7.695 | 1 | 365 | 8.7563 | 0.63399 | 9 | 0.39031
65848 | 6.48 | 1 | 365 | 7.3737 | 0.84967 | 8 | 0.22342
65849 | 2.65 | 1 | 365 | 3.0155 | 0.072782 | 3 | 0.088281
65851 | 8.48 | 1 | 365 | 9.6496 | 0.4329 | 10 | 0.082499
65853 | 9 | 1 | 365 | 10.2413 | 0.62454 | 10 | 0.86586
65855 | 12.4 | 1 | 365 | 14.1103 | 0.41604 | 14 | 0.5263
65856 | 5.83 | 1 | 365 | 6.6341 | 0.36012 | 6 | 0.99422
65857 | 21.6 | 1 | 365 | 24.5792 | 0.49891 | 25 | 0.078064
65859 | 7.8 | 1 | 365 | 8.8758 | 0.8746 | 9 | 0.75041
65862 | 12.19 | 1 | 365 | 13.8713 | 0.9348 | 14 | 0.80609
65864 | 6.36 | 1 | 365 | 7.2372 | 0.57468 | 7 | 0.81187
65866 | 3.6 | 1 | 365 | 4.0965 | 0.24982 | 4 | 0.34634
65869 | 10.24 | 1 | 365 | 11.6523 | 0.46615 | 12 | 0.11849
65875 | 8.37 | 1 | 365 | 9.5244 | 0.18083 | 9 | 0.70525
65880 | 9.6 | 1 | 365 | 10.9241 | 0.99951 | 11 | 0.92358
65881 | 8.84 | 1 | 365 | 10.0592 | 0.25789 | 10 | 0.31713
65882 | 4.8 | 1 | 365 | 5.462 | 0.99976 | 6 | 0.46179
65887 | 8.1 | 1 | 365 | 9.2172 | 0.56209 | 9 | 0.77927
65892 | 9 | 1 | 365 | 10.2413 | 0.62454 | 10 | 0.86586
65906 | 5.44 | 1 | 365 | 6.1903 | 0.46639 | 6 | 0.6567
65952 | 2.12 | 1 | 365 | 2.4124 | 0.85823 | 3 | 0.27062
65955 | 3.71 | 1 | 365 | 4.2217 | 0.5019 | 4 | 0.72359
65975 | 9.36 | 1 | 365 | 10.651 | 0.44953 | 11 | 0.10049
65976 | 9.54 | 1 | 365 | 10.8558 | 0.86202 | 11 | 0.71781
65977 | 8.1 | 1 | 365 | 9.2172 | 0.56209 | 9 | 0.77927
65980 | 10.8 | 1 | 365 | 12.2896 | 0.74945 | 13 | 0.039032
65981 | 7.65 | 1 | 365 | 8.7051 | 0.53086 | 9 | 0.23598
65985 | 4.94 | 1 | 365 | 5.6213 | 0.32058 | 5 | 0.94193
65987 | 3.99 | 1 | 365 | 4.5403 | 0.14355 | 4 | 0.68386
65994 | 5.985 | 1 | 365 | 6.8105 | 0.71532 | 7 | 0.5258
66024 | 7.8 | 1 | 365 | 8.8758 | 0.8746 | 9 | 0.75041
66059 | 10.865 | 1 | 365 | 12.3635 | 0.89841 | 13 | 0.26195
66076 | 5.1 | 1 | 365 | 5.8034 | 0.68724 | 6 | 0.49065
66120 | 18.9 | 1 | 365 | 21.5068 | 0.31154 | 21 | 0.81831
66121 | 7.155 | 1 | 365 | 8.1418 | 0.39651 | 8 | 0.53836
66125 | 9.69 | 1 | 365 | 11.0265 | 0.20576 | 11 | 0.23224
66129 | 6.89 | 1 | 365 | 7.8403 | 0.78923 | 8 | 0.62953
66133 | 3.975 | 1 | 365 | 4.5232 | 0.10917 | 4 | 0.63242
66140 | 9.01 | 1 | 365 | 10.2527 | 0.64746 | 10 | 0.90016
66156 | 4.24 | 1 | 365 | 4.8248 | 0.71645 | 5 | 0.54125
66161 | 5.565 | 1 | 365 | 6.3325 | 0.75284 | 7 | 0.08539
66163 | 8.215 | 1 | 365 | 9.348 | 0.82563 | 10 | 0.17367
66182 | 6.095 | 1 | 365 | 6.9356 | 0.9674 | 7 | 0.90305
66188 | 3.12 | 1 | 365 | 3.5503 | 0.14984 | 3 | 0.70016
66232 | 4.8 | 1 | 365 | 5.462 | 0.99976 | 6 | 0.46179
66233 | 9 | 1 | 365 | 10.2413 | 0.62454 | 10 | 0.86586
66235 | 5.4 | 1 | 365 | 6.1448 | 0.37473 | 6 | 0.51952
66237 | 9.6 | 1 | 365 | 10.9241 | 0.99951 | 11 | 0.92358
66240 | 4.2 | 1 | 365 | 4.7793 | 0.62479 | 5 | 0.40407
66247 | 5.2 | 1 | 365 | 5.9172 | 0.9164 | 6 | 0.83361
66254 | 3.6 | 1 | 365 | 4.0965 | 0.24982 | 4 | 0.34634
66258 | 7.8 | 1 | 365 | 8.8758 | 0.8746 | 9 | 0.75041
66259 | 5.4 | 1 | 365 | 6.1448 | 0.37473 | 6 | 0.51952
66260 | 10.965 | 1 | 365 | 12.4773 | 0.12757 | 12 | 0.60491
66261 | 6.6 | 1 | 365 | 7.5103 | 0.12467 | 7 | 0.63496
66262 | 8.4 | 1 | 365 | 9.5586 | 0.24957 | 9 | 0.80814
66263 | 7.5 | 1 | 365 | 8.5344 | 0.18712 | 8 | 0.72155
66265 | 7.5 | 1 | 365 | 8.5344 | 0.18712 | 8 | 0.72155
66270 | 4.14 | 1 | 365 | 4.711 | 0.48729 | 5 | 0.1983
66284 | 8.4 | 1 | 365 | 9.5586 | 0.24957 | 9 | 0.80814
66286 | 5.7 | 1 | 365 | 6.4862 | 0.062211 | 6 | 0.54838
66292 | 6.27 | 1 | 365 | 7.1348 | 0.36843 | 7 | 0.50322
66293 | 6.76 | 1 | 365 | 7.6924 | 0.49132 | 8 | 0.18369
66295 | 9 | 1 | 365 | 10.2413 | 0.62454 | 10 | 0.86586
66297 | 8.215 | 1 | 365 | 9.348 | 0.82563 | 10 | 0.17367
66396 | 8.4 | 1 | 365 | 9.5586 | 0.24957 | 9 | 0.80814
66411 | 17.1 | 1 | 365 | 19.4585 | 0.18663 | 19 | 0.64513
66425 | 12.16 | 1 | 365 | 13.8372 | 0.86605 | 14 | 0.70321
66437 | 7.625 | 1 | 365 | 8.6767 | 0.47357 | 9 | 0.15024
66442 | 11.895 | 1 | 365 | 13.5356 | 0.25877 | 13 | 0.79438
66502 | 8.175 | 1 | 365 | 9.3025 | 0.73396 | 10 | 0.03649
66513 | 3.2 | 1 | 365 | 3.6414 | 0.33317 | 3 | 0.97453
66526 | 5.94 | 1 | 365 | 6.7593 | 0.6122 | 7 | 0.37147
66529 | 6.5 | 1 | 365 | 7.3965 | 0.8955 | 8 | 0.29201
66530 | 10.4 | 1 | 365 | 11.8344 | 0.83281 | 12 | 0.66722
66531 | 5.3 | 1 | 365 | 6.031 | 0.14556 | 6 | 0.17656
66532 | 12.6 | 1 | 365 | 14.3378 | 0.87436 | 15 | 0.2122
66534 | 7.245 | 1 | 365 | 8.2443 | 0.60276 | 8 | 0.84702
66535 | 4.5 | 1 | 365 | 5.1207 | 0.31227 | 5 | 0.43293
66537 | 18.639 | 1 | 365 | 21.2098 | 0.71343 | 21 | 0.9232
66539 | 6.3 | 1 | 365 | 7.1689 | 0.43718 | 7 | 0.6061
66543 | 5.1 | 1 | 365 | 5.8034 | 0.68724 | 6 | 0.49065
66547 | 2.4 | 1 | 365 | 2.731 | 0.49988 | 3 | 0.2309
66558 | 13.5 | 1 | 365 | 15.362 | 0.93682 | 16 | 0.29879
66563 | 22.12 | 1 | 365 | 25.1709 | 0.69055 | 25 | 0.86142
66564 | 12.4 | 1 | 365 | 14.1103 | 0.41604 | 14 | 0.5263
66566 | 2.943 | 1 | 365 | 3.3489 | 0.74423 | 4 | 0.093136
66567 | 10.07 | 1 | 365 | 11.4589 | 0.076573 | 11 | 0.53547
66568 | 8.8 | 1 | 365 | 10.0137 | 0.16622 | 10 | 0.17995
66569 | 7.685 | 1 | 365 | 8.7449 | 0.61107 | 9 | 0.35601
66572 | 6.3 | 1 | 365 | 7.1689 | 0.43718 | 7 | 0.6061
66573 | 10.62 | 1 | 365 | 12.0848 | 0.33696 | 12 | 0.42171
66597 | 11.772 | 1 | 365 | 13.3956 | 0.9769 | 14 | 0.37254
66600 | 7.04 | 1 | 365 | 8.011 | 0.13298 | 8 | 0.14396
66601 | 5.83 | 1 | 365 | 6.6341 | 0.36012 | 6 | 0.99422
66602 | 9 | 1 | 365 | 10.2413 | 0.62454 | 10 | 0.86586
66603 | 9.28 | 1 | 365 | 10.5599 | 0.2662 | 10 | 0.82613
60760 | 2.5 | 1 | 365 | 2.8448 | 0.72904 | 3 | 0.57385
60191 | 9.975 | 1 | 365 | 11.3508 | 0.85887 | 12 | 0.20966
34355 | 28.449 | 0.9 | 365 | 29.1355 | 0.67477 | 29 | 0.81029
63334 | 32.76 | 0.9 | 365 | 33.5506 | 0.56601 | 34 | 0.11656
63048 | 98.1 | 1 | 365 | 111.6303 | 0.80753 | 112 | 0.43787
36652 | 200.52 | 0.9 | 365 | 205.3589 | 0.56336 | 205 | 0.92222
7472 | 506.835 | 0.9 | 365 | 519.0657 | 0.32408 | 519 | 0.38982
7478 | 449.82 | 0.9 | 365 | 460.6749 | 0.73324 | 461 | 0.40811
7477 | 404.43 | 0.9 | 365 | 414.1895 | 0.11843 | 414 | 0.30798
35049 | 64 | 0.9 | 365 | 65.5444 | 0.99708 | 66 | 0.5415
42344 | 9 | 1 | 365 | 10.2413 | 0.62454 | 10 | 0.86586
45068 | 9 | 1 | 365 | 10.2413 | 0.62454 | 10 | 0.86586
47942 | 7.8 | 1 | 365 | 8.8758 | 0.8746 | 9 | 0.75041
49160 | 4.505 | 1 | 365 | 5.1263 | 0.32373 | 5 | 0.45008
49733 | 7.56 | 1 | 365 | 8.6027 | 0.32462 | 8 | 0.92732
50983 | 11.4 | 1 | 365 | 12.9723 | 0.12442 | 13 | 0.096756
51041 | 12.825 | 1 | 365 | 14.5939 | 0.38998 | 14 | 0.98385
51538 | 13.26 | 1 | 365 | 15.0889 | 0.38683 | 15 | 0.4757
62927 | 9.483 | 1 | 365 | 10.7909 | 0.73139 | 11 | 0.52233
63195 | 7.15 | 1 | 365 | 8.1362 | 0.38505 | 8 | 0.52121
64799 | 8.7 | 1 | 365 | 9.8999 | 0.93706 | 10 | 0.837
65025 | 6.75 | 1 | 365 | 7.681 | 0.46841 | 8 | 0.1494
65093 | 8.215 | 1 | 365 | 9.348 | 0.82563 | 10 | 0.17367
65380 | 5.4 | 1 | 365 | 6.1448 | 0.37473 | 6 | 0.51952
65392 | 7.2 | 1 | 365 | 8.1931 | 0.49964 | 8 | 0.69269
65393 | 7.5 | 1 | 365 | 8.5344 | 0.18712 | 8 | 0.72155
65397 | 6.615 | 1 | 365 | 7.5274 | 0.15904 | 7 | 0.68641
65403 | 16.32 | 1 | 365 | 18.5709 | 0.39917 | 18 | 0.97009
65417 | 8.829 | 1 | 365 | 10.0467 | 0.23268 | 10 | 0.27941
65428 | 7.8 | 1 | 365 | 8.8758 | 0.8746 | 9 | 0.75041
65429 | 7.2 | 1 | 365 | 8.1931 | 0.49964 | 8 | 0.69269
65431 | 3.42 | 1 | 365 | 3.8917 | 0.83733 | 4 | 0.72903
65435 | 4.24 | 1 | 365 | 4.8248 | 0.71645 | 5 | 0.54125
65454 | 9.6 | 1 | 365 | 10.9241 | 0.99951 | 11 | 0.92358
65459 | 22.8 | 1 | 365 | 25.9447 | 0.24884 | 26 | 0.19351
65461 | 5.7 | 1 | 365 | 6.4862 | 0.062211 | 6 | 0.54838
65463 | 3.71 | 1 | 365 | 4.2217 | 0.5019 | 4 | 0.72359
65503 | 5.3 | 1 | 365 | 6.031 | 0.14556 | 6 | 0.17656
65506 | 10.2 | 1 | 365 | 11.6068 | 0.37448 | 11 | 0.98131
65513 | 6.5 | 1 | 365 | 7.3965 | 0.8955 | 8 | 0.29201
65517 | 2.65 | 1 | 365 | 3.0155 | 0.072782 | 3 | 0.088281
65522 | 7.2 | 1 | 365 | 8.1931 | 0.49964 | 8 | 0.69269
65537 | 5.3 | 1 | 365 | 6.031 | 0.14556 | 6 | 0.17656
65548 | 5.4 | 1 | 365 | 6.1448 | 0.37473 | 6 | 0.51952
65769 | 7.83 | 1 | 365 | 8.9099 | 0.94335 | 9 | 0.8533
60563 | 6.76 | 1 | 365 | 7.6924 | 0.49132 | 8 | 0.18369
60735 | 8.32 | 1 | 365 | 9.4675 | 0.066245 | 9 | 0.53377
60881 | 10.66 | 1 | 365 | 12.1303 | 0.42863 | 12 | 0.5589
60932 | 5.83 | 1 | 365 | 6.6341 | 0.36012 | 6 | 0.99422
61479 | 3.315 | 1 | 365 | 3.7722 | 0.59671 | 4 | 0.36893
66606 | 6.48 | 1 | 365 | 7.3737 | 0.84967 | 8 | 0.22342
66609 | 11.04 | 1 | 365 | 12.5627 | 0.29944 | 12 | 0.86212
66636 | 7.8 | 1 | 365 | 8.8758 | 0.8746 | 9 | 0.75041
65200 | 8.7 | 1 | 365 | 9.8999 | 0.93706 | 10 | 0.837
66656 | 12.42 | 1 | 365 | 14.133 | 0.46187 | 14 | 0.59489
66664 | 7.194 | 1 | 365 | 8.1862 | 0.48589 | 8 | 0.67211
66666 | 12.4 | 1 | 365 | 14.1103 | 0.41604 | 14 | 0.5263
66667 | 8.7 | 1 | 365 | 9.8999 | 0.93706 | 10 | 0.837
66671 | 6 | 1 | 365 | 6.8275 | 0.7497 | 7 | 0.57724
43856 | 8.4 | 1 | 365 | 9.5586 | 0.24957 | 9 | 0.80814
65916 | 6.44 | 1 | 365 | 7.3282 | 0.75801 | 8 | 0.086238
65917 | 11.2 | 1 | 365 | 12.7447 | 0.6661 | 13 | 0.41085
66257 | 7.2 | 1 | 365 | 8.1931 | 0.49964 | 8 | 0.69269
61543 | 4.5 | 1 | 365 | 5.1207 | 0.31227 | 5 | 0.43293
59608 | 24.91 | 1 | 365 | 28.3457 | 0.084155 | 28 | 0.42984
61549 | 20.4 | 1 | 365 | 23.2136 | 0.74897 | 23 | 0.96262
64334 | 10.8 | 1 | 365 | 12.2896 | 0.74945 | 13 | 0.039032
66271 | 2.16 | 1 | 365 | 2.4579 | 0.94989 | 3 | 0.40781
66698 | 10.35 | 1 | 365 | 11.7775 | 0.71823 | 12 | 0.49574
66716 | 7.2 | 1 | 365 | 8.1931 | 0.49964 | 8 | 0.69269
64503 | 3.975 | 1 | 365 | 4.5232 | 0.10917 | 4 | 0.63242
63420 | 3.64 | 1 | 365 | 4.142 | 0.34148 | 4 | 0.48353
63858 | 4.77 | 1 | 365 | 5.4279 | 0.93101 | 6 | 0.35891
48228 | 7.56 | 1 | 365 | 8.6027 | 0.32462 | 8 | 0.92732
62197 | 6.93 | 1 | 365 | 7.8858 | 0.8809 | 8 | 0.76671
63869 | 6.213 | 1 | 365 | 7.0699 | 0.23781 | 7 | 0.30773
64119 | 5.355 | 1 | 365 | 6.0936 | 0.2716 | 6 | 0.36519
64683 | 9.6 | 1 | 365 | 10.9241 | 0.99951 | 11 | 0.92358
65293 | 12.06 | 1 | 365 | 13.7234 | 0.63689 | 14 | 0.36025
63573 | 10.8 | 1 | 365 | 12.2896 | 0.74945 | 13 | 0.039032
36543 | 988.35 | 1 | 365 | 1124.6672 | 0.91867 | 1125 | 0.58586
65898 | 7.155 | 1 | 365 | 8.1418 | 0.39651 | 8 | 0.53836
66732 | 8.28 | 1 | 365 | 9.422 | 0.97458 | 10 | 0.39659
64129 | 11.4 | 1 | 365 | 12.9723 | 0.12442 | 13 | 0.096756
66736 | 2.76 | 1 | 365 | 3.1407 | 0.32486 | 3 | 0.46553
66751 | 6.095 | 1 | 365 | 6.9356 | 0.9674 | 7 | 0.90305
64243 | 22.8 | 1 | 365 | 25.9447 | 0.24884 | 26 | 0.19351
66756 | 6.67 | 1 | 365 | 7.59 | 0.28508 | 7 | 0.87503
63416 | 16.815 | 1 | 365 | 19.1342 | 0.53352 | 19 | 0.66772
45247 | 9.975 | 1 | 365 | 11.3508 | 0.85887 | 12 | 0.20966
66773 | 3.45 | 1 | 365 | 3.9258 | 0.90608 | 4 | 0.83191
66446 | 12 | 1 | 365 | 13.6551 | 0.49939 | 14 | 0.15448
61320 | 16.64 | 1 | 365 | 18.9351 | 0.13249 | 19 | 0.067546
66778 | 8.28 | 1 | 365 | 9.422 | 0.97458 | 10 | 0.39659
61405 | 9.28 | 1 | 365 | 10.5599 | 0.2662 | 10 | 0.82613
66786 | 9.6 | 1 | 365 | 10.9241 | 0.99951 | 11 | 0.92358
66811 | 11.89 | 1 | 365 | 13.5299 | 0.24731 | 13 | 0.77723
63468 | 9.3 | 1 | 365 | 10.5827 | 0.31203 | 10 | 0.89472
66281 | 15.9 | 1 | 365 | 18.093 | 0.43669 | 18 | 0.52969
65721 | 13.395 | 1 | 365 | 15.2425 | 0.6962 | 15 | 0.93869
66288 | 5.035 | 1 | 365 | 5.7294 | 0.53829 | 6 | 0.26773
66301 | 8.1 | 1 | 365 | 9.2172 | 0.56209 | 9 | 0.77927
65724 | 8.55 | 1 | 365 | 9.7293 | 0.59332 | 10 | 0.32257
66304 | 8.96 | 1 | 365 | 10.1958 | 0.53288 | 10 | 0.72868
64152 | 4.68 | 1 | 365 | 5.3255 | 0.72476 | 6 | 0.050247
66896 | 8.829 | 1 | 365 | 10.0467 | 0.23268 | 10 | 0.27941
51227 | 6.5 | 1 | 365 | 7.3965 | 0.8955 | 8 | 0.29201
63292 | 7.95 | 1 | 365 | 9.0465 | 0.21835 | 9 | 0.26484
66919 | 4.905 | 1 | 365 | 5.5815 | 0.24038 | 5 | 0.82189
66927 | 9.81 | 1 | 365 | 11.163 | 0.48075 | 11 | 0.64379
65352 | 12 | 1 | 365 | 13.6551 | 0.49939 | 14 | 0.15448
63973 | 13.78 | 1 | 365 | 15.6806 | 0.57847 | 16 | 0.25906
66552 | 9.69 | 1 | 365 | 11.0265 | 0.20576 | 11 | 0.23224
62246 | 3.15 | 1 | 365 | 3.5845 | 0.21859 | 3 | 0.80305
66745 | 5.72 | 1 | 365 | 6.5089 | 0.10804 | 6 | 0.61697
65719 | 15.86 | 1 | 365 | 18.0475 | 0.34503 | 18 | 0.3925
66748 | 5.1 | 1 | 365 | 5.8034 | 0.68724 | 6 | 0.49065
65770 | 4.32 | 1 | 365 | 4.9158 | 0.89978 | 5 | 0.81561
66639 | 8.1 | 1 | 365 | 9.2172 | 0.56209 | 9 | 0.77927
27165 | 3222.63 | 0.9 | 365 | 3300.3972 | 0.52742 | 3300 | 0.92464
59974 | 6.625 | 1 | 365 | 7.5387 | 0.18196 | 7 | 0.7207
34548 | 285 | 0.9 | 365 | 291.8775 | 0.7995 | 292 | 0.67701
64654 | 5.7 | 1 | 365 | 6.4862 | 0.062211 | 6 | 0.54838
65080 | 108.46 | 0.9 | 365 | 111.0773 | 0.6938 | 111 | 0.77112
65913 | 10.08 | 1 | 365 | 11.4703 | 0.099489 | 11 | 0.56976
66879 | 8.4 | 1 | 365 | 9.5586 | 0.24957 | 9 | 0.80814
66785 | 13.44 | 1 | 365 | 15.2937 | 0.79932 | 16 | 0.093018
44172 | 8.55 | 1 | 365 | 9.7293 | 0.59332 | 10 | 0.32257
63730 | 12.753 | 1 | 365 | 14.5119 | 0.22498 | 14 | 0.73692
63732 | 8.175 | 1 | 365 | 9.3025 | 0.73396 | 10 | 0.03649
61683 | 6.3 | 1 | 365 | 7.1689 | 0.43718 | 7 | 0.6061
62235 | 12.4 | 1 | 365 | 14.1103 | 0.41604 | 14 | 0.5263
44936 | 58.14 | 0.9 | 365 | 59.543 | 0.9111 | 60 | 0.45411
66940 | 7.8 | 1 | 365 | 8.8758 | 0.8746 | 9 | 0.75041
66942 | 4.8 | 1 | 365 | 5.462 | 0.99976 | 6 | 0.46179
66982 | 7.56 | 1 | 365 | 8.6027 | 0.32462 | 8 | 0.92732
66984 | 12.6 | 1 | 365 | 14.3378 | 0.87436 | 15 | 0.2122
66985 | 6.54 | 1 | 365 | 7.442 | 0.98717 | 8 | 0.42919
66986 | 7.41 | 1 | 365 | 8.432 | 0.98087 | 9 | 0.41289
66998 | 8.96 | 1 | 365 | 10.1958 | 0.53288 | 10 | 0.72868
67007 | 8.1 | 1 | 365 | 9.2172 | 0.56209 | 9 | 0.77927
67017 | 7.95 | 1 | 365 | 9.0465 | 0.21835 | 9 | 0.26484
67018 | 14.7 | 1 | 365 | 16.7275 | 0.68676 | 17 | 0.41424
67019 | 10.8 | 1 | 365 | 12.2896 | 0.74945 | 13 | 0.039032
67024 | 12 | 1 | 365 | 13.6551 | 0.49939 | 14 | 0.15448
67025 | 7.15 | 1 | 365 | 8.1362 | 0.38505 | 8 | 0.52121
67027 | 5.3 | 1 | 365 | 6.031 | 0.14556 | 6 | 0.17656
67029 | 6 | 1 | 365 | 6.8275 | 0.7497 | 7 | 0.57724
67030 | 14.49 | 1 | 365 | 16.4885 | 0.20552 | 16 | 0.69403
67046 | 3.64 | 1 | 365 | 4.142 | 0.34148 | 4 | 0.48353
67047 | 6.16 | 1 | 365 | 7.0096 | 0.11635 | 7 | 0.12597
64815 | 3.375 | 1 | 365 | 3.8405 | 0.7342 | 4 | 0.5747
61409 | 7.56 | 1 | 365 | 8.6027 | 0.32462 | 8 | 0.92732
35801 | 30.45 | 0.9 | 365 | 31.1848 | 0.80174 | 31 | 0.98654
66031 | 7.68 | 1 | 365 | 8.7393 | 0.59961 | 9 | 0.33887
65800 | 3.51 | 1 | 365 | 3.9941 | 0.043572 | 4 | 0.037685
63465 | 631.84 | 0.8 | 365 | 575.1887 | 0.34772 | 575 | 0.53644
57992 | 6.48 | 1 | 365 | 7.3737 | 0.84967 | 8 | 0.22342
67051 | 4.76 | 1 | 365 | 5.4165 | 0.90809 | 6 | 0.32461
67053 | 5.88 | 1 | 365 | 6.691 | 0.4747 | 7 | 0.1657
67063 | 6.72 | 1 | 365 | 7.6468 | 0.39966 | 8 | 0.046509
67016 | 12.375 | 1 | 365 | 14.0818 | 0.35875 | 14 | 0.44056
67074 | 9.3 | 1 | 365 | 10.5827 | 0.31203 | 10 | 0.89472
67077 | 9.483 | 1 | 365 | 10.7909 | 0.73139 | 11 | 0.52233
67089 | 5.83 | 1 | 365 | 6.6341 | 0.36012 | 6 | 0.99422
67091 | 10.675 | 1 | 365 | 12.1473 | 0.463 | 12 | 0.61034
67093 | 6.89 | 1 | 365 | 7.8403 | 0.78923 | 8 | 0.62953
67110 | 6.3 | 1 | 365 | 7.1689 | 0.43718 | 7 | 0.6061
67156 | 8.48 | 1 | 365 | 9.6496 | 0.4329 | 10 | 0.082499
67189 | 11.13 | 1 | 365 | 12.6651 | 0.50569 | 13 | 0.17078
67003 | 5.8 | 1 | 365 | 6.6 | 0.29137 | 6 | 0.89133
67230 | 4.8 | 1 | 365 | 5.462 | 0.99976 | 6 | 0.46179
67313 | 7.59 | 1 | 365 | 8.6368 | 0.39337 | 9 | 0.030209
67317 | 4.56 | 1 | 365 | 5.1889 | 0.44977 | 5 | 0.6387
67321 | 9.81 | 1 | 365 | 11.163 | 0.48075 | 11 | 0.64379
67333 | 15.39 | 1 | 365 | 17.5127 | 0.26797 | 17 | 0.78062
67336 | 4.64 | 1 | 365 | 5.28 | 0.6331 | 5 | 0.91307
67339 | 9.975 | 1 | 365 | 11.3508 | 0.85887 | 12 | 0.20966
67340 | 4.83 | 1 | 365 | 5.4962 | 0.068505 | 5 | 0.56468
67345 | 11.118 | 1 | 365 | 12.6514 | 0.47819 | 13 | 0.12963
67346 | 6.84 | 1 | 365 | 7.7834 | 0.67465 | 8 | 0.45805
67348 | 8.55 | 1 | 365 | 9.7293 | 0.59332 | 10 | 0.32257
67363 | 8 | 1 | 365 | 9.1034 | 0.33293 | 9 | 0.43632
64792 | 7.15 | 1 | 365 | 8.1362 | 0.38505 | 8 | 0.52121
65879 | 2.943 | 1 | 365 | 3.3489 | 0.74423 | 4 | 0.093136
64793 | 6.4 | 1 | 365 | 7.2827 | 0.66634 | 7 | 0.94906
66250 | 5.7 | 1 | 365 | 6.4862 | 0.062211 | 6 | 0.54838
64795 | 4.59 | 1 | 365 | 5.2231 | 0.51852 | 5 | 0.74159
34362 | 115.758 | 0.9 | 365 | 118.5514 | 0.7456 | 119 | 0.29702
67395 | 3.9 | 1 | 365 | 4.4379 | 0.9373 | 5 | 0.37521
65662 | 10.26 | 1 | 365 | 11.6751 | 0.51198 | 12 | 0.18708
65689 | 13.34 | 1 | 365 | 15.1799 | 0.57016 | 15 | 0.75006
65693 | 13.34 | 1 | 365 | 15.1799 | 0.57016 | 15 | 0.75006
65835 | 6.48 | 1 | 365 | 7.3737 | 0.84967 | 8 | 0.22342
43249 | 384.8 | 0.9 | 365 | 394.0858 | 0.63245 | 394 | 0.71829
67427 | 6.36 | 1 | 365 | 7.2372 | 0.57468 | 7 | 0.81187
67432 | 6.3 | 1 | 365 | 7.1689 | 0.43718 | 7 | 0.6061
65894 | 9.35 | 1 | 365 | 10.6396 | 0.42661 | 11 | 0.066199
67435 | 7.685 | 1 | 365 | 8.7449 | 0.61107 | 9 | 0.35601
67438 | 9.69 | 1 | 365 | 11.0265 | 0.20576 | 11 | 0.23224
65904 | 7.685 | 1 | 365 | 8.7449 | 0.61107 | 9 | 0.35601
67441 | 8 | 1 | 365 | 9.1034 | 0.33293 | 9 | 0.43632
67443 | 7.8 | 1 | 365 | 8.8758 | 0.8746 | 9 | 0.75041
67442 | 9.483 | 1 | 365 | 10.7909 | 0.73139 | 11 | 0.52233
64521 | 2.52 | 1 | 365 | 2.8676 | 0.77487 | 3 | 0.64244
67445 | 11.7 | 1 | 365 | 13.3137 | 0.81191 | 14 | 0.12562
63203 | 6 | 1 | 365 | 6.8275 | 0.7497 | 7 | 0.57724
46634 | 5 | 1 | 365 | 5.6896 | 0.45808 | 6 | 0.1477
66267 | 12 | 1 | 365 | 13.6551 | 0.49939 | 14 | 0.15448
33916 | 612.48 | 1 | 365 | 696.9557 | 0.56897 | 697 | 0.52466
67582 | 6.21 | 1 | 365 | 7.0665 | 0.23094 | 7 | 0.29744
67637 | 8.96 | 1 | 365 | 10.1958 | 0.53288 | 10 | 0.72868
67638 | 7.36 | 1 | 365 | 8.3751 | 0.86629 | 9 | 0.24141
67324 | 12.753 | 1 | 365 | 14.5119 | 0.22498 | 14 | 0.73692
67447 | 12.16 | 1 | 365 | 13.8372 | 0.86605 | 14 | 0.70321
65702 | 9.765 | 1 | 365 | 11.1118 | 0.37763 | 11 | 0.48946
67451 | 9.6 | 1 | 365 | 10.9241 | 0.99951 | 11 | 0.92358
67453 | 12.48 | 1 | 365 | 14.2013 | 0.59937 | 14 | 0.80066
67455 | 6.4 | 1 | 365 | 7.2827 | 0.66634 | 7 | 0.94906
67460 | 8.32 | 1 | 365 | 9.4675 | 0.066245 | 9 | 0.53377
67463 | 12.19 | 1 | 365 | 13.8713 | 0.9348 | 14 | 0.80609
67462 | 13.23 | 1 | 365 | 15.0547 | 0.31808 | 15 | 0.37281
67465 | 9.9 | 1 | 365 | 11.2654 | 0.687 | 11 | 0.95245
67467 | 13.8 | 1 | 365 | 15.7034 | 0.6243 | 16 | 0.32765
66607 | 8.64 | 1 | 365 | 9.8317 | 0.79956 | 10 | 0.63123
67476 | 7.56 | 1 | 365 | 8.6027 | 0.32462 | 8 | 0.92732
67479 | 9.86 | 1 | 365 | 11.2199 | 0.59533 | 11 | 0.81526
67480 | 8.7 | 1 | 365 | 9.8999 | 0.93706 | 10 | 0.837
67482 | 10.2 | 1 | 365 | 11.6068 | 0.37448 | 11 | 0.98131
67483 | 8.06 | 1 | 365 | 9.1717 | 0.47042 | 9 | 0.64209
35266 | 31.065 | 0.9 | 365 | 31.8146 | 0.070146 | 31 | 0.88479
67485 | 6.63 | 1 | 365 | 7.5444 | 0.19341 | 7 | 0.73785
67489 | 8.4 | 1 | 365 | 9.5586 | 0.24957 | 9 | 0.80814
67520 | 12.42 | 1 | 365 | 14.133 | 0.46187 | 14 | 0.59489
67525 | 4.16 | 1 | 365 | 4.7338 | 0.53312 | 5 | 0.26689
66700 | 7.8 | 1 | 365 | 8.8758 | 0.8746 | 9 | 0.75041
67571 | 10.335 | 1 | 365 | 11.7604 | 0.68385 | 12 | 0.4443
67581 | 8.48 | 1 | 365 | 9.6496 | 0.4329 | 10 | 0.082499
66718 | 10.2 | 1 | 365 | 11.6068 | 0.37448 | 11 | 0.98131
64604 | 3.92 | 1 | 365 | 4.4607 | 0.98313 | 5 | 0.4438
66719 | 11.4 | 1 | 365 | 12.9723 | 0.12442 | 13 | 0.096756
66256 | 9.9 | 1 | 365 | 11.2654 | 0.687 | 11 | 0.95245
66721 | 11.4 | 1 | 365 | 12.9723 | 0.12442 | 13 | 0.096756
66724 | 11.34 | 1 | 365 | 12.9041 | 0.98693 | 13 | 0.89098
46333 | 9.69 | 1 | 365 | 11.0265 | 0.20576 | 11 | 0.23224
67440 | 12 | 1 | 365 | 13.6551 | 0.49939 | 14 | 0.15448
67613 | 12 | 1 | 365 | 13.6551 | 0.49939 | 14 | 0.15448
67622 | 10.5 | 1 | 365 | 11.9482 | 0.061968 | 12 | 0.01017
66782 | 12 | 1 | 365 | 13.6551 | 0.49939 | 14 | 0.15448
67623 | 6.12 | 1 | 365 | 6.9641 | 0.02469 | 6 | 0.98878
67624 | 11.475 | 1 | 365 | 13.0577 | 0.29629 | 13 | 0.35397
67626 | 2.75 | 1 | 365 | 3.1293 | 0.30194 | 3 | 0.43124
67629 | 6.12 | 1 | 365 | 6.9641 | 0.02469 | 6 | 0.98878
67630 | 6.84 | 1 | 365 | 7.7834 | 0.67465 | 8 | 0.45805
60795 | 2.04 | 1 | 365 | 2.3214 | 0.6749 | 2 | 0.99626
67631 | 4.335 | 1 | 365 | 4.9329 | 0.93416 | 5 | 0.86706
67633 | 6.72 | 1 | 365 | 7.6468 | 0.39966 | 8 | 0.046509
67636 | 4.59 | 1 | 365 | 5.2231 | 0.51852 | 5 | 0.74159
67641 | 5.1 | 1 | 365 | 5.8034 | 0.68724 | 6 | 0.49065
67639 | 5.175 | 1 | 365 | 5.8888 | 0.85911 | 6 | 0.74787
67644 | 6.72 | 1 | 365 | 7.6468 | 0.39966 | 8 | 0.046509
66274 | 14.56 | 1 | 365 | 16.5682 | 0.36593 | 16 | 0.9341
67645 | 7.02 | 1 | 365 | 7.9882 | 0.087144 | 8 | 0.075371
67646 | 13.12 | 1 | 365 | 14.9296 | 0.066002 | 14 | 0.99556
67648 | 10.88 | 1 | 365 | 12.3806 | 0.93278 | 13 | 0.3134
67650 | 6.76 | 1 | 365 | 7.6924 | 0.49132 | 8 | 0.18369
67651 | 6.24 | 1 | 365 | 7.1006 | 0.29968 | 7 | 0.40033
67653 | 4.24 | 1 | 365 | 4.8248 | 0.71645 | 5 | 0.54125
67056 | 7.95 | 1 | 365 | 9.0465 | 0.21835 | 9 | 0.26484
67049 | 5.6 | 1 | 365 | 6.3724 | 0.83305 | 7 | 0.20542
51293 | 7.2 | 1 | 365 | 8.1931 | 0.49964 | 8 | 0.69269
61916 | 7.155 | 1 | 365 | 8.1418 | 0.39651 | 8 | 0.53836
66717 | 8.19 | 1 | 365 | 9.3196 | 0.76834 | 10 | 0.087933
60709 | 6.75 | 1 | 365 | 7.681 | 0.46841 | 8 | 0.1494
62269 | 2.65 | 1 | 365 | 3.0155 | 0.072782 | 3 | 0.088281
46626 | 5 | 1 | 365 | 5.6896 | 0.45808 | 6 | 0.1477
67092 | 13.5 | 1 | 365 | 15.362 | 0.93682 | 16 | 0.29879
58365 | 3.64 | 1 | 365 | 4.142 | 0.34148 | 4 | 0.48353
66987 | 6.6 | 1 | 365 | 7.5103 | 0.12467 | 7 | 0.63496
67458 | 12.9 | 1 | 365 | 14.6792 | 0.56185 | 15 | 0.24107
63833 | 7.5 | 1 | 365 | 8.5344 | 0.18712 | 8 | 0.72155
67216 | 3.6 | 1 | 365 | 4.0965 | 0.24982 | 4 | 0.34634
58648 | 3.975 | 1 | 365 | 4.5232 | 0.10917 | 4 | 0.63242
66252 | 7.95 | 1 | 365 | 9.0465 | 0.21835 | 9 | 0.26484
66937 | 6.555 | 1 | 365 | 7.4591 | 0.021543 | 7 | 0.48063
67112 | 9 | 1 | 365 | 10.2413 | 0.62454 | 10 | 0.86586
67145 | 9.45 | 1 | 365 | 10.7534 | 0.65577 | 11 | 0.40915
67353 | 6.4 | 1 | 365 | 7.2827 | 0.66634 | 7 | 0.94906
66192 | 1.995 | 1 | 365 | 2.2702 | 0.57177 | 2 | 0.84193
66275 | 8.745 | 1 | 365 | 9.9511 | 0.040182 | 9 | 0.99133
67487 | 6.3 | 1 | 365 | 7.1689 | 0.43718 | 7 | 0.6061
66720 | 13.34 | 1 | 365 | 15.1799 | 0.57016 | 15 | 0.75006
64443 | 12.24 | 1 | 365 | 13.9282 | 0.04938 | 13 | 0.97757
64322 | 11.2 | 1 | 365 | 12.7447 | 0.6661 | 13 | 0.41085
65715 | 13.33 | 1 | 365 | 15.1685 | 0.54724 | 15 | 0.71577
62046 | 8.829 | 1 | 365 | 10.0467 | 0.23268 | 10 | 0.27941
50849 | 6.82 | 1 | 365 | 7.7606 | 0.62882 | 8 | 0.38946
50703 | 7.98 | 1 | 365 | 9.0806 | 0.2871 | 9 | 0.36773
61693 | 15.075 | 1 | 365 | 17.1542 | 0.54611 | 17 | 0.70032
66540 | 5.72 | 1 | 365 | 6.5089 | 0.10804 | 6 | 0.61697
60542 | 10.2 | 1 | 365 | 11.6068 | 0.37448 | 11 | 0.98131
66524 | 12.19 | 1 | 365 | 13.8713 | 0.9348 | 14 | 0.80609
66948 | 9 | 1 | 365 | 10.2413 | 0.62454 | 10 | 0.86586
67203 | 10.865 | 1 | 365 | 12.3635 | 0.89841 | 13 | 0.26195
65756 | 6.75 | 1 | 365 | 7.681 | 0.46841 | 8 | 0.1494
66565 | 3.18 | 1 | 365 | 3.6186 | 0.28734 | 3 | 0.90594
66945 | 7.395 | 1 | 365 | 8.4149 | 0.9465 | 9 | 0.36145
66979 | 7.56 | 1 | 365 | 8.6027 | 0.32462 | 8 | 0.92732
66983 | 10.2 | 1 | 365 | 11.6068 | 0.37448 | 11 | 0.98131
67264 | 8.12 | 1 | 365 | 9.2399 | 0.60792 | 9 | 0.84786
66923 | 9.135 | 1 | 365 | 10.3949 | 0.93391 | 11 | 0.32885
66980 | 10.464 | 1 | 365 | 11.9072 | 0.97947 | 12 | 0.88671
67128 | 5.12 | 1 | 365 | 5.8262 | 0.73307 | 6 | 0.55924
67133 | 9.6 | 1 | 365 | 10.9241 | 0.99951 | 11 | 0.92358
67137 | 7.28 | 1 | 365 | 8.2841 | 0.68296 | 8 | 0.96705
67141 | 12.075 | 1 | 365 | 13.7404 | 0.67126 | 14 | 0.4117
67146 | 4.69 | 1 | 365 | 5.3369 | 0.74768 | 6 | 0.084543
67152 | 12.22 | 1 | 365 | 13.9054 | 0.0035475 | 13 | 0.90898
67155 | 13.5 | 1 | 365 | 15.362 | 0.93682 | 16 | 0.29879
67158 | 11.34 | 1 | 365 | 12.9041 | 0.98693 | 13 | 0.89098
67160 | 9.6 | 1 | 365 | 10.9241 | 0.99951 | 11 | 0.92358
67162 | 8.175 | 1 | 365 | 9.3025 | 0.73396 | 10 | 0.03649
67165 | 9.36 | 1 | 365 | 10.651 | 0.44953 | 11 | 0.10049
67197 | 9 | 1 | 365 | 10.2413 | 0.62454 | 10 | 0.86586
67201 | 12.24 | 1 | 365 | 13.9282 | 0.04938 | 13 | 0.97757
67207 | 8.625 | 1 | 365 | 9.8146 | 0.76519 | 10 | 0.57978
67229 | 5.76 | 1 | 365 | 6.5544 | 0.19971 | 6 | 0.75415
67233 | 13.2 | 1 | 365 | 15.0206 | 0.24933 | 15 | 0.26993
67235 | 9.54 | 1 | 365 | 10.8558 | 0.86202 | 11 | 0.71781
67298 | 9.6 | 1 | 365 | 10.9241 | 0.99951 | 11 | 0.92358
67327 | 5.232 | 1 | 365 | 5.9536 | 0.98973 | 6 | 0.94335
67563 | 12.8 | 1 | 365 | 14.5654 | 0.33268 | 14 | 0.89811
67564 | 11.16 | 1 | 365 | 12.6992 | 0.57443 | 13 | 0.27367
67575 | 9.483 | 1 | 365 | 10.7909 | 0.73139 | 11 | 0.52233
67620 | 9.405 | 1 | 365 | 10.7022 | 0.55265 | 11 | 0.25482
67131 | 6.72 | 1 | 365 | 7.6468 | 0.39966 | 8 | 0.046509
67288 | 11.48 | 1 | 365 | 13.0634 | 0.30775 | 13 | 0.37112
65226 | 89.32 | 0.9 | 365 | 91.4754 | 0.21843 | 91 | 0.69386
67320 | 7.194 | 1 | 365 | 8.1862 | 0.48589 | 8 | 0.67211
67477 | 6.213 | 1 | 365 | 7.0699 | 0.23781 | 7 | 0.30773
67567 | 9.81 | 1 | 365 | 11.163 | 0.48075 | 11 | 0.64379
66878 | 12.6 | 1 | 365 | 14.3378 | 0.87436 | 15 | 0.2122
66243 | 10.8 | 1 | 365 | 12.2896 | 0.74945 | 13 | 0.039032
63724 | 10.05 | 1 | 365 | 11.4361 | 0.030741 | 11 | 0.46688
64340 | 3.35 | 1 | 365 | 3.812 | 0.67691 | 4 | 0.48896
61697 | 6.6 | 1 | 365 | 7.5103 | 0.12467 | 7 | 0.63496
61700 | 8.1 | 1 | 365 | 9.2172 | 0.56209 | 9 | 0.77927
46267 | 7.44 | 1 | 365 | 8.4662 | 0.049623 | 8 | 0.51578
66238 | 4.24 | 1 | 365 | 4.8248 | 0.71645 | 5 | 0.54125
59837 | 12.19 | 1 | 365 | 13.8713 | 0.9348 | 14 | 0.80609
66195 | 8.12 | 1 | 365 | 9.2399 | 0.60792 | 9 | 0.84786
66737 | 9.18 | 1 | 365 | 10.4461 | 0.037035 | 10 | 0.48318
66775 | 11.118 | 1 | 365 | 12.6514 | 0.47819 | 13 | 0.12963
66883 | 9 | 1 | 365 | 10.2413 | 0.62454 | 10 | 0.86586
66905 | 10.137 | 1 | 365 | 11.5351 | 0.23011 | 11 | 0.76525
66904 | 15.87 | 1 | 365 | 18.0589 | 0.36795 | 18 | 0.4268
66903 | 6.867 | 1 | 365 | 7.8141 | 0.73653 | 8 | 0.55065
66772 | 5.559 | 1 | 365 | 6.3257 | 0.73909 | 7 | 0.064813
66865 | 8.502 | 1 | 365 | 9.6746 | 0.48332 | 10 | 0.15795
66868 | 8.829 | 1 | 365 | 10.0467 | 0.23268 | 10 | 0.27941
66869 | 7.848 | 1 | 365 | 8.9304 | 0.9846 | 9 | 0.91503
66885 | 10.385 | 1 | 365 | 11.8173 | 0.79843 | 12 | 0.61577
67386 | 3 | 1 | 365 | 3.4138 | 0.87485 | 4 | 0.28862
67484 | 13.395 | 1 | 365 | 15.2425 | 0.6962 | 15 | 0.93869
67495 | 4.48 | 1 | 365 | 5.0979 | 0.26644 | 5 | 0.36434
64863 | 4.24 | 1 | 365 | 4.8248 | 0.71645 | 5 | 0.54125
66705 | 4.64 | 1 | 365 | 5.28 | 0.6331 | 5 | 0.91307
66549 | 5.865 | 1 | 365 | 6.6739 | 0.44033 | 7 | 0.11425
66816 | 4.06 | 1 | 365 | 4.62 | 0.30396 | 4 | 0.92393
66723 | 13.26 | 1 | 365 | 15.0889 | 0.38683 | 15 | 0.4757
67362 | 4.83 | 1 | 365 | 5.4962 | 0.068505 | 5 | 0.56468
67367 | 4.83 | 1 | 365 | 5.4962 | 0.068505 | 5 | 0.56468
66111 | 2.6 | 1 | 365 | 2.9586 | 0.9582 | 3 | 0.9168
61092 | 6.6 | 1 | 365 | 7.5103 | 0.12467 | 7 | 0.63496
65926 | 6.5 | 1 | 365 | 7.3965 | 0.8955 | 8 | 0.29201
61769 | 9.805 | 1 | 365 | 11.1573 | 0.46929 | 11 | 0.62664
61883 | 7.02 | 1 | 365 | 7.9882 | 0.087144 | 8 | 0.075371
50806 | 7.848 | 1 | 365 | 8.9304 | 0.9846 | 9 | 0.91503
62302 | 10.66 | 1 | 365 | 12.1303 | 0.42863 | 12 | 0.5589
62315 | 8.84 | 1 | 365 | 10.0592 | 0.25789 | 10 | 0.31713
62341 | 7.8 | 1 | 365 | 8.8758 | 0.8746 | 9 | 0.75041
62347 | 4.42 | 1 | 365 | 5.0296 | 0.12894 | 5 | 0.15857
62359 | 16.12 | 1 | 365 | 18.3433 | 0.94085 | 19 | 0.28418
67186 | 7.04 | 1 | 365 | 8.011 | 0.13298 | 8 | 0.14396
62396 | 4.335 | 1 | 365 | 4.9329 | 0.93416 | 5 | 0.86706
62405 | 5.2 | 1 | 365 | 5.9172 | 0.9164 | 6 | 0.83361
62429 | 4.16 | 1 | 365 | 4.7338 | 0.53312 | 5 | 0.26689
62452 | 9.36 | 1 | 365 | 10.651 | 0.44953 | 11 | 0.10049
67365 | 12.16 | 1 | 365 | 13.8372 | 0.86605 | 14 | 0.70321
61812 | 9.9 | 1 | 365 | 11.2654 | 0.687 | 11 | 0.95245
62136 | 6.9 | 1 | 365 | 7.8517 | 0.81215 | 8 | 0.66383
62391 | 9.945 | 1 | 365 | 11.3167 | 0.79012 | 12 | 0.10678
62162 | 10.175 | 1 | 365 | 11.5784 | 0.31719 | 11 | 0.89557
63128 | 10.395 | 1 | 365 | 11.8287 | 0.82135 | 12 | 0.65007
63051 | 23.94 | 1 | 365 | 27.2419 | 0.86129 | 28 | 0.10319
63542 | 5.4 | 1 | 365 | 6.1448 | 0.37473 | 6 | 0.51952
33740 | 347.2 | 0.9 | 365 | 355.5785 | 0.084168 | 355 | 0.66266
64142 | 7.68 | 1 | 365 | 8.7393 | 0.59961 | 9 | 0.33887
64336 | 7.2 | 1 | 365 | 8.1931 | 0.49964 | 8 | 0.69269
34468 | 1300.005 | 0.9 | 365 | 1331.3762 | 0.20103 | 1331 | 0.57723
49975 | 7.848 | 1 | 365 | 8.9304 | 0.9846 | 9 | 0.91503
64396 | 2.7 | 1 | 365 | 3.0724 | 0.18736 | 3 | 0.25976
64430 | 12 | 1 | 365 | 13.6551 | 0.49939 | 14 | 0.15448
51029 | 7.56 | 1 | 365 | 8.6027 | 0.32462 | 8 | 0.92732
64471 | 4.69 | 1 | 365 | 5.3369 | 0.74768 | 6 | 0.084543
64475 | 7.155 | 1 | 365 | 8.1418 | 0.39651 | 8 | 0.53836
64476 | 9 | 1 | 365 | 10.2413 | 0.62454 | 10 | 0.86586
64479 | 13.34 | 1 | 365 | 15.1799 | 0.57016 | 15 | 0.75006
64607 | 7.68 | 1 | 365 | 8.7393 | 0.59961 | 9 | 0.33887
64612 | 13.34 | 1 | 365 | 15.1799 | 0.57016 | 15 | 0.75006
64614 | 5.795 | 1 | 365 | 6.5943 | 0.27991 | 6 | 0.87418
64576 | 5.44 | 1 | 365 | 6.1903 | 0.46639 | 6 | 0.6567
64474 | 11.6 | 1 | 365 | 13.1999 | 0.58275 | 13 | 0.78266
64545 | 12.19 | 1 | 365 | 13.8713 | 0.9348 | 14 | 0.80609
64699 | 11.925 | 1 | 365 | 13.5697 | 0.32752 | 13 | 0.89726
33810 | 620.16 | 0.9 | 365 | 635.1255 | 0.051721 | 635 | 0.17717
29619 | 1309.68 | 1 | 365 | 1490.3163 | 0.28364 | 1490 | 0.59995
64713 | 10.5 | 1 | 365 | 11.9482 | 0.061968 | 12 | 0.01017
64698 | 5.4 | 1 | 365 | 6.1448 | 0.37473 | 6 | 0.51952
43653 | 14.96 | 1 | 365 | 17.0233 | 0.28258 | 17 | 0.30592
44484 | 11.34 | 1 | 365 | 12.9041 | 0.98693 | 13 | 0.89098
33931 | 60.495 | 0.9 | 365 | 61.9548 | 0.76818 | 62 | 0.72302
46119 | 11.4 | 1 | 365 | 12.9723 | 0.12442 | 13 | 0.096756
64804 | 2.85 | 1 | 365 | 3.2431 | 0.53111 | 3 | 0.77419
63328 | 43.68 | 0.9 | 365 | 44.7341 | 0.088008 | 44 | 0.82208
64805 | 7.32 | 1 | 365 | 8.3296 | 0.77463 | 9 | 0.10423
64807 | 8.1 | 1 | 365 | 9.2172 | 0.56209 | 9 | 0.77927
64831 | 10.965 | 1 | 365 | 12.4773 | 0.12757 | 12 | 0.60491
64833 | 5.2 | 1 | 365 | 5.9172 | 0.9164 | 6 | 0.83361
64606 | 9.44 | 1 | 365 | 10.742 | 0.63286 | 11 | 0.37486
64893 | 4.41 | 1 | 365 | 5.0182 | 0.10603 | 5 | 0.12427
64920 | 5.985 | 1 | 365 | 6.8105 | 0.71532 | 7 | 0.5258
64947 | 7.685 | 1 | 365 | 8.7449 | 0.61107 | 9 | 0.35601
64088 | 4.725 | 1 | 365 | 5.3767 | 0.82789 | 6 | 0.20458
38119 | 259.875 | 1 | 365 | 295.718 | 0.53371 | 296 | 0.25171
21030 | 639.78 | 0.8 | 365 | 582.4168 | 0.90407 | 583 | 0.32088
64980 | 8.745 | 1 | 365 | 9.9511 | 0.040182 | 9 | 0.99133
64988 | 4.725 | 1 | 365 | 5.3767 | 0.82789 | 6 | 0.20458
65046 | 12.255 | 1 | 365 | 13.9453 | 0.083754 | 14 | 0.029013
64778 | 9.45 | 1 | 365 | 10.7534 | 0.65577 | 11 | 0.40915
65081 | 7.2 | 1 | 365 | 8.1931 | 0.49964 | 8 | 0.69269
65088 | 2.48 | 1 | 365 | 2.8221 | 0.68321 | 3 | 0.50526
32925 | 3953.52 | 0.9 | 365 | 4048.9248 | 0.95472 | 4049 | 0.87948
52395 | 312.32 | 0.8 | 365 | 284.3171 | 0.57401 | 284 | 0.89115
63957 | 103.74 | 0.9 | 365 | 106.2434 | 0.95902 | 107 | 0.20243
36653 | 19.38 | 1 | 365 | 22.053 | 0.41152 | 22 | 0.46449
63958 | 115.32 | 0.9 | 365 | 118.1029 | 0.84224 | 118 | 0.9451
65143 | 5.72 | 1 | 365 | 6.5089 | 0.10804 | 6 | 0.61697
65147 | 4.68 | 1 | 365 | 5.3255 | 0.72476 | 6 | 0.050247
63968 | 29.76 | 0.9 | 365 | 30.4782 | 0.37864 | 30 | 0.8568
65158 | 5.565 | 1 | 365 | 6.3325 | 0.75284 | 7 | 0.08539
65165 | 9.62 | 1 | 365 | 10.9468 | 0.045346 | 10 | 0.99217
57225 | 2.385 | 1 | 365 | 2.7139 | 0.4655 | 3 | 0.17945
65213 | 11.2 | 1 | 365 | 12.7447 | 0.6661 | 13 | 0.41085
32272 | 5994.88 | 0.8 | 365 | 5457.3743 | 0.37034 | 5457 | 0.7446
32293 | 1233.86 | 0.8 | 365 | 1123.2311 | 0.026654 | 1123 | 0.25778
64361 | 319.725 | 0.9 | 365 | 327.4405 | 0.41823 | 327 | 0.85871
35125 | 302.4 | 0.9 | 365 | 309.6974 | 0.68621 | 310 | 0.38361
64200 | 216.92 | 0.9 | 365 | 222.1546 | 0.38761 | 222 | 0.54224
65218 | 7.28 | 1 | 365 | 8.2841 | 0.68296 | 8 | 0.96705
63954 | 83.7 | 0.9 | 365 | 85.7198 | 0.62743 | 86 | 0.34725
64954 | 4.77 | 1 | 365 | 5.4279 | 0.93101 | 6 | 0.35891
65401 | 12.32 | 1 | 365 | 14.0192 | 0.23271 | 14 | 0.25193
65414 | 10.464 | 1 | 365 | 11.9072 | 0.97947 | 12 | 0.88671
43637 | 7.93 | 1 | 365 | 9.0237 | 0.17251 | 9 | 0.19625
63971 | 23.87 | 0.8 | 365 | 21.7298 | 0.7607 | 22 | 0.4905
48241 | 12.73 | 1 | 365 | 14.4858 | 0.17227 | 14 | 0.65804
64911 | 5.12 | 1 | 365 | 5.8262 | 0.73307 | 6 | 0.55924
64327 | 4.2 | 0.8 | 365 | 3.8234 | 0.69983 | 4 | 0.52325
65510 | 2.915 | 1 | 365 | 3.317 | 0.68006 | 3 | 0.99711
58323 | 9.6 | 0.8 | 365 | 8.7393 | 0.59961 | 9 | 0.33887
49192 | 7.84 | 1 | 365 | 8.9213 | 0.96627 | 9 | 0.88759
65605 | 6.7 | 1 | 365 | 7.6241 | 0.35383 | 7 | 0.97792
65606 | 9 | 1 | 365 | 10.2413 | 0.62454 | 10 | 0.86586
65617 | 16.677 | 1 | 365 | 18.9772 | 0.21728 | 19 | 0.19444
62852 | 6.76 | 1 | 365 | 7.6924 | 0.49132 | 8 | 0.18369
65629 | 13.44 | 1 | 365 | 15.2937 | 0.79932 | 16 | 0.093018
65660 | 6.27 | 1 | 365 | 7.1348 | 0.36843 | 7 | 0.50322
48752 | 12.825 | 1 | 365 | 14.5939 | 0.38998 | 14 | 0.98385
65697 | 10.2 | 1 | 365 | 11.6068 | 0.37448 | 11 | 0.98131
65703 | 9 | 0.8 | 365 | 8.1931 | 0.49964 | 8 | 0.69269
65712 | 3.78 | 1 | 365 | 4.3014 | 0.66231 | 4 | 0.96366
65657 | 13.34 | 1 | 365 | 15.1799 | 0.57016 | 15 | 0.75006
65723 | 6.5 | 1 | 365 | 7.3965 | 0.8955 | 8 | 0.29201
65745 | 4.16 | 1 | 365 | 4.7338 | 0.53312 | 5 | 0.26689
65743 | 5.67 | 0.8 | 365 | 5.1616 | 0.39477 | 5 | 0.55639
65777 | 6.9 | 1 | 365 | 7.8517 | 0.81215 | 8 | 0.66383
65736 | 5.886 | 1 | 365 | 6.6978 | 0.48845 | 7 | 0.18627
10933 | 995.41 | 0.7 | 365 | 792.8907 | 0.76824 | 793 | 0.65889
11354 | 995.41 | 0.7 | 365 | 792.8907 | 0.76824 | 793 | 0.65889
65795 | 9.69 | 1 | 365 | 11.0265 | 0.20576 | 11 | 0.23224
65798 | 6.05 | 1 | 365 | 6.8844 | 0.86428 | 7 | 0.74872
65801 | 8.4 | 1 | 365 | 9.5586 | 0.24957 | 9 | 0.80814
65501 | 8.32 | 1 | 365 | 9.4675 | 0.066245 | 9 | 0.53377
48263 | 3.05 | 1 | 365 | 3.4707 | 0.98943 | 4 | 0.4601
65833 | 5.67 | 1 | 365 | 6.452 | 0.99346 | 7 | 0.44549
65837 | 7.935 | 1 | 365 | 9.0294 | 0.18397 | 9 | 0.2134
65842 | 6.93 | 1 | 365 | 7.8858 | 0.8809 | 8 | 0.76671
65845 | 19.38 | 1 | 365 | 22.053 | 0.41152 | 22 | 0.46449
65854 | 13.12 | 1 | 365 | 14.9296 | 0.066002 | 14 | 0.99556
65860 | 13.734 | 1 | 365 | 15.6282 | 0.47305 | 16 | 0.1013
65867 | 4.578 | 0.8 | 365 | 4.1675 | 0.39281 | 4 | 0.56035
65870 | 8.55 | 1 | 365 | 9.7293 | 0.59332 | 10 | 0.32257
65873 | 12.42 | 0.8 | 365 | 11.3064 | 0.7695 | 12 | 0.075909
65876 | 12 | 1 | 365 | 13.6551 | 0.49939 | 14 | 0.15448
65878 | 6.38 | 1 | 365 | 7.26 | 0.62051 | 7 | 0.88047
65834 | 9.52 | 1 | 365 | 10.833 | 0.81618 | 11 | 0.64922
65909 | 4.5 | 1 | 365 | 5.1207 | 0.31227 | 5 | 0.43293
32281 | 2261 | 0.8 | 365 | 2058.2769 | 0.075021 | 2058 | 0.35195
65915 | 3.12 | 0.8 | 365 | 2.8403 | 0.71987 | 3 | 0.56013
65934 | 9.62 | 0.8 | 365 | 8.7575 | 0.63628 | 9 | 0.39374
65941 | 6.76 | 0.8 | 365 | 6.1539 | 0.39306 | 6 | 0.54695
65945 | 2.34 | 1 | 365 | 2.6627 | 0.36238 | 3 | 0.025124
65949 | 11.22 | 1 | 365 | 12.7675 | 0.71193 | 13 | 0.47944
65951 | 9.88 | 1 | 365 | 11.2427 | 0.64117 | 11 | 0.88386
65953 | 5.83 | 1 | 365 | 6.6341 | 0.36012 | 6 | 0.99422
65954 | 8.58 | 1 | 365 | 9.7634 | 0.66207 | 10 | 0.42545
65956 | 4.77 | 1 | 365 | 5.4279 | 0.93101 | 6 | 0.35891
65082 | 85.25 | 0.9 | 365 | 87.3072 | 0.82424 | 88 | 0.13146
65958 | 10.88 | 1 | 365 | 12.3806 | 0.93278 | 13 | 0.3134
65347 | 7.8 | 1 | 365 | 8.8758 | 0.8746 | 9 | 0.75041
65962 | 8.28 | 0.8 | 365 | 7.5376 | 0.17966 | 7 | 0.71727
65970 | 5.1 | 0.8 | 365 | 4.6427 | 0.34979 | 4 | 0.99252
65971 | 5.61 | 0.8 | 365 | 5.107 | 0.28477 | 5 | 0.39178
65852 | 18 | 1 | 365 | 20.4826 | 0.24909 | 20 | 0.73172
65988 | 6.76 | 1 | 365 | 7.6924 | 0.49132 | 8 | 0.18369
65986 | 12.6 | 1 | 365 | 14.3378 | 0.87436 | 15 | 0.2122
65965 | 7.5 | 1 | 365 | 8.5344 | 0.18712 | 8 | 0.72155
66043 | 11.7 | 1 | 365 | 13.3137 | 0.81191 | 14 | 0.12562
66045 | 7.28 | 1 | 365 | 8.2841 | 0.68296 | 8 | 0.96705
66052 | 4.68 | 1 | 365 | 5.3255 | 0.72476 | 6 | 0.050247
66056 | 10.4 | 1 | 365 | 11.8344 | 0.83281 | 12 | 0.66722
66051 | 8.84 | 0.8 | 365 | 8.0474 | 0.20631 | 8 | 0.25371
66068 | 8.58 | 1 | 365 | 9.7634 | 0.66207 | 10 | 0.42545
66070 | 12.88 | 1 | 365 | 14.6565 | 0.51601 | 15 | 0.17248
63969 | 3.48 | 1 | 365 | 3.96 | 0.97482 | 4 | 0.9348
66291 | 2.65 | 1 | 365 | 3.0155 | 0.072782 | 3 | 0.088281
67584 | 4.5 | 1 | 365 | 5.1207 | 0.31227 | 5 | 0.43293
66071 | 9.57 | 1 | 365 | 10.8899 | 0.93077 | 11 | 0.8207
66069 | 10.07 | 0.8 | 365 | 9.1671 | 0.46126 | 9 | 0.62837
12766 | 649.04 | 0.8 | 365 | 590.8466 | 0.88036 | 591 | 0.72691
65959 | 8.16 | 0.8 | 365 | 7.4284 | 0.95967 | 8 | 0.38804
66078 | 12.15 | 0.8 | 365 | 11.0606 | 0.27451 | 11 | 0.33513
66079 | 5.44 | 1 | 365 | 6.1903 | 0.46639 | 6 | 0.6567
65967 | 8.16 | 0.8 | 365 | 7.4284 | 0.95967 | 8 | 0.38804
66090 | 5.46 | 1 | 365 | 6.2131 | 0.51222 | 6 | 0.72529
27518 | 8.16 | 1 | 365 | 9.2855 | 0.69959 | 9 | 0.98505
65905 | 9.86 | 1 | 365 | 11.2199 | 0.59533 | 11 | 0.81526
66114 | 11.1 | 0.8 | 365 | 10.1048 | 0.34955 | 10 | 0.45432
66116 | 3.15 | 1 | 365 | 3.5845 | 0.21859 | 3 | 0.80305
66117 | 8.84 | 1 | 365 | 10.0592 | 0.25789 | 10 | 0.31713
66119 | 8.04 | 0.8 | 365 | 7.3191 | 0.73967 | 8 | 0.058801
66118 | 5.2 | 1 | 365 | 5.9172 | 0.9164 | 6 | 0.83361
66128 | 2.86 | 1 | 365 | 3.2545 | 0.55402 | 3 | 0.80848
66130 | 4.42 | 1 | 365 | 5.0296 | 0.12894 | 5 | 0.15857
66131 | 11.6 | 1 | 365 | 13.1999 | 0.58275 | 13 | 0.78266
66134 | 7.28 | 1 | 365 | 8.2841 | 0.68296 | 8 | 0.96705
66142 | 7.28 | 0.8 | 365 | 6.6273 | 0.34637 | 6 | 0.97364
66143 | 8.32 | 1 | 365 | 9.4675 | 0.066245 | 9 | 0.53377
66148 | 11.96 | 1 | 365 | 13.6096 | 0.40773 | 14 | 0.017298
66149 | 3.64 | 0.8 | 365 | 3.3136 | 0.67319 | 3 | 0.98682
66152 | 4.16 | 0.8 | 365 | 3.787 | 0.6265 | 4 | 0.41351
66157 | 9.62 | 0.8 | 365 | 8.7575 | 0.63628 | 9 | 0.39374
66158 | 3.64 | 1 | 365 | 4.142 | 0.34148 | 4 | 0.48353
66167 | 6.44 | 0.8 | 365 | 5.8626 | 0.80641 | 6 | 0.66899
66168 | 10.15 | 1 | 365 | 11.5499 | 0.2599 | 11 | 0.80983
66190 | 4.24 | 1 | 365 | 4.8248 | 0.71645 | 5 | 0.54125
66191 | 7.95 | 0.8 | 365 | 7.2372 | 0.57468 | 7 | 0.81187
66199 | 6.89 | 1 | 365 | 7.8403 | 0.78923 | 8 | 0.62953
66202 | 3.975 | 1 | 365 | 4.5232 | 0.10917 | 4 | 0.63242
66203 | 5.3 | 1 | 365 | 6.031 | 0.14556 | 6 | 0.17656
66204 | 4.24 | 1 | 365 | 4.8248 | 0.71645 | 5 | 0.54125
66189 | 11.985 | 0.8 | 365 | 10.9104 | 0.97201 | 11 | 0.88243
65921 | 6.44 | 1 | 365 | 7.3282 | 0.75801 | 8 | 0.086238
66231 | 7.8 | 1 | 365 | 8.8758 | 0.8746 | 9 | 0.75041
66241 | 5.98 | 0.8 | 365 | 5.4438 | 0.96309 | 6 | 0.40692
66264 | 7.2 | 0.8 | 365 | 6.5544 | 0.19971 | 6 | 0.75415
66266 | 12.06 | 0.8 | 365 | 10.9787 | 0.10951 | 11 | 0.088202
65840 | 8.16 | 1 | 365 | 9.2855 | 0.69959 | 9 | 0.98505
55212 | 2.45 | 1 | 365 | 2.7879 | 0.61446 | 3 | 0.40237
32269 | 1996.14 | 0.8 | 365 | 1817.1645 | 0.50909 | 1817 | 0.67358
64697 | 410.8 | 1 | 365 | 467.4592 | 0.39585 | 467 | 0.85503
31323 | 227.43 | 0.9 | 365 | 232.9182 | 0.064004 | 232 | 0.98225
49599 | 13.455 | 1 | 365 | 15.3108 | 0.83369 | 16 | 0.14446
65604 | 9.66 | 1 | 365 | 10.9923 | 0.13701 | 11 | 0.12936
65699 | 7.245 | 1 | 365 | 8.2443 | 0.60276 | 8 | 0.84702
65701 | 9.66 | 1 | 365 | 10.9923 | 0.13701 | 11 | 0.12936
65713 | 7.194 | 0.8 | 365 | 6.549 | 0.18871 | 6 | 0.73769
65836 | 8.04 | 1 | 365 | 9.1489 | 0.42459 | 9 | 0.5735
65858 | 4.905 | 1 | 365 | 5.5815 | 0.24038 | 5 | 0.82189
65863 | 8.175 | 1 | 365 | 9.3025 | 0.73396 | 10 | 0.03649
61319 | 3.42 | 1 | 365 | 3.8917 | 0.83733 | 4 | 0.72903
31092 | 2909.09 | 0.8 | 365 | 2648.2587 | 0.21375 | 2648 | 0.47241
62306 | 14.04 | 1 | 365 | 15.9765 | 0.17429 | 16 | 0.15074
63931 | 13.5 | 1 | 365 | 15.362 | 0.93682 | 16 | 0.29879
64483 | 9.405 | 1 | 365 | 10.7022 | 0.55265 | 11 | 0.25482
64615 | 7.875 | 1 | 365 | 8.9612 | 0.046476 | 9 | 0.0076275
43144 | 13.86 | 1 | 365 | 15.7716 | 0.7618 | 16 | 0.53342
64619 | 93.6 | 0.9 | 365 | 95.8587 | 0.045732 | 95 | 0.90445
64700 | 9.12 | 1 | 365 | 10.3779 | 0.89954 | 11 | 0.2774
64924 | 22.2 | 1 | 365 | 25.2619 | 0.87388 | 26 | 0.13579
31327 | 238.14 | 1 | 365 | 270.9852 | 0.72543 | 271 | 0.71066
65670 | 4.64 | 1 | 365 | 5.28 | 0.6331 | 5 | 0.91307
65711 | 13.44 | 1 | 365 | 15.2937 | 0.79932 | 16 | 0.093018
65727 | 8.12 | 1 | 365 | 9.2399 | 0.60792 | 9 | 0.84786
65785 | 5.13 | 1 | 365 | 5.8376 | 0.75599 | 6 | 0.59354
65831 | 17.98 | 1 | 365 | 20.4599 | 0.20326 | 20 | 0.66313
65871 | 5.7 | 1 | 365 | 6.4862 | 0.062211 | 6 | 0.54838
65872 | 24.96 | 1 | 365 | 28.4026 | 0.19874 | 28 | 0.60132
65963 | 8.12 | 1 | 365 | 9.2399 | 0.60792 | 9 | 0.84786
65969 | 13.52 | 1 | 365 | 15.3847 | 0.98265 | 16 | 0.36738
58578 | 996.74 | 0.9 | 365 | 1020.7929 | 0.7308 | 1021 | 0.52373
66077 | 7.125 | 0.8 | 365 | 6.4862 | 0.062211 | 6 | 0.54838
66081 | 8.64 | 0.8 | 365 | 7.8653 | 0.83965 | 8 | 0.70498
66102 | 7.54 | 1 | 365 | 8.5799 | 0.27878 | 8 | 0.85873
66074 | 8.745 | 1 | 365 | 9.9511 | 0.040182 | 9 | 0.99133
65515 | 9.69 | 1 | 365 | 11.0265 | 0.20576 | 11 | 0.23224
66197 | 4.505 | 1 | 365 | 5.1263 | 0.32373 | 5 | 0.45008
64870 | 9.86 | 1 | 365 | 11.2199 | 0.59533 | 11 | 0.81526
31329 | 610.47 | 1 | 365 | 694.6685 | 0.96282 | 695 | 0.63128
65154 | 13.08 | 1 | 365 | 14.884 | 0.97434 | 15 | 0.85838
36178 | 17.004 | 1 | 365 | 19.3493 | 0.96664 | 20 | 0.3159
65850 | 19.38 | 1 | 365 | 22.053 | 0.41152 | 22 | 0.46449
62687 | 4.24 | 1 | 365 | 4.8248 | 0.71645 | 5 | 0.54125
62692 | 5.565 | 1 | 365 | 6.3325 | 0.75284 | 7 | 0.08539
62961 | 3.9 | 1 | 365 | 4.4379 | 0.9373 | 5 | 0.37521
63575 | 9.765 | 1 | 365 | 11.1118 | 0.37763 | 11 | 0.48946
63961 | 13.545 | 1 | 365 | 15.4132 | 0.039939 | 15 | 0.45312
10986 | 2062.08 | 1 | 365 | 2346.4903 | 0.49552 | 2346 | 0.98584
64441 | 11.445 | 1 | 365 | 13.0235 | 0.22755 | 13 | 0.25109
64484 | 4.8 | 1 | 365 | 5.462 | 0.99976 | 6 | 0.46179
64800 | 5.22 | 1 | 365 | 5.94 | 0.96224 | 6 | 0.9022
65456 | 12.6 | 1 | 365 | 14.3378 | 0.87436 | 15 | 0.2122
66884 | 5.36 | 1 | 365 | 6.0993 | 0.28306 | 6 | 0.38233
64687 | 9.28 | 1 | 365 | 10.5599 | 0.2662 | 10 | 0.82613
34494 | 2568.87 | 1 | 365 | 2923.1788 | 0.86359 | 2924 | 0.04242
34447 | 249.795 | 0.9 | 365 | 255.823 | 0.1908 | 256 | 0.01375
34478 | 154.665 | 0.9 | 365 | 158.3973 | 0.98951 | 159 | 0.38682
44120 | 5.98 | 1 | 365 | 6.8048 | 0.70386 | 7 | 0.50865
49014 | 24.14 | 1 | 365 | 27.4695 | 0.31961 | 27 | 0.7891
34484 | 30.87 | 0.9 | 365 | 31.6149 | 0.66797 | 32 | 0.28291
64409 | 308 | 0.9 | 365 | 315.4325 | 0.23596 | 315 | 0.66849
64821 | 4.77 | 1 | 365 | 5.4279 | 0.93101 | 6 | 0.35891
64822 | 2.385 | 1 | 365 | 2.7139 | 0.4655 | 3 | 0.17945
64824 | 4.42 | 1 | 365 | 5.0296 | 0.12894 | 5 | 0.15857
64830 | 5.355 | 1 | 365 | 6.0936 | 0.2716 | 6 | 0.36519
64832 | 3.12 | 1 | 365 | 3.5503 | 0.14984 | 3 | 0.70016
64834 | 3.64 | 1 | 365 | 4.142 | 0.34148 | 4 | 0.48353
64835 | 2.08 | 1 | 365 | 2.3669 | 0.76656 | 3 | 0.13344
64837 | 7.02 | 1 | 365 | 7.9882 | 0.087144 | 8 | 0.075371
64839 | 8.745 | 1 | 365 | 9.9511 | 0.040182 | 9 | 0.99133
64840 | 9.62 | 1 | 365 | 10.9468 | 0.045346 | 10 | 0.99217
64843 | 7.8 | 1 | 365 | 8.8758 | 0.8746 | 9 | 0.75041
64845 | 5.035 | 1 | 365 | 5.7294 | 0.53829 | 6 | 0.26773
33823 | 498.96 | 0.9 | 365 | 511.0007 | 0.082247 | 511 | 0.082951
34491 | 241.92 | 0.9 | 365 | 247.7579 | 0.94897 | 248 | 0.70689
64864 | 7.28 | 1 | 365 | 8.2841 | 0.68296 | 8 | 0.96705
64865 | 5.035 | 1 | 365 | 5.7294 | 0.53829 | 6 | 0.26773
64892 | 14.31 | 1 | 365 | 16.2837 | 0.79302 | 17 | 0.076717
61607 | 13.25 | 1 | 365 | 15.0775 | 0.36391 | 15 | 0.4414
63266 | 5.565 | 1 | 365 | 6.3325 | 0.75284 | 7 | 0.08539
62211 | 5.3 | 1 | 365 | 6.031 | 0.14556 | 6 | 0.17656
24010 | 3.9 | 1 | 365 | 4.4379 | 0.9373 | 5 | 0.37521
50902 | 3.64 | 1 | 365 | 4.142 | 0.34148 | 4 | 0.48353
64937 | 5.2 | 1 | 365 | 5.9172 | 0.9164 | 6 | 0.83361
64942 | 18.72 | 1 | 365 | 21.3019 | 0.89905 | 22 | 0.20099
64949 | 8.84 | 1 | 365 | 10.0592 | 0.25789 | 10 | 0.31713
51064 | 10.4 | 1 | 365 | 11.8344 | 0.83281 | 12 | 0.66722
50824 | 5.46 | 1 | 365 | 6.2131 | 0.51222 | 6 | 0.72529
22443 | 8.84 | 1 | 365 | 10.0592 | 0.25789 | 10 | 0.31713
44931 | 11.7 | 1 | 365 | 13.3137 | 0.81191 | 14 | 0.12562
47862 | 8.06 | 1 | 365 | 9.1717 | 0.47042 | 9 | 0.64209
64989 | 6.625 | 1 | 365 | 7.5387 | 0.18196 | 7 | 0.7207
64992 | 8.06 | 1 | 365 | 9.1717 | 0.47042 | 9 | 0.64209
65019 | 3.18 | 1 | 365 | 3.6186 | 0.28734 | 3 | 0.90594
50912 | 9.1 | 1 | 365 | 10.3551 | 0.85371 | 11 | 0.20881
22420 | 10.92 | 1 | 365 | 12.4261 | 0.024447 | 12 | 0.45058
49111 | 8.58 | 1 | 365 | 9.7634 | 0.66207 | 10 | 0.42545
46254 | 5.72 | 1 | 365 | 6.5089 | 0.10804 | 6 | 0.61697
51375 | 8.84 | 1 | 365 | 10.0592 | 0.25789 | 10 | 0.31713
32351 | 8.06 | 1 | 365 | 9.1717 | 0.47042 | 9 | 0.64209
37114 | 8.32 | 1 | 365 | 9.4675 | 0.066245 | 9 | 0.53377
65030 | 6.36 | 1 | 365 | 7.2372 | 0.57468 | 7 | 0.81187
65076 | 11.4 | 1 | 365 | 12.9723 | 0.12442 | 13 | 0.096756
65029 | 68 | 0.9 | 365 | 69.6409 | 0.2469 | 69 | 0.88785
49571 | 992.07 | 0.9 | 365 | 1016.0102 | 0.099137 | 1016 | 0.10937
36725 | 645.12 | 0.8 | 365 | 587.278 | 0.69385 | 587 | 0.97188
32538 | 639.36 | 0.8 | 365 | 582.0345 | 0.13408 | 582 | 0.16856
32541 | 4124.16 | 0.8 | 365 | 3754.3845 | 0.79283 | 3755 | 0.17735
32530 | 639.36 | 0.8 | 365 | 582.0345 | 0.13408 | 582 | 0.16856
32536 | 639.36 | 0.8 | 365 | 582.0345 | 0.13408 | 582 | 0.16856
30423 | 639.36 | 0.8 | 365 | 582.0345 | 0.13408 | 582 | 0.16856
54267 | 2.34 | 1 | 365 | 2.6627 | 0.36238 | 3 | 0.025124
56999 | 17.94 | 1 | 365 | 20.4144 | 0.11159 | 20 | 0.52595
58635 | 9.315 | 1 | 365 | 10.5998 | 0.3464 | 10 | 0.94617
65173 | 5.232 | 1 | 365 | 5.9536 | 0.98973 | 6 | 0.94335
57239 | 2.385 | 1 | 365 | 2.7139 | 0.4655 | 3 | 0.17945
52842 | 6.24 | 1 | 365 | 7.1006 | 0.29968 | 7 | 0.40033
58191 | 12.985 | 1 | 365 | 14.7759 | 0.75663 | 15 | 0.53258
65225 | 4.94 | 1 | 365 | 5.6213 | 0.32058 | 5 | 0.94193
65237 | 4.94 | 1 | 365 | 5.6213 | 0.32058 | 5 | 0.94193
65253 | 5.98 | 1 | 365 | 6.8048 | 0.70386 | 7 | 0.50865
65412 | 7.685 | 1 | 365 | 8.7449 | 0.61107 | 9 | 0.35601
65418 | 3.71 | 1 | 365 | 4.2217 | 0.5019 | 4 | 0.72359
65419 | 3.78 | 1 | 365 | 4.3014 | 0.66231 | 4 | 0.96366
65416 | 9.945 | 1 | 365 | 11.3167 | 0.79012 | 12 | 0.10678
65447 | 9.765 | 1 | 365 | 11.1118 | 0.37763 | 11 | 0.48946
65476 | 5.035 | 1 | 365 | 5.7294 | 0.53829 | 6 | 0.26773
65546 | 9.36 | 1 | 365 | 10.651 | 0.44953 | 11 | 0.10049
65568 | 5.3 | 1 | 365 | 6.031 | 0.14556 | 6 | 0.17656
65574 | 7.155 | 1 | 365 | 8.1418 | 0.39651 | 8 | 0.53836
65578 | 10.92 | 1 | 365 | 12.4261 | 0.024447 | 12 | 0.45058
65586 | 3.64 | 1 | 365 | 4.142 | 0.34148 | 4 | 0.48353
65589 | 4.24 | 1 | 365 | 4.8248 | 0.71645 | 5 | 0.54125
65595 | 5.985 | 1 | 365 | 6.8105 | 0.71532 | 7 | 0.5258
65599 | 10.07 | 1 | 365 | 11.4589 | 0.076573 | 11 | 0.53547
65603 | 3.06 | 0.8 | 365 | 2.7856 | 0.60988 | 3 | 0.39551
65634 | 6.89 | 0.8 | 365 | 6.2722 | 0.63139 | 6 | 0.90362
63412 | 67.5 | 0.9 | 365 | 69.1289 | 0.21567 | 69 | 0.34456
34783 | 75.64 | 1 | 365 | 86.0726 | 0.33783 | 86 | 0.41041
37612 | 13.52 | 1 | 365 | 15.3847 | 0.98265 | 16 | 0.36738
66594 | 10.56 | 1 | 365 | 12.0165 | 0.19946 | 12 | 0.21594
61500 | 6.03 | 1 | 365 | 6.8617 | 0.81844 | 7 | 0.68013
60837 | 10.24 | 1 | 365 | 11.6523 | 0.46615 | 12 | 0.11849
63559 | 14.4 | 1 | 365 | 16.3861 | 0.99927 | 17 | 0.38538
67315 | 9.92 | 1 | 365 | 11.2882 | 0.73283 | 12 | 0.021037
63866 | 564.48 | 0.8 | 365 | 513.8683 | 0.85712 | 514 | 0.72539
67494 | 8.375 | 1 | 365 | 9.5301 | 0.19228 | 9 | 0.7224
63749 | 184 | 0.9 | 365 | 188.4402 | 0.49161 | 188 | 0.93182
50684 | 6.615 | 1 | 365 | 7.5274 | 0.15904 | 7 | 0.68641
64661 | 7.28 | 1 | 365 | 8.2841 | 0.68296 | 8 | 0.96705
64663 | 13.8 | 1 | 365 | 15.7034 | 0.6243 | 16 | 0.32765
64669 | 16.8 | 1 | 365 | 19.1171 | 0.49915 | 19 | 0.61627
64670 | 12.075 | 1 | 365 | 13.7404 | 0.67126 | 14 | 0.4117
34428 | 646.38 | 0.8 | 365 | 588.4251 | 0.0038001 | 588 | 0.42885
33800 | 645.84 | 0.8 | 365 | 587.9335 | 0.013822 | 587 | 0.94729
64763 | 2.745 | 1 | 365 | 3.1236 | 0.29049 | 3 | 0.41409
64766 | 6.82 | 1 | 365 | 7.7606 | 0.62882 | 8 | 0.38946
64781 | 6.325 | 1 | 365 | 7.1974 | 0.49447 | 7 | 0.69184
64782 | 11.52 | 1 | 365 | 13.1089 | 0.39942 | 13 | 0.5083
64789 | 8 | 1 | 365 | 9.1034 | 0.33293 | 9 | 0.43632
64790 | 8.64 | 1 | 365 | 9.8317 | 0.79956 | 10 | 0.63123
64796 | 6.72 | 1 | 365 | 7.6468 | 0.39966 | 8 | 0.046509
64811 | 7.56 | 1 | 365 | 8.6027 | 0.32462 | 8 | 0.92732
64797 | 7.8 | 1 | 365 | 8.8758 | 0.8746 | 9 | 0.75041
64794 | 5.49 | 1 | 365 | 6.2472 | 0.58097 | 6 | 0.82817
64901 | 8.68 | 1 | 365 | 9.8772 | 0.89123 | 10 | 0.76841
64906 | 7.84 | 1 | 365 | 8.9213 | 0.96627 | 9 | 0.88759
64912 | 9.75 | 1 | 365 | 11.0948 | 0.34326 | 11 | 0.43801
63841 | 4.8 | 1 | 365 | 5.462 | 0.99976 | 6 | 0.46179
64917 | 10.26 | 1 | 365 | 11.6751 | 0.51198 | 12 | 0.18708
64921 | 9.765 | 1 | 365 | 11.1118 | 0.37763 | 11 | 0.48946
64930 | 6.93 | 1 | 365 | 7.8858 | 0.8809 | 8 | 0.76671
64936 | 4.5 | 1 | 365 | 5.1207 | 0.31227 | 5 | 0.43293
64939 | 4.48 | 1 | 365 | 5.0979 | 0.26644 | 5 | 0.36434
50839 | 5.04 | 1 | 365 | 5.7351 | 0.54974 | 6 | 0.28488
46266 | 8.505 | 1 | 365 | 9.678 | 0.49019 | 10 | 0.16824
49597 | 5.04 | 1 | 365 | 5.7351 | 0.54974 | 6 | 0.28488
35033 | 187.044 | 0.9 | 365 | 191.5577 | 0.76972 | 192 | 0.32739
65641 | 2.915 | 1 | 365 | 3.317 | 0.68006 | 3 | 0.99711
65642 | 7.875 | 1 | 365 | 8.9612 | 0.046476 | 9 | 0.0076275
65644 | 4.68 | 1 | 365 | 5.3255 | 0.72476 | 6 | 0.050247
65646 | 7.685 | 0.8 | 365 | 6.996 | 0.088855 | 7 | 0.084812
65648 | 4.24 | 1 | 365 | 4.8248 | 0.71645 | 5 | 0.54125
65649 | 8.745 | 1 | 365 | 9.9511 | 0.040182 | 9 | 0.99133
65650 | 5.83 | 1 | 365 | 6.6341 | 0.36012 | 6 | 0.99422
65653 | 4.59 | 0.8 | 365 | 4.1785 | 0.41481 | 4 | 0.59327
65665 | 7.54 | 0.8 | 365 | 6.864 | 0.82303 | 7 | 0.68699
65667 | 6.36 | 0.8 | 365 | 5.7898 | 0.65974 | 6 | 0.4495
51274 | 10.05 | 1 | 365 | 11.4361 | 0.030741 | 11 | 0.46688
65134 | 9 | 1 | 365 | 10.2413 | 0.62454 | 10 | 0.86586
65166 | 6.72 | 1 | 365 | 7.6468 | 0.39966 | 8 | 0.046509
37098 | 5564.79 | 0.8 | 365 | 5065.8465 | 0.88944 | 5066 | 0.73592
33269 | 767 | 0.9 | 365 | 785.5089 | 0.90252 | 786 | 0.41146
34946 | 762.12 | 1 | 365 | 867.2346 | 0.48639 | 867 | 0.72102
23634 | 748.775 | 0.9 | 365 | 766.8441 | 0.31429 | 767 | 0.15843
34481 | 155.62 | 0.9 | 365 | 159.3754 | 0.95915 | 160 | 0.33451
65152 | 30.35 | 1 | 365 | 34.536 | 0.55055 | 35 | 0.086539
65271 | 8.1 | 1 | 365 | 9.2172 | 0.56209 | 9 | 0.77927
65272 | 4.32 | 1 | 365 | 4.9158 | 0.89978 | 5 | 0.81561
65274 | 4.725 | 1 | 365 | 5.3767 | 0.82789 | 6 | 0.20458
65297 | 9.92 | 1 | 365 | 11.2882 | 0.73283 | 12 | 0.021037
65319 | 11.7 | 1 | 365 | 13.3137 | 0.81191 | 14 | 0.12562
65326 | 10.56 | 1 | 365 | 12.0165 | 0.19946 | 12 | 0.21594
65288 | 24.9 | 1 | 365 | 28.3343 | 0.061238 | 28 | 0.39555
65351 | 10.07 | 1 | 365 | 11.4589 | 0.076573 | 11 | 0.53547
65353 | 9.275 | 1 | 365 | 10.5542 | 0.25474 | 10 | 0.80898
65354 | 4.77 | 1 | 365 | 5.4279 | 0.93101 | 6 | 0.35891
65357 | 4.24 | 1 | 365 | 4.8248 | 0.71645 | 5 | 0.54125
65361 | 4.24 | 1 | 365 | 4.8248 | 0.71645 | 5 | 0.54125
65362 | 4.24 | 1 | 365 | 4.8248 | 0.71645 | 5 | 0.54125
65363 | 6.625 | 1 | 365 | 7.5387 | 0.18196 | 7 | 0.7207
65370 | 14.04 | 1 | 365 | 15.9765 | 0.17429 | 16 | 0.15074
65375 | 8.745 | 1 | 365 | 9.9511 | 0.040182 | 9 | 0.99133
65360 | 9 | 1 | 365 | 10.2413 | 0.62454 | 10 | 0.86586
65378 | 14.84 | 1 | 365 | 16.8868 | 0.0075814 | 16 | 0.89437
65384 | 6.095 | 1 | 365 | 6.9356 | 0.9674 | 7 | 0.90305
65390 | 7.95 | 1 | 365 | 9.0465 | 0.21835 | 9 | 0.26484
65395 | 5.83 | 1 | 365 | 6.6341 | 0.36012 | 6 | 0.99422
65299 | 7.28 | 1 | 365 | 8.2841 | 0.68296 | 8 | 0.96705
65400 | 6.36 | 1 | 365 | 7.2372 | 0.57468 | 7 | 0.81187
65434 | 5.035 | 1 | 365 | 5.7294 | 0.53829 | 6 | 0.26773
65437 | 2.915 | 1 | 365 | 3.317 | 0.68006 | 3 | 0.99711
65443 | 5.83 | 1 | 365 | 6.6341 | 0.36012 | 6 | 0.99422
65446 | 10.335 | 1 | 365 | 11.7604 | 0.68385 | 12 | 0.4443
65452 | 7.95 | 1 | 365 | 9.0465 | 0.21835 | 9 | 0.26484
65462 | 5.83 | 1 | 365 | 6.6341 | 0.36012 | 6 | 0.99422
65364 | 10.791 | 1 | 365 | 12.2793 | 0.72883 | 13 | 0.0081661
65377 | 10.791 | 1 | 365 | 12.2793 | 0.72883 | 13 | 0.0081661
65464 | 3.18 | 1 | 365 | 3.6186 | 0.28734 | 3 | 0.90594
65335 | 10.64 | 1 | 365 | 12.1075 | 0.38279 | 12 | 0.49031
65465 | 11.96 | 1 | 365 | 13.6096 | 0.40773 | 14 | 0.017298
65467 | 10.64 | 1 | 365 | 12.1075 | 0.38279 | 12 | 0.49031
65475 | 8.96 | 1 | 365 | 10.1958 | 0.53288 | 10 | 0.72868
65479 | 12.255 | 1 | 365 | 13.9453 | 0.083754 | 14 | 0.029013
65481 | 5.7 | 1 | 365 | 6.4862 | 0.062211 | 6 | 0.54838
65483 | 5.88 | 1 | 365 | 6.691 | 0.4747 | 7 | 0.1657
65484 | 10.36 | 1 | 365 | 11.7889 | 0.74114 | 12 | 0.53003
65486 | 5.88 | 1 | 365 | 6.691 | 0.4747 | 7 | 0.1657
65488 | 6.44 | 1 | 365 | 7.3282 | 0.75801 | 8 | 0.086238
65491 | 6.63 | 1 | 365 | 7.5444 | 0.19341 | 7 | 0.73785
65492 | 5.46 | 1 | 365 | 6.2131 | 0.51222 | 6 | 0.72529
65497 | 10.88 | 1 | 365 | 12.3806 | 0.93278 | 13 | 0.3134
65499 | 3.18 | 1 | 365 | 3.6186 | 0.28734 | 3 | 0.90594
65507 | 10.6 | 1 | 365 | 12.062 | 0.29113 | 12 | 0.35312
65514 | 8.48 | 1 | 365 | 9.6496 | 0.4329 | 10 | 0.082499
65519 | 7.44 | 1 | 365 | 8.4662 | 0.049623 | 8 | 0.51578
65520 | 7.155 | 1 | 365 | 8.1418 | 0.39651 | 8 | 0.53836
65523 | 9.01 | 1 | 365 | 10.2527 | 0.64746 | 10 | 0.90016
65533 | 11.66 | 1 | 365 | 13.2682 | 0.72024 | 13 | 0.98844
65536 | 4.24 | 1 | 365 | 4.8248 | 0.71645 | 5 | 0.54125
65538 | 9.275 | 1 | 365 | 10.5542 | 0.25474 | 10 | 0.80898
65543 | 8.7 | 1 | 365 | 9.8999 | 0.93706 | 10 | 0.837
65545 | 11.14 | 1 | 365 | 12.6765 | 0.5286 | 13 | 0.20508
65547 | 11.16 | 1 | 365 | 12.6992 | 0.57443 | 13 | 0.27367
65550 | 9.805 | 1 | 365 | 11.1573 | 0.46929 | 11 | 0.62664
59060 | 7.28 | 1 | 365 | 8.2841 | 0.68296 | 8 | 0.96705
65554 | 7.44 | 1 | 365 | 8.4662 | 0.049623 | 8 | 0.51578
65556 | 3.18 | 1 | 365 | 3.6186 | 0.28734 | 3 | 0.90594
65560 | 10.07 | 1 | 365 | 11.4589 | 0.076573 | 11 | 0.53547
65559 | 10.35 | 1 | 365 | 11.7775 | 0.71823 | 12 | 0.49574
65566 | 5.035 | 1 | 365 | 5.7294 | 0.53829 | 6 | 0.26773
65570 | 5.83 | 1 | 365 | 6.6341 | 0.36012 | 6 | 0.99422
65572 | 4.24 | 1 | 365 | 4.8248 | 0.71645 | 5 | 0.54125
65576 | 12.19 | 1 | 365 | 13.8713 | 0.9348 | 14 | 0.80609
65577 | 5.83 | 1 | 365 | 6.6341 | 0.36012 | 6 | 0.99422
65581 | 4.77 | 1 | 365 | 5.4279 | 0.93101 | 6 | 0.35891
65591 | 6.095 | 1 | 365 | 6.9356 | 0.9674 | 7 | 0.90305
65592 | 10.2 | 1 | 365 | 11.6068 | 0.37448 | 11 | 0.98131
65618 | 10.07 | 1 | 365 | 11.4589 | 0.076573 | 11 | 0.53547
65614 | 9.805 | 1 | 365 | 11.1573 | 0.46929 | 11 | 0.62664
65619 | 11.66 | 1 | 365 | 13.2682 | 0.72024 | 13 | 0.98844
58672 | 3.975 | 1 | 365 | 4.5232 | 0.10917 | 4 | 0.63242
65622 | 6.625 | 1 | 365 | 7.5387 | 0.18196 | 7 | 0.7207
65624 | 12.48 | 1 | 365 | 14.2013 | 0.59937 | 14 | 0.80066
65625 | 13.25 | 1 | 365 | 15.0775 | 0.36391 | 15 | 0.4414
65627 | 7.42 | 1 | 365 | 8.4434 | 0.0037907 | 8 | 0.44719
63165 | 3.18 | 1 | 365 | 3.6186 | 0.28734 | 3 | 0.90594
65628 | 13.78 | 1 | 365 | 15.6806 | 0.57847 | 16 | 0.25906
63546 | 7.155 | 1 | 365 | 8.1418 | 0.39651 | 8 | 0.53836
63549 | 9.54 | 1 | 365 | 10.8558 | 0.86202 | 11 | 0.71781
63443 | 6.625 | 1 | 365 | 7.5387 | 0.18196 | 7 | 0.7207
63440 | 7.155 | 1 | 365 | 8.1418 | 0.39651 | 8 | 0.53836
63329 | 8.745 | 1 | 365 | 9.9511 | 0.040182 | 9 | 0.99133
63436 | 4.24 | 1 | 365 | 4.8248 | 0.71645 | 5 | 0.54125
63434 | 3.18 | 1 | 365 | 3.6186 | 0.28734 | 3 | 0.90594
63552 | 3.18 | 1 | 365 | 3.6186 | 0.28734 | 3 | 0.90594
63438 | 12.985 | 1 | 365 | 14.7759 | 0.75663 | 15 | 0.53258
63544 | 4.24 | 1 | 365 | 4.8248 | 0.71645 | 5 | 0.54125
63338 | 6.89 | 1 | 365 | 7.8403 | 0.78923 | 8 | 0.62953
63444 | 8.745 | 1 | 365 | 9.9511 | 0.040182 | 9 | 0.99133
63437 | 7.155 | 1 | 365 | 8.1418 | 0.39651 | 8 | 0.53836
65672 | 13.395 | 1 | 365 | 15.2425 | 0.6962 | 15 | 0.93869
65686 | 10.385 | 1 | 365 | 11.8173 | 0.79843 | 12 | 0.61577
65682 | 7.98 | 1 | 365 | 9.0806 | 0.2871 | 9 | 0.36773
65692 | 4.16 | 1 | 365 | 4.7338 | 0.53312 | 5 | 0.26689
65695 | 4.68 | 1 | 365 | 5.3255 | 0.72476 | 6 | 0.050247
65696 | 3.38 | 1 | 365 | 3.8462 | 0.74566 | 4 | 0.59185
50853 | 20.8 | 1 | 365 | 23.6688 | 0.66561 | 24 | 0.33443
65730 | 7.125 | 1 | 365 | 8.1077 | 0.32776 | 8 | 0.43547
65733 | 4.68 | 1 | 365 | 5.3255 | 0.72476 | 6 | 0.050247
65734 | 6.63 | 1 | 365 | 7.5444 | 0.19341 | 7 | 0.73785
65684 | 9.01 | 1 | 365 | 10.2527 | 0.64746 | 10 | 0.90016
65742 | 7.68 | 1 | 365 | 8.7393 | 0.59961 | 9 | 0.33887
65762 | 13.26 | 0.8 | 365 | 12.0711 | 0.30946 | 12 | 0.38056
65298 | 7.54 | 1 | 365 | 8.5799 | 0.27878 | 8 | 0.85873
65796 | 7.54 | 1 | 365 | 8.5799 | 0.27878 | 8 | 0.85873
65813 | 5.1 | 1 | 365 | 5.8034 | 0.68724 | 6 | 0.49065
65874 | 7.695 | 1 | 365 | 8.7563 | 0.63399 | 9 | 0.39031
65885 | 5.04 | 1 | 365 | 5.7351 | 0.54974 | 6 | 0.28488
65889 | 6.84 | 1 | 365 | 7.7834 | 0.67465 | 8 | 0.45805
65901 | 11.97 | 1 | 365 | 13.621 | 0.43064 | 14 | 0.051594
65903 | 2.745 | 1 | 365 | 3.1236 | 0.29049 | 3 | 0.41409
65907 | 6.405 | 1 | 365 | 7.2884 | 0.6778 | 7 | 0.9662
65928 | 6.5 | 1 | 365 | 7.3965 | 0.8955 | 8 | 0.29201
65930 | 13.78 | 1 | 365 | 15.6806 | 0.57847 | 16 | 0.25906
65932 | 3.71 | 1 | 365 | 4.2217 | 0.5019 | 4 | 0.72359
65933 | 8.58 | 1 | 365 | 9.7634 | 0.66207 | 10 | 0.42545
65935 | 2.86 | 1 | 365 | 3.2545 | 0.55402 | 3 | 0.80848
65938 | 3.64 | 0.8 | 365 | 3.3136 | 0.67319 | 3 | 0.98682
65939 | 3.78 | 1 | 365 | 4.3014 | 0.66231 | 4 | 0.96366
65940 | 7.875 | 1 | 365 | 8.9612 | 0.046476 | 9 | 0.0076275
65942 | 5.985 | 0.8 | 365 | 5.4484 | 0.97226 | 6 | 0.42064
65944 | 4.725 | 0.8 | 365 | 4.3014 | 0.66231 | 4 | 0.96366
65946 | 2.6 | 1 | 365 | 2.9586 | 0.9582 | 3 | 0.9168
65947 | 9.88 | 0.8 | 365 | 8.9942 | 0.11293 | 9 | 0.10708
66112 | 9.62 | 1 | 365 | 10.9468 | 0.045346 | 10 | 0.99217
66166 | 5.98 | 1 | 365 | 6.8048 | 0.70386 | 7 | 0.50865
65072 | 8.64 | 1 | 365 | 9.8317 | 0.79956 | 10 | 0.63123
63462 | 5.7 | 1 | 365 | 6.4862 | 0.062211 | 6 | 0.54838
64465 | 8.745 | 1 | 365 | 9.9511 | 0.040182 | 9 | 0.99133
64036 | 6.36 | 1 | 365 | 7.2372 | 0.57468 | 7 | 0.81187
65639 | 5.7 | 1 | 365 | 6.4862 | 0.062211 | 6 | 0.54838
49121 | 5.5 | 1 | 365 | 6.2586 | 0.60389 | 6 | 0.86247
64564 | 5.83 | 1 | 365 | 6.6341 | 0.36012 | 6 | 0.99422
62314 | 11.52 | 1 | 365 | 13.1089 | 0.39942 | 13 | 0.5083
60182 | 4.95 | 1 | 365 | 5.6327 | 0.3435 | 5 | 0.97622
65891 | 10.35 | 1 | 365 | 11.7775 | 0.71823 | 12 | 0.49574
66193 | 11.66 | 1 | 365 | 13.2682 | 0.72024 | 13 | 0.98844
61895 | 19.08 | 1 | 365 | 21.7116 | 0.72403 | 22 | 0.43562
65068 | 5.67 | 1 | 365 | 6.452 | 0.99346 | 7 | 0.44549
53954 | 64.89 | 0.9 | 365 | 66.4559 | 0.83267 | 67 | 0.28857
62484 | 3.12 | 1 | 365 | 3.5503 | 0.14984 | 3 | 0.70016
62150 | 10.2 | 1 | 365 | 11.6068 | 0.37448 | 11 | 0.98131
63032 | 6.93 | 1 | 365 | 7.8858 | 0.8809 | 8 | 0.76671
62783 | 5.83 | 1 | 365 | 6.6341 | 0.36012 | 6 | 0.99422
62966 | 17.1 | 1 | 365 | 19.4585 | 0.18663 | 19 | 0.64513
63029 | 3.38 | 1 | 365 | 3.8462 | 0.74566 | 4 | 0.59185
63226 | 8.55 | 1 | 365 | 9.7293 | 0.59332 | 10 | 0.32257
62964 | 10.83 | 1 | 365 | 12.3237 | 0.8182 | 13 | 0.14192
63138 | 6 | 1 | 365 | 6.8275 | 0.7497 | 7 | 0.57724
63645 | 14.76 | 1 | 365 | 16.7958 | 0.82425 | 17 | 0.62001
63851 | 11.2 | 1 | 365 | 12.7447 | 0.6661 | 13 | 0.41085
63980 | 9.1 | 1 | 365 | 10.3551 | 0.85371 | 11 | 0.20881
64132 | 3.12 | 1 | 365 | 3.5503 | 0.14984 | 3 | 0.70016
64642 | 6.3 | 1 | 365 | 7.1689 | 0.43718 | 7 | 0.6061
65948 | 8.06 | 0.8 | 365 | 7.3373 | 0.77634 | 8 | 0.11367
64548 | 8.1 | 1 | 365 | 9.2172 | 0.56209 | 9 | 0.77927
65201 | 6.27 | 1 | 365 | 7.1348 | 0.36843 | 7 | 0.50322
30742 | 10.92 | 1 | 365 | 12.4261 | 0.024447 | 12 | 0.45058
65007 | 4.275 | 1 | 365 | 4.8646 | 0.79666 | 5 | 0.66128
63835 | 50.96 | 0.9 | 365 | 52.1897 | 0.10268 | 52 | 0.29242
32523 | 639.36 | 0.8 | 365 | 582.0345 | 0.13408 | 582 | 0.16856
65204 | 7 | 1 | 365 | 7.9655 | 0.041312 | 8 | 0.00678
65468 | 4.24 | 1 | 365 | 4.8248 | 0.71645 | 5 | 0.54125
65205 | 8.64 | 1 | 365 | 9.8317 | 0.79956 | 10 | 0.63123
65209 | 7.84 | 1 | 365 | 8.9213 | 0.96627 | 9 | 0.88759
65211 | 8.12 | 1 | 365 | 9.2399 | 0.60792 | 9 | 0.84786
65212 | 3.38 | 1 | 365 | 3.8462 | 0.74566 | 4 | 0.59185
65950 | 7.54 | 0.8 | 365 | 6.864 | 0.82303 | 7 | 0.68699
65508 | 8.16 | 1 | 365 | 9.2855 | 0.69959 | 9 | 0.98505
65957 | 13.395 | 1 | 365 | 15.2425 | 0.6962 | 15 | 0.93869
65989 | 10.83 | 1 | 365 | 12.3237 | 0.8182 | 13 | 0.14192
65990 | 2.85 | 1 | 365 | 3.2431 | 0.53111 | 3 | 0.77419
65992 | 9.405 | 0.8 | 365 | 8.5617 | 0.24212 | 8 | 0.80386
65998 | 6.615 | 1 | 365 | 7.5274 | 0.15904 | 7 | 0.68641
65999 | 20.16 | 1 | 365 | 22.9405 | 0.19898 | 23 | 0.13953
66000 | 7.56 | 1 | 365 | 8.6027 | 0.32462 | 8 | 0.92732
66003 | 21.105 | 1 | 365 | 24.0159 | 0.36456 | 24 | 0.38044
66004 | 14.805 | 1 | 365 | 16.847 | 0.92737 | 17 | 0.77434
66006 | 13.52 | 0.8 | 365 | 12.3078 | 0.78612 | 13 | 0.093905
66012 | 10.14 | 1 | 365 | 11.5385 | 0.23699 | 11 | 0.77554
66017 | 4.16 | 1 | 365 | 4.7338 | 0.53312 | 5 | 0.26689
66016 | 24.75 | 1 | 365 | 28.1636 | 0.7175 | 28 | 0.88111
66018 | 5.2 | 1 | 365 | 5.9172 | 0.9164 | 6 | 0.83361
66019 | 4.77 | 1 | 365 | 5.4279 | 0.93101 | 6 | 0.35891
66020 | 6.095 | 0.8 | 365 | 5.5485 | 0.17392 | 5 | 0.72244
66021 | 7.685 | 0.8 | 365 | 6.996 | 0.088855 | 7 | 0.084812
66023 | 4.42 | 1 | 365 | 5.0296 | 0.12894 | 5 | 0.15857
66029 | 4.725 | 0.8 | 365 | 4.3014 | 0.66231 | 4 | 0.96366
66030 | 5.49 | 1 | 365 | 6.2472 | 0.58097 | 6 | 0.82817
66035 | 3.66 | 1 | 365 | 4.1648 | 0.38731 | 4 | 0.55212
66037 | 7.84 | 1 | 365 | 8.9213 | 0.96627 | 9 | 0.88759
66040 | 21.12 | 1 | 365 | 24.033 | 0.39893 | 24 | 0.43188
66041 | 6.84 | 1 | 365 | 7.7834 | 0.67465 | 8 | 0.45805
66042 | 13.395 | 1 | 365 | 15.2425 | 0.6962 | 15 | 0.93869
66044 | 4.77 | 1 | 365 | 5.4279 | 0.93101 | 6 | 0.35891
66047 | 5.985 | 1 | 365 | 6.8105 | 0.71532 | 7 | 0.5258
66050 | 8.835 | 0.8 | 365 | 8.0428 | 0.19714 | 8 | 0.23999
66053 | 3.135 | 1 | 365 | 3.5674 | 0.18422 | 3 | 0.75161
66054 | 4.275 | 1 | 365 | 4.8646 | 0.79666 | 5 | 0.66128
66057 | 2.28 | 1 | 365 | 2.5945 | 0.22488 | 2 | 0.81935
66058 | 3.705 | 1 | 365 | 4.216 | 0.49044 | 4 | 0.70645
66060 | 9.405 | 1 | 365 | 10.7022 | 0.55265 | 11 | 0.25482
66061 | 9.69 | 1 | 365 | 11.0265 | 0.20576 | 11 | 0.23224
66062 | 4.56 | 0.8 | 365 | 4.1511 | 0.35982 | 4 | 0.51096
66063 | 5.13 | 1 | 365 | 5.8376 | 0.75599 | 6 | 0.59354
66064 | 5.7 | 1 | 365 | 6.4862 | 0.062211 | 6 | 0.54838
66066 | 3.99 | 1 | 365 | 4.5403 | 0.14355 | 4 | 0.68386
66067 | 10.26 | 1 | 365 | 11.6751 | 0.51198 | 12 | 0.18708
66072 | 9.69 | 1 | 365 | 11.0265 | 0.20576 | 11 | 0.23224
66084 | 5.7 | 0.8 | 365 | 5.1889 | 0.44977 | 5 | 0.6387
66085 | 7.695 | 0.8 | 365 | 7.0051 | 0.10719 | 7 | 0.11225
33452 | 7.8 | 1 | 365 | 8.8758 | 0.8746 | 9 | 0.75041
48707 | 13.26 | 1 | 365 | 15.0889 | 0.38683 | 15 | 0.4757
66087 | 7.14 | 0.8 | 365 | 6.4998 | 0.089711 | 6 | 0.58953
66096 | 13.26 | 0.8 | 365 | 12.0711 | 0.30946 | 12 | 0.38056
66106 | 11.2 | 1 | 365 | 12.7447 | 0.6661 | 13 | 0.41085
65406 | 7.95 | 1 | 365 | 9.0465 | 0.21835 | 9 | 0.26484
66123 | 13.11 | 1 | 365 | 14.9182 | 0.043086 | 14 | 0.96127
66127 | 4.2 | 1 | 365 | 4.7793 | 0.62479 | 5 | 0.40407
66135 | 7.98 | 0.8 | 365 | 7.2645 | 0.62968 | 7 | 0.89418
66141 | 9.975 | 1 | 365 | 11.3508 | 0.85887 | 12 | 0.20966
66144 | 3.99 | 1 | 365 | 4.5403 | 0.14355 | 4 | 0.68386
66145 | 9.12 | 1 | 365 | 10.3779 | 0.89954 | 11 | 0.2774
66146 | 10.66 | 1 | 365 | 12.1303 | 0.42863 | 12 | 0.5589
66147 | 8.265 | 1 | 365 | 9.4049 | 0.94021 | 10 | 0.34515
66150 | 7.695 | 1 | 365 | 8.7563 | 0.63399 | 9 | 0.39031
66151 | 10.26 | 1 | 365 | 11.6751 | 0.51198 | 12 | 0.18708
66153 | 2.85 | 1 | 365 | 3.2431 | 0.53111 | 3 | 0.77419
66154 | 8.55 | 1 | 365 | 9.7293 | 0.59332 | 10 | 0.32257
66159 | 6.84 | 1 | 365 | 7.7834 | 0.67465 | 8 | 0.45805
66164 | 11.4 | 1 | 365 | 12.9723 | 0.12442 | 13 | 0.096756
66165 | 5.985 | 1 | 365 | 6.8105 | 0.71532 | 7 | 0.5258
66169 | 7.695 | 0.8 | 365 | 7.0051 | 0.10719 | 7 | 0.11225
66172 | 14.88 | 1 | 365 | 16.9323 | 0.099246 | 17 | 0.031555
66177 | 9.01 | 1 | 365 | 10.2527 | 0.64746 | 10 | 0.90016
66178 | 5.46 | 1 | 365 | 6.2131 | 0.51222 | 6 | 0.72529
66181 | 6.5 | 1 | 365 | 7.3965 | 0.8955 | 8 | 0.29201
66183 | 2.6 | 1 | 365 | 2.9586 | 0.9582 | 3 | 0.9168
65474 | 7.42 | 1 | 365 | 8.4434 | 0.0037907 | 8 | 0.44719
55810 | 10.4 | 1 | 365 | 11.8344 | 0.83281 | 12 | 0.66722
54777 | 5.46 | 1 | 365 | 6.2131 | 0.51222 | 6 | 0.72529
56943 | 11.7 | 1 | 365 | 13.3137 | 0.81191 | 14 | 0.12562
65583 | 4.94 | 1 | 365 | 5.6213 | 0.32058 | 5 | 0.94193
66208 | 6.76 | 0.8 | 365 | 6.1539 | 0.39306 | 6 | 0.54695
66210 | 6.5 | 0.8 | 365 | 5.9172 | 0.9164 | 6 | 0.83361
66225 | 13.005 | 1 | 365 | 14.7987 | 0.80247 | 15 | 0.60117
66230 | 3.9 | 1 | 365 | 4.4379 | 0.9373 | 5 | 0.37521
65596 | 5.035 | 1 | 365 | 5.7294 | 0.53829 | 6 | 0.26773
64820 | 5.13 | 1 | 365 | 5.8376 | 0.75599 | 6 | 0.59354
66239 | 6.625 | 0.8 | 365 | 6.031 | 0.14556 | 6 | 0.17656
54220 | 5.72 | 1 | 365 | 6.5089 | 0.10804 | 6 | 0.61697
66246 | 7.56 | 1 | 365 | 8.6027 | 0.32462 | 8 | 0.92732
66249 | 8.16 | 0.8 | 365 | 7.4284 | 0.95967 | 8 | 0.38804
66253 | 3.38 | 0.8 | 365 | 3.0769 | 0.19653 | 3 | 0.27348
51602 | 14.3 | 1 | 365 | 16.2723 | 0.77011 | 17 | 0.042422
66268 | 11.66 | 0.8 | 365 | 10.6146 | 0.37619 | 10 | 0.99075
66269 | 2.86 | 0.8 | 365 | 2.6036 | 0.24322 | 2 | 0.84679
59156 | 14.04 | 1 | 365 | 15.9765 | 0.17429 | 16 | 0.15074
66289 | 14.04 | 1 | 365 | 15.9765 | 0.17429 | 16 | 0.15074
66287 | 11.44 | 1 | 365 | 13.0179 | 0.21609 | 13 | 0.23394
27446 | 12.455 | 1 | 365 | 14.1728 | 0.54208 | 14 | 0.71492
30972 | 11.96 | 1 | 365 | 13.6096 | 0.40773 | 14 | 0.017298
66299 | 2.6 | 1 | 365 | 2.9586 | 0.9582 | 3 | 0.9168
66296 | 6.76 | 1 | 365 | 7.6924 | 0.49132 | 8 | 0.18369
50560 | 2.34 | 1 | 365 | 2.6627 | 0.36238 | 3 | 0.025124
66309 | 8.58 | 1 | 365 | 9.7634 | 0.66207 | 10 | 0.42545
66314 | 5.46 | 1 | 365 | 6.2131 | 0.51222 | 6 | 0.72529
66316 | 6.24 | 1 | 365 | 7.1006 | 0.29968 | 7 | 0.40033
34055 | 861 | 1 | 365 | 979.7526 | 0.081376 | 979 | 0.83394
34268 | 647.46 | 0.8 | 365 | 589.4082 | 0.98376 | 590 | 0.39197
36171 | 35.316 | 0.9 | 365 | 36.1682 | 0.83764 | 37 | 0.0058712
38514 | 266.4 | 0.9 | 365 | 272.8287 | 0.43785 | 273 | 0.26651
40516 | 426.24 | 0.9 | 365 | 436.5259 | 0.10056 | 436 | 0.62642
64976 | 26.24 | 0.9 | 365 | 26.8732 | 0.1188 | 26 | 0.99202
66317 | 5.46 | 1 | 365 | 6.2131 | 0.51222 | 6 | 0.72529
66303 | 7.02 | 1 | 365 | 7.9882 | 0.087144 | 8 | 0.075371
66321 | 9.945 | 1 | 365 | 11.3167 | 0.79012 | 12 | 0.10678
66320 | 7.14 | 1 | 365 | 8.1248 | 0.36214 | 8 | 0.48692
39697 | 4.68 | 1 | 365 | 5.3255 | 0.72476 | 6 | 0.050247
66323 | 6.24 | 1 | 365 | 7.1006 | 0.29968 | 7 | 0.40033
66326 | 6.5 | 1 | 365 | 7.3965 | 0.8955 | 8 | 0.29201
66327 | 9.945 | 1 | 365 | 11.3167 | 0.79012 | 12 | 0.10678
34553 | 349.74 | 0.9 | 365 | 358.1798 | 0.3228 | 358 | 0.50259
35982 | 10.35 | 0.8 | 365 | 9.422 | 0.97458 | 10 | 0.39659
66560 | 6.12 | 1 | 365 | 6.9641 | 0.02469 | 6 | 0.98878
66781 | 9.81 | 1 | 365 | 11.163 | 0.48075 | 11 | 0.64379
66777 | 6.54 | 1 | 365 | 7.442 | 0.98717 | 8 | 0.42919
62500 | 10.2 | 1 | 365 | 11.6068 | 0.37448 | 11 | 0.98131
35306 | 69.36 | 0.8 | 365 | 63.1411 | 0.15719 | 63 | 0.29832
64905 | 9 | 1 | 365 | 10.2413 | 0.62454 | 10 | 0.86586
64953 | 7.685 | 1 | 365 | 8.7449 | 0.61107 | 9 | 0.35601
65168 | 6.89 | 1 | 365 | 7.8403 | 0.78923 | 8 | 0.62953
65186 | 10.6 | 1 | 365 | 12.062 | 0.29113 | 12 | 0.35312
65190 | 6.625 | 1 | 365 | 7.5387 | 0.18196 | 7 | 0.7207
65196 | 10.6 | 1 | 365 | 12.062 | 0.29113 | 12 | 0.35312
65282 | 4.8 | 1 | 365 | 5.462 | 0.99976 | 6 | 0.46179
65920 | 9.72 | 1 | 365 | 11.0606 | 0.27451 | 11 | 0.33513
65997 | 5.7 | 1 | 365 | 6.4862 | 0.062211 | 6 | 0.54838
66008 | 7.705 | 1 | 365 | 8.7677 | 0.6569 | 9 | 0.42461
66034 | 8.64 | 1 | 365 | 9.8317 | 0.79956 | 10 | 0.63123
66139 | 12.96 | 1 | 365 | 14.7475 | 0.69934 | 15 | 0.44684
66171 | 12.4 | 1 | 365 | 14.1103 | 0.41604 | 14 | 0.5263
65797 | 23.04 | 1 | 365 | 26.2178 | 0.79883 | 27 | 0.016602
46287 | 43.82 | 0.9 | 365 | 44.8774 | 0.37675 | 45 | 0.2542
63423 | 9.275 | 1 | 365 | 10.5542 | 0.25474 | 10 | 0.80898
65235 | 123.82 | 0.9 | 365 | 126.808 | 0.3731 | 127 | 0.18108
61496 | 6 | 1 | 365 | 6.8275 | 0.7497 | 7 | 0.57724
63273 | 7.2 | 1 | 365 | 8.1931 | 0.49964 | 8 | 0.69269
65652 | 7.28 | 1 | 365 | 8.2841 | 0.68296 | 8 | 0.96705
32083 | 5.72 | 1 | 365 | 6.5089 | 0.10804 | 6 | 0.61697
63301 | 5.16 | 1 | 365 | 5.8717 | 0.82474 | 6 | 0.69643
65238 | 5.565 | 1 | 365 | 6.3325 | 0.75284 | 7 | 0.08539
64508 | 8.625 | 1 | 365 | 9.8146 | 0.76519 | 10 | 0.57978
65415 | 5.3 | 1 | 365 | 6.031 | 0.14556 | 6 | 0.17656
65449 | 7.42 | 1 | 365 | 8.4434 | 0.0037907 | 8 | 0.44719
65451 | 5.565 | 1 | 365 | 6.3325 | 0.75284 | 7 | 0.08539
65455 | 5.2 | 1 | 365 | 5.9172 | 0.9164 | 6 | 0.83361
65502 | 5.3 | 1 | 365 | 6.031 | 0.14556 | 6 | 0.17656
65511 | 5.3 | 1 | 365 | 6.031 | 0.14556 | 6 | 0.17656
65528 | 5.3 | 1 | 365 | 6.031 | 0.14556 | 6 | 0.17656
65535 | 3.18 | 1 | 365 | 3.6186 | 0.28734 | 3 | 0.90594
59157 | 2.12 | 1 | 365 | 2.4124 | 0.85823 | 3 | 0.27062
65571 | 5.565 | 1 | 365 | 6.3325 | 0.75284 | 7 | 0.08539
65579 | 9.805 | 1 | 365 | 11.1573 | 0.46929 | 11 | 0.62664
62696 | 8.48 | 1 | 365 | 9.6496 | 0.4329 | 10 | 0.082499
62850 | 6.625 | 1 | 365 | 7.5387 | 0.18196 | 7 | 0.7207
65630 | 10.335 | 1 | 365 | 11.7604 | 0.68385 | 12 | 0.4443
64268 | 3.71 | 1 | 365 | 4.2217 | 0.5019 | 4 | 0.72359
65633 | 2.52 | 1 | 365 | 2.8676 | 0.77487 | 3 | 0.64244
65635 | 10.335 | 1 | 365 | 11.7604 | 0.68385 | 12 | 0.4443
63554 | 2.12 | 1 | 365 | 2.4124 | 0.85823 | 3 | 0.27062
56743 | 2.08 | 1 | 365 | 2.3669 | 0.76656 | 3 | 0.13344
65705 | 24.885 | 1 | 365 | 28.3172 | 0.026864 | 28 | 0.3441
65714 | 8.415 | 0.8 | 365 | 7.6605 | 0.42716 | 8 | 0.087663
65908 | 6.825 | 1 | 365 | 7.7663 | 0.64028 | 8 | 0.40661
65923 | 5.4 | 1 | 365 | 6.1448 | 0.37473 | 6 | 0.51952
65489 | 2.835 | 1 | 365 | 3.226 | 0.49673 | 3 | 0.72275
66088 | 9.805 | 0.8 | 365 | 8.9259 | 0.97544 | 9 | 0.90131
66092 | 6.84 | 0.8 | 365 | 6.2267 | 0.53972 | 6 | 0.76644
62154 | 14.061 | 1 | 365 | 16.0003 | 0.22241 | 16 | 0.22276
65902 | 8.125 | 0.8 | 365 | 7.3965 | 0.8955 | 8 | 0.29201
66194 | 5.2 | 0.8 | 365 | 4.7338 | 0.53312 | 5 | 0.26689
59671 | 8.48 | 1 | 365 | 9.6496 | 0.4329 | 10 | 0.082499
66206 | 2.34 | 1 | 365 | 2.6627 | 0.36238 | 3 | 0.025124
64507 | 8.625 | 1 | 365 | 9.8146 | 0.76519 | 10 | 0.57978
65611 | 9.275 | 1 | 365 | 10.5542 | 0.25474 | 10 | 0.80898
59898 | 2.65 | 1 | 365 | 3.0155 | 0.072782 | 3 | 0.088281
59920 | 5.3 | 1 | 365 | 6.031 | 0.14556 | 6 | 0.17656
60092 | 3.18 | 1 | 365 | 3.6186 | 0.28734 | 3 | 0.90594
60097 | 4.77 | 1 | 365 | 5.4279 | 0.93101 | 6 | 0.35891
59687 | 3.18 | 1 | 365 | 3.6186 | 0.28734 | 3 | 0.90594
57092 | 2.12 | 1 | 365 | 2.4124 | 0.85823 | 3 | 0.27062
29181 | 2.34 | 1 | 365 | 2.6627 | 0.36238 | 3 | 0.025124
57494 | 2.08 | 1 | 365 | 2.3669 | 0.76656 | 3 | 0.13344
34258 | 2.34 | 1 | 365 | 2.6627 | 0.36238 | 3 | 0.025124
66305 | 11.44 | 1 | 365 | 13.0179 | 0.21609 | 13 | 0.23394
66324 | 2.08 | 1 | 365 | 2.3669 | 0.76656 | 3 | 0.13344
65587 | 4.76 | 0.8 | 365 | 4.3332 | 0.72647 | 5 | 0.059688
65588 | 10.36 | 0.8 | 365 | 9.4311 | 0.99291 | 10 | 0.42403
65656 | 7.56 | 0.8 | 365 | 6.8822 | 0.85969 | 7 | 0.74186
65590 | 7.28 | 0.8 | 365 | 6.6273 | 0.34637 | 6 | 0.97364
65704 | 10.08 | 0.8 | 365 | 9.1762 | 0.47959 | 9 | 0.65581
65706 | 3.08 | 0.8 | 365 | 2.8038 | 0.64654 | 3 | 0.45039
65708 | 11.115 | 0.8 | 365 | 10.1184 | 0.37705 | 10 | 0.49547
65709 | 11.2 | 0.8 | 365 | 10.1958 | 0.53288 | 10 | 0.72868
65710 | 11.2 | 0.8 | 365 | 10.1958 | 0.53288 | 10 | 0.72868
65731 | 7.65 | 0.8 | 365 | 6.9641 | 0.02469 | 6 | 0.98878
65774 | 5.88 | 0.8 | 365 | 5.3528 | 0.77976 | 6 | 0.13256
65790 | 3.92 | 0.8 | 365 | 3.5685 | 0.18651 | 3 | 0.75504
65794 | 9.01 | 0.8 | 365 | 8.2022 | 0.51797 | 8 | 0.72012
67199 | 9.315 | 1 | 365 | 10.5998 | 0.3464 | 10 | 0.94617
66086 | 3.71 | 0.8 | 365 | 3.3774 | 0.80152 | 4 | 0.17887
66091 | 5.88 | 0.8 | 365 | 5.3528 | 0.77976 | 6 | 0.13256
66095 | 5.04 | 0.8 | 365 | 4.5881 | 0.2398 | 4 | 0.82791
66097 | 6.44 | 0.8 | 365 | 5.8626 | 0.80641 | 6 | 0.66899
66099 | 6.89 | 0.8 | 365 | 6.2722 | 0.63139 | 6 | 0.90362
66100 | 6.885 | 0.8 | 365 | 6.2677 | 0.62222 | 6 | 0.88991
66105 | 9.24 | 0.8 | 365 | 8.4115 | 0.93963 | 9 | 0.35116
67318 | 12.47 | 1 | 365 | 14.1899 | 0.57645 | 14 | 0.76636
66107 | 10.36 | 0.8 | 365 | 9.4311 | 0.99291 | 10 | 0.42403
66212 | 7.84 | 0.8 | 365 | 7.1371 | 0.37302 | 7 | 0.51007
66214 | 6.72 | 0.8 | 365 | 6.1175 | 0.31973 | 6 | 0.43721
66215 | 11.2 | 0.8 | 365 | 10.1958 | 0.53288 | 10 | 0.72868
64253 | 5.13 | 1 | 365 | 5.8376 | 0.75599 | 6 | 0.59354
66216 | 7.28 | 0.8 | 365 | 6.6273 | 0.34637 | 6 | 0.97364
66217 | 3.36 | 0.8 | 365 | 3.0587 | 0.15986 | 3 | 0.2186
57082 | 8.84 | 1 | 365 | 10.0592 | 0.25789 | 10 | 0.31713
66218 | 7.28 | 0.8 | 365 | 6.6273 | 0.34637 | 6 | 0.97364
65478 | 3.71 | 1 | 365 | 4.2217 | 0.5019 | 4 | 0.72359
66219 | 3.18 | 0.8 | 365 | 2.8949 | 0.82987 | 3 | 0.72475
65615 | 4.505 | 1 | 365 | 5.1263 | 0.32373 | 5 | 0.45008
66220 | 6.16 | 0.8 | 365 | 5.6077 | 0.29308 | 5 | 0.90077
66221 | 10.36 | 0.8 | 365 | 9.4311 | 0.99291 | 10 | 0.42403
66222 | 6.3 | 0.8 | 365 | 5.7351 | 0.54974 | 6 | 0.28488
66223 | 13.5 | 0.8 | 365 | 12.2896 | 0.74945 | 13 | 0.039032
66224 | 6.76 | 0.8 | 365 | 6.1539 | 0.39306 | 6 | 0.54695
66226 | 8.32 | 0.8 | 365 | 7.574 | 0.253 | 7 | 0.82702
66227 | 6.89 | 0.8 | 365 | 6.2722 | 0.63139 | 6 | 0.90362
66228 | 10.4 | 0.8 | 365 | 9.4675 | 0.066245 | 9 | 0.53377
64489 | 4.16 | 1 | 365 | 4.7338 | 0.53312 | 5 | 0.26689
65645 | 13.25 | 0.8 | 365 | 12.062 | 0.29113 | 12 | 0.35312
65658 | 4.505 | 0.8 | 365 | 4.1011 | 0.25898 | 4 | 0.36006
65659 | 5.72 | 0.8 | 365 | 5.2071 | 0.48643 | 5 | 0.69358
65737 | 6.095 | 0.8 | 365 | 5.5485 | 0.17392 | 5 | 0.72244
65738 | 10.07 | 0.8 | 365 | 9.1671 | 0.46126 | 9 | 0.62837
65739 | 6.36 | 0.8 | 365 | 5.7898 | 0.65974 | 6 | 0.4495
65832 | 9.805 | 0.8 | 365 | 8.9259 | 0.97544 | 9 | 0.90131
66319 | 4.42 | 1 | 365 | 5.0296 | 0.12894 | 5 | 0.15857
66329 | 6.24 | 1 | 365 | 7.1006 | 0.29968 | 7 | 0.40033
66330 | 6.375 | 1 | 365 | 7.2543 | 0.60905 | 7 | 0.86332
66334 | 8.32 | 1 | 365 | 9.4675 | 0.066245 | 9 | 0.53377
50619 | 20.4 | 1 | 365 | 23.2136 | 0.74897 | 23 | 0.96262
66337 | 6.885 | 1 | 365 | 7.8346 | 0.77778 | 8 | 0.61238
66338 | 6.5 | 1 | 365 | 7.3965 | 0.8955 | 8 | 0.29201
66340 | 5.72 | 1 | 365 | 6.5089 | 0.10804 | 6 | 0.61697
66344 | 5.035 | 1 | 365 | 5.7294 | 0.53829 | 6 | 0.26773
66347 | 6.89 | 1 | 365 | 7.8403 | 0.78923 | 8 | 0.62953
66349 | 11.7 | 1 | 365 | 13.3137 | 0.81191 | 14 | 0.12562
40232 | 8.06 | 1 | 365 | 9.1717 | 0.47042 | 9 | 0.64209
65895 | 4.24 | 1 | 365 | 4.8248 | 0.71645 | 5 | 0.54125
65899 | 11.2 | 1 | 365 | 12.7447 | 0.6661 | 13 | 0.41085
66361 | 5.3 | 1 | 365 | 6.031 | 0.14556 | 6 | 0.17656
50429 | 4.34 | 1 | 365 | 4.9386 | 0.94561 | 5 | 0.8842
66362 | 4.24 | 1 | 365 | 4.8248 | 0.71645 | 5 | 0.54125
66368 | 5.565 | 1 | 365 | 6.3325 | 0.75284 | 7 | 0.08539
66366 | 4.845 | 1 | 365 | 5.5132 | 0.10288 | 5 | 0.61612
66364 | 5.865 | 0.8 | 365 | 5.3391 | 0.75226 | 6 | 0.091402
66371 | 6.24 | 1 | 365 | 7.1006 | 0.29968 | 7 | 0.40033
66369 | 5.46 | 1 | 365 | 6.2131 | 0.51222 | 6 | 0.72529
66376 | 4.16 | 1 | 365 | 4.7338 | 0.53312 | 5 | 0.26689
66374 | 5.61 | 1 | 365 | 6.3838 | 0.85597 | 7 | 0.23972
66380 | 8.84 | 1 | 365 | 10.0592 | 0.25789 | 10 | 0.31713
66383 | 8.06 | 1 | 365 | 9.1717 | 0.47042 | 9 | 0.64209
66278 | 11.52 | 1 | 365 | 13.1089 | 0.39942 | 13 | 0.5083
66370 | 10.5 | 0.8 | 365 | 9.5586 | 0.24957 | 9 | 0.80814
66382 | 9.36 | 1 | 365 | 10.651 | 0.44953 | 11 | 0.10049
66386 | 2.86 | 1 | 365 | 3.2545 | 0.55402 | 3 | 0.80848
66384 | 4.24 | 1 | 365 | 4.8248 | 0.71645 | 5 | 0.54125
66387 | 5.83 | 1 | 365 | 6.6341 | 0.36012 | 6 | 0.99422
66389 | 6.24 | 1 | 365 | 7.1006 | 0.29968 | 7 | 0.40033
66393 | 4.94 | 1 | 365 | 5.6213 | 0.32058 | 5 | 0.94193
66397 | 6.36 | 1 | 365 | 7.2372 | 0.57468 | 7 | 0.81187
66395 | 8.215 | 1 | 365 | 9.348 | 0.82563 | 10 | 0.17367
66400 | 7.95 | 1 | 365 | 9.0465 | 0.21835 | 9 | 0.26484
66402 | 2.6 | 1 | 365 | 2.9586 | 0.9582 | 3 | 0.9168
66403 | 8.4 | 1 | 365 | 9.5586 | 0.24957 | 9 | 0.80814
66406 | 7.54 | 0.8 | 365 | 6.864 | 0.82303 | 7 | 0.68699
66407 | 5.72 | 1 | 365 | 6.5089 | 0.10804 | 6 | 0.61697
66408 | 4.94 | 1 | 365 | 5.6213 | 0.32058 | 5 | 0.94193
66412 | 7.28 | 1 | 365 | 8.2841 | 0.68296 | 8 | 0.96705
66414 | 3.975 | 1 | 365 | 4.5232 | 0.10917 | 4 | 0.63242
66417 | 9.36 | 0.8 | 365 | 8.5208 | 0.15962 | 8 | 0.6804
66418 | 6.36 | 1 | 365 | 7.2372 | 0.57468 | 7 | 0.81187
66421 | 4.94 | 1 | 365 | 5.6213 | 0.32058 | 5 | 0.94193
66424 | 7.42 | 0.8 | 365 | 6.7547 | 0.60303 | 7 | 0.35775
60126 | 8.06 | 1 | 365 | 9.1717 | 0.47042 | 9 | 0.64209
65814 | 9.54 | 1 | 365 | 10.8558 | 0.86202 | 11 | 0.71781
66426 | 6.36 | 1 | 365 | 7.2372 | 0.57468 | 7 | 0.81187
66427 | 4.77 | 1 | 365 | 5.4279 | 0.93101 | 6 | 0.35891
66429 | 5.035 | 0.8 | 365 | 4.5836 | 0.23063 | 4 | 0.81419
66428 | 5.565 | 1 | 365 | 6.3325 | 0.75284 | 7 | 0.08539
66431 | 5.3 | 1 | 365 | 6.031 | 0.14556 | 6 | 0.17656
66432 | 6.89 | 1 | 365 | 7.8403 | 0.78923 | 8 | 0.62953
66434 | 3.975 | 1 | 365 | 4.5232 | 0.10917 | 4 | 0.63242
66435 | 4.505 | 1 | 365 | 5.1263 | 0.32373 | 5 | 0.45008
66436 | 3.64 | 1 | 365 | 4.142 | 0.34148 | 4 | 0.48353
66438 | 7.42 | 1 | 365 | 8.4434 | 0.0037907 | 8 | 0.44719
66439 | 6.095 | 1 | 365 | 6.9356 | 0.9674 | 7 | 0.90305
66440 | 6.095 | 1 | 365 | 6.9356 | 0.9674 | 7 | 0.90305
66445 | 6.5 | 1 | 365 | 7.3965 | 0.8955 | 8 | 0.29201
66449 | 4.68 | 0.8 | 365 | 4.2604 | 0.57981 | 4 | 0.8402
18624 | 17.94 | 1 | 365 | 20.4144 | 0.11159 | 20 | 0.52595
66451 | 6.76 | 0.8 | 365 | 6.1539 | 0.39306 | 6 | 0.54695
66447 | 9.805 | 1 | 365 | 11.1573 | 0.46929 | 11 | 0.62664
55468 | 5.2 | 1 | 365 | 5.9172 | 0.9164 | 6 | 0.83361
66454 | 6.5 | 1 | 365 | 7.3965 | 0.8955 | 8 | 0.29201
66450 | 5.2 | 0.8 | 365 | 4.7338 | 0.53312 | 5 | 0.26689
66456 | 5.2 | 1 | 365 | 5.9172 | 0.9164 | 6 | 0.83361
66455 | 6.16 | 1 | 365 | 7.0096 | 0.11635 | 7 | 0.12597
66457 | 3.975 | 1 | 365 | 4.5232 | 0.10917 | 4 | 0.63242
61172 | 4.505 | 1 | 365 | 5.1263 | 0.32373 | 5 | 0.45008
66458 | 10.6 | 1 | 365 | 12.062 | 0.29113 | 12 | 0.35312
66461 | 6.615 | 0.8 | 365 | 6.0219 | 0.12723 | 6 | 0.14913
66448 | 4.24 | 1 | 365 | 4.8248 | 0.71645 | 5 | 0.54125
66464 | 7.28 | 1 | 365 | 8.2841 | 0.68296 | 8 | 0.96705
66463 | 6.76 | 1 | 365 | 7.6924 | 0.49132 | 8 | 0.18369
66466 | 9.1 | 0.8 | 365 | 8.2841 | 0.68296 | 8 | 0.96705
66467 | 3.18 | 0.8 | 365 | 2.8949 | 0.82987 | 3 | 0.72475
66470 | 4.41 | 1 | 365 | 5.0182 | 0.10603 | 5 | 0.12427
66472 | 9.36 | 0.8 | 365 | 8.5208 | 0.15962 | 8 | 0.6804
66471 | 9.45 | 1 | 365 | 10.7534 | 0.65577 | 11 | 0.40915
66473 | 5.46 | 1 | 365 | 6.2131 | 0.51222 | 6 | 0.72529
66475 | 6.24 | 1 | 365 | 7.1006 | 0.29968 | 7 | 0.40033
66477 | 8.06 | 0.8 | 365 | 7.3373 | 0.77634 | 8 | 0.11367
66482 | 6.24 | 0.8 | 365 | 5.6805 | 0.43975 | 6 | 0.12026
66486 | 6.93 | 1 | 365 | 7.8858 | 0.8809 | 8 | 0.76671
66489 | 9.135 | 0.8 | 365 | 8.3159 | 0.74713 | 9 | 0.063078
66491 | 6.625 | 0.8 | 365 | 6.031 | 0.14556 | 6 | 0.17656
66507 | 8.215 | 1 | 365 | 9.348 | 0.82563 | 10 | 0.17367
66009 | 4.24 | 1 | 365 | 4.8248 | 0.71645 | 5 | 0.54125
66010 | 10.24 | 1 | 365 | 11.6523 | 0.46615 | 12 | 0.11849
66011 | 11.2 | 1 | 365 | 12.7447 | 0.6661 | 13 | 0.41085
66518 | 2.34 | 1 | 365 | 2.6627 | 0.36238 | 3 | 0.025124
66517 | 5.46 | 1 | 365 | 6.2131 | 0.51222 | 6 | 0.72529
61444 | 11.13 | 1 | 365 | 12.6651 | 0.50569 | 13 | 0.17078
66521 | 5.04 | 1 | 365 | 5.7351 | 0.54974 | 6 | 0.28488
66522 | 6.5 | 1 | 365 | 7.3965 | 0.8955 | 8 | 0.29201
61458 | 15.86 | 1 | 365 | 18.0475 | 0.34503 | 18 | 0.3925
66523 | 4.24 | 0.8 | 365 | 3.8598 | 0.77316 | 4 | 0.633
66525 | 8.58 | 1 | 365 | 9.7634 | 0.66207 | 10 | 0.42545
66527 | 22.95 | 0.8 | 365 | 20.8923 | 0.07407 | 20 | 0.96635
66538 | 4.77 | 0.8 | 365 | 4.3423 | 0.74481 | 5 | 0.087125
66548 | 13 | 0.8 | 365 | 11.8344 | 0.83281 | 12 | 0.66722
66039 | 12.6 | 1 | 365 | 14.3378 | 0.87436 | 15 | 0.2122
66546 | 6.21 | 0.8 | 365 | 5.6532 | 0.38475 | 6 | 0.037955
66550 | 6.375 | 0.8 | 365 | 5.8034 | 0.68724 | 6 | 0.49065
66065 | 6.72 | 1 | 365 | 7.6468 | 0.39966 | 8 | 0.046509
66556 | 6.3 | 0.8 | 365 | 5.7351 | 0.54974 | 6 | 0.28488
66554 | 6 | 0.8 | 365 | 5.462 | 0.99976 | 6 | 0.46179
66557 | 12.915 | 1 | 365 | 14.6963 | 0.59622 | 15 | 0.29251
66561 | 5.7 | 1 | 365 | 6.4862 | 0.062211 | 6 | 0.54838
61575 | 4.16 | 1 | 365 | 4.7338 | 0.53312 | 5 | 0.26689
66132 | 10.2 | 1 | 365 | 11.6068 | 0.37448 | 11 | 0.98131
66137 | 5.04 | 0.8 | 365 | 4.5881 | 0.2398 | 4 | 0.82791
65311 | 11.1 | 1 | 365 | 12.631 | 0.43694 | 13 | 0.067894
40915 | 11.118 | 1 | 365 | 12.6514 | 0.47819 | 13 | 0.12963
65680 | 9.805 | 1 | 365 | 11.1573 | 0.46929 | 11 | 0.62664
66578 | 7.36 | 1 | 365 | 8.3751 | 0.86629 | 9 | 0.24141
66579 | 4.05 | 1 | 365 | 4.6086 | 0.28104 | 4 | 0.88964
66580 | 11.96 | 1 | 365 | 13.6096 | 0.40773 | 14 | 0.017298
66581 | 5.04 | 1 | 365 | 5.7351 | 0.54974 | 6 | 0.28488
66582 | 10.08 | 1 | 365 | 11.4703 | 0.099489 | 11 | 0.56976
66583 | 7.695 | 1 | 365 | 8.7563 | 0.63399 | 9 | 0.39031
66592 | 10.15 | 1 | 365 | 11.5499 | 0.2599 | 11 | 0.80983
66595 | 12.426 | 1 | 365 | 14.1398 | 0.47562 | 14 | 0.61546
50296 | 7.95 | 1 | 365 | 9.0465 | 0.21835 | 9 | 0.26484
66596 | 10.5 | 1 | 365 | 11.9482 | 0.061968 | 12 | 0.01017
66610 | 11.13 | 1 | 365 | 12.6651 | 0.50569 | 13 | 0.17078
66613 | 7.695 | 0.8 | 365 | 7.0051 | 0.10719 | 7 | 0.11225
66612 | 5.355 | 0.8 | 365 | 4.8749 | 0.81728 | 5 | 0.69215
66616 | 5.72 | 0.8 | 365 | 5.2071 | 0.48643 | 5 | 0.69358
66618 | 6.36 | 0.8 | 365 | 5.7898 | 0.65974 | 6 | 0.4495
66619 | 9.01 | 0.8 | 365 | 8.2022 | 0.51797 | 8 | 0.72012
66623 | 4.94 | 0.8 | 365 | 4.4971 | 0.056466 | 4 | 0.55354
66622 | 9.62 | 0.8 | 365 | 8.7575 | 0.63628 | 9 | 0.39374
66625 | 5.46 | 0.8 | 365 | 4.9705 | 0.0097787 | 4 | 0.98023
66627 | 13.545 | 0.8 | 365 | 12.3305 | 0.83195 | 13 | 0.1625
65632 | 4.505 | 1 | 365 | 5.1263 | 0.32373 | 5 | 0.45008
66628 | 4.16 | 0.8 | 365 | 3.787 | 0.6265 | 4 | 0.41351
66626 | 9.805 | 0.8 | 365 | 8.9259 | 0.97544 | 9 | 0.90131
66630 | 10.66 | 0.8 | 365 | 9.7042 | 0.5429 | 10 | 0.24712
66632 | 8.16 | 0.8 | 365 | 7.4284 | 0.95967 | 8 | 0.38804
66631 | 2.6 | 0.8 | 365 | 2.3669 | 0.76656 | 3 | 0.13344
66634 | 6.76 | 0.8 | 365 | 6.1539 | 0.39306 | 6 | 0.54695
66637 | 4.68 | 0.8 | 365 | 4.2604 | 0.57981 | 4 | 0.8402
66638 | 6.36 | 1 | 365 | 7.2372 | 0.57468 | 7 | 0.81187
66641 | 18.24 | 1 | 365 | 20.7557 | 0.79908 | 21 | 0.55481
66642 | 8.4 | 1 | 365 | 9.5586 | 0.24957 | 9 | 0.80814
66651 | 8.58 | 0.8 | 365 | 7.8107 | 0.72965 | 8 | 0.54036
66647 | 7.44 | 0.8 | 365 | 6.7729 | 0.6397 | 7 | 0.41262
66655 | 7.28 | 0.8 | 365 | 6.6273 | 0.34637 | 6 | 0.97364
66658 | 7.28 | 0.8 | 365 | 6.6273 | 0.34637 | 6 | 0.97364
66660 | 5.72 | 0.8 | 365 | 5.2071 | 0.48643 | 5 | 0.69358
66662 | 4.68 | 0.8 | 365 | 4.2604 | 0.57981 | 4 | 0.8402
66663 | 7.125 | 0.8 | 365 | 6.4862 | 0.062211 | 6 | 0.54838
66672 | 12 | 1 | 365 | 13.6551 | 0.49939 | 14 | 0.15448
66673 | 4.8 | 1 | 365 | 5.462 | 0.99976 | 6 | 0.46179
66677 | 6.6 | 1 | 365 | 7.5103 | 0.12467 | 7 | 0.63496
66678 | 8.4 | 1 | 365 | 9.5586 | 0.24957 | 9 | 0.80814
65283 | 12.6 | 1 | 365 | 14.3378 | 0.87436 | 15 | 0.2122
66683 | 3.9 | 0.8 | 365 | 3.5503 | 0.14984 | 3 | 0.70016
49726 | 9.735 | 1 | 365 | 11.0777 | 0.30888 | 11 | 0.38657
66684 | 9.36 | 0.8 | 365 | 8.5208 | 0.15962 | 8 | 0.6804
66685 | 8.82 | 0.8 | 365 | 8.0292 | 0.16964 | 8 | 0.19883
65355 | 10.03 | 1 | 365 | 11.4134 | 0.98491 | 12 | 0.39829
66686 | 10.14 | 0.8 | 365 | 9.2308 | 0.58959 | 9 | 0.82043
66689 | 2.415 | 1 | 365 | 2.7481 | 0.53425 | 3 | 0.28234
66691 | 4.578 | 1 | 365 | 5.2094 | 0.49102 | 5 | 0.70043
66694 | 4.69 | 1 | 365 | 5.3369 | 0.74768 | 6 | 0.084543
66695 | 11.66 | 1 | 365 | 13.2682 | 0.72024 | 13 | 0.98844
66696 | 4.59 | 1 | 365 | 5.2231 | 0.51852 | 5 | 0.74159
66138 | 3.64 | 0.8 | 365 | 3.3136 | 0.67319 | 3 | 0.98682
66701 | 5.7 | 0.8 | 365 | 5.1889 | 0.44977 | 5 | 0.6387
66703 | 6 | 0.8 | 365 | 5.462 | 0.99976 | 6 | 0.46179
66704 | 6.27 | 1 | 365 | 7.1348 | 0.36843 | 7 | 0.50322
66709 | 8.58 | 0.8 | 365 | 7.8107 | 0.72965 | 8 | 0.54036
66711 | 5.565 | 0.8 | 365 | 5.066 | 0.20227 | 5 | 0.26831
66714 | 5.98 | 0.8 | 365 | 5.4438 | 0.96309 | 6 | 0.40692
66715 | 4.68 | 0.8 | 365 | 4.2604 | 0.57981 | 4 | 0.8402
66725 | 6.36 | 0.8 | 365 | 5.7898 | 0.65974 | 6 | 0.4495
66728 | 4.42 | 0.8 | 365 | 4.0237 | 0.10315 | 4 | 0.12685
66726 | 13.23 | 0.8 | 365 | 12.0438 | 0.25446 | 12 | 0.29825
66730 | 8.32 | 0.8 | 365 | 7.574 | 0.253 | 7 | 0.82702
66729 | 5.76 | 0.8 | 365 | 5.2436 | 0.55977 | 5 | 0.80332
66734 | 3.38 | 0.8 | 365 | 3.0769 | 0.19653 | 3 | 0.27348
66752 | 13.545 | 0.8 | 365 | 12.3305 | 0.83195 | 13 | 0.1625
66753 | 3.38 | 1 | 365 | 3.8462 | 0.74566 | 4 | 0.59185
66754 | 6.24 | 0.8 | 365 | 5.6805 | 0.43975 | 6 | 0.12026
66755 | 4.68 | 0.8 | 365 | 4.2604 | 0.57981 | 4 | 0.8402
66757 | 8.505 | 0.8 | 365 | 7.7424 | 0.59216 | 8 | 0.33459
66759 | 10.14 | 0.8 | 365 | 9.2308 | 0.58959 | 9 | 0.82043
66760 | 4.68 | 1 | 365 | 5.3255 | 0.72476 | 6 | 0.050247
66761 | 11.96 | 0.8 | 365 | 10.8877 | 0.92618 | 11 | 0.81384
66762 | 5.035 | 1 | 365 | 5.7294 | 0.53829 | 6 | 0.26773
66763 | 7.56 | 0.8 | 365 | 6.8822 | 0.85969 | 7 | 0.74186
66764 | 6.24 | 0.8 | 365 | 5.6805 | 0.43975 | 6 | 0.12026
66765 | 12.6 | 0.8 | 365 | 11.4703 | 0.099489 | 11 | 0.56976
66766 | 9.52 | 0.8 | 365 | 8.6664 | 0.45295 | 9 | 0.11938
66767 | 4.24 | 0.8 | 365 | 3.8598 | 0.77316 | 4 | 0.633
66768 | 5.1 | 1 | 365 | 5.8034 | 0.68724 | 6 | 0.49065
66774 | 4.355 | 1 | 365 | 4.9557 | 0.97999 | 5 | 0.93565
66776 | 6 | 1 | 365 | 6.8275 | 0.7497 | 7 | 0.57724
66779 | 10.92 | 1 | 365 | 12.4261 | 0.024447 | 12 | 0.45058
66784 | 8.97 | 1 | 365 | 10.2072 | 0.5558 | 10 | 0.76297
66788 | 3.38 | 0.8 | 365 | 3.0769 | 0.19653 | 3 | 0.27348
66789 | 10.6 | 0.8 | 365 | 9.6496 | 0.4329 | 10 | 0.082499
66790 | 5.72 | 0.8 | 365 | 5.2071 | 0.48643 | 5 | 0.69358
66792 | 7.02 | 0.8 | 365 | 6.3906 | 0.86972 | 7 | 0.2603
66791 | 7.15 | 1 | 365 | 8.1362 | 0.38505 | 8 | 0.52121
66795 | 6.5 | 0.8 | 365 | 5.9172 | 0.9164 | 6 | 0.83361
66796 | 5.355 | 0.8 | 365 | 4.8749 | 0.81728 | 5 | 0.69215
66409 | 5.865 | 0.8 | 365 | 5.3391 | 0.75226 | 6 | 0.091402
66798 | 8.32 | 0.8 | 365 | 7.574 | 0.253 | 7 | 0.82702
66797 | 5.12 | 1 | 365 | 5.8262 | 0.73307 | 6 | 0.55924
66799 | 11.7 | 0.8 | 365 | 10.651 | 0.44953 | 11 | 0.10049
66800 | 6.625 | 0.8 | 365 | 6.031 | 0.14556 | 6 | 0.17656
65408 | 8.58 | 1 | 365 | 9.7634 | 0.66207 | 10 | 0.42545
65383 | 11.055 | 1 | 365 | 12.5797 | 0.33381 | 12 | 0.91356
66080 | 9.045 | 1 | 365 | 10.2925 | 0.72767 | 11 | 0.020189
66802 | 9.275 | 0.8 | 365 | 8.4434 | 0.0037907 | 8 | 0.44719
66807 | 6.24 | 0.8 | 365 | 5.6805 | 0.43975 | 6 | 0.12026
66808 | 5.13 | 0.8 | 365 | 4.67 | 0.40479 | 5 | 0.074832
66812 | 7.245 | 1 | 365 | 8.2443 | 0.60276 | 8 | 0.84702
66815 | 5.76 | 1 | 365 | 6.5544 | 0.19971 | 6 | 0.75415
66818 | 11.4 | 1 | 365 | 12.9723 | 0.12442 | 13 | 0.096756
66817 | 3.52 | 1 | 365 | 4.0055 | 0.066488 | 4 | 0.071981
65032 | 7.41 | 1 | 365 | 8.432 | 0.98087 | 9 | 0.41289
66820 | 13.395 | 1 | 365 | 15.2425 | 0.6962 | 15 | 0.93869
66822 | 6.76 | 0.8 | 365 | 6.1539 | 0.39306 | 6 | 0.54695
66823 | 3.9 | 0.8 | 365 | 3.5503 | 0.14984 | 3 | 0.70016
66824 | 7.98 | 0.8 | 365 | 7.2645 | 0.62968 | 7 | 0.89418
66828 | 5.7 | 0.8 | 365 | 5.1889 | 0.44977 | 5 | 0.6387
66830 | 7.125 | 0.8 | 365 | 6.4862 | 0.062211 | 6 | 0.54838
66831 | 13.395 | 0.8 | 365 | 12.194 | 0.55696 | 12 | 0.75095
66834 | 6.555 | 0.8 | 365 | 5.9673 | 0.017234 | 5 | 0.98451
66836 | 5.7 | 0.8 | 365 | 5.1889 | 0.44977 | 5 | 0.6387
66838 | 11.7 | 0.8 | 365 | 10.651 | 0.44953 | 11 | 0.10049
66840 | 3.77 | 0.8 | 365 | 3.432 | 0.91151 | 4 | 0.34349
66841 | 7.41 | 0.8 | 365 | 6.7456 | 0.5847 | 7 | 0.33031
66842 | 4.24 | 0.8 | 365 | 3.8598 | 0.77316 | 4 | 0.633
66845 | 6.84 | 0.8 | 365 | 6.2267 | 0.53972 | 6 | 0.76644
66846 | 5.67 | 0.8 | 365 | 5.1616 | 0.39477 | 5 | 0.55639
66847 | 10.83 | 0.8 | 365 | 9.859 | 0.85456 | 10 | 0.71353
66848 | 7.28 | 0.8 | 365 | 6.6273 | 0.34637 | 6 | 0.97364
66849 | 6.5 | 0.8 | 365 | 5.9172 | 0.9164 | 6 | 0.83361
66850 | 3.705 | 0.8 | 365 | 3.3728 | 0.79235 | 4 | 0.16516
66852 | 3.99 | 0.8 | 365 | 3.6323 | 0.31484 | 3 | 0.94709
66853 | 12.54 | 0.8 | 365 | 11.4157 | 0.98949 | 12 | 0.40515
66854 | 8.55 | 0.8 | 365 | 7.7834 | 0.67465 | 8 | 0.45805
66855 | 5.7 | 0.8 | 365 | 5.1889 | 0.44977 | 5 | 0.6387
66856 | 3.9 | 0.8 | 365 | 3.5503 | 0.14984 | 3 | 0.70016
66857 | 5.415 | 0.8 | 365 | 4.9295 | 0.92728 | 5 | 0.85677
66858 | 13.395 | 0.8 | 365 | 12.194 | 0.55696 | 12 | 0.75095
66859 | 6.84 | 0.8 | 365 | 6.2267 | 0.53972 | 6 | 0.76644
66860 | 10.44 | 0.8 | 365 | 9.5039 | 0.13958 | 9 | 0.64352
66861 | 2.6 | 0.8 | 365 | 2.3669 | 0.76656 | 3 | 0.13344
66862 | 11.4 | 0.8 | 365 | 10.3779 | 0.89954 | 11 | 0.2774
66863 | 7.695 | 0.8 | 365 | 7.0051 | 0.10719 | 7 | 0.11225
59622 | 8.4 | 1 | 365 | 9.5586 | 0.24957 | 9 | 0.80814
66866 | 4.94 | 0.8 | 365 | 4.4971 | 0.056466 | 4 | 0.55354
66870 | 8.19 | 0.8 | 365 | 7.4557 | 0.014668 | 7 | 0.47035
66874 | 7.685 | 1 | 365 | 8.7449 | 0.61107 | 9 | 0.35601
66872 | 4.77 | 0.8 | 365 | 4.3423 | 0.74481 | 5 | 0.087125
66333 | 8.58 | 1 | 365 | 9.7634 | 0.66207 | 10 | 0.42545
66880 | 10.695 | 1 | 365 | 12.1701 | 0.50883 | 12 | 0.67893
66886 | 3.975 | 0.8 | 365 | 3.6186 | 0.28734 | 3 | 0.90594
66888 | 11.18 | 0.8 | 365 | 10.1776 | 0.49621 | 10 | 0.67381
66890 | 7.92 | 1 | 365 | 9.0124 | 0.1496 | 9 | 0.16196
66882 | 8.64 | 1 | 365 | 9.8317 | 0.79956 | 10 | 0.63123
66892 | 7.2 | 1 | 365 | 8.1931 | 0.49964 | 8 | 0.69269
66893 | 6.27 | 1 | 365 | 7.1348 | 0.36843 | 7 | 0.50322
66895 | 9.69 | 1 | 365 | 11.0265 | 0.20576 | 11 | 0.23224
66899 | 12.96 | 1 | 365 | 14.7475 | 0.69934 | 15 | 0.44684
66900 | 9.76 | 1 | 365 | 11.1061 | 0.36617 | 11 | 0.47231
36797 | 35.316 | 0.9 | 365 | 36.1682 | 0.83764 | 37 | 0.0058712
64812 | 12.48 | 1 | 365 | 14.2013 | 0.59937 | 14 | 0.80066
66780 | 10.26 | 1 | 365 | 11.6751 | 0.51198 | 12 | 0.18708
66908 | 3.71 | 0.8 | 365 | 3.3774 | 0.80152 | 4 | 0.17887
66914 | 7.155 | 0.8 | 365 | 6.5135 | 0.11721 | 6 | 0.63069
65740 | 15.36 | 1 | 365 | 17.4785 | 0.19922 | 17 | 0.67773
66916 | 4.16 | 1 | 365 | 4.7338 | 0.53312 | 5 | 0.26689
47877 | 48.36 | 0.9 | 365 | 49.527 | 0.74029 | 50 | 0.2673
66918 | 3.38 | 1 | 365 | 3.8462 | 0.74566 | 4 | 0.59185
43098 | 34.21 | 0.9 | 365 | 35.0355 | 0.55657 | 35 | 0.59211
66922 | 25 | 1 | 365 | 28.4481 | 0.2904 | 28 | 0.7385
66920 | 13.25 | 0.8 | 365 | 12.062 | 0.29113 | 12 | 0.35312
66926 | 5.83 | 0.8 | 365 | 5.3073 | 0.6881 | 5 | 0.99537
66928 | 6.89 | 0.8 | 365 | 6.2722 | 0.63139 | 6 | 0.90362
66932 | 8.745 | 0.8 | 365 | 7.9609 | 0.032146 | 7 | 0.99306
66575 | 3.135 | 1 | 365 | 3.5674 | 0.18422 | 3 | 0.75161
67086 | 5.2 | 0.8 | 365 | 4.7338 | 0.53312 | 5 | 0.26689
66814 | 9.28 | 1 | 365 | 10.5599 | 0.2662 | 10 | 0.82613
62205 | 16.99 | 1 | 365 | 19.3333 | 0.93456 | 20 | 0.26788
66832 | 6.54 | 0.8 | 365 | 5.9536 | 0.98973 | 6 | 0.94335
66747 | 6.36 | 0.8 | 365 | 5.7898 | 0.65974 | 6 | 0.4495
36944 | 15.045 | 1 | 365 | 17.1201 | 0.47736 | 17 | 0.59743
45582 | 9.62 | 1 | 365 | 10.9468 | 0.045346 | 10 | 0.99217
63687 | 5.3 | 1 | 365 | 6.031 | 0.14556 | 6 | 0.17656
59784 | 8.55 | 1 | 365 | 9.7293 | 0.59332 | 10 | 0.32257
61932 | 110.88 | 0.9 | 365 | 113.5557 | 0.68494 | 114 | 0.24066
29686 | 595.68 | 0.9 | 365 | 610.0547 | 0.56284 | 610 | 0.61755
65194 | 10.6 | 1 | 365 | 12.062 | 0.29113 | 12 | 0.35312
34497 | 1918.44 | 1 | 365 | 2183.0389 | 0.3278 | 2183 | 0.36672
66001 | 8.64 | 1 | 365 | 9.8317 | 0.79956 | 10 | 0.63123
50838 | 5.72 | 1 | 365 | 6.5089 | 0.10804 | 6 | 0.61697
65496 | 8.06 | 1 | 365 | 9.1717 | 0.47042 | 9 | 0.64209
65500 | 6.24 | 1 | 365 | 7.1006 | 0.29968 | 7 | 0.40033
65552 | 12.72 | 1 | 365 | 14.4744 | 0.14936 | 14 | 0.62375
65830 | 4.24 | 0.8 | 365 | 3.8598 | 0.77316 | 4 | 0.633
65732 | 9 | 1 | 365 | 10.2413 | 0.62454 | 10 | 0.86586
65900 | 10.26 | 1 | 365 | 11.6751 | 0.51198 | 12 | 0.18708
66015 | 5.04 | 1 | 365 | 5.7351 | 0.54974 | 6 | 0.28488
66055 | 5.415 | 1 | 365 | 6.1619 | 0.4091 | 6 | 0.57096
66093 | 7.41 | 1 | 365 | 8.432 | 0.98087 | 9 | 0.41289
66160 | 4.845 | 1 | 365 | 5.5132 | 0.10288 | 5 | 0.61612
65558 | 9.9 | 1 | 365 | 11.2654 | 0.687 | 11 | 0.95245
66743 | 5.1 | 1 | 365 | 5.8034 | 0.68724 | 6 | 0.49065
66738 | 6.6 | 1 | 365 | 7.5103 | 0.12467 | 7 | 0.63496
63650 | 7.54 | 1 | 365 | 8.5799 | 0.27878 | 8 | 0.85873
66680 | 11.34 | 1 | 365 | 12.9041 | 0.98693 | 13 | 0.89098
66679 | 11.34 | 1 | 365 | 12.9041 | 0.98693 | 13 | 0.89098
66643 | 6.63 | 1 | 365 | 7.5444 | 0.19341 | 7 | 0.73785
27723 | 3.57 | 1 | 365 | 4.0624 | 0.18107 | 4 | 0.24346
39043 | 6.375 | 1 | 365 | 7.2543 | 0.60905 | 7 | 0.86332
63177 | 3.975 | 1 | 365 | 4.5232 | 0.10917 | 4 | 0.63242
46917 | 7.705 | 0.8 | 365 | 7.0142 | 0.12552 | 7 | 0.13968
67355 | 10.92 | 0.8 | 365 | 9.9409 | 0.019557 | 9 | 0.96046
51273 | 7.8 | 1 | 365 | 8.8758 | 0.8746 | 9 | 0.75041
66901 | 11.2 | 1 | 365 | 12.7447 | 0.6661 | 13 | 0.41085
65402 | 7.56 | 1 | 365 | 8.6027 | 0.32462 | 8 | 0.92732
31502 | 2598.97 | 0.8 | 365 | 2365.9443 | 0.67299 | 2366 | 0.61726
63505 | 9.88 | 1 | 365 | 11.2427 | 0.64117 | 11 | 0.88386
65741 | 3.445 | 0.8 | 365 | 3.1361 | 0.31569 | 3 | 0.45181
59429 | 5.72 | 1 | 365 | 6.5089 | 0.10804 | 6 | 0.61697
58527 | 10.66 | 1 | 365 | 12.1303 | 0.42863 | 12 | 0.5589
63163 | 2.6 | 1 | 365 | 2.9586 | 0.9582 | 3 | 0.9168
63377 | 4.24 | 1 | 365 | 4.8248 | 0.71645 | 5 | 0.54125
63069 | 8.32 | 1 | 365 | 9.4675 | 0.066245 | 9 | 0.53377
62884 | 5.83 | 1 | 365 | 6.6341 | 0.36012 | 6 | 0.99422
62807 | 5.46 | 1 | 365 | 6.2131 | 0.51222 | 6 | 0.72529
62691 | 3.975 | 1 | 365 | 4.5232 | 0.10917 | 4 | 0.63242
62685 | 7.14 | 1 | 365 | 8.1248 | 0.36214 | 8 | 0.48692
62702 | 7.155 | 1 | 365 | 8.1418 | 0.39651 | 8 | 0.53836
59575 | 9.435 | 1 | 365 | 10.7363 | 0.6214 | 11 | 0.35771
59535 | 2.34 | 1 | 365 | 2.6627 | 0.36238 | 3 | 0.025124
48243 | 12.6 | 1 | 365 | 14.3378 | 0.87436 | 15 | 0.2122
66939 | 4.16 | 0.8 | 365 | 3.787 | 0.6265 | 4 | 0.41351
66941 | 9.275 | 0.8 | 365 | 8.4434 | 0.0037907 | 8 | 0.44719
66943 | 8.06 | 0.8 | 365 | 7.3373 | 0.77634 | 8 | 0.11367
66946 | 5.565 | 0.8 | 365 | 5.066 | 0.20227 | 5 | 0.26831
66953 | 4.77 | 0.8 | 365 | 4.3423 | 0.74481 | 5 | 0.087125
66952 | 11.13 | 0.8 | 365 | 10.1321 | 0.40455 | 10 | 0.53662
66957 | 4.505 | 0.8 | 365 | 4.1011 | 0.25898 | 4 | 0.36006
66960 | 6.36 | 0.8 | 365 | 5.7898 | 0.65974 | 6 | 0.4495
66961 | 6.12 | 0.8 | 365 | 5.5713 | 0.21975 | 5 | 0.79103
66962 | 2.915 | 0.8 | 365 | 2.6536 | 0.34405 | 2 | 0.99769
66965 | 6.48 | 0.8 | 365 | 5.899 | 0.87974 | 6 | 0.77874
66967 | 6.625 | 0.8 | 365 | 6.031 | 0.14556 | 6 | 0.17656
66966 | 4.77 | 0.8 | 365 | 4.3423 | 0.74481 | 5 | 0.087125
66964 | 3.9 | 0.8 | 365 | 3.5503 | 0.14984 | 3 | 0.70016
66970 | 10.865 | 0.8 | 365 | 9.8908 | 0.91873 | 10 | 0.80956
66971 | 13 | 0.8 | 365 | 11.8344 | 0.83281 | 12 | 0.66722
66972 | 4.86 | 0.8 | 365 | 4.4242 | 0.9098 | 5 | 0.33405
66968 | 3.445 | 0.8 | 365 | 3.1361 | 0.31569 | 3 | 0.45181
66974 | 3.9 | 0.8 | 365 | 3.5503 | 0.14984 | 3 | 0.70016
66978 | 4.16 | 0.8 | 365 | 3.787 | 0.6265 | 4 | 0.41351
66989 | 5.46 | 0.8 | 365 | 4.9705 | 0.0097787 | 4 | 0.98023
66991 | 3.18 | 0.8 | 365 | 2.8949 | 0.82987 | 3 | 0.72475
66994 | 6.89 | 0.8 | 365 | 6.2722 | 0.63139 | 6 | 0.90362
66995 | 5.46 | 0.8 | 365 | 4.9705 | 0.0097787 | 4 | 0.98023
66997 | 5.72 | 0.8 | 365 | 5.2071 | 0.48643 | 5 | 0.69358
66999 | 5.04 | 0.8 | 365 | 4.5881 | 0.2398 | 4 | 0.82791
67005 | 7.02 | 0.8 | 365 | 6.3906 | 0.86972 | 7 | 0.2603
66783 | 6.4 | 1 | 365 | 7.2827 | 0.66634 | 7 | 0.94906
63966 | 42.16 | 0.9 | 365 | 43.1774 | 0.95308 | 44 | 0.13047
63986 | 25.11 | 0.9 | 365 | 25.7159 | 0.78823 | 26 | 0.50417
45580 | 25.2 | 0.9 | 365 | 25.8081 | 0.97385 | 26 | 0.78197
67026 | 12.985 | 0.8 | 365 | 11.8208 | 0.80531 | 12 | 0.62606
66981 | 4.59 | 0.8 | 365 | 4.1785 | 0.41481 | 4 | 0.59327
67035 | 6.24 | 0.8 | 365 | 5.6805 | 0.43975 | 6 | 0.12026
67036 | 4.86 | 0.8 | 365 | 4.4242 | 0.9098 | 5 | 0.33405
67037 | 9.62 | 0.8 | 365 | 8.7575 | 0.63628 | 9 | 0.39374
67038 | 4.48 | 0.8 | 365 | 4.0783 | 0.21315 | 4 | 0.29147
67039 | 4.24 | 0.8 | 365 | 3.8598 | 0.77316 | 4 | 0.633
67040 | 7.95 | 0.8 | 365 | 7.2372 | 0.57468 | 7 | 0.81187
67045 | 9.36 | 0.8 | 365 | 8.5208 | 0.15962 | 8 | 0.6804
67052 | 15.105 | 0.8 | 365 | 13.7507 | 0.69189 | 14 | 0.44256
67058 | 6.36 | 0.8 | 365 | 5.7898 | 0.65974 | 6 | 0.4495
67064 | 6.095 | 0.8 | 365 | 5.5485 | 0.17392 | 5 | 0.72244
67067 | 11.44 | 0.8 | 365 | 10.4143 | 0.97287 | 11 | 0.38715
67070 | 6.3 | 0.8 | 365 | 5.7351 | 0.54974 | 6 | 0.28488
67073 | 8.505 | 0.8 | 365 | 7.7424 | 0.59216 | 8 | 0.33459
67075 | 8.4 | 0.8 | 365 | 7.6468 | 0.39966 | 8 | 0.046509
67076 | 13.545 | 0.8 | 365 | 12.3305 | 0.83195 | 13 | 0.1625
67078 | 6.93 | 0.8 | 365 | 6.3087 | 0.70472 | 7 | 0.01337
67079 | 8.84 | 0.8 | 365 | 8.0474 | 0.20631 | 8 | 0.25371
67080 | 9.765 | 1 | 365 | 11.1118 | 0.37763 | 11 | 0.48946
67081 | 6.76 | 0.8 | 365 | 6.1539 | 0.39306 | 6 | 0.54695
67082 | 7.54 | 0.8 | 365 | 6.864 | 0.82303 | 7 | 0.68699
67083 | 9.45 | 0.8 | 365 | 8.6027 | 0.32462 | 8 | 0.92732
67084 | 6.76 | 0.8 | 365 | 6.1539 | 0.39306 | 6 | 0.54695
67085 | 12.74 | 0.8 | 365 | 11.5977 | 0.35615 | 11 | 0.95387
67087 | 5.98 | 0.8 | 365 | 5.4438 | 0.96309 | 6 | 0.40692
67088 | 12.285 | 0.8 | 365 | 11.1835 | 0.522 | 11 | 0.70552
67094 | 3.975 | 0.8 | 365 | 3.6186 | 0.28734 | 3 | 0.90594
67095 | 8.48 | 0.8 | 365 | 7.7197 | 0.54632 | 8 | 0.266
67096 | 4.68 | 0.8 | 365 | 4.2604 | 0.57981 | 4 | 0.8402
67097 | 11.44 | 0.8 | 365 | 10.4143 | 0.97287 | 11 | 0.38715
67098 | 9.62 | 0.8 | 365 | 8.7575 | 0.63628 | 9 | 0.39374
67099 | 6.76 | 0.8 | 365 | 6.1539 | 0.39306 | 6 | 0.54695
67100 | 5.72 | 1 | 365 | 6.5089 | 0.10804 | 6 | 0.61697
67102 | 8.48 | 0.8 | 365 | 7.7197 | 0.54632 | 8 | 0.266
67103 | 9.18 | 0.8 | 365 | 8.3569 | 0.82963 | 9 | 0.18654
67105 | 3.975 | 1 | 365 | 4.5232 | 0.10917 | 4 | 0.63242
67106 | 3.71 | 1 | 365 | 4.2217 | 0.5019 | 4 | 0.72359
63279 | 7.28 | 1 | 365 | 8.2841 | 0.68296 | 8 | 0.96705
67108 | 7.42 | 1 | 365 | 8.4434 | 0.0037907 | 8 | 0.44719
66342 | 8.84 | 1 | 365 | 10.0592 | 0.25789 | 10 | 0.31713
67111 | 6.615 | 0.8 | 365 | 6.0219 | 0.12723 | 6 | 0.14913
67113 | 5.2 | 0.8 | 365 | 4.7338 | 0.53312 | 5 | 0.26689
67114 | 8.505 | 0.8 | 365 | 7.7424 | 0.59216 | 8 | 0.33459
67116 | 2.6 | 0.8 | 365 | 2.3669 | 0.76656 | 3 | 0.13344
67117 | 5.46 | 0.8 | 365 | 4.9705 | 0.0097787 | 4 | 0.98023
67121 | 7.54 | 0.8 | 365 | 6.864 | 0.82303 | 7 | 0.68699
67118 | 8.19 | 1 | 365 | 9.3196 | 0.76834 | 10 | 0.087933
67119 | 7.28 | 0.8 | 365 | 6.6273 | 0.34637 | 6 | 0.97364
67122 | 9.45 | 0.8 | 365 | 8.6027 | 0.32462 | 8 | 0.92732
67123 | 8.06 | 0.8 | 365 | 7.3373 | 0.77634 | 8 | 0.11367
67126 | 8.19 | 0.8 | 365 | 7.4557 | 0.014668 | 7 | 0.47035
67124 | 5.72 | 0.8 | 365 | 5.2071 | 0.48643 | 5 | 0.69358
67132 | 11.395 | 1 | 365 | 12.9666 | 0.11296 | 13 | 0.079608
67130 | 8.32 | 1 | 365 | 9.4675 | 0.066245 | 9 | 0.53377
67134 | 13.25 | 1 | 365 | 15.0775 | 0.36391 | 15 | 0.4414
67135 | 8.91 | 0.8 | 365 | 8.1111 | 0.33464 | 8 | 0.44576
67138 | 8.32 | 1 | 365 | 9.4675 | 0.066245 | 9 | 0.53377
67142 | 4.505 | 0.8 | 365 | 4.1011 | 0.25898 | 4 | 0.36006
67144 | 8.58 | 1 | 365 | 9.7634 | 0.66207 | 10 | 0.42545
61036 | 8.745 | 1 | 365 | 9.9511 | 0.040182 | 9 | 0.99133
67147 | 6.625 | 1 | 365 | 7.5387 | 0.18196 | 7 | 0.7207
67151 | 5.565 | 0.8 | 365 | 5.066 | 0.20227 | 5 | 0.26831
67150 | 6.36 | 0.8 | 365 | 5.7898 | 0.65974 | 6 | 0.4495
67154 | 4.24 | 0.8 | 365 | 3.8598 | 0.77316 | 4 | 0.633
67159 | 7.29 | 0.8 | 365 | 6.6364 | 0.3647 | 7 | 0.0010773
67164 | 7.42 | 0.8 | 365 | 6.7547 | 0.60303 | 7 | 0.35775
67166 | 10.865 | 0.8 | 365 | 9.8908 | 0.91873 | 10 | 0.80956
67168 | 6.625 | 0.8 | 365 | 6.031 | 0.14556 | 6 | 0.17656
67170 | 8.48 | 1 | 365 | 9.6496 | 0.4329 | 10 | 0.082499
67171 | 12.42 | 0.8 | 365 | 11.3064 | 0.7695 | 12 | 0.075909
67172 | 3.78 | 0.8 | 365 | 3.4411 | 0.92985 | 4 | 0.37093
67173 | 5.035 | 0.8 | 365 | 4.5836 | 0.23063 | 4 | 0.81419
67180 | 7.42 | 0.8 | 365 | 6.7547 | 0.60303 | 7 | 0.35775
67181 | 5.2 | 0.8 | 365 | 4.7338 | 0.53312 | 5 | 0.26689
67183 | 4.24 | 0.8 | 365 | 3.8598 | 0.77316 | 4 | 0.633
67184 | 8.06 | 0.8 | 365 | 7.3373 | 0.77634 | 8 | 0.11367
67193 | 8.96 | 1 | 365 | 10.1958 | 0.53288 | 10 | 0.72868
67200 | 15.68 | 1 | 365 | 17.8426 | 0.93254 | 18 | 0.77519
67205 | 13.25 | 0.8 | 365 | 12.062 | 0.29113 | 12 | 0.35312
52000 | 4.68 | 1 | 365 | 5.3255 | 0.72476 | 6 | 0.050247
67214 | 10.6 | 0.8 | 365 | 9.6496 | 0.4329 | 10 | 0.082499
67212 | 6.72 | 1 | 365 | 7.6468 | 0.39966 | 8 | 0.046509
67215 | 7.68 | 1 | 365 | 8.7393 | 0.59961 | 9 | 0.33887
67218 | 5.83 | 0.8 | 365 | 5.3073 | 0.6881 | 5 | 0.99537
67219 | 7.695 | 1 | 365 | 8.7563 | 0.63399 | 9 | 0.39031
67221 | 7.15 | 1 | 365 | 8.1362 | 0.38505 | 8 | 0.52121
67222 | 14.4 | 1 | 365 | 16.3861 | 0.99927 | 17 | 0.38538
34885 | 466.83 | 0.9 | 365 | 478.0954 | 0.81559 | 478 | 0.91094
60478 | 150.04 | 0.9 | 365 | 153.6607 | 0.45066 | 154 | 0.11136
35337 | 65.96 | 0.9 | 365 | 67.5517 | 0.039492 | 67 | 0.59121
45091 | 34.8 | 0.9 | 365 | 35.6398 | 0.77341 | 36 | 0.41319
67306 | 27 | 0.9 | 365 | 27.6516 | 0.68627 | 28 | 0.33782
67307 | 27 | 0.9 | 365 | 27.6516 | 0.68627 | 28 | 0.33782
67308 | 27 | 0.9 | 365 | 27.6516 | 0.68627 | 28 | 0.33782
67224 | 4.86 | 0.8 | 365 | 4.4242 | 0.9098 | 5 | 0.33405
67246 | 5.355 | 0.8 | 365 | 4.8749 | 0.81728 | 5 | 0.69215
67206 | 11.2 | 1 | 365 | 12.7447 | 0.6661 | 13 | 0.41085
66969 | 6.24 | 0.8 | 365 | 5.6805 | 0.43975 | 6 | 0.12026
63281 | 12.22 | 1 | 365 | 13.9054 | 0.0035475 | 13 | 0.90898
66506 | 7.875 | 0.8 | 365 | 7.1689 | 0.43718 | 7 | 0.6061
66793 | 7.875 | 0.8 | 365 | 7.1689 | 0.43718 | 7 | 0.6061
67606 | 8.1 | 0.8 | 365 | 7.3737 | 0.84967 | 8 | 0.22342
63710 | 5.2 | 1 | 365 | 5.9172 | 0.9164 | 6 | 0.83361
63009 | 7.02 | 1 | 365 | 7.9882 | 0.087144 | 8 | 0.075371
66007 | 8.25 | 1 | 365 | 9.3879 | 0.90583 | 10 | 0.29371
67902 | 8.37 | 0.8 | 365 | 7.6195 | 0.34466 | 7 | 0.9642
66617 | 3.38 | 0.8 | 365 | 3.0769 | 0.19653 | 3 | 0.27348
67814 | 9 | 0.8 | 365 | 8.1931 | 0.49964 | 8 | 0.69269
66355 | 13.25 | 1 | 365 | 15.0775 | 0.36391 | 15 | 0.4414
67739 | 12.19 | 0.8 | 365 | 11.097 | 0.34784 | 11 | 0.44487
40836 | 11.772 | 1 | 365 | 13.3956 | 0.9769 | 14 | 0.37254
66420 | 7.8 | 0.8 | 365 | 7.1006 | 0.29968 | 7 | 0.40033
67136 | 7.42 | 0.8 | 365 | 6.7547 | 0.60303 | 7 | 0.35775
67227 | 4.16 | 0.8 | 365 | 3.787 | 0.6265 | 4 | 0.41351
67293 | 6.21 | 0.8 | 365 | 5.6532 | 0.38475 | 6 | 0.037955
66577 | 9.28 | 1 | 365 | 10.5599 | 0.2662 | 10 | 0.82613
67228 | 4.77 | 0.8 | 365 | 4.3423 | 0.74481 | 5 | 0.087125
67232 | 4.59 | 0.8 | 365 | 4.1785 | 0.41481 | 4 | 0.59327
66033 | 3.2 | 1 | 365 | 3.6414 | 0.33317 | 3 | 0.97453
61579 | 6.36 | 1 | 365 | 7.2372 | 0.57468 | 7 | 0.81187
66336 | 3.825 | 1 | 365 | 4.3526 | 0.76543 | 5 | 0.11799
67751 | 8.1 | 0.8 | 365 | 7.3737 | 0.84967 | 8 | 0.22342
65914 | 7.08 | 1 | 365 | 8.0565 | 0.22464 | 8 | 0.28114
66013 | 7.56 | 1 | 365 | 8.6027 | 0.32462 | 8 | 0.92732
67240 | 5.67 | 0.8 | 365 | 5.1616 | 0.39477 | 5 | 0.55639
66917 | 11.61 | 0.8 | 365 | 10.569 | 0.28453 | 10 | 0.85357
67242 | 13.78 | 0.8 | 365 | 12.5445 | 0.26277 | 12 | 0.80725
67618 | 8.4 | 1 | 365 | 9.5586 | 0.24957 | 9 | 0.80814
67839 | 3.445 | 0.8 | 365 | 3.1361 | 0.31569 | 3 | 0.45181
67243 | 5.98 | 0.8 | 365 | 5.4438 | 0.96309 | 6 | 0.40692
67245 | 3.64 | 0.8 | 365 | 3.3136 | 0.67319 | 3 | 0.98682
66401 | 3.12 | 1 | 365 | 3.5503 | 0.14984 | 3 | 0.70016
67827 | 13.5 | 0.8 | 365 | 12.2896 | 0.74945 | 13 | 0.039032
67248 | 9.72 | 0.8 | 365 | 8.8485 | 0.81961 | 9 | 0.6681
67249 | 3.78 | 0.8 | 365 | 3.4411 | 0.92985 | 4 | 0.37093
67251 | 14.04 | 0.8 | 365 | 12.7812 | 0.73943 | 13 | 0.52059
60832 | 5.565 | 1 | 365 | 6.3325 | 0.75284 | 7 | 0.08539
67250 | 5.94 | 0.8 | 365 | 5.4074 | 0.88976 | 6 | 0.29717
58559 | 11.7 | 1 | 365 | 13.3137 | 0.81191 | 14 | 0.12562
67260 | 5.94 | 0.8 | 365 | 5.4074 | 0.88976 | 6 | 0.29717
67261 | 13.78 | 0.8 | 365 | 12.5445 | 0.26277 | 12 | 0.80725
67263 | 2.65 | 0.8 | 365 | 2.4124 | 0.85823 | 3 | 0.27062
67266 | 5.46 | 0.8 | 365 | 4.9705 | 0.0097787 | 4 | 0.98023
67265 | 14.04 | 0.8 | 365 | 12.7812 | 0.73943 | 13 | 0.52059
67157 | 7.29 | 0.8 | 365 | 6.6364 | 0.3647 | 7 | 0.0010773
64836 | 9.135 | 1 | 365 | 10.3949 | 0.93391 | 11 | 0.32885
64853 | 11.7 | 1 | 365 | 13.3137 | 0.81191 | 14 | 0.12562
64848 | 3.38 | 1 | 365 | 3.8462 | 0.74566 | 4 | 0.59185
64571 | 5.67 | 1 | 365 | 6.452 | 0.99346 | 7 | 0.44549
66551 | 4.16 | 1 | 365 | 4.7338 | 0.53312 | 5 | 0.26689
64520 | 5.72 | 1 | 365 | 6.5089 | 0.10804 | 6 | 0.61697
50831 | 9.3 | 0.8 | 365 | 8.4662 | 0.049623 | 8 | 0.51578
64531 | 9.18 | 1 | 365 | 10.4461 | 0.037035 | 10 | 0.48318
66367 | 8.4 | 0.8 | 365 | 7.6468 | 0.39966 | 8 | 0.046509
67797 | 5.94 | 0.8 | 365 | 5.4074 | 0.88976 | 6 | 0.29717
67812 | 5.46 | 0.8 | 365 | 4.9705 | 0.0097787 | 4 | 0.98023
64400 | 14.04 | 1 | 365 | 15.9765 | 0.17429 | 16 | 0.15074
62449 | 3.57 | 1 | 365 | 4.0624 | 0.18107 | 4 | 0.24346
67897 | 8.19 | 0.8 | 365 | 7.4557 | 0.014668 | 7 | 0.47035
64164 | 5.565 | 1 | 365 | 6.3325 | 0.75284 | 7 | 0.08539
67903 | 9.12 | 0.8 | 365 | 8.3023 | 0.71963 | 9 | 0.021924
63694 | 5.72 | 1 | 365 | 6.5089 | 0.10804 | 6 | 0.61697
67975 | 5.4 | 0.8 | 365 | 4.9158 | 0.89978 | 5 | 0.81561
63042 | 3.71 | 1 | 365 | 4.2217 | 0.5019 | 4 | 0.72359
63990 | 7.02 | 1 | 365 | 7.9882 | 0.087144 | 8 | 0.075371
65471 | 3.71 | 1 | 365 | 4.2217 | 0.5019 | 4 | 0.72359
63943 | 6.24 | 1 | 365 | 7.1006 | 0.29968 | 7 | 0.40033
63913 | 5.035 | 1 | 365 | 5.7294 | 0.53829 | 6 | 0.26773
63796 | 4.725 | 1 | 365 | 5.3767 | 0.82789 | 6 | 0.20458
67275 | 5.72 | 0.8 | 365 | 5.2071 | 0.48643 | 5 | 0.69358
67276 | 9.45 | 0.8 | 365 | 8.6027 | 0.32462 | 8 | 0.92732
63790 | 14.04 | 1 | 365 | 15.9765 | 0.17429 | 16 | 0.15074
48865 | 7.695 | 1 | 365 | 8.7563 | 0.63399 | 9 | 0.39031
67268 | 5.72 | 0.8 | 365 | 5.2071 | 0.48643 | 5 | 0.69358
67277 | 6.48 | 0.8 | 365 | 5.899 | 0.87974 | 6 | 0.77874
60969 | 5.035 | 1 | 365 | 5.7294 | 0.53829 | 6 | 0.26773
67278 | 11.88 | 0.8 | 365 | 10.8148 | 0.77952 | 11 | 0.59435
67280 | 4.42 | 0.8 | 365 | 4.0237 | 0.10315 | 4 | 0.12685
67267 | 8.1 | 0.8 | 365 | 7.3737 | 0.84967 | 8 | 0.22342
67282 | 3.24 | 0.8 | 365 | 2.9495 | 0.93987 | 3 | 0.88937
67269 | 12.15 | 0.8 | 365 | 11.0606 | 0.27451 | 11 | 0.33513
67271 | 7.8 | 0.8 | 365 | 7.1006 | 0.29968 | 7 | 0.40033
67283 | 7.8 | 0.8 | 365 | 7.1006 | 0.29968 | 7 | 0.40033
67287 | 4.59 | 0.8 | 365 | 4.1785 | 0.41481 | 4 | 0.59327
67273 | 5.83 | 0.8 | 365 | 5.3073 | 0.6881 | 5 | 0.99537
67291 | 4.59 | 0.8 | 365 | 4.1785 | 0.41481 | 4 | 0.59327
66955 | 12.15 | 0.8 | 365 | 11.0606 | 0.27451 | 11 | 0.33513
67295 | 6.625 | 0.8 | 365 | 6.031 | 0.14556 | 6 | 0.17656
42446 | 8.415 | 1 | 365 | 9.5756 | 0.28395 | 9 | 0.85958
67294 | 2.28 | 0.8 | 365 | 2.0756 | 0.17991 | 2 | 0.25548
67297 | 12.15 | 0.8 | 365 | 11.0606 | 0.27451 | 11 | 0.33513
67302 | 12.6 | 0.8 | 365 | 11.4703 | 0.099489 | 11 | 0.56976
67303 | 11.34 | 0.8 | 365 | 10.3232 | 0.78954 | 11 | 0.11279
67304 | 5.7 | 1 | 365 | 6.4862 | 0.062211 | 6 | 0.54838
67310 | 3.24 | 0.8 | 365 | 2.9495 | 0.93987 | 3 | 0.88937
61033 | 2.915 | 1 | 365 | 3.317 | 0.68006 | 3 | 0.99711
67312 | 14.85 | 0.8 | 365 | 13.5185 | 0.2244 | 13 | 0.74294
67314 | 7.02 | 0.8 | 365 | 6.3906 | 0.86972 | 7 | 0.2603
66934 | 10.26 | 0.8 | 365 | 9.3401 | 0.80958 | 10 | 0.14966
65637 | 15.105 | 0.8 | 365 | 13.7507 | 0.69189 | 14 | 0.44256
67322 | 6.89 | 0.8 | 365 | 6.2722 | 0.63139 | 6 | 0.90362
63357 | 5.035 | 1 | 365 | 5.7294 | 0.53829 | 6 | 0.26773
67325 | 4.32 | 0.8 | 365 | 3.9327 | 0.91982 | 4 | 0.85249
65631 | 13.25 | 1 | 365 | 15.0775 | 0.36391 | 15 | 0.4414
62828 | 4.505 | 1 | 365 | 5.1263 | 0.32373 | 5 | 0.45008
62273 | 14.045 | 1 | 365 | 15.9821 | 0.18575 | 16 | 0.16789
67332 | 4.32 | 0.8 | 365 | 3.9327 | 0.91982 | 4 | 0.85249
67335 | 3.18 | 0.8 | 365 | 2.8949 | 0.82987 | 3 | 0.72475
61067 | 5.3 | 1 | 365 | 6.031 | 0.14556 | 6 | 0.17656
67343 | 4.68 | 0.8 | 365 | 4.2604 | 0.57981 | 4 | 0.8402
67349 | 3.51 | 0.8 | 365 | 3.1953 | 0.43486 | 3 | 0.63015
67350 | 8.19 | 0.8 | 365 | 7.4557 | 0.014668 | 7 | 0.47035
67352 | 4.24 | 0.8 | 365 | 3.8598 | 0.77316 | 4 | 0.633
46628 | 5 | 1 | 365 | 5.6896 | 0.45808 | 6 | 0.1477
67354 | 12.72 | 0.8 | 365 | 11.5795 | 0.31948 | 11 | 0.899
67358 | 4.24 | 0.8 | 365 | 3.8598 | 0.77316 | 4 | 0.633
67359 | 5.83 | 0.8 | 365 | 5.3073 | 0.6881 | 5 | 0.99537
67366 | 11.34 | 0.8 | 365 | 10.3232 | 0.78954 | 11 | 0.11279
67375 | 6.21 | 0.8 | 365 | 5.6532 | 0.38475 | 6 | 0.037955
67376 | 4.32 | 0.8 | 365 | 3.9327 | 0.91982 | 4 | 0.85249
67377 | 7.56 | 0.8 | 365 | 6.8822 | 0.85969 | 7 | 0.74186
67380 | 6.36 | 0.8 | 365 | 5.7898 | 0.65974 | 6 | 0.4495
67381 | 7.02 | 0.8 | 365 | 6.3906 | 0.86972 | 7 | 0.2603
67383 | 6.75 | 0.8 | 365 | 6.1448 | 0.37473 | 6 | 0.51952
67385 | 3.18 | 0.8 | 365 | 2.8949 | 0.82987 | 3 | 0.72475
67405 | 6.93 | 1 | 365 | 7.8858 | 0.8809 | 8 | 0.76671
67406 | 8.8 | 1 | 365 | 10.0137 | 0.16622 | 10 | 0.17995
67407 | 3.6 | 1 | 365 | 4.0965 | 0.24982 | 4 | 0.34634
67396 | 8.4 | 1 | 365 | 9.5586 | 0.24957 | 9 | 0.80814
66794 | 4.16 | 1 | 365 | 4.7338 | 0.53312 | 5 | 0.26689
67401 | 7.56 | 1 | 365 | 8.6027 | 0.32462 | 8 | 0.92732
67393 | 5.1 | 1 | 365 | 5.8034 | 0.68724 | 6 | 0.49065
67412 | 3.24 | 1 | 365 | 3.6869 | 0.42484 | 4 | 0.11171
67414 | 3.975 | 1 | 365 | 4.5232 | 0.10917 | 4 | 0.63242
67416 | 8.06 | 0.8 | 365 | 7.3373 | 0.77634 | 8 | 0.11367
67417 | 4.76 | 0.8 | 365 | 4.3332 | 0.72647 | 5 | 0.059688
67418 | 5.12 | 0.8 | 365 | 4.6609 | 0.38646 | 5 | 0.047396
67421 | 4.578 | 0.8 | 365 | 4.1675 | 0.39281 | 4 | 0.56035
67422 | 24.852 | 0.8 | 365 | 22.6237 | 0.56099 | 23 | 0.18474
67423 | 4.41 | 0.8 | 365 | 4.0146 | 0.084821 | 4 | 0.099417
67424 | 7.36 | 0.8 | 365 | 6.7001 | 0.49304 | 7 | 0.19313
67425 | 4.8 | 0.8 | 365 | 4.3696 | 0.79981 | 5 | 0.16943
67426 | 8.68 | 0.8 | 365 | 7.9017 | 0.91298 | 8 | 0.81473
67403 | 10.5 | 1 | 365 | 11.9482 | 0.061968 | 12 | 0.01017
67305 | 9.6 | 1 | 365 | 10.9241 | 0.99951 | 11 | 0.92358
67431 | 9.9 | 1 | 365 | 11.2654 | 0.687 | 11 | 0.95245
67433 | 6.6 | 1 | 365 | 7.5103 | 0.12467 | 7 | 0.63496
67434 | 14.49 | 1 | 365 | 16.4885 | 0.20552 | 16 | 0.69403
67437 | 4.32 | 0.8 | 365 | 3.9327 | 0.91982 | 4 | 0.85249
67428 | 7.68 | 1 | 365 | 8.7393 | 0.59961 | 9 | 0.33887
67429 | 4.77 | 1 | 365 | 5.4279 | 0.93101 | 6 | 0.35891
67430 | 6.08 | 1 | 365 | 6.9186 | 0.93303 | 7 | 0.8516
49088 | 4.615 | 1 | 365 | 5.2515 | 0.57581 | 5 | 0.82733
67167 | 3.24 | 0.8 | 365 | 2.9495 | 0.93987 | 3 | 0.88937
67456 | 3.24 | 0.8 | 365 | 2.9495 | 0.93987 | 3 | 0.88937
67459 | 8.32 | 0.8 | 365 | 7.574 | 0.253 | 7 | 0.82702
67466 | 4.41 | 0.8 | 365 | 4.0146 | 0.084821 | 4 | 0.099417
67502 | 8.64 | 0.8 | 365 | 7.8653 | 0.83965 | 8 | 0.70498
67504 | 11.96 | 0.8 | 365 | 10.8877 | 0.92618 | 11 | 0.81384
67505 | 8.68 | 0.8 | 365 | 7.9017 | 0.91298 | 8 | 0.81473
67506 | 5.04 | 0.8 | 365 | 4.5881 | 0.2398 | 4 | 0.82791
67507 | 8.32 | 0.8 | 365 | 7.574 | 0.253 | 7 | 0.82702
67508 | 5.27 | 1 | 365 | 5.9969 | 0.076816 | 6 | 0.073676
67509 | 7.685 | 0.8 | 365 | 6.996 | 0.088855 | 7 | 0.084812
67510 | 7.155 | 0.8 | 365 | 6.5135 | 0.11721 | 6 | 0.63069
48308 | 5.035 | 1 | 365 | 5.7294 | 0.53829 | 6 | 0.26773
67514 | 5.04 | 0.8 | 365 | 4.5881 | 0.2398 | 4 | 0.82791
48859 | 24.885 | 1 | 365 | 28.3172 | 0.026864 | 28 | 0.3441
67518 | 3.78 | 0.8 | 365 | 3.4411 | 0.92985 | 4 | 0.37093
67519 | 7.245 | 0.8 | 365 | 6.5954 | 0.28221 | 6 | 0.87761
67522 | 4.86 | 0.8 | 365 | 4.4242 | 0.9098 | 5 | 0.33405
67521 | 6.625 | 0.8 | 365 | 6.031 | 0.14556 | 6 | 0.17656
67528 | 2.616 | 0.8 | 365 | 2.3814 | 0.79589 | 3 | 0.17734
67532 | 4.32 | 0.8 | 365 | 3.9327 | 0.91982 | 4 | 0.85249
43645 | 14.96 | 0.8 | 365 | 13.6187 | 0.42606 | 14 | 0.044735
67540 | 2.97 | 0.8 | 365 | 2.7037 | 0.44488 | 3 | 0.14859
67541 | 5.83 | 0.8 | 365 | 5.3073 | 0.6881 | 5 | 0.99537
67544 | 6.615 | 0.8 | 365 | 6.0219 | 0.12723 | 6 | 0.14913
67546 | 2.85 | 0.8 | 365 | 2.5945 | 0.22488 | 2 | 0.81935
67547 | 9.8 | 0.8 | 365 | 8.9213 | 0.96627 | 9 | 0.88759
67551 | 6.72 | 0.8 | 365 | 6.1175 | 0.31973 | 6 | 0.43721
67552 | 7.41 | 0.8 | 365 | 6.7456 | 0.5847 | 7 | 0.33031
67555 | 7.155 | 0.8 | 365 | 6.5135 | 0.11721 | 6 | 0.63069
67558 | 6.405 | 1 | 365 | 7.2884 | 0.6778 | 7 | 0.9662
67560 | 6.36 | 1 | 365 | 7.2372 | 0.57468 | 7 | 0.81187
67561 | 5.232 | 1 | 365 | 5.9536 | 0.98973 | 6 | 0.94335
67562 | 4.578 | 1 | 365 | 5.2094 | 0.49102 | 5 | 0.70043
60222 | 3.08 | 1 | 365 | 3.5048 | 0.058177 | 3 | 0.56298
67500 | 10.14 | 0.8 | 365 | 9.2308 | 0.58959 | 9 | 0.82043
62669 | 3.12 | 1 | 365 | 3.5503 | 0.14984 | 3 | 0.70016
67586 | 3.18 | 0.8 | 365 | 2.8949 | 0.82987 | 3 | 0.72475
67589 | 7.29 | 0.8 | 365 | 6.6364 | 0.3647 | 7 | 0.0010773
67590 | 3 | 0.8 | 365 | 2.731 | 0.49988 | 3 | 0.2309
67592 | 6.75 | 0.8 | 365 | 6.1448 | 0.37473 | 6 | 0.51952
67591 | 8.64 | 0.8 | 365 | 7.8653 | 0.83965 | 8 | 0.70498
67596 | 11.07 | 0.8 | 365 | 10.0775 | 0.29455 | 10 | 0.37201
67598 | 10.72 | 0.8 | 365 | 9.7588 | 0.6529 | 10 | 0.41174
67600 | 4.68 | 0.8 | 365 | 4.2604 | 0.57981 | 4 | 0.8402
67602 | 4.02 | 0.8 | 365 | 3.6596 | 0.36984 | 4 | 0.029401
67601 | 5.98 | 0.8 | 365 | 5.4438 | 0.96309 | 6 | 0.40692
67604 | 9.88 | 0.8 | 365 | 8.9942 | 0.11293 | 9 | 0.10708
67605 | 5.4 | 0.8 | 365 | 4.9158 | 0.89978 | 5 | 0.81561
67609 | 9.975 | 0.8 | 365 | 9.0806 | 0.2871 | 9 | 0.36773
67611 | 3.99 | 0.8 | 365 | 3.6323 | 0.31484 | 3 | 0.94709
67610 | 6.54 | 1 | 365 | 7.442 | 0.98717 | 8 | 0.42919
67615 | 6.375 | 0.8 | 365 | 5.8034 | 0.68724 | 6 | 0.49065
67616 | 7.695 | 1 | 365 | 8.7563 | 0.63399 | 9 | 0.39031
67614 | 4.251 | 0.8 | 365 | 3.8699 | 0.79333 | 4 | 0.66318
67617 | 9.6 | 1 | 365 | 10.9241 | 0.99951 | 11 | 0.92358
67642 | 10.545 | 0.8 | 365 | 9.5995 | 0.33207 | 9 | 0.9316
67643 | 3.825 | 0.8 | 365 | 3.482 | 0.012345 | 3 | 0.49439
67659 | 9.275 | 0.8 | 365 | 8.4434 | 0.0037907 | 8 | 0.44719
67663 | 10.6 | 1 | 365 | 12.062 | 0.29113 | 12 | 0.35312
67667 | 5.72 | 0.8 | 365 | 5.2071 | 0.48643 | 5 | 0.69358
67666 | 5.13 | 0.8 | 365 | 4.67 | 0.40479 | 5 | 0.074832
67669 | 7.02 | 0.8 | 365 | 6.3906 | 0.86972 | 7 | 0.2603
66977 | 11.34 | 1 | 365 | 12.9041 | 0.98693 | 13 | 0.89098
66947 | 6.76 | 1 | 365 | 7.6924 | 0.49132 | 8 | 0.18369
66924 | 9.61 | 0.8 | 365 | 8.7484 | 0.61794 | 9 | 0.3663
67515 | 9.6 | 0.8 | 365 | 8.7393 | 0.59961 | 9 | 0.33887
67022 | 10.545 | 1 | 365 | 11.9994 | 0.16509 | 12 | 0.1645
64935 | 4.68 | 1 | 365 | 5.3255 | 0.72476 | 6 | 0.050247
67262 | 7.29 | 0.8 | 365 | 6.6364 | 0.3647 | 7 | 0.0010773
62383 | 7.28 | 1 | 365 | 8.2841 | 0.68296 | 8 | 0.96705
63975 | 7.02 | 1 | 365 | 7.9882 | 0.087144 | 8 | 0.075371
67225 | 3.975 | 0.8 | 365 | 3.6186 | 0.28734 | 3 | 0.90594
45375 | 9.88 | 1 | 365 | 11.2427 | 0.64117 | 11 | 0.88386
50453 | 9.69 | 0.8 | 365 | 8.8212 | 0.76461 | 9 | 0.58579
33886 | 1483.76 | 0.9 | 365 | 1519.5655 | 0.18734 | 1519 | 0.75284
67671 | 3.24 | 0.8 | 365 | 2.9495 | 0.93987 | 3 | 0.88937
67672 | 10.53 | 0.8 | 365 | 9.5859 | 0.30457 | 9 | 0.89044
67889 | 7.28 | 0.8 | 365 | 6.6273 | 0.34637 | 6 | 0.97364
67677 | 8.64 | 0.8 | 365 | 7.8653 | 0.83965 | 8 | 0.70498
67678 | 9.72 | 0.8 | 365 | 8.8485 | 0.81961 | 9 | 0.6681
67679 | 4.77 | 0.8 | 365 | 4.3423 | 0.74481 | 5 | 0.087125
67680 | 8.215 | 0.8 | 365 | 7.4784 | 0.0605 | 7 | 0.53894
31364 | 1295.91 | 1 | 365 | 1474.6471 | 0.72809 | 1475 | 0.37518
34656 | 585 | 0.9 | 365 | 599.117 | 0.53582 | 599 | 0.65281
67681 | 4.05 | 0.8 | 365 | 3.6869 | 0.42484 | 4 | 0.11171
67686 | 11.4 | 0.8 | 365 | 10.3779 | 0.89954 | 11 | 0.2774
67687 | 5.355 | 0.8 | 365 | 4.8749 | 0.81728 | 5 | 0.69215
67688 | 8.06 | 0.8 | 365 | 7.3373 | 0.77634 | 8 | 0.11367
67690 | 8.215 | 0.8 | 365 | 7.4784 | 0.0605 | 7 | 0.53894
67691 | 5.98 | 0.8 | 365 | 5.4438 | 0.96309 | 6 | 0.40692
67695 | 5.035 | 0.8 | 365 | 4.5836 | 0.23063 | 4 | 0.81419
67696 | 3.975 | 0.8 | 365 | 3.6186 | 0.28734 | 3 | 0.90594
67697 | 5.2 | 0.8 | 365 | 4.7338 | 0.53312 | 5 | 0.26689
67698 | 3.38 | 0.8 | 365 | 3.0769 | 0.19653 | 3 | 0.27348
67699 | 7.8 | 0.8 | 365 | 7.1006 | 0.29968 | 7 | 0.40033
67704 | 9.45 | 0.8 | 365 | 8.6027 | 0.32462 | 8 | 0.92732
67705 | 7.56 | 0.8 | 365 | 6.8822 | 0.85969 | 7 | 0.74186
29155 | 6.5 | 1 | 365 | 7.3965 | 0.8955 | 8 | 0.29201
67706 | 7.29 | 0.8 | 365 | 6.6364 | 0.3647 | 7 | 0.0010773
36340 | 5.355 | 1 | 365 | 6.0936 | 0.2716 | 6 | 0.36519
63445 | 7.155 | 1 | 365 | 8.1418 | 0.39651 | 8 | 0.53836
67708 | 12.22 | 0.8 | 365 | 11.1243 | 0.40284 | 11 | 0.52718
67709 | 7.56 | 0.8 | 365 | 6.8822 | 0.85969 | 7 | 0.74186
67710 | 5.67 | 0.8 | 365 | 5.1616 | 0.39477 | 5 | 0.55639
67712 | 6.625 | 0.8 | 365 | 6.031 | 0.14556 | 6 | 0.17656
67713 | 6.54 | 0.8 | 365 | 5.9536 | 0.98973 | 6 | 0.94335
67714 | 5.565 | 0.8 | 365 | 5.066 | 0.20227 | 5 | 0.26831
67718 | 7.54 | 0.8 | 365 | 6.864 | 0.82303 | 7 | 0.68699
67717 | 8.64 | 0.8 | 365 | 7.8653 | 0.83965 | 8 | 0.70498
67720 | 7.54 | 0.8 | 365 | 6.864 | 0.82303 | 7 | 0.68699
67721 | 3.445 | 1 | 365 | 3.9201 | 0.89462 | 4 | 0.81477
67724 | 11.2 | 0.8 | 365 | 10.1958 | 0.53288 | 10 | 0.72868
67726 | 9.72 | 0.8 | 365 | 8.8485 | 0.81961 | 9 | 0.6681
67473 | 7.95 | 1 | 365 | 9.0465 | 0.21835 | 9 | 0.26484
67491 | 5.12 | 1 | 365 | 5.8262 | 0.73307 | 6 | 0.55924
67492 | 9.9 | 1 | 365 | 11.2654 | 0.687 | 11 | 0.95245
67496 | 9.66 | 1 | 365 | 10.9923 | 0.13701 | 11 | 0.12936
67534 | 4.77 | 0.8 | 365 | 4.3423 | 0.74481 | 5 | 0.087125
67572 | 4.2 | 1 | 365 | 4.7793 | 0.62479 | 5 | 0.40407
67574 | 9.57 | 1 | 365 | 10.8899 | 0.93077 | 11 | 0.8207
39066 | 15.86 | 0.8 | 365 | 14.438 | 0.076024 | 14 | 0.514
67728 | 4.86 | 0.8 | 365 | 4.4242 | 0.9098 | 5 | 0.33405
67730 | 8.64 | 0.8 | 365 | 7.8653 | 0.83965 | 8 | 0.70498
67731 | 7.56 | 0.8 | 365 | 6.8822 | 0.85969 | 7 | 0.74186
67733 | 13.23 | 0.8 | 365 | 12.0438 | 0.25446 | 12 | 0.29825
48612 | 3.9 | 1 | 365 | 4.4379 | 0.9373 | 5 | 0.37521
67741 | 8.215 | 0.8 | 365 | 7.4784 | 0.0605 | 7 | 0.53894
67743 | 4.68 | 0.8 | 365 | 4.2604 | 0.57981 | 4 | 0.8402
67744 | 9.62 | 0.8 | 365 | 8.7575 | 0.63628 | 9 | 0.39374
67745 | 9.135 | 0.8 | 365 | 8.3159 | 0.74713 | 9 | 0.063078
67746 | 6.24 | 0.8 | 365 | 5.6805 | 0.43975 | 6 | 0.12026
67747 | 9.18 | 0.8 | 365 | 8.3569 | 0.82963 | 9 | 0.18654
67749 | 9.805 | 0.8 | 365 | 8.9259 | 0.97544 | 9 | 0.90131
67754 | 9.18 | 0.8 | 365 | 8.3569 | 0.82963 | 9 | 0.18654
67755 | 9.6 | 0.8 | 365 | 8.7393 | 0.59961 | 9 | 0.33887
67760 | 6.867 | 0.8 | 365 | 6.2513 | 0.58922 | 6 | 0.84052
67766 | 7.29 | 0.8 | 365 | 6.6364 | 0.3647 | 7 | 0.0010773
67775 | 4.59 | 0.8 | 365 | 4.1785 | 0.41481 | 4 | 0.59327
67776 | 8.4 | 1 | 365 | 9.5586 | 0.24957 | 9 | 0.80814
67777 | 7.04 | 1 | 365 | 8.011 | 0.13298 | 8 | 0.14396
67779 | 8.84 | 1 | 365 | 10.0592 | 0.25789 | 10 | 0.31713
67780 | 4.83 | 1 | 365 | 5.4962 | 0.068505 | 5 | 0.56468
67781 | 12.426 | 1 | 365 | 14.1398 | 0.47562 | 14 | 0.61546
67783 | 11.4 | 1 | 365 | 12.9723 | 0.12442 | 13 | 0.096756
67784 | 4.8 | 1 | 365 | 5.462 | 0.99976 | 6 | 0.46179
67792 | 7.54 | 1 | 365 | 8.5799 | 0.27878 | 8 | 0.85873
67793 | 5.76 | 1 | 365 | 6.5544 | 0.19971 | 6 | 0.75415
67794 | 15.41 | 1 | 365 | 17.5354 | 0.3138 | 17 | 0.84921
67798 | 9.54 | 0.8 | 365 | 8.6846 | 0.48961 | 9 | 0.17425
67800 | 6 | 0.8 | 365 | 5.462 | 0.99976 | 6 | 0.46179
67801 | 11.2 | 0.8 | 365 | 10.1958 | 0.53288 | 10 | 0.72868
63315 | 22.1 | 1 | 365 | 25.1481 | 0.64471 | 25 | 0.79283
25775 | 3.9 | 1 | 365 | 4.4379 | 0.9373 | 5 | 0.37521
67816 | 7.02 | 1 | 365 | 7.9882 | 0.087144 | 8 | 0.075371
67818 | 10.865 | 0.8 | 365 | 9.8908 | 0.91873 | 10 | 0.80956
67821 | 11.66 | 0.8 | 365 | 10.6146 | 0.37619 | 10 | 0.99075
67823 | 3.24 | 0.8 | 365 | 2.9495 | 0.93987 | 3 | 0.88937
67824 | 7.56 | 0.8 | 365 | 6.8822 | 0.85969 | 7 | 0.74186
67825 | 4.86 | 0.8 | 365 | 4.4242 | 0.9098 | 5 | 0.33405
67829 | 7.42 | 0.8 | 365 | 6.7547 | 0.60303 | 7 | 0.35775
67832 | 4.505 | 0.8 | 365 | 4.1011 | 0.25898 | 4 | 0.36006
67833 | 4.77 | 0.8 | 365 | 4.3423 | 0.74481 | 5 | 0.087125
67834 | 7.2 | 1 | 365 | 8.1931 | 0.49964 | 8 | 0.69269
67835 | 13.25 | 0.8 | 365 | 12.062 | 0.29113 | 12 | 0.35312
67841 | 13.5 | 0.8 | 365 | 12.2896 | 0.74945 | 13 | 0.039032
67844 | 3.445 | 0.8 | 365 | 3.1361 | 0.31569 | 3 | 0.45181
67845 | 6.72 | 0.8 | 365 | 6.1175 | 0.31973 | 6 | 0.43721
67847 | 9.8 | 0.8 | 365 | 8.9213 | 0.96627 | 9 | 0.88759
67850 | 5.04 | 0.8 | 365 | 4.5881 | 0.2398 | 4 | 0.82791
67852 | 8.64 | 0.8 | 365 | 7.8653 | 0.83965 | 8 | 0.70498
67853 | 2.6 | 0.8 | 365 | 2.3669 | 0.76656 | 3 | 0.13344
67854 | 7.7 | 0.8 | 365 | 7.0096 | 0.11635 | 7 | 0.12597
67859 | 9.36 | 0.8 | 365 | 8.5208 | 0.15962 | 8 | 0.6804
67860 | 22.5 | 0.8 | 365 | 20.4826 | 0.24909 | 20 | 0.73172
67861 | 8 | 0.8 | 365 | 7.2827 | 0.66634 | 7 | 0.94906
67862 | 13.5 | 0.8 | 365 | 12.2896 | 0.74945 | 13 | 0.039032
67863 | 2.88 | 0.8 | 365 | 2.6218 | 0.27988 | 2 | 0.90166
67866 | 6.21 | 0.8 | 365 | 5.6532 | 0.38475 | 6 | 0.037955
67867 | 4.32 | 0.8 | 365 | 3.9327 | 0.91982 | 4 | 0.85249
67868 | 7.95 | 0.8 | 365 | 7.2372 | 0.57468 | 7 | 0.81187
67869 | 8.37 | 0.8 | 365 | 7.6195 | 0.34466 | 7 | 0.9642
67871 | 7.83 | 0.8 | 365 | 7.128 | 0.35468 | 7 | 0.48264
67872 | 12.24 | 0.8 | 365 | 11.1426 | 0.4395 | 11 | 0.58206
67874 | 3.18 | 0.8 | 365 | 2.8949 | 0.82987 | 3 | 0.72475
67875 | 9.88 | 0.8 | 365 | 8.9942 | 0.11293 | 9 | 0.10708
67876 | 4.48 | 1 | 365 | 5.0979 | 0.26644 | 5 | 0.36434
67878 | 5.565 | 0.8 | 365 | 5.066 | 0.20227 | 5 | 0.26831
67883 | 7.56 | 0.8 | 365 | 6.8822 | 0.85969 | 7 | 0.74186
67884 | 7.02 | 0.8 | 365 | 6.3906 | 0.86972 | 7 | 0.2603
67886 | 5.94 | 0.8 | 365 | 5.4074 | 0.88976 | 6 | 0.29717
67890 | 8.91 | 0.8 | 365 | 8.1111 | 0.33464 | 8 | 0.44576
67891 | 9.45 | 0.8 | 365 | 8.6027 | 0.32462 | 8 | 0.92732
68031 | 7.56 | 0.8 | 365 | 6.8822 | 0.85969 | 7 | 0.74186
68032 | 5.88 | 0.8 | 365 | 5.3528 | 0.77976 | 6 | 0.13256
68033 | 7.41 | 0.8 | 365 | 6.7456 | 0.5847 | 7 | 0.33031
68034 | 10.64 | 0.8 | 365 | 9.686 | 0.50624 | 10 | 0.19224
68036 | 13.08 | 1 | 365 | 14.884 | 0.97434 | 15 | 0.85838
68038 | 12.16 | 1 | 365 | 13.8372 | 0.86605 | 14 | 0.70321
65259 | 48 | 0.9 | 365 | 49.1583 | 0.99781 | 50 | 0.15613
63422 | 144 | 0.9 | 365 | 147.475 | 0.99343 | 148 | 0.46838
68039 | 7.68 | 0.8 | 365 | 6.9914 | 0.079689 | 7 | 0.071094
68040 | 4.32 | 0.8 | 365 | 3.9327 | 0.91982 | 4 | 0.85249
68041 | 7.2 | 1 | 365 | 8.1931 | 0.49964 | 8 | 0.69269
68045 | 6.625 | 0.8 | 365 | 6.031 | 0.14556 | 6 | 0.17656
68047 | 6.38 | 0.8 | 365 | 5.808 | 0.69641 | 6 | 0.50437
68046 | 13.475 | 0.8 | 365 | 12.2668 | 0.70362 | 12 | 0.97044
68048 | 8.91 | 0.8 | 365 | 8.1111 | 0.33464 | 8 | 0.44576
68049 | 4.5 | 0.8 | 365 | 4.0965 | 0.24982 | 4 | 0.34634
65116 | 37.12 | 0.9 | 365 | 38.0158 | 0.55831 | 38 | 0.57407
65008 | 27.36 | 0.9 | 365 | 28.0202 | 0.42875 | 28 | 0.44899
65683 | 7.875 | 1 | 365 | 8.9612 | 0.046476 | 9 | 0.0076275
67879 | 7.82 | 0.8 | 365 | 7.1189 | 0.33635 | 7 | 0.4552
68055 | 5.88 | 0.8 | 365 | 5.3528 | 0.77976 | 6 | 0.13256
68056 | 9.52 | 0.8 | 365 | 8.6664 | 0.45295 | 9 | 0.11938
67413 | 10.07 | 1 | 365 | 11.4589 | 0.076573 | 11 | 0.53547
68058 | 11.895 | 0.8 | 365 | 10.8285 | 0.80702 | 11 | 0.6355
66343 | 7.56 | 1 | 365 | 8.6027 | 0.32462 | 8 | 0.92732
66460 | 5.1 | 1 | 365 | 5.8034 | 0.68724 | 6 | 0.49065
66604 | 12.753 | 1 | 365 | 14.5119 | 0.22498 | 14 | 0.73692
66615 | 7.56 | 0.8 | 365 | 6.8822 | 0.85969 | 7 | 0.74186
63707 | 49.5 | 0.9 | 365 | 50.6945 | 0.091493 | 50 | 0.78601
66722 | 7.68 | 1 | 365 | 8.7393 | 0.59961 | 9 | 0.33887
66912 | 8.829 | 0.8 | 365 | 8.0374 | 0.18614 | 8 | 0.22353
66929 | 7.68 | 0.8 | 365 | 6.9914 | 0.079689 | 7 | 0.071094
66839 | 5.985 | 0.8 | 365 | 5.4484 | 0.97226 | 6 | 0.42064
66851 | 7.125 | 0.8 | 365 | 6.4862 | 0.062211 | 6 | 0.54838
66819 | 4.56 | 0.8 | 365 | 4.1511 | 0.35982 | 4 | 0.51096
67044 | 11.445 | 0.8 | 365 | 10.4188 | 0.98204 | 11 | 0.40087
67050 | 11.2 | 1 | 365 | 12.7447 | 0.6661 | 13 | 0.41085
67054 | 6.44 | 0.8 | 365 | 5.8626 | 0.80641 | 6 | 0.66899
67055 | 8.4 | 1 | 365 | 9.5586 | 0.24957 | 9 | 0.80814
67057 | 11.2 | 1 | 365 | 12.7447 | 0.6661 | 13 | 0.41085
67059 | 11.2 | 1 | 365 | 12.7447 | 0.6661 | 13 | 0.41085
67061 | 5.88 | 1 | 365 | 6.691 | 0.4747 | 7 | 0.1657
67066 | 3.9 | 1 | 365 | 4.4379 | 0.9373 | 5 | 0.37521
67174 | 5.232 | 0.8 | 365 | 4.7629 | 0.59179 | 5 | 0.35468
67179 | 10.791 | 0.8 | 365 | 9.8235 | 0.78306 | 10 | 0.60653
65182 | 28.665 | 0.9 | 365 | 29.3567 | 0.12026 | 29 | 0.47699
67736 | 10.26 | 0.8 | 365 | 9.3401 | 0.80958 | 10 | 0.14966
67734 | 6.38 | 0.8 | 365 | 5.808 | 0.69641 | 6 | 0.50437
67257 | 7.2 | 0.8 | 365 | 6.5544 | 0.19971 | 6 | 0.75415
48235 | 8.04 | 0.8 | 365 | 7.3191 | 0.73967 | 8 | 0.058801
67331 | 17.28 | 0.8 | 365 | 15.7307 | 0.6793 | 16 | 0.40996
67334 | 15 | 1 | 365 | 17.0689 | 0.37424 | 17 | 0.4431
67338 | 8.55 | 0.8 | 365 | 7.7834 | 0.67465 | 8 | 0.45805
67341 | 7.41 | 1 | 365 | 8.432 | 0.98087 | 9 | 0.41289
67342 | 5.865 | 0.8 | 365 | 5.3391 | 0.75226 | 6 | 0.091402
67351 | 5.36 | 0.8 | 365 | 4.8794 | 0.82645 | 5 | 0.70587
67361 | 13.42 | 1 | 365 | 15.2709 | 0.75349 | 16 | 0.024427
67378 | 6.76 | 1 | 365 | 7.6924 | 0.49132 | 8 | 0.18369
67410 | 5.1 | 1 | 365 | 5.8034 | 0.68724 | 6 | 0.49065
67411 | 8.48 | 1 | 365 | 9.6496 | 0.4329 | 10 | 0.082499
67457 | 5.565 | 1 | 365 | 6.3325 | 0.75284 | 7 | 0.08539
46976 | 3.84 | 1 | 365 | 4.3696 | 0.79981 | 5 | 0.16943
67548 | 8.1 | 1 | 365 | 9.2172 | 0.56209 | 9 | 0.77927
67550 | 3.3 | 0.8 | 365 | 3.0041 | 0.049866 | 3 | 0.053986
67580 | 11.025 | 0.8 | 365 | 10.0365 | 0.21205 | 10 | 0.24854
67603 | 5.4 | 1 | 365 | 6.1448 | 0.37473 | 6 | 0.51952
67612 | 6.84 | 0.8 | 365 | 6.2267 | 0.53972 | 6 | 0.76644
66949 | 5.7 | 1 | 365 | 6.4862 | 0.062211 | 6 | 0.54838
67436 | 11.84 | 0.8 | 365 | 10.7784 | 0.70619 | 11 | 0.4846
44531 | 7.41 | 0.8 | 365 | 6.7456 | 0.5847 | 7 | 0.33031
67196 | 10.865 | 1 | 365 | 12.3635 | 0.89841 | 13 | 0.26195
67685 | 5.1 | 0.8 | 365 | 4.6427 | 0.34979 | 4 | 0.99252
67700 | 12.06 | 0.8 | 365 | 10.9787 | 0.10951 | 11 | 0.088202
67701 | 9.315 | 0.8 | 365 | 8.4798 | 0.077122 | 8 | 0.55693
67148 | 9.483 | 1 | 365 | 10.7909 | 0.73139 | 11 | 0.52233
67702 | 11.055 | 0.8 | 365 | 10.0638 | 0.26705 | 10 | 0.33085
67470 | 7.13 | 0.8 | 365 | 6.4907 | 0.071378 | 6 | 0.5621
67469 | 12.3 | 1 | 365 | 13.9965 | 0.18688 | 14 | 0.18334
67570 | 8.71 | 1 | 365 | 9.9113 | 0.95998 | 10 | 0.87129
67577 | 12.426 | 1 | 365 | 14.1398 | 0.47562 | 14 | 0.61546
67579 | 8.45 | 1 | 365 | 9.6155 | 0.36416 | 9 | 0.97961
67368 | 6.9 | 1 | 365 | 7.8517 | 0.81215 | 8 | 0.66383
65839 | 10.08 | 1 | 365 | 11.4703 | 0.099489 | 11 | 0.56976
67684 | 5.13 | 1 | 365 | 5.8376 | 0.75599 | 6 | 0.59354
67729 | 6.24 | 0.8 | 365 | 5.6805 | 0.43975 | 6 | 0.12026
67732 | 14.25 | 0.8 | 365 | 12.9723 | 0.12442 | 13 | 0.096756
67737 | 5.7 | 0.8 | 365 | 5.1889 | 0.44977 | 5 | 0.6387
67738 | 2.6 | 0.8 | 365 | 2.3669 | 0.76656 | 3 | 0.13344
67740 | 3.99 | 0.8 | 365 | 3.6323 | 0.31484 | 3 | 0.94709
67756 | 11.115 | 0.8 | 365 | 10.1184 | 0.37705 | 10 | 0.49547
65127 | 9.69 | 1 | 365 | 11.0265 | 0.20576 | 11 | 0.23224
67761 | 8.84 | 0.8 | 365 | 8.0474 | 0.20631 | 8 | 0.25371
67759 | 8.1 | 1 | 365 | 9.2172 | 0.56209 | 9 | 0.77927
67762 | 4.56 | 0.8 | 365 | 4.1511 | 0.35982 | 4 | 0.51096
67763 | 3.975 | 0.8 | 365 | 3.6186 | 0.28734 | 3 | 0.90594
67764 | 2.86 | 0.8 | 365 | 2.6036 | 0.24322 | 2 | 0.84679
67765 | 4.42 | 0.8 | 365 | 4.0237 | 0.10315 | 4 | 0.12685
67767 | 4.275 | 0.8 | 365 | 3.8917 | 0.83733 | 4 | 0.72903
67769 | 4.845 | 0.8 | 365 | 4.4106 | 0.8823 | 5 | 0.2929
67770 | 11.115 | 0.8 | 365 | 10.1184 | 0.37705 | 10 | 0.49547
67771 | 4.56 | 0.8 | 365 | 4.1511 | 0.35982 | 4 | 0.51096
67772 | 13.395 | 0.8 | 365 | 12.194 | 0.55696 | 12 | 0.75095
67773 | 7.25 | 0.8 | 365 | 6.6 | 0.29137 | 6 | 0.89133
67788 | 9.275 | 1 | 365 | 10.5542 | 0.25474 | 10 | 0.80898
67809 | 13.25 | 0.8 | 365 | 12.062 | 0.29113 | 12 | 0.35312
67810 | 11.385 | 0.8 | 365 | 10.3642 | 0.87204 | 11 | 0.23625
67873 | 16.2 | 0.8 | 365 | 14.7475 | 0.69934 | 15 | 0.44684
67893 | 4.32 | 0.8 | 365 | 3.9327 | 0.91982 | 4 | 0.85249
67894 | 7.29 | 0.8 | 365 | 6.6364 | 0.3647 | 7 | 0.0010773
67896 | 7.8 | 0.8 | 365 | 7.1006 | 0.29968 | 7 | 0.40033
67898 | 5.94 | 0.8 | 365 | 5.4074 | 0.88976 | 6 | 0.29717
67900 | 4.5 | 0.8 | 365 | 4.0965 | 0.24982 | 4 | 0.34634
67901 | 9.1 | 0.8 | 365 | 8.2841 | 0.68296 | 8 | 0.96705
67904 | 4.77 | 0.8 | 365 | 4.3423 | 0.74481 | 5 | 0.087125
67905 | 7.15 | 0.8 | 365 | 6.5089 | 0.10804 | 6 | 0.61697
67906 | 5.83 | 0.8 | 365 | 5.3073 | 0.6881 | 5 | 0.99537
67907 | 9.45 | 0.8 | 365 | 8.6027 | 0.32462 | 8 | 0.92732
67909 | 4.68 | 0.8 | 365 | 4.2604 | 0.57981 | 4 | 0.8402
67908 | 7.15 | 0.8 | 365 | 6.5089 | 0.10804 | 6 | 0.61697
67913 | 5.6 | 0.8 | 365 | 5.0979 | 0.26644 | 5 | 0.36434
67912 | 10.92 | 0.8 | 365 | 9.9409 | 0.019557 | 9 | 0.96046
67914 | 9.52 | 0.8 | 365 | 8.6664 | 0.45295 | 9 | 0.11938
67915 | 8.68 | 0.8 | 365 | 7.9017 | 0.91298 | 8 | 0.81473
67916 | 8.4 | 0.8 | 365 | 7.6468 | 0.39966 | 8 | 0.046509
67917 | 9.975 | 0.8 | 365 | 9.0806 | 0.2871 | 9 | 0.36773
67919 | 8.835 | 0.8 | 365 | 8.0428 | 0.19714 | 8 | 0.23999
67920 | 7.56 | 0.8 | 365 | 6.8822 | 0.85969 | 7 | 0.74186
67922 | 6.72 | 0.8 | 365 | 6.1175 | 0.31973 | 6 | 0.43721
67923 | 7.155 | 0.8 | 365 | 6.5135 | 0.11721 | 6 | 0.63069
67925 | 8.4 | 0.8 | 365 | 7.6468 | 0.39966 | 8 | 0.046509
67927 | 9.12 | 0.8 | 365 | 8.3023 | 0.71963 | 9 | 0.021924
67928 | 8.06 | 0.8 | 365 | 7.3373 | 0.77634 | 8 | 0.11367
67934 | 8.48 | 0.8 | 365 | 7.7197 | 0.54632 | 8 | 0.266
67935 | 5.13 | 0.8 | 365 | 4.67 | 0.40479 | 5 | 0.074832
67936 | 6.095 | 0.8 | 365 | 5.5485 | 0.17392 | 5 | 0.72244
67931 | 8.67 | 0.8 | 365 | 7.8926 | 0.89465 | 8 | 0.78729
67937 | 8.68 | 0.8 | 365 | 7.9017 | 0.91298 | 8 | 0.81473
67938 | 5.415 | 0.8 | 365 | 4.9295 | 0.92728 | 5 | 0.85677
67939 | 6.375 | 0.8 | 365 | 5.8034 | 0.68724 | 6 | 0.49065
67941 | 11.97 | 0.8 | 365 | 10.8968 | 0.94451 | 11 | 0.84128
67943 | 9.135 | 0.8 | 365 | 8.3159 | 0.74713 | 9 | 0.063078
67944 | 5.2 | 0.8 | 365 | 4.7338 | 0.53312 | 5 | 0.26689
67945 | 7.56 | 0.8 | 365 | 6.8822 | 0.85969 | 7 | 0.74186
31836 | 221.445 | 0.9 | 365 | 226.7888 | 0.72021 | 227 | 0.50904
34887 | 239.4 | 0.9 | 365 | 245.1771 | 0.75158 | 245 | 0.92869
67409 | 5.1 | 1 | 365 | 5.8034 | 0.68724 | 6 | 0.49065
67471 | 11.772 | 1 | 365 | 13.3956 | 0.9769 | 14 | 0.37254
67475 | 4.578 | 1 | 365 | 5.2094 | 0.49102 | 5 | 0.70043
67635 | 8.502 | 1 | 365 | 9.6746 | 0.48332 | 10 | 0.15795
67948 | 5.1 | 0.8 | 365 | 4.6427 | 0.34979 | 4 | 0.99252
67950 | 10.08 | 1 | 365 | 11.4703 | 0.099489 | 11 | 0.56976
67947 | 10.66 | 0.8 | 365 | 9.7042 | 0.5429 | 10 | 0.24712
67953 | 5.886 | 0.8 | 365 | 5.3583 | 0.79076 | 6 | 0.14902
67952 | 12.6 | 0.8 | 365 | 11.4703 | 0.099489 | 11 | 0.56976
67959 | 8.215 | 0.8 | 365 | 7.4784 | 0.0605 | 7 | 0.53894
67960 | 4.16 | 0.8 | 365 | 3.787 | 0.6265 | 4 | 0.41351
67962 | 13 | 0.8 | 365 | 11.8344 | 0.83281 | 12 | 0.66722
67964 | 11.395 | 0.8 | 365 | 10.3733 | 0.89037 | 11 | 0.26369
67966 | 12.42 | 0.8 | 365 | 11.3064 | 0.7695 | 12 | 0.075909
67967 | 5.67 | 0.8 | 365 | 5.1616 | 0.39477 | 5 | 0.55639
67969 | 13.545 | 0.8 | 365 | 12.3305 | 0.83195 | 13 | 0.1625
67970 | 13.78 | 0.8 | 365 | 12.5445 | 0.26277 | 12 | 0.80725
67971 | 2.835 | 0.8 | 365 | 2.5808 | 0.19739 | 2 | 0.7782
67972 | 9.36 | 0.8 | 365 | 8.5208 | 0.15962 | 8 | 0.6804
67973 | 5.12 | 0.8 | 365 | 4.6609 | 0.38646 | 5 | 0.047396
67976 | 4.68 | 0.8 | 365 | 4.2604 | 0.57981 | 4 | 0.8402
67977 | 11.025 | 0.8 | 365 | 10.0365 | 0.21205 | 10 | 0.24854
67978 | 3.975 | 0.8 | 365 | 3.6186 | 0.28734 | 3 | 0.90594
67979 | 10.24 | 0.8 | 365 | 9.3219 | 0.77292 | 10 | 0.094792
67983 | 12.8 | 1 | 365 | 14.5654 | 0.33268 | 14 | 0.89811
67984 | 6.12 | 0.8 | 365 | 5.5713 | 0.21975 | 5 | 0.79103
67985 | 4.68 | 0.8 | 365 | 4.2604 | 0.57981 | 4 | 0.8402
67991 | 11.34 | 0.8 | 365 | 10.3232 | 0.78954 | 11 | 0.11279
67994 | 8.12 | 0.8 | 365 | 7.392 | 0.88634 | 8 | 0.27829
67993 | 12.22 | 0.8 | 365 | 11.1243 | 0.40284 | 11 | 0.52718
67997 | 2.6 | 1 | 365 | 2.9586 | 0.9582 | 3 | 0.9168
67995 | 6.93 | 0.8 | 365 | 6.3087 | 0.70472 | 7 | 0.01337
67999 | 7.155 | 0.8 | 365 | 6.5135 | 0.11721 | 6 | 0.63069
68001 | 7.28 | 0.8 | 365 | 6.6273 | 0.34637 | 6 | 0.97364
68002 | 6.93 | 0.8 | 365 | 6.3087 | 0.70472 | 7 | 0.01337
68004 | 4.095 | 0.8 | 365 | 3.7278 | 0.50733 | 4 | 0.23517
67870 | 18.9 | 0.8 | 365 | 17.2054 | 0.64923 | 17 | 0.85464
68008 | 7.42 | 0.8 | 365 | 6.7547 | 0.60303 | 7 | 0.35775
68006 | 5.94 | 0.8 | 365 | 5.4074 | 0.88976 | 6 | 0.29717
68010 | 4.68 | 0.8 | 365 | 4.2604 | 0.57981 | 4 | 0.8402
35285 | 1033.01 | 0.9 | 365 | 1057.9382 | 0.53602 | 1058 | 0.4742
68012 | 5.98 | 0.8 | 365 | 5.4438 | 0.96309 | 6 | 0.40692
68011 | 9.36 | 0.8 | 365 | 8.5208 | 0.15962 | 8 | 0.6804
68013 | 4.24 | 0.8 | 365 | 3.8598 | 0.77316 | 4 | 0.633
68014 | 8.12 | 0.8 | 365 | 7.392 | 0.88634 | 8 | 0.27829
68015 | 7.84 | 0.8 | 365 | 7.1371 | 0.37302 | 7 | 0.51007
47679 | 24.852 | 1 | 365 | 28.2797 | 0.95124 | 29 | 0.23093
68018 | 7.155 | 0.8 | 365 | 6.5135 | 0.11721 | 6 | 0.63069
68020 | 11.18 | 0.8 | 365 | 10.1776 | 0.49621 | 10 | 0.67381
48259 | 5.52 | 0.8 | 365 | 5.0251 | 0.11978 | 5 | 0.14485
65115 | 26.56 | 0.9 | 365 | 27.2009 | 0.77879 | 27 | 0.97972
68021 | 12 | 0.8 | 365 | 10.9241 | 0.99951 | 11 | 0.92358
68024 | 5.3 | 0.8 | 365 | 4.8248 | 0.71645 | 5 | 0.54125
68025 | 8.7 | 0.8 | 365 | 7.92 | 0.94965 | 8 | 0.8696
67963 | 18.285 | 0.8 | 365 | 16.6456 | 0.52176 | 17 | 0.16731
68030 | 6.27 | 0.8 | 365 | 5.7078 | 0.49475 | 6 | 0.20257
66391 | 2.43 | 1 | 365 | 2.7652 | 0.56863 | 3 | 0.33378
66394 | 1.82 | 1 | 365 | 2.071 | 0.17074 | 2 | 0.24176
66392 | 10.14 | 1 | 365 | 11.5385 | 0.23699 | 11 | 0.77554
66410 | 2.08 | 1 | 365 | 2.3669 | 0.76656 | 3 | 0.13344
66441 | 1.82 | 1 | 365 | 2.071 | 0.17074 | 2 | 0.24176
61521 | 4.505 | 1 | 365 | 5.1263 | 0.32373 | 5 | 0.45008
66608 | 2.34 | 0.8 | 365 | 2.1302 | 0.28991 | 2 | 0.4201
66621 | 2.08 | 0.8 | 365 | 1.8935 | 0.81325 | 2 | 0.70675
66688 | 9.52 | 1 | 365 | 10.833 | 0.81618 | 11 | 0.64922
65273 | 8.4 | 1 | 365 | 9.5586 | 0.24957 | 9 | 0.80814
66692 | 9.9 | 1 | 365 | 11.2654 | 0.687 | 11 | 0.95245
66712 | 2.12 | 0.8 | 365 | 1.9299 | 0.88658 | 2 | 0.8165
66825 | 2.34 | 0.8 | 365 | 2.1302 | 0.28991 | 2 | 0.4201
66877 | 6.095 | 0.8 | 365 | 5.5485 | 0.17392 | 5 | 0.72244
65912 | 5.4 | 1 | 365 | 6.1448 | 0.37473 | 6 | 0.51952
66907 | 3.975 | 1 | 365 | 4.5232 | 0.10917 | 4 | 0.63242
64275 | 4.77 | 1 | 365 | 5.4279 | 0.93101 | 6 | 0.35891
59306 | 2.86 | 1 | 365 | 3.2545 | 0.55402 | 3 | 0.80848
61518 | 5.035 | 1 | 365 | 5.7294 | 0.53829 | 6 | 0.26773
62675 | 2.08 | 1 | 365 | 2.3669 | 0.76656 | 3 | 0.13344
62427 | 1.59 | 1 | 365 | 1.8093 | 0.64367 | 2 | 0.45297
62326 | 2.385 | 1 | 365 | 2.7139 | 0.4655 | 3 | 0.17945
62488 | 4.68 | 1 | 365 | 5.3255 | 0.72476 | 6 | 0.050247
59951 | 2.385 | 1 | 365 | 2.7139 | 0.4655 | 3 | 0.17945
60894 | 1.59 | 1 | 365 | 1.8093 | 0.64367 | 2 | 0.45297
66933 | 2.56 | 1 | 365 | 2.9131 | 0.86654 | 3 | 0.77962
66944 | 6.75 | 0.8 | 365 | 6.1448 | 0.37473 | 6 | 0.51952
66951 | 7.685 | 1 | 365 | 8.7449 | 0.61107 | 9 | 0.35601
66956 | 3.975 | 0.8 | 365 | 3.6186 | 0.28734 | 3 | 0.90594
66973 | 4.505 | 0.8 | 365 | 4.1011 | 0.25898 | 4 | 0.36006
66992 | 2.12 | 0.8 | 365 | 1.9299 | 0.88658 | 2 | 0.8165
67001 | 1.56 | 0.8 | 365 | 1.4201 | 0.85994 | 2 | 0.28007
67034 | 4.05 | 0.8 | 365 | 3.6869 | 0.42484 | 4 | 0.11171
67041 | 6.89 | 0.8 | 365 | 6.2722 | 0.63139 | 6 | 0.90362
67109 | 3.12 | 0.8 | 365 | 2.8403 | 0.71987 | 3 | 0.56013
67182 | 2.08 | 0.8 | 365 | 1.8935 | 0.81325 | 2 | 0.70675
67190 | 2.97 | 0.8 | 365 | 2.7037 | 0.44488 | 3 | 0.14859
67195 | 2.16 | 0.8 | 365 | 1.9663 | 0.95991 | 2 | 0.92625
67198 | 5.67 | 0.8 | 365 | 5.1616 | 0.39477 | 5 | 0.55639
67208 | 4.59 | 0.8 | 365 | 4.1785 | 0.41481 | 4 | 0.59327
67210 | 3.78 | 0.8 | 365 | 3.4411 | 0.92985 | 4 | 0.37093
67223 | 4.94 | 0.8 | 365 | 4.4971 | 0.056466 | 4 | 0.55354
60638 | 242.11 | 0.9 | 365 | 247.9525 | 0.34083 | 248 | 0.29334
67231 | 4.24 | 0.8 | 365 | 3.8598 | 0.77316 | 4 | 0.633
67234 | 4.86 | 0.8 | 365 | 4.4242 | 0.9098 | 5 | 0.33405
67252 | 4.32 | 0.8 | 365 | 3.9327 | 0.91982 | 4 | 0.85249
67253 | 5.035 | 0.8 | 365 | 4.5836 | 0.23063 | 4 | 0.81419
66379 | 3.06 | 1 | 365 | 3.482 | 0.012345 | 3 | 0.49439
66708 | 5.46 | 1 | 365 | 6.2131 | 0.51222 | 6 | 0.72529
62992 | 3.9 | 1 | 365 | 4.4379 | 0.9373 | 5 | 0.37521
67002 | 4.275 | 0.8 | 365 | 3.8917 | 0.83733 | 4 | 0.72903
67188 | 4.86 | 0.8 | 365 | 4.4242 | 0.9098 | 5 | 0.33405
64573 | 2.6 | 1 | 365 | 2.9586 | 0.9582 | 3 | 0.9168
64404 | 2.34 | 1 | 365 | 2.6627 | 0.36238 | 3 | 0.025124
64517 | 4.94 | 1 | 365 | 5.6213 | 0.32058 | 5 | 0.94193
64367 | 1.855 | 1 | 365 | 2.1108 | 0.25095 | 2 | 0.3618
64209 | 4.94 | 1 | 365 | 5.6213 | 0.32058 | 5 | 0.94193
64223 | 2.08 | 1 | 365 | 2.3669 | 0.76656 | 3 | 0.13344
63496 | 2.08 | 1 | 365 | 2.3669 | 0.76656 | 3 | 0.13344
63977 | 2.08 | 1 | 365 | 2.3669 | 0.76656 | 3 | 0.13344
63891 | 2.08 | 1 | 365 | 2.3669 | 0.76656 | 3 | 0.13344
63849 | 2.34 | 1 | 365 | 2.6627 | 0.36238 | 3 | 0.025124
67272 | 7.02 | 0.8 | 365 | 6.3906 | 0.86972 | 7 | 0.2603
67274 | 3.51 | 0.8 | 365 | 3.1953 | 0.43486 | 3 | 0.63015
67279 | 3.445 | 0.8 | 365 | 3.1361 | 0.31569 | 3 | 0.45181
67042 | 5.94 | 0.8 | 365 | 5.4074 | 0.88976 | 6 | 0.29717
67299 | 4.24 | 0.8 | 365 | 3.8598 | 0.77316 | 4 | 0.633
67300 | 6.21 | 0.8 | 365 | 5.6532 | 0.38475 | 6 | 0.037955
67337 | 6.21 | 0.8 | 365 | 5.6532 | 0.38475 | 6 | 0.037955
67364 | 3.78 | 0.8 | 365 | 3.4411 | 0.92985 | 4 | 0.37093
67370 | 5.94 | 0.8 | 365 | 5.4074 | 0.88976 | 6 | 0.29717
67371 | 2.43 | 0.8 | 365 | 2.2121 | 0.4549 | 2 | 0.66703
67372 | 4.32 | 0.8 | 365 | 3.9327 | 0.91982 | 4 | 0.85249
67379 | 8.32 | 1 | 365 | 9.4675 | 0.066245 | 9 | 0.53377
67446 | 2.97 | 0.8 | 365 | 2.7037 | 0.44488 | 3 | 0.14859
67448 | 3.24 | 0.8 | 365 | 2.9495 | 0.93987 | 3 | 0.88937
67512 | 11.025 | 0.8 | 365 | 10.0365 | 0.21205 | 10 | 0.24854
67527 | 10.8 | 0.8 | 365 | 9.8317 | 0.79956 | 10 | 0.63123
67529 | 8.1 | 0.8 | 365 | 7.3737 | 0.84967 | 8 | 0.22342
67535 | 4.86 | 0.8 | 365 | 4.4242 | 0.9098 | 5 | 0.33405
67539 | 6.48 | 0.8 | 365 | 5.899 | 0.87974 | 6 | 0.77874
62471 | 6.095 | 1 | 365 | 6.9356 | 0.9674 | 7 | 0.90305
67588 | 5.4 | 0.8 | 365 | 4.9158 | 0.89978 | 5 | 0.81561
67594 | 6.21 | 0.8 | 365 | 5.6532 | 0.38475 | 6 | 0.037955
67660 | 4.505 | 1 | 365 | 5.1263 | 0.32373 | 5 | 0.45008
65425 | 7.8 | 1 | 365 | 8.8758 | 0.8746 | 9 | 0.75041
65542 | 5.565 | 1 | 365 | 6.3325 | 0.75284 | 7 | 0.08539
65210 | 1.855 | 1 | 365 | 2.1108 | 0.25095 | 2 | 0.3618
65232 | 14.04 | 1 | 365 | 15.9765 | 0.17429 | 16 | 0.15074
66913 | 7.29 | 0.8 | 365 | 6.6364 | 0.3647 | 7 | 0.0010773
67888 | 10.07 | 0.8 | 365 | 9.1671 | 0.46126 | 9 | 0.62837
67674 | 2.7 | 0.8 | 365 | 2.4579 | 0.94989 | 3 | 0.40781
67675 | 4.32 | 0.8 | 365 | 3.9327 | 0.91982 | 4 | 0.85249
67682 | 7.56 | 0.8 | 365 | 6.8822 | 0.85969 | 7 | 0.74186
67694 | 1.82 | 0.8 | 365 | 1.6568 | 0.33659 | 1 | 0.99341
67748 | 5.13 | 0.8 | 365 | 4.67 | 0.40479 | 5 | 0.074832
67750 | 7.29 | 0.8 | 365 | 6.6364 | 0.3647 | 7 | 0.0010773
67752 | 3.24 | 0.8 | 365 | 2.9495 | 0.93987 | 3 | 0.88937
67815 | 12 | 0.8 | 365 | 10.9241 | 0.99951 | 11 | 0.92358
67851 | 3.825 | 0.8 | 365 | 3.482 | 0.012345 | 3 | 0.49439
67885 | 12.455 | 0.8 | 365 | 11.3383 | 0.83366 | 12 | 0.17194
67992 | 4.16 | 0.8 | 365 | 3.787 | 0.6265 | 4 | 0.41351
68000 | 12 | 0.8 | 365 | 10.9241 | 0.99951 | 11 | 0.92358
68007 | 1.855 | 0.8 | 365 | 1.6887 | 0.40076 | 2 | 0.089437
68016 | 2.34 | 0.8 | 365 | 2.1302 | 0.28991 | 2 | 0.4201
46467 | 10.5 | 1 | 365 | 11.9482 | 0.061968 | 12 | 0.01017
68043 | 6.365 | 0.8 | 365 | 5.7943 | 0.66891 | 6 | 0.46322
60815 | 2.12 | 1 | 365 | 2.4124 | 0.85823 | 3 | 0.27062
66346 | 5.565 | 1 | 365 | 6.3325 | 0.75284 | 7 | 0.08539
66351 | 5.3 | 1 | 365 | 6.031 | 0.14556 | 6 | 0.17656
66360 | 5.565 | 1 | 365 | 6.3325 | 0.75284 | 7 | 0.08539
60993 | 2.12 | 1 | 365 | 2.4124 | 0.85823 | 3 | 0.27062
66875 | 2.65 | 1 | 365 | 3.0155 | 0.072782 | 3 | 0.088281
66911 | 5.3 | 0.8 | 365 | 4.8248 | 0.71645 | 5 | 0.54125
62135 | 5.3 | 1 | 365 | 6.031 | 0.14556 | 6 | 0.17656
64741 | 5.565 | 1 | 365 | 6.3325 | 0.75284 | 7 | 0.08539
24328 | 7.8 | 1 | 365 | 8.8758 | 0.8746 | 9 | 0.75041
63148 | 2.385 | 1 | 365 | 2.7139 | 0.4655 | 3 | 0.17945
61806 | 2.12 | 1 | 365 | 2.4124 | 0.85823 | 3 | 0.27062
61619 | 2.12 | 1 | 365 | 2.4124 | 0.85823 | 3 | 0.27062
66935 | 2.385 | 0.8 | 365 | 2.1712 | 0.3724 | 2 | 0.54356
66950 | 5.3 | 0.8 | 365 | 4.8248 | 0.71645 | 5 | 0.54125
66959 | 5.3 | 0.8 | 365 | 4.8248 | 0.71645 | 5 | 0.54125
67028 | 5.035 | 0.8 | 365 | 4.5836 | 0.23063 | 4 | 0.81419
67217 | 2.16 | 0.8 | 365 | 1.9663 | 0.95991 | 2 | 0.92625
67220 | 2.43 | 0.8 | 365 | 2.2121 | 0.4549 | 2 | 0.66703
67236 | 2.7 | 0.8 | 365 | 2.4579 | 0.94989 | 3 | 0.40781
67255 | 2.16 | 0.8 | 365 | 1.9663 | 0.95991 | 2 | 0.92625
63342 | 2.385 | 1 | 365 | 2.7139 | 0.4655 | 3 | 0.17945
67319 | 5.13 | 0.8 | 365 | 4.67 | 0.40479 | 5 | 0.074832
67329 | 5.3 | 0.8 | 365 | 4.8248 | 0.71645 | 5 | 0.54125
67373 | 2.43 | 0.8 | 365 | 2.2121 | 0.4549 | 2 | 0.66703
67390 | 5.4 | 0.8 | 365 | 4.9158 | 0.89978 | 5 | 0.81561
67444 | 5.4 | 0.8 | 365 | 4.9158 | 0.89978 | 5 | 0.81561
67454 | 2.16 | 0.8 | 365 | 1.9663 | 0.95991 | 2 | 0.92625
67517 | 2.7 | 0.8 | 365 | 2.4579 | 0.94989 | 3 | 0.40781
67533 | 2.43 | 0.8 | 365 | 2.2121 | 0.4549 | 2 | 0.66703
67536 | 2.12 | 0.8 | 365 | 1.9299 | 0.88658 | 2 | 0.8165
67676 | 5.4 | 0.8 | 365 | 4.9158 | 0.89978 | 5 | 0.81561
67753 | 5.4 | 0.8 | 365 | 4.9158 | 0.89978 | 5 | 0.81561
67820 | 5.13 | 0.8 | 365 | 4.67 | 0.40479 | 5 | 0.074832
67828 | 5.4 | 0.8 | 365 | 4.9158 | 0.89978 | 5 | 0.81561
67837 | 5.4 | 0.8 | 365 | 4.9158 | 0.89978 | 5 | 0.81561
67846 | 5.3 | 0.8 | 365 | 4.8248 | 0.71645 | 5 | 0.54125
60818 | 8.06 | 1 | 365 | 9.1717 | 0.47042 | 9 | 0.64209
54984 | 3.12 | 1 | 365 | 3.5503 | 0.14984 | 3 | 0.70016
62938 | 2.915 | 1 | 365 | 3.317 | 0.68006 | 3 | 0.99711
64097 | 7.42 | 1 | 365 | 8.4434 | 0.0037907 | 8 | 0.44719
62836 | 2.12 | 1 | 365 | 2.4124 | 0.85823 | 3 | 0.27062
62825 | 5.565 | 1 | 365 | 6.3325 | 0.75284 | 7 | 0.08539
64762 | 3.975 | 1 | 365 | 4.5232 | 0.10917 | 4 | 0.63242
64759 | 3.975 | 1 | 365 | 4.5232 | 0.10917 | 4 | 0.63242
64720 | 5.565 | 1 | 365 | 6.3325 | 0.75284 | 7 | 0.08539
64704 | 5.3 | 1 | 365 | 6.031 | 0.14556 | 6 | 0.17656
58629 | 2.6 | 1 | 365 | 2.9586 | 0.9582 | 3 | 0.9168
57103 | 2.6 | 1 | 365 | 2.9586 | 0.9582 | 3 | 0.9168
62230 | 5.035 | 1 | 365 | 5.7294 | 0.53829 | 6 | 0.26773
63311 | 10.4 | 1 | 365 | 11.8344 | 0.83281 | 12 | 0.66722
63313 | 5.3 | 1 | 365 | 6.031 | 0.14556 | 6 | 0.17656
63310 | 5.565 | 1 | 365 | 6.3325 | 0.75284 | 7 | 0.08539
63154 | 12.985 | 1 | 365 | 14.7759 | 0.75663 | 15 | 0.53258
52292 | 4.16 | 1 | 365 | 4.7338 | 0.53312 | 5 | 0.26689
62688 | 5.035 | 1 | 365 | 5.7294 | 0.53829 | 6 | 0.26773
61563 | 4.24 | 1 | 365 | 4.8248 | 0.71645 | 5 | 0.54125
64089 | 7.42 | 1 | 365 | 8.4434 | 0.0037907 | 8 | 0.44719
67177 | 6.7 | 0.8 | 365 | 6.0993 | 0.28306 | 6 | 0.38233
50926 | 8.58 | 1 | 365 | 9.7634 | 0.66207 | 10 | 0.42545
66835 | 4.845 | 0.8 | 365 | 4.4106 | 0.8823 | 5 | 0.2929
66837 | 8.58 | 0.8 | 365 | 7.8107 | 0.72965 | 8 | 0.54036
49063 | 8.06 | 1 | 365 | 9.1717 | 0.47042 | 9 | 0.64209
60183 | 7.8 | 1 | 365 | 8.8758 | 0.8746 | 9 | 0.75041
52940 | 4.42 | 1 | 365 | 5.0296 | 0.12894 | 5 | 0.15857
50882 | 13 | 1 | 365 | 14.793 | 0.79101 | 15 | 0.58402
66876 | 17.94 | 1 | 365 | 20.4144 | 0.11159 | 20 | 0.52595
62847 | 10.865 | 1 | 365 | 12.3635 | 0.89841 | 13 | 0.26195
62934 | 5.3 | 1 | 365 | 6.031 | 0.14556 | 6 | 0.17656
64711 | 5.2 | 1 | 365 | 5.9172 | 0.9164 | 6 | 0.83361
52173 | 5.2 | 1 | 365 | 5.9172 | 0.9164 | 6 | 0.83361
67523 | 6.48 | 0.8 | 365 | 5.899 | 0.87974 | 6 | 0.77874
52164 | 5.72 | 1 | 365 | 6.5089 | 0.10804 | 6 | 0.61697
62926 | 7.685 | 1 | 365 | 8.7449 | 0.61107 | 9 | 0.35601
66990 | 9.24 | 0.8 | 365 | 8.4115 | 0.93963 | 9 | 0.35116
66993 | 6.12 | 0.8 | 365 | 5.5713 | 0.21975 | 5 | 0.79103
67048 | 8.4 | 1 | 365 | 9.5586 | 0.24957 | 9 | 0.80814
67394 | 24.57 | 1 | 365 | 27.9588 | 0.30501 | 28 | 0.2638
67807 | 5.94 | 1 | 365 | 6.7593 | 0.6122 | 7 | 0.37147
53765 | 12.48 | 0.8 | 365 | 11.361 | 0.87949 | 12 | 0.24053
53763 | 11.2 | 0.8 | 365 | 10.1958 | 0.53288 | 10 | 0.72868
43829 | 6.9 | 0.8 | 365 | 6.2813 | 0.64972 | 6 | 0.93106
66804 | 6 | 1 | 365 | 6.8275 | 0.7497 | 7 | 0.57724
66805 | 6.96 | 1 | 365 | 7.92 | 0.94965 | 8 | 0.8696
65893 | 8.04 | 1 | 365 | 9.1489 | 0.42459 | 9 | 0.5735
63697 | 2.08 | 1 | 365 | 2.3669 | 0.76656 | 3 | 0.13344
63659 | 2.385 | 1 | 365 | 2.7139 | 0.4655 | 3 | 0.17945
32244 | 3.12 | 1 | 365 | 3.5503 | 0.14984 | 3 | 0.70016
47349 | 5.2 | 1 | 365 | 5.9172 | 0.9164 | 6 | 0.83361
64055 | 7.155 | 1 | 365 | 8.1418 | 0.39651 | 8 | 0.53836
65208 | 7.42 | 1 | 365 | 8.4434 | 0.0037907 | 8 | 0.44719
66280 | 9.425 | 1 | 365 | 10.7249 | 0.59848 | 11 | 0.32341
36395 | 4.16 | 1 | 365 | 4.7338 | 0.53312 | 5 | 0.26689
32302 | 4.94 | 1 | 365 | 5.6213 | 0.32058 | 5 | 0.94193
63580 | 2.86 | 1 | 365 | 3.2545 | 0.55402 | 3 | 0.80848
41174 | 5.46 | 1 | 365 | 6.2131 | 0.51222 | 6 | 0.72529
67727 | 5.36 | 1 | 365 | 6.0993 | 0.28306 | 6 | 0.38233
67785 | 8.32 | 1 | 365 | 9.4675 | 0.066245 | 9 | 0.53377
67789 | 7.04 | 1 | 365 | 8.011 | 0.13298 | 8 | 0.14396
67790 | 9.6 | 1 | 365 | 10.9241 | 0.99951 | 11 | 0.92358
67817 | 5.98 | 1 | 365 | 6.8048 | 0.70386 | 7 | 0.50865
43654 | 11.96 | 1 | 365 | 13.6096 | 0.40773 | 14 | 0.017298
31838 | 612.36 | 1 | 365 | 696.8191 | 0.29397 | 697 | 0.11311
67998 | 9.1 | 1 | 365 | 10.3551 | 0.85371 | 11 | 0.20881
36800 | 200.64 | 0.9 | 365 | 205.4818 | 0.81085 | 206 | 0.29262
47891 | 37.8 | 0.9 | 365 | 38.7122 | 0.96078 | 39 | 0.67295
66843 | 12.6 | 0.8 | 365 | 11.4703 | 0.099489 | 11 | 0.56976
65270 | 2.56 | 1 | 365 | 2.9131 | 0.86654 | 3 | 0.77962
66404 | 3.57 | 0.8 | 365 | 3.2499 | 0.54486 | 3 | 0.79477
66419 | 11.2 | 0.8 | 365 | 10.1958 | 0.53288 | 10 | 0.72868
66465 | 9.52 | 0.8 | 365 | 8.6664 | 0.45295 | 9 | 0.11938
65886 | 8.97 | 1 | 365 | 10.2072 | 0.5558 | 10 | 0.76297
66480 | 10.64 | 0.8 | 365 | 9.686 | 0.50624 | 10 | 0.19224
66488 | 3.64 | 0.8 | 365 | 3.3136 | 0.67319 | 3 | 0.98682
50017 | 14.4 | 1 | 365 | 16.3861 | 0.99927 | 17 | 0.38538
66492 | 6.89 | 0.8 | 365 | 6.2722 | 0.63139 | 6 | 0.90362
66496 | 3.64 | 0.8 | 365 | 3.3136 | 0.67319 | 3 | 0.98682
66497 | 5.46 | 0.8 | 365 | 4.9705 | 0.0097787 | 4 | 0.98023
66501 | 8.12 | 0.8 | 365 | 7.392 | 0.88634 | 8 | 0.27829
66505 | 3.92 | 0.8 | 365 | 3.5685 | 0.18651 | 3 | 0.75504
66510 | 2.8 | 0.8 | 365 | 2.5489 | 0.13322 | 2 | 0.68217
66645 | 7.56 | 0.8 | 365 | 6.8822 | 0.85969 | 7 | 0.74186
66646 | 7.84 | 0.8 | 365 | 7.1371 | 0.37302 | 7 | 0.51007
66652 | 6.76 | 0.8 | 365 | 6.1539 | 0.39306 | 6 | 0.54695
66661 | 4.16 | 0.8 | 365 | 3.787 | 0.6265 | 4 | 0.41351
66702 | 4.68 | 0.8 | 365 | 4.2604 | 0.57981 | 4 | 0.8402
66032 | 24.885 | 1 | 365 | 28.3172 | 0.026864 | 28 | 0.3441
66073 | 11.34 | 1 | 365 | 12.9041 | 0.98693 | 13 | 0.89098
66574 | 9.61 | 1 | 365 | 10.9354 | 0.02243 | 10 | 0.95788
66593 | 7.68 | 1 | 365 | 8.7393 | 0.59961 | 9 | 0.33887
64810 | 7.2 | 1 | 365 | 8.1931 | 0.49964 | 8 | 0.69269
66739 | 3.71 | 0.8 | 365 | 3.3774 | 0.80152 | 4 | 0.17887
66742 | 8.215 | 0.8 | 365 | 7.4784 | 0.0605 | 7 | 0.53894
66746 | 7.56 | 0.8 | 365 | 6.8822 | 0.85969 | 7 | 0.74186
66806 | 5.04 | 0.8 | 365 | 4.5881 | 0.2398 | 4 | 0.82791
66809 | 7.56 | 0.8 | 365 | 6.8822 | 0.85969 | 7 | 0.74186
66827 | 12.255 | 0.8 | 365 | 11.1562 | 0.467 | 11 | 0.62321
66829 | 5.13 | 0.8 | 365 | 4.67 | 0.40479 | 5 | 0.074832
66833 | 5.4 | 0.8 | 365 | 4.9158 | 0.89978 | 5 | 0.81561
66996 | 7.28 | 0.8 | 365 | 6.6273 | 0.34637 | 6 | 0.97364
67000 | 7.695 | 0.8 | 365 | 7.0051 | 0.10719 | 7 | 0.11225
67004 | 9.52 | 0.8 | 365 | 8.6664 | 0.45295 | 9 | 0.11938
67006 | 3.42 | 0.8 | 365 | 3.1134 | 0.26986 | 3 | 0.38322
68042 | 11.16 | 0.8 | 365 | 10.1594 | 0.45955 | 10 | 0.61893
67578 | 12 | 1 | 365 | 13.6551 | 0.49939 | 14 | 0.15448
65269 | 13.28 | 1 | 365 | 15.1116 | 0.43266 | 15 | 0.54429
51283 | 8.55 | 1 | 365 | 9.7293 | 0.59332 | 10 | 0.32257
67559 | 4.59 | 1 | 365 | 5.2231 | 0.51852 | 5 | 0.74159
67778 | 18 | 1 | 365 | 20.4826 | 0.24909 | 20 | 0.73172
67795 | 12.15 | 0.8 | 365 | 11.0606 | 0.27451 | 11 | 0.33513
67796 | 4.86 | 0.8 | 365 | 4.4242 | 0.9098 | 5 | 0.33405
67802 | 9.45 | 0.8 | 365 | 8.6027 | 0.32462 | 8 | 0.92732
67974 | 7.2 | 0.8 | 365 | 6.5544 | 0.19971 | 6 | 0.75415
67989 | 1.59 | 0.8 | 365 | 1.4474 | 0.91494 | 2 | 0.36237
67382 | 6.54 | 1 | 365 | 7.442 | 0.98717 | 8 | 0.42919
67389 | 10.8 | 1 | 365 | 12.2896 | 0.74945 | 13 | 0.039032
66740 | 13.5 | 1 | 365 | 15.362 | 0.93682 | 16 | 0.29879
66681 | 15.39 | 1 | 365 | 17.5127 | 0.26797 | 17 | 0.78062
66867 | 18.312 | 1 | 365 | 20.8377 | 0.96407 | 21 | 0.80174
63716 | 3.9 | 1 | 365 | 4.4379 | 0.9373 | 5 | 0.37521
55399 | 13.005 | 1 | 365 | 14.7987 | 0.80247 | 15 | 0.60117
63854 | 7.65 | 1 | 365 | 8.7051 | 0.53086 | 9 | 0.23598
66909 | 5.83 | 0.8 | 365 | 5.3073 | 0.6881 | 5 | 0.99537
66910 | 6.36 | 0.8 | 365 | 5.7898 | 0.65974 | 6 | 0.4495
66931 | 4.505 | 0.8 | 365 | 4.1011 | 0.25898 | 4 | 0.36006
65169 | 5.83 | 1 | 365 | 6.6341 | 0.36012 | 6 | 0.99422
66697 | 12.8 | 1 | 365 | 14.5654 | 0.33268 | 14 | 0.89811
66272 | 5.985 | 1 | 365 | 6.8105 | 0.71532 | 7 | 0.5258
67023 | 15.125 | 1 | 365 | 17.2111 | 0.66069 | 17 | 0.87179
67161 | 23.65 | 1 | 365 | 26.9119 | 0.19672 | 27 | 0.10862
67501 | 8.96 | 0.8 | 365 | 8.1566 | 0.4263 | 8 | 0.58294
68044 | 4.24 | 1 | 365 | 4.8248 | 0.71645 | 5 | 0.54125
66273 | 2.44 | 1 | 365 | 2.7765 | 0.59154 | 3 | 0.36808
59793 | 11.13 | 1 | 365 | 12.6651 | 0.50569 | 13 | 0.17078
60569 | 11.13 | 1 | 365 | 12.6651 | 0.50569 | 13 | 0.17078
59744 | 10.4 | 1 | 365 | 11.8344 | 0.83281 | 12 | 0.66722
59881 | 10.865 | 1 | 365 | 12.3635 | 0.89841 | 13 | 0.26195
60044 | 11.66 | 1 | 365 | 13.2682 | 0.72024 | 13 | 0.98844
60212 | 10.4 | 1 | 365 | 11.8344 | 0.83281 | 12 | 0.66722
60311 | 10.07 | 1 | 365 | 11.4589 | 0.076573 | 11 | 0.53547
60574 | 10.4 | 1 | 365 | 11.8344 | 0.83281 | 12 | 0.66722
60739 | 10.4 | 1 | 365 | 11.8344 | 0.83281 | 12 | 0.66722
60749 | 10.335 | 1 | 365 | 11.7604 | 0.68385 | 12 | 0.4443
60934 | 10.07 | 1 | 365 | 11.4589 | 0.076573 | 11 | 0.53547
61023 | 11.7 | 1 | 365 | 13.3137 | 0.81191 | 14 | 0.12562
61062 | 10.335 | 1 | 365 | 11.7604 | 0.68385 | 12 | 0.4443
61121 | 11.18 | 1 | 365 | 12.722 | 0.62027 | 13 | 0.34226
61221 | 11.395 | 1 | 365 | 12.9666 | 0.11296 | 13 | 0.079608
61229 | 12.985 | 1 | 365 | 14.7759 | 0.75663 | 15 | 0.53258
61363 | 10.335 | 1 | 365 | 11.7604 | 0.68385 | 12 | 0.4443
61485 | 10.07 | 1 | 365 | 11.4589 | 0.076573 | 11 | 0.53547
61760 | 11.44 | 1 | 365 | 13.0179 | 0.21609 | 13 | 0.23394
61888 | 12.22 | 1 | 365 | 13.9054 | 0.0035475 | 13 | 0.90898
62011 | 10.6 | 1 | 365 | 12.062 | 0.29113 | 12 | 0.35312
62236 | 14.82 | 1 | 365 | 16.864 | 0.96175 | 17 | 0.82578
62329 | 11.925 | 1 | 365 | 13.5697 | 0.32752 | 13 | 0.89726
62414 | 11.44 | 1 | 365 | 13.0179 | 0.21609 | 13 | 0.23394
62465 | 12.19 | 1 | 365 | 13.8713 | 0.9348 | 14 | 0.80609
62461 | 10.6 | 1 | 365 | 12.062 | 0.29113 | 12 | 0.35312
62664 | 12.455 | 1 | 365 | 14.1728 | 0.54208 | 14 | 0.71492
62681 | 11.13 | 1 | 365 | 12.6651 | 0.50569 | 13 | 0.17078
62680 | 11.66 | 1 | 365 | 13.2682 | 0.72024 | 13 | 0.98844
62779 | 15.6 | 1 | 365 | 17.7516 | 0.74921 | 18 | 0.50082
62858 | 10.14 | 1 | 365 | 11.5385 | 0.23699 | 11 | 0.77554
62951 | 10.92 | 1 | 365 | 12.4261 | 0.024447 | 12 | 0.45058
62952 | 11.44 | 1 | 365 | 13.0179 | 0.21609 | 13 | 0.23394
62956 | 11.96 | 1 | 365 | 13.6096 | 0.40773 | 14 | 0.017298
63057 | 11.96 | 1 | 365 | 13.6096 | 0.40773 | 14 | 0.017298
63090 | 11.44 | 1 | 365 | 13.0179 | 0.21609 | 13 | 0.23394
63168 | 11.925 | 1 | 365 | 13.5697 | 0.32752 | 13 | 0.89726
63234 | 10.14 | 1 | 365 | 11.5385 | 0.23699 | 11 | 0.77554
63670 | 11.475 | 1 | 365 | 13.0577 | 0.29629 | 13 | 0.35397
63705 | 11.96 | 1 | 365 | 13.6096 | 0.40773 | 14 | 0.017298
63709 | 10.6 | 1 | 365 | 12.062 | 0.29113 | 12 | 0.35312
63712 | 10.14 | 1 | 365 | 11.5385 | 0.23699 | 11 | 0.77554
63729 | 11.18 | 1 | 365 | 12.722 | 0.62027 | 13 | 0.34226
63760 | 12.48 | 1 | 365 | 14.2013 | 0.59937 | 14 | 0.80066
63773 | 10.4 | 1 | 365 | 11.8344 | 0.83281 | 12 | 0.66722
63850 | 10.92 | 1 | 365 | 12.4261 | 0.024447 | 12 | 0.45058
63889 | 11.7 | 1 | 365 | 13.3137 | 0.81191 | 14 | 0.12562
63945 | 10.4 | 1 | 365 | 11.8344 | 0.83281 | 12 | 0.66722
63965 | 10.4 | 1 | 365 | 11.8344 | 0.83281 | 12 | 0.66722
63996 | 10.92 | 1 | 365 | 12.4261 | 0.024447 | 12 | 0.45058
64026 | 10.335 | 1 | 365 | 11.7604 | 0.68385 | 12 | 0.4443
64018 | 11.44 | 1 | 365 | 13.0179 | 0.21609 | 13 | 0.23394
64183 | 11.395 | 1 | 365 | 12.9666 | 0.11296 | 13 | 0.079608
64196 | 10.08 | 1 | 365 | 11.4703 | 0.099489 | 11 | 0.56976
64532 | 10.07 | 1 | 365 | 11.4589 | 0.076573 | 11 | 0.53547
64568 | 11.13 | 1 | 365 | 12.6651 | 0.50569 | 13 | 0.17078
64579 | 10.07 | 1 | 365 | 11.4589 | 0.076573 | 11 | 0.53547
64584 | 11.13 | 1 | 365 | 12.6651 | 0.50569 | 13 | 0.17078
64742 | 10.4 | 1 | 365 | 11.8344 | 0.83281 | 12 | 0.66722
64929 | 10.14 | 1 | 365 | 11.5385 | 0.23699 | 11 | 0.77554
65137 | 10.07 | 1 | 365 | 11.4589 | 0.076573 | 11 | 0.53547
62455 | 10.07 | 1 | 365 | 11.4589 | 0.076573 | 11 | 0.53547
66180 | 14.56 | 1 | 365 | 16.5682 | 0.36593 | 16 | 0.9341
62192 | 7.035 | 1 | 365 | 8.0053 | 0.12152 | 8 | 0.12681
62996 | 82.16 | 0.9 | 365 | 84.1427 | 0.45125 | 84 | 0.59391
68059 | 5.985 | 1 | 365 | 6.8105 | 0.71532 | 7 | 0.5258
68060 | 12.8 | 0.8 | 365 | 11.6523 | 0.46615 | 12 | 0.11849
68061 | 12.65 | 0.8 | 365 | 11.5158 | 0.19115 | 11 | 0.70694
68054 | 9.156 | 1 | 365 | 10.4188 | 0.98204 | 11 | 0.40087
68062 | 9.9 | 0.8 | 365 | 9.0124 | 0.1496 | 9 | 0.16196
68068 | 12.915 | 0.8 | 365 | 11.757 | 0.67698 | 12 | 0.43401
63979 | 37.8 | 0.9 | 365 | 38.7122 | 0.96078 | 39 | 0.67295
67988 | 13.25 | 1 | 365 | 15.0775 | 0.36391 | 15 | 0.4414
64269 | 35.34 | 0.9 | 365 | 36.1928 | 0.88714 | 37 | 0.079949
64709 | 261.44 | 0.9 | 365 | 267.749 | 0.20808 | 267 | 0.95704
51516 | 265.2 | 0.9 | 365 | 271.5997 | 0.96291 | 272 | 0.56261
67954 | 9.69 | 1 | 365 | 11.0265 | 0.20576 | 11 | 0.23224
44932 | 9.9 | 1 | 365 | 11.2654 | 0.687 | 11 | 0.95245
66750 | 11.34 | 1 | 365 | 12.9041 | 0.98693 | 13 | 0.89098
54562 | 28.6 | 0.9 | 365 | 29.2902 | 0.9862 | 30 | 0.27636
54565 | 28.6 | 0.9 | 365 | 29.2902 | 0.9862 | 30 | 0.27636
43094 | 7.54 | 1 | 365 | 8.5799 | 0.27878 | 8 | 0.85873
68078 | 13.5 | 0.8 | 365 | 12.2896 | 0.74945 | 13 | 0.039032
68079 | 10.8 | 0.8 | 365 | 9.8317 | 0.79956 | 10 | 0.63123
68080 | 13 | 0.8 | 365 | 11.8344 | 0.83281 | 12 | 0.66722
68082 | 4.76 | 0.8 | 365 | 4.3332 | 0.72647 | 5 | 0.059688
68083 | 6.71 | 0.8 | 365 | 6.1084 | 0.30139 | 6 | 0.40977
68085 | 4.68 | 0.8 | 365 | 4.2604 | 0.57981 | 4 | 0.8402
68086 | 9.975 | 0.8 | 365 | 9.0806 | 0.2871 | 9 | 0.36773
68087 | 5.2 | 0.8 | 365 | 4.7338 | 0.53312 | 5 | 0.26689
68088 | 6.3 | 0.8 | 365 | 5.7351 | 0.54974 | 6 | 0.28488
68091 | 5.67 | 0.8 | 365 | 5.1616 | 0.39477 | 5 | 0.55639
64028 | 55.8 | 0.9 | 365 | 57.1465 | 0.084956 | 57 | 0.2315
68092 | 13.5 | 0.8 | 365 | 12.2896 | 0.74945 | 13 | 0.039032
68094 | 11.61 | 0.8 | 365 | 10.569 | 0.28453 | 10 | 0.85357
68095 | 6.05 | 0.8 | 365 | 5.5076 | 0.091421 | 5 | 0.59897
68096 | 5.985 | 0.8 | 365 | 5.4484 | 0.97226 | 6 | 0.42064
68066 | 7.56 | 0.8 | 365 | 6.8822 | 0.85969 | 7 | 0.74186
68097 | 24.96 | 1 | 365 | 28.4026 | 0.19874 | 28 | 0.60132
68098 | 7.68 | 0.8 | 365 | 6.9914 | 0.079689 | 7 | 0.071094
68099 | 12.15 | 0.8 | 365 | 11.0606 | 0.27451 | 11 | 0.33513
68084 | 5.88 | 1 | 365 | 6.691 | 0.4747 | 7 | 0.1657
67619 | 12.96 | 1 | 365 | 14.7475 | 0.69934 | 15 | 0.44684
68101 | 5.12 | 1 | 365 | 5.8262 | 0.73307 | 6 | 0.55924
68102 | 10.36 | 0.8 | 365 | 9.4311 | 0.99291 | 10 | 0.42403
68103 | 7 | 0.8 | 365 | 6.3724 | 0.83305 | 7 | 0.20542
68104 | 5.76 | 0.8 | 365 | 5.2436 | 0.55977 | 5 | 0.80332
68106 | 3.92 | 0.8 | 365 | 3.5685 | 0.18651 | 3 | 0.75504
68100 | 11.34 | 0.8 | 365 | 10.3232 | 0.78954 | 11 | 0.11279
68107 | 5.1 | 0.8 | 365 | 4.6427 | 0.34979 | 4 | 0.99252
68109 | 5.04 | 0.8 | 365 | 4.5881 | 0.2398 | 4 | 0.82791
68110 | 3.64 | 0.8 | 365 | 3.3136 | 0.67319 | 3 | 0.98682
68112 | 3.51 | 0.8 | 365 | 3.1953 | 0.43486 | 3 | 0.63015
65922 | 6.63 | 1 | 365 | 7.5444 | 0.19341 | 7 | 0.73785
65983 | 13.78 | 0.8 | 365 | 12.5445 | 0.26277 | 12 | 0.80725
65924 | 10.92 | 0.8 | 365 | 9.9409 | 0.019557 | 9 | 0.96046
64866 | 13 | 1 | 365 | 14.793 | 0.79101 | 15 | 0.58402
65929 | 10.4 | 1 | 365 | 11.8344 | 0.83281 | 12 | 0.66722
65943 | 10.4 | 0.8 | 365 | 9.4675 | 0.066245 | 9 | 0.53377
66026 | 10.4 | 1 | 365 | 11.8344 | 0.83281 | 12 | 0.66722
66027 | 10.07 | 0.8 | 365 | 9.1671 | 0.46126 | 9 | 0.62837
66186 | 10.14 | 0.8 | 365 | 9.2308 | 0.58959 | 9 | 0.82043
66372 | 11.22 | 1 | 365 | 12.7675 | 0.71193 | 13 | 0.47944
66405 | 11.18 | 1 | 365 | 12.722 | 0.62027 | 13 | 0.34226
66469 | 12.48 | 0.8 | 365 | 11.361 | 0.87949 | 12 | 0.24053
66479 | 10.4 | 0.8 | 365 | 9.4675 | 0.066245 | 9 | 0.53377
66493 | 10.08 | 0.8 | 365 | 9.1762 | 0.47959 | 9 | 0.65581
66733 | 10.08 | 0.8 | 365 | 9.1762 | 0.47959 | 9 | 0.65581
63981 | 12.22 | 1 | 365 | 13.9054 | 0.0035475 | 13 | 0.90898
67356 | 10.865 | 0.8 | 365 | 9.8908 | 0.91873 | 10 | 0.80956
67662 | 11.66 | 0.8 | 365 | 10.6146 | 0.37619 | 10 | 0.99075
67838 | 11.18 | 0.8 | 365 | 10.1776 | 0.49621 | 10 | 0.67381
67880 | 10.08 | 0.8 | 365 | 9.1762 | 0.47959 | 9 | 0.65581
68116 | 4.68 | 0.8 | 365 | 4.2604 | 0.57981 | 4 | 0.8402
67486 | 10.05 | 1 | 365 | 11.4361 | 0.030741 | 11 | 0.46688
67478 | 8 | 1 | 365 | 9.1034 | 0.33293 | 9 | 0.43632
66089 | 12.22 | 1 | 365 | 13.9054 | 0.0035475 | 13 | 0.90898
66098 | 11.13 | 1 | 365 | 12.6651 | 0.50569 | 13 | 0.17078
66184 | 9.36 | 0.8 | 365 | 8.5208 | 0.15962 | 8 | 0.6804
66255 | 9.805 | 0.8 | 365 | 8.9259 | 0.97544 | 9 | 0.90131
39717 | 14.535 | 1 | 365 | 16.5397 | 0.30864 | 16 | 0.84836
68123 | 12.255 | 0.8 | 365 | 11.1562 | 0.467 | 11 | 0.62321
68125 | 7.41 | 0.8 | 365 | 6.7456 | 0.5847 | 7 | 0.33031
68126 | 8.68 | 0.8 | 365 | 7.9017 | 0.91298 | 8 | 0.81473
66205 | 12.19 | 1 | 365 | 13.8713 | 0.9348 | 14 | 0.80609
67400 | 10.8 | 1 | 365 | 12.2896 | 0.74945 | 13 | 0.039032
68127 | 5.32 | 0.8 | 365 | 4.843 | 0.75312 | 5 | 0.59612
66325 | 17.34 | 1 | 365 | 19.7316 | 0.73662 | 20 | 0.46822
42200 | 6.5 | 1 | 365 | 7.3965 | 0.8955 | 8 | 0.29201
66300 | 13 | 1 | 365 | 14.793 | 0.79101 | 15 | 0.58402
66485 | 7.155 | 1 | 365 | 8.1418 | 0.39651 | 8 | 0.53836
66516 | 10.6 | 1 | 365 | 12.062 | 0.29113 | 12 | 0.35312
68081 | 7.04 | 1 | 365 | 8.011 | 0.13298 | 8 | 0.14396
68135 | 12.96 | 0.8 | 365 | 11.798 | 0.75947 | 12 | 0.55747
68137 | 7.29 | 0.8 | 365 | 6.6364 | 0.3647 | 7 | 0.0010773
68139 | 4.86 | 0.8 | 365 | 4.4242 | 0.9098 | 5 | 0.33405
68143 | 6.48 | 0.8 | 365 | 5.899 | 0.87974 | 6 | 0.77874
68144 | 4.505 | 0.8 | 365 | 4.1011 | 0.25898 | 4 | 0.36006
68145 | 4.59 | 0.8 | 365 | 4.1785 | 0.41481 | 4 | 0.59327
68146 | 5.94 | 0.8 | 365 | 5.4074 | 0.88976 | 6 | 0.29717
68148 | 15.6 | 0.8 | 365 | 14.2013 | 0.59937 | 14 | 0.80066
68108 | 6 | 0.8 | 365 | 5.462 | 0.99976 | 6 | 0.46179
68149 | 8.91 | 0.8 | 365 | 8.1111 | 0.33464 | 8 | 0.44576
68151 | 5.355 | 0.8 | 365 | 4.8749 | 0.81728 | 5 | 0.69215
68152 | 6.6 | 0.8 | 365 | 6.0082 | 0.099732 | 6 | 0.10797
68154 | 10.71 | 0.8 | 365 | 9.7497 | 0.63457 | 10 | 0.3843
68156 | 7.875 | 0.8 | 365 | 7.1689 | 0.43718 | 7 | 0.6061
68157 | 7.29 | 0.8 | 365 | 6.6364 | 0.3647 | 7 | 0.0010773
68158 | 6.84 | 0.8 | 365 | 6.2267 | 0.53972 | 6 | 0.76644
68159 | 3 | 0.8 | 365 | 2.731 | 0.49988 | 3 | 0.2309
68160 | 6.44 | 0.8 | 365 | 5.8626 | 0.80641 | 6 | 0.66899
68161 | 5.67 | 0.8 | 365 | 5.1616 | 0.39477 | 5 | 0.55639
68162 | 9.405 | 0.8 | 365 | 8.5617 | 0.24212 | 8 | 0.80386
68163 | 5.7 | 0.8 | 365 | 5.1889 | 0.44977 | 5 | 0.6387
68165 | 10.8 | 0.8 | 365 | 9.8317 | 0.79956 | 10 | 0.63123
68166 | 8.96 | 0.8 | 365 | 8.1566 | 0.4263 | 8 | 0.58294
68169 | 3.78 | 0.8 | 365 | 3.4411 | 0.92985 | 4 | 0.37093
68170 | 5.98 | 0.8 | 365 | 5.4438 | 0.96309 | 6 | 0.40692
68171 | 8.265 | 0.8 | 365 | 7.524 | 0.15216 | 7 | 0.67612
68172 | 13.25 | 0.8 | 365 | 12.062 | 0.29113 | 12 | 0.35312
68173 | 6.84 | 0.8 | 365 | 6.2267 | 0.53972 | 6 | 0.76644
67493 | 9.156 | 1 | 365 | 10.4188 | 0.98204 | 11 | 0.40087
68114 | 7.395 | 0.8 | 365 | 6.732 | 0.5572 | 7 | 0.28916
68180 | 11.66 | 0.8 | 365 | 10.6146 | 0.37619 | 10 | 0.99075
68179 | 4.68 | 0.8 | 365 | 4.2604 | 0.57981 | 4 | 0.8402
55315 | 342.68 | 0.9 | 365 | 350.9494 | 0.76187 | 351 | 0.71129
68181 | 12.025 | 1 | 365 | 13.6835 | 0.55668 | 14 | 0.24022
68182 | 15.39 | 0.8 | 365 | 14.0101 | 0.21438 | 14 | 0.2245
68183 | 12.426 | 0.8 | 365 | 11.3119 | 0.7805 | 12 | 0.092371
31438 | 5024.52 | 0.8 | 365 | 4574.0175 | 0.41634 | 4574 | 0.43386
68184 | 10.865 | 0.8 | 365 | 9.8908 | 0.91873 | 10 | 0.80956
68186 | 6.71 | 0.8 | 365 | 6.1084 | 0.30139 | 6 | 0.40977
68185 | 13.25 | 0.8 | 365 | 12.062 | 0.29113 | 12 | 0.35312
68187 | 5.985 | 0.8 | 365 | 5.4484 | 0.97226 | 6 | 0.42064
68189 | 4.485 | 0.8 | 365 | 4.0829 | 0.22232 | 4 | 0.30519
31484 | 646.38 | 0.8 | 365 | 588.4251 | 0.0038001 | 588 | 0.42885
34518 | 529.72 | 0.8 | 365 | 482.2249 | 0.13186 | 482 | 0.35674
34515 | 503.88 | 0.8 | 365 | 458.7017 | 0.75958 | 459 | 0.46129
68195 | 5.76 | 1 | 365 | 6.5544 | 0.19971 | 6 | 0.75415
68197 | 11.34 | 0.8 | 365 | 10.3232 | 0.78954 | 11 | 0.11279
68201 | 6 | 0.8 | 365 | 5.462 | 0.99976 | 6 | 0.46179
68202 | 12.69 | 0.8 | 365 | 11.5522 | 0.26449 | 11 | 0.81669
68204 | 9.135 | 0.8 | 365 | 8.3159 | 0.74713 | 9 | 0.063078
68206 | 12.825 | 0.8 | 365 | 11.6751 | 0.51198 | 12 | 0.18708
68207 | 7.15 | 0.8 | 365 | 6.5089 | 0.10804 | 6 | 0.61697
68208 | 2.16 | 0.8 | 365 | 1.9663 | 0.95991 | 2 | 0.92625
68209 | 6.36 | 0.8 | 365 | 5.7898 | 0.65974 | 6 | 0.4495
68211 | 5.025 | 1 | 365 | 5.7181 | 0.51537 | 6 | 0.23344
68212 | 10.695 | 0.8 | 365 | 9.7361 | 0.60707 | 10 | 0.34314
68214 | 9.81 | 0.8 | 365 | 8.9304 | 0.9846 | 9 | 0.91503
68216 | 14.85 | 0.8 | 365 | 13.5185 | 0.2244 | 13 | 0.74294
68217 | 13.25 | 1 | 365 | 15.0775 | 0.36391 | 15 | 0.4414
68223 | 7.685 | 0.8 | 365 | 6.996 | 0.088855 | 7 | 0.084812
68224 | 12.255 | 0.8 | 365 | 11.1562 | 0.467 | 11 | 0.62321
68225 | 3.42 | 0.8 | 365 | 3.1134 | 0.26986 | 3 | 0.38322
68226 | 6.16 | 0.8 | 365 | 5.6077 | 0.29308 | 5 | 0.90077
68227 | 11.115 | 0.8 | 365 | 10.1184 | 0.37705 | 10 | 0.49547
68237 | 9.135 | 0.8 | 365 | 8.3159 | 0.74713 | 9 | 0.063078
68239 | 15.3 | 0.8 | 365 | 13.9282 | 0.04938 | 13 | 0.97757
68245 | 12.75 | 1 | 365 | 14.5085 | 0.2181 | 14 | 0.72663
68246 | 10.335 | 0.8 | 365 | 9.4084 | 0.94708 | 10 | 0.35544
68248 | 8 | 1 | 365 | 9.1034 | 0.33293 | 9 | 0.43632
68251 | 7.8 | 0.8 | 365 | 7.1006 | 0.29968 | 7 | 0.40033
68257 | 4.32 | 0.8 | 365 | 3.9327 | 0.91982 | 4 | 0.85249
68249 | 7.28 | 0.8 | 365 | 6.6273 | 0.34637 | 6 | 0.97364
68260 | 11.07 | 0.8 | 365 | 10.0775 | 0.29455 | 10 | 0.37201
68259 | 5.83 | 0.8 | 365 | 5.3073 | 0.6881 | 5 | 0.99537
68261 | 9 | 0.8 | 365 | 8.1931 | 0.49964 | 8 | 0.69269
68268 | 6.6 | 1 | 365 | 7.5103 | 0.12467 | 7 | 0.63496
68265 | 8.7 | 0.8 | 365 | 7.92 | 0.94965 | 8 | 0.8696
68270 | 9.54 | 1 | 365 | 10.8558 | 0.86202 | 11 | 0.71781
68271 | 6.93 | 0.8 | 365 | 6.3087 | 0.70472 | 7 | 0.01337
68272 | 11.7 | 0.8 | 365 | 10.651 | 0.44953 | 11 | 0.10049
68273 | 8.1 | 1 | 365 | 9.2172 | 0.56209 | 9 | 0.77927
68274 | 7.84 | 0.8 | 365 | 7.1371 | 0.37302 | 7 | 0.51007
68276 | 3.36 | 0.8 | 365 | 3.0587 | 0.15986 | 3 | 0.2186
60016 | 44.16 | 1 | 365 | 50.2507 | 0.19776 | 50 | 0.44849
46713 | 12.22 | 1 | 365 | 13.9054 | 0.0035475 | 13 | 0.90898
66385 | 4.59 | 1 | 365 | 5.2231 | 0.51852 | 5 | 0.74159
68293 | 4.2 | 0.8 | 365 | 3.8234 | 0.69983 | 4 | 0.52325
68294 | 7.56 | 0.8 | 365 | 6.8822 | 0.85969 | 7 | 0.74186
68023 | 5.5 | 1 | 365 | 6.2586 | 0.60389 | 6 | 0.86247
68028 | 9.72 | 1 | 365 | 11.0606 | 0.27451 | 11 | 0.33513
68073 | 8.28 | 1 | 365 | 9.422 | 0.97458 | 10 | 0.39659
68074 | 5.886 | 1 | 365 | 6.6978 | 0.48845 | 7 | 0.18627
68218 | 4.251 | 0.8 | 365 | 3.8699 | 0.79333 | 4 | 0.66318
68228 | 8.829 | 0.8 | 365 | 8.0374 | 0.18614 | 8 | 0.22353
68244 | 6.36 | 1 | 365 | 7.2372 | 0.57468 | 7 | 0.81187
68254 | 8.64 | 0.8 | 365 | 7.8653 | 0.83965 | 8 | 0.70498
68297 | 13.25 | 0.8 | 365 | 12.062 | 0.29113 | 12 | 0.35312
68269 | 5.76 | 0.8 | 365 | 5.2436 | 0.55977 | 5 | 0.80332
68275 | 5.12 | 1 | 365 | 5.8262 | 0.73307 | 6 | 0.55924
68279 | 8.96 | 1 | 365 | 10.1958 | 0.53288 | 10 | 0.72868
68282 | 4.905 | 1 | 365 | 5.5815 | 0.24038 | 5 | 0.82189
68299 | 10.8 | 0.8 | 365 | 9.8317 | 0.79956 | 10 | 0.63123
68284 | 7.848 | 1 | 365 | 8.9304 | 0.9846 | 9 | 0.91503
68300 | 2.7 | 0.8 | 365 | 2.4579 | 0.94989 | 3 | 0.40781
68303 | 8.28 | 0.8 | 365 | 7.5376 | 0.17966 | 7 | 0.71727
68305 | 12.15 | 0.8 | 365 | 11.0606 | 0.27451 | 11 | 0.33513
68306 | 2.16 | 0.8 | 365 | 1.9663 | 0.95991 | 2 | 0.92625
68308 | 5.035 | 0.8 | 365 | 4.5836 | 0.23063 | 4 | 0.81419
68309 | 3.78 | 0.8 | 365 | 3.4411 | 0.92985 | 4 | 0.37093
68310 | 3.51 | 0.8 | 365 | 3.1953 | 0.43486 | 3 | 0.63015
68311 | 2.7 | 0.8 | 365 | 2.4579 | 0.94989 | 3 | 0.40781
68250 | 7.41 | 0.8 | 365 | 6.7456 | 0.5847 | 7 | 0.33031
67918 | 6.48 | 0.8 | 365 | 5.899 | 0.87974 | 6 | 0.77874
68117 | 6.867 | 0.8 | 365 | 6.2513 | 0.58922 | 6 | 0.84052
68118 | 10.05 | 0.8 | 365 | 9.1489 | 0.42459 | 9 | 0.5735
68119 | 5.22 | 1 | 365 | 5.94 | 0.96224 | 6 | 0.9022
68121 | 10.05 | 0.8 | 365 | 9.1489 | 0.42459 | 9 | 0.5735
68122 | 6.9 | 0.8 | 365 | 6.2813 | 0.64972 | 6 | 0.93106
68133 | 9.8 | 0.8 | 365 | 8.9213 | 0.96627 | 9 | 0.88759
68134 | 8.502 | 0.8 | 365 | 7.7397 | 0.58666 | 8 | 0.32636
68136 | 9.38 | 0.8 | 365 | 8.539 | 0.19629 | 8 | 0.73527
68138 | 5.04 | 0.8 | 365 | 4.5881 | 0.2398 | 4 | 0.82791
68141 | 6.27 | 0.8 | 365 | 5.7078 | 0.49475 | 6 | 0.20257
65344 | 58.206 | 0.9 | 365 | 59.6106 | 0.047221 | 59 | 0.65782
68289 | 7.848 | 0.8 | 365 | 7.1443 | 0.38768 | 7 | 0.53202
68290 | 4.76 | 0.8 | 365 | 4.3332 | 0.72647 | 5 | 0.059688
68291 | 10.15 | 0.8 | 365 | 9.2399 | 0.60792 | 9 | 0.84786
68317 | 6.095 | 0.8 | 365 | 5.5485 | 0.17392 | 5 | 0.72244
68316 | 5.355 | 1 | 365 | 6.0936 | 0.2716 | 6 | 0.36519
68318 | 9.01 | 0.8 | 365 | 8.2022 | 0.51797 | 8 | 0.72012
68312 | 4.24 | 0.8 | 365 | 3.8598 | 0.77316 | 4 | 0.633
68322 | 8.12 | 0.8 | 365 | 7.392 | 0.88634 | 8 | 0.27829
68255 | 2.7 | 0.8 | 365 | 2.4579 | 0.94989 | 3 | 0.40781
68323 | 8.1 | 0.8 | 365 | 7.3737 | 0.84967 | 8 | 0.22342
68326 | 4.68 | 1 | 365 | 5.3255 | 0.72476 | 6 | 0.050247
68325 | 8.1 | 0.8 | 365 | 7.3737 | 0.84967 | 8 | 0.22342
68327 | 5.76 | 0.8 | 365 | 5.2436 | 0.55977 | 5 | 0.80332
68329 | 3.15 | 0.8 | 365 | 2.8676 | 0.77487 | 3 | 0.64244
68330 | 4.8 | 0.8 | 365 | 4.3696 | 0.79981 | 5 | 0.16943
68332 | 9.15 | 0.8 | 365 | 8.3296 | 0.77463 | 9 | 0.10423
68334 | 12.6 | 0.8 | 365 | 11.4703 | 0.099489 | 11 | 0.56976
68335 | 6.375 | 0.8 | 365 | 5.8034 | 0.68724 | 6 | 0.49065
68336 | 9.38 | 0.8 | 365 | 8.539 | 0.19629 | 8 | 0.73527
68341 | 5.7 | 0.8 | 365 | 5.1889 | 0.44977 | 5 | 0.6387
64155 | 54.6 | 0.9 | 365 | 55.9176 | 0.61001 | 56 | 0.5276
68344 | 13.115 | 0.8 | 365 | 11.9391 | 0.043635 | 11 | 0.98273
68349 | 12 | 1 | 365 | 13.6551 | 0.49939 | 14 | 0.15448
68350 | 13.23 | 1 | 365 | 15.0547 | 0.31808 | 15 | 0.37281
68351 | 5.13 | 0.8 | 365 | 4.67 | 0.40479 | 5 | 0.074832
68352 | 4.251 | 1 | 365 | 4.8373 | 0.74166 | 5 | 0.57897
68354 | 7.848 | 1 | 365 | 8.9304 | 0.9846 | 9 | 0.91503
68356 | 7.2 | 0.8 | 365 | 6.5544 | 0.19971 | 6 | 0.75415
68358 | 7.848 | 1 | 365 | 8.9304 | 0.9846 | 9 | 0.91503
68359 | 8.375 | 1 | 365 | 9.5301 | 0.19228 | 9 | 0.7224
68360 | 10.865 | 0.8 | 365 | 9.8908 | 0.91873 | 10 | 0.80956
68361 | 5.175 | 0.8 | 365 | 4.711 | 0.48729 | 5 | 0.1983
68362 | 5.565 | 0.8 | 365 | 5.066 | 0.20227 | 5 | 0.26831
68363 | 4.86 | 0.8 | 365 | 4.4242 | 0.9098 | 5 | 0.33405
68367 | 2.97 | 0.8 | 365 | 2.7037 | 0.44488 | 3 | 0.14859
68370 | 9.69 | 0.8 | 365 | 8.8212 | 0.76461 | 9 | 0.58579
68371 | 5.98 | 0.8 | 365 | 5.4438 | 0.96309 | 6 | 0.40692
68372 | 6.05 | 1 | 365 | 6.8844 | 0.86428 | 7 | 0.74872
68373 | 11.655 | 0.8 | 365 | 10.61 | 0.36703 | 10 | 0.97703
68375 | 24.885 | 1 | 365 | 28.3172 | 0.026864 | 28 | 0.3441
68374 | 9.435 | 0.8 | 365 | 8.5891 | 0.29712 | 8 | 0.88617
68377 | 5.88 | 0.8 | 365 | 5.3528 | 0.77976 | 6 | 0.13256
68378 | 3.78 | 0.8 | 365 | 3.4411 | 0.92985 | 4 | 0.37093
68381 | 8.12 | 0.8 | 365 | 7.392 | 0.88634 | 8 | 0.27829
68382 | 8.7 | 0.8 | 365 | 7.92 | 0.94965 | 8 | 0.8696
68385 | 2.12 | 0.8 | 365 | 1.9299 | 0.88658 | 2 | 0.8165
68384 | 14.4 | 0.8 | 365 | 13.1089 | 0.39942 | 13 | 0.5083
68386 | 10.464 | 0.8 | 365 | 9.5258 | 0.18358 | 9 | 0.70937
68387 | 5.4 | 0.8 | 365 | 4.9158 | 0.89978 | 5 | 0.81561
68390 | 12 | 0.8 | 365 | 10.9241 | 0.99951 | 11 | 0.92358
68389 | 5.7 | 0.8 | 365 | 5.1889 | 0.44977 | 5 | 0.6387
68391 | 4.42 | 0.8 | 365 | 4.0237 | 0.10315 | 4 | 0.12685
68392 | 4.94 | 0.8 | 365 | 4.4971 | 0.056466 | 4 | 0.55354
68393 | 5.72 | 0.8 | 365 | 5.2071 | 0.48643 | 5 | 0.69358
68394 | 9.45 | 0.8 | 365 | 8.6027 | 0.32462 | 8 | 0.92732
68395 | 8.28 | 0.8 | 365 | 7.5376 | 0.17966 | 7 | 0.71727
68396 | 7.695 | 0.8 | 365 | 7.0051 | 0.10719 | 7 | 0.11225
68397 | 9.72 | 0.8 | 365 | 8.8485 | 0.81961 | 9 | 0.6681
68398 | 9.8 | 0.8 | 365 | 8.9213 | 0.96627 | 9 | 0.88759
68400 | 7.035 | 0.8 | 365 | 6.4042 | 0.89721 | 7 | 0.30145
68401 | 6.48 | 1 | 365 | 7.3737 | 0.84967 | 8 | 0.22342
68402 | 12.505 | 0.8 | 365 | 11.3838 | 0.92533 | 12 | 0.30912
68403 | 6 | 0.8 | 365 | 5.462 | 0.99976 | 6 | 0.46179
68404 | 2.24 | 0.8 | 365 | 2.0392 | 0.10658 | 2 | 0.14574
68405 | 3.66 | 0.8 | 365 | 3.3318 | 0.70985 | 4 | 0.041693
68406 | 11.655 | 0.8 | 365 | 10.61 | 0.36703 | 10 | 0.97703
68407 | 9.81 | 1 | 365 | 11.163 | 0.48075 | 11 | 0.64379
51288 | 7.14 | 1 | 365 | 8.1248 | 0.36214 | 8 | 0.48692
68410 | 5.32 | 0.8 | 365 | 4.843 | 0.75312 | 5 | 0.59612
68411 | 5.83 | 0.8 | 365 | 5.3073 | 0.6881 | 5 | 0.99537
68383 | 5.12 | 0.8 | 365 | 4.6609 | 0.38646 | 5 | 0.047396
68420 | 24.4 | 0.8 | 365 | 22.2123 | 0.73234 | 22 | 0.94462
68232 | 19.8 | 1 | 365 | 22.5309 | 0.374 | 22 | 0.90489
65911 | 3.9 | 1 | 365 | 4.4379 | 0.9373 | 5 | 0.37521
65931 | 5.04 | 1 | 365 | 5.7351 | 0.54974 | 6 | 0.28488
65411 | 5.3 | 1 | 365 | 6.031 | 0.14556 | 6 | 0.17656
64927 | 13 | 1 | 365 | 14.793 | 0.79101 | 15 | 0.58402
63924 | 5.1 | 1 | 365 | 5.8034 | 0.68724 | 6 | 0.49065
67987 | 3.3 | 0.8 | 365 | 3.0041 | 0.049866 | 3 | 0.053986
65972 | 3.12 | 1 | 365 | 3.5503 | 0.14984 | 3 | 0.70016
68422 | 4.05 | 0.8 | 365 | 3.6869 | 0.42484 | 4 | 0.11171
65925 | 5.2 | 1 | 365 | 5.9172 | 0.9164 | 6 | 0.83361
68424 | 6.21 | 0.8 | 365 | 5.6532 | 0.38475 | 6 | 0.037955
66113 | 12.455 | 0.8 | 365 | 11.3383 | 0.83366 | 12 | 0.17194
68427 | 5.4 | 0.8 | 365 | 4.9158 | 0.89978 | 5 | 0.81561
65973 | 13.26 | 0.8 | 365 | 12.0711 | 0.30946 | 12 | 0.38056
68430 | 3.2 | 0.8 | 365 | 2.9131 | 0.86654 | 3 | 0.77962
66528 | 2.08 | 0.8 | 365 | 1.8935 | 0.81325 | 2 | 0.70675
68432 | 8.625 | 0.8 | 365 | 7.8517 | 0.81215 | 8 | 0.66383
66094 | 2.6 | 0.8 | 365 | 2.3669 | 0.76656 | 3 | 0.13344
68433 | 11.4 | 0.8 | 365 | 10.3779 | 0.89954 | 11 | 0.2774
39721 | 2.6 | 1 | 365 | 2.9586 | 0.9582 | 3 | 0.9168
66611 | 12.285 | 0.8 | 365 | 11.1835 | 0.522 | 11 | 0.70552
68431 | 9 | 1 | 365 | 10.2413 | 0.62454 | 10 | 0.86586
68434 | 7.2 | 0.8 | 365 | 6.5544 | 0.19971 | 6 | 0.75415
66339 | 11.44 | 1 | 365 | 13.0179 | 0.21609 | 13 | 0.23394
68436 | 12.6 | 0.8 | 365 | 11.4703 | 0.099489 | 11 | 0.56976
68438 | 19.2 | 0.8 | 365 | 17.4785 | 0.19922 | 17 | 0.67773
68439 | 4.725 | 0.8 | 365 | 4.3014 | 0.66231 | 4 | 0.96366
66614 | 12.22 | 0.8 | 365 | 11.1243 | 0.40284 | 11 | 0.52718
68437 | 11.1 | 0.8 | 365 | 10.1048 | 0.34955 | 10 | 0.45432
67982 | 8.67 | 1 | 365 | 9.8658 | 0.86831 | 10 | 0.73411
68190 | 11.52 | 1 | 365 | 13.1089 | 0.39942 | 13 | 0.5083
67139 | 8.505 | 0.8 | 365 | 7.7424 | 0.59216 | 8 | 0.33459
68191 | 4.27 | 1 | 365 | 4.8589 | 0.7852 | 5 | 0.64414
68442 | 8.4 | 0.8 | 365 | 7.6468 | 0.39966 | 8 | 0.046509
67990 | 5.985 | 0.8 | 365 | 5.4484 | 0.97226 | 6 | 0.42064
67498 | 8.64 | 1 | 365 | 9.8317 | 0.79956 | 10 | 0.63123
68443 | 8.525 | 0.8 | 365 | 7.7606 | 0.62882 | 8 | 0.38946
67284 | 6.89 | 0.8 | 365 | 6.2722 | 0.63139 | 6 | 0.90362
68193 | 11.025 | 1 | 365 | 12.5456 | 0.26507 | 12 | 0.81068
67543 | 8.32 | 0.8 | 365 | 7.574 | 0.253 | 7 | 0.82702
68194 | 8.4 | 1 | 365 | 9.5586 | 0.24957 | 9 | 0.80814
68210 | 10.5 | 1 | 365 | 11.9482 | 0.061968 | 12 | 0.01017
68199 | 5.7 | 1 | 365 | 6.4862 | 0.062211 | 6 | 0.54838
68445 | 7.155 | 1 | 365 | 8.1418 | 0.39651 | 8 | 0.53836
68213 | 8.4 | 1 | 365 | 9.5586 | 0.24957 | 9 | 0.80814
68200 | 8.505 | 1 | 365 | 9.678 | 0.49019 | 10 | 0.16824
68215 | 7.75 | 1 | 365 | 8.8189 | 0.76002 | 9 | 0.57893
68220 | 9.6 | 1 | 365 | 10.9241 | 0.99951 | 11 | 0.92358
68221 | 7.04 | 1 | 365 | 8.011 | 0.13298 | 8 | 0.14396
68233 | 4.725 | 1 | 365 | 5.3767 | 0.82789 | 6 | 0.20458
68240 | 11.025 | 0.8 | 365 | 10.0365 | 0.21205 | 10 | 0.24854
68243 | 3.05 | 0.8 | 365 | 2.7765 | 0.59154 | 3 | 0.36808
68446 | 9.975 | 0.8 | 365 | 9.0806 | 0.2871 | 9 | 0.36773
68339 | 13.68 | 0.8 | 365 | 12.4534 | 0.079446 | 12 | 0.53289
68441 | 5.4 | 0.8 | 365 | 4.9158 | 0.89978 | 5 | 0.81561
68453 | 8.1 | 0.8 | 365 | 7.3737 | 0.84967 | 8 | 0.22342
68454 | 4.94 | 0.8 | 365 | 4.4971 | 0.056466 | 4 | 0.55354
68455 | 8.64 | 0.8 | 365 | 7.8653 | 0.83965 | 8 | 0.70498
68456 | 8.64 | 0.8 | 365 | 7.8653 | 0.83965 | 8 | 0.70498
68457 | 11.02 | 0.8 | 365 | 10.0319 | 0.20289 | 10 | 0.23482
68458 | 5.83 | 0.8 | 365 | 5.3073 | 0.6881 | 5 | 0.99537
68302 | 5.4 | 0.8 | 365 | 4.9158 | 0.89978 | 5 | 0.81561
68460 | 8.64 | 0.8 | 365 | 7.8653 | 0.83965 | 8 | 0.70498
68461 | 9.6 | 0.8 | 365 | 8.7393 | 0.59961 | 9 | 0.33887
68463 | 3.66 | 0.8 | 365 | 3.3318 | 0.70985 | 4 | 0.041693
68464 | 5.44 | 0.8 | 365 | 4.9522 | 0.97311 | 5 | 0.92536
68467 | 7.56 | 0.8 | 365 | 6.8822 | 0.85969 | 7 | 0.74186
68469 | 4.485 | 0.8 | 365 | 4.0829 | 0.22232 | 4 | 0.30519
68470 | 10.08 | 0.8 | 365 | 9.1762 | 0.47959 | 9 | 0.65581
68471 | 7.5 | 0.8 | 365 | 6.8275 | 0.7497 | 7 | 0.57724
68473 | 4.5 | 0.8 | 365 | 4.0965 | 0.24982 | 4 | 0.34634
68474 | 12 | 0.8 | 365 | 10.9241 | 0.99951 | 11 | 0.92358
68475 | 4.68 | 0.8 | 365 | 4.2604 | 0.57981 | 4 | 0.8402
68476 | 10.965 | 0.8 | 365 | 9.9819 | 0.10206 | 10 | 0.083925
68477 | 9.24 | 0.8 | 365 | 8.4115 | 0.93963 | 9 | 0.35116
68478 | 3.92 | 0.8 | 365 | 3.5685 | 0.18651 | 3 | 0.75504
68480 | 5.415 | 0.8 | 365 | 4.9295 | 0.92728 | 5 | 0.85677
68481 | 4.08 | 0.8 | 365 | 3.7142 | 0.47983 | 4 | 0.19402
68485 | 7.8 | 0.8 | 365 | 7.1006 | 0.29968 | 7 | 0.40033
68486 | 2.08 | 0.8 | 365 | 1.8935 | 0.81325 | 2 | 0.70675
68487 | 8.58 | 0.8 | 365 | 7.8107 | 0.72965 | 8 | 0.54036
68490 | 16.64 | 0.8 | 365 | 15.148 | 0.50599 | 15 | 0.65404
68491 | 5.035 | 0.8 | 365 | 4.5836 | 0.23063 | 4 | 0.81419
68493 | 7.28 | 0.8 | 365 | 6.6273 | 0.34637 | 6 | 0.97364
68494 | 7.42 | 0.8 | 365 | 6.7547 | 0.60303 | 7 | 0.35775
68495 | 7.8 | 0.8 | 365 | 7.1006 | 0.29968 | 7 | 0.40033
68497 | 7.8 | 0.8 | 365 | 7.1006 | 0.29968 | 7 | 0.40033
68499 | 11.44 | 0.8 | 365 | 10.4143 | 0.97287 | 11 | 0.38715
68505 | 6.48 | 0.8 | 365 | 5.899 | 0.87974 | 6 | 0.77874
68509 | 13.23 | 0.8 | 365 | 12.0438 | 0.25446 | 12 | 0.29825
68510 | 11.025 | 0.8 | 365 | 10.0365 | 0.21205 | 10 | 0.24854
68511 | 7.54 | 0.8 | 365 | 6.864 | 0.82303 | 7 | 0.68699
68517 | 6.555 | 1 | 365 | 7.4591 | 0.021543 | 7 | 0.48063
68368 | 10.05 | 0.8 | 365 | 9.1489 | 0.42459 | 9 | 0.5735
68516 | 5.355 | 0.8 | 365 | 4.8749 | 0.81728 | 5 | 0.69215
68520 | 6.213 | 1 | 365 | 7.0699 | 0.23781 | 7 | 0.30773
68521 | 4.48 | 0.8 | 365 | 4.0783 | 0.21315 | 4 | 0.29147
68522 | 9.88 | 0.8 | 365 | 8.9942 | 0.11293 | 9 | 0.10708
68525 | 13.44 | 1 | 365 | 15.2937 | 0.79932 | 16 | 0.093018
68519 | 4.69 | 1 | 365 | 5.3369 | 0.74768 | 6 | 0.084543
68524 | 3.36 | 0.8 | 365 | 3.0587 | 0.15986 | 3 | 0.2186
68526 | 3.78 | 0.8 | 365 | 3.4411 | 0.92985 | 4 | 0.37093
68529 | 12.72 | 1 | 365 | 14.4744 | 0.14936 | 14 | 0.62375
68532 | 5.2 | 0.8 | 365 | 4.7338 | 0.53312 | 5 | 0.26689
68530 | 11.655 | 1 | 365 | 13.2625 | 0.70878 | 13 | 0.97129
68531 | 10.08 | 0.8 | 365 | 9.1762 | 0.47959 | 9 | 0.65581
68533 | 11.385 | 1 | 365 | 12.9553 | 0.090048 | 13 | 0.045313
68534 | 9.315 | 1 | 365 | 10.5998 | 0.3464 | 10 | 0.94617
68535 | 3.84 | 1 | 365 | 4.3696 | 0.79981 | 5 | 0.16943
68537 | 8.96 | 1 | 365 | 10.1958 | 0.53288 | 10 | 0.72868
68538 | 6.095 | 0.8 | 365 | 5.5485 | 0.17392 | 5 | 0.72244
68539 | 6.5 | 0.8 | 365 | 5.9172 | 0.9164 | 6 | 0.83361
68540 | 8.06 | 0.8 | 365 | 7.3373 | 0.77634 | 8 | 0.11367
68542 | 9.765 | 0.8 | 365 | 8.8895 | 0.9021 | 9 | 0.79157
68544 | 8.505 | 0.8 | 365 | 7.7424 | 0.59216 | 8 | 0.33459
68545 | 3.9 | 0.8 | 365 | 3.5503 | 0.14984 | 3 | 0.70016
68546 | 3.38 | 0.8 | 365 | 3.0769 | 0.19653 | 3 | 0.27348
68547 | 4.8 | 0.8 | 365 | 4.3696 | 0.79981 | 5 | 0.16943
68550 | 6.08 | 1 | 365 | 6.9186 | 0.93303 | 7 | 0.8516
64771 | 88.04 | 0.9 | 365 | 90.1645 | 0.57849 | 90 | 0.74303
68552 | 11.4 | 0.8 | 365 | 10.3779 | 0.89954 | 11 | 0.2774
68553 | 12.915 | 0.8 | 365 | 11.757 | 0.67698 | 12 | 0.43401
68554 | 12.19 | 0.8 | 365 | 11.097 | 0.34784 | 11 | 0.44487
68555 | 10.865 | 0.8 | 365 | 9.8908 | 0.91873 | 10 | 0.80956
26453 | 696.96 | 1 | 365 | 793.0875 | 0.16469 | 793 | 0.2522
68557 | 7.43 | 1 | 365 | 8.4548 | 0.026707 | 8 | 0.48148
68559 | 13.5 | 0.8 | 365 | 12.2896 | 0.74945 | 13 | 0.039032
68560 | 9.86 | 1 | 365 | 11.2199 | 0.59533 | 11 | 0.81526
68549 | 5.13 | 0.8 | 365 | 4.67 | 0.40479 | 5 | 0.074832
68565 | 7.56 | 1 | 365 | 8.6027 | 0.32462 | 8 | 0.92732
68566 | 2.12 | 1 | 365 | 2.4124 | 0.85823 | 3 | 0.27062
68567 | 8.68 | 0.8 | 365 | 7.9017 | 0.91298 | 8 | 0.81473
68568 | 8.55 | 0.8 | 365 | 7.7834 | 0.67465 | 8 | 0.45805
68569 | 6.09 | 1 | 365 | 6.93 | 0.95594 | 7 | 0.8859
68570 | 11.2 | 0.8 | 365 | 10.1958 | 0.53288 | 10 | 0.72868
68574 | 3.36 | 0.8 | 365 | 3.0587 | 0.15986 | 3 | 0.2186
68575 | 8.45 | 0.8 | 365 | 7.6924 | 0.49132 | 8 | 0.18369
68577 | 5.04 | 0.8 | 365 | 4.5881 | 0.2398 | 4 | 0.82791
68579 | 11.6 | 1 | 365 | 13.1999 | 0.58275 | 13 | 0.78266
68580 | 5.46 | 0.8 | 365 | 4.9705 | 0.0097787 | 4 | 0.98023
68581 | 13.5 | 1 | 365 | 15.362 | 0.93682 | 16 | 0.29879
68583 | 5.88 | 0.8 | 365 | 5.3528 | 0.77976 | 6 | 0.13256
68585 | 12.426 | 0.8 | 365 | 11.3119 | 0.7805 | 12 | 0.092371
68586 | 4.94 | 0.8 | 365 | 4.4971 | 0.056466 | 4 | 0.55354
68589 | 4.68 | 0.8 | 365 | 4.2604 | 0.57981 | 4 | 0.8402
68590 | 7.68 | 0.8 | 365 | 6.9914 | 0.079689 | 7 | 0.071094
68591 | 8 | 0.8 | 365 | 7.2827 | 0.66634 | 7 | 0.94906
68592 | 14 | 0.8 | 365 | 12.7447 | 0.6661 | 13 | 0.41085
68597 | 9.45 | 0.8 | 365 | 8.6027 | 0.32462 | 8 | 0.92732
68598 | 11.76 | 0.8 | 365 | 10.7056 | 0.55952 | 11 | 0.26511
68601 | 10.08 | 0.8 | 365 | 9.1762 | 0.47959 | 9 | 0.65581
68602 | 5.04 | 0.8 | 365 | 4.5881 | 0.2398 | 4 | 0.82791
68603 | 6.72 | 0.8 | 365 | 6.1175 | 0.31973 | 6 | 0.43721
68604 | 7.84 | 0.8 | 365 | 7.1371 | 0.37302 | 7 | 0.51007
68605 | 7.56 | 0.8 | 365 | 6.8822 | 0.85969 | 7 | 0.74186
68606 | 9.45 | 0.8 | 365 | 8.6027 | 0.32462 | 8 | 0.92732
68607 | 7.84 | 0.8 | 365 | 7.1371 | 0.37302 | 7 | 0.51007
68608 | 6.447 | 0.8 | 365 | 5.869 | 0.81924 | 6 | 0.6882
68609 | 6.76 | 0.8 | 365 | 6.1539 | 0.39306 | 6 | 0.54695
68610 | 7.65 | 0.8 | 365 | 6.9641 | 0.02469 | 6 | 0.98878
68611 | 13.26 | 0.8 | 365 | 12.0711 | 0.30946 | 12 | 0.38056
68612 | 5.98 | 0.8 | 365 | 5.4438 | 0.96309 | 6 | 0.40692
68613 | 10.92 | 0.8 | 365 | 9.9409 | 0.019557 | 9 | 0.96046
68614 | 7.54 | 0.8 | 365 | 6.864 | 0.82303 | 7 | 0.68699
68616 | 13.25 | 0.8 | 365 | 12.062 | 0.29113 | 12 | 0.35312
68617 | 2.16 | 0.8 | 365 | 1.9663 | 0.95991 | 2 | 0.92625
52343 | 3.12 | 1 | 365 | 3.5503 | 0.14984 | 3 | 0.70016
68622 | 7.125 | 0.8 | 365 | 6.4862 | 0.062211 | 6 | 0.54838
68623 | 11.13 | 0.8 | 365 | 10.1321 | 0.40455 | 10 | 0.53662
68625 | 9.52 | 0.8 | 365 | 8.6664 | 0.45295 | 9 | 0.11938
68626 | 8.4 | 0.8 | 365 | 7.6468 | 0.39966 | 8 | 0.046509
68627 | 2.24 | 0.8 | 365 | 2.0392 | 0.10658 | 2 | 0.14574
68628 | 5.67 | 0.8 | 365 | 5.1616 | 0.39477 | 5 | 0.55639
68365 | 4.64 | 0.8 | 365 | 4.224 | 0.50648 | 4 | 0.73045
68629 | 12.075 | 1 | 365 | 13.7404 | 0.67126 | 14 | 0.4117
68630 | 2.86 | 0.8 | 365 | 2.6036 | 0.24322 | 2 | 0.84679
68631 | 5.2 | 0.8 | 365 | 4.7338 | 0.53312 | 5 | 0.26689
68632 | 7 | 0.8 | 365 | 6.3724 | 0.83305 | 7 | 0.20542
68635 | 7.56 | 0.8 | 365 | 6.8822 | 0.85969 | 7 | 0.74186
68637 | 2.08 | 0.8 | 365 | 1.8935 | 0.81325 | 2 | 0.70675
68638 | 9.135 | 0.8 | 365 | 8.3159 | 0.74713 | 9 | 0.063078
68642 | 8.19 | 0.8 | 365 | 7.4557 | 0.014668 | 7 | 0.47035
68641 | 5.88 | 0.8 | 365 | 5.3528 | 0.77976 | 6 | 0.13256
68643 | 10.64 | 0.8 | 365 | 9.686 | 0.50624 | 10 | 0.19224
68644 | 5.72 | 0.8 | 365 | 5.2071 | 0.48643 | 5 | 0.69358
68646 | 3.36 | 0.8 | 365 | 3.0587 | 0.15986 | 3 | 0.2186
63316 | 75.6 | 0.9 | 365 | 77.4243 | 0.92155 | 78 | 0.3459
68648 | 6.325 | 0.8 | 365 | 5.7579 | 0.59558 | 6 | 0.35347
64881 | 68.48 | 0.9 | 365 | 70.1325 | 0.23688 | 70 | 0.36941
68651 | 6.03 | 0.8 | 365 | 5.4893 | 0.054756 | 5 | 0.5441
68652 | 4.95 | 0.8 | 365 | 4.5062 | 0.074799 | 4 | 0.58098
68653 | 8.96 | 0.8 | 365 | 8.1566 | 0.4263 | 8 | 0.58294
64033 | 74.4 | 0.9 | 365 | 76.1954 | 0.44661 | 76 | 0.642
64225 | 253.44 | 0.9 | 365 | 259.5559 | 0.70844 | 260 | 0.26436
68654 | 4.93 | 0.8 | 365 | 4.488 | 0.038134 | 4 | 0.52611
68655 | 3.71 | 0.8 | 365 | 3.3774 | 0.80152 | 4 | 0.17887
68659 | 8.1 | 0.8 | 365 | 7.3737 | 0.84967 | 8 | 0.22342
68661 | 5.415 | 0.8 | 365 | 4.9295 | 0.92728 | 5 | 0.85677
68663 | 4.42 | 0.8 | 365 | 4.0237 | 0.10315 | 4 | 0.12685
68667 | 5.76 | 0.8 | 365 | 5.2436 | 0.55977 | 5 | 0.80332
68666 | 7.125 | 0.8 | 365 | 6.4862 | 0.062211 | 6 | 0.54838
66363 | 7.68 | 1 | 365 | 8.7393 | 0.59961 | 9 | 0.33887
68669 | 12.255 | 0.8 | 365 | 11.1562 | 0.467 | 11 | 0.62321
66285 | 5.52 | 1 | 365 | 6.2813 | 0.64972 | 6 | 0.93106
68670 | 11.4 | 0.8 | 365 | 10.3779 | 0.89954 | 11 | 0.2774
68671 | 12.74 | 0.8 | 365 | 11.5977 | 0.35615 | 11 | 0.95387
68672 | 2.385 | 1 | 365 | 2.7139 | 0.4655 | 3 | 0.17945
68673 | 11.2 | 0.8 | 365 | 10.1958 | 0.53288 | 10 | 0.72868
68674 | 5.12 | 0.8 | 365 | 4.6609 | 0.38646 | 5 | 0.047396
68676 | 9.315 | 0.8 | 365 | 8.4798 | 0.077122 | 8 | 0.55693
68678 | 19.62 | 0.8 | 365 | 17.8609 | 0.9692 | 18 | 0.83006
68679 | 2.205 | 0.8 | 365 | 2.0073 | 0.042411 | 2 | 0.049709
68681 | 4.16 | 0.8 | 365 | 3.787 | 0.6265 | 4 | 0.41351
68680 | 15.12 | 0.8 | 365 | 13.7643 | 0.71939 | 14 | 0.48372
68682 | 5.1 | 0.8 | 365 | 4.6427 | 0.34979 | 4 | 0.99252
68683 | 8.96 | 0.8 | 365 | 8.1566 | 0.4263 | 8 | 0.58294
68684 | 9.8 | 0.8 | 365 | 8.9213 | 0.96627 | 9 | 0.88759
68686 | 4.2 | 0.8 | 365 | 3.8234 | 0.69983 | 4 | 0.52325
68687 | 7.245 | 0.8 | 365 | 6.5954 | 0.28221 | 6 | 0.87761
68689 | 10.56 | 0.8 | 365 | 9.6132 | 0.35957 | 9 | 0.97275
68688 | 7.02 | 0.8 | 365 | 6.3906 | 0.86972 | 7 | 0.2603
68690 | 5.72 | 0.8 | 365 | 5.2071 | 0.48643 | 5 | 0.69358
68691 | 6.48 | 0.8 | 365 | 5.899 | 0.87974 | 6 | 0.77874
68694 | 7 | 0.8 | 365 | 6.3724 | 0.83305 | 7 | 0.20542
68696 | 14.04 | 0.8 | 365 | 12.7812 | 0.73943 | 13 | 0.52059
68697 | 4.42 | 0.8 | 365 | 4.0237 | 0.10315 | 4 | 0.12685
68698 | 14 | 0.8 | 365 | 12.7447 | 0.6661 | 13 | 0.41085
68699 | 1.96 | 0.8 | 365 | 1.7843 | 0.59325 | 2 | 0.37752
68700 | 7.28 | 0.8 | 365 | 6.6273 | 0.34637 | 6 | 0.97364
68701 | 9.36 | 0.8 | 365 | 8.5208 | 0.15962 | 8 | 0.6804
68702 | 5.67 | 0.8 | 365 | 5.1616 | 0.39477 | 5 | 0.55639
68703 | 8.505 | 0.8 | 365 | 7.7424 | 0.59216 | 8 | 0.33459
68704 | 7.56 | 0.8 | 365 | 6.8822 | 0.85969 | 7 | 0.74186
68705 | 6.76 | 0.8 | 365 | 6.1539 | 0.39306 | 6 | 0.54695
68706 | 4.48 | 0.8 | 365 | 4.0783 | 0.21315 | 4 | 0.29147
68708 | 3.64 | 0.8 | 365 | 3.3136 | 0.67319 | 3 | 0.98682
68709 | 13.78 | 0.8 | 365 | 12.5445 | 0.26277 | 12 | 0.80725
68710 | 8.32 | 0.8 | 365 | 7.574 | 0.253 | 7 | 0.82702
68711 | 8.82 | 0.8 | 365 | 8.0292 | 0.16964 | 8 | 0.19883
68712 | 6.5 | 0.8 | 365 | 5.9172 | 0.9164 | 6 | 0.83361
68713 | 13.44 | 0.8 | 365 | 12.235 | 0.63946 | 12 | 0.87441
68714 | 8.82 | 0.8 | 365 | 8.0292 | 0.16964 | 8 | 0.19883
68716 | 6.615 | 0.8 | 365 | 6.0219 | 0.12723 | 6 | 0.14913
65620 | 7.95 | 0.8 | 365 | 7.2372 | 0.57468 | 7 | 0.81187
68722 | 2.43 | 0.8 | 365 | 2.2121 | 0.4549 | 2 | 0.66703
68723 | 6.75 | 0.8 | 365 | 6.1448 | 0.37473 | 6 | 0.51952
66290 | 7.95 | 1 | 365 | 9.0465 | 0.21835 | 9 | 0.26484
66352 | 5.72 | 1 | 365 | 6.5089 | 0.10804 | 6 | 0.61697
66399 | 7.54 | 1 | 365 | 8.5799 | 0.27878 | 8 | 0.85873
66430 | 9.01 | 1 | 365 | 10.2527 | 0.64746 | 10 | 0.90016
67033 | 7.56 | 0.8 | 365 | 6.8822 | 0.85969 | 7 | 0.74186
68465 | 9.3 | 0.8 | 365 | 8.4662 | 0.049623 | 8 | 0.51578
68832 | 5.36 | 0.8 | 365 | 4.8794 | 0.82645 | 5 | 0.70587
68167 | 5.4 | 0.8 | 365 | 4.9158 | 0.89978 | 5 | 0.81561
68064 | 12 | 0.8 | 365 | 10.9241 | 0.99951 | 11 | 0.92358
68198 | 6.405 | 1 | 365 | 7.2884 | 0.6778 | 7 | 0.9662
68429 | 21.06 | 0.8 | 365 | 19.1717 | 0.60915 | 19 | 0.78089
68111 | 4.59 | 0.8 | 365 | 4.1785 | 0.41481 | 4 | 0.59327
68287 | 15.96 | 0.8 | 365 | 14.529 | 0.25935 | 14 | 0.78837
68675 | 14.84 | 0.8 | 365 | 13.5094 | 0.20607 | 13 | 0.7155
68192 | 6.3 | 1 | 365 | 7.1689 | 0.43718 | 7 | 0.6061
67292 | 9.275 | 1 | 365 | 10.5542 | 0.25474 | 10 | 0.80898
68707 | 12.74 | 0.8 | 365 | 11.5977 | 0.35615 | 11 | 0.95387
45560 | 13.16 | 0.8 | 365 | 11.9801 | 0.12613 | 12 | 0.1062
66378 | 6.24 | 1 | 365 | 7.1006 | 0.29968 | 7 | 0.40033
68745 | 7.43 | 1 | 365 | 8.4548 | 0.026707 | 8 | 0.48148
39503 | 7.54 | 1 | 365 | 8.5799 | 0.27878 | 8 | 0.85873
34793 | 111.51 | 0.9 | 365 | 114.2009 | 0.98429 | 115 | 0.1852
55058 | 8.215 | 1 | 365 | 9.348 | 0.82563 | 10 | 0.17367
67758 | 9.57 | 0.8 | 365 | 8.7119 | 0.54461 | 9 | 0.25656
68115 | 7.14 | 0.8 | 365 | 6.4998 | 0.089711 | 6 | 0.58953
68128 | 13.395 | 0.8 | 365 | 12.194 | 0.55696 | 12 | 0.75095
68399 | 8.04 | 1 | 365 | 9.1489 | 0.42459 | 9 | 0.5735
68447 | 11.76 | 0.8 | 365 | 10.7056 | 0.55952 | 11 | 0.26511
68649 | 6.84 | 1 | 365 | 7.7834 | 0.67465 | 8 | 0.45805
68770 | 7.2 | 1 | 365 | 8.1931 | 0.49964 | 8 | 0.69269
68488 | 5.565 | 0.8 | 365 | 5.066 | 0.20227 | 5 | 0.26831
59618 | 759.78 | 1 | 365 | 864.5719 | 0.124 | 864 | 0.6959
45410 | 7.98 | 0.8 | 365 | 7.2645 | 0.62968 | 7 | 0.89418
67799 | 11.7 | 1 | 365 | 13.3137 | 0.81191 | 14 | 0.12562
68203 | 7.98 | 0.8 | 365 | 7.2645 | 0.62968 | 7 | 0.89418
68234 | 6.3 | 1 | 365 | 7.1689 | 0.43718 | 7 | 0.6061
68425 | 9.6 | 0.8 | 365 | 8.7393 | 0.59961 | 9 | 0.33887
68496 | 7.8 | 1 | 365 | 8.8758 | 0.8746 | 9 | 0.75041
68615 | 11.96 | 0.8 | 365 | 10.8877 | 0.92618 | 11 | 0.81384
68726 | 5.94 | 0.8 | 365 | 5.4074 | 0.88976 | 6 | 0.29717
68728 | 9.275 | 0.8 | 365 | 8.4434 | 0.0037907 | 8 | 0.44719
68729 | 11.13 | 0.8 | 365 | 10.1321 | 0.40455 | 10 | 0.53662
68732 | 4.32 | 0.8 | 365 | 3.9327 | 0.91982 | 4 | 0.85249
68733 | 11.07 | 0.8 | 365 | 10.0775 | 0.29455 | 10 | 0.37201
68734 | 11.66 | 0.8 | 365 | 10.6146 | 0.37619 | 10 | 0.99075
68735 | 6.095 | 0.8 | 365 | 5.5485 | 0.17392 | 5 | 0.72244
62225 | 56.1 | 0.9 | 365 | 57.4538 | 0.70369 | 58 | 0.15747
68740 | 3.975 | 0.8 | 365 | 3.6186 | 0.28734 | 3 | 0.90594
68743 | 13.52 | 0.8 | 365 | 12.3078 | 0.78612 | 13 | 0.093905
68747 | 3.315 | 0.8 | 365 | 3.0178 | 0.077366 | 3 | 0.09514
68748 | 11.2 | 0.8 | 365 | 10.1958 | 0.53288 | 10 | 0.72868
68750 | 9.52 | 0.8 | 365 | 8.6664 | 0.45295 | 9 | 0.11938
53158 | 44.28 | 0.8 | 365 | 40.3098 | 0.17821 | 40 | 0.48802
68558 | 12.88 | 1 | 365 | 14.6565 | 0.51601 | 15 | 0.17248
68752 | 2.34 | 0.8 | 365 | 2.1302 | 0.28991 | 2 | 0.4201
65245 | 28.56 | 0.7 | 365 | 22.7494 | 0.81399 | 23 | 0.56336
49191 | 31.185 | 0.7 | 365 | 24.8403 | 0.024831 | 24 | 0.86514
68725 | 7.155 | 0.8 | 365 | 6.5135 | 0.11721 | 6 | 0.63069
68753 | 9.45 | 0.8 | 365 | 8.6027 | 0.32462 | 8 | 0.92732
68578 | 4.275 | 0.8 | 365 | 3.8917 | 0.83733 | 4 | 0.72903
68754 | 9.36 | 0.8 | 365 | 8.5208 | 0.15962 | 8 | 0.6804
68755 | 9.135 | 0.8 | 365 | 8.3159 | 0.74713 | 9 | 0.063078
68757 | 12.9 | 0.8 | 365 | 11.7434 | 0.64948 | 12 | 0.39285
68758 | 6.16 | 0.8 | 365 | 5.6077 | 0.29308 | 5 | 0.90077
68760 | 7.56 | 0.8 | 365 | 6.8822 | 0.85969 | 7 | 0.74186
68761 | 5.32 | 0.8 | 365 | 4.843 | 0.75312 | 5 | 0.59612
68763 | 3.975 | 0.8 | 365 | 3.6186 | 0.28734 | 3 | 0.90594
68765 | 9.6 | 0.8 | 365 | 8.7393 | 0.59961 | 9 | 0.33887
68767 | 16.75 | 0.8 | 365 | 15.2482 | 0.70765 | 15 | 0.95584
68768 | 5.1 | 0.8 | 365 | 4.6427 | 0.34979 | 4 | 0.99252
68769 | 7.68 | 0.8 | 365 | 6.9914 | 0.079689 | 7 | 0.071094
68772 | 6.36 | 0.8 | 365 | 5.7898 | 0.65974 | 6 | 0.4495
68773 | 3.36 | 0.8 | 365 | 3.0587 | 0.15986 | 3 | 0.2186
64042 | 108 | 0.7 | 365 | 86.0271 | 0.24617 | 86 | 0.27322
68774 | 12.825 | 0.8 | 365 | 11.6751 | 0.51198 | 12 | 0.18708
68775 | 12.04 | 0.8 | 365 | 10.9605 | 0.072845 | 11 | 0.033329
68776 | 5.565 | 0.8 | 365 | 5.066 | 0.20227 | 5 | 0.26831
68634 | 10.26 | 1 | 365 | 11.6751 | 0.51198 | 12 | 0.18708
68777 | 6.16 | 0.8 | 365 | 5.6077 | 0.29308 | 5 | 0.90077
68779 | 9.6 | 0.8 | 365 | 8.7393 | 0.59961 | 9 | 0.33887
68778 | 12.915 | 0.8 | 365 | 11.757 | 0.67698 | 12 | 0.43401
68780 | 2.915 | 0.8 | 365 | 2.6536 | 0.34405 | 2 | 0.99769
35243 | 159.48 | 0.9 | 365 | 163.3285 | 0.92023 | 164 | 0.24874
68782 | 4.86 | 0.8 | 365 | 4.4242 | 0.9098 | 5 | 0.33405
68784 | 9.54 | 0.8 | 365 | 8.6846 | 0.48961 | 9 | 0.17425
68787 | 5.035 | 0.8 | 365 | 4.5836 | 0.23063 | 4 | 0.81419
68788 | 10.335 | 0.8 | 365 | 9.4084 | 0.94708 | 10 | 0.35544
68792 | 8.96 | 0.8 | 365 | 8.1566 | 0.4263 | 8 | 0.58294
68256 | 4.8 | 0.8 | 365 | 4.3696 | 0.79981 | 5 | 0.16943
68795 | 3.08 | 0.8 | 365 | 2.8038 | 0.64654 | 3 | 0.45039
68794 | 7.56 | 0.8 | 365 | 6.8822 | 0.85969 | 7 | 0.74186
68793 | 5.76 | 0.8 | 365 | 5.2436 | 0.55977 | 5 | 0.80332
68796 | 4.25 | 0.8 | 365 | 3.8689 | 0.79149 | 4 | 0.66044
68798 | 4.56 | 0.8 | 365 | 4.1511 | 0.35982 | 4 | 0.51096
68799 | 5.13 | 0.8 | 365 | 4.67 | 0.40479 | 5 | 0.074832
68800 | 3.38 | 0.8 | 365 | 3.0769 | 0.19653 | 3 | 0.27348
68801 | 6.21 | 0.8 | 365 | 5.6532 | 0.38475 | 6 | 0.037955
68802 | 7.28 | 0.8 | 365 | 6.6273 | 0.34637 | 6 | 0.97364
68803 | 7.935 | 0.8 | 365 | 7.2235 | 0.54718 | 7 | 0.77072
68804 | 8.4 | 0.8 | 365 | 7.6468 | 0.39966 | 8 | 0.046509
68805 | 8.4 | 0.8 | 365 | 7.6468 | 0.39966 | 8 | 0.046509
68806 | 3.05 | 0.8 | 365 | 2.7765 | 0.59154 | 3 | 0.36808
68807 | 11.2 | 0.8 | 365 | 10.1958 | 0.53288 | 10 | 0.72868
68808 | 8.75 | 0.8 | 365 | 7.9655 | 0.041312 | 8 | 0.00678
68809 | 11.97 | 0.8 | 365 | 10.8968 | 0.94451 | 11 | 0.84128
65410 | 24.255 | 0.8 | 365 | 22.0803 | 0.46652 | 22 | 0.54679
68811 | 8.82 | 0.8 | 365 | 8.0292 | 0.16964 | 8 | 0.19883
66586 | 11.772 | 0.8 | 365 | 10.7165 | 0.58152 | 11 | 0.29804
68812 | 8.12 | 1 | 365 | 9.2399 | 0.60792 | 9 | 0.84786
68814 | 3.12 | 0.8 | 365 | 2.8403 | 0.71987 | 3 | 0.56013
68815 | 9.765 | 0.8 | 365 | 8.8895 | 0.9021 | 9 | 0.79157
68819 | 4.56 | 0.8 | 365 | 4.1511 | 0.35982 | 4 | 0.51096
68817 | 7.84 | 0.8 | 365 | 7.1371 | 0.37302 | 7 | 0.51007
68820 | 6.555 | 0.8 | 365 | 5.9673 | 0.017234 | 5 | 0.98451
68824 | 10.08 | 0.8 | 365 | 9.1762 | 0.47959 | 9 | 0.65581
68826 | 5.32 | 0.8 | 365 | 4.843 | 0.75312 | 5 | 0.59612
64031 | 118.96 | 0.9 | 365 | 121.8307 | 0.34958 | 122 | 0.18027
64040 | 446.16 | 0.9 | 365 | 456.9266 | 0.18466 | 457 | 0.11121
68829 | 12.6 | 0.8 | 365 | 11.4703 | 0.099489 | 11 | 0.56976
64266 | 81.9 | 0.9 | 365 | 83.8764 | 0.91502 | 84 | 0.79139
64032 | 156.24 | 0.9 | 365 | 160.0103 | 0.23788 | 160 | 0.2482
68833 | 11.44 | 0.8 | 365 | 10.4143 | 0.97287 | 11 | 0.38715
68834 | 11.88 | 0.8 | 365 | 10.8148 | 0.77952 | 11 | 0.59435
68835 | 9.6 | 0.8 | 365 | 8.7393 | 0.59961 | 9 | 0.33887
68836 | 7.41 | 0.8 | 365 | 6.7456 | 0.5847 | 7 | 0.33031
46889 | 10.08 | 0.8 | 365 | 9.1762 | 0.47959 | 9 | 0.65581
68837 | 11.2 | 0.8 | 365 | 10.1958 | 0.53288 | 10 | 0.72868
68839 | 3.6 | 0.8 | 365 | 3.2772 | 0.59985 | 3 | 0.87708
68841 | 9.45 | 0.8 | 365 | 8.6027 | 0.32462 | 8 | 0.92732
68842 | 5.94 | 0.8 | 365 | 5.4074 | 0.88976 | 6 | 0.29717
68843 | 13.23 | 0.8 | 365 | 12.0438 | 0.25446 | 12 | 0.29825
62512 | 146.28 | 0.9 | 365 | 149.81 | 0.69583 | 150 | 0.5058
68844 | 6.08 | 1 | 365 | 6.9186 | 0.93303 | 7 | 0.8516
68845 | 9.88 | 0.8 | 365 | 8.9942 | 0.11293 | 9 | 0.10708
68846 | 10.88 | 0.8 | 365 | 9.9045 | 0.94623 | 10 | 0.85072
68848 | 7.98 | 0.8 | 365 | 7.2645 | 0.62968 | 7 | 0.89418
68851 | 4.32 | 0.8 | 365 | 3.9327 | 0.91982 | 4 | 0.85249
68852 | 12.825 | 0.8 | 365 | 11.6751 | 0.51198 | 12 | 0.18708
68853 | 4.275 | 0.8 | 365 | 3.8917 | 0.83733 | 4 | 0.72903
68855 | 7.56 | 0.8 | 365 | 6.8822 | 0.85969 | 7 | 0.74186
68857 | 4.68 | 0.8 | 365 | 4.2604 | 0.57981 | 4 | 0.8402
68859 | 2.86 | 0.8 | 365 | 2.6036 | 0.24322 | 2 | 0.84679
68860 | 5.7 | 0.8 | 365 | 5.1889 | 0.44977 | 5 | 0.6387
68861 | 5.8 | 0.8 | 365 | 5.28 | 0.6331 | 5 | 0.91307
68863 | 6.72 | 0.8 | 365 | 6.1175 | 0.31973 | 6 | 0.43721
68864 | 9.405 | 0.8 | 365 | 8.5617 | 0.24212 | 8 | 0.80386
68865 | 7.98 | 0.8 | 365 | 7.2645 | 0.62968 | 7 | 0.89418
68866 | 11.34 | 0.8 | 365 | 10.3232 | 0.78954 | 11 | 0.11279
68867 | 4.76 | 0.8 | 365 | 4.3332 | 0.72647 | 5 | 0.059688
68868 | 2.565 | 0.8 | 365 | 2.335 | 0.7024 | 3 | 0.037416
68874 | 3.99 | 0.8 | 365 | 3.6323 | 0.31484 | 3 | 0.94709
68875 | 6.555 | 0.8 | 365 | 5.9673 | 0.017234 | 5 | 0.98451
68876 | 14.58 | 0.8 | 365 | 13.2727 | 0.72941 | 14 | 0.0021546
68877 | 10.14 | 0.8 | 365 | 9.2308 | 0.58959 | 9 | 0.82043
68880 | 6.555 | 0.8 | 365 | 5.9673 | 0.017234 | 5 | 0.98451
68881 | 9.765 | 0.8 | 365 | 8.8895 | 0.9021 | 9 | 0.79157
68882 | 10.92 | 0.8 | 365 | 9.9409 | 0.019557 | 9 | 0.96046
68883 | 6.93 | 0.8 | 365 | 6.3087 | 0.70472 | 7 | 0.01337
68884 | 4.275 | 0.8 | 365 | 3.8917 | 0.83733 | 4 | 0.72903
68886 | 10.545 | 0.8 | 365 | 9.5995 | 0.33207 | 9 | 0.9316
68892 | 5.6 | 0.8 | 365 | 5.0979 | 0.26644 | 5 | 0.36434
68872 | 8.835 | 0.8 | 365 | 8.0428 | 0.19714 | 8 | 0.23999
68889 | 4.41 | 0.8 | 365 | 4.0146 | 0.084821 | 4 | 0.099417
68878 | 5.415 | 0.8 | 365 | 4.9295 | 0.92728 | 5 | 0.85677
47961 | 11 | 0.8 | 365 | 10.0137 | 0.16622 | 10 | 0.17995
68893 | 4.68 | 0.8 | 365 | 4.2604 | 0.57981 | 4 | 0.8402
68894 | 7.875 | 0.8 | 365 | 7.1689 | 0.43718 | 7 | 0.6061
68895 | 8.96 | 0.8 | 365 | 8.1566 | 0.4263 | 8 | 0.58294
68896 | 3.12 | 0.8 | 365 | 2.8403 | 0.71987 | 3 | 0.56013
68897 | 5.2 | 0.8 | 365 | 4.7338 | 0.53312 | 5 | 0.26689
68899 | 9.88 | 0.8 | 365 | 8.9942 | 0.11293 | 9 | 0.10708
68900 | 6.76 | 0.8 | 365 | 6.1539 | 0.39306 | 6 | 0.54695
68901 | 4.48 | 0.8 | 365 | 4.0783 | 0.21315 | 4 | 0.29147
68902 | 12.455 | 0.8 | 365 | 11.3383 | 0.83366 | 12 | 0.17194
68904 | 10.4 | 0.8 | 365 | 9.4675 | 0.066245 | 9 | 0.53377
68905 | 9.8 | 1 | 365 | 11.1517 | 0.45784 | 11 | 0.60949
68906 | 7.02 | 0.8 | 365 | 6.3906 | 0.86972 | 7 | 0.2603
68911 | 13.8 | 0.8 | 365 | 12.5627 | 0.29944 | 12 | 0.86212
68908 | 9.38 | 0.8 | 365 | 8.539 | 0.19629 | 8 | 0.73527
68916 | 6.21 | 0.8 | 365 | 5.6532 | 0.38475 | 6 | 0.037955
68920 | 5.67 | 0.8 | 365 | 5.1616 | 0.39477 | 5 | 0.55639
68919 | 14.28 | 1 | 365 | 16.2496 | 0.72428 | 16 | 0.97383
68923 | 11.4 | 1 | 365 | 12.9723 | 0.12442 | 13 | 0.096756
68924 | 10.73 | 0.8 | 365 | 9.7679 | 0.67123 | 10 | 0.43917
68932 | 8.25 | 0.8 | 365 | 7.5103 | 0.12467 | 7 | 0.63496
68935 | 6.09 | 0.8 | 365 | 5.544 | 0.16475 | 5 | 0.70872
68936 | 5.04 | 0.8 | 365 | 4.5881 | 0.2398 | 4 | 0.82791
68933 | 8.215 | 0.8 | 365 | 7.4784 | 0.0605 | 7 | 0.53894
53767 | 302.08 | 1 | 365 | 343.7441 | 0.25136 | 343 | 0.99544
68940 | 3.78 | 0.8 | 365 | 3.4411 | 0.92985 | 4 | 0.37093
68942 | 2.34 | 0.8 | 365 | 2.1302 | 0.28991 | 2 | 0.4201
68943 | 10.4 | 0.8 | 365 | 9.4675 | 0.066245 | 9 | 0.53377
64718 | 75.6 | 0.9 | 365 | 77.4243 | 0.92155 | 78 | 0.3459
64038 | 150.255 | 0.9 | 365 | 153.8809 | 0.89409 | 154 | 0.77498
13235 | 1797.12 | 0.8 | 365 | 1635.9888 | 0.64716 | 1636 | 0.63594
68479 | 11 | 0.8 | 365 | 10.0137 | 0.16622 | 10 | 0.17995
68242 | 12.2 | 0.8 | 365 | 11.1061 | 0.36617 | 11 | 0.47231
67593 | 10.26 | 0.8 | 365 | 9.3401 | 0.80958 | 10 | 0.14966
67658 | 4.77 | 1 | 365 | 5.4279 | 0.93101 | 6 | 0.35891
49223 | 6.76 | 1 | 365 | 7.6924 | 0.49132 | 8 | 0.18369
67831 | 4.59 | 0.8 | 365 | 4.1785 | 0.41481 | 4 | 0.59327
67924 | 5.4 | 0.8 | 365 | 4.9158 | 0.89978 | 5 | 0.81561
68093 | 5.94 | 0.8 | 365 | 5.4074 | 0.88976 | 6 | 0.29717
68132 | 7.56 | 1 | 365 | 8.6027 | 0.32462 | 8 | 0.92732
68140 | 8.64 | 0.8 | 365 | 7.8653 | 0.83965 | 8 | 0.70498
68147 | 8.91 | 0.8 | 365 | 8.1111 | 0.33464 | 8 | 0.44576
68153 | 6.16 | 0.8 | 365 | 5.6077 | 0.29308 | 5 | 0.90077
68188 | 11.4 | 0.8 | 365 | 10.3779 | 0.89954 | 11 | 0.2774
68205 | 4.05 | 0.8 | 365 | 3.6869 | 0.42484 | 4 | 0.11171
68258 | 4.32 | 0.8 | 365 | 3.9327 | 0.91982 | 4 | 0.85249
68262 | 4.32 | 0.8 | 365 | 3.9327 | 0.91982 | 4 | 0.85249
68267 | 9 | 1 | 365 | 10.2413 | 0.62454 | 10 | 0.86586
68285 | 8.4 | 1 | 365 | 9.5586 | 0.24957 | 9 | 0.80814
68301 | 6.48 | 0.8 | 365 | 5.899 | 0.87974 | 6 | 0.77874
68307 | 4.93 | 0.8 | 365 | 4.488 | 0.038134 | 4 | 0.52611
68314 | 4.5 | 0.8 | 365 | 4.0965 | 0.24982 | 4 | 0.34634
68337 | 5.13 | 0.8 | 365 | 4.67 | 0.40479 | 5 | 0.074832
68338 | 4.32 | 0.8 | 365 | 3.9327 | 0.91982 | 4 | 0.85249
68345 | 8.82 | 0.8 | 365 | 8.0292 | 0.16964 | 8 | 0.19883
68366 | 3.24 | 0.8 | 365 | 2.9495 | 0.93987 | 3 | 0.88937
68423 | 5.4 | 0.8 | 365 | 4.9158 | 0.89978 | 5 | 0.81561
68426 | 4.32 | 0.8 | 365 | 3.9327 | 0.91982 | 4 | 0.85249
68435 | 16.5 | 1 | 365 | 18.7757 | 0.81166 | 19 | 0.58741
68230 | 11.34 | 1 | 365 | 12.9041 | 0.98693 | 13 | 0.89098
68235 | 10.675 | 0.8 | 365 | 9.7179 | 0.5704 | 10 | 0.28827
68452 | 4.24 | 0.8 | 365 | 3.8598 | 0.77316 | 4 | 0.633
68462 | 5.12 | 0.8 | 365 | 4.6609 | 0.38646 | 5 | 0.047396
68468 | 8.37 | 0.8 | 365 | 7.6195 | 0.34466 | 7 | 0.9642
68472 | 7.2 | 0.8 | 365 | 6.5544 | 0.19971 | 6 | 0.75415
68482 | 5.355 | 1 | 365 | 6.0936 | 0.2716 | 6 | 0.36519
68484 | 12 | 1 | 365 | 13.6551 | 0.49939 | 14 | 0.15448
68450 | 12.925 | 0.8 | 365 | 11.7661 | 0.69531 | 12 | 0.46144
68379 | 9.975 | 1 | 365 | 11.3508 | 0.85887 | 12 | 0.20966
68556 | 5.13 | 0.8 | 365 | 4.67 | 0.40479 | 5 | 0.074832
68561 | 3.51 | 1 | 365 | 3.9941 | 0.043572 | 4 | 0.037685
68595 | 11.05 | 0.8 | 365 | 10.0592 | 0.25789 | 10 | 0.31713
66248 | 446.4 | 0.9 | 365 | 457.1723 | 0.67964 | 457 | 0.85199
68658 | 4.86 | 0.8 | 365 | 4.4242 | 0.9098 | 5 | 0.33405
68660 | 2.16 | 0.8 | 365 | 1.9663 | 0.95991 | 2 | 0.92625
68664 | 6.38 | 0.8 | 365 | 5.808 | 0.69641 | 6 | 0.50437
68693 | 8.1 | 0.8 | 365 | 7.3737 | 0.84967 | 8 | 0.22342
68620 | 5.13 | 1 | 365 | 5.8376 | 0.75599 | 6 | 0.59354
68762 | 9 | 0.8 | 365 | 8.1931 | 0.49964 | 8 | 0.69269
68790 | 7.83 | 0.8 | 365 | 7.128 | 0.35468 | 7 | 0.48264
68870 | 3.71 | 1 | 365 | 4.2217 | 0.5019 | 4 | 0.72359
59613 | 948.72 | 1 | 365 | 1079.5713 | 0.10193 | 1079 | 0.67319
68945 | 6.76 | 0.8 | 365 | 6.1539 | 0.39306 | 6 | 0.54695
68947 | 5.72 | 0.8 | 365 | 5.2071 | 0.48643 | 5 | 0.69358
68948 | 4.48 | 0.8 | 365 | 4.0783 | 0.21315 | 4 | 0.29147
68950 | 4.48 | 0.8 | 365 | 4.0783 | 0.21315 | 4 | 0.29147
68951 | 1.68 | 0.8 | 365 | 1.5294 | 0.079932 | 1 | 0.6093
68952 | 14.3 | 0.8 | 365 | 13.0179 | 0.21609 | 13 | 0.23394
68949 | 6.3 | 0.8 | 365 | 5.7351 | 0.54974 | 6 | 0.28488
68953 | 11.2 | 0.8 | 365 | 10.1958 | 0.53288 | 10 | 0.72868
68958 | 10.2 | 0.8 | 365 | 9.2855 | 0.69959 | 9 | 0.98505
68959 | 5.04 | 0.8 | 365 | 4.5881 | 0.2398 | 4 | 0.82791
68962 | 7.28 | 0.8 | 365 | 6.6273 | 0.34637 | 6 | 0.97364
68963 | 13.44 | 0.8 | 365 | 12.235 | 0.63946 | 12 | 0.87441
68966 | 4.41 | 0.8 | 365 | 4.0146 | 0.084821 | 4 | 0.099417
68967 | 6.48 | 0.8 | 365 | 5.899 | 0.87974 | 6 | 0.77874
68968 | 12 | 0.8 | 365 | 10.9241 | 0.99951 | 11 | 0.92358
68971 | 6.48 | 0.8 | 365 | 5.899 | 0.87974 | 6 | 0.77874
68972 | 6.6 | 0.8 | 365 | 6.0082 | 0.099732 | 6 | 0.10797
49061 | 10.2 | 0.8 | 365 | 9.2855 | 0.69959 | 9 | 0.98505
68975 | 14.04 | 0.8 | 365 | 12.7812 | 0.73943 | 13 | 0.52059
68976 | 5.985 | 1 | 365 | 6.8105 | 0.71532 | 7 | 0.5258
47859 | 76.44 | 0.9 | 365 | 78.2846 | 0.65401 | 78 | 0.93863
68979 | 2.52 | 0.8 | 365 | 2.2941 | 0.6199 | 2 | 0.91395
68980 | 11.18 | 0.8 | 365 | 10.1776 | 0.49621 | 10 | 0.67381
68981 | 11.655 | 0.8 | 365 | 10.61 | 0.36703 | 10 | 0.97703
68982 | 5.88 | 0.8 | 365 | 5.3528 | 0.77976 | 6 | 0.13256
68983 | 8.58 | 0.8 | 365 | 7.8107 | 0.72965 | 8 | 0.54036
68984 | 5.2 | 0.8 | 365 | 4.7338 | 0.53312 | 5 | 0.26689
68985 | 3.12 | 0.8 | 365 | 2.8403 | 0.71987 | 3 | 0.56013
68986 | 10.92 | 0.8 | 365 | 9.9409 | 0.019557 | 9 | 0.96046
68989 | 5.6 | 0.8 | 365 | 5.0979 | 0.26644 | 5 | 0.36434
68988 | 9.8 | 0.8 | 365 | 8.9213 | 0.96627 | 9 | 0.88759
68990 | 5.04 | 0.8 | 365 | 4.5881 | 0.2398 | 4 | 0.82791
68991 | 5.32 | 0.8 | 365 | 4.843 | 0.75312 | 5 | 0.59612
68992 | 4.59 | 0.8 | 365 | 4.1785 | 0.41481 | 4 | 0.59327
68993 | 6 | 0.8 | 365 | 5.462 | 0.99976 | 6 | 0.46179
68994 | 6 | 0.8 | 365 | 5.462 | 0.99976 | 6 | 0.46179
68996 | 9.435 | 0.8 | 365 | 8.5891 | 0.29712 | 8 | 0.88617
69001 | 9.92 | 0.8 | 365 | 9.0306 | 0.18626 | 9 | 0.21683
69005 | 8.32 | 0.8 | 365 | 7.574 | 0.253 | 7 | 0.82702
69011 | 10.35 | 0.8 | 365 | 9.422 | 0.97458 | 10 | 0.39659
69013 | 9.81 | 0.8 | 365 | 8.9304 | 0.9846 | 9 | 0.91503
69016 | 8.125 | 0.8 | 365 | 7.3965 | 0.8955 | 8 | 0.29201
69017 | 5.04 | 0.8 | 365 | 4.5881 | 0.2398 | 4 | 0.82791
69014 | 14.04 | 0.8 | 365 | 12.7812 | 0.73943 | 13 | 0.52059
69022 | 7.848 | 0.8 | 365 | 7.1443 | 0.38768 | 7 | 0.53202
69023 | 6.12 | 0.8 | 365 | 5.5713 | 0.21975 | 5 | 0.79103
69024 | 11.96 | 0.8 | 365 | 10.8877 | 0.92618 | 11 | 0.81384
69025 | 7.245 | 0.8 | 365 | 6.5954 | 0.28221 | 6 | 0.87761
69026 | 10.66 | 0.8 | 365 | 9.7042 | 0.5429 | 10 | 0.24712
69029 | 5.44 | 0.8 | 365 | 4.9522 | 0.97311 | 5 | 0.92536
69028 | 5.8 | 1 | 365 | 6.6 | 0.29137 | 6 | 0.89133
69030 | 6.7 | 0.8 | 365 | 6.0993 | 0.28306 | 6 | 0.38233
69031 | 6.7 | 0.8 | 365 | 6.0993 | 0.28306 | 6 | 0.38233
69032 | 3.6 | 0.8 | 365 | 3.2772 | 0.59985 | 3 | 0.87708
69033 | 13 | 0.8 | 365 | 11.8344 | 0.83281 | 12 | 0.66722
69034 | 21.375 | 0.8 | 365 | 19.4585 | 0.18663 | 19 | 0.64513
69036 | 11.13 | 0.8 | 365 | 10.1321 | 0.40455 | 10 | 0.53662
69038 | 3.3 | 0.8 | 365 | 3.0041 | 0.049866 | 3 | 0.053986
69037 | 6.48 | 1 | 365 | 7.3737 | 0.84967 | 8 | 0.22342
68929 | 10.8 | 0.8 | 365 | 9.8317 | 0.79956 | 10 | 0.63123
69044 | 8.1 | 0.8 | 365 | 7.3737 | 0.84967 | 8 | 0.22342
69047 | 7.2 | 0.8 | 365 | 6.5544 | 0.19971 | 6 | 0.75415
69046 | 24.795 | 0.8 | 365 | 22.5719 | 0.45649 | 23 | 0.028355
69049 | 11.16 | 0.8 | 365 | 10.1594 | 0.45955 | 10 | 0.61893
69050 | 7.8 | 0.8 | 365 | 7.1006 | 0.29968 | 7 | 0.40033
67285 | 5.2 | 0.8 | 365 | 4.7338 | 0.53312 | 5 | 0.26689
69053 | 4.8 | 0.8 | 365 | 4.3696 | 0.79981 | 5 | 0.16943
69056 | 7.2 | 0.8 | 365 | 6.5544 | 0.19971 | 6 | 0.75415
69057 | 12.69 | 0.8 | 365 | 11.5522 | 0.26449 | 11 | 0.81669
69058 | 6.76 | 0.8 | 365 | 6.1539 | 0.39306 | 6 | 0.54695
69060 | 5.355 | 0.8 | 365 | 4.8749 | 0.81728 | 5 | 0.69215
69059 | 18.9 | 1 | 365 | 21.5068 | 0.31154 | 21 | 0.81831
69061 | 7.68 | 0.8 | 365 | 6.9914 | 0.079689 | 7 | 0.071094
69062 | 9 | 0.8 | 365 | 8.1931 | 0.49964 | 8 | 0.69269
69064 | 13.26 | 0.8 | 365 | 12.0711 | 0.30946 | 12 | 0.38056
69065 | 12.8 | 0.8 | 365 | 11.6523 | 0.46615 | 12 | 0.11849
69066 | 8.84 | 0.8 | 365 | 8.0474 | 0.20631 | 8 | 0.25371
69063 | 8.32 | 0.8 | 365 | 7.574 | 0.253 | 7 | 0.82702
69067 | 6.3 | 0.8 | 365 | 5.7351 | 0.54974 | 6 | 0.28488
69069 | 7.28 | 0.8 | 365 | 6.6273 | 0.34637 | 6 | 0.97364
69071 | 5.2 | 0.8 | 365 | 4.7338 | 0.53312 | 5 | 0.26689
69072 | 5.6 | 0.8 | 365 | 5.0979 | 0.26644 | 5 | 0.36434
69073 | 2.86 | 0.8 | 365 | 2.6036 | 0.24322 | 2 | 0.84679
49458 | 8.82 | 0.8 | 365 | 8.0292 | 0.16964 | 8 | 0.19883
69074 | 7.28 | 0.8 | 365 | 6.6273 | 0.34637 | 6 | 0.97364
69075 | 9.24 | 0.8 | 365 | 8.4115 | 0.93963 | 9 | 0.35116
69076 | 10.07 | 0.8 | 365 | 9.1671 | 0.46126 | 9 | 0.62837
69077 | 5.67 | 0.8 | 365 | 5.1616 | 0.39477 | 5 | 0.55639
69078 | 3.64 | 0.8 | 365 | 3.3136 | 0.67319 | 3 | 0.98682
69079 | 6.27 | 0.8 | 365 | 5.7078 | 0.49475 | 6 | 0.20257
69081 | 6.72 | 0.8 | 365 | 6.1175 | 0.31973 | 6 | 0.43721
69082 | 8.375 | 0.8 | 365 | 7.6241 | 0.35383 | 7 | 0.97792
68910 | 12.06 | 0.8 | 365 | 10.9787 | 0.10951 | 11 | 0.088202
69083 | 10.26 | 0.8 | 365 | 9.3401 | 0.80958 | 10 | 0.14966
69085 | 10.05 | 0.8 | 365 | 9.1489 | 0.42459 | 9 | 0.5735
69088 | 7.521 | 0.8 | 365 | 6.8467 | 0.7882 | 7 | 0.63486
69089 | 9.81 | 0.8 | 365 | 8.9304 | 0.9846 | 9 | 0.91503
69091 | 8.4 | 0.8 | 365 | 7.6468 | 0.39966 | 8 | 0.046509
59565 | 98.45 | 0.9 | 365 | 100.8258 | 0.048636 | 100 | 0.87439
69093 | 5.3 | 1 | 365 | 6.031 | 0.14556 | 6 | 0.17656
69096 | 4.2 | 1 | 365 | 4.7793 | 0.62479 | 5 | 0.40407
69098 | 8.1 | 1 | 365 | 9.2172 | 0.56209 | 9 | 0.77927
69099 | 6.6 | 0.8 | 365 | 6.0082 | 0.099732 | 6 | 0.10797
65275 | 39 | 0.7 | 365 | 31.0653 | 0.56112 | 31 | 0.62644
69105 | 7.245 | 0.8 | 365 | 6.5954 | 0.28221 | 6 | 0.87761
69106 | 11.025 | 0.8 | 365 | 10.0365 | 0.21205 | 10 | 0.24854
69107 | 3.42 | 0.8 | 365 | 3.1134 | 0.26986 | 3 | 0.38322
69109 | 2.16 | 0.8 | 365 | 1.9663 | 0.95991 | 2 | 0.92625
69110 | 10.36 | 0.8 | 365 | 9.4311 | 0.99291 | 10 | 0.42403
69111 | 8.06 | 1 | 365 | 9.1717 | 0.47042 | 9 | 0.64209
69113 | 2.08 | 0.8 | 365 | 1.8935 | 0.81325 | 2 | 0.70675
69112 | 5.04 | 0.8 | 365 | 4.5881 | 0.2398 | 4 | 0.82791
36728 | 576 | 1 | 365 | 655.4442 | 0.97082 | 656 | 0.41504
69120 | 4.68 | 0.8 | 365 | 4.2604 | 0.57981 | 4 | 0.8402
69122 | 3.92 | 0.8 | 365 | 3.5685 | 0.18651 | 3 | 0.75504
69126 | 5.46 | 0.8 | 365 | 4.9705 | 0.0097787 | 4 | 0.98023
69128 | 6.75 | 1 | 365 | 7.681 | 0.46841 | 8 | 0.1494
69124 | 8 | 0.8 | 365 | 7.2827 | 0.66634 | 7 | 0.94906
69129 | 11.6 | 1 | 365 | 13.1999 | 0.58275 | 13 | 0.78266
69130 | 13.545 | 0.8 | 365 | 12.3305 | 0.83195 | 13 | 0.1625
69132 | 4.41 | 0.8 | 365 | 4.0146 | 0.084821 | 4 | 0.099417
66245 | 30.16 | 0.9 | 365 | 30.8878 | 0.20362 | 31 | 0.091434
67857 | 3.71 | 0.8 | 365 | 3.3774 | 0.80152 | 4 | 0.17887
67664 | 12.74 | 0.8 | 365 | 11.5977 | 0.35615 | 11 | 0.95387
67692 | 5.67 | 0.8 | 365 | 5.1616 | 0.39477 | 5 | 0.55639
67608 | 8.58 | 0.8 | 365 | 7.8107 | 0.72965 | 8 | 0.54036
67892 | 4.32 | 0.8 | 365 | 3.9327 | 0.91982 | 4 | 0.85249
67060 | 3.78 | 0.8 | 365 | 3.4411 | 0.92985 | 4 | 0.37093
62219 | 3.12 | 1 | 365 | 3.5503 | 0.14984 | 3 | 0.70016
67542 | 5.67 | 0.8 | 365 | 5.1616 | 0.39477 | 5 | 0.55639
56378 | 2.6 | 1 | 365 | 2.9586 | 0.9582 | 3 | 0.9168
67237 | 5.94 | 0.8 | 365 | 5.4074 | 0.88976 | 6 | 0.29717
63289 | 17.755 | 1 | 365 | 20.2038 | 0.68764 | 20 | 0.89148
67323 | 17.755 | 0.8 | 365 | 16.1631 | 0.55011 | 16 | 0.71319
66963 | 7.54 | 0.8 | 365 | 6.864 | 0.82303 | 7 | 0.68699
66938 | 2.65 | 0.8 | 365 | 2.4124 | 0.85823 | 3 | 0.27062
66954 | 4.505 | 0.8 | 365 | 4.1011 | 0.25898 | 4 | 0.36006
66958 | 4.24 | 0.8 | 365 | 3.8598 | 0.77316 | 4 | 0.633
66975 | 7.42 | 0.8 | 365 | 6.7547 | 0.60303 | 7 | 0.35775
67357 | 5.4 | 0.8 | 365 | 4.9158 | 0.89978 | 5 | 0.81561
68771 | 6.27 | 0.8 | 365 | 5.7078 | 0.49475 | 6 | 0.20257
68364 | 9.81 | 0.8 | 365 | 8.9304 | 0.9846 | 9 | 0.91503
69027 | 10.92 | 0.8 | 365 | 9.9409 | 0.019557 | 9 | 0.96046
68964 | 2.88 | 0.8 | 365 | 2.6218 | 0.27988 | 2 | 0.90166
69380 | 4.64 | 0.8 | 365 | 4.224 | 0.50648 | 4 | 0.73045
60221 | 271.675 | 1 | 365 | 309.1455 | 0.57478 | 309 | 0.72028
66649 | 8.96 | 0.8 | 365 | 8.1566 | 0.4263 | 8 | 0.58294
66902 | 12.42 | 0.8 | 365 | 11.3064 | 0.7695 | 12 | 0.075909
67787 | 10.08 | 0.8 | 365 | 9.1762 | 0.47959 | 9 | 0.65581
59685 | 307.56 | 0.9 | 365 | 314.9819 | 0.32848 | 315 | 0.31039
64991 | 71.25 | 0.9 | 365 | 72.9694 | 0.94988 | 73 | 0.91925
69133 | 8.82 | 0.8 | 365 | 8.0292 | 0.16964 | 8 | 0.19883
69134 | 7.2 | 0.8 | 365 | 6.5544 | 0.19971 | 6 | 0.75415
69135 | 7.685 | 0.8 | 365 | 6.996 | 0.088855 | 7 | 0.084812
69121 | 2.385 | 0.8 | 365 | 2.1712 | 0.3724 | 2 | 0.54356
69140 | 2.12 | 0.8 | 365 | 1.9299 | 0.88658 | 2 | 0.8165
69141 | 9.275 | 0.8 | 365 | 8.4434 | 0.0037907 | 8 | 0.44719
69143 | 5.94 | 0.8 | 365 | 5.4074 | 0.88976 | 6 | 0.29717
69144 | 7.54 | 0.8 | 365 | 6.864 | 0.82303 | 7 | 0.68699
69145 | 5.94 | 0.8 | 365 | 5.4074 | 0.88976 | 6 | 0.29717
69147 | 8.68 | 0.8 | 365 | 7.9017 | 0.91298 | 8 | 0.81473
69148 | 24.3 | 1 | 365 | 27.6516 | 0.68627 | 28 | 0.33782
69149 | 3.84 | 0.8 | 365 | 3.4957 | 0.039844 | 3 | 0.53555
69150 | 2.24 | 0.8 | 365 | 2.0392 | 0.10658 | 2 | 0.14574
69151 | 8.28 | 0.8 | 365 | 7.5376 | 0.17966 | 7 | 0.71727
69152 | 8.7 | 0.8 | 365 | 7.92 | 0.94965 | 8 | 0.8696
69153 | 12.3 | 0.8 | 365 | 11.1972 | 0.5495 | 11 | 0.74667
69154 | 6.93 | 0.8 | 365 | 6.3087 | 0.70472 | 7 | 0.01337
69155 | 9.72 | 0.8 | 365 | 8.8485 | 0.81961 | 9 | 0.6681
69156 | 8.19 | 0.8 | 365 | 7.4557 | 0.014668 | 7 | 0.47035
69157 | 7.245 | 0.8 | 365 | 6.5954 | 0.28221 | 6 | 0.87761
69158 | 10.98 | 0.8 | 365 | 9.9955 | 0.12955 | 10 | 0.12508
69159 | 8.19 | 0.8 | 365 | 7.4557 | 0.014668 | 7 | 0.47035
68928 | 5.695 | 0.8 | 365 | 5.1844 | 0.4406 | 5 | 0.62498
69164 | 10.88 | 0.8 | 365 | 9.9045 | 0.94623 | 10 | 0.85072
69165 | 3.6 | 0.8 | 365 | 3.2772 | 0.59985 | 3 | 0.87708
69101 | 21.6 | 0.8 | 365 | 19.6633 | 0.59912 | 20 | 0.26245
69167 | 7.56 | 1 | 365 | 8.6027 | 0.32462 | 8 | 0.92732
69168 | 10.965 | 1 | 365 | 12.4773 | 0.12757 | 12 | 0.60491
69169 | 7.37 | 0.8 | 365 | 6.7092 | 0.51137 | 7 | 0.22057
29593 | 2609.84 | 0.8 | 365 | 2375.8397 | 0.60088 | 2376 | 0.44054
69171 | 10.44 | 0.8 | 365 | 9.5039 | 0.13958 | 9 | 0.64352
69175 | 11.76 | 0.8 | 365 | 10.7056 | 0.55952 | 11 | 0.26511
69176 | 6.4 | 0.8 | 365 | 5.8262 | 0.73307 | 6 | 0.55924
69177 | 5.025 | 0.8 | 365 | 4.5745 | 0.2123 | 4 | 0.78675
69178 | 4.578 | 0.8 | 365 | 4.1675 | 0.39281 | 4 | 0.56035
69170 | 6.48 | 0.8 | 365 | 5.899 | 0.87974 | 6 | 0.77874
69179 | 8.1 | 0.8 | 365 | 7.3737 | 0.84967 | 8 | 0.22342
69180 | 13.395 | 0.8 | 365 | 12.194 | 0.55696 | 12 | 0.75095
69181 | 11.16 | 0.8 | 365 | 10.1594 | 0.45955 | 10 | 0.61893
68969 | 11.97 | 1 | 365 | 13.621 | 0.43064 | 14 | 0.051594
69183 | 7.8 | 0.8 | 365 | 7.1006 | 0.29968 | 7 | 0.40033
69185 | 6.89 | 0.8 | 365 | 6.2722 | 0.63139 | 6 | 0.90362
69187 | 7.04 | 0.8 | 365 | 6.4088 | 0.90638 | 7 | 0.31517
69188 | 2.52 | 0.8 | 365 | 2.2941 | 0.6199 | 2 | 0.91395
69189 | 10.08 | 0.8 | 365 | 9.1762 | 0.47959 | 9 | 0.65581
69186 | 6.24 | 0.8 | 365 | 5.6805 | 0.43975 | 6 | 0.12026
69191 | 6.36 | 0.8 | 365 | 5.7898 | 0.65974 | 6 | 0.4495
69195 | 6.72 | 0.8 | 365 | 6.1175 | 0.31973 | 6 | 0.43721
69119 | 8.91 | 0.8 | 365 | 8.1111 | 0.33464 | 8 | 0.44576
69199 | 3.77 | 0.8 | 365 | 3.432 | 0.91151 | 4 | 0.34349
69200 | 9.86 | 0.8 | 365 | 8.9759 | 0.076267 | 9 | 0.052212
69201 | 6.36 | 0.8 | 365 | 5.7898 | 0.65974 | 6 | 0.4495
69202 | 4.505 | 0.8 | 365 | 4.1011 | 0.25898 | 4 | 0.36006
69203 | 5.12 | 0.8 | 365 | 4.6609 | 0.38646 | 5 | 0.047396
69206 | 10.05 | 0.8 | 365 | 9.1489 | 0.42459 | 9 | 0.5735
69210 | 5.035 | 0.8 | 365 | 4.5836 | 0.23063 | 4 | 0.81419
69212 | 7.875 | 0.8 | 365 | 7.1689 | 0.43718 | 7 | 0.6061
69215 | 6.095 | 0.8 | 365 | 5.5485 | 0.17392 | 5 | 0.72244
69216 | 5.04 | 0.8 | 365 | 4.5881 | 0.2398 | 4 | 0.82791
69217 | 3.38 | 0.8 | 365 | 3.0769 | 0.19653 | 3 | 0.27348
69219 | 9.975 | 0.8 | 365 | 9.0806 | 0.2871 | 9 | 0.36773
65812 | 362.56 | 0.8 | 365 | 330.0526 | 0.67864 | 330 | 0.73122
26543 | 287.37 | 0.8 | 365 | 261.6042 | 0.83335 | 262 | 0.43753
69220 | 8.265 | 0.8 | 365 | 7.524 | 0.15216 | 7 | 0.67612
69221 | 5.7 | 0.8 | 365 | 5.1889 | 0.44977 | 5 | 0.6387
36121 | 3.64 | 0.8 | 365 | 3.3136 | 0.67319 | 3 | 0.98682
69222 | 3.99 | 0.8 | 365 | 3.6323 | 0.31484 | 3 | 0.94709
69223 | 3.42 | 0.8 | 365 | 3.1134 | 0.26986 | 3 | 0.38322
69224 | 5.985 | 0.8 | 365 | 5.4484 | 0.97226 | 6 | 0.42064
69225 | 2.85 | 0.8 | 365 | 2.5945 | 0.22488 | 2 | 0.81935
69226 | 6.96 | 0.8 | 365 | 6.336 | 0.75972 | 7 | 0.095679
69227 | 10.83 | 0.8 | 365 | 9.859 | 0.85456 | 10 | 0.71353
69228 | 7.41 | 0.8 | 365 | 6.7456 | 0.5847 | 7 | 0.33031
69229 | 5.7 | 0.8 | 365 | 5.1889 | 0.44977 | 5 | 0.6387
69231 | 9.405 | 0.8 | 365 | 8.5617 | 0.24212 | 8 | 0.80386
69232 | 6.555 | 0.8 | 365 | 5.9673 | 0.017234 | 5 | 0.98451
69233 | 4.845 | 0.8 | 365 | 4.4106 | 0.8823 | 5 | 0.2929
69230 | 6.84 | 0.8 | 365 | 6.2267 | 0.53972 | 6 | 0.76644
69234 | 8.96 | 0.8 | 365 | 8.1566 | 0.4263 | 8 | 0.58294
69235 | 5.415 | 0.8 | 365 | 4.9295 | 0.92728 | 5 | 0.85677
69236 | 10.545 | 0.8 | 365 | 9.5995 | 0.33207 | 9 | 0.9316
69237 | 7.125 | 0.8 | 365 | 6.4862 | 0.062211 | 6 | 0.54838
69238 | 5.985 | 0.8 | 365 | 5.4484 | 0.97226 | 6 | 0.42064
69239 | 8.265 | 0.8 | 365 | 7.524 | 0.15216 | 7 | 0.67612
69240 | 5.415 | 0.8 | 365 | 4.9295 | 0.92728 | 5 | 0.85677
69241 | 3.42 | 0.8 | 365 | 3.1134 | 0.26986 | 3 | 0.38322
69205 | 11.01 | 0.8 | 365 | 10.0228 | 0.18455 | 10 | 0.20739
69242 | 2.565 | 0.8 | 365 | 2.335 | 0.7024 | 3 | 0.037416
69243 | 7.41 | 0.8 | 365 | 6.7456 | 0.5847 | 7 | 0.33031
69244 | 7.695 | 0.8 | 365 | 7.0051 | 0.10719 | 7 | 0.11225
69246 | 4.845 | 0.8 | 365 | 4.4106 | 0.8823 | 5 | 0.2929
69247 | 8.835 | 0.8 | 365 | 8.0428 | 0.19714 | 8 | 0.23999
69248 | 2.565 | 0.8 | 365 | 2.335 | 0.7024 | 3 | 0.037416
69249 | 6.27 | 0.8 | 365 | 5.7078 | 0.49475 | 6 | 0.20257
69250 | 12.255 | 0.8 | 365 | 11.1562 | 0.467 | 11 | 0.62321
69208 | 5.94 | 0.8 | 365 | 5.4074 | 0.88976 | 6 | 0.29717
69211 | 2.32 | 0.8 | 365 | 2.112 | 0.25324 | 2 | 0.36523
69254 | 6.44 | 0.8 | 365 | 5.8626 | 0.80641 | 6 | 0.66899
69258 | 6.36 | 1 | 365 | 7.2372 | 0.57468 | 7 | 0.81187
69259 | 5.04 | 0.8 | 365 | 4.5881 | 0.2398 | 4 | 0.82791
69261 | 5.67 | 0.8 | 365 | 5.1616 | 0.39477 | 5 | 0.55639
69263 | 10.24 | 0.8 | 365 | 9.3219 | 0.77292 | 10 | 0.094792
69264 | 9.6 | 0.8 | 365 | 8.7393 | 0.59961 | 9 | 0.33887
50718 | 7.54 | 1 | 365 | 8.5799 | 0.27878 | 8 | 0.85873
64567 | 12.22 | 1 | 365 | 13.9054 | 0.0035475 | 13 | 0.90898
69086 | 8.71 | 0.8 | 365 | 7.9291 | 0.96798 | 8 | 0.89703
65241 | 27.3 | 0.9 | 365 | 27.9588 | 0.30501 | 28 | 0.2638
65799 | 371.32 | 1 | 365 | 422.5339 | 0.92285 | 423 | 0.45679
65803 | 371.32 | 1 | 365 | 422.5339 | 0.92285 | 423 | 0.45679
65810 | 82.855 | 1 | 365 | 94.2827 | 0.87184 | 95 | 0.15454
69218 | 4.86 | 0.8 | 365 | 4.4242 | 0.9098 | 5 | 0.33405
69266 | 4.32 | 0.8 | 365 | 3.9327 | 0.91982 | 4 | 0.85249
69267 | 8.12 | 0.8 | 365 | 7.392 | 0.88634 | 8 | 0.27829
69268 | 11.13 | 0.8 | 365 | 10.1321 | 0.40455 | 10 | 0.53662
66022 | 9.88 | 1 | 365 | 11.2427 | 0.64117 | 11 | 0.88386
69269 | 4.24 | 0.8 | 365 | 3.8598 | 0.77316 | 4 | 0.633
69204 | 5.76 | 0.8 | 365 | 5.2436 | 0.55977 | 5 | 0.80332
69273 | 10.56 | 0.8 | 365 | 9.6132 | 0.35957 | 9 | 0.97275
69274 | 5.67 | 0.8 | 365 | 5.1616 | 0.39477 | 5 | 0.55639
64990 | 182.24 | 0.9 | 365 | 186.6377 | 0.86169 | 187 | 0.49943
69278 | 8.7 | 0.8 | 365 | 7.92 | 0.94965 | 8 | 0.8696
69277 | 6.72 | 0.8 | 365 | 6.1175 | 0.31973 | 6 | 0.43721
69280 | 7.56 | 0.8 | 365 | 6.8822 | 0.85969 | 7 | 0.74186
69282 | 12.455 | 0.8 | 365 | 11.3383 | 0.83366 | 12 | 0.17194
69283 | 7.59 | 0.8 | 365 | 6.9095 | 0.91469 | 7 | 0.82417
69284 | 9.72 | 0.8 | 365 | 8.8485 | 0.81961 | 9 | 0.6681
69286 | 8.32 | 0.8 | 365 | 7.574 | 0.253 | 7 | 0.82702
69285 | 5.886 | 0.8 | 365 | 5.3583 | 0.79076 | 6 | 0.14902
69287 | 2.9 | 0.8 | 365 | 2.64 | 0.31655 | 2 | 0.95653
69290 | 4.05 | 0.8 | 365 | 3.6869 | 0.42484 | 4 | 0.11171
69289 | 5.13 | 1 | 365 | 5.8376 | 0.75599 | 6 | 0.59354
69291 | 3.84 | 0.8 | 365 | 3.4957 | 0.039844 | 3 | 0.53555
69292 | 10.8 | 0.8 | 365 | 9.8317 | 0.79956 | 10 | 0.63123
69272 | 8.45 | 0.8 | 365 | 7.6924 | 0.49132 | 8 | 0.18369
69293 | 2.97 | 0.8 | 365 | 2.7037 | 0.44488 | 3 | 0.14859
69298 | 3.15 | 0.8 | 365 | 2.8676 | 0.77487 | 3 | 0.64244
69300 | 6.16 | 0.8 | 365 | 5.6077 | 0.29308 | 5 | 0.90077
67062 | 2.65 | 0.8 | 365 | 2.4124 | 0.85823 | 3 | 0.27062
62767 | 6.095 | 1 | 365 | 6.9356 | 0.9674 | 7 | 0.90305
64756 | 2.915 | 1 | 365 | 3.317 | 0.68006 | 3 | 0.99711
64751 | 4.24 | 1 | 365 | 4.8248 | 0.71645 | 5 | 0.54125
67043 | 4.32 | 0.8 | 365 | 3.9327 | 0.91982 | 4 | 0.85249
67238 | 3.51 | 0.8 | 365 | 3.1953 | 0.43486 | 3 | 0.63015
67239 | 7.56 | 0.8 | 365 | 6.8822 | 0.85969 | 7 | 0.74186
67301 | 5.035 | 0.8 | 365 | 4.5836 | 0.23063 | 4 | 0.81419
61629 | 7.905 | 1 | 365 | 8.9953 | 0.11522 | 9 | 0.11051
69302 | 5.1 | 0.8 | 365 | 4.6427 | 0.34979 | 4 | 0.99252
69303 | 10.6 | 0.8 | 365 | 9.6496 | 0.4329 | 10 | 0.082499
69305 | 3.36 | 0.8 | 365 | 3.0587 | 0.15986 | 3 | 0.2186
69306 | 11.655 | 0.8 | 365 | 10.61 | 0.36703 | 10 | 0.97703
69307 | 12 | 0.8 | 365 | 10.9241 | 0.99951 | 11 | 0.92358
69310 | 5.565 | 0.8 | 365 | 5.066 | 0.20227 | 5 | 0.26831
69311 | 6.36 | 0.8 | 365 | 5.7898 | 0.65974 | 6 | 0.4495
69313 | 12 | 0.8 | 365 | 10.9241 | 0.99951 | 11 | 0.92358
69271 | 7 | 0.8 | 365 | 6.3724 | 0.83305 | 7 | 0.20542
66390 | 2.08 | 1 | 365 | 2.3669 | 0.76656 | 3 | 0.13344
69308 | 4.505 | 0.8 | 365 | 4.1011 | 0.25898 | 4 | 0.36006
66542 | 11.44 | 0.8 | 365 | 10.4143 | 0.97287 | 11 | 0.38715
69316 | 5.83 | 0.8 | 365 | 5.3073 | 0.6881 | 5 | 0.99537
69317 | 8.41 | 0.8 | 365 | 7.656 | 0.41799 | 8 | 0.073945
66536 | 10.4 | 0.8 | 365 | 9.4675 | 0.066245 | 9 | 0.53377
69319 | 2.7 | 0.8 | 365 | 2.4579 | 0.94989 | 3 | 0.40781
66605 | 14.04 | 0.8 | 365 | 12.7812 | 0.73943 | 13 | 0.52059
66635 | 12.22 | 0.8 | 365 | 11.1243 | 0.40284 | 11 | 0.52718
66731 | 11.44 | 0.8 | 365 | 10.4143 | 0.97287 | 11 | 0.38715
69320 | 5.67 | 0.8 | 365 | 5.1616 | 0.39477 | 5 | 0.55639
69325 | 5.232 | 0.8 | 365 | 4.7629 | 0.59179 | 5 | 0.35468
69312 | 4.16 | 0.8 | 365 | 3.787 | 0.6265 | 4 | 0.41351
69323 | 3.12 | 0.8 | 365 | 2.8403 | 0.71987 | 3 | 0.56013
69326 | 7.95 | 0.8 | 365 | 7.2372 | 0.57468 | 7 | 0.81187
34779 | 206.15 | 0.9 | 365 | 211.1247 | 0.17497 | 211 | 0.2997
69329 | 9.54 | 0.8 | 365 | 8.6846 | 0.48961 | 9 | 0.17425
69331 | 6.24 | 0.8 | 365 | 5.6805 | 0.43975 | 6 | 0.12026
69332 | 8.16 | 0.8 | 365 | 7.4284 | 0.95967 | 8 | 0.38804
69333 | 3.36 | 0.8 | 365 | 3.0587 | 0.15986 | 3 | 0.2186
69334 | 10.36 | 0.8 | 365 | 9.4311 | 0.99291 | 10 | 0.42403
69335 | 6.44 | 0.8 | 365 | 5.8626 | 0.80641 | 6 | 0.66899
69338 | 7.28 | 0.8 | 365 | 6.6273 | 0.34637 | 6 | 0.97364
69340 | 9.1 | 0.8 | 365 | 8.2841 | 0.68296 | 8 | 0.96705
69342 | 2.32 | 0.8 | 365 | 2.112 | 0.25324 | 2 | 0.36523
69343 | 7.54 | 0.8 | 365 | 6.864 | 0.82303 | 7 | 0.68699
69345 | 12.985 | 0.8 | 365 | 11.8208 | 0.80531 | 12 | 0.62606
69347 | 4.35 | 0.8 | 365 | 3.96 | 0.97482 | 4 | 0.9348
69348 | 5.83 | 0.8 | 365 | 5.3073 | 0.6881 | 5 | 0.99537
69349 | 2.52 | 0.8 | 365 | 2.2941 | 0.6199 | 2 | 0.91395
69352 | 10.36 | 0.8 | 365 | 9.4311 | 0.99291 | 10 | 0.42403
69350 | 3.78 | 1 | 365 | 4.3014 | 0.66231 | 4 | 0.96366
69353 | 11.7 | 0.8 | 365 | 10.651 | 0.44953 | 11 | 0.10049
69354 | 7 | 0.8 | 365 | 6.3724 | 0.83305 | 7 | 0.20542
69355 | 11.2 | 0.8 | 365 | 10.1958 | 0.53288 | 10 | 0.72868
67281 | 3.18 | 0.8 | 365 | 2.8949 | 0.82987 | 3 | 0.72475
67241 | 2.44 | 0.8 | 365 | 2.2212 | 0.47323 | 2 | 0.69446
67464 | 7.8 | 0.8 | 365 | 7.1006 | 0.29968 | 7 | 0.40033
69041 | 8.06 | 0.8 | 365 | 7.3373 | 0.77634 | 8 | 0.11367
67545 | 7.42 | 0.8 | 365 | 6.7547 | 0.60303 | 7 | 0.35775
67607 | 14.04 | 0.8 | 365 | 12.7812 | 0.73943 | 13 | 0.52059
69276 | 8.4 | 1 | 365 | 9.5586 | 0.24957 | 9 | 0.80814
69360 | 6.625 | 0.8 | 365 | 6.031 | 0.14556 | 6 | 0.17656
69361 | 3.92 | 0.8 | 365 | 3.5685 | 0.18651 | 3 | 0.75504
69362 | 4.59 | 0.8 | 365 | 4.1785 | 0.41481 | 4 | 0.59327
69363 | 4.06 | 0.8 | 365 | 3.696 | 0.44317 | 4 | 0.13915
69364 | 7.95 | 0.8 | 365 | 7.2372 | 0.57468 | 7 | 0.81187
69260 | 10.08 | 0.8 | 365 | 9.1762 | 0.47959 | 9 | 0.65581
69318 | 14.29 | 0.8 | 365 | 13.0087 | 0.19775 | 13 | 0.2065
69366 | 4.64 | 0.8 | 365 | 4.224 | 0.50648 | 4 | 0.73045
69367 | 5.88 | 0.8 | 365 | 5.3528 | 0.77976 | 6 | 0.13256
69368 | 7.54 | 0.8 | 365 | 6.864 | 0.82303 | 7 | 0.68699
69371 | 5.3 | 0.8 | 365 | 4.8248 | 0.71645 | 5 | 0.54125
69372 | 11.07 | 0.8 | 365 | 10.0775 | 0.29455 | 10 | 0.37201
69373 | 3.77 | 0.8 | 365 | 3.432 | 0.91151 | 4 | 0.34349
69374 | 4.35 | 0.8 | 365 | 3.96 | 0.97482 | 4 | 0.9348
66179 | 4.08 | 0.8 | 365 | 3.7142 | 0.47983 | 4 | 0.19402
69376 | 3.78 | 0.8 | 365 | 3.4411 | 0.92985 | 4 | 0.37093
69377 | 8.1 | 0.8 | 365 | 7.3737 | 0.84967 | 8 | 0.22342
69378 | 3.24 | 0.8 | 365 | 2.9495 | 0.93987 | 3 | 0.88937
66244 | 10.66 | 1 | 365 | 12.1303 | 0.42863 | 12 | 0.5589
69382 | 11.34 | 0.8 | 365 | 10.3232 | 0.78954 | 11 | 0.11279
65099 | 32.55 | 0.9 | 365 | 33.3355 | 0.13289 | 33 | 0.46837
65126 | 226.81 | 0.9 | 365 | 232.2833 | 0.78528 | 233 | 0.068571
2246 | 3582.72 | 0.7 | 365 | 2853.8042 | 0.15293 | 2853 | 0.95708
69116 | 7.56 | 0.8 | 365 | 6.8822 | 0.85969 | 7 | 0.74186
69381 | 6.6 | 0.8 | 365 | 6.0082 | 0.099732 | 6 | 0.10797
69384 | 14.58 | 0.8 | 365 | 13.2727 | 0.72941 | 14 | 0.0021546
69387 | 3.48 | 0.8 | 365 | 3.168 | 0.37986 | 3 | 0.54784
69385 | 5.22 | 0.8 | 365 | 4.752 | 0.56979 | 5 | 0.32176
69388 | 5.67 | 0.8 | 365 | 5.1616 | 0.39477 | 5 | 0.55639
69390 | 2.16 | 0.8 | 365 | 1.9663 | 0.95991 | 2 | 0.92625
69389 | 9.99 | 0.8 | 365 | 9.0943 | 0.3146 | 9 | 0.40888
69391 | 4.64 | 0.8 | 365 | 4.224 | 0.50648 | 4 | 0.73045
69392 | 4.05 | 0.8 | 365 | 3.6869 | 0.42484 | 4 | 0.11171
69393 | 5.8 | 0.8 | 365 | 5.28 | 0.6331 | 5 | 0.91307
69394 | 4.35 | 0.8 | 365 | 3.96 | 0.97482 | 4 | 0.9348
69395 | 7.02 | 0.8 | 365 | 6.3906 | 0.86972 | 7 | 0.2603
66459 | 6.5 | 0.8 | 365 | 5.9172 | 0.9164 | 6 | 0.83361
69396 | 6.75 | 0.8 | 365 | 6.1448 | 0.37473 | 6 | 0.51952
69401 | 5.13 | 0.8 | 365 | 4.67 | 0.40479 | 5 | 0.074832
69402 | 24.44 | 0.8 | 365 | 22.2487 | 0.80568 | 23 | 0.054366
69403 | 11.34 | 0.8 | 365 | 10.3232 | 0.78954 | 11 | 0.11279
69405 | 4.59 | 0.8 | 365 | 4.1785 | 0.41481 | 4 | 0.59327
69406 | 12.15 | 0.8 | 365 | 11.0606 | 0.27451 | 11 | 0.33513
69408 | 4.05 | 0.8 | 365 | 3.6869 | 0.42484 | 4 | 0.11171
69409 | 7.36 | 0.8 | 365 | 6.7001 | 0.49304 | 7 | 0.19313
69411 | 8.96 | 0.8 | 365 | 8.1566 | 0.4263 | 8 | 0.58294
13220 | 1371.5 | 1 | 365 | 1560.6628 | 0.95134 | 1561 | 0.61411
69413 | 9.86 | 0.8 | 365 | 8.9759 | 0.076267 | 9 | 0.052212
69412 | 6.5 | 0.8 | 365 | 5.9172 | 0.9164 | 6 | 0.83361
69414 | 6.84 | 0.8 | 365 | 6.2267 | 0.53972 | 6 | 0.76644
69416 | 3.05 | 0.8 | 365 | 2.7765 | 0.59154 | 3 | 0.36808
69356 | 12.32 | 0.8 | 365 | 11.2154 | 0.58617 | 11 | 0.80155
69419 | 9.72 | 0.8 | 365 | 8.8485 | 0.81961 | 9 | 0.6681
69418 | 5.7 | 1 | 365 | 6.4862 | 0.062211 | 6 | 0.54838
69421 | 6.6 | 0.8 | 365 | 6.0082 | 0.099732 | 6 | 0.10797
65263 | 35.2 | 0.9 | 365 | 36.0494 | 0.59839 | 36 | 0.64783
69422 | 6 | 0.8 | 365 | 5.462 | 0.99976 | 6 | 0.46179
69424 | 4.68 | 0.8 | 365 | 4.2604 | 0.57981 | 4 | 0.8402
69423 | 10.26 | 0.8 | 365 | 9.3401 | 0.80958 | 10 | 0.14966
69425 | 3.77 | 0.8 | 365 | 3.432 | 0.91151 | 4 | 0.34349
69426 | 6.9 | 0.8 | 365 | 6.2813 | 0.64972 | 6 | 0.93106
69427 | 4.59 | 0.8 | 365 | 4.1785 | 0.41481 | 4 | 0.59327
69428 | 4.32 | 0.8 | 365 | 3.9327 | 0.91982 | 4 | 0.85249
69399 | 14.82 | 0.8 | 365 | 13.4912 | 0.1694 | 13 | 0.66063
69430 | 4.86 | 0.8 | 365 | 4.4242 | 0.9098 | 5 | 0.33405
69432 | 3.84 | 0.8 | 365 | 3.4957 | 0.039844 | 3 | 0.53555
69433 | 5.94 | 0.8 | 365 | 5.4074 | 0.88976 | 6 | 0.29717
69434 | 4.59 | 0.8 | 365 | 4.1785 | 0.41481 | 4 | 0.59327
69435 | 7.915 | 0.8 | 365 | 7.2053 | 0.51051 | 7 | 0.71585
69437 | 6.38 | 0.8 | 365 | 5.808 | 0.69641 | 6 | 0.50437
69438 | 10.98 | 0.8 | 365 | 9.9955 | 0.12955 | 10 | 0.12508
69440 | 3.24 | 0.8 | 365 | 2.9495 | 0.93987 | 3 | 0.88937
69442 | 5.51 | 0.8 | 365 | 5.016 | 0.10144 | 5 | 0.11741
69443 | 3.48 | 0.8 | 365 | 3.168 | 0.37986 | 3 | 0.54784
69445 | 11.16 | 0.8 | 365 | 10.1594 | 0.45955 | 10 | 0.61893
69448 | 3.924 | 0.8 | 365 | 3.5722 | 0.19384 | 3 | 0.76601
69449 | 7.92 | 1 | 365 | 9.0124 | 0.1496 | 9 | 0.16196
69450 | 4.86 | 0.8 | 365 | 4.4242 | 0.9098 | 5 | 0.33405
69452 | 2.32 | 0.8 | 365 | 2.112 | 0.25324 | 2 | 0.36523
69454 | 5.8 | 0.8 | 365 | 5.28 | 0.6331 | 5 | 0.91307
69456 | 5.94 | 0.8 | 365 | 5.4074 | 0.88976 | 6 | 0.29717
69458 | 3.48 | 0.8 | 365 | 3.168 | 0.37986 | 3 | 0.54784
69455 | 7.83 | 0.8 | 365 | 7.128 | 0.35468 | 7 | 0.48264
69460 | 6.05 | 0.8 | 365 | 5.5076 | 0.091421 | 5 | 0.59897
69462 | 2.9 | 0.8 | 365 | 2.64 | 0.31655 | 2 | 0.95653
69464 | 4.05 | 0.8 | 365 | 3.6869 | 0.42484 | 4 | 0.11171
69463 | 7.28 | 0.8 | 365 | 6.6273 | 0.34637 | 6 | 0.97364
69465 | 4.93 | 0.8 | 365 | 4.488 | 0.038134 | 4 | 0.52611
69467 | 5.94 | 0.8 | 365 | 5.4074 | 0.88976 | 6 | 0.29717
69468 | 5.035 | 0.8 | 365 | 4.5836 | 0.23063 | 4 | 0.81419
69469 | 7.54 | 0.8 | 365 | 6.864 | 0.82303 | 7 | 0.68699
69470 | 2.08 | 0.8 | 365 | 1.8935 | 0.81325 | 2 | 0.70675
69471 | 3.19 | 0.8 | 365 | 2.904 | 0.8482 | 3 | 0.75219
69472 | 7.8 | 0.8 | 365 | 7.1006 | 0.29968 | 7 | 0.40033
69420 | 3.78 | 0.8 | 365 | 3.4411 | 0.92985 | 4 | 0.37093
69473 | 7.56 | 0.8 | 365 | 6.8822 | 0.85969 | 7 | 0.74186
69304 | 9.18 | 0.8 | 365 | 8.3569 | 0.82963 | 9 | 0.18654
69383 | 12.15 | 0.8 | 365 | 11.0606 | 0.27451 | 11 | 0.33513
69475 | 6.3 | 0.8 | 365 | 5.7351 | 0.54974 | 6 | 0.28488
31831 | 248.57 | 0.8 | 365 | 226.283 | 0.70159 | 226 | 0.98461
64456 | 29.12 | 0.7 | 365 | 23.1954 | 0.7123 | 23 | 0.90774
1973 | 3580.2 | 1 | 365 | 4073.9955 | 0.4436 | 4074 | 0.43911
1978 | 2410.2 | 1 | 365 | 2742.6244 | 0.25288 | 2742 | 0.87731
1974 | 1199.25 | 1 | 365 | 1364.6554 | 0.22049 | 1364 | 0.87584
1975 | 2796.3 | 1 | 365 | 3181.9769 | 0.045821 | 3182 | 0.022702
1972 | 825.66 | 1 | 365 | 939.5383 | 0.095667 | 939 | 0.634
1976 | 2796.3 | 1 | 365 | 3181.9769 | 0.045821 | 3182 | 0.022702
1971 | 516.78 | 1 | 365 | 588.0564 | 0.26132 | 588 | 0.31768
69481 | 11.2 | 0.8 | 365 | 10.1958 | 0.53288 | 10 | 0.72868
69482 | 6.96 | 0.8 | 365 | 6.336 | 0.75972 | 7 | 0.095679
69453 | 8.12 | 0.8 | 365 | 7.392 | 0.88634 | 8 | 0.27829
69483 | 10.08 | 0.8 | 365 | 9.1762 | 0.47959 | 9 | 0.65581
46564 | 14.3 | 1 | 365 | 16.2723 | 0.77011 | 17 | 0.042422
69043 | 5.7 | 0.8 | 365 | 5.1889 | 0.44977 | 5 | 0.6387
69484 | 8.12 | 0.8 | 365 | 7.392 | 0.88634 | 8 | 0.27829
69485 | 10.8 | 0.8 | 365 | 9.8317 | 0.79956 | 10 | 0.63123
69486 | 2.8 | 0.8 | 365 | 2.5489 | 0.13322 | 2 | 0.68217
69488 | 5.04 | 0.8 | 365 | 4.5881 | 0.2398 | 4 | 0.82791
69487 | 3.99 | 0.8 | 365 | 3.6323 | 0.31484 | 3 | 0.94709
69490 | 9.24 | 0.8 | 365 | 8.4115 | 0.93963 | 9 | 0.35116
69489 | 11.285 | 0.8 | 365 | 10.2732 | 0.68871 | 10 | 0.96189
69491 | 6.84 | 0.8 | 365 | 6.2267 | 0.53972 | 6 | 0.76644
69492 | 8.265 | 0.8 | 365 | 7.524 | 0.15216 | 7 | 0.67612
69494 | 9.8 | 0.8 | 365 | 8.9213 | 0.96627 | 9 | 0.88759
69493 | 7.25 | 0.8 | 365 | 6.6 | 0.29137 | 6 | 0.89133
1969 | 2791.8 | 1 | 365 | 3176.8562 | 0.73355 | 3177 | 0.58977
1967 | 1342.44 | 1 | 365 | 1527.5947 | 0.35698 | 1527 | 0.95168
69495 | 5.6 | 0.8 | 365 | 5.0979 | 0.26644 | 5 | 0.36434
69496 | 6.44 | 0.8 | 365 | 5.8626 | 0.80641 | 6 | 0.66899
69498 | 10.07 | 0.8 | 365 | 9.1671 | 0.46126 | 9 | 0.62837
69499 | 10.26 | 0.8 | 365 | 9.3401 | 0.80958 | 10 | 0.14966
69500 | 5.88 | 0.8 | 365 | 5.3528 | 0.77976 | 6 | 0.13256
69501 | 8.96 | 0.8 | 365 | 8.1566 | 0.4263 | 8 | 0.58294
69502 | 4.48 | 0.8 | 365 | 4.0783 | 0.21315 | 4 | 0.29147
69503 | 6.16 | 0.8 | 365 | 5.6077 | 0.29308 | 5 | 0.90077
69504 | 11.2 | 0.8 | 365 | 10.1958 | 0.53288 | 10 | 0.72868
69505 | 9.8 | 0.8 | 365 | 8.9213 | 0.96627 | 9 | 0.88759
69506 | 3.08 | 0.8 | 365 | 2.8038 | 0.64654 | 3 | 0.45039
69507 | 5.51 | 0.8 | 365 | 5.016 | 0.10144 | 5 | 0.11741
69508 | 2.32 | 0.8 | 365 | 2.112 | 0.25324 | 2 | 0.36523
69509 | 12.42 | 0.8 | 365 | 11.3064 | 0.7695 | 12 | 0.075909
69510 | 4.93 | 0.8 | 365 | 4.488 | 0.038134 | 4 | 0.52611
69511 | 5.67 | 0.8 | 365 | 5.1616 | 0.39477 | 5 | 0.55639
69512 | 6.21 | 0.8 | 365 | 5.6532 | 0.38475 | 6 | 0.037955
69514 | 5.51 | 0.8 | 365 | 5.016 | 0.10144 | 5 | 0.11741
69515 | 4.93 | 0.8 | 365 | 4.488 | 0.038134 | 4 | 0.52611
69516 | 4.35 | 0.8 | 365 | 3.96 | 0.97482 | 4 | 0.9348
69518 | 3.77 | 0.8 | 365 | 3.432 | 0.91151 | 4 | 0.34349
69520 | 5.94 | 0.8 | 365 | 5.4074 | 0.88976 | 6 | 0.29717
69521 | 3.24 | 0.8 | 365 | 2.9495 | 0.93987 | 3 | 0.88937
69522 | 7.25 | 0.8 | 365 | 6.6 | 0.29137 | 6 | 0.89133
69523 | 6.24 | 0.8 | 365 | 5.6805 | 0.43975 | 6 | 0.12026
36759 | 249.6 | 0.8 | 365 | 227.2207 | 0.58988 | 227 | 0.81055
69524 | 5.025 | 0.8 | 365 | 4.5745 | 0.2123 | 4 | 0.78675
69526 | 4.251 | 0.8 | 365 | 3.8699 | 0.79333 | 4 | 0.66318
69527 | 6.89 | 0.8 | 365 | 6.2722 | 0.63139 | 6 | 0.90362
69528 | 2.1 | 0.8 | 365 | 1.9117 | 0.84991 | 2 | 0.76163
66358 | 7.92 | 1 | 365 | 9.0124 | 0.1496 | 9 | 0.16196
35260 | 102.69 | 0.9 | 365 | 105.1681 | 0.79344 | 105 | 0.96152
67786 | 9.72 | 0.8 | 365 | 8.8485 | 0.81961 | 9 | 0.6681
67887 | 2.16 | 0.8 | 365 | 1.9663 | 0.95991 | 2 | 0.92625
64705 | 3.71 | 1 | 365 | 4.2217 | 0.5019 | 4 | 0.72359
64276 | 4.77 | 1 | 365 | 5.4279 | 0.93101 | 6 | 0.35891
67169 | 3.18 | 0.8 | 365 | 2.8949 | 0.82987 | 3 | 0.72475
67289 | 2.97 | 0.8 | 365 | 2.7037 | 0.44488 | 3 | 0.14859
67296 | 2.7 | 0.8 | 365 | 2.4579 | 0.94989 | 3 | 0.40781
67347 | 4.59 | 0.8 | 365 | 4.1785 | 0.41481 | 4 | 0.59327
67360 | 3.78 | 0.8 | 365 | 3.4411 | 0.92985 | 4 | 0.37093
67439 | 2.16 | 0.8 | 365 | 1.9663 | 0.95991 | 2 | 0.92625
67452 | 2.16 | 0.8 | 365 | 1.9663 | 0.95991 | 2 | 0.92625
67524 | 4.05 | 0.8 | 365 | 3.6869 | 0.42484 | 4 | 0.11171
67530 | 6.625 | 0.8 | 365 | 6.031 | 0.14556 | 6 | 0.17656
67531 | 2.7 | 0.8 | 365 | 2.4579 | 0.94989 | 3 | 0.40781
67538 | 4.59 | 0.8 | 365 | 4.1785 | 0.41481 | 4 | 0.59327
67585 | 6.36 | 0.8 | 365 | 5.7898 | 0.65974 | 6 | 0.4495
64109 | 70.98 | 0.9 | 365 | 72.6929 | 0.39301 | 73 | 0.085874
43480 | 977.73 | 0.9 | 365 | 1001.3242 | 0.52354 | 1001 | 0.84773
69531 | 8.04 | 0.8 | 365 | 7.3191 | 0.73967 | 8 | 0.058801
33286 | 3992.28 | 0.8 | 365 | 3634.329 | 0.01818 | 3634 | 0.34716
69532 | 4.2 | 0.8 | 365 | 3.8234 | 0.69983 | 4 | 0.52325
69533 | 24.96 | 0.8 | 365 | 22.7221 | 0.75899 | 23 | 0.48105
69174 | 6.93 | 0.8 | 365 | 6.3087 | 0.70472 | 7 | 0.01337
69535 | 5.13 | 0.8 | 365 | 4.67 | 0.40479 | 5 | 0.074832
69400 | 10.8 | 0.8 | 365 | 9.8317 | 0.79956 | 10 | 0.63123
69288 | 7.28 | 0.8 | 365 | 6.6273 | 0.34637 | 6 | 0.97364
69407 | 7.04 | 0.8 | 365 | 6.4088 | 0.90638 | 7 | 0.31517
69537 | 4.335 | 1 | 365 | 4.9329 | 0.93416 | 5 | 0.86706
69538 | 6.6 | 0.8 | 365 | 6.0082 | 0.099732 | 6 | 0.10797
69539 | 7.8 | 0.8 | 365 | 7.1006 | 0.29968 | 7 | 0.40033
69540 | 9.72 | 0.8 | 365 | 8.8485 | 0.81961 | 9 | 0.6681
69541 | 11.4 | 0.8 | 365 | 10.3779 | 0.89954 | 11 | 0.2774
69262 | 6.6 | 0.8 | 365 | 6.0082 | 0.099732 | 6 | 0.10797
69543 | 8.64 | 0.8 | 365 | 7.8653 | 0.83965 | 8 | 0.70498
1977 | 1842.75 | 1 | 365 | 2096.9095 | 0.87538 | 2097 | 0.78483
68563 | 5.4 | 1 | 365 | 6.1448 | 0.37473 | 6 | 0.51952
68241 | 9.315 | 1 | 365 | 10.5998 | 0.3464 | 10 | 0.94617
34329 | 347.76 | 1 | 365 | 395.7245 | 0.93238 | 396 | 0.65683
68419 | 3.92 | 1 | 365 | 4.4607 | 0.98313 | 5 | 0.4438
68633 | 15.39 | 1 | 365 | 17.5127 | 0.26797 | 17 | 0.78062
68503 | 8.48 | 1 | 365 | 9.6496 | 0.4329 | 10 | 0.082499
68089 | 8.502 | 1 | 365 | 9.6746 | 0.48332 | 10 | 0.15795
69094 | 8.925 | 1 | 365 | 10.156 | 0.45267 | 10 | 0.60864
68130 | 9.12 | 1 | 365 | 10.3779 | 0.89954 | 11 | 0.2774
68295 | 10.26 | 1 | 365 | 11.6751 | 0.51198 | 12 | 0.18708
68624 | 7.41 | 1 | 365 | 8.432 | 0.98087 | 9 | 0.41289
50000 | 5.4 | 1 | 365 | 6.1448 | 0.37473 | 6 | 0.51952
68879 | 12.54 | 0.8 | 365 | 11.4157 | 0.98949 | 12 | 0.40515
48699 | 6.5 | 1 | 365 | 7.3965 | 0.8955 | 8 | 0.29201
69545 | 3.6 | 0.8 | 365 | 3.2772 | 0.59985 | 3 | 0.87708
44143 | 11.772 | 1 | 365 | 13.3956 | 0.9769 | 14 | 0.37254
69548 | 8.4 | 1 | 365 | 9.5586 | 0.24957 | 9 | 0.80814
69549 | 4.8 | 1 | 365 | 5.462 | 0.99976 | 6 | 0.46179
63019 | 110.24 | 0.9 | 365 | 112.9003 | 0.36497 | 113 | 0.26524
69550 | 6.3 | 1 | 365 | 7.1689 | 0.43718 | 7 | 0.6061
68849 | 5.12 | 0.8 | 365 | 4.6609 | 0.38646 | 5 | 0.047396
68965 | 7.95 | 0.8 | 365 | 7.2372 | 0.57468 | 7 | 0.81187
68645 | 6.16 | 0.8 | 365 | 5.6077 | 0.29308 | 5 | 0.90077
69551 | 4.8 | 1 | 365 | 5.462 | 0.99976 | 6 | 0.46179
69552 | 22.68 | 0.8 | 365 | 20.6465 | 0.57908 | 21 | 0.22557
69553 | 5.61 | 0.8 | 365 | 5.107 | 0.28477 | 5 | 0.39178
69554 | 4.5 | 0.8 | 365 | 4.0965 | 0.24982 | 4 | 0.34634
69351 | 3.12 | 0.8 | 365 | 2.8403 | 0.71987 | 3 | 0.56013
69547 | 3.92 | 0.8 | 365 | 3.5685 | 0.18651 | 3 | 0.75504
69558 | 6.615 | 0.8 | 365 | 6.0219 | 0.12723 | 6 | 0.14913
69559 | 8.4 | 0.8 | 365 | 7.6468 | 0.39966 | 8 | 0.046509
69451 | 4.35 | 0.8 | 365 | 3.96 | 0.97482 | 4 | 0.9348
69560 | 9.88 | 0.8 | 365 | 8.9942 | 0.11293 | 9 | 0.10708
69561 | 4.68 | 0.8 | 365 | 4.2604 | 0.57981 | 4 | 0.8402
68523 | 9.45 | 1 | 365 | 10.7534 | 0.65577 | 11 | 0.40915
69562 | 11.2 | 0.8 | 365 | 10.1958 | 0.53288 | 10 | 0.72868
69564 | 9.52 | 0.8 | 365 | 8.6664 | 0.45295 | 9 | 0.11938
69563 | 1.96 | 0.8 | 365 | 1.7843 | 0.59325 | 2 | 0.37752
69565 | 8.68 | 0.8 | 365 | 7.9017 | 0.91298 | 8 | 0.81473
69566 | 6.72 | 0.8 | 365 | 6.1175 | 0.31973 | 6 | 0.43721
69567 | 3.445 | 0.8 | 365 | 3.1361 | 0.31569 | 3 | 0.45181
69570 | 3.92 | 0.8 | 365 | 3.5685 | 0.18651 | 3 | 0.75504
69569 | 1.89 | 0.8 | 365 | 1.7205 | 0.46492 | 2 | 0.18546
69571 | 8.68 | 0.8 | 365 | 7.9017 | 0.91298 | 8 | 0.81473
69572 | 12.04 | 0.8 | 365 | 10.9605 | 0.072845 | 11 | 0.033329
69573 | 4.275 | 0.8 | 365 | 3.8917 | 0.83733 | 4 | 0.72903
69574 | 3.64 | 0.8 | 365 | 3.3136 | 0.67319 | 3 | 0.98682
69576 | 7.56 | 0.8 | 365 | 6.8822 | 0.85969 | 7 | 0.74186
69577 | 3.36 | 0.8 | 365 | 3.0587 | 0.15986 | 3 | 0.2186
69579 | 7.84 | 0.8 | 365 | 7.1371 | 0.37302 | 7 | 0.51007
69575 | 2.6 | 0.8 | 365 | 2.3669 | 0.76656 | 3 | 0.13344
69580 | 6.555 | 0.8 | 365 | 5.9673 | 0.017234 | 5 | 0.98451
69530 | 9.69 | 0.8 | 365 | 8.8212 | 0.76461 | 9 | 0.58579
69582 | 8.68 | 0.8 | 365 | 7.9017 | 0.91298 | 8 | 0.81473
69194 | 4.94 | 0.8 | 365 | 4.4971 | 0.056466 | 4 | 0.55354
69583 | 7.84 | 0.8 | 365 | 7.1371 | 0.37302 | 7 | 0.51007
69581 | 20.54 | 0.8 | 365 | 18.6984 | 0.65583 | 19 | 0.3542
69584 | 7.84 | 0.8 | 365 | 7.1371 | 0.37302 | 7 | 0.51007
69190 | 5.67 | 0.8 | 365 | 5.1616 | 0.39477 | 5 | 0.55639
69193 | 12.285 | 0.8 | 365 | 11.1835 | 0.522 | 11 | 0.70552
69585 | 9.275 | 0.8 | 365 | 8.4434 | 0.0037907 | 8 | 0.44719
67768 | 12.8 | 0.8 | 365 | 11.6523 | 0.46615 | 12 | 0.11849
69589 | 9.6 | 0.8 | 365 | 8.7393 | 0.59961 | 9 | 0.33887
69587 | 3.9 | 1 | 365 | 4.4379 | 0.9373 | 5 | 0.37521
69590 | 5.8 | 0.8 | 365 | 5.28 | 0.6331 | 5 | 0.91307
69592 | 6.9 | 0.8 | 365 | 6.2813 | 0.64972 | 6 | 0.93106
69593 | 8.32 | 0.8 | 365 | 7.574 | 0.253 | 7 | 0.82702
69594 | 8.67 | 0.8 | 365 | 7.8926 | 0.89465 | 8 | 0.78729
69595 | 4.845 | 0.8 | 365 | 4.4106 | 0.8823 | 5 | 0.2929
69596 | 6.6 | 0.8 | 365 | 6.0082 | 0.099732 | 6 | 0.10797
69358 | 7.42 | 0.8 | 365 | 6.7547 | 0.60303 | 7 | 0.35775
69597 | 2.6 | 0.8 | 365 | 2.3669 | 0.76656 | 3 | 0.13344
65075 | 30.015 | 0.7 | 365 | 23.9084 | 0.148 | 24 | 0.05635
69598 | 2.52 | 0.8 | 365 | 2.2941 | 0.6199 | 2 | 0.91395
69601 | 6.16 | 0.8 | 365 | 5.6077 | 0.29308 | 5 | 0.90077
69602 | 14 | 0.8 | 365 | 12.7447 | 0.6661 | 13 | 0.41085
69603 | 2.4 | 0.8 | 365 | 2.1848 | 0.3999 | 2 | 0.58472
68113 | 3.77 | 0.8 | 365 | 3.432 | 0.91151 | 4 | 0.34349
68142 | 5.67 | 0.8 | 365 | 5.1616 | 0.39477 | 5 | 0.55639
69605 | 13.52 | 0.8 | 365 | 12.3078 | 0.78612 | 13 | 0.093905
68155 | 3.24 | 0.8 | 365 | 2.9495 | 0.93987 | 3 | 0.88937
68353 | 4.35 | 0.8 | 365 | 3.96 | 0.97482 | 4 | 0.9348
69606 | 9.24 | 0.8 | 365 | 8.4115 | 0.93963 | 9 | 0.35116
69608 | 8.16 | 0.8 | 365 | 7.4284 | 0.95967 | 8 | 0.38804
68355 | 5.94 | 0.8 | 365 | 5.4074 | 0.88976 | 6 | 0.29717
68357 | 4.06 | 0.8 | 365 | 3.696 | 0.44317 | 4 | 0.13915
68421 | 4.35 | 0.8 | 365 | 3.96 | 0.97482 | 4 | 0.9348
68562 | 7.56 | 0.8 | 365 | 6.8822 | 0.85969 | 7 | 0.74186
69610 | 3.92 | 0.8 | 365 | 3.5685 | 0.18651 | 3 | 0.75504
69611 | 11.025 | 0.8 | 365 | 10.0365 | 0.21205 | 10 | 0.24854
68564 | 4.06 | 0.8 | 365 | 3.696 | 0.44317 | 4 | 0.13915
69612 | 8.58 | 0.8 | 365 | 7.8107 | 0.72965 | 8 | 0.54036
69613 | 14 | 0.8 | 365 | 12.7447 | 0.6661 | 13 | 0.41085
69604 | 6.9 | 0.8 | 365 | 6.2813 | 0.64972 | 6 | 0.93106
34047 | 112 | 0.9 | 365 | 114.7027 | 0.99489 | 115 | 0.69763
35098 | 201.6 | 0.9 | 365 | 206.4649 | 0.79081 | 207 | 0.25574
36939 | 628.5 | 0.8 | 365 | 572.1482 | 0.22452 | 572 | 0.37271
48851 | 9.805 | 1 | 365 | 11.1573 | 0.46929 | 11 | 0.62664
49700 | 6 | 1 | 365 | 6.8275 | 0.7497 | 7 | 0.57724
56762 | 653.49 | 0.9 | 365 | 669.2598 | 0.79333 | 670 | 0.053085
60180 | 11.44 | 1 | 365 | 13.0179 | 0.21609 | 13 | 0.23394
61015 | 2064.48 | 0.9 | 365 | 2114.2992 | 0.89586 | 2115 | 0.19507
65006 | 77.72 | 0.9 | 365 | 79.5955 | 0.29396 | 79 | 0.88946
66674 | 507 | 0.9 | 365 | 519.2347 | 0.66438 | 519 | 0.8991
67247 | 5.12 | 1 | 365 | 5.8262 | 0.73307 | 6 | 0.55924
67290 | 5.83 | 0.8 | 365 | 5.3073 | 0.6881 | 5 | 0.99537
67326 | 14.82 | 1 | 365 | 16.864 | 0.96175 | 17 | 0.82578
68063 | 9.92 | 1 | 365 | 11.2882 | 0.73283 | 12 | 0.021037
68065 | 4.05 | 0.8 | 365 | 3.6869 | 0.42484 | 4 | 0.11171
68067 | 7.92 | 0.8 | 365 | 7.2099 | 0.51968 | 7 | 0.72957
68168 | 15.36 | 0.8 | 365 | 13.9828 | 0.15938 | 14 | 0.14219
68219 | 10.8 | 1 | 365 | 12.2896 | 0.74945 | 13 | 0.039032
68346 | 10.71 | 0.8 | 365 | 9.7497 | 0.63457 | 10 | 0.3843
68348 | 6.84 | 1 | 365 | 7.7834 | 0.67465 | 8 | 0.45805
68409 | 16.9 | 0.8 | 365 | 15.3847 | 0.98265 | 16 | 0.36738
68440 | 7.77 | 0.8 | 365 | 7.0733 | 0.24469 | 7 | 0.31802
68618 | 2.61 | 0.8 | 365 | 2.376 | 0.78489 | 3 | 0.16088
68656 | 5.035 | 0.8 | 365 | 4.5836 | 0.23063 | 4 | 0.81419
68668 | 7.29 | 0.8 | 365 | 6.6364 | 0.3647 | 7 | 0.0010773
68727 | 2.61 | 0.8 | 365 | 2.376 | 0.78489 | 3 | 0.16088
68766 | 11.6 | 1 | 365 | 13.1999 | 0.58275 | 13 | 0.78266
68786 | 4.93 | 0.8 | 365 | 4.488 | 0.038134 | 4 | 0.52611
68791 | 4.35 | 0.8 | 365 | 3.96 | 0.97482 | 4 | 0.9348
68840 | 7.25 | 0.8 | 365 | 6.6 | 0.29137 | 6 | 0.89133
68847 | 25.65 | 0.6 | 365 | 17.5127 | 0.26797 | 17 | 0.78062
68917 | 8.1 | 0.8 | 365 | 7.3737 | 0.84967 | 8 | 0.22342
68918 | 10.15 | 0.8 | 365 | 9.2399 | 0.60792 | 9 | 0.84786
68921 | 6.38 | 0.8 | 365 | 5.808 | 0.69641 | 6 | 0.50437
68922 | 4.86 | 0.8 | 365 | 4.4242 | 0.9098 | 5 | 0.33405
68925 | 3.48 | 0.8 | 365 | 3.168 | 0.37986 | 3 | 0.54784
68926 | 4.77 | 0.8 | 365 | 4.3423 | 0.74481 | 5 | 0.087125
69003 | 25.2 | 0.6 | 365 | 17.2054 | 0.64923 | 17 | 0.85464
69035 | 11.97 | 0.8 | 365 | 10.8968 | 0.94451 | 11 | 0.84128
69068 | 6 | 0.8 | 365 | 5.462 | 0.99976 | 6 | 0.46179
69097 | 6.6 | 1 | 365 | 7.5103 | 0.12467 | 7 | 0.63496
69108 | 4.86 | 0.8 | 365 | 4.4242 | 0.9098 | 5 | 0.33405
69163 | 24.885 | 0.8 | 365 | 22.6538 | 0.62149 | 23 | 0.27528
69213 | 3.77 | 0.8 | 365 | 3.432 | 0.91151 | 4 | 0.34349
69365 | 5.8 | 0.8 | 365 | 5.28 | 0.6331 | 5 | 0.91307
69417 | 40.28 | 0.6 | 365 | 27.5013 | 0.38378 | 27 | 0.88512
69517 | 3.24 | 0.8 | 365 | 2.9495 | 0.93987 | 3 | 0.88937
69557 | 4.59 | 0.8 | 365 | 4.1785 | 0.41481 | 4 | 0.59327
69578 | 7.02 | 0.8 | 365 | 6.3906 | 0.86972 | 7 | 0.2603
69591 | 9.72 | 0.8 | 365 | 8.8485 | 0.81961 | 9 | 0.6681
69614 | 5.7 | 0.8 | 365 | 5.1889 | 0.44977 | 5 | 0.6387
69615 | 2.835 | 0.8 | 365 | 2.5808 | 0.19739 | 2 | 0.7782
69616 | 11.7 | 0.8 | 365 | 10.651 | 0.44953 | 11 | 0.10049
69617 | 3.64 | 0.8 | 365 | 3.3136 | 0.67319 | 3 | 0.98682
69618 | 9.735 | 0.8 | 365 | 8.8622 | 0.84711 | 9 | 0.70926
69619 | 6.72 | 0.8 | 365 | 6.1175 | 0.31973 | 6 | 0.43721
69620 | 5.67 | 0.8 | 365 | 5.1616 | 0.39477 | 5 | 0.55639
69622 | 4.76 | 0.8 | 365 | 4.3332 | 0.72647 | 5 | 0.059688
69623 | 4.56 | 0.8 | 365 | 4.1511 | 0.35982 | 4 | 0.51096
69625 | 5.985 | 0.8 | 365 | 5.4484 | 0.97226 | 6 | 0.42064
69626 | 6.44 | 0.8 | 365 | 5.8626 | 0.80641 | 6 | 0.66899
69627 | 5.7 | 0.8 | 365 | 5.1889 | 0.44977 | 5 | 0.6387
69628 | 10.8 | 0.8 | 365 | 9.8317 | 0.79956 | 10 | 0.63123
69629 | 8.82 | 0.8 | 365 | 8.0292 | 0.16964 | 8 | 0.19883
69631 | 7.8 | 0.8 | 365 | 7.1006 | 0.29968 | 7 | 0.40033
69632 | 14.04 | 0.8 | 365 | 12.7812 | 0.73943 | 13 | 0.52059
69633 | 5.6 | 0.8 | 365 | 5.0979 | 0.26644 | 5 | 0.36434
69634 | 8.68 | 0.8 | 365 | 7.9017 | 0.91298 | 8 | 0.81473
69635 | 2.4 | 0.8 | 365 | 2.1848 | 0.3999 | 2 | 0.58472
69636 | 6.72 | 0.8 | 365 | 6.1175 | 0.31973 | 6 | 0.43721
69637 | 8.12 | 0.8 | 365 | 7.392 | 0.88634 | 8 | 0.27829
69638 | 9.62 | 0.8 | 365 | 8.7575 | 0.63628 | 9 | 0.39374
69639 | 8.82 | 0.8 | 365 | 8.0292 | 0.16964 | 8 | 0.19883
69640 | 6.3 | 0.8 | 365 | 5.7351 | 0.54974 | 6 | 0.28488
69641 | 6.615 | 0.8 | 365 | 6.0219 | 0.12723 | 6 | 0.14913
69642 | 4.5 | 0.8 | 365 | 4.0965 | 0.24982 | 4 | 0.34634
69643 | 4.94 | 0.8 | 365 | 4.4971 | 0.056466 | 4 | 0.55354
69644 | 7.02 | 0.8 | 365 | 6.3906 | 0.86972 | 7 | 0.2603
69645 | 12.04 | 0.8 | 365 | 10.9605 | 0.072845 | 11 | 0.033329
69646 | 7.08 | 0.8 | 365 | 6.4452 | 0.97971 | 7 | 0.42491
69647 | 9.15 | 0.8 | 365 | 8.3296 | 0.77463 | 9 | 0.10423
69648 | 5.7 | 0.8 | 365 | 5.1889 | 0.44977 | 5 | 0.6387
69649 | 8.82 | 0.8 | 365 | 8.0292 | 0.16964 | 8 | 0.19883
69650 | 9.18 | 0.8 | 365 | 8.3569 | 0.82963 | 9 | 0.18654
69651 | 10.53 | 0.8 | 365 | 9.5859 | 0.30457 | 9 | 0.89044
69653 | 6.21 | 0.8 | 365 | 5.6532 | 0.38475 | 6 | 0.037955
69655 | 8.64 | 0.8 | 365 | 7.8653 | 0.83965 | 8 | 0.70498
69656 | 9.92 | 1 | 365 | 11.2882 | 0.73283 | 12 | 0.021037
69657 | 7.56 | 0.8 | 365 | 6.8822 | 0.85969 | 7 | 0.74186
69659 | 11.02 | 0.8 | 365 | 10.0319 | 0.20289 | 10 | 0.23482
69660 | 5.559 | 1 | 365 | 6.3257 | 0.73909 | 7 | 0.064813
69661 | 6.16 | 0.8 | 365 | 5.6077 | 0.29308 | 5 | 0.90077
69663 | 13.16 | 0.8 | 365 | 11.9801 | 0.12613 | 12 | 0.1062
69665 | 17.28 | 1 | 365 | 19.6633 | 0.59912 | 20 | 0.26245
69666 | 7.8 | 0.8 | 365 | 7.1006 | 0.29968 | 7 | 0.40033
69667 | 2.4 | 0.8 | 365 | 2.1848 | 0.3999 | 2 | 0.58472
69668 | 4.06 | 0.8 | 365 | 3.696 | 0.44317 | 4 | 0.13915
69669 | 4.59 | 0.8 | 365 | 4.1785 | 0.41481 | 4 | 0.59327
69671 | 7.56 | 0.8 | 365 | 6.8822 | 0.85969 | 7 | 0.74186
69672 | 6.67 | 0.8 | 365 | 6.072 | 0.22806 | 6 | 0.30003
69673 | 2.97 | 0.8 | 365 | 2.7037 | 0.44488 | 3 | 0.14859
69674 | 13.2 | 0.8 | 365 | 12.0165 | 0.19946 | 12 | 0.21594
69676 | 6.6 | 0.8 | 365 | 6.0082 | 0.099732 | 6 | 0.10797
69677 | 8.37 | 0.8 | 365 | 7.6195 | 0.34466 | 7 | 0.9642
66002 | 2.12 | 1 | 365 | 2.4124 | 0.85823 | 3 | 0.27062
69678 | 3.18 | 0.8 | 365 | 2.8949 | 0.82987 | 3 | 0.72475
69679 | 3.36 | 0.8 | 365 | 3.0587 | 0.15986 | 3 | 0.2186
69680 | 2.12 | 0.8 | 365 | 1.9299 | 0.88658 | 2 | 0.8165
69681 | 4.59 | 0.8 | 365 | 4.1785 | 0.41481 | 4 | 0.59327
69682 | 4.06 | 0.8 | 365 | 3.696 | 0.44317 | 4 | 0.13915
69683 | 5.51 | 0.8 | 365 | 5.016 | 0.10144 | 5 | 0.11741
69684 | 5.8 | 0.8 | 365 | 5.28 | 0.6331 | 5 | 0.91307
69686 | 7.37 | 0.8 | 365 | 6.7092 | 0.51137 | 7 | 0.22057
69687 | 7.29 | 0.8 | 365 | 6.6364 | 0.3647 | 7 | 0.0010773
69688 | 7.83 | 0.8 | 365 | 7.128 | 0.35468 | 7 | 0.48264
69689 | 6.67 | 0.8 | 365 | 6.072 | 0.22806 | 6 | 0.30003
69690 | 2.24 | 0.8 | 365 | 2.0392 | 0.10658 | 2 | 0.14574
69691 | 10.24 | 0.8 | 365 | 9.3219 | 0.77292 | 10 | 0.094792
69692 | 8.505 | 0.8 | 365 | 7.7424 | 0.59216 | 8 | 0.33459
69693 | 3.36 | 0.8 | 365 | 3.0587 | 0.15986 | 3 | 0.2186
69694 | 5.12 | 0.8 | 365 | 4.6609 | 0.38646 | 5 | 0.047396
69695 | 3.51 | 0.8 | 365 | 3.1953 | 0.43486 | 3 | 0.63015
69696 | 5.88 | 0.8 | 365 | 5.3528 | 0.77976 | 6 | 0.13256
69697 | 8.625 | 0.8 | 365 | 7.8517 | 0.81215 | 8 | 0.66383
69698 | 13.5 | 0.8 | 365 | 12.2896 | 0.74945 | 13 | 0.039032
69699 | 9.72 | 0.8 | 365 | 8.8485 | 0.81961 | 9 | 0.6681
69700 | 6.76 | 0.8 | 365 | 6.1539 | 0.39306 | 6 | 0.54695
69701 | 6.36 | 0.8 | 365 | 5.7898 | 0.65974 | 6 | 0.4495
69702 | 2.34 | 0.8 | 365 | 2.1302 | 0.28991 | 2 | 0.4201
69704 | 8.68 | 1 | 365 | 9.8772 | 0.89123 | 10 | 0.76841
69705 | 4.8 | 0.8 | 365 | 4.3696 | 0.79981 | 5 | 0.16943
69706 | 7.848 | 0.8 | 365 | 7.1443 | 0.38768 | 7 | 0.53202
69707 | 9.54 | 1 | 365 | 10.8558 | 0.86202 | 11 | 0.71781
69708 | 9.6 | 0.8 | 365 | 8.7393 | 0.59961 | 9 | 0.33887
69710 | 11.285 | 0.8 | 365 | 10.2732 | 0.68871 | 10 | 0.96189
69711 | 5.4 | 0.8 | 365 | 4.9158 | 0.89978 | 5 | 0.81561
65171 | 8.215 | 1 | 365 | 9.348 | 0.82563 | 10 | 0.17367
69712 | 4.8 | 0.8 | 365 | 4.3696 | 0.79981 | 5 | 0.16943
69713 | 10.56 | 0.8 | 365 | 9.6132 | 0.35957 | 9 | 0.97275
69714 | 6.4 | 0.8 | 365 | 5.8262 | 0.73307 | 6 | 0.55924
69715 | 16.08 | 1 | 365 | 18.2978 | 0.84919 | 19 | 0.147
69716 | 6.3 | 0.8 | 365 | 5.7351 | 0.54974 | 6 | 0.28488
69717 | 6.4 | 0.8 | 365 | 5.8262 | 0.73307 | 6 | 0.55924
69719 | 6.03 | 0.8 | 365 | 5.4893 | 0.054756 | 5 | 0.5441
69720 | 4.8 | 0.8 | 365 | 4.3696 | 0.79981 | 5 | 0.16943
69721 | 8.4 | 0.8 | 365 | 7.6468 | 0.39966 | 8 | 0.046509
69722 | 6.21 | 0.8 | 365 | 5.6532 | 0.38475 | 6 | 0.037955
69724 | 4.86 | 0.8 | 365 | 4.4242 | 0.9098 | 5 | 0.33405
69725 | 4.06 | 0.8 | 365 | 3.696 | 0.44317 | 4 | 0.13915
69727 | 3 | 0.8 | 365 | 2.731 | 0.49988 | 3 | 0.2309
69729 | 10.005 | 0.8 | 365 | 9.1079 | 0.34209 | 9 | 0.45004
69730 | 5.8 | 1 | 365 | 6.6 | 0.29137 | 6 | 0.89133
69732 | 11.96 | 0.8 | 365 | 10.8877 | 0.92618 | 11 | 0.81384
69733 | 4.725 | 0.8 | 365 | 4.3014 | 0.66231 | 4 | 0.96366
69734 | 14.535 | 0.8 | 365 | 13.2318 | 0.64691 | 13 | 0.87869
69735 | 5.04 | 0.8 | 365 | 4.5881 | 0.2398 | 4 | 0.82791
69736 | 36.6 | 0.9 | 365 | 37.4832 | 0.48583 | 37 | 0.96905
69737 | 7.28 | 0.8 | 365 | 6.6273 | 0.34637 | 6 | 0.97364
69738 | 8.265 | 0.8 | 365 | 7.524 | 0.15216 | 7 | 0.67612
69739 | 4.42 | 0.8 | 365 | 4.0237 | 0.10315 | 4 | 0.12685
69740 | 3.6 | 0.8 | 365 | 3.2772 | 0.59985 | 3 | 0.87708
69741 | 12.16 | 0.8 | 365 | 11.0697 | 0.29284 | 11 | 0.36257
69742 | 7.02 | 0.8 | 365 | 6.3906 | 0.86972 | 7 | 0.2603
69743 | 7.83 | 0.8 | 365 | 7.128 | 0.35468 | 7 | 0.48264
69745 | 6.67 | 0.8 | 365 | 6.072 | 0.22806 | 6 | 0.30003
69746 | 8.32 | 0.8 | 365 | 7.574 | 0.253 | 7 | 0.82702
69747 | 2.8 | 0.8 | 365 | 2.5489 | 0.13322 | 2 | 0.68217
69748 | 3.77 | 0.8 | 365 | 3.432 | 0.91151 | 4 | 0.34349
69749 | 2.16 | 0.8 | 365 | 1.9663 | 0.95991 | 2 | 0.92625
69750 | 3.77 | 0.8 | 365 | 3.432 | 0.91151 | 4 | 0.34349
69751 | 5.13 | 0.8 | 365 | 4.67 | 0.40479 | 5 | 0.074832
69752 | 3.77 | 0.8 | 365 | 3.432 | 0.91151 | 4 | 0.34349
69754 | 5.51 | 0.8 | 365 | 5.016 | 0.10144 | 5 | 0.11741
69755 | 5.88 | 0.8 | 365 | 5.3528 | 0.77976 | 6 | 0.13256
69756 | 7.685 | 0.8 | 365 | 6.996 | 0.088855 | 7 | 0.084812
69757 | 5.4 | 0.8 | 365 | 4.9158 | 0.89978 | 5 | 0.81561
69758 | 4.32 | 0.8 | 365 | 3.9327 | 0.91982 | 4 | 0.85249
69759 | 5.13 | 0.8 | 365 | 4.67 | 0.40479 | 5 | 0.074832
69760 | 3.24 | 0.8 | 365 | 2.9495 | 0.93987 | 3 | 0.88937
69762 | 7.29 | 0.8 | 365 | 6.6364 | 0.3647 | 7 | 0.0010773
69763 | 2.16 | 0.8 | 365 | 1.9663 | 0.95991 | 2 | 0.92625
69766 | 3.78 | 0.8 | 365 | 3.4411 | 0.92985 | 4 | 0.37093
69767 | 1.96 | 0.8 | 365 | 1.7843 | 0.59325 | 2 | 0.37752
69770 | 14.04 | 0.8 | 365 | 12.7812 | 0.73943 | 13 | 0.52059
69771 | 10.53 | 0.8 | 365 | 9.5859 | 0.30457 | 9 | 0.89044
69772 | 6.615 | 0.8 | 365 | 6.0219 | 0.12723 | 6 | 0.14913
69774 | 4.32 | 0.8 | 365 | 3.9327 | 0.91982 | 4 | 0.85249
69775 | 5.8 | 0.8 | 365 | 5.28 | 0.6331 | 5 | 0.91307
69776 | 6.76 | 0.8 | 365 | 6.1539 | 0.39306 | 6 | 0.54695
69778 | 7.28 | 0.8 | 365 | 6.6273 | 0.34637 | 6 | 0.97364
69779 | 5.72 | 0.8 | 365 | 5.2071 | 0.48643 | 5 | 0.69358
69780 | 3.6 | 0.8 | 365 | 3.2772 | 0.59985 | 3 | 0.87708
69781 | 7.8 | 0.8 | 365 | 7.1006 | 0.29968 | 7 | 0.40033
69782 | 6.3 | 0.8 | 365 | 5.7351 | 0.54974 | 6 | 0.28488
69784 | 7.02 | 0.8 | 365 | 6.3906 | 0.86972 | 7 | 0.2603
69785 | 9.28 | 0.8 | 365 | 8.4479 | 0.012957 | 8 | 0.4609
69786 | 8.1 | 0.8 | 365 | 7.3737 | 0.84967 | 8 | 0.22342
69787 | 6.213 | 0.8 | 365 | 5.6559 | 0.39025 | 6 | 0.046186
69788 | 16.96 | 0.8 | 365 | 15.4394 | 0.092646 | 15 | 0.532
69790 | 5.67 | 1 | 365 | 6.452 | 0.99346 | 7 | 0.44549
69792 | 8.28 | 0.8 | 365 | 7.5376 | 0.17966 | 7 | 0.71727
69794 | 6.09 | 0.8 | 365 | 5.544 | 0.16475 | 5 | 0.70872
69795 | 7.25 | 0.8 | 365 | 6.6 | 0.29137 | 6 | 0.89133
69796 | 7.25 | 0.8 | 365 | 6.6 | 0.29137 | 6 | 0.89133
69798 | 8.4 | 1 | 365 | 9.5586 | 0.24957 | 9 | 0.80814
69799 | 5.4 | 1 | 365 | 6.1448 | 0.37473 | 6 | 0.51952
69801 | 12.76 | 0.8 | 365 | 11.6159 | 0.39282 | 12 | 0.0087443
69802 | 5.886 | 0.8 | 365 | 5.3583 | 0.79076 | 6 | 0.14902
69803 | 12.15 | 0.8 | 365 | 11.0606 | 0.27451 | 11 | 0.33513
69804 | 6.21 | 0.8 | 365 | 5.6532 | 0.38475 | 6 | 0.037955
69805 | 9.45 | 0.8 | 365 | 8.6027 | 0.32462 | 8 | 0.92732
69807 | 8.04 | 0.8 | 365 | 7.3191 | 0.73967 | 8 | 0.058801
69810 | 6.27 | 0.8 | 365 | 5.7078 | 0.49475 | 6 | 0.20257
69811 | 12.96 | 0.8 | 365 | 11.798 | 0.75947 | 12 | 0.55747
69813 | 11.02 | 0.8 | 365 | 10.0319 | 0.20289 | 10 | 0.23482
69814 | 4.59 | 0.8 | 365 | 4.1785 | 0.41481 | 4 | 0.59327
69815 | 11.2 | 0.8 | 365 | 10.1958 | 0.53288 | 10 | 0.72868
69816 | 6.08 | 0.8 | 365 | 5.5349 | 0.14642 | 5 | 0.68128
69817 | 9.3 | 0.8 | 365 | 8.4662 | 0.049623 | 8 | 0.51578
69818 | 3.18 | 0.8 | 365 | 2.8949 | 0.82987 | 3 | 0.72475
69820 | 9.135 | 0.8 | 365 | 8.3159 | 0.74713 | 9 | 0.063078
69821 | 6.36 | 0.8 | 365 | 5.7898 | 0.65974 | 6 | 0.4495
69823 | 12 | 0.8 | 365 | 10.9241 | 0.99951 | 11 | 0.92358
69825 | 11.4 | 0.8 | 365 | 10.3779 | 0.89954 | 11 | 0.2774
69826 | 9.975 | 0.8 | 365 | 9.0806 | 0.2871 | 9 | 0.36773
69828 | 4.06 | 0.8 | 365 | 3.696 | 0.44317 | 4 | 0.13915
69829 | 5.886 | 0.8 | 365 | 5.3583 | 0.79076 | 6 | 0.14902
69831 | 3.84 | 0.8 | 365 | 3.4957 | 0.039844 | 3 | 0.53555
69832 | 4.27 | 0.8 | 365 | 3.8871 | 0.82816 | 4 | 0.71531
69833 | 5.44 | 0.8 | 365 | 4.9522 | 0.97311 | 5 | 0.92536
69835 | 3.12 | 0.8 | 365 | 2.8403 | 0.71987 | 3 | 0.56013
65861 | 6.84 | 1 | 365 | 7.7834 | 0.67465 | 8 | 0.45805
50556 | 7.8 | 1 | 365 | 8.8758 | 0.8746 | 9 | 0.75041
65407 | 10.15 | 1 | 365 | 11.5499 | 0.2599 | 11 | 0.80983
68717 | 9.045 | 0.8 | 365 | 8.234 | 0.58213 | 8 | 0.81615
69114 | 6.48 | 0.8 | 365 | 5.899 | 0.87974 | 6 | 0.77874
34321 | 657 | 1 | 365 | 747.6161 | 0.59171 | 748 | 0.20778
67244 | 7.8 | 1 | 365 | 8.8758 | 0.8746 | 9 | 0.75041
64867 | 28.81 | 0.9 | 365 | 29.5052 | 0.41931 | 29 | 0.92454
69837 | 6.72 | 0.8 | 365 | 6.1175 | 0.31973 | 6 | 0.43721
69839 | 2.72 | 0.8 | 365 | 2.4761 | 0.98656 | 3 | 0.46268
69840 | 7.015 | 0.8 | 365 | 6.386 | 0.86055 | 7 | 0.24658
69841 | 3.92 | 0.8 | 365 | 3.5685 | 0.18651 | 3 | 0.75504
69843 | 8.32 | 0.8 | 365 | 7.574 | 0.253 | 7 | 0.82702
69845 | 24.96 | 1 | 365 | 28.4026 | 0.19874 | 28 | 0.60132
69359 | 5.36 | 0.8 | 365 | 4.8794 | 0.82645 | 5 | 0.70587
69090 | 6.21 | 0.8 | 365 | 5.6532 | 0.38475 | 6 | 0.037955
69847 | 2.97 | 0.8 | 365 | 2.7037 | 0.44488 | 3 | 0.14859
69846 | 11.2 | 0.8 | 365 | 10.1958 | 0.53288 | 10 | 0.72868
69848 | 3.92 | 0.8 | 365 | 3.5685 | 0.18651 | 3 | 0.75504
69850 | 9.01 | 0.8 | 365 | 8.2022 | 0.51797 | 8 | 0.72012
69851 | 10.92 | 0.8 | 365 | 9.9409 | 0.019557 | 9 | 0.96046
69100 | 9.45 | 0.8 | 365 | 8.6027 | 0.32462 | 8 | 0.92732
69529 | 10.137 | 1 | 365 | 11.5351 | 0.23011 | 11 | 0.76525
31461 | 2794.995 | 1 | 365 | 3180.4919 | 0.055262 | 3180 | 0.54715
69852 | 9.28 | 0.8 | 365 | 8.4479 | 0.012957 | 8 | 0.4609
69853 | 10.8 | 0.8 | 365 | 9.8317 | 0.79956 | 10 | 0.63123
69854 | 7.8 | 0.8 | 365 | 7.1006 | 0.29968 | 7 | 0.40033
64889 | 56 | 0.9 | 365 | 57.3514 | 0.49745 | 57 | 0.84882
68178 | 2.97 | 0.8 | 365 | 2.7037 | 0.44488 | 3 | 0.14859
69858 | 5.3 | 0.8 | 365 | 4.8248 | 0.71645 | 5 | 0.54125
69859 | 6.27 | 0.8 | 365 | 5.7078 | 0.49475 | 6 | 0.20257
35961 | 61.11 | 0.9 | 365 | 62.5847 | 0.036588 | 62 | 0.62127
69256 | 11.02 | 0.8 | 365 | 10.0319 | 0.20289 | 10 | 0.23482
68298 | 4.05 | 0.8 | 365 | 3.6869 | 0.42484 | 4 | 0.11171
69309 | 8.7 | 0.8 | 365 | 7.92 | 0.94965 | 8 | 0.8696
33973 | 649.35 | 0.8 | 365 | 591.1288 | 0.44868 | 591 | 0.57744
65258 | 31.28 | 0.7 | 365 | 24.916 | 0.17722 | 25 | 0.093208
64767 | 122.76 | 1 | 365 | 139.6916 | 0.31878 | 140 | 0.01033
68304 | 2.7 | 0.8 | 365 | 2.4579 | 0.94989 | 3 | 0.40781
68785 | 2.97 | 0.8 | 365 | 2.7037 | 0.44488 | 3 | 0.14859
65791 | 371.32 | 1 | 365 | 422.5339 | 0.92285 | 423 | 0.45679
26541 | 1856.6 | 1 | 365 | 2112.6697 | 0.61427 | 2113 | 0.28396
68730 | 3.24 | 0.8 | 365 | 2.9495 | 0.93987 | 3 | 0.88937
69861 | 5.98 | 0.8 | 365 | 5.4438 | 0.96309 | 6 | 0.40692
69139 | 8.12 | 0.8 | 365 | 7.392 | 0.88634 | 8 | 0.27829
69142 | 6.75 | 0.8 | 365 | 6.1448 | 0.37473 | 6 | 0.51952
69198 | 6.09 | 0.8 | 365 | 5.544 | 0.16475 | 5 | 0.70872
35151 | 78.12 | 0.9 | 365 | 80.0052 | 0.11894 | 80 | 0.1241
69245 | 8.91 | 0.8 | 365 | 8.1111 | 0.33464 | 8 | 0.44576
69863 | 11.2 | 0.8 | 365 | 10.1958 | 0.53288 | 10 | 0.72868
69265 | 2.9 | 0.8 | 365 | 2.64 | 0.31655 | 2 | 0.95653
69874 | 8.48 | 0.8 | 365 | 7.7197 | 0.54632 | 8 | 0.266
69294 | 4.32 | 0.8 | 365 | 3.9327 | 0.91982 | 4 | 0.85249
69849 | 2.56 | 0.8 | 365 | 2.3305 | 0.69323 | 3 | 0.023698
65305 | 31.392 | 0.7 | 365 | 25.0052 | 0.35689 | 25 | 0.36208
69864 | 8.835 | 0.8 | 365 | 8.0428 | 0.19714 | 8 | 0.23999
69865 | 10.15 | 0.8 | 365 | 9.2399 | 0.60792 | 9 | 0.84786
69866 | 8.28 | 0.8 | 365 | 7.5376 | 0.17966 | 7 | 0.71727
69867 | 11.055 | 0.8 | 365 | 10.0638 | 0.26705 | 10 | 0.33085
69869 | 4.64 | 0.8 | 365 | 4.224 | 0.50648 | 4 | 0.73045
69868 | 596.31 | 0.9 | 365 | 610.6999 | 0.86218 | 611 | 0.5621
69870 | 34.125 | 0.9 | 365 | 34.9485 | 0.38126 | 35 | 0.32975
69872 | 6.71 | 0.8 | 365 | 6.1084 | 0.30139 | 6 | 0.40977
69873 | 9.45 | 0.8 | 365 | 8.6027 | 0.32462 | 8 | 0.92732
69875 | 6.44 | 0.8 | 365 | 5.8626 | 0.80641 | 6 | 0.66899
69876 | 11.34 | 0.8 | 365 | 10.3232 | 0.78954 | 11 | 0.11279
69878 | 7.42 | 0.8 | 365 | 6.7547 | 0.60303 | 7 | 0.35775
69879 | 3.135 | 0.8 | 365 | 2.8539 | 0.74737 | 3 | 0.60129
69881 | 6.89 | 1 | 365 | 7.8403 | 0.78923 | 8 | 0.62953
69299 | 4.48 | 0.8 | 365 | 4.0783 | 0.21315 | 4 | 0.29147
69883 | 6.09 | 0.8 | 365 | 5.544 | 0.16475 | 5 | 0.70872
69301 | 4.35 | 0.8 | 365 | 3.96 | 0.97482 | 4 | 0.9348
69321 | 4.35 | 0.8 | 365 | 3.96 | 0.97482 | 4 | 0.9348
69884 | 7.245 | 0.8 | 365 | 6.5954 | 0.28221 | 6 | 0.87761
69117 | 8.91 | 0.8 | 365 | 8.1111 | 0.33464 | 8 | 0.44576
69885 | 3.38 | 1 | 365 | 3.8462 | 0.74566 | 4 | 0.59185
69322 | 8.7 | 0.8 | 365 | 7.92 | 0.94965 | 8 | 0.8696
69330 | 13.34 | 0.8 | 365 | 12.1439 | 0.45613 | 12 | 0.60005
69886 | 11.655 | 0.8 | 365 | 10.61 | 0.36703 | 10 | 0.97703
69341 | 4.32 | 0.8 | 365 | 3.9327 | 0.91982 | 4 | 0.85249
69887 | 12.6 | 0.8 | 365 | 11.4703 | 0.099489 | 11 | 0.56976
69415 | 10.14 | 0.8 | 365 | 9.2308 | 0.58959 | 9 | 0.82043
69447 | 4.76 | 0.8 | 365 | 4.3332 | 0.72647 | 5 | 0.059688
69513 | 8.99 | 0.8 | 365 | 8.1839 | 0.4813 | 8 | 0.66525
68459 | 4.59 | 0.8 | 365 | 4.1785 | 0.41481 | 4 | 0.59327
69889 | 4.68 | 0.8 | 365 | 4.2604 | 0.57981 | 4 | 0.8402
69890 | 4.8 | 0.8 | 365 | 4.3696 | 0.79981 | 5 | 0.16943
63346 | 138.6 | 0.9 | 365 | 141.9446 | 0.85618 | 142 | 0.80082
69891 | 9.9 | 0.8 | 365 | 9.0124 | 0.1496 | 9 | 0.16196
69871 | 9.315 | 0.8 | 365 | 8.4798 | 0.077122 | 8 | 0.55693
69894 | 7.98 | 0.8 | 365 | 7.2645 | 0.62968 | 7 | 0.89418
69896 | 3.42 | 0.8 | 365 | 3.1134 | 0.26986 | 3 | 0.38322
69899 | 4.48 | 0.8 | 365 | 4.0783 | 0.21315 | 4 | 0.29147
63515 | 234.5 | 0.7 | 365 | 186.7902 | 0.16877 | 186 | 0.95899
43620 | 18.425 | 0.8 | 365 | 16.773 | 0.77842 | 17 | 0.55142
69902 | 10.24 | 0.8 | 365 | 9.3219 | 0.77292 | 10 | 0.094792
69905 | 5.6 | 0.8 | 365 | 5.0979 | 0.26644 | 5 | 0.36434
65250 | 26.4 | 0.9 | 365 | 27.0371 | 0.4488 | 27 | 0.48587
69908 | 9.6 | 0.8 | 365 | 8.7393 | 0.59961 | 9 | 0.33887
69909 | 8.8 | 0.8 | 365 | 8.011 | 0.13298 | 8 | 0.14396
69910 | 6.96 | 0.8 | 365 | 6.336 | 0.75972 | 7 | 0.095679
66377 | 9.92 | 0.8 | 365 | 9.0306 | 0.18626 | 9 | 0.21683
66283 | 4.485 | 1 | 365 | 5.1036 | 0.2779 | 5 | 0.38149
64197 | 13.11 | 1 | 365 | 14.9182 | 0.043086 | 14 | 0.96127
69914 | 9.6 | 0.8 | 365 | 8.7393 | 0.59961 | 9 | 0.33887
69916 | 6.875 | 1 | 365 | 7.8232 | 0.75486 | 8 | 0.57809
69917 | 4.2 | 0.8 | 365 | 3.8234 | 0.69983 | 4 | 0.52325
69918 | 24.795 | 1 | 365 | 28.2148 | 0.82062 | 29 | 0.035444
69919 | 3.92 | 0.8 | 365 | 3.5685 | 0.18651 | 3 | 0.75504
69920 | 7.035 | 0.8 | 365 | 6.4042 | 0.89721 | 7 | 0.30145
69915 | 7.84 | 0.8 | 365 | 7.1371 | 0.37302 | 7 | 0.51007
69921 | 10.791 | 0.8 | 365 | 9.8235 | 0.78306 | 10 | 0.60653
69923 | 9.405 | 1 | 365 | 10.7022 | 0.55265 | 11 | 0.25482
69924 | 9.92 | 0.8 | 365 | 9.0306 | 0.18626 | 9 | 0.21683
69927 | 5.94 | 0.8 | 365 | 5.4074 | 0.88976 | 6 | 0.29717
35287 | 1059.27 | 0.9 | 365 | 1084.8319 | 0.69607 | 1085 | 0.52795
69929 | 4.83 | 0.8 | 365 | 4.3969 | 0.8548 | 5 | 0.25174
69930 | 7.2 | 0.8 | 365 | 6.5544 | 0.19971 | 6 | 0.75415
69926 | 4.5 | 0.8 | 365 | 4.0965 | 0.24982 | 4 | 0.34634
69931 | 14.835 | 0.8 | 365 | 13.5049 | 0.1969 | 13 | 0.70178
63952 | 326.4 | 0.9 | 365 | 334.2766 | 0.18512 | 334 | 0.46167
68417 | 52.49 | 0.9 | 365 | 53.7567 | 0.25823 | 54 | 0.014899
69934 | 4.41 | 0.8 | 365 | 4.0146 | 0.084821 | 4 | 0.099417
69791 | 11.725 | 1 | 365 | 13.3422 | 0.8692 | 14 | 0.21136
69800 | 14.74 | 0.8 | 365 | 13.4184 | 0.022736 | 13 | 0.44114
69812 | 8.829 | 0.8 | 365 | 8.0374 | 0.18614 | 8 | 0.22353
69935 | 8.64 | 0.8 | 365 | 7.8653 | 0.83965 | 8 | 0.70498
69588 | 14.5 | 0.8 | 365 | 13.1999 | 0.58275 | 13 | 0.78266
69936 | 8.12 | 0.8 | 365 | 7.392 | 0.88634 | 8 | 0.27829
69939 | 8.55 | 0.8 | 365 | 7.7834 | 0.67465 | 8 | 0.45805
69942 | 5.7 | 0.8 | 365 | 5.1889 | 0.44977 | 5 | 0.6387
69941 | 5.76 | 0.8 | 365 | 5.2436 | 0.55977 | 5 | 0.80332
69944 | 11.4 | 0.8 | 365 | 10.3779 | 0.89954 | 11 | 0.2774
69938 | 9.88 | 1 | 365 | 11.2427 | 0.64117 | 11 | 0.88386
69946 | 8.375 | 0.8 | 365 | 7.6241 | 0.35383 | 7 | 0.97792
34875 | 47.85 | 0.9 | 365 | 49.0047 | 0.68844 | 49 | 0.69314
69948 | 11.73 | 0.8 | 365 | 10.6783 | 0.50452 | 11 | 0.1828
69950 | 8.54 | 0.8 | 365 | 7.7743 | 0.65632 | 8 | 0.43062
69951 | 7.935 | 0.8 | 365 | 7.2235 | 0.54718 | 7 | 0.77072
69952 | 11.73 | 0.8 | 365 | 10.6783 | 0.50452 | 11 | 0.1828
69953 | 8.04 | 0.8 | 365 | 7.3191 | 0.73967 | 8 | 0.058801
69954 | 14.145 | 0.8 | 365 | 12.8767 | 0.93193 | 13 | 0.80867
69956 | 9.156 | 0.8 | 365 | 8.3351 | 0.78563 | 9 | 0.12069
69957 | 8.375 | 0.8 | 365 | 7.6241 | 0.35383 | 7 | 0.97792
69958 | 13.08 | 0.8 | 365 | 11.9072 | 0.97947 | 12 | 0.88671
69959 | 8.375 | 0.8 | 365 | 7.6241 | 0.35383 | 7 | 0.97792
69960 | 10.695 | 0.8 | 365 | 9.7361 | 0.60707 | 10 | 0.34314
69961 | 6.82 | 0.8 | 365 | 6.2085 | 0.50306 | 6 | 0.71157
64037 | 104.94 | 0.9 | 365 | 107.4724 | 0.43396 | 107 | 0.90633
69964 | 7.848 | 0.8 | 365 | 7.1443 | 0.38768 | 7 | 0.53202
69965 | 13.407 | 0.8 | 365 | 12.2049 | 0.57896 | 12 | 0.78387
64030 | 663.3 | 1 | 365 | 754.785 | 0.028893 | 754 | 0.81388
69966 | 5.49 | 0.8 | 365 | 4.9978 | 0.064777 | 5 | 0.06254
4916 | 4135.86 | 0.7 | 365 | 3294.406 | 0.46206 | 3294 | 0.86811
32651 | 596.7 | 0.9 | 365 | 611.0993 | 0.66654 | 611 | 0.76587
66332 | 4.24 | 0.8 | 365 | 3.8598 | 0.77316 | 4 | 0.633
66415 | 8.4 | 0.8 | 365 | 7.6468 | 0.39966 | 8 | 0.046509
66423 | 6.84 | 0.8 | 365 | 6.2267 | 0.53972 | 6 | 0.76644
66462 | 6.89 | 0.8 | 365 | 6.2722 | 0.63139 | 6 | 0.90362
66468 | 7.695 | 0.8 | 365 | 7.0051 | 0.10719 | 7 | 0.11225
66474 | 3.64 | 0.8 | 365 | 3.3136 | 0.67319 | 3 | 0.98682
66476 | 6.44 | 0.8 | 365 | 5.8626 | 0.80641 | 6 | 0.66899
66483 | 4.505 | 0.8 | 365 | 4.1011 | 0.25898 | 4 | 0.36006
66484 | 10.335 | 0.8 | 365 | 9.4084 | 0.94708 | 10 | 0.35544
66490 | 5.83 | 0.8 | 365 | 5.3073 | 0.6881 | 5 | 0.99537
66494 | 2.8 | 0.8 | 365 | 2.5489 | 0.13322 | 2 | 0.68217
66498 | 4.48 | 0.8 | 365 | 4.0783 | 0.21315 | 4 | 0.29147
66499 | 10.08 | 0.8 | 365 | 9.1762 | 0.47959 | 9 | 0.65581
42679 | 6.6 | 0.8 | 365 | 6.0082 | 0.099732 | 6 | 0.10797
66644 | 4.505 | 0.8 | 365 | 4.1011 | 0.25898 | 4 | 0.36006
66654 | 8.4 | 0.8 | 365 | 7.6468 | 0.39966 | 8 | 0.046509
66657 | 7 | 0.8 | 365 | 6.3724 | 0.83305 | 7 | 0.20542
66659 | 6.72 | 0.8 | 365 | 6.1175 | 0.31973 | 6 | 0.43721
66710 | 7.54 | 0.8 | 365 | 6.864 | 0.82303 | 7 | 0.68699
66744 | 11.2 | 0.8 | 365 | 10.1958 | 0.53288 | 10 | 0.72868
66801 | 2.65 | 0.8 | 365 | 2.4124 | 0.85823 | 3 | 0.27062
66803 | 10.08 | 0.8 | 365 | 9.1762 | 0.47959 | 9 | 0.65581
66826 | 4.76 | 0.8 | 365 | 4.3332 | 0.72647 | 5 | 0.059688
66345 | 5.3 | 1 | 365 | 6.031 | 0.14556 | 6 | 0.17656
66348 | 3.12 | 1 | 365 | 3.5503 | 0.14984 | 3 | 0.70016
66356 | 3.64 | 1 | 365 | 4.142 | 0.34148 | 4 | 0.48353
66365 | 2.34 | 1 | 365 | 2.6627 | 0.36238 | 3 | 0.025124
66373 | 2.295 | 1 | 365 | 2.6115 | 0.25926 | 2 | 0.87079
66481 | 6.76 | 0.8 | 365 | 6.1539 | 0.39306 | 6 | 0.54695
69021 | 7.194 | 0.8 | 365 | 6.549 | 0.18871 | 6 | 0.73769
68292 | 14.3 | 0.8 | 365 | 13.0179 | 0.21609 | 13 | 0.23394
69830 | 2.86 | 0.8 | 365 | 2.6036 | 0.24322 | 2 | 0.84679
69797 | 6.93 | 1 | 365 | 7.8858 | 0.8809 | 8 | 0.76671
69670 | 12.455 | 0.8 | 365 | 11.3383 | 0.83366 | 12 | 0.17194
64095 | 211.68 | 0.9 | 365 | 216.7882 | 0.58035 | 217 | 0.36852
69947 | 2.943 | 0.8 | 365 | 2.6791 | 0.39538 | 3 | 0.074509
69962 | 9.92 | 0.8 | 365 | 9.0306 | 0.18626 | 9 | 0.21683
69932 | 11.4 | 0.8 | 365 | 10.3779 | 0.89954 | 11 | 0.2774
69967 | 5.04 | 0.8 | 365 | 4.5881 | 0.2398 | 4 | 0.82791
69968 | 11.2 | 0.8 | 365 | 10.1958 | 0.53288 | 10 | 0.72868
69969 | 5 | 0.8 | 365 | 4.5517 | 0.16646 | 4 | 0.71816
69970 | 4.2 | 0.8 | 365 | 3.8234 | 0.69983 | 4 | 0.52325
70046 | 7.5 | 0.8 | 365 | 6.8275 | 0.7497 | 7 | 0.57724
70052 | 3.64 | 0.8 | 365 | 3.3136 | 0.67319 | 3 | 0.98682
69972 | 18 | 0.8 | 365 | 16.3861 | 0.99927 | 17 | 0.38538
69975 | 9.92 | 0.8 | 365 | 9.0306 | 0.18626 | 9 | 0.21683
70057 | 5.7 | 0.8 | 365 | 5.1889 | 0.44977 | 5 | 0.6387
69976 | 5.44 | 1 | 365 | 6.1903 | 0.46639 | 6 | 0.6567
70058 | 6.21 | 0.8 | 365 | 5.6532 | 0.38475 | 6 | 0.037955
69977 | 6 | 0.8 | 365 | 5.462 | 0.99976 | 6 | 0.46179
63955 | 40.25 | 0.7 | 365 | 32.061 | 0.56628 | 32 | 0.62729
69978 | 8.4 | 0.8 | 365 | 7.6468 | 0.39966 | 8 | 0.046509
70063 | 8.7 | 0.8 | 365 | 7.92 | 0.94965 | 8 | 0.8696
69979 | 11.2 | 0.8 | 365 | 10.1958 | 0.53288 | 10 | 0.72868
69980 | 11.52 | 0.8 | 365 | 10.4871 | 0.11953 | 10 | 0.60664
70064 | 10.83 | 0.8 | 365 | 9.859 | 0.85456 | 10 | 0.71353
69981 | 3.3 | 0.8 | 365 | 3.0041 | 0.049866 | 3 | 0.053986
69982 | 11.118 | 1 | 365 | 12.6514 | 0.47819 | 13 | 0.12963
70066 | 10.545 | 0.8 | 365 | 9.5995 | 0.33207 | 9 | 0.9316
69983 | 17.28 | 1 | 365 | 19.6633 | 0.59912 | 20 | 0.26245
69984 | 12.8 | 0.8 | 365 | 11.6523 | 0.46615 | 12 | 0.11849
69986 | 4.96 | 0.8 | 365 | 4.5153 | 0.093132 | 4 | 0.60841
69987 | 9.405 | 0.8 | 365 | 8.5617 | 0.24212 | 8 | 0.80386
69988 | 8.41 | 0.8 | 365 | 7.656 | 0.41799 | 8 | 0.073945
70056 | 3.975 | 0.8 | 365 | 3.6186 | 0.28734 | 3 | 0.90594
69989 | 10.725 | 0.8 | 365 | 9.7634 | 0.66207 | 10 | 0.42545
70067 | 24.82 | 0.8 | 365 | 22.5946 | 0.50233 | 23 | 0.096946
69990 | 5.22 | 0.8 | 365 | 4.752 | 0.56979 | 5 | 0.32176
70062 | 8.4 | 0.8 | 365 | 7.6468 | 0.39966 | 8 | 0.046509
70072 | 8.265 | 0.8 | 365 | 7.524 | 0.15216 | 7 | 0.67612
69992 | 8.82 | 0.8 | 365 | 8.0292 | 0.16964 | 8 | 0.19883
70074 | 4.42 | 0.8 | 365 | 4.0237 | 0.10315 | 4 | 0.12685
69993 | 16.2 | 0.8 | 365 | 14.7475 | 0.69934 | 15 | 0.44684
69994 | 10.08 | 0.8 | 365 | 9.1762 | 0.47959 | 9 | 0.65581
69995 | 4.76 | 0.8 | 365 | 4.3332 | 0.72647 | 5 | 0.059688
70075 | 9.405 | 0.8 | 365 | 8.5617 | 0.24212 | 8 | 0.80386
69996 | 4.48 | 0.8 | 365 | 4.0783 | 0.21315 | 4 | 0.29147
69997 | 12.96 | 0.8 | 365 | 11.798 | 0.75947 | 12 | 0.55747
70079 | 4.56 | 0.8 | 365 | 4.1511 | 0.35982 | 4 | 0.51096
69998 | 20.79 | 0.8 | 365 | 18.926 | 0.11416 | 19 | 0.040109
70076 | 5.6 | 0.8 | 365 | 5.0979 | 0.26644 | 5 | 0.36434
70000 | 5.76 | 0.8 | 365 | 5.2436 | 0.55977 | 5 | 0.80332
70080 | 3.42 | 0.8 | 365 | 3.1134 | 0.26986 | 3 | 0.38322
70001 | 7.92 | 0.8 | 365 | 7.2099 | 0.51968 | 7 | 0.72957
70002 | 10.08 | 0.8 | 365 | 9.1762 | 0.47959 | 9 | 0.65581
70003 | 4.56 | 0.8 | 365 | 4.1511 | 0.35982 | 4 | 0.51096
70069 | 7.2 | 0.8 | 365 | 6.5544 | 0.19971 | 6 | 0.75415
70004 | 5.175 | 0.8 | 365 | 4.711 | 0.48729 | 5 | 0.1983
70005 | 14.4 | 0.8 | 365 | 13.1089 | 0.39942 | 13 | 0.5083
70008 | 5.12 | 0.8 | 365 | 4.6609 | 0.38646 | 5 | 0.047396
70009 | 5.46 | 0.8 | 365 | 4.9705 | 0.0097787 | 4 | 0.98023
70010 | 8.502 | 0.8 | 365 | 7.7397 | 0.58666 | 8 | 0.32636
70013 | 4.905 | 0.8 | 365 | 4.4652 | 0.9923 | 5 | 0.45751
70014 | 10.464 | 0.8 | 365 | 9.5258 | 0.18358 | 9 | 0.70937
70016 | 5.98 | 1 | 365 | 6.8048 | 0.70386 | 7 | 0.50865
69943 | 13.395 | 0.8 | 365 | 12.194 | 0.55696 | 12 | 0.75095
70017 | 11.4 | 1 | 365 | 12.9723 | 0.12442 | 13 | 0.096756
70018 | 10.395 | 1 | 365 | 11.8287 | 0.82135 | 12 | 0.65007
70019 | 7.2 | 0.8 | 365 | 6.5544 | 0.19971 | 6 | 0.75415
70020 | 6.9 | 0.8 | 365 | 6.2813 | 0.64972 | 6 | 0.93106
70059 | 9.45 | 0.8 | 365 | 8.6027 | 0.32462 | 8 | 0.92732
70060 | 3.38 | 0.8 | 365 | 3.0769 | 0.19653 | 3 | 0.27348
70021 | 7.2 | 0.8 | 365 | 6.5544 | 0.19971 | 6 | 0.75415
70084 | 11.96 | 0.8 | 365 | 10.8877 | 0.92618 | 11 | 0.81384
69379 | 3.08 | 0.8 | 365 | 2.8038 | 0.64654 | 3 | 0.45039
69375 | 2.32 | 0.8 | 365 | 2.112 | 0.25324 | 2 | 0.36523
69429 | 3.19 | 0.8 | 365 | 2.904 | 0.8482 | 3 | 0.75219
69446 | 3.24 | 0.8 | 365 | 2.9495 | 0.93987 | 3 | 0.88937
69478 | 4.06 | 0.8 | 365 | 3.696 | 0.44317 | 4 | 0.13915
69519 | 3.24 | 0.8 | 365 | 2.9495 | 0.93987 | 3 | 0.88937
70006 | 9.57 | 0.8 | 365 | 8.7119 | 0.54461 | 9 | 0.25656
65251 | 100.64 | 0.7 | 365 | 80.1645 | 0.43976 | 80 | 0.60423
70024 | 8 | 0.8 | 365 | 7.2827 | 0.66634 | 7 | 0.94906
70025 | 6.82 | 0.8 | 365 | 6.2085 | 0.50306 | 6 | 0.71157
70027 | 14.57 | 0.8 | 365 | 13.2636 | 0.71108 | 13 | 0.97472
70029 | 13.23 | 0.8 | 365 | 12.0438 | 0.25446 | 12 | 0.29825
70007 | 10.24 | 0.8 | 365 | 9.3219 | 0.77292 | 10 | 0.094792
70030 | 4.16 | 0.8 | 365 | 3.787 | 0.6265 | 4 | 0.41351
70031 | 8.175 | 0.8 | 365 | 7.442 | 0.98717 | 8 | 0.42919
70032 | 8.28 | 0.8 | 365 | 7.5376 | 0.17966 | 7 | 0.71727
70033 | 6.48 | 0.8 | 365 | 5.899 | 0.87974 | 6 | 0.77874
70034 | 11.52 | 0.8 | 365 | 10.4871 | 0.11953 | 10 | 0.60664
70035 | 8 | 0.8 | 365 | 7.2827 | 0.66634 | 7 | 0.94906
70036 | 8.25 | 0.8 | 365 | 7.5103 | 0.12467 | 7 | 0.63496
70037 | 12.285 | 0.8 | 365 | 11.1835 | 0.522 | 11 | 0.70552
70038 | 4.14 | 0.8 | 365 | 3.7688 | 0.58983 | 4 | 0.35864
70040 | 8.68 | 0.8 | 365 | 7.9017 | 0.91298 | 8 | 0.81473
69675 | 2.24 | 0.8 | 365 | 2.0392 | 0.10658 | 2 | 0.14574
69827 | 4.93 | 0.8 | 365 | 4.488 | 0.038134 | 4 | 0.52611
69685 | 8.37 | 0.8 | 365 | 7.6195 | 0.34466 | 7 | 0.9642
69744 | 5.04 | 0.8 | 365 | 4.5881 | 0.2398 | 4 | 0.82791
69753 | 2.61 | 0.8 | 365 | 2.376 | 0.78489 | 3 | 0.16088
69773 | 2.7 | 0.8 | 365 | 2.4579 | 0.94989 | 3 | 0.40781
70042 | 4.27 | 0.8 | 365 | 3.8871 | 0.82816 | 4 | 0.71531
70044 | 3.135 | 0.8 | 365 | 2.8539 | 0.74737 | 3 | 0.60129
70045 | 8.96 | 0.8 | 365 | 8.1566 | 0.4263 | 8 | 0.58294
32924 | 646.38 | 1 | 365 | 735.5313 | 0.25475 | 735 | 0.78607
32926 | 649.085 | 1 | 365 | 738.6094 | 0.45357 | 739 | 0.062971
51466 | 1082.88 | 1 | 365 | 1232.2351 | 0.54513 | 1232 | 0.78028
70049 | 6.76 | 0.8 | 365 | 6.1539 | 0.39306 | 6 | 0.54695
70077 | 6.9 | 0.8 | 365 | 6.2813 | 0.64972 | 6 | 0.93106
70085 | 7.56 | 0.8 | 365 | 6.8822 | 0.85969 | 7 | 0.74186
70083 | 5.225 | 0.8 | 365 | 4.7565 | 0.57895 | 5 | 0.33548
70090 | 11.655 | 0.8 | 365 | 10.61 | 0.36703 | 10 | 0.97703
70086 | 9.6 | 0.8 | 365 | 8.7393 | 0.59961 | 9 | 0.33887
70061 | 4.48 | 0.8 | 365 | 4.0783 | 0.21315 | 4 | 0.29147
70048 | 10.2 | 0.8 | 365 | 9.2855 | 0.69959 | 9 | 0.98505
34541 | 382.8 | 0.8 | 365 | 348.4778 | 0.78448 | 349 | 0.26233
70094 | 3.465 | 0.8 | 365 | 3.1543 | 0.35236 | 3 | 0.50668
70091 | 4.2 | 0.8 | 365 | 3.8234 | 0.69983 | 4 | 0.52325
70101 | 3.36 | 0.8 | 365 | 3.0587 | 0.15986 | 3 | 0.2186
70099 | 9.1 | 1 | 365 | 10.3551 | 0.85371 | 11 | 0.20881
70103 | 3.12 | 0.8 | 365 | 2.8403 | 0.71987 | 3 | 0.56013
70098 | 5.7 | 0.8 | 365 | 5.1889 | 0.44977 | 5 | 0.6387
70065 | 9.1 | 0.8 | 365 | 8.2841 | 0.68296 | 8 | 0.96705
70106 | 4.56 | 0.8 | 365 | 4.1511 | 0.35982 | 4 | 0.51096
70108 | 5.7 | 0.8 | 365 | 5.1889 | 0.44977 | 5 | 0.6387
70110 | 10.83 | 0.8 | 365 | 9.859 | 0.85456 | 10 | 0.71353
70112 | 7.695 | 0.8 | 365 | 7.0051 | 0.10719 | 7 | 0.11225
70104 | 7.14 | 0.8 | 365 | 6.4998 | 0.089711 | 6 | 0.58953
70126 | 10.53 | 0.8 | 365 | 9.5859 | 0.30457 | 9 | 0.89044
70124 | 9 | 0.8 | 365 | 8.1931 | 0.49964 | 8 | 0.69269
70127 | 2.65 | 0.8 | 365 | 2.4124 | 0.85823 | 3 | 0.27062
70125 | 7.02 | 0.8 | 365 | 6.3906 | 0.86972 | 7 | 0.2603
70100 | 13.72 | 0.8 | 365 | 12.4899 | 0.15278 | 12 | 0.64263
70111 | 8.12 | 0.8 | 365 | 7.392 | 0.88634 | 8 | 0.27829
70121 | 3.38 | 0.8 | 365 | 3.0769 | 0.19653 | 3 | 0.27348
70128 | 6.625 | 0.8 | 365 | 6.031 | 0.14556 | 6 | 0.17656
70117 | 10.8 | 0.8 | 365 | 9.8317 | 0.79956 | 10 | 0.63123
70129 | 3.36 | 0.8 | 365 | 3.0587 | 0.15986 | 3 | 0.2186
70133 | 5.2 | 0.8 | 365 | 4.7338 | 0.53312 | 5 | 0.26689
70132 | 12.22 | 0.8 | 365 | 11.1243 | 0.40284 | 11 | 0.52718
70071 | 10.83 | 0.8 | 365 | 9.859 | 0.85456 | 10 | 0.71353
70138 | 7.28 | 0.8 | 365 | 6.6273 | 0.34637 | 6 | 0.97364
70139 | 4.275 | 0.8 | 365 | 3.8917 | 0.83733 | 4 | 0.72903
70140 | 2.85 | 0.8 | 365 | 2.5945 | 0.22488 | 2 | 0.81935
70141 | 5.13 | 0.8 | 365 | 4.67 | 0.40479 | 5 | 0.074832
70142 | 8.12 | 0.8 | 365 | 7.392 | 0.88634 | 8 | 0.27829
70147 | 10.8 | 0.8 | 365 | 9.8317 | 0.79956 | 10 | 0.63123
70149 | 4.16 | 0.8 | 365 | 3.787 | 0.6265 | 4 | 0.41351
70150 | 9.69 | 0.8 | 365 | 8.8212 | 0.76461 | 9 | 0.58579
70151 | 3.975 | 0.8 | 365 | 3.6186 | 0.28734 | 3 | 0.90594
70152 | 9.45 | 0.8 | 365 | 8.6027 | 0.32462 | 8 | 0.92732
70153 | 10.8 | 0.8 | 365 | 9.8317 | 0.79956 | 10 | 0.63123
70155 | 9.35 | 1 | 365 | 10.6396 | 0.42661 | 11 | 0.066199
70157 | 7.2 | 0.8 | 365 | 6.5544 | 0.19971 | 6 | 0.75415
70156 | 11.025 | 0.8 | 365 | 10.0365 | 0.21205 | 10 | 0.24854
70158 | 5.559 | 0.8 | 365 | 5.0606 | 0.19127 | 5 | 0.25185
70159 | 5.8 | 0.8 | 365 | 5.28 | 0.6331 | 5 | 0.91307
70161 | 4.48 | 0.8 | 365 | 4.0783 | 0.21315 | 4 | 0.29147
69279 | 7.155 | 1 | 365 | 8.1418 | 0.39651 | 8 | 0.53836
70162 | 4.355 | 0.8 | 365 | 3.9645 | 0.98399 | 4 | 0.94852
70163 | 9.38 | 0.8 | 365 | 8.539 | 0.19629 | 8 | 0.73527
70165 | 9.483 | 0.8 | 365 | 8.6327 | 0.38512 | 9 | 0.017862
70167 | 10.98 | 0.8 | 365 | 9.9955 | 0.12955 | 10 | 0.12508
70166 | 5.7 | 0.8 | 365 | 5.1889 | 0.44977 | 5 | 0.6387
70168 | 12.81 | 0.8 | 365 | 11.6614 | 0.48448 | 12 | 0.14593
70169 | 7.98 | 0.8 | 365 | 7.2645 | 0.62968 | 7 | 0.89418
70170 | 11.88 | 0.8 | 365 | 10.8148 | 0.77952 | 11 | 0.59435
70171 | 5.36 | 0.8 | 365 | 4.8794 | 0.82645 | 5 | 0.70587
70172 | 5.232 | 0.8 | 365 | 4.7629 | 0.59179 | 5 | 0.35468
70173 | 10.23 | 0.8 | 365 | 9.3128 | 0.75459 | 10 | 0.067355
70174 | 7.245 | 0.8 | 365 | 6.5954 | 0.28221 | 6 | 0.87761
70175 | 4.62 | 0.8 | 365 | 4.2058 | 0.46981 | 4 | 0.67558
70177 | 8.25 | 0.8 | 365 | 7.5103 | 0.12467 | 7 | 0.63496
70183 | 8.4 | 0.8 | 365 | 7.6468 | 0.39966 | 8 | 0.046509
70184 | 3.48 | 0.8 | 365 | 3.168 | 0.37986 | 3 | 0.54784
70186 | 8 | 0.8 | 365 | 7.2827 | 0.66634 | 7 | 0.94906
70185 | 5.1 | 0.8 | 365 | 4.6427 | 0.34979 | 4 | 0.99252
70190 | 8.7 | 0.8 | 365 | 7.92 | 0.94965 | 8 | 0.8696
70191 | 7.15 | 0.8 | 365 | 6.5089 | 0.10804 | 6 | 0.61697
70192 | 5.04 | 0.8 | 365 | 4.5881 | 0.2398 | 4 | 0.82791
70194 | 10.35 | 0.8 | 365 | 9.422 | 0.97458 | 10 | 0.39659
59845 | 298.224 | 0.9 | 365 | 305.4206 | 0.073401 | 305 | 0.49402
59848 | 439.488 | 0.9 | 365 | 450.0935 | 0.42396 | 450 | 0.51751
70196 | 9.52 | 0.8 | 365 | 8.6664 | 0.45295 | 9 | 0.11938
70198 | 4.5 | 0.8 | 365 | 4.0965 | 0.24982 | 4 | 0.34634
70199 | 13.78 | 0.8 | 365 | 12.5445 | 0.26277 | 12 | 0.80725
70202 | 10.08 | 0.8 | 365 | 9.1762 | 0.47959 | 9 | 0.65581
70203 | 7.56 | 0.8 | 365 | 6.8822 | 0.85969 | 7 | 0.74186
70204 | 8.7 | 0.8 | 365 | 7.92 | 0.94965 | 8 | 0.8696
70205 | 4.725 | 0.8 | 365 | 4.3014 | 0.66231 | 4 | 0.96366
70206 | 9.135 | 0.8 | 365 | 8.3159 | 0.74713 | 9 | 0.063078
70211 | 6.93 | 0.8 | 365 | 6.3087 | 0.70472 | 7 | 0.01337
70213 | 6.16 | 0.8 | 365 | 5.6077 | 0.29308 | 5 | 0.90077
70217 | 6.24 | 0.8 | 365 | 5.6805 | 0.43975 | 6 | 0.12026
70214 | 5.46 | 0.8 | 365 | 4.9705 | 0.0097787 | 4 | 0.98023
70218 | 3.6 | 0.8 | 365 | 3.2772 | 0.59985 | 3 | 0.87708
70220 | 14.04 | 0.8 | 365 | 12.7812 | 0.73943 | 13 | 0.52059
70201 | 11.772 | 0.8 | 365 | 10.7165 | 0.58152 | 11 | 0.29804
70207 | 10.5 | 0.8 | 365 | 9.5586 | 0.24957 | 9 | 0.80814
70221 | 10.005 | 0.8 | 365 | 9.1079 | 0.34209 | 9 | 0.45004
69933 | 25.65 | 0.6 | 365 | 17.5127 | 0.26797 | 17 | 0.78062
70224 | 11.655 | 0.8 | 365 | 10.61 | 0.36703 | 10 | 0.97703
70225 | 6.867 | 0.8 | 365 | 6.2513 | 0.58922 | 6 | 0.84052
70228 | 8.4 | 0.8 | 365 | 7.6468 | 0.39966 | 8 | 0.046509
70208 | 5.72 | 0.8 | 365 | 5.2071 | 0.48643 | 5 | 0.69358
70222 | 5.32 | 0.8 | 365 | 4.843 | 0.75312 | 5 | 0.59612
70109 | 7.8 | 0.8 | 365 | 7.1006 | 0.29968 | 7 | 0.40033
70092 | 13.5 | 0.8 | 365 | 12.2896 | 0.74945 | 13 | 0.039032
70233 | 4.94 | 0.8 | 365 | 4.4971 | 0.056466 | 4 | 0.55354
70234 | 3.9 | 0.8 | 365 | 3.5503 | 0.14984 | 3 | 0.70016
70236 | 4.76 | 0.8 | 365 | 4.3332 | 0.72647 | 5 | 0.059688
70239 | 14.04 | 0.8 | 365 | 12.7812 | 0.73943 | 13 | 0.52059
70240 | 7.5 | 0.8 | 365 | 6.8275 | 0.7497 | 7 | 0.57724
70226 | 5.4 | 0.8 | 365 | 4.9158 | 0.89978 | 5 | 0.81561
70244 | 3.64 | 0.8 | 365 | 3.3136 | 0.67319 | 3 | 0.98682
70235 | 5.72 | 0.8 | 365 | 5.2071 | 0.48643 | 5 | 0.69358
70230 | 9.54 | 0.8 | 365 | 8.6846 | 0.48961 | 9 | 0.17425
70245 | 3.9 | 0.8 | 365 | 3.5503 | 0.14984 | 3 | 0.70016
70247 | 9 | 0.8 | 365 | 8.1931 | 0.49964 | 8 | 0.69269
70248 | 3.6 | 0.8 | 365 | 3.2772 | 0.59985 | 3 | 0.87708
70249 | 5.46 | 0.8 | 365 | 4.9705 | 0.0097787 | 4 | 0.98023
70200 | 3.78 | 0.8 | 365 | 3.4411 | 0.92985 | 4 | 0.37093
70252 | 11.44 | 0.8 | 365 | 10.4143 | 0.97287 | 11 | 0.38715
70251 | 7.56 | 0.8 | 365 | 6.8822 | 0.85969 | 7 | 0.74186
70253 | 12.96 | 0.8 | 365 | 11.798 | 0.75947 | 12 | 0.55747
70254 | 9.8 | 0.8 | 365 | 8.9213 | 0.96627 | 9 | 0.88759
70255 | 6.3 | 0.8 | 365 | 5.7351 | 0.54974 | 6 | 0.28488
70257 | 11.73 | 0.8 | 365 | 10.6783 | 0.50452 | 11 | 0.1828
70258 | 11.04 | 0.8 | 365 | 10.0501 | 0.23955 | 10 | 0.2897
70259 | 5.72 | 0.8 | 365 | 5.2071 | 0.48643 | 5 | 0.69358
70260 | 12.54 | 0.8 | 365 | 11.4157 | 0.98949 | 12 | 0.40515
70261 | 6.48 | 0.8 | 365 | 5.899 | 0.87974 | 6 | 0.77874
70262 | 8.8 | 0.8 | 365 | 8.011 | 0.13298 | 8 | 0.14396
70263 | 7.848 | 0.8 | 365 | 7.1443 | 0.38768 | 7 | 0.53202
70264 | 12.15 | 0.8 | 365 | 11.0606 | 0.27451 | 11 | 0.33513
70266 | 5.2 | 0.8 | 365 | 4.7338 | 0.53312 | 5 | 0.26689
70267 | 9.72 | 0.8 | 365 | 8.8485 | 0.81961 | 9 | 0.6681
70268 | 10.335 | 0.8 | 365 | 9.4084 | 0.94708 | 10 | 0.35544
70269 | 6.05 | 0.8 | 365 | 5.5076 | 0.091421 | 5 | 0.59897
70270 | 7.54 | 0.8 | 365 | 6.864 | 0.82303 | 7 | 0.68699
64985 | 120.75 | 0.9 | 365 | 123.6639 | 0.041369 | 123 | 0.70526
70275 | 3.77 | 0.8 | 365 | 3.432 | 0.91151 | 4 | 0.34349
70277 | 2.85 | 0.8 | 365 | 2.5945 | 0.22488 | 2 | 0.81935
70276 | 2.16 | 0.8 | 365 | 1.9663 | 0.95991 | 2 | 0.92625
70279 | 5.7 | 0.8 | 365 | 5.1889 | 0.44977 | 5 | 0.6387
70135 | 3.92 | 0.8 | 365 | 3.5685 | 0.18651 | 3 | 0.75504
67009 | 8.835 | 0.8 | 365 | 8.0428 | 0.19714 | 8 | 0.23999
67010 | 4.845 | 0.8 | 365 | 4.4106 | 0.8823 | 5 | 0.2929
67015 | 3.12 | 0.8 | 365 | 2.8403 | 0.71987 | 3 | 0.56013
67849 | 7.8 | 0.8 | 365 | 7.1006 | 0.29968 | 7 | 0.40033
67855 | 10.4 | 0.8 | 365 | 9.4675 | 0.066245 | 9 | 0.53377
70555 | 10.08 | 0.8 | 365 | 9.1762 | 0.47959 | 9 | 0.65581
66359 | 6.375 | 1 | 365 | 7.2543 | 0.60905 | 7 | 0.86332
66381 | 5.98 | 1 | 365 | 6.8048 | 0.70386 | 7 | 0.50865
66478 | 6.24 | 0.8 | 365 | 5.6805 | 0.43975 | 6 | 0.12026
12491 | 348.92 | 0.9 | 365 | 357.34 | 0.63159 | 357 | 0.97159
67661 | 1.59 | 0.8 | 365 | 1.4474 | 0.91494 | 2 | 0.36237
67668 | 14.04 | 0.8 | 365 | 12.7812 | 0.73943 | 13 | 0.52059
67670 | 5.2 | 0.8 | 365 | 4.7338 | 0.53312 | 5 | 0.26689
67774 | 12.74 | 0.8 | 365 | 11.5977 | 0.35615 | 11 | 0.95387
67996 | 7.155 | 0.8 | 365 | 6.5135 | 0.11721 | 6 | 0.63069
68003 | 2.6 | 0.8 | 365 | 2.3669 | 0.76656 | 3 | 0.13344
66590 | 3.3 | 1 | 365 | 3.7551 | 0.56233 | 4 | 0.31748
67374 | 6.24 | 1 | 365 | 7.1006 | 0.29968 | 7 | 0.40033
66398 | 7.8 | 0.8 | 365 | 7.1006 | 0.29968 | 7 | 0.40033
50060 | 5.232 | 0.8 | 365 | 4.7629 | 0.59179 | 5 | 0.35468
69838 | 4.64 | 0.8 | 365 | 4.224 | 0.50648 | 4 | 0.73045
70209 | 7.125 | 0.8 | 365 | 6.4862 | 0.062211 | 6 | 0.54838
70280 | 12.825 | 0.8 | 365 | 11.6751 | 0.51198 | 12 | 0.18708
70281 | 6.84 | 0.8 | 365 | 6.2267 | 0.53972 | 6 | 0.76644
70274 | 9.8 | 0.8 | 365 | 8.9213 | 0.96627 | 9 | 0.88759
70284 | 6.84 | 0.8 | 365 | 6.2267 | 0.53972 | 6 | 0.76644
70285 | 4.56 | 0.8 | 365 | 4.1511 | 0.35982 | 4 | 0.51096
70286 | 8.55 | 0.8 | 365 | 7.7834 | 0.67465 | 8 | 0.45805
70287 | 5.13 | 0.8 | 365 | 4.67 | 0.40479 | 5 | 0.074832
70288 | 9.975 | 0.8 | 365 | 9.0806 | 0.2871 | 9 | 0.36773
70290 | 3.99 | 0.8 | 365 | 3.6323 | 0.31484 | 3 | 0.94709
70292 | 9.45 | 0.8 | 365 | 8.6027 | 0.32462 | 8 | 0.92732
70293 | 7.695 | 0.8 | 365 | 7.0051 | 0.10719 | 7 | 0.11225
70296 | 6.16 | 0.8 | 365 | 5.6077 | 0.29308 | 5 | 0.90077
70278 | 9.975 | 0.8 | 365 | 9.0806 | 0.2871 | 9 | 0.36773
70297 | 4.59 | 0.8 | 365 | 4.1785 | 0.41481 | 4 | 0.59327
70298 | 5.2 | 1 | 365 | 5.9172 | 0.9164 | 6 | 0.83361
70299 | 5.4 | 0.8 | 365 | 4.9158 | 0.89978 | 5 | 0.81561
70300 | 4.86 | 0.8 | 365 | 4.4242 | 0.9098 | 5 | 0.33405
70301 | 7.685 | 0.8 | 365 | 6.996 | 0.088855 | 7 | 0.084812
70302 | 2.16 | 0.8 | 365 | 1.9663 | 0.95991 | 2 | 0.92625
70303 | 4.35 | 0.8 | 365 | 3.96 | 0.97482 | 4 | 0.9348
70304 | 8.68 | 0.8 | 365 | 7.9017 | 0.91298 | 8 | 0.81473
70305 | 11.07 | 0.8 | 365 | 10.0775 | 0.29455 | 10 | 0.37201
70306 | 9.805 | 0.8 | 365 | 8.9259 | 0.97544 | 9 | 0.90131
70309 | 7.56 | 0.8 | 365 | 6.8822 | 0.85969 | 7 | 0.74186
70310 | 6.44 | 0.8 | 365 | 5.8626 | 0.80641 | 6 | 0.66899
70313 | 11.2 | 0.8 | 365 | 10.1958 | 0.53288 | 10 | 0.72868
70317 | 3.92 | 0.8 | 365 | 3.5685 | 0.18651 | 3 | 0.75504
70324 | 9.8 | 0.8 | 365 | 8.9213 | 0.96627 | 9 | 0.88759
64267 | 180.831 | 0.8 | 365 | 164.6175 | 0.51617 | 165 | 0.13372
68955 | 6.5 | 1 | 365 | 7.3965 | 0.8955 | 8 | 0.29201
44315 | 11.055 | 0.8 | 365 | 10.0638 | 0.26705 | 10 | 0.33085
70271 | 7.84 | 0.8 | 365 | 7.1371 | 0.37302 | 7 | 0.51007
70325 | 9.9 | 0.8 | 365 | 9.0124 | 0.1496 | 9 | 0.16196
70326 | 5.985 | 0.8 | 365 | 5.4484 | 0.97226 | 6 | 0.42064
70327 | 9.045 | 0.8 | 365 | 8.234 | 0.58213 | 8 | 0.81615
69006 | 3.597 | 0.8 | 365 | 3.2745 | 0.59435 | 3 | 0.86884
69007 | 7.035 | 0.8 | 365 | 6.4042 | 0.89721 | 7 | 0.30145
68584 | 3.924 | 0.8 | 365 | 3.5722 | 0.19384 | 3 | 0.76601
70328 | 5.232 | 0.8 | 365 | 4.7629 | 0.59179 | 5 | 0.35468
68588 | 5.232 | 0.8 | 365 | 4.7629 | 0.59179 | 5 | 0.35468
70331 | 7.84 | 0.8 | 365 | 7.1371 | 0.37302 | 7 | 0.51007
70332 | 8.28 | 0.8 | 365 | 7.5376 | 0.17966 | 7 | 0.71727
70219 | 4.59 | 0.8 | 365 | 4.1785 | 0.41481 | 4 | 0.59327
70334 | 2.4 | 0.8 | 365 | 2.1848 | 0.3999 | 2 | 0.58472
70339 | 8.4 | 0.8 | 365 | 7.6468 | 0.39966 | 8 | 0.046509
70337 | 6.16 | 0.8 | 365 | 5.6077 | 0.29308 | 5 | 0.90077
70341 | 8.64 | 0.8 | 365 | 7.8653 | 0.83965 | 8 | 0.70498
70342 | 13.8 | 0.8 | 365 | 12.5627 | 0.29944 | 12 | 0.86212
66103 | 175.43 | 0.7 | 365 | 139.7382 | 0.41274 | 140 | 0.15094
70315 | 4.2 | 0.8 | 365 | 3.8234 | 0.69983 | 4 | 0.52325
70039 | 5.13 | 0.8 | 365 | 4.67 | 0.40479 | 5 | 0.074832
70229 | 8.16 | 0.8 | 365 | 7.4284 | 0.95967 | 8 | 0.38804
70344 | 11.4 | 0.8 | 365 | 10.3779 | 0.89954 | 11 | 0.2774
70346 | 10.08 | 0.8 | 365 | 9.1762 | 0.47959 | 9 | 0.65581
70311 | 10.64 | 0.8 | 365 | 9.686 | 0.50624 | 10 | 0.19224
70314 | 5.88 | 0.8 | 365 | 5.3528 | 0.77976 | 6 | 0.13256
70345 | 10.8 | 0.8 | 365 | 9.8317 | 0.79956 | 10 | 0.63123
68621 | 6.84 | 0.8 | 365 | 6.2267 | 0.53972 | 6 | 0.76644
69877 | 5.4 | 0.8 | 365 | 4.9158 | 0.89978 | 5 | 0.81561
69880 | 7 | 0.8 | 365 | 6.3724 | 0.83305 | 7 | 0.20542
70347 | 8.96 | 0.8 | 365 | 8.1566 | 0.4263 | 8 | 0.58294
70348 | 7.56 | 0.8 | 365 | 6.8822 | 0.85969 | 7 | 0.74186
69913 | 7.95 | 0.8 | 365 | 7.2372 | 0.57468 | 7 | 0.81187
68177 | 4.42 | 0.8 | 365 | 4.0237 | 0.10315 | 4 | 0.12685
70351 | 13.34 | 1 | 365 | 15.1799 | 0.57016 | 15 | 0.75006
70353 | 6.9 | 0.8 | 365 | 6.2813 | 0.64972 | 6 | 0.93106
70354 | 3.99 | 0.8 | 365 | 3.6323 | 0.31484 | 3 | 0.94709
70355 | 3.15 | 0.8 | 365 | 2.8676 | 0.77487 | 3 | 0.64244
70356 | 6.38 | 0.8 | 365 | 5.808 | 0.69641 | 6 | 0.50437
70358 | 3.92 | 0.8 | 365 | 3.5685 | 0.18651 | 3 | 0.75504
69337 | 7 | 0.8 | 365 | 6.3724 | 0.83305 | 7 | 0.20542
35085 | 5764.68 | 1 | 365 | 6559.7677 | 0.43292 | 6560 | 0.20065
70043 | 8.7 | 1 | 365 | 9.8999 | 0.93706 | 10 | 0.837
70366 | 7.41 | 0.8 | 365 | 6.7456 | 0.5847 | 7 | 0.33031
47892 | 2702.385 | 0.9 | 365 | 2767.5979 | 0.54583 | 2768 | 0.14371
70107 | 9.69 | 0.8 | 365 | 8.8212 | 0.76461 | 9 | 0.58579
70372 | 6.555 | 0.8 | 365 | 5.9673 | 0.017234 | 5 | 0.98451
70375 | 11.115 | 0.8 | 365 | 10.1184 | 0.37705 | 10 | 0.49547
70376 | 2.28 | 0.8 | 365 | 2.0756 | 0.17991 | 2 | 0.25548
70373 | 7.695 | 0.8 | 365 | 7.0051 | 0.10719 | 7 | 0.11225
70378 | 6.84 | 0.8 | 365 | 6.2267 | 0.53972 | 6 | 0.76644
70379 | 4.845 | 0.8 | 365 | 4.4106 | 0.8823 | 5 | 0.2929
70380 | 9.975 | 0.8 | 365 | 9.0806 | 0.2871 | 9 | 0.36773
70368 | 2.4 | 0.8 | 365 | 2.1848 | 0.3999 | 2 | 0.58472
70382 | 9.405 | 0.8 | 365 | 8.5617 | 0.24212 | 8 | 0.80386
70383 | 2.565 | 0.8 | 365 | 2.335 | 0.7024 | 3 | 0.037416
70381 | 5.13 | 0.8 | 365 | 4.67 | 0.40479 | 5 | 0.074832
70384 | 13.395 | 0.8 | 365 | 12.194 | 0.55696 | 12 | 0.75095
70385 | 5.7 | 0.8 | 365 | 5.1889 | 0.44977 | 5 | 0.6387
70386 | 12.255 | 0.8 | 365 | 11.1562 | 0.467 | 11 | 0.62321
70388 | 7.56 | 0.8 | 365 | 6.8822 | 0.85969 | 7 | 0.74186
70387 | 5.8 | 0.8 | 365 | 5.28 | 0.6331 | 5 | 0.91307
70391 | 7.125 | 0.8 | 365 | 6.4862 | 0.062211 | 6 | 0.54838
70392 | 7.98 | 0.8 | 365 | 7.2645 | 0.62968 | 7 | 0.89418
70394 | 8.265 | 0.8 | 365 | 7.524 | 0.15216 | 7 | 0.67612
70389 | 5.13 | 0.8 | 365 | 4.67 | 0.40479 | 5 | 0.074832
70395 | 3.135 | 0.8 | 365 | 2.8539 | 0.74737 | 3 | 0.60129
70390 | 9.275 | 0.8 | 365 | 8.4434 | 0.0037907 | 8 | 0.44719
70393 | 10.08 | 0.8 | 365 | 9.1762 | 0.47959 | 9 | 0.65581
70398 | 5.13 | 0.8 | 365 | 4.67 | 0.40479 | 5 | 0.074832
70399 | 3.08 | 0.8 | 365 | 2.8038 | 0.64654 | 3 | 0.45039
70401 | 5.565 | 0.8 | 365 | 5.066 | 0.20227 | 5 | 0.26831
70250 | 7.28 | 0.8 | 365 | 6.6273 | 0.34637 | 6 | 0.97364
70405 | 11.1 | 0.8 | 365 | 10.1048 | 0.34955 | 10 | 0.45432
70409 | 5.72 | 0.8 | 365 | 5.2071 | 0.48643 | 5 | 0.69358
70412 | 9.275 | 0.8 | 365 | 8.4434 | 0.0037907 | 8 | 0.44719
70413 | 7.8 | 0.8 | 365 | 7.1006 | 0.29968 | 7 | 0.40033
70414 | 6 | 0.8 | 365 | 5.462 | 0.99976 | 6 | 0.46179
70415 | 11.7 | 0.8 | 365 | 10.651 | 0.44953 | 11 | 0.10049
70416 | 8.4 | 0.8 | 365 | 7.6468 | 0.39966 | 8 | 0.046509
70418 | 4.5 | 0.8 | 365 | 4.0965 | 0.24982 | 4 | 0.34634
70419 | 9.01 | 0.8 | 365 | 8.2022 | 0.51797 | 8 | 0.72012
70246 | 4.8 | 0.8 | 365 | 4.3696 | 0.79981 | 5 | 0.16943
70421 | 10.5 | 0.8 | 365 | 9.5586 | 0.24957 | 9 | 0.80814
70420 | 12.6 | 0.8 | 365 | 11.4703 | 0.099489 | 11 | 0.56976
70422 | 6.16 | 0.8 | 365 | 5.6077 | 0.29308 | 5 | 0.90077
70428 | 23.32 | 1 | 365 | 26.5364 | 0.44049 | 26 | 0.97687
70429 | 9.6 | 0.8 | 365 | 8.7393 | 0.59961 | 9 | 0.33887
70417 | 13.8 | 0.8 | 365 | 12.5627 | 0.29944 | 12 | 0.86212
70371 | 5.46 | 0.8 | 365 | 4.9705 | 0.0097787 | 4 | 0.98023
70273 | 8.82 | 0.8 | 365 | 8.0292 | 0.16964 | 8 | 0.19883
64777 | 4.77 | 1 | 365 | 5.4279 | 0.93101 | 6 | 0.35891
70438 | 8.4 | 0.8 | 365 | 7.6468 | 0.39966 | 8 | 0.046509
66443 | 5.2 | 1 | 365 | 5.9172 | 0.9164 | 6 | 0.83361
70439 | 7.2 | 0.8 | 365 | 6.5544 | 0.19971 | 6 | 0.75415
66388 | 4.94 | 1 | 365 | 5.6213 | 0.32058 | 5 | 0.94193
50936 | 24.48 | 1 | 365 | 27.8564 | 0.09876 | 27 | 0.95514
70441 | 10.15 | 1 | 365 | 11.5499 | 0.2599 | 11 | 0.80983
70442 | 9.81 | 1 | 365 | 11.163 | 0.48075 | 11 | 0.64379
70443 | 10.4 | 1 | 365 | 11.8344 | 0.83281 | 12 | 0.66722
70446 | 8.502 | 0.8 | 365 | 7.7397 | 0.58666 | 8 | 0.32636
70445 | 7.68 | 0.8 | 365 | 6.9914 | 0.079689 | 7 | 0.071094
67881 | 3.9 | 0.8 | 365 | 3.5503 | 0.14984 | 3 | 0.70016
70450 | 12.825 | 0.8 | 365 | 11.6751 | 0.51198 | 12 | 0.18708
13236 | 2788.8 | 1 | 365 | 3173.4425 | 0.8587 | 3174 | 0.30115
13232 | 2668 | 1 | 365 | 3035.9812 | 0.031488 | 3036 | 0.01272
13234 | 2665.495 | 1 | 365 | 3033.1307 | 0.29099 | 3033 | 0.42172
70451 | 11.52 | 0.8 | 365 | 10.4871 | 0.11953 | 10 | 0.60664
68376 | 2.52 | 0.8 | 365 | 2.2941 | 0.6199 | 2 | 0.91395
68600 | 7 | 0.8 | 365 | 6.3724 | 0.83305 | 7 | 0.20542
68692 | 5.04 | 0.8 | 365 | 4.5881 | 0.2398 | 4 | 0.82791
68695 | 11.76 | 0.8 | 365 | 10.7056 | 0.55952 | 11 | 0.26511
68821 | 5.88 | 0.8 | 365 | 5.3528 | 0.77976 | 6 | 0.13256
68873 | 9.01 | 0.8 | 365 | 8.2022 | 0.51797 | 8 | 0.72012
68909 | 5.6 | 0.8 | 365 | 5.0979 | 0.26644 | 5 | 0.36434
68987 | 6.72 | 0.8 | 365 | 6.1175 | 0.31973 | 6 | 0.43721
69125 | 7.02 | 0.8 | 365 | 6.3906 | 0.86972 | 7 | 0.2603
69192 | 4.94 | 0.8 | 365 | 4.4971 | 0.056466 | 4 | 0.55354
69888 | 7.2 | 0.8 | 365 | 6.5544 | 0.19971 | 6 | 0.75415
70455 | 7.36 | 0.8 | 365 | 6.7001 | 0.49304 | 7 | 0.19313
70458 | 3 | 0.8 | 365 | 2.731 | 0.49988 | 3 | 0.2309
70459 | 9.81 | 1 | 365 | 11.163 | 0.48075 | 11 | 0.64379
70461 | 4.68 | 0.8 | 365 | 4.2604 | 0.57981 | 4 | 0.8402
70460 | 4.32 | 0.8 | 365 | 3.9327 | 0.91982 | 4 | 0.85249
70462 | 9.156 | 0.8 | 365 | 8.3351 | 0.78563 | 9 | 0.12069
70464 | 11.16 | 0.8 | 365 | 10.1594 | 0.45955 | 10 | 0.61893
70467 | 5.46 | 0.8 | 365 | 4.9705 | 0.0097787 | 4 | 0.98023
70466 | 10.695 | 0.8 | 365 | 9.7361 | 0.60707 | 10 | 0.34314
70468 | 11.16 | 0.8 | 365 | 10.1594 | 0.45955 | 10 | 0.61893
70465 | 5.4 | 0.8 | 365 | 4.9158 | 0.89978 | 5 | 0.81561
70470 | 11.16 | 0.8 | 365 | 10.1594 | 0.45955 | 10 | 0.61893
70473 | 10.464 | 0.8 | 365 | 9.5258 | 0.18358 | 9 | 0.70937
70471 | 6.89 | 1 | 365 | 7.8403 | 0.78923 | 8 | 0.62953
70474 | 6.93 | 0.8 | 365 | 6.3087 | 0.70472 | 7 | 0.01337
70475 | 7.42 | 1 | 365 | 8.4434 | 0.0037907 | 8 | 0.44719
70476 | 4.68 | 0.8 | 365 | 4.2604 | 0.57981 | 4 | 0.8402
70477 | 6.3 | 0.8 | 365 | 5.7351 | 0.54974 | 6 | 0.28488
70478 | 11.16 | 0.8 | 365 | 10.1594 | 0.45955 | 10 | 0.61893
70479 | 7.848 | 0.8 | 365 | 7.1443 | 0.38768 | 7 | 0.53202
70480 | 16.75 | 0.8 | 365 | 15.2482 | 0.70765 | 15 | 0.95584
70482 | 11.16 | 0.8 | 365 | 10.1594 | 0.45955 | 10 | 0.61893
70485 | 5.6 | 0.8 | 365 | 5.0979 | 0.26644 | 5 | 0.36434
70486 | 4.77 | 0.8 | 365 | 4.3423 | 0.74481 | 5 | 0.087125
70488 | 7.2 | 0.8 | 365 | 6.5544 | 0.19971 | 6 | 0.75415
70491 | 5.46 | 0.8 | 365 | 4.9705 | 0.0097787 | 4 | 0.98023
70492 | 2.34 | 0.8 | 365 | 2.1302 | 0.28991 | 2 | 0.4201
70493 | 10.545 | 0.8 | 365 | 9.5995 | 0.33207 | 9 | 0.9316
69173 | 5.355 | 0.8 | 365 | 4.8749 | 0.81728 | 5 | 0.69215
70496 | 11.4 | 0.8 | 365 | 10.3779 | 0.89954 | 11 | 0.2774
69664 | 3 | 0.8 | 365 | 2.731 | 0.49988 | 3 | 0.2309
70498 | 6.44 | 0.8 | 365 | 5.8626 | 0.80641 | 6 | 0.66899
70499 | 9.483 | 0.8 | 365 | 8.6327 | 0.38512 | 9 | 0.017862
70503 | 9.8 | 0.8 | 365 | 8.9213 | 0.96627 | 9 | 0.88759
70504 | 6.96 | 0.8 | 365 | 6.336 | 0.75972 | 7 | 0.095679
70507 | 10.8 | 0.8 | 365 | 9.8317 | 0.79956 | 10 | 0.63123
70508 | 5.4 | 0.8 | 365 | 4.9158 | 0.89978 | 5 | 0.81561
70509 | 5.04 | 0.8 | 365 | 4.5881 | 0.2398 | 4 | 0.82791
70511 | 8.1 | 0.8 | 365 | 7.3737 | 0.84967 | 8 | 0.22342
70510 | 9.975 | 1 | 365 | 11.3508 | 0.85887 | 12 | 0.20966
70512 | 4.86 | 0.8 | 365 | 4.4242 | 0.9098 | 5 | 0.33405
70515 | 4.64 | 0.8 | 365 | 4.224 | 0.50648 | 4 | 0.73045
70514 | 2.9 | 0.8 | 365 | 2.64 | 0.31655 | 2 | 0.95653
70516 | 2.61 | 0.8 | 365 | 2.376 | 0.78489 | 3 | 0.16088
70518 | 3.19 | 0.8 | 365 | 2.904 | 0.8482 | 3 | 0.75219
70519 | 4.48 | 0.8 | 365 | 4.0783 | 0.21315 | 4 | 0.29147
70520 | 5.8 | 0.8 | 365 | 5.28 | 0.6331 | 5 | 0.91307
70521 | 7 | 0.8 | 365 | 6.3724 | 0.83305 | 7 | 0.20542
70522 | 6.38 | 0.8 | 365 | 5.808 | 0.69641 | 6 | 0.50437
70523 | 3.77 | 0.8 | 365 | 3.432 | 0.91151 | 4 | 0.34349
70524 | 4.32 | 0.8 | 365 | 3.9327 | 0.91982 | 4 | 0.85249
70525 | 10.92 | 0.8 | 365 | 9.9409 | 0.019557 | 9 | 0.96046
69103 | 11.39 | 0.8 | 365 | 10.3688 | 0.8812 | 11 | 0.24997
70527 | 7.5 | 0.8 | 365 | 6.8275 | 0.7497 | 7 | 0.57724
70528 | 23.625 | 0.8 | 365 | 21.5068 | 0.31154 | 21 | 0.81831
70529 | 4.56 | 0.8 | 365 | 4.1511 | 0.35982 | 4 | 0.51096
70530 | 11.04 | 0.8 | 365 | 10.0501 | 0.23955 | 10 | 0.2897
70531 | 18.72 | 0.8 | 365 | 17.0415 | 0.31924 | 17 | 0.36079
70533 | 3.135 | 0.8 | 365 | 2.8539 | 0.74737 | 3 | 0.60129
70536 | 4.86 | 0.8 | 365 | 4.4242 | 0.9098 | 5 | 0.33405
70537 | 7.28 | 0.8 | 365 | 6.6273 | 0.34637 | 6 | 0.97364
70538 | 3.78 | 0.8 | 365 | 3.4411 | 0.92985 | 4 | 0.37093
70540 | 5.8 | 0.8 | 365 | 5.28 | 0.6331 | 5 | 0.91307
70543 | 8.1 | 0.8 | 365 | 7.3737 | 0.84967 | 8 | 0.22342
70548 | 7 | 0.8 | 365 | 6.3724 | 0.83305 | 7 | 0.20542
70546 | 10.36 | 0.8 | 365 | 9.4311 | 0.99291 | 10 | 0.42403
70547 | 7.35 | 1 | 365 | 8.3637 | 0.84338 | 9 | 0.20712
70549 | 6.09 | 0.8 | 365 | 5.544 | 0.16475 | 5 | 0.70872
70551 | 2.24 | 0.8 | 365 | 2.0392 | 0.10658 | 2 | 0.14574
70552 | 4.76 | 0.8 | 365 | 4.3332 | 0.72647 | 5 | 0.059688
70554 | 3.64 | 0.8 | 365 | 3.3136 | 0.67319 | 3 | 0.98682
70557 | 8.68 | 0.8 | 365 | 7.9017 | 0.91298 | 8 | 0.81473
70560 | 10.08 | 0.8 | 365 | 9.1762 | 0.47959 | 9 | 0.65581
70558 | 19.76 | 0.8 | 365 | 17.9883 | 0.22587 | 18 | 0.21417
70561 | 8.68 | 0.8 | 365 | 7.9017 | 0.91298 | 8 | 0.81473
70562 | 7.56 | 0.8 | 365 | 6.8822 | 0.85969 | 7 | 0.74186
70563 | 6.38 | 0.8 | 365 | 5.808 | 0.69641 | 6 | 0.50437
70565 | 4.76 | 0.8 | 365 | 4.3332 | 0.72647 | 5 | 0.059688
70564 | 13.02 | 0.8 | 365 | 11.8526 | 0.86947 | 12 | 0.72209
70567 | 8.7 | 0.8 | 365 | 7.92 | 0.94965 | 8 | 0.8696
70568 | 13.34 | 0.8 | 365 | 12.1439 | 0.45613 | 12 | 0.60005
70569 | 9.24 | 0.8 | 365 | 8.4115 | 0.93963 | 9 | 0.35116
69844 | 11.7 | 1 | 365 | 13.3137 | 0.81191 | 14 | 0.12562
13227 | 622.275 | 1 | 365 | 708.1017 | 0.015346 | 708 | 0.117
13238 | 1414.32 | 1 | 365 | 1609.3887 | 0.078341 | 1609 | 0.46701
13224 | 698.64 | 1 | 365 | 794.9992 | 0.014602 | 795 | 0.013826
13237 | 2762.4 | 1 | 365 | 3143.4013 | 0.36004 | 3143 | 0.7613
64201 | 102.06 | 0.9 | 365 | 104.5229 | 0.4941 | 105 | 0.016967
70424 | 13.545 | 0.8 | 365 | 12.3305 | 0.83195 | 13 | 0.1625
70436 | 6.3 | 0.8 | 365 | 5.7351 | 0.54974 | 6 | 0.28488
70430 | 12 | 0.8 | 365 | 10.9241 | 0.99951 | 11 | 0.92358
68444 | 5.67 | 0.8 | 365 | 5.1616 | 0.39477 | 5 | 0.55639
68903 | 8.32 | 0.8 | 365 | 7.574 | 0.253 | 7 | 0.82702
70506 | 6.16 | 0.8 | 365 | 5.6077 | 0.29308 | 5 | 0.90077
70448 | 5.85 | 0.8 | 365 | 5.3255 | 0.72476 | 6 | 0.050247
70572 | 9.165 | 1 | 365 | 10.4291 | 0.0026606 | 10 | 0.43173
70580 | 5.035 | 0.8 | 365 | 4.5836 | 0.23063 | 4 | 0.81419
70585 | 3.6 | 0.8 | 365 | 3.2772 | 0.59985 | 3 | 0.87708
70593 | 7.28 | 0.8 | 365 | 6.6273 | 0.34637 | 6 | 0.97364
70599 | 5.04 | 0.8 | 365 | 4.5881 | 0.2398 | 4 | 0.82791
70495 | 12.6 | 1 | 365 | 14.3378 | 0.87436 | 15 | 0.2122
70505 | 9.38 | 0.8 | 365 | 8.539 | 0.19629 | 8 | 0.73527
70632 | 9.72 | 0.8 | 365 | 8.8485 | 0.81961 | 9 | 0.6681
70634 | 7.8 | 1 | 365 | 8.8758 | 0.8746 | 9 | 0.75041
68582 | 10.545 | 1 | 365 | 11.9994 | 0.16509 | 12 | 0.1645
70636 | 4.48 | 1 | 365 | 5.0979 | 0.26644 | 5 | 0.36434
70532 | 12 | 0.8 | 365 | 10.9241 | 0.99951 | 11 | 0.92358
70637 | 9.156 | 0.8 | 365 | 8.3351 | 0.78563 | 9 | 0.12069
69621 | 7.68 | 0.8 | 365 | 6.9914 | 0.079689 | 7 | 0.071094
70653 | 6.44 | 1 | 365 | 7.3282 | 0.75801 | 8 | 0.086238
70661 | 14 | 0.8 | 365 | 12.7447 | 0.6661 | 13 | 0.41085
70662 | 10.24 | 1 | 365 | 11.6523 | 0.46615 | 12 | 0.11849
70663 | 10.92 | 0.8 | 365 | 9.9409 | 0.019557 | 9 | 0.96046
70665 | 11.97 | 0.8 | 365 | 10.8968 | 0.94451 | 11 | 0.84128
70666 | 4.505 | 0.8 | 365 | 4.1011 | 0.25898 | 4 | 0.36006
70667 | 10.2 | 0.8 | 365 | 9.2855 | 0.69959 | 9 | 0.98505
70668 | 11.825 | 0.8 | 365 | 10.7648 | 0.67869 | 11 | 0.44345
70669 | 7.155 | 0.8 | 365 | 6.5135 | 0.11721 | 6 | 0.63069
70670 | 11.4 | 1 | 365 | 12.9723 | 0.12442 | 13 | 0.096756
70671 | 5.5 | 0.8 | 365 | 5.0069 | 0.08311 | 5 | 0.089976
70672 | 10.6 | 0.8 | 365 | 9.6496 | 0.4329 | 10 | 0.082499
70673 | 9.805 | 1 | 365 | 11.1573 | 0.46929 | 11 | 0.62664
70674 | 5.3 | 0.8 | 365 | 4.8248 | 0.71645 | 5 | 0.54125
70675 | 5.85 | 0.8 | 365 | 5.3255 | 0.72476 | 6 | 0.050247
70676 | 4.8 | 0.8 | 365 | 4.3696 | 0.79981 | 5 | 0.16943
70677 | 6.6 | 0.8 | 365 | 6.0082 | 0.099732 | 6 | 0.10797
70678 | 12 | 0.8 | 365 | 10.9241 | 0.99951 | 11 | 0.92358
70679 | 8.4 | 0.8 | 365 | 7.6468 | 0.39966 | 8 | 0.046509
70680 | 14.575 | 0.8 | 365 | 13.2682 | 0.72024 | 13 | 0.98844
68907 | 13.08 | 0.8 | 365 | 11.9072 | 0.97947 | 12 | 0.88671
69040 | 9.81 | 0.8 | 365 | 8.9304 | 0.9846 | 9 | 0.91503
70047 | 4.2 | 0.8 | 365 | 3.8234 | 0.69983 | 4 | 0.52325
69963 | 8.64 | 0.8 | 365 | 7.8653 | 0.83965 | 8 | 0.70498
69955 | 8.64 | 0.8 | 365 | 7.8653 | 0.83965 | 8 | 0.70498
69945 | 5.232 | 0.8 | 365 | 4.7629 | 0.59179 | 5 | 0.35468
70628 | 9.86 | 0.8 | 365 | 8.9759 | 0.076267 | 9 | 0.052212
70687 | 13.34 | 1 | 365 | 15.1799 | 0.57016 | 15 | 0.75006
70012 | 10.965 | 1 | 365 | 12.4773 | 0.12757 | 12 | 0.60491
70692 | 8.48 | 0.8 | 365 | 7.7197 | 0.54632 | 8 | 0.266
70566 | 6.72 | 0.8 | 365 | 6.1175 | 0.31973 | 6 | 0.43721
70694 | 12 | 0.8 | 365 | 10.9241 | 0.99951 | 11 | 0.92358
70696 | 9.6 | 0.8 | 365 | 8.7393 | 0.59961 | 9 | 0.33887
70698 | 10.725 | 1 | 365 | 12.2042 | 0.57758 | 12 | 0.78182
70699 | 10.075 | 1 | 365 | 11.4646 | 0.088031 | 11 | 0.55262
35280 | 40.96 | 0.9 | 365 | 41.9484 | 0.47813 | 42 | 0.42656
70705 | 8.99 | 0.8 | 365 | 8.1839 | 0.4813 | 8 | 0.66525
70711 | 10.2 | 0.8 | 365 | 9.2855 | 0.69959 | 9 | 0.98505
70713 | 3.64 | 0.8 | 365 | 3.3136 | 0.67319 | 3 | 0.98682
67689 | 3.38 | 0.8 | 365 | 3.0769 | 0.19653 | 3 | 0.27348
67665 | 2.34 | 0.8 | 365 | 2.1302 | 0.28991 | 2 | 0.4201
67715 | 4.94 | 0.8 | 365 | 4.4971 | 0.056466 | 4 | 0.55354
67725 | 6.615 | 0.8 | 365 | 6.0219 | 0.12723 | 6 | 0.14913
68500 | 5.565 | 0.8 | 365 | 5.066 | 0.20227 | 5 | 0.26831
68508 | 6.5 | 0.8 | 365 | 5.9172 | 0.9164 | 6 | 0.83361
70659 | 5.83 | 1 | 365 | 6.6341 | 0.36012 | 6 | 0.99422
70714 | 21.045 | 1 | 365 | 23.9476 | 0.22706 | 24 | 0.17467
70715 | 5.72 | 0.8 | 365 | 5.2071 | 0.48643 | 5 | 0.69358
68005 | 7.155 | 0.8 | 365 | 6.5135 | 0.11721 | 6 | 0.63069
70513 | 4.575 | 1 | 365 | 5.206 | 0.48414 | 5 | 0.69015
68543 | 11.76 | 0.8 | 365 | 10.7056 | 0.55952 | 11 | 0.26511
68017 | 11.655 | 0.8 | 365 | 10.61 | 0.36703 | 10 | 0.97703
70716 | 4.8 | 0.8 | 365 | 4.3696 | 0.79981 | 5 | 0.16943
70440 | 5.3 | 0.8 | 365 | 4.8248 | 0.71645 | 5 | 0.54125
70710 | 7.28 | 0.8 | 365 | 6.6273 | 0.34637 | 6 | 0.97364
70681 | 9.69 | 1 | 365 | 11.0265 | 0.20576 | 11 | 0.23224
70722 | 8.04 | 0.8 | 365 | 7.3191 | 0.73967 | 8 | 0.058801
70723 | 7.521 | 0.8 | 365 | 6.8467 | 0.7882 | 7 | 0.63486
70724 | 12.765 | 0.8 | 365 | 11.6205 | 0.40198 | 12 | 0.022462
63344 | 32.4 | 0.9 | 365 | 33.1819 | 0.82352 | 34 | 0.0053864
70706 | 207.9 | 0.9 | 365 | 212.917 | 0.78427 | 213 | 0.70123
53766 | 135.68 | 0.9 | 365 | 138.9542 | 0.83381 | 139 | 0.78799
53760 | 46.08 | 0.9 | 365 | 47.192 | 0.037899 | 47 | 0.22988
64417 | 22 | 0.8 | 365 | 20.0275 | 0.33244 | 20 | 0.3599
63243 | 3.42 | 1 | 365 | 3.8917 | 0.83733 | 4 | 0.72903
63512 | 7.56 | 1 | 365 | 8.6027 | 0.32462 | 8 | 0.92732
63914 | 2.4 | 1 | 365 | 2.731 | 0.49988 | 3 | 0.2309
49159 | 7.8 | 1 | 365 | 8.8758 | 0.8746 | 9 | 0.75041
64509 | 2.4 | 1 | 365 | 2.731 | 0.49988 | 3 | 0.2309
64536 | 2.7 | 1 | 365 | 3.0724 | 0.18736 | 3 | 0.25976
53762 | 79.04 | 0.9 | 365 | 80.9474 | 0.016396 | 80 | 0.96376
69991 | 8.64 | 0.8 | 365 | 7.8653 | 0.83965 | 8 | 0.70498
70457 | 9.9 | 1 | 365 | 11.2654 | 0.687 | 11 | 0.95245
34545 | 448.175 | 0.9 | 365 | 458.9902 | 0.3405 | 459 | 0.33068
70023 | 7.02 | 0.8 | 365 | 6.3906 | 0.86972 | 7 | 0.2603
70011 | 15.68 | 1 | 365 | 17.8426 | 0.93254 | 18 | 0.77519
70502 | 4.2 | 0.8 | 365 | 3.8234 | 0.69983 | 4 | 0.52325
70570 | 11.48 | 0.8 | 365 | 10.4507 | 0.046201 | 10 | 0.4969
70573 | 8.4 | 0.8 | 365 | 7.6468 | 0.39966 | 8 | 0.046509
70576 | 9.12 | 0.8 | 365 | 8.3023 | 0.71963 | 9 | 0.021924
70578 | 5.88 | 0.8 | 365 | 5.3528 | 0.77976 | 6 | 0.13256
70577 | 4.48 | 0.8 | 365 | 4.0783 | 0.21315 | 4 | 0.29147
70582 | 10.26 | 0.8 | 365 | 9.3401 | 0.80958 | 10 | 0.14966
70583 | 9.52 | 0.8 | 365 | 8.6664 | 0.45295 | 9 | 0.11938
70586 | 6.38 | 0.8 | 365 | 5.808 | 0.69641 | 6 | 0.50437
70589 | 8.4 | 0.8 | 365 | 7.6468 | 0.39966 | 8 | 0.046509
70579 | 12.06 | 0.8 | 365 | 10.9787 | 0.10951 | 11 | 0.088202
70591 | 8.96 | 0.8 | 365 | 8.1566 | 0.4263 | 8 | 0.58294
70598 | 4.64 | 0.8 | 365 | 4.224 | 0.50648 | 4 | 0.73045
70596 | 3.99 | 0.8 | 365 | 3.6323 | 0.31484 | 3 | 0.94709
70597 | 6.16 | 0.8 | 365 | 5.6077 | 0.29308 | 5 | 0.90077
70600 | 4.2 | 0.8 | 365 | 3.8234 | 0.69983 | 4 | 0.52325
70601 | 16.695 | 0.8 | 365 | 15.1981 | 0.60682 | 15 | 0.80494
70603 | 8.96 | 0.8 | 365 | 8.1566 | 0.4263 | 8 | 0.58294
70604 | 7.56 | 0.8 | 365 | 6.8822 | 0.85969 | 7 | 0.74186
70605 | 7.84 | 0.8 | 365 | 7.1371 | 0.37302 | 7 | 0.51007
70606 | 9.86 | 0.8 | 365 | 8.9759 | 0.076267 | 9 | 0.052212
70602 | 5.4 | 0.8 | 365 | 4.9158 | 0.89978 | 5 | 0.81561
70608 | 6.67 | 0.8 | 365 | 6.072 | 0.22806 | 6 | 0.30003
70607 | 10.08 | 0.8 | 365 | 9.1762 | 0.47959 | 9 | 0.65581
70609 | 13.44 | 0.8 | 365 | 12.235 | 0.63946 | 12 | 0.87441
70612 | 7.8 | 0.8 | 365 | 7.1006 | 0.29968 | 7 | 0.40033
70613 | 3.48 | 0.8 | 365 | 3.168 | 0.37986 | 3 | 0.54784
70614 | 4.64 | 0.8 | 365 | 4.224 | 0.50648 | 4 | 0.73045
70611 | 12.18 | 0.8 | 365 | 11.0879 | 0.32951 | 11 | 0.41744
70616 | 3.92 | 0.8 | 365 | 3.5685 | 0.18651 | 3 | 0.75504
70617 | 5.88 | 0.8 | 365 | 5.3528 | 0.77976 | 6 | 0.13256
70615 | 5.51 | 0.8 | 365 | 5.016 | 0.10144 | 5 | 0.11741
70618 | 4.64 | 0.8 | 365 | 4.224 | 0.50648 | 4 | 0.73045
70610 | 9.135 | 1 | 365 | 10.3949 | 0.93391 | 11 | 0.32885
70619 | 14 | 0.8 | 365 | 12.7447 | 0.6661 | 13 | 0.41085
70621 | 11.61 | 0.8 | 365 | 10.569 | 0.28453 | 10 | 0.85357
70622 | 9.24 | 0.8 | 365 | 8.4115 | 0.93963 | 9 | 0.35116
70624 | 10.73 | 0.8 | 365 | 9.7679 | 0.67123 | 10 | 0.43917
70626 | 9.57 | 0.8 | 365 | 8.7119 | 0.54461 | 9 | 0.25656
70481 | 6.867 | 0.8 | 365 | 6.2513 | 0.58922 | 6 | 0.84052
70148 | 4.56 | 0.8 | 365 | 4.1511 | 0.35982 | 4 | 0.51096
70630 | 6.095 | 0.8 | 365 | 5.5485 | 0.17392 | 5 | 0.72244
70483 | 7.035 | 0.8 | 365 | 6.4042 | 0.89721 | 7 | 0.30145
70629 | 4.725 | 0.8 | 365 | 4.3014 | 0.66231 | 4 | 0.96366
70631 | 2.32 | 0.8 | 365 | 2.112 | 0.25324 | 2 | 0.36523
42993 | 16.9 | 1 | 365 | 19.2309 | 0.72831 | 19 | 0.95923
68528 | 10.395 | 0.8 | 365 | 9.463 | 0.057079 | 9 | 0.52005
70633 | 2.61 | 0.8 | 365 | 2.376 | 0.78489 | 3 | 0.16088
70635 | 2.16 | 0.8 | 365 | 1.9663 | 0.95991 | 2 | 0.92625
70638 | 3.51 | 0.8 | 365 | 3.1953 | 0.43486 | 3 | 0.63015
70639 | 3.24 | 0.8 | 365 | 2.9495 | 0.93987 | 3 | 0.88937
70640 | 9.24 | 0.8 | 365 | 8.4115 | 0.93963 | 9 | 0.35116
70641 | 4.06 | 0.8 | 365 | 3.696 | 0.44317 | 4 | 0.13915
70642 | 2.61 | 0.8 | 365 | 2.376 | 0.78489 | 3 | 0.16088
70644 | 11.76 | 0.8 | 365 | 10.7056 | 0.55952 | 11 | 0.26511
70645 | 6.44 | 0.8 | 365 | 5.8626 | 0.80641 | 6 | 0.66899
70646 | 2.24 | 0.8 | 365 | 2.0392 | 0.10658 | 2 | 0.14574
70647 | 4.06 | 0.8 | 365 | 3.696 | 0.44317 | 4 | 0.13915
70648 | 5.6 | 0.8 | 365 | 5.0979 | 0.26644 | 5 | 0.36434
70649 | 8.91 | 0.8 | 365 | 8.1111 | 0.33464 | 8 | 0.44576
70650 | 3.92 | 0.8 | 365 | 3.5685 | 0.18651 | 3 | 0.75504
70651 | 4.48 | 0.8 | 365 | 4.0783 | 0.21315 | 4 | 0.29147
70652 | 7.848 | 0.8 | 365 | 7.1443 | 0.38768 | 7 | 0.53202
70654 | 8.84 | 0.8 | 365 | 8.0474 | 0.20631 | 8 | 0.25371
70655 | 13.395 | 0.8 | 365 | 12.194 | 0.55696 | 12 | 0.75095
70682 | 7.245 | 0.8 | 365 | 6.5954 | 0.28221 | 6 | 0.87761
70683 | 9.12 | 0.8 | 365 | 8.3023 | 0.71963 | 9 | 0.021924
70130 | 11.395 | 0.8 | 365 | 10.3733 | 0.89037 | 11 | 0.26369
70685 | 5.44 | 0.8 | 365 | 4.9522 | 0.97311 | 5 | 0.92536
70686 | 7.2 | 0.8 | 365 | 6.5544 | 0.19971 | 6 | 0.75415
69769 | 9.54 | 0.8 | 365 | 8.6846 | 0.48961 | 9 | 0.17425
69386 | 3.24 | 0.8 | 365 | 2.9495 | 0.93987 | 3 | 0.88937
70497 | 8.64 | 0.8 | 365 | 7.8653 | 0.83965 | 8 | 0.70498
70571 | 6.44 | 0.8 | 365 | 5.8626 | 0.80641 | 6 | 0.66899
70688 | 7.935 | 0.8 | 365 | 7.2235 | 0.54718 | 7 | 0.77072
70689 | 12.285 | 0.8 | 365 | 11.1835 | 0.522 | 11 | 0.70552
70500 | 7.84 | 0.8 | 365 | 7.1371 | 0.37302 | 7 | 0.51007
70581 | 5.6 | 0.8 | 365 | 5.0979 | 0.26644 | 5 | 0.36434
70691 | 16.9 | 0.8 | 365 | 15.3847 | 0.98265 | 16 | 0.36738
70693 | 9.1 | 0.8 | 365 | 8.2841 | 0.68296 | 8 | 0.96705
70702 | 2.56 | 0.8 | 365 | 2.3305 | 0.69323 | 3 | 0.023698
70704 | 9.92 | 0.8 | 365 | 9.0306 | 0.18626 | 9 | 0.21683
70707 | 6.625 | 0.8 | 365 | 6.031 | 0.14556 | 6 | 0.17656
70708 | 2.745 | 0.8 | 365 | 2.4989 | 0.032389 | 2 | 0.53127
70160 | 8.41 | 0.8 | 365 | 7.656 | 0.41799 | 8 | 0.073945
70164 | 4.8 | 0.8 | 365 | 4.3696 | 0.79981 | 5 | 0.16943
70717 | 6.3 | 0.8 | 365 | 5.7351 | 0.54974 | 6 | 0.28488
70720 | 4.94 | 0.8 | 365 | 4.4971 | 0.056466 | 4 | 0.55354
70725 | 6.48 | 0.8 | 365 | 5.899 | 0.87974 | 6 | 0.77874
70726 | 3.924 | 0.8 | 365 | 3.5722 | 0.19384 | 3 | 0.76601
70727 | 7.2 | 0.8 | 365 | 6.5544 | 0.19971 | 6 | 0.75415
70733 | 9.36 | 0.8 | 365 | 8.5208 | 0.15962 | 8 | 0.6804
70734 | 7.56 | 0.8 | 365 | 6.8822 | 0.85969 | 7 | 0.74186
70735 | 2.385 | 0.8 | 365 | 2.1712 | 0.3724 | 2 | 0.54356
70738 | 11.89 | 0.8 | 365 | 10.8239 | 0.79785 | 11 | 0.62178
70739 | 9 | 0.8 | 365 | 8.1931 | 0.49964 | 8 | 0.69269
63832 | 181.125 | 0.9 | 365 | 185.4958 | 0.56205 | 186 | 0.057889
63367 | 99.36 | 0.9 | 365 | 101.7577 | 0.92547 | 102 | 0.68318
63738 | 150.765 | 0.9 | 365 | 154.4032 | 0.94594 | 155 | 0.34914
34901 | 1249.92 | 1 | 365 | 1422.314 | 0.33667 | 1422 | 0.65064
70740 | 6.1 | 0.8 | 365 | 5.5531 | 0.18309 | 5 | 0.73616
70737 | 5.7 | 0.8 | 365 | 5.1889 | 0.44977 | 5 | 0.6387
54640 | 193.05 | 1 | 365 | 219.6762 | 0.39647 | 220 | 0.072697
62258 | 187.2 | 1 | 365 | 213.0194 | 0.99052 | 214 | 0.009888
70590 | 9.62 | 0.8 | 365 | 8.7575 | 0.63628 | 9 | 0.39374
70741 | 4.2 | 0.8 | 365 | 3.8234 | 0.69983 | 4 | 0.52325
70742 | 7.56 | 0.8 | 365 | 6.8822 | 0.85969 | 7 | 0.74186
70743 | 5.6 | 0.8 | 365 | 5.0979 | 0.26644 | 5 | 0.36434
70744 | 3.71 | 0.8 | 365 | 3.3774 | 0.80152 | 4 | 0.17887
70745 | 5.6 | 0.8 | 365 | 5.0979 | 0.26644 | 5 | 0.36434
70747 | 7.125 | 0.8 | 365 | 6.4862 | 0.062211 | 6 | 0.54838
70748 | 10.64 | 0.8 | 365 | 9.686 | 0.50624 | 10 | 0.19224
70749 | 5.22 | 0.8 | 365 | 4.752 | 0.56979 | 5 | 0.32176
63046 | 186.3 | 0.9 | 365 | 190.7957 | 0.23525 | 191 | 0.030972
70753 | 10.5 | 0.8 | 365 | 9.5586 | 0.24957 | 9 | 0.80814
70755 | 10.5 | 0.8 | 365 | 9.5586 | 0.24957 | 9 | 0.80814
70746 | 7.695 | 0.8 | 365 | 7.0051 | 0.10719 | 7 | 0.11225
70754 | 8.525 | 0.8 | 365 | 7.7606 | 0.62882 | 8 | 0.38946
70757 | 4.8 | 0.8 | 365 | 4.3696 | 0.79981 | 5 | 0.16943
70758 | 9.57 | 0.8 | 365 | 8.7119 | 0.54461 | 9 | 0.25656
70759 | 9.72 | 0.8 | 365 | 8.8485 | 0.81961 | 9 | 0.6681
70762 | 3.9 | 0.8 | 365 | 3.5503 | 0.14984 | 3 | 0.70016
70761 | 11.52 | 0.8 | 365 | 10.4871 | 0.11953 | 10 | 0.60664
70763 | 6.93 | 0.8 | 365 | 6.3087 | 0.70472 | 7 | 0.01337
70764 | 4.48 | 0.8 | 365 | 4.0783 | 0.21315 | 4 | 0.29147
70765 | 12.42 | 0.8 | 365 | 11.3064 | 0.7695 | 12 | 0.075909
70767 | 5.12 | 0.8 | 365 | 4.6609 | 0.38646 | 5 | 0.047396
70773 | 9.24 | 0.8 | 365 | 8.4115 | 0.93963 | 9 | 0.35116
70776 | 8.58 | 0.8 | 365 | 7.8107 | 0.72965 | 8 | 0.54036
70777 | 4.41 | 0.8 | 365 | 4.0146 | 0.084821 | 4 | 0.099417
70778 | 7.25 | 0.8 | 365 | 6.6 | 0.29137 | 6 | 0.89133
70779 | 6.38 | 0.8 | 365 | 5.808 | 0.69641 | 6 | 0.50437
70768 | 7.68 | 0.8 | 365 | 6.9914 | 0.079689 | 7 | 0.071094
70775 | 8.505 | 0.8 | 365 | 7.7424 | 0.59216 | 8 | 0.33459
70780 | 8.99 | 0.8 | 365 | 8.1839 | 0.4813 | 8 | 0.66525
70781 | 3.19 | 0.8 | 365 | 2.904 | 0.8482 | 3 | 0.75219
70782 | 6 | 0.8 | 365 | 5.462 | 0.99976 | 6 | 0.46179
70785 | 3.64 | 0.8 | 365 | 3.3136 | 0.67319 | 3 | 0.98682
70787 | 2.7 | 0.8 | 365 | 2.4579 | 0.94989 | 3 | 0.40781
70786 | 3.445 | 1 | 365 | 3.9201 | 0.89462 | 4 | 0.81477
70783 | 9.9 | 0.8 | 365 | 9.0124 | 0.1496 | 9 | 0.16196
70788 | 6.48 | 0.8 | 365 | 5.899 | 0.87974 | 6 | 0.77874
70789 | 6.44 | 0.8 | 365 | 5.8626 | 0.80641 | 6 | 0.66899
70790 | 4.48 | 0.8 | 365 | 4.0783 | 0.21315 | 4 | 0.29147
70791 | 2.52 | 0.8 | 365 | 2.2941 | 0.6199 | 2 | 0.91395
70792 | 2.52 | 0.8 | 365 | 2.2941 | 0.6199 | 2 | 0.91395
48810 | 3.12 | 1 | 365 | 3.5503 | 0.14984 | 3 | 0.70016
70793 | 3.36 | 0.8 | 365 | 3.0587 | 0.15986 | 3 | 0.2186
70794 | 6.4 | 0.8 | 365 | 5.8262 | 0.73307 | 6 | 0.55924
70795 | 5.6 | 0.8 | 365 | 5.0979 | 0.26644 | 5 | 0.36434
70797 | 6.09 | 0.8 | 365 | 5.544 | 0.16475 | 5 | 0.70872
70798 | 12.47 | 0.8 | 365 | 11.3519 | 0.86116 | 12 | 0.21309
70799 | 8.1 | 0.8 | 365 | 7.3737 | 0.84967 | 8 | 0.22342
70796 | 8.7 | 0.8 | 365 | 7.92 | 0.94965 | 8 | 0.8696
70800 | 3.92 | 0.8 | 365 | 3.5685 | 0.18651 | 3 | 0.75504
70801 | 3.64 | 0.8 | 365 | 3.3136 | 0.67319 | 3 | 0.98682
68541 | 13.545 | 0.8 | 365 | 12.3305 | 0.83195 | 13 | 0.1625
70575 | 11.2 | 0.8 | 365 | 10.1958 | 0.53288 | 10 | 0.72868
70771 | 9.24 | 0.8 | 365 | 8.4115 | 0.93963 | 9 | 0.35116
70803 | 8.48 | 0.8 | 365 | 7.7197 | 0.54632 | 8 | 0.266
70804 | 8.68 | 0.8 | 365 | 7.9017 | 0.91298 | 8 | 0.81473
70805 | 5.04 | 0.8 | 365 | 4.5881 | 0.2398 | 4 | 0.82791
70811 | 5.13 | 0.8 | 365 | 4.67 | 0.40479 | 5 | 0.074832
70809 | 10.5 | 0.8 | 365 | 9.5586 | 0.24957 | 9 | 0.80814
70810 | 11.16 | 0.8 | 365 | 10.1594 | 0.45955 | 10 | 0.61893
70814 | 7.194 | 0.8 | 365 | 6.549 | 0.18871 | 6 | 0.73769
70815 | 14.49 | 0.8 | 365 | 13.1908 | 0.56441 | 13 | 0.75523
70818 | 5.76 | 0.8 | 365 | 5.2436 | 0.55977 | 5 | 0.80332
70820 | 9.81 | 0.8 | 365 | 8.9304 | 0.9846 | 9 | 0.91503
70821 | 8.97 | 0.8 | 365 | 8.1657 | 0.44464 | 8 | 0.61038
70330 | 8.12 | 0.8 | 365 | 7.392 | 0.88634 | 8 | 0.27829
70822 | 5.8 | 0.8 | 365 | 5.28 | 0.6331 | 5 | 0.91307
70823 | 12.915 | 0.8 | 365 | 11.757 | 0.67698 | 12 | 0.43401
70824 | 16.47 | 0.8 | 365 | 14.9933 | 0.19433 | 15 | 0.18762
70826 | 11.76 | 0.8 | 365 | 10.7056 | 0.55952 | 11 | 0.26511
70827 | 4.32 | 0.8 | 365 | 3.9327 | 0.91982 | 4 | 0.85249
70828 | 3.92 | 0.8 | 365 | 3.5685 | 0.18651 | 3 | 0.75504
70825 | 6.405 | 0.8 | 365 | 5.8307 | 0.74224 | 6 | 0.57296
70830 | 8.68 | 0.8 | 365 | 7.9017 | 0.91298 | 8 | 0.81473
70831 | 13.42 | 0.8 | 365 | 12.2168 | 0.60279 | 12 | 0.81954
70489 | 6.7 | 0.8 | 365 | 6.0993 | 0.28306 | 6 | 0.38233
70494 | 8.505 | 0.8 | 365 | 7.7424 | 0.59216 | 8 | 0.33459
70283 | 9.36 | 0.8 | 365 | 8.5208 | 0.15962 | 8 | 0.6804
70832 | 2.52 | 0.8 | 365 | 2.2941 | 0.6199 | 2 | 0.91395
70834 | 5.04 | 0.8 | 365 | 4.5881 | 0.2398 | 4 | 0.82791
70835 | 8.41 | 0.8 | 365 | 7.656 | 0.41799 | 8 | 0.073945
70836 | 5.88 | 0.8 | 365 | 5.3528 | 0.77976 | 6 | 0.13256
70837 | 4.76 | 0.8 | 365 | 4.3332 | 0.72647 | 5 | 0.059688
70838 | 4.68 | 0.8 | 365 | 4.2604 | 0.57981 | 4 | 0.8402
70842 | 3 | 0.8 | 365 | 2.731 | 0.49988 | 3 | 0.2309
34252 | 805.14 | 0.8 | 365 | 732.9505 | 0.057365 | 733 | 0.0078685
70844 | 4.24 | 0.8 | 365 | 3.8598 | 0.77316 | 4 | 0.633
70684 | 9.765 | 1 | 365 | 11.1118 | 0.37763 | 11 | 0.48946
51713 | 652.05 | 0.9 | 365 | 667.785 | 0.82339 | 668 | 0.6084
3816 | 1265.22 | 0.7 | 365 | 1007.8069 | 0.57888 | 1008 | 0.38582
70431 | 7.425 | 0.8 | 365 | 6.7593 | 0.6122 | 7 | 0.37147
70472 | 9.01 | 0.8 | 365 | 8.2022 | 0.51797 | 8 | 0.72012
67640 | 8.175 | 0.8 | 365 | 7.442 | 0.98717 | 8 | 0.42919
13225 | 1414.32 | 1 | 365 | 1609.3887 | 0.078341 | 1609 | 0.46701
69115 | 8.19 | 1 | 365 | 9.3196 | 0.76834 | 10 | 0.087933
35305 | 35.64 | 0.9 | 365 | 36.5001 | 0.50587 | 37 | 0.005925
53584 | 599.04 | 1 | 365 | 681.662 | 0.76965 | 682 | 0.43164
70712 | 7.83 | 1 | 365 | 8.9099 | 0.94335 | 9 | 0.8533
70690 | 8.64 | 1 | 365 | 9.8317 | 0.79956 | 10 | 0.63123
68856 | 9.81 | 0.8 | 365 | 8.9304 | 0.9846 | 9 | 0.91503
70701 | 7.41 | 0.8 | 365 | 6.7456 | 0.5847 | 7 | 0.33031
13226 | 1413.965 | 1 | 365 | 1608.9847 | 0.26482 | 1609 | 0.24953
70843 | 3.92 | 0.8 | 365 | 3.5685 | 0.18651 | 3 | 0.75504
70845 | 6.44 | 0.8 | 365 | 5.8626 | 0.80641 | 6 | 0.66899
70846 | 5.6 | 0.8 | 365 | 5.0979 | 0.26644 | 5 | 0.36434
70847 | 12.47 | 0.8 | 365 | 11.3519 | 0.86116 | 12 | 0.21309
70849 | 5.88 | 0.8 | 365 | 5.3528 | 0.77976 | 6 | 0.13256
70852 | 2.52 | 0.8 | 365 | 2.2941 | 0.6199 | 2 | 0.91395
70857 | 6.09 | 0.8 | 365 | 5.544 | 0.16475 | 5 | 0.70872
70858 | 5.4 | 0.8 | 365 | 4.9158 | 0.89978 | 5 | 0.81561
70861 | 5.4 | 0.8 | 365 | 4.9158 | 0.89978 | 5 | 0.81561
70860 | 10.08 | 0.8 | 365 | 9.1762 | 0.47959 | 9 | 0.65581
70862 | 5.6 | 0.8 | 365 | 5.0979 | 0.26644 | 5 | 0.36434
34626 | 61.6 | 0.8 | 365 | 56.0769 | 0.93084 | 57 | 0.0077312
42561 | 13 | 0.8 | 365 | 11.8344 | 0.83281 | 12 | 0.66722
70863 | 11.89 | 0.8 | 365 | 10.8239 | 0.79785 | 11 | 0.62178
70865 | 3.78 | 0.8 | 365 | 3.4411 | 0.92985 | 4 | 0.37093
70866 | 2.52 | 0.8 | 365 | 2.2941 | 0.6199 | 2 | 0.91395
70868 | 6.72 | 0.8 | 365 | 6.1175 | 0.31973 | 6 | 0.43721
70869 | 2.52 | 0.8 | 365 | 2.2941 | 0.6199 | 2 | 0.91395
70870 | 6.16 | 0.8 | 365 | 5.6077 | 0.29308 | 5 | 0.90077
70876 | 7.28 | 0.8 | 365 | 6.6273 | 0.34637 | 6 | 0.97364
70882 | 3.64 | 0.8 | 365 | 3.3136 | 0.67319 | 3 | 0.98682
51714 | 256.26 | 0.9 | 365 | 262.444 | 0.52456 | 262 | 0.96853
55288 | 15.6 | 1 | 365 | 17.7516 | 0.74921 | 18 | 0.50082
70881 | 6.615 | 0.8 | 365 | 6.0219 | 0.12723 | 6 | 0.14913
68009 | 6.93 | 0.8 | 365 | 6.3087 | 0.70472 | 7 | 0.01337
70885 | 3.92 | 0.8 | 365 | 3.5685 | 0.18651 | 3 | 0.75504
70289 | 4.275 | 0.8 | 365 | 3.8917 | 0.83733 | 4 | 0.72903
70888 | 7.28 | 0.8 | 365 | 6.6273 | 0.34637 | 6 | 0.97364
70889 | 6.44 | 0.8 | 365 | 5.8626 | 0.80641 | 6 | 0.66899
70891 | 4.2 | 0.8 | 365 | 3.8234 | 0.69983 | 4 | 0.52325
70892 | 3.92 | 0.8 | 365 | 3.5685 | 0.18651 | 3 | 0.75504
70893 | 7.28 | 0.8 | 365 | 6.6273 | 0.34637 | 6 | 0.97364
70926 | 11.66 | 0.8 | 365 | 10.6146 | 0.37619 | 10 | 0.99075
70898 | 4.06 | 0.8 | 365 | 3.696 | 0.44317 | 4 | 0.13915
70897 | 9.24 | 0.8 | 365 | 8.4115 | 0.93963 | 9 | 0.35116
70899 | 4.35 | 0.8 | 365 | 3.96 | 0.97482 | 4 | 0.9348
70901 | 4.05 | 0.8 | 365 | 3.6869 | 0.42484 | 4 | 0.11171
70902 | 13.8 | 0.8 | 365 | 12.5627 | 0.29944 | 12 | 0.86212
70895 | 5.88 | 0.8 | 365 | 5.3528 | 0.77976 | 6 | 0.13256
70906 | 11.02 | 0.8 | 365 | 10.0319 | 0.20289 | 10 | 0.23482
70907 | 4.35 | 0.8 | 365 | 3.96 | 0.97482 | 4 | 0.9348
70908 | 9.8 | 0.8 | 365 | 8.9213 | 0.96627 | 9 | 0.88759
70910 | 5.32 | 0.8 | 365 | 4.843 | 0.75312 | 5 | 0.59612
70912 | 6.16 | 0.8 | 365 | 5.6077 | 0.29308 | 5 | 0.90077
70913 | 9.99 | 0.8 | 365 | 9.0943 | 0.3146 | 9 | 0.40888
70917 | 10.15 | 0.8 | 365 | 9.2399 | 0.60792 | 9 | 0.84786
70854 | 2.32 | 0.8 | 365 | 2.112 | 0.25324 | 2 | 0.36523
70918 | 10.98 | 0.8 | 365 | 9.9955 | 0.12955 | 10 | 0.12508
70919 | 6.3 | 0.8 | 365 | 5.7351 | 0.54974 | 6 | 0.28488
70920 | 17.658 | 0.8 | 365 | 16.0748 | 0.37228 | 16 | 0.44705
70922 | 3.77 | 0.8 | 365 | 3.432 | 0.91151 | 4 | 0.34349
70921 | 5.865 | 0.8 | 365 | 5.3391 | 0.75226 | 6 | 0.091402
70923 | 3.64 | 0.8 | 365 | 3.3136 | 0.67319 | 3 | 0.98682
61069 | 1423.17 | 0.8 | 365 | 1295.5674 | 0.087314 | 1295 | 0.65475
70924 | 12.255 | 0.8 | 365 | 11.1562 | 0.467 | 11 | 0.62321
70927 | 4.8 | 0.8 | 365 | 4.3696 | 0.79981 | 5 | 0.16943
70928 | 4.48 | 0.8 | 365 | 4.0783 | 0.21315 | 4 | 0.29147
70931 | 4.32 | 0.8 | 365 | 3.9327 | 0.91982 | 4 | 0.85249
70932 | 8.8 | 0.8 | 365 | 8.011 | 0.13298 | 8 | 0.14396
70925 | 6.4 | 0.8 | 365 | 5.8262 | 0.73307 | 6 | 0.55924
70933 | 4.4 | 0.8 | 365 | 4.0055 | 0.066488 | 4 | 0.071981
70934 | 7.04 | 0.8 | 365 | 6.4088 | 0.90638 | 7 | 0.31517
70935 | 7.36 | 0.8 | 365 | 6.7001 | 0.49304 | 7 | 0.19313
70937 | 7.56 | 0.8 | 365 | 6.8822 | 0.85969 | 7 | 0.74186
70939 | 4.2 | 0.8 | 365 | 3.8234 | 0.69983 | 4 | 0.52325
70941 | 3.64 | 0.8 | 365 | 3.3136 | 0.67319 | 3 | 0.98682
70942 | 12.2 | 0.8 | 365 | 11.1061 | 0.36617 | 11 | 0.47231
70943 | 8.96 | 0.8 | 365 | 8.1566 | 0.4263 | 8 | 0.58294
70944 | 5.04 | 0.8 | 365 | 4.5881 | 0.2398 | 4 | 0.82791
70945 | 7.2 | 0.8 | 365 | 6.5544 | 0.19971 | 6 | 0.75415
70946 | 7.2 | 1 | 365 | 8.1931 | 0.49964 | 8 | 0.69269
70947 | 11.655 | 0.8 | 365 | 10.61 | 0.36703 | 10 | 0.97703
70948 | 7.56 | 0.8 | 365 | 6.8822 | 0.85969 | 7 | 0.74186
70949 | 10.395 | 0.8 | 365 | 9.463 | 0.057079 | 9 | 0.52005
70950 | 6.4 | 0.8 | 365 | 5.8262 | 0.73307 | 6 | 0.55924
70952 | 6.4 | 0.8 | 365 | 5.8262 | 0.73307 | 6 | 0.55924
70953 | 6.6 | 0.8 | 365 | 6.0082 | 0.099732 | 6 | 0.10797
70954 | 5.355 | 0.8 | 365 | 4.8749 | 0.81728 | 5 | 0.69215
59048 | 574.86 | 1 | 365 | 654.147 | 0.35837 | 654 | 0.50536
70955 | 20.25 | 0.8 | 365 | 18.4344 | 0.12418 | 18 | 0.55855
70951 | 9.92 | 0.8 | 365 | 9.0306 | 0.18626 | 9 | 0.21683
70956 | 12.753 | 0.8 | 365 | 11.6096 | 0.37998 | 11 | 0.98954
70957 | 12.32 | 0.8 | 365 | 11.2154 | 0.58617 | 11 | 0.80155
70959 | 7.28 | 0.8 | 365 | 6.6273 | 0.34637 | 6 | 0.97364
70960 | 6.72 | 0.8 | 365 | 6.1175 | 0.31973 | 6 | 0.43721
70961 | 11.76 | 0.8 | 365 | 10.7056 | 0.55952 | 11 | 0.26511
70962 | 13.2 | 0.8 | 365 | 12.0165 | 0.19946 | 12 | 0.21594
70963 | 5.51 | 0.8 | 365 | 5.016 | 0.10144 | 5 | 0.11741
70964 | 4.76 | 0.8 | 365 | 4.3332 | 0.72647 | 5 | 0.059688
70965 | 7.84 | 0.8 | 365 | 7.1371 | 0.37302 | 7 | 0.51007
70966 | 3.92 | 0.8 | 365 | 3.5685 | 0.18651 | 3 | 0.75504
70967 | 7.245 | 0.8 | 365 | 6.5954 | 0.28221 | 6 | 0.87761
70968 | 5.4 | 0.8 | 365 | 4.9158 | 0.89978 | 5 | 0.81561
70969 | 3.27 | 0.8 | 365 | 2.9768 | 0.99487 | 3 | 0.97168
70971 | 2.32 | 0.8 | 365 | 2.112 | 0.25324 | 2 | 0.36523
70970 | 8.925 | 1 | 365 | 10.156 | 0.45267 | 10 | 0.60864
70973 | 8.96 | 0.8 | 365 | 8.1566 | 0.4263 | 8 | 0.58294
70974 | 5.88 | 0.8 | 365 | 5.3528 | 0.77976 | 6 | 0.13256
70871 | 705.6 | 0.9 | 365 | 722.6273 | 0.26782 | 722 | 0.89508
70872 | 705.6 | 0.9 | 365 | 722.6273 | 0.26782 | 722 | 0.89508
70873 | 604.8 | 0.9 | 365 | 619.3948 | 0.37242 | 619 | 0.76721
70877 | 655.2 | 0.8 | 365 | 596.4542 | 0.17344 | 596 | 0.62769
70975 | 8.04 | 0.8 | 365 | 7.3191 | 0.73967 | 8 | 0.058801
70977 | 7.59 | 0.8 | 365 | 6.9095 | 0.91469 | 7 | 0.82417
70978 | 4.48 | 0.8 | 365 | 4.0783 | 0.21315 | 4 | 0.29147
70982 | 4.2 | 0.8 | 365 | 3.8234 | 0.69983 | 4 | 0.52325
70985 | 8.96 | 0.8 | 365 | 8.1566 | 0.4263 | 8 | 0.58294
70988 | 9.8 | 0.8 | 365 | 8.9213 | 0.96627 | 9 | 0.88759
70984 | 4.41 | 0.8 | 365 | 4.0146 | 0.084821 | 4 | 0.099417
70986 | 20.88 | 0.8 | 365 | 19.0079 | 0.27915 | 19 | 0.28704
70990 | 4.48 | 0.8 | 365 | 4.0783 | 0.21315 | 4 | 0.29147
70896 | 655.2 | 0.8 | 365 | 596.4542 | 0.17344 | 596 | 0.62769
70880 | 604.8 | 0.8 | 365 | 550.5731 | 0.77549 | 551 | 0.34863
70992 | 13.72 | 0.8 | 365 | 12.4899 | 0.15278 | 12 | 0.64263
70976 | 5.4 | 0.8 | 365 | 4.9158 | 0.89978 | 5 | 0.81561
70993 | 15.696 | 0.8 | 365 | 14.2887 | 0.77536 | 15 | 0.064048
70997 | 10.5 | 0.8 | 365 | 9.5586 | 0.24957 | 9 | 0.80814
70998 | 8.4 | 0.8 | 365 | 7.6468 | 0.39966 | 8 | 0.046509
43633 | 12.4 | 0.8 | 365 | 11.2882 | 0.73283 | 12 | 0.021037
70999 | 4.55 | 0.8 | 365 | 4.142 | 0.34148 | 4 | 0.48353
71000 | 8.04 | 0.8 | 365 | 7.3191 | 0.73967 | 8 | 0.058801
71001 | 11.2 | 0.8 | 365 | 10.1958 | 0.53288 | 10 | 0.72868
71003 | 5.4 | 0.8 | 365 | 4.9158 | 0.89978 | 5 | 0.81561
49758 | 12 | 0.8 | 365 | 10.9241 | 0.99951 | 11 | 0.92358
63137 | 800.73 | 0.9 | 365 | 820.0529 | 0.46911 | 820 | 0.52201
71007 | 8.32 | 0.8 | 365 | 7.574 | 0.253 | 7 | 0.82702
71008 | 2.52 | 0.8 | 365 | 2.2941 | 0.6199 | 2 | 0.91395
60848 | 663.3 | 0.7 | 365 | 528.3495 | 0.020225 | 528 | 0.36972
71009 | 6.16 | 0.8 | 365 | 5.6077 | 0.29308 | 5 | 0.90077
71010 | 4.35 | 0.8 | 365 | 3.96 | 0.97482 | 4 | 0.9348
70539 | 9.52 | 0.8 | 365 | 8.6664 | 0.45295 | 9 | 0.11938
70550 | 4.48 | 0.8 | 365 | 4.0783 | 0.21315 | 4 | 0.29147
70878 | 705.6 | 0.8 | 365 | 642.3353 | 0.5714 | 642 | 0.90674
71013 | 11.2 | 0.8 | 365 | 10.1958 | 0.53288 | 10 | 0.72868
70553 | 4.93 | 0.8 | 365 | 4.488 | 0.038134 | 4 | 0.52611
71015 | 9.52 | 0.8 | 365 | 8.6664 | 0.45295 | 9 | 0.11938
70620 | 2.7 | 0.8 | 365 | 2.4579 | 0.94989 | 3 | 0.40781
65346 | 90.75 | 1 | 365 | 103.2666 | 0.96415 | 104 | 0.23075
71016 | 7.56 | 0.8 | 365 | 6.8822 | 0.85969 | 7 | 0.74186
71019 | 5.04 | 0.8 | 365 | 4.5881 | 0.2398 | 4 | 0.82791
70829 | 4.93 | 0.8 | 365 | 4.488 | 0.038134 | 4 | 0.52611
63339 | 94.52 | 0.9 | 365 | 96.8009 | 0.94319 | 97 | 0.74411
34817 | 479.96 | 0.9 | 365 | 491.5422 | 0.89561 | 492 | 0.43782
71020 | 3 | 0.8 | 365 | 2.731 | 0.49988 | 3 | 0.2309
48891 | 51.1 | 0.7 | 365 | 40.7035 | 0.9711 | 41 | 0.67465
71022 | 12.81 | 0.8 | 365 | 11.6614 | 0.48448 | 12 | 0.14593
71017 | 4.24 | 0.8 | 365 | 3.8598 | 0.77316 | 4 | 0.633
70994 | 2.88 | 0.8 | 365 | 2.6218 | 0.27988 | 2 | 0.90166
71002 | 9.315 | 0.8 | 365 | 8.4798 | 0.077122 | 8 | 0.55693
63347 | 300.22 | 0.7 | 365 | 239.1393 | 0.59227 | 239 | 0.73155
71026 | 7.2 | 0.8 | 365 | 6.5544 | 0.19971 | 6 | 0.75415
71027 | 8.4 | 0.8 | 365 | 7.6468 | 0.39966 | 8 | 0.046509
71028 | 5.4 | 0.8 | 365 | 4.9158 | 0.89978 | 5 | 0.81561
71029 | 5.4 | 0.8 | 365 | 4.9158 | 0.89978 | 5 | 0.81561
71030 | 5.83 | 0.8 | 365 | 5.3073 | 0.6881 | 5 | 0.99537
71031 | 7.2 | 0.8 | 365 | 6.5544 | 0.19971 | 6 | 0.75415
71032 | 5.4 | 0.8 | 365 | 4.9158 | 0.89978 | 5 | 0.81561
71033 | 7.84 | 0.8 | 365 | 7.1371 | 0.37302 | 7 | 0.51007
71035 | 3.64 | 0.8 | 365 | 3.3136 | 0.67319 | 3 | 0.98682
71036 | 5.4 | 0.8 | 365 | 4.9158 | 0.89978 | 5 | 0.81561
71037 | 7.84 | 0.8 | 365 | 7.1371 | 0.37302 | 7 | 0.51007
71038 | 6.21 | 0.8 | 365 | 5.6532 | 0.38475 | 6 | 0.037955
71039 | 12.42 | 0.8 | 365 | 11.3064 | 0.7695 | 12 | 0.075909
71040 | 12.76 | 0.8 | 365 | 11.6159 | 0.39282 | 12 | 0.0087443
30569 | 1118.72 | 1 | 365 | 1273.0183 | 0.67665 | 1273 | 0.69499
20174 | 1385.7 | 1 | 365 | 1576.8213 | 0.49229 | 1577 | 0.31358
30580 | 899.84 | 1 | 365 | 1023.9495 | 0.087741 | 1024 | 0.037274
30594 | 1382.4 | 1 | 365 | 1573.0661 | 0.92996 | 1573 | 0.9961
33996 | 1335.15 | 1 | 365 | 1519.2992 | 0.6511 | 1519 | 0.95033
70874 | 655.2 | 0.9 | 365 | 671.011 | 0.32012 | 671 | 0.33115
70890 | 10.5 | 0.8 | 365 | 9.5586 | 0.24957 | 9 | 0.80814
70911 | 3.36 | 0.8 | 365 | 3.0587 | 0.15986 | 3 | 0.2186
50182 | 12.72 | 0.8 | 365 | 11.5795 | 0.31948 | 11 | 0.899
70979 | 9.6 | 0.8 | 365 | 8.7393 | 0.59961 | 9 | 0.33887
70989 | 6.6 | 0.8 | 365 | 6.0082 | 0.099732 | 6 | 0.10797
70991 | 8.502 | 0.8 | 365 | 7.7397 | 0.58666 | 8 | 0.32636
70995 | 9 | 0.8 | 365 | 8.1931 | 0.49964 | 8 | 0.69269
70996 | 8.4 | 0.8 | 365 | 7.6468 | 0.39966 | 8 | 0.046509
51582 | 166.4 | 0.9 | 365 | 170.4155 | 0.19241 | 170 | 0.60791
59640 | 5.3 | 1 | 365 | 6.031 | 0.14556 | 6 | 0.17656
32923 | 2530.8 | 1 | 365 | 2879.8581 | 0.62177 | 2880 | 0.47983
70658 | 9.6 | 1 | 365 | 10.9241 | 0.99951 | 11 | 0.92358
49504 | 12.19 | 1 | 365 | 13.8713 | 0.9348 | 14 | 0.80609
71041 | 12 | 0.8 | 365 | 10.9241 | 0.99951 | 11 | 0.92358
71043 | 11.52 | 0.8 | 365 | 10.4871 | 0.11953 | 10 | 0.60664
71044 | 8.1 | 0.8 | 365 | 7.3737 | 0.84967 | 8 | 0.22342
71045 | 12.32 | 0.8 | 365 | 11.2154 | 0.58617 | 11 | 0.80155
71046 | 10.2 | 0.8 | 365 | 9.2855 | 0.69959 | 9 | 0.98505
36214 | 39.894 | 0.9 | 365 | 40.8567 | 0.27956 | 41 | 0.13626
71048 | 5.1 | 0.8 | 365 | 4.6427 | 0.34979 | 4 | 0.99252
71051 | 5.46 | 0.8 | 365 | 4.9705 | 0.0097787 | 4 | 0.98023
71054 | 5.1 | 0.8 | 365 | 4.6427 | 0.34979 | 4 | 0.99252
71055 | 3 | 0.8 | 365 | 2.731 | 0.49988 | 3 | 0.2309
71056 | 4.68 | 0.8 | 365 | 4.2604 | 0.57981 | 4 | 0.8402
71057 | 6.3 | 0.8 | 365 | 5.7351 | 0.54974 | 6 | 0.28488
71059 | 7.5 | 0.8 | 365 | 6.8275 | 0.7497 | 7 | 0.57724
71061 | 9.86 | 0.8 | 365 | 8.9759 | 0.076267 | 9 | 0.052212
71014 | 31.5 | 0.9 | 365 | 32.2601 | 0.96731 | 33 | 0.22746
71062 | 6.16 | 0.8 | 365 | 5.6077 | 0.29308 | 5 | 0.90077
71064 | 7 | 0.8 | 365 | 6.3724 | 0.83305 | 7 | 0.20542
71066 | 8.68 | 0.8 | 365 | 7.9017 | 0.91298 | 8 | 0.81473
71065 | 12.32 | 0.8 | 365 | 11.2154 | 0.58617 | 11 | 0.80155
71067 | 6.72 | 0.8 | 365 | 6.1175 | 0.31973 | 6 | 0.43721
71069 | 7.84 | 0.8 | 365 | 7.1371 | 0.37302 | 7 | 0.51007
71070 | 10.8 | 0.8 | 365 | 9.8317 | 0.79956 | 10 | 0.63123
71071 | 3.36 | 0.8 | 365 | 3.0587 | 0.15986 | 3 | 0.2186
71072 | 2.24 | 0.8 | 365 | 2.0392 | 0.10658 | 2 | 0.14574
71073 | 9.45 | 0.8 | 365 | 8.6027 | 0.32462 | 8 | 0.92732
71074 | 6.3 | 0.8 | 365 | 5.7351 | 0.54974 | 6 | 0.28488
71053 | 7.41 | 0.8 | 365 | 6.7456 | 0.5847 | 7 | 0.33031
71075 | 7.125 | 0.8 | 365 | 6.4862 | 0.062211 | 6 | 0.54838
70625 | 8.4 | 0.8 | 365 | 7.6468 | 0.39966 | 8 | 0.046509
70770 | 9.52 | 0.8 | 365 | 8.6664 | 0.45295 | 9 | 0.11938
71076 | 7 | 0.8 | 365 | 6.3724 | 0.83305 | 7 | 0.20542
70400 | 3.36 | 0.8 | 365 | 3.0587 | 0.15986 | 3 | 0.2186
70323 | 11.2 | 0.8 | 365 | 10.1958 | 0.53288 | 10 | 0.72868
71079 | 9.8 | 0.8 | 365 | 8.9213 | 0.96627 | 9 | 0.88759
71077 | 8.505 | 0.8 | 365 | 7.7424 | 0.59216 | 8 | 0.33459
71080 | 10.8 | 0.8 | 365 | 9.8317 | 0.79956 | 10 | 0.63123
71081 | 7.2 | 0.8 | 365 | 6.5544 | 0.19971 | 6 | 0.75415
71063 | 11.48 | 0.8 | 365 | 10.4507 | 0.046201 | 10 | 0.4969
71082 | 5.415 | 0.8 | 365 | 4.9295 | 0.92728 | 5 | 0.85677
71083 | 4.8 | 0.8 | 365 | 4.3696 | 0.79981 | 5 | 0.16943
71085 | 5.22 | 0.8 | 365 | 4.752 | 0.56979 | 5 | 0.32176
71086 | 7.5 | 0.8 | 365 | 6.8275 | 0.7497 | 7 | 0.57724
71088 | 4.95 | 0.8 | 365 | 4.5062 | 0.074799 | 4 | 0.58098
71089 | 6.6 | 0.8 | 365 | 6.0082 | 0.099732 | 6 | 0.10797
71090 | 5.51 | 0.8 | 365 | 5.016 | 0.10144 | 5 | 0.11741
71091 | 2.6 | 0.8 | 365 | 2.3669 | 0.76656 | 3 | 0.13344
40688 | 5.2 | 0.8 | 365 | 4.7338 | 0.53312 | 5 | 0.26689
71094 | 7.8 | 0.8 | 365 | 7.1006 | 0.29968 | 7 | 0.40033
71095 | 3.6 | 0.8 | 365 | 3.2772 | 0.59985 | 3 | 0.87708
64702 | 229.554 | 0.9 | 365 | 235.0935 | 0.44466 | 235 | 0.53816
71098 | 10.08 | 0.8 | 365 | 9.1762 | 0.47959 | 9 | 0.65581
64703 | 130.56 | 0.9 | 365 | 133.7106 | 0.27405 | 133 | 0.98467
71099 | 4.5 | 0.8 | 365 | 4.0965 | 0.24982 | 4 | 0.34634
71100 | 4.68 | 0.8 | 365 | 4.2604 | 0.57981 | 4 | 0.8402
34659 | 125.28 | 1 | 365 | 142.5591 | 0.093652 | 142 | 0.65277
70760 | 4.48 | 0.8 | 365 | 4.0783 | 0.21315 | 4 | 0.29147
71103 | 11.025 | 0.8 | 365 | 10.0365 | 0.21205 | 10 | 0.24854
64904 | 41.44 | 0.7 | 365 | 33.0089 | 0.4752 | 33 | 0.4841
71104 | 10.2 | 0.8 | 365 | 9.2855 | 0.69959 | 9 | 0.98505
71105 | 5.025 | 0.8 | 365 | 4.5745 | 0.2123 | 4 | 0.78675
71102 | 24.795 | 0.8 | 365 | 22.5719 | 0.45649 | 23 | 0.028355
71107 | 4.2 | 0.8 | 365 | 3.8234 | 0.69983 | 4 | 0.52325
71108 | 9.9 | 0.8 | 365 | 9.0124 | 0.1496 | 9 | 0.16196
71106 | 4.68 | 0.8 | 365 | 4.2604 | 0.57981 | 4 | 0.8402
70806 | 11.2 | 0.8 | 365 | 10.1958 | 0.53288 | 10 | 0.72868
70930 | 7.02 | 1 | 365 | 7.9882 | 0.087144 | 8 | 0.075371
71109 | 5.32 | 0.8 | 365 | 4.843 | 0.75312 | 5 | 0.59612
71110 | 8.96 | 0.8 | 365 | 8.1566 | 0.4263 | 8 | 0.58294
71111 | 8.845 | 0.8 | 365 | 8.052 | 0.21547 | 8 | 0.26743
71052 | 5.1 | 0.8 | 365 | 4.6427 | 0.34979 | 4 | 0.99252
71113 | 4.845 | 0.8 | 365 | 4.4106 | 0.8823 | 5 | 0.2929
71114 | 13.08 | 0.8 | 365 | 11.9072 | 0.97947 | 12 | 0.88671
71116 | 8.32 | 0.8 | 365 | 7.574 | 0.253 | 7 | 0.82702
71117 | 12.255 | 0.8 | 365 | 11.1562 | 0.467 | 11 | 0.62321
71118 | 2.52 | 0.8 | 365 | 2.2941 | 0.6199 | 2 | 0.91395
71120 | 6.72 | 0.8 | 365 | 6.1175 | 0.31973 | 6 | 0.43721
71121 | 6.09 | 0.8 | 365 | 5.544 | 0.16475 | 5 | 0.70872
71124 | 6.44 | 0.8 | 365 | 5.8626 | 0.80641 | 6 | 0.66899
71126 | 5.88 | 0.8 | 365 | 5.3528 | 0.77976 | 6 | 0.13256
71125 | 4.76 | 0.8 | 365 | 4.3332 | 0.72647 | 5 | 0.059688
71128 | 7.8 | 0.8 | 365 | 7.1006 | 0.29968 | 7 | 0.40033
71129 | 6.05 | 0.8 | 365 | 5.5076 | 0.091421 | 5 | 0.59897
71130 | 5.32 | 0.8 | 365 | 4.843 | 0.75312 | 5 | 0.59612
71131 | 3.77 | 0.8 | 365 | 3.432 | 0.91151 | 4 | 0.34349
71132 | 6.96 | 0.8 | 365 | 6.336 | 0.75972 | 7 | 0.095679
71133 | 7.425 | 0.8 | 365 | 6.7593 | 0.6122 | 7 | 0.37147
71137 | 8.4 | 0.8 | 365 | 7.6468 | 0.39966 | 8 | 0.046509
71136 | 5.886 | 0.8 | 365 | 5.3583 | 0.79076 | 6 | 0.14902
71140 | 9.6 | 0.8 | 365 | 8.7393 | 0.59961 | 9 | 0.33887
32137 | 1298.08 | 1 | 365 | 1477.1164 | 0.7009 | 1477 | 0.81728
71142 | 10.24 | 0.8 | 365 | 9.3219 | 0.77292 | 10 | 0.094792
71143 | 13.5 | 0.8 | 365 | 12.2896 | 0.74945 | 13 | 0.039032
71144 | 3.9 | 0.8 | 365 | 3.5503 | 0.14984 | 3 | 0.70016
71146 | 9.6 | 0.8 | 365 | 8.7393 | 0.59961 | 9 | 0.33887
71151 | 5.7 | 0.8 | 365 | 5.1889 | 0.44977 | 5 | 0.6387
71152 | 3.05 | 0.8 | 365 | 2.7765 | 0.59154 | 3 | 0.36808
71153 | 7.425 | 0.8 | 365 | 6.7593 | 0.6122 | 7 | 0.37147
71155 | 5.035 | 0.8 | 365 | 4.5836 | 0.23063 | 4 | 0.81419
71156 | 3.36 | 0.8 | 365 | 3.0587 | 0.15986 | 3 | 0.2186
71157 | 7.25 | 0.8 | 365 | 6.6 | 0.29137 | 6 | 0.89133
65096 | 49.8 | 0.7 | 365 | 39.668 | 0.88573 | 40 | 0.55376
70864 | 8.12 | 0.8 | 365 | 7.392 | 0.88634 | 8 | 0.27829
70905 | 5.22 | 0.8 | 365 | 4.752 | 0.56979 | 5 | 0.32176
70909 | 9.86 | 0.8 | 365 | 8.9759 | 0.076267 | 9 | 0.052212
32929 | 1341.9 | 1 | 365 | 1526.9802 | 0.11951 | 1527 | 0.099726
32930 | 2409.75 | 1 | 365 | 2742.1124 | 0.22166 | 2742 | 0.33401
71158 | 12.285 | 0.8 | 365 | 11.1835 | 0.522 | 11 | 0.70552
71160 | 5.49 | 0.8 | 365 | 4.9978 | 0.064777 | 5 | 0.06254
70131 | 35.7 | 0.6 | 365 | 24.3743 | 0.086415 | 24 | 0.46075
71161 | 5.4 | 0.8 | 365 | 4.9158 | 0.89978 | 5 | 0.81561
71162 | 6.555 | 0.8 | 365 | 5.9673 | 0.017234 | 5 | 0.98451
71163 | 10.24 | 1 | 365 | 11.6523 | 0.46615 | 12 | 0.11849
71164 | 3.2 | 0.8 | 365 | 2.9131 | 0.86654 | 3 | 0.77962
71165 | 4.5 | 0.8 | 365 | 4.0965 | 0.24982 | 4 | 0.34634
71166 | 6.93 | 0.8 | 365 | 6.3087 | 0.70472 | 7 | 0.01337
71169 | 3.9 | 1 | 365 | 4.4379 | 0.9373 | 5 | 0.37521
71170 | 11.84 | 0.8 | 365 | 10.7784 | 0.70619 | 11 | 0.4846
31109 | 999.305 | 1 | 365 | 1137.1331 | 0.023327 | 1137 | 0.15647
70879 | 705.6 | 0.8 | 365 | 642.3353 | 0.5714 | 642 | 0.90674
64620 | 40.2 | 0.9 | 365 | 41.1701 | 0.91067 | 42 | 0.080757
71171 | 4.48 | 0.8 | 365 | 4.0783 | 0.21315 | 4 | 0.29147
71172 | 10.08 | 0.8 | 365 | 9.1762 | 0.47959 | 9 | 0.65581
71174 | 8.68 | 0.8 | 365 | 7.9017 | 0.91298 | 8 | 0.81473
71175 | 6.9 | 0.8 | 365 | 6.2813 | 0.64972 | 6 | 0.93106
71176 | 6.6 | 0.8 | 365 | 6.0082 | 0.099732 | 6 | 0.10797
70936 | 7.56 | 0.8 | 365 | 6.8822 | 0.85969 | 7 | 0.74186
68662 | 5.035 | 0.8 | 365 | 4.5836 | 0.23063 | 4 | 0.81419
71191 | 10.385 | 0.8 | 365 | 9.4539 | 0.038746 | 9 | 0.49262
71194 | 13.16 | 0.8 | 365 | 11.9801 | 0.12613 | 12 | 0.1062
71197 | 5.04 | 0.8 | 365 | 4.5881 | 0.2398 | 4 | 0.82791
71199 | 5.6 | 0.8 | 365 | 5.0979 | 0.26644 | 5 | 0.36434
71200 | 5.88 | 0.8 | 365 | 5.3528 | 0.77976 | 6 | 0.13256
71203 | 4.48 | 0.8 | 365 | 4.0783 | 0.21315 | 4 | 0.29147
71205 | 11.385 | 0.8 | 365 | 10.3642 | 0.87204 | 11 | 0.23625
70848 | 16.8 | 0.8 | 365 | 15.2937 | 0.79932 | 16 | 0.093018
71177 | 11.2 | 0.8 | 365 | 10.1958 | 0.53288 | 10 | 0.72868
71181 | 9.28 | 0.8 | 365 | 8.4479 | 0.012957 | 8 | 0.4609
71183 | 8.96 | 0.8 | 365 | 8.1566 | 0.4263 | 8 | 0.58294
71184 | 4.48 | 0.8 | 365 | 4.0783 | 0.21315 | 4 | 0.29147
71185 | 5.6 | 0.8 | 365 | 5.0979 | 0.26644 | 5 | 0.36434
54494 | 673.28 | 1 | 365 | 766.1415 | 0.89922 | 767 | 0.040691
71198 | 7 | 0.8 | 365 | 6.3724 | 0.83305 | 7 | 0.20542
71186 | 6.72 | 0.8 | 365 | 6.1175 | 0.31973 | 6 | 0.43721
71204 | 8.4 | 0.8 | 365 | 7.6468 | 0.39966 | 8 | 0.046509
71211 | 7.905 | 0.8 | 365 | 7.1962 | 0.49218 | 7 | 0.68841
63753 | 64.26 | 0.9 | 365 | 65.8107 | 0.53332 | 66 | 0.34402
31559 | 5928.16 | 1 | 365 | 6745.7955 | 0.066307 | 6745 | 0.86185
71042 | 18.9 | 0.8 | 365 | 17.2054 | 0.64923 | 17 | 0.85464
64469 | 68 | 0.7 | 365 | 54.1652 | 0.080922 | 54 | 0.2461
71215 | 7.84 | 0.8 | 365 | 7.1371 | 0.37302 | 7 | 0.51007
71214 | 10.4 | 0.8 | 365 | 9.4675 | 0.066245 | 9 | 0.53377
71216 | 8.96 | 0.8 | 365 | 8.1566 | 0.4263 | 8 | 0.58294
71217 | 7.5 | 0.8 | 365 | 6.8275 | 0.7497 | 7 | 0.57724
71218 | 5.88 | 0.8 | 365 | 5.3528 | 0.77976 | 6 | 0.13256
71219 | 8.64 | 0.8 | 365 | 7.8653 | 0.83965 | 8 | 0.70498
71220 | 12.76 | 1 | 365 | 14.5199 | 0.24102 | 14 | 0.76093
71221 | 1.83 | 0.8 | 365 | 1.6659 | 0.35493 | 2 | 0.020847
71222 | 8 | 0.8 | 365 | 7.2827 | 0.66634 | 7 | 0.94906
71223 | 7.92 | 0.8 | 365 | 7.2099 | 0.51968 | 7 | 0.72957
71224 | 11.97 | 0.8 | 365 | 10.8968 | 0.94451 | 11 | 0.84128
71226 | 6.54 | 0.8 | 365 | 5.9536 | 0.98973 | 6 | 0.94335
71228 | 5.67 | 0.8 | 365 | 5.1616 | 0.39477 | 5 | 0.55639
71229 | 14.175 | 0.8 | 365 | 12.9041 | 0.98693 | 13 | 0.89098
71231 | 7.84 | 0.8 | 365 | 7.1371 | 0.37302 | 7 | 0.51007
71233 | 7.36 | 0.8 | 365 | 6.7001 | 0.49304 | 7 | 0.19313
71234 | 9.92 | 0.8 | 365 | 9.0306 | 0.18626 | 9 | 0.21683
71235 | 6.48 | 0.8 | 365 | 5.899 | 0.87974 | 6 | 0.77874
71237 | 10.98 | 0.8 | 365 | 9.9955 | 0.12955 | 10 | 0.12508
71242 | 7.848 | 0.8 | 365 | 7.1443 | 0.38768 | 7 | 0.53202
71243 | 9.6 | 0.8 | 365 | 8.7393 | 0.59961 | 9 | 0.33887
71247 | 8.54 | 0.8 | 365 | 7.7743 | 0.65632 | 8 | 0.43062
71248 | 7 | 0.8 | 365 | 6.3724 | 0.83305 | 7 | 0.20542
71250 | 3.19 | 0.8 | 365 | 2.904 | 0.8482 | 3 | 0.75219
71251 | 7.28 | 0.8 | 365 | 6.6273 | 0.34637 | 6 | 0.97364
71252 | 3.36 | 0.8 | 365 | 3.0587 | 0.15986 | 3 | 0.2186
71255 | 4.24 | 0.8 | 365 | 3.8598 | 0.77316 | 4 | 0.633
71257 | 2.16 | 0.8 | 365 | 1.9663 | 0.95991 | 2 | 0.92625
71258 | 6.5 | 0.8 | 365 | 5.9172 | 0.9164 | 6 | 0.83361
71259 | 2.16 | 0.8 | 365 | 1.9663 | 0.95991 | 2 | 0.92625
71260 | 6.375 | 0.8 | 365 | 5.8034 | 0.68724 | 6 | 0.49065
71261 | 5.865 | 0.8 | 365 | 5.3391 | 0.75226 | 6 | 0.091402
71263 | 4.845 | 0.8 | 365 | 4.4106 | 0.8823 | 5 | 0.2929
71264 | 2.9 | 0.8 | 365 | 2.64 | 0.31655 | 2 | 0.95653
71265 | 12.18 | 0.8 | 365 | 11.0879 | 0.32951 | 11 | 0.41744
71266 | 3.19 | 0.8 | 365 | 2.904 | 0.8482 | 3 | 0.75219
71267 | 12.75 | 0.8 | 365 | 11.6068 | 0.37448 | 11 | 0.98131
71268 | 8.175 | 0.8 | 365 | 7.442 | 0.98717 | 8 | 0.42919
71269 | 5.22 | 0.8 | 365 | 4.752 | 0.56979 | 5 | 0.32176
71270 | 3.92 | 0.8 | 365 | 3.5685 | 0.18651 | 3 | 0.75504
71271 | 6.6 | 0.8 | 365 | 6.0082 | 0.099732 | 6 | 0.10797
71272 | 10.15 | 0.8 | 365 | 9.2399 | 0.60792 | 9 | 0.84786
71273 | 7.905 | 0.8 | 365 | 7.1962 | 0.49218 | 7 | 0.68841
71274 | 10.98 | 0.8 | 365 | 9.9955 | 0.12955 | 10 | 0.12508
71275 | 10.725 | 0.8 | 365 | 9.7634 | 0.66207 | 10 | 0.42545
71276 | 12.81 | 0.8 | 365 | 11.6614 | 0.48448 | 12 | 0.14593
71277 | 10.44 | 0.8 | 365 | 9.5039 | 0.13958 | 9 | 0.64352
71278 | 12.18 | 0.8 | 365 | 11.0879 | 0.32951 | 11 | 0.41744
71279 | 6.96 | 0.8 | 365 | 6.336 | 0.75972 | 7 | 0.095679
71280 | 3.9 | 0.8 | 365 | 3.5503 | 0.14984 | 3 | 0.70016
71282 | 6.72 | 0.8 | 365 | 6.1175 | 0.31973 | 6 | 0.43721
71283 | 5.565 | 0.8 | 365 | 5.066 | 0.20227 | 5 | 0.26831
71281 | 9.66 | 0.8 | 365 | 8.7939 | 0.70961 | 9 | 0.50349
71284 | 9.28 | 0.8 | 365 | 8.4479 | 0.012957 | 8 | 0.4609
71286 | 8.4 | 0.8 | 365 | 7.6468 | 0.39966 | 8 | 0.046509
71287 | 2.9 | 0.8 | 365 | 2.64 | 0.31655 | 2 | 0.95653
71288 | 4.2 | 0.8 | 365 | 3.8234 | 0.69983 | 4 | 0.52325
71289 | 2.9 | 0.8 | 365 | 2.64 | 0.31655 | 2 | 0.95653
71290 | 3.48 | 0.8 | 365 | 3.168 | 0.37986 | 3 | 0.54784
71292 | 2.32 | 0.8 | 365 | 2.112 | 0.25324 | 2 | 0.36523
71293 | 11.925 | 0.8 | 365 | 10.8558 | 0.86202 | 11 | 0.71781
71294 | 2.32 | 0.8 | 365 | 2.112 | 0.25324 | 2 | 0.36523
71296 | 3.51 | 0.8 | 365 | 3.1953 | 0.43486 | 3 | 0.63015
71297 | 2.43 | 0.8 | 365 | 2.2121 | 0.4549 | 2 | 0.66703
67104 | 7.28 | 0.8 | 365 | 6.6273 | 0.34637 | 6 | 0.97364
67090 | 5.04 | 0.8 | 365 | 4.5881 | 0.2398 | 4 | 0.82791
67013 | 11.2 | 0.8 | 365 | 10.1958 | 0.53288 | 10 | 0.72868
67014 | 7.56 | 0.8 | 365 | 6.8822 | 0.85969 | 7 | 0.74186
67011 | 3.92 | 0.8 | 365 | 3.5685 | 0.18651 | 3 | 0.75504
71298 | 2.24 | 0.8 | 365 | 2.0392 | 0.10658 | 2 | 0.14574
67012 | 7.28 | 0.8 | 365 | 6.6273 | 0.34637 | 6 | 0.97364
71299 | 3.77 | 0.8 | 365 | 3.432 | 0.91151 | 4 | 0.34349
71300 | 2.16 | 0.8 | 365 | 1.9663 | 0.95991 | 2 | 0.92625
71301 | 2.97 | 0.8 | 365 | 2.7037 | 0.44488 | 3 | 0.14859
71302 | 2.7 | 0.8 | 365 | 2.4579 | 0.94989 | 3 | 0.40781
71253 | 9.72 | 0.8 | 365 | 8.8485 | 0.81961 | 9 | 0.6681
71306 | 9.28 | 0.8 | 365 | 8.4479 | 0.012957 | 8 | 0.4609
71307 | 5.8 | 0.8 | 365 | 5.28 | 0.6331 | 5 | 0.91307
71308 | 9.28 | 0.8 | 365 | 8.4479 | 0.012957 | 8 | 0.4609
71249 | 3.51 | 0.8 | 365 | 3.1953 | 0.43486 | 3 | 0.63015
71309 | 3.08 | 0.8 | 365 | 2.8038 | 0.64654 | 3 | 0.45039
71310 | 3.08 | 0.8 | 365 | 2.8038 | 0.64654 | 3 | 0.45039
71311 | 3.975 | 0.8 | 365 | 3.6186 | 0.28734 | 3 | 0.90594
71312 | 4.48 | 0.8 | 365 | 4.0783 | 0.21315 | 4 | 0.29147
71314 | 2.24 | 0.8 | 365 | 2.0392 | 0.10658 | 2 | 0.14574
71313 | 4.86 | 0.8 | 365 | 4.4242 | 0.9098 | 5 | 0.33405
71315 | 3.2 | 0.8 | 365 | 2.9131 | 0.86654 | 3 | 0.77962
71316 | 8.64 | 0.8 | 365 | 7.8653 | 0.83965 | 8 | 0.70498
71213 | 10.2 | 0.8 | 365 | 9.2855 | 0.69959 | 9 | 0.98505
71318 | 7.5 | 0.8 | 365 | 6.8275 | 0.7497 | 7 | 0.57724
71320 | 2.24 | 0.8 | 365 | 2.0392 | 0.10658 | 2 | 0.14574
49720 | 7.65 | 1 | 365 | 8.7051 | 0.53086 | 9 | 0.23598
71324 | 8.96 | 0.8 | 365 | 8.1566 | 0.4263 | 8 | 0.58294
71325 | 21.96 | 0.8 | 365 | 19.991 | 0.25911 | 20 | 0.25016
71326 | 4.32 | 0.8 | 365 | 3.9327 | 0.91982 | 4 | 0.85249
71327 | 10.8 | 0.8 | 365 | 9.8317 | 0.79956 | 10 | 0.63123
71330 | 6.27 | 0.8 | 365 | 5.7078 | 0.49475 | 6 | 0.20257
71331 | 3.52 | 0.8 | 365 | 3.2044 | 0.45319 | 3 | 0.65758
68823 | 5.355 | 0.8 | 365 | 4.8749 | 0.81728 | 5 | 0.69215
71329 | 7.65 | 0.8 | 365 | 6.9641 | 0.02469 | 6 | 0.98878
71332 | 13.44 | 0.8 | 365 | 12.235 | 0.63946 | 12 | 0.87441
43110 | 6.72 | 0.8 | 365 | 6.1175 | 0.31973 | 6 | 0.43721
71334 | 13.2 | 0.8 | 365 | 12.0165 | 0.19946 | 12 | 0.21594
71335 | 9.15 | 0.8 | 365 | 8.3296 | 0.77463 | 9 | 0.10423
71341 | 10.8 | 0.8 | 365 | 9.8317 | 0.79956 | 10 | 0.63123
71342 | 3.38 | 0.8 | 365 | 3.0769 | 0.19653 | 3 | 0.27348
71344 | 7.5 | 0.8 | 365 | 6.8275 | 0.7497 | 7 | 0.57724
71345 | 4.8 | 0.8 | 365 | 4.3696 | 0.79981 | 5 | 0.16943
71348 | 8.16 | 0.8 | 365 | 7.4284 | 0.95967 | 8 | 0.38804
71349 | 8.4 | 0.8 | 365 | 7.6468 | 0.39966 | 8 | 0.046509
71352 | 8.58 | 0.8 | 365 | 7.8107 | 0.72965 | 8 | 0.54036
71356 | 7.5 | 0.8 | 365 | 6.8275 | 0.7497 | 7 | 0.57724
71357 | 5.72 | 0.8 | 365 | 5.2071 | 0.48643 | 5 | 0.69358
71360 | 3 | 0.8 | 365 | 2.731 | 0.49988 | 3 | 0.2309
71362 | 13.8 | 0.8 | 365 | 12.5627 | 0.29944 | 12 | 0.86212
71364 | 6.9 | 0.8 | 365 | 6.2813 | 0.64972 | 6 | 0.93106
71365 | 9.3 | 1 | 365 | 10.5827 | 0.31203 | 10 | 0.89472
71366 | 3.64 | 0.8 | 365 | 3.3136 | 0.67319 | 3 | 0.98682
71367 | 11.7 | 0.8 | 365 | 10.651 | 0.44953 | 11 | 0.10049
71368 | 8.48 | 0.8 | 365 | 7.7197 | 0.54632 | 8 | 0.266
71369 | 3.315 | 0.8 | 365 | 3.0178 | 0.077366 | 3 | 0.09514
71370 | 5.355 | 0.8 | 365 | 4.8749 | 0.81728 | 5 | 0.69215
71371 | 4.5 | 0.8 | 365 | 4.0965 | 0.24982 | 4 | 0.34634
71372 | 3.6 | 0.8 | 365 | 3.2772 | 0.59985 | 3 | 0.87708
71373 | 13.63 | 0.8 | 365 | 12.4079 | 0.98778 | 13 | 0.3957
71374 | 6.16 | 0.8 | 365 | 5.6077 | 0.29308 | 5 | 0.90077
71375 | 13.515 | 0.8 | 365 | 12.3032 | 0.77695 | 13 | 0.080186
71376 | 8.99 | 0.8 | 365 | 8.1839 | 0.4813 | 8 | 0.66525
71377 | 6.67 | 0.8 | 365 | 6.072 | 0.22806 | 6 | 0.30003
71379 | 8.41 | 0.8 | 365 | 7.656 | 0.41799 | 8 | 0.073945
71378 | 10.73 | 0.8 | 365 | 9.7679 | 0.67123 | 10 | 0.43917
71380 | 4.35 | 0.8 | 365 | 3.96 | 0.97482 | 4 | 0.9348
71381 | 5.22 | 0.8 | 365 | 4.752 | 0.56979 | 5 | 0.32176
71383 | 3.48 | 0.8 | 365 | 3.168 | 0.37986 | 3 | 0.54784
71385 | 2.7 | 0.8 | 365 | 2.4579 | 0.94989 | 3 | 0.40781
71336 | 5.76 | 0.8 | 365 | 5.2436 | 0.55977 | 5 | 0.80332
71384 | 8.96 | 0.8 | 365 | 8.1566 | 0.4263 | 8 | 0.58294
71386 | 8.06 | 0.8 | 365 | 7.3373 | 0.77634 | 8 | 0.11367
71389 | 5.04 | 0.8 | 365 | 4.5881 | 0.2398 | 4 | 0.82791
71390 | 5.13 | 0.8 | 365 | 4.67 | 0.40479 | 5 | 0.074832
71393 | 24.852 | 0.8 | 365 | 22.6237 | 0.56099 | 23 | 0.18474
71394 | 11.76 | 0.8 | 365 | 10.7056 | 0.55952 | 11 | 0.26511
71395 | 3.92 | 0.8 | 365 | 3.5685 | 0.18651 | 3 | 0.75504
71396 | 4.905 | 1 | 365 | 5.5815 | 0.24038 | 5 | 0.82189
71397 | 8.04 | 0.8 | 365 | 7.3191 | 0.73967 | 8 | 0.058801
71392 | 12.2 | 0.8 | 365 | 11.1061 | 0.36617 | 11 | 0.47231
67008 | 3.705 | 0.8 | 365 | 3.3728 | 0.79235 | 4 | 0.16516
71115 | 3.315 | 0.8 | 365 | 3.0178 | 0.077366 | 3 | 0.09514
71196 | 8.68 | 0.8 | 365 | 7.9017 | 0.91298 | 8 | 0.81473
71068 | 5.32 | 0.8 | 365 | 4.843 | 0.75312 | 5 | 0.59612
71154 | 3.77 | 0.8 | 365 | 3.432 | 0.91151 | 4 | 0.34349
34442 | 1060.2 | 1 | 365 | 1206.427 | 0.57128 | 1206 | 0.99831
71208 | 2.6 | 0.8 | 365 | 2.3669 | 0.76656 | 3 | 0.13344
63383 | 40.81 | 0.9 | 365 | 41.7948 | 0.16876 | 41 | 0.96357
71245 | 7.98 | 0.8 | 365 | 7.2645 | 0.62968 | 7 | 0.89418
71262 | 8.32 | 0.8 | 365 | 7.574 | 0.253 | 7 | 0.82702
71285 | 3.08 | 0.8 | 365 | 2.8038 | 0.64654 | 3 | 0.45039
71337 | 7.705 | 0.8 | 365 | 7.0142 | 0.12552 | 7 | 0.13968
32934 | 5994.12 | 0.8 | 365 | 5456.6824 | 0.97704 | 5457 | 0.65944
32152 | 1359.36 | 1 | 365 | 1546.8484 | 0.13113 | 1546 | 0.97949
71398 | 5.72 | 0.8 | 365 | 5.2071 | 0.48643 | 5 | 0.69358
71400 | 11.96 | 0.8 | 365 | 10.8877 | 0.92618 | 11 | 0.81384
71401 | 5.985 | 0.8 | 365 | 5.4484 | 0.97226 | 6 | 0.42064
71403 | 8.835 | 0.8 | 365 | 8.0428 | 0.19714 | 8 | 0.23999
71405 | 5.46 | 0.8 | 365 | 4.9705 | 0.0097787 | 4 | 0.98023
71406 | 5.415 | 0.8 | 365 | 4.9295 | 0.92728 | 5 | 0.85677
71407 | 6.27 | 0.8 | 365 | 5.7078 | 0.49475 | 6 | 0.20257
71410 | 5.22 | 0.8 | 365 | 4.752 | 0.56979 | 5 | 0.32176
71412 | 9.9 | 0.8 | 365 | 9.0124 | 0.1496 | 9 | 0.16196
71413 | 5.4 | 0.8 | 365 | 4.9158 | 0.89978 | 5 | 0.81561
71414 | 6.6 | 0.8 | 365 | 6.0082 | 0.099732 | 6 | 0.10797
71416 | 12.88 | 0.8 | 365 | 11.7252 | 0.61281 | 12 | 0.33798
71418 | 7.54 | 0.8 | 365 | 6.864 | 0.82303 | 7 | 0.68699
71419 | 5.7 | 0.8 | 365 | 5.1889 | 0.44977 | 5 | 0.6387
71420 | 4.845 | 0.8 | 365 | 4.4106 | 0.8823 | 5 | 0.2929
71417 | 4.16 | 0.8 | 365 | 3.787 | 0.6265 | 4 | 0.41351
71421 | 8.835 | 0.8 | 365 | 8.0428 | 0.19714 | 8 | 0.23999
71422 | 5.8 | 0.8 | 365 | 5.28 | 0.6331 | 5 | 0.91307
71423 | 2.32 | 0.8 | 365 | 2.112 | 0.25324 | 2 | 0.36523
71424 | 3.3 | 0.8 | 365 | 3.0041 | 0.049866 | 3 | 0.053986
71426 | 8.625 | 0.8 | 365 | 7.8517 | 0.81215 | 8 | 0.66383
71427 | 4.76 | 0.8 | 365 | 4.3332 | 0.72647 | 5 | 0.059688
71428 | 4.32 | 0.8 | 365 | 3.9327 | 0.91982 | 4 | 0.85249
71429 | 2.24 | 0.8 | 365 | 2.0392 | 0.10658 | 2 | 0.14574
71430 | 3.36 | 0.8 | 365 | 3.0587 | 0.15986 | 3 | 0.2186
64808 | 37.8 | 0.7 | 365 | 30.1095 | 0.63616 | 30 | 0.74563
71432 | 16.43 | 0.8 | 365 | 14.9569 | 0.121 | 15 | 0.077874
71433 | 3.64 | 0.8 | 365 | 3.3136 | 0.67319 | 3 | 0.98682
71434 | 6.96 | 0.8 | 365 | 6.336 | 0.75972 | 7 | 0.095679
71435 | 7.84 | 0.8 | 365 | 7.1371 | 0.37302 | 7 | 0.51007
71436 | 3.77 | 0.8 | 365 | 3.432 | 0.91151 | 4 | 0.34349
71437 | 6.16 | 0.8 | 365 | 5.6077 | 0.29308 | 5 | 0.90077
71440 | 9.28 | 0.8 | 365 | 8.4479 | 0.012957 | 8 | 0.4609
71441 | 2.28 | 0.8 | 365 | 2.0756 | 0.17991 | 2 | 0.25548
71442 | 3.19 | 0.8 | 365 | 2.904 | 0.8482 | 3 | 0.75219
71443 | 5.04 | 0.8 | 365 | 4.5881 | 0.2398 | 4 | 0.82791
71444 | 8.55 | 0.8 | 365 | 7.7834 | 0.67465 | 8 | 0.45805
71445 | 2.9 | 0.8 | 365 | 2.64 | 0.31655 | 2 | 0.95653
71446 | 2.9 | 0.8 | 365 | 2.64 | 0.31655 | 2 | 0.95653
71447 | 5.51 | 0.8 | 365 | 5.016 | 0.10144 | 5 | 0.11741
71448 | 4.56 | 0.8 | 365 | 4.1511 | 0.35982 | 4 | 0.51096
71449 | 13.395 | 0.8 | 365 | 12.194 | 0.55696 | 12 | 0.75095
71450 | 5.51 | 0.8 | 365 | 5.016 | 0.10144 | 5 | 0.11741
71451 | 5.7 | 0.8 | 365 | 5.1889 | 0.44977 | 5 | 0.6387
71452 | 7.83 | 0.8 | 365 | 7.128 | 0.35468 | 7 | 0.48264
71453 | 3.19 | 0.8 | 365 | 2.904 | 0.8482 | 3 | 0.75219
71454 | 5.7 | 0.8 | 365 | 5.1889 | 0.44977 | 5 | 0.6387
71455 | 4.35 | 0.8 | 365 | 3.96 | 0.97482 | 4 | 0.9348
71457 | 8.835 | 0.8 | 365 | 8.0428 | 0.19714 | 8 | 0.23999
71458 | 4.06 | 0.8 | 365 | 3.696 | 0.44317 | 4 | 0.13915
71459 | 5.8 | 0.8 | 365 | 5.28 | 0.6331 | 5 | 0.91307
71460 | 3.48 | 0.8 | 365 | 3.168 | 0.37986 | 3 | 0.54784
71463 | 6.09 | 0.8 | 365 | 5.544 | 0.16475 | 5 | 0.70872
71464 | 12.88 | 0.8 | 365 | 11.7252 | 0.61281 | 12 | 0.33798
71468 | 5.04 | 0.8 | 365 | 4.5881 | 0.2398 | 4 | 0.82791
71469 | 5.51 | 0.8 | 365 | 5.016 | 0.10144 | 5 | 0.11741
71470 | 5.7 | 0.8 | 365 | 5.1889 | 0.44977 | 5 | 0.6387
71471 | 5.88 | 0.8 | 365 | 5.3528 | 0.77976 | 6 | 0.13256
71472 | 9 | 0.8 | 365 | 8.1931 | 0.49964 | 8 | 0.69269
71190 | 7 | 0.8 | 365 | 6.3724 | 0.83305 | 7 | 0.20542
71473 | 10.07 | 0.8 | 365 | 9.1671 | 0.46126 | 9 | 0.62837
71474 | 4.505 | 0.8 | 365 | 4.1011 | 0.25898 | 4 | 0.36006
71475 | 13.395 | 0.8 | 365 | 12.194 | 0.55696 | 12 | 0.75095
71477 | 3.08 | 0.8 | 365 | 2.8038 | 0.64654 | 3 | 0.45039
71478 | 5.32 | 0.8 | 365 | 4.843 | 0.75312 | 5 | 0.59612
71480 | 6.16 | 0.8 | 365 | 5.6077 | 0.29308 | 5 | 0.90077
71481 | 8.68 | 0.8 | 365 | 7.9017 | 0.91298 | 8 | 0.81473
66553 | 13.545 | 1 | 365 | 15.4132 | 0.039939 | 15 | 0.45312
63326 | 649.77 | 0.9 | 365 | 665.45 | 0.121 | 665 | 0.57099
71486 | 5.04 | 0.8 | 365 | 4.5881 | 0.2398 | 4 | 0.82791
71488 | 8.68 | 0.8 | 365 | 7.9017 | 0.91298 | 8 | 0.81473
71490 | 4.64 | 0.8 | 365 | 4.224 | 0.50648 | 4 | 0.73045
71491 | 3.99 | 0.8 | 365 | 3.6323 | 0.31484 | 3 | 0.94709
71492 | 12.76 | 0.8 | 365 | 11.6159 | 0.39282 | 12 | 0.0087443
71494 | 7.41 | 0.8 | 365 | 6.7456 | 0.5847 | 7 | 0.33031
71495 | 6.27 | 0.8 | 365 | 5.7078 | 0.49475 | 6 | 0.20257
71496 | 6.555 | 0.8 | 365 | 5.9673 | 0.017234 | 5 | 0.98451
71497 | 9.405 | 0.8 | 365 | 8.5617 | 0.24212 | 8 | 0.80386
69095 | 4.335 | 1 | 365 | 4.9329 | 0.93416 | 5 | 0.86706
71500 | 14.7 | 0.8 | 365 | 13.382 | 0.9494 | 14 | 0.33139
71501 | 9 | 0.8 | 365 | 8.1931 | 0.49964 | 8 | 0.69269
71503 | 13.4 | 0.8 | 365 | 12.1985 | 0.56612 | 12 | 0.76467
71504 | 10.05 | 0.8 | 365 | 9.1489 | 0.42459 | 9 | 0.5735
69397 | 3.815 | 1 | 365 | 4.3412 | 0.74252 | 5 | 0.083695
71505 | 4.14 | 0.8 | 365 | 3.7688 | 0.58983 | 4 | 0.35864
71506 | 3.92 | 0.8 | 365 | 3.5685 | 0.18651 | 3 | 0.75504
71404 | 27.54 | 0.6 | 365 | 18.8031 | 0.86666 | 19 | 0.66972
71507 | 4.76 | 0.8 | 365 | 4.3332 | 0.72647 | 5 | 0.059688
71508 | 2.24 | 0.8 | 365 | 2.0392 | 0.10658 | 2 | 0.14574
71509 | 4.48 | 0.8 | 365 | 4.0783 | 0.21315 | 4 | 0.29147
71510 | 7.905 | 0.8 | 365 | 7.1962 | 0.49218 | 7 | 0.68841
71511 | 4.93 | 0.8 | 365 | 4.488 | 0.038134 | 4 | 0.52611
71512 | 5.035 | 0.8 | 365 | 4.5836 | 0.23063 | 4 | 0.81419
71195 | 5.32 | 0.8 | 365 | 4.843 | 0.75312 | 5 | 0.59612
71408 | 2.565 | 0.8 | 365 | 2.335 | 0.7024 | 3 | 0.037416
71409 | 3.135 | 0.8 | 365 | 2.8539 | 0.74737 | 3 | 0.60129
71514 | 5.32 | 0.8 | 365 | 4.843 | 0.75312 | 5 | 0.59612
71168 | 9.8 | 0.8 | 365 | 8.9213 | 0.96627 | 9 | 0.88759
71517 | 11.2 | 0.8 | 365 | 10.1958 | 0.53288 | 10 | 0.72868
71518 | 8.68 | 0.8 | 365 | 7.9017 | 0.91298 | 8 | 0.81473
71520 | 8.96 | 0.8 | 365 | 8.1566 | 0.4263 | 8 | 0.58294
71521 | 4.48 | 0.8 | 365 | 4.0783 | 0.21315 | 4 | 0.29147
71522 | 4.2 | 0.8 | 365 | 3.8234 | 0.69983 | 4 | 0.52325
71524 | 7.36 | 0.8 | 365 | 6.7001 | 0.49304 | 7 | 0.19313
71526 | 5.76 | 1 | 365 | 6.5544 | 0.19971 | 6 | 0.75415
71527 | 7.7 | 0.8 | 365 | 7.0096 | 0.11635 | 7 | 0.12597
71530 | 6.84 | 0.8 | 365 | 6.2267 | 0.53972 | 6 | 0.76644
71531 | 7.59 | 0.8 | 365 | 6.9095 | 0.91469 | 7 | 0.82417
71425 | 10.05 | 1 | 365 | 11.4361 | 0.030741 | 11 | 0.46688
71532 | 9.88 | 0.8 | 365 | 8.9942 | 0.11293 | 9 | 0.10708
71534 | 6.84 | 0.8 | 365 | 6.2267 | 0.53972 | 6 | 0.76644
71533 | 3.99 | 1 | 365 | 4.5403 | 0.14355 | 4 | 0.68386
71535 | 11.925 | 0.8 | 365 | 10.8558 | 0.86202 | 11 | 0.71781
71536 | 11.48 | 0.8 | 365 | 10.4507 | 0.046201 | 10 | 0.4969
71539 | 6.3 | 0.8 | 365 | 5.7351 | 0.54974 | 6 | 0.28488
71541 | 8.505 | 0.8 | 365 | 7.7424 | 0.59216 | 8 | 0.33459
71542 | 11.16 | 0.8 | 365 | 10.1594 | 0.45955 | 10 | 0.61893
71543 | 12.6 | 0.8 | 365 | 11.4703 | 0.099489 | 11 | 0.56976
71545 | 7.56 | 1 | 365 | 8.6027 | 0.32462 | 8 | 0.92732
71544 | 2.4 | 0.8 | 365 | 2.1848 | 0.3999 | 2 | 0.58472
71546 | 5.355 | 0.8 | 365 | 4.8749 | 0.81728 | 5 | 0.69215
71547 | 2.385 | 0.8 | 365 | 2.1712 | 0.3724 | 2 | 0.54356
71549 | 6 | 0.8 | 365 | 5.462 | 0.99976 | 6 | 0.46179
71550 | 11.48 | 0.8 | 365 | 10.4507 | 0.046201 | 10 | 0.4969
71552 | 3.3 | 0.8 | 365 | 3.0041 | 0.049866 | 3 | 0.053986
71554 | 3 | 0.8 | 365 | 2.731 | 0.49988 | 3 | 0.2309
71555 | 5.98 | 0.8 | 365 | 5.4438 | 0.96309 | 6 | 0.40692
71553 | 10.2 | 0.8 | 365 | 9.2855 | 0.69959 | 9 | 0.98505
71562 | 4.2 | 0.8 | 365 | 3.8234 | 0.69983 | 4 | 0.52325
71566 | 9.72 | 0.8 | 365 | 8.8485 | 0.81961 | 9 | 0.6681
71568 | 12.099 | 0.8 | 365 | 11.0142 | 0.18101 | 11 | 0.1952
71567 | 8.68 | 0.8 | 365 | 7.9017 | 0.91298 | 8 | 0.81473
71569 | 9.6 | 0.8 | 365 | 8.7393 | 0.59961 | 9 | 0.33887
71570 | 12.099 | 0.8 | 365 | 11.0142 | 0.18101 | 11 | 0.1952
71571 | 7.56 | 0.8 | 365 | 6.8822 | 0.85969 | 7 | 0.74186
71572 | 10.83 | 0.8 | 365 | 9.859 | 0.85456 | 10 | 0.71353
71574 | 5.04 | 0.8 | 365 | 4.5881 | 0.2398 | 4 | 0.82791
71575 | 3.48 | 0.8 | 365 | 3.168 | 0.37986 | 3 | 0.54784
71576 | 5.6 | 0.8 | 365 | 5.0979 | 0.26644 | 5 | 0.36434
71577 | 6.09 | 0.8 | 365 | 5.544 | 0.16475 | 5 | 0.70872
71578 | 10.36 | 0.8 | 365 | 9.4311 | 0.99291 | 10 | 0.42403
71579 | 11.2 | 0.8 | 365 | 10.1958 | 0.53288 | 10 | 0.72868
62971 | 4.64 | 1 | 365 | 5.28 | 0.6331 | 5 | 0.91307
71580 | 5.88 | 0.8 | 365 | 5.3528 | 0.77976 | 6 | 0.13256
71582 | 4.48 | 0.8 | 365 | 4.0783 | 0.21315 | 4 | 0.29147
71583 | 7 | 0.8 | 365 | 6.3724 | 0.83305 | 7 | 0.20542
23114 | 1064.7 | 1 | 365 | 1211.5477 | 0.88356 | 1212 | 0.43124
71584 | 10.08 | 0.8 | 365 | 9.1762 | 0.47959 | 9 | 0.65581
71585 | 4.2 | 0.8 | 365 | 3.8234 | 0.69983 | 4 | 0.52325
71587 | 10.8 | 0.8 | 365 | 9.8317 | 0.79956 | 10 | 0.63123
71588 | 3.08 | 0.8 | 365 | 2.8038 | 0.64654 | 3 | 0.45039
71589 | 9.8 | 0.8 | 365 | 8.9213 | 0.96627 | 9 | 0.88759
71592 | 2.52 | 0.8 | 365 | 2.2941 | 0.6199 | 2 | 0.91395
71591 | 5.6 | 0.8 | 365 | 5.0979 | 0.26644 | 5 | 0.36434
71590 | 10.5 | 0.8 | 365 | 9.5586 | 0.24957 | 9 | 0.80814
71594 | 5.13 | 0.8 | 365 | 4.67 | 0.40479 | 5 | 0.074832
71597 | 3.36 | 0.8 | 365 | 3.0587 | 0.15986 | 3 | 0.2186
46764 | 14.82 | 0.8 | 365 | 13.4912 | 0.1694 | 13 | 0.66063
71596 | 3.64 | 0.8 | 365 | 3.3136 | 0.67319 | 3 | 0.98682
71598 | 6.72 | 0.8 | 365 | 6.1175 | 0.31973 | 6 | 0.43721
71557 | 4.59 | 0.8 | 365 | 4.1785 | 0.41481 | 4 | 0.59327
68890 | 11.34 | 0.8 | 365 | 10.3232 | 0.78954 | 11 | 0.11279
71600 | 10.065 | 0.8 | 365 | 9.1626 | 0.45209 | 9 | 0.61466
71602 | 3.08 | 0.8 | 365 | 2.8038 | 0.64654 | 3 | 0.45039
71605 | 5.7 | 0.8 | 365 | 5.1889 | 0.44977 | 5 | 0.6387
71606 | 5.4 | 0.8 | 365 | 4.9158 | 0.89978 | 5 | 0.81561
71608 | 8.7 | 0.8 | 365 | 7.92 | 0.94965 | 8 | 0.8696
71613 | 7.54 | 0.8 | 365 | 6.864 | 0.82303 | 7 | 0.68699
71614 | 8.12 | 0.8 | 365 | 7.392 | 0.88634 | 8 | 0.27829
71615 | 10.64 | 0.8 | 365 | 9.686 | 0.50624 | 10 | 0.19224
71616 | 9.57 | 0.8 | 365 | 8.7119 | 0.54461 | 9 | 0.25656
71617 | 6.38 | 0.8 | 365 | 5.808 | 0.69641 | 6 | 0.50437
71619 | 10.64 | 0.8 | 365 | 9.686 | 0.50624 | 10 | 0.19224
71621 | 5.6 | 0.8 | 365 | 5.0979 | 0.26644 | 5 | 0.36434
71620 | 3.3 | 0.8 | 365 | 3.0041 | 0.049866 | 3 | 0.053986
71623 | 6.72 | 0.8 | 365 | 6.1175 | 0.31973 | 6 | 0.43721
71624 | 3.315 | 0.8 | 365 | 3.0178 | 0.077366 | 3 | 0.09514
71626 | 7.84 | 0.8 | 365 | 7.1371 | 0.37302 | 7 | 0.51007
71627 | 7.41 | 0.8 | 365 | 6.7456 | 0.5847 | 7 | 0.33031
71630 | 4.2 | 0.8 | 365 | 3.8234 | 0.69983 | 4 | 0.52325
71629 | 12.255 | 0.8 | 365 | 11.1562 | 0.467 | 11 | 0.62321
71631 | 11.685 | 0.8 | 365 | 10.6373 | 0.42203 | 11 | 0.05934
71632 | 10.26 | 0.8 | 365 | 9.3401 | 0.80958 | 10 | 0.14966
71628 | 3.64 | 0.8 | 365 | 3.3136 | 0.67319 | 3 | 0.98682
71634 | 5.7 | 0.8 | 365 | 5.1889 | 0.44977 | 5 | 0.6387
71636 | 13.5 | 1 | 365 | 15.362 | 0.93682 | 16 | 0.29879
71635 | 9 | 0.8 | 365 | 8.1931 | 0.49964 | 8 | 0.69269
71638 | 9 | 1 | 365 | 10.2413 | 0.62454 | 10 | 0.86586
71639 | 10.64 | 0.8 | 365 | 9.686 | 0.50624 | 10 | 0.19224
71641 | 6.72 | 0.8 | 365 | 6.1175 | 0.31973 | 6 | 0.43721
71643 | 13.8 | 0.8 | 365 | 12.5627 | 0.29944 | 12 | 0.86212
71645 | 11.48 | 0.8 | 365 | 10.4507 | 0.046201 | 10 | 0.4969
71653 | 11.02 | 0.8 | 365 | 10.0319 | 0.20289 | 10 | 0.23482
71654 | 5.88 | 0.8 | 365 | 5.3528 | 0.77976 | 6 | 0.13256
71656 | 7.84 | 0.8 | 365 | 7.1371 | 0.37302 | 7 | 0.51007
65087 | 89.76 | 0.7 | 365 | 71.498 | 0.98682 | 72 | 0.48486
64272 | 345.12 | 0.9 | 365 | 353.4483 | 0.79426 | 354 | 0.24256
68504 | 213.84 | 0.9 | 365 | 219.0003 | 0.035249 | 219 | 0.03555
68507 | 760.32 | 1 | 365 | 865.1864 | 0.36148 | 865 | 0.54785
71658 | 11.2 | 0.8 | 365 | 10.1958 | 0.53288 | 10 | 0.72868
71657 | 7.8 | 0.8 | 365 | 7.1006 | 0.29968 | 7 | 0.40033
71659 | 6.72 | 0.8 | 365 | 6.1175 | 0.31973 | 6 | 0.43721
71660 | 6 | 0.8 | 365 | 5.462 | 0.99976 | 6 | 0.46179
71652 | 10.2 | 0.8 | 365 | 9.2855 | 0.69959 | 9 | 0.98505
71662 | 17.28 | 0.8 | 365 | 15.7307 | 0.6793 | 16 | 0.40996
71663 | 10.92 | 0.8 | 365 | 9.9409 | 0.019557 | 9 | 0.96046
71666 | 6.6 | 0.8 | 365 | 6.0082 | 0.099732 | 6 | 0.10797
64890 | 711.04 | 0.7 | 365 | 566.3766 | 0.60145 | 566 | 0.97809
71667 | 9.9 | 0.8 | 365 | 9.0124 | 0.1496 | 9 | 0.16196
71668 | 13.11 | 0.8 | 365 | 11.9345 | 0.034469 | 11 | 0.96902
71669 | 13.4 | 0.8 | 365 | 12.1985 | 0.56612 | 12 | 0.76467
71612 | 4.2 | 0.8 | 365 | 3.8234 | 0.69983 | 4 | 0.52325
71673 | 10.88 | 0.8 | 365 | 9.9045 | 0.94623 | 10 | 0.85072
71674 | 5.8 | 0.8 | 365 | 5.28 | 0.6331 | 5 | 0.91307
65017 | 52.25 | 0.7 | 365 | 41.6196 | 0.81586 | 42 | 0.43543
71675 | 12.8 | 0.8 | 365 | 11.6523 | 0.46615 | 12 | 0.11849
64957 | 97.24 | 0.7 | 365 | 77.4562 | 0.98572 | 78 | 0.44193
71676 | 4.76 | 0.8 | 365 | 4.3332 | 0.72647 | 5 | 0.059688
71677 | 10.385 | 0.8 | 365 | 9.4539 | 0.038746 | 9 | 0.49262
71678 | 6.16 | 0.8 | 365 | 5.6077 | 0.29308 | 5 | 0.90077
71679 | 5.88 | 0.8 | 365 | 5.3528 | 0.77976 | 6 | 0.13256
71680 | 4.06 | 0.8 | 365 | 3.696 | 0.44317 | 4 | 0.13915
71681 | 10.8 | 0.8 | 365 | 9.8317 | 0.79956 | 10 | 0.63123
71682 | 10.98 | 0.8 | 365 | 9.9955 | 0.12955 | 10 | 0.12508
71683 | 2.8 | 0.8 | 365 | 2.5489 | 0.13322 | 2 | 0.68217
71684 | 9.6 | 0.8 | 365 | 8.7393 | 0.59961 | 9 | 0.33887
71685 | 6.16 | 0.8 | 365 | 5.6077 | 0.29308 | 5 | 0.90077
71686 | 4.62 | 0.8 | 365 | 4.2058 | 0.46981 | 4 | 0.67558
71688 | 5.51 | 0.8 | 365 | 5.016 | 0.10144 | 5 | 0.11741
71689 | 11.76 | 0.8 | 365 | 10.7056 | 0.55952 | 11 | 0.26511
71690 | 3.71 | 0.8 | 365 | 3.3774 | 0.80152 | 4 | 0.17887
71642 | 7.2 | 0.8 | 365 | 6.5544 | 0.19971 | 6 | 0.75415
71691 | 9.86 | 0.8 | 365 | 8.9759 | 0.076267 | 9 | 0.052212
71692 | 3.36 | 0.8 | 365 | 3.0587 | 0.15986 | 3 | 0.2186
71693 | 4.48 | 0.8 | 365 | 4.0783 | 0.21315 | 4 | 0.29147
71694 | 4.2 | 0.8 | 365 | 3.8234 | 0.69983 | 4 | 0.52325
71696 | 5.67 | 0.8 | 365 | 5.1616 | 0.39477 | 5 | 0.55639
71695 | 12.24 | 0.8 | 365 | 11.1426 | 0.4395 | 11 | 0.58206
71699 | 4.48 | 0.8 | 365 | 4.0783 | 0.21315 | 4 | 0.29147
71698 | 8.64 | 0.8 | 365 | 7.8653 | 0.83965 | 8 | 0.70498
69039 | 9.45 | 0.8 | 365 | 8.6027 | 0.32462 | 8 | 0.92732
71703 | 6.16 | 0.8 | 365 | 5.6077 | 0.29308 | 5 | 0.90077
71706 | 5.04 | 0.8 | 365 | 4.5881 | 0.2398 | 4 | 0.82791
71050 | 4.75 | 0.8 | 365 | 4.3241 | 0.70814 | 5 | 0.032252
71710 | 10.37 | 0.8 | 365 | 9.4402 | 0.011246 | 9 | 0.45146
71711 | 5.6 | 0.8 | 365 | 5.0979 | 0.26644 | 5 | 0.36434
71709 | 12.6 | 0.8 | 365 | 11.4703 | 0.099489 | 11 | 0.56976
71712 | 5.72 | 0.8 | 365 | 5.2071 | 0.48643 | 5 | 0.69358
71715 | 9.3 | 0.8 | 365 | 8.4662 | 0.049623 | 8 | 0.51578
71714 | 5.3 | 0.8 | 365 | 4.8248 | 0.71645 | 5 | 0.54125
71717 | 4.8 | 0.8 | 365 | 4.3696 | 0.79981 | 5 | 0.16943
71670 | 7.8 | 0.8 | 365 | 7.1006 | 0.29968 | 7 | 0.40033
71718 | 4.59 | 0.8 | 365 | 4.1785 | 0.41481 | 4 | 0.59327
71720 | 4.88 | 0.8 | 365 | 4.4425 | 0.94647 | 5 | 0.38892
71700 | 169.2 | 0.6 | 365 | 115.522 | 0.64486 | 116 | 0.1669
71719 | 10.36 | 0.8 | 365 | 9.4311 | 0.99291 | 10 | 0.42403
71722 | 5.8 | 0.8 | 365 | 5.28 | 0.6331 | 5 | 0.91307
71723 | 7.8 | 0.8 | 365 | 7.1006 | 0.29968 | 7 | 0.40033
71724 | 10.175 | 0.8 | 365 | 9.2627 | 0.65375 | 9 | 0.91646
71726 | 6.4 | 0.8 | 365 | 5.8262 | 0.73307 | 6 | 0.55924
71725 | 4.88 | 0.8 | 365 | 4.4425 | 0.94647 | 5 | 0.38892
71727 | 11.4 | 0.8 | 365 | 10.3779 | 0.89954 | 11 | 0.2774
71729 | 6.09 | 0.8 | 365 | 5.544 | 0.16475 | 5 | 0.70872
71732 | 9.945 | 0.8 | 365 | 9.0533 | 0.2321 | 9 | 0.28542
71734 | 9.45 | 0.8 | 365 | 8.6027 | 0.32462 | 8 | 0.92732
71735 | 3.05 | 0.8 | 365 | 2.7765 | 0.59154 | 3 | 0.36808
11791 | 3682.8 | 0.8 | 365 | 3352.5972 | 0.65072 | 3353 | 0.24793
71737 | 10.98 | 0.8 | 365 | 9.9955 | 0.12955 | 10 | 0.12508
71740 | 11.88 | 0.8 | 365 | 10.8148 | 0.77952 | 11 | 0.59435
71741 | 4.62 | 0.8 | 365 | 4.2058 | 0.46981 | 4 | 0.67558
71743 | 12.1 | 0.8 | 365 | 11.0151 | 0.18284 | 11 | 0.19795
71744 | 12 | 0.8 | 365 | 10.9241 | 0.99951 | 11 | 0.92358
71745 | 7.7 | 0.8 | 365 | 7.0096 | 0.11635 | 7 | 0.12597
71746 | 6.615 | 0.8 | 365 | 6.0219 | 0.12723 | 6 | 0.14913
71742 | 6.84 | 0.8 | 365 | 6.2267 | 0.53972 | 6 | 0.76644
71749 | 8.68 | 0.8 | 365 | 7.9017 | 0.91298 | 8 | 0.81473
71750 | 7.41 | 0.8 | 365 | 6.7456 | 0.5847 | 7 | 0.33031
71751 | 4.335 | 0.8 | 365 | 3.9463 | 0.94732 | 4 | 0.89364
71752 | 5.985 | 0.8 | 365 | 5.4484 | 0.97226 | 6 | 0.42064
67693 | 2.08 | 0.8 | 365 | 1.8935 | 0.81325 | 2 | 0.70675
71753 | 6.63 | 0.8 | 365 | 6.0355 | 0.15473 | 6 | 0.19028
67711 | 7.685 | 0.8 | 365 | 6.996 | 0.088855 | 7 | 0.084812
71754 | 5.355 | 0.8 | 365 | 4.8749 | 0.81728 | 5 | 0.69215
71755 | 6.12 | 0.8 | 365 | 5.5713 | 0.21975 | 5 | 0.79103
71756 | 5.61 | 0.8 | 365 | 5.107 | 0.28477 | 5 | 0.39178
71757 | 8.925 | 0.8 | 365 | 8.1248 | 0.36214 | 8 | 0.48692
71647 | 12.06 | 0.8 | 365 | 10.9787 | 0.10951 | 11 | 0.088202
67735 | 5.46 | 0.8 | 365 | 4.9705 | 0.0097787 | 4 | 0.98023
68822 | 9.8 | 0.8 | 365 | 8.9213 | 0.96627 | 9 | 0.88759
68898 | 8.7 | 0.8 | 365 | 7.92 | 0.94965 | 8 | 0.8696
69474 | 3 | 0.8 | 365 | 2.731 | 0.49988 | 3 | 0.2309
69630 | 5.4 | 0.8 | 365 | 4.9158 | 0.89978 | 5 | 0.81561
54559 | 73.45 | 0.7 | 365 | 58.5064 | 0.82344 | 59 | 0.3298
70237 | 13.25 | 0.8 | 365 | 12.062 | 0.29113 | 12 | 0.35312
70242 | 7 | 0.8 | 365 | 6.3724 | 0.83305 | 7 | 0.20542
70256 | 2.4 | 0.8 | 365 | 2.1848 | 0.3999 | 2 | 0.58472
70189 | 8.67 | 0.8 | 365 | 7.8926 | 0.89465 | 8 | 0.78729
70181 | 7.875 | 0.8 | 365 | 7.1689 | 0.43718 | 7 | 0.6061
70197 | 10.08 | 0.8 | 365 | 9.1762 | 0.47959 | 9 | 0.65581
70216 | 4.2 | 0.8 | 365 | 3.8234 | 0.69983 | 4 | 0.52325
70176 | 9.3 | 0.8 | 365 | 8.4662 | 0.049623 | 8 | 0.51578
70193 | 7.54 | 0.8 | 365 | 6.864 | 0.82303 | 7 | 0.68699
71661 | 9.483 | 0.8 | 365 | 8.6327 | 0.38512 | 9 | 0.017862
71759 | 7.56 | 1 | 365 | 8.6027 | 0.32462 | 8 | 0.92732
34628 | 649.955 | 0.8 | 365 | 591.6795 | 0.55782 | 592 | 0.23734
60933 | 737.92 | 0.8 | 365 | 671.7575 | 0.82342 | 672 | 0.58093
71291 | 6.38 | 0.8 | 365 | 5.808 | 0.69641 | 6 | 0.50437
71760 | 9.45 | 0.8 | 365 | 8.6027 | 0.32462 | 8 | 0.92732
71761 | 3.24 | 0.8 | 365 | 2.9495 | 0.93987 | 3 | 0.88937
71762 | 8.32 | 0.8 | 365 | 7.574 | 0.253 | 7 | 0.82702
70188 | 3.9 | 0.8 | 365 | 3.5503 | 0.14984 | 3 | 0.70016
71763 | 6.555 | 0.8 | 365 | 5.9673 | 0.017234 | 5 | 0.98451
70187 | 6.3 | 0.8 | 365 | 5.7351 | 0.54974 | 6 | 0.28488
71764 | 10.71 | 0.8 | 365 | 9.7497 | 0.63457 | 10 | 0.3843
71765 | 6.27 | 0.8 | 365 | 5.7078 | 0.49475 | 6 | 0.20257
71766 | 8.68 | 0.8 | 365 | 7.9017 | 0.91298 | 8 | 0.81473
71305 | 4.32 | 0.8 | 365 | 3.9327 | 0.91982 | 4 | 0.85249
71767 | 8.4 | 0.8 | 365 | 7.6468 | 0.39966 | 8 | 0.046509
71768 | 9.9 | 0.8 | 365 | 9.0124 | 0.1496 | 9 | 0.16196
71769 | 5.98 | 0.8 | 365 | 5.4438 | 0.96309 | 6 | 0.40692
54556 | 80.6 | 0.7 | 365 | 64.2017 | 0.29297 | 64 | 0.49465
71771 | 8.175 | 0.8 | 365 | 7.442 | 0.98717 | 8 | 0.42919
64961 | 13.34 | 0.8 | 365 | 12.1439 | 0.45613 | 12 | 0.60005
61296 | 4050.99 | 0.9 | 365 | 4148.7469 | 0.98215 | 4149 | 0.72902
6418 | 974.4 | 0.9 | 365 | 997.9138 | 0.65557 | 998 | 0.5694
30710 | 972.06 | 0.8 | 365 | 884.9043 | 0.070599 | 884 | 0.97492
30713 | 648.04 | 0.8 | 365 | 589.9362 | 0.047066 | 589 | 0.98328
30714 | 965.94 | 0.8 | 365 | 879.333 | 0.85085 | 880 | 0.18389
30716 | 648.04 | 0.8 | 365 | 589.9362 | 0.047066 | 589 | 0.98328
30717 | 176.8 | 0.8 | 365 | 160.948 | 0.12617 | 161 | 0.074138
30722 | 271.32 | 0.9 | 365 | 277.8674 | 0.58513 | 278 | 0.45251
32951 | 1326.78 | 0.8 | 365 | 1207.8198 | 0.37622 | 1208 | 0.19606
34216 | 1333.76 | 1 | 365 | 1517.7175 | 0.46576 | 1518 | 0.18327
35114 | 4229.1 | 1 | 365 | 4812.3944 | 0.47323 | 4812 | 0.86761
39541 | 3.9 | 0.8 | 365 | 3.5503 | 0.14984 | 3 | 0.70016
50533 | 6.3 | 1 | 365 | 7.1689 | 0.43718 | 7 | 0.6061
52528 | 552.96 | 0.9 | 365 | 566.3038 | 0.45479 | 566 | 0.75859
62252 | 67.925 | 0.9 | 365 | 69.5641 | 0.092215 | 69 | 0.65635
64558 | 189 | 0.7 | 365 | 150.5473 | 0.1808 | 150 | 0.72814
69624 | 4.2 | 0.8 | 365 | 3.8234 | 0.69983 | 4 | 0.52325
70102 | 13.8 | 0.8 | 365 | 12.5627 | 0.29944 | 12 | 0.86212
70308 | 6.72 | 0.8 | 365 | 6.1175 | 0.31973 | 6 | 0.43721
70423 | 8.7 | 0.8 | 365 | 7.92 | 0.94965 | 8 | 0.8696
70427 | 6.6 | 0.8 | 365 | 6.0082 | 0.099732 | 6 | 0.10797
70718 | 5.035 | 1 | 365 | 5.7294 | 0.53829 | 6 | 0.26773
70719 | 12.285 | 0.8 | 365 | 11.1835 | 0.522 | 11 | 0.70552
70750 | 5.1 | 0.8 | 365 | 4.6427 | 0.34979 | 4 | 0.99252
70751 | 5.7 | 0.8 | 365 | 5.1889 | 0.44977 | 5 | 0.6387
70752 | 9 | 0.8 | 365 | 8.1931 | 0.49964 | 8 | 0.69269
70887 | 14.04 | 0.8 | 365 | 12.7812 | 0.73943 | 13 | 0.52059
71049 | 3.3 | 0.8 | 365 | 3.0041 | 0.049866 | 3 | 0.053986
71135 | 7.695 | 1 | 365 | 8.7563 | 0.63399 | 9 | 0.39031
71182 | 5.04 | 0.8 | 365 | 4.5881 | 0.2398 | 4 | 0.82791
71227 | 9.63 | 0.8 | 365 | 8.7666 | 0.65461 | 9 | 0.42118
71240 | 6.89 | 0.8 | 365 | 6.2722 | 0.63139 | 6 | 0.90362
71246 | 3.3 | 0.8 | 365 | 3.0041 | 0.049866 | 3 | 0.053986
71354 | 3.6 | 0.8 | 365 | 3.2772 | 0.59985 | 3 | 0.87708
71358 | 6.6 | 0.8 | 365 | 6.0082 | 0.099732 | 6 | 0.10797
71359 | 11.96 | 0.8 | 365 | 10.8877 | 0.92618 | 11 | 0.81384
71361 | 1.89 | 0.8 | 365 | 1.7205 | 0.46492 | 2 | 0.18546
71462 | 11.685 | 0.8 | 365 | 10.6373 | 0.42203 | 11 | 0.05934
71465 | 6.67 | 0.8 | 365 | 6.072 | 0.22806 | 6 | 0.30003
71483 | 6.72 | 0.8 | 365 | 6.1175 | 0.31973 | 6 | 0.43721
71487 | 3.36 | 0.8 | 365 | 3.0587 | 0.15986 | 3 | 0.2186
71523 | 6.21 | 0.8 | 365 | 5.6532 | 0.38475 | 6 | 0.037955
71529 | 9.81 | 0.8 | 365 | 8.9304 | 0.9846 | 9 | 0.91503
71556 | 7.56 | 1 | 365 | 8.6027 | 0.32462 | 8 | 0.92732
71573 | 6.3 | 0.8 | 365 | 5.7351 | 0.54974 | 6 | 0.28488
71637 | 6.095 | 1 | 365 | 6.9356 | 0.9674 | 7 | 0.90305
71640 | 9.6 | 0.8 | 365 | 8.7393 | 0.59961 | 9 | 0.33887
71646 | 5.67 | 0.8 | 365 | 5.1616 | 0.39477 | 5 | 0.55639
71650 | 6 | 0.8 | 365 | 5.462 | 0.99976 | 6 | 0.46179
71665 | 7.875 | 0.8 | 365 | 7.1689 | 0.43718 | 7 | 0.6061
71687 | 7 | 0.8 | 365 | 6.3724 | 0.83305 | 7 | 0.20542
71708 | 7.905 | 1 | 365 | 8.9953 | 0.11522 | 9 | 0.11051
71770 | 4.48 | 0.8 | 365 | 4.0783 | 0.21315 | 4 | 0.29147
71772 | 13.455 | 0.8 | 365 | 12.2486 | 0.66695 | 12 | 0.91557
71773 | 8.04 | 0.8 | 365 | 7.3191 | 0.73967 | 8 | 0.058801
71774 | 2.88 | 0.8 | 365 | 2.6218 | 0.27988 | 2 | 0.90166
71778 | 5.98 | 0.8 | 365 | 5.4438 | 0.96309 | 6 | 0.40692
71779 | 2.34 | 0.8 | 365 | 2.1302 | 0.28991 | 2 | 0.4201
71784 | 5.51 | 0.8 | 365 | 5.016 | 0.10144 | 5 | 0.11741
71785 | 5 | 0.8 | 365 | 4.5517 | 0.16646 | 4 | 0.71816
71786 | 12.48 | 1 | 365 | 14.2013 | 0.59937 | 14 | 0.80066
71787 | 5.04 | 0.8 | 365 | 4.5881 | 0.2398 | 4 | 0.82791
71788 | 7.92 | 0.8 | 365 | 7.2099 | 0.51968 | 7 | 0.72957
71789 | 6.7 | 0.8 | 365 | 6.0993 | 0.28306 | 6 | 0.38233
71790 | 6.6 | 0.8 | 365 | 6.0082 | 0.099732 | 6 | 0.10797
71791 | 6.05 | 0.8 | 365 | 5.5076 | 0.091421 | 5 | 0.59897
71792 | 6.1 | 0.8 | 365 | 5.5531 | 0.18309 | 5 | 0.73616
71793 | 6.08 | 0.8 | 365 | 5.5349 | 0.14642 | 5 | 0.68128
71794 | 12 | 0.8 | 365 | 10.9241 | 0.99951 | 11 | 0.92358
71796 | 8.64 | 0.8 | 365 | 7.8653 | 0.83965 | 8 | 0.70498
71799 | 5.7 | 0.8 | 365 | 5.1889 | 0.44977 | 5 | 0.6387
71800 | 7.685 | 0.8 | 365 | 6.996 | 0.088855 | 7 | 0.084812
71801 | 3.6 | 0.8 | 365 | 3.2772 | 0.59985 | 3 | 0.87708
71802 | 10.24 | 0.8 | 365 | 9.3219 | 0.77292 | 10 | 0.094792
71803 | 4.29 | 0.8 | 365 | 3.9054 | 0.86483 | 4 | 0.77018
71804 | 8.1 | 0.8 | 365 | 7.3737 | 0.84967 | 8 | 0.22342
71805 | 7.521 | 0.8 | 365 | 6.8467 | 0.7882 | 7 | 0.63486
71807 | 12.075 | 0.8 | 365 | 10.9923 | 0.13701 | 11 | 0.12936
71808 | 6.48 | 0.8 | 365 | 5.899 | 0.87974 | 6 | 0.77874
71809 | 11.04 | 0.8 | 365 | 10.0501 | 0.23955 | 10 | 0.2897
71810 | 9 | 0.8 | 365 | 8.1931 | 0.49964 | 8 | 0.69269
71811 | 10.24 | 0.8 | 365 | 9.3219 | 0.77292 | 10 | 0.094792
71812 | 4.485 | 0.8 | 365 | 4.0829 | 0.22232 | 4 | 0.30519
71814 | 9.24 | 0.8 | 365 | 8.4115 | 0.93963 | 9 | 0.35116
71815 | 6.44 | 0.8 | 365 | 5.8626 | 0.80641 | 6 | 0.66899
71816 | 4.06 | 0.8 | 365 | 3.696 | 0.44317 | 4 | 0.13915
71818 | 10.08 | 0.8 | 365 | 9.1762 | 0.47959 | 9 | 0.65581
71819 | 7.84 | 0.8 | 365 | 7.1371 | 0.37302 | 7 | 0.51007
71820 | 5.04 | 0.8 | 365 | 4.5881 | 0.2398 | 4 | 0.82791
71821 | 3.15 | 0.8 | 365 | 2.8676 | 0.77487 | 3 | 0.64244
71822 | 7.194 | 0.8 | 365 | 6.549 | 0.18871 | 6 | 0.73769
71823 | 9.28 | 0.8 | 365 | 8.4479 | 0.012957 | 8 | 0.4609
71824 | 6.405 | 0.8 | 365 | 5.8307 | 0.74224 | 6 | 0.57296
71826 | 7.56 | 0.8 | 365 | 6.8822 | 0.85969 | 7 | 0.74186
71828 | 6.1 | 0.8 | 365 | 5.5531 | 0.18309 | 5 | 0.73616
71831 | 9.45 | 0.8 | 365 | 8.6027 | 0.32462 | 8 | 0.92732
71833 | 6.4 | 0.8 | 365 | 5.8262 | 0.73307 | 6 | 0.55924
71834 | 2.12 | 0.8 | 365 | 1.9299 | 0.88658 | 2 | 0.8165
71835 | 7.56 | 0.8 | 365 | 6.8822 | 0.85969 | 7 | 0.74186
71836 | 6.44 | 0.8 | 365 | 5.8626 | 0.80641 | 6 | 0.66899
71837 | 3.9 | 0.8 | 365 | 3.5503 | 0.14984 | 3 | 0.70016
71839 | 13.515 | 0.8 | 365 | 12.3032 | 0.77695 | 13 | 0.080186
71840 | 12.24 | 0.8 | 365 | 11.1426 | 0.4395 | 11 | 0.58206
71843 | 5.04 | 0.8 | 365 | 4.5881 | 0.2398 | 4 | 0.82791
71844 | 6.615 | 0.8 | 365 | 6.0219 | 0.12723 | 6 | 0.14913
71845 | 8 | 0.8 | 365 | 7.2827 | 0.66634 | 7 | 0.94906
71846 | 8.99 | 0.8 | 365 | 8.1839 | 0.4813 | 8 | 0.66525
71847 | 5.52 | 0.8 | 365 | 5.0251 | 0.11978 | 5 | 0.14485
71848 | 8.25 | 0.8 | 365 | 7.5103 | 0.12467 | 7 | 0.63496
71849 | 6.48 | 0.8 | 365 | 5.899 | 0.87974 | 6 | 0.77874
71851 | 11.16 | 0.8 | 365 | 10.1594 | 0.45955 | 10 | 0.61893
71852 | 1.16 | 0.8 | 365 | 1.056 | 0.12662 | 1 | 0.18261
71853 | 6.875 | 0.8 | 365 | 6.2586 | 0.60389 | 6 | 0.86247
71855 | 8.06 | 0.8 | 365 | 7.3373 | 0.77634 | 8 | 0.11367
71856 | 9.35 | 0.8 | 365 | 8.5117 | 0.14129 | 8 | 0.65296
71858 | 6.09 | 0.8 | 365 | 5.544 | 0.16475 | 5 | 0.70872
71860 | 6.9 | 0.8 | 365 | 6.2813 | 0.64972 | 6 | 0.93106
71862 | 10.08 | 0.8 | 365 | 9.1762 | 0.47959 | 9 | 0.65581
71863 | 10.44 | 0.8 | 365 | 9.5039 | 0.13958 | 9 | 0.64352
71864 | 6.93 | 0.8 | 365 | 6.3087 | 0.70472 | 7 | 0.01337
71865 | 7.5 | 0.8 | 365 | 6.8275 | 0.7497 | 7 | 0.57724
71867 | 4.48 | 0.8 | 365 | 4.0783 | 0.21315 | 4 | 0.29147
71874 | 8.28 | 0.8 | 365 | 7.5376 | 0.17966 | 7 | 0.71727
71876 | 4.845 | 1 | 365 | 5.5132 | 0.10288 | 5 | 0.61612
71877 | 5.32 | 0.8 | 365 | 4.843 | 0.75312 | 5 | 0.59612
71878 | 3.64 | 0.8 | 365 | 3.3136 | 0.67319 | 3 | 0.98682
71879 | 6.89 | 0.8 | 365 | 6.2722 | 0.63139 | 6 | 0.90362
71882 | 10.92 | 0.8 | 365 | 9.9409 | 0.019557 | 9 | 0.96046
71884 | 4.48 | 0.8 | 365 | 4.0783 | 0.21315 | 4 | 0.29147
71885 | 3.64 | 0.8 | 365 | 3.3136 | 0.67319 | 3 | 0.98682
71886 | 4.64 | 0.8 | 365 | 4.224 | 0.50648 | 4 | 0.73045
71890 | 5.98 | 0.8 | 365 | 5.4438 | 0.96309 | 6 | 0.40692
71891 | 2.61 | 0.8 | 365 | 2.376 | 0.78489 | 3 | 0.16088
71892 | 11.61 | 0.8 | 365 | 10.569 | 0.28453 | 10 | 0.85357
71894 | 9.9 | 0.8 | 365 | 9.0124 | 0.1496 | 9 | 0.16196
71898 | 7.56 | 0.8 | 365 | 6.8822 | 0.85969 | 7 | 0.74186
71900 | 6.16 | 0.8 | 365 | 5.6077 | 0.29308 | 5 | 0.90077
71901 | 13.23 | 0.8 | 365 | 12.0438 | 0.25446 | 12 | 0.29825
71904 | 3.92 | 0.8 | 365 | 3.5685 | 0.18651 | 3 | 0.75504
71905 | 3.6 | 0.8 | 365 | 3.2772 | 0.59985 | 3 | 0.87708
71906 | 10.92 | 0.8 | 365 | 9.9409 | 0.019557 | 9 | 0.96046
71908 | 8.7 | 0.8 | 365 | 7.92 | 0.94965 | 8 | 0.8696
71910 | 9.01 | 0.8 | 365 | 8.2022 | 0.51797 | 8 | 0.72012
71911 | 5.6 | 0.8 | 365 | 5.0979 | 0.26644 | 5 | 0.36434
71913 | 12.15 | 0.8 | 365 | 11.0606 | 0.27451 | 11 | 0.33513
71915 | 2.52 | 0.8 | 365 | 2.2941 | 0.6199 | 2 | 0.91395
71927 | 6.44 | 0.8 | 365 | 5.8626 | 0.80641 | 6 | 0.66899
71928 | 5.04 | 0.8 | 365 | 4.5881 | 0.2398 | 4 | 0.82791
71929 | 4.27 | 0.8 | 365 | 3.8871 | 0.82816 | 4 | 0.71531
71931 | 4.88 | 0.8 | 365 | 4.4425 | 0.94647 | 5 | 0.38892
71932 | 14.84 | 0.8 | 365 | 13.5094 | 0.20607 | 13 | 0.7155
71934 | 7.93 | 0.8 | 365 | 7.219 | 0.53801 | 7 | 0.757
71935 | 10.15 | 0.8 | 365 | 9.2399 | 0.60792 | 9 | 0.84786
71936 | 6.44 | 0.8 | 365 | 5.8626 | 0.80641 | 6 | 0.66899
71937 | 7.26 | 0.8 | 365 | 6.6091 | 0.30971 | 6 | 0.91877
71938 | 4.575 | 0.8 | 365 | 4.1648 | 0.38731 | 4 | 0.55212
71940 | 24.79 | 0.8 | 365 | 22.5673 | 0.44733 | 23 | 0.014637
71942 | 6.72 | 0.8 | 365 | 6.1175 | 0.31973 | 6 | 0.43721
71943 | 9.15 | 0.8 | 365 | 8.3296 | 0.77463 | 9 | 0.10423
71945 | 9.8 | 0.8 | 365 | 8.9213 | 0.96627 | 9 | 0.88759
71949 | 6.44 | 0.8 | 365 | 5.8626 | 0.80641 | 6 | 0.66899
71951 | 2.8 | 0.8 | 365 | 2.5489 | 0.13322 | 2 | 0.68217
71952 | 9.145 | 0.8 | 365 | 8.3251 | 0.76546 | 9 | 0.090515
71953 | 7.28 | 0.8 | 365 | 6.6273 | 0.34637 | 6 | 0.97364
71955 | 9.12 | 0.8 | 365 | 8.3023 | 0.71963 | 9 | 0.021924
71956 | 3.77 | 0.8 | 365 | 3.432 | 0.91151 | 4 | 0.34349
71958 | 3.6 | 0.8 | 365 | 3.2772 | 0.59985 | 3 | 0.87708
71960 | 9.15 | 0.8 | 365 | 8.3296 | 0.77463 | 9 | 0.10423
71961 | 6.405 | 0.8 | 365 | 5.8307 | 0.74224 | 6 | 0.57296
71966 | 19.32 | 0.8 | 365 | 17.5878 | 0.41922 | 18 | 0.0069702
71973 | 6 | 0.8 | 365 | 5.462 | 0.99976 | 6 | 0.46179
71974 | 5.4 | 0.8 | 365 | 4.9158 | 0.89978 | 5 | 0.81561
71977 | 6.96 | 0.8 | 365 | 6.336 | 0.75972 | 7 | 0.095679
71978 | 4.05 | 0.8 | 365 | 3.6869 | 0.42484 | 4 | 0.11171
71980 | 5.94 | 0.8 | 365 | 5.4074 | 0.88976 | 6 | 0.29717
71981 | 7.5 | 0.8 | 365 | 6.8275 | 0.7497 | 7 | 0.57724
71982 | 3.92 | 0.8 | 365 | 3.5685 | 0.18651 | 3 | 0.75504
71983 | 4.2 | 0.8 | 365 | 3.8234 | 0.69983 | 4 | 0.52325
71984 | 5.4 | 0.8 | 365 | 4.9158 | 0.89978 | 5 | 0.81561
71986 | 6 | 0.8 | 365 | 5.462 | 0.99976 | 6 | 0.46179
71987 | 2.4 | 0.8 | 365 | 2.1848 | 0.3999 | 2 | 0.58472
71989 | 12.9 | 0.8 | 365 | 11.7434 | 0.64948 | 12 | 0.39285
71992 | 13.8 | 0.8 | 365 | 12.5627 | 0.29944 | 12 | 0.86212
71994 | 13.2 | 0.8 | 365 | 12.0165 | 0.19946 | 12 | 0.21594
71995 | 3.24 | 0.8 | 365 | 2.9495 | 0.93987 | 3 | 0.88937
71997 | 7.84 | 0.8 | 365 | 7.1371 | 0.37302 | 7 | 0.51007
71998 | 4.32 | 0.8 | 365 | 3.9327 | 0.91982 | 4 | 0.85249
71999 | 4.06 | 0.8 | 365 | 3.696 | 0.44317 | 4 | 0.13915
72000 | 5.6 | 0.8 | 365 | 5.0979 | 0.26644 | 5 | 0.36434
72001 | 8.71 | 0.8 | 365 | 7.9291 | 0.96798 | 8 | 0.89703
72003 | 9.1 | 0.8 | 365 | 8.2841 | 0.68296 | 8 | 0.96705
72004 | 5.04 | 0.8 | 365 | 4.5881 | 0.2398 | 4 | 0.82791
72005 | 8.12 | 0.8 | 365 | 7.392 | 0.88634 | 8 | 0.27829
71738 | 8.68 | 0.8 | 365 | 7.9017 | 0.91298 | 8 | 0.81473
71797 | 10.05 | 0.8 | 365 | 9.1489 | 0.42459 | 9 | 0.5735
71996 | 8.68 | 0.8 | 365 | 7.9017 | 0.91298 | 8 | 0.81473
63130 | 581.4 | 0.7 | 365 | 463.1123 | 0.64188 | 463 | 0.75419
71795 | 9.9 | 0.8 | 365 | 9.0124 | 0.1496 | 9 | 0.16196
71798 | 8.625 | 0.8 | 365 | 7.8517 | 0.81215 | 8 | 0.66383
71857 | 8.99 | 0.8 | 365 | 8.1839 | 0.4813 | 8 | 0.66525
71889 | 4.2 | 0.8 | 365 | 3.8234 | 0.69983 | 4 | 0.52325
71959 | 8.4 | 0.8 | 365 | 7.6468 | 0.39966 | 8 | 0.046509
71664 | 5.886 | 0.8 | 365 | 5.3583 | 0.79076 | 6 | 0.14902
70113 | 2.925 | 0.8 | 365 | 2.6627 | 0.36238 | 3 | 0.025124
70404 | 4.55 | 0.8 | 365 | 4.142 | 0.34148 | 4 | 0.48353
70721 | 11.7 | 0.8 | 365 | 10.651 | 0.44953 | 11 | 0.10049
70903 | 8.45 | 0.8 | 365 | 7.6924 | 0.49132 | 8 | 0.18369
70980 | 7.475 | 0.8 | 365 | 6.8048 | 0.70386 | 7 | 0.50865
71023 | 6.5 | 0.8 | 365 | 5.9172 | 0.9164 | 6 | 0.83361
71705 | 11.05 | 0.8 | 365 | 10.0592 | 0.25789 | 10 | 0.31713
71747 | 9.1 | 0.8 | 365 | 8.2841 | 0.68296 | 8 | 0.96705
71988 | 11.05 | 0.8 | 365 | 10.0592 | 0.25789 | 10 | 0.31713
64562 | 126 | 0.7 | 365 | 100.3649 | 0.12053 | 100 | 0.48543
72008 | 10.56 | 0.8 | 365 | 9.6132 | 0.35957 | 9 | 0.97275
72006 | 11.4 | 0.8 | 365 | 10.3779 | 0.89954 | 11 | 0.2774
72010 | 7 | 0.8 | 365 | 6.3724 | 0.83305 | 7 | 0.20542
72009 | 7.125 | 0.8 | 365 | 6.4862 | 0.062211 | 6 | 0.54838
72011 | 6.96 | 0.8 | 365 | 6.336 | 0.75972 | 7 | 0.095679
72012 | 8.265 | 0.8 | 365 | 7.524 | 0.15216 | 7 | 0.67612
72013 | 9.625 | 0.8 | 365 | 8.762 | 0.64544 | 9 | 0.40746
72014 | 6.27 | 0.8 | 365 | 5.7078 | 0.49475 | 6 | 0.20257
72015 | 20.7 | 0.8 | 365 | 18.844 | 0.94916 | 19 | 0.79318
34775 | 47 | 0.7 | 365 | 37.4377 | 0.39417 | 37 | 0.83187
71832 | 2.943 | 0.8 | 365 | 2.6791 | 0.39538 | 3 | 0.074509
72016 | 2.24 | 0.8 | 365 | 2.0392 | 0.10658 | 2 | 0.14574
71339 | 2.925 | 0.8 | 365 | 2.6627 | 0.36238 | 3 | 0.025124
72017 | 5.32 | 0.8 | 365 | 4.843 | 0.75312 | 5 | 0.59612
71343 | 7.8 | 0.8 | 365 | 7.1006 | 0.29968 | 7 | 0.40033
72018 | 6.44 | 0.8 | 365 | 5.8626 | 0.80641 | 6 | 0.66899
71351 | 13.16 | 0.8 | 365 | 11.9801 | 0.12613 | 12 | 0.1062
71461 | 14 | 0.8 | 365 | 12.7447 | 0.6661 | 13 | 0.41085
71467 | 3.12 | 0.8 | 365 | 2.8403 | 0.71987 | 3 | 0.56013
71479 | 4.5 | 0.8 | 365 | 4.0965 | 0.24982 | 4 | 0.34634
71482 | 8.4 | 0.8 | 365 | 7.6468 | 0.39966 | 8 | 0.046509
71484 | 9.75 | 0.8 | 365 | 8.8758 | 0.8746 | 9 | 0.75041
72019 | 6.67 | 0.8 | 365 | 6.072 | 0.22806 | 6 | 0.30003
71701 | 12.1 | 0.8 | 365 | 11.0151 | 0.18284 | 11 | 0.19795
72021 | 6.325 | 0.8 | 365 | 5.7579 | 0.59558 | 6 | 0.35347
72022 | 9 | 0.8 | 365 | 8.1931 | 0.49964 | 8 | 0.69269
72025 | 13.5 | 1 | 365 | 15.362 | 0.93682 | 16 | 0.29879
70374 | 10.56 | 0.8 | 365 | 9.6132 | 0.35957 | 9 | 0.97275
71830 | 8.4 | 0.8 | 365 | 7.6468 | 0.39966 | 8 | 0.046509
71781 | 9.3 | 0.8 | 365 | 8.4662 | 0.049623 | 8 | 0.51578
71739 | 6.5 | 0.8 | 365 | 5.9172 | 0.9164 | 6 | 0.83361
71733 | 5.46 | 0.8 | 365 | 4.9705 | 0.0097787 | 4 | 0.98023
71721 | 6.5 | 0.8 | 365 | 5.9172 | 0.9164 | 6 | 0.83361
71363 | 4.2 | 0.8 | 365 | 3.8234 | 0.69983 | 4 | 0.52325
71355 | 13.5 | 0.8 | 365 | 12.2896 | 0.74945 | 13 | 0.039032
71333 | 3.92 | 0.8 | 365 | 3.5685 | 0.18651 | 3 | 0.75504
71210 | 5.85 | 0.8 | 365 | 5.3255 | 0.72476 | 6 | 0.050247
47649 | 24.84 | 0.8 | 365 | 22.6128 | 0.53899 | 23 | 0.15182
71350 | 4.5 | 0.8 | 365 | 4.0965 | 0.24982 | 4 | 0.34634
71167 | 11.772 | 0.8 | 365 | 10.7165 | 0.58152 | 11 | 0.29804
72026 | 5.12 | 0.8 | 365 | 4.6609 | 0.38646 | 5 | 0.047396
72027 | 11.34 | 0.8 | 365 | 10.3232 | 0.78954 | 11 | 0.11279
72029 | 3.96 | 0.8 | 365 | 3.6049 | 0.25984 | 3 | 0.86478
72032 | 5.85 | 0.8 | 365 | 5.3255 | 0.72476 | 6 | 0.050247
72033 | 4.2 | 0.8 | 365 | 3.8234 | 0.69983 | 4 | 0.52325
34320 | 2378.88 | 1 | 365 | 2706.9846 | 0.47947 | 2707 | 0.46412
67286 | 9.275 | 1 | 365 | 10.5542 | 0.25474 | 10 | 0.80898
72034 | 3.64 | 0.8 | 365 | 3.3136 | 0.67319 | 3 | 0.98682
72035 | 8.12 | 0.8 | 365 | 7.392 | 0.88634 | 8 | 0.27829
72036 | 5.6 | 0.8 | 365 | 5.0979 | 0.26644 | 5 | 0.36434
72037 | 7.54 | 0.8 | 365 | 6.864 | 0.82303 | 7 | 0.68699
72038 | 6.095 | 0.8 | 365 | 5.5485 | 0.17392 | 5 | 0.72244
72039 | 4.2 | 0.8 | 365 | 3.8234 | 0.69983 | 4 | 0.52325
71564 | 6.5 | 0.8 | 365 | 5.9172 | 0.9164 | 6 | 0.83361
71970 | 5.04 | 0.8 | 365 | 4.5881 | 0.2398 | 4 | 0.82791
72040 | 4.8 | 0.8 | 365 | 4.3696 | 0.79981 | 5 | 0.16943
72041 | 8.32 | 0.8 | 365 | 7.574 | 0.253 | 7 | 0.82702
72042 | 11.7 | 0.8 | 365 | 10.651 | 0.44953 | 11 | 0.10049
72043 | 10.8 | 0.8 | 365 | 9.8317 | 0.79956 | 10 | 0.63123
72370 | 6 | 0.8 | 365 | 5.462 | 0.99976 | 6 | 0.46179
71941 | 6.67 | 0.8 | 365 | 6.072 | 0.22806 | 6 | 0.30003
71948 | 10.675 | 0.8 | 365 | 9.7179 | 0.5704 | 10 | 0.28827
71964 | 6.1 | 0.8 | 365 | 5.5531 | 0.18309 | 5 | 0.73616
71967 | 9.735 | 0.8 | 365 | 8.8622 | 0.84711 | 9 | 0.70926
71969 | 4.575 | 0.8 | 365 | 4.1648 | 0.38731 | 4 | 0.55212
72045 | 5.04 | 0.8 | 365 | 4.5881 | 0.2398 | 4 | 0.82791
72371 | 7.95 | 1 | 365 | 9.0465 | 0.21835 | 9 | 0.26484
72372 | 3.18 | 1 | 365 | 3.6186 | 0.28734 | 3 | 0.90594
72374 | 6.36 | 1 | 365 | 7.2372 | 0.57468 | 7 | 0.81187
72053 | 7.695 | 0.8 | 365 | 7.0051 | 0.10719 | 7 | 0.11225
72375 | 8.48 | 1 | 365 | 9.6496 | 0.4329 | 10 | 0.082499
72054 | 5.76 | 0.8 | 365 | 5.2436 | 0.55977 | 5 | 0.80332
72055 | 13.2 | 0.8 | 365 | 12.0165 | 0.19946 | 12 | 0.21594
72190 | 11.055 | 0.8 | 365 | 10.0638 | 0.26705 | 10 | 0.33085
72186 | 7.2 | 0.8 | 365 | 6.5544 | 0.19971 | 6 | 0.75415
72220 | 10.05 | 0.8 | 365 | 9.1489 | 0.42459 | 9 | 0.5735
72250 | 4.48 | 0.8 | 365 | 4.0783 | 0.21315 | 4 | 0.29147
72242 | 7.37 | 0.8 | 365 | 6.7092 | 0.51137 | 7 | 0.22057
72056 | 6.93 | 0.8 | 365 | 6.3087 | 0.70472 | 7 | 0.01337
72058 | 8.71 | 0.8 | 365 | 7.9291 | 0.96798 | 8 | 0.89703
72378 | 6.72 | 0.8 | 365 | 6.1175 | 0.31973 | 6 | 0.43721
72377 | 5.355 | 0.8 | 365 | 4.8749 | 0.81728 | 5 | 0.69215
72379 | 3.36 | 0.8 | 365 | 3.0587 | 0.15986 | 3 | 0.2186
72381 | 7.54 | 1 | 365 | 8.5799 | 0.27878 | 8 | 0.85873
72252 | 11.07 | 0.8 | 365 | 10.0775 | 0.29455 | 10 | 0.37201
72382 | 7.56 | 0.8 | 365 | 6.8822 | 0.85969 | 7 | 0.74186
70490 | 5.52 | 0.8 | 365 | 5.0251 | 0.11978 | 5 | 0.14485
72383 | 5.225 | 0.8 | 365 | 4.7565 | 0.57895 | 5 | 0.33548
72384 | 8.75 | 0.8 | 365 | 7.9655 | 0.041312 | 8 | 0.00678
72385 | 7.36 | 0.8 | 365 | 6.7001 | 0.49304 | 7 | 0.19313
72061 | 3.135 | 0.8 | 365 | 2.8539 | 0.74737 | 3 | 0.60129
72386 | 6.08 | 0.8 | 365 | 5.5349 | 0.14642 | 5 | 0.68128
72063 | 10.36 | 0.8 | 365 | 9.4311 | 0.99291 | 10 | 0.42403
72387 | 8.12 | 0.8 | 365 | 7.392 | 0.88634 | 8 | 0.27829
72388 | 5.04 | 0.8 | 365 | 4.5881 | 0.2398 | 4 | 0.82791
72044 | 8.375 | 0.8 | 365 | 7.6241 | 0.35383 | 7 | 0.97792
72389 | 6.625 | 1 | 365 | 7.5387 | 0.18196 | 7 | 0.7207
72062 | 16.2 | 0.8 | 365 | 14.7475 | 0.69934 | 15 | 0.44684
72369 | 6.095 | 1 | 365 | 6.9356 | 0.9674 | 7 | 0.90305
72368 | 4.68 | 1 | 365 | 5.3255 | 0.72476 | 6 | 0.050247
72366 | 7.8 | 0.8 | 365 | 7.1006 | 0.29968 | 7 | 0.40033
72064 | 8.68 | 0.8 | 365 | 7.9017 | 0.91298 | 8 | 0.81473
72367 | 12.19 | 1 | 365 | 13.8713 | 0.9348 | 14 | 0.80609
72365 | 3.71 | 1 | 365 | 4.2217 | 0.5019 | 4 | 0.72359
72065 | 11.73 | 0.8 | 365 | 10.6783 | 0.50452 | 11 | 0.1828
72363 | 8.48 | 1 | 365 | 9.6496 | 0.4329 | 10 | 0.082499
72361 | 11.13 | 1 | 365 | 12.6651 | 0.50569 | 13 | 0.17078
72360 | 6.3 | 0.8 | 365 | 5.7351 | 0.54974 | 6 | 0.28488
72359 | 9.01 | 1 | 365 | 10.2527 | 0.64746 | 10 | 0.90016
72357 | 5.3 | 1 | 365 | 6.031 | 0.14556 | 6 | 0.17656
72356 | 3.71 | 1 | 365 | 4.2217 | 0.5019 | 4 | 0.72359
72355 | 9.6 | 0.8 | 365 | 8.7393 | 0.59961 | 9 | 0.33887
72354 | 5.67 | 0.8 | 365 | 5.1616 | 0.39477 | 5 | 0.55639
72353 | 7.42 | 1 | 365 | 8.4434 | 0.0037907 | 8 | 0.44719
72352 | 8.745 | 1 | 365 | 9.9511 | 0.040182 | 9 | 0.99133
72351 | 4.505 | 1 | 365 | 5.1263 | 0.32373 | 5 | 0.45008
72350 | 4.77 | 1 | 365 | 5.4279 | 0.93101 | 6 | 0.35891
72068 | 8.64 | 0.8 | 365 | 7.8653 | 0.83965 | 8 | 0.70498
72347 | 7.28 | 0.8 | 365 | 6.6273 | 0.34637 | 6 | 0.97364
72346 | 6.16 | 0.8 | 365 | 5.6077 | 0.29308 | 5 | 0.90077
72345 | 3.71 | 1 | 365 | 4.2217 | 0.5019 | 4 | 0.72359
71230 | 9.76 | 0.8 | 365 | 8.8849 | 0.89294 | 9 | 0.77785
72344 | 6.16 | 0.8 | 365 | 5.6077 | 0.29308 | 5 | 0.90077
72070 | 9.8 | 0.8 | 365 | 8.9213 | 0.96627 | 9 | 0.88759
72343 | 5.695 | 0.8 | 365 | 5.1844 | 0.4406 | 5 | 0.62498
54591 | 65.975 | 0.7 | 365 | 52.5522 | 0.83256 | 53 | 0.38473
72071 | 12.04 | 0.8 | 365 | 10.9605 | 0.072845 | 11 | 0.033329
72342 | 5.025 | 0.8 | 365 | 4.5745 | 0.2123 | 4 | 0.78675
72341 | 10.72 | 0.8 | 365 | 9.7588 | 0.6529 | 10 | 0.41174
72072 | 3.12 | 0.8 | 365 | 2.8403 | 0.71987 | 3 | 0.56013
72340 | 11.34 | 0.8 | 365 | 10.3232 | 0.78954 | 11 | 0.11279
72339 | 8.54 | 0.8 | 365 | 7.7743 | 0.65632 | 8 | 0.43062
72073 | 10.64 | 0.8 | 365 | 9.686 | 0.50624 | 10 | 0.19224
72338 | 11.88 | 0.8 | 365 | 10.8148 | 0.77952 | 11 | 0.59435
72337 | 23.18 | 0.8 | 365 | 21.1017 | 0.49573 | 21 | 0.59739
72075 | 4.5 | 0.8 | 365 | 4.0965 | 0.24982 | 4 | 0.34634
72336 | 8.48 | 0.8 | 365 | 7.7197 | 0.54632 | 8 | 0.266
71780 | 10.2 | 0.8 | 365 | 9.2855 | 0.69959 | 9 | 0.98505
71415 | 6.6 | 0.8 | 365 | 6.0082 | 0.099732 | 6 | 0.10797
72078 | 3.9 | 0.8 | 365 | 3.5503 | 0.14984 | 3 | 0.70016
72079 | 6.825 | 0.8 | 365 | 6.2131 | 0.51222 | 6 | 0.72529
72080 | 3.18 | 0.8 | 365 | 2.8949 | 0.82987 | 3 | 0.72475
72082 | 9.6 | 0.8 | 365 | 8.7393 | 0.59961 | 9 | 0.33887
72086 | 4.86 | 0.8 | 365 | 4.4242 | 0.9098 | 5 | 0.33405
72085 | 4.59 | 0.8 | 365 | 4.1785 | 0.41481 | 4 | 0.59327
72087 | 5.04 | 0.8 | 365 | 4.5881 | 0.2398 | 4 | 0.82791
72088 | 4.77 | 0.8 | 365 | 4.3423 | 0.74481 | 5 | 0.087125
72090 | 5.7 | 0.8 | 365 | 5.1889 | 0.44977 | 5 | 0.6387
72093 | 10.92 | 0.8 | 365 | 9.9409 | 0.019557 | 9 | 0.96046
72094 | 5.88 | 0.8 | 365 | 5.3528 | 0.77976 | 6 | 0.13256
72096 | 2.24 | 0.8 | 365 | 2.0392 | 0.10658 | 2 | 0.14574
72097 | 9.6 | 0.8 | 365 | 8.7393 | 0.59961 | 9 | 0.33887
72069 | 10.54 | 0.8 | 365 | 9.595 | 0.32291 | 9 | 0.91788
72099 | 3.36 | 0.8 | 365 | 3.0587 | 0.15986 | 3 | 0.2186
72101 | 8.12 | 0.8 | 365 | 7.392 | 0.88634 | 8 | 0.27829
72103 | 8.4 | 0.8 | 365 | 7.6468 | 0.39966 | 8 | 0.046509
72105 | 7.56 | 0.8 | 365 | 6.8822 | 0.85969 | 7 | 0.74186
72106 | 4.2 | 0.8 | 365 | 3.8234 | 0.69983 | 4 | 0.52325
72107 | 4.2 | 0.8 | 365 | 3.8234 | 0.69983 | 4 | 0.52325
72110 | 6.875 | 0.8 | 365 | 6.2586 | 0.60389 | 6 | 0.86247
72108 | 9.045 | 0.8 | 365 | 8.234 | 0.58213 | 8 | 0.81615
72112 | 7.32 | 0.8 | 365 | 6.6637 | 0.4197 | 7 | 0.083386
35463 | 2257.2 | 0.9 | 365 | 2311.6698 | 0.37207 | 2312 | 0.041919
72109 | 2.17 | 0.8 | 365 | 1.9754 | 0.97825 | 2 | 0.95368
72113 | 6.72 | 0.8 | 365 | 6.1175 | 0.31973 | 6 | 0.43721
72119 | 4.55 | 0.8 | 365 | 4.142 | 0.34148 | 4 | 0.48353
72116 | 6.44 | 0.8 | 365 | 5.8626 | 0.80641 | 6 | 0.66899
72120 | 12 | 0.8 | 365 | 10.9241 | 0.99951 | 11 | 0.92358
72122 | 11.44 | 0.8 | 365 | 10.4143 | 0.97287 | 11 | 0.38715
72125 | 11 | 0.8 | 365 | 10.0137 | 0.16622 | 10 | 0.17995
72132 | 4.8 | 0.8 | 365 | 4.3696 | 0.79981 | 5 | 0.16943
72126 | 11.1 | 0.8 | 365 | 10.1048 | 0.34955 | 10 | 0.45432
72127 | 9.35 | 0.8 | 365 | 8.5117 | 0.14129 | 8 | 0.65296
72128 | 8.32 | 0.8 | 365 | 7.574 | 0.253 | 7 | 0.82702
72129 | 3.18 | 0.8 | 365 | 2.8949 | 0.82987 | 3 | 0.72475
72130 | 9.36 | 0.8 | 365 | 8.5208 | 0.15962 | 8 | 0.6804
72134 | 9.6 | 0.8 | 365 | 8.7393 | 0.59961 | 9 | 0.33887
72136 | 11.97 | 0.8 | 365 | 10.8968 | 0.94451 | 11 | 0.84128
72137 | 6.9 | 0.8 | 365 | 6.2813 | 0.64972 | 6 | 0.93106
72140 | 6.12 | 0.8 | 365 | 5.5713 | 0.21975 | 5 | 0.79103
72146 | 3.6 | 0.8 | 365 | 3.2772 | 0.59985 | 3 | 0.87708
72145 | 12.16 | 1 | 365 | 13.8372 | 0.86605 | 14 | 0.70321
72147 | 12.16 | 1 | 365 | 13.8372 | 0.86605 | 14 | 0.70321
72148 | 6.75 | 0.8 | 365 | 6.1448 | 0.37473 | 6 | 0.51952
72150 | 10.24 | 0.8 | 365 | 9.3219 | 0.77292 | 10 | 0.094792
72152 | 10.175 | 0.8 | 365 | 9.2627 | 0.65375 | 9 | 0.91646
72153 | 5.2 | 0.8 | 365 | 4.7338 | 0.53312 | 5 | 0.26689
72156 | 8.4 | 0.8 | 365 | 7.6468 | 0.39966 | 8 | 0.046509
72157 | 7.56 | 0.8 | 365 | 6.8822 | 0.85969 | 7 | 0.74186
72158 | 7.8 | 0.8 | 365 | 7.1006 | 0.29968 | 7 | 0.40033
72160 | 8.4 | 0.8 | 365 | 7.6468 | 0.39966 | 8 | 0.046509
72269 | 11.97 | 0.8 | 365 | 10.8968 | 0.94451 | 11 | 0.84128
72335 | 6.6 | 0.8 | 365 | 6.0082 | 0.099732 | 6 | 0.10797
71916 | 4.5 | 0.8 | 365 | 4.0965 | 0.24982 | 4 | 0.34634
71859 | 5.88 | 0.8 | 365 | 5.3528 | 0.77976 | 6 | 0.13256
72333 | 6.72 | 0.8 | 365 | 6.1175 | 0.31973 | 6 | 0.43721
71871 | 4.76 | 0.8 | 365 | 4.3332 | 0.72647 | 5 | 0.059688
72331 | 3 | 0.8 | 365 | 2.731 | 0.49988 | 3 | 0.2309
72330 | 9.62 | 0.8 | 365 | 8.7575 | 0.63628 | 9 | 0.39374
72328 | 12.6 | 0.8 | 365 | 11.4703 | 0.099489 | 11 | 0.56976
72327 | 3 | 0.8 | 365 | 2.731 | 0.49988 | 3 | 0.2309
72326 | 4.5 | 0.8 | 365 | 4.0965 | 0.24982 | 4 | 0.34634
72291 | 3.445 | 1 | 365 | 3.9201 | 0.89462 | 4 | 0.81477
72290 | 9.01 | 1 | 365 | 10.2527 | 0.64746 | 10 | 0.90016
72289 | 4.505 | 1 | 365 | 5.1263 | 0.32373 | 5 | 0.45008
72288 | 4.24 | 1 | 365 | 4.8248 | 0.71645 | 5 | 0.54125
72287 | 10.865 | 1 | 365 | 12.3635 | 0.89841 | 13 | 0.26195
72286 | 9.805 | 1 | 365 | 11.1573 | 0.46929 | 11 | 0.62664
72285 | 8.745 | 1 | 365 | 9.9511 | 0.040182 | 9 | 0.99133
72282 | 5.6 | 0.8 | 365 | 5.0979 | 0.26644 | 5 | 0.36434
72281 | 8.4 | 0.8 | 365 | 7.6468 | 0.39966 | 8 | 0.046509
72280 | 4.8 | 0.8 | 365 | 4.3696 | 0.79981 | 5 | 0.16943
72278 | 10.2 | 0.8 | 365 | 9.2855 | 0.69959 | 9 | 0.98505
72279 | 8.64 | 0.8 | 365 | 7.8653 | 0.83965 | 8 | 0.70498
72277 | 8.28 | 0.8 | 365 | 7.5376 | 0.17966 | 7 | 0.71727
72276 | 11.76 | 0.8 | 365 | 10.7056 | 0.55952 | 11 | 0.26511
72275 | 9.625 | 0.8 | 365 | 8.762 | 0.64544 | 9 | 0.40746
72274 | 2.85 | 0.8 | 365 | 2.5945 | 0.22488 | 2 | 0.81935
72273 | 12.255 | 0.8 | 365 | 11.1562 | 0.467 | 11 | 0.62321
72272 | 10.45 | 0.8 | 365 | 9.513 | 0.15791 | 9 | 0.67095
72270 | 5.7 | 0.8 | 365 | 5.1889 | 0.44977 | 5 | 0.6387
72271 | 5.8 | 0.8 | 365 | 5.28 | 0.6331 | 5 | 0.91307
72268 | 7.56 | 0.8 | 365 | 6.8822 | 0.85969 | 7 | 0.74186
72267 | 5.775 | 0.8 | 365 | 5.2572 | 0.58727 | 5 | 0.84447
72265 | 3.3 | 0.8 | 365 | 3.0041 | 0.049866 | 3 | 0.053986
72266 | 2.85 | 0.8 | 365 | 2.5945 | 0.22488 | 2 | 0.81935
72264 | 7.28 | 0.8 | 365 | 6.6273 | 0.34637 | 6 | 0.97364
72263 | 3.64 | 0.8 | 365 | 3.3136 | 0.67319 | 3 | 0.98682
72262 | 5.83 | 1 | 365 | 6.6341 | 0.36012 | 6 | 0.99422
72261 | 5.3 | 1 | 365 | 6.031 | 0.14556 | 6 | 0.17656
72259 | 5.3 | 1 | 365 | 6.031 | 0.14556 | 6 | 0.17656
72258 | 3.445 | 1 | 365 | 3.9201 | 0.89462 | 4 | 0.81477
72257 | 6.24 | 0.8 | 365 | 5.6805 | 0.43975 | 6 | 0.12026
72256 | 3.975 | 1 | 365 | 4.5232 | 0.10917 | 4 | 0.63242
72255 | 8.215 | 1 | 365 | 9.348 | 0.82563 | 10 | 0.17367
72254 | 6.36 | 1 | 365 | 7.2372 | 0.57468 | 7 | 0.81187
72249 | 8.97 | 0.8 | 365 | 8.1657 | 0.44464 | 8 | 0.61038
72248 | 10.45 | 0.8 | 365 | 9.513 | 0.15791 | 9 | 0.67095
72247 | 9.66 | 0.8 | 365 | 8.7939 | 0.70961 | 9 | 0.50349
72245 | 7.37 | 0.8 | 365 | 6.7092 | 0.51137 | 7 | 0.22057
72243 | 9.66 | 0.8 | 365 | 8.7939 | 0.70961 | 9 | 0.50349
72161 | 5.04 | 0.8 | 365 | 4.5881 | 0.2398 | 4 | 0.82791
72163 | 5.04 | 0.8 | 365 | 4.5881 | 0.2398 | 4 | 0.82791
72162 | 4.95 | 0.8 | 365 | 4.5062 | 0.074799 | 4 | 0.58098
72164 | 13.44 | 1 | 365 | 15.2937 | 0.79932 | 16 | 0.093018
50667 | 4 | 1 | 365 | 4.5517 | 0.16646 | 4 | 0.71816
72165 | 8.68 | 0.8 | 365 | 7.9017 | 0.91298 | 8 | 0.81473
72167 | 2.61 | 0.8 | 365 | 2.376 | 0.78489 | 3 | 0.16088
72166 | 8.32 | 1 | 365 | 9.4675 | 0.066245 | 9 | 0.53377
72168 | 9.24 | 0.8 | 365 | 8.4115 | 0.93963 | 9 | 0.35116
72169 | 4.48 | 0.8 | 365 | 4.0783 | 0.21315 | 4 | 0.29147
72171 | 4.16 | 0.8 | 365 | 3.787 | 0.6265 | 4 | 0.41351
72076 | 6.9 | 0.8 | 365 | 6.2813 | 0.64972 | 6 | 0.93106
72084 | 4.76 | 0.8 | 365 | 4.3332 | 0.72647 | 5 | 0.059688
72154 | 1.2 | 0.8 | 365 | 1.0924 | 0.19995 | 1 | 0.29236
72177 | 10.24 | 1 | 365 | 11.6523 | 0.46615 | 12 | 0.11849
72175 | 8.1 | 0.8 | 365 | 7.3737 | 0.84967 | 8 | 0.22342
72178 | 8.7 | 0.8 | 365 | 7.92 | 0.94965 | 8 | 0.8696
64871 | 403.005 | 0.7 | 365 | 321.0123 | 0.47289 | 321 | 0.48524
72181 | 9.76 | 0.8 | 365 | 8.8849 | 0.89294 | 9 | 0.77785
72182 | 3.36 | 0.8 | 365 | 3.0587 | 0.15986 | 3 | 0.2186
72183 | 7.59 | 0.8 | 365 | 6.9095 | 0.91469 | 7 | 0.82417
64107 | 5.7 | 0.8 | 365 | 5.1889 | 0.44977 | 5 | 0.6387
72184 | 4.251 | 0.8 | 365 | 3.8699 | 0.79333 | 4 | 0.66318
72189 | 7.848 | 0.8 | 365 | 7.1443 | 0.38768 | 7 | 0.53202
72031 | 14.74 | 0.8 | 365 | 13.4184 | 0.022736 | 13 | 0.44114
72192 | 11.4 | 0.8 | 365 | 10.3779 | 0.89954 | 11 | 0.2774
72193 | 6.05 | 0.8 | 365 | 5.5076 | 0.091421 | 5 | 0.59897
72180 | 6.625 | 1 | 365 | 7.5387 | 0.18196 | 7 | 0.7207
72195 | 13.2 | 0.8 | 365 | 12.0165 | 0.19946 | 12 | 0.21594
69819 | 2.4 | 0.8 | 365 | 2.1848 | 0.3999 | 2 | 0.58472
72199 | 11.76 | 0.8 | 365 | 10.7056 | 0.55952 | 11 | 0.26511
72197 | 3.36 | 0.8 | 365 | 3.0587 | 0.15986 | 3 | 0.2186
72200 | 12.06 | 0.8 | 365 | 10.9787 | 0.10951 | 11 | 0.088202
72201 | 2.44 | 0.8 | 365 | 2.2212 | 0.47323 | 2 | 0.69446
72202 | 2.8 | 0.8 | 365 | 2.5489 | 0.13322 | 2 | 0.68217
72203 | 11.895 | 0.8 | 365 | 10.8285 | 0.80702 | 11 | 0.6355
72204 | 7.28 | 0.8 | 365 | 6.6273 | 0.34637 | 6 | 0.97364
71872 | 10.26 | 0.8 | 365 | 9.3401 | 0.80958 | 10 | 0.14966
72205 | 8.32 | 0.8 | 365 | 7.574 | 0.253 | 7 | 0.82702
72066 | 3.64 | 0.8 | 365 | 3.3136 | 0.67319 | 3 | 0.98682
71990 | 6.16 | 0.8 | 365 | 5.6077 | 0.29308 | 5 | 0.90077
72206 | 2.745 | 0.8 | 365 | 2.4989 | 0.032389 | 2 | 0.53127
71431 | 3.77 | 0.8 | 365 | 3.432 | 0.91151 | 4 | 0.34349
70904 | 2.7 | 0.8 | 365 | 2.4579 | 0.94989 | 3 | 0.40781
72208 | 3.52 | 0.8 | 365 | 3.2044 | 0.45319 | 3 | 0.65758
71611 | 9.24 | 0.8 | 365 | 8.4115 | 0.93963 | 9 | 0.35116
70884 | 2.8 | 0.8 | 365 | 2.5489 | 0.13322 | 2 | 0.68217
71731 | 12.2 | 0.8 | 365 | 11.1061 | 0.36617 | 11 | 0.47231
72209 | 8.32 | 0.8 | 365 | 7.574 | 0.253 | 7 | 0.82702
71672 | 6.72 | 0.8 | 365 | 6.1175 | 0.31973 | 6 | 0.43721
72210 | 6.72 | 0.8 | 365 | 6.1175 | 0.31973 | 6 | 0.43721
71697 | 2.52 | 0.8 | 365 | 2.2941 | 0.6199 | 2 | 0.91395
71702 | 5.04 | 0.8 | 365 | 4.5881 | 0.2398 | 4 | 0.82791
71707 | 2.8 | 0.8 | 365 | 2.5489 | 0.13322 | 2 | 0.68217
71954 | 2.9 | 0.8 | 365 | 2.64 | 0.31655 | 2 | 0.95653
71972 | 7.29 | 0.8 | 365 | 6.6364 | 0.3647 | 7 | 0.0010773
72002 | 3.48 | 0.8 | 365 | 3.168 | 0.37986 | 3 | 0.54784
72211 | 9.36 | 0.8 | 365 | 8.5208 | 0.15962 | 8 | 0.6804
72212 | 10.44 | 0.8 | 365 | 9.5039 | 0.13958 | 9 | 0.64352
72213 | 8.58 | 0.8 | 365 | 7.8107 | 0.72965 | 8 | 0.54036
72214 | 8.775 | 1 | 365 | 9.9853 | 0.10893 | 10 | 0.094214
72215 | 4.77 | 1 | 365 | 5.4279 | 0.93101 | 6 | 0.35891
72050 | 12.6 | 0.8 | 365 | 11.4703 | 0.099489 | 11 | 0.56976
72216 | 10.4 | 1 | 365 | 11.8344 | 0.83281 | 12 | 0.66722
72218 | 10.385 | 0.8 | 365 | 9.4539 | 0.038746 | 9 | 0.49262
72219 | 6.27 | 0.8 | 365 | 5.7078 | 0.49475 | 6 | 0.20257
72173 | 4.8 | 0.8 | 365 | 4.3696 | 0.79981 | 5 | 0.16943
72222 | 15.435 | 0.8 | 365 | 14.0511 | 0.29687 | 14 | 0.34796
72223 | 12.505 | 0.8 | 365 | 11.3838 | 0.92533 | 12 | 0.30912
72225 | 4.905 | 0.8 | 365 | 4.4652 | 0.9923 | 5 | 0.45751
72226 | 5.52 | 0.8 | 365 | 5.0251 | 0.11978 | 5 | 0.14485
72227 | 10.385 | 0.8 | 365 | 9.4539 | 0.038746 | 9 | 0.49262
72230 | 6.3 | 0.8 | 365 | 5.7351 | 0.54974 | 6 | 0.28488
72228 | 24.852 | 0.8 | 365 | 22.6237 | 0.56099 | 23 | 0.18474
67392 | 7.521 | 0.8 | 365 | 6.8467 | 0.7882 | 7 | 0.63486
68931 | 7.155 | 0.8 | 365 | 6.5135 | 0.11721 | 6 | 0.63069
72231 | 7.875 | 0.8 | 365 | 7.1689 | 0.43718 | 7 | 0.6061
72233 | 5.7 | 0.8 | 365 | 5.1889 | 0.44977 | 5 | 0.6387
72234 | 6.72 | 0.8 | 365 | 6.1175 | 0.31973 | 6 | 0.43721
72235 | 8.4 | 0.8 | 365 | 7.6468 | 0.39966 | 8 | 0.046509
72236 | 4.905 | 0.8 | 365 | 4.4652 | 0.9923 | 5 | 0.45751
72237 | 5.2 | 0.8 | 365 | 4.7338 | 0.53312 | 5 | 0.26689
72238 | 8.68 | 0.8 | 365 | 7.9017 | 0.91298 | 8 | 0.81473
72239 | 7.194 | 0.8 | 365 | 6.549 | 0.18871 | 6 | 0.73769
72241 | 10.175 | 0.8 | 365 | 9.2627 | 0.65375 | 9 | 0.91646
72240 | 5.4 | 0.8 | 365 | 4.9158 | 0.89978 | 5 | 0.81561
72049 | 10.05 | 0.8 | 365 | 9.1489 | 0.42459 | 9 | 0.5735
72194 | 8.91 | 0.8 | 365 | 8.1111 | 0.33464 | 8 | 0.44576
71924 | 22.8 | 0.8 | 365 | 20.7557 | 0.79908 | 21 | 0.55481
71548 | 10.395 | 0.8 | 365 | 9.463 | 0.057079 | 9 | 0.52005
72380 | 13.5 | 0.8 | 365 | 12.2896 | 0.74945 | 13 | 0.039032
71303 | 2.61 | 0.8 | 365 | 2.376 | 0.78489 | 3 | 0.16088
72067 | 9.18 | 0.8 | 365 | 8.3569 | 0.82963 | 9 | 0.18654
72092 | 7.875 | 0.8 | 365 | 7.1689 | 0.43718 | 7 | 0.6061
72221 | 9.156 | 0.8 | 365 | 8.3351 | 0.78563 | 9 | 0.12069
71971 | 9.765 | 0.8 | 365 | 8.8895 | 0.9021 | 9 | 0.79157
72133 | 6.4 | 0.8 | 365 | 5.8262 | 0.73307 | 6 | 0.55924
33969 | 3611.52 | 0.8 | 365 | 3287.7082 | 0.97361 | 3288 | 0.68184
34030 | 2540.16 | 0.8 | 365 | 2312.4072 | 0.85704 | 2313 | 0.26426
29611 | 2197.08 | 0.8 | 365 | 2000.088 | 0.89095 | 2000 | 0.97899
33871 | 1768.32 | 0.8 | 365 | 1609.771 | 0.84832 | 1610 | 0.61934
35058 | 476.28 | 0.9 | 365 | 487.7734 | 0.30578 | 488 | 0.07918
65085 | 42.64 | 0.9 | 365 | 43.669 | 0.94306 | 44 | 0.61203
65264 | 37.12 | 0.7 | 365 | 29.5678 | 0.54535 | 30 | 0.11317
30548 | 1316.7 | 1 | 365 | 1498.3045 | 0.37079 | 1498 | 0.67532
30592 | 2208.46 | 1 | 365 | 2513.0596 | 0.94227 | 2514 | 0.0019084
64967 | 386.59 | 0.7 | 365 | 307.937 | 0.14108 | 308 | 0.078108
72390 | 5.565 | 1 | 365 | 6.3325 | 0.75284 | 7 | 0.08539
72392 | 9.805 | 1 | 365 | 11.1573 | 0.46929 | 11 | 0.62664
72391 | 6.72 | 0.8 | 365 | 6.1175 | 0.31973 | 6 | 0.43721
72393 | 7.685 | 1 | 365 | 8.7449 | 0.61107 | 9 | 0.35601
72394 | 3.92 | 0.8 | 365 | 3.5685 | 0.18651 | 3 | 0.75504
72395 | 10.335 | 1 | 365 | 11.7604 | 0.68385 | 12 | 0.4443
72396 | 4.2 | 0.8 | 365 | 3.8234 | 0.69983 | 4 | 0.52325
72397 | 3.18 | 1 | 365 | 3.6186 | 0.28734 | 3 | 0.90594
72398 | 5.035 | 1 | 365 | 5.7294 | 0.53829 | 6 | 0.26773
72400 | 5.3 | 1 | 365 | 6.031 | 0.14556 | 6 | 0.17656
72402 | 5.83 | 1 | 365 | 6.6341 | 0.36012 | 6 | 0.99422
72401 | 7.28 | 0.8 | 365 | 6.6273 | 0.34637 | 6 | 0.97364
72399 | 6.16 | 0.8 | 365 | 5.6077 | 0.29308 | 5 | 0.90077
72405 | 5.035 | 1 | 365 | 5.7294 | 0.53829 | 6 | 0.26773
72404 | 4.06 | 0.8 | 365 | 3.696 | 0.44317 | 4 | 0.13915
72406 | 4.77 | 1 | 365 | 5.4279 | 0.93101 | 6 | 0.35891
72407 | 3.71 | 1 | 365 | 4.2217 | 0.5019 | 4 | 0.72359
72408 | 3.08 | 0.8 | 365 | 2.8038 | 0.64654 | 3 | 0.45039
72409 | 6.095 | 1 | 365 | 6.9356 | 0.9674 | 7 | 0.90305
72410 | 5.035 | 1 | 365 | 5.7294 | 0.53829 | 6 | 0.26773
72411 | 8.7 | 0.8 | 365 | 7.92 | 0.94965 | 8 | 0.8696
72412 | 3.24 | 0.8 | 365 | 2.9495 | 0.93987 | 3 | 0.88937
72413 | 9.275 | 1 | 365 | 10.5542 | 0.25474 | 10 | 0.80898
72414 | 7.95 | 1 | 365 | 9.0465 | 0.21835 | 9 | 0.26484
72416 | 3.9 | 0.8 | 365 | 3.5503 | 0.14984 | 3 | 0.70016
72417 | 6.6 | 0.8 | 365 | 6.0082 | 0.099732 | 6 | 0.10797
72419 | 4.675 | 0.8 | 365 | 4.2558 | 0.57064 | 4 | 0.82648
72421 | 14 | 0.8 | 365 | 12.7447 | 0.6661 | 13 | 0.41085
72420 | 4.76 | 0.8 | 365 | 4.3332 | 0.72647 | 5 | 0.059688
72423 | 3.78 | 0.8 | 365 | 3.4411 | 0.92985 | 4 | 0.37093
72422 | 6.5 | 0.8 | 365 | 5.9172 | 0.9164 | 6 | 0.83361
72425 | 10.965 | 0.8 | 365 | 9.9819 | 0.10206 | 10 | 0.083925
72427 | 4.5 | 0.8 | 365 | 4.0965 | 0.24982 | 4 | 0.34634
72428 | 5.13 | 0.8 | 365 | 4.67 | 0.40479 | 5 | 0.074832
72430 | 6.09 | 0.8 | 365 | 5.544 | 0.16475 | 5 | 0.70872
72429 | 13.8 | 0.8 | 365 | 12.5627 | 0.29944 | 12 | 0.86212
72424 | 3.92 | 0.8 | 365 | 3.5685 | 0.18651 | 3 | 0.75504
71730 | 4.88 | 0.8 | 365 | 4.4425 | 0.94647 | 5 | 0.38892
72426 | 7.98 | 0.8 | 365 | 7.2645 | 0.62968 | 7 | 0.89418
72715 | 23.925 | 0.8 | 365 | 21.7799 | 0.86153 | 22 | 0.6414
72549 | 17.49 | 1 | 365 | 19.9023 | 0.080364 | 19 | 0.98265
72329 | 13.495 | 0.8 | 365 | 12.285 | 0.74029 | 13 | 0.025314
72714 | 13.435 | 0.8 | 365 | 12.2304 | 0.63029 | 12 | 0.8607
72731 | 12.8 | 0.8 | 365 | 11.6523 | 0.46615 | 12 | 0.11849
72564 | 13.8 | 0.8 | 365 | 12.5627 | 0.29944 | 12 | 0.86212
72575 | 12.259 | 0.8 | 365 | 11.1598 | 0.47434 | 11 | 0.63418
72667 | 12.16 | 0.8 | 365 | 11.0697 | 0.29284 | 11 | 0.36257
72558 | 12 | 0.8 | 365 | 10.9241 | 0.99951 | 11 | 0.92358
72676 | 11.88 | 0.8 | 365 | 10.8148 | 0.77952 | 11 | 0.59435
71939 | 11.7 | 0.8 | 365 | 10.651 | 0.44953 | 11 | 0.10049
72723 | 11.445 | 0.8 | 365 | 10.4188 | 0.98204 | 11 | 0.40087
72668 | 11.285 | 0.8 | 365 | 10.2732 | 0.68871 | 10 | 0.96189
72742 | 11.34 | 0.8 | 365 | 10.3232 | 0.78954 | 11 | 0.11279
72601 | 12.76 | 0.8 | 365 | 11.6159 | 0.39282 | 12 | 0.0087443
72613 | 11.2 | 0.8 | 365 | 10.1958 | 0.53288 | 10 | 0.72868
72433 | 12 | 0.8 | 365 | 10.9241 | 0.99951 | 11 | 0.92358
37102 | 132.3 | 0.9 | 365 | 135.4926 | 0.86272 | 136 | 0.35533
72480 | 44.37 | 0.6 | 365 | 30.2938 | 0.0074012 | 30 | 0.30121
72459 | 27.54 | 0.6 | 365 | 18.8031 | 0.86666 | 19 | 0.66972
72432 | 4.06 | 0.8 | 365 | 3.696 | 0.44317 | 4 | 0.13915
71485 | 8.415 | 0.8 | 365 | 7.6605 | 0.42716 | 8 | 0.087663
71499 | 5.4 | 0.8 | 365 | 4.9158 | 0.89978 | 5 | 0.81561
71565 | 7.8 | 0.8 | 365 | 7.1006 | 0.29968 | 7 | 0.40033
72435 | 7.28 | 0.8 | 365 | 6.6273 | 0.34637 | 6 | 0.97364
71551 | 6.3 | 0.8 | 365 | 5.7351 | 0.54974 | 6 | 0.28488
36248 | 649.9 | 0.7 | 365 | 517.6758 | 0.52487 | 518 | 0.20063
37113 | 585.9 | 0.9 | 365 | 600.0387 | 0.39203 | 600 | 0.43074
72436 | 3.48 | 0.8 | 365 | 3.168 | 0.37986 | 3 | 0.54784
71912 | 10.08 | 0.8 | 365 | 9.1762 | 0.47959 | 9 | 0.65581
72244 | 7.56 | 0.8 | 365 | 6.8822 | 0.85969 | 7 | 0.74186
72437 | 4.93 | 0.8 | 365 | 4.488 | 0.038134 | 4 | 0.52611
71609 | 7.93 | 0.8 | 365 | 7.219 | 0.53801 | 7 | 0.757
71604 | 5.7 | 0.8 | 365 | 5.1889 | 0.44977 | 5 | 0.6387
72438 | 6.16 | 0.8 | 365 | 5.6077 | 0.29308 | 5 | 0.90077
72439 | 5.04 | 0.8 | 365 | 4.5881 | 0.2398 | 4 | 0.82791
72441 | 4.32 | 0.8 | 365 | 3.9327 | 0.91982 | 4 | 0.85249
72443 | 8.68 | 0.8 | 365 | 7.9017 | 0.91298 | 8 | 0.81473
72445 | 11.2 | 0.8 | 365 | 10.1958 | 0.53288 | 10 | 0.72868
70403 | 6.76 | 1 | 365 | 7.6924 | 0.49132 | 8 | 0.18369
72198 | 4.86 | 1 | 365 | 5.5303 | 0.13725 | 5 | 0.66756
72207 | 10.98 | 0.8 | 365 | 9.9955 | 0.12955 | 10 | 0.12508
72253 | 5.83 | 1 | 365 | 6.6341 | 0.36012 | 6 | 0.99422
72260 | 3.445 | 1 | 365 | 3.9201 | 0.89462 | 4 | 0.81477
72349 | 9.805 | 1 | 365 | 11.1573 | 0.46929 | 11 | 0.62664
72446 | 4.2 | 0.8 | 365 | 3.8234 | 0.69983 | 4 | 0.52325
72447 | 11.2 | 0.8 | 365 | 10.1958 | 0.53288 | 10 | 0.72868
72449 | 10.44 | 0.8 | 365 | 9.5039 | 0.13958 | 9 | 0.64352
72450 | 10.08 | 0.8 | 365 | 9.1762 | 0.47959 | 9 | 0.65581
72451 | 3.92 | 0.8 | 365 | 3.5685 | 0.18651 | 3 | 0.75504
72457 | 9 | 0.8 | 365 | 8.1931 | 0.49964 | 8 | 0.69269
54025 | 3.64 | 1 | 365 | 4.142 | 0.34148 | 4 | 0.48353
72452 | 7.2 | 0.8 | 365 | 6.5544 | 0.19971 | 6 | 0.75415
65043 | 6.67 | 1 | 365 | 7.59 | 0.28508 | 7 | 0.87503
72461 | 6.625 | 1 | 365 | 7.5387 | 0.18196 | 7 | 0.7207
72462 | 6.96 | 0.8 | 365 | 6.336 | 0.75972 | 7 | 0.095679
61108 | 4.42 | 1 | 365 | 5.0296 | 0.12894 | 5 | 0.15857
72465 | 7.02 | 1 | 365 | 7.9882 | 0.087144 | 8 | 0.075371
72467 | 8.12 | 0.8 | 365 | 7.392 | 0.88634 | 8 | 0.27829
72468 | 5.46 | 1 | 365 | 6.2131 | 0.51222 | 6 | 0.72529
72469 | 10.14 | 1 | 365 | 11.5385 | 0.23699 | 11 | 0.77554
62553 | 3.38 | 1 | 365 | 3.8462 | 0.74566 | 4 | 0.59185
72472 | 6.44 | 0.8 | 365 | 5.8626 | 0.80641 | 6 | 0.66899
72476 | 7.125 | 0.8 | 365 | 6.4862 | 0.062211 | 6 | 0.54838
72477 | 3.705 | 0.8 | 365 | 3.3728 | 0.79235 | 4 | 0.16516
72478 | 6.5 | 0.8 | 365 | 5.9172 | 0.9164 | 6 | 0.83361
72481 | 24.48 | 0.8 | 365 | 22.2851 | 0.87901 | 23 | 0.16411
72485 | 7.41 | 0.8 | 365 | 6.7456 | 0.5847 | 7 | 0.33031
72486 | 8.99 | 0.8 | 365 | 8.1839 | 0.4813 | 8 | 0.66525
72487 | 7 | 0.8 | 365 | 6.3724 | 0.83305 | 7 | 0.20542
72488 | 6.09 | 0.8 | 365 | 5.544 | 0.16475 | 5 | 0.70872
72489 | 2.85 | 0.8 | 365 | 2.5945 | 0.22488 | 2 | 0.81935
72490 | 4.56 | 0.8 | 365 | 4.1511 | 0.35982 | 4 | 0.51096
72491 | 6.36 | 1 | 365 | 7.2372 | 0.57468 | 7 | 0.81187
72494 | 5.83 | 1 | 365 | 6.6341 | 0.36012 | 6 | 0.99422
72495 | 8.745 | 1 | 365 | 9.9511 | 0.040182 | 9 | 0.99133
72496 | 5.565 | 1 | 365 | 6.3325 | 0.75284 | 7 | 0.08539
72497 | 8.745 | 1 | 365 | 9.9511 | 0.040182 | 9 | 0.99133
72498 | 6.89 | 1 | 365 | 7.8403 | 0.78923 | 8 | 0.62953
72499 | 6.095 | 1 | 365 | 6.9356 | 0.9674 | 7 | 0.90305
34413 | 544.68 | 1 | 365 | 619.8044 | 0.1974 | 620 | 0.0018472
72500 | 9.805 | 1 | 365 | 11.1573 | 0.46929 | 11 | 0.62664
72501 | 6.095 | 1 | 365 | 6.9356 | 0.9674 | 7 | 0.90305
72502 | 6.625 | 1 | 365 | 7.5387 | 0.18196 | 7 | 0.7207
72503 | 9.54 | 0.8 | 365 | 8.6846 | 0.48961 | 9 | 0.17425
72504 | 4.77 | 0.8 | 365 | 4.3423 | 0.74481 | 5 | 0.087125
72505 | 5.13 | 0.8 | 365 | 4.67 | 0.40479 | 5 | 0.074832
72506 | 6.67 | 0.8 | 365 | 6.072 | 0.22806 | 6 | 0.30003
72508 | 7.685 | 0.8 | 365 | 6.996 | 0.088855 | 7 | 0.084812
72509 | 8.41 | 0.8 | 365 | 7.656 | 0.41799 | 8 | 0.073945
72511 | 4.93 | 0.8 | 365 | 4.488 | 0.038134 | 4 | 0.52611
72512 | 2.52 | 0.8 | 365 | 2.2941 | 0.6199 | 2 | 0.91395
72513 | 6.96 | 0.8 | 365 | 6.336 | 0.75972 | 7 | 0.095679
72515 | 9.405 | 0.8 | 365 | 8.5617 | 0.24212 | 8 | 0.80386
72514 | 6.89 | 1 | 365 | 7.8403 | 0.78923 | 8 | 0.62953
72516 | 9.52 | 0.8 | 365 | 8.6664 | 0.45295 | 9 | 0.11938
72518 | 9.54 | 0.8 | 365 | 8.6846 | 0.48961 | 9 | 0.17425
72520 | 6.67 | 0.8 | 365 | 6.072 | 0.22806 | 6 | 0.30003
72521 | 6.625 | 0.8 | 365 | 6.031 | 0.14556 | 6 | 0.17656
72522 | 4.48 | 0.8 | 365 | 4.0783 | 0.21315 | 4 | 0.29147
72519 | 8.1 | 0.8 | 365 | 7.3737 | 0.84967 | 8 | 0.22342
72525 | 3.99 | 0.8 | 365 | 3.6323 | 0.31484 | 3 | 0.94709
72523 | 8.215 | 0.8 | 365 | 7.4784 | 0.0605 | 7 | 0.53894
72524 | 8.64 | 0.8 | 365 | 7.8653 | 0.83965 | 8 | 0.70498
72526 | 7.695 | 0.8 | 365 | 7.0051 | 0.10719 | 7 | 0.11225
72528 | 3.71 | 0.8 | 365 | 3.3774 | 0.80152 | 4 | 0.17887
72529 | 5.985 | 0.8 | 365 | 5.4484 | 0.97226 | 6 | 0.42064
72530 | 3.92 | 0.8 | 365 | 3.5685 | 0.18651 | 3 | 0.75504
72531 | 2.7 | 0.8 | 365 | 2.4579 | 0.94989 | 3 | 0.40781
72532 | 7.28 | 0.8 | 365 | 6.6273 | 0.34637 | 6 | 0.97364
72403 | 9.01 | 1 | 365 | 10.2527 | 0.64746 | 10 | 0.90016
72507 | 7.83 | 0.8 | 365 | 7.128 | 0.35468 | 7 | 0.48264
68105 | 5.13 | 0.8 | 365 | 4.67 | 0.40479 | 5 | 0.074832
72534 | 9.805 | 0.8 | 365 | 8.9259 | 0.97544 | 9 | 0.90131
72536 | 3.77 | 0.8 | 365 | 3.432 | 0.91151 | 4 | 0.34349
72537 | 10.15 | 0.8 | 365 | 9.2399 | 0.60792 | 9 | 0.84786
72538 | 4.42 | 0.8 | 365 | 4.0237 | 0.10315 | 4 | 0.12685
72539 | 7 | 0.8 | 365 | 6.3724 | 0.83305 | 7 | 0.20542
72540 | 3.99 | 0.8 | 365 | 3.6323 | 0.31484 | 3 | 0.94709
72541 | 10.15 | 0.8 | 365 | 9.2399 | 0.60792 | 9 | 0.84786
72543 | 7.695 | 0.8 | 365 | 7.0051 | 0.10719 | 7 | 0.11225
72544 | 4.56 | 0.8 | 365 | 4.1511 | 0.35982 | 4 | 0.51096
72545 | 11.02 | 0.8 | 365 | 10.0319 | 0.20289 | 10 | 0.23482
72547 | 5.51 | 0.8 | 365 | 5.016 | 0.10144 | 5 | 0.11741
72550 | 7.42 | 0.8 | 365 | 6.7547 | 0.60303 | 7 | 0.35775
72551 | 9.275 | 0.8 | 365 | 8.4434 | 0.0037907 | 8 | 0.44719
72552 | 6.3 | 0.8 | 365 | 5.7351 | 0.54974 | 6 | 0.28488
72554 | 9.805 | 0.8 | 365 | 8.9259 | 0.97544 | 9 | 0.90131
72553 | 8.64 | 0.8 | 365 | 7.8653 | 0.83965 | 8 | 0.70498
72556 | 8.48 | 0.8 | 365 | 7.7197 | 0.54632 | 8 | 0.266
72557 | 7.42 | 0.8 | 365 | 6.7547 | 0.60303 | 7 | 0.35775
72559 | 5.565 | 0.8 | 365 | 5.066 | 0.20227 | 5 | 0.26831
72560 | 7.42 | 0.8 | 365 | 6.7547 | 0.60303 | 7 | 0.35775
72562 | 7.155 | 0.8 | 365 | 6.5135 | 0.11721 | 6 | 0.63069
72563 | 8.12 | 0.8 | 365 | 7.392 | 0.88634 | 8 | 0.27829
72565 | 8.4 | 0.8 | 365 | 7.6468 | 0.39966 | 8 | 0.046509
72566 | 6.625 | 0.8 | 365 | 6.031 | 0.14556 | 6 | 0.17656
72567 | 6.9 | 0.8 | 365 | 6.2813 | 0.64972 | 6 | 0.93106
72569 | 1.8 | 0.8 | 365 | 1.6386 | 0.29993 | 1 | 0.93854
72570 | 6.84 | 0.8 | 365 | 6.2267 | 0.53972 | 6 | 0.76644
72572 | 6.9 | 0.8 | 365 | 6.2813 | 0.64972 | 6 | 0.93106
72568 | 9.52 | 0.8 | 365 | 8.6664 | 0.45295 | 9 | 0.11938
72578 | 8.4 | 0.8 | 365 | 7.6468 | 0.39966 | 8 | 0.046509
72580 | 8.91 | 0.8 | 365 | 8.1111 | 0.33464 | 8 | 0.44576
72576 | 9.88 | 0.8 | 365 | 8.9942 | 0.11293 | 9 | 0.10708
72581 | 6.24 | 1 | 365 | 7.1006 | 0.29968 | 7 | 0.40033
72582 | 7.59 | 0.8 | 365 | 6.9095 | 0.91469 | 7 | 0.82417
72586 | 5.22 | 0.8 | 365 | 4.752 | 0.56979 | 5 | 0.32176
72585 | 5.1 | 0.8 | 365 | 4.6427 | 0.34979 | 4 | 0.99252
72590 | 3.6 | 0.8 | 365 | 3.2772 | 0.59985 | 3 | 0.87708
72592 | 12.095 | 0.8 | 365 | 11.0106 | 0.17368 | 11 | 0.18423
72593 | 3.36 | 0.8 | 365 | 3.0587 | 0.15986 | 3 | 0.2186
72597 | 6.48 | 0.8 | 365 | 5.899 | 0.87974 | 6 | 0.77874
72603 | 9.81 | 0.8 | 365 | 8.9304 | 0.9846 | 9 | 0.91503
72604 | 7.56 | 0.8 | 365 | 6.8822 | 0.85969 | 7 | 0.74186
72607 | 9.24 | 0.8 | 365 | 8.4115 | 0.93963 | 9 | 0.35116
72608 | 7 | 0.8 | 365 | 6.3724 | 0.83305 | 7 | 0.20542
72609 | 9.28 | 0.8 | 365 | 8.4479 | 0.012957 | 8 | 0.4609
72610 | 2.6 | 0.8 | 365 | 2.3669 | 0.76656 | 3 | 0.13344
72611 | 4.32 | 0.8 | 365 | 3.9327 | 0.91982 | 4 | 0.85249
72612 | 6.4 | 0.8 | 365 | 5.8262 | 0.73307 | 6 | 0.55924
72605 | 5.5 | 0.8 | 365 | 5.0069 | 0.08311 | 5 | 0.089976
72614 | 6 | 0.8 | 365 | 5.462 | 0.99976 | 6 | 0.46179
72615 | 6 | 0.8 | 365 | 5.462 | 0.99976 | 6 | 0.46179
72616 | 9.69 | 0.8 | 365 | 8.8212 | 0.76461 | 9 | 0.58579
72617 | 4.8 | 0.8 | 365 | 4.3696 | 0.79981 | 5 | 0.16943
72618 | 9.86 | 0.8 | 365 | 8.9759 | 0.076267 | 9 | 0.052212
72619 | 8.12 | 0.8 | 365 | 7.392 | 0.88634 | 8 | 0.27829
72623 | 4.875 | 0.8 | 365 | 4.4379 | 0.9373 | 5 | 0.37521
72624 | 9.18 | 0.8 | 365 | 8.3569 | 0.82963 | 9 | 0.18654
66282 | 10.8 | 1 | 365 | 12.2896 | 0.74945 | 13 | 0.039032
72625 | 7.59 | 0.8 | 365 | 6.9095 | 0.91469 | 7 | 0.82417
72626 | 4.48 | 0.8 | 365 | 4.0783 | 0.21315 | 4 | 0.29147
72627 | 9.92 | 0.8 | 365 | 9.0306 | 0.18626 | 9 | 0.21683
72629 | 10.08 | 0.8 | 365 | 9.1762 | 0.47959 | 9 | 0.65581
72630 | 8.32 | 0.8 | 365 | 7.574 | 0.253 | 7 | 0.82702
72635 | 7.28 | 0.8 | 365 | 6.6273 | 0.34637 | 6 | 0.97364
72637 | 6.72 | 0.8 | 365 | 6.1175 | 0.31973 | 6 | 0.43721
72636 | 4.76 | 0.8 | 365 | 4.3332 | 0.72647 | 5 | 0.059688
72638 | 9.52 | 0.8 | 365 | 8.6664 | 0.45295 | 9 | 0.11938
72639 | 3.92 | 0.8 | 365 | 3.5685 | 0.18651 | 3 | 0.75504
72640 | 7.5 | 0.8 | 365 | 6.8275 | 0.7497 | 7 | 0.57724
72641 | 7.41 | 0.8 | 365 | 6.7456 | 0.5847 | 7 | 0.33031
72644 | 3.92 | 0.8 | 365 | 3.5685 | 0.18651 | 3 | 0.75504
72645 | 5.2 | 0.8 | 365 | 4.7338 | 0.53312 | 5 | 0.26689
72649 | 5.72 | 0.8 | 365 | 5.2071 | 0.48643 | 5 | 0.69358
72650 | 6.6 | 0.8 | 365 | 6.0082 | 0.099732 | 6 | 0.10797
72651 | 10.89 | 0.8 | 365 | 9.9136 | 0.96456 | 10 | 0.87815
72652 | 11.16 | 0.8 | 365 | 10.1594 | 0.45955 | 10 | 0.61893
72653 | 3.24 | 0.8 | 365 | 2.9495 | 0.93987 | 3 | 0.88937
72654 | 9.1 | 0.8 | 365 | 8.2841 | 0.68296 | 8 | 0.96705
72657 | 7.8 | 0.8 | 365 | 7.1006 | 0.29968 | 7 | 0.40033
72658 | 4.64 | 0.8 | 365 | 4.224 | 0.50648 | 4 | 0.73045
72659 | 6.72 | 0.8 | 365 | 6.1175 | 0.31973 | 6 | 0.43721
43640 | 4.2 | 0.8 | 365 | 3.8234 | 0.69983 | 4 | 0.52325
72660 | 10.08 | 0.8 | 365 | 9.1762 | 0.47959 | 9 | 0.65581
72661 | 8.82 | 1 | 365 | 10.0365 | 0.21205 | 10 | 0.24854
72662 | 10.8 | 0.8 | 365 | 9.8317 | 0.79956 | 10 | 0.63123
72663 | 8.64 | 0.8 | 365 | 7.8653 | 0.83965 | 8 | 0.70498
72664 | 4.2 | 0.8 | 365 | 3.8234 | 0.69983 | 4 | 0.52325
72665 | 7.59 | 0.8 | 365 | 6.9095 | 0.91469 | 7 | 0.82417
72666 | 7.2 | 0.8 | 365 | 6.5544 | 0.19971 | 6 | 0.75415
72672 | 6.9 | 0.8 | 365 | 6.2813 | 0.64972 | 6 | 0.93106
72673 | 3.18 | 0.8 | 365 | 2.8949 | 0.82987 | 3 | 0.72475
72675 | 4.8 | 0.8 | 365 | 4.3696 | 0.79981 | 5 | 0.16943
72679 | 9.24 | 0.8 | 365 | 8.4115 | 0.93963 | 9 | 0.35116
72680 | 8.28 | 0.8 | 365 | 7.5376 | 0.17966 | 7 | 0.71727
72682 | 8.28 | 0.8 | 365 | 7.5376 | 0.17966 | 7 | 0.71727
72684 | 6.6 | 0.8 | 365 | 6.0082 | 0.099732 | 6 | 0.10797
72685 | 4.76 | 0.8 | 365 | 4.3332 | 0.72647 | 5 | 0.059688
72687 | 7.2 | 0.8 | 365 | 6.5544 | 0.19971 | 6 | 0.75415
72688 | 4.48 | 0.8 | 365 | 4.0783 | 0.21315 | 4 | 0.29147
72691 | 6.095 | 0.8 | 365 | 5.5485 | 0.17392 | 5 | 0.72244
72692 | 7.245 | 0.8 | 365 | 6.5954 | 0.28221 | 6 | 0.87761
72693 | 7.8 | 0.8 | 365 | 7.1006 | 0.29968 | 7 | 0.40033
72694 | 8.04 | 0.8 | 365 | 7.3191 | 0.73967 | 8 | 0.058801
72696 | 7.2 | 0.8 | 365 | 6.5544 | 0.19971 | 6 | 0.75415
72697 | 6.16 | 0.8 | 365 | 5.6077 | 0.29308 | 5 | 0.90077
72699 | 3.92 | 0.8 | 365 | 3.5685 | 0.18651 | 3 | 0.75504
72700 | 5.13 | 0.8 | 365 | 4.67 | 0.40479 | 5 | 0.074832
72702 | 10.36 | 0.8 | 365 | 9.4311 | 0.99291 | 10 | 0.42403
72703 | 5.4 | 0.8 | 365 | 4.9158 | 0.89978 | 5 | 0.81561
72704 | 9.135 | 0.8 | 365 | 8.3159 | 0.74713 | 9 | 0.063078
72705 | 8.91 | 0.8 | 365 | 8.1111 | 0.33464 | 8 | 0.44576
72709 | 9.6 | 0.8 | 365 | 8.7393 | 0.59961 | 9 | 0.33887
72708 | 3 | 0.8 | 365 | 2.731 | 0.49988 | 3 | 0.2309
72711 | 10.725 | 0.8 | 365 | 9.7634 | 0.66207 | 10 | 0.42545
72712 | 7.8 | 0.8 | 365 | 7.1006 | 0.29968 | 7 | 0.40033
72713 | 9.135 | 0.8 | 365 | 8.3159 | 0.74713 | 9 | 0.063078
72716 | 4.095 | 0.8 | 365 | 3.7278 | 0.50733 | 4 | 0.23517
72717 | 5.44 | 0.8 | 365 | 4.9522 | 0.97311 | 5 | 0.92536
72718 | 6.76 | 0.8 | 365 | 6.1539 | 0.39306 | 6 | 0.54695
72719 | 8.7 | 0.8 | 365 | 7.92 | 0.94965 | 8 | 0.8696
72720 | 4.2 | 0.8 | 365 | 3.8234 | 0.69983 | 4 | 0.52325
72721 | 6 | 0.8 | 365 | 5.462 | 0.99976 | 6 | 0.46179
72724 | 7.194 | 0.8 | 365 | 6.549 | 0.18871 | 6 | 0.73769
72725 | 9.6 | 0.8 | 365 | 8.7393 | 0.59961 | 9 | 0.33887
72726 | 8.215 | 0.8 | 365 | 7.4784 | 0.0605 | 7 | 0.53894
72727 | 8.64 | 0.8 | 365 | 7.8653 | 0.83965 | 8 | 0.70498
72728 | 4.64 | 0.8 | 365 | 4.224 | 0.50648 | 4 | 0.73045
72729 | 7.26 | 0.8 | 365 | 6.6091 | 0.30971 | 6 | 0.91877
72730 | 5.88 | 0.8 | 365 | 5.3528 | 0.77976 | 6 | 0.13256
71466 | 5.3 | 0.8 | 365 | 4.8248 | 0.71645 | 5 | 0.54125
72733 | 4.94 | 0.8 | 365 | 4.4971 | 0.056466 | 4 | 0.55354
72734 | 9.6 | 0.8 | 365 | 8.7393 | 0.59961 | 9 | 0.33887
72737 | 8.12 | 0.8 | 365 | 7.392 | 0.88634 | 8 | 0.27829
72738 | 7.56 | 0.8 | 365 | 6.8822 | 0.85969 | 7 | 0.74186
72739 | 8.96 | 0.8 | 365 | 8.1566 | 0.4263 | 8 | 0.58294
72740 | 3.92 | 0.8 | 365 | 3.5685 | 0.18651 | 3 | 0.75504
72741 | 9.52 | 0.8 | 365 | 8.6664 | 0.45295 | 9 | 0.11938
72743 | 3.92 | 0.8 | 365 | 3.5685 | 0.18651 | 3 | 0.75504
72744 | 9.805 | 0.8 | 365 | 8.9259 | 0.97544 | 9 | 0.90131
72745 | 10.675 | 0.8 | 365 | 9.7179 | 0.5704 | 10 | 0.28827
72746 | 6.75 | 1 | 365 | 7.681 | 0.46841 | 8 | 0.1494
72747 | 6.885 | 1 | 365 | 7.8346 | 0.77778 | 8 | 0.61238
72748 | 6.375 | 1 | 365 | 7.2543 | 0.60905 | 7 | 0.86332
72749 | 6.44 | 0.8 | 365 | 5.8626 | 0.80641 | 6 | 0.66899
72751 | 11.18 | 0.8 | 365 | 10.1776 | 0.49621 | 10 | 0.67381
72756 | 5.46 | 0.8 | 365 | 4.9705 | 0.0097787 | 4 | 0.98023
72755 | 4.575 | 0.8 | 365 | 4.1648 | 0.38731 | 4 | 0.55212
72757 | 6.27 | 0.8 | 365 | 5.7078 | 0.49475 | 6 | 0.20257
72759 | 8.835 | 0.8 | 365 | 8.0428 | 0.19714 | 8 | 0.23999
72758 | 8.505 | 0.8 | 365 | 7.7424 | 0.59216 | 8 | 0.33459
72761 | 4.64 | 0.8 | 365 | 4.224 | 0.50648 | 4 | 0.73045
72760 | 6.03 | 0.8 | 365 | 5.4893 | 0.054756 | 5 | 0.5441
72762 | 4.5 | 0.8 | 365 | 4.0965 | 0.24982 | 4 | 0.34634
72764 | 2.85 | 0.8 | 365 | 2.5945 | 0.22488 | 2 | 0.81935
72765 | 11.8 | 0.8 | 365 | 10.742 | 0.63286 | 11 | 0.37486
72766 | 5.22 | 0.8 | 365 | 4.752 | 0.56979 | 5 | 0.32176
72482 | 46.92 | 0.6 | 365 | 32.0348 | 0.51357 | 32 | 0.54841
72767 | 10.5 | 0.8 | 365 | 9.5586 | 0.24957 | 9 | 0.80814
72768 | 9 | 0.8 | 365 | 8.1931 | 0.49964 | 8 | 0.69269
72772 | 10.8 | 0.8 | 365 | 9.8317 | 0.79956 | 10 | 0.63123
72577 | 13.8 | 0.8 | 365 | 12.5627 | 0.29944 | 12 | 0.86212
72774 | 3.08 | 0.8 | 365 | 2.8038 | 0.64654 | 3 | 0.45039
72775 | 10.92 | 0.8 | 365 | 9.9409 | 0.019557 | 9 | 0.96046
30761 | 1961.82 | 0.8 | 365 | 1785.9216 | 0.59048 | 1786 | 0.51213
72776 | 8.68 | 0.8 | 365 | 7.9017 | 0.91298 | 8 | 0.81473
72779 | 8.7 | 0.8 | 365 | 7.92 | 0.94965 | 8 | 0.8696
72781 | 9.9 | 0.8 | 365 | 9.0124 | 0.1496 | 9 | 0.16196
72782 | 8.1 | 0.8 | 365 | 7.3737 | 0.84967 | 8 | 0.22342
72783 | 6.4 | 0.8 | 365 | 5.8262 | 0.73307 | 6 | 0.55924
72786 | 11.285 | 0.8 | 365 | 10.2732 | 0.68871 | 10 | 0.96189
51384 | 586.5 | 0.7 | 365 | 467.1747 | 0.82295 | 467 | 0.99765
65077 | 67.52 | 0.7 | 365 | 53.7828 | 0.31094 | 54 | 0.093779
72788 | 6.96 | 0.8 | 365 | 6.336 | 0.75972 | 7 | 0.095679
64273 | 124.74 | 0.9 | 365 | 127.7502 | 0.27056 | 128 | 0.020738
72790 | 9.24 | 0.8 | 365 | 8.4115 | 0.93963 | 9 | 0.35116
72791 | 5.94 | 0.8 | 365 | 5.4074 | 0.88976 | 6 | 0.29717
72792 | 4.59 | 0.8 | 365 | 4.1785 | 0.41481 | 4 | 0.59327
72793 | 3.08 | 0.8 | 365 | 2.8038 | 0.64654 | 3 | 0.45039
72795 | 5.795 | 0.8 | 365 | 5.2754 | 0.62393 | 5 | 0.89935
72796 | 9.6 | 0.8 | 365 | 8.7393 | 0.59961 | 9 | 0.33887
72797 | 10.05 | 0.8 | 365 | 9.1489 | 0.42459 | 9 | 0.5735
72799 | 5.8 | 0.8 | 365 | 5.28 | 0.6331 | 5 | 0.91307
72800 | 10.08 | 0.8 | 365 | 9.1762 | 0.47959 | 9 | 0.65581
72801 | 9.945 | 0.8 | 365 | 9.0533 | 0.2321 | 9 | 0.28542
72803 | 11.2 | 0.8 | 365 | 10.1958 | 0.53288 | 10 | 0.72868
72805 | 3.92 | 0.8 | 365 | 3.5685 | 0.18651 | 3 | 0.75504
72804 | 7.8 | 0.8 | 365 | 7.1006 | 0.29968 | 7 | 0.40033
72806 | 3.3 | 0.8 | 365 | 3.0041 | 0.049866 | 3 | 0.053986
72809 | 3.42 | 0.8 | 365 | 3.1134 | 0.26986 | 3 | 0.38322
72808 | 10.71 | 0.8 | 365 | 9.7497 | 0.63457 | 10 | 0.3843
72810 | 7.14 | 0.8 | 365 | 6.4998 | 0.089711 | 6 | 0.58953
72811 | 5.04 | 0.8 | 365 | 4.5881 | 0.2398 | 4 | 0.82791
72813 | 7.848 | 0.8 | 365 | 7.1443 | 0.38768 | 7 | 0.53202
69822 | 8.745 | 0.8 | 365 | 7.9609 | 0.032146 | 7 | 0.99306
70295 | 8.745 | 0.8 | 365 | 7.9609 | 0.032146 | 7 | 0.99306
63323 | 2170.35 | 0.65 | 365 | 1605.3007 | 0.84571 | 1606 | 0.14639
26350 | 1185.6 | 1 | 365 | 1349.1227 | 0.93993 | 1350 | 0.062624
21585 | 1316.7 | 1 | 365 | 1498.3045 | 0.37079 | 1498 | 0.67532
72492 | 4.64 | 0.8 | 365 | 4.224 | 0.50648 | 4 | 0.73045
72484 | 5.22 | 0.8 | 365 | 4.752 | 0.56979 | 5 | 0.32176
72431 | 4.64 | 0.8 | 365 | 4.224 | 0.50648 | 4 | 0.73045
51515 | 338.52 | 0.9 | 365 | 346.689 | 0.18206 | 346 | 0.87109
72493 | 3.9 | 0.8 | 365 | 3.5503 | 0.14984 | 3 | 0.70016
70784 | 9.28 | 0.8 | 365 | 8.4479 | 0.012957 | 8 | 0.4609
72821 | 8.48 | 0.8 | 365 | 7.7197 | 0.54632 | 8 | 0.266
72822 | 7.68 | 0.8 | 365 | 6.9914 | 0.079689 | 7 | 0.071094
72048 | 12.395 | 0.8 | 365 | 11.2837 | 0.72366 | 12 | 0.0073186
72823 | 5.6 | 0.8 | 365 | 5.0979 | 0.26644 | 5 | 0.36434
72824 | 10.08 | 0.8 | 365 | 9.1762 | 0.47959 | 9 | 0.65581
72826 | 4.48 | 0.8 | 365 | 4.0783 | 0.21315 | 4 | 0.29147
72828 | 6.7 | 0.8 | 365 | 6.0993 | 0.28306 | 6 | 0.38233
72830 | 7.28 | 0.8 | 365 | 6.6273 | 0.34637 | 6 | 0.97364
72831 | 10.66 | 0.8 | 365 | 9.7042 | 0.5429 | 10 | 0.24712
72832 | 9.28 | 0.8 | 365 | 8.4479 | 0.012957 | 8 | 0.4609
72833 | 10.2 | 0.8 | 365 | 9.2855 | 0.69959 | 9 | 0.98505
72834 | 4.59 | 0.8 | 365 | 4.1785 | 0.41481 | 4 | 0.59327
72839 | 6.48 | 0.8 | 365 | 5.899 | 0.87974 | 6 | 0.77874
72841 | 8.96 | 0.8 | 365 | 8.1566 | 0.4263 | 8 | 0.58294
72842 | 8.7 | 0.8 | 365 | 7.92 | 0.94965 | 8 | 0.8696
72843 | 4.845 | 0.8 | 365 | 4.4106 | 0.8823 | 5 | 0.2929
72844 | 4.56 | 0.8 | 365 | 4.1511 | 0.35982 | 4 | 0.51096
72848 | 11.1 | 0.8 | 365 | 10.1048 | 0.34955 | 10 | 0.45432
72847 | 6.6 | 0.8 | 365 | 6.0082 | 0.099732 | 6 | 0.10797
72849 | 6.71 | 0.8 | 365 | 6.1084 | 0.30139 | 6 | 0.40977
72845 | 9.24 | 0.8 | 365 | 8.4115 | 0.93963 | 9 | 0.35116
67722 | 9.45 | 0.8 | 365 | 8.6027 | 0.32462 | 8 | 0.92732
69768 | 5.3 | 0.8 | 365 | 4.8248 | 0.71645 | 5 | 0.54125
70265 | 9.805 | 0.8 | 365 | 8.9259 | 0.97544 | 9 | 0.90131
72851 | 3.92 | 0.8 | 365 | 3.5685 | 0.18651 | 3 | 0.75504
72052 | 9.6 | 0.8 | 365 | 8.7393 | 0.59961 | 9 | 0.33887
72852 | 4.76 | 0.8 | 365 | 4.3332 | 0.72647 | 5 | 0.059688
72853 | 14.04 | 0.8 | 365 | 12.7812 | 0.73943 | 13 | 0.52059
72854 | 12.76 | 0.8 | 365 | 11.6159 | 0.39282 | 12 | 0.0087443
72855 | 3.19 | 0.8 | 365 | 2.904 | 0.8482 | 3 | 0.75219
72857 | 3.64 | 0.8 | 365 | 3.3136 | 0.67319 | 3 | 0.98682
72856 | 5.865 | 0.8 | 365 | 5.3391 | 0.75226 | 6 | 0.091402
72483 | 9 | 0.8 | 365 | 8.1931 | 0.49964 | 8 | 0.69269
72858 | 5.88 | 0.8 | 365 | 5.3528 | 0.77976 | 6 | 0.13256
72859 | 5.4 | 0.8 | 365 | 4.9158 | 0.89978 | 5 | 0.81561
72860 | 7.56 | 0.8 | 365 | 6.8822 | 0.85969 | 7 | 0.74186
72861 | 11.48 | 0.8 | 365 | 10.4507 | 0.046201 | 10 | 0.4969
68320 | 4.2 | 0.8 | 365 | 3.8234 | 0.69983 | 4 | 0.52325
72864 | 10.08 | 0.8 | 365 | 9.1762 | 0.47959 | 9 | 0.65581
72862 | 5.886 | 0.8 | 365 | 5.3583 | 0.79076 | 6 | 0.14902
72866 | 7.848 | 0.8 | 365 | 7.1443 | 0.38768 | 7 | 0.53202
72867 | 11.52 | 0.8 | 365 | 10.4871 | 0.11953 | 10 | 0.60664
72872 | 5.886 | 0.8 | 365 | 5.3583 | 0.79076 | 6 | 0.14902
72028 | 4.94 | 0.8 | 365 | 4.4971 | 0.056466 | 4 | 0.55354
72475 | 7.2 | 0.8 | 365 | 6.5544 | 0.19971 | 6 | 0.75415
72517 | 3.99 | 0.8 | 365 | 3.6323 | 0.31484 | 3 | 0.94709
72880 | 8.96 | 0.8 | 365 | 8.1566 | 0.4263 | 8 | 0.58294
72881 | 8.96 | 0.8 | 365 | 8.1566 | 0.4263 | 8 | 0.58294
72283 | 6.36 | 1 | 365 | 7.2372 | 0.57468 | 7 | 0.81187
72362 | 3.3 | 0.8 | 365 | 3.0041 | 0.049866 | 3 | 0.053986
72284 | 3.18 | 1 | 365 | 3.6186 | 0.28734 | 3 | 0.90594
72510 | 4.77 | 0.8 | 365 | 4.3423 | 0.74481 | 5 | 0.087125
72874 | 9.45 | 0.8 | 365 | 8.6027 | 0.32462 | 8 | 0.92732
72882 | 5.4 | 0.8 | 365 | 4.9158 | 0.89978 | 5 | 0.81561
72883 | 3 | 0.8 | 365 | 2.731 | 0.49988 | 3 | 0.2309
72886 | 12.395 | 0.8 | 365 | 11.2837 | 0.72366 | 12 | 0.0073186
72887 | 5.51 | 0.8 | 365 | 5.016 | 0.10144 | 5 | 0.11741
72888 | 10.36 | 0.8 | 365 | 9.4311 | 0.99291 | 10 | 0.42403
72890 | 3.64 | 0.8 | 365 | 3.3136 | 0.67319 | 3 | 0.98682
72889 | 6.72 | 0.8 | 365 | 6.1175 | 0.31973 | 6 | 0.43721
72892 | 2.4 | 0.8 | 365 | 2.1848 | 0.3999 | 2 | 0.58472
72542 | 4.275 | 0.8 | 365 | 3.8917 | 0.83733 | 4 | 0.72903
72546 | 5.985 | 0.8 | 365 | 5.4484 | 0.97226 | 6 | 0.42064
72893 | 9.6 | 0.8 | 365 | 8.7393 | 0.59961 | 9 | 0.33887
72894 | 3.6 | 0.8 | 365 | 3.2772 | 0.59985 | 3 | 0.87708
72895 | 2.34 | 0.8 | 365 | 2.1302 | 0.28991 | 2 | 0.4201
72324 | 24.57 | 0.8 | 365 | 22.367 | 0.044004 | 22 | 0.41104
72896 | 13.545 | 0.8 | 365 | 12.3305 | 0.83195 | 13 | 0.1625
72897 | 9.52 | 0.8 | 365 | 8.6664 | 0.45295 | 9 | 0.11938
72899 | 3.08 | 0.8 | 365 | 2.8038 | 0.64654 | 3 | 0.45039
72901 | 12.19 | 0.8 | 365 | 11.097 | 0.34784 | 11 | 0.44487
72902 | 6.72 | 0.8 | 365 | 6.1175 | 0.31973 | 6 | 0.43721
72903 | 8.12 | 0.8 | 365 | 7.392 | 0.88634 | 8 | 0.27829
72904 | 9.24 | 0.8 | 365 | 8.4115 | 0.93963 | 9 | 0.35116
72905 | 4.35 | 0.8 | 365 | 3.96 | 0.97482 | 4 | 0.9348
72906 | 8.12 | 0.8 | 365 | 7.392 | 0.88634 | 8 | 0.27829
72908 | 8.265 | 0.8 | 365 | 7.524 | 0.15216 | 7 | 0.67612
72909 | 8.8 | 0.8 | 365 | 8.011 | 0.13298 | 8 | 0.14396
72911 | 14.04 | 0.8 | 365 | 12.7812 | 0.73943 | 13 | 0.52059
72912 | 4.8 | 0.8 | 365 | 4.3696 | 0.79981 | 5 | 0.16943
72913 | 6 | 0.8 | 365 | 5.462 | 0.99976 | 6 | 0.46179
72915 | 13.77 | 0.8 | 365 | 12.5354 | 0.24444 | 12 | 0.77981
72916 | 4.5 | 0.8 | 365 | 4.0965 | 0.24982 | 4 | 0.34634
72917 | 2.7 | 0.8 | 365 | 2.4579 | 0.94989 | 3 | 0.40781
72573 | 3 | 0.8 | 365 | 2.731 | 0.49988 | 3 | 0.2309
72588 | 3.12 | 0.8 | 365 | 2.8403 | 0.71987 | 3 | 0.56013
72571 | 6.3 | 0.8 | 365 | 5.7351 | 0.54974 | 6 | 0.28488
72589 | 6.3 | 0.8 | 365 | 5.7351 | 0.54974 | 6 | 0.28488
72594 | 6 | 0.8 | 365 | 5.462 | 0.99976 | 6 | 0.46179
72584 | 7.32 | 0.8 | 365 | 6.6637 | 0.4197 | 7 | 0.083386
72587 | 3.6 | 0.8 | 365 | 3.2772 | 0.59985 | 3 | 0.87708
72579 | 5.1 | 0.8 | 365 | 4.6427 | 0.34979 | 4 | 0.99252
72591 | 4.5 | 0.8 | 365 | 4.0965 | 0.24982 | 4 | 0.34634
72918 | 8.96 | 0.8 | 365 | 8.1566 | 0.4263 | 8 | 0.58294
72919 | 2.86 | 0.8 | 365 | 2.6036 | 0.24322 | 2 | 0.84679
72920 | 4.93 | 0.8 | 365 | 4.488 | 0.038134 | 4 | 0.52611
72138 | 6.75 | 0.8 | 365 | 6.1448 | 0.37473 | 6 | 0.51952
72191 | 8.96 | 0.8 | 365 | 8.1566 | 0.4263 | 8 | 0.58294
72923 | 6.44 | 0.8 | 365 | 5.8626 | 0.80641 | 6 | 0.66899
72924 | 3.92 | 0.8 | 365 | 3.5685 | 0.18651 | 3 | 0.75504
72869 | 2.56 | 0.8 | 365 | 2.3305 | 0.69323 | 3 | 0.023698
72114 | 7.2 | 0.8 | 365 | 6.5544 | 0.19971 | 6 | 0.75415
51269 | 6.54 | 1 | 365 | 7.442 | 0.98717 | 8 | 0.42919
72925 | 11.31 | 0.8 | 365 | 10.2959 | 0.73454 | 11 | 0.030478
72926 | 5.6 | 0.8 | 365 | 5.0979 | 0.26644 | 5 | 0.36434
72024 | 13.2 | 1 | 365 | 15.0206 | 0.24933 | 15 | 0.26993
72752 | 13.5 | 0.8 | 365 | 12.2896 | 0.74945 | 13 | 0.039032
43804 | 4.725 | 0.8 | 365 | 4.3014 | 0.66231 | 4 | 0.96366
72927 | 12 | 0.8 | 365 | 10.9241 | 0.99951 | 11 | 0.92358
72929 | 2.24 | 0.8 | 365 | 2.0392 | 0.10658 | 2 | 0.14574
72934 | 4.8 | 0.8 | 365 | 4.3696 | 0.79981 | 5 | 0.16943
72935 | 5.4 | 0.8 | 365 | 4.9158 | 0.89978 | 5 | 0.81561
72936 | 13.8 | 0.8 | 365 | 12.5627 | 0.29944 | 12 | 0.86212
72937 | 11.1 | 0.8 | 365 | 10.1048 | 0.34955 | 10 | 0.45432
72938 | 3.575 | 0.8 | 365 | 3.2545 | 0.55402 | 3 | 0.80848
72939 | 7.2 | 0.8 | 365 | 6.5544 | 0.19971 | 6 | 0.75415
68069 | 4.68 | 0.8 | 365 | 4.2604 | 0.57981 | 4 | 0.8402
72466 | 11.18 | 1 | 365 | 12.722 | 0.62027 | 13 | 0.34226
72940 | 9 | 0.8 | 365 | 8.1931 | 0.49964 | 8 | 0.69269
72941 | 12.72 | 0.8 | 365 | 11.5795 | 0.31948 | 11 | 0.899
72942 | 9.9 | 0.8 | 365 | 9.0124 | 0.1496 | 9 | 0.16196
72689 | 14.64 | 0.8 | 365 | 13.3274 | 0.83941 | 14 | 0.16677
72944 | 10.56 | 0.8 | 365 | 9.6132 | 0.35957 | 9 | 0.97275
57967 | 5829.12 | 0.8 | 365 | 5306.4764 | 0.48373 | 5306 | 0.96016
72945 | 10.56 | 0.8 | 365 | 9.6132 | 0.35957 | 9 | 0.97275
72946 | 3.92 | 0.8 | 365 | 3.5685 | 0.18651 | 3 | 0.75504
72947 | 3.64 | 0.8 | 365 | 3.3136 | 0.67319 | 3 | 0.98682
72948 | 7.28 | 0.8 | 365 | 6.6273 | 0.34637 | 6 | 0.97364
72763 | 3.38 | 0.8 | 365 | 3.0769 | 0.19653 | 3 | 0.27348
72949 | 10.385 | 0.8 | 365 | 9.4539 | 0.038746 | 9 | 0.49262
72950 | 24.75 | 0.8 | 365 | 22.5309 | 0.374 | 22 | 0.90489
72951 | 4.2 | 0.8 | 365 | 3.8234 | 0.69983 | 4 | 0.52325
72952 | 13.44 | 0.8 | 365 | 12.235 | 0.63946 | 12 | 0.87441
72953 | 8.54 | 0.8 | 365 | 7.7743 | 0.65632 | 8 | 0.43062
72954 | 3.24 | 0.8 | 365 | 2.9495 | 0.93987 | 3 | 0.88937
72955 | 10.8 | 0.8 | 365 | 9.8317 | 0.79956 | 10 | 0.63123
72957 | 11.88 | 0.8 | 365 | 10.8148 | 0.77952 | 11 | 0.59435
72958 | 8.96 | 0.8 | 365 | 8.1566 | 0.4263 | 8 | 0.58294
72959 | 11.055 | 0.8 | 365 | 10.0638 | 0.26705 | 10 | 0.33085
72962 | 10.395 | 0.8 | 365 | 9.463 | 0.057079 | 9 | 0.52005
72963 | 7.4 | 0.8 | 365 | 6.7365 | 0.56637 | 7 | 0.30288
72965 | 7.26 | 0.8 | 365 | 6.6091 | 0.30971 | 6 | 0.91877
72966 | 4.32 | 0.8 | 365 | 3.9327 | 0.91982 | 4 | 0.85249
72967 | 13.2 | 0.8 | 365 | 12.0165 | 0.19946 | 12 | 0.21594
72968 | 7.68 | 0.8 | 365 | 6.9914 | 0.079689 | 7 | 0.071094
72969 | 5.12 | 0.8 | 365 | 4.6609 | 0.38646 | 5 | 0.047396
72970 | 11.4 | 0.8 | 365 | 10.3779 | 0.89954 | 11 | 0.2774
72971 | 9.6 | 0.8 | 365 | 8.7393 | 0.59961 | 9 | 0.33887
72972 | 3.64 | 0.8 | 365 | 3.3136 | 0.67319 | 3 | 0.98682
72973 | 6.72 | 0.8 | 365 | 6.1175 | 0.31973 | 6 | 0.43721
72975 | 24.96 | 0.8 | 365 | 22.7221 | 0.75899 | 23 | 0.48105
72976 | 10.385 | 0.8 | 365 | 9.4539 | 0.038746 | 9 | 0.49262
72977 | 7.56 | 0.8 | 365 | 6.8822 | 0.85969 | 7 | 0.74186
30567 | 1316.7 | 1 | 365 | 1498.3045 | 0.37079 | 1498 | 0.67532
72978 | 9.18 | 0.8 | 365 | 8.3569 | 0.82963 | 9 | 0.18654
72979 | 10.98 | 0.8 | 365 | 9.9955 | 0.12955 | 10 | 0.12508
72980 | 11 | 0.8 | 365 | 10.0137 | 0.16622 | 10 | 0.17995
72981 | 7.425 | 0.8 | 365 | 6.7593 | 0.6122 | 7 | 0.37147
72986 | 11 | 0.8 | 365 | 10.0137 | 0.16622 | 10 | 0.17995
72988 | 9.57 | 0.8 | 365 | 8.7119 | 0.54461 | 9 | 0.25656
72989 | 14.4 | 0.8 | 365 | 13.1089 | 0.39942 | 13 | 0.5083
72990 | 17.49 | 0.8 | 365 | 15.9218 | 0.064291 | 15 | 0.98612
72991 | 11 | 0.8 | 365 | 10.0137 | 0.16622 | 10 | 0.17995
72992 | 7.93 | 0.8 | 365 | 7.219 | 0.53801 | 7 | 0.757
72993 | 8.96 | 0.8 | 365 | 8.1566 | 0.4263 | 8 | 0.58294
72995 | 5.355 | 0.8 | 365 | 4.8749 | 0.81728 | 5 | 0.69215
72998 | 7.56 | 0.8 | 365 | 6.8822 | 0.85969 | 7 | 0.74186
72999 | 4.48 | 0.8 | 365 | 4.0783 | 0.21315 | 4 | 0.29147
73000 | 7.5 | 0.8 | 365 | 6.8275 | 0.7497 | 7 | 0.57724
73001 | 10.98 | 0.8 | 365 | 9.9955 | 0.12955 | 10 | 0.12508
73003 | 12 | 0.8 | 365 | 10.9241 | 0.99951 | 11 | 0.92358
73006 | 5.4 | 0.8 | 365 | 4.9158 | 0.89978 | 5 | 0.81561
73007 | 9.24 | 0.8 | 365 | 8.4115 | 0.93963 | 9 | 0.35116
73009 | 6.96 | 0.8 | 365 | 6.336 | 0.75972 | 7 | 0.095679
73010 | 8.12 | 0.8 | 365 | 7.392 | 0.88634 | 8 | 0.27829
73011 | 6.72 | 0.8 | 365 | 6.1175 | 0.31973 | 6 | 0.43721
73008 | 7.848 | 0.8 | 365 | 7.1443 | 0.38768 | 7 | 0.53202
73014 | 11.88 | 0.8 | 365 | 10.8148 | 0.77952 | 11 | 0.59435
73015 | 4.48 | 0.8 | 365 | 4.0783 | 0.21315 | 4 | 0.29147
73019 | 5.32 | 0.8 | 365 | 4.843 | 0.75312 | 5 | 0.59612
56602 | 9.88 | 1 | 365 | 11.2427 | 0.64117 | 11 | 0.88386
73021 | 5.58 | 0.8 | 365 | 5.0797 | 0.22977 | 5 | 0.30947
73022 | 4.5 | 0.8 | 365 | 4.0965 | 0.24982 | 4 | 0.34634
73024 | 3.96 | 0.8 | 365 | 3.6049 | 0.25984 | 3 | 0.86478
73028 | 13.2 | 0.8 | 365 | 12.0165 | 0.19946 | 12 | 0.21594
50875 | 8.58 | 1 | 365 | 9.7634 | 0.66207 | 10 | 0.42545
73029 | 4.76 | 0.8 | 365 | 4.3332 | 0.72647 | 5 | 0.059688
55139 | 2.34 | 1 | 365 | 2.6627 | 0.36238 | 3 | 0.025124
73030 | 5.04 | 0.8 | 365 | 4.5881 | 0.2398 | 4 | 0.82791
55649 | 3.9 | 1 | 365 | 4.4379 | 0.9373 | 5 | 0.37521
70664 | 6.3 | 1 | 365 | 7.1689 | 0.43718 | 7 | 0.6061
57319 | 8.32 | 1 | 365 | 9.4675 | 0.066245 | 9 | 0.53377
71519 | 11.1 | 0.8 | 365 | 10.1048 | 0.34955 | 10 | 0.45432
72695 | 13.8 | 0.8 | 365 | 12.5627 | 0.29944 | 12 | 0.86212
73032 | 11.05 | 0.8 | 365 | 10.0592 | 0.25789 | 10 | 0.31713
52304 | 16.9 | 1 | 365 | 19.2309 | 0.72831 | 19 | 0.95923
73033 | 13.545 | 0.8 | 365 | 12.3305 | 0.83195 | 13 | 0.1625
55022 | 15.08 | 1 | 365 | 17.1599 | 0.55757 | 17 | 0.71746
54825 | 7.54 | 1 | 365 | 8.5799 | 0.27878 | 8 | 0.85873
20022 | 8.32 | 1 | 365 | 9.4675 | 0.066245 | 9 | 0.53377
72007 | 6.44 | 0.8 | 365 | 5.8626 | 0.80641 | 6 | 0.66899
72159 | 7.25 | 0.8 | 365 | 6.6 | 0.29137 | 6 | 0.89133
72091 | 2.61 | 0.8 | 365 | 2.376 | 0.78489 | 3 | 0.16088
72463 | 4.76 | 0.8 | 365 | 4.3332 | 0.72647 | 5 | 0.059688
73037 | 5.88 | 0.8 | 365 | 5.3528 | 0.77976 | 6 | 0.13256
73038 | 7.84 | 0.8 | 365 | 7.1371 | 0.37302 | 7 | 0.51007
73039 | 13.92 | 0.8 | 365 | 12.6719 | 0.51944 | 13 | 0.19136
73040 | 13.25 | 1 | 365 | 15.0775 | 0.36391 | 15 | 0.4414
73041 | 4.675 | 0.8 | 365 | 4.2558 | 0.57064 | 4 | 0.82648
73042 | 5.775 | 0.8 | 365 | 5.2572 | 0.58727 | 5 | 0.84447
73043 | 7.15 | 0.8 | 365 | 6.5089 | 0.10804 | 6 | 0.61697
73044 | 6.6 | 0.8 | 365 | 6.0082 | 0.099732 | 6 | 0.10797
73045 | 5.76 | 0.8 | 365 | 5.2436 | 0.55977 | 5 | 0.80332
72527 | 3.92 | 0.8 | 365 | 3.5685 | 0.18651 | 3 | 0.75504
65307 | 56.16 | 0.8 | 365 | 51.1246 | 0.95772 | 52 | 0.082373
73050 | 5.76 | 0.8 | 365 | 5.2436 | 0.55977 | 5 | 0.80332
73052 | 10.37 | 0.8 | 365 | 9.4402 | 0.011246 | 9 | 0.45146
73051 | 5.225 | 0.8 | 365 | 4.7565 | 0.57895 | 5 | 0.33548
73054 | 6.54 | 0.8 | 365 | 5.9536 | 0.98973 | 6 | 0.94335
73055 | 8.8 | 0.8 | 365 | 8.011 | 0.13298 | 8 | 0.14396
73057 | 4.5 | 0.8 | 365 | 4.0965 | 0.24982 | 4 | 0.34634
71633 | 3.72 | 0.8 | 365 | 3.3865 | 0.81985 | 4 | 0.20631
71625 | 12.07 | 0.8 | 365 | 10.9878 | 0.12784 | 11 | 0.11564
73060 | 2.52 | 0.8 | 365 | 2.2941 | 0.6199 | 2 | 0.91395
72646 | 12.96 | 0.8 | 365 | 11.798 | 0.75947 | 12 | 0.55747
72348 | 7.95 | 1 | 365 | 9.0465 | 0.21835 | 9 | 0.26484
72415 | 4.62 | 0.8 | 365 | 4.2058 | 0.46981 | 4 | 0.67558
70812 | 8.775 | 0.8 | 365 | 7.9882 | 0.087144 | 8 | 0.075371
73061 | 4.2 | 0.8 | 365 | 3.8234 | 0.69983 | 4 | 0.52325
73062 | 4.2 | 0.8 | 365 | 3.8234 | 0.69983 | 4 | 0.52325
69862 | 5.4 | 0.8 | 365 | 4.9158 | 0.89978 | 5 | 0.81561
73063 | 2.56 | 0.8 | 365 | 2.3305 | 0.69323 | 3 | 0.023698
73065 | 8.1 | 0.8 | 365 | 7.3737 | 0.84967 | 8 | 0.22342
72914 | 13.8 | 0.8 | 365 | 12.5627 | 0.29944 | 12 | 0.86212
73066 | 7.15 | 0.8 | 365 | 6.5089 | 0.10804 | 6 | 0.61697
72910 | 13.8 | 0.8 | 365 | 12.5627 | 0.29944 | 12 | 0.86212
73048 | 15.87 | 0.8 | 365 | 14.4471 | 0.094357 | 14 | 0.54144
73067 | 10.23 | 0.8 | 365 | 9.3128 | 0.75459 | 10 | 0.067355
73071 | 5.5 | 0.8 | 365 | 5.0069 | 0.08311 | 5 | 0.089976
73075 | 5.32 | 0.8 | 365 | 4.843 | 0.75312 | 5 | 0.59612
73076 | 14.04 | 0.8 | 365 | 12.7812 | 0.73943 | 13 | 0.52059
73077 | 5.4 | 0.8 | 365 | 4.9158 | 0.89978 | 5 | 0.81561
73079 | 7.2 | 0.8 | 365 | 6.5544 | 0.19971 | 6 | 0.75415
73080 | 5.4 | 0.8 | 365 | 4.9158 | 0.89978 | 5 | 0.81561
73081 | 7.695 | 0.8 | 365 | 7.0051 | 0.10719 | 7 | 0.11225
73082 | 11.96 | 0.8 | 365 | 10.8877 | 0.92618 | 11 | 0.81384
73083 | 4.5 | 0.8 | 365 | 4.0965 | 0.24982 | 4 | 0.34634
73084 | 6.44 | 0.8 | 365 | 5.8626 | 0.80641 | 6 | 0.66899
73085 | 8.32 | 0.8 | 365 | 7.574 | 0.253 | 7 | 0.82702
73087 | 3.92 | 0.8 | 365 | 3.5685 | 0.18651 | 3 | 0.75504
73088 | 6.72 | 0.8 | 365 | 6.1175 | 0.31973 | 6 | 0.43721
73089 | 7.395 | 0.8 | 365 | 6.732 | 0.5572 | 7 | 0.28916
73086 | 9.9 | 0.8 | 365 | 9.0124 | 0.1496 | 9 | 0.16196
73090 | 13.26 | 0.8 | 365 | 12.0711 | 0.30946 | 12 | 0.38056
73091 | 13.44 | 0.8 | 365 | 12.235 | 0.63946 | 12 | 0.87441
73092 | 12.8 | 0.8 | 365 | 11.6523 | 0.46615 | 12 | 0.11849
73093 | 12.16 | 0.8 | 365 | 11.0697 | 0.29284 | 11 | 0.36257
73094 | 6.6 | 0.8 | 365 | 6.0082 | 0.099732 | 6 | 0.10797
73095 | 7.2 | 0.8 | 365 | 6.5544 | 0.19971 | 6 | 0.75415
73097 | 7.2 | 0.8 | 365 | 6.5544 | 0.19971 | 6 | 0.75415
73098 | 14.49 | 0.8 | 365 | 13.1908 | 0.56441 | 13 | 0.75523
73099 | 5.355 | 0.8 | 365 | 4.8749 | 0.81728 | 5 | 0.69215
73101 | 7.15 | 0.8 | 365 | 6.5089 | 0.10804 | 6 | 0.61697
73102 | 4.2 | 0.8 | 365 | 3.8234 | 0.69983 | 4 | 0.52325
73103 | 4.2 | 0.8 | 365 | 3.8234 | 0.69983 | 4 | 0.52325
73108 | 7.54 | 0.8 | 365 | 6.864 | 0.82303 | 7 | 0.68699
73109 | 11.115 | 0.8 | 365 | 10.1184 | 0.37705 | 10 | 0.49547
73110 | 5.22 | 0.8 | 365 | 4.752 | 0.56979 | 5 | 0.32176
73111 | 12.375 | 0.8 | 365 | 11.2654 | 0.687 | 11 | 0.95245
73112 | 4.06 | 0.8 | 365 | 3.696 | 0.44317 | 4 | 0.13915
73113 | 3.64 | 0.8 | 365 | 3.3136 | 0.67319 | 3 | 0.98682
73115 | 6.44 | 0.8 | 365 | 5.8626 | 0.80641 | 6 | 0.66899
73118 | 8.4 | 0.8 | 365 | 7.6468 | 0.39966 | 8 | 0.046509
73119 | 7.15 | 0.8 | 365 | 6.5089 | 0.10804 | 6 | 0.61697
73120 | 4.8 | 0.8 | 365 | 4.3696 | 0.79981 | 5 | 0.16943
73124 | 4.2 | 0.8 | 365 | 3.8234 | 0.69983 | 4 | 0.52325
73126 | 5.88 | 0.8 | 365 | 5.3528 | 0.77976 | 6 | 0.13256
73096 | 8.8 | 0.8 | 365 | 8.011 | 0.13298 | 8 | 0.14396
73128 | 4.95 | 0.8 | 365 | 4.5062 | 0.074799 | 4 | 0.58098
73129 | 13.23 | 0.8 | 365 | 12.0438 | 0.25446 | 12 | 0.29825
73018 | 8.12 | 0.8 | 365 | 7.392 | 0.88634 | 8 | 0.27829
73130 | 3.92 | 0.8 | 365 | 3.5685 | 0.18651 | 3 | 0.75504
64445 | 44.2 | 0.8 | 365 | 40.237 | 0.031542 | 40 | 0.26853
73133 | 6.9 | 0.8 | 365 | 6.2813 | 0.64972 | 6 | 0.93106
73134 | 5.7 | 0.8 | 365 | 5.1889 | 0.44977 | 5 | 0.6387
72878 | 15 | 0.8 | 365 | 13.6551 | 0.49939 | 14 | 0.15448
73135 | 11.76 | 0.8 | 365 | 10.7056 | 0.55952 | 11 | 0.26511
68871 | 8.12 | 0.8 | 365 | 7.392 | 0.88634 | 8 | 0.27829
73136 | 6.08 | 0.8 | 365 | 5.5349 | 0.14642 | 5 | 0.68128
73137 | 11.2 | 0.8 | 365 | 10.1958 | 0.53288 | 10 | 0.72868
68862 | 10.08 | 0.8 | 365 | 9.1762 | 0.47959 | 9 | 0.65581
73138 | 12.435 | 0.8 | 365 | 11.3201 | 0.797 | 12 | 0.11706
68869 | 9.9 | 0.8 | 365 | 9.0124 | 0.1496 | 9 | 0.16196
73139 | 24.42 | 0.8 | 365 | 22.2305 | 0.76901 | 22 | 0.99949
73141 | 3.35 | 0.8 | 365 | 3.0496 | 0.14153 | 3 | 0.19117
73143 | 8.64 | 0.8 | 365 | 7.8653 | 0.83965 | 8 | 0.70498
73146 | 12.21 | 0.8 | 365 | 11.1152 | 0.38451 | 11 | 0.49975
73145 | 2.75 | 0.8 | 365 | 2.5034 | 0.041555 | 2 | 0.54499
51339 | 24.795 | 0.8 | 365 | 22.5719 | 0.45649 | 23 | 0.028355
73147 | 3.78 | 1 | 365 | 4.3014 | 0.66231 | 4 | 0.96366
73149 | 10.08 | 0.8 | 365 | 9.1762 | 0.47959 | 9 | 0.65581
73150 | 3 | 0.8 | 365 | 2.731 | 0.49988 | 3 | 0.2309
73151 | 7.875 | 0.8 | 365 | 7.1689 | 0.43718 | 7 | 0.6061
73152 | 8.16 | 0.8 | 365 | 7.4284 | 0.95967 | 8 | 0.38804
73153 | 9.38 | 0.8 | 365 | 8.539 | 0.19629 | 8 | 0.73527
73154 | 11.16 | 0.8 | 365 | 10.1594 | 0.45955 | 10 | 0.61893
73155 | 7 | 0.8 | 365 | 6.3724 | 0.83305 | 7 | 0.20542
64769 | 131.32 | 0.7 | 365 | 104.6025 | 0.65451 | 105 | 0.25703
73156 | 13.5 | 0.8 | 365 | 12.2896 | 0.74945 | 13 | 0.039032
73157 | 6.3 | 0.8 | 365 | 5.7351 | 0.54974 | 6 | 0.28488
73159 | 10.2 | 0.8 | 365 | 9.2855 | 0.69959 | 9 | 0.98505
73161 | 8.64 | 0.8 | 365 | 7.8653 | 0.83965 | 8 | 0.70498
73164 | 7.54 | 0.8 | 365 | 6.864 | 0.82303 | 7 | 0.68699
73162 | 5.83 | 0.8 | 365 | 5.3073 | 0.6881 | 5 | 0.99537
73163 | 6.09 | 0.8 | 365 | 5.544 | 0.16475 | 5 | 0.70872
73165 | 3.92 | 0.8 | 365 | 3.5685 | 0.18651 | 3 | 0.75504
73167 | 10.26 | 0.8 | 365 | 9.3401 | 0.80958 | 10 | 0.14966
73166 | 8.71 | 0.8 | 365 | 7.9291 | 0.96798 | 8 | 0.89703
73168 | 7.2 | 0.8 | 365 | 6.5544 | 0.19971 | 6 | 0.75415
73169 | 12.21 | 0.8 | 365 | 11.1152 | 0.38451 | 11 | 0.49975
73170 | 7.2 | 0.8 | 365 | 6.5544 | 0.19971 | 6 | 0.75415
72829 | 12.73 | 0.8 | 365 | 11.5886 | 0.33782 | 11 | 0.92644
73172 | 3.3 | 0.8 | 365 | 3.0041 | 0.049866 | 3 | 0.053986
73171 | 7.26 | 0.8 | 365 | 6.6091 | 0.30971 | 6 | 0.91877
73174 | 7.935 | 0.8 | 365 | 7.2235 | 0.54718 | 7 | 0.77072
73176 | 5.4 | 0.8 | 365 | 4.9158 | 0.89978 | 5 | 0.81561
73177 | 8.4 | 0.8 | 365 | 7.6468 | 0.39966 | 8 | 0.046509
73178 | 6.21 | 0.8 | 365 | 5.6532 | 0.38475 | 6 | 0.037955
73070 | 10.08 | 0.8 | 365 | 9.1762 | 0.47959 | 9 | 0.65581
73180 | 6.6 | 0.8 | 365 | 6.0082 | 0.099732 | 6 | 0.10797
73127 | 10.36 | 0.8 | 365 | 9.4311 | 0.99291 | 10 | 0.42403
73181 | 6 | 0.8 | 365 | 5.462 | 0.99976 | 6 | 0.46179
73182 | 5.13 | 0.8 | 365 | 4.67 | 0.40479 | 5 | 0.074832
73184 | 2.32 | 0.8 | 365 | 2.112 | 0.25324 | 2 | 0.36523
73185 | 7.83 | 0.8 | 365 | 7.128 | 0.35468 | 7 | 0.48264
73183 | 9.28 | 0.8 | 365 | 8.4479 | 0.012957 | 8 | 0.4609
73186 | 4.2 | 0.8 | 365 | 3.8234 | 0.69983 | 4 | 0.52325
73189 | 7.98 | 0.8 | 365 | 7.2645 | 0.62968 | 7 | 0.89418
73191 | 7.25 | 0.8 | 365 | 6.6 | 0.29137 | 6 | 0.89133
73188 | 10.08 | 0.8 | 365 | 9.1762 | 0.47959 | 9 | 0.65581
72440 | 27.295 | 0.6 | 365 | 18.6358 | 0.5298 | 19 | 0.16558
73194 | 4.275 | 0.8 | 365 | 3.8917 | 0.83733 | 4 | 0.72903
73193 | 4.335 | 0.8 | 365 | 3.9463 | 0.94732 | 4 | 0.89364
73195 | 4.275 | 0.8 | 365 | 3.8917 | 0.83733 | 4 | 0.72903
73196 | 9.24 | 0.8 | 365 | 8.4115 | 0.93963 | 9 | 0.35116
73197 | 8.265 | 0.8 | 365 | 7.524 | 0.15216 | 7 | 0.67612
73198 | 6.96 | 0.8 | 365 | 6.336 | 0.75972 | 7 | 0.095679
73199 | 9.54 | 0.8 | 365 | 8.6846 | 0.48961 | 9 | 0.17425
73200 | 5.415 | 0.8 | 365 | 4.9295 | 0.92728 | 5 | 0.85677
73201 | 2 | 0.8 | 365 | 1.8207 | 0.66659 | 2 | 0.48726
73202 | 8.67 | 0.8 | 365 | 7.8926 | 0.89465 | 8 | 0.78729
73203 | 8.265 | 0.8 | 365 | 7.524 | 0.15216 | 7 | 0.67612
73205 | 13.515 | 0.8 | 365 | 12.3032 | 0.77695 | 13 | 0.080186
73207 | 5.32 | 0.8 | 365 | 4.843 | 0.75312 | 5 | 0.59612
73204 | 7.8 | 0.8 | 365 | 7.1006 | 0.29968 | 7 | 0.40033
73208 | 11.97 | 0.8 | 365 | 10.8968 | 0.94451 | 11 | 0.84128
73209 | 6.6 | 0.8 | 365 | 6.0082 | 0.099732 | 6 | 0.10797
73210 | 3 | 0.8 | 365 | 2.731 | 0.49988 | 3 | 0.2309
73211 | 13.5 | 1 | 365 | 15.362 | 0.93682 | 16 | 0.29879
73212 | 8.45 | 0.8 | 365 | 7.6924 | 0.49132 | 8 | 0.18369
73213 | 5.4 | 0.8 | 365 | 4.9158 | 0.89978 | 5 | 0.81561
73214 | 11.02 | 0.8 | 365 | 10.0319 | 0.20289 | 10 | 0.23482
73215 | 6.71 | 0.8 | 365 | 6.1084 | 0.30139 | 6 | 0.40977
73216 | 6.12 | 0.8 | 365 | 5.5713 | 0.21975 | 5 | 0.79103
73232 | 3 | 0.8 | 365 | 2.731 | 0.49988 | 3 | 0.2309
73233 | 4.48 | 0.8 | 365 | 4.0783 | 0.21315 | 4 | 0.29147
73234 | 7 | 0.8 | 365 | 6.3724 | 0.83305 | 7 | 0.20542
73238 | 9.6 | 0.8 | 365 | 8.7393 | 0.59961 | 9 | 0.33887
73237 | 4.2 | 0.8 | 365 | 3.8234 | 0.69983 | 4 | 0.52325
73240 | 7.44 | 0.8 | 365 | 6.7729 | 0.6397 | 7 | 0.41262
73241 | 6.7 | 0.8 | 365 | 6.0993 | 0.28306 | 6 | 0.38233
73242 | 3.92 | 0.8 | 365 | 3.5685 | 0.18651 | 3 | 0.75504
73243 | 4.32 | 0.8 | 365 | 3.9327 | 0.91982 | 4 | 0.85249
73249 | 11.34 | 0.8 | 365 | 10.3232 | 0.78954 | 11 | 0.11279
73253 | 9.24 | 0.8 | 365 | 8.4115 | 0.93963 | 9 | 0.35116
73255 | 13.2 | 0.8 | 365 | 12.0165 | 0.19946 | 12 | 0.21594
73256 | 10.24 | 0.8 | 365 | 9.3219 | 0.77292 | 10 | 0.094792
73257 | 5.565 | 0.8 | 365 | 5.066 | 0.20227 | 5 | 0.26831
73258 | 9.805 | 0.8 | 365 | 8.9259 | 0.97544 | 9 | 0.90131
73259 | 4.2 | 0.8 | 365 | 3.8234 | 0.69983 | 4 | 0.52325
73260 | 6.21 | 0.8 | 365 | 5.6532 | 0.38475 | 6 | 0.037955
73261 | 7.84 | 0.8 | 365 | 7.1371 | 0.37302 | 7 | 0.51007
73262 | 11.76 | 0.8 | 365 | 10.7056 | 0.55952 | 11 | 0.26511
73263 | 7.68 | 0.8 | 365 | 6.9914 | 0.079689 | 7 | 0.071094
73264 | 9.455 | 0.8 | 365 | 8.6073 | 0.33378 | 8 | 0.94104
73265 | 4.725 | 0.8 | 365 | 4.3014 | 0.66231 | 4 | 0.96366
73268 | 9.805 | 0.8 | 365 | 8.9259 | 0.97544 | 9 | 0.90131
73269 | 10.92 | 0.8 | 365 | 9.9409 | 0.019557 | 9 | 0.96046
73270 | 8.99 | 0.8 | 365 | 8.1839 | 0.4813 | 8 | 0.66525
73279 | 6.6 | 0.8 | 365 | 6.0082 | 0.099732 | 6 | 0.10797
73271 | 7.28 | 0.8 | 365 | 6.6273 | 0.34637 | 6 | 0.97364
73272 | 6.625 | 0.8 | 365 | 6.031 | 0.14556 | 6 | 0.17656
73273 | 9.52 | 0.8 | 365 | 8.6664 | 0.45295 | 9 | 0.11938
73274 | 5.32 | 0.8 | 365 | 4.843 | 0.75312 | 5 | 0.59612
73275 | 9.28 | 0.8 | 365 | 8.4479 | 0.012957 | 8 | 0.4609
73276 | 7.28 | 0.8 | 365 | 6.6273 | 0.34637 | 6 | 0.97364
73277 | 4.35 | 0.8 | 365 | 3.96 | 0.97482 | 4 | 0.9348
73278 | 11.34 | 0.8 | 365 | 10.3232 | 0.78954 | 11 | 0.11279
73280 | 9.805 | 0.8 | 365 | 8.9259 | 0.97544 | 9 | 0.90131
63498 | 47.6 | 0.65 | 365 | 35.2074 | 0.9026 | 36 | 0.10997
71101 | 2.94 | 0.8 | 365 | 2.6764 | 0.38988 | 3 | 0.066278
73281 | 5.6 | 0.8 | 365 | 5.0979 | 0.26644 | 5 | 0.36434
73283 | 8.64 | 0.8 | 365 | 7.8653 | 0.83965 | 8 | 0.70498
73284 | 12 | 0.8 | 365 | 10.9241 | 0.99951 | 11 | 0.92358
73291 | 13.44 | 0.8 | 365 | 12.235 | 0.63946 | 12 | 0.87441
23076 | 1316.7 | 1 | 365 | 1498.3045 | 0.37079 | 1498 | 0.67532
23085 | 1316.7 | 1 | 365 | 1498.3045 | 0.37079 | 1498 | 0.67532
73292 | 3.08 | 0.8 | 365 | 2.8038 | 0.64654 | 3 | 0.45039
73295 | 3.84 | 0.8 | 365 | 3.4957 | 0.039844 | 3 | 0.53555
73297 | 5.695 | 0.8 | 365 | 5.1844 | 0.4406 | 5 | 0.62498
73294 | 12.48 | 0.8 | 365 | 11.361 | 0.87949 | 12 | 0.24053
73296 | 8.64 | 0.8 | 365 | 7.8653 | 0.83965 | 8 | 0.70498
73286 | 7.685 | 0.8 | 365 | 6.996 | 0.088855 | 7 | 0.084812
73298 | 13.68 | 0.8 | 365 | 12.4534 | 0.079446 | 12 | 0.53289
73299 | 7.475 | 0.8 | 365 | 6.8048 | 0.70386 | 7 | 0.50865
73300 | 10.64 | 0.8 | 365 | 9.686 | 0.50624 | 10 | 0.19224
73301 | 4.48 | 0.8 | 365 | 4.0783 | 0.21315 | 4 | 0.29147
73305 | 11.2 | 0.8 | 365 | 10.1958 | 0.53288 | 10 | 0.72868
73304 | 4.8 | 0.8 | 365 | 4.3696 | 0.79981 | 5 | 0.16943
30546 | 1316.7 | 1 | 365 | 1498.3045 | 0.37079 | 1498 | 0.67532
73306 | 10.8 | 0.8 | 365 | 9.8317 | 0.79956 | 10 | 0.63123
73309 | 8.235 | 0.8 | 365 | 7.4966 | 0.097166 | 7 | 0.59381
73310 | 16.2 | 0.8 | 365 | 14.7475 | 0.69934 | 15 | 0.44684
73318 | 6.67 | 0.8 | 365 | 6.072 | 0.22806 | 6 | 0.30003
73327 | 9.3 | 0.8 | 365 | 8.4662 | 0.049623 | 8 | 0.51578
73328 | 9.15 | 0.8 | 365 | 8.3296 | 0.77463 | 9 | 0.10423
73329 | 9 | 0.8 | 365 | 8.1931 | 0.49964 | 8 | 0.69269
73330 | 13.8 | 1 | 365 | 15.7034 | 0.6243 | 16 | 0.32765
20438 | 5998.59 | 0.8 | 365 | 5460.7516 | 0.17186 | 5460 | 0.92348
35874 | 6.63 | 1 | 365 | 7.5444 | 0.19341 | 7 | 0.73785
50741 | 243.1 | 0.9 | 365 | 248.9664 | 0.38266 | 249 | 0.34906
68797 | 8.84 | 0.8 | 365 | 8.0474 | 0.20631 | 8 | 0.25371
71018 | 5.2 | 0.8 | 365 | 4.7338 | 0.53312 | 5 | 0.26689
73121 | 4.2 | 0.8 | 365 | 3.8234 | 0.69983 | 4 | 0.52325
73122 | 4.35 | 0.8 | 365 | 3.96 | 0.97482 | 4 | 0.9348
73123 | 2.8 | 0.8 | 365 | 2.5489 | 0.13322 | 2 | 0.68217
73125 | 3.36 | 0.8 | 365 | 3.0587 | 0.15986 | 3 | 0.2186
73187 | 8.7 | 0.8 | 365 | 7.92 | 0.94965 | 8 | 0.8696
73266 | 8.7 | 0.8 | 365 | 7.92 | 0.94965 | 8 | 0.8696
73334 | 6.1 | 0.8 | 365 | 5.5531 | 0.18309 | 5 | 0.73616
73335 | 24 | 0.8 | 365 | 21.8481 | 0.99903 | 22 | 0.84717
73336 | 5.13 | 0.8 | 365 | 4.67 | 0.40479 | 5 | 0.074832
73339 | 5.76 | 0.8 | 365 | 5.2436 | 0.55977 | 5 | 0.80332
73340 | 11.16 | 0.8 | 365 | 10.1594 | 0.45955 | 10 | 0.61893
73341 | 9.9 | 0.8 | 365 | 9.0124 | 0.1496 | 9 | 0.16196
73342 | 6.03 | 0.8 | 365 | 5.4893 | 0.054756 | 5 | 0.5441
73348 | 5.4 | 0.8 | 365 | 4.9158 | 0.89978 | 5 | 0.81561
73349 | 9.9 | 0.8 | 365 | 9.0124 | 0.1496 | 9 | 0.16196
73350 | 13.325 | 0.8 | 365 | 12.1303 | 0.42863 | 12 | 0.5589
73351 | 7.8 | 0.8 | 365 | 7.1006 | 0.29968 | 7 | 0.40033
73352 | 6.27 | 0.8 | 365 | 5.7078 | 0.49475 | 6 | 0.20257
73353 | 9.715 | 0.8 | 365 | 8.8439 | 0.81044 | 9 | 0.65438
73354 | 4.55 | 0.8 | 365 | 4.142 | 0.34148 | 4 | 0.48353
73355 | 10.8 | 0.8 | 365 | 9.8317 | 0.79956 | 10 | 0.63123
73356 | 12.73 | 0.8 | 365 | 11.5886 | 0.33782 | 11 | 0.92644
73357 | 6.825 | 0.8 | 365 | 6.2131 | 0.51222 | 6 | 0.72529
73358 | 7.5 | 0.8 | 365 | 6.8275 | 0.7497 | 7 | 0.57724
73359 | 6.875 | 0.8 | 365 | 6.2586 | 0.60389 | 6 | 0.86247
73362 | 3 | 0.8 | 365 | 2.731 | 0.49988 | 3 | 0.2309
73364 | 11.4 | 0.8 | 365 | 10.3779 | 0.89954 | 11 | 0.2774
73366 | 6.9 | 0.8 | 365 | 6.2813 | 0.64972 | 6 | 0.93106
73367 | 10.2 | 0.8 | 365 | 9.2855 | 0.69959 | 9 | 0.98505
73368 | 5.225 | 0.8 | 365 | 4.7565 | 0.57895 | 5 | 0.33548
73369 | 12 | 0.8 | 365 | 10.9241 | 0.99951 | 11 | 0.92358
73370 | 4.5 | 0.8 | 365 | 4.0965 | 0.24982 | 4 | 0.34634
73371 | 3.025 | 0.8 | 365 | 2.7538 | 0.54571 | 3 | 0.29949
73373 | 8.12 | 0.8 | 365 | 7.392 | 0.88634 | 8 | 0.27829
73374 | 4.48 | 0.8 | 365 | 4.0783 | 0.21315 | 4 | 0.29147
73375 | 7 | 0.8 | 365 | 6.3724 | 0.83305 | 7 | 0.20542
73378 | 11.2 | 0.8 | 365 | 10.1958 | 0.53288 | 10 | 0.72868
73380 | 10.92 | 0.8 | 365 | 9.9409 | 0.019557 | 9 | 0.96046
73381 | 7.59 | 0.8 | 365 | 6.9095 | 0.91469 | 7 | 0.82417
73382 | 3.9 | 0.8 | 365 | 3.5503 | 0.14984 | 3 | 0.70016
73383 | 8.265 | 0.8 | 365 | 7.524 | 0.15216 | 7 | 0.67612
73384 | 8.125 | 0.8 | 365 | 7.3965 | 0.8955 | 8 | 0.29201
73385 | 9.52 | 0.8 | 365 | 8.6664 | 0.45295 | 9 | 0.11938
73387 | 3.9 | 0.8 | 365 | 3.5503 | 0.14984 | 3 | 0.70016
73388 | 9.765 | 0.8 | 365 | 8.8895 | 0.9021 | 9 | 0.79157
73389 | 8.45 | 0.8 | 365 | 7.6924 | 0.49132 | 8 | 0.18369
73392 | 6.3 | 0.8 | 365 | 5.7351 | 0.54974 | 6 | 0.28488
73393 | 11.1 | 0.8 | 365 | 10.1048 | 0.34955 | 10 | 0.45432
73394 | 10.075 | 0.8 | 365 | 9.1717 | 0.47042 | 9 | 0.64209
73395 | 8.125 | 0.8 | 365 | 7.3965 | 0.8955 | 8 | 0.29201
73396 | 9.6 | 0.8 | 365 | 8.7393 | 0.59961 | 9 | 0.33887
73397 | 2.7 | 0.8 | 365 | 2.4579 | 0.94989 | 3 | 0.40781
73401 | 13.325 | 0.8 | 365 | 12.1303 | 0.42863 | 12 | 0.5589
73402 | 13.325 | 0.8 | 365 | 12.1303 | 0.42863 | 12 | 0.5589
73405 | 5.525 | 0.8 | 365 | 5.0296 | 0.12894 | 5 | 0.15857
73406 | 7.2 | 0.8 | 365 | 6.5544 | 0.19971 | 6 | 0.75415
73411 | 3 | 0.8 | 365 | 2.731 | 0.49988 | 3 | 0.2309
73414 | 3 | 0.8 | 365 | 2.731 | 0.49988 | 3 | 0.2309
73415 | 6.5 | 0.8 | 365 | 5.9172 | 0.9164 | 6 | 0.83361
73416 | 5.85 | 0.8 | 365 | 5.3255 | 0.72476 | 6 | 0.050247
73417 | 12 | 0.8 | 365 | 10.9241 | 0.99951 | 11 | 0.92358
73418 | 6.5 | 0.8 | 365 | 5.9172 | 0.9164 | 6 | 0.83361
73419 | 11.375 | 0.8 | 365 | 10.3551 | 0.85371 | 11 | 0.20881
73420 | 9.045 | 0.8 | 365 | 8.234 | 0.58213 | 8 | 0.81615
73421 | 4.55 | 0.8 | 365 | 4.142 | 0.34148 | 4 | 0.48353
73422 | 6.5 | 0.8 | 365 | 5.9172 | 0.9164 | 6 | 0.83361
73424 | 10.08 | 0.8 | 365 | 9.1762 | 0.47959 | 9 | 0.65581
73426 | 8.68 | 0.8 | 365 | 7.9017 | 0.91298 | 8 | 0.81473
73427 | 4.62 | 0.8 | 365 | 4.2058 | 0.46981 | 4 | 0.67558
73428 | 3.08 | 0.8 | 365 | 2.8038 | 0.64654 | 3 | 0.45039
73433 | 9.52 | 0.8 | 365 | 8.6664 | 0.45295 | 9 | 0.11938
73438 | 14.84 | 0.8 | 365 | 13.5094 | 0.20607 | 13 | 0.7155
73439 | 6 | 0.8 | 365 | 5.462 | 0.99976 | 6 | 0.46179
73440 | 8.48 | 0.8 | 365 | 7.7197 | 0.54632 | 8 | 0.266
73441 | 7.425 | 0.8 | 365 | 6.7593 | 0.6122 | 7 | 0.37147
73443 | 4.2 | 0.8 | 365 | 3.8234 | 0.69983 | 4 | 0.52325
73444 | 6.96 | 0.8 | 365 | 6.336 | 0.75972 | 7 | 0.095679
73446 | 8.45 | 0.8 | 365 | 7.6924 | 0.49132 | 8 | 0.18369
73448 | 4.76 | 0.8 | 365 | 4.3332 | 0.72647 | 5 | 0.059688
73450 | 6.44 | 0.8 | 365 | 5.8626 | 0.80641 | 6 | 0.66899
73451 | 5.04 | 0.8 | 365 | 4.5881 | 0.2398 | 4 | 0.82791
73452 | 10.2 | 0.8 | 365 | 9.2855 | 0.69959 | 9 | 0.98505
73453 | 12.6 | 0.8 | 365 | 11.4703 | 0.099489 | 11 | 0.56976
73454 | 16.74 | 0.8 | 365 | 15.2391 | 0.68932 | 15 | 0.9284
73455 | 5.6 | 0.8 | 365 | 5.0979 | 0.26644 | 5 | 0.36434
73458 | 4.5 | 0.8 | 365 | 4.0965 | 0.24982 | 4 | 0.34634
70329 | 5.3 | 0.8 | 365 | 4.8248 | 0.71645 | 5 | 0.54125
72865 | 5.232 | 0.8 | 365 | 4.7629 | 0.59179 | 5 | 0.35468
72868 | 8.375 | 0.8 | 365 | 7.6241 | 0.35383 | 7 | 0.97792
72871 | 11.16 | 0.8 | 365 | 10.1594 | 0.45955 | 10 | 0.61893
72873 | 7.44 | 0.8 | 365 | 6.7729 | 0.6397 | 7 | 0.41262
72879 | 8.96 | 0.8 | 365 | 8.1566 | 0.4263 | 8 | 0.58294
72885 | 8.12 | 0.8 | 365 | 7.392 | 0.88634 | 8 | 0.27829
72933 | 6.6 | 0.8 | 365 | 6.0082 | 0.099732 | 6 | 0.10797
72677 | 9.9 | 0.8 | 365 | 9.0124 | 0.1496 | 9 | 0.16196
73056 | 4.14 | 0.8 | 365 | 3.7688 | 0.58983 | 4 | 0.35864
73035 | 3.85 | 0.8 | 365 | 3.5048 | 0.058177 | 3 | 0.56298
73114 | 2.8 | 0.8 | 365 | 2.5489 | 0.13322 | 2 | 0.68217
66585 | 25 | 0.8 | 365 | 22.7585 | 0.83232 | 23 | 0.5908
49940 | 6.3 | 0.8 | 365 | 5.7351 | 0.54974 | 6 | 0.28488
73267 | 11.07 | 0.8 | 365 | 10.0775 | 0.29455 | 10 | 0.37201
73116 | 9.24 | 0.8 | 365 | 8.4115 | 0.93963 | 9 | 0.35116
73285 | 3.315 | 0.8 | 365 | 3.0178 | 0.077366 | 3 | 0.09514
73302 | 8.54 | 0.8 | 365 | 7.7743 | 0.65632 | 8 | 0.43062
73308 | 12.47 | 0.8 | 365 | 11.3519 | 0.86116 | 12 | 0.21309
73333 | 6 | 0.8 | 365 | 5.462 | 0.99976 | 6 | 0.46179
71947 | 3.08 | 0.8 | 365 | 2.8038 | 0.64654 | 3 | 0.45039
72100 | 17.64 | 0.8 | 365 | 16.0584 | 0.33928 | 16 | 0.39767
73459 | 6.9 | 0.8 | 365 | 6.2813 | 0.64972 | 6 | 0.93106
73436 | 10.92 | 0.8 | 365 | 9.9409 | 0.019557 | 9 | 0.96046
73461 | 4.845 | 0.8 | 365 | 4.4106 | 0.8823 | 5 | 0.2929
73463 | 10.065 | 0.8 | 365 | 9.1626 | 0.45209 | 9 | 0.61466
73464 | 3.92 | 0.8 | 365 | 3.5685 | 0.18651 | 3 | 0.75504
73465 | 5.6 | 0.8 | 365 | 5.0979 | 0.26644 | 5 | 0.36434
73466 | 7.28 | 0.8 | 365 | 6.6273 | 0.34637 | 6 | 0.97364
73467 | 7.84 | 0.8 | 365 | 7.1371 | 0.37302 | 7 | 0.51007
73471 | 6.095 | 0.8 | 365 | 5.5485 | 0.17392 | 5 | 0.72244
73462 | 9.805 | 0.8 | 365 | 8.9259 | 0.97544 | 9 | 0.90131
73472 | 4.2 | 0.8 | 365 | 3.8234 | 0.69983 | 4 | 0.52325
73474 | 8.4 | 0.8 | 365 | 7.6468 | 0.39966 | 8 | 0.046509
73475 | 5.04 | 0.8 | 365 | 4.5881 | 0.2398 | 4 | 0.82791
73481 | 2.56 | 0.8 | 365 | 2.3305 | 0.69323 | 3 | 0.023698
73160 | 9.6 | 0.8 | 365 | 8.7393 | 0.59961 | 9 | 0.33887
73486 | 9.24 | 0.8 | 365 | 8.4115 | 0.93963 | 9 | 0.35116
73487 | 8.525 | 0.8 | 365 | 7.7606 | 0.62882 | 8 | 0.38946
73488 | 11.55 | 0.8 | 365 | 10.5144 | 0.17453 | 10 | 0.68895
73489 | 6.825 | 0.8 | 365 | 6.2131 | 0.51222 | 6 | 0.72529
73492 | 3.05 | 0.8 | 365 | 2.7765 | 0.59154 | 3 | 0.36808
73494 | 4.42 | 0.8 | 365 | 4.0237 | 0.10315 | 4 | 0.12685
73495 | 6.24 | 1 | 365 | 7.1006 | 0.29968 | 7 | 0.40033
73497 | 9.45 | 1 | 365 | 10.7534 | 0.65577 | 11 | 0.40915
73496 | 2.08 | 0.8 | 365 | 1.8935 | 0.81325 | 2 | 0.70675
71965 | 32.94 | 0.9 | 365 | 33.7349 | 0.93725 | 34 | 0.67214
72678 | 10.44 | 0.8 | 365 | 9.5039 | 0.13958 | 9 | 0.64352
35294 | 574.2 | 0.7 | 365 | 457.3772 | 0.092135 | 457 | 0.46931
58636 | 10.35 | 0.8 | 365 | 9.422 | 0.97458 | 10 | 0.39659
54192 | 3.12 | 1 | 365 | 3.5503 | 0.14984 | 3 | 0.70016
55360 | 7.28 | 1 | 365 | 8.2841 | 0.68296 | 8 | 0.96705
70307 | 10.07 | 0.8 | 365 | 9.1671 | 0.46126 | 9 | 0.62837
62901 | 100.8 | 0.7 | 365 | 80.2919 | 0.69642 | 80 | 0.98834
65243 | 53.6 | 0.7 | 365 | 42.6949 | 0.98143 | 43 | 0.67634
63058 | 345.05 | 0.7 | 365 | 274.8485 | 0.50547 | 275 | 0.35394
73476 | 8.55 | 0.8 | 365 | 7.7834 | 0.67465 | 8 | 0.45805
73501 | 6.825 | 0.8 | 365 | 6.2131 | 0.51222 | 6 | 0.72529
73379 | 10.4 | 0.8 | 365 | 9.4675 | 0.066245 | 9 | 0.53377
73507 | 3.64 | 0.8 | 365 | 3.3136 | 0.67319 | 3 | 0.98682
73510 | 3.6 | 0.8 | 365 | 3.2772 | 0.59985 | 3 | 0.87708
73513 | 6.93 | 0.8 | 365 | 6.3087 | 0.70472 | 7 | 0.01337
73515 | 8.4 | 0.8 | 365 | 7.6468 | 0.39966 | 8 | 0.046509
73517 | 1.8 | 0.8 | 365 | 1.6386 | 0.29993 | 1 | 0.93854
73363 | 7.65 | 0.8 | 365 | 6.9641 | 0.02469 | 6 | 0.98878
73520 | 10.725 | 0.8 | 365 | 9.7634 | 0.66207 | 10 | 0.42545
73410 | 12 | 0.8 | 365 | 10.9241 | 0.99951 | 11 | 0.92358
73521 | 9.15 | 0.8 | 365 | 8.3296 | 0.77463 | 9 | 0.10423
73522 | 13.2 | 0.8 | 365 | 12.0165 | 0.19946 | 12 | 0.21594
73524 | 5.795 | 0.8 | 365 | 5.2754 | 0.62393 | 5 | 0.89935
73525 | 6.825 | 0.8 | 365 | 6.2131 | 0.51222 | 6 | 0.72529
73526 | 9.3 | 0.8 | 365 | 8.4662 | 0.049623 | 8 | 0.51578
73528 | 3.36 | 0.8 | 365 | 3.0587 | 0.15986 | 3 | 0.2186
73529 | 4.76 | 0.8 | 365 | 4.3332 | 0.72647 | 5 | 0.059688
73533 | 12.3 | 0.8 | 365 | 11.1972 | 0.5495 | 11 | 0.74667
73531 | 12.3 | 0.8 | 365 | 11.1972 | 0.5495 | 11 | 0.74667
73534 | 5.94 | 0.8 | 365 | 5.4074 | 0.88976 | 6 | 0.29717
73535 | 6.16 | 0.8 | 365 | 5.6077 | 0.29308 | 5 | 0.90077
73536 | 4.88 | 0.8 | 365 | 4.4425 | 0.94647 | 5 | 0.38892
73537 | 6.05 | 0.8 | 365 | 5.5076 | 0.091421 | 5 | 0.59897
50745 | 430.505 | 0.9 | 365 | 440.8938 | 0.89693 | 441 | 0.79071
73540 | 6.03 | 0.8 | 365 | 5.4893 | 0.054756 | 5 | 0.5441
73541 | 7.32 | 0.8 | 365 | 6.6637 | 0.4197 | 7 | 0.083386
73542 | 8.1 | 0.8 | 365 | 7.3737 | 0.84967 | 8 | 0.22342
73547 | 10.065 | 0.8 | 365 | 9.1626 | 0.45209 | 9 | 0.61466
73549 | 3.85 | 0.8 | 365 | 3.5048 | 0.058177 | 3 | 0.56298
73552 | 8.1 | 0.8 | 365 | 7.3737 | 0.84967 | 8 | 0.22342
72124 | 8.84 | 0.8 | 365 | 8.0474 | 0.20631 | 8 | 0.25371
73557 | 6.1 | 0.8 | 365 | 5.5531 | 0.18309 | 5 | 0.73616
73559 | 7.68 | 0.8 | 365 | 6.9914 | 0.079689 | 7 | 0.071094
73561 | 8.625 | 0.8 | 365 | 7.8517 | 0.81215 | 8 | 0.66383
73563 | 10.965 | 0.8 | 365 | 9.9819 | 0.10206 | 10 | 0.083925
73565 | 9.9 | 0.8 | 365 | 9.0124 | 0.1496 | 9 | 0.16196
73566 | 9.1 | 0.8 | 365 | 8.2841 | 0.68296 | 8 | 0.96705
73569 | 7.7 | 0.8 | 365 | 7.0096 | 0.11635 | 7 | 0.12597
73568 | 9.9 | 0.8 | 365 | 9.0124 | 0.1496 | 9 | 0.16196
73573 | 5.5 | 0.8 | 365 | 5.0069 | 0.08311 | 5 | 0.089976
73571 | 8.235 | 0.8 | 365 | 7.4966 | 0.097166 | 7 | 0.59381
73575 | 4.05 | 0.8 | 365 | 3.6869 | 0.42484 | 4 | 0.11171
73576 | 8.7 | 0.8 | 365 | 7.92 | 0.94965 | 8 | 0.8696
73580 | 4.32 | 0.8 | 365 | 3.9327 | 0.91982 | 4 | 0.85249
73581 | 7.25 | 0.8 | 365 | 6.6 | 0.29137 | 6 | 0.89133
73586 | 3.3 | 0.8 | 365 | 3.0041 | 0.049866 | 3 | 0.053986
73587 | 12.375 | 0.8 | 365 | 11.2654 | 0.687 | 11 | 0.95245
73588 | 7.425 | 0.8 | 365 | 6.7593 | 0.6122 | 7 | 0.37147
73590 | 5.44 | 0.8 | 365 | 4.9522 | 0.97311 | 5 | 0.92536
73593 | 8.4 | 0.8 | 365 | 7.6468 | 0.39966 | 8 | 0.046509
73572 | 4.88 | 0.8 | 365 | 4.4425 | 0.94647 | 5 | 0.38892
73603 | 7.28 | 0.8 | 365 | 6.6273 | 0.34637 | 6 | 0.97364
73606 | 2.52 | 0.8 | 365 | 2.2941 | 0.6199 | 2 | 0.91395
73607 | 8.91 | 0.8 | 365 | 8.1111 | 0.33464 | 8 | 0.44576
73605 | 10.44 | 0.8 | 365 | 9.5039 | 0.13958 | 9 | 0.64352
73613 | 5.4 | 0.8 | 365 | 4.9158 | 0.89978 | 5 | 0.81561
73617 | 3.36 | 0.8 | 365 | 3.0587 | 0.15986 | 3 | 0.2186
73619 | 5.88 | 0.8 | 365 | 5.3528 | 0.77976 | 6 | 0.13256
73618 | 5.85 | 0.8 | 365 | 5.3255 | 0.72476 | 6 | 0.050247
72802 | 3.25 | 0.8 | 365 | 2.9586 | 0.9582 | 3 | 0.9168
73404 | 6.5 | 0.8 | 365 | 5.9172 | 0.9164 | 6 | 0.83361
73620 | 9.18 | 0.8 | 365 | 8.3569 | 0.82963 | 9 | 0.18654
73621 | 3.3 | 0.8 | 365 | 3.0041 | 0.049866 | 3 | 0.053986
73623 | 11.59 | 0.8 | 365 | 10.5508 | 0.24786 | 10 | 0.79869
73624 | 5.88 | 0.8 | 365 | 5.3528 | 0.77976 | 6 | 0.13256
73626 | 10.26 | 0.8 | 365 | 9.3401 | 0.80958 | 10 | 0.14966
73627 | 8.835 | 0.8 | 365 | 8.0428 | 0.19714 | 8 | 0.23999
73628 | 7.83 | 1 | 365 | 8.9099 | 0.94335 | 9 | 0.8533
73631 | 6.6 | 0.8 | 365 | 6.0082 | 0.099732 | 6 | 0.10797
73632 | 8.4 | 0.8 | 365 | 7.6468 | 0.39966 | 8 | 0.046509
73532 | 5.415 | 0.8 | 365 | 4.9295 | 0.92728 | 5 | 0.85677
73633 | 4.27 | 0.8 | 365 | 3.8871 | 0.82816 | 4 | 0.71531
73635 | 3.9 | 0.8 | 365 | 3.5503 | 0.14984 | 3 | 0.70016
73636 | 7.28 | 0.8 | 365 | 6.6273 | 0.34637 | 6 | 0.97364
73637 | 5.04 | 0.8 | 365 | 4.5881 | 0.2398 | 4 | 0.82791
73638 | 6.16 | 0.8 | 365 | 5.6077 | 0.29308 | 5 | 0.90077
73639 | 5.88 | 0.8 | 365 | 5.3528 | 0.77976 | 6 | 0.13256
73642 | 7.425 | 0.8 | 365 | 6.7593 | 0.6122 | 7 | 0.37147
73640 | 5.32 | 0.8 | 365 | 4.843 | 0.75312 | 5 | 0.59612
73643 | 6.16 | 0.8 | 365 | 5.6077 | 0.29308 | 5 | 0.90077
73644 | 5.88 | 0.8 | 365 | 5.3528 | 0.77976 | 6 | 0.13256
73641 | 11.56 | 0.8 | 365 | 10.5235 | 0.19286 | 10 | 0.71639
73646 | 6.44 | 0.8 | 365 | 5.8626 | 0.80641 | 6 | 0.66899
73645 | 9.66 | 0.8 | 365 | 8.7939 | 0.70961 | 9 | 0.50349
73647 | 10.36 | 0.8 | 365 | 9.4311 | 0.99291 | 10 | 0.42403
73648 | 5.865 | 0.8 | 365 | 5.3391 | 0.75226 | 6 | 0.091402
50990 | 9.9 | 0.8 | 365 | 9.0124 | 0.1496 | 9 | 0.16196
73654 | 3.2 | 0.8 | 365 | 2.9131 | 0.86654 | 3 | 0.77962
73657 | 5.22 | 0.8 | 365 | 4.752 | 0.56979 | 5 | 0.32176
73658 | 12.15 | 0.8 | 365 | 11.0606 | 0.27451 | 11 | 0.33513
73661 | 9.715 | 0.8 | 365 | 8.8439 | 0.81044 | 9 | 0.65438
73662 | 11.55 | 0.8 | 365 | 10.5144 | 0.17453 | 10 | 0.68895
73663 | 7.92 | 0.8 | 365 | 7.2099 | 0.51968 | 7 | 0.72957
73666 | 11.725 | 0.8 | 365 | 10.6737 | 0.49536 | 11 | 0.16909
73668 | 9.36 | 0.8 | 365 | 8.5208 | 0.15962 | 8 | 0.6804
73669 | 13.8 | 0.8 | 365 | 12.5627 | 0.29944 | 12 | 0.86212
73670 | 9.715 | 0.8 | 365 | 8.8439 | 0.81044 | 9 | 0.65438
73671 | 8.54 | 0.8 | 365 | 7.7743 | 0.65632 | 8 | 0.43062
73672 | 7.59 | 0.8 | 365 | 6.9095 | 0.91469 | 7 | 0.82417
73673 | 9.6 | 0.8 | 365 | 8.7393 | 0.59961 | 9 | 0.33887
73674 | 5.565 | 0.8 | 365 | 5.066 | 0.20227 | 5 | 0.26831
73677 | 6.555 | 0.8 | 365 | 5.9673 | 0.017234 | 5 | 0.98451
73678 | 6.72 | 0.8 | 365 | 6.1175 | 0.31973 | 6 | 0.43721
73679 | 6.12 | 0.8 | 365 | 5.5713 | 0.21975 | 5 | 0.79103
73680 | 4.5 | 0.8 | 365 | 4.0965 | 0.24982 | 4 | 0.34634
73682 | 6.867 | 0.8 | 365 | 6.2513 | 0.58922 | 6 | 0.84052
73683 | 13.4 | 0.8 | 365 | 12.1985 | 0.56612 | 12 | 0.76467
73687 | 9.9 | 0.8 | 365 | 9.0124 | 0.1496 | 9 | 0.16196
73667 | 8.12 | 0.8 | 365 | 7.392 | 0.88634 | 8 | 0.27829
73689 | 3.08 | 0.8 | 365 | 2.8038 | 0.64654 | 3 | 0.45039
73690 | 5.88 | 0.8 | 365 | 5.3528 | 0.77976 | 6 | 0.13256
73691 | 5.32 | 0.8 | 365 | 4.843 | 0.75312 | 5 | 0.59612
73692 | 3.08 | 0.8 | 365 | 2.8038 | 0.64654 | 3 | 0.45039
73287 | 8.96 | 0.8 | 365 | 8.1566 | 0.4263 | 8 | 0.58294
72789 | 4.14 | 0.8 | 365 | 3.7688 | 0.58983 | 4 | 0.35864
73288 | 8.96 | 0.8 | 365 | 8.1566 | 0.4263 | 8 | 0.58294
66640 | 11.18 | 1 | 365 | 12.722 | 0.62027 | 13 | 0.34226
73695 | 5.6 | 0.8 | 365 | 5.0979 | 0.26644 | 5 | 0.36434
73696 | 6.44 | 0.8 | 365 | 5.8626 | 0.80641 | 6 | 0.66899
73700 | 5.04 | 0.8 | 365 | 4.5881 | 0.2398 | 4 | 0.82791
73701 | 10.56 | 0.8 | 365 | 9.6132 | 0.35957 | 9 | 0.97275
73703 | 7.56 | 0.8 | 365 | 6.8822 | 0.85969 | 7 | 0.74186
73704 | 8.4 | 0.8 | 365 | 7.6468 | 0.39966 | 8 | 0.046509
73705 | 2.16 | 0.8 | 365 | 1.9663 | 0.95991 | 2 | 0.92625
73709 | 6.72 | 0.8 | 365 | 6.1175 | 0.31973 | 6 | 0.43721
73710 | 7.8 | 0.8 | 365 | 7.1006 | 0.29968 | 7 | 0.40033
73712 | 8.505 | 0.8 | 365 | 7.7424 | 0.59216 | 8 | 0.33459
73714 | 10.8 | 0.8 | 365 | 9.8317 | 0.79956 | 10 | 0.63123
73715 | 3.64 | 0.8 | 365 | 3.3136 | 0.67319 | 3 | 0.98682
73716 | 11.4 | 0.8 | 365 | 10.3779 | 0.89954 | 11 | 0.2774
73717 | 4.8 | 0.8 | 365 | 4.3696 | 0.79981 | 5 | 0.16943
73720 | 8.96 | 0.8 | 365 | 8.1566 | 0.4263 | 8 | 0.58294
73725 | 6.4 | 0.8 | 365 | 5.8262 | 0.73307 | 6 | 0.55924
73726 | 6.615 | 0.8 | 365 | 6.0219 | 0.12723 | 6 | 0.14913
73727 | 12 | 0.8 | 365 | 10.9241 | 0.99951 | 11 | 0.92358
59226 | 337.68 | 1 | 365 | 384.2542 | 0.83289 | 385 | 0.087067
59230 | 313.56 | 0.9 | 365 | 321.1267 | 0.7032 | 321 | 0.82991
59227 | 361.8 | 0.9 | 365 | 370.5308 | 0.196 | 370 | 0.72681
59880 | 6.54 | 0.8 | 365 | 5.9536 | 0.98973 | 6 | 0.94335
36754 | 1290.24 | 1 | 365 | 1468.1951 | 0.73463 | 1468 | 0.92969
73731 | 3.84 | 0.8 | 365 | 3.4957 | 0.039844 | 3 | 0.53555
73733 | 8.64 | 0.8 | 365 | 7.8653 | 0.83965 | 8 | 0.70498
73734 | 11.385 | 0.8 | 365 | 10.3642 | 0.87204 | 11 | 0.23625
73735 | 6.72 | 0.8 | 365 | 6.1175 | 0.31973 | 6 | 0.43721
73738 | 8.7 | 0.8 | 365 | 7.92 | 0.94965 | 8 | 0.8696
73739 | 7.68 | 1 | 365 | 8.7393 | 0.59961 | 9 | 0.33887
73741 | 6.4 | 0.8 | 365 | 5.8262 | 0.73307 | 6 | 0.55924
73742 | 12 | 0.8 | 365 | 10.9241 | 0.99951 | 11 | 0.92358
73743 | 14.28 | 0.8 | 365 | 12.9996 | 0.17942 | 13 | 0.17906
73744 | 21.28 | 0.8 | 365 | 19.372 | 0.012471 | 19 | 0.38449
73745 | 4.86 | 0.8 | 365 | 4.4242 | 0.9098 | 5 | 0.33405
63513 | 176.205 | 0.9 | 365 | 180.4571 | 0.41478 | 180 | 0.87189
73290 | 5.76 | 0.8 | 365 | 5.2436 | 0.55977 | 5 | 0.80332
72780 | 24.64 | 0.8 | 365 | 22.4308 | 0.17233 | 22 | 0.60309
73104 | 8.68 | 0.8 | 365 | 7.9017 | 0.91298 | 8 | 0.81473
72574 | 10.395 | 0.8 | 365 | 9.463 | 0.057079 | 9 | 0.52005
73539 | 5.6 | 0.8 | 365 | 5.0979 | 0.26644 | 5 | 0.36434
73746 | 4.48 | 0.8 | 365 | 4.0783 | 0.21315 | 4 | 0.29147
73748 | 2.88 | 0.8 | 365 | 2.6218 | 0.27988 | 2 | 0.90166
73749 | 14.84 | 0.8 | 365 | 13.5094 | 0.20607 | 13 | 0.7155
73751 | 4.76 | 0.8 | 365 | 4.3332 | 0.72647 | 5 | 0.059688
73752 | 10.695 | 0.8 | 365 | 9.7361 | 0.60707 | 10 | 0.34314
73753 | 7 | 0.8 | 365 | 6.3724 | 0.83305 | 7 | 0.20542
73755 | 4.48 | 0.8 | 365 | 4.0783 | 0.21315 | 4 | 0.29147
73756 | 7.28 | 0.8 | 365 | 6.6273 | 0.34637 | 6 | 0.97364
65280 | 69.68 | 0.65 | 365 | 51.5389 | 0.79187 | 52 | 0.33073
73757 | 4.59 | 1 | 365 | 5.2231 | 0.51852 | 5 | 0.74159
73740 | 10.8 | 0.8 | 365 | 9.8317 | 0.79956 | 10 | 0.63123
72698 | 7.2 | 0.8 | 365 | 6.5544 | 0.19971 | 6 | 0.75415
73759 | 11.1 | 0.8 | 365 | 10.1048 | 0.34955 | 10 | 0.45432
73761 | 11.73 | 0.8 | 365 | 10.6783 | 0.50452 | 11 | 0.1828
73762 | 6.16 | 0.8 | 365 | 5.6077 | 0.29308 | 5 | 0.90077
73771 | 6.7 | 0.8 | 365 | 6.0993 | 0.28306 | 6 | 0.38233
73772 | 8.28 | 0.8 | 365 | 7.5376 | 0.17966 | 7 | 0.71727
73775 | 4.32 | 0.8 | 365 | 3.9327 | 0.91982 | 4 | 0.85249
72690 | 5.355 | 0.8 | 365 | 4.8749 | 0.81728 | 5 | 0.69215
73776 | 13.44 | 0.8 | 365 | 12.235 | 0.63946 | 12 | 0.87441
73777 | 5.6 | 0.8 | 365 | 5.0979 | 0.26644 | 5 | 0.36434
73778 | 15 | 0.8 | 365 | 13.6551 | 0.49939 | 14 | 0.15448
73780 | 9.81 | 0.8 | 365 | 8.9304 | 0.9846 | 9 | 0.91503
73781 | 6.72 | 0.8 | 365 | 6.1175 | 0.31973 | 6 | 0.43721
73783 | 10.08 | 0.8 | 365 | 9.1762 | 0.47959 | 9 | 0.65581
73782 | 7.02 | 0.8 | 365 | 6.3906 | 0.86972 | 7 | 0.2603
73784 | 9.72 | 0.8 | 365 | 8.8485 | 0.81961 | 9 | 0.6681
73785 | 8.96 | 0.8 | 365 | 8.1566 | 0.4263 | 8 | 0.58294
73787 | 7.5 | 0.8 | 365 | 6.8275 | 0.7497 | 7 | 0.57724
73788 | 12.8 | 0.8 | 365 | 11.6523 | 0.46615 | 12 | 0.11849
73789 | 8.64 | 0.8 | 365 | 7.8653 | 0.83965 | 8 | 0.70498
73791 | 10.8 | 0.8 | 365 | 9.8317 | 0.79956 | 10 | 0.63123
73792 | 8.32 | 0.8 | 365 | 7.574 | 0.253 | 7 | 0.82702
36583 | 345.312 | 0.9 | 365 | 353.6449 | 0.19025 | 353 | 0.83518
73764 | 6.05 | 0.8 | 365 | 5.5076 | 0.091421 | 5 | 0.59897
73794 | 9.315 | 0.8 | 365 | 8.4798 | 0.077122 | 8 | 0.55693
73766 | 5.7 | 0.8 | 365 | 5.1889 | 0.44977 | 5 | 0.6387
73795 | 8.54 | 0.8 | 365 | 7.7743 | 0.65632 | 8 | 0.43062
73767 | 6.54 | 0.8 | 365 | 5.9536 | 0.98973 | 6 | 0.94335
73796 | 9.156 | 0.8 | 365 | 8.3351 | 0.78563 | 9 | 0.12069
73768 | 11.4 | 0.8 | 365 | 10.3779 | 0.89954 | 11 | 0.2774
73798 | 7 | 0.8 | 365 | 6.3724 | 0.83305 | 7 | 0.20542
73769 | 5.886 | 0.8 | 365 | 5.3583 | 0.79076 | 6 | 0.14902
73799 | 4.251 | 0.8 | 365 | 3.8699 | 0.79333 | 4 | 0.66318
73797 | 17.6 | 0.8 | 365 | 16.022 | 0.26595 | 16 | 0.28792
73800 | 4.485 | 0.8 | 365 | 4.0829 | 0.22232 | 4 | 0.30519
73801 | 23.1 | 0.8 | 365 | 21.0288 | 0.34906 | 21 | 0.3779
73802 | 7.935 | 0.8 | 365 | 7.2235 | 0.54718 | 7 | 0.77072
73803 | 4.578 | 0.8 | 365 | 4.1675 | 0.39281 | 4 | 0.56035
73805 | 9.72 | 0.8 | 365 | 8.8485 | 0.81961 | 9 | 0.6681
73807 | 8.97 | 0.8 | 365 | 8.1657 | 0.44464 | 8 | 0.61038
73806 | 7.68 | 0.8 | 365 | 6.9914 | 0.079689 | 7 | 0.071094
73808 | 10.385 | 0.8 | 365 | 9.4539 | 0.038746 | 9 | 0.49262
73809 | 11.52 | 0.8 | 365 | 10.4871 | 0.11953 | 10 | 0.60664
73810 | 10.695 | 0.8 | 365 | 9.7361 | 0.60707 | 10 | 0.34314
73811 | 7.521 | 0.8 | 365 | 6.8467 | 0.7882 | 7 | 0.63486
73812 | 11.34 | 0.8 | 365 | 10.3232 | 0.78954 | 11 | 0.11279
73813 | 4.83 | 0.8 | 365 | 4.3969 | 0.8548 | 5 | 0.25174
73814 | 8.32 | 0.8 | 365 | 7.574 | 0.253 | 7 | 0.82702
73816 | 10.4 | 0.8 | 365 | 9.4675 | 0.066245 | 9 | 0.53377
73817 | 7.2 | 0.8 | 365 | 6.5544 | 0.19971 | 6 | 0.75415
73818 | 8.55 | 0.8 | 365 | 7.7834 | 0.67465 | 8 | 0.45805
73821 | 11.16 | 0.8 | 365 | 10.1594 | 0.45955 | 10 | 0.61893
73820 | 8.28 | 0.8 | 365 | 7.5376 | 0.17966 | 7 | 0.71727
73822 | 9.72 | 0.8 | 365 | 8.8485 | 0.81961 | 9 | 0.6681
73823 | 10.56 | 0.8 | 365 | 9.6132 | 0.35957 | 9 | 0.97275
69184 | 4.725 | 0.8 | 365 | 4.3014 | 0.66231 | 4 | 0.96366
73825 | 8.829 | 0.8 | 365 | 8.0374 | 0.18614 | 8 | 0.22353
70728 | 4.68 | 0.8 | 365 | 4.2604 | 0.57981 | 4 | 0.8402
73826 | 3.6 | 0.8 | 365 | 3.2772 | 0.59985 | 3 | 0.87708
73827 | 9.156 | 0.8 | 365 | 8.3351 | 0.78563 | 9 | 0.12069
73830 | 2.7 | 0.8 | 365 | 2.4579 | 0.94989 | 3 | 0.40781
73831 | 4.16 | 0.8 | 365 | 3.787 | 0.6265 | 4 | 0.41351
71926 | 10.62 | 0.8 | 365 | 9.6678 | 0.46957 | 10 | 0.13737
71944 | 11.59 | 0.8 | 365 | 10.5508 | 0.24786 | 10 | 0.79869
71909 | 25.83 | 0.6 | 365 | 17.6355 | 0.51546 | 18 | 0.15101
72784 | 6.54 | 1 | 365 | 7.442 | 0.98717 | 8 | 0.42919
72798 | 9.92 | 0.8 | 365 | 9.0306 | 0.18626 | 9 | 0.21683
72750 | 10.2 | 0.8 | 365 | 9.2855 | 0.69959 | 9 | 0.98505
73832 | 6.12 | 0.8 | 365 | 5.5713 | 0.21975 | 5 | 0.79103
72787 | 13.23 | 0.8 | 365 | 12.0438 | 0.25446 | 12 | 0.29825
72334 | 5.025 | 0.8 | 365 | 4.5745 | 0.2123 | 4 | 0.78675
73833 | 5.04 | 0.8 | 365 | 4.5881 | 0.2398 | 4 | 0.82791
72229 | 6.96 | 0.8 | 365 | 6.336 | 0.75972 | 7 | 0.095679
72246 | 7.935 | 0.8 | 365 | 7.2235 | 0.54718 | 7 | 0.77072
73659 | 8.829 | 0.8 | 365 | 8.0374 | 0.18614 | 8 | 0.22353
73834 | 10.72 | 0.8 | 365 | 9.7588 | 0.6529 | 10 | 0.41174
73836 | 17.28 | 0.8 | 365 | 15.7307 | 0.6793 | 16 | 0.40996
71060 | 10.075 | 0.8 | 365 | 9.1717 | 0.47042 | 9 | 0.64209
71096 | 6.825 | 0.8 | 365 | 6.2131 | 0.51222 | 6 | 0.72529
71084 | 5.2 | 0.8 | 365 | 4.7338 | 0.53312 | 5 | 0.26689
73713 | 5.4 | 0.8 | 365 | 4.9158 | 0.89978 | 5 | 0.81561
71141 | 8.775 | 0.8 | 365 | 7.9882 | 0.087144 | 8 | 0.075371
71159 | 13.325 | 0.8 | 365 | 12.1303 | 0.42863 | 12 | 0.5589
73838 | 9.3 | 0.8 | 365 | 8.4662 | 0.049623 | 8 | 0.51578
73839 | 8.64 | 0.8 | 365 | 7.8653 | 0.83965 | 8 | 0.70498
73843 | 6.6 | 0.8 | 365 | 6.0082 | 0.099732 | 6 | 0.10797
73844 | 6.48 | 0.8 | 365 | 5.899 | 0.87974 | 6 | 0.77874
73845 | 7.36 | 0.8 | 365 | 6.7001 | 0.49304 | 7 | 0.19313
73846 | 19.2 | 0.8 | 365 | 17.4785 | 0.19922 | 17 | 0.67773
73847 | 9.24 | 0.8 | 365 | 8.4115 | 0.93963 | 9 | 0.35116
73848 | 8.1 | 0.8 | 365 | 7.3737 | 0.84967 | 8 | 0.22342
73851 | 5.94 | 0.8 | 365 | 5.4074 | 0.88976 | 6 | 0.29717
73852 | 10.35 | 0.8 | 365 | 9.422 | 0.97458 | 10 | 0.39659
73754 | 12.42 | 0.8 | 365 | 11.3064 | 0.7695 | 12 | 0.075909
73855 | 6.5 | 0.8 | 365 | 5.9172 | 0.9164 | 6 | 0.83361
73857 | 4.2 | 0.8 | 365 | 3.8234 | 0.69983 | 4 | 0.52325
73858 | 2.32 | 0.8 | 365 | 2.112 | 0.25324 | 2 | 0.36523
73859 | 9.36 | 0.8 | 365 | 8.5208 | 0.15962 | 8 | 0.6804
73860 | 6.72 | 0.8 | 365 | 6.1175 | 0.31973 | 6 | 0.43721
73736 | 3.99 | 0.8 | 365 | 3.6323 | 0.31484 | 3 | 0.94709
73863 | 5.67 | 0.8 | 365 | 5.1616 | 0.39477 | 5 | 0.55639
73864 | 13.25 | 0.8 | 365 | 12.062 | 0.29113 | 12 | 0.35312
73865 | 5.32 | 0.8 | 365 | 4.843 | 0.75312 | 5 | 0.59612
73867 | 14.52 | 0.8 | 365 | 13.2181 | 0.61941 | 13 | 0.83754
73868 | 8.96 | 0.8 | 365 | 8.1566 | 0.4263 | 8 | 0.58294
73869 | 7.5 | 0.8 | 365 | 6.8275 | 0.7497 | 7 | 0.57724
73870 | 10.92 | 0.8 | 365 | 9.9409 | 0.019557 | 9 | 0.96046
73872 | 6.4 | 0.8 | 365 | 5.8262 | 0.73307 | 6 | 0.55924
73873 | 3.51 | 0.8 | 365 | 3.1953 | 0.43486 | 3 | 0.63015
73874 | 9.275 | 0.8 | 365 | 8.4434 | 0.0037907 | 8 | 0.44719
73875 | 5.94 | 0.8 | 365 | 5.4074 | 0.88976 | 6 | 0.29717
73876 | 7.68 | 0.8 | 365 | 6.9914 | 0.079689 | 7 | 0.071094
73879 | 7.2 | 0.8 | 365 | 6.5544 | 0.19971 | 6 | 0.75415
73881 | 9.12 | 0.8 | 365 | 8.3023 | 0.71963 | 9 | 0.021924
73880 | 7.82 | 0.8 | 365 | 7.1189 | 0.33635 | 7 | 0.4552
73884 | 5.52 | 0.8 | 365 | 5.0251 | 0.11978 | 5 | 0.14485
73885 | 7.8 | 0.8 | 365 | 7.1006 | 0.29968 | 7 | 0.40033
73889 | 8.19 | 0.8 | 365 | 7.4557 | 0.014668 | 7 | 0.47035
73890 | 11.16 | 0.8 | 365 | 10.1594 | 0.45955 | 10 | 0.61893
73891 | 9.075 | 0.8 | 365 | 8.2613 | 0.63713 | 8 | 0.89846
73887 | 11.2 | 0.8 | 365 | 10.1958 | 0.53288 | 10 | 0.72868
35073 | 108.5 | 0.9 | 365 | 111.1183 | 0.7763 | 111 | 0.89458
73894 | 3.71 | 0.8 | 365 | 3.3774 | 0.80152 | 4 | 0.17887
37128 | 572.904 | 0.9 | 365 | 586.7291 | 0.58838 | 587 | 0.31747
37143 | 243.288 | 0.9 | 365 | 249.1589 | 0.77041 | 249 | 0.92933
73895 | 12.54 | 0.8 | 365 | 11.4157 | 0.98949 | 12 | 0.40515
73896 | 10.56 | 0.8 | 365 | 9.6132 | 0.35957 | 9 | 0.97275
73897 | 9.6 | 0.8 | 365 | 8.7393 | 0.59961 | 9 | 0.33887
73902 | 11.84 | 0.8 | 365 | 10.7784 | 0.70619 | 11 | 0.4846
73346 | 7.2 | 0.8 | 365 | 6.5544 | 0.19971 | 6 | 0.75415
73903 | 12.87 | 0.8 | 365 | 11.7161 | 0.59448 | 12 | 0.31054
73904 | 7.92 | 0.8 | 365 | 7.2099 | 0.51968 | 7 | 0.72957
73905 | 10.8 | 0.8 | 365 | 9.8317 | 0.79956 | 10 | 0.63123
73906 | 6.93 | 0.8 | 365 | 6.3087 | 0.70472 | 7 | 0.01337
73901 | 7.28 | 0.8 | 365 | 6.6273 | 0.34637 | 6 | 0.97364
73908 | 2.4 | 0.8 | 365 | 2.1848 | 0.3999 | 2 | 0.58472
73915 | 6.9 | 0.8 | 365 | 6.2813 | 0.64972 | 6 | 0.93106
73916 | 9.75 | 0.8 | 365 | 8.8758 | 0.8746 | 9 | 0.75041
73025 | 5.13 | 0.8 | 365 | 4.67 | 0.40479 | 5 | 0.074832
73919 | 3.3 | 0.8 | 365 | 3.0041 | 0.049866 | 3 | 0.053986
73920 | 11.06 | 0.8 | 365 | 10.0684 | 0.27622 | 10 | 0.34457
72846 | 7.68 | 0.8 | 365 | 6.9914 | 0.079689 | 7 | 0.071094
73913 | 8.97 | 0.8 | 365 | 8.1657 | 0.44464 | 8 | 0.61038
73912 | 5.232 | 0.8 | 365 | 4.7629 | 0.59179 | 5 | 0.35468
73758 | 10.695 | 0.8 | 365 | 9.7361 | 0.60707 | 10 | 0.34314
73824 | 7.59 | 0.8 | 365 | 6.9095 | 0.91469 | 7 | 0.82417
73922 | 10.26 | 0.8 | 365 | 9.3401 | 0.80958 | 10 | 0.14966
73923 | 4.48 | 0.8 | 365 | 4.0783 | 0.21315 | 4 | 0.29147
73721 | 11.2 | 0.8 | 365 | 10.1958 | 0.53288 | 10 | 0.72868
73925 | 11.48 | 0.8 | 365 | 10.4507 | 0.046201 | 10 | 0.4969
73924 | 6.03 | 0.8 | 365 | 5.4893 | 0.054756 | 5 | 0.5441
73926 | 7.56 | 0.8 | 365 | 6.8822 | 0.85969 | 7 | 0.74186
71610 | 12.675 | 0.8 | 365 | 11.5385 | 0.23699 | 11 | 0.77554
73927 | 3.36 | 0.8 | 365 | 3.0587 | 0.15986 | 3 | 0.2186
71748 | 11.375 | 0.8 | 365 | 10.3551 | 0.85371 | 11 | 0.20881
71728 | 5.2 | 0.8 | 365 | 4.7338 | 0.53312 | 5 | 0.26689
71603 | 4.2 | 0.8 | 365 | 3.8234 | 0.69983 | 4 | 0.52325
71607 | 4.5 | 0.8 | 365 | 4.0965 | 0.24982 | 4 | 0.34634
71558 | 5.1 | 0.8 | 365 | 4.6427 | 0.34979 | 4 | 0.99252
71559 | 6.175 | 0.8 | 365 | 5.6213 | 0.32058 | 5 | 0.94193
71537 | 6.5 | 0.8 | 365 | 5.9172 | 0.9164 | 6 | 0.83361
73928 | 2.8 | 0.8 | 365 | 2.5489 | 0.13322 | 2 | 0.68217
73929 | 6.72 | 0.8 | 365 | 6.1175 | 0.31973 | 6 | 0.43721
71411 | 5.525 | 0.8 | 365 | 5.0296 | 0.12894 | 5 | 0.15857
43975 | 12.76 | 0.8 | 365 | 11.6159 | 0.39282 | 12 | 0.0087443
73931 | 5.32 | 0.8 | 365 | 4.843 | 0.75312 | 5 | 0.59612
73932 | 10.08 | 0.8 | 365 | 9.1762 | 0.47959 | 9 | 0.65581
73933 | 2.24 | 0.8 | 365 | 2.0392 | 0.10658 | 2 | 0.14574
73829 | 5.61 | 1 | 365 | 6.3838 | 0.85597 | 7 | 0.23972
34756 | 264.44 | 0.9 | 365 | 270.8214 | 0.39544 | 271 | 0.2168
34746 | 52.8 | 0.9 | 365 | 54.0741 | 0.89759 | 54 | 0.97174
34834 | 1551.25 | 0.9 | 365 | 1588.6841 | 0.38239 | 1589 | 0.066533
64307 | 167.3 | 0.7 | 365 | 133.2623 | 0.37115 | 133 | 0.63343
32891 | 1390.04 | 1 | 365 | 1581.7599 | 0.4379 | 1582 | 0.19778
48337 | 1232.91 | 1 | 365 | 1402.9579 | 0.35628 | 1403 | 0.31416
48351 | 832.14 | 1 | 365 | 946.9121 | 0.94534 | 947 | 0.85742
4002 | 2494.8 | 0.9 | 365 | 2555.0035 | 0.41124 | 2555 | 0.41475
32506 | 646.38 | 0.8 | 365 | 588.4251 | 0.0038001 | 588 | 0.42885
26203 | 645.12 | 1 | 365 | 734.0975 | 0.36731 | 734 | 0.46484
26330 | 645.12 | 1 | 365 | 734.0975 | 0.36731 | 734 | 0.46484
26333 | 645.12 | 1 | 365 | 734.0975 | 0.36731 | 734 | 0.46484
32894 | 695.02 | 1 | 365 | 790.8799 | 0.71895 | 791 | 0.59889
61241 | 493.68 | 0.9 | 365 | 505.5933 | 0.19249 | 505 | 0.78578
64034 | 518.32 | 0.9 | 365 | 530.8279 | 0.011365 | 530 | 0.83926
37135 | 400.248 | 0.9 | 365 | 409.9066 | 0.49325 | 410 | 0.39987
26187 | 472.32 | 1 | 365 | 537.4643 | 0.37607 | 537 | 0.84033
34630 | 300.82 | 0.9 | 365 | 308.0793 | 0.42753 | 308 | 0.5068
64965 | 135 | 0.7 | 365 | 107.5338 | 0.55771 | 108 | 0.09153
65231 | 50.25 | 0.7 | 365 | 40.0265 | 0.60759 | 40 | 0.63407
5089 | 4475.25 | 1 | 365 | 5092.4944 | 0.5545 | 5093 | 0.048885
59221 | 661.96 | 1 | 365 | 753.2602 | 0.95813 | 754 | 0.2183
34701 | 1400.58 | 1 | 365 | 1593.7536 | 0.59154 | 1594 | 0.34513
73773 | 7.15 | 0.8 | 365 | 6.5089 | 0.10804 | 6 | 0.61697
73900 | 5.32 | 0.8 | 365 | 4.843 | 0.75312 | 5 | 0.59612
73790 | 3.15 | 0.8 | 365 | 2.8676 | 0.77487 | 3 | 0.64244
73819 | 6 | 0.8 | 365 | 5.462 | 0.99976 | 6 | 0.46179
73664 | 8.125 | 0.8 | 365 | 7.3965 | 0.8955 | 8 | 0.29201
73871 | 6.6 | 0.8 | 365 | 6.0082 | 0.099732 | 6 | 0.10797
73893 | 5.28 | 0.8 | 365 | 4.8066 | 0.67979 | 5 | 0.48638
73882 | 5.7 | 0.8 | 365 | 5.1889 | 0.44977 | 5 | 0.6387
63702 | 579.15 | 0.65 | 365 | 428.3686 | 0.67311 | 429 | 0.041759
73702 | 3.05 | 0.8 | 365 | 2.7765 | 0.59154 | 3 | 0.36808
73447 | 5.04 | 0.8 | 365 | 4.5881 | 0.2398 | 4 | 0.82791
73407 | 13.5 | 0.8 | 365 | 12.2896 | 0.74945 | 13 | 0.039032
73724 | 12.753 | 0.8 | 365 | 11.6096 | 0.37998 | 11 | 0.98954
73431 | 6.16 | 0.8 | 365 | 5.6077 | 0.29308 | 5 | 0.90077
73493 | 7.2 | 0.8 | 365 | 6.5544 | 0.19971 | 6 | 0.75415
73698 | 7.65 | 1 | 365 | 8.7051 | 0.53086 | 9 | 0.23598
73730 | 10.395 | 0.8 | 365 | 9.463 | 0.057079 | 9 | 0.52005
73460 | 6.875 | 0.8 | 365 | 6.2586 | 0.60389 | 6 | 0.86247
73527 | 7.2 | 0.8 | 365 | 6.5544 | 0.19971 | 6 | 0.75415
73625 | 9.975 | 0.8 | 365 | 9.0806 | 0.2871 | 9 | 0.36773
73629 | 9.69 | 0.8 | 365 | 8.8212 | 0.76461 | 9 | 0.58579
73630 | 7.125 | 0.8 | 365 | 6.4862 | 0.062211 | 6 | 0.54838
67369 | 12.88 | 1 | 365 | 14.6565 | 0.51601 | 15 | 0.17248
71025 | 10.725 | 0.8 | 365 | 9.7634 | 0.66207 | 10 | 0.42545
72358 | 9.1 | 0.8 | 365 | 8.2841 | 0.68296 | 8 | 0.96705
73936 | 2.24 | 0.8 | 365 | 2.0392 | 0.10658 | 2 | 0.14574
73937 | 2.8 | 0.8 | 365 | 2.5489 | 0.13322 | 2 | 0.68217
73907 | 8.505 | 0.8 | 365 | 7.7424 | 0.59216 | 8 | 0.33459
73941 | 3.64 | 0.8 | 365 | 3.3136 | 0.67319 | 3 | 0.98682
67488 | 10.92 | 1 | 365 | 12.4261 | 0.024447 | 12 | 0.45058
73898 | 7.36 | 0.8 | 365 | 6.7001 | 0.49304 | 7 | 0.19313
73944 | 2.24 | 0.8 | 365 | 2.0392 | 0.10658 | 2 | 0.14574
73946 | 3.92 | 0.8 | 365 | 3.5685 | 0.18651 | 3 | 0.75504
72669 | 8.505 | 0.8 | 365 | 7.7424 | 0.59216 | 8 | 0.33459
73952 | 5.13 | 1 | 365 | 5.8376 | 0.75599 | 6 | 0.59354
72621 | 6.72 | 0.8 | 365 | 6.1175 | 0.31973 | 6 | 0.43721
73697 | 8.58 | 0.8 | 365 | 7.8107 | 0.72965 | 8 | 0.54036
73608 | 4.48 | 0.8 | 365 | 4.0783 | 0.21315 | 4 | 0.29147
73956 | 7.695 | 0.8 | 365 | 7.0051 | 0.10719 | 7 | 0.11225
72964 | 4.8 | 0.8 | 365 | 4.3696 | 0.79981 | 5 | 0.16943
73958 | 8.04 | 0.8 | 365 | 7.3191 | 0.73967 | 8 | 0.058801
73964 | 3.64 | 0.8 | 365 | 3.3136 | 0.67319 | 3 | 0.98682
71713 | 13.68 | 0.8 | 365 | 12.4534 | 0.079446 | 12 | 0.53289
73959 | 7.56 | 0.8 | 365 | 6.8822 | 0.85969 | 7 | 0.74186
73970 | 9.88 | 0.8 | 365 | 8.9942 | 0.11293 | 9 | 0.10708
73968 | 8.28 | 0.8 | 365 | 7.5376 | 0.17966 | 7 | 0.71727
73974 | 9.405 | 0.8 | 365 | 8.5617 | 0.24212 | 8 | 0.80386
73976 | 7 | 0.8 | 365 | 6.3724 | 0.83305 | 7 | 0.20542
73978 | 6 | 0.8 | 365 | 5.462 | 0.99976 | 6 | 0.46179
73034 | 10.395 | 0.8 | 365 | 9.463 | 0.057079 | 9 | 0.52005
73979 | 7.2 | 0.8 | 365 | 6.5544 | 0.19971 | 6 | 0.75415
73763 | 7.93 | 0.8 | 365 | 7.219 | 0.53801 | 7 | 0.757
71321 | 3.9 | 0.8 | 365 | 3.5503 | 0.14984 | 3 | 0.70016
73980 | 6.16 | 0.8 | 365 | 5.6077 | 0.29308 | 5 | 0.90077
73961 | 9.28 | 1 | 365 | 10.5599 | 0.2662 | 10 | 0.82613
73982 | 5.28 | 0.8 | 365 | 4.8066 | 0.67979 | 5 | 0.48638
73962 | 10.83 | 0.8 | 365 | 9.859 | 0.85456 | 10 | 0.71353
73983 | 7.26 | 0.8 | 365 | 6.6091 | 0.30971 | 6 | 0.91877
73965 | 13.395 | 1 | 365 | 15.2425 | 0.6962 | 15 | 0.93869
73947 | 12.76 | 1 | 365 | 14.5199 | 0.24102 | 14 | 0.76093
73516 | 4.8 | 0.8 | 365 | 4.3696 | 0.79981 | 5 | 0.16943
72771 | 8.97 | 0.8 | 365 | 8.1657 | 0.44464 | 8 | 0.61038
73985 | 9.18 | 0.8 | 365 | 8.3569 | 0.82963 | 9 | 0.18654
72769 | 6.67 | 0.8 | 365 | 6.072 | 0.22806 | 6 | 0.30003
73986 | 6.6 | 0.8 | 365 | 6.0082 | 0.099732 | 6 | 0.10797
72047 | 10.72 | 0.8 | 365 | 9.7588 | 0.6529 | 10 | 0.41174
72046 | 9.483 | 0.8 | 365 | 8.6327 | 0.38512 | 9 | 0.017862
73988 | 9.15 | 0.8 | 365 | 8.3296 | 0.77463 | 9 | 0.10423
73991 | 6.72 | 0.8 | 365 | 6.1175 | 0.31973 | 6 | 0.43721
73992 | 6.555 | 0.8 | 365 | 5.9673 | 0.017234 | 5 | 0.98451
73993 | 4.48 | 0.8 | 365 | 4.0783 | 0.21315 | 4 | 0.29147
73994 | 7.56 | 0.8 | 365 | 6.8822 | 0.85969 | 7 | 0.74186
73995 | 5.32 | 0.8 | 365 | 4.843 | 0.75312 | 5 | 0.59612
73996 | 3.36 | 0.8 | 365 | 3.0587 | 0.15986 | 3 | 0.2186
73997 | 5.04 | 0.8 | 365 | 4.5881 | 0.2398 | 4 | 0.82791
73998 | 8.4 | 0.8 | 365 | 7.6468 | 0.39966 | 8 | 0.046509
74000 | 12.32 | 0.8 | 365 | 11.2154 | 0.58617 | 11 | 0.80155
74001 | 5.6 | 0.8 | 365 | 5.0979 | 0.26644 | 5 | 0.36434
74002 | 5.04 | 0.8 | 365 | 4.5881 | 0.2398 | 4 | 0.82791
74007 | 4.56 | 0.8 | 365 | 4.1511 | 0.35982 | 4 | 0.51096
74008 | 6.27 | 0.8 | 365 | 5.7078 | 0.49475 | 6 | 0.20257
74009 | 9.75 | 0.8 | 365 | 8.8758 | 0.8746 | 9 | 0.75041
74012 | 5.88 | 0.8 | 365 | 5.3528 | 0.77976 | 6 | 0.13256
74011 | 15.84 | 0.8 | 365 | 14.4198 | 0.039358 | 14 | 0.45913
74013 | 6.12 | 0.8 | 365 | 5.5713 | 0.21975 | 5 | 0.79103
74014 | 3.92 | 0.8 | 365 | 3.5685 | 0.18651 | 3 | 0.75504
74015 | 7.84 | 0.8 | 365 | 7.1371 | 0.37302 | 7 | 0.51007
74016 | 6.44 | 0.8 | 365 | 5.8626 | 0.80641 | 6 | 0.66899
74017 | 11.2 | 0.8 | 365 | 10.1958 | 0.53288 | 10 | 0.72868
74018 | 7 | 0.8 | 365 | 6.3724 | 0.83305 | 7 | 0.20542
74019 | 5.13 | 0.8 | 365 | 4.67 | 0.40479 | 5 | 0.074832
74022 | 6.325 | 0.8 | 365 | 5.7579 | 0.59558 | 6 | 0.35347
74023 | 8.7 | 0.8 | 365 | 7.92 | 0.94965 | 8 | 0.8696
74029 | 6.63 | 0.8 | 365 | 6.0355 | 0.15473 | 6 | 0.19028
74027 | 3 | 0.8 | 365 | 2.731 | 0.49988 | 3 | 0.2309
74030 | 6.555 | 0.8 | 365 | 5.9673 | 0.017234 | 5 | 0.98451
74034 | 3.25 | 0.8 | 365 | 2.9586 | 0.9582 | 3 | 0.9168
74036 | 12 | 0.8 | 365 | 10.9241 | 0.99951 | 11 | 0.92358
74037 | 4.2 | 0.8 | 365 | 3.8234 | 0.69983 | 4 | 0.52325
74039 | 11.02 | 0.8 | 365 | 10.0319 | 0.20289 | 10 | 0.23482
74040 | 5.22 | 0.8 | 365 | 4.752 | 0.56979 | 5 | 0.32176
74041 | 9.57 | 0.8 | 365 | 8.7119 | 0.54461 | 9 | 0.25656
74042 | 7.84 | 0.8 | 365 | 7.1371 | 0.37302 | 7 | 0.51007
74046 | 5.7 | 0.8 | 365 | 5.1889 | 0.44977 | 5 | 0.6387
74049 | 5.88 | 0.8 | 365 | 5.3528 | 0.77976 | 6 | 0.13256
64283 | 195.3 | 0.9 | 365 | 200.0129 | 0.79734 | 200 | 0.81025
48589 | 102.06 | 0.9 | 365 | 104.5229 | 0.4941 | 105 | 0.016967
74055 | 3.08 | 0.8 | 365 | 2.8038 | 0.64654 | 3 | 0.45039
74052 | 4.5 | 0.8 | 365 | 4.0965 | 0.24982 | 4 | 0.34634
74056 | 11.4 | 0.8 | 365 | 10.3779 | 0.89954 | 11 | 0.2774
73949 | 9.975 | 1 | 365 | 11.3508 | 0.85887 | 12 | 0.20966
74057 | 7.475 | 0.8 | 365 | 6.8048 | 0.70386 | 7 | 0.50865
73282 | 6.7 | 0.8 | 365 | 6.0993 | 0.28306 | 6 | 0.38233
73943 | 6.24 | 1 | 365 | 7.1006 | 0.29968 | 7 | 0.40033
74043 | 5.8 | 0.8 | 365 | 5.28 | 0.6331 | 5 | 0.91307
74058 | 8.45 | 0.8 | 365 | 7.6924 | 0.49132 | 8 | 0.18369
73954 | 5.4 | 0.8 | 365 | 4.9158 | 0.89978 | 5 | 0.81561
73921 | 10.4 | 0.8 | 365 | 9.4675 | 0.066245 | 9 | 0.53377
26554 | 1389.96 | 1 | 365 | 1581.6688 | 0.25458 | 1581 | 0.92342
27094 | 1389.96 | 1 | 365 | 1581.6688 | 0.25458 | 1581 | 0.92342
33487 | 730.17 | 0.9 | 365 | 747.7902 | 0.94233 | 748 | 0.7325
64898 | 474.95 | 0.7 | 365 | 378.3199 | 0.88211 | 379 | 0.20202
44256 | 63 | 1 | 365 | 71.6892 | 0.37181 | 72 | 0.06102
74060 | 12.6 | 0.8 | 365 | 11.4703 | 0.099489 | 11 | 0.56976
74061 | 4.5 | 0.8 | 365 | 4.0965 | 0.24982 | 4 | 0.34634
74064 | 5.4 | 0.8 | 365 | 4.9158 | 0.89978 | 5 | 0.81561
74065 | 7.035 | 0.8 | 365 | 6.4042 | 0.89721 | 7 | 0.30145
74066 | 6.615 | 0.8 | 365 | 6.0219 | 0.12723 | 6 | 0.14913
74067 | 9.57 | 0.8 | 365 | 8.7119 | 0.54461 | 9 | 0.25656
74070 | 9.92 | 0.8 | 365 | 9.0306 | 0.18626 | 9 | 0.21683
74071 | 13.16 | 0.8 | 365 | 11.9801 | 0.12613 | 12 | 0.1062
74072 | 10.385 | 0.8 | 365 | 9.4539 | 0.038746 | 9 | 0.49262
74073 | 8.71 | 0.8 | 365 | 7.9291 | 0.96798 | 8 | 0.89703
74077 | 6.6 | 0.8 | 365 | 6.0082 | 0.099732 | 6 | 0.10797
74080 | 3.9 | 0.8 | 365 | 3.5503 | 0.14984 | 3 | 0.70016
74081 | 4.76 | 0.8 | 365 | 4.3332 | 0.72647 | 5 | 0.059688
74083 | 4.2 | 0.8 | 365 | 3.8234 | 0.69983 | 4 | 0.52325
74086 | 4.2 | 0.8 | 365 | 3.8234 | 0.69983 | 4 | 0.52325
74089 | 4.48 | 0.8 | 365 | 4.0783 | 0.21315 | 4 | 0.29147
74090 | 7.56 | 0.8 | 365 | 6.8822 | 0.85969 | 7 | 0.74186
74091 | 6.72 | 0.8 | 365 | 6.1175 | 0.31973 | 6 | 0.43721
74092 | 4.2 | 0.8 | 365 | 3.8234 | 0.69983 | 4 | 0.52325
74024 | 5.355 | 0.8 | 365 | 4.8749 | 0.81728 | 5 | 0.69215
73966 | 10.56 | 0.8 | 365 | 9.6132 | 0.35957 | 9 | 0.97275
73967 | 7.26 | 0.8 | 365 | 6.6091 | 0.30971 | 6 | 0.91877
73971 | 9.24 | 0.8 | 365 | 8.4115 | 0.93963 | 9 | 0.35116
73338 | 7.56 | 0.8 | 365 | 6.8822 | 0.85969 | 7 | 0.74186
74075 | 5.12 | 0.8 | 365 | 4.6609 | 0.38646 | 5 | 0.047396
73969 | 6 | 0.8 | 365 | 5.462 | 0.99976 | 6 | 0.46179
73981 | 6 | 0.8 | 365 | 5.462 | 0.99976 | 6 | 0.46179
73989 | 7.56 | 0.8 | 365 | 6.8822 | 0.85969 | 7 | 0.74186
74078 | 12.69 | 0.8 | 365 | 11.5522 | 0.26449 | 11 | 0.81669
73939 | 9 | 0.8 | 365 | 8.1931 | 0.49964 | 8 | 0.69269
73945 | 4.8 | 1 | 365 | 5.462 | 0.99976 | 6 | 0.46179
73960 | 9.86 | 0.8 | 365 | 8.9759 | 0.076267 | 9 | 0.052212
73578 | 5.2 | 1 | 365 | 5.9172 | 0.9164 | 6 | 0.83361
73837 | 9.99 | 1 | 365 | 11.3679 | 0.89324 | 12 | 0.2611
74273 | 4.48 | 0.8 | 365 | 4.0783 | 0.21315 | 4 | 0.29147
74093 | 6.72 | 0.8 | 365 | 6.1175 | 0.31973 | 6 | 0.43721
71897 | 10.075 | 0.8 | 365 | 9.1717 | 0.47042 | 9 | 0.64209
74094 | 8.12 | 0.8 | 365 | 7.392 | 0.88634 | 8 | 0.27829
74095 | 2.8 | 0.8 | 365 | 2.5489 | 0.13322 | 2 | 0.68217
74096 | 5.32 | 0.8 | 365 | 4.843 | 0.75312 | 5 | 0.59612
74097 | 7.02 | 0.8 | 365 | 6.3906 | 0.86972 | 7 | 0.2603
74100 | 14.84 | 0.8 | 365 | 13.5094 | 0.20607 | 13 | 0.7155
74084 | 4.2 | 0.8 | 365 | 3.8234 | 0.69983 | 4 | 0.52325
74102 | 5.6 | 0.8 | 365 | 5.0979 | 0.26644 | 5 | 0.36434
74103 | 12.04 | 0.8 | 365 | 10.9605 | 0.072845 | 11 | 0.033329
74104 | 13 | 0.8 | 365 | 11.8344 | 0.83281 | 12 | 0.66722
73955 | 11.31 | 0.8 | 365 | 10.2959 | 0.73454 | 11 | 0.030478
74106 | 3.08 | 0.8 | 365 | 2.8038 | 0.64654 | 3 | 0.45039
74110 | 8.1 | 0.8 | 365 | 7.3737 | 0.84967 | 8 | 0.22342
74107 | 4.2 | 0.8 | 365 | 3.8234 | 0.69983 | 4 | 0.52325
74112 | 6.6 | 0.8 | 365 | 6.0082 | 0.099732 | 6 | 0.10797
73473 | 4.48 | 0.8 | 365 | 4.0783 | 0.21315 | 4 | 0.29147
74113 | 5.2 | 0.8 | 365 | 4.7338 | 0.53312 | 5 | 0.26689
74111 | 4.64 | 0.8 | 365 | 4.224 | 0.50648 | 4 | 0.73045
74115 | 5.7 | 0.8 | 365 | 5.1889 | 0.44977 | 5 | 0.6387
74116 | 6.5 | 0.8 | 365 | 5.9172 | 0.9164 | 6 | 0.83361
74121 | 5.7 | 0.8 | 365 | 5.1889 | 0.44977 | 5 | 0.6387
74122 | 2.4 | 0.8 | 365 | 2.1848 | 0.3999 | 2 | 0.58472
74124 | 7.8 | 0.8 | 365 | 7.1006 | 0.29968 | 7 | 0.40033
74125 | 10.4 | 0.8 | 365 | 9.4675 | 0.066245 | 9 | 0.53377
74128 | 12.915 | 0.8 | 365 | 11.757 | 0.67698 | 12 | 0.43401
74127 | 3.705 | 0.8 | 365 | 3.3728 | 0.79235 | 4 | 0.16516
74129 | 4.56 | 0.8 | 365 | 4.1511 | 0.35982 | 4 | 0.51096
74130 | 6.175 | 0.8 | 365 | 5.6213 | 0.32058 | 5 | 0.94193
74131 | 11.1 | 0.8 | 365 | 10.1048 | 0.34955 | 10 | 0.45432
74132 | 8.7 | 0.8 | 365 | 7.92 | 0.94965 | 8 | 0.8696
74137 | 7.56 | 0.8 | 365 | 6.8822 | 0.85969 | 7 | 0.74186
74139 | 7.56 | 0.8 | 365 | 6.8822 | 0.85969 | 7 | 0.74186
74141 | 2.52 | 0.8 | 365 | 2.2941 | 0.6199 | 2 | 0.91395
74142 | 3.36 | 0.8 | 365 | 3.0587 | 0.15986 | 3 | 0.2186
73509 | 3.92 | 0.8 | 365 | 3.5685 | 0.18651 | 3 | 0.75504
73591 | 4.48 | 0.8 | 365 | 4.0783 | 0.21315 | 4 | 0.29147
74138 | 10.4 | 0.8 | 365 | 9.4675 | 0.066245 | 9 | 0.53377
74147 | 3.9 | 0.8 | 365 | 3.5503 | 0.14984 | 3 | 0.70016
74148 | 13 | 0.8 | 365 | 11.8344 | 0.83281 | 12 | 0.66722
73615 | 8.12 | 0.8 | 365 | 7.392 | 0.88634 | 8 | 0.27829
74149 | 6 | 0.8 | 365 | 5.462 | 0.99976 | 6 | 0.46179
73597 | 6.44 | 0.8 | 365 | 5.8626 | 0.80641 | 6 | 0.66899
73477 | 11.48 | 0.8 | 365 | 10.4507 | 0.046201 | 10 | 0.4969
74153 | 8.4 | 0.8 | 365 | 7.6468 | 0.39966 | 8 | 0.046509
73594 | 4.2 | 0.8 | 365 | 3.8234 | 0.69983 | 4 | 0.52325
74155 | 3.92 | 0.8 | 365 | 3.5685 | 0.18651 | 3 | 0.75504
74146 | 10.2 | 0.8 | 365 | 9.2855 | 0.69959 | 9 | 0.98505
73545 | 3.08 | 0.8 | 365 | 2.8038 | 0.64654 | 3 | 0.45039
74157 | 11.4 | 0.8 | 365 | 10.3779 | 0.89954 | 11 | 0.2774
74160 | 4.16 | 0.8 | 365 | 3.787 | 0.6265 | 4 | 0.41351
74161 | 5.4 | 0.8 | 365 | 4.9158 | 0.89978 | 5 | 0.81561
74163 | 11.7 | 0.8 | 365 | 10.651 | 0.44953 | 11 | 0.10049
74164 | 7.2 | 0.8 | 365 | 6.5544 | 0.19971 | 6 | 0.75415
74162 | 11.1 | 0.8 | 365 | 10.1048 | 0.34955 | 10 | 0.45432
74165 | 7.5 | 0.8 | 365 | 6.8275 | 0.7497 | 7 | 0.57724
74166 | 8.28 | 0.8 | 365 | 7.5376 | 0.17966 | 7 | 0.71727
74168 | 9.44 | 0.8 | 365 | 8.5936 | 0.30628 | 8 | 0.89989
73506 | 2.24 | 0.8 | 365 | 2.0392 | 0.10658 | 2 | 0.14574
73499 | 5.6 | 0.8 | 365 | 5.0979 | 0.26644 | 5 | 0.36434
73498 | 3.64 | 0.8 | 365 | 3.3136 | 0.67319 | 3 | 0.98682
73602 | 2.24 | 0.8 | 365 | 2.0392 | 0.10658 | 2 | 0.14574
73508 | 2.24 | 0.8 | 365 | 2.0392 | 0.10658 | 2 | 0.14574
73558 | 9.52 | 0.8 | 365 | 8.6664 | 0.45295 | 9 | 0.11938
73596 | 8.12 | 0.8 | 365 | 7.392 | 0.88634 | 8 | 0.27829
74133 | 9.24 | 0.8 | 365 | 8.4115 | 0.93963 | 9 | 0.35116
72987 | 9.28 | 0.8 | 365 | 8.4479 | 0.012957 | 8 | 0.4609
73500 | 4.2 | 0.8 | 365 | 3.8234 | 0.69983 | 4 | 0.52325
74176 | 14.4 | 0.8 | 365 | 13.1089 | 0.39942 | 13 | 0.5083
74178 | 10.2 | 0.8 | 365 | 9.2855 | 0.69959 | 9 | 0.98505
73688 | 10.2 | 0.8 | 365 | 9.2855 | 0.69959 | 9 | 0.98505
74182 | 6.12 | 1 | 365 | 6.9641 | 0.02469 | 6 | 0.98878
73554 | 9.24 | 0.8 | 365 | 8.4115 | 0.93963 | 9 | 0.35116
73599 | 4.2 | 0.8 | 365 | 3.8234 | 0.69983 | 4 | 0.52325
74183 | 9.99 | 0.8 | 365 | 9.0943 | 0.3146 | 9 | 0.40888
74185 | 3.3 | 0.8 | 365 | 3.0041 | 0.049866 | 3 | 0.053986
73585 | 7 | 0.8 | 365 | 6.3724 | 0.83305 | 7 | 0.20542
74187 | 7.8 | 0.8 | 365 | 7.1006 | 0.29968 | 7 | 0.40033
73551 | 5.04 | 0.8 | 365 | 4.5881 | 0.2398 | 4 | 0.82791
74188 | 10.8 | 0.8 | 365 | 9.8317 | 0.79956 | 10 | 0.63123
73616 | 6.16 | 0.8 | 365 | 5.6077 | 0.29308 | 5 | 0.90077
74189 | 11.655 | 0.8 | 365 | 10.61 | 0.36703 | 10 | 0.97703
74190 | 5.28 | 0.8 | 365 | 4.8066 | 0.67979 | 5 | 0.48638
74191 | 10.395 | 0.8 | 365 | 9.463 | 0.057079 | 9 | 0.52005
74192 | 12.88 | 0.8 | 365 | 11.7252 | 0.61281 | 12 | 0.33798
74193 | 7.15 | 0.8 | 365 | 6.5089 | 0.10804 | 6 | 0.61697
74196 | 8.235 | 0.8 | 365 | 7.4966 | 0.097166 | 7 | 0.59381
74200 | 4.68 | 0.8 | 365 | 4.2604 | 0.57981 | 4 | 0.8402
74201 | 5.985 | 0.8 | 365 | 5.4484 | 0.97226 | 6 | 0.42064
74202 | 11.97 | 0.8 | 365 | 10.8968 | 0.94451 | 11 | 0.84128
74203 | 4.275 | 0.8 | 365 | 3.8917 | 0.83733 | 4 | 0.72903
74204 | 8.96 | 0.8 | 365 | 8.1566 | 0.4263 | 8 | 0.58294
73911 | 10.64 | 0.8 | 365 | 9.686 | 0.50624 | 10 | 0.19224
74208 | 7.56 | 0.8 | 365 | 6.8822 | 0.85969 | 7 | 0.74186
74209 | 11.725 | 0.8 | 365 | 10.6737 | 0.49536 | 11 | 0.16909
74210 | 13.2 | 0.8 | 365 | 12.0165 | 0.19946 | 12 | 0.21594
74213 | 7.5 | 0.8 | 365 | 6.8275 | 0.7497 | 7 | 0.57724
74212 | 7.8 | 0.8 | 365 | 7.1006 | 0.29968 | 7 | 0.40033
74219 | 3.9 | 0.8 | 365 | 3.5503 | 0.14984 | 3 | 0.70016
74220 | 8.96 | 0.8 | 365 | 8.1566 | 0.4263 | 8 | 0.58294
74184 | 2.24 | 0.8 | 365 | 2.0392 | 0.10658 | 2 | 0.14574
74172 | 4.2 | 0.8 | 365 | 3.8234 | 0.69983 | 4 | 0.52325
74226 | 10.08 | 0.8 | 365 | 9.1762 | 0.47959 | 9 | 0.65581
74205 | 5.85 | 0.8 | 365 | 5.3255 | 0.72476 | 6 | 0.050247
74177 | 13.8 | 0.8 | 365 | 12.5627 | 0.29944 | 12 | 0.86212
73909 | 3.36 | 0.8 | 365 | 3.0587 | 0.15986 | 3 | 0.2186
73973 | 5.88 | 0.8 | 365 | 5.3528 | 0.77976 | 6 | 0.13256
74076 | 11.52 | 0.8 | 365 | 10.4871 | 0.11953 | 10 | 0.60664
74088 | 6.6 | 1 | 365 | 7.5103 | 0.12467 | 7 | 0.63496
73408 | 10.725 | 0.8 | 365 | 9.7634 | 0.66207 | 10 | 0.42545
74069 | 8.96 | 0.8 | 365 | 8.1566 | 0.4263 | 8 | 0.58294
73403 | 13.325 | 0.8 | 365 | 12.1303 | 0.42863 | 12 | 0.5589
73456 | 6.24 | 0.8 | 365 | 5.6805 | 0.43975 | 6 | 0.12026
73504 | 10.92 | 0.8 | 365 | 9.9409 | 0.019557 | 9 | 0.96046
73878 | 9.18 | 0.8 | 365 | 8.3569 | 0.82963 | 9 | 0.18654
73892 | 12.15 | 0.8 | 365 | 11.0606 | 0.27451 | 11 | 0.33513
73842 | 13.5 | 0.8 | 365 | 12.2896 | 0.74945 | 13 | 0.039032
73899 | 12.915 | 0.8 | 365 | 11.757 | 0.67698 | 12 | 0.43401
73841 | 10.395 | 0.8 | 365 | 9.463 | 0.057079 | 9 | 0.52005
73877 | 9.9 | 0.8 | 365 | 9.0124 | 0.1496 | 9 | 0.16196
72701 | 6.44 | 0.8 | 365 | 5.8626 | 0.80641 | 6 | 0.66899
73804 | 3 | 0.8 | 365 | 2.731 | 0.49988 | 3 | 0.2309
72533 | 3.36 | 0.8 | 365 | 3.0587 | 0.15986 | 3 | 0.2186
73711 | 2.16 | 0.8 | 365 | 1.9663 | 0.95991 | 2 | 0.92625
73706 | 4.64 | 0.8 | 365 | 4.224 | 0.50648 | 4 | 0.73045
73538 | 6.96 | 0.8 | 365 | 6.336 | 0.75972 | 7 | 0.095679
73786 | 4.62 | 0.8 | 365 | 4.2058 | 0.46981 | 4 | 0.67558
73483 | 3.78 | 0.8 | 365 | 3.4411 | 0.92985 | 4 | 0.37093
74181 | 4.76 | 0.8 | 365 | 4.3332 | 0.72647 | 5 | 0.059688
74228 | 9.72 | 0.8 | 365 | 8.8485 | 0.81961 | 9 | 0.6681
74221 | 2.61 | 0.8 | 365 | 2.376 | 0.78489 | 3 | 0.16088
74229 | 3.96 | 0.8 | 365 | 3.6049 | 0.25984 | 3 | 0.86478
74140 | 4.59 | 0.8 | 365 | 4.1785 | 0.41481 | 4 | 0.59327
74230 | 11.685 | 0.8 | 365 | 10.6373 | 0.42203 | 11 | 0.05934
74173 | 2.24 | 0.8 | 365 | 2.0392 | 0.10658 | 2 | 0.14574
74175 | 3.64 | 0.8 | 365 | 3.3136 | 0.67319 | 3 | 0.98682
74232 | 7.56 | 0.8 | 365 | 6.8822 | 0.85969 | 7 | 0.74186
74233 | 7.5 | 0.8 | 365 | 6.8275 | 0.7497 | 7 | 0.57724
74169 | 2.8 | 0.8 | 365 | 2.5489 | 0.13322 | 2 | 0.68217
74174 | 2.8 | 0.8 | 365 | 2.5489 | 0.13322 | 2 | 0.68217
73544 | 8.4 | 0.8 | 365 | 7.6468 | 0.39966 | 8 | 0.046509
73482 | 3.36 | 0.8 | 365 | 3.0587 | 0.15986 | 3 | 0.2186
73556 | 6.72 | 0.8 | 365 | 6.1175 | 0.31973 | 6 | 0.43721
74154 | 6.44 | 0.8 | 365 | 5.8626 | 0.80641 | 6 | 0.66899
73567 | 7.56 | 0.8 | 365 | 6.8822 | 0.85969 | 7 | 0.74186
73491 | 6.16 | 0.8 | 365 | 5.6077 | 0.29308 | 5 | 0.90077
73553 | 3.64 | 0.8 | 365 | 3.3136 | 0.67319 | 3 | 0.98682
73570 | 6.16 | 0.8 | 365 | 5.6077 | 0.29308 | 5 | 0.90077
74242 | 11.05 | 0.8 | 365 | 10.0592 | 0.25789 | 10 | 0.31713
74156 | 8.12 | 0.8 | 365 | 7.392 | 0.88634 | 8 | 0.27829
73574 | 2.24 | 0.8 | 365 | 2.0392 | 0.10658 | 2 | 0.14574
74248 | 10.92 | 0.8 | 365 | 9.9409 | 0.019557 | 9 | 0.96046
74246 | 10.4 | 0.8 | 365 | 9.4675 | 0.066245 | 9 | 0.53377
74143 | 8.68 | 0.8 | 365 | 7.9017 | 0.91298 | 8 | 0.81473
74252 | 4.5 | 0.8 | 365 | 4.0965 | 0.24982 | 4 | 0.34634
73548 | 8.12 | 0.8 | 365 | 7.392 | 0.88634 | 8 | 0.27829
74222 | 2.24 | 0.8 | 365 | 2.0392 | 0.10658 | 2 | 0.14574
74256 | 3.575 | 0.8 | 365 | 3.2545 | 0.55402 | 3 | 0.80848
27608 | 8.58 | 1 | 365 | 9.7634 | 0.66207 | 10 | 0.42545
73595 | 5.04 | 0.8 | 365 | 4.5881 | 0.2398 | 4 | 0.82791
73511 | 8.96 | 0.8 | 365 | 8.1566 | 0.4263 | 8 | 0.58294
74144 | 8.12 | 0.8 | 365 | 7.392 | 0.88634 | 8 | 0.27829
73610 | 6.44 | 0.8 | 365 | 5.8626 | 0.80641 | 6 | 0.66899
73584 | 3.08 | 0.8 | 365 | 2.8038 | 0.64654 | 3 | 0.45039
73560 | 4.48 | 0.8 | 365 | 4.0783 | 0.21315 | 4 | 0.29147
74270 | 6.72 | 0.8 | 365 | 6.1175 | 0.31973 | 6 | 0.43721
74271 | 6.44 | 0.8 | 365 | 5.8626 | 0.80641 | 6 | 0.66899
74272 | 10.03 | 0.8 | 365 | 9.1307 | 0.38793 | 9 | 0.51863
74278 | 6.6 | 0.8 | 365 | 6.0082 | 0.099732 | 6 | 0.10797
74282 | 9.9 | 0.8 | 365 | 9.0124 | 0.1496 | 9 | 0.16196
74284 | 8.58 | 0.8 | 365 | 7.8107 | 0.72965 | 8 | 0.54036
74243 | 8.68 | 0.8 | 365 | 7.9017 | 0.91298 | 8 | 0.81473
73245 | 5.13 | 0.8 | 365 | 4.67 | 0.40479 | 5 | 0.074832
73244 | 7.02 | 0.8 | 365 | 6.3906 | 0.86972 | 7 | 0.2603
73246 | 3.24 | 0.8 | 365 | 2.9495 | 0.93987 | 3 | 0.88937
74224 | 7 | 0.8 | 365 | 6.3724 | 0.83305 | 7 | 0.20542
74238 | 6.16 | 0.8 | 365 | 5.6077 | 0.29308 | 5 | 0.90077
74296 | 9.135 | 0.8 | 365 | 8.3159 | 0.74713 | 9 | 0.063078
74260 | 10.36 | 0.8 | 365 | 9.4311 | 0.99291 | 10 | 0.42403
74297 | 9.45 | 0.8 | 365 | 8.6027 | 0.32462 | 8 | 0.92732
74247 | 5.6 | 0.8 | 365 | 5.0979 | 0.26644 | 5 | 0.36434
74262 | 2.9 | 0.8 | 365 | 2.64 | 0.31655 | 2 | 0.95653
74298 | 9.9 | 0.8 | 365 | 9.0124 | 0.1496 | 9 | 0.16196
74257 | 10.64 | 0.8 | 365 | 9.686 | 0.50624 | 10 | 0.19224
74299 | 12.3 | 0.8 | 365 | 11.1972 | 0.5495 | 11 | 0.74667
74123 | 11.4 | 0.8 | 365 | 10.3779 | 0.89954 | 11 | 0.2774
73938 | 4.2 | 0.8 | 365 | 3.8234 | 0.69983 | 4 | 0.52325
74286 | 3.64 | 0.8 | 365 | 3.3136 | 0.67319 | 3 | 0.98682
74300 | 5.8 | 0.8 | 365 | 5.28 | 0.6331 | 5 | 0.91307
74241 | 8.12 | 0.8 | 365 | 7.392 | 0.88634 | 8 | 0.27829
74302 | 12.915 | 0.8 | 365 | 11.757 | 0.67698 | 12 | 0.43401
74303 | 7.5 | 0.8 | 365 | 6.8275 | 0.7497 | 7 | 0.57724
74236 | 10.36 | 0.8 | 365 | 9.4311 | 0.99291 | 10 | 0.42403
74305 | 8.4 | 0.8 | 365 | 7.6468 | 0.39966 | 8 | 0.046509
74276 | 4.76 | 0.8 | 365 | 4.3332 | 0.72647 | 5 | 0.059688
74254 | 3.36 | 0.8 | 365 | 3.0587 | 0.15986 | 3 | 0.2186
74307 | 11.4 | 0.8 | 365 | 10.3779 | 0.89954 | 11 | 0.2774
74255 | 2.24 | 0.8 | 365 | 2.0392 | 0.10658 | 2 | 0.14574
74308 | 13.2 | 0.8 | 365 | 12.0165 | 0.19946 | 12 | 0.21594
74274 | 2.24 | 0.8 | 365 | 2.0392 | 0.10658 | 2 | 0.14574
74310 | 8 | 0.8 | 365 | 7.2827 | 0.66634 | 7 | 0.94906
74223 | 2.24 | 0.8 | 365 | 2.0392 | 0.10658 | 2 | 0.14574
74311 | 10.44 | 0.8 | 365 | 9.5039 | 0.13958 | 9 | 0.64352
74225 | 3.64 | 0.8 | 365 | 3.3136 | 0.67319 | 3 | 0.98682
74313 | 8.19 | 0.8 | 365 | 7.4557 | 0.014668 | 7 | 0.47035
74235 | 4.76 | 0.8 | 365 | 4.3332 | 0.72647 | 5 | 0.059688
74288 | 10.4 | 0.8 | 365 | 9.4675 | 0.066245 | 9 | 0.53377
74234 | 4.76 | 0.8 | 365 | 4.3332 | 0.72647 | 5 | 0.059688
74227 | 6.16 | 0.8 | 365 | 5.6077 | 0.29308 | 5 | 0.90077
74240 | 8.4 | 0.8 | 365 | 7.6468 | 0.39966 | 8 | 0.046509
74249 | 4.2 | 0.8 | 365 | 3.8234 | 0.69983 | 4 | 0.52325
74289 | 5.32 | 0.8 | 365 | 4.843 | 0.75312 | 5 | 0.59612
74264 | 5.32 | 0.8 | 365 | 4.843 | 0.75312 | 5 | 0.59612
74319 | 10.2 | 0.8 | 365 | 9.2855 | 0.69959 | 9 | 0.98505
74253 | 7.56 | 0.8 | 365 | 6.8822 | 0.85969 | 7 | 0.74186
74323 | 4.8 | 0.8 | 365 | 4.3696 | 0.79981 | 5 | 0.16943
74251 | 3.64 | 0.8 | 365 | 3.3136 | 0.67319 | 3 | 0.98682
73512 | 7.84 | 0.8 | 365 | 7.1371 | 0.37302 | 7 | 0.51007
74283 | 3.92 | 0.8 | 365 | 3.5685 | 0.18651 | 3 | 0.75504
73530 | 6.72 | 0.8 | 365 | 6.1175 | 0.31973 | 6 | 0.43721
73478 | 8.4 | 0.8 | 365 | 7.6468 | 0.39966 | 8 | 0.046509
74324 | 5.525 | 0.8 | 365 | 5.0296 | 0.12894 | 5 | 0.15857
73611 | 6.72 | 0.8 | 365 | 6.1175 | 0.31973 | 6 | 0.43721
74328 | 10.64 | 0.8 | 365 | 9.686 | 0.50624 | 10 | 0.19224
73479 | 10.36 | 0.8 | 365 | 9.4311 | 0.99291 | 10 | 0.42403
74329 | 5.88 | 0.8 | 365 | 5.3528 | 0.77976 | 6 | 0.13256
74170 | 2.8 | 0.8 | 365 | 2.5489 | 0.13322 | 2 | 0.68217
74331 | 9.24 | 0.8 | 365 | 8.4115 | 0.93963 | 9 | 0.35116
73502 | 4.48 | 0.8 | 365 | 4.0783 | 0.21315 | 4 | 0.29147
74285 | 6.16 | 0.8 | 365 | 5.6077 | 0.29308 | 5 | 0.90077
73612 | 8.12 | 0.8 | 365 | 7.392 | 0.88634 | 8 | 0.27829
73480 | 5.32 | 0.8 | 365 | 4.843 | 0.75312 | 5 | 0.59612
73600 | 7.84 | 0.8 | 365 | 7.1371 | 0.37302 | 7 | 0.51007
74332 | 10.385 | 0.8 | 365 | 9.4539 | 0.038746 | 9 | 0.49262
74334 | 5.76 | 0.8 | 365 | 5.2436 | 0.55977 | 5 | 0.80332
74335 | 12.8 | 0.8 | 365 | 11.6523 | 0.46615 | 12 | 0.11849
74336 | 9.12 | 0.8 | 365 | 8.3023 | 0.71963 | 9 | 0.021924
74151 | 3.6 | 0.8 | 365 | 3.2772 | 0.59985 | 3 | 0.87708
74101 | 10.36 | 0.8 | 365 | 9.4311 | 0.99291 | 10 | 0.42403
74206 | 6.16 | 0.8 | 365 | 5.6077 | 0.29308 | 5 | 0.90077
74098 | 11.2 | 0.8 | 365 | 10.1958 | 0.53288 | 10 | 0.72868
73442 | 2.24 | 0.8 | 365 | 2.0392 | 0.10658 | 2 | 0.14574
73543 | 2.24 | 0.8 | 365 | 2.0392 | 0.10658 | 2 | 0.14574
73555 | 5.6 | 0.8 | 365 | 5.0979 | 0.26644 | 5 | 0.36434
74237 | 2.8 | 0.8 | 365 | 2.5489 | 0.13322 | 2 | 0.68217
74250 | 3.08 | 0.8 | 365 | 2.8038 | 0.64654 | 3 | 0.45039
73332 | 11.04 | 0.8 | 365 | 10.0501 | 0.23955 | 10 | 0.2897
74167 | 16.2 | 0.8 | 365 | 14.7475 | 0.69934 | 15 | 0.44684
74186 | 8.96 | 0.8 | 365 | 8.1566 | 0.4263 | 8 | 0.58294
74194 | 13.25 | 0.8 | 365 | 12.062 | 0.29113 | 12 | 0.35312
74211 | 14 | 0.8 | 365 | 12.7447 | 0.6661 | 13 | 0.41085
74269 | 7.92 | 0.8 | 365 | 7.2099 | 0.51968 | 7 | 0.72957
74275 | 7 | 0.8 | 365 | 6.3724 | 0.83305 | 7 | 0.20542
73601 | 9.86 | 0.8 | 365 | 8.9759 | 0.076267 | 9 | 0.052212
63466 | 326.625 | 0.7 | 365 | 260.1721 | 0.94935 | 261 | 0.12145
9697 | 406.9 | 1 | 365 | 463.0213 | 0.45855 | 463 | 0.47983
74337 | 8.71 | 0.8 | 365 | 7.9291 | 0.96798 | 8 | 0.89703
74295 | 7.56 | 0.8 | 365 | 6.8822 | 0.85969 | 7 | 0.74186
74314 | 9.24 | 0.8 | 365 | 8.4115 | 0.93963 | 9 | 0.35116
74343 | 11.55 | 0.8 | 365 | 10.5144 | 0.17453 | 10 | 0.68895
74341 | 4.64 | 0.8 | 365 | 4.224 | 0.50648 | 4 | 0.73045
74294 | 9.01 | 0.8 | 365 | 8.2022 | 0.51797 | 8 | 0.72012
74318 | 4.64 | 0.8 | 365 | 4.224 | 0.50648 | 4 | 0.73045
74292 | 7.84 | 0.8 | 365 | 7.1371 | 0.37302 | 7 | 0.51007
74315 | 5.32 | 0.8 | 365 | 4.843 | 0.75312 | 5 | 0.59612
74346 | 7.14 | 0.8 | 365 | 6.4998 | 0.089711 | 6 | 0.58953
74320 | 4.48 | 0.8 | 365 | 4.0783 | 0.21315 | 4 | 0.29147
74347 | 12.42 | 0.8 | 365 | 11.3064 | 0.7695 | 12 | 0.075909
74309 | 15.66 | 0.8 | 365 | 14.2559 | 0.70937 | 14 | 0.96528
74306 | 3.48 | 0.8 | 365 | 3.168 | 0.37986 | 3 | 0.54784
74350 | 4.86 | 0.8 | 365 | 4.4242 | 0.9098 | 5 | 0.33405
74351 | 5.5 | 0.8 | 365 | 5.0069 | 0.08311 | 5 | 0.089976
74304 | 4.2 | 0.8 | 365 | 3.8234 | 0.69983 | 4 | 0.52325
74291 | 7 | 0.8 | 365 | 6.3724 | 0.83305 | 7 | 0.20542
74312 | 4.76 | 0.8 | 365 | 4.3332 | 0.72647 | 5 | 0.059688
74321 | 5.88 | 0.8 | 365 | 5.3528 | 0.77976 | 6 | 0.13256
74290 | 6.16 | 0.8 | 365 | 5.6077 | 0.29308 | 5 | 0.90077
74261 | 4.2 | 0.8 | 365 | 3.8234 | 0.69983 | 4 | 0.52325
73614 | 4.76 | 0.8 | 365 | 4.3332 | 0.72647 | 5 | 0.059688
74293 | 13.777 | 0.8 | 365 | 12.5417 | 0.25727 | 12 | 0.79902
73503 | 6.44 | 0.8 | 365 | 5.8626 | 0.80641 | 6 | 0.66899
74277 | 4.48 | 0.8 | 365 | 4.0783 | 0.21315 | 4 | 0.29147
73484 | 4.48 | 0.8 | 365 | 4.0783 | 0.21315 | 4 | 0.29147
73546 | 3.08 | 0.8 | 365 | 2.8038 | 0.64654 | 3 | 0.45039
73592 | 3.36 | 0.8 | 365 | 3.0587 | 0.15986 | 3 | 0.2186
74338 | 10.73 | 0.8 | 365 | 9.7679 | 0.67123 | 10 | 0.43917
74339 | 8.265 | 0.8 | 365 | 7.524 | 0.15216 | 7 | 0.67612
74340 | 8.68 | 0.8 | 365 | 7.9017 | 0.91298 | 8 | 0.81473
74342 | 2.9 | 0.8 | 365 | 2.64 | 0.31655 | 2 | 0.95653
74345 | 6.16 | 0.8 | 365 | 5.6077 | 0.29308 | 5 | 0.90077
74357 | 5.22 | 0.8 | 365 | 4.752 | 0.56979 | 5 | 0.32176
74366 | 6.555 | 0.8 | 365 | 5.9673 | 0.017234 | 5 | 0.98451
74367 | 8.7 | 0.8 | 365 | 7.92 | 0.94965 | 8 | 0.8696
74368 | 14.04 | 0.8 | 365 | 12.7812 | 0.73943 | 13 | 0.52059
74369 | 2.44 | 0.8 | 365 | 2.2212 | 0.47323 | 2 | 0.69446
74370 | 13.3 | 0.8 | 365 | 12.1075 | 0.38279 | 12 | 0.49031
74371 | 9.24 | 0.8 | 365 | 8.4115 | 0.93963 | 9 | 0.35116
74372 | 11.1 | 0.8 | 365 | 10.1048 | 0.34955 | 10 | 0.45432
74376 | 5.04 | 0.8 | 365 | 4.5881 | 0.2398 | 4 | 0.82791
74379 | 18.2 | 0.8 | 365 | 16.5682 | 0.36593 | 16 | 0.9341
74382 | 6.9 | 0.8 | 365 | 6.2813 | 0.64972 | 6 | 0.93106
74386 | 12.3 | 0.8 | 365 | 11.1972 | 0.5495 | 11 | 0.74667
74388 | 11.76 | 0.8 | 365 | 10.7056 | 0.55952 | 11 | 0.26511
74391 | 9.3 | 0.8 | 365 | 8.4662 | 0.049623 | 8 | 0.51578
74393 | 16.74 | 0.8 | 365 | 15.2391 | 0.68932 | 15 | 0.9284
74394 | 11.73 | 0.8 | 365 | 10.6783 | 0.50452 | 11 | 0.1828
74397 | 6.375 | 0.8 | 365 | 5.8034 | 0.68724 | 6 | 0.49065
65257 | 57.6 | 0.7 | 365 | 45.8811 | 0.39796 | 46 | 0.27905
74400 | 7.2 | 0.8 | 365 | 6.5544 | 0.19971 | 6 | 0.75415
74398 | 8.4 | 0.8 | 365 | 7.6468 | 0.39966 | 8 | 0.046509
74402 | 5.61 | 0.8 | 365 | 5.107 | 0.28477 | 5 | 0.39178
74404 | 5.67 | 0.8 | 365 | 5.1616 | 0.39477 | 5 | 0.55639
74405 | 9 | 0.8 | 365 | 8.1931 | 0.49964 | 8 | 0.69269
74407 | 4.76 | 0.8 | 365 | 4.3332 | 0.72647 | 5 | 0.059688
74409 | 8.71 | 0.8 | 365 | 7.9291 | 0.96798 | 8 | 0.89703
74413 | 12.73 | 0.8 | 365 | 11.5886 | 0.33782 | 11 | 0.92644
74410 | 3.92 | 0.8 | 365 | 3.5685 | 0.18651 | 3 | 0.75504
74416 | 10.73 | 0.8 | 365 | 9.7679 | 0.67123 | 10 | 0.43917
74414 | 6.16 | 0.8 | 365 | 5.6077 | 0.29308 | 5 | 0.90077
74418 | 4.06 | 0.8 | 365 | 3.696 | 0.44317 | 4 | 0.13915
74419 | 5.985 | 0.8 | 365 | 5.4484 | 0.97226 | 6 | 0.42064
74420 | 13.44 | 0.8 | 365 | 12.235 | 0.63946 | 12 | 0.87441
74423 | 6.9 | 0.8 | 365 | 6.2813 | 0.64972 | 6 | 0.93106
74427 | 4.62 | 0.8 | 365 | 4.2058 | 0.46981 | 4 | 0.67558
74411 | 5.3 | 0.8 | 365 | 4.8248 | 0.71645 | 5 | 0.54125
74412 | 7.84 | 0.8 | 365 | 7.1371 | 0.37302 | 7 | 0.51007
73910 | 10.385 | 0.8 | 365 | 9.4539 | 0.038746 | 9 | 0.49262
74439 | 4.02 | 0.8 | 365 | 3.6596 | 0.36984 | 4 | 0.029401
74440 | 7.37 | 0.8 | 365 | 6.7092 | 0.51137 | 7 | 0.22057
74442 | 12.426 | 0.8 | 365 | 11.3119 | 0.7805 | 12 | 0.092371
74443 | 13.395 | 0.8 | 365 | 12.194 | 0.55696 | 12 | 0.75095
74444 | 7.68 | 0.8 | 365 | 6.9914 | 0.079689 | 7 | 0.071094
74445 | 10.56 | 0.8 | 365 | 9.6132 | 0.35957 | 9 | 0.97275
74441 | 7.68 | 0.8 | 365 | 6.9914 | 0.079689 | 7 | 0.071094
74446 | 7.98 | 0.8 | 365 | 7.2645 | 0.62968 | 7 | 0.89418
74333 | 6.03 | 0.8 | 365 | 5.4893 | 0.054756 | 5 | 0.5441
74447 | 11 | 0.8 | 365 | 10.0137 | 0.16622 | 10 | 0.17995
74449 | 10.545 | 0.8 | 365 | 9.5995 | 0.33207 | 9 | 0.9316
74454 | 3.08 | 0.8 | 365 | 2.8038 | 0.64654 | 3 | 0.45039
74457 | 11.16 | 0.8 | 365 | 10.1594 | 0.45955 | 10 | 0.61893
73849 | 14.4 | 0.8 | 365 | 13.1089 | 0.39942 | 13 | 0.5083
74462 | 8.64 | 0.8 | 365 | 7.8653 | 0.83965 | 8 | 0.70498
74468 | 7.2 | 1 | 365 | 8.1931 | 0.49964 | 8 | 0.69269
74456 | 2.24 | 0.8 | 365 | 2.0392 | 0.10658 | 2 | 0.14574
74455 | 4.32 | 0.8 | 365 | 3.9327 | 0.91982 | 4 | 0.85249
74469 | 5.32 | 0.8 | 365 | 4.843 | 0.75312 | 5 | 0.59612
74470 | 7.84 | 0.8 | 365 | 7.1371 | 0.37302 | 7 | 0.51007
74471 | 3.36 | 0.8 | 365 | 3.0587 | 0.15986 | 3 | 0.2186
74472 | 20.16 | 0.8 | 365 | 18.3524 | 0.95918 | 19 | 0.31162
74473 | 9.24 | 0.8 | 365 | 8.4115 | 0.93963 | 9 | 0.35116
74474 | 4.76 | 0.8 | 365 | 4.3332 | 0.72647 | 5 | 0.059688
74475 | 2.28 | 0.8 | 365 | 2.0756 | 0.17991 | 2 | 0.25548
74476 | 2.16 | 0.8 | 365 | 1.9663 | 0.95991 | 2 | 0.92625
74477 | 13.475 | 0.8 | 365 | 12.2668 | 0.70362 | 12 | 0.97044
74478 | 10.08 | 0.8 | 365 | 9.1762 | 0.47959 | 9 | 0.65581
74479 | 9.69 | 0.8 | 365 | 8.8212 | 0.76461 | 9 | 0.58579
74480 | 6.09 | 0.8 | 365 | 5.544 | 0.16475 | 5 | 0.70872
74481 | 7.56 | 0.8 | 365 | 6.8822 | 0.85969 | 7 | 0.74186
35624 | 1254 | 0.9 | 365 | 1284.261 | 0.31782 | 1284 | 0.57884
74483 | 7.2 | 0.8 | 365 | 6.5544 | 0.19971 | 6 | 0.75415
72736 | 7.2 | 0.8 | 365 | 6.5544 | 0.19971 | 6 | 0.75415
74484 | 11.375 | 0.8 | 365 | 10.3551 | 0.85371 | 11 | 0.20881
74485 | 24.9 | 0.8 | 365 | 22.6674 | 0.64899 | 23 | 0.31644
74487 | 15.12 | 0.8 | 365 | 13.7643 | 0.71939 | 14 | 0.48372
74492 | 7.521 | 0.8 | 365 | 6.8467 | 0.7882 | 7 | 0.63486
74491 | 7.84 | 0.8 | 365 | 7.1371 | 0.37302 | 7 | 0.51007
74493 | 9.18 | 0.8 | 365 | 8.3569 | 0.82963 | 9 | 0.18654
74494 | 3.575 | 0.8 | 365 | 3.2545 | 0.55402 | 3 | 0.80848
74495 | 4.928 | 1 | 365 | 5.6077 | 0.29308 | 5 | 0.90077
74496 | 12 | 0.8 | 365 | 10.9241 | 0.99951 | 11 | 0.92358
74488 | 10.44 | 0.8 | 365 | 9.5039 | 0.13958 | 9 | 0.64352
74498 | 12.35 | 0.8 | 365 | 11.2427 | 0.64117 | 11 | 0.88386
74499 | 8.58 | 0.8 | 365 | 7.8107 | 0.72965 | 8 | 0.54036
74500 | 4.8 | 0.8 | 365 | 4.3696 | 0.79981 | 5 | 0.16943
74501 | 5.4 | 0.8 | 365 | 4.9158 | 0.89978 | 5 | 0.81561
74504 | 5.04 | 0.8 | 365 | 4.5881 | 0.2398 | 4 | 0.82791
74448 | 9.01 | 0.8 | 365 | 8.2022 | 0.51797 | 8 | 0.72012
74508 | 4.41 | 0.8 | 365 | 4.0146 | 0.084821 | 4 | 0.099417
73519 | 12.6 | 0.8 | 365 | 11.4703 | 0.099489 | 11 | 0.56976
74195 | 5.695 | 0.8 | 365 | 5.1844 | 0.4406 | 5 | 0.62498
74509 | 8.12 | 0.8 | 365 | 7.392 | 0.88634 | 8 | 0.27829
74505 | 8.4 | 0.8 | 365 | 7.6468 | 0.39966 | 8 | 0.046509
74506 | 4.48 | 0.8 | 365 | 4.0783 | 0.21315 | 4 | 0.29147
74507 | 5.8 | 0.8 | 365 | 5.28 | 0.6331 | 5 | 0.91307
74353 | 5.98 | 0.8 | 365 | 5.4438 | 0.96309 | 6 | 0.40692
74356 | 6.5 | 0.8 | 365 | 5.9172 | 0.9164 | 6 | 0.83361
74387 | 9.75 | 0.8 | 365 | 8.8758 | 0.8746 | 9 | 0.75041
74399 | 4.225 | 0.8 | 365 | 3.8462 | 0.74566 | 4 | 0.59185
74406 | 5.2 | 0.8 | 365 | 4.7338 | 0.53312 | 5 | 0.26689
74415 | 12.3 | 0.8 | 365 | 11.1972 | 0.5495 | 11 | 0.74667
74417 | 10.075 | 0.8 | 365 | 9.1717 | 0.47042 | 9 | 0.64209
74421 | 11.7 | 0.8 | 365 | 10.651 | 0.44953 | 11 | 0.10049
74422 | 9.6 | 0.8 | 365 | 8.7393 | 0.59961 | 9 | 0.33887
74426 | 5.4 | 0.8 | 365 | 4.9158 | 0.89978 | 5 | 0.81561
74429 | 7.15 | 0.8 | 365 | 6.5089 | 0.10804 | 6 | 0.61697
74431 | 10.725 | 0.8 | 365 | 9.7634 | 0.66207 | 10 | 0.42545
74432 | 5.85 | 0.8 | 365 | 5.3255 | 0.72476 | 6 | 0.050247
74435 | 10.66 | 1 | 365 | 12.1303 | 0.42863 | 12 | 0.5589
74437 | 6.825 | 0.8 | 365 | 6.2131 | 0.51222 | 6 | 0.72529
74451 | 7.2 | 0.8 | 365 | 6.5544 | 0.19971 | 6 | 0.75415
74453 | 10.2 | 0.8 | 365 | 9.2855 | 0.69959 | 9 | 0.98505
74461 | 6.9 | 0.8 | 365 | 6.2813 | 0.64972 | 6 | 0.93106
74463 | 13.325 | 0.8 | 365 | 12.1303 | 0.42863 | 12 | 0.5589
74466 | 14 | 0.8 | 365 | 12.7447 | 0.6661 | 13 | 0.41085
74467 | 10.5 | 0.8 | 365 | 9.5586 | 0.24957 | 9 | 0.80814
74510 | 8.45 | 0.8 | 365 | 7.6924 | 0.49132 | 8 | 0.18369
74511 | 4.225 | 0.8 | 365 | 3.8462 | 0.74566 | 4 | 0.59185
74513 | 8.45 | 0.8 | 365 | 7.6924 | 0.49132 | 8 | 0.18369
63105 | 24.64 | 0.8 | 365 | 22.4308 | 0.17233 | 22 | 0.60309
74375 | 11.55 | 0.8 | 365 | 10.5144 | 0.17453 | 10 | 0.68895
74377 | 5.83 | 0.8 | 365 | 5.3073 | 0.6881 | 5 | 0.99537
74344 | 4.2 | 0.8 | 365 | 3.8234 | 0.69983 | 4 | 0.52325
74378 | 8.19 | 0.8 | 365 | 7.4557 | 0.014668 | 7 | 0.47035
74259 | 2.52 | 0.8 | 365 | 2.2941 | 0.6199 | 2 | 0.91395
74438 | 10.325 | 0.8 | 365 | 9.3993 | 0.92875 | 10 | 0.328
74373 | 14.03 | 0.8 | 365 | 12.7721 | 0.7211 | 13 | 0.49316
74433 | 12.8 | 0.8 | 365 | 11.6523 | 0.46615 | 12 | 0.11849
74503 | 6.72 | 0.8 | 365 | 6.1175 | 0.31973 | 6 | 0.43721
45625 | 4.94 | 1 | 365 | 5.6213 | 0.32058 | 5 | 0.94193
65095 | 23.36 | 0.8 | 365 | 21.2655 | 0.82572 | 22 | 0.091244
74517 | 7.2 | 0.8 | 365 | 6.5544 | 0.19971 | 6 | 0.75415
74518 | 11.4 | 0.8 | 365 | 10.3779 | 0.89954 | 11 | 0.2774
74519 | 12 | 0.8 | 365 | 10.9241 | 0.99951 | 11 | 0.92358
74520 | 4.93 | 0.8 | 365 | 4.488 | 0.038134 | 4 | 0.52611
74523 | 10.08 | 0.8 | 365 | 9.1762 | 0.47959 | 9 | 0.65581
74524 | 9.75 | 0.8 | 365 | 8.8758 | 0.8746 | 9 | 0.75041
73975 | 9.28 | 0.8 | 365 | 8.4479 | 0.012957 | 8 | 0.4609
74525 | 4.48 | 0.8 | 365 | 4.0783 | 0.21315 | 4 | 0.29147
74526 | 11.385 | 0.8 | 365 | 10.3642 | 0.87204 | 11 | 0.23625
73248 | 7.02 | 0.8 | 365 | 6.3906 | 0.86972 | 7 | 0.2603
74063 | 7.5 | 0.8 | 365 | 6.8275 | 0.7497 | 7 | 0.57724
74045 | 9.9 | 0.8 | 365 | 9.0124 | 0.1496 | 9 | 0.16196
51583 | 156 | 0.7 | 365 | 124.2613 | 0.24447 | 124 | 0.50577
2868 | 2255.4 | 0.9 | 365 | 2309.8264 | 0.65965 | 2310 | 0.48606
26426 | 2597.76 | 1 | 365 | 2956.0535 | 0.06838 | 2956 | 0.12183
74529 | 10.395 | 0.8 | 365 | 9.463 | 0.057079 | 9 | 0.52005
74528 | 7.705 | 0.8 | 365 | 7.0142 | 0.12552 | 7 | 0.13968
74531 | 6.84 | 0.8 | 365 | 6.2267 | 0.53972 | 6 | 0.76644
74533 | 7.245 | 0.8 | 365 | 6.5954 | 0.28221 | 6 | 0.87761
74534 | 5.11 | 0.8 | 365 | 4.6518 | 0.36813 | 5 | 0.01996
74543 | 13.44 | 0.8 | 365 | 12.235 | 0.63946 | 12 | 0.87441
73609 | 4.2 | 0.8 | 365 | 3.8234 | 0.69983 | 4 | 0.52325
72794 | 4.35 | 0.8 | 365 | 3.96 | 0.97482 | 4 | 0.9348
35473 | 5867.19 | 0.8 | 365 | 5341.1331 | 0.27718 | 5341 | 0.41023
74546 | 9.72 | 0.8 | 365 | 8.8485 | 0.81961 | 9 | 0.6681
74068 | 8.55 | 0.8 | 365 | 7.7834 | 0.67465 | 8 | 0.45805
74535 | 10.15 | 0.8 | 365 | 9.2399 | 0.60792 | 9 | 0.84786
74537 | 10.26 | 0.8 | 365 | 9.3401 | 0.80958 | 10 | 0.14966
74547 | 6.44 | 0.8 | 365 | 5.8626 | 0.80641 | 6 | 0.66899
36675 | 4.345 | 1 | 365 | 4.9443 | 0.95707 | 5 | 0.90135
74542 | 3.92 | 0.8 | 365 | 3.5685 | 0.18651 | 3 | 0.75504
74540 | 3.92 | 0.8 | 365 | 3.5685 | 0.18651 | 3 | 0.75504
74538 | 6.27 | 0.8 | 365 | 5.7078 | 0.49475 | 6 | 0.20257
74548 | 19.88 | 0.8 | 365 | 18.0975 | 0.44586 | 18 | 0.5434
74551 | 8.525 | 0.8 | 365 | 7.7606 | 0.62882 | 8 | 0.38946
74549 | 5.88 | 0.8 | 365 | 5.3528 | 0.77976 | 6 | 0.13256
74552 | 10.725 | 0.8 | 365 | 9.7634 | 0.66207 | 10 | 0.42545
74553 | 4.25 | 0.8 | 365 | 3.8689 | 0.79149 | 4 | 0.66044
74536 | 5.76 | 0.8 | 365 | 5.2436 | 0.55977 | 5 | 0.80332
74554 | 19.215 | 0.8 | 365 | 17.4922 | 0.22672 | 17 | 0.71889
74555 | 12.9 | 0.8 | 365 | 11.7434 | 0.64948 | 12 | 0.39285
74556 | 9 | 0.8 | 365 | 8.1931 | 0.49964 | 8 | 0.69269
64886 | 60.32 | 0.7 | 365 | 48.0477 | 0.76119 | 48 | 0.8089
74557 | 5.695 | 0.8 | 365 | 5.1844 | 0.4406 | 5 | 0.62498
74559 | 8.67 | 0.8 | 365 | 7.8926 | 0.89465 | 8 | 0.78729
74560 | 7.905 | 0.8 | 365 | 7.1962 | 0.49218 | 7 | 0.68841
74562 | 8.41 | 0.8 | 365 | 7.656 | 0.41799 | 8 | 0.073945
74561 | 7.395 | 0.8 | 365 | 6.732 | 0.5572 | 7 | 0.28916
74563 | 7.695 | 0.8 | 365 | 7.0051 | 0.10719 | 7 | 0.11225
74564 | 10.15 | 0.8 | 365 | 9.2399 | 0.60792 | 9 | 0.84786
74566 | 5.13 | 0.8 | 365 | 4.67 | 0.40479 | 5 | 0.074832
74565 | 7.7 | 0.8 | 365 | 7.0096 | 0.11635 | 7 | 0.12597
74567 | 4.8 | 0.8 | 365 | 4.3696 | 0.79981 | 5 | 0.16943
74568 | 7.125 | 0.8 | 365 | 6.4862 | 0.062211 | 6 | 0.54838
74569 | 7.32 | 0.8 | 365 | 6.6637 | 0.4197 | 7 | 0.083386
74570 | 4.845 | 0.8 | 365 | 4.4106 | 0.8823 | 5 | 0.2929
74572 | 8.835 | 0.8 | 365 | 8.0428 | 0.19714 | 8 | 0.23999
74571 | 9.135 | 0.8 | 365 | 8.3159 | 0.74713 | 9 | 0.063078
74573 | 7.25 | 0.8 | 365 | 6.6 | 0.29137 | 6 | 0.89133
74574 | 10.23 | 0.8 | 365 | 9.3128 | 0.75459 | 10 | 0.067355
74576 | 13.325 | 0.8 | 365 | 12.1303 | 0.42863 | 12 | 0.5589
74578 | 6.365 | 0.8 | 365 | 5.7943 | 0.66891 | 6 | 0.46322
74579 | 5.12 | 0.8 | 365 | 4.6609 | 0.38646 | 5 | 0.047396
74582 | 6.12 | 0.8 | 365 | 5.5713 | 0.21975 | 5 | 0.79103
74586 | 3.85 | 0.8 | 365 | 3.5048 | 0.058177 | 3 | 0.56298
74589 | 11.39 | 0.8 | 365 | 10.3688 | 0.8812 | 11 | 0.24997
74592 | 9.6 | 0.8 | 365 | 8.7393 | 0.59961 | 9 | 0.33887
61072 | 510.3 | 0.8 | 365 | 464.5461 | 0.52932 | 465 | 0.07541
74609 | 1.98 | 0.8 | 365 | 1.8025 | 0.62992 | 2 | 0.43239
74611 | 8.12 | 0.8 | 365 | 7.392 | 0.88634 | 8 | 0.27829
74612 | 11.055 | 0.8 | 365 | 10.0638 | 0.26705 | 10 | 0.33085
74613 | 5.4 | 0.8 | 365 | 4.9158 | 0.89978 | 5 | 0.81561
74614 | 7.59 | 0.8 | 365 | 6.9095 | 0.91469 | 7 | 0.82417
74615 | 6.6 | 0.8 | 365 | 6.0082 | 0.099732 | 6 | 0.10797
74617 | 3.08 | 0.8 | 365 | 2.8038 | 0.64654 | 3 | 0.45039
74618 | 5.67 | 0.8 | 365 | 5.1616 | 0.39477 | 5 | 0.55639
74619 | 11.04 | 0.8 | 365 | 10.0501 | 0.23955 | 10 | 0.2897
74608 | 8.28 | 0.8 | 365 | 7.5376 | 0.17966 | 7 | 0.71727
74621 | 7.56 | 0.8 | 365 | 6.8822 | 0.85969 | 7 | 0.74186
74622 | 6.96 | 0.8 | 365 | 6.336 | 0.75972 | 7 | 0.095679
71206 | 12.8 | 0.8 | 365 | 11.6523 | 0.46615 | 12 | 0.11849
74630 | 9.6 | 1 | 365 | 10.9241 | 0.99951 | 11 | 0.92358
74636 | 7.905 | 0.8 | 365 | 7.1962 | 0.49218 | 7 | 0.68841
74516 | 6 | 0.8 | 365 | 5.462 | 0.99976 | 6 | 0.46179
74527 | 8.45 | 0.8 | 365 | 7.6924 | 0.49132 | 8 | 0.18369
63161 | 307.2 | 0.9 | 365 | 314.6132 | 0.58599 | 315 | 0.19922
63118 | 2784.6 | 0.8 | 365 | 2534.9305 | 0.98713 | 2535 | 0.91767
74558 | 13.8 | 0.8 | 365 | 12.5627 | 0.29944 | 12 | 0.86212
74580 | 3.92 | 0.8 | 365 | 3.5685 | 0.18651 | 3 | 0.75504
74581 | 9.625 | 0.8 | 365 | 8.762 | 0.64544 | 9 | 0.40746
74584 | 5.46 | 0.8 | 365 | 4.9705 | 0.0097787 | 4 | 0.98023
74585 | 5.04 | 0.8 | 365 | 4.5881 | 0.2398 | 4 | 0.82791
74587 | 2.28 | 0.8 | 365 | 2.0756 | 0.17991 | 2 | 0.25548
74588 | 12.6 | 0.8 | 365 | 11.4703 | 0.099489 | 11 | 0.56976
74590 | 5.415 | 0.8 | 365 | 4.9295 | 0.92728 | 5 | 0.85677
74591 | 6.27 | 0.8 | 365 | 5.7078 | 0.49475 | 6 | 0.20257
74594 | 2.32 | 0.8 | 365 | 2.112 | 0.25324 | 2 | 0.36523
74596 | 5.415 | 0.8 | 365 | 4.9295 | 0.92728 | 5 | 0.85677
74597 | 3.99 | 0.8 | 365 | 3.6323 | 0.31484 | 3 | 0.94709
74598 | 3.64 | 0.8 | 365 | 3.3136 | 0.67319 | 3 | 0.98682
74599 | 7.41 | 0.8 | 365 | 6.7456 | 0.5847 | 7 | 0.33031
74600 | 11.505 | 0.8 | 365 | 10.4735 | 0.092034 | 10 | 0.56549
74601 | 2.565 | 0.8 | 365 | 2.335 | 0.7024 | 3 | 0.037416
74602 | 7.98 | 0.8 | 365 | 7.2645 | 0.62968 | 7 | 0.89418
74603 | 9.24 | 0.8 | 365 | 8.4115 | 0.93963 | 9 | 0.35116
74604 | 3.99 | 0.8 | 365 | 3.6323 | 0.31484 | 3 | 0.94709
74605 | 4.56 | 0.8 | 365 | 4.1511 | 0.35982 | 4 | 0.51096
74606 | 6.72 | 0.8 | 365 | 6.1175 | 0.31973 | 6 | 0.43721
74629 | 4.55 | 0.8 | 365 | 4.142 | 0.34148 | 4 | 0.48353
48630 | 514.56 | 0.65 | 365 | 380.5946 | 0.46305 | 381 | 0.057667
17457 | 4127.76 | 0.8 | 365 | 3757.6617 | 0.39269 | 3758 | 0.054424
74502 | 7.84 | 0.8 | 365 | 7.1371 | 0.37302 | 7 | 0.51007
74355 | 3.975 | 0.8 | 365 | 3.6186 | 0.28734 | 3 | 0.90594
74364 | 10.5 | 0.8 | 365 | 9.5586 | 0.24957 | 9 | 0.80814
63100 | 48.16 | 0.7 | 365 | 38.3617 | 0.25496 | 38 | 0.61665
74610 | 82.5 | 0.6 | 365 | 56.3272 | 0.43499 | 56 | 0.76223
74642 | 3.42 | 0.8 | 365 | 3.1134 | 0.26986 | 3 | 0.38322
74644 | 6.09 | 0.8 | 365 | 5.544 | 0.16475 | 5 | 0.70872
74646 | 12.04 | 0.8 | 365 | 10.9605 | 0.072845 | 11 | 0.033329
74648 | 13 | 0.8 | 365 | 11.8344 | 0.83281 | 12 | 0.66722
74651 | 8.82 | 0.8 | 365 | 8.0292 | 0.16964 | 8 | 0.19883
74652 | 6 | 0.8 | 365 | 5.462 | 0.99976 | 6 | 0.46179
74653 | 10.4 | 0.8 | 365 | 9.4675 | 0.066245 | 9 | 0.53377
74654 | 5.67 | 0.8 | 365 | 5.1616 | 0.39477 | 5 | 0.55639
34019 | 61.2 | 0.9 | 365 | 62.6769 | 0.22221 | 62 | 0.89906
34025 | 45.9 | 0.9 | 365 | 47.0076 | 0.66666 | 47 | 0.6743
34024 | 42.84 | 0.9 | 365 | 43.8738 | 0.35555 | 44 | 0.22934
74053 | 10.64 | 0.8 | 365 | 9.686 | 0.50624 | 10 | 0.19224
74374 | 7.28 | 0.8 | 365 | 6.6273 | 0.34637 | 6 | 0.97364
74362 | 9.24 | 0.8 | 365 | 8.4115 | 0.93963 | 9 | 0.35116
74359 | 4.62 | 0.8 | 365 | 4.2058 | 0.46981 | 4 | 0.67558
74358 | 7.28 | 0.8 | 365 | 6.6273 | 0.34637 | 6 | 0.97364
74657 | 3.6 | 0.8 | 365 | 3.2772 | 0.59985 | 3 | 0.87708
74659 | 8.7 | 0.8 | 365 | 7.92 | 0.94965 | 8 | 0.8696
74663 | 13.325 | 0.8 | 365 | 12.1303 | 0.42863 | 12 | 0.5589
74665 | 5.1 | 0.8 | 365 | 4.6427 | 0.34979 | 4 | 0.99252
73100 | 6.36 | 0.8 | 365 | 5.7898 | 0.65974 | 6 | 0.4495
73036 | 11.73 | 0.8 | 365 | 10.6783 | 0.50452 | 11 | 0.1828
73400 | 4.59 | 0.8 | 365 | 4.1785 | 0.41481 | 4 | 0.59327
73505 | 12.375 | 0.8 | 365 | 11.2654 | 0.687 | 11 | 0.95245
73562 | 10.8 | 0.8 | 365 | 9.8317 | 0.79956 | 10 | 0.63123
62849 | 118.4 | 0.9 | 365 | 121.2572 | 0.1946 | 121 | 0.45178
74670 | 7.56 | 0.8 | 365 | 6.8822 | 0.85969 | 7 | 0.74186
74673 | 10.72 | 0.8 | 365 | 9.7588 | 0.6529 | 10 | 0.41174
74490 | 12.69 | 0.8 | 365 | 11.5522 | 0.26449 | 11 | 0.81669
74489 | 9.9 | 0.8 | 365 | 9.0124 | 0.1496 | 9 | 0.16196
74675 | 7.36 | 0.8 | 365 | 6.7001 | 0.49304 | 7 | 0.19313
74677 | 12.1 | 0.8 | 365 | 11.0151 | 0.18284 | 11 | 0.19795
74680 | 5.28 | 0.8 | 365 | 4.8066 | 0.67979 | 5 | 0.48638
74681 | 10.88 | 0.8 | 365 | 9.9045 | 0.94623 | 10 | 0.85072
74682 | 8.4 | 0.8 | 365 | 7.6468 | 0.39966 | 8 | 0.046509
73365 | 21.3 | 0.8 | 365 | 19.3902 | 0.049137 | 19 | 0.43936
74683 | 8.54 | 0.8 | 365 | 7.7743 | 0.65632 | 8 | 0.43062
73360 | 12.375 | 0.8 | 365 | 11.2654 | 0.687 | 11 | 0.95245
74685 | 8.32 | 0.8 | 365 | 7.574 | 0.253 | 7 | 0.82702
74686 | 5.97 | 0.8 | 365 | 5.4347 | 0.94476 | 6 | 0.37948
74687 | 12.6 | 0.8 | 365 | 11.4703 | 0.099489 | 11 | 0.56976
74688 | 9.315 | 0.8 | 365 | 8.4798 | 0.077122 | 8 | 0.55693
74684 | 5.85 | 0.8 | 365 | 5.3255 | 0.72476 | 6 | 0.050247
74689 | 4.86 | 0.8 | 365 | 4.4242 | 0.9098 | 5 | 0.33405
74690 | 6.21 | 0.8 | 365 | 5.6532 | 0.38475 | 6 | 0.037955
74486 | 3.3 | 0.8 | 365 | 3.0041 | 0.049866 | 3 | 0.053986
74691 | 8.1 | 0.8 | 365 | 7.3737 | 0.84967 | 8 | 0.22342
74403 | 11.88 | 0.8 | 365 | 10.8148 | 0.77952 | 11 | 0.59435
74655 | 6.93 | 0.8 | 365 | 6.3087 | 0.70472 | 7 | 0.01337
74656 | 7 | 0.8 | 365 | 6.3724 | 0.83305 | 7 | 0.20542
74678 | 9.28 | 0.8 | 365 | 8.4479 | 0.012957 | 8 | 0.4609
73132 | 29.61 | 0.6 | 365 | 20.2164 | 0.71285 | 20 | 0.92921
74532 | 6.27 | 0.8 | 365 | 5.7078 | 0.49475 | 6 | 0.20257
74593 | 8.265 | 0.8 | 365 | 7.524 | 0.15216 | 7 | 0.67612
74583 | 11.76 | 0.8 | 365 | 10.7056 | 0.55952 | 11 | 0.26511
74640 | 7.98 | 0.8 | 365 | 7.2645 | 0.62968 | 7 | 0.89418
74539 | 8.64 | 0.8 | 365 | 7.8653 | 0.83965 | 8 | 0.70498
74430 | 4.69 | 0.8 | 365 | 4.2695 | 0.59814 | 4 | 0.86763
74550 | 7.975 | 0.8 | 365 | 7.26 | 0.62051 | 7 | 0.88047
34818 | 646.38 | 0.65 | 365 | 478.0954 | 0.81559 | 478 | 0.91094
60831 | 1419.84 | 0.8 | 365 | 1292.536 | 0.98245 | 1293 | 0.51846
73550 | 4.8 | 0.8 | 365 | 4.3696 | 0.79981 | 5 | 0.16943
70073 | 7.2 | 0.8 | 365 | 6.5544 | 0.19971 | 6 | 0.75415
73347 | 5.46 | 0.8 | 365 | 4.9705 | 0.0097787 | 4 | 0.98023
71078 | 7.8 | 0.8 | 365 | 7.1006 | 0.29968 | 7 | 0.40033
73345 | 5.46 | 0.8 | 365 | 4.9705 | 0.0097787 | 4 | 0.98023
34022 | 116.28 | 0.9 | 365 | 119.086 | 0.8222 | 119 | 0.90822
74464 | 5.4 | 0.8 | 365 | 4.9158 | 0.89978 | 5 | 0.81561
74693 | 14.4 | 0.8 | 365 | 13.1089 | 0.39942 | 13 | 0.5083
74694 | 6.1 | 0.8 | 365 | 5.5531 | 0.18309 | 5 | 0.73616
74695 | 9.25 | 0.8 | 365 | 8.4206 | 0.95796 | 9 | 0.3786
74696 | 6.625 | 0.8 | 365 | 6.031 | 0.14556 | 6 | 0.17656
74707 | 5.76 | 0.8 | 365 | 5.2436 | 0.55977 | 5 | 0.80332
26502 | 230.208 | 0.9 | 365 | 235.7633 | 0.7935 | 236 | 0.55679
74710 | 5.5 | 0.8 | 365 | 5.0069 | 0.08311 | 5 | 0.089976
74711 | 11.375 | 0.8 | 365 | 10.3551 | 0.85371 | 11 | 0.20881
74708 | 7.26 | 0.8 | 365 | 6.6091 | 0.30971 | 6 | 0.91877
74712 | 6.27 | 0.8 | 365 | 5.7078 | 0.49475 | 6 | 0.20257
74713 | 7.93 | 0.8 | 365 | 7.219 | 0.53801 | 7 | 0.757
74714 | 12.395 | 0.8 | 365 | 11.2837 | 0.72366 | 12 | 0.0073186
58520 | 646 | 0.7 | 365 | 514.5692 | 0.26876 | 514 | 0.83799
74715 | 5.94 | 0.8 | 365 | 5.4074 | 0.88976 | 6 | 0.29717
74717 | 13.395 | 0.8 | 365 | 12.194 | 0.55696 | 12 | 0.75095
74720 | 6.9 | 0.8 | 365 | 6.2813 | 0.64972 | 6 | 0.93106
74723 | 4.55 | 0.8 | 365 | 4.142 | 0.34148 | 4 | 0.48353
33928 | 57.12 | 0.9 | 365 | 58.4984 | 0.8074 | 59 | 0.30579
74724 | 10.725 | 0.8 | 365 | 9.7634 | 0.66207 | 10 | 0.42545
74727 | 9.75 | 0.8 | 365 | 8.8758 | 0.8746 | 9 | 0.75041
74729 | 6.6 | 0.8 | 365 | 6.0082 | 0.099732 | 6 | 0.10797
74730 | 8.829 | 0.8 | 365 | 8.0374 | 0.18614 | 8 | 0.22353
74327 | 4.16 | 0.8 | 365 | 3.787 | 0.6265 | 4 | 0.41351
74731 | 12.96 | 0.8 | 365 | 11.798 | 0.75947 | 12 | 0.55747
74733 | 2.2 | 0.8 | 365 | 2.0027 | 0.033244 | 2 | 0.03599
74734 | 5.04 | 0.8 | 365 | 4.5881 | 0.2398 | 4 | 0.82791
74739 | 8.54 | 0.8 | 365 | 7.7743 | 0.65632 | 8 | 0.43062
74740 | 7.625 | 0.8 | 365 | 6.9413 | 0.97886 | 7 | 0.92019
74742 | 4.8 | 0.8 | 365 | 4.3696 | 0.79981 | 5 | 0.16943
74750 | 9.8 | 0.8 | 365 | 8.9213 | 0.96627 | 9 | 0.88759
65252 | 51.24 | 0.7 | 365 | 40.8151 | 0.19568 | 41 | 0.010741
74754 | 6.9 | 0.8 | 365 | 6.2813 | 0.64972 | 6 | 0.93106
74755 | 4.725 | 0.8 | 365 | 4.3014 | 0.66231 | 4 | 0.96366
74756 | 8.55 | 0.8 | 365 | 7.7834 | 0.67465 | 8 | 0.45805
74757 | 6.4 | 0.8 | 365 | 5.8262 | 0.73307 | 6 | 0.55924
74758 | 3.84 | 0.8 | 365 | 3.4957 | 0.039844 | 3 | 0.53555
74759 | 5.4 | 0.8 | 365 | 4.9158 | 0.89978 | 5 | 0.81561
32466 | 681.39 | 1 | 365 | 775.37 | 0.48423 | 775 | 0.85426
74762 | 8.28 | 0.8 | 365 | 7.5376 | 0.17966 | 7 | 0.71727
74763 | 11.2 | 0.8 | 365 | 10.1958 | 0.53288 | 10 | 0.72868
74760 | 3.08 | 0.8 | 365 | 2.8038 | 0.64654 | 3 | 0.45039
74770 | 7.7 | 0.8 | 365 | 7.0096 | 0.11635 | 7 | 0.12597
74641 | 3.92 | 0.8 | 365 | 3.5685 | 0.18651 | 3 | 0.75504
74771 | 5.4 | 0.8 | 365 | 4.9158 | 0.89978 | 5 | 0.81561
74721 | 6.72 | 0.8 | 365 | 6.1175 | 0.31973 | 6 | 0.43721
74702 | 8.12 | 0.8 | 365 | 7.392 | 0.88634 | 8 | 0.27829
74772 | 12 | 0.8 | 365 | 10.9241 | 0.99951 | 11 | 0.92358
74773 | 8.502 | 0.8 | 365 | 7.7397 | 0.58666 | 8 | 0.32636
74623 | 6.72 | 0.8 | 365 | 6.1175 | 0.31973 | 6 | 0.43721
74774 | 9.72 | 0.8 | 365 | 8.8485 | 0.81961 | 9 | 0.6681
74775 | 7.92 | 0.8 | 365 | 7.2099 | 0.51968 | 7 | 0.72957
74776 | 13.475 | 0.8 | 365 | 12.2668 | 0.70362 | 12 | 0.97044
74544 | 26.5 | 0.6 | 365 | 18.093 | 0.43669 | 18 | 0.52969
74638 | 3.36 | 0.8 | 365 | 3.0587 | 0.15986 | 3 | 0.2186
74778 | 10.56 | 0.8 | 365 | 9.6132 | 0.35957 | 9 | 0.97275
74697 | 10.92 | 0.8 | 365 | 9.9409 | 0.019557 | 9 | 0.96046
74779 | 9.92 | 0.8 | 365 | 9.0306 | 0.18626 | 9 | 0.21683
74780 | 5.36 | 0.8 | 365 | 4.8794 | 0.82645 | 5 | 0.70587
74704 | 2.565 | 0.8 | 365 | 2.335 | 0.7024 | 3 | 0.037416
74624 | 8.4 | 0.8 | 365 | 7.6468 | 0.39966 | 8 | 0.046509
74703 | 7.41 | 0.8 | 365 | 6.7456 | 0.5847 | 7 | 0.33031
74625 | 15.12 | 0.8 | 365 | 13.7643 | 0.71939 | 14 | 0.48372
74709 | 9.52 | 0.8 | 365 | 8.6664 | 0.45295 | 9 | 0.11938
74671 | 4.86 | 0.8 | 365 | 4.4242 | 0.9098 | 5 | 0.33405
74700 | 4.2 | 0.8 | 365 | 3.8234 | 0.69983 | 4 | 0.52325
74698 | 7.56 | 0.8 | 365 | 6.8822 | 0.85969 | 7 | 0.74186
74643 | 3.64 | 0.8 | 365 | 3.3136 | 0.67319 | 3 | 0.98682
74645 | 6.44 | 0.8 | 365 | 5.8626 | 0.80641 | 6 | 0.66899
74667 | 5.6 | 0.8 | 365 | 5.0979 | 0.26644 | 5 | 0.36434
74674 | 6.44 | 0.8 | 365 | 5.8626 | 0.80641 | 6 | 0.66899
74718 | 5.88 | 0.8 | 365 | 5.3528 | 0.77976 | 6 | 0.13256
74699 | 4.275 | 0.8 | 365 | 3.8917 | 0.83733 | 4 | 0.72903
74669 | 7.84 | 0.8 | 365 | 7.1371 | 0.37302 | 7 | 0.51007
74728 | 7.84 | 0.8 | 365 | 7.1371 | 0.37302 | 7 | 0.51007
74786 | 11.2 | 0.8 | 365 | 10.1958 | 0.53288 | 10 | 0.72868
74787 | 6.9 | 0.8 | 365 | 6.2813 | 0.64972 | 6 | 0.93106
74788 | 9.24 | 0.8 | 365 | 8.4115 | 0.93963 | 9 | 0.35116
74794 | 9.12 | 0.8 | 365 | 8.3023 | 0.71963 | 9 | 0.021924
74791 | 4.2 | 0.8 | 365 | 3.8234 | 0.69983 | 4 | 0.52325
74793 | 4.48 | 0.8 | 365 | 4.0783 | 0.21315 | 4 | 0.29147
74795 | 2.24 | 0.8 | 365 | 2.0392 | 0.10658 | 2 | 0.14574
74796 | 3.36 | 0.8 | 365 | 3.0587 | 0.15986 | 3 | 0.2186
74797 | 6.16 | 0.8 | 365 | 5.6077 | 0.29308 | 5 | 0.90077
74803 | 5.4 | 0.8 | 365 | 4.9158 | 0.89978 | 5 | 0.81561
74798 | 5.6 | 0.8 | 365 | 5.0979 | 0.26644 | 5 | 0.36434
74514 | 3.9 | 0.8 | 365 | 3.5503 | 0.14984 | 3 | 0.70016
74701 | 12.9 | 0.8 | 365 | 11.7434 | 0.64948 | 12 | 0.39285
74744 | 13.23 | 0.8 | 365 | 12.0438 | 0.25446 | 12 | 0.29825
74745 | 3.705 | 0.8 | 365 | 3.3728 | 0.79235 | 4 | 0.16516
74747 | 5.4 | 0.8 | 365 | 4.9158 | 0.89978 | 5 | 0.81561
74748 | 5.415 | 0.8 | 365 | 4.9295 | 0.92728 | 5 | 0.85677
74749 | 8.12 | 0.8 | 365 | 7.392 | 0.88634 | 8 | 0.27829
74753 | 11.1 | 0.8 | 365 | 10.1048 | 0.34955 | 10 | 0.45432
74722 | 12.9 | 0.8 | 365 | 11.7434 | 0.64948 | 12 | 0.39285
74746 | 13.395 | 0.8 | 365 | 12.194 | 0.55696 | 12 | 0.75095
74765 | 14.04 | 0.8 | 365 | 12.7812 | 0.73943 | 13 | 0.52059
74768 | 3.9 | 0.8 | 365 | 3.5503 | 0.14984 | 3 | 0.70016
74769 | 8.125 | 0.8 | 365 | 7.3965 | 0.8955 | 8 | 0.29201
74801 | 4.335 | 0.8 | 365 | 3.9463 | 0.94732 | 4 | 0.89364
74802 | 13.325 | 0.8 | 365 | 12.1303 | 0.42863 | 12 | 0.5589
70833 | 2.52 | 0.8 | 365 | 2.2941 | 0.6199 | 2 | 0.91395
71513 | 3.78 | 0.8 | 365 | 3.4411 | 0.92985 | 4 | 0.37093
35499 | 666.21 | 0.9 | 365 | 682.2867 | 0.027746 | 682 | 0.31446
74818 | 5.98 | 0.8 | 365 | 5.4438 | 0.96309 | 6 | 0.40692
74805 | 5.6 | 0.8 | 365 | 5.0979 | 0.26644 | 5 | 0.36434
74806 | 11.48 | 0.8 | 365 | 10.4507 | 0.046201 | 10 | 0.4969
74807 | 5.88 | 0.8 | 365 | 5.3528 | 0.77976 | 6 | 0.13256
74808 | 7.28 | 0.8 | 365 | 6.6273 | 0.34637 | 6 | 0.97364
74809 | 7.28 | 0.8 | 365 | 6.6273 | 0.34637 | 6 | 0.97364
74810 | 10.89 | 0.8 | 365 | 9.9136 | 0.96456 | 10 | 0.87815
74812 | 5.6 | 0.8 | 365 | 5.0979 | 0.26644 | 5 | 0.36434
74811 | 7.8 | 0.8 | 365 | 7.1006 | 0.29968 | 7 | 0.40033
74813 | 8.68 | 0.8 | 365 | 7.9017 | 0.91298 | 8 | 0.81473
74815 | 7.98 | 0.8 | 365 | 7.2645 | 0.62968 | 7 | 0.89418
74790 | 1.92 | 0.8 | 365 | 1.7479 | 0.51992 | 2 | 0.26777
74817 | 4.8 | 0.8 | 365 | 4.3696 | 0.79981 | 5 | 0.16943
74819 | 8.37 | 0.8 | 365 | 7.6195 | 0.34466 | 7 | 0.9642
74821 | 7.7 | 0.8 | 365 | 7.0096 | 0.11635 | 7 | 0.12597
74827 | 9.36 | 0.8 | 365 | 8.5208 | 0.15962 | 8 | 0.6804
74831 | 9.81 | 0.8 | 365 | 8.9304 | 0.9846 | 9 | 0.91503
74832 | 9.76 | 0.8 | 365 | 8.8849 | 0.89294 | 9 | 0.77785
74541 | 10.695 | 0.8 | 365 | 9.7361 | 0.60707 | 10 | 0.34314
74834 | 10.22 | 0.8 | 365 | 9.3037 | 0.73625 | 10 | 0.039919
74676 | 12.25 | 0.8 | 365 | 11.1517 | 0.45784 | 11 | 0.60949
74836 | 6.72 | 0.8 | 365 | 6.1175 | 0.31973 | 6 | 0.43721
74838 | 12.06 | 0.8 | 365 | 10.9787 | 0.10951 | 11 | 0.088202
74839 | 6.5 | 0.8 | 365 | 5.9172 | 0.9164 | 6 | 0.83361
74840 | 5.12 | 0.8 | 365 | 4.6609 | 0.38646 | 5 | 0.047396
74841 | 5.51 | 0.8 | 365 | 5.016 | 0.10144 | 5 | 0.11741
74842 | 6.96 | 0.8 | 365 | 6.336 | 0.75972 | 7 | 0.095679
74843 | 7.83 | 0.8 | 365 | 7.128 | 0.35468 | 7 | 0.48264
74844 | 4.48 | 0.8 | 365 | 4.0783 | 0.21315 | 4 | 0.29147
43029 | 440.685 | 0.9 | 365 | 451.3194 | 0.89272 | 452 | 0.21215
74848 | 12.42 | 0.8 | 365 | 11.3064 | 0.7695 | 12 | 0.075909
74852 | 12.18 | 0.8 | 365 | 11.0879 | 0.32951 | 11 | 0.41744
74853 | 11.2 | 0.8 | 365 | 10.1958 | 0.53288 | 10 | 0.72868
74854 | 8.4 | 0.8 | 365 | 7.6468 | 0.39966 | 8 | 0.046509
74858 | 8 | 0.8 | 365 | 7.2827 | 0.66634 | 7 | 0.94906
74860 | 7.68 | 0.8 | 365 | 6.9914 | 0.079689 | 7 | 0.071094
74862 | 24.92 | 0.8 | 365 | 22.6857 | 0.68566 | 23 | 0.37131
74868 | 6.4 | 0.8 | 365 | 5.8262 | 0.73307 | 6 | 0.55924
74871 | 8.7 | 0.8 | 365 | 7.92 | 0.94965 | 8 | 0.8696
74880 | 8.32 | 0.8 | 365 | 7.574 | 0.253 | 7 | 0.82702
74881 | 6.48 | 0.8 | 365 | 5.899 | 0.87974 | 6 | 0.77874
34206 | 2321.28 | 0.9 | 365 | 2377.2962 | 0.53415 | 2377 | 0.83035
74889 | 11.2 | 0.8 | 365 | 10.1958 | 0.53288 | 10 | 0.72868
74301 | 16.74 | 0.8 | 365 | 15.2391 | 0.68932 | 15 | 0.9284
74894 | 5.11 | 0.8 | 365 | 4.6518 | 0.36813 | 5 | 0.01996
74897 | 8.64 | 0.8 | 365 | 7.8653 | 0.83965 | 8 | 0.70498
74899 | 9.28 | 0.8 | 365 | 8.4479 | 0.012957 | 8 | 0.4609
74901 | 2.7 | 0.8 | 365 | 2.4579 | 0.94989 | 3 | 0.40781
74905 | 8.32 | 0.8 | 365 | 7.574 | 0.253 | 7 | 0.82702
74869 | 5.6 | 0.8 | 365 | 5.0979 | 0.26644 | 5 | 0.36434
74872 | 3.36 | 0.8 | 365 | 3.0587 | 0.15986 | 3 | 0.2186
74822 | 4.48 | 0.8 | 365 | 4.0783 | 0.21315 | 4 | 0.29147
74915 | 9.9 | 0.8 | 365 | 9.0124 | 0.1496 | 9 | 0.16196
74912 | 2.52 | 0.8 | 365 | 2.2941 | 0.6199 | 2 | 0.91395
73012 | 9.86 | 0.8 | 365 | 8.9759 | 0.076267 | 9 | 0.052212
72900 | 7.28 | 0.8 | 365 | 6.6273 | 0.34637 | 6 | 0.97364
74824 | 3.465 | 0.8 | 365 | 3.1543 | 0.35236 | 3 | 0.50668
72898 | 14.58 | 0.8 | 365 | 13.2727 | 0.72941 | 14 | 0.0021546
74916 | 3.36 | 0.8 | 365 | 3.0587 | 0.15986 | 3 | 0.2186
68548 | 6.21 | 0.8 | 365 | 5.6532 | 0.38475 | 6 | 0.037955
74928 | 5.4 | 0.8 | 365 | 4.9158 | 0.89978 | 5 | 0.81561
74931 | 8.54 | 0.8 | 365 | 7.7743 | 0.65632 | 8 | 0.43062
73856 | 9.24 | 0.8 | 365 | 8.4115 | 0.93963 | 9 | 0.35116
74936 | 8.4 | 0.8 | 365 | 7.6468 | 0.39966 | 8 | 0.046509
74937 | 12.6 | 0.8 | 365 | 11.4703 | 0.099489 | 11 | 0.56976
74258 | 3.36 | 0.8 | 365 | 3.0587 | 0.15986 | 3 | 0.2186
74939 | 8.32 | 0.8 | 365 | 7.574 | 0.253 | 7 | 0.82702
74633 | 3.9 | 0.8 | 365 | 3.5503 | 0.14984 | 3 | 0.70016
74577 | 25.11 | 0.6 | 365 | 17.144 | 0.52549 | 17 | 0.66945
74595 | 5.88 | 0.8 | 365 | 5.3528 | 0.77976 | 6 | 0.13256
74833 | 4.55 | 0.8 | 365 | 4.142 | 0.34148 | 4 | 0.48353
74835 | 13.325 | 0.8 | 365 | 12.1303 | 0.42863 | 12 | 0.5589
74666 | 2.88 | 0.8 | 365 | 2.6218 | 0.27988 | 2 | 0.90166
74859 | 9 | 0.8 | 365 | 8.1931 | 0.49964 | 8 | 0.69269
74857 | 7.59 | 0.8 | 365 | 6.9095 | 0.91469 | 7 | 0.82417
74876 | 9.75 | 0.8 | 365 | 8.8758 | 0.8746 | 9 | 0.75041
74877 | 3.6 | 0.8 | 365 | 3.2772 | 0.59985 | 3 | 0.87708
74879 | 7.8 | 0.8 | 365 | 7.1006 | 0.29968 | 7 | 0.40033
74883 | 4.5 | 0.8 | 365 | 4.0965 | 0.24982 | 4 | 0.34634
74884 | 6.5 | 0.8 | 365 | 5.9172 | 0.9164 | 6 | 0.83361
74886 | 8.45 | 0.8 | 365 | 7.6924 | 0.49132 | 8 | 0.18369
74887 | 6 | 0.8 | 365 | 5.462 | 0.99976 | 6 | 0.46179
74888 | 4.32 | 0.8 | 365 | 3.9327 | 0.91982 | 4 | 0.85249
74890 | 7.8 | 0.8 | 365 | 7.1006 | 0.29968 | 7 | 0.40033
74891 | 9.45 | 0.8 | 365 | 8.6027 | 0.32462 | 8 | 0.92732
74893 | 6.84 | 0.8 | 365 | 6.2267 | 0.53972 | 6 | 0.76644
74895 | 7.02 | 0.8 | 365 | 6.3906 | 0.86972 | 7 | 0.2603
74896 | 7.8 | 0.8 | 365 | 7.1006 | 0.29968 | 7 | 0.40033
74898 | 5.1 | 0.8 | 365 | 4.6427 | 0.34979 | 4 | 0.99252
74900 | 12.255 | 0.8 | 365 | 11.1562 | 0.467 | 11 | 0.62321
74902 | 6.48 | 0.8 | 365 | 5.899 | 0.87974 | 6 | 0.77874
74903 | 13.395 | 0.8 | 365 | 12.194 | 0.55696 | 12 | 0.75095
74917 | 9.3 | 0.8 | 365 | 8.4662 | 0.049623 | 8 | 0.51578
74919 | 7.8 | 0.8 | 365 | 7.1006 | 0.29968 | 7 | 0.40033
74662 | 3.92 | 0.8 | 365 | 3.5685 | 0.18651 | 3 | 0.75504
74920 | 4.8 | 0.8 | 365 | 4.3696 | 0.79981 | 5 | 0.16943
74925 | 12.04 | 0.8 | 365 | 10.9605 | 0.072845 | 11 | 0.033329
74926 | 4.2 | 0.8 | 365 | 3.8234 | 0.69983 | 4 | 0.52325
74930 | 7.5 | 0.8 | 365 | 6.8275 | 0.7497 | 7 | 0.57724
74929 | 4.62 | 0.8 | 365 | 4.2058 | 0.46981 | 4 | 0.67558
74932 | 7.84 | 0.8 | 365 | 7.1371 | 0.37302 | 7 | 0.51007
74938 | 9.3 | 0.8 | 365 | 8.4662 | 0.049623 | 8 | 0.51578
74716 | 2.88 | 0.8 | 365 | 2.6218 | 0.27988 | 2 | 0.90166
74719 | 4.675 | 0.8 | 365 | 4.2558 | 0.57064 | 4 | 0.82648
74736 | 9.6 | 0.8 | 365 | 8.7393 | 0.59961 | 9 | 0.33887
74741 | 9.135 | 0.8 | 365 | 8.3159 | 0.74713 | 9 | 0.063078
74804 | 9.8 | 0.8 | 365 | 8.9213 | 0.96627 | 9 | 0.88759
74845 | 7.68 | 0.8 | 365 | 6.9914 | 0.079689 | 7 | 0.071094
74923 | 6.27 | 0.8 | 365 | 5.7078 | 0.49475 | 6 | 0.20257
74941 | 9.425 | 0.8 | 365 | 8.5799 | 0.27878 | 8 | 0.85873
74942 | 7.84 | 0.8 | 365 | 7.1371 | 0.37302 | 7 | 0.51007
74943 | 5.49 | 0.8 | 365 | 4.9978 | 0.064777 | 5 | 0.06254
74944 | 11.025 | 0.8 | 365 | 10.0365 | 0.21205 | 10 | 0.24854
74945 | 13.77 | 0.8 | 365 | 12.5354 | 0.24444 | 12 | 0.77981
74948 | 7.2 | 0.8 | 365 | 6.5544 | 0.19971 | 6 | 0.75415
74950 | 9.75 | 0.8 | 365 | 8.8758 | 0.8746 | 9 | 0.75041
74951 | 5.525 | 0.8 | 365 | 5.0296 | 0.12894 | 5 | 0.15857
74953 | 10.98 | 0.8 | 365 | 9.9955 | 0.12955 | 10 | 0.12508
74959 | 14.7 | 0.8 | 365 | 13.382 | 0.9494 | 14 | 0.33139
74962 | 10.2 | 0.8 | 365 | 9.2855 | 0.69959 | 9 | 0.98505
74961 | 9.1 | 0.8 | 365 | 8.2841 | 0.68296 | 8 | 0.96705
74963 | 6.72 | 0.8 | 365 | 6.1175 | 0.31973 | 6 | 0.43721
74966 | 9.36 | 0.8 | 365 | 8.5208 | 0.15962 | 8 | 0.6804
74968 | 8.4 | 0.8 | 365 | 7.6468 | 0.39966 | 8 | 0.046509
74970 | 10.8 | 0.8 | 365 | 9.8317 | 0.79956 | 10 | 0.63123
72089 | 6.5 | 0.8 | 365 | 5.9172 | 0.9164 | 6 | 0.83361
74971 | 3 | 0.8 | 365 | 2.731 | 0.49988 | 3 | 0.2309
74934 | 10.92 | 0.8 | 365 | 9.9409 | 0.019557 | 9 | 0.96046
74975 | 12.32 | 0.8 | 365 | 11.2154 | 0.58617 | 11 | 0.80155
74978 | 4.76 | 0.8 | 365 | 4.3332 | 0.72647 | 5 | 0.059688
74982 | 19.8 | 0.8 | 365 | 18.0247 | 0.2992 | 18 | 0.32391
74979 | 5.94 | 0.8 | 365 | 5.4074 | 0.88976 | 6 | 0.29717
74984 | 4.2 | 0.8 | 365 | 3.8234 | 0.69983 | 4 | 0.52325
74985 | 3.92 | 0.8 | 365 | 3.5685 | 0.18651 | 3 | 0.75504
74986 | 7.56 | 0.8 | 365 | 6.8822 | 0.85969 | 7 | 0.74186
74145 | 6.6 | 0.8 | 365 | 6.0082 | 0.099732 | 6 | 0.10797
74990 | 7.02 | 0.8 | 365 | 6.3906 | 0.86972 | 7 | 0.2603
74992 | 3.9 | 0.8 | 365 | 3.5503 | 0.14984 | 3 | 0.70016
74993 | 9.625 | 0.8 | 365 | 8.762 | 0.64544 | 9 | 0.40746
74994 | 7.8 | 0.8 | 365 | 7.1006 | 0.29968 | 7 | 0.40033
74996 | 3.36 | 0.8 | 365 | 3.0587 | 0.15986 | 3 | 0.2186
74997 | 6.5 | 0.8 | 365 | 5.9172 | 0.9164 | 6 | 0.83361
74998 | 10.44 | 0.8 | 365 | 9.5039 | 0.13958 | 9 | 0.64352
74999 | 4.35 | 0.8 | 365 | 3.96 | 0.97482 | 4 | 0.9348
75000 | 3.52 | 0.8 | 365 | 3.2044 | 0.45319 | 3 | 0.65758
75002 | 10.175 | 0.8 | 365 | 9.2627 | 0.65375 | 9 | 0.91646
75004 | 4.725 | 0.8 | 365 | 4.3014 | 0.66231 | 4 | 0.96366
75005 | 4.48 | 0.8 | 365 | 4.0783 | 0.21315 | 4 | 0.29147
74960 | 2.24 | 0.8 | 365 | 2.0392 | 0.10658 | 2 | 0.14574
75006 | 4.725 | 0.8 | 365 | 4.3014 | 0.66231 | 4 | 0.96366
75007 | 7.54 | 0.8 | 365 | 6.864 | 0.82303 | 7 | 0.68699
75009 | 5.225 | 0.8 | 365 | 4.7565 | 0.57895 | 5 | 0.33548
74976 | 3.36 | 0.8 | 365 | 3.0587 | 0.15986 | 3 | 0.2186
75010 | 11.025 | 0.8 | 365 | 10.0365 | 0.21205 | 10 | 0.24854
75013 | 6.4 | 0.8 | 365 | 5.8262 | 0.73307 | 6 | 0.55924
75014 | 14.4 | 0.8 | 365 | 13.1089 | 0.39942 | 13 | 0.5083
75015 | 11.2 | 0.8 | 365 | 10.1958 | 0.53288 | 10 | 0.72868
75016 | 7.68 | 0.8 | 365 | 6.9914 | 0.079689 | 7 | 0.071094
75017 | 5.13 | 0.8 | 365 | 4.67 | 0.40479 | 5 | 0.074832
75019 | 10.545 | 0.8 | 365 | 9.5995 | 0.33207 | 9 | 0.9316
75030 | 9.28 | 0.8 | 365 | 8.4479 | 0.012957 | 8 | 0.4609
74983 | 8.4 | 0.8 | 365 | 7.6468 | 0.39966 | 8 | 0.046509
74991 | 4.48 | 0.8 | 365 | 4.0783 | 0.21315 | 4 | 0.29147
75034 | 6.9 | 0.8 | 365 | 6.2813 | 0.64972 | 6 | 0.93106
75036 | 9.156 | 0.8 | 365 | 8.3351 | 0.78563 | 9 | 0.12069
74980 | 2.8 | 0.8 | 365 | 2.5489 | 0.13322 | 2 | 0.68217
75041 | 4.56 | 0.8 | 365 | 4.1511 | 0.35982 | 4 | 0.51096
75046 | 10.64 | 0.8 | 365 | 9.686 | 0.50624 | 10 | 0.19224
75048 | 8.5 | 0.8 | 365 | 7.7379 | 0.58299 | 8 | 0.32087
75049 | 6.4 | 0.8 | 365 | 5.8262 | 0.73307 | 6 | 0.55924
75050 | 10.2 | 0.8 | 365 | 9.2855 | 0.69959 | 9 | 0.98505
75052 | 8.96 | 0.8 | 365 | 8.1566 | 0.4263 | 8 | 0.58294
74989 | 7.15 | 0.8 | 365 | 6.5089 | 0.10804 | 6 | 0.61697
74995 | 10.8 | 0.8 | 365 | 9.8317 | 0.79956 | 10 | 0.63123
65327 | 188.27 | 0.7 | 365 | 149.9659 | 0.009781 | 149 | 0.97565
75058 | 10.72 | 0.8 | 365 | 9.7588 | 0.6529 | 10 | 0.41174
75062 | 4.88 | 1 | 365 | 5.5531 | 0.18309 | 5 | 0.73616
75065 | 12.375 | 0.8 | 365 | 11.2654 | 0.687 | 11 | 0.95245
75063 | 4.675 | 0.8 | 365 | 4.2558 | 0.57064 | 4 | 0.82648
75066 | 11.6 | 0.8 | 365 | 10.5599 | 0.2662 | 10 | 0.82613
75068 | 6.38 | 0.8 | 365 | 5.808 | 0.69641 | 6 | 0.50437
75067 | 5.1 | 0.8 | 365 | 4.6427 | 0.34979 | 4 | 0.99252
75072 | 5.44 | 0.8 | 365 | 4.9522 | 0.97311 | 5 | 0.92536
75073 | 10.56 | 0.8 | 365 | 9.6132 | 0.35957 | 9 | 0.97275
75074 | 9.6 | 0.8 | 365 | 8.7393 | 0.59961 | 9 | 0.33887
75076 | 3.66 | 0.8 | 365 | 3.3318 | 0.70985 | 4 | 0.041693
75077 | 14.04 | 0.8 | 365 | 12.7812 | 0.73943 | 13 | 0.52059
75078 | 6.6 | 0.8 | 365 | 6.0082 | 0.099732 | 6 | 0.10797
75079 | 8.04 | 0.8 | 365 | 7.3191 | 0.73967 | 8 | 0.058801
75080 | 4.16 | 0.8 | 365 | 3.787 | 0.6265 | 4 | 0.41351
75082 | 7.625 | 0.8 | 365 | 6.9413 | 0.97886 | 7 | 0.92019
75037 | 5.185 | 0.8 | 365 | 4.7201 | 0.50562 | 5 | 0.22573
74732 | 8.19 | 0.8 | 365 | 7.4557 | 0.014668 | 7 | 0.47035
75085 | 8.68 | 0.8 | 365 | 7.9017 | 0.91298 | 8 | 0.81473
75087 | 3.3 | 0.8 | 365 | 3.0041 | 0.049866 | 3 | 0.053986
54168 | 27.3 | 0.9 | 365 | 27.9588 | 0.30501 | 28 | 0.2638
75088 | 7.54 | 0.8 | 365 | 6.864 | 0.82303 | 7 | 0.68699
75089 | 9.99 | 0.8 | 365 | 9.0943 | 0.3146 | 9 | 0.40888
75090 | 8.12 | 0.8 | 365 | 7.392 | 0.88634 | 8 | 0.27829
75091 | 4.56 | 0.8 | 365 | 4.1511 | 0.35982 | 4 | 0.51096
75018 | 13.4 | 0.8 | 365 | 12.1985 | 0.56612 | 12 | 0.76467
75092 | 7.5 | 0.8 | 365 | 6.8275 | 0.7497 | 7 | 0.57724
75094 | 9.9 | 0.8 | 365 | 9.0124 | 0.1496 | 9 | 0.16196
75095 | 12.87 | 0.8 | 365 | 11.7161 | 0.59448 | 12 | 0.31054
75096 | 9.045 | 0.8 | 365 | 8.234 | 0.58213 | 8 | 0.81615
75097 | 6.3 | 0.8 | 365 | 5.7351 | 0.54974 | 6 | 0.28488
75099 | 5.025 | 0.8 | 365 | 4.5745 | 0.2123 | 4 | 0.78675
75100 | 9.045 | 0.8 | 365 | 8.234 | 0.58213 | 8 | 0.81615
75101 | 10 | 0.8 | 365 | 9.1034 | 0.33293 | 9 | 0.43632
75102 | 11.725 | 0.8 | 365 | 10.6737 | 0.49536 | 11 | 0.16909
75103 | 79.98 | 0.6 | 365 | 54.6067 | 0.97007 | 55 | 0.57677
75107 | 9.88 | 0.8 | 365 | 8.9942 | 0.11293 | 9 | 0.10708
75108 | 7.32 | 0.8 | 365 | 6.6637 | 0.4197 | 7 | 0.083386
75109 | 11.61 | 0.8 | 365 | 10.569 | 0.28453 | 10 | 0.85357
75111 | 7.8 | 0.8 | 365 | 7.1006 | 0.29968 | 7 | 0.40033
75115 | 9.6 | 0.8 | 365 | 8.7393 | 0.59961 | 9 | 0.33887
75118 | 5.28 | 0.8 | 365 | 4.8066 | 0.67979 | 5 | 0.48638
75119 | 3.96 | 0.8 | 365 | 3.6049 | 0.25984 | 3 | 0.86478
75120 | 4.95 | 0.8 | 365 | 4.5062 | 0.074799 | 4 | 0.58098
75121 | 5.12 | 0.8 | 365 | 4.6609 | 0.38646 | 5 | 0.047396
75122 | 7.59 | 0.8 | 365 | 6.9095 | 0.91469 | 7 | 0.82417
75123 | 4.08 | 0.8 | 365 | 3.7142 | 0.47983 | 4 | 0.19402
75125 | 11.4 | 0.8 | 365 | 10.3779 | 0.89954 | 11 | 0.2774
75126 | 13.44 | 0.8 | 365 | 12.235 | 0.63946 | 12 | 0.87441
75128 | 4.93 | 0.8 | 365 | 4.488 | 0.038134 | 4 | 0.52611
75129 | 14.56 | 0.8 | 365 | 13.2545 | 0.69274 | 13 | 0.94728
75131 | 7.28 | 0.8 | 365 | 6.6273 | 0.34637 | 6 | 0.97364
75132 | 5.88 | 0.8 | 365 | 5.3528 | 0.77976 | 6 | 0.13256
75135 | 3.96 | 0.8 | 365 | 3.6049 | 0.25984 | 3 | 0.86478
75138 | 12 | 0.8 | 365 | 10.9241 | 0.99951 | 11 | 0.92358
74952 | 9.35 | 0.8 | 365 | 8.5117 | 0.14129 | 8 | 0.65296
74626 | 3.78 | 0.8 | 365 | 3.4411 | 0.92985 | 4 | 0.37093
74829 | 2.52 | 0.8 | 365 | 2.2941 | 0.6199 | 2 | 0.91395
75143 | 9.76 | 0.8 | 365 | 8.8849 | 0.89294 | 9 | 0.77785
75144 | 13.4 | 0.8 | 365 | 12.1985 | 0.56612 | 12 | 0.76467
75146 | 10.05 | 0.8 | 365 | 9.1489 | 0.42459 | 9 | 0.5735
75147 | 6 | 0.8 | 365 | 5.462 | 0.99976 | 6 | 0.46179
75150 | 25.6 | 0.6 | 365 | 17.4785 | 0.19922 | 17 | 0.67773
73935 | 7.245 | 0.8 | 365 | 6.5954 | 0.28221 | 6 | 0.87761
75154 | 11.2 | 0.8 | 365 | 10.1958 | 0.53288 | 10 | 0.72868
34581 | 1298.88 | 0.9 | 365 | 1330.2241 | 0.88077 | 1331 | 0.10482
75139 | 10.36 | 0.8 | 365 | 9.4311 | 0.99291 | 10 | 0.42403
75172 | 5.2 | 0.8 | 365 | 4.7338 | 0.53312 | 5 | 0.26689
75173 | 7.29 | 0.8 | 365 | 6.6364 | 0.3647 | 7 | 0.0010773
75149 | 5.04 | 0.8 | 365 | 4.5881 | 0.2398 | 4 | 0.82791
75175 | 7.92 | 0.8 | 365 | 7.2099 | 0.51968 | 7 | 0.72957
75152 | 2.24 | 0.8 | 365 | 2.0392 | 0.10658 | 2 | 0.14574
75176 | 3.24 | 0.8 | 365 | 2.9495 | 0.93987 | 3 | 0.88937
75177 | 8.58 | 0.8 | 365 | 7.8107 | 0.72965 | 8 | 0.54036
34337 | 4397.4 | 1 | 365 | 5003.907 | 0.1522 | 5004 | 0.059196
73386 | 4.8 | 0.8 | 365 | 4.3696 | 0.79981 | 5 | 0.16943
75071 | 5.32 | 0.8 | 365 | 4.843 | 0.75312 | 5 | 0.59612
75040 | 3.08 | 0.8 | 365 | 2.8038 | 0.64654 | 3 | 0.45039
75182 | 17.28 | 0.8 | 365 | 15.7307 | 0.6793 | 16 | 0.40996
75028 | 3.92 | 0.8 | 365 | 3.5685 | 0.18651 | 3 | 0.75504
75083 | 3.08 | 0.8 | 365 | 2.8038 | 0.64654 | 3 | 0.45039
75184 | 11.05 | 0.8 | 365 | 10.0592 | 0.25789 | 10 | 0.31713
75186 | 6.72 | 0.8 | 365 | 6.1175 | 0.31973 | 6 | 0.43721
75188 | 5.94 | 0.8 | 365 | 5.4074 | 0.88976 | 6 | 0.29717
75189 | 5.94 | 0.8 | 365 | 5.4074 | 0.88976 | 6 | 0.29717
75191 | 7.59 | 0.8 | 365 | 6.9095 | 0.91469 | 7 | 0.82417
75192 | 5.6 | 0.8 | 365 | 5.0979 | 0.26644 | 5 | 0.36434
75027 | 3.36 | 0.8 | 365 | 3.0587 | 0.15986 | 3 | 0.2186
75194 | 8.64 | 0.8 | 365 | 7.8653 | 0.83965 | 8 | 0.70498
75195 | 8 | 0.8 | 365 | 7.2827 | 0.66634 | 7 | 0.94906
59468 | 196.02 | 0.9 | 365 | 200.7503 | 0.28231 | 201 | 0.032588
73372 | 5.015 | 0.8 | 365 | 4.5654 | 0.19396 | 4 | 0.75931
75084 | 26.1 | 0.6 | 365 | 17.8199 | 0.88671 | 18 | 0.7066
75199 | 6.72 | 0.8 | 365 | 6.1175 | 0.31973 | 6 | 0.43721
75201 | 7.04 | 0.8 | 365 | 6.4088 | 0.90638 | 7 | 0.31517
75202 | 4.5 | 0.8 | 365 | 4.0965 | 0.24982 | 4 | 0.34634
75203 | 10.08 | 0.8 | 365 | 9.1762 | 0.47959 | 9 | 0.65581
75204 | 5.12 | 0.8 | 365 | 4.6609 | 0.38646 | 5 | 0.047396
34408 | 2623.44 | 1 | 365 | 2985.2753 | 0.91708 | 2986 | 0.19242
74946 | 6.38 | 0.8 | 365 | 5.808 | 0.69641 | 6 | 0.50437
74965 | 12.42 | 0.8 | 365 | 11.3064 | 0.7695 | 12 | 0.075909
75003 | 11.1 | 0.8 | 365 | 10.1048 | 0.34955 | 10 | 0.45432
75011 | 8.28 | 0.8 | 365 | 7.5376 | 0.17966 | 7 | 0.71727
75081 | 8.58 | 0.8 | 365 | 7.8107 | 0.72965 | 8 | 0.54036
75136 | 4.86 | 0.8 | 365 | 4.4242 | 0.9098 | 5 | 0.33405
75137 | 7.245 | 0.8 | 365 | 6.5954 | 0.28221 | 6 | 0.87761
75187 | 5.28 | 0.8 | 365 | 4.8066 | 0.67979 | 5 | 0.48638
75218 | 6.27 | 0.8 | 365 | 5.7078 | 0.49475 | 6 | 0.20257
75219 | 7.695 | 0.8 | 365 | 7.0051 | 0.10719 | 7 | 0.11225
75220 | 6.555 | 0.8 | 365 | 5.9673 | 0.017234 | 5 | 0.98451
75221 | 4.59 | 0.8 | 365 | 4.1785 | 0.41481 | 4 | 0.59327
75222 | 4.275 | 0.8 | 365 | 3.8917 | 0.83733 | 4 | 0.72903
75223 | 3.78 | 0.8 | 365 | 3.4411 | 0.92985 | 4 | 0.37093
75225 | 8.41 | 0.8 | 365 | 7.656 | 0.41799 | 8 | 0.073945
75226 | 8.64 | 0.8 | 365 | 7.8653 | 0.83965 | 8 | 0.70498
75227 | 7.84 | 0.8 | 365 | 7.1371 | 0.37302 | 7 | 0.51007
75228 | 5.94 | 0.8 | 365 | 5.4074 | 0.88976 | 6 | 0.29717
75181 | 5.12 | 0.8 | 365 | 4.6609 | 0.38646 | 5 | 0.047396
75233 | 2.4 | 0.8 | 365 | 2.1848 | 0.3999 | 2 | 0.58472
75240 | 10.8 | 0.8 | 365 | 9.8317 | 0.79956 | 10 | 0.63123
75241 | 3.465 | 0.8 | 365 | 3.1543 | 0.35236 | 3 | 0.50668
75242 | 4.8 | 0.8 | 365 | 4.3696 | 0.79981 | 5 | 0.16943
75243 | 8.32 | 0.8 | 365 | 7.574 | 0.253 | 7 | 0.82702
75244 | 8 | 0.8 | 365 | 7.2827 | 0.66634 | 7 | 0.94906
75245 | 5.28 | 0.8 | 365 | 4.8066 | 0.67979 | 5 | 0.48638
75246 | 4.27 | 0.8 | 365 | 3.8871 | 0.82816 | 4 | 0.71531
75248 | 8.96 | 0.8 | 365 | 8.1566 | 0.4263 | 8 | 0.58294
75249 | 9.9 | 0.8 | 365 | 9.0124 | 0.1496 | 9 | 0.16196
75251 | 4.62 | 0.8 | 365 | 4.2058 | 0.46981 | 4 | 0.67558
75237 | 8.7 | 0.8 | 365 | 7.92 | 0.94965 | 8 | 0.8696
75253 | 6.175 | 0.8 | 365 | 5.6213 | 0.32058 | 5 | 0.94193
75250 | 8.1 | 0.8 | 365 | 7.3737 | 0.84967 | 8 | 0.22342
75254 | 5.22 | 0.8 | 365 | 4.752 | 0.56979 | 5 | 0.32176
75255 | 3.36 | 0.8 | 365 | 3.0587 | 0.15986 | 3 | 0.2186
75258 | 5.04 | 0.8 | 365 | 4.5881 | 0.2398 | 4 | 0.82791
75259 | 7.2 | 0.8 | 365 | 6.5544 | 0.19971 | 6 | 0.75415
75260 | 6.16 | 0.8 | 365 | 5.6077 | 0.29308 | 5 | 0.90077
75257 | 5.04 | 0.8 | 365 | 4.5881 | 0.2398 | 4 | 0.82791
75265 | 6.6 | 0.8 | 365 | 6.0082 | 0.099732 | 6 | 0.10797
75270 | 9.8 | 0.8 | 365 | 8.9213 | 0.96627 | 9 | 0.88759
75273 | 8.235 | 0.8 | 365 | 7.4966 | 0.097166 | 7 | 0.59381
75276 | 5.12 | 0.8 | 365 | 4.6609 | 0.38646 | 5 | 0.047396
74981 | 5.1 | 1 | 365 | 5.8034 | 0.68724 | 6 | 0.49065
75163 | 13.325 | 0.8 | 365 | 12.1303 | 0.42863 | 12 | 0.5589
75183 | 5.4 | 0.8 | 365 | 4.9158 | 0.89978 | 5 | 0.81561
75277 | 6.44 | 0.8 | 365 | 5.8626 | 0.80641 | 6 | 0.66899
75278 | 6.08 | 0.8 | 365 | 5.5349 | 0.14642 | 5 | 0.68128
75279 | 9.3 | 0.8 | 365 | 8.4662 | 0.049623 | 8 | 0.51578
74814 | 3.36 | 0.8 | 365 | 3.0587 | 0.15986 | 3 | 0.2186
74935 | 6.93 | 0.8 | 365 | 6.3087 | 0.70472 | 7 | 0.01337
75281 | 15.39 | 0.8 | 365 | 14.0101 | 0.21438 | 14 | 0.2245
75284 | 9.945 | 1 | 365 | 11.3167 | 0.79012 | 12 | 0.10678
59847 | 223.668 | 0.9 | 365 | 229.0655 | 0.30505 | 229 | 0.37052
75285 | 4.845 | 0.8 | 365 | 4.4106 | 0.8823 | 5 | 0.2929
73236 | 4.56 | 0.8 | 365 | 4.1511 | 0.35982 | 4 | 0.51096
75290 | 7.035 | 0.8 | 365 | 6.4042 | 0.89721 | 7 | 0.30145
4604 | 1285.2 | 1 | 365 | 1462.4599 | 0.18488 | 1462 | 0.64481
64598 | 526.68 | 1 | 365 | 599.3218 | 0.94831 | 600 | 0.27013
34750 | 2465.28 | 1 | 365 | 2805.3013 | 0.47509 | 2805 | 0.77637
65262 | 25.53 | 0.7 | 365 | 20.3358 | 0.95347 | 21 | 0.28931
75294 | 7.15 | 0.8 | 365 | 6.5089 | 0.10804 | 6 | 0.61697
74949 | 10.08 | 0.8 | 365 | 9.1762 | 0.47959 | 9 | 0.65581
75295 | 9 | 0.8 | 365 | 8.1931 | 0.49964 | 8 | 0.69269
75296 | 5.67 | 0.8 | 365 | 5.1616 | 0.39477 | 5 | 0.55639
75297 | 7.98 | 0.8 | 365 | 7.2645 | 0.62968 | 7 | 0.89418
75301 | 10.075 | 0.8 | 365 | 9.1717 | 0.47042 | 9 | 0.64209
75302 | 8.96 | 0.8 | 365 | 8.1566 | 0.4263 | 8 | 0.58294
75303 | 12.6 | 0.8 | 365 | 11.4703 | 0.099489 | 11 | 0.56976
75304 | 8.96 | 0.8 | 365 | 8.1566 | 0.4263 | 8 | 0.58294
75305 | 9.38 | 0.8 | 365 | 8.539 | 0.19629 | 8 | 0.73527
75306 | 10.791 | 0.8 | 365 | 9.8235 | 0.78306 | 10 | 0.60653
75307 | 4.02 | 0.8 | 365 | 3.6596 | 0.36984 | 4 | 0.029401
75308 | 12.54 | 0.8 | 365 | 11.4157 | 0.98949 | 12 | 0.40515
75309 | 7.848 | 0.8 | 365 | 7.1443 | 0.38768 | 7 | 0.53202
75310 | 11.7 | 0.8 | 365 | 10.651 | 0.44953 | 11 | 0.10049
75311 | 11.2 | 0.8 | 365 | 10.1958 | 0.53288 | 10 | 0.72868
75312 | 3.6 | 0.8 | 365 | 3.2772 | 0.59985 | 3 | 0.87708
75314 | 11.445 | 0.8 | 365 | 10.4188 | 0.98204 | 11 | 0.40087
75316 | 9.9 | 0.8 | 365 | 9.0124 | 0.1496 | 9 | 0.16196
75317 | 7.68 | 0.8 | 365 | 6.9914 | 0.079689 | 7 | 0.071094
75196 | 9.92 | 0.8 | 365 | 9.0306 | 0.18626 | 9 | 0.21683
74849 | 14.79 | 0.8 | 365 | 13.4639 | 0.1144 | 13 | 0.57832
75326 | 7.98 | 0.8 | 365 | 7.2645 | 0.62968 | 7 | 0.89418
75327 | 7.98 | 0.8 | 365 | 7.2645 | 0.62968 | 7 | 0.89418
75328 | 3.3 | 0.8 | 365 | 3.0041 | 0.049866 | 3 | 0.053986
21555 | 1256.85 | 1 | 365 | 1430.1998 | 0.21757 | 1430 | 0.41735
75330 | 6.6 | 0.8 | 365 | 6.0082 | 0.099732 | 6 | 0.10797
75333 | 7.155 | 1 | 365 | 8.1418 | 0.39651 | 8 | 0.53836
75335 | 3.92 | 0.8 | 365 | 3.5685 | 0.18651 | 3 | 0.75504
75334 | 9.36 | 0.8 | 365 | 8.5208 | 0.15962 | 8 | 0.6804
75340 | 7.92 | 0.8 | 365 | 7.2099 | 0.51968 | 7 | 0.72957
75341 | 5.4 | 0.8 | 365 | 4.9158 | 0.89978 | 5 | 0.81561
75342 | 6.38 | 0.8 | 365 | 5.808 | 0.69641 | 6 | 0.50437
75344 | 6.38 | 0.8 | 365 | 5.808 | 0.69641 | 6 | 0.50437
75343 | 6.54 | 0.8 | 365 | 5.9536 | 0.98973 | 6 | 0.94335
75346 | 4.35 | 0.8 | 365 | 3.96 | 0.97482 | 4 | 0.9348
75347 | 3.3 | 0.8 | 365 | 3.0041 | 0.049866 | 3 | 0.053986
75350 | 24.9 | 0.8 | 365 | 22.6674 | 0.64899 | 23 | 0.31644
75348 | 2 | 1 | 365 | 2.2758 | 0.58323 | 2 | 0.85908
75352 | 3.84 | 0.8 | 365 | 3.4957 | 0.039844 | 3 | 0.53555
75353 | 3.285 | 0.8 | 365 | 2.9905 | 0.022367 | 3 | 0.012831
75354 | 9.45 | 0.8 | 365 | 8.6027 | 0.32462 | 8 | 0.92732
75355 | 8.04 | 0.8 | 365 | 7.3191 | 0.73967 | 8 | 0.058801
75356 | 6.7 | 0.8 | 365 | 6.0993 | 0.28306 | 6 | 0.38233
75357 | 2.88 | 0.8 | 365 | 2.6218 | 0.27988 | 2 | 0.90166
75359 | 9.625 | 0.8 | 365 | 8.762 | 0.64544 | 9 | 0.40746
74664 | 2.64 | 0.8 | 365 | 2.4033 | 0.83989 | 3 | 0.24319
44535 | 388.74 | 0.65 | 365 | 287.5318 | 0.047822 | 287 | 0.5796
75224 | 5.7 | 0.8 | 365 | 5.1889 | 0.44977 | 5 | 0.6387
75272 | 9.045 | 0.8 | 365 | 8.234 | 0.58213 | 8 | 0.81615
75274 | 9.24 | 0.8 | 365 | 8.4115 | 0.93963 | 9 | 0.35116
75291 | 8.45 | 0.8 | 365 | 7.6924 | 0.49132 | 8 | 0.18369
75336 | 7 | 0.8 | 365 | 6.3724 | 0.83305 | 7 | 0.20542
34327 | 1297.89 | 1 | 365 | 1476.9002 | 0.26549 | 1477 | 0.16567
75360 | 9.9 | 0.8 | 365 | 9.0124 | 0.1496 | 9 | 0.16196
75263 | 8.502 | 0.8 | 365 | 7.7397 | 0.58666 | 8 | 0.32636
75364 | 8.45 | 0.8 | 365 | 7.6924 | 0.49132 | 8 | 0.18369
75367 | 7.155 | 0.8 | 365 | 6.5135 | 0.11721 | 6 | 0.63069
75373 | 2.65 | 0.8 | 365 | 2.4124 | 0.85823 | 3 | 0.27062
75376 | 6.9 | 0.8 | 365 | 6.2813 | 0.64972 | 6 | 0.93106
75377 | 4.8 | 0.8 | 365 | 4.3696 | 0.79981 | 5 | 0.16943
75380 | 13.8 | 0.8 | 365 | 12.5627 | 0.29944 | 12 | 0.86212
75289 | 7.41 | 0.8 | 365 | 6.7456 | 0.5847 | 7 | 0.33031
74987 | 8.12 | 0.8 | 365 | 7.392 | 0.88634 | 8 | 0.27829
75059 | 18.2 | 0.8 | 365 | 16.5682 | 0.36593 | 16 | 0.9341
74459 | 5.44 | 0.8 | 365 | 4.9522 | 0.97311 | 5 | 0.92536
36802 | 388.476 | 0.9 | 365 | 397.8505 | 0.21404 | 398 | 0.064583
75110 | 6.4 | 0.8 | 365 | 5.8262 | 0.73307 | 6 | 0.55924
75351 | 19.04 | 0.8 | 365 | 17.3329 | 0.90589 | 18 | 0.23875
75394 | 5.7 | 0.8 | 365 | 5.1889 | 0.44977 | 5 | 0.6387
75180 | 5.52 | 0.8 | 365 | 5.0251 | 0.11978 | 5 | 0.14485
75398 | 7.65 | 0.8 | 365 | 6.9641 | 0.02469 | 6 | 0.98878
75332 | 5.04 | 1 | 365 | 5.7351 | 0.54974 | 6 | 0.28488
75070 | 4.2 | 0.8 | 365 | 3.8234 | 0.69983 | 4 | 0.52325
75170 | 7.2 | 0.8 | 365 | 6.5544 | 0.19971 | 6 | 0.75415
75153 | 8.7 | 1 | 365 | 9.8999 | 0.93706 | 10 | 0.837
35259 | 8.96 | 0.8 | 365 | 8.1566 | 0.4263 | 8 | 0.58294
35262 | 15.12 | 0.8 | 365 | 13.7643 | 0.71939 | 14 | 0.48372
75427 | 5.355 | 0.8 | 365 | 4.8749 | 0.81728 | 5 | 0.69215
75430 | 6.67 | 0.8 | 365 | 6.072 | 0.22806 | 6 | 0.30003
75431 | 9.9 | 0.8 | 365 | 9.0124 | 0.1496 | 9 | 0.16196
75433 | 6.6 | 0.8 | 365 | 6.0082 | 0.099732 | 6 | 0.10797
75434 | 6.6 | 0.8 | 365 | 6.0082 | 0.099732 | 6 | 0.10797
75435 | 7.92 | 0.8 | 365 | 7.2099 | 0.51968 | 7 | 0.72957
75236 | 3.92 | 0.8 | 365 | 3.5685 | 0.18651 | 3 | 0.75504
75369 | 13.325 | 0.8 | 365 | 12.1303 | 0.42863 | 12 | 0.5589
75382 | 17.28 | 0.8 | 365 | 15.7307 | 0.6793 | 16 | 0.40996
75443 | 11.97 | 0.8 | 365 | 10.8968 | 0.94451 | 11 | 0.84128
75441 | 12.47 | 0.8 | 365 | 11.3519 | 0.86116 | 12 | 0.21309
75444 | 6.825 | 0.8 | 365 | 6.2131 | 0.51222 | 6 | 0.72529
75445 | 12.54 | 0.8 | 365 | 11.4157 | 0.98949 | 12 | 0.40515
75178 | 6.875 | 0.8 | 365 | 6.2586 | 0.60389 | 6 | 0.86247
75450 | 4.95 | 0.8 | 365 | 4.5062 | 0.074799 | 4 | 0.58098
75451 | 7.2 | 0.8 | 365 | 6.5544 | 0.19971 | 6 | 0.75415
75452 | 5.559 | 0.8 | 365 | 5.0606 | 0.19127 | 5 | 0.25185
75454 | 20.1 | 0.8 | 365 | 18.2978 | 0.84919 | 19 | 0.147
75453 | 6.6 | 0.8 | 365 | 6.0082 | 0.099732 | 6 | 0.10797
75460 | 10.385 | 0.8 | 365 | 9.4539 | 0.038746 | 9 | 0.49262
75465 | 11.7 | 0.8 | 365 | 10.651 | 0.44953 | 11 | 0.10049
75466 | 5.76 | 0.8 | 365 | 5.2436 | 0.55977 | 5 | 0.80332
75468 | 3.135 | 0.8 | 365 | 2.8539 | 0.74737 | 3 | 0.60129
75469 | 9.72 | 0.8 | 365 | 8.8485 | 0.81961 | 9 | 0.6681
75471 | 8.265 | 0.8 | 365 | 7.524 | 0.15216 | 7 | 0.67612
75472 | 3.99 | 0.8 | 365 | 3.6323 | 0.31484 | 3 | 0.94709
75473 | 8.1 | 0.8 | 365 | 7.3737 | 0.84967 | 8 | 0.22342
75474 | 7.125 | 0.8 | 365 | 6.4862 | 0.062211 | 6 | 0.54838
75476 | 6.24 | 0.8 | 365 | 5.6805 | 0.43975 | 6 | 0.12026
75475 | 7.975 | 0.8 | 365 | 7.26 | 0.62051 | 7 | 0.88047
75477 | 4.95 | 0.8 | 365 | 4.5062 | 0.074799 | 4 | 0.58098
75480 | 9.36 | 0.8 | 365 | 8.5208 | 0.15962 | 8 | 0.6804
75482 | 6 | 0.8 | 365 | 5.462 | 0.99976 | 6 | 0.46179
75479 | 5.7 | 0.8 | 365 | 5.1889 | 0.44977 | 5 | 0.6387
75488 | 9.24 | 0.8 | 365 | 8.4115 | 0.93963 | 9 | 0.35116
75489 | 13.2 | 0.8 | 365 | 12.0165 | 0.19946 | 12 | 0.21594
75490 | 10.23 | 0.8 | 365 | 9.3128 | 0.75459 | 10 | 0.067355
75491 | 8.58 | 0.8 | 365 | 7.8107 | 0.72965 | 8 | 0.54036
75493 | 6.12 | 0.8 | 365 | 5.5713 | 0.21975 | 5 | 0.79103
75388 | 11.76 | 0.8 | 365 | 10.7056 | 0.55952 | 11 | 0.26511
75387 | 6.5 | 0.8 | 365 | 5.9172 | 0.9164 | 6 | 0.83361
75386 | 3.08 | 0.8 | 365 | 2.8038 | 0.64654 | 3 | 0.45039
75426 | 3.92 | 0.8 | 365 | 3.5685 | 0.18651 | 3 | 0.75504
75403 | 3.64 | 0.8 | 365 | 3.3136 | 0.67319 | 3 | 0.98682
75419 | 4.93 | 0.8 | 365 | 4.488 | 0.038134 | 4 | 0.52611
30065 | 1287.72 | 1 | 365 | 1465.3275 | 0.95976 | 1466 | 0.28725
75497 | 10.2 | 0.8 | 365 | 9.2855 | 0.69959 | 9 | 0.98505
75498 | 3.6 | 0.8 | 365 | 3.2772 | 0.59985 | 3 | 0.87708
75464 | 4.505 | 0.8 | 365 | 4.1011 | 0.25898 | 4 | 0.36006
75470 | 4.48 | 0.8 | 365 | 4.0783 | 0.21315 | 4 | 0.29147
75485 | 3.92 | 0.8 | 365 | 3.5685 | 0.18651 | 3 | 0.75504
75486 | 12.32 | 0.8 | 365 | 11.2154 | 0.58617 | 11 | 0.80155
75499 | 6.38 | 0.8 | 365 | 5.808 | 0.69641 | 6 | 0.50437
75500 | 7.32 | 0.8 | 365 | 6.6637 | 0.4197 | 7 | 0.083386
75501 | 10.675 | 0.8 | 365 | 9.7179 | 0.83941 | 10 | 0.55728
75502 | 6.6 | 0.8 | 365 | 6.0082 | 0.099732 | 6 | 0.10797
75503 | 10.8 | 0.8 | 365 | 9.8317 | 0.79956 | 10 | 0.63123
75505 | 2.64 | 0.8 | 365 | 2.4033 | 0.83989 | 3 | 0.24319
75506 | 10.24 | 0.8 | 365 | 9.3219 | 0.77292 | 10 | 0.094792
66025 | 10.395 | 0.8 | 365 | 9.463 | 0.057079 | 9 | 0.52005
75517 | 7.26 | 0.8 | 365 | 6.6091 | 0.30971 | 6 | 0.91877
75518 | 11.73 | 0.8 | 365 | 10.6783 | 0.50452 | 11 | 0.1828
75523 | 7.68 | 0.8 | 365 | 6.9914 | 0.079689 | 7 | 0.071094
75525 | 9.715 | 0.8 | 365 | 8.8439 | 0.81044 | 9 | 0.65438
75526 | 8.55 | 1 | 365 | 9.7293 | 0.59332 | 10 | 0.32257
75527 | 9.9 | 0.8 | 365 | 9.0124 | 0.1496 | 9 | 0.16196
75533 | 9.1 | 0.8 | 365 | 8.2841 | 0.68296 | 8 | 0.96705
75395 | 5.8 | 0.8 | 365 | 5.28 | 0.6331 | 5 | 0.91307
75537 | 4.55 | 0.8 | 365 | 4.142 | 0.34148 | 4 | 0.48353
75541 | 5.7 | 1 | 365 | 6.4862 | 0.062211 | 6 | 0.54838
75546 | 6.9 | 0.8 | 365 | 6.2813 | 0.64972 | 6 | 0.93106
75549 | 3.08 | 0.8 | 365 | 2.8038 | 0.64654 | 3 | 0.45039
75552 | 5.88 | 0.8 | 365 | 5.3528 | 0.77976 | 6 | 0.13256
75554 | 7.695 | 0.8 | 365 | 7.0051 | 0.10719 | 7 | 0.11225
75555 | 4.35 | 0.8 | 365 | 3.96 | 0.97482 | 4 | 0.9348
75556 | 6.67 | 0.8 | 365 | 6.072 | 0.22806 | 6 | 0.30003
75557 | 9.57 | 0.8 | 365 | 8.7119 | 0.54461 | 9 | 0.25656
75558 | 9.28 | 0.8 | 365 | 8.4479 | 0.012957 | 8 | 0.4609
75298 | 7.475 | 0.8 | 365 | 6.8048 | 0.70386 | 7 | 0.50865
75566 | 11.375 | 0.8 | 365 | 10.3551 | 0.85371 | 11 | 0.20881
75570 | 5.886 | 0.8 | 365 | 5.3583 | 0.79076 | 6 | 0.14902
75572 | 5.36 | 0.8 | 365 | 4.8794 | 0.82645 | 5 | 0.70587
75573 | 9.28 | 0.8 | 365 | 8.4479 | 0.012957 | 8 | 0.4609
75551 | 5.7 | 0.8 | 365 | 5.1889 | 0.44977 | 5 | 0.6387
75559 | 6.555 | 0.8 | 365 | 5.9673 | 0.017234 | 5 | 0.98451
75571 | 7.125 | 0.8 | 365 | 6.4862 | 0.062211 | 6 | 0.54838
75547 | 8.55 | 1 | 365 | 9.7293 | 0.59332 | 10 | 0.32257
75548 | 9.975 | 1 | 365 | 11.3508 | 0.85887 | 12 | 0.20966
75545 | 9.69 | 1 | 365 | 11.0265 | 0.20576 | 11 | 0.23224
75574 | 3.135 | 0.8 | 365 | 2.8539 | 0.74737 | 3 | 0.60129
75576 | 4.56 | 0.8 | 365 | 4.1511 | 0.35982 | 4 | 0.51096
75577 | 13.34 | 0.8 | 365 | 12.1439 | 0.45613 | 12 | 0.60005
75212 | 3.48 | 0.8 | 365 | 3.168 | 0.37986 | 3 | 0.54784
75579 | 4.55 | 0.8 | 365 | 4.142 | 0.34148 | 4 | 0.48353
75580 | 8.4 | 0.8 | 365 | 7.6468 | 0.39966 | 8 | 0.046509
75581 | 3.6 | 0.8 | 365 | 3.2772 | 0.59985 | 3 | 0.87708
75582 | 3.99 | 0.8 | 365 | 3.6323 | 0.31484 | 3 | 0.94709
75583 | 4.845 | 0.8 | 365 | 4.4106 | 0.8823 | 5 | 0.2929
75584 | 9.405 | 0.8 | 365 | 8.5617 | 0.24212 | 8 | 0.80386
75586 | 7.41 | 0.8 | 365 | 6.7456 | 0.5847 | 7 | 0.33031
75588 | 7.8 | 0.8 | 365 | 7.1006 | 0.29968 | 7 | 0.40033
75438 | 6.555 | 0.8 | 365 | 5.9673 | 0.017234 | 5 | 0.98451
75440 | 2.565 | 0.8 | 365 | 2.335 | 0.7024 | 3 | 0.037416
75591 | 6.27 | 0.8 | 365 | 5.7078 | 0.49475 | 6 | 0.20257
75595 | 5.985 | 0.8 | 365 | 5.4484 | 0.97226 | 6 | 0.42064
75593 | 3.9 | 0.8 | 365 | 3.5503 | 0.14984 | 3 | 0.70016
75596 | 1.95 | 0.8 | 365 | 1.7752 | 0.57492 | 2 | 0.35008
75600 | 13.2 | 0.8 | 365 | 12.0165 | 0.19946 | 12 | 0.21594
75601 | 2.4 | 0.8 | 365 | 2.1848 | 0.3999 | 2 | 0.58472
75602 | 13.735 | 0.8 | 365 | 12.5035 | 0.18028 | 12 | 0.68379
75603 | 11.13 | 0.8 | 365 | 10.1321 | 0.40455 | 10 | 0.53662
75605 | 11.025 | 0.8 | 365 | 10.0365 | 0.21205 | 10 | 0.24854
75606 | 4.95 | 0.8 | 365 | 4.5062 | 0.074799 | 4 | 0.58098
75609 | 3.92 | 0.8 | 365 | 3.5685 | 0.18651 | 3 | 0.75504
75612 | 4.8 | 0.8 | 365 | 4.3696 | 0.79981 | 5 | 0.16943
75613 | 6.27 | 0.8 | 365 | 5.7078 | 0.49475 | 6 | 0.20257
75614 | 7.54 | 1 | 365 | 8.5799 | 0.27878 | 8 | 0.85873
75615 | 17.6 | 0.8 | 365 | 16.022 | 0.26595 | 16 | 0.28792
75616 | 10.71 | 0.8 | 365 | 9.7497 | 0.63457 | 10 | 0.3843
75617 | 8.775 | 0.8 | 365 | 7.9882 | 0.087144 | 8 | 0.075371
75620 | 8.265 | 0.8 | 365 | 7.524 | 0.15216 | 7 | 0.67612
75621 | 9.12 | 0.8 | 365 | 8.3023 | 0.71963 | 9 | 0.021924
75622 | 9.975 | 0.8 | 365 | 9.0806 | 0.2871 | 9 | 0.36773
75624 | 8.265 | 0.8 | 365 | 7.524 | 0.15216 | 7 | 0.67612
75626 | 7.41 | 0.8 | 365 | 6.7456 | 0.5847 | 7 | 0.33031
75512 | 5.51 | 0.8 | 365 | 5.016 | 0.10144 | 5 | 0.11741
75628 | 6.27 | 0.8 | 365 | 5.7078 | 0.49475 | 6 | 0.20257
75629 | 6.84 | 0.8 | 365 | 6.2267 | 0.53972 | 6 | 0.76644
75511 | 5.88 | 0.8 | 365 | 5.3528 | 0.77976 | 6 | 0.13256
75632 | 9.69 | 0.8 | 365 | 8.8212 | 0.76461 | 9 | 0.58579
75631 | 2.8 | 0.8 | 365 | 2.5489 | 0.13322 | 2 | 0.68217
75508 | 6.72 | 0.8 | 365 | 6.1175 | 0.31973 | 6 | 0.43721
75634 | 4.275 | 0.8 | 365 | 3.8917 | 0.83733 | 4 | 0.72903
75515 | 16.53 | 0.8 | 365 | 15.0479 | 0.30433 | 15 | 0.35224
75635 | 7.15 | 0.8 | 365 | 6.5089 | 0.10804 | 6 | 0.61697
75637 | 8.55 | 0.8 | 365 | 7.7834 | 0.67465 | 8 | 0.45805
75638 | 8.55 | 0.8 | 365 | 7.7834 | 0.67465 | 8 | 0.45805
75116 | 9.92 | 0.8 | 365 | 9.0306 | 0.18626 | 9 | 0.21683
75640 | 6.24 | 0.8 | 365 | 5.6805 | 0.43975 | 6 | 0.12026
75509 | 5.6 | 0.8 | 365 | 5.0979 | 0.26644 | 5 | 0.36434
75642 | 8.28 | 0.8 | 365 | 7.5376 | 0.17966 | 7 | 0.71727
75390 | 5.6 | 0.8 | 365 | 5.0979 | 0.26644 | 5 | 0.36434
75644 | 9.975 | 0.8 | 365 | 9.0806 | 0.2871 | 9 | 0.36773
75645 | 11.2 | 0.8 | 365 | 10.1958 | 0.53288 | 10 | 0.72868
75647 | 7.26 | 0.8 | 365 | 6.6091 | 0.30971 | 6 | 0.91877
75643 | 6.4 | 0.8 | 365 | 5.8262 | 0.73307 | 6 | 0.55924
75651 | 9.12 | 0.8 | 365 | 8.3023 | 0.71963 | 9 | 0.021924
75650 | 7.92 | 0.8 | 365 | 7.2099 | 0.51968 | 7 | 0.72957
75652 | 4.275 | 0.8 | 365 | 3.8917 | 0.83733 | 4 | 0.72903
75653 | 6.84 | 0.8 | 365 | 6.2267 | 0.53972 | 6 | 0.76644
75391 | 4.2 | 0.8 | 365 | 3.8234 | 0.69983 | 4 | 0.52325
75657 | 9.12 | 0.8 | 365 | 8.3023 | 0.71963 | 9 | 0.021924
75429 | 7.41 | 0.8 | 365 | 6.7456 | 0.5847 | 7 | 0.33031
75424 | 6.44 | 0.8 | 365 | 5.8626 | 0.80641 | 6 | 0.66899
75742 | 8.265 | 0.8 | 365 | 7.524 | 0.15216 | 7 | 0.67612
75662 | 7.41 | 0.8 | 365 | 6.7456 | 0.5847 | 7 | 0.33031
75663 | 6.84 | 0.8 | 365 | 6.2267 | 0.53972 | 6 | 0.76644
75664 | 2.1 | 0.8 | 365 | 1.9117 | 0.84991 | 2 | 0.76163
75666 | 6.27 | 0.8 | 365 | 5.7078 | 0.49475 | 6 | 0.20257
75667 | 10.4 | 0.8 | 365 | 9.4675 | 0.066245 | 9 | 0.53377
75669 | 7.125 | 0.8 | 365 | 6.4862 | 0.062211 | 6 | 0.54838
75418 | 5.88 | 0.8 | 365 | 5.3528 | 0.77976 | 6 | 0.13256
75672 | 9.975 | 0.8 | 365 | 9.0806 | 0.2871 | 9 | 0.36773
75670 | 7.8 | 0.8 | 365 | 7.1006 | 0.29968 | 7 | 0.40033
75676 | 12.6 | 0.8 | 365 | 11.4703 | 0.099489 | 11 | 0.56976
75053 | 2.24 | 0.8 | 365 | 2.0392 | 0.10658 | 2 | 0.14574
75026 | 2.24 | 0.8 | 365 | 2.0392 | 0.10658 | 2 | 0.14574
75033 | 3.08 | 0.8 | 365 | 2.8038 | 0.64654 | 3 | 0.45039
75679 | 6.84 | 0.8 | 365 | 6.2267 | 0.53972 | 6 | 0.76644
75681 | 5.7 | 0.8 | 365 | 5.1889 | 0.44977 | 5 | 0.6387
75682 | 7.98 | 0.8 | 365 | 7.2645 | 0.62968 | 7 | 0.89418
75684 | 9.69 | 0.8 | 365 | 8.8212 | 0.76461 | 9 | 0.58579
75686 | 5.415 | 0.8 | 365 | 4.9295 | 0.92728 | 5 | 0.85677
75024 | 4.2 | 0.8 | 365 | 3.8234 | 0.69983 | 4 | 0.52325
75688 | 9.6 | 0.8 | 365 | 8.7393 | 0.59961 | 9 | 0.33887
75689 | 3.9 | 0.8 | 365 | 3.5503 | 0.14984 | 3 | 0.70016
75690 | 3.78 | 0.8 | 365 | 3.4411 | 0.92985 | 4 | 0.37093
75692 | 3.78 | 0.8 | 365 | 3.4411 | 0.92985 | 4 | 0.37093
75693 | 7.25 | 0.8 | 365 | 6.6 | 0.29137 | 6 | 0.89133
75694 | 8.37 | 0.8 | 365 | 7.6195 | 0.34466 | 7 | 0.9642
75695 | 2.97 | 0.8 | 365 | 2.7037 | 0.44488 | 3 | 0.14859
75697 | 12.48 | 0.8 | 365 | 11.361 | 0.87949 | 12 | 0.24053
75699 | 6.24 | 0.8 | 365 | 5.6805 | 0.43975 | 6 | 0.12026
75700 | 7.28 | 0.8 | 365 | 6.6273 | 0.34637 | 6 | 0.97364
75701 | 4.93 | 0.8 | 365 | 4.488 | 0.038134 | 4 | 0.52611
75702 | 4.56 | 0.8 | 365 | 4.1511 | 0.35982 | 4 | 0.51096
75703 | 8.4 | 0.8 | 365 | 7.6468 | 0.39966 | 8 | 0.046509
75705 | 13.395 | 0.8 | 365 | 12.194 | 0.55696 | 12 | 0.75095
75706 | 7.15 | 0.8 | 365 | 6.5089 | 0.10804 | 6 | 0.61697
75707 | 10.92 | 0.8 | 365 | 9.9409 | 0.019557 | 9 | 0.96046
75708 | 10.44 | 0.8 | 365 | 9.5039 | 0.13958 | 9 | 0.64352
75710 | 11.2 | 0.8 | 365 | 10.1958 | 0.53288 | 10 | 0.72868
75712 | 12.54 | 0.8 | 365 | 11.4157 | 0.98949 | 12 | 0.40515
30062 | 1254.87 | 1 | 365 | 1427.9467 | 0.68017 | 1428 | 0.62686
75711 | 7.84 | 0.8 | 365 | 7.1371 | 0.37302 | 7 | 0.51007
75713 | 10.395 | 0.8 | 365 | 9.463 | 0.057079 | 9 | 0.52005
75715 | 77.52 | 0.6 | 365 | 52.9271 | 0.58764 | 53 | 0.51476
75716 | 6.84 | 0.8 | 365 | 6.2267 | 0.53972 | 6 | 0.76644
75717 | 4.275 | 0.8 | 365 | 3.8917 | 0.83733 | 4 | 0.72903
75718 | 6.555 | 0.8 | 365 | 5.9673 | 0.017234 | 5 | 0.98451
75719 | 9.975 | 0.8 | 365 | 9.0806 | 0.2871 | 9 | 0.36773
75432 | 7.54 | 0.8 | 365 | 6.864 | 0.82303 | 7 | 0.68699
75721 | 6.84 | 0.8 | 365 | 6.2267 | 0.53972 | 6 | 0.76644
75723 | 5.7 | 0.8 | 365 | 5.1889 | 0.44977 | 5 | 0.6387
75448 | 24.085 | 0.8 | 365 | 21.9255 | 0.15486 | 22 | 0.080377
75724 | 3.99 | 0.8 | 365 | 3.6323 | 0.31484 | 3 | 0.94709
75726 | 6.84 | 0.8 | 365 | 6.2267 | 0.53972 | 6 | 0.76644
75727 | 4.56 | 0.8 | 365 | 4.1511 | 0.35982 | 4 | 0.51096
75731 | 8.265 | 0.8 | 365 | 7.524 | 0.15216 | 7 | 0.67612
75734 | 4.225 | 0.8 | 365 | 3.8462 | 0.74566 | 4 | 0.59185
75437 | 13.12 | 0.8 | 365 | 11.9437 | 0.052802 | 11 | 0.99645
75735 | 6.27 | 0.8 | 365 | 5.7078 | 0.49475 | 6 | 0.20257
75736 | 6.555 | 0.8 | 365 | 5.9673 | 0.017234 | 5 | 0.98451
75737 | 6.9 | 0.8 | 365 | 6.2813 | 0.64972 | 6 | 0.93106
75738 | 5.13 | 0.8 | 365 | 4.67 | 0.40479 | 5 | 0.074832
75739 | 8.55 | 0.8 | 365 | 7.7834 | 0.67465 | 8 | 0.45805
75741 | 9.12 | 0.8 | 365 | 8.3023 | 0.71963 | 9 | 0.021924
75743 | 5.985 | 0.8 | 365 | 5.4484 | 0.97226 | 6 | 0.42064
75744 | 4.275 | 0.8 | 365 | 3.8917 | 0.83733 | 4 | 0.72903
75522 | 6.555 | 1 | 365 | 7.4591 | 0.021543 | 7 | 0.48063
75535 | 7.125 | 1 | 365 | 8.1077 | 0.32776 | 8 | 0.43547
75746 | 5.415 | 0.8 | 365 | 4.9295 | 0.92728 | 5 | 0.85677
75747 | 3.705 | 0.8 | 365 | 3.3728 | 0.79235 | 4 | 0.16516
75748 | 5.13 | 0.8 | 365 | 4.67 | 0.40479 | 5 | 0.074832
75749 | 3.99 | 0.8 | 365 | 3.6323 | 0.31484 | 3 | 0.94709
75750 | 4.845 | 0.8 | 365 | 4.4106 | 0.8823 | 5 | 0.2929
75751 | 5.13 | 0.8 | 365 | 4.67 | 0.40479 | 5 | 0.074832
75752 | 6.555 | 0.8 | 365 | 5.9673 | 0.017234 | 5 | 0.98451
75495 | 4.8 | 0.8 | 365 | 4.3696 | 0.79981 | 5 | 0.16943
75524 | 7.2 | 0.8 | 365 | 6.5544 | 0.19971 | 6 | 0.75415
75753 | 4.5 | 0.8 | 365 | 4.0965 | 0.24982 | 4 | 0.34634
75754 | 5.695 | 0.8 | 365 | 5.1844 | 0.4406 | 5 | 0.62498
75755 | 7.98 | 0.8 | 365 | 7.2645 | 0.62968 | 7 | 0.89418
75757 | 10.385 | 0.8 | 365 | 9.4539 | 0.038746 | 9 | 0.49262
75758 | 8 | 0.8 | 365 | 7.2827 | 0.66634 | 7 | 0.94906
32233 | 3081.33 | 1 | 365 | 3506.3194 | 0.22513 | 3506 | 0.54449
75759 | 15.075 | 0.8 | 365 | 13.7234 | 0.63689 | 14 | 0.36025
75760 | 8.55 | 0.8 | 365 | 7.7834 | 0.67465 | 8 | 0.45805
65348 | 236.25 | 0.7 | 365 | 188.1842 | 0.976 | 189 | 0.16018
35104 | 138.38 | 0.9 | 365 | 141.7193 | 0.40244 | 142 | 0.12177
75392 | 9.94 | 0.8 | 365 | 9.0488 | 0.22293 | 9 | 0.2717
75761 | 7.125 | 0.8 | 365 | 6.4862 | 0.062211 | 6 | 0.54838
75467 | 6.08 | 0.8 | 365 | 5.5349 | 0.14642 | 5 | 0.68128
75764 | 2.6 | 0.8 | 365 | 2.3669 | 0.76656 | 3 | 0.13344
75665 | 11.07 | 0.8 | 365 | 10.0775 | 0.29455 | 10 | 0.37201
75766 | 5.7 | 0.8 | 365 | 5.1889 | 0.44977 | 5 | 0.6387
75765 | 6.6 | 0.8 | 365 | 6.0082 | 0.099732 | 6 | 0.10797
75668 | 3.92 | 0.8 | 365 | 3.5685 | 0.18651 | 3 | 0.75504
75768 | 5.559 | 0.8 | 365 | 5.0606 | 0.19127 | 5 | 0.25185
75769 | 7.695 | 0.8 | 365 | 7.0051 | 0.10719 | 7 | 0.11225
75770 | 4.88 | 0.8 | 365 | 4.4425 | 0.94647 | 5 | 0.38892
75774 | 3.42 | 0.8 | 365 | 3.1134 | 0.26986 | 3 | 0.38322
75331 | 5.04 | 0.8 | 365 | 4.5881 | 0.2398 | 4 | 0.82791
75329 | 2.85 | 0.8 | 365 | 2.5945 | 0.22488 | 2 | 0.81935
75776 | 3.99 | 0.8 | 365 | 3.6323 | 0.31484 | 3 | 0.94709
75513 | 3.08 | 0.8 | 365 | 2.8038 | 0.64654 | 3 | 0.45039
75540 | 4.845 | 1 | 365 | 5.5132 | 0.10288 | 5 | 0.61612
75585 | 8.55 | 0.8 | 365 | 7.7834 | 0.67465 | 8 | 0.45805
75780 | 9.405 | 0.8 | 365 | 8.5617 | 0.24212 | 8 | 0.80386
75785 | 8.835 | 0.8 | 365 | 8.0428 | 0.19714 | 8 | 0.23999
75783 | 13.8 | 0.8 | 365 | 12.5627 | 0.29944 | 12 | 0.86212
75786 | 8.55 | 0.8 | 365 | 7.7834 | 0.67465 | 8 | 0.45805
75790 | 6.27 | 0.8 | 365 | 5.7078 | 0.49475 | 6 | 0.20257
75791 | 9.1 | 0.8 | 365 | 8.2841 | 0.68296 | 8 | 0.96705
75792 | 13.725 | 0.8 | 365 | 12.4944 | 0.16194 | 12 | 0.65635
75793 | 11.375 | 0.8 | 365 | 10.3551 | 0.85371 | 11 | 0.20881
73206 | 9.28 | 0.8 | 365 | 8.4479 | 0.012957 | 8 | 0.4609
75794 | 9.69 | 0.8 | 365 | 8.8212 | 0.76461 | 9 | 0.58579
75799 | 4.225 | 0.8 | 365 | 3.8462 | 0.74566 | 4 | 0.59185
75801 | 9.975 | 0.8 | 365 | 9.0806 | 0.2871 | 9 | 0.36773
75803 | 9.69 | 0.8 | 365 | 8.8212 | 0.76461 | 9 | 0.58579
75804 | 5.13 | 0.8 | 365 | 4.67 | 0.40479 | 5 | 0.074832
75805 | 6.27 | 0.8 | 365 | 5.7078 | 0.49475 | 6 | 0.20257
75806 | 5.13 | 0.8 | 365 | 4.67 | 0.40479 | 5 | 0.074832
75807 | 5.7 | 0.8 | 365 | 5.1889 | 0.44977 | 5 | 0.6387
75808 | 3.99 | 0.8 | 365 | 3.6323 | 0.31484 | 3 | 0.94709
75809 | 8.835 | 0.8 | 365 | 8.0428 | 0.19714 | 8 | 0.23999
75810 | 6.27 | 0.8 | 365 | 5.7078 | 0.49475 | 6 | 0.20257
75811 | 5.7 | 0.8 | 365 | 5.1889 | 0.44977 | 5 | 0.6387
75812 | 4.845 | 0.8 | 365 | 4.4106 | 0.8823 | 5 | 0.2929
75813 | 5.985 | 0.8 | 365 | 5.4484 | 0.97226 | 6 | 0.42064
75814 | 8.55 | 0.8 | 365 | 7.7834 | 0.67465 | 8 | 0.45805
75815 | 11.84 | 0.8 | 365 | 10.7784 | 0.70619 | 11 | 0.4846
75816 | 7.56 | 0.8 | 365 | 6.8822 | 0.85969 | 7 | 0.74186
75817 | 4.76 | 0.8 | 365 | 4.3332 | 0.72647 | 5 | 0.059688
75818 | 9.3 | 0.8 | 365 | 8.4662 | 0.049623 | 8 | 0.51578
75819 | 6.75 | 0.8 | 365 | 6.1448 | 0.37473 | 6 | 0.51952
75820 | 6.875 | 0.8 | 365 | 6.2586 | 0.60389 | 6 | 0.86247
75822 | 10.915 | 0.8 | 365 | 9.9364 | 0.010391 | 9 | 0.94674
75826 | 8.64 | 0.8 | 365 | 7.8653 | 0.83965 | 8 | 0.70498
75828 | 11.2 | 0.8 | 365 | 10.1958 | 0.53288 | 10 | 0.72868
75829 | 4.27 | 0.8 | 365 | 3.8871 | 0.82816 | 4 | 0.71531
75830 | 4.875 | 0.8 | 365 | 4.4379 | 0.9373 | 5 | 0.37521
75833 | 2.32 | 0.8 | 365 | 2.112 | 0.25324 | 2 | 0.36523
75832 | 9.24 | 0.8 | 365 | 8.4115 | 0.93963 | 9 | 0.35116
75823 | 3.64 | 0.8 | 365 | 3.3136 | 0.67319 | 3 | 0.98682
75824 | 14 | 0.8 | 365 | 12.7447 | 0.6661 | 13 | 0.41085
75834 | 6.555 | 0.8 | 365 | 5.9673 | 0.017234 | 5 | 0.98451
75835 | 4.845 | 0.8 | 365 | 4.4106 | 0.8823 | 5 | 0.2929
75836 | 9.975 | 0.8 | 365 | 9.0806 | 0.2871 | 9 | 0.36773
75837 | 4.845 | 0.8 | 365 | 4.4106 | 0.8823 | 5 | 0.2929
75838 | 5.8 | 0.8 | 365 | 5.28 | 0.6331 | 5 | 0.91307
75839 | 8.55 | 0.8 | 365 | 7.7834 | 0.67465 | 8 | 0.45805
75840 | 3.19 | 0.8 | 365 | 2.904 | 0.8482 | 3 | 0.75219
75841 | 4.8 | 0.8 | 365 | 4.3696 | 0.79981 | 5 | 0.16943
75843 | 13 | 0.8 | 365 | 11.8344 | 0.83281 | 12 | 0.66722
75845 | 8.265 | 0.8 | 365 | 7.524 | 0.15216 | 7 | 0.67612
75847 | 9.57 | 0.8 | 365 | 8.7119 | 0.54461 | 9 | 0.25656
75848 | 9.12 | 0.8 | 365 | 8.3023 | 0.71963 | 9 | 0.021924
75850 | 4.56 | 0.8 | 365 | 4.1511 | 0.35982 | 4 | 0.51096
75851 | 3.705 | 0.8 | 365 | 3.3728 | 0.79235 | 4 | 0.16516
75853 | 4.93 | 0.8 | 365 | 4.488 | 0.038134 | 4 | 0.52611
75855 | 8.41 | 0.8 | 365 | 7.656 | 0.41799 | 8 | 0.073945
75856 | 5.415 | 0.8 | 365 | 4.9295 | 0.92728 | 5 | 0.85677
75857 | 9.69 | 0.8 | 365 | 8.8212 | 0.76461 | 9 | 0.58579
75861 | 2.61 | 0.8 | 365 | 2.376 | 0.78489 | 3 | 0.16088
75863 | 4.56 | 0.8 | 365 | 4.1511 | 0.35982 | 4 | 0.51096
75862 | 7.8 | 0.8 | 365 | 7.1006 | 0.29968 | 7 | 0.40033
75865 | 5.7 | 0.8 | 365 | 5.1889 | 0.44977 | 5 | 0.6387
75864 | 15.41 | 0.8 | 365 | 14.0283 | 0.25104 | 14 | 0.27937
75866 | 3.99 | 0.8 | 365 | 3.6323 | 0.31484 | 3 | 0.94709
75867 | 7.42 | 1 | 365 | 8.4434 | 0.0037907 | 8 | 0.44719
75868 | 9.975 | 0.8 | 365 | 9.0806 | 0.2871 | 9 | 0.36773
75381 | 8.925 | 0.8 | 365 | 8.1248 | 0.36214 | 8 | 0.48692
75704 | 5.13 | 0.8 | 365 | 4.67 | 0.40479 | 5 | 0.074832
75553 | 11 | 0.8 | 365 | 10.0137 | 0.16622 | 10 | 0.17995
72620 | 10.08 | 0.8 | 365 | 9.1762 | 0.47959 | 9 | 0.65581
75561 | 9.12 | 0.8 | 365 | 8.3023 | 0.71963 | 9 | 0.021924
75568 | 5.13 | 0.8 | 365 | 4.67 | 0.40479 | 5 | 0.074832
75641 | 7.125 | 0.8 | 365 | 6.4862 | 0.062211 | 6 | 0.54838
75633 | 6.96 | 0.8 | 365 | 6.336 | 0.75972 | 7 | 0.095679
75660 | 3.42 | 0.8 | 365 | 3.1134 | 0.26986 | 3 | 0.38322
75636 | 4.845 | 0.8 | 365 | 4.4106 | 0.8823 | 5 | 0.2929
75618 | 8.25 | 0.8 | 365 | 7.5103 | 0.12467 | 7 | 0.63496
75654 | 9.15 | 0.8 | 365 | 8.3296 | 0.77463 | 9 | 0.10423
75756 | 7.695 | 0.8 | 365 | 7.0051 | 0.10719 | 7 | 0.11225
75763 | 13.05 | 0.8 | 365 | 11.8799 | 0.92447 | 12 | 0.8044
75789 | 2.925 | 0.8 | 365 | 2.6627 | 0.36238 | 3 | 0.025124
75802 | 10.725 | 0.8 | 365 | 9.7634 | 0.66207 | 10 | 0.42545
75821 | 9.6 | 0.8 | 365 | 8.7393 | 0.59961 | 9 | 0.33887
74545 | 10 | 0.8 | 365 | 9.1034 | 0.33293 | 9 | 0.43632
75114 | 3.6 | 0.8 | 365 | 3.2772 | 0.59985 | 3 | 0.87708
75166 | 4.5 | 0.8 | 365 | 4.0965 | 0.24982 | 4 | 0.34634
75261 | 5.8 | 0.8 | 365 | 5.28 | 0.6331 | 5 | 0.91307
75345 | 7.7 | 0.8 | 365 | 7.0096 | 0.11635 | 7 | 0.12597
75874 | 5.13 | 0.8 | 365 | 4.67 | 0.40479 | 5 | 0.074832
75876 | 10.26 | 1 | 365 | 11.6751 | 0.51198 | 12 | 0.18708
75877 | 9.57 | 0.8 | 365 | 8.7119 | 0.54461 | 9 | 0.25656
75878 | 9.975 | 0.8 | 365 | 9.0806 | 0.2871 | 9 | 0.36773
75881 | 3.19 | 0.8 | 365 | 2.904 | 0.8482 | 3 | 0.75219
75879 | 7.83 | 0.8 | 365 | 7.128 | 0.35468 | 7 | 0.48264
75883 | 3.9 | 0.8 | 365 | 3.5503 | 0.14984 | 3 | 0.70016
75886 | 2.28 | 0.8 | 365 | 2.0756 | 0.17991 | 2 | 0.25548
75439 | 9.975 | 1 | 365 | 11.3508 | 0.85887 | 12 | 0.20966
75890 | 7.54 | 0.8 | 365 | 6.864 | 0.82303 | 7 | 0.68699
75894 | 8.55 | 0.8 | 365 | 7.7834 | 0.67465 | 8 | 0.45805
73990 | 5.225 | 0.8 | 365 | 4.7565 | 0.57895 | 5 | 0.33548
75896 | 3.48 | 0.8 | 365 | 3.168 | 0.37986 | 3 | 0.54784
73653 | 7.56 | 0.8 | 365 | 6.8822 | 0.85969 | 7 | 0.74186
73652 | 10.15 | 0.8 | 365 | 9.2399 | 0.60792 | 9 | 0.84786
75905 | 7.8 | 0.8 | 365 | 7.1006 | 0.29968 | 7 | 0.40033
75904 | 4.35 | 0.8 | 365 | 3.96 | 0.97482 | 4 | 0.9348
75908 | 4.93 | 0.8 | 365 | 4.488 | 0.038134 | 4 | 0.52611
75907 | 8.4 | 0.8 | 365 | 7.6468 | 0.39966 | 8 | 0.046509
75910 | 7.25 | 0.8 | 365 | 6.6 | 0.29137 | 6 | 0.89133
75918 | 8.55 | 0.8 | 365 | 7.7834 | 0.67465 | 8 | 0.45805
75859 | 9 | 0.8 | 365 | 8.1931 | 0.49964 | 8 | 0.69269
75919 | 4.275 | 0.8 | 365 | 3.8917 | 0.83733 | 4 | 0.72903
75920 | 14.3 | 0.8 | 365 | 13.0179 | 0.21609 | 13 | 0.23394
75604 | 10.73 | 0.8 | 365 | 9.7679 | 0.67123 | 10 | 0.43917
75921 | 2.1 | 0.8 | 365 | 1.9117 | 0.84991 | 2 | 0.76163
75922 | 7.695 | 0.8 | 365 | 7.0051 | 0.10719 | 7 | 0.11225
75923 | 12.825 | 1 | 365 | 14.5939 | 0.38998 | 14 | 0.98385
75924 | 13.11 | 1 | 365 | 14.9182 | 0.043086 | 14 | 0.96127
75925 | 13.395 | 0.8 | 365 | 12.194 | 0.55696 | 12 | 0.75095
75926 | 11.4 | 0.8 | 365 | 10.3779 | 0.89954 | 11 | 0.2774
75927 | 12.54 | 0.8 | 365 | 11.4157 | 0.98949 | 12 | 0.40515
75928 | 13.395 | 0.8 | 365 | 12.194 | 0.55696 | 12 | 0.75095
75282 | 7.26 | 0.8 | 365 | 6.6091 | 0.30971 | 6 | 0.91877
75929 | 13.11 | 0.8 | 365 | 11.9345 | 0.034469 | 11 | 0.96902
75930 | 10.545 | 0.8 | 365 | 9.5995 | 0.33207 | 9 | 0.9316
75931 | 10.26 | 0.8 | 365 | 9.3401 | 0.80958 | 10 | 0.14966
75932 | 10.83 | 0.8 | 365 | 9.859 | 0.85456 | 10 | 0.71353
75933 | 13.395 | 0.8 | 365 | 12.194 | 0.55696 | 12 | 0.75095
75934 | 13.395 | 0.8 | 365 | 12.194 | 0.55696 | 12 | 0.75095
75935 | 11.115 | 0.8 | 365 | 10.1184 | 0.37705 | 10 | 0.49547
75936 | 13.11 | 0.8 | 365 | 11.9345 | 0.034469 | 11 | 0.96902
29938 | 1268.01 | 1 | 365 | 1442.899 | 0.792 | 1443 | 0.69102
75937 | 11.4 | 0.8 | 365 | 10.3779 | 0.89954 | 11 | 0.2774
75938 | 12.825 | 0.8 | 365 | 11.6751 | 0.51198 | 12 | 0.18708
75939 | 12.54 | 0.8 | 365 | 11.4157 | 0.98949 | 12 | 0.40515
75940 | 7.68 | 0.8 | 365 | 6.9914 | 0.079689 | 7 | 0.071094
75941 | 4.48 | 0.8 | 365 | 4.0783 | 0.21315 | 4 | 0.29147
75942 | 6.6 | 0.8 | 365 | 6.0082 | 0.099732 | 6 | 0.10797
75943 | 6.84 | 0.8 | 365 | 6.2267 | 0.53972 | 6 | 0.76644
75944 | 9.405 | 0.8 | 365 | 8.5617 | 0.24212 | 8 | 0.80386
75945 | 5.94 | 0.8 | 365 | 5.4074 | 0.88976 | 6 | 0.29717
75947 | 13.395 | 0.8 | 365 | 12.194 | 0.55696 | 12 | 0.75095
75949 | 13.11 | 0.8 | 365 | 11.9345 | 0.034469 | 11 | 0.96902
75950 | 13.395 | 0.8 | 365 | 12.194 | 0.55696 | 12 | 0.75095
75951 | 11.97 | 0.8 | 365 | 10.8968 | 0.94451 | 11 | 0.84128
75952 | 13.11 | 0.8 | 365 | 11.9345 | 0.034469 | 11 | 0.96902
75953 | 10.83 | 0.8 | 365 | 9.859 | 0.85456 | 10 | 0.71353
75954 | 13.395 | 0.8 | 365 | 12.194 | 0.55696 | 12 | 0.75095
73231 | 10.26 | 0.8 | 365 | 9.3401 | 0.80958 | 10 | 0.14966
75957 | 5.7 | 0.8 | 365 | 5.1889 | 0.44977 | 5 | 0.6387
75958 | 11.115 | 0.8 | 365 | 10.1184 | 0.37705 | 10 | 0.49547
75959 | 8.4 | 0.8 | 365 | 7.6468 | 0.39966 | 8 | 0.046509
75696 | 11.685 | 0.8 | 365 | 10.6373 | 0.42203 | 11 | 0.05934
75961 | 6.5 | 0.8 | 365 | 5.9172 | 0.9164 | 6 | 0.83361
75964 | 5.025 | 0.8 | 365 | 4.5745 | 0.2123 | 4 | 0.78675
75967 | 10.15 | 0.8 | 365 | 9.2399 | 0.60792 | 9 | 0.84786
75966 | 6.93 | 0.8 | 365 | 6.3087 | 0.70472 | 7 | 0.01337
75970 | 12.825 | 0.8 | 365 | 11.6751 | 0.51198 | 12 | 0.18708
75972 | 6.89 | 0.8 | 365 | 6.2722 | 0.63139 | 6 | 0.90362
75974 | 9.6 | 0.8 | 365 | 8.7393 | 0.59961 | 9 | 0.33887
75975 | 12.21 | 0.8 | 365 | 11.1152 | 0.38451 | 11 | 0.49975
75148 | 5.04 | 0.8 | 365 | 4.5881 | 0.2398 | 4 | 0.82791
75976 | 8.4 | 0.8 | 365 | 7.6468 | 0.39966 | 8 | 0.046509
75977 | 8.41 | 0.8 | 365 | 7.656 | 0.41799 | 8 | 0.073945
75979 | 13.395 | 0.8 | 365 | 12.194 | 0.55696 | 12 | 0.75095
50553 | 200.07 | 0.9 | 365 | 204.898 | 0.63525 | 205 | 0.53326
75980 | 11.31 | 0.8 | 365 | 10.2959 | 0.73454 | 11 | 0.030478
75981 | 11.02 | 0.8 | 365 | 10.0319 | 0.20289 | 10 | 0.23482
75982 | 8.7 | 0.8 | 365 | 7.92 | 0.94965 | 8 | 0.8696
75983 | 13.11 | 0.8 | 365 | 11.9345 | 0.034469 | 11 | 0.96902
75984 | 13.63 | 0.8 | 365 | 12.4079 | 0.98778 | 13 | 0.3957
75985 | 13.63 | 0.8 | 365 | 12.4079 | 0.98778 | 13 | 0.3957
73651 | 10.8 | 1 | 365 | 12.2896 | 0.74945 | 13 | 0.039032
75008 | 20.1 | 0.8 | 365 | 18.2978 | 0.84919 | 19 | 0.147
75012 | 6.825 | 0.8 | 365 | 6.2131 | 0.51222 | 6 | 0.72529
75989 | 10.64 | 0.8 | 365 | 9.686 | 0.50624 | 10 | 0.19224
73699 | 7.32 | 1 | 365 | 8.3296 | 0.77463 | 9 | 0.10423
75991 | 5.88 | 0.8 | 365 | 5.3528 | 0.77976 | 6 | 0.13256
75996 | 4.62 | 0.8 | 365 | 4.2058 | 0.46981 | 4 | 0.67558
75997 | 8.91 | 0.8 | 365 | 8.1111 | 0.33464 | 8 | 0.44576
75998 | 10.64 | 0.8 | 365 | 9.686 | 0.50624 | 10 | 0.19224
76000 | 4.62 | 0.8 | 365 | 4.2058 | 0.46981 | 4 | 0.67558
76009 | 5.13 | 0.8 | 365 | 4.67 | 0.40479 | 5 | 0.074832
73765 | 10.137 | 0.8 | 365 | 9.2281 | 0.58409 | 9 | 0.8122
76015 | 10.56 | 0.8 | 365 | 9.6132 | 0.35957 | 9 | 0.97275
76018 | 4.68 | 0.8 | 365 | 4.2604 | 0.57981 | 4 | 0.8402
76020 | 12.15 | 0.8 | 365 | 11.0606 | 0.27451 | 11 | 0.33513
76030 | 6.25 | 1 | 365 | 7.112 | 0.3226 | 7 | 0.43462
76033 | 5.7 | 0.8 | 365 | 5.1889 | 0.44977 | 5 | 0.6387
76035 | 7.035 | 0.8 | 365 | 6.4042 | 0.89721 | 7 | 0.30145
76032 | 11.76 | 0.8 | 365 | 10.7056 | 0.55952 | 11 | 0.26511
76042 | 8.96 | 0.8 | 365 | 8.1566 | 0.4263 | 8 | 0.58294
76041 | 3.92 | 0.8 | 365 | 3.5685 | 0.18651 | 3 | 0.75504
76047 | 8.12 | 0.8 | 365 | 7.392 | 0.88634 | 8 | 0.27829
76049 | 7.28 | 0.8 | 365 | 6.6273 | 0.34637 | 6 | 0.97364
76052 | 4.29 | 0.8 | 365 | 3.9054 | 0.86483 | 4 | 0.77018
4611 | 1159.2 | 1 | 365 | 1319.0815 | 0.44127 | 1319 | 0.52277
76055 | 7.56 | 0.8 | 365 | 6.8822 | 0.85969 | 7 | 0.74186
76057 | 6.72 | 0.8 | 365 | 6.1175 | 0.31973 | 6 | 0.43721
76059 | 10.325 | 0.8 | 365 | 9.3993 | 0.92875 | 10 | 0.328
76060 | 5.6 | 0.8 | 365 | 5.0979 | 0.26644 | 5 | 0.36434
76062 | 6.4 | 0.8 | 365 | 5.8262 | 0.73307 | 6 | 0.55924
76063 | 6 | 0.8 | 365 | 5.462 | 0.99976 | 6 | 0.46179
76065 | 10.56 | 0.8 | 365 | 9.6132 | 0.35957 | 9 | 0.97275
76053 | 12.6 | 0.8 | 365 | 11.4703 | 0.099489 | 11 | 0.56976
76068 | 5.76 | 0.8 | 365 | 5.2436 | 0.55977 | 5 | 0.80332
76069 | 24.82 | 0.8 | 365 | 22.5946 | 0.50233 | 23 | 0.096946
76071 | 10.8 | 0.8 | 365 | 9.8317 | 0.79956 | 10 | 0.63123
75217 | 23.52 | 0.8 | 365 | 21.4112 | 0.11905 | 21 | 0.53022
76073 | 5.135 | 0.8 | 365 | 4.6746 | 0.41396 | 5 | 0.08855
76075 | 6.4 | 0.8 | 365 | 5.8262 | 0.73307 | 6 | 0.55924
76078 | 9.76 | 0.8 | 365 | 8.8849 | 0.89294 | 9 | 0.77785
76082 | 4.69 | 0.8 | 365 | 4.2695 | 0.59814 | 4 | 0.86763
76084 | 4.16 | 0.8 | 365 | 3.787 | 0.6265 | 4 | 0.41351
76087 | 7.67 | 0.8 | 365 | 6.9823 | 0.061356 | 7 | 0.043657
76089 | 2.12 | 0.8 | 365 | 1.9299 | 0.88658 | 2 | 0.8165
76090 | 11.655 | 0.8 | 365 | 10.61 | 0.36703 | 10 | 0.97703
76086 | 9.45 | 0.8 | 365 | 8.6027 | 0.32462 | 8 | 0.92732
76092 | 7.67 | 0.8 | 365 | 6.9823 | 0.061356 | 7 | 0.043657
75846 | 6.84 | 0.8 | 365 | 6.2267 | 0.53972 | 6 | 0.76644
75849 | 5.13 | 0.8 | 365 | 4.67 | 0.40479 | 5 | 0.074832
75854 | 9.69 | 0.8 | 365 | 8.8212 | 0.76461 | 9 | 0.58579
76094 | 6 | 0.8 | 365 | 5.462 | 0.99976 | 6 | 0.46179
75673 | 2.28 | 0.8 | 365 | 2.0756 | 0.17991 | 2 | 0.25548
76096 | 9.8 | 0.8 | 365 | 8.9213 | 0.96627 | 9 | 0.88759
76103 | 7.32 | 0.8 | 365 | 6.6637 | 0.4197 | 7 | 0.083386
76106 | 12.73 | 0.8 | 365 | 11.5886 | 0.33782 | 11 | 0.92644
35301 | 129.14 | 1 | 365 | 146.9515 | 0.93929 | 147 | 0.8908
76111 | 2.1 | 0.8 | 365 | 1.9117 | 0.84991 | 2 | 0.76163
76113 | 6.72 | 0.8 | 365 | 6.1175 | 0.31973 | 6 | 0.43721
76115 | 8.64 | 0.8 | 365 | 7.8653 | 0.83965 | 8 | 0.70498
76099 | 8.37 | 0.8 | 365 | 7.6195 | 0.34466 | 7 | 0.9642
76117 | 15.435 | 0.8 | 365 | 14.0511 | 0.29687 | 14 | 0.34796
76118 | 5.94 | 0.8 | 365 | 5.4074 | 0.88976 | 6 | 0.29717
76108 | 11.31 | 0.8 | 365 | 10.2959 | 0.73454 | 11 | 0.030478
76119 | 16.64 | 0.8 | 365 | 15.148 | 0.50599 | 15 | 0.65404
76120 | 12.21 | 0.8 | 365 | 11.1152 | 0.38451 | 11 | 0.49975
76121 | 6.6 | 0.8 | 365 | 6.0082 | 0.099732 | 6 | 0.10797
76127 | 5.8 | 0.8 | 365 | 5.28 | 0.6331 | 5 | 0.91307
75858 | 5.22 | 0.8 | 365 | 4.752 | 0.56979 | 5 | 0.32176
76128 | 13.2 | 0.8 | 365 | 12.0165 | 0.19946 | 12 | 0.21594
76129 | 7.92 | 0.8 | 365 | 7.2099 | 0.51968 | 7 | 0.72957
76131 | 9.69 | 0.8 | 365 | 8.8212 | 0.76461 | 9 | 0.58579
76135 | 7.695 | 0.8 | 365 | 7.0051 | 0.10719 | 7 | 0.11225
76136 | 11.89 | 0.8 | 365 | 10.8239 | 0.79785 | 11 | 0.62178
74820 | 13.725 | 0.8 | 365 | 12.4944 | 0.16194 | 12 | 0.65635
76142 | 12.18 | 0.8 | 365 | 11.0879 | 0.32951 | 11 | 0.41744
76144 | 11.44 | 0.8 | 365 | 10.4143 | 0.97287 | 11 | 0.38715
76145 | 8.1 | 0.8 | 365 | 7.3737 | 0.84967 | 8 | 0.22342
76146 | 7.25 | 0.8 | 365 | 6.6 | 0.29137 | 6 | 0.89133
76147 | 7.521 | 0.8 | 365 | 6.8467 | 0.7882 | 7 | 0.63486
76148 | 9.81 | 0.8 | 365 | 8.9304 | 0.9846 | 9 | 0.91503
76149 | 9.66 | 0.8 | 365 | 8.7939 | 0.70961 | 9 | 0.50349
76150 | 8.19 | 0.8 | 365 | 7.4557 | 0.014668 | 7 | 0.47035
76151 | 6.3 | 0.8 | 365 | 5.7351 | 0.54974 | 6 | 0.28488
76153 | 3.08 | 0.8 | 365 | 2.8038 | 0.64654 | 3 | 0.45039
76154 | 5.8 | 0.8 | 365 | 5.28 | 0.6331 | 5 | 0.91307
76155 | 10.83 | 0.8 | 365 | 9.859 | 0.85456 | 10 | 0.71353
65163 | 612 | 0.9 | 365 | 626.7685 | 0.22209 | 626 | 0.99063
75963 | 11.97 | 0.8 | 365 | 10.8968 | 0.94451 | 11 | 0.84128
76066 | 8.68 | 0.8 | 365 | 7.9017 | 0.91298 | 8 | 0.81473
75995 | 8.58 | 0.8 | 365 | 7.8107 | 0.72965 | 8 | 0.54036
76081 | 9.24 | 0.8 | 365 | 8.4115 | 0.93963 | 9 | 0.35116
75915 | 5.13 | 0.8 | 365 | 4.67 | 0.40479 | 5 | 0.074832
16878 | 5998.86 | 0.7 | 365 | 4778.3727 | 0.95849 | 4779 | 0.33123
75973 | 5.36 | 0.8 | 365 | 4.8794 | 0.82645 | 5 | 0.70587
75592 | 9.12 | 0.8 | 365 | 8.3023 | 0.71963 | 9 | 0.021924
36670 | 174 | 0.9 | 365 | 178.1989 | 0.86707 | 179 | 0.065964
75658 | 7.41 | 0.8 | 365 | 6.7456 | 0.5847 | 7 | 0.33031
75288 | 5.985 | 0.8 | 365 | 5.4484 | 0.97226 | 6 | 0.42064
75771 | 6.9 | 1 | 365 | 7.8517 | 0.81215 | 8 | 0.66383
75969 | 10.395 | 0.8 | 365 | 9.463 | 0.057079 | 9 | 0.52005
76156 | 5.04 | 0.8 | 365 | 4.5881 | 0.2398 | 4 | 0.82791
76157 | 8.58 | 0.8 | 365 | 7.8107 | 0.72965 | 8 | 0.54036
76158 | 9.24 | 0.8 | 365 | 8.4115 | 0.93963 | 9 | 0.35116
76159 | 13.407 | 0.8 | 365 | 12.2049 | 0.57896 | 12 | 0.78387
76162 | 2.52 | 0.8 | 365 | 2.2941 | 0.6199 | 2 | 0.91395
76164 | 10.08 | 0.8 | 365 | 9.1762 | 0.47959 | 9 | 0.65581
76166 | 3.2 | 0.8 | 365 | 2.9131 | 0.86654 | 3 | 0.77962
76167 | 11.825 | 0.8 | 365 | 10.7648 | 0.67869 | 11 | 0.44345
76168 | 7.02 | 0.8 | 365 | 6.3906 | 0.86972 | 7 | 0.2603
76169 | 4.95 | 0.8 | 365 | 4.5062 | 0.074799 | 4 | 0.58098
76172 | 7.965 | 0.8 | 365 | 7.2509 | 0.60218 | 7 | 0.85303
76177 | 5.76 | 0.8 | 365 | 5.2436 | 0.55977 | 5 | 0.80332
76180 | 5.76 | 0.8 | 365 | 5.2436 | 0.55977 | 5 | 0.80332
76181 | 6.84 | 0.8 | 365 | 6.2267 | 0.53972 | 6 | 0.76644
76184 | 3.42 | 0.8 | 365 | 3.1134 | 0.26986 | 3 | 0.38322
76185 | 4.68 | 0.8 | 365 | 4.2604 | 0.57981 | 4 | 0.8402
76192 | 6.9 | 0.8 | 365 | 6.2813 | 0.64972 | 6 | 0.93106
32462 | 1234.8 | 1 | 365 | 1405.1086 | 0.68744 | 1405 | 0.79599
76194 | 6 | 0.8 | 365 | 5.462 | 0.99976 | 6 | 0.46179
76195 | 6.3 | 0.8 | 365 | 5.7351 | 0.54974 | 6 | 0.28488
76196 | 10.73 | 0.8 | 365 | 9.7679 | 0.67123 | 10 | 0.43917
76189 | 3.924 | 0.8 | 365 | 3.5722 | 0.19384 | 3 | 0.76601
76200 | 9.69 | 0.8 | 365 | 8.8212 | 0.76461 | 9 | 0.58579
76201 | 11.4 | 0.8 | 365 | 10.3779 | 0.89954 | 11 | 0.2774
76202 | 13.5 | 0.8 | 365 | 12.2896 | 0.74945 | 13 | 0.039032
76132 | 5.415 | 0.8 | 365 | 4.9295 | 0.92728 | 5 | 0.85677
76203 | 10.791 | 0.8 | 365 | 9.8235 | 0.78306 | 10 | 0.60653
76133 | 9.405 | 0.8 | 365 | 8.5617 | 0.24212 | 8 | 0.80386
76134 | 3.135 | 0.8 | 365 | 2.8539 | 0.74737 | 3 | 0.60129
76138 | 9.405 | 0.8 | 365 | 8.5617 | 0.24212 | 8 | 0.80386
76139 | 5.7 | 0.8 | 365 | 5.1889 | 0.44977 | 5 | 0.6387
76206 | 8.4 | 0.8 | 365 | 7.6468 | 0.39966 | 8 | 0.046509
76211 | 6.935 | 0.8 | 365 | 6.3132 | 0.71389 | 7 | 0.027088
76215 | 4.29 | 0.8 | 365 | 3.9054 | 0.86483 | 4 | 0.77018
76220 | 8.97 | 0.8 | 365 | 8.1657 | 0.44464 | 8 | 0.61038
75884 | 3.99 | 0.8 | 365 | 3.6323 | 0.31484 | 3 | 0.94709
76186 | 9.52 | 0.8 | 365 | 8.6664 | 0.45295 | 9 | 0.11938
76187 | 14.31 | 0.8 | 365 | 13.027 | 0.23442 | 13 | 0.26137
76226 | 7.875 | 0.8 | 365 | 7.1689 | 0.43718 | 7 | 0.6061
76229 | 12.21 | 0.8 | 365 | 11.1152 | 0.38451 | 11 | 0.49975
76230 | 11.16 | 0.8 | 365 | 10.1594 | 0.45955 | 10 | 0.61893
76231 | 11.16 | 0.8 | 365 | 10.1594 | 0.45955 | 10 | 0.61893
76232 | 4.02 | 0.8 | 365 | 3.6596 | 0.36984 | 4 | 0.029401
76234 | 10.395 | 0.8 | 365 | 9.463 | 0.057079 | 9 | 0.52005
76235 | 5.51 | 0.8 | 365 | 5.016 | 0.10144 | 5 | 0.11741
76224 | 5.46 | 0.8 | 365 | 4.9705 | 0.0097787 | 4 | 0.98023
75358 | 7.02 | 0.8 | 365 | 6.3906 | 0.86972 | 7 | 0.2603
76240 | 8.4 | 0.8 | 365 | 7.6468 | 0.39966 | 8 | 0.046509
76237 | 7.2 | 0.8 | 365 | 6.5544 | 0.19971 | 6 | 0.75415
76241 | 9 | 0.8 | 365 | 8.1931 | 0.49964 | 8 | 0.69269
76245 | 10.72 | 0.8 | 365 | 9.7588 | 0.6529 | 10 | 0.41174
76246 | 7.68 | 0.8 | 365 | 6.9914 | 0.079689 | 7 | 0.071094
75283 | 11.39 | 0.8 | 365 | 10.3688 | 0.8812 | 11 | 0.24997
76248 | 10.24 | 0.8 | 365 | 9.3219 | 0.77292 | 10 | 0.094792
76249 | 13.44 | 0.8 | 365 | 12.235 | 0.63946 | 12 | 0.87441
76250 | 9.69 | 0.8 | 365 | 8.8212 | 0.76461 | 9 | 0.58579
76252 | 6.27 | 0.8 | 365 | 5.7078 | 0.49475 | 6 | 0.20257
76255 | 7.8 | 0.8 | 365 | 7.1006 | 0.29968 | 7 | 0.40033
76256 | 4.275 | 0.8 | 365 | 3.8917 | 0.83733 | 4 | 0.72903
75914 | 7.2 | 0.8 | 365 | 6.5544 | 0.19971 | 6 | 0.75415
76258 | 6.6 | 0.8 | 365 | 6.0082 | 0.099732 | 6 | 0.10797
76259 | 6.175 | 0.8 | 365 | 5.6213 | 0.32058 | 5 | 0.94193
76260 | 7.2 | 0.8 | 365 | 6.5544 | 0.19971 | 6 | 0.75415
76262 | 9.38 | 0.8 | 365 | 8.539 | 0.19629 | 8 | 0.73527
75948 | 10.83 | 0.8 | 365 | 9.859 | 0.85456 | 10 | 0.71353
75946 | 10.83 | 0.8 | 365 | 9.859 | 0.85456 | 10 | 0.71353
76271 | 12 | 0.8 | 365 | 10.9241 | 0.99951 | 11 | 0.92358
76273 | 6.84 | 0.8 | 365 | 6.2267 | 0.53972 | 6 | 0.76644
76275 | 4.69 | 0.8 | 365 | 4.2695 | 0.59814 | 4 | 0.86763
76272 | 5.525 | 0.8 | 365 | 5.0296 | 0.12894 | 5 | 0.15857
76276 | 24.84 | 0.8 | 365 | 22.6128 | 0.53899 | 23 | 0.15182
76274 | 10.92 | 0.8 | 365 | 9.9409 | 0.019557 | 9 | 0.96046
75978 | 13.395 | 0.8 | 365 | 12.194 | 0.55696 | 12 | 0.75095
75987 | 6.38 | 0.8 | 365 | 5.808 | 0.69641 | 6 | 0.50437
75990 | 3.19 | 0.8 | 365 | 2.904 | 0.8482 | 3 | 0.75219
76280 | 13.325 | 0.8 | 365 | 12.1303 | 0.42863 | 12 | 0.5589
76278 | 9.9 | 0.8 | 365 | 9.0124 | 0.1496 | 9 | 0.16196
75993 | 13.395 | 0.8 | 365 | 12.194 | 0.55696 | 12 | 0.75095
76282 | 15.36 | 0.8 | 365 | 13.9828 | 0.15938 | 14 | 0.14219
76281 | 4.875 | 0.8 | 365 | 4.4379 | 0.9373 | 5 | 0.37521
76283 | 2.8 | 0.8 | 365 | 2.5489 | 0.13322 | 2 | 0.68217
76285 | 12.2 | 0.8 | 365 | 11.1061 | 0.36617 | 11 | 0.47231
64944 | 48.24 | 0.9 | 365 | 49.4041 | 0.4928 | 49 | 0.89691
76286 | 6.3 | 0.8 | 365 | 5.7351 | 0.54974 | 6 | 0.28488
76289 | 5.7 | 0.8 | 365 | 5.1889 | 0.44977 | 5 | 0.6387
76290 | 3.99 | 0.8 | 365 | 3.6323 | 0.31484 | 3 | 0.94709
76291 | 9.35 | 0.8 | 365 | 8.5117 | 0.14129 | 8 | 0.65296
76254 | 103.005 | 0.6 | 365 | 70.3271 | 0.62874 | 70 | 0.95586
76294 | 24.96 | 0.8 | 365 | 22.7221 | 0.75899 | 23 | 0.48105
76295 | 4.425 | 0.8 | 365 | 4.0283 | 0.11232 | 4 | 0.14057
76297 | 5.2 | 0.8 | 365 | 4.7338 | 0.53312 | 5 | 0.26689
76298 | 4.64 | 0.8 | 365 | 4.224 | 0.50648 | 4 | 0.73045
76299 | 5.12 | 0.8 | 365 | 4.6609 | 0.38646 | 5 | 0.047396
76300 | 8.91 | 0.8 | 365 | 8.1111 | 0.33464 | 8 | 0.44576
76423 | 5.6 | 0.8 | 365 | 5.0979 | 0.26644 | 5 | 0.36434
75339 | 8 | 0.8 | 365 | 7.2827 | 0.66634 | 7 | 0.94906
76301 | 8.58 | 0.8 | 365 | 7.8107 | 0.72965 | 8 | 0.54036
76302 | 13.5 | 0.8 | 365 | 12.2896 | 0.74945 | 13 | 0.039032
76305 | 7.26 | 0.8 | 365 | 6.6091 | 0.30971 | 6 | 0.91877
76306 | 7.92 | 0.8 | 365 | 7.2099 | 0.51968 | 7 | 0.72957
76307 | 11.88 | 0.8 | 365 | 10.8148 | 0.77952 | 11 | 0.59435
76308 | 9.8 | 0.8 | 365 | 8.9213 | 0.96627 | 9 | 0.88759
76309 | 4.48 | 0.8 | 365 | 4.0783 | 0.21315 | 4 | 0.29147
76310 | 6.12 | 0.8 | 365 | 5.5713 | 0.21975 | 5 | 0.79103
76316 | 12.24 | 0.8 | 365 | 11.1426 | 0.4395 | 11 | 0.58206
76266 | 2.9 | 0.8 | 365 | 2.64 | 0.31655 | 2 | 0.95653
76318 | 13.5 | 0.8 | 365 | 12.2896 | 0.74945 | 13 | 0.039032
76320 | 9.12 | 0.8 | 365 | 8.3023 | 0.71963 | 9 | 0.021924
76330 | 9.49 | 0.8 | 365 | 8.6391 | 0.39795 | 9 | 0.037068
58522 | 275.04 | 0.7 | 365 | 219.0822 | 0.20025 | 219 | 0.28248
76335 | 5.175 | 0.8 | 365 | 4.711 | 0.48729 | 5 | 0.1983
76336 | 6.4 | 0.8 | 365 | 5.8262 | 0.73307 | 6 | 0.55924
76337 | 8.04 | 0.8 | 365 | 7.3191 | 0.73967 | 8 | 0.058801
76338 | 5.76 | 0.8 | 365 | 5.2436 | 0.55977 | 5 | 0.80332
76340 | 9.9 | 0.8 | 365 | 9.0124 | 0.1496 | 9 | 0.16196
76342 | 3.6 | 0.8 | 365 | 3.2772 | 0.59985 | 3 | 0.87708
76101 | 7.8 | 0.8 | 365 | 7.1006 | 0.29968 | 7 | 0.40033
76326 | 6.09 | 0.8 | 365 | 5.544 | 0.16475 | 5 | 0.70872
76126 | 3.24 | 0.8 | 365 | 2.9495 | 0.93987 | 3 | 0.88937
76122 | 6.38 | 0.8 | 365 | 5.808 | 0.69641 | 6 | 0.50437
76114 | 3.78 | 0.8 | 365 | 3.4411 | 0.92985 | 4 | 0.37093
65279 | 2802.96 | 0.7 | 365 | 2232.6888 | 0.31559 | 2233 | 0.0044069
76110 | 12.42 | 0.8 | 365 | 11.3064 | 0.7695 | 12 | 0.075909
76107 | 6.21 | 0.8 | 365 | 5.6532 | 0.38475 | 6 | 0.037955
76105 | 8.55 | 0.8 | 365 | 7.7834 | 0.67465 | 8 | 0.45805
76353 | 7.84 | 0.8 | 365 | 7.1371 | 0.37302 | 7 | 0.51007
76100 | 6.75 | 0.8 | 365 | 6.1448 | 0.37473 | 6 | 0.51952
76098 | 8.12 | 0.8 | 365 | 7.392 | 0.88634 | 8 | 0.27829
76097 | 20.52 | 0.8 | 365 | 18.6802 | 0.61917 | 19 | 0.29933
76314 | 5.1 | 0.8 | 365 | 4.6427 | 0.34979 | 4 | 0.99252
76093 | 12.42 | 0.8 | 365 | 11.3064 | 0.7695 | 12 | 0.075909
76091 | 4.93 | 0.8 | 365 | 4.488 | 0.038134 | 4 | 0.52611
76277 | 12.3 | 0.8 | 365 | 11.1972 | 0.5495 | 11 | 0.74667
76088 | 12.88 | 0.8 | 365 | 11.7252 | 0.61281 | 12 | 0.33798
76354 | 9.38 | 0.8 | 365 | 8.539 | 0.19629 | 8 | 0.73527
76319 | 8.7 | 0.8 | 365 | 7.92 | 0.94965 | 8 | 0.8696
76083 | 3.51 | 0.8 | 365 | 3.1953 | 0.43486 | 3 | 0.63015
76080 | 6.84 | 0.8 | 365 | 6.2267 | 0.53972 | 6 | 0.76644
76076 | 4.2 | 0.8 | 365 | 3.8234 | 0.69983 | 4 | 0.52325
76072 | 5.985 | 0.8 | 365 | 5.4484 | 0.97226 | 6 | 0.42064
76067 | 8.835 | 0.8 | 365 | 8.0428 | 0.19714 | 8 | 0.23999
76355 | 8.64 | 0.8 | 365 | 7.8653 | 0.83965 | 8 | 0.70498
76064 | 4.275 | 0.8 | 365 | 3.8917 | 0.83733 | 4 | 0.72903
76061 | 4.48 | 0.8 | 365 | 4.0783 | 0.21315 | 4 | 0.29147
76056 | 7 | 0.8 | 365 | 6.3724 | 0.83305 | 7 | 0.20542
76054 | 3.92 | 0.8 | 365 | 3.5685 | 0.18651 | 3 | 0.75504
76051 | 7 | 0.8 | 365 | 6.3724 | 0.83305 | 7 | 0.20542
76046 | 6.72 | 0.8 | 365 | 6.1175 | 0.31973 | 6 | 0.43721
76048 | 5.6 | 0.8 | 365 | 5.0979 | 0.26644 | 5 | 0.36434
76040 | 5.32 | 0.8 | 365 | 4.843 | 0.75312 | 5 | 0.59612
76038 | 11.685 | 0.8 | 365 | 10.6373 | 0.42203 | 11 | 0.05934
76027 | 7 | 0.8 | 365 | 6.3724 | 0.83305 | 7 | 0.20542
76022 | 6.44 | 0.8 | 365 | 5.8626 | 0.80641 | 6 | 0.66899
76019 | 9.28 | 0.8 | 365 | 8.4479 | 0.012957 | 8 | 0.4609
76021 | 9.52 | 0.8 | 365 | 8.6664 | 0.45295 | 9 | 0.11938
76014 | 5.6 | 0.8 | 365 | 5.0979 | 0.26644 | 5 | 0.36434
76017 | 10.44 | 0.8 | 365 | 9.5039 | 0.13958 | 9 | 0.64352
76315 | 4.56 | 0.8 | 365 | 4.1511 | 0.35982 | 4 | 0.51096
75539 | 4.845 | 1 | 365 | 5.5132 | 0.10288 | 5 | 0.61612
76585 | 9.6 | 0.8 | 365 | 8.7393 | 0.59961 | 9 | 0.33887
76586 | 4.275 | 0.8 | 365 | 3.8917 | 0.83733 | 4 | 0.72903
76589 | 5.76 | 0.8 | 365 | 5.2436 | 0.55977 | 5 | 0.80332
76593 | 9.315 | 0.8 | 365 | 8.4798 | 0.077122 | 8 | 0.55693
76594 | 5.04 | 0.8 | 365 | 4.5881 | 0.2398 | 4 | 0.82791
76595 | 6.72 | 0.8 | 365 | 6.1175 | 0.31973 | 6 | 0.43721
76598 | 7.2 | 0.8 | 365 | 6.5544 | 0.19971 | 6 | 0.75415
76581 | 8.55 | 0.8 | 365 | 7.7834 | 0.67465 | 8 | 0.45805
75986 | 12.825 | 0.8 | 365 | 11.6751 | 0.51198 | 12 | 0.18708
76024 | 5.6 | 0.8 | 365 | 5.0979 | 0.26644 | 5 | 0.36434
67069 | 6.96 | 1 | 365 | 7.92 | 0.94965 | 8 | 0.8696
76312 | 5.83 | 0.8 | 365 | 5.3073 | 0.6881 | 5 | 0.99537
76607 | 5.22 | 0.8 | 365 | 4.752 | 0.56979 | 5 | 0.32176
76608 | 4.24 | 0.8 | 365 | 3.8598 | 0.77316 | 4 | 0.633
76614 | 4.5 | 0.8 | 365 | 4.0965 | 0.24982 | 4 | 0.34634
76617 | 13.2 | 0.8 | 365 | 12.0165 | 0.19946 | 12 | 0.21594
76619 | 6.89 | 1 | 365 | 7.8403 | 0.78923 | 8 | 0.62953
76372 | 3.92 | 0.8 | 365 | 3.5685 | 0.18651 | 3 | 0.75504
76628 | 5.04 | 0.8 | 365 | 4.5881 | 0.2398 | 4 | 0.82791
76629 | 6.3 | 0.8 | 365 | 5.7351 | 0.54974 | 6 | 0.28488
76632 | 8.19 | 0.8 | 365 | 7.4557 | 0.014668 | 7 | 0.47035
76116 | 4.8 | 0.8 | 365 | 4.3696 | 0.79981 | 5 | 0.16943
76634 | 5.355 | 0.8 | 365 | 4.8749 | 0.81728 | 5 | 0.69215
60595 | 457.38 | 0.8 | 365 | 416.3709 | 0.51146 | 416 | 0.8824
76636 | 5.04 | 0.8 | 365 | 4.5881 | 0.2398 | 4 | 0.82791
76638 | 3.465 | 0.8 | 365 | 3.1543 | 0.35236 | 3 | 0.50668
76639 | 8.19 | 0.8 | 365 | 7.4557 | 0.014668 | 7 | 0.47035
76640 | 4.41 | 0.8 | 365 | 4.0146 | 0.084821 | 4 | 0.099417
76642 | 4.41 | 0.8 | 365 | 4.0146 | 0.084821 | 4 | 0.099417
76647 | 2.52 | 0.8 | 365 | 2.2941 | 0.6199 | 2 | 0.91395
76651 | 3.9 | 0.8 | 365 | 3.5503 | 0.14984 | 3 | 0.70016
76652 | 5.4 | 0.8 | 365 | 4.9158 | 0.89978 | 5 | 0.81561
76653 | 8.82 | 0.8 | 365 | 8.0292 | 0.16964 | 8 | 0.19883
76660 | 8.505 | 0.8 | 365 | 7.7424 | 0.59216 | 8 | 0.33459
76661 | 3.3 | 1 | 365 | 3.7551 | 0.56233 | 4 | 0.31748
76671 | 5.775 | 0.8 | 365 | 5.2572 | 0.58727 | 5 | 0.84447
76674 | 3.9 | 0.8 | 365 | 3.5503 | 0.14984 | 3 | 0.70016
76675 | 3.3 | 0.8 | 365 | 3.0041 | 0.049866 | 3 | 0.053986
76676 | 4.5 | 0.8 | 365 | 4.0965 | 0.24982 | 4 | 0.34634
76407 | 7.2 | 0.8 | 365 | 6.5544 | 0.19971 | 6 | 0.75415
76678 | 4.675 | 0.8 | 365 | 4.2558 | 0.57064 | 4 | 0.82648
76680 | 9.86 | 0.8 | 365 | 8.9759 | 0.076267 | 9 | 0.052212
76682 | 9.735 | 0.8 | 365 | 8.8622 | 0.84711 | 9 | 0.70926
76684 | 3.15 | 0.8 | 365 | 2.8676 | 0.77487 | 3 | 0.64244
76403 | 11.7 | 0.8 | 365 | 10.651 | 0.44953 | 11 | 0.10049
76679 | 10.05 | 0.8 | 365 | 9.1489 | 0.42459 | 9 | 0.5735
76685 | 11.22 | 0.8 | 365 | 10.214 | 0.56955 | 10 | 0.78355
76686 | 8.41 | 0.8 | 365 | 7.656 | 0.41799 | 8 | 0.073945
76687 | 12.025 | 0.8 | 365 | 10.9468 | 0.045346 | 10 | 0.99217
76688 | 6.3 | 0.8 | 365 | 5.7351 | 0.54974 | 6 | 0.28488
76664 | 3.36 | 0.8 | 365 | 3.0587 | 0.15986 | 3 | 0.2186
76689 | 7.7 | 0.8 | 365 | 7.0096 | 0.11635 | 7 | 0.12597
76690 | 4.725 | 0.8 | 365 | 4.3014 | 0.66231 | 4 | 0.96366
76691 | 5.76 | 0.8 | 365 | 5.2436 | 0.55977 | 5 | 0.80332
76692 | 8.96 | 0.8 | 365 | 8.1566 | 0.4263 | 8 | 0.58294
76693 | 6.3 | 0.8 | 365 | 5.7351 | 0.54974 | 6 | 0.28488
76696 | 5.355 | 0.8 | 365 | 4.8749 | 0.81728 | 5 | 0.69215
76695 | 8.99 | 0.8 | 365 | 8.1839 | 0.4813 | 8 | 0.66525
76697 | 7.56 | 0.8 | 365 | 6.8822 | 0.85969 | 7 | 0.74186
76698 | 4.95 | 0.8 | 365 | 4.5062 | 0.074799 | 4 | 0.58098
76699 | 8.7 | 0.8 | 365 | 7.92 | 0.94965 | 8 | 0.8696
76700 | 12.04 | 0.8 | 365 | 10.9605 | 0.072845 | 11 | 0.033329
76701 | 2.52 | 0.8 | 365 | 2.2941 | 0.6199 | 2 | 0.91395
76703 | 12.18 | 0.8 | 365 | 11.0879 | 0.32951 | 11 | 0.41744
76704 | 5.13 | 0.8 | 365 | 4.67 | 0.40479 | 5 | 0.074832
76706 | 5.61 | 0.8 | 365 | 5.107 | 0.28477 | 5 | 0.39178
76702 | 6.555 | 0.8 | 365 | 5.9673 | 0.017234 | 5 | 0.98451
76707 | 6.3 | 0.8 | 365 | 5.7351 | 0.54974 | 6 | 0.28488
76708 | 6.93 | 0.8 | 365 | 6.3087 | 0.70472 | 7 | 0.01337
75374 | 12.95 | 0.8 | 365 | 11.7889 | 0.74114 | 12 | 0.53003
76011 | 4.845 | 0.8 | 365 | 4.4106 | 0.8823 | 5 | 0.2929
76361 | 6.6 | 0.8 | 365 | 6.0082 | 0.099732 | 6 | 0.10797
75563 | 7.98 | 0.8 | 365 | 7.2645 | 0.62968 | 7 | 0.89418
76365 | 6.6 | 0.8 | 365 | 6.0082 | 0.099732 | 6 | 0.10797
76367 | 8.76 | 0.8 | 365 | 7.9746 | 0.059645 | 8 | 0.034216
76369 | 2.61 | 0.8 | 365 | 2.376 | 0.78489 | 3 | 0.16088
76321 | 31.32 | 0.6 | 365 | 21.3839 | 0.064048 | 21 | 0.44792
76370 | 5.76 | 0.8 | 365 | 5.2436 | 0.55977 | 5 | 0.80332
76374 | 9.81 | 0.8 | 365 | 8.9304 | 0.9846 | 9 | 0.91503
76373 | 8.55 | 0.8 | 365 | 7.7834 | 0.67465 | 8 | 0.45805
76375 | 3.51 | 0.8 | 365 | 3.1953 | 0.43486 | 3 | 0.63015
76377 | 2.34 | 0.8 | 365 | 2.1302 | 0.28991 | 2 | 0.4201
76378 | 10.44 | 0.8 | 365 | 9.5039 | 0.13958 | 9 | 0.64352
76376 | 10.98 | 1 | 365 | 12.4944 | 0.16194 | 12 | 0.65635
76379 | 7.83 | 0.8 | 365 | 7.128 | 0.35468 | 7 | 0.48264
76380 | 7.37 | 0.8 | 365 | 6.7092 | 0.51137 | 7 | 0.22057
76382 | 9.24 | 0.8 | 365 | 8.4115 | 0.93963 | 9 | 0.35116
76383 | 9 | 0.8 | 365 | 8.1931 | 0.49964 | 8 | 0.69269
76386 | 8.76 | 0.8 | 365 | 7.9746 | 0.059645 | 8 | 0.034216
76397 | 10.15 | 0.8 | 365 | 9.2399 | 0.60792 | 9 | 0.84786
76400 | 12.9 | 0.8 | 365 | 11.7434 | 0.64948 | 12 | 0.39285
76401 | 16.32 | 0.8 | 365 | 14.8567 | 0.91934 | 15 | 0.77607
76325 | 4.2 | 0.8 | 365 | 3.8234 | 0.69983 | 4 | 0.52325
76191 | 5.025 | 0.8 | 365 | 4.5745 | 0.2123 | 4 | 0.78675
76417 | 10.2 | 0.8 | 365 | 9.2855 | 0.69959 | 9 | 0.98505
75287 | 5.985 | 0.8 | 365 | 5.4484 | 0.97226 | 6 | 0.42064
76421 | 13.4 | 0.8 | 365 | 12.1985 | 0.56612 | 12 | 0.76467
31178 | 1591.92 | 0.8 | 365 | 1449.1872 | 0.45547 | 1449 | 0.64265
76422 | 5.6 | 0.8 | 365 | 5.0979 | 0.26644 | 5 | 0.36434
76424 | 14.52 | 0.8 | 365 | 13.2181 | 0.61941 | 13 | 0.83754
76426 | 6.3 | 0.8 | 365 | 5.7351 | 0.54974 | 6 | 0.28488
76425 | 7.5 | 0.8 | 365 | 6.8275 | 0.7497 | 7 | 0.57724
76427 | 12.87 | 0.8 | 365 | 11.7161 | 0.59448 | 12 | 0.31054
76428 | 11.025 | 0.8 | 365 | 10.0365 | 0.21205 | 10 | 0.24854
76431 | 11.685 | 0.8 | 365 | 10.6373 | 0.42203 | 11 | 0.05934
76433 | 11.76 | 0.8 | 365 | 10.7056 | 0.55952 | 11 | 0.26511
76435 | 13.44 | 0.8 | 365 | 12.235 | 0.63946 | 12 | 0.87441
76436 | 10.5 | 0.8 | 365 | 9.5586 | 0.24957 | 9 | 0.80814
76438 | 4.8 | 0.8 | 365 | 4.3696 | 0.79981 | 5 | 0.16943
76402 | 4.64 | 0.8 | 365 | 4.224 | 0.50648 | 4 | 0.73045
76440 | 9.715 | 0.8 | 365 | 8.8439 | 0.81044 | 9 | 0.65438
76385 | 4.48 | 0.8 | 365 | 4.0783 | 0.21315 | 4 | 0.29147
76441 | 7.92 | 0.8 | 365 | 7.2099 | 0.51968 | 7 | 0.72957
76444 | 7.848 | 0.8 | 365 | 7.1443 | 0.38768 | 7 | 0.53202
76446 | 22.1 | 0.8 | 365 | 20.1185 | 0.51577 | 20 | 0.63427
76406 | 2.8 | 0.8 | 365 | 2.5489 | 0.13322 | 2 | 0.68217
76381 | 4.76 | 0.8 | 365 | 4.3332 | 0.72647 | 5 | 0.059688
76465 | 5.985 | 0.8 | 365 | 5.4484 | 0.97226 | 6 | 0.42064
76466 | 5.6 | 0.8 | 365 | 5.0979 | 0.26644 | 5 | 0.36434
76467 | 9.92 | 0.8 | 365 | 9.0306 | 0.18626 | 9 | 0.21683
76471 | 6.38 | 0.8 | 365 | 5.808 | 0.69641 | 6 | 0.50437
75361 | 8.25 | 0.8 | 365 | 7.5103 | 0.12467 | 7 | 0.63496
76473 | 6.44 | 0.8 | 365 | 5.8626 | 0.80641 | 6 | 0.66899
76474 | 7.8 | 0.8 | 365 | 7.1006 | 0.29968 | 7 | 0.40033
76476 | 8.55 | 0.8 | 365 | 7.7834 | 0.67465 | 8 | 0.45805
76475 | 3.9 | 0.8 | 365 | 3.5503 | 0.14984 | 3 | 0.70016
76479 | 12.375 | 0.8 | 365 | 11.2654 | 0.687 | 11 | 0.95245
76480 | 7.26 | 0.8 | 365 | 6.6091 | 0.30971 | 6 | 0.91877
76481 | 8.58 | 0.8 | 365 | 7.8107 | 0.72965 | 8 | 0.54036
76482 | 8.76 | 0.8 | 365 | 7.9746 | 0.059645 | 8 | 0.034216
76483 | 8.32 | 0.8 | 365 | 7.574 | 0.253 | 7 | 0.82702
76484 | 10.88 | 0.8 | 365 | 9.9045 | 0.94623 | 10 | 0.85072
76488 | 4.95 | 0.8 | 365 | 4.5062 | 0.074799 | 4 | 0.58098
76489 | 7.84 | 0.8 | 365 | 7.1371 | 0.37302 | 7 | 0.51007
76492 | 6.72 | 0.8 | 365 | 6.1175 | 0.31973 | 6 | 0.43721
75416 | 6.555 | 1 | 365 | 7.4591 | 0.021543 | 7 | 0.48063
76493 | 7 | 0.8 | 365 | 6.3724 | 0.83305 | 7 | 0.20542
76494 | 7.28 | 0.8 | 365 | 6.6273 | 0.34637 | 6 | 0.97364
76495 | 9.8 | 0.8 | 365 | 8.9213 | 0.96627 | 9 | 0.88759
76496 | 6.6 | 0.8 | 365 | 6.0082 | 0.099732 | 6 | 0.10797
76499 | 14.49 | 0.8 | 365 | 13.1908 | 0.56441 | 13 | 0.75523
76243 | 24.82 | 0.8 | 365 | 22.5946 | 0.50233 | 23 | 0.096946
76503 | 7.2 | 0.8 | 365 | 6.5544 | 0.19971 | 6 | 0.75415
76505 | 10.88 | 0.8 | 365 | 9.9045 | 0.94623 | 10 | 0.85072
76506 | 6.16 | 0.8 | 365 | 5.6077 | 0.29308 | 5 | 0.90077
76508 | 11.2 | 0.8 | 365 | 10.1958 | 0.53288 | 10 | 0.72868
76509 | 3.92 | 0.8 | 365 | 3.5685 | 0.18651 | 3 | 0.75504
76513 | 11.2 | 0.8 | 365 | 10.1958 | 0.53288 | 10 | 0.72868
75661 | 9.86 | 0.8 | 365 | 8.9759 | 0.076267 | 9 | 0.052212
75410 | 2.8 | 0.8 | 365 | 2.5489 | 0.13322 | 2 | 0.68217
75514 | 3.36 | 0.8 | 365 | 3.0587 | 0.15986 | 3 | 0.2186
75677 | 3.08 | 0.8 | 365 | 2.8038 | 0.64654 | 3 | 0.45039
76525 | 7.26 | 0.8 | 365 | 6.6091 | 0.30971 | 6 | 0.91877
76526 | 11.7 | 0.8 | 365 | 10.651 | 0.44953 | 11 | 0.10049
76527 | 6.1 | 0.8 | 365 | 5.5531 | 0.18309 | 5 | 0.73616
76528 | 3.705 | 0.8 | 365 | 3.3728 | 0.79235 | 4 | 0.16516
76529 | 10.065 | 0.8 | 365 | 9.1626 | 0.45209 | 9 | 0.61466
76530 | 4.76 | 0.8 | 365 | 4.3332 | 0.72647 | 5 | 0.059688
76531 | 6.7 | 0.8 | 365 | 6.0993 | 0.28306 | 6 | 0.38233
76504 | 4.56 | 0.8 | 365 | 4.1511 | 0.35982 | 4 | 0.51096
76204 | 5.31 | 0.8 | 365 | 4.8339 | 0.73478 | 5 | 0.56869
76534 | 8.37 | 0.8 | 365 | 7.6195 | 0.34466 | 7 | 0.9642
76472 | 15.3 | 0.8 | 365 | 13.9282 | 0.04938 | 13 | 0.97757
76550 | 2.24 | 0.8 | 365 | 2.0392 | 0.10658 | 2 | 0.14574
76304 | 6.6 | 0.8 | 365 | 6.0082 | 0.099732 | 6 | 0.10797
76430 | 9.9 | 0.8 | 365 | 9.0124 | 0.1496 | 9 | 0.16196
76562 | 6.67 | 0.8 | 365 | 6.072 | 0.22806 | 6 | 0.30003
76350 | 5.6 | 0.8 | 365 | 5.0979 | 0.26644 | 5 | 0.36434
76567 | 7.04 | 0.8 | 365 | 6.4088 | 0.90638 | 7 | 0.31517
76568 | 6.7 | 0.8 | 365 | 6.0993 | 0.28306 | 6 | 0.38233
76571 | 5.76 | 0.8 | 365 | 5.2436 | 0.55977 | 5 | 0.80332
76556 | 5.6 | 0.8 | 365 | 5.0979 | 0.26644 | 5 | 0.36434
76573 | 4.8 | 0.8 | 365 | 4.3696 | 0.79981 | 5 | 0.16943
76574 | 7.68 | 0.8 | 365 | 6.9914 | 0.079689 | 7 | 0.071094
76575 | 9.52 | 0.8 | 365 | 8.6664 | 0.45295 | 9 | 0.11938
76577 | 4.275 | 0.8 | 365 | 3.8917 | 0.83733 | 4 | 0.72903
76580 | 14.4 | 0.8 | 365 | 13.1089 | 0.39942 | 13 | 0.5083
76371 | 4.56 | 0.8 | 365 | 4.1511 | 0.35982 | 4 | 0.51096
75860 | 12.025 | 0.8 | 365 | 10.9468 | 0.045346 | 10 | 0.99217
76559 | 11.7 | 0.8 | 365 | 10.651 | 0.44953 | 11 | 0.10049
76253 | 3.6 | 0.8 | 365 | 3.2772 | 0.59985 | 3 | 0.87708
76257 | 8.4 | 0.8 | 365 | 7.6468 | 0.39966 | 8 | 0.046509
76582 | 9.975 | 0.8 | 365 | 9.0806 | 0.2871 | 9 | 0.36773
75988 | 7.5 | 0.8 | 365 | 6.8275 | 0.7497 | 7 | 0.57724
76583 | 9.28 | 0.8 | 365 | 8.4479 | 0.012957 | 8 | 0.4609
76584 | 12.98 | 0.8 | 365 | 11.8162 | 0.79614 | 12 | 0.61234
76171 | 3.6 | 0.8 | 365 | 3.2772 | 0.59985 | 3 | 0.87708
76179 | 6.27 | 0.8 | 365 | 5.7078 | 0.49475 | 6 | 0.20257
76210 | 9.38 | 0.8 | 365 | 8.539 | 0.19629 | 8 | 0.73527
76216 | 12 | 0.8 | 365 | 10.9241 | 0.99951 | 11 | 0.92358
76217 | 10.8 | 0.8 | 365 | 9.8317 | 0.79956 | 10 | 0.63123
76218 | 14.4 | 0.8 | 365 | 13.1089 | 0.39942 | 13 | 0.5083
76222 | 9.6 | 0.8 | 365 | 8.7393 | 0.59961 | 9 | 0.33887
75911 | 6.38 | 0.8 | 365 | 5.808 | 0.69641 | 6 | 0.50437
76239 | 12.88 | 0.8 | 365 | 11.7252 | 0.61281 | 12 | 0.33798
76244 | 5.61 | 0.8 | 365 | 5.107 | 0.28477 | 5 | 0.39178
76247 | 9.92 | 0.8 | 365 | 9.0306 | 0.18626 | 9 | 0.21683
76251 | 11.52 | 0.8 | 365 | 10.4871 | 0.11953 | 10 | 0.60664
75992 | 13.395 | 0.8 | 365 | 12.194 | 0.55696 | 12 | 0.75095
76339 | 9.9 | 0.8 | 365 | 9.0124 | 0.1496 | 9 | 0.16196
76341 | 13.8 | 0.8 | 365 | 12.5627 | 0.29944 | 12 | 0.86212
76112 | 7.84 | 0.8 | 365 | 7.1371 | 0.37302 | 7 | 0.51007
76085 | 4.76 | 0.8 | 365 | 4.3332 | 0.72647 | 5 | 0.059688
76070 | 9.99 | 0.8 | 365 | 9.0943 | 0.3146 | 9 | 0.40888
76043 | 6.16 | 0.8 | 365 | 5.6077 | 0.29308 | 5 | 0.90077
76026 | 9.975 | 0.8 | 365 | 9.0806 | 0.2871 | 9 | 0.36773
76008 | 4.93 | 0.8 | 365 | 4.488 | 0.038134 | 4 | 0.52611
75842 | 2.12 | 0.8 | 365 | 1.9299 | 0.88658 | 2 | 0.8165
76363 | 7.7 | 0.8 | 365 | 7.0096 | 0.11635 | 7 | 0.12597
76398 | 4.48 | 0.8 | 365 | 4.0783 | 0.21315 | 4 | 0.29147
76429 | 4.62 | 0.8 | 365 | 4.2058 | 0.46981 | 4 | 0.67558
76434 | 4.2 | 0.8 | 365 | 3.8234 | 0.69983 | 4 | 0.52325
76437 | 9.9 | 0.8 | 365 | 9.0124 | 0.1496 | 9 | 0.16196
76445 | 11.2 | 0.8 | 365 | 10.1958 | 0.53288 | 10 | 0.72868
76578 | 4.725 | 0.8 | 365 | 4.3014 | 0.66231 | 4 | 0.96366
76596 | 7.56 | 0.8 | 365 | 6.8822 | 0.85969 | 7 | 0.74186
76609 | 8.55 | 0.8 | 365 | 7.7834 | 0.67465 | 8 | 0.45805
76621 | 9.57 | 0.8 | 365 | 8.7119 | 0.54461 | 9 | 0.25656
76705 | 10.89 | 0.8 | 365 | 9.9136 | 0.96456 | 10 | 0.87815
51476 | 1411.2 | 1 | 365 | 1605.8383 | 0.9285 | 1606 | 0.76685
49973 | 1209.6 | 1 | 365 | 1376.4329 | 0.93871 | 1377 | 0.37158
76592 | 5.025 | 0.8 | 365 | 4.5745 | 0.2123 | 4 | 0.78675
76709 | 6.09 | 0.8 | 365 | 5.544 | 0.16475 | 5 | 0.70872
76710 | 4.93 | 0.8 | 365 | 4.488 | 0.038134 | 4 | 0.52611
35190 | 37.52 | 0.8 | 365 | 34.1559 | 0.78515 | 34 | 0.94107
60602 | 577.5 | 1 | 365 | 657.1511 | 0.40824 | 657 | 0.55935
76712 | 5.04 | 0.8 | 365 | 4.5881 | 0.2398 | 4 | 0.82791
76713 | 5.985 | 0.8 | 365 | 5.4484 | 0.97226 | 6 | 0.42064
76715 | 3.15 | 0.8 | 365 | 2.8676 | 0.77487 | 3 | 0.64244
76714 | 8.1 | 0.8 | 365 | 7.3737 | 0.84967 | 8 | 0.22342
76716 | 4.41 | 0.8 | 365 | 4.0146 | 0.084821 | 4 | 0.099417
76548 | 4.93 | 0.8 | 365 | 4.488 | 0.038134 | 4 | 0.52611
76143 | 7.2 | 0.8 | 365 | 6.5544 | 0.19971 | 6 | 0.75415
76718 | 3.78 | 0.8 | 365 | 3.4411 | 0.92985 | 4 | 0.37093
76720 | 4.095 | 0.8 | 365 | 3.7278 | 0.50733 | 4 | 0.23517
76722 | 4.725 | 0.8 | 365 | 4.3014 | 0.66231 | 4 | 0.96366
76721 | 7.68 | 0.8 | 365 | 6.9914 | 0.079689 | 7 | 0.071094
76724 | 5.355 | 0.8 | 365 | 4.8749 | 0.81728 | 5 | 0.69215
76723 | 9.66 | 0.8 | 365 | 8.7939 | 0.70961 | 9 | 0.50349
76725 | 8.1 | 0.8 | 365 | 7.3737 | 0.84967 | 8 | 0.22342
76726 | 14.19 | 0.8 | 365 | 12.9177 | 0.014425 | 12 | 0.93214
76728 | 8.91 | 0.8 | 365 | 8.1111 | 0.33464 | 8 | 0.44576
76730 | 8.99 | 0.8 | 365 | 8.1839 | 0.4813 | 8 | 0.66525
76735 | 7.245 | 0.8 | 365 | 6.5954 | 0.28221 | 6 | 0.87761
76736 | 7.56 | 0.8 | 365 | 6.8822 | 0.85969 | 7 | 0.74186
76737 | 3.78 | 0.8 | 365 | 3.4411 | 0.92985 | 4 | 0.37093
76738 | 5.67 | 0.8 | 365 | 5.1616 | 0.39477 | 5 | 0.55639
76739 | 5.985 | 0.8 | 365 | 5.4484 | 0.97226 | 6 | 0.42064
76742 | 8.4 | 0.8 | 365 | 7.6468 | 0.39966 | 8 | 0.046509
76743 | 10.5 | 0.8 | 365 | 9.5586 | 0.24957 | 9 | 0.80814
76745 | 9.8 | 0.8 | 365 | 8.9213 | 0.96627 | 9 | 0.88759
76520 | 2.4 | 0.8 | 365 | 2.1848 | 0.3999 | 2 | 0.58472
76746 | 7.84 | 0.8 | 365 | 7.1371 | 0.37302 | 7 | 0.51007
76748 | 6.9 | 0.8 | 365 | 6.2813 | 0.64972 | 6 | 0.93106
76750 | 7.28 | 0.8 | 365 | 6.6273 | 0.34637 | 6 | 0.97364
76753 | 6.27 | 0.8 | 365 | 5.7078 | 0.49475 | 6 | 0.20257
64547 | 87 | 0.7 | 365 | 69.2996 | 0.55941 | 69 | 0.85899
76777 | 3.465 | 0.8 | 365 | 3.1543 | 0.35236 | 3 | 0.50668
76778 | 6.67 | 0.8 | 365 | 6.072 | 0.22806 | 6 | 0.30003
76782 | 6.93 | 0.8 | 365 | 6.3087 | 0.70472 | 7 | 0.01337
76784 | 5.67 | 0.8 | 365 | 5.1616 | 0.39477 | 5 | 0.55639
76786 | 11.655 | 0.8 | 365 | 10.61 | 0.36703 | 10 | 0.97703
76791 | 10.08 | 0.8 | 365 | 9.1762 | 0.47959 | 9 | 0.65581
76792 | 6.3 | 0.8 | 365 | 5.7351 | 0.54974 | 6 | 0.28488
76793 | 13.23 | 0.8 | 365 | 12.0438 | 0.25446 | 12 | 0.29825
76795 | 3.15 | 0.8 | 365 | 2.8676 | 0.77487 | 3 | 0.64244
76796 | 8.68 | 0.8 | 365 | 7.9017 | 0.91298 | 8 | 0.81473
76797 | 7.245 | 0.8 | 365 | 6.5954 | 0.28221 | 6 | 0.87761
76799 | 11.655 | 0.8 | 365 | 10.61 | 0.36703 | 10 | 0.97703
76803 | 4.725 | 0.8 | 365 | 4.3014 | 0.66231 | 4 | 0.96366
76773 | 4.76 | 0.8 | 365 | 4.3332 | 0.72647 | 5 | 0.059688
76804 | 8.12 | 0.8 | 365 | 7.392 | 0.88634 | 8 | 0.27829
76798 | 5.61 | 0.8 | 365 | 5.107 | 0.28477 | 5 | 0.39178
76137 | 5.985 | 0.8 | 365 | 5.4484 | 0.97226 | 6 | 0.42064
76805 | 7.875 | 0.8 | 365 | 7.1689 | 0.43718 | 7 | 0.6061
76806 | 10.56 | 0.8 | 365 | 9.6132 | 0.35957 | 9 | 0.97275
76809 | 10.64 | 0.8 | 365 | 9.686 | 0.50624 | 10 | 0.19224
76810 | 9.45 | 1 | 365 | 10.7534 | 0.65577 | 11 | 0.40915
76812 | 3.15 | 1 | 365 | 3.5845 | 0.21859 | 3 | 0.80305
76813 | 2.8 | 0.8 | 365 | 2.5489 | 0.13322 | 2 | 0.68217
76814 | 9 | 0.8 | 365 | 8.1931 | 0.49964 | 8 | 0.69269
76817 | 5.4 | 0.8 | 365 | 4.9158 | 0.89978 | 5 | 0.81561
76820 | 4.68 | 0.8 | 365 | 4.2604 | 0.57981 | 4 | 0.8402
76824 | 5.8 | 0.8 | 365 | 5.28 | 0.6331 | 5 | 0.91307
76827 | 13.2 | 0.8 | 365 | 12.0165 | 0.19946 | 12 | 0.21594
76825 | 2.52 | 0.8 | 365 | 2.2941 | 0.6199 | 2 | 0.91395
76826 | 12.045 | 0.8 | 365 | 10.965 | 0.082012 | 11 | 0.047047
76828 | 3.78 | 0.8 | 365 | 3.4411 | 0.92985 | 4 | 0.37093
76829 | 3.36 | 0.8 | 365 | 3.0587 | 0.15986 | 3 | 0.2186
76830 | 6.72 | 0.8 | 365 | 6.1175 | 0.31973 | 6 | 0.43721
76831 | 8.28 | 0.8 | 365 | 7.5376 | 0.17966 | 7 | 0.71727
76832 | 5.6 | 0.8 | 365 | 5.0979 | 0.26644 | 5 | 0.36434
10856 | 641.52 | 0.65 | 365 | 474.5007 | 0.57637 | 475 | 0.077026
75869 | 3.2 | 0.8 | 365 | 2.9131 | 0.86654 | 3 | 0.77962
76834 | 9 | 0.8 | 365 | 8.1931 | 0.49964 | 8 | 0.69269
76836 | 8.58 | 0.8 | 365 | 7.8107 | 0.72965 | 8 | 0.54036
76837 | 5.94 | 0.8 | 365 | 5.4074 | 0.88976 | 6 | 0.29717
76838 | 9.57 | 0.8 | 365 | 8.7119 | 0.54461 | 9 | 0.25656
76839 | 6.72 | 0.8 | 365 | 6.1175 | 0.31973 | 6 | 0.43721
76841 | 7.2 | 0.8 | 365 | 6.5544 | 0.19971 | 6 | 0.75415
76842 | 8.4 | 0.8 | 365 | 7.6468 | 0.39966 | 8 | 0.046509
76844 | 11.97 | 0.8 | 365 | 10.8968 | 0.94451 | 11 | 0.84128
76579 | 5.4 | 0.8 | 365 | 4.9158 | 0.89978 | 5 | 0.81561
76566 | 5.7 | 0.8 | 365 | 5.1889 | 0.44977 | 5 | 0.6387
76846 | 6.615 | 0.8 | 365 | 6.0219 | 0.12723 | 6 | 0.14913
76847 | 12.285 | 0.8 | 365 | 11.1835 | 0.522 | 11 | 0.70552
52445 | 1033.2 | 1 | 365 | 1175.7031 | 0.69765 | 1176 | 0.40073
76848 | 4.725 | 0.8 | 365 | 4.3014 | 0.66231 | 4 | 0.96366
76849 | 11.97 | 0.8 | 365 | 10.8968 | 0.94451 | 11 | 0.84128
76850 | 3.77 | 0.8 | 365 | 3.432 | 0.91151 | 4 | 0.34349
76851 | 12.285 | 0.8 | 365 | 11.1835 | 0.522 | 11 | 0.70552
76853 | 5.04 | 0.8 | 365 | 4.5881 | 0.2398 | 4 | 0.82791
76822 | 4.2 | 0.8 | 365 | 3.8234 | 0.69983 | 4 | 0.52325
76790 | 13 | 0.8 | 365 | 11.8344 | 0.83281 | 12 | 0.66722
76815 | 6.5 | 0.8 | 365 | 5.9172 | 0.9164 | 6 | 0.83361
76808 | 5.1 | 0.8 | 365 | 4.6427 | 0.34979 | 4 | 0.99252
76854 | 8.7 | 0.8 | 365 | 7.92 | 0.94965 | 8 | 0.8696
76855 | 8.12 | 0.8 | 365 | 7.392 | 0.88634 | 8 | 0.27829
76650 | 12.3 | 0.8 | 365 | 11.1972 | 0.5495 | 11 | 0.74667
76491 | 5.4 | 0.8 | 365 | 4.9158 | 0.89978 | 5 | 0.81561
76645 | 5.1 | 0.8 | 365 | 4.6427 | 0.34979 | 4 | 0.99252
76659 | 6.5 | 0.8 | 365 | 5.9172 | 0.9164 | 6 | 0.83361
76669 | 3.9 | 0.8 | 365 | 3.5503 | 0.14984 | 3 | 0.70016
76633 | 10.4 | 0.8 | 365 | 9.4675 | 0.066245 | 9 | 0.53377
76779 | 3.64 | 0.8 | 365 | 3.3136 | 0.67319 | 3 | 0.98682
76486 | 5.85 | 0.8 | 365 | 5.3255 | 0.72476 | 6 | 0.050247
76485 | 12.9 | 0.8 | 365 | 11.7434 | 0.64948 | 12 | 0.39285
76487 | 10.8 | 0.8 | 365 | 9.8317 | 0.79956 | 10 | 0.63123
76470 | 1.8 | 0.8 | 365 | 1.6386 | 0.29993 | 1 | 0.93854
76858 | 11.725 | 0.8 | 365 | 10.6737 | 0.49536 | 11 | 0.16909
76859 | 4.68 | 0.8 | 365 | 4.2604 | 0.57981 | 4 | 0.8402
76861 | 1.962 | 0.8 | 365 | 1.7861 | 0.59692 | 2 | 0.38301
76857 | 3.64 | 0.8 | 365 | 3.3136 | 0.67319 | 3 | 0.98682
76862 | 6.27 | 0.8 | 365 | 5.7078 | 0.49475 | 6 | 0.20257
76845 | 13.23 | 0.8 | 365 | 12.0438 | 0.25446 | 12 | 0.29825
76863 | 5.232 | 0.8 | 365 | 4.7629 | 0.59179 | 5 | 0.35468
76864 | 7.68 | 0.8 | 365 | 6.9914 | 0.079689 | 7 | 0.071094
76865 | 7.8 | 1 | 365 | 8.8758 | 0.8746 | 9 | 0.75041
76866 | 10.71 | 1 | 365 | 12.1872 | 0.54321 | 12 | 0.73037
76868 | 6.93 | 0.8 | 365 | 6.3087 | 0.70472 | 7 | 0.01337
76279 | 6.5 | 0.8 | 365 | 5.9172 | 0.9164 | 6 | 0.83361
76869 | 10.08 | 0.8 | 365 | 9.1762 | 0.47959 | 9 | 0.65581
76870 | 4.725 | 0.8 | 365 | 4.3014 | 0.66231 | 4 | 0.96366
76871 | 6.615 | 1 | 365 | 7.5274 | 0.15904 | 7 | 0.68641
76874 | 7.56 | 0.8 | 365 | 6.8822 | 0.85969 | 7 | 0.74186
76856 | 3.77 | 0.8 | 365 | 3.432 | 0.91151 | 4 | 0.34349
76875 | 5.51 | 0.8 | 365 | 5.016 | 0.10144 | 5 | 0.11741
76878 | 4.35 | 0.8 | 365 | 3.96 | 0.97482 | 4 | 0.9348
76879 | 4.35 | 0.8 | 365 | 3.96 | 0.97482 | 4 | 0.9348
76881 | 7.25 | 0.8 | 365 | 6.6 | 0.29137 | 6 | 0.89133
76880 | 13 | 0.8 | 365 | 11.8344 | 0.83281 | 12 | 0.66722
76074 | 7.98 | 0.8 | 365 | 7.2645 | 0.62968 | 7 | 0.89418
76882 | 6.405 | 0.8 | 365 | 5.8307 | 0.74224 | 6 | 0.57296
76883 | 5.7 | 0.8 | 365 | 5.1889 | 0.44977 | 5 | 0.6387
76884 | 4.35 | 0.8 | 365 | 3.96 | 0.97482 | 4 | 0.9348
76885 | 2.32 | 0.8 | 365 | 2.112 | 0.25324 | 2 | 0.36523
76886 | 5.51 | 0.8 | 365 | 5.016 | 0.10144 | 5 | 0.11741
76887 | 3.77 | 0.8 | 365 | 3.432 | 0.91151 | 4 | 0.34349
76888 | 4.06 | 0.8 | 365 | 3.696 | 0.44317 | 4 | 0.13915
76889 | 4.06 | 0.8 | 365 | 3.696 | 0.44317 | 4 | 0.13915
76890 | 9.57 | 0.8 | 365 | 8.7119 | 0.54461 | 9 | 0.25656
76892 | 4.35 | 0.8 | 365 | 3.96 | 0.97482 | 4 | 0.9348
76893 | 2.61 | 0.8 | 365 | 2.376 | 0.78489 | 3 | 0.16088
76894 | 8.7 | 1 | 365 | 9.8999 | 0.93706 | 10 | 0.837
76719 | 6.9 | 0.8 | 365 | 6.2813 | 0.64972 | 6 | 0.93106
76740 | 9.81 | 0.8 | 365 | 8.9304 | 0.9846 | 9 | 0.91503
76351 | 495.465 | 0.6 | 365 | 338.2809 | 0.24931 | 338 | 0.53022
76785 | 3.78 | 0.8 | 365 | 3.4411 | 0.92985 | 4 | 0.37093
76802 | 4.02 | 0.8 | 365 | 3.6596 | 0.36984 | 4 | 0.029401
76772 | 7.92 | 0.8 | 365 | 7.2099 | 0.51968 | 7 | 0.72957
76611 | 10.865 | 0.8 | 365 | 9.8908 | 0.91873 | 10 | 0.80956
76413 | 10.2 | 0.8 | 365 | 9.2855 | 0.69959 | 9 | 0.98505
76895 | 6.12 | 0.8 | 365 | 5.5713 | 0.21975 | 5 | 0.79103
76896 | 3.77 | 0.8 | 365 | 3.432 | 0.91151 | 4 | 0.34349
76897 | 11.4 | 0.8 | 365 | 10.3779 | 0.89954 | 11 | 0.2774
76898 | 4.06 | 0.8 | 365 | 3.696 | 0.44317 | 4 | 0.13915
76900 | 5.51 | 0.8 | 365 | 5.016 | 0.10144 | 5 | 0.11741
76899 | 5.985 | 0.8 | 365 | 5.4484 | 0.97226 | 6 | 0.42064
76901 | 3.48 | 0.8 | 365 | 3.168 | 0.37986 | 3 | 0.54784
76902 | 9.075 | 0.8 | 365 | 8.2613 | 0.63713 | 8 | 0.89846
76903 | 4.64 | 0.8 | 365 | 4.224 | 0.50648 | 4 | 0.73045
76904 | 7.04 | 0.8 | 365 | 6.4088 | 0.90638 | 7 | 0.31517
76905 | 2.9 | 0.8 | 365 | 2.64 | 0.31655 | 2 | 0.95653
76906 | 10.2 | 0.8 | 365 | 9.2855 | 0.69959 | 9 | 0.98505
76907 | 7.14 | 0.8 | 365 | 6.4998 | 0.089711 | 6 | 0.58953
76908 | 2.28 | 0.8 | 365 | 2.0756 | 0.17991 | 2 | 0.25548
76910 | 11.31 | 0.8 | 365 | 10.2959 | 0.73454 | 11 | 0.030478
76911 | 10.56 | 0.8 | 365 | 9.6132 | 0.35957 | 9 | 0.97275
73224 | 4.93 | 0.8 | 365 | 4.488 | 0.038134 | 4 | 0.52611
76199 | 11.1 | 0.8 | 365 | 10.1048 | 0.34955 | 10 | 0.45432
76214 | 9.92 | 0.8 | 365 | 9.0306 | 0.18626 | 9 | 0.21683
76221 | 7.37 | 0.8 | 365 | 6.7092 | 0.51137 | 7 | 0.22057
76741 | 8.505 | 0.8 | 365 | 7.7424 | 0.59216 | 8 | 0.33459
76744 | 10.385 | 0.8 | 365 | 9.4539 | 0.038746 | 9 | 0.49262
76747 | 13.44 | 0.8 | 365 | 12.235 | 0.63946 | 12 | 0.87441
76599 | 13.16 | 0.8 | 365 | 11.9801 | 0.12613 | 12 | 0.1062
76780 | 6.4 | 0.8 | 365 | 5.8262 | 0.73307 | 6 | 0.55924
76711 | 7.8 | 0.8 | 365 | 7.1006 | 0.29968 | 7 | 0.40033
76920 | 12.06 | 0.8 | 365 | 10.9787 | 0.10951 | 11 | 0.088202
76731 | 8.1 | 0.8 | 365 | 7.3737 | 0.84967 | 8 | 0.22342
76732 | 9.715 | 0.8 | 365 | 8.8439 | 0.81044 | 9 | 0.65438
76751 | 16.35 | 0.8 | 365 | 14.884 | 0.97434 | 15 | 0.85838
76754 | 9.81 | 0.8 | 365 | 8.9304 | 0.9846 | 9 | 0.91503
76919 | 4.2 | 0.8 | 365 | 3.8234 | 0.69983 | 4 | 0.52325
76923 | 3.64 | 0.8 | 365 | 3.3136 | 0.67319 | 3 | 0.98682
76079 | 13.12 | 0.8 | 365 | 11.9437 | 0.052802 | 11 | 0.99645
76756 | 10.137 | 0.8 | 365 | 9.2281 | 0.58409 | 9 | 0.8122
76929 | 9.49 | 0.8 | 365 | 8.6391 | 0.39795 | 9 | 0.037068
76930 | 4.8 | 0.8 | 365 | 4.3696 | 0.79981 | 5 | 0.16943
76727 | 11.1 | 0.8 | 365 | 10.1048 | 0.34955 | 10 | 0.45432
76546 | 7.04 | 0.8 | 365 | 6.4088 | 0.90638 | 7 | 0.31517
73984 | 4.16 | 0.8 | 365 | 3.787 | 0.6265 | 4 | 0.41351
76757 | 13.455 | 0.8 | 365 | 12.2486 | 0.66695 | 12 | 0.91557
76934 | 5.76 | 0.8 | 365 | 5.2436 | 0.55977 | 5 | 0.80332
76935 | 8.4 | 0.8 | 365 | 7.6468 | 0.39966 | 8 | 0.046509
76936 | 10.35 | 0.8 | 365 | 9.422 | 0.97458 | 10 | 0.39659
76937 | 5.85 | 0.8 | 365 | 5.3255 | 0.72476 | 6 | 0.050247
76938 | 5.1 | 0.8 | 365 | 4.6427 | 0.34979 | 4 | 0.99252
76939 | 12.16 | 0.8 | 365 | 11.0697 | 0.29284 | 11 | 0.36257
76940 | 4.95 | 0.8 | 365 | 4.5062 | 0.074799 | 4 | 0.58098
76941 | 8.32 | 0.8 | 365 | 7.574 | 0.253 | 7 | 0.82702
76942 | 7.8 | 0.8 | 365 | 7.1006 | 0.29968 | 7 | 0.40033
76944 | 8.525 | 0.8 | 365 | 7.7606 | 0.62882 | 8 | 0.38946
76946 | 3.105 | 0.8 | 365 | 2.8266 | 0.69237 | 3 | 0.51898
76947 | 7.26 | 0.8 | 365 | 6.6091 | 0.30971 | 6 | 0.91877
76948 | 10.23 | 0.8 | 365 | 9.3128 | 0.75459 | 10 | 0.067355
76949 | 9.24 | 0.8 | 365 | 8.4115 | 0.93963 | 9 | 0.35116
76950 | 3.3 | 0.8 | 365 | 3.0041 | 0.049866 | 3 | 0.053986
76951 | 6.67 | 0.8 | 365 | 6.072 | 0.22806 | 6 | 0.30003
76952 | 8 | 0.8 | 365 | 7.2827 | 0.66634 | 7 | 0.94906
76953 | 5.94 | 0.8 | 365 | 5.4074 | 0.88976 | 6 | 0.29717
76954 | 15.105 | 0.8 | 365 | 13.7507 | 0.69189 | 14 | 0.44256
76956 | 6.9 | 0.8 | 365 | 6.2813 | 0.64972 | 6 | 0.93106
76958 | 3 | 0.8 | 365 | 2.731 | 0.49988 | 3 | 0.2309
74010 | 61.38 | 0.6 | 365 | 41.9075 | 0.39563 | 42 | 0.3031
50396 | 1388.52 | 1 | 365 | 1580.0302 | 0.95465 | 1580 | 0.98488
76960 | 5.36 | 0.8 | 365 | 4.8794 | 0.82645 | 5 | 0.70587
76962 | 12.6 | 0.8 | 365 | 11.4703 | 0.099489 | 11 | 0.56976
76360 | 6 | 0.8 | 365 | 5.462 | 0.99976 | 6 | 0.46179
76348 | 6.5 | 0.8 | 365 | 5.9172 | 0.9164 | 6 | 0.83361
76448 | 5.67 | 0.8 | 365 | 5.1616 | 0.39477 | 5 | 0.55639
76975 | 5.8 | 0.8 | 365 | 5.28 | 0.6331 | 5 | 0.91307
76976 | 8.12 | 0.8 | 365 | 7.392 | 0.88634 | 8 | 0.27829
76977 | 7.25 | 0.8 | 365 | 6.6 | 0.29137 | 6 | 0.89133
76978 | 4.06 | 0.8 | 365 | 3.696 | 0.44317 | 4 | 0.13915
76979 | 2.28 | 0.8 | 365 | 2.0756 | 0.17991 | 2 | 0.25548
76980 | 2.9 | 0.8 | 365 | 2.64 | 0.31655 | 2 | 0.95653
76982 | 5.67 | 0.8 | 365 | 5.1616 | 0.39477 | 5 | 0.55639
76983 | 4.35 | 0.8 | 365 | 3.96 | 0.97482 | 4 | 0.9348
76984 | 2.32 | 0.8 | 365 | 2.112 | 0.25324 | 2 | 0.36523
76985 | 3.19 | 0.8 | 365 | 2.904 | 0.8482 | 3 | 0.75219
76986 | 6.67 | 0.8 | 365 | 6.072 | 0.22806 | 6 | 0.30003
76987 | 10.15 | 0.8 | 365 | 9.2399 | 0.60792 | 9 | 0.84786
76102 | 5.7 | 0.8 | 365 | 5.1889 | 0.44977 | 5 | 0.6387
76183 | 10.26 | 0.8 | 365 | 9.3401 | 0.80958 | 10 | 0.14966
76140 | 8.68 | 0.8 | 365 | 7.9017 | 0.91298 | 8 | 0.81473
76990 | 8.91 | 0.8 | 365 | 8.1111 | 0.33464 | 8 | 0.44576
76992 | 7.65 | 0.8 | 365 | 6.9641 | 0.02469 | 6 | 0.98878
74816 | 9.28 | 0.8 | 365 | 8.4479 | 0.012957 | 8 | 0.4609
73656 | 5.67 | 0.8 | 365 | 5.1616 | 0.39477 | 5 | 0.55639
73888 | 8.1 | 0.8 | 365 | 7.3737 | 0.84967 | 8 | 0.22342
76993 | 10.545 | 0.8 | 365 | 9.5995 | 0.33207 | 9 | 0.9316
76994 | 6.67 | 0.8 | 365 | 6.072 | 0.22806 | 6 | 0.30003
76995 | 2.61 | 0.8 | 365 | 2.376 | 0.78489 | 3 | 0.16088
76542 | 13.5 | 0.8 | 365 | 12.2896 | 0.74945 | 13 | 0.039032
64862 | 2039.8 | 0.7 | 365 | 1624.7962 | 0.10682 | 1624 | 0.90298
76996 | 4.93 | 0.8 | 365 | 4.488 | 0.038134 | 4 | 0.52611
76997 | 4.93 | 0.8 | 365 | 4.488 | 0.038134 | 4 | 0.52611
76998 | 3.705 | 0.8 | 365 | 3.3728 | 0.79235 | 4 | 0.16516
76999 | 2.565 | 0.8 | 365 | 2.335 | 0.7024 | 3 | 0.037416
77000 | 2.565 | 0.8 | 365 | 2.335 | 0.7024 | 3 | 0.037416
76776 | 6.6 | 0.8 | 365 | 6.0082 | 0.099732 | 6 | 0.10797
77002 | 4.64 | 0.8 | 365 | 4.224 | 0.50648 | 4 | 0.73045
77003 | 10.44 | 0.8 | 365 | 9.5039 | 0.13958 | 9 | 0.64352
37055 | 1389.96 | 1 | 365 | 1581.6688 | 0.25458 | 1581 | 0.92342
75507 | 5.5 | 0.8 | 365 | 5.0069 | 0.08311 | 5 | 0.089976
77004 | 19.04 | 0.8 | 365 | 17.3329 | 0.90589 | 18 | 0.23875
77013 | 5.4 | 0.8 | 365 | 4.9158 | 0.89978 | 5 | 0.81561
77016 | 3 | 0.8 | 365 | 2.731 | 0.49988 | 3 | 0.2309
77017 | 6.03 | 0.8 | 365 | 5.4893 | 0.054756 | 5 | 0.5441
77019 | 7.92 | 0.8 | 365 | 7.2099 | 0.51968 | 7 | 0.72957
77021 | 3 | 0.8 | 365 | 2.731 | 0.49988 | 3 | 0.2309
77023 | 12.06 | 0.8 | 365 | 10.9787 | 0.10951 | 11 | 0.088202
77026 | 7.59 | 0.8 | 365 | 6.9095 | 0.91469 | 7 | 0.82417
77024 | 9.9 | 0.8 | 365 | 9.0124 | 0.1496 | 9 | 0.16196
61528 | 326.72 | 0.9 | 365 | 334.6043 | 0.8451 | 335 | 0.44938
77028 | 15.075 | 0.8 | 365 | 13.7234 | 0.63689 | 14 | 0.36025
77027 | 7.5 | 0.8 | 365 | 6.8275 | 0.7497 | 7 | 0.57724
77029 | 7.56 | 0.8 | 365 | 6.8822 | 0.85969 | 7 | 0.74186
77030 | 4.5 | 0.8 | 365 | 4.0965 | 0.24982 | 4 | 0.34634
76219 | 12.6 | 0.8 | 365 | 11.4703 | 0.099489 | 11 | 0.56976
77035 | 7.92 | 0.8 | 365 | 7.2099 | 0.51968 | 7 | 0.72957
77036 | 11.97 | 0.8 | 365 | 10.8968 | 0.94451 | 11 | 0.84128
76961 | 7.245 | 0.8 | 365 | 6.5954 | 0.28221 | 6 | 0.87761
76420 | 12.4 | 0.8 | 365 | 11.2882 | 0.73283 | 12 | 0.021037
76963 | 6.38 | 0.8 | 365 | 5.808 | 0.69641 | 6 | 0.50437
77032 | 9.3 | 0.8 | 365 | 8.4662 | 0.049623 | 8 | 0.51578
77040 | 8.71 | 0.8 | 365 | 7.9291 | 0.96798 | 8 | 0.89703
77041 | 6.5 | 0.8 | 365 | 5.9172 | 0.9164 | 6 | 0.83361
77039 | 3 | 0.8 | 365 | 2.731 | 0.49988 | 3 | 0.2309
77043 | 3.9 | 0.8 | 365 | 3.5503 | 0.14984 | 3 | 0.70016
77044 | 11.4 | 0.8 | 365 | 10.3779 | 0.89954 | 11 | 0.2774
77045 | 8.32 | 0.8 | 365 | 7.574 | 0.253 | 7 | 0.82702
77046 | 6.96 | 0.8 | 365 | 6.336 | 0.75972 | 7 | 0.095679
77047 | 4.275 | 0.8 | 365 | 3.8917 | 0.83733 | 4 | 0.72903
77048 | 10.545 | 0.8 | 365 | 9.5995 | 0.33207 | 9 | 0.9316
77049 | 7.56 | 0.8 | 365 | 6.8822 | 0.85969 | 7 | 0.74186
77050 | 7.29 | 0.8 | 365 | 6.6364 | 0.3647 | 7 | 0.0010773
77052 | 2.36 | 0.8 | 365 | 2.1484 | 0.32657 | 2 | 0.47497
76717 | 6.9 | 0.8 | 365 | 6.2813 | 0.64972 | 6 | 0.93106
77060 | 8.68 | 0.8 | 365 | 7.9017 | 0.91298 | 8 | 0.81473
77065 | 6.3 | 0.8 | 365 | 5.7351 | 0.54974 | 6 | 0.28488
77068 | 8.125 | 0.8 | 365 | 7.3965 | 0.8955 | 8 | 0.29201
77071 | 5.25 | 0.8 | 365 | 4.7793 | 0.62479 | 5 | 0.40407
77072 | 9.1 | 0.8 | 365 | 8.2841 | 0.68296 | 8 | 0.96705
77075 | 6.72 | 0.8 | 365 | 6.1175 | 0.31973 | 6 | 0.43721
77077 | 5.61 | 0.8 | 365 | 5.107 | 0.28477 | 5 | 0.39178
77079 | 7.035 | 0.8 | 365 | 6.4042 | 0.89721 | 7 | 0.30145
77073 | 7.8 | 0.8 | 365 | 7.1006 | 0.29968 | 7 | 0.40033
77066 | 6.12 | 0.8 | 365 | 5.5713 | 0.21975 | 5 | 0.79103
76801 | 11.22 | 0.8 | 365 | 10.214 | 0.56955 | 10 | 0.78355
77064 | 4.225 | 0.8 | 365 | 3.8462 | 0.74566 | 4 | 0.59185
76497 | 7.59 | 0.8 | 365 | 6.9095 | 0.91469 | 7 | 0.82417
76490 | 5.6 | 0.8 | 365 | 5.0979 | 0.26644 | 5 | 0.36434
75999 | 9.24 | 0.8 | 365 | 8.4115 | 0.93963 | 9 | 0.35116
76001 | 8.4 | 0.8 | 365 | 7.6468 | 0.39966 | 8 | 0.046509
75256 | 8.91 | 0.8 | 365 | 8.1111 | 0.33464 | 8 | 0.44576
75262 | 9.52 | 0.8 | 365 | 8.6664 | 0.45295 | 9 | 0.11938
75267 | 9.9 | 0.8 | 365 | 9.0124 | 0.1496 | 9 | 0.16196
76755 | 16.023 | 0.8 | 365 | 14.5864 | 0.37485 | 14 | 0.96122
77082 | 13.8 | 0.8 | 365 | 12.5627 | 0.29944 | 12 | 0.86212
76758 | 8.71 | 0.8 | 365 | 7.9291 | 0.96798 | 8 | 0.89703
77084 | 13.515 | 0.8 | 365 | 12.3032 | 0.77695 | 13 | 0.080186
77085 | 7.8 | 0.8 | 365 | 7.1006 | 0.29968 | 7 | 0.40033
76761 | 7.2 | 0.8 | 365 | 6.5544 | 0.19971 | 6 | 0.75415
77086 | 7.28 | 0.8 | 365 | 6.6273 | 0.34637 | 6 | 0.97364
77089 | 4.5 | 0.8 | 365 | 4.0965 | 0.24982 | 4 | 0.34634
74851 | 14.335 | 0.8 | 365 | 13.0497 | 0.28025 | 13 | 0.32996
77092 | 2.4 | 0.8 | 365 | 2.1848 | 0.3999 | 2 | 0.58472
77093 | 7.41 | 0.8 | 365 | 6.7456 | 0.5847 | 7 | 0.33031
76597 | 16.53 | 0.8 | 365 | 15.0479 | 0.30433 | 15 | 0.35224
77096 | 5.04 | 0.8 | 365 | 4.5881 | 0.2398 | 4 | 0.82791
76213 | 5.28 | 0.8 | 365 | 4.8066 | 0.67979 | 5 | 0.48638
77101 | 9.52 | 0.8 | 365 | 8.6664 | 0.45295 | 9 | 0.11938
77102 | 7.59 | 0.8 | 365 | 6.9095 | 0.91469 | 7 | 0.82417
76843 | 7.695 | 0.8 | 365 | 7.0051 | 0.10719 | 7 | 0.11225
77103 | 9.6 | 0.8 | 365 | 8.7393 | 0.59961 | 9 | 0.33887
77104 | 3.78 | 0.8 | 365 | 3.4411 | 0.92985 | 4 | 0.37093
77105 | 7.68 | 0.8 | 365 | 6.9914 | 0.079689 | 7 | 0.071094
77106 | 11.84 | 0.8 | 365 | 10.7784 | 0.70619 | 11 | 0.4846
77108 | 6.6 | 0.8 | 365 | 6.0082 | 0.099732 | 6 | 0.10797
75787 | 10.335 | 0.8 | 365 | 9.4084 | 0.94708 | 10 | 0.35544
77110 | 11.375 | 0.8 | 365 | 10.3551 | 0.85371 | 11 | 0.20881
77113 | 12.375 | 0.8 | 365 | 11.2654 | 0.687 | 11 | 0.95245
76208 | 7.68 | 0.8 | 365 | 6.9914 | 0.079689 | 7 | 0.071094
75901 | 3.92 | 0.8 | 365 | 3.5685 | 0.18651 | 3 | 0.75504
77061 | 5.6 | 0.8 | 365 | 5.0979 | 0.26644 | 5 | 0.36434
77054 | 5.32 | 0.8 | 365 | 4.843 | 0.75312 | 5 | 0.59612
77123 | 24.96 | 1 | 365 | 28.4026 | 0.19874 | 28 | 0.60132
77126 | 6.27 | 0.8 | 365 | 5.7078 | 0.49475 | 6 | 0.20257
77127 | 3.3 | 0.8 | 365 | 3.0041 | 0.049866 | 3 | 0.053986
77129 | 24.85 | 0.8 | 365 | 22.6219 | 0.55733 | 23 | 0.17926
76867 | 10.71 | 1 | 365 | 12.1872 | 0.54321 | 12 | 0.73037
77130 | 6.75 | 0.8 | 365 | 6.1448 | 0.37473 | 6 | 0.51952
77131 | 5.1 | 0.8 | 365 | 4.6427 | 0.34979 | 4 | 0.99252
77132 | 8.25 | 0.8 | 365 | 7.5103 | 0.12467 | 7 | 0.63496
77133 | 10.5 | 0.8 | 365 | 9.5586 | 0.24957 | 9 | 0.80814
77139 | 7.28 | 0.8 | 365 | 6.6273 | 0.34637 | 6 | 0.97364
77140 | 8.1 | 0.8 | 365 | 7.3737 | 0.84967 | 8 | 0.22342
75001 | 4.2 | 0.8 | 365 | 3.8234 | 0.69983 | 4 | 0.52325
77146 | 12.32 | 0.8 | 365 | 11.2154 | 0.58617 | 11 | 0.80155
77147 | 9.69 | 0.8 | 365 | 8.8212 | 0.76461 | 9 | 0.58579
77148 | 5.28 | 0.8 | 365 | 4.8066 | 0.67979 | 5 | 0.48638
77150 | 11.88 | 0.8 | 365 | 10.8148 | 0.77952 | 11 | 0.59435
77151 | 3.92 | 0.8 | 365 | 3.5685 | 0.18651 | 3 | 0.75504
77152 | 11.2 | 0.8 | 365 | 10.1958 | 0.53288 | 10 | 0.72868
77153 | 6.16 | 0.8 | 365 | 5.6077 | 0.29308 | 5 | 0.90077
37200 | 1659.84 | 0.8 | 365 | 1511.0174 | 0.97272 | 1511 | 0.99014
77158 | 4.55 | 0.8 | 365 | 4.142 | 0.34148 | 4 | 0.48353
77160 | 6 | 0.8 | 365 | 5.462 | 0.99976 | 6 | 0.46179
76442 | 6 | 0.8 | 365 | 5.462 | 0.99976 | 6 | 0.46179
77169 | 3.6 | 0.8 | 365 | 3.2772 | 0.59985 | 3 | 0.87708
77173 | 14.25 | 0.8 | 365 | 12.9723 | 0.12442 | 13 | 0.096756
77171 | 6.3 | 0.8 | 365 | 5.7351 | 0.54974 | 6 | 0.28488
77177 | 11.4 | 0.8 | 365 | 10.3779 | 0.89954 | 11 | 0.2774
77179 | 6.16 | 0.8 | 365 | 5.6077 | 0.29308 | 5 | 0.90077
77181 | 8.4 | 0.8 | 365 | 7.6468 | 0.39966 | 8 | 0.046509
77118 | 13.44 | 0.8 | 365 | 12.235 | 0.63946 | 12 | 0.87441
77182 | 7.26 | 0.8 | 365 | 6.6091 | 0.30971 | 6 | 0.91877
77183 | 4.48 | 0.8 | 365 | 4.0783 | 0.21315 | 4 | 0.29147
77184 | 3.64 | 0.8 | 365 | 3.3136 | 0.67319 | 3 | 0.98682
77185 | 10.64 | 0.8 | 365 | 9.686 | 0.50624 | 10 | 0.19224
77076 | 4.48 | 0.8 | 365 | 4.0783 | 0.21315 | 4 | 0.29147
77186 | 9.24 | 0.8 | 365 | 8.4115 | 0.93963 | 9 | 0.35116
77188 | 11.22 | 0.8 | 365 | 10.214 | 0.56955 | 10 | 0.78355
77189 | 9.24 | 0.8 | 365 | 8.4115 | 0.93963 | 9 | 0.35116
77192 | 3.92 | 0.8 | 365 | 3.5685 | 0.18651 | 3 | 0.75504
77190 | 9.24 | 0.8 | 365 | 8.4115 | 0.93963 | 9 | 0.35116
77191 | 10.89 | 0.8 | 365 | 9.9136 | 0.96456 | 10 | 0.87815
77193 | 6.6 | 0.8 | 365 | 6.0082 | 0.099732 | 6 | 0.10797
77194 | 8.25 | 0.8 | 365 | 7.5103 | 0.12467 | 7 | 0.63496
77011 | 2.925 | 0.8 | 365 | 2.6627 | 0.36238 | 3 | 0.025124
77195 | 9.405 | 0.8 | 365 | 8.5617 | 0.24212 | 8 | 0.80386
77196 | 3.92 | 0.8 | 365 | 3.5685 | 0.18651 | 3 | 0.75504
77197 | 5.415 | 0.8 | 365 | 4.9295 | 0.92728 | 5 | 0.85677
77198 | 10.64 | 0.8 | 365 | 9.686 | 0.50624 | 10 | 0.19224
77199 | 9.57 | 0.8 | 365 | 8.7119 | 0.54461 | 9 | 0.25656
77200 | 6.555 | 0.8 | 365 | 5.9673 | 0.017234 | 5 | 0.98451
77119 | 4.8 | 0.8 | 365 | 4.3696 | 0.79981 | 5 | 0.16943
77137 | 5.2 | 0.8 | 365 | 4.7338 | 0.53312 | 5 | 0.26689
77202 | 9.52 | 0.8 | 365 | 8.6664 | 0.45295 | 9 | 0.11938
77204 | 3.3 | 0.8 | 365 | 3.0041 | 0.049866 | 3 | 0.053986
77162 | 8.54 | 0.8 | 365 | 7.7743 | 0.65632 | 8 | 0.43062
77201 | 5.4 | 0.8 | 365 | 4.9158 | 0.89978 | 5 | 0.81561
77206 | 6.72 | 0.8 | 365 | 6.1175 | 0.31973 | 6 | 0.43721
77207 | 10.23 | 0.8 | 365 | 9.3128 | 0.75459 | 10 | 0.067355
77208 | 8.58 | 0.8 | 365 | 7.8107 | 0.72965 | 8 | 0.54036
77178 | 9.28 | 0.8 | 365 | 8.4479 | 0.012957 | 8 | 0.4609
77209 | 4.56 | 0.8 | 365 | 4.1511 | 0.35982 | 4 | 0.51096
77211 | 8.55 | 0.8 | 365 | 7.7834 | 0.67465 | 8 | 0.45805
77212 | 10.88 | 0.8 | 365 | 9.9045 | 0.94623 | 10 | 0.85072
77213 | 7.98 | 0.8 | 365 | 7.2645 | 0.62968 | 7 | 0.89418
77215 | 7.68 | 0.8 | 365 | 6.9914 | 0.079689 | 7 | 0.071094
77216 | 6.4 | 0.8 | 365 | 5.8262 | 0.73307 | 6 | 0.55924
77217 | 9.69 | 0.8 | 365 | 8.8212 | 0.76461 | 9 | 0.58579
77218 | 5.7 | 0.8 | 365 | 5.1889 | 0.44977 | 5 | 0.6387
51478 | 629.13 | 0.8 | 365 | 572.7217 | 0.3795 | 573 | 0.1012
77020 | 9.6 | 0.8 | 365 | 8.7393 | 0.59961 | 9 | 0.33887
77221 | 10.8 | 0.8 | 365 | 9.8317 | 0.79956 | 10 | 0.63123
77222 | 9.24 | 0.8 | 365 | 8.4115 | 0.93963 | 9 | 0.35116
77223 | 8.67 | 0.8 | 365 | 7.8926 | 0.89465 | 8 | 0.78729
77225 | 5.36 | 0.8 | 365 | 4.8794 | 0.82645 | 5 | 0.70587
77226 | 10.385 | 0.8 | 365 | 9.4539 | 0.038746 | 9 | 0.49262
77229 | 6.4 | 0.8 | 365 | 5.8262 | 0.73307 | 6 | 0.55924
76677 | 10.725 | 0.8 | 365 | 9.7634 | 0.66207 | 10 | 0.42545
76734 | 6 | 0.8 | 365 | 5.462 | 0.99976 | 6 | 0.46179
77235 | 9 | 0.8 | 365 | 8.1931 | 0.49964 | 8 | 0.69269
77051 | 7.125 | 0.8 | 365 | 6.4862 | 0.062211 | 6 | 0.54838
77238 | 7.44 | 0.8 | 365 | 6.7729 | 0.6397 | 7 | 0.41262
77239 | 6.03 | 0.8 | 365 | 5.4893 | 0.054756 | 5 | 0.5441
77240 | 11.16 | 0.8 | 365 | 10.1594 | 0.45955 | 10 | 0.61893
77243 | 9.45 | 0.8 | 365 | 8.6027 | 0.32462 | 8 | 0.92732
77245 | 5.04 | 0.8 | 365 | 4.5881 | 0.2398 | 4 | 0.82791
77247 | 2.52 | 0.8 | 365 | 2.2941 | 0.6199 | 2 | 0.91395
77248 | 7.2 | 0.8 | 365 | 6.5544 | 0.19971 | 6 | 0.75415
77250 | 4.4 | 1 | 365 | 5.0069 | 0.08311 | 5 | 0.089976
77251 | 7.5 | 0.8 | 365 | 6.8275 | 0.7497 | 7 | 0.57724
77252 | 6.49 | 0.8 | 365 | 5.9081 | 0.89807 | 6 | 0.80617
34985 | 607.2 | 0.9 | 365 | 621.8527 | 0.32231 | 622 | 0.17502
76749 | 10.695 | 0.8 | 365 | 9.7361 | 0.60707 | 10 | 0.34314
76918 | 4.8 | 0.8 | 365 | 4.3696 | 0.79981 | 5 | 0.16943
76752 | 5.232 | 0.8 | 365 | 4.7629 | 0.59179 | 5 | 0.35468
76945 | 6.05 | 0.8 | 365 | 5.5076 | 0.091421 | 5 | 0.59897
76955 | 4.14 | 0.8 | 365 | 3.7688 | 0.58983 | 4 | 0.35864
31902 | 5892.48 | 1 | 365 | 6705.1944 | 0.30145 | 6705 | 0.49586
77014 | 24.735 | 1 | 365 | 28.1466 | 0.68312 | 28 | 0.82967
77018 | 6 | 0.8 | 365 | 5.462 | 0.99976 | 6 | 0.46179
77062 | 10.56 | 0.8 | 365 | 9.6132 | 0.35957 | 9 | 0.97275
77081 | 7.8 | 0.8 | 365 | 7.1006 | 0.29968 | 7 | 0.40033
77083 | 4.875 | 0.8 | 365 | 4.4379 | 0.9373 | 5 | 0.37521
77090 | 9 | 0.8 | 365 | 8.1931 | 0.49964 | 8 | 0.69269
77095 | 6.867 | 0.8 | 365 | 6.2513 | 0.58922 | 6 | 0.84052
77097 | 6.63 | 0.8 | 365 | 6.0355 | 0.15473 | 6 | 0.19028
77100 | 15.66 | 0.8 | 365 | 14.2559 | 0.70937 | 14 | 0.96528
77135 | 8.91 | 0.8 | 365 | 8.1111 | 0.33464 | 8 | 0.44576
77164 | 5.7 | 0.8 | 365 | 5.1889 | 0.44977 | 5 | 0.6387
77001 | 9.3 | 0.8 | 365 | 8.4662 | 0.049623 | 8 | 0.51578
76989 | 4.875 | 0.8 | 365 | 4.4379 | 0.9373 | 5 | 0.37521
77237 | 10.05 | 0.8 | 365 | 9.1489 | 0.42459 | 9 | 0.5735
35527 | 4805.91 | 0.8 | 365 | 4375.0083 | 0.6402 | 4375 | 0.64847
64770 | 522.24 | 0.7 | 365 | 415.9886 | 0.74148 | 416 | 0.73008
64981 | 43.47 | 0.7 | 365 | 34.6259 | 0.73158 | 35 | 0.35747
65012 | 92.214 | 0.9 | 365 | 94.4393 | 0.18717 | 94 | 0.62644
73665 | 7.194 | 0.8 | 365 | 6.549 | 0.18871 | 6 | 0.73769
73675 | 8.96 | 0.8 | 365 | 8.1566 | 0.4263 | 8 | 0.58294
74988 | 11.48 | 0.8 | 365 | 10.4507 | 0.046201 | 10 | 0.4969
76390 | 24.2 | 0.8 | 365 | 22.0302 | 0.36569 | 22 | 0.39589
76781 | 3.78 | 0.8 | 365 | 3.4411 | 0.92985 | 4 | 0.37093
76794 | 7.68 | 0.8 | 365 | 6.9914 | 0.079689 | 7 | 0.071094
77253 | 12.395 | 0.8 | 365 | 11.2837 | 0.72366 | 12 | 0.0073186
77254 | 4.86 | 0.8 | 365 | 4.4242 | 0.9098 | 5 | 0.33405
77255 | 7 | 0.8 | 365 | 6.3724 | 0.83305 | 7 | 0.20542
77256 | 9.9 | 0.8 | 365 | 9.0124 | 0.1496 | 9 | 0.16196
77257 | 5.88 | 0.8 | 365 | 5.3528 | 0.77976 | 6 | 0.13256
77258 | 10.08 | 0.8 | 365 | 9.1762 | 0.47959 | 9 | 0.65581
77259 | 6.93 | 0.8 | 365 | 6.3087 | 0.70472 | 7 | 0.01337
77260 | 6.93 | 0.8 | 365 | 6.3087 | 0.70472 | 7 | 0.01337
77263 | 5.04 | 0.8 | 365 | 4.5881 | 0.2398 | 4 | 0.82791
33929 | 3002.94 | 0.8 | 365 | 2733.694 | 0.26828 | 2733 | 0.96228
76590 | 3 | 0.8 | 365 | 2.731 | 0.49988 | 3 | 0.2309
76461 | 5.525 | 0.8 | 365 | 5.0296 | 0.12894 | 5 | 0.15857
77267 | 7.56 | 0.8 | 365 | 6.8822 | 0.85969 | 7 | 0.74186
77268 | 4.2 | 0.8 | 365 | 3.8234 | 0.69983 | 4 | 0.52325
77269 | 3.92 | 0.8 | 365 | 3.5685 | 0.18651 | 3 | 0.75504
77270 | 4.275 | 0.8 | 365 | 3.8917 | 0.83733 | 4 | 0.72903
77272 | 4.578 | 0.8 | 365 | 4.1675 | 0.39281 | 4 | 0.56035
77273 | 11.22 | 0.8 | 365 | 10.214 | 0.56955 | 10 | 0.78355
76835 | 6.08 | 0.8 | 365 | 5.5349 | 0.14642 | 5 | 0.68128
76909 | 6.8 | 0.8 | 365 | 6.1903 | 0.46639 | 6 | 0.6567
77277 | 13.2 | 0.8 | 365 | 12.0165 | 0.19946 | 12 | 0.21594
77278 | 7.035 | 0.8 | 365 | 6.4042 | 0.89721 | 7 | 0.30145
77282 | 7.41 | 0.8 | 365 | 6.7456 | 0.5847 | 7 | 0.33031
77287 | 6 | 0.8 | 365 | 5.462 | 0.99976 | 6 | 0.46179
77288 | 3.99 | 0.8 | 365 | 3.6323 | 0.31484 | 3 | 0.94709
32927 | 912.87 | 0.8 | 365 | 831.0213 | 0.558 | 831 | 0.57934
77289 | 7.92 | 0.8 | 365 | 7.2099 | 0.51968 | 7 | 0.72957
77291 | 7.98 | 0.8 | 365 | 7.2645 | 0.62968 | 7 | 0.89418
77295 | 6.615 | 0.8 | 365 | 6.0219 | 0.12723 | 6 | 0.14913
77022 | 6.6 | 0.8 | 365 | 6.0082 | 0.099732 | 6 | 0.10797
77298 | 7.29 | 0.8 | 365 | 6.6364 | 0.3647 | 7 | 0.0010773
77300 | 8.395 | 0.8 | 365 | 7.6423 | 0.39049 | 8 | 0.032791
77138 | 13.545 | 0.8 | 365 | 12.3305 | 0.83195 | 13 | 0.1625
77304 | 16.53 | 0.8 | 365 | 15.0479 | 0.30433 | 15 | 0.35224
29613 | 496.47 | 0.9 | 365 | 508.4506 | 0.94674 | 509 | 0.39735
77316 | 5.67 | 0.8 | 365 | 5.1616 | 0.39477 | 5 | 0.55639
77317 | 7.975 | 0.8 | 365 | 7.26 | 0.62051 | 7 | 0.88047
77318 | 10.8 | 0.8 | 365 | 9.8317 | 0.79956 | 10 | 0.63123
77319 | 7.29 | 0.8 | 365 | 6.6364 | 0.3647 | 7 | 0.0010773
77320 | 12 | 0.8 | 365 | 10.9241 | 0.99951 | 11 | 0.92358
77324 | 3.78 | 0.8 | 365 | 3.4411 | 0.92985 | 4 | 0.37093
77325 | 5.76 | 0.8 | 365 | 5.2436 | 0.55977 | 5 | 0.80332
77322 | 10.88 | 0.8 | 365 | 9.9045 | 0.94623 | 10 | 0.85072
77327 | 13.34 | 0.8 | 365 | 12.1439 | 0.45613 | 12 | 0.60005
77328 | 5.7 | 0.8 | 365 | 5.1889 | 0.44977 | 5 | 0.6387
77330 | 7.2 | 0.8 | 365 | 6.5544 | 0.19971 | 6 | 0.75415
77333 | 12.87 | 0.8 | 365 | 11.7161 | 0.59448 | 12 | 0.31054
77335 | 7.92 | 0.8 | 365 | 7.2099 | 0.51968 | 7 | 0.72957
77332 | 14.74 | 0.8 | 365 | 13.4184 | 0.022736 | 13 | 0.44114
76840 | 7.68 | 0.8 | 365 | 6.9914 | 0.079689 | 7 | 0.071094
77337 | 4.56 | 0.8 | 365 | 4.1511 | 0.35982 | 4 | 0.51096
77339 | 6.6 | 0.8 | 365 | 6.0082 | 0.099732 | 6 | 0.10797
77341 | 5.4 | 0.8 | 365 | 4.9158 | 0.89978 | 5 | 0.81561
77340 | 8.04 | 0.8 | 365 | 7.3191 | 0.73967 | 8 | 0.058801
77342 | 9.405 | 0.8 | 365 | 8.5617 | 0.24212 | 8 | 0.80386
77343 | 7.98 | 0.8 | 365 | 7.2645 | 0.62968 | 7 | 0.89418
77091 | 11.4 | 0.8 | 365 | 10.3779 | 0.89954 | 11 | 0.2774
75893 | 5.31 | 0.8 | 365 | 4.8339 | 0.73478 | 5 | 0.56869
77355 | 7.375 | 0.8 | 365 | 6.7138 | 0.52053 | 7 | 0.23429
77356 | 8.64 | 0.8 | 365 | 7.8653 | 0.83965 | 8 | 0.70498
76233 | 9.425 | 0.8 | 365 | 8.5799 | 0.27878 | 8 | 0.85873
77274 | 5.6 | 0.8 | 365 | 5.0979 | 0.26644 | 5 | 0.36434
77128 | 3.575 | 0.8 | 365 | 3.2545 | 0.55402 | 3 | 0.80848
77281 | 9.38 | 0.8 | 365 | 8.539 | 0.19629 | 8 | 0.73527
77284 | 6.84 | 0.8 | 365 | 6.2267 | 0.53972 | 6 | 0.76644
77134 | 3 | 0.8 | 365 | 2.731 | 0.49988 | 3 | 0.2309
77313 | 8.1 | 0.8 | 365 | 7.3737 | 0.84967 | 8 | 0.22342
77323 | 8.71 | 0.8 | 365 | 7.9291 | 0.96798 | 8 | 0.89703
77348 | 11.34 | 0.8 | 365 | 10.3232 | 0.78954 | 11 | 0.11279
77359 | 7.5 | 0.8 | 365 | 6.8275 | 0.7497 | 7 | 0.57724
77109 | 13.11 | 0.8 | 365 | 11.9345 | 0.034469 | 11 | 0.96902
50690 | 648.415 | 0.9 | 365 | 664.0623 | 0.32637 | 664 | 0.38866
65114 | 66.708 | 0.9 | 365 | 68.3178 | 0.58221 | 68 | 0.89998
76931 | 7.875 | 0.8 | 365 | 7.1689 | 0.43718 | 7 | 0.6061
64323 | 85.8 | 0.9 | 365 | 87.8705 | 0.95859 | 88 | 0.82908
76419 | 10.72 | 0.8 | 365 | 9.7588 | 0.6529 | 10 | 0.41174
65242 | 20.35 | 0.8 | 365 | 18.5254 | 0.30751 | 18 | 0.83291
77436 | 10.72 | 0.8 | 365 | 9.7588 | 0.6529 | 10 | 0.41174
77433 | 3.465 | 0.8 | 365 | 3.1543 | 0.35236 | 3 | 0.50668
77402 | 7.84 | 0.8 | 365 | 7.1371 | 0.37302 | 7 | 0.51007
77429 | 6.72 | 0.8 | 365 | 6.1175 | 0.31973 | 6 | 0.43721
77427 | 9.9 | 0.8 | 365 | 9.0124 | 0.1496 | 9 | 0.16196
76205 | 5.4 | 0.8 | 365 | 4.9158 | 0.89978 | 5 | 0.81561
77366 | 7.8 | 0.8 | 365 | 7.1006 | 0.29968 | 7 | 0.40033
77099 | 7.84 | 0.8 | 365 | 7.1371 | 0.37302 | 7 | 0.51007
76095 | 6.48 | 0.8 | 365 | 5.899 | 0.87974 | 6 | 0.77874
75714 | 5.7 | 0.8 | 365 | 5.1889 | 0.44977 | 5 | 0.6387
75709 | 5.13 | 0.8 | 365 | 4.67 | 0.40479 | 5 | 0.074832
75446 | 9.135 | 0.8 | 365 | 8.3159 | 0.74713 | 9 | 0.063078
75093 | 6.48 | 0.8 | 365 | 5.899 | 0.87974 | 6 | 0.77874
77413 | 2.24 | 0.8 | 365 | 2.0392 | 0.10658 | 2 | 0.14574
77369 | 7.92 | 0.8 | 365 | 7.2099 | 0.51968 | 7 | 0.72957
77368 | 5.04 | 0.8 | 365 | 4.5881 | 0.2398 | 4 | 0.82791
77367 | 7.8 | 0.8 | 365 | 7.1006 | 0.29968 | 7 | 0.40033
77365 | 9.24 | 0.8 | 365 | 8.4115 | 0.93963 | 9 | 0.35116
77364 | 11.76 | 0.8 | 365 | 10.7056 | 0.55952 | 11 | 0.26511
77350 | 108.205 | 0.6 | 365 | 73.8774 | 0.77859 | 74 | 0.65603
34731 | 114.4 | 1 | 365 | 130.1785 | 0.16087 | 130 | 0.33938
77360 | 10.56 | 0.8 | 365 | 9.6132 | 0.35957 | 9 | 0.97275
77362 | 6.72 | 0.8 | 365 | 6.1175 | 0.31973 | 6 | 0.43721
51479 | 857.6 | 1 | 365 | 975.8836 | 0.28988 | 976 | 0.1735
76261 | 12 | 0.8 | 365 | 10.9241 | 0.99951 | 11 | 0.92358
77376 | 7.37 | 0.8 | 365 | 6.7092 | 0.51137 | 7 | 0.22057
77377 | 6.4 | 0.8 | 365 | 5.8262 | 0.73307 | 6 | 0.55924
77379 | 11.84 | 0.8 | 365 | 10.7784 | 0.70619 | 11 | 0.4846
77380 | 6.1 | 0.8 | 365 | 5.5531 | 0.18309 | 5 | 0.73616
77382 | 5.94 | 0.8 | 365 | 5.4074 | 0.88976 | 6 | 0.29717
77384 | 8.64 | 0.8 | 365 | 7.8653 | 0.83965 | 8 | 0.70498
77385 | 9.24 | 0.8 | 365 | 8.4115 | 0.93963 | 9 | 0.35116
77386 | 5.9 | 0.8 | 365 | 5.371 | 0.81643 | 6 | 0.18743
77381 | 8.775 | 0.8 | 365 | 7.9882 | 0.087144 | 8 | 0.075371
77387 | 6.3 | 0.8 | 365 | 5.7351 | 0.54974 | 6 | 0.28488
77388 | 12.21 | 0.8 | 365 | 11.1152 | 0.38451 | 11 | 0.49975
77363 | 12.95 | 0.8 | 365 | 11.7889 | 0.74114 | 12 | 0.53003
77390 | 13.4 | 0.8 | 365 | 12.1985 | 0.56612 | 12 | 0.76467
77392 | 8.7 | 0.8 | 365 | 7.92 | 0.94965 | 8 | 0.8696
77393 | 9.045 | 0.8 | 365 | 8.234 | 0.58213 | 8 | 0.81615
77395 | 7.035 | 0.8 | 365 | 6.4042 | 0.89721 | 7 | 0.30145
77396 | 3.84 | 0.8 | 365 | 3.4957 | 0.039844 | 3 | 0.53555
77399 | 8.835 | 0.8 | 365 | 8.0428 | 0.19714 | 8 | 0.23999
77397 | 8.12 | 0.8 | 365 | 7.392 | 0.88634 | 8 | 0.27829
77400 | 5.475 | 0.8 | 365 | 4.9841 | 0.037278 | 5 | 0.021385
77403 | 8.04 | 0.8 | 365 | 7.3191 | 0.73967 | 8 | 0.058801
77303 | 17.92 | 0.8 | 365 | 16.3133 | 0.85261 | 17 | 0.16589
77404 | 10.95 | 0.8 | 365 | 9.9682 | 0.074556 | 10 | 0.04277
77408 | 5.28 | 0.8 | 365 | 4.8066 | 0.67979 | 5 | 0.48638
77410 | 7.125 | 0.8 | 365 | 6.4862 | 0.062211 | 6 | 0.54838
77411 | 9.045 | 0.8 | 365 | 8.234 | 0.58213 | 8 | 0.81615
77412 | 7.84 | 0.8 | 365 | 7.1371 | 0.37302 | 7 | 0.51007
77414 | 4.29 | 0.8 | 365 | 3.9054 | 0.86483 | 4 | 0.77018
75252 | 3.36 | 0.8 | 365 | 3.0587 | 0.15986 | 3 | 0.2186
77418 | 7.68 | 0.8 | 365 | 6.9914 | 0.079689 | 7 | 0.071094
77420 | 10.64 | 0.8 | 365 | 9.686 | 0.50624 | 10 | 0.19224
77422 | 7.92 | 0.8 | 365 | 7.2099 | 0.51968 | 7 | 0.72957
77434 | 9.38 | 0.8 | 365 | 8.539 | 0.19629 | 8 | 0.73527
77460 | 5.4 | 0.8 | 365 | 4.9158 | 0.89978 | 5 | 0.81561
77464 | 11.7 | 0.8 | 365 | 10.651 | 0.44953 | 11 | 0.10049
77301 | 3.42 | 0.8 | 365 | 3.1134 | 0.26986 | 3 | 0.38322
77428 | 2.8 | 0.8 | 365 | 2.5489 | 0.13322 | 2 | 0.68217
77471 | 4.56 | 0.8 | 365 | 4.1511 | 0.35982 | 4 | 0.51096
77479 | 3.72 | 0.8 | 365 | 3.3865 | 0.81985 | 4 | 0.20631
77483 | 5.31 | 0.8 | 365 | 4.8339 | 0.73478 | 5 | 0.56869
77484 | 9.69 | 0.8 | 365 | 8.8212 | 0.76461 | 9 | 0.58579
36798 | 171.2 | 0.7 | 365 | 136.3688 | 0.62726 | 136 | 0.99607
77490 | 8.04 | 0.8 | 365 | 7.3191 | 0.73967 | 8 | 0.058801
77491 | 7.5 | 0.8 | 365 | 6.8275 | 0.7497 | 7 | 0.57724
77493 | 13.065 | 0.8 | 365 | 11.8936 | 0.95197 | 12 | 0.84555
77474 | 14 | 0.8 | 365 | 12.7447 | 0.6661 | 13 | 0.41085
77496 | 5.51 | 0.8 | 365 | 5.016 | 0.10144 | 5 | 0.11741
77499 | 9.9 | 0.8 | 365 | 9.0124 | 0.1496 | 9 | 0.16196
77500 | 8.28 | 0.8 | 365 | 7.5376 | 0.17966 | 7 | 0.71727
77398 | 7.84 | 0.8 | 365 | 7.1371 | 0.37302 | 7 | 0.51007
77508 | 3.08 | 0.8 | 365 | 2.8038 | 0.64654 | 3 | 0.45039
77455 | 3.9 | 0.8 | 365 | 3.5503 | 0.14984 | 3 | 0.70016
77513 | 10.14 | 0.8 | 365 | 9.2308 | 0.58959 | 9 | 0.82043
77352 | 6.3 | 0.8 | 365 | 5.7351 | 0.54974 | 6 | 0.28488
77515 | 6.175 | 0.8 | 365 | 5.6213 | 0.32058 | 5 | 0.94193
77519 | 10.56 | 0.8 | 365 | 9.6132 | 0.35957 | 9 | 0.97275
77520 | 8.91 | 0.8 | 365 | 8.1111 | 0.33464 | 8 | 0.44576
77521 | 8.58 | 0.8 | 365 | 7.8107 | 0.72965 | 8 | 0.54036
77535 | 6.5 | 0.8 | 365 | 5.9172 | 0.9164 | 6 | 0.83361
77538 | 13.8 | 0.8 | 365 | 12.5627 | 0.29944 | 12 | 0.86212
77540 | 10.56 | 0.8 | 365 | 9.6132 | 0.35957 | 9 | 0.97275
77542 | 6.9 | 0.8 | 365 | 6.2813 | 0.64972 | 6 | 0.93106
47830 | 1272.96 | 0.7 | 365 | 1013.9722 | 0.99485 | 1014 | 0.96707
77543 | 8.58 | 0.8 | 365 | 7.8107 | 0.72965 | 8 | 0.54036
76759 | 14.388 | 0.8 | 365 | 13.098 | 0.37742 | 13 | 0.47538
77279 | 2.4 | 0.8 | 365 | 2.1848 | 0.3999 | 2 | 0.58472
77546 | 12 | 0.8 | 365 | 10.9241 | 0.99951 | 11 | 0.92358
77549 | 7.8 | 0.8 | 365 | 7.1006 | 0.29968 | 7 | 0.40033
77550 | 7.08 | 0.8 | 365 | 6.4452 | 0.97971 | 7 | 0.42491
77292 | 6.365 | 0.8 | 365 | 5.7943 | 0.66891 | 6 | 0.46322
77315 | 6.4 | 0.8 | 365 | 5.8262 | 0.73307 | 6 | 0.55924
77557 | 6.3 | 0.8 | 365 | 5.7351 | 0.54974 | 6 | 0.28488
77559 | 7.13 | 0.8 | 365 | 6.4907 | 0.071378 | 6 | 0.5621
77561 | 18.15 | 0.8 | 365 | 16.5227 | 0.27426 | 16 | 0.79692
77562 | 8.28 | 0.8 | 365 | 7.5376 | 0.17966 | 7 | 0.71727
77563 | 5.12 | 0.8 | 365 | 4.6609 | 0.38646 | 5 | 0.047396
77564 | 5.6 | 0.8 | 365 | 5.0979 | 0.26644 | 5 | 0.36434
77565 | 8.32 | 0.8 | 365 | 7.574 | 0.253 | 7 | 0.82702
77568 | 3.96 | 0.8 | 365 | 3.6049 | 0.25984 | 3 | 0.86478
77344 | 4.56 | 0.8 | 365 | 4.1511 | 0.35982 | 4 | 0.51096
77571 | 5.12 | 0.8 | 365 | 4.6609 | 0.38646 | 5 | 0.047396
77572 | 5.12 | 0.8 | 365 | 4.6609 | 0.38646 | 5 | 0.047396
77573 | 5.695 | 0.8 | 365 | 5.1844 | 0.4406 | 5 | 0.62498
77574 | 7.92 | 0.8 | 365 | 7.2099 | 0.51968 | 7 | 0.72957
77575 | 13.44 | 0.8 | 365 | 12.235 | 0.63946 | 12 | 0.87441
77576 | 6.7 | 0.8 | 365 | 6.0993 | 0.28306 | 6 | 0.38233
77015 | 6.6 | 0.8 | 365 | 6.0082 | 0.099732 | 6 | 0.10797
77577 | 4.62 | 0.8 | 365 | 4.2058 | 0.46981 | 4 | 0.67558
77578 | 3.96 | 0.8 | 365 | 3.6049 | 0.25984 | 3 | 0.86478
77579 | 13.44 | 0.8 | 365 | 12.235 | 0.63946 | 12 | 0.87441
77580 | 5.44 | 0.8 | 365 | 4.9522 | 0.97311 | 5 | 0.92536
77581 | 12.8 | 0.8 | 365 | 11.6523 | 0.46615 | 12 | 0.11849
77582 | 4.64 | 0.8 | 365 | 4.224 | 0.50648 | 4 | 0.73045
77585 | 7.14 | 1 | 365 | 8.1248 | 0.36214 | 8 | 0.48692
77584 | 8.96 | 0.8 | 365 | 8.1566 | 0.4263 | 8 | 0.58294
77587 | 3.99 | 0.8 | 365 | 3.6323 | 0.31484 | 3 | 0.94709
77589 | 6.03 | 0.8 | 365 | 5.4893 | 0.054756 | 5 | 0.5441
77590 | 5.12 | 0.8 | 365 | 4.6609 | 0.38646 | 5 | 0.047396
77591 | 13.2 | 0.8 | 365 | 12.0165 | 0.19946 | 12 | 0.21594
77592 | 9.6 | 0.8 | 365 | 8.7393 | 0.59961 | 9 | 0.33887
77593 | 15.18 | 0.8 | 365 | 13.8189 | 0.82938 | 14 | 0.64833
77595 | 7.84 | 0.8 | 365 | 7.1371 | 0.37302 | 7 | 0.51007
77596 | 24.79 | 0.8 | 365 | 22.5673 | 0.44733 | 23 | 0.014637
77601 | 9.405 | 0.8 | 365 | 8.5617 | 0.24212 | 8 | 0.80386
77604 | 6.72 | 0.8 | 365 | 6.1175 | 0.31973 | 6 | 0.43721
77608 | 5.22 | 0.8 | 365 | 4.752 | 0.56979 | 5 | 0.32176
77539 | 15.39 | 0.8 | 365 | 14.0101 | 0.21438 | 14 | 0.2245
77610 | 3.19 | 0.8 | 365 | 2.904 | 0.8482 | 3 | 0.75219
77612 | 8.99 | 0.8 | 365 | 8.1839 | 0.4813 | 8 | 0.66525
77505 | 14.3 | 0.8 | 365 | 13.0179 | 0.21609 | 13 | 0.23394
77616 | 7.04 | 0.8 | 365 | 6.4088 | 0.90638 | 7 | 0.31517
77618 | 6.6 | 0.8 | 365 | 6.0082 | 0.099732 | 6 | 0.10797
77623 | 12.15 | 0.8 | 365 | 11.0606 | 0.27451 | 11 | 0.33513
77625 | 17.28 | 0.8 | 365 | 15.7307 | 0.6793 | 16 | 0.40996
77554 | 15.95 | 0.8 | 365 | 14.5199 | 0.24102 | 14 | 0.76093
77594 | 6.93 | 0.8 | 365 | 6.3087 | 0.70472 | 7 | 0.01337
77631 | 8.99 | 0.8 | 365 | 8.1839 | 0.4813 | 8 | 0.66525
77635 | 7.15 | 0.8 | 365 | 6.5089 | 0.10804 | 6 | 0.61697
77640 | 5.1 | 0.8 | 365 | 4.6427 | 0.34979 | 4 | 0.99252
77621 | 12 | 0.8 | 365 | 10.9241 | 0.99951 | 11 | 0.92358
33095 | 1297.44 | 1 | 365 | 1476.3881 | 0.23426 | 1476 | 0.62238
33242 | 1360.8 | 1 | 365 | 1548.487 | 0.43105 | 1548 | 0.91803
33244 | 1423.08 | 1 | 365 | 1619.3569 | 0.1529 | 1619 | 0.50978
77643 | 4.5 | 0.8 | 365 | 4.0965 | 0.24982 | 4 | 0.34634
77646 | 5.94 | 0.8 | 365 | 5.4074 | 0.88976 | 6 | 0.29717
77647 | 3 | 0.8 | 365 | 2.731 | 0.49988 | 3 | 0.2309
77650 | 5.94 | 0.8 | 365 | 5.4074 | 0.88976 | 6 | 0.29717
77651 | 10.385 | 0.8 | 365 | 9.4539 | 0.038746 | 9 | 0.49262
77655 | 15.18 | 0.8 | 365 | 13.8189 | 0.82938 | 14 | 0.64833
77659 | 6.3 | 0.8 | 365 | 5.7351 | 0.54974 | 6 | 0.28488
77661 | 7.2 | 0.8 | 365 | 6.5544 | 0.19971 | 6 | 0.75415
77658 | 3.975 | 0.8 | 365 | 3.6186 | 0.28734 | 3 | 0.90594
77662 | 3.3 | 0.8 | 365 | 3.0041 | 0.049866 | 3 | 0.053986
77664 | 5.94 | 0.8 | 365 | 5.4074 | 0.88976 | 6 | 0.29717
77665 | 5.36 | 0.8 | 365 | 4.8794 | 0.82645 | 5 | 0.70587
77667 | 9.45 | 0.8 | 365 | 8.6027 | 0.32462 | 8 | 0.92732
77669 | 10.56 | 0.8 | 365 | 9.6132 | 0.35957 | 9 | 0.97275
77673 | 4.8 | 0.8 | 365 | 4.3696 | 0.79981 | 5 | 0.16943
77675 | 8.96 | 0.8 | 365 | 8.1566 | 0.4263 | 8 | 0.58294
77676 | 13.12 | 0.8 | 365 | 11.9437 | 0.052802 | 11 | 0.99645
77677 | 11.1 | 0.8 | 365 | 10.1048 | 0.34955 | 10 | 0.45432
77678 | 5.94 | 0.8 | 365 | 5.4074 | 0.88976 | 6 | 0.29717
77679 | 8 | 0.8 | 365 | 7.2827 | 0.66634 | 7 | 0.94906
77681 | 6.6 | 0.8 | 365 | 6.0082 | 0.099732 | 6 | 0.10797
77683 | 7.37 | 0.8 | 365 | 6.7092 | 0.51137 | 7 | 0.22057
77285 | 6.7 | 0.8 | 365 | 6.0993 | 0.28306 | 6 | 0.38233
77687 | 7.92 | 0.8 | 365 | 7.2099 | 0.51968 | 7 | 0.72957
77688 | 9.57 | 0.8 | 365 | 8.7119 | 0.54461 | 9 | 0.25656
77689 | 6.6 | 0.8 | 365 | 6.0082 | 0.099732 | 6 | 0.10797
77691 | 4.5 | 0.8 | 365 | 4.0965 | 0.24982 | 4 | 0.34634
77702 | 4.62 | 0.8 | 365 | 4.2058 | 0.46981 | 4 | 0.67558
77704 | 11.76 | 0.8 | 365 | 10.7056 | 0.55952 | 11 | 0.26511
77697 | 4.2 | 0.8 | 365 | 3.8234 | 0.69983 | 4 | 0.52325
77705 | 7.26 | 0.8 | 365 | 6.6091 | 0.30971 | 6 | 0.91877
77701 | 5.32 | 0.8 | 365 | 4.843 | 0.75312 | 5 | 0.59612
77706 | 5.2 | 0.8 | 365 | 4.7338 | 0.53312 | 5 | 0.26689
34831 | 319.68 | 1 | 365 | 363.7715 | 0.5838 | 364 | 0.35535
77707 | 12.025 | 0.8 | 365 | 10.9468 | 0.045346 | 10 | 0.99217
75039 | 2.24 | 0.8 | 365 | 2.0392 | 0.10658 | 2 | 0.14574
77416 | 6.72 | 0.8 | 365 | 6.1175 | 0.31973 | 6 | 0.43721
77264 | 10.545 | 0.8 | 365 | 9.5995 | 0.33207 | 9 | 0.9316
77266 | 9.9 | 0.8 | 365 | 9.0124 | 0.1496 | 9 | 0.16196
77522 | 7.56 | 0.8 | 365 | 6.8822 | 0.85969 | 7 | 0.74186
77711 | 3.05 | 0.8 | 365 | 2.7765 | 0.59154 | 3 | 0.36808
77712 | 3 | 0.8 | 365 | 2.731 | 0.49988 | 3 | 0.2309
77713 | 8.26 | 0.8 | 365 | 7.5194 | 0.143 | 7 | 0.6624
51477 | 1335.6 | 1 | 365 | 1519.8113 | 0.68233 | 1520 | 0.49362
77680 | 11.2 | 0.8 | 365 | 10.1958 | 0.53288 | 10 | 0.72868
51499 | 1411.2 | 1 | 365 | 1605.8383 | 0.9285 | 1606 | 0.76685
77714 | 10.325 | 0.8 | 365 | 9.3993 | 0.92875 | 10 | 0.328
77715 | 4.95 | 0.8 | 365 | 4.5062 | 0.074799 | 4 | 0.58098
77716 | 7.04 | 0.8 | 365 | 6.4088 | 0.90638 | 7 | 0.31517
77717 | 8.04 | 0.8 | 365 | 7.3191 | 0.73967 | 8 | 0.058801
77321 | 14.85 | 0.8 | 365 | 13.5185 | 0.2244 | 13 | 0.74294
77718 | 10.05 | 0.8 | 365 | 9.1489 | 0.42459 | 9 | 0.5735
77719 | 10.89 | 0.8 | 365 | 9.9136 | 0.96456 | 10 | 0.87815
77721 | 5.12 | 0.8 | 365 | 4.6609 | 0.38646 | 5 | 0.047396
77723 | 6.93 | 0.8 | 365 | 6.3087 | 0.70472 | 7 | 0.01337
77725 | 12.87 | 0.8 | 365 | 11.7161 | 0.59448 | 12 | 0.31054
77726 | 5.12 | 0.8 | 365 | 4.6609 | 0.38646 | 5 | 0.047396
77722 | 3.36 | 0.8 | 365 | 3.0587 | 0.15986 | 3 | 0.2186
76532 | 11.7 | 0.8 | 365 | 10.651 | 0.44953 | 11 | 0.10049
77738 | 7.8 | 0.8 | 365 | 7.1006 | 0.29968 | 7 | 0.40033
77740 | 8.58 | 0.8 | 365 | 7.8107 | 0.72965 | 8 | 0.54036
77741 | 24.96 | 0.8 | 365 | 22.7221 | 0.75899 | 23 | 0.48105
77742 | 5.22 | 0.8 | 365 | 4.752 | 0.56979 | 5 | 0.32176
77743 | 8.375 | 0.8 | 365 | 7.6241 | 0.35383 | 7 | 0.97792
77744 | 12.16 | 0.8 | 365 | 11.0697 | 0.29284 | 11 | 0.36257
77745 | 6.4 | 0.8 | 365 | 5.8262 | 0.73307 | 6 | 0.55924
77746 | 11.84 | 0.8 | 365 | 10.7784 | 0.70619 | 11 | 0.4846
77747 | 7.705 | 0.8 | 365 | 7.0142 | 0.12552 | 7 | 0.13968
77748 | 12.255 | 0.8 | 365 | 11.1562 | 0.467 | 11 | 0.62321
77749 | 7.37 | 0.8 | 365 | 6.7092 | 0.51137 | 7 | 0.22057
77751 | 8.85 | 0.8 | 365 | 8.0565 | 0.22464 | 8 | 0.28114
77752 | 3.1 | 0.8 | 365 | 2.8221 | 0.68321 | 3 | 0.50526
77753 | 8.58 | 0.8 | 365 | 7.8107 | 0.72965 | 8 | 0.54036
77754 | 5.6 | 0.8 | 365 | 5.0979 | 0.26644 | 5 | 0.36434
77755 | 9.28 | 0.8 | 365 | 8.4479 | 0.012957 | 8 | 0.4609
77757 | 6.93 | 0.8 | 365 | 6.3087 | 0.70472 | 7 | 0.01337
77760 | 9.76 | 0.8 | 365 | 8.8849 | 0.89294 | 9 | 0.77785
77763 | 9.6 | 0.8 | 365 | 8.7393 | 0.59961 | 9 | 0.33887
77764 | 6.4 | 0.8 | 365 | 5.8262 | 0.73307 | 6 | 0.55924
77767 | 5.9 | 0.8 | 365 | 5.371 | 0.81643 | 6 | 0.18743
77766 | 7.475 | 0.8 | 365 | 6.8048 | 0.70386 | 7 | 0.50865
77770 | 4.8 | 0.8 | 365 | 4.3696 | 0.79981 | 5 | 0.16943
77771 | 9.9 | 0.8 | 365 | 9.0124 | 0.1496 | 9 | 0.16196
77772 | 11.55 | 0.8 | 365 | 10.5144 | 0.17453 | 10 | 0.68895
77774 | 10.385 | 0.8 | 365 | 9.4539 | 0.038746 | 9 | 0.49262
77776 | 7.705 | 0.8 | 365 | 7.0142 | 0.12552 | 7 | 0.13968
77778 | 13 | 0.8 | 365 | 11.8344 | 0.83281 | 12 | 0.66722
77756 | 2.24 | 0.8 | 365 | 2.0392 | 0.10658 | 2 | 0.14574
77780 | 7.04 | 0.8 | 365 | 6.4088 | 0.90638 | 7 | 0.31517
77765 | 10.73 | 0.8 | 365 | 9.7679 | 0.67123 | 10 | 0.43917
77788 | 7.41 | 0.8 | 365 | 6.7456 | 0.5847 | 7 | 0.33031
77791 | 8.76 | 0.8 | 365 | 7.9746 | 0.059645 | 8 | 0.034216
77792 | 5.11 | 0.8 | 365 | 4.6518 | 0.36813 | 5 | 0.01996
77793 | 10.23 | 0.8 | 365 | 9.3128 | 0.75459 | 10 | 0.067355
77794 | 2.86 | 0.8 | 365 | 2.6036 | 0.24322 | 2 | 0.84679
77796 | 5.98 | 0.8 | 365 | 5.4438 | 0.96309 | 6 | 0.40692
77797 | 10.545 | 0.8 | 365 | 9.5995 | 0.33207 | 9 | 0.9316
77798 | 4.68 | 0.8 | 365 | 4.2604 | 0.57981 | 4 | 0.8402
77799 | 5.985 | 0.8 | 365 | 5.4484 | 0.97226 | 6 | 0.42064
77800 | 11.34 | 0.8 | 365 | 10.3232 | 0.78954 | 11 | 0.11279
77801 | 5.13 | 0.8 | 365 | 4.67 | 0.40479 | 5 | 0.074832
77795 | 10.26 | 0.8 | 365 | 9.3401 | 0.80958 | 10 | 0.14966
77804 | 16.2 | 0.8 | 365 | 14.7475 | 0.69934 | 15 | 0.44684
77802 | 8.96 | 0.8 | 365 | 8.1566 | 0.4263 | 8 | 0.58294
34718 | 148.72 | 1 | 365 | 169.2321 | 0.80913 | 170 | 0.041189
77805 | 5.355 | 0.8 | 365 | 4.8749 | 0.81728 | 5 | 0.69215
77806 | 5.985 | 0.8 | 365 | 5.4484 | 0.97226 | 6 | 0.42064
77807 | 4.27 | 0.8 | 365 | 3.8871 | 0.82816 | 4 | 0.71531
77808 | 31.62 | 0.6 | 365 | 21.5887 | 0.47654 | 22 | 0.065233
77709 | 2.805 | 0.8 | 365 | 2.5535 | 0.14239 | 2 | 0.69589
77606 | 3.25 | 0.8 | 365 | 2.9586 | 0.9582 | 3 | 0.9168
77628 | 3.12 | 0.8 | 365 | 2.8403 | 0.71987 | 3 | 0.56013
77630 | 3.6 | 0.8 | 365 | 3.2772 | 0.59985 | 3 | 0.87708
77588 | 7.84 | 0.8 | 365 | 7.1371 | 0.37302 | 7 | 0.51007
77820 | 6.72 | 0.8 | 365 | 6.1175 | 0.31973 | 6 | 0.43721
77817 | 6.09 | 0.8 | 365 | 5.544 | 0.16475 | 5 | 0.70872
77823 | 8.82 | 0.8 | 365 | 8.0292 | 0.16964 | 8 | 0.19883
77822 | 11.76 | 0.8 | 365 | 10.7056 | 0.55952 | 11 | 0.26511
77824 | 6.96 | 0.8 | 365 | 6.336 | 0.75972 | 7 | 0.095679
77825 | 5.94 | 0.8 | 365 | 5.4074 | 0.88976 | 6 | 0.29717
77826 | 6.4 | 0.8 | 365 | 5.8262 | 0.73307 | 6 | 0.55924
77829 | 6.9 | 0.8 | 365 | 6.2813 | 0.64972 | 6 | 0.93106
77828 | 3.6 | 0.8 | 365 | 3.2772 | 0.59985 | 3 | 0.87708
77833 | 3.38 | 0.8 | 365 | 3.0769 | 0.19653 | 3 | 0.27348
77834 | 2.1 | 0.8 | 365 | 1.9117 | 0.84991 | 2 | 0.76163
77836 | 11.7 | 0.8 | 365 | 10.651 | 0.44953 | 11 | 0.10049
77837 | 10.5 | 0.8 | 365 | 9.5586 | 0.24957 | 9 | 0.80814
77838 | 9.45 | 0.8 | 365 | 8.6027 | 0.32462 | 8 | 0.92732
77839 | 12.2 | 0.8 | 365 | 11.1061 | 0.36617 | 11 | 0.47231
77840 | 3.135 | 0.8 | 365 | 2.8539 | 0.74737 | 3 | 0.60129
77841 | 11.055 | 0.8 | 365 | 10.0638 | 0.26705 | 10 | 0.33085
77843 | 12.06 | 0.8 | 365 | 10.9787 | 0.10951 | 11 | 0.088202
77220 | 5.88 | 0.8 | 365 | 5.3528 | 0.77976 | 6 | 0.13256
77856 | 9 | 0.8 | 365 | 8.1931 | 0.49964 | 8 | 0.69269
77361 | 7.56 | 0.8 | 365 | 6.8822 | 0.85969 | 7 | 0.74186
77858 | 6.6 | 0.8 | 365 | 6.0082 | 0.099732 | 6 | 0.10797
77859 | 3.975 | 0.8 | 365 | 3.6186 | 0.28734 | 3 | 0.90594
77860 | 8.55 | 0.8 | 365 | 7.7834 | 0.67465 | 8 | 0.45805
77861 | 8.265 | 0.8 | 365 | 7.524 | 0.15216 | 7 | 0.67612
77862 | 5.7 | 0.8 | 365 | 5.1889 | 0.44977 | 5 | 0.6387
77863 | 4.56 | 0.8 | 365 | 4.1511 | 0.35982 | 4 | 0.51096
77864 | 10.26 | 0.8 | 365 | 9.3401 | 0.80958 | 10 | 0.14966
77865 | 3.77 | 0.8 | 365 | 3.432 | 0.91151 | 4 | 0.34349
77866 | 2.34 | 0.8 | 365 | 2.1302 | 0.28991 | 2 | 0.4201
77867 | 3.705 | 0.8 | 365 | 3.3728 | 0.79235 | 4 | 0.16516
77869 | 3.42 | 0.8 | 365 | 3.1134 | 0.26986 | 3 | 0.38322
77870 | 4.845 | 0.8 | 365 | 4.4106 | 0.8823 | 5 | 0.2929
77871 | 9.69 | 0.8 | 365 | 8.8212 | 0.76461 | 9 | 0.58579
77785 | 3.06 | 1 | 365 | 3.482 | 0.012345 | 3 | 0.49439
77872 | 6 | 0.8 | 365 | 5.462 | 0.99976 | 6 | 0.46179
51500 | 1335.6 | 1 | 365 | 1519.8113 | 0.68233 | 1520 | 0.49362
77750 | 11.05 | 0.8 | 365 | 10.0592 | 0.25789 | 10 | 0.31713
77878 | 4.32 | 0.8 | 365 | 3.9327 | 0.91982 | 4 | 0.85249
77736 | 7.5 | 0.8 | 365 | 6.8275 | 0.7497 | 7 | 0.57724
77868 | 5.94 | 0.8 | 365 | 5.4074 | 0.88976 | 6 | 0.29717
77883 | 13.515 | 1 | 365 | 15.379 | 0.97119 | 16 | 0.35023
35219 | 38.92 | 0.8 | 365 | 35.4304 | 0.35176 | 35 | 0.78216
35176 | 32.48 | 0.8 | 365 | 29.5678 | 0.54535 | 30 | 0.11317
35186 | 25.76 | 0.8 | 365 | 23.4503 | 0.22562 | 23 | 0.67596
35216 | 34.44 | 0.8 | 365 | 31.3521 | 0.1386 | 31 | 0.49069
77432 | 11.385 | 0.8 | 365 | 10.3642 | 0.87204 | 11 | 0.23625
75215 | 10.5 | 0.8 | 365 | 9.5586 | 0.24957 | 9 | 0.80814
77417 | 7.92 | 0.8 | 365 | 7.2099 | 0.51968 | 7 | 0.72957
77371 | 12.9 | 0.8 | 365 | 11.7434 | 0.64948 | 12 | 0.39285
77370 | 2.32 | 0.8 | 365 | 2.112 | 0.25324 | 2 | 0.36523
64216 | 224.44 | 0.9 | 365 | 229.8561 | 0.89727 | 230 | 0.75336
77472 | 4.675 | 0.8 | 365 | 4.2558 | 0.57064 | 4 | 0.82648
77495 | 5.985 | 0.8 | 365 | 5.4484 | 0.97226 | 6 | 0.42064
77497 | 9.6 | 0.8 | 365 | 8.7393 | 0.59961 | 9 | 0.33887
77516 | 6.9 | 0.8 | 365 | 6.2813 | 0.64972 | 6 | 0.93106
77523 | 5.4 | 0.8 | 365 | 4.9158 | 0.89978 | 5 | 0.81561
77286 | 12.285 | 0.8 | 365 | 11.1835 | 0.522 | 11 | 0.70552
77586 | 7.8 | 0.8 | 365 | 7.1006 | 0.29968 | 7 | 0.40033
77656 | 9.52 | 0.8 | 365 | 8.6664 | 0.45295 | 9 | 0.11938
77671 | 7.59 | 0.8 | 365 | 6.9095 | 0.91469 | 7 | 0.82417
77708 | 12.2 | 0.8 | 365 | 11.1061 | 0.36617 | 11 | 0.47231
77830 | 6 | 0.8 | 365 | 5.462 | 0.99976 | 6 | 0.46179
71006 | 11.89 | 0.8 | 365 | 10.8239 | 0.79785 | 11 | 0.62178
77518 | 4.55 | 0.8 | 365 | 4.142 | 0.34148 | 4 | 0.48353
77813 | 7.04 | 0.8 | 365 | 6.4088 | 0.90638 | 7 | 0.31517
77142 | 5.4 | 0.8 | 365 | 4.9158 | 0.89978 | 5 | 0.81561
77642 | 51.255 | 0.6 | 365 | 34.9946 | 0.47407 | 35 | 0.46864
44562 | 2188.8 | 1 | 365 | 2490.6881 | 0.8891 | 2491 | 0.57715
75887 | 41.34 | 0.9 | 365 | 42.3376 | 0.26186 | 42 | 0.59947
77435 | 5.8 | 0.8 | 365 | 5.28 | 0.6331 | 5 | 0.91307
77769 | 3.78 | 0.8 | 365 | 3.4411 | 0.92985 | 4 | 0.37093
77423 | 7.59 | 0.8 | 365 | 6.9095 | 0.91469 | 7 | 0.82417
77882 | 6.3 | 0.8 | 365 | 5.7351 | 0.54974 | 6 | 0.28488
35538 | 2822.04 | 0.8 | 365 | 2569.0136 | 0.62561 | 2569 | 0.63925
77544 | 13.5 | 0.8 | 365 | 12.2896 | 0.74945 | 13 | 0.039032
77884 | 7.848 | 0.8 | 365 | 7.1443 | 0.38768 | 7 | 0.53202
77886 | 7.59 | 0.8 | 365 | 6.9095 | 0.91469 | 7 | 0.82417
77887 | 11.39 | 0.8 | 365 | 10.3688 | 0.8812 | 11 | 0.24997
77888 | 6.615 | 0.8 | 365 | 6.0219 | 0.12723 | 6 | 0.14913
77890 | 7.92 | 0.8 | 365 | 7.2099 | 0.51968 | 7 | 0.72957
77892 | 5.36 | 0.8 | 365 | 4.8794 | 0.82645 | 5 | 0.70587
77893 | 5.76 | 0.8 | 365 | 5.2436 | 0.55977 | 5 | 0.80332
77895 | 6.6 | 0.8 | 365 | 6.0082 | 0.099732 | 6 | 0.10797
77897 | 12.825 | 0.8 | 365 | 11.6751 | 0.51198 | 12 | 0.18708
77899 | 9.24 | 0.8 | 365 | 8.4115 | 0.93963 | 9 | 0.35116
77900 | 4.845 | 0.8 | 365 | 4.4106 | 0.8823 | 5 | 0.2929
77902 | 9.6 | 0.8 | 365 | 8.7393 | 0.59961 | 9 | 0.33887
77903 | 8.32 | 0.8 | 365 | 7.574 | 0.253 | 7 | 0.82702
77906 | 10.8 | 0.8 | 365 | 9.8317 | 0.79956 | 10 | 0.63123
77907 | 7.035 | 0.8 | 365 | 6.4042 | 0.89721 | 7 | 0.30145
77908 | 24.84 | 0.8 | 365 | 22.6128 | 0.53899 | 23 | 0.15182
77909 | 6.4 | 0.8 | 365 | 5.8262 | 0.73307 | 6 | 0.55924
77910 | 9.36 | 0.8 | 365 | 8.5208 | 0.15962 | 8 | 0.6804
77911 | 10.15 | 0.8 | 365 | 9.2399 | 0.60792 | 9 | 0.84786
77913 | 8.37 | 0.8 | 365 | 7.6195 | 0.34466 | 7 | 0.9642
77914 | 3.135 | 0.8 | 365 | 2.8539 | 0.74737 | 3 | 0.60129
77915 | 7.04 | 0.8 | 365 | 6.4088 | 0.90638 | 7 | 0.31517
77917 | 11.22 | 0.8 | 365 | 10.214 | 0.56955 | 10 | 0.78355
77916 | 13.395 | 0.8 | 365 | 12.194 | 0.55696 | 12 | 0.75095
76004 | 10.36 | 0.8 | 365 | 9.4311 | 0.99291 | 10 | 0.42403
77919 | 3.6 | 0.8 | 365 | 3.2772 | 0.59985 | 3 | 0.87708
77920 | 8.71 | 0.8 | 365 | 7.9291 | 0.96798 | 8 | 0.89703
77921 | 5.7 | 0.8 | 365 | 5.1889 | 0.44977 | 5 | 0.6387
77918 | 12.6 | 0.8 | 365 | 11.4703 | 0.099489 | 11 | 0.56976
77922 | 7.37 | 0.8 | 365 | 6.7092 | 0.51137 | 7 | 0.22057
77924 | 8.96 | 0.8 | 365 | 8.1566 | 0.4263 | 8 | 0.58294
77925 | 8.04 | 0.8 | 365 | 7.3191 | 0.73967 | 8 | 0.058801
77927 | 11.2 | 0.8 | 365 | 10.1958 | 0.53288 | 10 | 0.72868
77928 | 8 | 0.8 | 365 | 7.2827 | 0.66634 | 7 | 0.94906
35235 | 51.52 | 0.8 | 365 | 46.9007 | 0.45125 | 47 | 0.35192
77929 | 3.65 | 0.8 | 365 | 3.3227 | 0.69152 | 4 | 0.014257
77931 | 5.44 | 0.8 | 365 | 4.9522 | 0.97311 | 5 | 0.92536
34881 | 232 | 0.8 | 365 | 211.1987 | 0.32393 | 211 | 0.52262
35253 | 59.36 | 0.8 | 365 | 54.0377 | 0.82426 | 54 | 0.862
77933 | 8.7 | 0.8 | 365 | 7.92 | 0.94965 | 8 | 0.8696
77926 | 2.52 | 0.8 | 365 | 2.2941 | 0.6199 | 2 | 0.91395
77935 | 7.36 | 0.8 | 365 | 6.7001 | 0.49304 | 7 | 0.19313
77936 | 12.06 | 0.8 | 365 | 10.9787 | 0.10951 | 11 | 0.088202
77937 | 8.96 | 0.8 | 365 | 8.1566 | 0.4263 | 8 | 0.58294
77939 | 4.905 | 0.8 | 365 | 4.4652 | 0.9923 | 5 | 0.45751
77941 | 8.829 | 0.8 | 365 | 8.0374 | 0.18614 | 8 | 0.22353
74044 | 12.45 | 0.8 | 365 | 11.3337 | 0.8245 | 12 | 0.15822
77944 | 9.24 | 0.8 | 365 | 8.4115 | 0.93963 | 9 | 0.35116
77946 | 5.6 | 0.8 | 365 | 5.0979 | 0.26644 | 5 | 0.36434
77947 | 6.48 | 0.8 | 365 | 5.899 | 0.87974 | 6 | 0.77874
77948 | 7.59 | 0.8 | 365 | 6.9095 | 0.91469 | 7 | 0.82417
77950 | 7.848 | 0.8 | 365 | 7.1443 | 0.38768 | 7 | 0.53202
77951 | 3.3 | 0.8 | 365 | 3.0041 | 0.049866 | 3 | 0.053986
77953 | 7 | 0.8 | 365 | 6.3724 | 0.83305 | 7 | 0.20542
77954 | 11.39 | 0.8 | 365 | 10.3688 | 0.8812 | 11 | 0.24997
77955 | 8.64 | 0.8 | 365 | 7.8653 | 0.83965 | 8 | 0.70498
32479 | 646.38 | 0.8 | 365 | 588.4251 | 0.0038001 | 588 | 0.42885
62380 | 3174.4 | 0.8 | 365 | 2889.7808 | 0.60466 | 2890 | 0.38542
77959 | 13.44 | 0.8 | 365 | 12.235 | 0.63946 | 12 | 0.87441
77960 | 9.6 | 0.8 | 365 | 8.7393 | 0.59961 | 9 | 0.33887
77962 | 6.4 | 0.8 | 365 | 5.8262 | 0.73307 | 6 | 0.55924
77963 | 11.39 | 0.8 | 365 | 10.3688 | 0.8812 | 11 | 0.24997
77965 | 11.375 | 0.8 | 365 | 10.3551 | 0.85371 | 11 | 0.20881
77967 | 11.1 | 0.8 | 365 | 10.1048 | 0.34955 | 10 | 0.45432
77974 | 4.8 | 0.8 | 365 | 4.3696 | 0.79981 | 5 | 0.16943
76543 | 11.16 | 0.8 | 365 | 10.1594 | 0.45955 | 10 | 0.61893
76332 | 5.865 | 0.8 | 365 | 5.3391 | 0.75226 | 6 | 0.091402
76544 | 10.385 | 0.8 | 365 | 9.4539 | 0.038746 | 9 | 0.49262
76410 | 9.315 | 0.8 | 365 | 8.4798 | 0.077122 | 8 | 0.55693
77975 | 7 | 0.8 | 365 | 6.3724 | 0.83305 | 7 | 0.20542
76393 | 8.625 | 0.8 | 365 | 7.8517 | 0.81215 | 8 | 0.66383
77976 | 9.483 | 0.8 | 365 | 8.6327 | 0.38512 | 9 | 0.017862
76394 | 11.16 | 0.8 | 365 | 10.1594 | 0.45955 | 10 | 0.61893
76414 | 8.71 | 0.8 | 365 | 7.9291 | 0.96798 | 8 | 0.89703
76408 | 11.16 | 0.8 | 365 | 10.1594 | 0.45955 | 10 | 0.61893
76296 | 7.194 | 0.8 | 365 | 6.549 | 0.18871 | 6 | 0.73769
77977 | 9.045 | 0.8 | 365 | 8.234 | 0.58213 | 8 | 0.81615
76391 | 4.14 | 0.8 | 365 | 3.7688 | 0.58983 | 4 | 0.35864
76600 | 6.54 | 0.8 | 365 | 5.9536 | 0.98973 | 6 | 0.94335
76416 | 7.92 | 0.8 | 365 | 7.2099 | 0.51968 | 7 | 0.72957
76602 | 11.16 | 0.8 | 365 | 10.1594 | 0.45955 | 10 | 0.61893
76412 | 5.52 | 0.8 | 365 | 5.0251 | 0.11978 | 5 | 0.14485
77978 | 9.38 | 0.8 | 365 | 8.539 | 0.19629 | 8 | 0.73527
76538 | 8.97 | 0.8 | 365 | 8.1657 | 0.44464 | 8 | 0.61038
76404 | 6.9 | 0.8 | 365 | 6.2813 | 0.64972 | 6 | 0.93106
76415 | 11.16 | 0.8 | 365 | 10.1594 | 0.45955 | 10 | 0.61893
76601 | 7.935 | 0.8 | 365 | 7.2235 | 0.54718 | 7 | 0.77072
76604 | 10.137 | 0.8 | 365 | 9.2281 | 0.58409 | 9 | 0.8122
76545 | 6.21 | 0.8 | 365 | 5.6532 | 0.38475 | 6 | 0.037955
76539 | 6.48 | 0.8 | 365 | 5.899 | 0.87974 | 6 | 0.77874
77979 | 11.16 | 0.8 | 365 | 10.1594 | 0.45955 | 10 | 0.61893
77980 | 15 | 0.8 | 365 | 13.6551 | 0.49939 | 14 | 0.15448
77981 | 7.425 | 0.8 | 365 | 6.7593 | 0.6122 | 7 | 0.37147
77982 | 2.56 | 0.8 | 365 | 2.3305 | 0.69323 | 3 | 0.023698
77983 | 21.6 | 0.8 | 365 | 19.6633 | 0.59912 | 20 | 0.26245
77984 | 7.37 | 0.8 | 365 | 6.7092 | 0.51137 | 7 | 0.22057
77985 | 8.58 | 0.8 | 365 | 7.8107 | 0.72965 | 8 | 0.54036
77986 | 3.66 | 0.8 | 365 | 3.3318 | 0.70985 | 4 | 0.041693
77987 | 8.64 | 0.8 | 365 | 7.8653 | 0.83965 | 8 | 0.70498
77988 | 8.64 | 0.8 | 365 | 7.8653 | 0.83965 | 8 | 0.70498
77989 | 6.1 | 0.8 | 365 | 5.5531 | 0.18309 | 5 | 0.73616
77990 | 7.425 | 0.8 | 365 | 6.7593 | 0.6122 | 7 | 0.37147
77991 | 11.2 | 0.8 | 365 | 10.1958 | 0.53288 | 10 | 0.72868
77992 | 4.8 | 0.8 | 365 | 4.3696 | 0.79981 | 5 | 0.16943
32451 | 647.28 | 0.8 | 365 | 589.2444 | 0.65376 | 589 | 0.89812
77995 | 5.28 | 0.8 | 365 | 4.8066 | 0.67979 | 5 | 0.48638
77996 | 6.555 | 0.8 | 365 | 5.9673 | 0.017234 | 5 | 0.98451
77997 | 3.705 | 0.8 | 365 | 3.3728 | 0.79235 | 4 | 0.16516
77998 | 11.685 | 0.8 | 365 | 10.6373 | 0.42203 | 11 | 0.05934
77999 | 3.96 | 0.8 | 365 | 3.6049 | 0.25984 | 3 | 0.86478
78002 | 9.9 | 0.8 | 365 | 9.0124 | 0.1496 | 9 | 0.16196
78003 | 6.6 | 0.8 | 365 | 6.0082 | 0.099732 | 6 | 0.10797
78005 | 9.9 | 0.8 | 365 | 9.0124 | 0.1496 | 9 | 0.16196
78006 | 5.4 | 0.8 | 365 | 4.9158 | 0.89978 | 5 | 0.81561
78007 | 7 | 0.8 | 365 | 6.3724 | 0.83305 | 7 | 0.20542
78009 | 9.35 | 0.8 | 365 | 8.5117 | 0.14129 | 8 | 0.65296
78004 | 13.5 | 0.8 | 365 | 12.2896 | 0.74945 | 13 | 0.039032
78011 | 3.3 | 0.8 | 365 | 3.0041 | 0.049866 | 3 | 0.053986
78018 | 3.575 | 0.8 | 365 | 3.2545 | 0.55402 | 3 | 0.80848
78020 | 6.3 | 0.8 | 365 | 5.7351 | 0.54974 | 6 | 0.28488
78023 | 6.6 | 0.8 | 365 | 6.0082 | 0.099732 | 6 | 0.10797
78026 | 3.9 | 0.8 | 365 | 3.5503 | 0.14984 | 3 | 0.70016
78029 | 8.45 | 0.8 | 365 | 7.6924 | 0.49132 | 8 | 0.18369
77639 | 7.83 | 0.8 | 365 | 7.128 | 0.35468 | 7 | 0.48264
77768 | 12.6 | 0.8 | 365 | 11.4703 | 0.099489 | 11 | 0.56976
78030 | 5.4 | 0.8 | 365 | 4.9158 | 0.89978 | 5 | 0.81561
78033 | 8.32 | 0.8 | 365 | 7.574 | 0.253 | 7 | 0.82702
78034 | 7.59 | 0.8 | 365 | 6.9095 | 0.91469 | 7 | 0.82417
77693 | 12.87 | 0.8 | 365 | 11.7161 | 0.59448 | 12 | 0.31054
78035 | 9.24 | 0.8 | 365 | 8.4115 | 0.93963 | 9 | 0.35116
78037 | 5.76 | 0.8 | 365 | 5.2436 | 0.55977 | 5 | 0.80332
78038 | 8.99 | 0.8 | 365 | 8.1839 | 0.4813 | 8 | 0.66525
78039 | 6.7 | 0.8 | 365 | 6.0993 | 0.28306 | 6 | 0.38233
78040 | 4.48 | 0.8 | 365 | 4.0783 | 0.21315 | 4 | 0.29147
78041 | 3.35 | 0.8 | 365 | 3.0496 | 0.14153 | 3 | 0.19117
78042 | 11.84 | 0.8 | 365 | 10.7784 | 0.70619 | 11 | 0.4846
78043 | 6.365 | 0.8 | 365 | 5.7943 | 0.66891 | 6 | 0.46322
77614 | 3.77 | 0.8 | 365 | 3.432 | 0.91151 | 4 | 0.34349
78025 | 12.88 | 0.8 | 365 | 11.7252 | 0.61281 | 12 | 0.33798
78046 | 6 | 0.8 | 365 | 5.462 | 0.99976 | 6 | 0.46179
35630 | 1964.16 | 0.8 | 365 | 1788.0518 | 0.88039 | 1788 | 0.93223
35225 | 41.16 | 0.8 | 365 | 37.4696 | 0.45833 | 37 | 0.92789
77649 | 7.475 | 0.8 | 365 | 6.8048 | 0.70386 | 7 | 0.50865
77598 | 7.56 | 0.8 | 365 | 6.8822 | 0.85969 | 7 | 0.74186
78062 | 8.1 | 0.8 | 365 | 7.3737 | 0.84967 | 8 | 0.22342
77942 | 9.72 | 0.8 | 365 | 8.8485 | 0.81961 | 9 | 0.6681
78013 | 2.6 | 0.8 | 365 | 2.3669 | 0.76656 | 3 | 0.13344
78066 | 5.4 | 0.8 | 365 | 4.9158 | 0.89978 | 5 | 0.81561
78069 | 9.9 | 0.8 | 365 | 9.0124 | 0.1496 | 9 | 0.16196
65679 | 12.24 | 0.8 | 365 | 11.1426 | 0.4395 | 11 | 0.58206
78072 | 6.5 | 0.8 | 365 | 5.9172 | 0.9164 | 6 | 0.83361
78076 | 9.8 | 0.8 | 365 | 8.9213 | 0.96627 | 9 | 0.88759
78078 | 3.63 | 0.8 | 365 | 3.3045 | 0.65485 | 3 | 0.95938
78080 | 4.485 | 0.8 | 365 | 4.0829 | 0.22232 | 4 | 0.30519
78082 | 12.6 | 0.8 | 365 | 11.4703 | 0.099489 | 11 | 0.56976
78085 | 6.7 | 0.8 | 365 | 6.0993 | 0.28306 | 6 | 0.38233
78089 | 4.725 | 0.8 | 365 | 4.3014 | 0.66231 | 4 | 0.96366
78092 | 8.7 | 0.8 | 365 | 7.92 | 0.94965 | 8 | 0.8696
78094 | 7.2 | 0.8 | 365 | 6.5544 | 0.19971 | 6 | 0.75415
78096 | 5.6 | 0.8 | 365 | 5.0979 | 0.26644 | 5 | 0.36434
78098 | 8.54 | 0.8 | 365 | 7.7743 | 0.65632 | 8 | 0.43062
78099 | 3.52 | 1 | 365 | 4.0055 | 0.066488 | 4 | 0.071981
78100 | 9.52 | 0.8 | 365 | 8.6664 | 0.45295 | 9 | 0.11938
78101 | 8.4 | 0.8 | 365 | 7.6468 | 0.39966 | 8 | 0.046509
78102 | 9.9 | 0.8 | 365 | 9.0124 | 0.1496 | 9 | 0.16196
78103 | 7.2 | 0.8 | 365 | 6.5544 | 0.19971 | 6 | 0.75415
78104 | 12.6 | 0.8 | 365 | 11.4703 | 0.099489 | 11 | 0.56976
78105 | 5.44 | 0.8 | 365 | 4.9522 | 0.97311 | 5 | 0.92536
78107 | 7.14 | 0.8 | 365 | 6.4998 | 0.089711 | 6 | 0.58953
77876 | 4.16 | 1 | 365 | 4.7338 | 0.53312 | 5 | 0.26689
78109 | 8.25 | 0.8 | 365 | 7.5103 | 0.12467 | 7 | 0.63496
77720 | 10.725 | 0.8 | 365 | 9.7634 | 0.66207 | 10 | 0.42545
77816 | 13.44 | 0.8 | 365 | 12.235 | 0.63946 | 12 | 0.87441
78114 | 5.2 | 0.8 | 365 | 4.7338 | 0.53312 | 5 | 0.26689
77406 | 8.265 | 0.8 | 365 | 7.524 | 0.15216 | 7 | 0.67612
77583 | 10.92 | 0.8 | 365 | 9.9409 | 0.019557 | 9 | 0.96046
77602 | 10.26 | 0.8 | 365 | 9.3401 | 0.80958 | 10 | 0.14966
78129 | 10.08 | 0.8 | 365 | 9.1762 | 0.47959 | 9 | 0.65581
65247 | 67.65 | 1 | 365 | 76.9806 | 0.027822 | 77 | 0.008381
65249 | 33.825 | 0.9 | 365 | 34.6413 | 0.76252 | 35 | 0.40377
78130 | 7.68 | 0.8 | 365 | 6.9914 | 0.079689 | 7 | 0.071094
78131 | 4.64 | 0.8 | 365 | 4.224 | 0.50648 | 4 | 0.73045
78134 | 8.835 | 0.8 | 365 | 8.0428 | 0.19714 | 8 | 0.23999
78136 | 6.213 | 0.8 | 365 | 5.6559 | 0.39025 | 6 | 0.046186
78137 | 5.025 | 0.8 | 365 | 4.5745 | 0.2123 | 4 | 0.78675
78138 | 5.76 | 0.8 | 365 | 5.2436 | 0.55977 | 5 | 0.80332
78141 | 9.6 | 0.8 | 365 | 8.7393 | 0.59961 | 9 | 0.33887
78144 | 7 | 0.8 | 365 | 6.3724 | 0.83305 | 7 | 0.20542
78148 | 3.42 | 0.8 | 365 | 3.1134 | 0.26986 | 3 | 0.38322
78149 | 8.12 | 0.8 | 365 | 7.392 | 0.88634 | 8 | 0.27829
78153 | 15.042 | 0.8 | 365 | 13.6933 | 0.57639 | 14 | 0.26971
77857 | 9.69 | 0.8 | 365 | 8.8212 | 0.76461 | 9 | 0.58579
78158 | 6.16 | 0.8 | 365 | 5.6077 | 0.29308 | 5 | 0.90077
78115 | 7.975 | 0.8 | 365 | 7.26 | 0.62051 | 7 | 0.88047
78163 | 6.93 | 0.8 | 365 | 6.3087 | 0.70472 | 7 | 0.01337
78166 | 5.7 | 0.8 | 365 | 5.1889 | 0.44977 | 5 | 0.6387
78167 | 3.575 | 0.8 | 365 | 3.2545 | 0.55402 | 3 | 0.80848
78171 | 9.28 | 0.8 | 365 | 8.4479 | 0.012957 | 8 | 0.4609
78164 | 4.64 | 0.8 | 365 | 4.224 | 0.50648 | 4 | 0.73045
64951 | 81.9 | 0.7 | 365 | 65.2372 | 0.37835 | 65 | 0.61553
78021 | 7.56 | 0.8 | 365 | 6.8822 | 0.85969 | 7 | 0.74186
78172 | 4.32 | 0.8 | 365 | 3.9327 | 0.91982 | 4 | 0.85249
77889 | 5.76 | 0.8 | 365 | 5.2436 | 0.55977 | 5 | 0.80332
77891 | 14.28 | 0.8 | 365 | 12.9996 | 0.17942 | 13 | 0.17906
77940 | 8.64 | 0.8 | 365 | 7.8653 | 0.83965 | 8 | 0.70498
77949 | 5.232 | 0.8 | 365 | 4.7629 | 0.59179 | 5 | 0.35468
77964 | 5.4 | 0.8 | 365 | 4.9158 | 0.89978 | 5 | 0.81561
77898 | 4.875 | 0.8 | 365 | 4.4379 | 0.9373 | 5 | 0.37521
78108 | 7.975 | 0.8 | 365 | 7.26 | 0.62051 | 7 | 0.88047
78112 | 8.67 | 0.8 | 365 | 7.8926 | 0.89465 | 8 | 0.78729
78113 | 12 | 0.8 | 365 | 10.9241 | 0.99951 | 11 | 0.92358
78095 | 4.48 | 0.8 | 365 | 4.0783 | 0.21315 | 4 | 0.29147
77703 | 11.48 | 0.8 | 365 | 10.4507 | 0.046201 | 10 | 0.4969
78132 | 10.07 | 0.8 | 365 | 9.1671 | 0.46126 | 9 | 0.62837
78133 | 9.54 | 0.8 | 365 | 8.6846 | 0.48961 | 9 | 0.17425
78135 | 12.21 | 0.8 | 365 | 11.1152 | 0.38451 | 11 | 0.49975
78142 | 16.53 | 0.8 | 365 | 15.0479 | 0.30433 | 15 | 0.35224
78143 | 5.7 | 0.8 | 365 | 5.1889 | 0.44977 | 5 | 0.6387
78146 | 7.59 | 0.8 | 365 | 6.9095 | 0.91469 | 7 | 0.82417
78150 | 12.54 | 0.8 | 365 | 11.4157 | 0.98949 | 12 | 0.40515
78152 | 10.05 | 0.8 | 365 | 9.1489 | 0.42459 | 9 | 0.5735
78155 | 12.18 | 0.8 | 365 | 11.0879 | 0.32951 | 11 | 0.41744
77009 | 4.845 | 0.8 | 365 | 4.4106 | 0.8823 | 5 | 0.2929
77972 | 4.275 | 0.8 | 365 | 3.8917 | 0.83733 | 4 | 0.72903
77006 | 6.27 | 0.8 | 365 | 5.7078 | 0.49475 | 6 | 0.20257
78010 | 3.42 | 0.8 | 365 | 3.1134 | 0.26986 | 3 | 0.38322
77166 | 5.415 | 0.8 | 365 | 4.9295 | 0.92728 | 5 | 0.85677
78017 | 8.4 | 0.8 | 365 | 7.6468 | 0.39966 | 8 | 0.046509
77966 | 4.06 | 0.8 | 365 | 3.696 | 0.44317 | 4 | 0.13915
77970 | 2.32 | 0.8 | 365 | 2.112 | 0.25324 | 2 | 0.36523
75777 | 5.7 | 0.8 | 365 | 5.1889 | 0.44977 | 5 | 0.6387
78019 | 7.41 | 0.8 | 365 | 6.7456 | 0.5847 | 7 | 0.33031
77533 | 5.13 | 0.8 | 365 | 4.67 | 0.40479 | 5 | 0.074832
75913 | 7.98 | 0.8 | 365 | 7.2645 | 0.62968 | 7 | 0.89418
77653 | 7.41 | 0.8 | 365 | 6.7456 | 0.5847 | 7 | 0.33031
78022 | 7.41 | 0.8 | 365 | 6.7456 | 0.5847 | 7 | 0.33031
77492 | 8.265 | 0.8 | 365 | 7.524 | 0.15216 | 7 | 0.67612
77973 | 3.48 | 0.8 | 365 | 3.168 | 0.37986 | 3 | 0.54784
77354 | 5.7 | 0.8 | 365 | 5.1889 | 0.44977 | 5 | 0.6387
76514 | 4.275 | 0.8 | 365 | 3.8917 | 0.83733 | 4 | 0.72903
74825 | 9.8 | 0.8 | 365 | 8.9213 | 0.96627 | 9 | 0.88759
77880 | 5.985 | 0.8 | 365 | 5.4484 | 0.97226 | 6 | 0.42064
76553 | 9.52 | 0.8 | 365 | 8.6664 | 0.45295 | 9 | 0.11938
78036 | 7.84 | 0.8 | 365 | 7.1371 | 0.37302 | 7 | 0.51007
75069 | 3.92 | 0.8 | 365 | 3.5685 | 0.18651 | 3 | 0.75504
77526 | 6.84 | 0.8 | 365 | 6.2267 | 0.53972 | 6 | 0.76644
76507 | 2.85 | 0.8 | 365 | 2.5945 | 0.22488 | 2 | 0.81935
77648 | 8.265 | 0.8 | 365 | 7.524 | 0.15216 | 7 | 0.67612
77958 | 7.125 | 0.8 | 365 | 6.4862 | 0.062211 | 6 | 0.54838
77070 | 7.56 | 0.8 | 365 | 6.8822 | 0.85969 | 7 | 0.74186
76637 | 5.13 | 0.8 | 365 | 4.67 | 0.40479 | 5 | 0.074832
77528 | 5.13 | 0.8 | 365 | 4.67 | 0.40479 | 5 | 0.074832
77334 | 8.55 | 0.8 | 365 | 7.7834 | 0.67465 | 8 | 0.45805
77547 | 5.7 | 0.8 | 365 | 5.1889 | 0.44977 | 5 | 0.6387
77971 | 3.77 | 0.8 | 365 | 3.432 | 0.91151 | 4 | 0.34349
78014 | 5.04 | 0.8 | 365 | 4.5881 | 0.2398 | 4 | 0.82791
77157 | 13.395 | 0.8 | 365 | 12.194 | 0.55696 | 12 | 0.75095
76031 | 5.7 | 0.8 | 365 | 5.1889 | 0.44977 | 5 | 0.6387
77777 | 7.125 | 0.8 | 365 | 6.4862 | 0.062211 | 6 | 0.54838
78024 | 3.92 | 0.8 | 365 | 3.5685 | 0.18651 | 3 | 0.75504
77849 | 8.835 | 0.8 | 365 | 8.0428 | 0.19714 | 8 | 0.23999
78159 | 8.25 | 0.8 | 365 | 7.5103 | 0.12467 | 7 | 0.63496
76366 | 3.42 | 0.8 | 365 | 3.1134 | 0.26986 | 3 | 0.38322
78027 | 3.99 | 0.8 | 365 | 3.6323 | 0.31484 | 3 | 0.94709
77487 | 5.13 | 0.8 | 365 | 4.67 | 0.40479 | 5 | 0.074832
77007 | 3.135 | 0.8 | 365 | 2.8539 | 0.74737 | 3 | 0.60129
75912 | 2.915 | 0.8 | 365 | 2.6536 | 0.34405 | 2 | 0.99769
75649 | 2.52 | 0.8 | 365 | 2.2941 | 0.6199 | 2 | 0.91395
77541 | 11.97 | 0.8 | 365 | 10.8968 | 0.94451 | 11 | 0.84128
77331 | 2.8 | 0.8 | 365 | 2.5489 | 0.13322 | 2 | 0.68217
76774 | 4.275 | 0.8 | 365 | 3.8917 | 0.83733 | 4 | 0.72903
75400 | 2.85 | 0.8 | 365 | 2.5945 | 0.22488 | 2 | 0.81935
77645 | 3.705 | 0.8 | 365 | 3.3728 | 0.79235 | 4 | 0.16516
78015 | 4.2 | 0.8 | 365 | 3.8234 | 0.69983 | 4 | 0.52325
77290 | 12.255 | 0.8 | 365 | 11.1562 | 0.467 | 11 | 0.62321
75406 | 7.84 | 0.8 | 365 | 7.1371 | 0.37302 | 7 | 0.51007
77163 | 4.845 | 0.8 | 365 | 4.4106 | 0.8823 | 5 | 0.2929
75051 | 5.88 | 0.8 | 365 | 5.3528 | 0.77976 | 6 | 0.13256
77326 | 4.845 | 0.8 | 365 | 4.4106 | 0.8823 | 5 | 0.2929
77457 | 9.405 | 0.8 | 365 | 8.5617 | 0.24212 | 8 | 0.80386
77154 | 10.64 | 0.8 | 365 | 9.686 | 0.50624 | 10 | 0.19224
76521 | 11.97 | 0.8 | 365 | 10.8968 | 0.94451 | 11 | 0.84128
78093 | 6.27 | 0.8 | 365 | 5.7078 | 0.49475 | 6 | 0.20257
77338 | 6.27 | 0.8 | 365 | 5.7078 | 0.49475 | 6 | 0.20257
77507 | 7.41 | 0.8 | 365 | 6.7456 | 0.5847 | 7 | 0.33031
76268 | 9.12 | 0.8 | 365 | 8.3023 | 0.71963 | 9 | 0.021924
76547 | 5.415 | 0.8 | 365 | 4.9295 | 0.92728 | 5 | 0.85677
77475 | 7.695 | 0.8 | 365 | 7.0051 | 0.10719 | 7 | 0.11225
78119 | 4.93 | 0.8 | 365 | 4.488 | 0.038134 | 4 | 0.52611
77930 | 4.64 | 0.8 | 365 | 4.224 | 0.50648 | 4 | 0.73045
77600 | 12.88 | 0.8 | 365 | 11.7252 | 0.61281 | 12 | 0.33798
77531 | 8.265 | 0.8 | 365 | 7.524 | 0.15216 | 7 | 0.67612
75880 | 10.83 | 0.8 | 365 | 9.859 | 0.85456 | 10 | 0.71353
77969 | 8.265 | 0.8 | 365 | 7.524 | 0.15216 | 7 | 0.67612
74913 | 6.44 | 0.8 | 365 | 5.8626 | 0.80641 | 6 | 0.66899
77524 | 7.28 | 0.8 | 365 | 6.6273 | 0.34637 | 6 | 0.97364
77551 | 3.77 | 0.8 | 365 | 3.432 | 0.91151 | 4 | 0.34349
76916 | 12.6 | 0.8 | 365 | 11.4703 | 0.099489 | 11 | 0.56976
74977 | 6.72 | 0.8 | 365 | 6.1175 | 0.31973 | 6 | 0.43721
76039 | 8.4 | 0.8 | 365 | 7.6468 | 0.39966 | 8 | 0.046509
76563 | 6.16 | 0.8 | 365 | 5.6077 | 0.29308 | 5 | 0.90077
74861 | 6.72 | 0.8 | 365 | 6.1175 | 0.31973 | 6 | 0.43721
77485 | 5.88 | 0.8 | 365 | 5.3528 | 0.77976 | 6 | 0.13256
74909 | 7 | 0.8 | 365 | 6.3724 | 0.83305 | 7 | 0.20542
75779 | 5.13 | 0.8 | 365 | 4.67 | 0.40479 | 5 | 0.074832
77663 | 8.835 | 0.8 | 365 | 8.0428 | 0.19714 | 8 | 0.23999
77534 | 9.975 | 0.8 | 365 | 9.0806 | 0.2871 | 9 | 0.36773
77553 | 4.275 | 0.8 | 365 | 3.8917 | 0.83733 | 4 | 0.72903
74911 | 6.16 | 0.8 | 365 | 5.6077 | 0.29308 | 5 | 0.90077
77454 | 8.835 | 0.8 | 365 | 8.0428 | 0.19714 | 8 | 0.23999
77613 | 4.845 | 0.8 | 365 | 4.4106 | 0.8823 | 5 | 0.2929
74865 | 3.42 | 0.8 | 365 | 3.1134 | 0.26986 | 3 | 0.38322
76449 | 8.12 | 0.8 | 365 | 7.392 | 0.88634 | 8 | 0.27829
74863 | 5.88 | 0.8 | 365 | 5.3528 | 0.77976 | 6 | 0.13256
77349 | 5.7 | 0.8 | 365 | 5.1889 | 0.44977 | 5 | 0.6387
76458 | 11.685 | 0.8 | 365 | 10.6373 | 0.42203 | 11 | 0.05934
77728 | 4.56 | 0.8 | 365 | 4.1511 | 0.35982 | 4 | 0.51096
77731 | 5.985 | 0.8 | 365 | 5.4484 | 0.97226 | 6 | 0.42064
74823 | 10.08 | 0.8 | 365 | 9.1762 | 0.47959 | 9 | 0.65581
76270 | 4.2 | 0.8 | 365 | 3.8234 | 0.69983 | 4 | 0.52325
77501 | 4.56 | 0.8 | 365 | 4.1511 | 0.35982 | 4 | 0.51096
74826 | 8.265 | 0.8 | 365 | 7.524 | 0.15216 | 7 | 0.67612
78088 | 6.84 | 0.8 | 365 | 6.2267 | 0.53972 | 6 | 0.76644
77469 | 9.405 | 0.8 | 365 | 8.5617 | 0.24212 | 8 | 0.80386
77480 | 5.7 | 0.8 | 365 | 5.1889 | 0.44977 | 5 | 0.6387
77912 | 6.555 | 0.8 | 365 | 5.9673 | 0.017234 | 5 | 0.98451
74870 | 9.24 | 0.8 | 365 | 8.4115 | 0.93963 | 9 | 0.35116
77607 | 2.28 | 0.8 | 365 | 2.0756 | 0.17991 | 2 | 0.25548
75422 | 10.08 | 0.8 | 365 | 9.1762 | 0.47959 | 9 | 0.65581
74873 | 5.04 | 0.8 | 365 | 4.5881 | 0.2398 | 4 | 0.82791
77372 | 3.12 | 0.8 | 365 | 2.8403 | 0.71987 | 3 | 0.56013
77810 | 4.275 | 0.8 | 365 | 3.8917 | 0.83733 | 4 | 0.72903
77463 | 5.7 | 0.8 | 365 | 5.1889 | 0.44977 | 5 | 0.6387
76036 | 6.84 | 0.8 | 365 | 6.2267 | 0.53972 | 6 | 0.76644
76502 | 5.415 | 0.8 | 365 | 4.9295 | 0.92728 | 5 | 0.85677
74957 | 6.27 | 0.8 | 365 | 5.7078 | 0.49475 | 6 | 0.20257
75408 | 4.2 | 0.8 | 365 | 3.8234 | 0.69983 | 4 | 0.52325
75671 | 9.8 | 0.8 | 365 | 8.9213 | 0.96627 | 9 | 0.88759
76515 | 6.555 | 0.8 | 365 | 5.9673 | 0.017234 | 5 | 0.98451
75457 | 3.36 | 0.8 | 365 | 3.0587 | 0.15986 | 3 | 0.2186
76966 | 5.985 | 0.8 | 365 | 5.4484 | 0.97226 | 6 | 0.42064
75140 | 7.84 | 0.8 | 365 | 7.1371 | 0.37302 | 7 | 0.51007
75898 | 5.13 | 0.8 | 365 | 4.67 | 0.40479 | 5 | 0.074832
74864 | 6.84 | 0.8 | 365 | 6.2267 | 0.53972 | 6 | 0.76644
76409 | 5.04 | 0.8 | 365 | 4.5881 | 0.2398 | 4 | 0.82791
75885 | 7.41 | 0.8 | 365 | 6.7456 | 0.5847 | 7 | 0.33031
75825 | 5.13 | 0.8 | 365 | 4.67 | 0.40479 | 5 | 0.074832
76193 | 6.27 | 0.8 | 365 | 5.7078 | 0.49475 | 6 | 0.20257
78168 | 4.95 | 0.8 | 365 | 4.5062 | 0.074799 | 4 | 0.58098
77172 | 4.86 | 0.8 | 365 | 4.4242 | 0.9098 | 5 | 0.33405
77502 | 3.99 | 0.8 | 365 | 3.6323 | 0.31484 | 3 | 0.94709
74828 | 5.88 | 0.8 | 365 | 5.3528 | 0.77976 | 6 | 0.13256
77733 | 4.77 | 0.8 | 365 | 4.3423 | 0.74481 | 5 | 0.087125
75043 | 2.24 | 0.8 | 365 | 2.0392 | 0.10658 | 2 | 0.14574
78169 | 8.525 | 0.8 | 365 | 7.7606 | 0.62882 | 8 | 0.38946
77441 | 10.08 | 0.8 | 365 | 9.1762 | 0.47959 | 9 | 0.65581
76016 | 9.405 | 0.8 | 365 | 8.5617 | 0.24212 | 8 | 0.80386
76564 | 6.72 | 0.8 | 365 | 6.1175 | 0.31973 | 6 | 0.43721
75385 | 9.52 | 0.8 | 365 | 8.6664 | 0.45295 | 9 | 0.11938
77353 | 8.835 | 0.8 | 365 | 8.0428 | 0.19714 | 8 | 0.23999
77419 | 4.56 | 0.8 | 365 | 4.1511 | 0.35982 | 4 | 0.51096
75459 | 4.48 | 0.8 | 365 | 4.0783 | 0.21315 | 4 | 0.29147
76395 | 5.88 | 0.8 | 365 | 5.3528 | 0.77976 | 6 | 0.13256
77431 | 3.42 | 0.8 | 365 | 3.1134 | 0.26986 | 3 | 0.38322
77117 | 9.975 | 0.8 | 365 | 9.0806 | 0.2871 | 9 | 0.36773
77761 | 7.56 | 0.8 | 365 | 6.8822 | 0.85969 | 7 | 0.74186
76522 | 3.705 | 0.8 | 365 | 3.3728 | 0.79235 | 4 | 0.16516
77622 | 6.27 | 0.8 | 365 | 5.7078 | 0.49475 | 6 | 0.20257
77695 | 9.8 | 0.8 | 365 | 8.9213 | 0.96627 | 9 | 0.88759
77783 | 4.56 | 0.8 | 365 | 4.1511 | 0.35982 | 4 | 0.51096
76852 | 2.24 | 0.8 | 365 | 2.0392 | 0.10658 | 2 | 0.14574
77525 | 4.56 | 0.8 | 365 | 4.1511 | 0.35982 | 4 | 0.51096
75425 | 5.985 | 0.8 | 365 | 5.4484 | 0.97226 | 6 | 0.42064
76635 | 5.32 | 0.8 | 365 | 4.843 | 0.75312 | 5 | 0.59612
77467 | 7.98 | 0.8 | 365 | 7.2645 | 0.62968 | 7 | 0.89418
77438 | 10.83 | 0.8 | 365 | 9.859 | 0.85456 | 10 | 0.71353
77383 | 5.415 | 0.8 | 365 | 4.9295 | 0.92728 | 5 | 0.85677
76037 | 11.4 | 0.8 | 365 | 10.3779 | 0.89954 | 11 | 0.2774
75396 | 8.55 | 0.8 | 365 | 7.7834 | 0.67465 | 8 | 0.45805
77732 | 6.555 | 0.8 | 365 | 5.9673 | 0.017234 | 5 | 0.98451
76007 | 3.135 | 0.8 | 365 | 2.8539 | 0.74737 | 3 | 0.60129
75895 | 7.98 | 0.8 | 365 | 7.2645 | 0.62968 | 7 | 0.89418
75655 | 5.6 | 0.8 | 365 | 5.0979 | 0.26644 | 5 | 0.36434
74958 | 8.68 | 0.8 | 365 | 7.9017 | 0.91298 | 8 | 0.81473
76860 | 5.6 | 0.8 | 365 | 5.0979 | 0.26644 | 5 | 0.36434
75417 | 4.845 | 0.8 | 365 | 4.4106 | 0.8823 | 5 | 0.2929
77844 | 10.26 | 0.8 | 365 | 9.3401 | 0.80958 | 10 | 0.14966
76317 | 3.99 | 0.8 | 365 | 3.6323 | 0.31484 | 3 | 0.94709
77306 | 2.28 | 0.8 | 365 | 2.0756 | 0.17991 | 2 | 0.25548
77351 | 10.36 | 0.8 | 365 | 9.4311 | 0.99291 | 10 | 0.42403
75962 | 5.985 | 0.8 | 365 | 5.4484 | 0.97226 | 6 | 0.42064
75211 | 4.2 | 0.8 | 365 | 3.8234 | 0.69983 | 4 | 0.52325
77815 | 4.93 | 0.8 | 365 | 4.488 | 0.038134 | 4 | 0.52611
75234 | 7.28 | 0.8 | 365 | 6.6273 | 0.34637 | 6 | 0.97364
76329 | 3.42 | 0.8 | 365 | 3.1134 | 0.26986 | 3 | 0.38322
75483 | 5.7 | 0.8 | 365 | 5.1889 | 0.44977 | 5 | 0.6387
77548 | 2.28 | 0.8 | 365 | 2.0756 | 0.17991 | 2 | 0.25548
77545 | 9.405 | 0.8 | 365 | 8.5617 | 0.24212 | 8 | 0.80386
76457 | 7.98 | 0.8 | 365 | 7.2645 | 0.62968 | 7 | 0.89418
77405 | 8.68 | 0.8 | 365 | 7.9017 | 0.91298 | 8 | 0.81473
75683 | 4.56 | 0.8 | 365 | 4.1511 | 0.35982 | 4 | 0.51096
76432 | 5.2 | 0.8 | 365 | 4.7338 | 0.53312 | 5 | 0.26689
77617 | 6.72 | 0.8 | 365 | 6.1175 | 0.31973 | 6 | 0.43721
75680 | 2.24 | 0.8 | 365 | 2.0392 | 0.10658 | 2 | 0.14574
75762 | 6.72 | 0.8 | 365 | 6.1175 | 0.31973 | 6 | 0.43721
78052 | 2.565 | 0.8 | 365 | 2.335 | 0.7024 | 3 | 0.037416
77489 | 13.395 | 0.8 | 365 | 12.194 | 0.55696 | 12 | 0.75095
75420 | 5.04 | 0.8 | 365 | 4.5881 | 0.2398 | 4 | 0.82791
78086 | 10.545 | 0.8 | 365 | 9.5995 | 0.33207 | 9 | 0.9316
76537 | 3.99 | 0.8 | 365 | 3.6323 | 0.31484 | 3 | 0.94709
77724 | 5.13 | 0.8 | 365 | 4.67 | 0.40479 | 5 | 0.074832
74908 | 16.52 | 0.8 | 365 | 15.0388 | 0.286 | 15 | 0.3248
75722 | 3.135 | 0.8 | 365 | 2.8539 | 0.74737 | 3 | 0.60129
75421 | 3.92 | 0.8 | 365 | 3.5685 | 0.18651 | 3 | 0.75504
76447 | 4.56 | 0.8 | 365 | 4.1511 | 0.35982 | 4 | 0.51096
77008 | 5.04 | 0.8 | 365 | 4.5881 | 0.2398 | 4 | 0.82791
77532 | 3.705 | 0.8 | 365 | 3.3728 | 0.79235 | 4 | 0.16516
77629 | 3.705 | 0.8 | 365 | 3.3728 | 0.79235 | 4 | 0.16516
78059 | 5.6 | 0.8 | 365 | 5.0979 | 0.26644 | 5 | 0.36434
75323 | 4.48 | 0.8 | 365 | 4.0783 | 0.21315 | 4 | 0.29147
76104 | 3.92 | 0.8 | 365 | 3.5685 | 0.18651 | 3 | 0.75504
76921 | 3.99 | 0.8 | 365 | 3.6323 | 0.31484 | 3 | 0.94709
76387 | 4.845 | 0.8 | 365 | 4.4106 | 0.8823 | 5 | 0.2929
75158 | 7.84 | 0.8 | 365 | 7.1371 | 0.37302 | 7 | 0.51007
77636 | 7.41 | 0.8 | 365 | 6.7456 | 0.5847 | 7 | 0.33031
75206 | 5.6 | 0.8 | 365 | 5.0979 | 0.26644 | 5 | 0.36434
75423 | 5.7 | 0.8 | 365 | 5.1889 | 0.44977 | 5 | 0.6387
74907 | 4.2 | 0.8 | 365 | 3.8234 | 0.69983 | 4 | 0.52325
76512 | 4.845 | 0.8 | 365 | 4.4106 | 0.8823 | 5 | 0.2929
77167 | 11.115 | 0.8 | 365 | 10.1184 | 0.37705 | 10 | 0.49547
76265 | 5.6 | 0.8 | 365 | 5.0979 | 0.26644 | 5 | 0.36434
75145 | 8.68 | 0.8 | 365 | 7.9017 | 0.91298 | 8 | 0.81473
77644 | 5.13 | 0.8 | 365 | 4.67 | 0.40479 | 5 | 0.074832
76501 | 12.04 | 0.8 | 365 | 10.9605 | 0.072845 | 11 | 0.033329
76028 | 11.115 | 0.8 | 365 | 10.1184 | 0.37705 | 10 | 0.49547
74874 | 3.92 | 0.8 | 365 | 3.5685 | 0.18651 | 3 | 0.75504
78049 | 7.54 | 0.8 | 365 | 6.864 | 0.82303 | 7 | 0.68699
76264 | 6.44 | 0.8 | 365 | 5.8626 | 0.80641 | 6 | 0.66899
75389 | 8.4 | 0.8 | 365 | 7.6468 | 0.39966 | 8 | 0.046509
77759 | 7.41 | 0.8 | 365 | 6.7456 | 0.5847 | 7 | 0.33031
75656 | 7.41 | 0.8 | 365 | 6.7456 | 0.5847 | 7 | 0.33031
75313 | 4.2 | 0.8 | 365 | 3.8234 | 0.69983 | 4 | 0.52325
76510 | 6.44 | 0.8 | 365 | 5.8626 | 0.80641 | 6 | 0.66899
77729 | 12.255 | 0.8 | 365 | 11.1562 | 0.467 | 11 | 0.62321
78032 | 2.32 | 0.8 | 365 | 2.112 | 0.25324 | 2 | 0.36523
75478 | 5.7 | 0.8 | 365 | 5.1889 | 0.44977 | 5 | 0.6387
75481 | 7.98 | 0.8 | 365 | 7.2645 | 0.62968 | 7 | 0.89418
75458 | 2.8 | 0.8 | 365 | 2.5489 | 0.13322 | 2 | 0.68217
75404 | 7.28 | 0.8 | 365 | 6.6273 | 0.34637 | 6 | 0.97364
75461 | 4.48 | 0.8 | 365 | 4.0783 | 0.21315 | 4 | 0.29147
77401 | 7.28 | 0.8 | 365 | 6.6273 | 0.34637 | 6 | 0.97364
74906 | 3.36 | 0.8 | 365 | 3.0587 | 0.15986 | 3 | 0.2186
76523 | 3.99 | 0.8 | 365 | 3.6323 | 0.31484 | 3 | 0.94709
75231 | 6.72 | 0.8 | 365 | 6.1175 | 0.31973 | 6 | 0.43721
76269 | 4.845 | 0.8 | 365 | 4.4106 | 0.8823 | 5 | 0.2929
75174 | 8.12 | 0.8 | 365 | 7.392 | 0.88634 | 8 | 0.27829
76500 | 9.12 | 0.8 | 365 | 8.3023 | 0.71963 | 9 | 0.021924
78028 | 8.265 | 0.8 | 365 | 7.524 | 0.15216 | 7 | 0.67612
77845 | 13.44 | 0.8 | 365 | 12.235 | 0.63946 | 12 | 0.87441
77735 | 3.42 | 0.8 | 365 | 3.1134 | 0.26986 | 3 | 0.38322
74955 | 8.12 | 0.8 | 365 | 7.392 | 0.88634 | 8 | 0.27829
75322 | 8.55 | 0.8 | 365 | 7.7834 | 0.67465 | 8 | 0.45805
77156 | 3.36 | 0.8 | 365 | 3.0587 | 0.15986 | 3 | 0.2186
76443 | 11.76 | 0.8 | 365 | 10.7056 | 0.55952 | 11 | 0.26511
75892 | 5.13 | 0.8 | 365 | 4.67 | 0.40479 | 5 | 0.074832
77155 | 3.42 | 0.8 | 365 | 3.1134 | 0.26986 | 3 | 0.38322
76967 | 3.135 | 0.8 | 365 | 2.8539 | 0.74737 | 3 | 0.60129
74910 | 4.76 | 0.8 | 365 | 4.3332 | 0.72647 | 5 | 0.059688
74956 | 6.44 | 0.8 | 365 | 5.8626 | 0.80641 | 6 | 0.66899
77527 | 8.55 | 0.8 | 365 | 7.7834 | 0.67465 | 8 | 0.45805
76456 | 7.98 | 0.8 | 365 | 7.2645 | 0.62968 | 7 | 0.89418
76405 | 5.04 | 0.8 | 365 | 4.5881 | 0.2398 | 4 | 0.82791
76551 | 2.28 | 0.8 | 365 | 2.0756 | 0.17991 | 2 | 0.25548
77114 | 4.56 | 0.8 | 365 | 4.1511 | 0.35982 | 4 | 0.51096
76396 | 4.56 | 0.8 | 365 | 4.1511 | 0.35982 | 4 | 0.51096
77699 | 5.985 | 0.8 | 365 | 5.4484 | 0.97226 | 6 | 0.42064
76452 | 6.44 | 0.8 | 365 | 5.8626 | 0.80641 | 6 | 0.66899
76267 | 4.275 | 0.8 | 365 | 3.8917 | 0.83733 | 4 | 0.72903
76331 | 3.135 | 0.8 | 365 | 2.8539 | 0.74737 | 3 | 0.60129
77609 | 11.4 | 0.8 | 365 | 10.3779 | 0.89954 | 11 | 0.2774
76384 | 2.85 | 0.8 | 365 | 2.5945 | 0.22488 | 2 | 0.81935
77615 | 7.41 | 0.8 | 365 | 6.7456 | 0.5847 | 7 | 0.33031
75516 | 8.68 | 0.8 | 365 | 7.9017 | 0.91298 | 8 | 0.81473
77468 | 9.8 | 0.8 | 365 | 8.9213 | 0.96627 | 9 | 0.88759
77440 | 7.125 | 0.8 | 365 | 6.4862 | 0.062211 | 6 | 0.54838
75882 | 6.44 | 0.8 | 365 | 5.8626 | 0.80641 | 6 | 0.66899
75888 | 5.13 | 0.8 | 365 | 4.67 | 0.40479 | 5 | 0.074832
77641 | 6.84 | 0.8 | 365 | 6.2267 | 0.53972 | 6 | 0.76644
77555 | 4.845 | 0.8 | 365 | 4.4106 | 0.8823 | 5 | 0.2929
77637 | 9.12 | 0.8 | 365 | 8.3023 | 0.71963 | 9 | 0.021924
77305 | 6.555 | 0.8 | 365 | 5.9673 | 0.017234 | 5 | 0.98451
77466 | 6.27 | 0.8 | 365 | 5.7078 | 0.49475 | 6 | 0.20257
76516 | 5.415 | 0.8 | 365 | 4.9295 | 0.92728 | 5 | 0.85677
77685 | 12.255 | 0.8 | 365 | 11.1562 | 0.467 | 11 | 0.62321
77666 | 7.41 | 0.8 | 365 | 6.7456 | 0.5847 | 7 | 0.33031
77010 | 5.415 | 0.8 | 365 | 4.9295 | 0.92728 | 5 | 0.85677
76455 | 6.555 | 0.8 | 365 | 5.9673 | 0.017234 | 5 | 0.98451
75235 | 4.2 | 0.8 | 365 | 3.8234 | 0.69983 | 4 | 0.52325
77296 | 6.84 | 0.8 | 365 | 6.2267 | 0.53972 | 6 | 0.76644
78081 | 10.545 | 0.8 | 365 | 9.5995 | 0.33207 | 9 | 0.9316
77881 | 5.415 | 0.8 | 365 | 4.9295 | 0.92728 | 5 | 0.85677
75207 | 6.72 | 0.8 | 365 | 6.1175 | 0.31973 | 6 | 0.43721
76182 | 5.13 | 0.8 | 365 | 4.67 | 0.40479 | 5 | 0.074832
78031 | 5.7 | 0.8 | 365 | 5.1889 | 0.44977 | 5 | 0.6387
74867 | 4.2 | 0.8 | 365 | 3.8234 | 0.69983 | 4 | 0.52325
78054 | 3.705 | 0.8 | 365 | 3.3728 | 0.79235 | 4 | 0.16516
77120 | 7.54 | 0.8 | 365 | 6.864 | 0.82303 | 7 | 0.68699
77537 | 2.85 | 0.8 | 365 | 2.5945 | 0.22488 | 2 | 0.81935
75720 | 11.48 | 0.8 | 365 | 10.4507 | 0.046201 | 10 | 0.4969
75691 | 2.8 | 0.8 | 365 | 2.5489 | 0.13322 | 2 | 0.68217
77409 | 5.415 | 0.8 | 365 | 4.9295 | 0.92728 | 5 | 0.85677
75321 | 6.16 | 0.8 | 365 | 5.6077 | 0.29308 | 5 | 0.90077
78083 | 12.825 | 0.8 | 365 | 11.6751 | 0.51198 | 12 | 0.18708
76228 | 4.56 | 0.8 | 365 | 4.1511 | 0.35982 | 4 | 0.51096
75324 | 7.41 | 0.8 | 365 | 6.7456 | 0.5847 | 7 | 0.33031
77851 | 9.24 | 0.8 | 365 | 8.4115 | 0.93963 | 9 | 0.35116
75384 | 4.48 | 0.8 | 365 | 4.0783 | 0.21315 | 4 | 0.29147
75902 | 3.99 | 0.8 | 365 | 3.6323 | 0.31484 | 3 | 0.94709
76915 | 13.395 | 0.8 | 365 | 12.194 | 0.55696 | 12 | 0.75095
75415 | 5.32 | 0.8 | 365 | 4.843 | 0.75312 | 5 | 0.59612
75409 | 7.28 | 0.8 | 365 | 6.6273 | 0.34637 | 6 | 0.97364
75205 | 13.44 | 0.8 | 365 | 12.235 | 0.63946 | 12 | 0.87441
74914 | 6.72 | 0.8 | 365 | 6.1175 | 0.31973 | 6 | 0.43721
75320 | 7.84 | 0.8 | 365 | 7.1371 | 0.37302 | 7 | 0.51007
76170 | 11.2 | 0.8 | 365 | 10.1958 | 0.53288 | 10 | 0.72868
77696 | 10.26 | 0.8 | 365 | 9.3401 | 0.80958 | 10 | 0.14966
77812 | 9.405 | 0.8 | 365 | 8.5617 | 0.24212 | 8 | 0.80386
77758 | 3.9 | 0.8 | 365 | 3.5503 | 0.14984 | 3 | 0.70016
77674 | 4.41 | 0.8 | 365 | 4.0146 | 0.084821 | 4 | 0.099417
78215 | 7.28 | 1 | 365 | 8.2841 | 0.68296 | 8 | 0.96705
77529 | 6.84 | 0.8 | 365 | 6.2267 | 0.53972 | 6 | 0.76644
75232 | 4.2 | 0.8 | 365 | 3.8234 | 0.69983 | 4 | 0.52325
78084 | 8.265 | 0.8 | 365 | 7.524 | 0.15216 | 7 | 0.67612
76013 | 6.27 | 0.8 | 365 | 5.7078 | 0.49475 | 6 | 0.20257
76223 | 7.695 | 0.8 | 365 | 7.0051 | 0.10719 | 7 | 0.11225
78218 | 6.65 | 0.8 | 365 | 6.0538 | 0.1914 | 6 | 0.24515
75510 | 7.695 | 0.8 | 365 | 7.0051 | 0.10719 | 7 | 0.11225
75903 | 8.265 | 0.8 | 365 | 7.524 | 0.15216 | 7 | 0.67612
75827 | 3.92 | 0.8 | 365 | 3.5685 | 0.18651 | 3 | 0.75504
77727 | 5.13 | 0.8 | 365 | 4.67 | 0.40479 | 5 | 0.074832
75022 | 7.84 | 0.8 | 365 | 7.1371 | 0.37302 | 7 | 0.51007
77067 | 2.565 | 0.8 | 365 | 2.335 | 0.7024 | 3 | 0.037416
78219 | 5.11 | 0.8 | 365 | 4.6518 | 0.36813 | 5 | 0.01996
76969 | 7.125 | 0.8 | 365 | 6.4862 | 0.062211 | 6 | 0.54838
75906 | 5.415 | 0.8 | 365 | 4.9295 | 0.92728 | 5 | 0.85677
75023 | 4.76 | 0.8 | 365 | 4.3332 | 0.72647 | 5 | 0.059688
77560 | 7.695 | 0.8 | 365 | 7.0051 | 0.10719 | 7 | 0.11225
77923 | 8.265 | 0.8 | 365 | 7.524 | 0.15216 | 7 | 0.67612
75061 | 5.04 | 0.8 | 365 | 4.5881 | 0.2398 | 4 | 0.82791
76974 | 6.27 | 0.8 | 365 | 5.7078 | 0.49475 | 6 | 0.20257
77459 | 7.125 | 0.8 | 365 | 6.4862 | 0.062211 | 6 | 0.54838
76658 | 7.695 | 0.8 | 365 | 7.0051 | 0.10719 | 7 | 0.11225
75025 | 6.16 | 0.8 | 365 | 5.6077 | 0.29308 | 5 | 0.90077
77430 | 4.64 | 0.8 | 365 | 4.224 | 0.50648 | 4 | 0.73045
78222 | 7.68 | 0.8 | 365 | 6.9914 | 0.079689 | 7 | 0.071094
77124 | 7.41 | 0.8 | 365 | 6.7456 | 0.5847 | 7 | 0.33031
76174 | 3.36 | 0.8 | 365 | 3.0587 | 0.15986 | 3 | 0.2186
75208 | 3.135 | 0.8 | 365 | 2.8539 | 0.74737 | 3 | 0.60129
77421 | 5.415 | 0.8 | 365 | 4.9295 | 0.92728 | 5 | 0.85677
75268 | 9.8 | 0.8 | 365 | 8.9213 | 0.96627 | 9 | 0.88759
75210 | 5.04 | 0.8 | 365 | 4.5881 | 0.2398 | 4 | 0.82791
76313 | 5.7 | 0.8 | 365 | 5.1889 | 0.44977 | 5 | 0.6387
78223 | 10.72 | 0.8 | 365 | 9.7588 | 0.6529 | 10 | 0.41174
76029 | 7.695 | 0.8 | 365 | 7.0051 | 0.10719 | 7 | 0.11225
76010 | 2.85 | 0.8 | 365 | 2.5945 | 0.22488 | 2 | 0.81935
77556 | 12.255 | 0.8 | 365 | 11.1562 | 0.467 | 11 | 0.62321
76263 | 2.565 | 0.8 | 365 | 2.335 | 0.7024 | 3 | 0.037416
63517 | 33.06 | 0.7 | 365 | 26.3338 | 0.032577 | 26 | 0.36641
75271 | 7.84 | 0.8 | 365 | 7.1371 | 0.37302 | 7 | 0.51007
76972 | 2.28 | 0.8 | 365 | 2.0756 | 0.17991 | 2 | 0.25548
77347 | 3.42 | 0.8 | 365 | 3.1134 | 0.26986 | 3 | 0.38322
75045 | 4.94 | 0.8 | 365 | 4.4971 | 0.056466 | 4 | 0.55354
77811 | 5.13 | 0.8 | 365 | 4.67 | 0.40479 | 5 | 0.074832
75685 | 5.6 | 0.8 | 365 | 5.0979 | 0.26644 | 5 | 0.36434
75171 | 2.52 | 0.8 | 365 | 2.2941 | 0.6199 | 2 | 0.91395
77373 | 7.98 | 0.8 | 365 | 7.2645 | 0.62968 | 7 | 0.89418
77694 | 6.27 | 0.8 | 365 | 5.7078 | 0.49475 | 6 | 0.20257
78226 | 9.6 | 0.8 | 365 | 8.7393 | 0.59961 | 9 | 0.33887
75318 | 4.76 | 0.8 | 365 | 4.3332 | 0.72647 | 5 | 0.059688
76333 | 2.8 | 0.8 | 365 | 2.5489 | 0.13322 | 2 | 0.68217
75315 | 6.555 | 0.8 | 365 | 5.9673 | 0.017234 | 5 | 0.98451
75031 | 7.84 | 0.8 | 365 | 7.1371 | 0.37302 | 7 | 0.51007
75209 | 3.92 | 0.8 | 365 | 3.5685 | 0.18651 | 3 | 0.75504
78090 | 12.47 | 0.8 | 365 | 11.3519 | 0.86116 | 12 | 0.21309
75165 | 8.55 | 0.8 | 365 | 7.7834 | 0.67465 | 8 | 0.45805
78227 | 5.61 | 0.8 | 365 | 5.107 | 0.28477 | 5 | 0.39178
77611 | 3.99 | 0.8 | 365 | 3.6323 | 0.31484 | 3 | 0.94709
75035 | 4.48 | 0.8 | 365 | 4.0783 | 0.21315 | 4 | 0.29147
75264 | 6.72 | 0.8 | 365 | 6.1175 | 0.31973 | 6 | 0.43721
78229 | 13.44 | 0.8 | 365 | 12.235 | 0.63946 | 12 | 0.87441
78387 | 8.64 | 0.8 | 365 | 7.8653 | 0.83965 | 8 | 0.70498
78124 | 6.325 | 0.8 | 365 | 5.7579 | 0.59558 | 6 | 0.35347
78123 | 12.24 | 0.8 | 365 | 11.1426 | 0.4395 | 11 | 0.58206
78290 | 15.12 | 0.8 | 365 | 13.7643 | 0.71939 | 14 | 0.48372
78334 | 8.96 | 0.8 | 365 | 8.1566 | 0.4263 | 8 | 0.58294
78126 | 10.175 | 0.8 | 365 | 9.2627 | 0.65375 | 9 | 0.91646
78122 | 8.12 | 0.8 | 365 | 7.392 | 0.88634 | 8 | 0.27829
78117 | 12.18 | 0.8 | 365 | 11.0879 | 0.32951 | 11 | 0.41744
78116 | 8.25 | 0.8 | 365 | 7.5103 | 0.12467 | 7 | 0.63496
78258 | 20.16 | 0.8 | 365 | 18.3524 | 0.95918 | 19 | 0.31162
78128 | 5.4 | 0.8 | 365 | 4.9158 | 0.89978 | 5 | 0.81561
78228 | 6.38 | 0.8 | 365 | 5.808 | 0.69641 | 6 | 0.50437
78230 | 8.48 | 0.8 | 365 | 7.7197 | 0.54632 | 8 | 0.266
78276 | 3.63 | 0.8 | 365 | 3.3045 | 0.65485 | 3 | 0.95938
78266 | 6.57 | 0.8 | 365 | 5.9809 | 0.044734 | 6 | 0.025662
78371 | 3.99 | 0.8 | 365 | 3.6323 | 0.31484 | 3 | 0.94709
78385 | 8.4 | 0.8 | 365 | 7.6468 | 0.39966 | 8 | 0.046509
75168 | 5.88 | 0.8 | 365 | 5.3528 | 0.77976 | 6 | 0.13256
75142 | 8.96 | 0.8 | 365 | 8.1566 | 0.4263 | 8 | 0.58294
75275 | 7.56 | 0.8 | 365 | 6.8822 | 0.85969 | 7 | 0.74186
76558 | 4.56 | 0.8 | 365 | 4.1511 | 0.35982 | 4 | 0.51096
75020 | 11.76 | 0.8 | 365 | 10.7056 | 0.55952 | 11 | 0.26511
77074 | 8.96 | 0.8 | 365 | 8.1566 | 0.4263 | 8 | 0.58294
75162 | 6.27 | 0.8 | 365 | 5.7078 | 0.49475 | 6 | 0.20257
75319 | 5.32 | 0.8 | 365 | 4.843 | 0.75312 | 5 | 0.59612
75064 | 3.92 | 0.8 | 365 | 3.5685 | 0.18651 | 3 | 0.75504
77078 | 3.42 | 0.8 | 365 | 3.1134 | 0.26986 | 3 | 0.38322
76775 | 2.24 | 0.8 | 365 | 2.0392 | 0.10658 | 2 | 0.14574
75029 | 3.36 | 0.8 | 365 | 3.0587 | 0.15986 | 3 | 0.2186
77775 | 4.56 | 0.8 | 365 | 4.1511 | 0.35982 | 4 | 0.51096
75280 | 6.16 | 0.8 | 365 | 5.6077 | 0.29308 | 5 | 0.90077
76439 | 8.835 | 0.8 | 365 | 8.0428 | 0.19714 | 8 | 0.23999
75141 | 7 | 0.8 | 365 | 6.3724 | 0.83305 | 7 | 0.20542
77814 | 4.845 | 0.8 | 365 | 4.4106 | 0.8823 | 5 | 0.2929
78170 | 4.95 | 0.8 | 365 | 4.5062 | 0.074799 | 4 | 0.58098
76358 | 2.8 | 0.8 | 365 | 2.5489 | 0.13322 | 2 | 0.68217
77293 | 13.11 | 0.8 | 365 | 11.9345 | 0.034469 | 11 | 0.96902
76454 | 5.415 | 0.8 | 365 | 4.9295 | 0.92728 | 5 | 0.85677
77456 | 5.415 | 0.8 | 365 | 4.9295 | 0.92728 | 5 | 0.85677
78235 | 3.9 | 0.8 | 365 | 3.5503 | 0.14984 | 3 | 0.70016
76460 | 4.56 | 0.8 | 365 | 4.1511 | 0.35982 | 4 | 0.51096
75678 | 7.56 | 0.8 | 365 | 6.8822 | 0.85969 | 7 | 0.74186
78240 | 4.5 | 0.8 | 365 | 4.0965 | 0.24982 | 4 | 0.34634
78156 | 10.26 | 0.8 | 365 | 9.3401 | 0.80958 | 10 | 0.14966
78140 | 4.56 | 0.8 | 365 | 4.1511 | 0.35982 | 4 | 0.51096
78154 | 3.99 | 0.8 | 365 | 3.6323 | 0.31484 | 3 | 0.94709
78231 | 12.825 | 0.8 | 365 | 11.6751 | 0.51198 | 12 | 0.18708
78232 | 6.27 | 0.8 | 365 | 5.7078 | 0.49475 | 6 | 0.20257
78236 | 9.69 | 0.8 | 365 | 8.8212 | 0.76461 | 9 | 0.58579
75639 | 3.42 | 0.8 | 365 | 3.1134 | 0.26986 | 3 | 0.38322
76109 | 6.72 | 0.8 | 365 | 6.1175 | 0.31973 | 6 | 0.43721
76462 | 4.845 | 0.8 | 365 | 4.4106 | 0.8823 | 5 | 0.2929
77482 | 6.84 | 0.8 | 365 | 6.2267 | 0.53972 | 6 | 0.76644
77620 | 6.84 | 0.8 | 365 | 6.2267 | 0.53972 | 6 | 0.76644
78087 | 11.97 | 0.8 | 365 | 10.8968 | 0.94451 | 11 | 0.84128
74171 | 3.36 | 0.8 | 365 | 3.0587 | 0.15986 | 3 | 0.2186
78373 | 8.835 | 0.8 | 365 | 8.0428 | 0.19714 | 8 | 0.23999
75916 | 9.405 | 0.8 | 365 | 8.5617 | 0.24212 | 8 | 0.80386
76450 | 9.8 | 0.8 | 365 | 8.9213 | 0.96627 | 9 | 0.88759
77357 | 5.32 | 0.8 | 365 | 4.843 | 0.75312 | 5 | 0.59612
75909 | 7.41 | 0.8 | 365 | 6.7456 | 0.5847 | 7 | 0.33031
77346 | 3.08 | 0.8 | 365 | 2.8038 | 0.64654 | 3 | 0.45039
78079 | 7.695 | 0.8 | 365 | 7.0051 | 0.10719 | 7 | 0.11225
78237 | 2.8 | 0.8 | 365 | 2.5489 | 0.13322 | 2 | 0.68217
75767 | 7.84 | 0.8 | 365 | 7.1371 | 0.37302 | 7 | 0.51007
77063 | 2.24 | 0.8 | 365 | 2.0392 | 0.10658 | 2 | 0.14574
75155 | 3.64 | 0.8 | 365 | 3.3136 | 0.67319 | 3 | 0.98682
77698 | 8.835 | 0.8 | 365 | 8.0428 | 0.19714 | 8 | 0.23999
75773 | 2.85 | 0.8 | 365 | 2.5945 | 0.22488 | 2 | 0.81935
75044 | 2.52 | 0.8 | 365 | 2.2941 | 0.6199 | 2 | 0.91395
77069 | 8.835 | 0.8 | 365 | 8.0428 | 0.19714 | 8 | 0.23999
77115 | 2.565 | 0.8 | 365 | 2.335 | 0.7024 | 3 | 0.037416
77302 | 3.705 | 0.8 | 365 | 3.3728 | 0.79235 | 4 | 0.16516
78055 | 2.32 | 0.8 | 365 | 2.112 | 0.25324 | 2 | 0.36523
75054 | 2.52 | 0.8 | 365 | 2.2941 | 0.6199 | 2 | 0.91395
77336 | 3.42 | 0.8 | 365 | 3.1134 | 0.26986 | 3 | 0.38322
76323 | 2.28 | 0.8 | 365 | 2.0756 | 0.17991 | 2 | 0.25548
76176 | 7 | 0.8 | 365 | 6.3724 | 0.83305 | 7 | 0.20542
76334 | 2.85 | 0.8 | 365 | 2.5945 | 0.22488 | 2 | 0.81935
75891 | 2.565 | 0.8 | 365 | 2.335 | 0.7024 | 3 | 0.037416
75831 | 2.28 | 0.8 | 365 | 2.0756 | 0.17991 | 2 | 0.25548
76627 | 12.04 | 0.8 | 365 | 10.9605 | 0.072845 | 11 | 0.033329
77932 | 3.77 | 0.8 | 365 | 3.432 | 0.91151 | 4 | 0.34349
76970 | 3.705 | 0.8 | 365 | 3.3728 | 0.79235 | 4 | 0.16516
75630 | 2.28 | 0.8 | 365 | 2.0756 | 0.17991 | 2 | 0.25548
77498 | 5.13 | 0.8 | 365 | 4.67 | 0.40479 | 5 | 0.074832
77626 | 2.52 | 0.8 | 365 | 2.2941 | 0.6199 | 2 | 0.91395
76225 | 8.4 | 0.8 | 365 | 7.6468 | 0.39966 | 8 | 0.046509
74964 | 3.36 | 0.8 | 365 | 3.0587 | 0.15986 | 3 | 0.2186
74875 | 2.52 | 0.8 | 365 | 2.2941 | 0.6199 | 2 | 0.91395
75659 | 2.24 | 0.8 | 365 | 2.0392 | 0.10658 | 2 | 0.14574
77145 | 3.08 | 0.8 | 365 | 2.8038 | 0.64654 | 3 | 0.45039
76648 | 9.12 | 0.8 | 365 | 8.3023 | 0.71963 | 9 | 0.021924
76324 | 2.85 | 0.8 | 365 | 2.5945 | 0.22488 | 2 | 0.81935
75781 | 3.36 | 0.8 | 365 | 3.0587 | 0.15986 | 3 | 0.2186
76322 | 2.565 | 0.8 | 365 | 2.335 | 0.7024 | 3 | 0.037416
77504 | 6.555 | 0.8 | 365 | 5.9673 | 0.017234 | 5 | 0.98451
76328 | 2.565 | 0.8 | 365 | 2.335 | 0.7024 | 3 | 0.037416
77730 | 6.96 | 0.8 | 365 | 6.336 | 0.75972 | 7 | 0.095679
76554 | 3.42 | 0.8 | 365 | 3.1134 | 0.26986 | 3 | 0.38322
76388 | 6.84 | 0.8 | 365 | 6.2267 | 0.53972 | 6 | 0.76644
78398 | 9.8 | 0.8 | 365 | 8.9213 | 0.96627 | 9 | 0.88759
78397 | 12.25 | 0.8 | 365 | 11.1517 | 0.45784 | 11 | 0.60949
75784 | 4.48 | 0.8 | 365 | 4.0783 | 0.21315 | 4 | 0.29147
78396 | 10.56 | 0.8 | 365 | 9.6132 | 0.35957 | 9 | 0.97275
78394 | 9.92 | 0.8 | 365 | 9.0306 | 0.18626 | 9 | 0.21683
78050 | 3.99 | 0.8 | 365 | 3.6323 | 0.31484 | 3 | 0.94709
78392 | 5.76 | 0.8 | 365 | 5.2436 | 0.55977 | 5 | 0.80332
77558 | 3.42 | 0.8 | 365 | 3.1134 | 0.26986 | 3 | 0.38322
78391 | 10.24 | 0.8 | 365 | 9.3219 | 0.77292 | 10 | 0.094792
77503 | 10.545 | 0.8 | 365 | 9.5995 | 0.33207 | 9 | 0.9316
78390 | 12.54 | 0.8 | 365 | 11.4157 | 0.98949 | 12 | 0.40515
77059 | 5.415 | 0.8 | 365 | 4.9295 | 0.92728 | 5 | 0.85677
78388 | 6 | 0.8 | 365 | 5.462 | 0.99976 | 6 | 0.46179
78389 | 9.15 | 0.8 | 365 | 8.3296 | 0.77463 | 9 | 0.10423
78386 | 6.6 | 0.8 | 365 | 6.0082 | 0.099732 | 6 | 0.10797
75899 | 4.845 | 0.8 | 365 | 4.4106 | 0.8823 | 5 | 0.2929
78384 | 5.04 | 0.8 | 365 | 4.5881 | 0.2398 | 4 | 0.82791
78353 | 11.48 | 0.8 | 365 | 10.4507 | 0.046201 | 10 | 0.4969
77842 | 13.965 | 0.8 | 365 | 12.7129 | 0.60193 | 13 | 0.31482
76964 | 8.55 | 0.8 | 365 | 7.7834 | 0.67465 | 8 | 0.45805
47578 | 1320.57 | 1 | 365 | 1502.7083 | 0.23934 | 1502 | 0.94764
76190 | 6.555 | 0.8 | 365 | 5.9673 | 0.017234 | 5 | 0.98451
78376 | 11.115 | 0.8 | 365 | 10.1184 | 0.37705 | 10 | 0.49547
76463 | 2.85 | 0.8 | 365 | 2.5945 | 0.22488 | 2 | 0.81935
78375 | 11.4 | 0.8 | 365 | 10.3779 | 0.89954 | 11 | 0.2774
75960 | 6.84 | 0.8 | 365 | 6.2267 | 0.53972 | 6 | 0.76644
78372 | 4.56 | 0.8 | 365 | 4.1511 | 0.35982 | 4 | 0.51096
76971 | 11.48 | 0.8 | 365 | 10.4507 | 0.046201 | 10 | 0.4969
78370 | 5.985 | 0.8 | 365 | 5.4484 | 0.97226 | 6 | 0.42064
78369 | 4.56 | 0.8 | 365 | 4.1511 | 0.35982 | 4 | 0.51096
77506 | 6.27 | 0.8 | 365 | 5.7078 | 0.49475 | 6 | 0.20257
78368 | 6.16 | 0.8 | 365 | 5.6077 | 0.29308 | 5 | 0.90077
77784 | 5.13 | 0.8 | 365 | 4.67 | 0.40479 | 5 | 0.074832
76459 | 5.415 | 0.8 | 365 | 4.9295 | 0.92728 | 5 | 0.85677
78366 | 13.26 | 0.8 | 365 | 12.0711 | 0.30946 | 12 | 0.38056
78365 | 10.26 | 0.8 | 365 | 9.3401 | 0.80958 | 10 | 0.14966
78363 | 7.56 | 0.8 | 365 | 6.8822 | 0.85969 | 7 | 0.74186
77005 | 5.04 | 0.8 | 365 | 4.5881 | 0.2398 | 4 | 0.82791
78362 | 12.395 | 0.8 | 365 | 11.2837 | 0.72366 | 12 | 0.0073186
77446 | 15.39 | 0.8 | 365 | 14.0101 | 0.21438 | 14 | 0.2245
75057 | 5.04 | 0.8 | 365 | 4.5881 | 0.2398 | 4 | 0.82791
76555 | 12.825 | 0.8 | 365 | 11.6751 | 0.51198 | 12 | 0.18708
77657 | 5.7 | 0.8 | 365 | 5.1889 | 0.44977 | 5 | 0.6387
76968 | 5.13 | 0.8 | 365 | 4.67 | 0.40479 | 5 | 0.074832
75411 | 11.2 | 0.8 | 365 | 10.1958 | 0.53288 | 10 | 0.72868
76178 | 9.24 | 0.8 | 365 | 8.4115 | 0.93963 | 9 | 0.35116
77058 | 7.98 | 0.8 | 365 | 7.2645 | 0.62968 | 7 | 0.89418
77654 | 10.545 | 0.8 | 365 | 9.5995 | 0.33207 | 9 | 0.9316
77638 | 7.695 | 0.8 | 365 | 7.0051 | 0.10719 | 7 | 0.11225
77439 | 4.56 | 0.8 | 365 | 4.1511 | 0.35982 | 4 | 0.51096
77692 | 3.99 | 0.8 | 365 | 3.6323 | 0.31484 | 3 | 0.94709
77374 | 3.99 | 0.8 | 365 | 3.6323 | 0.31484 | 3 | 0.94709
78253 | 8.04 | 0.8 | 365 | 7.3191 | 0.73967 | 8 | 0.058801
78074 | 6.555 | 0.8 | 365 | 5.9673 | 0.017234 | 5 | 0.98451
78056 | 5.7 | 0.8 | 365 | 5.1889 | 0.44977 | 5 | 0.6387
78255 | 10.26 | 0.8 | 365 | 9.3401 | 0.80958 | 10 | 0.14966
77407 | 3.42 | 0.8 | 365 | 3.1134 | 0.26986 | 3 | 0.38322
77552 | 4.48 | 0.8 | 365 | 4.0783 | 0.21315 | 4 | 0.29147
78256 | 7.98 | 0.8 | 365 | 7.2645 | 0.62968 | 7 | 0.89418
77786 | 6.27 | 0.8 | 365 | 5.7078 | 0.49475 | 6 | 0.20257
76630 | 5.32 | 0.8 | 365 | 4.843 | 0.75312 | 5 | 0.59612
78257 | 4.8 | 0.8 | 365 | 4.3696 | 0.79981 | 5 | 0.16943
78259 | 5.7 | 0.8 | 365 | 5.1889 | 0.44977 | 5 | 0.6387
78261 | 7.695 | 0.8 | 365 | 7.0051 | 0.10719 | 7 | 0.11225
78260 | 6.205 | 0.8 | 365 | 5.6487 | 0.37558 | 6 | 0.024237
78263 | 6.96 | 0.8 | 365 | 6.336 | 0.75972 | 7 | 0.095679
75393 | 5.6 | 0.8 | 365 | 5.0979 | 0.26644 | 5 | 0.36434
78264 | 10.56 | 0.8 | 365 | 9.6132 | 0.35957 | 9 | 0.97275
76536 | 6.27 | 0.8 | 365 | 5.7078 | 0.49475 | 6 | 0.20257
78265 | 10.89 | 0.8 | 365 | 9.9136 | 0.96456 | 10 | 0.87815
78267 | 9.9 | 0.8 | 365 | 9.0124 | 0.1496 | 9 | 0.16196
78268 | 6.3 | 0.8 | 365 | 5.7351 | 0.54974 | 6 | 0.28488
78270 | 7.56 | 0.8 | 365 | 6.8822 | 0.85969 | 7 | 0.74186
78272 | 7.2 | 0.8 | 365 | 6.5544 | 0.19971 | 6 | 0.75415
78277 | 11.115 | 0.8 | 365 | 10.1184 | 0.37705 | 10 | 0.49547
78279 | 8.96 | 0.8 | 365 | 8.1566 | 0.4263 | 8 | 0.58294
78280 | 12.42 | 0.8 | 365 | 11.3064 | 0.7695 | 12 | 0.075909
78282 | 4.2 | 0.8 | 365 | 3.8234 | 0.69983 | 4 | 0.52325
78283 | 4.95 | 0.8 | 365 | 4.5062 | 0.074799 | 4 | 0.58098
78284 | 3.9 | 0.8 | 365 | 3.5503 | 0.14984 | 3 | 0.70016
78287 | 12.6 | 0.8 | 365 | 11.4703 | 0.099489 | 11 | 0.56976
78288 | 3.96 | 0.8 | 365 | 3.6049 | 0.25984 | 3 | 0.86478
78289 | 5.13 | 0.8 | 365 | 4.67 | 0.40479 | 5 | 0.074832
78292 | 4.64 | 0.8 | 365 | 4.224 | 0.50648 | 4 | 0.73045
78293 | 10.545 | 0.8 | 365 | 9.5995 | 0.33207 | 9 | 0.9316
78294 | 4.275 | 0.8 | 365 | 3.8917 | 0.83733 | 4 | 0.72903
78295 | 7.98 | 0.8 | 365 | 7.2645 | 0.62968 | 7 | 0.89418
78296 | 9.57 | 0.8 | 365 | 8.7119 | 0.54461 | 9 | 0.25656
78297 | 8.7 | 0.8 | 365 | 7.92 | 0.94965 | 8 | 0.8696
77329 | 10.26 | 0.8 | 365 | 9.3401 | 0.80958 | 10 | 0.14966
78300 | 8.58 | 0.8 | 365 | 7.8107 | 0.72965 | 8 | 0.54036
78302 | 2.85 | 0.8 | 365 | 2.5945 | 0.22488 | 2 | 0.81935
78306 | 4.56 | 0.8 | 365 | 4.1511 | 0.35982 | 4 | 0.51096
78278 | 7.695 | 0.8 | 365 | 7.0051 | 0.10719 | 7 | 0.11225
78298 | 12.32 | 0.8 | 365 | 11.2154 | 0.58617 | 11 | 0.80155
78273 | 6.48 | 0.8 | 365 | 5.899 | 0.87974 | 6 | 0.77874
78299 | 3.77 | 0.8 | 365 | 3.432 | 0.91151 | 4 | 0.34349
78303 | 5.7 | 0.8 | 365 | 5.1889 | 0.44977 | 5 | 0.6387
78304 | 5.88 | 0.8 | 365 | 5.3528 | 0.77976 | 6 | 0.13256
78305 | 4.845 | 0.8 | 365 | 4.4106 | 0.8823 | 5 | 0.2929
78310 | 5.13 | 0.8 | 365 | 4.67 | 0.40479 | 5 | 0.074832
78311 | 3.3 | 0.8 | 365 | 3.0041 | 0.049866 | 3 | 0.053986
78314 | 9.9 | 0.8 | 365 | 9.0124 | 0.1496 | 9 | 0.16196
78318 | 10.71 | 0.8 | 365 | 9.7497 | 0.63457 | 10 | 0.3843
78319 | 4.02 | 0.8 | 365 | 3.6596 | 0.36984 | 4 | 0.029401
76327 | 5.415 | 0.8 | 365 | 4.9295 | 0.92728 | 5 | 0.85677
78320 | 3.6 | 0.8 | 365 | 3.2772 | 0.59985 | 3 | 0.87708
78322 | 9.69 | 0.8 | 365 | 8.8212 | 0.76461 | 9 | 0.58579
78321 | 6.48 | 0.8 | 365 | 5.899 | 0.87974 | 6 | 0.77874
78323 | 6.4 | 0.8 | 365 | 5.8262 | 0.73307 | 6 | 0.55924
78324 | 4.8 | 0.8 | 365 | 4.3696 | 0.79981 | 5 | 0.16943
78325 | 14.64 | 0.8 | 365 | 13.3274 | 0.83941 | 14 | 0.16677
78327 | 4.95 | 0.8 | 365 | 4.5062 | 0.074799 | 4 | 0.58098
78326 | 5.232 | 0.8 | 365 | 4.7629 | 0.59179 | 5 | 0.35468
78328 | 13.11 | 0.8 | 365 | 11.9345 | 0.034469 | 11 | 0.96902
78329 | 8.265 | 0.8 | 365 | 7.524 | 0.15216 | 7 | 0.67612
78330 | 7.98 | 0.8 | 365 | 7.2645 | 0.62968 | 7 | 0.89418
78331 | 9.69 | 0.8 | 365 | 8.8212 | 0.76461 | 9 | 0.58579
75897 | 5.7 | 0.8 | 365 | 5.1889 | 0.44977 | 5 | 0.6387
78333 | 5.76 | 0.8 | 365 | 5.2436 | 0.55977 | 5 | 0.80332
78313 | 4.845 | 0.8 | 365 | 4.4106 | 0.8823 | 5 | 0.2929
78315 | 3.42 | 0.8 | 365 | 3.1134 | 0.26986 | 3 | 0.38322
78316 | 5.13 | 0.8 | 365 | 4.67 | 0.40479 | 5 | 0.074832
78317 | 19.98 | 0.8 | 365 | 18.1886 | 0.62919 | 18 | 0.81777
75086 | 3.36 | 0.8 | 365 | 3.0587 | 0.15986 | 3 | 0.2186
77700 | 3.08 | 0.8 | 365 | 2.8038 | 0.64654 | 3 | 0.45039
77879 | 7.28 | 0.8 | 365 | 6.6273 | 0.34637 | 6 | 0.97364
78336 | 9.45 | 0.8 | 365 | 8.6027 | 0.32462 | 8 | 0.92732
78338 | 3.96 | 0.8 | 365 | 3.6049 | 0.25984 | 3 | 0.86478
78341 | 4.65 | 0.8 | 365 | 4.2331 | 0.52481 | 4 | 0.75789
78346 | 6.27 | 0.8 | 365 | 5.7078 | 0.49475 | 6 | 0.20257
78348 | 7.98 | 0.8 | 365 | 7.2645 | 0.62968 | 7 | 0.89418
78349 | 6.84 | 0.8 | 365 | 6.2267 | 0.53972 | 6 | 0.76644
78350 | 5.13 | 0.8 | 365 | 4.67 | 0.40479 | 5 | 0.074832
78352 | 3.135 | 0.8 | 365 | 2.8539 | 0.74737 | 3 | 0.60129
78354 | 7.695 | 0.8 | 365 | 7.0051 | 0.10719 | 7 | 0.11225
78355 | 8.55 | 0.8 | 365 | 7.7834 | 0.67465 | 8 | 0.45805
78356 | 9.38 | 0.8 | 365 | 8.539 | 0.19629 | 8 | 0.73527
78360 | 12.06 | 0.8 | 365 | 10.9787 | 0.10951 | 11 | 0.088202
78361 | 8.58 | 0.8 | 365 | 7.8107 | 0.72965 | 8 | 0.54036
78345 | 10.56 | 0.8 | 365 | 9.6132 | 0.35957 | 9 | 0.97275
78400 | 10.725 | 0.8 | 365 | 9.7634 | 0.66207 | 10 | 0.42545
77660 | 2.85 | 0.8 | 365 | 2.5945 | 0.22488 | 2 | 0.81935
78399 | 8.835 | 0.8 | 365 | 8.0428 | 0.19714 | 8 | 0.23999
78401 | 8.505 | 0.8 | 365 | 7.7424 | 0.59216 | 8 | 0.33459
78402 | 10.07 | 0.8 | 365 | 9.1671 | 0.46126 | 9 | 0.62837
78403 | 5.22 | 0.8 | 365 | 4.752 | 0.56979 | 5 | 0.32176
78405 | 10.83 | 0.8 | 365 | 9.859 | 0.85456 | 10 | 0.71353
78406 | 9.975 | 0.8 | 365 | 9.0806 | 0.2871 | 9 | 0.36773
78408 | 13.44 | 0.8 | 365 | 12.235 | 0.63946 | 12 | 0.87441
78407 | 13.34 | 0.8 | 365 | 12.1439 | 0.45613 | 12 | 0.60005
78409 | 4.275 | 0.8 | 365 | 3.8917 | 0.83733 | 4 | 0.72903
78091 | 7.92 | 0.8 | 365 | 7.2099 | 0.51968 | 7 | 0.72957
78395 | 10.08 | 0.8 | 365 | 9.1762 | 0.47959 | 9 | 0.65581
78410 | 9.425 | 0.8 | 365 | 8.5799 | 0.27878 | 8 | 0.85873
78312 | 6 | 0.8 | 365 | 5.462 | 0.99976 | 6 | 0.46179
78379 | 13.325 | 0.8 | 365 | 12.1303 | 0.42863 | 12 | 0.5589
78378 | 13 | 0.8 | 365 | 11.8344 | 0.83281 | 12 | 0.66722
78412 | 13.44 | 0.8 | 365 | 12.235 | 0.63946 | 12 | 0.87441
78413 | 6.555 | 0.8 | 365 | 5.9673 | 0.017234 | 5 | 0.98451
78416 | 6 | 0.8 | 365 | 5.462 | 0.99976 | 6 | 0.46179
78417 | 14.25 | 0.8 | 365 | 12.9723 | 0.12442 | 13 | 0.096756
78418 | 8.12 | 0.8 | 365 | 7.392 | 0.88634 | 8 | 0.27829
77934 | 6 | 0.8 | 365 | 5.462 | 0.99976 | 6 | 0.46179
78419 | 3.9 | 0.8 | 365 | 3.5503 | 0.14984 | 3 | 0.70016
78016 | 3.9 | 0.8 | 365 | 3.5503 | 0.14984 | 3 | 0.70016
78106 | 4.5 | 0.8 | 365 | 4.0965 | 0.24982 | 4 | 0.34634
78063 | 5.1 | 0.8 | 365 | 4.6427 | 0.34979 | 4 | 0.99252
78420 | 5.7 | 0.8 | 365 | 5.1889 | 0.44977 | 5 | 0.6387
55586 | 385.585 | 0.8 | 365 | 351.0131 | 0.8902 | 351 | 0.90334
78358 | 5.88 | 0.8 | 365 | 5.3528 | 0.77976 | 6 | 0.13256
78374 | 4.275 | 0.8 | 365 | 3.8917 | 0.83733 | 4 | 0.72903
78383 | 7.875 | 0.8 | 365 | 7.1689 | 0.43718 | 7 | 0.6061
78426 | 11.4 | 0.8 | 365 | 10.3779 | 0.89954 | 11 | 0.2774
78429 | 3.72 | 0.8 | 365 | 3.3865 | 0.81985 | 4 | 0.20631
78430 | 5.94 | 0.8 | 365 | 5.4074 | 0.88976 | 6 | 0.29717
78431 | 9.57 | 0.8 | 365 | 8.7119 | 0.54461 | 9 | 0.25656
78432 | 19.47 | 0.8 | 365 | 17.7243 | 0.69421 | 18 | 0.41852
78435 | 6.7 | 0.8 | 365 | 6.0993 | 0.28306 | 6 | 0.38233
78446 | 7.29 | 0.8 | 365 | 6.6364 | 0.3647 | 7 | 0.0010773
78448 | 4.93 | 0.8 | 365 | 4.488 | 0.038134 | 4 | 0.52611
78443 | 10.26 | 0.8 | 365 | 9.3401 | 0.80958 | 10 | 0.14966
78444 | 3.99 | 0.8 | 365 | 3.6323 | 0.31484 | 3 | 0.94709
78351 | 9.9 | 0.8 | 365 | 9.0124 | 0.1496 | 9 | 0.16196
78445 | 3.135 | 0.8 | 365 | 2.8539 | 0.74737 | 3 | 0.60129
78454 | 10.44 | 0.8 | 365 | 9.5039 | 0.13958 | 9 | 0.64352
78457 | 11.115 | 0.8 | 365 | 10.1184 | 0.37705 | 10 | 0.49547
78458 | 4.64 | 0.8 | 365 | 4.224 | 0.50648 | 4 | 0.73045
78447 | 3.42 | 0.8 | 365 | 3.1134 | 0.26986 | 3 | 0.38322
78449 | 7.83 | 0.8 | 365 | 7.128 | 0.35468 | 7 | 0.48264
78461 | 8.04 | 0.8 | 365 | 7.3191 | 0.73967 | 8 | 0.058801
78450 | 2.28 | 0.8 | 365 | 2.0756 | 0.17991 | 2 | 0.25548
78462 | 9.38 | 0.8 | 365 | 8.539 | 0.19629 | 8 | 0.73527
78451 | 4.56 | 0.8 | 365 | 4.1511 | 0.35982 | 4 | 0.51096
78452 | 3.92 | 0.8 | 365 | 3.5685 | 0.18651 | 3 | 0.75504
78464 | 6.6 | 0.8 | 365 | 6.0082 | 0.099732 | 6 | 0.10797
52371 | 466.2 | 1 | 365 | 530.5002 | 0.35138 | 530 | 0.85155
78467 | 11.115 | 0.8 | 365 | 10.1184 | 0.37705 | 10 | 0.49547
78470 | 2.32 | 0.8 | 365 | 2.112 | 0.25324 | 2 | 0.36523
78471 | 9.715 | 0.8 | 365 | 8.8439 | 0.81044 | 9 | 0.65438
78472 | 7.15 | 0.8 | 365 | 6.5089 | 0.10804 | 6 | 0.61697
62213 | 422.28 | 0.65 | 365 | 312.3397 | 0.0073429 | 312 | 0.347
78474 | 4.845 | 0.8 | 365 | 4.4106 | 0.8823 | 5 | 0.2929
78475 | 6.6 | 0.8 | 365 | 6.0082 | 0.099732 | 6 | 0.10797
74048 | 145.92 | 0.6 | 365 | 99.6275 | 0.63556 | 100 | 0.26309
35199 | 360 | 0.9 | 365 | 368.6874 | 0.48358 | 369 | 0.17096
78476 | 9.9 | 0.8 | 365 | 9.0124 | 0.1496 | 9 | 0.16196
78480 | 8.96 | 0.8 | 365 | 8.1566 | 0.4263 | 8 | 0.58294
78481 | 8.96 | 0.8 | 365 | 8.1566 | 0.4263 | 8 | 0.58294
78482 | 10.44 | 0.8 | 365 | 9.5039 | 0.13958 | 9 | 0.64352
78483 | 2.61 | 0.8 | 365 | 2.376 | 0.78489 | 3 | 0.16088
78484 | 2.9 | 0.8 | 365 | 2.64 | 0.31655 | 2 | 0.95653
78485 | 8.06 | 0.8 | 365 | 7.3373 | 0.77634 | 8 | 0.11367
78486 | 6.38 | 0.8 | 365 | 5.808 | 0.69641 | 6 | 0.50437
78487 | 11.89 | 0.8 | 365 | 10.8239 | 0.79785 | 11 | 0.62178
78488 | 11.02 | 0.8 | 365 | 10.0319 | 0.20289 | 10 | 0.23482
78489 | 6.67 | 0.8 | 365 | 6.072 | 0.22806 | 6 | 0.30003
78490 | 6.27 | 0.8 | 365 | 5.7078 | 0.49475 | 6 | 0.20257
78491 | 7.83 | 0.8 | 365 | 7.128 | 0.35468 | 7 | 0.48264
78492 | 5.2 | 0.8 | 365 | 4.7338 | 0.53312 | 5 | 0.26689
78493 | 3.38 | 0.8 | 365 | 3.0769 | 0.19653 | 3 | 0.27348
78494 | 5.985 | 0.8 | 365 | 5.4484 | 0.97226 | 6 | 0.42064
78495 | 6.555 | 0.8 | 365 | 5.9673 | 0.017234 | 5 | 0.98451
78496 | 7.41 | 0.8 | 365 | 6.7456 | 0.5847 | 7 | 0.33031
78498 | 4.5 | 0.8 | 365 | 4.0965 | 0.24982 | 4 | 0.34634
78499 | 6.2 | 0.8 | 365 | 5.6441 | 0.36642 | 6 | 0.010518
78497 | 10.83 | 0.8 | 365 | 9.859 | 0.85456 | 10 | 0.71353
78500 | 7.695 | 0.8 | 365 | 7.0051 | 0.10719 | 7 | 0.11225
78503 | 8.06 | 0.8 | 365 | 7.3373 | 0.77634 | 8 | 0.11367
78504 | 3.64 | 0.8 | 365 | 3.3136 | 0.67319 | 3 | 0.98682
78505 | 4.55 | 0.8 | 365 | 4.142 | 0.34148 | 4 | 0.48353
78506 | 5.8 | 0.8 | 365 | 5.28 | 0.6331 | 5 | 0.91307
78509 | 11.39 | 0.8 | 365 | 10.3688 | 0.8812 | 11 | 0.24997
78512 | 3.025 | 0.8 | 365 | 2.7538 | 0.54571 | 3 | 0.29949
78514 | 8.12 | 0.8 | 365 | 7.392 | 0.88634 | 8 | 0.27829
78517 | 7.36 | 0.8 | 365 | 6.7001 | 0.49304 | 7 | 0.19313
78518 | 9.765 | 0.8 | 365 | 8.8895 | 0.9021 | 9 | 0.79157
78519 | 7.56 | 0.8 | 365 | 6.8822 | 0.85969 | 7 | 0.74186
78522 | 8.7 | 0.8 | 365 | 7.92 | 0.94965 | 8 | 0.8696
78524 | 6.4 | 0.8 | 365 | 5.8262 | 0.73307 | 6 | 0.55924
78523 | 8.41 | 0.8 | 365 | 7.656 | 0.41799 | 8 | 0.073945
78525 | 4.275 | 0.8 | 365 | 3.8917 | 0.83733 | 4 | 0.72903
78526 | 8.25 | 0.8 | 365 | 7.5103 | 0.12467 | 7 | 0.63496
78438 | 0.66 | 0.8 | 365 | 0.60082 | 0.20997 | 0 | 0.8108
78286 | 9.1 | 0.8 | 365 | 8.2841 | 0.68296 | 8 | 0.96705
78433 | 8.32 | 0.8 | 365 | 7.574 | 0.253 | 7 | 0.82702
78437 | 70.725 | 0.6 | 365 | 48.2878 | 0.24472 | 48 | 0.53253
60632 | 918 | 1 | 365 | 1044.6142 | 0.70349 | 1045 | 0.31772
78527 | 6.195 | 0.8 | 365 | 5.6396 | 0.35725 | 5 | 0.9968
78441 | 9.3 | 0.8 | 365 | 8.4662 | 0.049623 | 8 | 0.51578
78415 | 4.275 | 0.8 | 365 | 3.8917 | 0.83733 | 4 | 0.72903
51501 | 1335.6 | 1 | 365 | 1519.8113 | 0.68233 | 1520 | 0.49362
63734 | 348.48 | 0.7 | 365 | 277.5806 | 0.0076406 | 277 | 0.58827
63829 | 300.16 | 0.6 | 365 | 204.9356 | 0.71088 | 205 | 0.64644
78528 | 5.355 | 0.8 | 365 | 4.8749 | 0.81728 | 5 | 0.69215
78529 | 7.83 | 0.8 | 365 | 7.128 | 0.35468 | 7 | 0.48264
78530 | 11.52 | 0.8 | 365 | 10.4871 | 0.11953 | 10 | 0.60664
78531 | 4.64 | 0.8 | 365 | 4.224 | 0.50648 | 4 | 0.73045
78532 | 7.035 | 0.8 | 365 | 6.4042 | 0.89721 | 7 | 0.30145
78533 | 5.36 | 0.8 | 365 | 4.8794 | 0.82645 | 5 | 0.70587
78536 | 6.875 | 0.8 | 365 | 6.2586 | 0.60389 | 6 | 0.86247
78539 | 4.56 | 0.8 | 365 | 4.1511 | 0.35982 | 4 | 0.51096
78542 | 7.54 | 0.8 | 365 | 6.864 | 0.82303 | 7 | 0.68699
78541 | 4.96 | 0.8 | 365 | 4.5153 | 0.093132 | 4 | 0.60841
78544 | 4.5 | 0.8 | 365 | 4.0965 | 0.24982 | 4 | 0.34634
78543 | 8.12 | 0.8 | 365 | 7.392 | 0.88634 | 8 | 0.27829
78545 | 6.05 | 0.8 | 365 | 5.5076 | 0.091421 | 5 | 0.59897
78546 | 8.845 | 0.8 | 365 | 8.052 | 0.21547 | 8 | 0.26743
78547 | 8.99 | 0.8 | 365 | 8.1839 | 0.4813 | 8 | 0.66525
78549 | 10.73 | 0.8 | 365 | 9.7679 | 0.67123 | 10 | 0.43917
78551 | 3.77 | 0.8 | 365 | 3.432 | 0.91151 | 4 | 0.34349
78552 | 5.8 | 0.8 | 365 | 5.28 | 0.6331 | 5 | 0.91307
78550 | 13.2 | 0.8 | 365 | 12.0165 | 0.19946 | 12 | 0.21594
78553 | 6.96 | 0.8 | 365 | 6.336 | 0.75972 | 7 | 0.095679
78554 | 7.65 | 0.8 | 365 | 6.9641 | 0.02469 | 6 | 0.98878
78555 | 11.88 | 0.8 | 365 | 10.8148 | 0.77952 | 11 | 0.59435
78556 | 5.13 | 0.8 | 365 | 4.67 | 0.40479 | 5 | 0.074832
78560 | 5.8 | 0.8 | 365 | 5.28 | 0.6331 | 5 | 0.91307
78561 | 9.12 | 0.8 | 365 | 8.3023 | 0.71963 | 9 | 0.021924
78562 | 8.64 | 0.8 | 365 | 7.8653 | 0.83965 | 8 | 0.70498
78564 | 8.845 | 0.8 | 365 | 8.052 | 0.21547 | 8 | 0.26743
78565 | 11.985 | 0.8 | 365 | 10.9104 | 0.97201 | 11 | 0.88243
78566 | 7.425 | 0.8 | 365 | 6.7593 | 0.6122 | 7 | 0.37147
78567 | 5.22 | 0.8 | 365 | 4.752 | 0.56979 | 5 | 0.32176
78568 | 10.14 | 0.8 | 365 | 9.2308 | 0.58959 | 9 | 0.82043
78569 | 11.275 | 0.8 | 365 | 10.2641 | 0.67038 | 10 | 0.93445
78570 | 8.7 | 0.8 | 365 | 7.92 | 0.94965 | 8 | 0.8696
78571 | 6.05 | 0.8 | 365 | 5.5076 | 0.091421 | 5 | 0.59897
78572 | 4.5 | 0.8 | 365 | 4.0965 | 0.24982 | 4 | 0.34634
78573 | 9 | 0.8 | 365 | 8.1931 | 0.49964 | 8 | 0.69269
78574 | 11.97 | 0.8 | 365 | 10.8968 | 0.94451 | 11 | 0.84128
77389 | 4.8 | 0.8 | 365 | 4.3696 | 0.79981 | 5 | 0.16943
78575 | 6.38 | 0.8 | 365 | 5.808 | 0.69641 | 6 | 0.50437
64246 | 141.96 | 0.9 | 365 | 145.3857 | 0.78603 | 146 | 0.17175
78576 | 2.565 | 0.8 | 365 | 2.335 | 0.7024 | 3 | 0.037416
78581 | 6.09 | 0.8 | 365 | 5.544 | 0.16475 | 5 | 0.70872
78582 | 20.7 | 0.8 | 365 | 18.844 | 0.94916 | 19 | 0.79318
78586 | 10.56 | 0.8 | 365 | 9.6132 | 0.35957 | 9 | 0.97275
78590 | 17.55 | 0.8 | 365 | 15.9765 | 0.17429 | 16 | 0.15074
78597 | 4.56 | 0.8 | 365 | 4.1511 | 0.35982 | 4 | 0.51096
78602 | 6.67 | 0.8 | 365 | 6.072 | 0.22806 | 6 | 0.30003
78610 | 9.9 | 0.8 | 365 | 9.0124 | 0.1496 | 9 | 0.16196
78612 | 12.8 | 0.8 | 365 | 11.6523 | 0.46615 | 12 | 0.11849
78613 | 12.6 | 0.8 | 365 | 11.4703 | 0.099489 | 11 | 0.56976
78423 | 3 | 1 | 365 | 3.4138 | 0.87485 | 4 | 0.28862
78145 | 5.7 | 0.8 | 365 | 5.1889 | 0.44977 | 5 | 0.6387
78646 | 12.87 | 0.8 | 365 | 11.7161 | 0.59448 | 12 | 0.31054
78647 | 12.06 | 0.8 | 365 | 10.9787 | 0.10951 | 11 | 0.088202
70051 | 24.6 | 0.8 | 365 | 22.3943 | 0.099003 | 22 | 0.49335
78521 | 8.26 | 0.8 | 365 | 7.5194 | 0.143 | 7 | 0.6624
78520 | 7.54 | 0.8 | 365 | 6.864 | 0.82303 | 7 | 0.68699
78537 | 12.18 | 0.8 | 365 | 11.0879 | 0.32951 | 11 | 0.41744
78654 | 7.04 | 0.8 | 365 | 6.4088 | 0.90638 | 7 | 0.31517
70816 | 105.84 | 0.6 | 365 | 72.2627 | 0.52678 | 72 | 0.78951
65149 | 409.5 | 0.7 | 365 | 326.1859 | 0.89173 | 327 | 0.077641
78662 | 7.26 | 0.8 | 365 | 6.6091 | 0.30971 | 6 | 0.91877
78151 | 7.84 | 0.8 | 365 | 7.1371 | 0.37302 | 7 | 0.51007
78652 | 2.925 | 0.8 | 365 | 2.6627 | 0.36238 | 3 | 0.025124
78669 | 6.93 | 0.8 | 365 | 6.3087 | 0.70472 | 7 | 0.01337
78538 | 6.67 | 0.8 | 365 | 6.072 | 0.22806 | 6 | 0.30003
78557 | 7.83 | 0.8 | 365 | 7.128 | 0.35468 | 7 | 0.48264
78579 | 8.4 | 0.8 | 365 | 7.6468 | 0.39966 | 8 | 0.046509
78583 | 11.02 | 0.8 | 365 | 10.0319 | 0.20289 | 10 | 0.23482
78584 | 2.7 | 0.8 | 365 | 2.4579 | 0.94989 | 3 | 0.40781
78587 | 5.4 | 0.8 | 365 | 4.9158 | 0.89978 | 5 | 0.81561
78588 | 10.26 | 0.8 | 365 | 9.3401 | 0.80958 | 10 | 0.14966
78589 | 2.7 | 0.8 | 365 | 2.4579 | 0.94989 | 3 | 0.40781
78591 | 6.21 | 0.8 | 365 | 5.6532 | 0.38475 | 6 | 0.037955
78592 | 6.48 | 0.8 | 365 | 5.899 | 0.87974 | 6 | 0.77874
78593 | 9.18 | 0.8 | 365 | 8.3569 | 0.82963 | 9 | 0.18654
78595 | 5.13 | 0.8 | 365 | 4.67 | 0.40479 | 5 | 0.074832
78596 | 3.99 | 0.8 | 365 | 3.6323 | 0.31484 | 3 | 0.94709
78598 | 7.83 | 0.8 | 365 | 7.128 | 0.35468 | 7 | 0.48264
78599 | 7.29 | 0.8 | 365 | 6.6364 | 0.3647 | 7 | 0.0010773
78600 | 5.67 | 0.8 | 365 | 5.1616 | 0.39477 | 5 | 0.55639
78601 | 3.42 | 0.8 | 365 | 3.1134 | 0.26986 | 3 | 0.38322
78604 | 11.34 | 0.8 | 365 | 10.3232 | 0.78954 | 11 | 0.11279
78605 | 3.78 | 0.8 | 365 | 3.4411 | 0.92985 | 4 | 0.37093
78606 | 7.29 | 0.8 | 365 | 6.6364 | 0.3647 | 7 | 0.0010773
78607 | 2.64 | 0.8 | 365 | 2.4033 | 0.83989 | 3 | 0.24319
78608 | 11.61 | 0.8 | 365 | 10.569 | 0.28453 | 10 | 0.85357
78611 | 9.18 | 0.8 | 365 | 8.3569 | 0.82963 | 9 | 0.18654
78614 | 7.98 | 0.8 | 365 | 7.2645 | 0.62968 | 7 | 0.89418
78615 | 6.84 | 0.8 | 365 | 6.2267 | 0.53972 | 6 | 0.76644
78616 | 4.86 | 0.8 | 365 | 4.4242 | 0.9098 | 5 | 0.33405
78617 | 11.88 | 0.8 | 365 | 10.8148 | 0.77952 | 11 | 0.59435
78618 | 4.64 | 0.8 | 365 | 4.224 | 0.50648 | 4 | 0.73045
78619 | 5.985 | 0.8 | 365 | 5.4484 | 0.97226 | 6 | 0.42064
78620 | 4.675 | 0.8 | 365 | 4.2558 | 0.57064 | 4 | 0.82648
78621 | 10.92 | 0.8 | 365 | 9.9409 | 0.019557 | 9 | 0.96046
78622 | 8.58 | 0.8 | 365 | 7.8107 | 0.72965 | 8 | 0.54036
78627 | 7.26 | 0.8 | 365 | 6.6091 | 0.30971 | 6 | 0.91877
78629 | 11.685 | 0.8 | 365 | 10.6373 | 0.42203 | 11 | 0.05934
78630 | 11.88 | 0.8 | 365 | 10.8148 | 0.77952 | 11 | 0.59435
78632 | 10.83 | 0.8 | 365 | 9.859 | 0.85456 | 10 | 0.71353
78634 | 4.56 | 0.8 | 365 | 4.1511 | 0.35982 | 4 | 0.51096
78635 | 9.69 | 0.8 | 365 | 8.8212 | 0.76461 | 9 | 0.58579
78636 | 5.7 | 0.8 | 365 | 5.1889 | 0.44977 | 5 | 0.6387
74231 | 9.8 | 0.8 | 365 | 8.9213 | 0.96627 | 9 | 0.88759
78643 | 5.7 | 0.8 | 365 | 5.1889 | 0.44977 | 5 | 0.6387
78644 | 6.84 | 0.8 | 365 | 6.2267 | 0.53972 | 6 | 0.76644
52725 | 1367.6 | 1 | 365 | 1556.2249 | 0.014042 | 1556 | 0.2389
78663 | 8.55 | 0.8 | 365 | 7.7834 | 0.67465 | 8 | 0.45805
78664 | 7.695 | 0.8 | 365 | 7.0051 | 0.10719 | 7 | 0.11225
78665 | 3.42 | 0.8 | 365 | 3.1134 | 0.26986 | 3 | 0.38322
78666 | 6.84 | 0.8 | 365 | 6.2267 | 0.53972 | 6 | 0.76644
78668 | 5.13 | 0.8 | 365 | 4.67 | 0.40479 | 5 | 0.074832
78659 | 6.27 | 0.8 | 365 | 5.7078 | 0.49475 | 6 | 0.20257
78660 | 12.825 | 0.8 | 365 | 11.6751 | 0.51198 | 12 | 0.18708
78657 | 4.56 | 0.8 | 365 | 4.1511 | 0.35982 | 4 | 0.51096
78672 | 13.16 | 0.8 | 365 | 11.9801 | 0.12613 | 12 | 0.1062
78594 | 9.72 | 0.8 | 365 | 8.8485 | 0.81961 | 9 | 0.6681
78633 | 7.92 | 0.8 | 365 | 7.2099 | 0.51968 | 7 | 0.72957
78676 | 2.61 | 0.8 | 365 | 2.376 | 0.78489 | 3 | 0.16088
78679 | 8.7 | 0.8 | 365 | 7.92 | 0.94965 | 8 | 0.8696
78671 | 19.6 | 0.8 | 365 | 17.8426 | 0.93254 | 18 | 0.77519
78682 | 5.12 | 0.8 | 365 | 4.6609 | 0.38646 | 5 | 0.047396
78434 | 4.275 | 0.8 | 365 | 3.8917 | 0.83733 | 4 | 0.72903
64894 | 540 | 0.7 | 365 | 430.1353 | 0.23085 | 430 | 0.36612
78661 | 11.7 | 0.8 | 365 | 10.651 | 0.44953 | 11 | 0.10049
63472 | 2288.88 | 0.8 | 365 | 2083.6572 | 0.18722 | 2083 | 0.84441
78688 | 8.265 | 0.8 | 365 | 7.524 | 0.15216 | 7 | 0.67612
78690 | 9.69 | 0.8 | 365 | 8.8212 | 0.76461 | 9 | 0.58579
78162 | 5.61 | 0.8 | 365 | 5.107 | 0.28477 | 5 | 0.39178
78157 | 11.115 | 0.8 | 365 | 10.1184 | 0.37705 | 10 | 0.49547
78359 | 11.115 | 0.8 | 365 | 10.1184 | 0.37705 | 10 | 0.49547
78165 | 5.7 | 0.8 | 365 | 5.1889 | 0.44977 | 5 | 0.6387
78285 | 10.83 | 0.8 | 365 | 9.859 | 0.85456 | 10 | 0.71353
78691 | 7.59 | 0.8 | 365 | 6.9095 | 0.91469 | 7 | 0.82417
78692 | 6.84 | 0.8 | 365 | 6.2267 | 0.53972 | 6 | 0.76644
78693 | 10.545 | 0.8 | 365 | 9.5995 | 0.33207 | 9 | 0.9316
78694 | 10.92 | 0.8 | 365 | 9.9409 | 0.019557 | 9 | 0.96046
78695 | 7.15 | 0.8 | 365 | 6.5089 | 0.10804 | 6 | 0.61697
78696 | 7.41 | 0.8 | 365 | 6.7456 | 0.5847 | 7 | 0.33031
78697 | 10.44 | 0.8 | 365 | 9.5039 | 0.13958 | 9 | 0.64352
78698 | 3.19 | 0.8 | 365 | 2.904 | 0.8482 | 3 | 0.75219
78700 | 11.7 | 0.8 | 365 | 10.651 | 0.44953 | 11 | 0.10049
78699 | 5.7 | 0.8 | 365 | 5.1889 | 0.44977 | 5 | 0.6387
51514 | 348 | 0.7 | 365 | 277.1983 | 0.23766 | 277 | 0.43594
78702 | 5.61 | 0.8 | 365 | 5.107 | 0.28477 | 5 | 0.39178
78703 | 6.27 | 0.8 | 365 | 5.7078 | 0.49475 | 6 | 0.20257
78701 | 10.15 | 0.8 | 365 | 9.2399 | 0.60792 | 9 | 0.84786
78540 | 8.41 | 0.8 | 365 | 7.656 | 0.41799 | 8 | 0.073945
78704 | 7.41 | 0.8 | 365 | 6.7456 | 0.5847 | 7 | 0.33031
78705 | 11.4 | 0.8 | 365 | 10.3779 | 0.89954 | 11 | 0.2774
78706 | 6.48 | 0.8 | 365 | 5.899 | 0.87974 | 6 | 0.77874
74782 | 504 | 0.6 | 365 | 344.1082 | 0.98468 | 345 | 0.092896
78393 | 5.04 | 0.8 | 365 | 4.5881 | 0.2398 | 4 | 0.82791
78139 | 8.58 | 0.8 | 365 | 7.8107 | 0.72965 | 8 | 0.54036
78291 | 31.5 | 0.6 | 365 | 21.5068 | 0.31154 | 21 | 0.81831
78723 | 9.45 | 0.8 | 365 | 8.6027 | 0.32462 | 8 | 0.92732
78724 | 14.28 | 0.8 | 365 | 12.9996 | 0.17942 | 13 | 0.17906
78719 | 3.99 | 0.8 | 365 | 3.6323 | 0.31484 | 3 | 0.94709
78725 | 11.725 | 0.8 | 365 | 10.6737 | 0.49536 | 11 | 0.16909
78332 | 5.6 | 0.8 | 365 | 5.0979 | 0.26644 | 5 | 0.36434
78712 | 11.31 | 0.8 | 365 | 10.2959 | 0.73454 | 11 | 0.030478
78726 | 13.05 | 0.8 | 365 | 11.8799 | 0.92447 | 12 | 0.8044
78727 | 3.84 | 0.8 | 365 | 3.4957 | 0.039844 | 3 | 0.53555
78710 | 4.35 | 0.8 | 365 | 3.96 | 0.97482 | 4 | 0.9348
78729 | 8.58 | 0.8 | 365 | 7.8107 | 0.72965 | 8 | 0.54036
78730 | 5.695 | 0.8 | 365 | 5.1844 | 0.4406 | 5 | 0.62498
78715 | 3.19 | 0.8 | 365 | 2.904 | 0.8482 | 3 | 0.75219
78731 | 9.765 | 0.8 | 365 | 8.8895 | 0.9021 | 9 | 0.79157
78720 | 4.2 | 0.8 | 365 | 3.8234 | 0.69983 | 4 | 0.52325
78714 | 6.67 | 0.8 | 365 | 6.072 | 0.22806 | 6 | 0.30003
78735 | 5.4 | 0.8 | 365 | 4.9158 | 0.89978 | 5 | 0.81561
78713 | 8.265 | 0.8 | 365 | 7.524 | 0.15216 | 7 | 0.67612
78147 | 8.64 | 0.8 | 365 | 7.8653 | 0.83965 | 8 | 0.70498
78736 | 11.6 | 0.8 | 365 | 10.5599 | 0.2662 | 10 | 0.82613
78739 | 6.825 | 0.8 | 365 | 6.2131 | 0.51222 | 6 | 0.72529
78740 | 5.04 | 0.8 | 365 | 4.5881 | 0.2398 | 4 | 0.82791
78741 | 8.265 | 0.8 | 365 | 7.524 | 0.15216 | 7 | 0.67612
78742 | 7.2 | 0.8 | 365 | 6.5544 | 0.19971 | 6 | 0.75415
78743 | 7.98 | 0.8 | 365 | 7.2645 | 0.62968 | 7 | 0.89418
78718 | 8.12 | 0.8 | 365 | 7.392 | 0.88634 | 8 | 0.27829
78717 | 3.77 | 0.8 | 365 | 3.432 | 0.91151 | 4 | 0.34349
78745 | 6.4 | 0.8 | 365 | 5.8262 | 0.73307 | 6 | 0.55924
78746 | 5.7 | 0.8 | 365 | 5.1889 | 0.44977 | 5 | 0.6387
78722 | 9.86 | 0.8 | 365 | 8.9759 | 0.076267 | 9 | 0.052212
78721 | 7.125 | 0.8 | 365 | 6.4862 | 0.062211 | 6 | 0.54838
78747 | 7.98 | 0.8 | 365 | 7.2645 | 0.62968 | 7 | 0.89418
50327 | 1659.84 | 0.9 | 365 | 1699.8946 | 0.34431 | 1700 | 0.23891
78748 | 9.8 | 0.8 | 365 | 8.9213 | 0.96627 | 9 | 0.88759
78012 | 7.98 | 0.8 | 365 | 7.2645 | 0.62968 | 7 | 0.89418
78751 | 11.39 | 0.8 | 365 | 10.3688 | 0.8812 | 11 | 0.24997
78752 | 11.22 | 0.8 | 365 | 10.214 | 0.56955 | 10 | 0.78355
76005 | 1279.26 | 0.55 | 365 | 800.6354 | 0.36498 | 801 | 0.00033722
78753 | 5.58 | 0.8 | 365 | 5.0797 | 0.22977 | 5 | 0.30947
78754 | 8.4 | 0.8 | 365 | 7.6468 | 0.39966 | 8 | 0.046509
78756 | 9 | 0.8 | 365 | 8.1931 | 0.49964 | 8 | 0.69269
78757 | 8.04 | 0.8 | 365 | 7.3191 | 0.73967 | 8 | 0.058801
78759 | 5.12 | 0.8 | 365 | 4.6609 | 0.38646 | 5 | 0.047396
78760 | 2.9 | 0.8 | 365 | 2.64 | 0.31655 | 2 | 0.95653
78758 | 4.125 | 0.8 | 365 | 3.7551 | 0.56233 | 4 | 0.31748
78761 | 9.9 | 0.8 | 365 | 9.0124 | 0.1496 | 9 | 0.16196
78762 | 9.24 | 0.8 | 365 | 8.4115 | 0.93963 | 9 | 0.35116
78764 | 7.26 | 0.8 | 365 | 6.6091 | 0.30971 | 6 | 0.91877
78767 | 6 | 0.8 | 365 | 5.462 | 0.99976 | 6 | 0.46179
78769 | 3.575 | 0.8 | 365 | 3.2545 | 0.55402 | 3 | 0.80848
78771 | 5.94 | 0.8 | 365 | 5.4074 | 0.88976 | 6 | 0.29717
78281 | 8.375 | 0.8 | 365 | 7.6241 | 0.35383 | 7 | 0.97792
77478 | 5.13 | 0.8 | 365 | 4.67 | 0.40479 | 5 | 0.074832
74969 | 2.8 | 0.8 | 365 | 2.5489 | 0.13322 | 2 | 0.68217
76023 | 3.135 | 0.8 | 365 | 2.8539 | 0.74737 | 3 | 0.60129
78770 | 11.275 | 0.8 | 365 | 10.2641 | 0.67038 | 10 | 0.93445
78772 | 5.775 | 0.8 | 365 | 5.2572 | 0.58727 | 5 | 0.84447
78773 | 10.45 | 0.8 | 365 | 9.513 | 0.15791 | 9 | 0.67095
78777 | 3.99 | 0.8 | 365 | 3.6323 | 0.31484 | 3 | 0.94709
78708 | 8.96 | 0.8 | 365 | 8.1566 | 0.4263 | 8 | 0.58294
78707 | 11.76 | 0.8 | 365 | 10.7056 | 0.55952 | 11 | 0.26511
77803 | 9.9 | 0.8 | 365 | 9.0124 | 0.1496 | 9 | 0.16196
78781 | 7.7 | 0.8 | 365 | 7.0096 | 0.11635 | 7 | 0.12597
78783 | 10.15 | 0.8 | 365 | 9.2399 | 0.60792 | 9 | 0.84786
78784 | 7.35 | 0.8 | 365 | 6.691 | 0.4747 | 7 | 0.1657
78785 | 6.3 | 0.8 | 365 | 5.7351 | 0.54974 | 6 | 0.28488
78786 | 13.3 | 0.8 | 365 | 12.1075 | 0.38279 | 12 | 0.49031
78789 | 9.57 | 0.8 | 365 | 8.7119 | 0.54461 | 9 | 0.25656
78790 | 7.35 | 0.8 | 365 | 6.691 | 0.4747 | 7 | 0.1657
78791 | 7.035 | 0.8 | 365 | 6.4042 | 0.89721 | 7 | 0.30145
78792 | 11.6 | 0.8 | 365 | 10.5599 | 0.2662 | 10 | 0.82613
78794 | 7.68 | 0.8 | 365 | 6.9914 | 0.079689 | 7 | 0.071094
78795 | 7.41 | 0.8 | 365 | 6.7456 | 0.5847 | 7 | 0.33031
78797 | 4.64 | 0.8 | 365 | 4.224 | 0.50648 | 4 | 0.73045
78803 | 5.36 | 0.8 | 365 | 4.8794 | 0.82645 | 5 | 0.70587
78775 | 9.9 | 0.8 | 365 | 9.0124 | 0.1496 | 9 | 0.16196
78808 | 6 | 0.8 | 365 | 5.462 | 0.99976 | 6 | 0.46179
78814 | 6.555 | 0.8 | 365 | 5.9673 | 0.017234 | 5 | 0.98451
78812 | 7.8 | 0.8 | 365 | 7.1006 | 0.29968 | 7 | 0.40033
78819 | 12.87 | 0.8 | 365 | 11.7161 | 0.59448 | 12 | 0.31054
78820 | 7.26 | 0.8 | 365 | 6.6091 | 0.30971 | 6 | 0.91877
78822 | 7.56 | 0.8 | 365 | 6.8822 | 0.85969 | 7 | 0.74186
78823 | 4.4 | 0.8 | 365 | 4.0055 | 0.066488 | 4 | 0.071981
77624 | 4.56 | 0.8 | 365 | 4.1511 | 0.35982 | 4 | 0.51096
77779 | 12.825 | 0.8 | 365 | 11.6751 | 0.51198 | 12 | 0.18708
75151 | 3.08 | 0.8 | 365 | 2.8038 | 0.64654 | 3 | 0.45039
76965 | 3.705 | 0.8 | 365 | 3.3728 | 0.79235 | 4 | 0.16516
77375 | 4.275 | 0.8 | 365 | 3.8917 | 0.83733 | 4 | 0.72903
74974 | 3.135 | 0.8 | 365 | 2.8539 | 0.74737 | 3 | 0.60129
78825 | 6.6 | 0.8 | 365 | 6.0082 | 0.099732 | 6 | 0.10797
78826 | 8.1 | 0.8 | 365 | 7.3737 | 0.84967 | 8 | 0.22342
78827 | 7.8 | 0.8 | 365 | 7.1006 | 0.29968 | 7 | 0.40033
78828 | 8.125 | 0.8 | 365 | 7.3965 | 0.8955 | 8 | 0.29201
78830 | 13.5 | 0.8 | 365 | 12.2896 | 0.74945 | 13 | 0.039032
78831 | 9 | 0.8 | 365 | 8.1931 | 0.49964 | 8 | 0.69269
78832 | 6.6 | 0.8 | 365 | 6.0082 | 0.099732 | 6 | 0.10797
76662 | 4.76 | 0.8 | 365 | 4.3332 | 0.72647 | 5 | 0.059688
77378 | 3.08 | 0.8 | 365 | 2.8038 | 0.64654 | 3 | 0.45039
78307 | 17.67 | 0.8 | 365 | 16.0857 | 0.39428 | 16 | 0.47998
78833 | 6 | 0.8 | 365 | 5.462 | 0.99976 | 6 | 0.46179
78834 | 10.08 | 0.8 | 365 | 9.1762 | 0.47959 | 9 | 0.65581
78835 | 7.41 | 0.8 | 365 | 6.7456 | 0.5847 | 7 | 0.33031
78836 | 9.045 | 0.8 | 365 | 8.234 | 0.58213 | 8 | 0.81615
78837 | 6.93 | 0.8 | 365 | 6.3087 | 0.70472 | 7 | 0.01337
78838 | 6.57 | 0.8 | 365 | 5.9809 | 0.044734 | 6 | 0.025662
78839 | 5.12 | 0.8 | 365 | 4.6609 | 0.38646 | 5 | 0.047396
78841 | 7.125 | 0.8 | 365 | 6.4862 | 0.062211 | 6 | 0.54838
78842 | 7.68 | 0.8 | 365 | 6.9914 | 0.079689 | 7 | 0.071094
78843 | 6 | 0.8 | 365 | 5.462 | 0.99976 | 6 | 0.46179
78844 | 8.04 | 0.8 | 365 | 7.3191 | 0.73967 | 8 | 0.058801
35167 | 43.4 | 0.8 | 365 | 39.5087 | 0.56491 | 40 | 0.073629
35196 | 37.24 | 0.8 | 365 | 33.901 | 0.27182 | 34 | 0.17286
35211 | 62.72 | 0.8 | 365 | 57.0965 | 0.98412 | 58 | 0.080599
35230 | 38.64 | 0.8 | 365 | 35.1755 | 0.83843 | 36 | 0.01394
34753 | 846.72 | 1 | 365 | 963.503 | 0.3571 | 963 | 0.86011
29943 | 1048.32 | 1 | 365 | 1192.9085 | 0.34689 | 1193 | 0.25537
78845 | 4.48 | 0.8 | 365 | 4.0783 | 0.21315 | 4 | 0.29147
78840 | 9.9 | 0.8 | 365 | 9.0124 | 0.1496 | 9 | 0.16196
78846 | 13.08 | 0.8 | 365 | 11.9072 | 0.97947 | 12 | 0.88671
22231 | 8.06 | 1 | 365 | 9.1717 | 0.47042 | 9 | 0.64209
78847 | 9.045 | 0.8 | 365 | 8.234 | 0.58213 | 8 | 0.81615
78848 | 11.772 | 0.8 | 365 | 10.7165 | 0.58152 | 11 | 0.29804
78800 | 8.12 | 0.8 | 365 | 7.392 | 0.88634 | 8 | 0.27829
78849 | 4.578 | 0.8 | 365 | 4.1675 | 0.39281 | 4 | 0.56035
78802 | 11.31 | 0.8 | 365 | 10.2959 | 0.73454 | 11 | 0.030478
78805 | 8.7 | 0.8 | 365 | 7.92 | 0.94965 | 8 | 0.8696
78850 | 7.125 | 0.8 | 365 | 6.4862 | 0.062211 | 6 | 0.54838
78807 | 5.51 | 0.8 | 365 | 5.016 | 0.10144 | 5 | 0.11741
78810 | 4.35 | 0.8 | 365 | 3.96 | 0.97482 | 4 | 0.9348
78813 | 10.44 | 0.8 | 365 | 9.5039 | 0.13958 | 9 | 0.64352
78816 | 3.19 | 0.8 | 365 | 2.904 | 0.8482 | 3 | 0.75219
78818 | 6.09 | 0.8 | 365 | 5.544 | 0.16475 | 5 | 0.70872
78821 | 12.54 | 0.8 | 365 | 11.4157 | 0.98949 | 12 | 0.40515
72722 | 399.36 | 0.6 | 365 | 272.6648 | 0.10786 | 272 | 0.77266
78851 | 10.385 | 0.8 | 365 | 9.4539 | 0.038746 | 9 | 0.49262
78853 | 4.355 | 0.8 | 365 | 3.9645 | 0.98399 | 4 | 0.94852
78854 | 5.2 | 0.8 | 365 | 4.7338 | 0.53312 | 5 | 0.26689
78855 | 13.44 | 0.8 | 365 | 12.235 | 0.63946 | 12 | 0.87441
78856 | 8.4 | 0.8 | 365 | 7.6468 | 0.39966 | 8 | 0.046509
78857 | 4.8 | 0.8 | 365 | 4.3696 | 0.79981 | 5 | 0.16943
78859 | 5.2 | 0.8 | 365 | 4.7338 | 0.53312 | 5 | 0.26689
78860 | 8.55 | 0.8 | 365 | 7.7834 | 0.67465 | 8 | 0.45805
78862 | 9.715 | 0.8 | 365 | 8.8439 | 0.81044 | 9 | 0.65438
77450 | 3.99 | 0.8 | 365 | 3.6323 | 0.31484 | 3 | 0.94709
78865 | 4.96 | 0.8 | 365 | 4.5153 | 0.093132 | 4 | 0.60841
78337 | 8.25 | 0.8 | 365 | 7.5103 | 0.12467 | 7 | 0.63496
78866 | 7 | 0.8 | 365 | 6.3724 | 0.83305 | 7 | 0.20542
78861 | 4.76 | 0.8 | 365 | 4.3332 | 0.72647 | 5 | 0.059688
78868 | 12.73 | 0.8 | 365 | 11.5886 | 0.33782 | 11 | 0.92644
78870 | 5.36 | 0.8 | 365 | 4.8794 | 0.82645 | 5 | 0.70587
78869 | 11.31 | 0.8 | 365 | 10.2959 | 0.73454 | 11 | 0.030478
78871 | 8.99 | 0.8 | 365 | 8.1839 | 0.4813 | 8 | 0.66525
78873 | 7.35 | 0.8 | 365 | 6.691 | 0.4747 | 7 | 0.1657
78872 | 8.7 | 0.8 | 365 | 7.92 | 0.94965 | 8 | 0.8696
78339 | 24.94 | 0.8 | 365 | 22.7039 | 0.72232 | 23 | 0.42618
78874 | 6.38 | 0.8 | 365 | 5.808 | 0.69641 | 6 | 0.50437
78340 | 7.8 | 0.8 | 365 | 7.1006 | 0.29968 | 7 | 0.40033
78879 | 5.36 | 0.8 | 365 | 4.8794 | 0.82645 | 5 | 0.70587
78880 | 5.4 | 0.8 | 365 | 4.9158 | 0.89978 | 5 | 0.81561
77968 | 4.06 | 0.8 | 365 | 3.696 | 0.44317 | 4 | 0.13915
78864 | 4.275 | 0.8 | 365 | 3.8917 | 0.83733 | 4 | 0.72903
78881 | 6 | 0.8 | 365 | 5.462 | 0.99976 | 6 | 0.46179
78878 | 6.38 | 0.8 | 365 | 5.808 | 0.69641 | 6 | 0.50437
78883 | 6.365 | 0.8 | 365 | 5.7943 | 0.66891 | 6 | 0.46322
78882 | 8.55 | 0.8 | 365 | 7.7834 | 0.67465 | 8 | 0.45805
78884 | 7.8 | 0.8 | 365 | 7.1006 | 0.29968 | 7 | 0.40033
78886 | 3.24 | 1 | 365 | 3.6869 | 0.42484 | 4 | 0.11171
78887 | 3 | 0.8 | 365 | 2.731 | 0.49988 | 3 | 0.2309
78891 | 3.9 | 0.8 | 365 | 3.5503 | 0.14984 | 3 | 0.70016
78892 | 5.13 | 0.8 | 365 | 4.67 | 0.40479 | 5 | 0.074832
78893 | 3.9 | 0.8 | 365 | 3.5503 | 0.14984 | 3 | 0.70016
78895 | 6.38 | 0.8 | 365 | 5.808 | 0.69641 | 6 | 0.50437
78896 | 2.32 | 0.8 | 365 | 2.112 | 0.25324 | 2 | 0.36523
78897 | 4.56 | 0.8 | 365 | 4.1511 | 0.35982 | 4 | 0.51096
78898 | 8.7 | 0.8 | 365 | 7.92 | 0.94965 | 8 | 0.8696
78899 | 4.275 | 0.8 | 365 | 3.8917 | 0.83733 | 4 | 0.72903
78900 | 3.19 | 0.8 | 365 | 2.904 | 0.8482 | 3 | 0.75219
78902 | 5.13 | 0.8 | 365 | 4.67 | 0.40479 | 5 | 0.074832
78903 | 8.58 | 0.8 | 365 | 7.8107 | 0.72965 | 8 | 0.54036
78906 | 13.34 | 0.8 | 365 | 12.1439 | 0.45613 | 12 | 0.60005
78907 | 3.64 | 0.8 | 365 | 3.3136 | 0.67319 | 3 | 0.98682
78908 | 2.9 | 0.8 | 365 | 2.64 | 0.31655 | 2 | 0.95653
78909 | 4.275 | 0.8 | 365 | 3.8917 | 0.83733 | 4 | 0.72903
78910 | 8.99 | 0.8 | 365 | 8.1839 | 0.4813 | 8 | 0.66525
78911 | 7.125 | 0.8 | 365 | 6.4862 | 0.062211 | 6 | 0.54838
78912 | 10.44 | 0.8 | 365 | 9.5039 | 0.13958 | 9 | 0.64352
78913 | 5.6 | 0.8 | 365 | 5.0979 | 0.26644 | 5 | 0.36434
78914 | 11.88 | 0.8 | 365 | 10.8148 | 0.77952 | 11 | 0.59435
78915 | 6.6 | 0.8 | 365 | 6.0082 | 0.099732 | 6 | 0.10797
78916 | 7.41 | 0.8 | 365 | 6.7456 | 0.5847 | 7 | 0.33031
78917 | 12.76 | 0.8 | 365 | 11.6159 | 0.39282 | 12 | 0.0087443
78918 | 3.48 | 0.8 | 365 | 3.168 | 0.37986 | 3 | 0.54784
78919 | 7.25 | 0.8 | 365 | 6.6 | 0.29137 | 6 | 0.89133
78924 | 4.8 | 0.8 | 365 | 4.3696 | 0.79981 | 5 | 0.16943
78877 | 6.38 | 0.8 | 365 | 5.808 | 0.69641 | 6 | 0.50437
78867 | 12.76 | 0.8 | 365 | 11.6159 | 0.39282 | 12 | 0.0087443
78875 | 7.83 | 0.8 | 365 | 7.128 | 0.35468 | 7 | 0.48264
78922 | 8.265 | 0.8 | 365 | 7.524 | 0.15216 | 7 | 0.67612
78923 | 8.41 | 0.8 | 365 | 7.656 | 0.41799 | 8 | 0.073945
78927 | 10.92 | 0.8 | 365 | 9.9409 | 0.019557 | 9 | 0.96046
78928 | 4.35 | 0.8 | 365 | 3.96 | 0.97482 | 4 | 0.9348
78926 | 2.4 | 0.8 | 365 | 2.1848 | 0.3999 | 2 | 0.58472
78935 | 8.12 | 0.8 | 365 | 7.392 | 0.88634 | 8 | 0.27829
78801 | 7.92 | 0.8 | 365 | 7.2099 | 0.51968 | 7 | 0.72957
78885 | 10.56 | 0.8 | 365 | 9.6132 | 0.35957 | 9 | 0.97275
78626 | 5.85 | 0.8 | 365 | 5.3255 | 0.72476 | 6 | 0.050247
78938 | 9.1 | 0.8 | 365 | 8.2841 | 0.68296 | 8 | 0.96705
78936 | 5.67 | 0.8 | 365 | 5.1616 | 0.39477 | 5 | 0.55639
77885 | 4.56 | 1 | 365 | 5.1889 | 0.44977 | 5 | 0.6387
78940 | 7.26 | 0.8 | 365 | 6.6091 | 0.30971 | 6 | 0.91877
78946 | 4.56 | 0.8 | 365 | 4.1511 | 0.35982 | 4 | 0.51096
78948 | 5.58 | 0.8 | 365 | 5.0797 | 0.22977 | 5 | 0.30947
78950 | 5.04 | 0.8 | 365 | 4.5881 | 0.2398 | 4 | 0.82791
78949 | 3.3 | 0.8 | 365 | 3.0041 | 0.049866 | 3 | 0.053986
78951 | 8.37 | 0.8 | 365 | 7.6195 | 0.34466 | 7 | 0.9642
78934 | 7.92 | 0.8 | 365 | 7.2099 | 0.51968 | 7 | 0.72957
78952 | 6.16 | 0.8 | 365 | 5.6077 | 0.29308 | 5 | 0.90077
78933 | 11.97 | 0.8 | 365 | 10.8968 | 0.94451 | 11 | 0.84128
78953 | 24.75 | 0.8 | 365 | 22.5309 | 0.374 | 22 | 0.90489
78780 | 10.26 | 0.8 | 365 | 9.3401 | 0.80958 | 10 | 0.14966
78939 | 9.75 | 0.8 | 365 | 8.8758 | 0.8746 | 9 | 0.75041
78956 | 19.095 | 0.8 | 365 | 17.3829 | 0.006726 | 17 | 0.38965
78957 | 4.845 | 0.8 | 365 | 4.4106 | 0.8823 | 5 | 0.2929
78958 | 9.405 | 0.8 | 365 | 8.5617 | 0.24212 | 8 | 0.80386
78959 | 10.545 | 0.8 | 365 | 9.5995 | 0.33207 | 9 | 0.9316
78960 | 10.8 | 0.8 | 365 | 9.8317 | 0.79956 | 10 | 0.63123
78961 | 10.26 | 0.8 | 365 | 9.3401 | 0.80958 | 10 | 0.14966
78962 | 6.08 | 0.8 | 365 | 5.5349 | 0.14642 | 5 | 0.68128
78947 | 9.69 | 0.8 | 365 | 8.8212 | 0.76461 | 9 | 0.58579
78945 | 5.13 | 0.8 | 365 | 4.67 | 0.40479 | 5 | 0.074832
78965 | 9.36 | 0.8 | 365 | 8.5208 | 0.15962 | 8 | 0.6804
78966 | 7.8 | 0.8 | 365 | 7.1006 | 0.29968 | 7 | 0.40033
78967 | 13.11 | 0.8 | 365 | 11.9345 | 0.034469 | 11 | 0.96902
78968 | 4.35 | 0.8 | 365 | 3.96 | 0.97482 | 4 | 0.9348
78969 | 6.96 | 0.8 | 365 | 6.336 | 0.75972 | 7 | 0.095679
78970 | 6.67 | 0.8 | 365 | 6.072 | 0.22806 | 6 | 0.30003
78971 | 5.415 | 0.8 | 365 | 4.9295 | 0.92728 | 5 | 0.85677
78972 | 6.67 | 0.8 | 365 | 6.072 | 0.22806 | 6 | 0.30003
78973 | 9.86 | 0.8 | 365 | 8.9759 | 0.076267 | 9 | 0.052212
78974 | 6.67 | 0.8 | 365 | 6.072 | 0.22806 | 6 | 0.30003
78976 | 14.405 | 0.8 | 365 | 13.1134 | 0.40858 | 13 | 0.52202
78977 | 4.06 | 0.8 | 365 | 3.696 | 0.44317 | 4 | 0.13915
36957 | 47.088 | 0.9 | 365 | 48.2243 | 0.11685 | 48 | 0.34116
78981 | 3.3 | 0.8 | 365 | 3.0041 | 0.049866 | 3 | 0.053986
78982 | 10.44 | 0.8 | 365 | 9.5039 | 0.13958 | 9 | 0.64352
78983 | 6.96 | 0.8 | 365 | 6.336 | 0.75972 | 7 | 0.095679
78985 | 7.25 | 0.8 | 365 | 6.6 | 0.29137 | 6 | 0.89133
78986 | 8.41 | 0.8 | 365 | 7.656 | 0.41799 | 8 | 0.073945
78988 | 3.48 | 0.8 | 365 | 3.168 | 0.37986 | 3 | 0.54784
78984 | 3.99 | 0.8 | 365 | 3.6323 | 0.31484 | 3 | 0.94709
78990 | 9.57 | 0.8 | 365 | 8.7119 | 0.54461 | 9 | 0.25656
78989 | 7.41 | 0.8 | 365 | 6.7456 | 0.5847 | 7 | 0.33031
78991 | 7.41 | 0.8 | 365 | 6.7456 | 0.5847 | 7 | 0.33031
78992 | 2.9 | 0.8 | 365 | 2.64 | 0.31655 | 2 | 0.95653
78994 | 4.845 | 0.8 | 365 | 4.4106 | 0.8823 | 5 | 0.2929
64259 | 648.72 | 0.65 | 365 | 479.8261 | 0.30114 | 480 | 0.12727
52733 | 1990.235 | 1 | 365 | 2264.7362 | 0.85437 | 2265 | 0.59054
78998 | 6.6 | 0.8 | 365 | 6.0082 | 0.099732 | 6 | 0.10797
79000 | 8.55 | 0.8 | 365 | 7.7834 | 0.67465 | 8 | 0.45805
79001 | 6.16 | 0.8 | 365 | 5.6077 | 0.29308 | 5 | 0.90077
79002 | 13.325 | 0.8 | 365 | 12.1303 | 0.42863 | 12 | 0.5589
79003 | 16.32 | 0.8 | 365 | 14.8567 | 0.91934 | 15 | 0.77607
78979 | 6.67 | 0.8 | 365 | 6.072 | 0.22806 | 6 | 0.30003
79008 | 5.22 | 0.8 | 365 | 4.752 | 0.56979 | 5 | 0.32176
79007 | 8 | 0.8 | 365 | 7.2827 | 0.66634 | 7 | 0.94906
78987 | 3.77 | 0.8 | 365 | 3.432 | 0.91151 | 4 | 0.34349
78993 | 5.13 | 0.8 | 365 | 4.67 | 0.40479 | 5 | 0.074832
78995 | 6.67 | 0.8 | 365 | 6.072 | 0.22806 | 6 | 0.30003
79012 | 5.886 | 0.8 | 365 | 5.3583 | 0.79076 | 6 | 0.14902
79015 | 9.57 | 0.8 | 365 | 8.7119 | 0.54461 | 9 | 0.25656
79016 | 4.64 | 0.8 | 365 | 4.224 | 0.50648 | 4 | 0.73045
79021 | 11.04 | 0.8 | 365 | 10.0501 | 0.23955 | 10 | 0.2897
79020 | 10.08 | 0.8 | 365 | 9.1762 | 0.47959 | 9 | 0.65581
79023 | 10.695 | 0.8 | 365 | 9.7361 | 0.60707 | 10 | 0.34314
34549 | 2050.2 | 0.7 | 365 | 1633.0802 | 0.78979 | 1633 | 0.87004
78750 | 639.18 | 0.65 | 365 | 472.7699 | 0.090825 | 472 | 0.8607
79013 | 8.96 | 0.8 | 365 | 8.1566 | 0.4263 | 8 | 0.58294
79040 | 7.36 | 0.8 | 365 | 6.7001 | 0.49304 | 7 | 0.19313
79042 | 13.2 | 0.8 | 365 | 12.0165 | 0.19946 | 12 | 0.21594
79044 | 8.58 | 0.8 | 365 | 7.8107 | 0.72965 | 8 | 0.54036
79049 | 8.64 | 0.8 | 365 | 7.8653 | 0.83965 | 8 | 0.70498
79050 | 12 | 0.8 | 365 | 10.9241 | 0.99951 | 11 | 0.92358
79051 | 7.56 | 0.8 | 365 | 6.8822 | 0.85969 | 7 | 0.74186
79052 | 11.39 | 0.8 | 365 | 10.3688 | 0.8812 | 11 | 0.24997
79039 | 5.04 | 0.8 | 365 | 4.5881 | 0.2398 | 4 | 0.82791
79047 | 5.795 | 0.8 | 365 | 5.2754 | 0.62393 | 5 | 0.89935
78563 | 8.4 | 0.8 | 365 | 7.6468 | 0.39966 | 8 | 0.046509
78650 | 10.92 | 0.8 | 365 | 9.9409 | 0.019557 | 9 | 0.96046
78651 | 9.6 | 0.8 | 365 | 8.7393 | 0.59961 | 9 | 0.33887
78680 | 8.04 | 0.8 | 365 | 7.3191 | 0.73967 | 8 | 0.058801
78684 | 7.2 | 0.8 | 365 | 6.5544 | 0.19971 | 6 | 0.75415
78734 | 12.96 | 0.8 | 365 | 11.798 | 0.75947 | 12 | 0.55747
78737 | 103.48 | 0.6 | 365 | 70.6514 | 0.28185 | 70 | 0.93328
78806 | 6.555 | 0.8 | 365 | 5.9673 | 0.017234 | 5 | 0.98451
78824 | 15.12 | 0.8 | 365 | 13.7643 | 0.71939 | 14 | 0.48372
78815 | 10.695 | 0.8 | 365 | 9.7361 | 0.60707 | 10 | 0.34314
78930 | 11.2 | 0.8 | 365 | 10.1958 | 0.53288 | 10 | 0.72868
78955 | 4.845 | 0.8 | 365 | 4.4106 | 0.8823 | 5 | 0.2929
78817 | 22.365 | 0.8 | 365 | 20.3597 | 0.0015935 | 20 | 0.36133
79006 | 8.25 | 0.8 | 365 | 7.5103 | 0.12467 | 7 | 0.63496
79009 | 7.84 | 0.8 | 365 | 7.1371 | 0.37302 | 7 | 0.51007
79011 | 9.9 | 0.8 | 365 | 9.0124 | 0.1496 | 9 | 0.16196
78996 | 5.8 | 0.8 | 365 | 5.28 | 0.6331 | 5 | 0.91307
79055 | 11.84 | 0.8 | 365 | 10.7784 | 0.70619 | 11 | 0.4846
79056 | 3.24 | 0.8 | 365 | 2.9495 | 0.93987 | 3 | 0.88937
79019 | 2.85 | 0.8 | 365 | 2.5945 | 0.22488 | 2 | 0.81935
79022 | 7.83 | 0.8 | 365 | 7.128 | 0.35468 | 7 | 0.48264
79058 | 7.68 | 0.8 | 365 | 6.9914 | 0.079689 | 7 | 0.071094
79060 | 8.235 | 0.8 | 365 | 7.4966 | 0.097166 | 7 | 0.59381
79029 | 5.8 | 0.8 | 365 | 5.28 | 0.6331 | 5 | 0.91307
79061 | 9.48 | 0.8 | 365 | 8.63 | 0.37962 | 9 | 0.0096314
79063 | 5.415 | 0.8 | 365 | 4.9295 | 0.92728 | 5 | 0.85677
79031 | 2.28 | 0.8 | 365 | 2.0756 | 0.17991 | 2 | 0.25548
79064 | 6.96 | 0.8 | 365 | 6.336 | 0.75972 | 7 | 0.095679
79062 | 10.5 | 0.8 | 365 | 9.5586 | 0.24957 | 9 | 0.80814
79066 | 6.96 | 0.8 | 365 | 6.336 | 0.75972 | 7 | 0.095679
79038 | 3.135 | 0.8 | 365 | 2.8539 | 0.74737 | 3 | 0.60129
79067 | 7.54 | 0.8 | 365 | 6.864 | 0.82303 | 7 | 0.68699
79070 | 2.9 | 0.8 | 365 | 2.64 | 0.31655 | 2 | 0.95653
79068 | 4.16 | 0.8 | 365 | 3.787 | 0.6265 | 4 | 0.41351
79071 | 4.35 | 0.8 | 365 | 3.96 | 0.97482 | 4 | 0.9348
79069 | 10.62 | 0.8 | 365 | 9.6678 | 0.46957 | 10 | 0.13737
79041 | 4.35 | 0.8 | 365 | 3.96 | 0.97482 | 4 | 0.9348
79072 | 7.36 | 0.8 | 365 | 6.7001 | 0.49304 | 7 | 0.19313
79074 | 10.44 | 0.8 | 365 | 9.5039 | 0.13958 | 9 | 0.64352
79073 | 7.3 | 0.8 | 365 | 6.6455 | 0.38304 | 7 | 0.028514
79075 | 5.8 | 0.8 | 365 | 5.28 | 0.6331 | 5 | 0.91307
79076 | 4.93 | 0.8 | 365 | 4.488 | 0.038134 | 4 | 0.52611
79077 | 4.93 | 0.8 | 365 | 4.488 | 0.038134 | 4 | 0.52611
79079 | 3.77 | 0.8 | 365 | 3.432 | 0.91151 | 4 | 0.34349
79081 | 3.77 | 0.8 | 365 | 3.432 | 0.91151 | 4 | 0.34349
79084 | 4.93 | 0.8 | 365 | 4.488 | 0.038134 | 4 | 0.52611
79085 | 6.09 | 0.8 | 365 | 5.544 | 0.16475 | 5 | 0.70872
79086 | 13.11 | 0.8 | 365 | 11.9345 | 0.034469 | 11 | 0.96902
79088 | 11.02 | 0.8 | 365 | 10.0319 | 0.20289 | 10 | 0.23482
79045 | 10.36 | 0.8 | 365 | 9.4311 | 0.99291 | 10 | 0.42403
79090 | 8.28 | 0.8 | 365 | 7.5376 | 0.17966 | 7 | 0.71727
79028 | 6.6 | 0.8 | 365 | 6.0082 | 0.099732 | 6 | 0.10797
79032 | 3.96 | 0.8 | 365 | 3.6049 | 0.25984 | 3 | 0.86478
79033 | 5.94 | 0.8 | 365 | 5.4074 | 0.88976 | 6 | 0.29717
79034 | 13.86 | 0.8 | 365 | 12.6173 | 0.40944 | 13 | 0.02674
79014 | 7.92 | 0.8 | 365 | 7.2099 | 0.51968 | 7 | 0.72957
79010 | 9.9 | 0.8 | 365 | 9.0124 | 0.1496 | 9 | 0.16196
79101 | 9.28 | 0.8 | 365 | 8.4479 | 0.012957 | 8 | 0.4609
79100 | 6.213 | 0.8 | 365 | 5.6559 | 0.39025 | 6 | 0.046186
79103 | 9.12 | 0.8 | 365 | 8.3023 | 0.71963 | 9 | 0.021924
79099 | 3.6 | 0.8 | 365 | 3.2772 | 0.59985 | 3 | 0.87708
79104 | 12.4 | 0.8 | 365 | 11.2882 | 0.73283 | 12 | 0.021037
79102 | 7.41 | 0.8 | 365 | 6.7456 | 0.5847 | 7 | 0.33031
79107 | 3.35 | 0.8 | 365 | 3.0496 | 0.14153 | 3 | 0.19117
79110 | 6.365 | 0.8 | 365 | 5.7943 | 0.66891 | 6 | 0.46322
79109 | 6.365 | 0.8 | 365 | 5.7943 | 0.66891 | 6 | 0.46322
79112 | 5.2 | 0.8 | 365 | 4.7338 | 0.53312 | 5 | 0.26689
79113 | 5.67 | 0.8 | 365 | 5.1616 | 0.39477 | 5 | 0.55639
79108 | 3.99 | 0.8 | 365 | 3.6323 | 0.31484 | 3 | 0.94709
79114 | 5.7 | 0.8 | 365 | 5.1889 | 0.44977 | 5 | 0.6387
79115 | 8.835 | 0.8 | 365 | 8.0428 | 0.19714 | 8 | 0.23999
79117 | 7.8 | 0.8 | 365 | 7.1006 | 0.29968 | 7 | 0.40033
79119 | 7.41 | 0.8 | 365 | 6.7456 | 0.5847 | 7 | 0.33031
79082 | 6.96 | 0.8 | 365 | 6.336 | 0.75972 | 7 | 0.095679
79120 | 7.475 | 0.8 | 365 | 6.8048 | 0.70386 | 7 | 0.50865
79087 | 4.06 | 0.8 | 365 | 3.696 | 0.44317 | 4 | 0.13915
79121 | 6.2 | 0.8 | 365 | 5.6441 | 0.36642 | 6 | 0.010518
79116 | 8.4 | 0.8 | 365 | 7.6468 | 0.39966 | 8 | 0.046509
79126 | 11.2 | 0.8 | 365 | 10.1958 | 0.53288 | 10 | 0.72868
79128 | 5.95 | 0.8 | 365 | 5.4165 | 0.90809 | 6 | 0.32461
79129 | 3.84 | 0.8 | 365 | 3.4957 | 0.039844 | 3 | 0.53555
79123 | 9.9 | 0.8 | 365 | 9.0124 | 0.1496 | 9 | 0.16196
79127 | 3.9 | 0.8 | 365 | 3.5503 | 0.14984 | 3 | 0.70016
79130 | 10.23 | 0.8 | 365 | 9.3128 | 0.75459 | 10 | 0.067355
79131 | 11.2 | 0.8 | 365 | 10.1958 | 0.53288 | 10 | 0.72868
79132 | 5.76 | 0.8 | 365 | 5.2436 | 0.55977 | 5 | 0.80332
79091 | 10.26 | 0.8 | 365 | 9.3401 | 0.80958 | 10 | 0.14966
79092 | 4.93 | 0.8 | 365 | 4.488 | 0.038134 | 4 | 0.52611
79093 | 8.835 | 0.8 | 365 | 8.0428 | 0.19714 | 8 | 0.23999
79004 | 11.16 | 0.8 | 365 | 10.1594 | 0.45955 | 10 | 0.61893
79057 | 11.2 | 0.8 | 365 | 10.1958 | 0.53288 | 10 | 0.72868
79134 | 5.525 | 0.8 | 365 | 5.0296 | 0.12894 | 5 | 0.15857
79135 | 4.68 | 0.8 | 365 | 4.2604 | 0.57981 | 4 | 0.8402
78645 | 8.505 | 0.8 | 365 | 7.7424 | 0.59216 | 8 | 0.33459
78623 | 11.88 | 0.8 | 365 | 10.8148 | 0.77952 | 11 | 0.59435
78507 | 6.935 | 0.8 | 365 | 6.3132 | 0.71389 | 7 | 0.027088
78788 | 2.6 | 1 | 365 | 2.9586 | 0.9582 | 3 | 0.9168
78689 | 7.84 | 0.8 | 365 | 7.1371 | 0.37302 | 7 | 0.51007
78999 | 94.12 | 0.7 | 365 | 74.971 | 0.98083 | 75 | 0.95181
79095 | 9.9 | 0.8 | 365 | 9.0124 | 0.1496 | 9 | 0.16196
79106 | 4.35 | 0.8 | 365 | 3.96 | 0.97482 | 4 | 0.9348
79105 | 8.12 | 0.8 | 365 | 7.392 | 0.88634 | 8 | 0.27829
79150 | 11.52 | 0.8 | 365 | 10.4871 | 0.11953 | 10 | 0.60664
79151 | 24.96 | 0.8 | 365 | 22.7221 | 0.75899 | 23 | 0.48105
79152 | 13.44 | 0.8 | 365 | 12.235 | 0.63946 | 12 | 0.87441
79153 | 8 | 0.8 | 365 | 7.2827 | 0.66634 | 7 | 0.94906
78944 | 9.24 | 0.8 | 365 | 8.4115 | 0.93963 | 9 | 0.35116
79158 | 8.55 | 0.8 | 365 | 7.7834 | 0.67465 | 8 | 0.45805
79160 | 5.32 | 0.8 | 365 | 4.843 | 0.75312 | 5 | 0.59612
79161 | 5.415 | 0.8 | 365 | 4.9295 | 0.92728 | 5 | 0.85677
78766 | 6.875 | 0.8 | 365 | 6.2586 | 0.60389 | 6 | 0.86247
78768 | 9.9 | 0.8 | 365 | 9.0124 | 0.1496 | 9 | 0.16196
79164 | 12.54 | 0.8 | 365 | 11.4157 | 0.98949 | 12 | 0.40515
79165 | 12.095 | 0.8 | 365 | 11.0106 | 0.17368 | 11 | 0.18423
79169 | 8.25 | 0.8 | 365 | 7.5103 | 0.12467 | 7 | 0.63496
79096 | 17.36 | 0.8 | 365 | 15.8035 | 0.82596 | 16 | 0.62945
78343 | 24.852 | 0.8 | 365 | 22.6237 | 0.56099 | 23 | 0.18474
79173 | 6.27 | 0.8 | 365 | 5.7078 | 0.49475 | 6 | 0.20257
79174 | 7.25 | 0.8 | 365 | 6.6 | 0.29137 | 6 | 0.89133
79177 | 9.69 | 0.8 | 365 | 8.8212 | 0.76461 | 9 | 0.58579
79154 | 19.38 | 0.8 | 365 | 17.6424 | 0.52921 | 18 | 0.17159
79178 | 8.835 | 0.8 | 365 | 8.0428 | 0.19714 | 8 | 0.23999
79155 | 5.13 | 0.8 | 365 | 4.67 | 0.40479 | 5 | 0.074832
79180 | 5.51 | 0.8 | 365 | 5.016 | 0.10144 | 5 | 0.11741
79156 | 6.84 | 0.8 | 365 | 6.2267 | 0.53972 | 6 | 0.76644
79182 | 7.25 | 0.8 | 365 | 6.6 | 0.29137 | 6 | 0.89133
79157 | 13.34 | 0.8 | 365 | 12.1439 | 0.45613 | 12 | 0.60005
79159 | 6.72 | 0.8 | 365 | 6.1175 | 0.31973 | 6 | 0.43721
78203 | 511.92 | 0.6 | 365 | 349.5156 | 0.87444 | 350 | 0.39007
79187 | 7.98 | 0.8 | 365 | 7.2645 | 0.62968 | 7 | 0.89418
79089 | 9.57 | 0.8 | 365 | 8.7119 | 0.54461 | 9 | 0.25656
79189 | 11.685 | 0.8 | 365 | 10.6373 | 0.42203 | 11 | 0.05934
79191 | 11.88 | 0.8 | 365 | 10.8148 | 0.77952 | 11 | 0.59435
79192 | 9.57 | 0.8 | 365 | 8.7119 | 0.54461 | 9 | 0.25656
79193 | 6.38 | 0.8 | 365 | 5.808 | 0.69641 | 6 | 0.50437
79195 | 9.57 | 0.8 | 365 | 8.7119 | 0.54461 | 9 | 0.25656
79197 | 11.375 | 0.8 | 365 | 10.3551 | 0.85371 | 11 | 0.20881
79196 | 12.255 | 0.8 | 365 | 11.1562 | 0.467 | 11 | 0.62321
79202 | 3.705 | 0.8 | 365 | 3.3728 | 0.79235 | 4 | 0.16516
79203 | 6.555 | 0.8 | 365 | 5.9673 | 0.017234 | 5 | 0.98451
79125 | 7.695 | 0.8 | 365 | 7.0051 | 0.10719 | 7 | 0.11225
79208 | 5.8 | 0.8 | 365 | 5.28 | 0.6331 | 5 | 0.91307
79209 | 9.975 | 0.8 | 365 | 9.0806 | 0.2871 | 9 | 0.36773
79198 | 4.02 | 0.8 | 365 | 3.6596 | 0.36984 | 4 | 0.029401
79210 | 11.97 | 0.8 | 365 | 10.8968 | 0.94451 | 11 | 0.84128
79212 | 11.4 | 0.8 | 365 | 10.3779 | 0.89954 | 11 | 0.2774
79213 | 12.18 | 0.8 | 365 | 11.0879 | 0.32951 | 11 | 0.41744
79214 | 8.55 | 0.8 | 365 | 7.7834 | 0.67465 | 8 | 0.45805
79215 | 4.06 | 0.8 | 365 | 3.696 | 0.44317 | 4 | 0.13915
79216 | 4.35 | 0.8 | 365 | 3.96 | 0.97482 | 4 | 0.9348
79217 | 3.19 | 0.8 | 365 | 2.904 | 0.8482 | 3 | 0.75219
79218 | 5.22 | 0.8 | 365 | 4.752 | 0.56979 | 5 | 0.32176
79220 | 4.275 | 0.8 | 365 | 3.8917 | 0.83733 | 4 | 0.72903
79222 | 6.38 | 0.8 | 365 | 5.808 | 0.69641 | 6 | 0.50437
79223 | 6.555 | 0.8 | 365 | 5.9673 | 0.017234 | 5 | 0.98451
79225 | 5.8 | 0.8 | 365 | 5.28 | 0.6331 | 5 | 0.91307
79226 | 10.545 | 0.8 | 365 | 9.5995 | 0.33207 | 9 | 0.9316
79227 | 2.32 | 0.8 | 365 | 2.112 | 0.25324 | 2 | 0.36523
79228 | 4.64 | 0.8 | 365 | 4.224 | 0.50648 | 4 | 0.73045
79230 | 4.06 | 0.8 | 365 | 3.696 | 0.44317 | 4 | 0.13915
79229 | 5.7 | 0.8 | 365 | 5.1889 | 0.44977 | 5 | 0.6387
79232 | 4.56 | 0.8 | 365 | 4.1511 | 0.35982 | 4 | 0.51096
79233 | 4.35 | 0.8 | 365 | 3.96 | 0.97482 | 4 | 0.9348
79234 | 4.64 | 0.8 | 365 | 4.224 | 0.50648 | 4 | 0.73045
79236 | 8.1 | 0.8 | 365 | 7.3737 | 0.84967 | 8 | 0.22342
79239 | 11.97 | 0.8 | 365 | 10.8968 | 0.94451 | 11 | 0.84128
79241 | 3.42 | 0.8 | 365 | 3.1134 | 0.26986 | 3 | 0.38322
79243 | 3.99 | 0.8 | 365 | 3.6323 | 0.31484 | 3 | 0.94709
79240 | 7.2 | 0.8 | 365 | 6.5544 | 0.19971 | 6 | 0.75415
79246 | 3.6 | 0.8 | 365 | 3.2772 | 0.59985 | 3 | 0.87708
79245 | 7.84 | 0.8 | 365 | 7.1371 | 0.37302 | 7 | 0.51007
79249 | 9.72 | 0.8 | 365 | 8.8485 | 0.81961 | 9 | 0.6681
29080 | 2592 | 1 | 365 | 2949.499 | 0.86867 | 2950 | 0.36768
79251 | 10.83 | 0.8 | 365 | 9.859 | 0.85456 | 10 | 0.71353
79252 | 9.405 | 0.8 | 365 | 8.5617 | 0.24212 | 8 | 0.80386
76212 | 4.68 | 0.8 | 365 | 4.2604 | 0.57981 | 4 | 0.8402
79253 | 6.93 | 0.8 | 365 | 6.3087 | 0.70472 | 7 | 0.01337
79027 | 6.9 | 0.8 | 365 | 6.2813 | 0.64972 | 6 | 0.93106
79053 | 6.05 | 0.8 | 365 | 5.5076 | 0.091421 | 5 | 0.59897
12049 | 2613.6 | 1 | 365 | 2974.0782 | 0.36758 | 2974 | 0.44574
79254 | 4.275 | 0.8 | 365 | 3.8917 | 0.83733 | 4 | 0.72903
79255 | 4.29 | 0.8 | 365 | 3.9054 | 0.86483 | 4 | 0.77018
79256 | 12.39 | 0.8 | 365 | 11.2791 | 0.7145 | 11 | 0.9936
79257 | 8.69 | 0.8 | 365 | 7.9108 | 0.93131 | 8 | 0.84216
31170 | 5346 | 1 | 365 | 6083.3417 | 0.97914 | 6084 | 0.32084
79258 | 9.24 | 0.8 | 365 | 8.4115 | 0.93963 | 9 | 0.35116
79259 | 5.475 | 0.8 | 365 | 4.9841 | 0.037278 | 5 | 0.021385
79260 | 4.93 | 0.8 | 365 | 4.488 | 0.038134 | 4 | 0.52611
79263 | 13.2 | 0.8 | 365 | 12.0165 | 0.19946 | 12 | 0.21594
79265 | 6.6 | 0.8 | 365 | 6.0082 | 0.099732 | 6 | 0.10797
76077 | 8.25 | 0.8 | 365 | 7.5103 | 0.12467 | 7 | 0.63496
79147 | 6.96 | 0.8 | 365 | 6.336 | 0.75972 | 7 | 0.095679
79267 | 15.745 | 0.8 | 365 | 14.3333 | 0.8652 | 15 | 0.19849
79026 | 13.11 | 0.8 | 365 | 11.9345 | 0.034469 | 11 | 0.96902
79030 | 4.95 | 0.8 | 365 | 4.5062 | 0.074799 | 4 | 0.58098
79018 | 10.05 | 0.8 | 365 | 9.1489 | 0.42459 | 9 | 0.5735
79094 | 11.7 | 0.8 | 365 | 10.651 | 0.44953 | 11 | 0.10049
78954 | 8.04 | 0.8 | 365 | 7.3191 | 0.73967 | 8 | 0.058801
78889 | 9.38 | 0.8 | 365 | 8.539 | 0.19629 | 8 | 0.73527
78888 | 10.08 | 0.8 | 365 | 9.1762 | 0.47959 | 9 | 0.65581
79270 | 4.93 | 0.8 | 365 | 4.488 | 0.038134 | 4 | 0.52611
79271 | 11.02 | 0.8 | 365 | 10.0319 | 0.20289 | 10 | 0.23482
79272 | 6.27 | 0.8 | 365 | 5.7078 | 0.49475 | 6 | 0.20257
79273 | 2.52 | 0.8 | 365 | 2.2941 | 0.6199 | 2 | 0.91395
79237 | 8.12 | 0.8 | 365 | 7.392 | 0.88634 | 8 | 0.27829
79268 | 12 | 0.8 | 365 | 10.9241 | 0.99951 | 11 | 0.92358
79283 | 14.4 | 0.8 | 365 | 13.1089 | 0.39942 | 13 | 0.5083
79282 | 12 | 0.8 | 365 | 10.9241 | 0.99951 | 11 | 0.92358
79285 | 11.7 | 0.8 | 365 | 10.651 | 0.44953 | 11 | 0.10049
79037 | 6.405 | 0.8 | 365 | 5.8307 | 0.74224 | 6 | 0.57296
79288 | 5.58 | 0.8 | 365 | 5.0797 | 0.22977 | 5 | 0.30947
79290 | 7.875 | 0.8 | 365 | 7.1689 | 0.43718 | 7 | 0.6061
79291 | 7.848 | 0.8 | 365 | 7.1443 | 0.38768 | 7 | 0.53202
79293 | 8.99 | 0.8 | 365 | 8.1839 | 0.4813 | 8 | 0.66525
79292 | 11.89 | 0.8 | 365 | 10.8239 | 0.79785 | 11 | 0.62178
79294 | 5.58 | 0.8 | 365 | 5.0797 | 0.22977 | 5 | 0.30947
79295 | 14.5 | 0.8 | 365 | 13.1999 | 0.58275 | 13 | 0.78266
79299 | 4.62 | 0.8 | 365 | 4.2058 | 0.46981 | 4 | 0.67558
79298 | 2.9 | 0.8 | 365 | 2.64 | 0.31655 | 2 | 0.95653
79303 | 9.045 | 0.8 | 365 | 8.234 | 0.58213 | 8 | 0.81615
79304 | 6.54 | 0.8 | 365 | 5.9536 | 0.98973 | 6 | 0.94335
79305 | 12.54 | 0.8 | 365 | 11.4157 | 0.98949 | 12 | 0.40515
79306 | 11.16 | 0.8 | 365 | 10.1594 | 0.45955 | 10 | 0.61893
79308 | 5.8 | 0.8 | 365 | 5.28 | 0.6331 | 5 | 0.91307
79310 | 7.905 | 0.8 | 365 | 7.1962 | 0.49218 | 7 | 0.68841
79311 | 4.95 | 0.8 | 365 | 4.5062 | 0.074799 | 4 | 0.58098
79312 | 6.6 | 0.8 | 365 | 6.0082 | 0.099732 | 6 | 0.10797
79313 | 7.92 | 0.8 | 365 | 7.2099 | 0.51968 | 7 | 0.72957
79314 | 11.55 | 0.8 | 365 | 10.5144 | 0.17453 | 10 | 0.68895
79315 | 5.415 | 0.8 | 365 | 4.9295 | 0.92728 | 5 | 0.85677
79319 | 4.275 | 0.8 | 365 | 3.8917 | 0.83733 | 4 | 0.72903
79321 | 8.265 | 0.8 | 365 | 7.524 | 0.15216 | 7 | 0.67612
79322 | 7.8 | 0.8 | 365 | 7.1006 | 0.29968 | 7 | 0.40033
79323 | 12 | 0.8 | 365 | 10.9241 | 0.99951 | 11 | 0.92358
79325 | 5.61 | 0.8 | 365 | 5.107 | 0.28477 | 5 | 0.39178
79326 | 7.98 | 0.8 | 365 | 7.2645 | 0.62968 | 7 | 0.89418
79327 | 6.96 | 0.8 | 365 | 6.336 | 0.75972 | 7 | 0.095679
79328 | 6.3 | 0.8 | 365 | 5.7351 | 0.54974 | 6 | 0.28488
79329 | 10.44 | 0.8 | 365 | 9.5039 | 0.13958 | 9 | 0.64352
79331 | 20.4 | 0.8 | 365 | 18.5709 | 0.39917 | 18 | 0.97009
79332 | 5.605 | 0.8 | 365 | 5.1025 | 0.27561 | 5 | 0.37806
79334 | 12.09 | 0.8 | 365 | 11.006 | 0.16451 | 11 | 0.17051
79336 | 6.615 | 0.8 | 365 | 6.0219 | 0.12723 | 6 | 0.14913
79337 | 9.8 | 0.8 | 365 | 8.9213 | 0.96627 | 9 | 0.88759
79352 | 15.25 | 0.8 | 365 | 13.8827 | 0.95772 | 14 | 0.84039
79354 | 11.88 | 0.8 | 365 | 10.8148 | 0.77952 | 11 | 0.59435
79046 | 5.886 | 0.8 | 365 | 5.3583 | 0.79076 | 6 | 0.14902
79340 | 7.83 | 0.8 | 365 | 7.128 | 0.35468 | 7 | 0.48264
79344 | 13.8 | 0.8 | 365 | 12.5627 | 0.29944 | 12 | 0.86212
79346 | 7.848 | 0.8 | 365 | 7.1443 | 0.38768 | 7 | 0.53202
79392 | 51.012 | 0.6 | 365 | 34.8287 | 0.13995 | 34 | 0.96862
79035 | 72.21 | 0.6 | 365 | 49.3017 | 0.28655 | 49 | 0.58825
35332 | 2783.88 | 1 | 365 | 3167.8439 | 0.58395 | 3168 | 0.42782
35324 | 1391.94 | 1 | 365 | 1583.9219 | 0.79198 | 1584 | 0.71391
35321 | 1346.4 | 1 | 365 | 1532.1009 | 0.43178 | 1532 | 0.53266
79065 | 7.59 | 0.8 | 365 | 6.9095 | 0.91469 | 7 | 0.82417
79048 | 2.52 | 0.8 | 365 | 2.2941 | 0.6199 | 2 | 0.91395
79118 | 13.734 | 0.8 | 365 | 12.5026 | 0.17844 | 12 | 0.68104
79133 | 8.91 | 0.8 | 365 | 8.1111 | 0.33464 | 8 | 0.44576
79231 | 4.06 | 0.8 | 365 | 3.696 | 0.44317 | 4 | 0.13915
79244 | 5.7 | 0.8 | 365 | 5.1889 | 0.44977 | 5 | 0.6387
79124 | 24.32 | 0.8 | 365 | 22.1394 | 0.58568 | 22 | 0.72513
79284 | 18 | 0.8 | 365 | 16.3861 | 0.99927 | 17 | 0.38538
79300 | 4.56 | 0.8 | 365 | 4.1511 | 0.35982 | 4 | 0.51096
79324 | 7.035 | 0.8 | 365 | 6.4042 | 0.89721 | 7 | 0.30145
79393 | 28.06 | 0.6 | 365 | 19.1581 | 0.58165 | 19 | 0.73974
58000 | 748.8 | 0.8 | 365 | 681.662 | 0.76965 | 682 | 0.43164
79347 | 5.76 | 0.8 | 365 | 5.2436 | 0.55977 | 5 | 0.80332
79349 | 11.1 | 0.8 | 365 | 10.1048 | 0.34955 | 10 | 0.45432
79356 | 10.23 | 0.8 | 365 | 9.3128 | 0.75459 | 10 | 0.067355
79357 | 11.055 | 0.8 | 365 | 10.0638 | 0.26705 | 10 | 0.33085
79360 | 13.34 | 0.8 | 365 | 12.1439 | 0.45613 | 12 | 0.60005
79361 | 20.16 | 0.8 | 365 | 18.3524 | 0.95918 | 19 | 0.31162
79362 | 9.045 | 0.8 | 365 | 8.234 | 0.58213 | 8 | 0.81615
79364 | 5.985 | 0.8 | 365 | 5.4484 | 0.97226 | 6 | 0.42064
79365 | 7.8 | 0.8 | 365 | 7.1006 | 0.29968 | 7 | 0.40033
79367 | 4.355 | 0.8 | 365 | 3.9645 | 0.98399 | 4 | 0.94852
78997 | 7.93 | 0.8 | 365 | 7.219 | 0.53801 | 7 | 0.757
79366 | 5.4 | 0.8 | 365 | 4.9158 | 0.89978 | 5 | 0.81561
78894 | 7.83 | 0.8 | 365 | 7.128 | 0.35468 | 7 | 0.48264
78901 | 9.69 | 0.8 | 365 | 8.8212 | 0.76461 | 9 | 0.58579
79368 | 8.68 | 0.8 | 365 | 7.9017 | 0.91298 | 8 | 0.81473
78980 | 13.34 | 0.8 | 365 | 12.1439 | 0.45613 | 12 | 0.60005
79369 | 10.59 | 0.8 | 365 | 9.6405 | 0.41457 | 10 | 0.055063
35223 | 39.2 | 0.8 | 365 | 35.6853 | 0.86508 | 36 | 0.55037
35241 | 83.44 | 0.7 | 365 | 66.4639 | 0.84871 | 67 | 0.31257
79371 | 8.96 | 0.8 | 365 | 8.1566 | 0.4263 | 8 | 0.58294
79372 | 11.7 | 0.8 | 365 | 10.651 | 0.44953 | 11 | 0.10049
79373 | 2.28 | 0.8 | 365 | 2.0756 | 0.17991 | 2 | 0.25548
79375 | 20.16 | 0.8 | 365 | 18.3524 | 0.95918 | 19 | 0.31162
79376 | 4.355 | 0.8 | 365 | 3.9645 | 0.98399 | 4 | 0.94852
79377 | 13.44 | 0.8 | 365 | 12.235 | 0.63946 | 12 | 0.87441
79379 | 7.56 | 0.8 | 365 | 6.8822 | 0.85969 | 7 | 0.74186
79380 | 7.36 | 0.8 | 365 | 6.7001 | 0.49304 | 7 | 0.19313
79381 | 11.55 | 0.8 | 365 | 10.5144 | 0.17453 | 10 | 0.68895
79382 | 12.025 | 0.8 | 365 | 10.9468 | 0.045346 | 10 | 0.99217
78045 | 8.25 | 0.8 | 365 | 7.5103 | 0.12467 | 7 | 0.63496
79383 | 6.6 | 0.8 | 365 | 6.0082 | 0.099732 | 6 | 0.10797
79384 | 8.47 | 0.8 | 365 | 7.7106 | 0.52799 | 8 | 0.23856
78201 | 59.8 | 0.6 | 365 | 40.8287 | 0.22318 | 41 | 0.051895
79224 | 5.7 | 0.8 | 365 | 5.1889 | 0.44977 | 5 | 0.6387
63340 | 725.76 | 1 | 365 | 825.8597 | 0.16323 | 826 | 0.02295
79388 | 9.1 | 0.8 | 365 | 8.2841 | 0.68296 | 8 | 0.96705
79389 | 9.68 | 0.8 | 365 | 8.8121 | 0.74627 | 9 | 0.55836
75197 | 24.852 | 0.8 | 365 | 22.6237 | 0.56099 | 23 | 0.18474
79146 | 5.8 | 0.8 | 365 | 5.28 | 0.6331 | 5 | 0.91307
79370 | 9.625 | 0.8 | 365 | 8.762 | 0.64544 | 9 | 0.40746
79394 | 9.72 | 0.8 | 365 | 8.8485 | 0.81961 | 9 | 0.6681
79395 | 4.72 | 0.8 | 365 | 4.2968 | 0.65314 | 4 | 0.94994
79396 | 8.32 | 0.8 | 365 | 7.574 | 0.253 | 7 | 0.82702
79397 | 11.16 | 0.8 | 365 | 10.1594 | 0.45955 | 10 | 0.61893
79190 | 3.08 | 0.8 | 365 | 2.8038 | 0.64654 | 3 | 0.45039
79398 | 10.325 | 0.8 | 365 | 9.3993 | 0.92875 | 10 | 0.328
78422 | 9.975 | 0.8 | 365 | 9.0806 | 0.2871 | 9 | 0.36773
79399 | 13.735 | 0.8 | 365 | 12.5035 | 0.18028 | 12 | 0.68379
79163 | 5.4 | 0.8 | 365 | 4.9158 | 0.89978 | 5 | 0.81561
78852 | 5.36 | 0.8 | 365 | 4.8794 | 0.82645 | 5 | 0.70587
79207 | 5.22 | 0.8 | 365 | 4.752 | 0.56979 | 5 | 0.32176
79238 | 5.985 | 0.8 | 365 | 5.4484 | 0.97226 | 6 | 0.42064
79400 | 8.96 | 0.8 | 365 | 8.1566 | 0.4263 | 8 | 0.58294
79401 | 3.924 | 0.8 | 365 | 3.5722 | 0.19384 | 3 | 0.76601
79402 | 10.89 | 0.8 | 365 | 9.9136 | 0.96456 | 10 | 0.87815
79403 | 12.16 | 0.8 | 365 | 11.0697 | 0.29284 | 11 | 0.36257
79036 | 8.1 | 0.8 | 365 | 7.3737 | 0.84967 | 8 | 0.22342
79404 | 9.69 | 0.8 | 365 | 8.8212 | 0.76461 | 9 | 0.58579
79408 | 2.4 | 0.8 | 365 | 2.1848 | 0.3999 | 2 | 0.58472
79409 | 14.405 | 0.8 | 365 | 13.1134 | 0.40858 | 13 | 0.52202
79410 | 6.7 | 0.8 | 365 | 6.0993 | 0.28306 | 6 | 0.38233
79363 | 7.83 | 0.8 | 365 | 7.128 | 0.35468 | 7 | 0.48264
52731 | 2711.49 | 1 | 365 | 3085.4695 | 0.69387 | 3086 | 0.16341
79405 | 11.34 | 0.8 | 365 | 10.3232 | 0.78954 | 11 | 0.11279
79411 | 14.4 | 0.8 | 365 | 13.1089 | 0.39942 | 13 | 0.5083
79412 | 7.15 | 0.8 | 365 | 6.5089 | 0.10804 | 6 | 0.61697
79414 | 8.28 | 0.8 | 365 | 7.5376 | 0.17966 | 7 | 0.71727
79415 | 4.5 | 0.8 | 365 | 4.0965 | 0.24982 | 4 | 0.34634
79417 | 9.8 | 0.8 | 365 | 8.9213 | 0.96627 | 9 | 0.88759
79418 | 8.71 | 0.8 | 365 | 7.9291 | 0.96798 | 8 | 0.89703
79419 | 12.48 | 0.8 | 365 | 11.361 | 0.87949 | 12 | 0.24053
79421 | 9.86 | 0.8 | 365 | 8.9759 | 0.076267 | 9 | 0.052212
79422 | 13 | 0.8 | 365 | 11.8344 | 0.83281 | 12 | 0.66722
79423 | 24.57 | 0.8 | 365 | 22.367 | 0.044004 | 22 | 0.41104
79425 | 6.24 | 1 | 365 | 7.1006 | 0.29968 | 7 | 0.40033
79426 | 4.94 | 0.8 | 365 | 4.4971 | 0.056466 | 4 | 0.55354
78548 | 6.27 | 0.8 | 365 | 5.7078 | 0.49475 | 6 | 0.20257
78558 | 10.15 | 0.8 | 365 | 9.2399 | 0.60792 | 9 | 0.84786
79427 | 8.45 | 0.8 | 365 | 7.6924 | 0.49132 | 8 | 0.18369
78559 | 3.78 | 0.8 | 365 | 3.4411 | 0.92985 | 4 | 0.37093
78577 | 3.24 | 0.8 | 365 | 2.9495 | 0.93987 | 3 | 0.88937
78763 | 8.1 | 0.8 | 365 | 7.3737 | 0.84967 | 8 | 0.22342
78776 | 11.97 | 0.8 | 365 | 10.8968 | 0.94451 | 11 | 0.84128
79171 | 7.25 | 0.8 | 365 | 6.6 | 0.29137 | 6 | 0.89133
79175 | 5.7 | 0.8 | 365 | 5.1889 | 0.44977 | 5 | 0.6387
79176 | 12.18 | 0.8 | 365 | 11.0879 | 0.32951 | 11 | 0.41744
79219 | 7.41 | 0.8 | 365 | 6.7456 | 0.5847 | 7 | 0.33031
79428 | 10.8 | 0.8 | 365 | 9.8317 | 0.79956 | 10 | 0.63123
79433 | 6.67 | 0.8 | 365 | 6.072 | 0.22806 | 6 | 0.30003
79437 | 9.28 | 0.8 | 365 | 8.4479 | 0.012957 | 8 | 0.4609
79438 | 6.09 | 0.8 | 365 | 5.544 | 0.16475 | 5 | 0.70872
79264 | 11.1 | 0.8 | 365 | 10.1048 | 0.34955 | 10 | 0.45432
79137 | 7.8 | 0.8 | 365 | 7.1006 | 0.29968 | 7 | 0.40033
79584 | 5.85 | 0.8 | 365 | 5.3255 | 0.72476 | 6 | 0.050247
79554 | 10.725 | 0.8 | 365 | 9.7634 | 0.66207 | 10 | 0.42545
79546 | 3.25 | 0.8 | 365 | 2.9586 | 0.9582 | 3 | 0.9168
79496 | 11.7 | 0.8 | 365 | 10.651 | 0.44953 | 11 | 0.10049
79111 | 6.09 | 0.8 | 365 | 5.544 | 0.16475 | 5 | 0.70872
79435 | 8.99 | 0.8 | 365 | 8.1839 | 0.4813 | 8 | 0.66525
79080 | 9.28 | 0.8 | 365 | 8.4479 | 0.012957 | 8 | 0.4609
79431 | 10.73 | 0.8 | 365 | 9.7679 | 0.67123 | 10 | 0.43917
78459 | 3.77 | 0.8 | 365 | 3.432 | 0.91151 | 4 | 0.34349
79490 | 4.93 | 0.8 | 365 | 4.488 | 0.038134 | 4 | 0.52611
79489 | 8.41 | 0.8 | 365 | 7.656 | 0.41799 | 8 | 0.073945
79487 | 12.48 | 0.8 | 365 | 11.361 | 0.87949 | 12 | 0.24053
79484 | 7.98 | 0.8 | 365 | 7.2645 | 0.62968 | 7 | 0.89418
79483 | 6.96 | 0.8 | 365 | 6.336 | 0.75972 | 7 | 0.095679
79482 | 6.27 | 0.8 | 365 | 5.7078 | 0.49475 | 6 | 0.20257
79441 | 4.64 | 0.8 | 365 | 4.224 | 0.50648 | 4 | 0.73045
79440 | 4.64 | 0.8 | 365 | 4.224 | 0.50648 | 4 | 0.73045
79439 | 8.7 | 0.8 | 365 | 7.92 | 0.94965 | 8 | 0.8696
79059 | 8.4 | 0.8 | 365 | 7.6468 | 0.39966 | 8 | 0.046509
79442 | 7 | 0.8 | 365 | 6.3724 | 0.83305 | 7 | 0.20542
79443 | 5.04 | 0.8 | 365 | 4.5881 | 0.2398 | 4 | 0.82791
79444 | 6.72 | 0.8 | 365 | 6.1175 | 0.31973 | 6 | 0.43721
79445 | 5.695 | 0.8 | 365 | 5.1844 | 0.4406 | 5 | 0.62498
79446 | 12.775 | 0.8 | 365 | 11.6296 | 0.42032 | 12 | 0.049899
79447 | 4.27 | 0.8 | 365 | 3.8871 | 0.82816 | 4 | 0.71531
79448 | 5.36 | 0.8 | 365 | 4.8794 | 0.82645 | 5 | 0.70587
79449 | 6.93 | 0.8 | 365 | 6.3087 | 0.70472 | 7 | 0.01337
79450 | 11.725 | 0.8 | 365 | 10.6737 | 0.49536 | 11 | 0.16909
79451 | 4.275 | 0.8 | 365 | 3.8917 | 0.83733 | 4 | 0.72903
79452 | 4.93 | 0.8 | 365 | 4.488 | 0.038134 | 4 | 0.52611
79455 | 8.45 | 0.8 | 365 | 7.6924 | 0.49132 | 8 | 0.18369
78975 | 12.69 | 0.8 | 365 | 11.5522 | 0.26449 | 11 | 0.81669
79458 | 8.71 | 0.8 | 365 | 7.9291 | 0.96798 | 8 | 0.89703
79461 | 9.72 | 0.8 | 365 | 8.8485 | 0.81961 | 9 | 0.6681
79462 | 6.48 | 0.8 | 365 | 5.899 | 0.87974 | 6 | 0.77874
79464 | 11.89 | 0.8 | 365 | 10.8239 | 0.79785 | 11 | 0.62178
79466 | 9.28 | 0.8 | 365 | 8.4479 | 0.012957 | 8 | 0.4609
63459 | 306 | 0.8 | 365 | 278.5638 | 0.9876 | 279 | 0.55139
79468 | 7.54 | 0.8 | 365 | 6.864 | 0.82303 | 7 | 0.68699
79469 | 6.38 | 0.8 | 365 | 5.808 | 0.69641 | 6 | 0.50437
79472 | 18.85 | 0.8 | 365 | 17.1599 | 0.55757 | 17 | 0.71746
79473 | 12.18 | 0.8 | 365 | 11.0879 | 0.32951 | 11 | 0.41744
79476 | 16.08 | 0.8 | 365 | 14.6383 | 0.47935 | 15 | 0.1176
79477 | 6.4 | 0.8 | 365 | 5.8262 | 0.73307 | 6 | 0.55924
79463 | 2.32 | 0.8 | 365 | 2.112 | 0.25324 | 2 | 0.36523
79261 | 7.68 | 0.8 | 365 | 6.9914 | 0.079689 | 7 | 0.071094
79335 | 4.125 | 0.8 | 365 | 3.7551 | 0.56233 | 4 | 0.31748
79338 | 6 | 0.8 | 365 | 5.462 | 0.99976 | 6 | 0.46179
79339 | 13.12 | 0.8 | 365 | 11.9437 | 0.052802 | 11 | 0.99645
79341 | 3.92 | 0.8 | 365 | 3.5685 | 0.18651 | 3 | 0.75504
79342 | 13.2 | 0.8 | 365 | 12.0165 | 0.19946 | 12 | 0.21594
79345 | 10.88 | 0.8 | 365 | 9.9045 | 0.94623 | 10 | 0.85072
79348 | 8.96 | 0.8 | 365 | 8.1566 | 0.4263 | 8 | 0.58294
79350 | 10.2 | 0.8 | 365 | 9.2855 | 0.69959 | 9 | 0.98505
79353 | 7.37 | 0.8 | 365 | 6.7092 | 0.51137 | 7 | 0.22057
79351 | 12.42 | 0.8 | 365 | 11.3064 | 0.7695 | 12 | 0.075909
65195 | 3255.84 | 0.65 | 365 | 2408.184 | 0.73777 | 2408 | 0.92178
37418 | 4698 | 0.65 | 365 | 3474.8785 | 0.90778 | 3475 | 0.7863
31359 | 2941.05 | 1 | 365 | 3346.6914 | 0.75724 | 3347 | 0.44862
780 | 1255.49 | 0.7 | 365 | 1000.0565 | 0.97068 | 1001 | 0.027222
79390 | 8.76 | 0.8 | 365 | 7.9746 | 0.059645 | 8 | 0.034216
79266 | 15.075 | 0.8 | 365 | 13.7234 | 0.63689 | 14 | 0.36025
79491 | 5.6 | 0.8 | 365 | 5.0979 | 0.26644 | 5 | 0.36434
79471 | 4.93 | 0.8 | 365 | 4.488 | 0.038134 | 4 | 0.52611
79624 | 8.64 | 0.8 | 365 | 7.8653 | 0.83965 | 8 | 0.70498
79622 | 9.92 | 0.8 | 365 | 9.0306 | 0.18626 | 9 | 0.21683
75216 | 243.2 | 0.6 | 365 | 166.0459 | 0.39261 | 166 | 0.43848
79618 | 9.36 | 0.8 | 365 | 8.5208 | 0.15962 | 8 | 0.6804
79617 | 3 | 0.8 | 365 | 2.731 | 0.49988 | 3 | 0.2309
79616 | 3.9 | 0.8 | 365 | 3.5503 | 0.14984 | 3 | 0.70016
79615 | 9 | 0.8 | 365 | 8.1931 | 0.49964 | 8 | 0.69269
79613 | 5.49 | 0.8 | 365 | 4.9978 | 0.064777 | 5 | 0.06254
79612 | 6.1 | 0.8 | 365 | 5.5531 | 0.18309 | 5 | 0.73616
79611 | 6.84 | 0.8 | 365 | 6.2267 | 0.53972 | 6 | 0.76644
79609 | 10.05 | 0.8 | 365 | 9.1489 | 0.42459 | 9 | 0.5735
79608 | 8.96 | 0.8 | 365 | 8.1566 | 0.4263 | 8 | 0.58294
79606 | 9 | 0.8 | 365 | 8.1931 | 0.49964 | 8 | 0.69269
79605 | 9.72 | 0.8 | 365 | 8.8485 | 0.81961 | 9 | 0.6681
79604 | 5.76 | 0.8 | 365 | 5.2436 | 0.55977 | 5 | 0.80332
79548 | 8.04 | 0.8 | 365 | 7.3191 | 0.73967 | 8 | 0.058801
79603 | 8.04 | 0.8 | 365 | 7.3191 | 0.73967 | 8 | 0.058801
79600 | 12.4 | 0.8 | 365 | 11.2882 | 0.73283 | 12 | 0.021037
56098 | 1134 | 1 | 365 | 1290.4058 | 0.69254 | 1291 | 0.09836
56096 | 2673 | 1 | 365 | 3041.6709 | 0.48957 | 3042 | 0.16042
79597 | 10.325 | 0.8 | 365 | 9.3993 | 0.92875 | 10 | 0.328
78681 | 8.04 | 0.8 | 365 | 7.3191 | 0.73967 | 8 | 0.058801
79595 | 8.775 | 0.8 | 365 | 7.9882 | 0.087144 | 8 | 0.075371
79592 | 9.12 | 0.8 | 365 | 8.3023 | 0.71963 | 9 | 0.021924
79594 | 13.92 | 0.8 | 365 | 12.6719 | 0.51944 | 13 | 0.19136
79593 | 10.2 | 0.8 | 365 | 9.2855 | 0.69959 | 9 | 0.98505
79591 | 9.92 | 0.8 | 365 | 9.0306 | 0.18626 | 9 | 0.21683
79590 | 5.12 | 0.8 | 365 | 4.6609 | 0.38646 | 5 | 0.047396
79589 | 13 | 0.8 | 365 | 11.8344 | 0.83281 | 12 | 0.66722
79588 | 7.04 | 0.8 | 365 | 6.4088 | 0.90638 | 7 | 0.31517
79587 | 4.9 | 0.8 | 365 | 4.4607 | 0.98313 | 5 | 0.4438
79242 | 11.97 | 0.8 | 365 | 10.8968 | 0.94451 | 11 | 0.84128
79097 | 10.8 | 0.8 | 365 | 9.8317 | 0.79956 | 10 | 0.63123
79206 | 4.275 | 0.8 | 365 | 3.8917 | 0.83733 | 4 | 0.72903
79200 | 7.41 | 0.8 | 365 | 6.7456 | 0.5847 | 7 | 0.33031
79582 | 8.55 | 0.8 | 365 | 7.7834 | 0.67465 | 8 | 0.45805
79578 | 10.83 | 0.8 | 365 | 9.859 | 0.85456 | 10 | 0.71353
79579 | 5.985 | 0.8 | 365 | 5.4484 | 0.97226 | 6 | 0.42064
79317 | 6.555 | 0.8 | 365 | 5.9673 | 0.017234 | 5 | 0.98451
78254 | 7.54 | 0.8 | 365 | 6.864 | 0.82303 | 7 | 0.68699
79577 | 10.545 | 0.8 | 365 | 9.5995 | 0.33207 | 9 | 0.9316
79576 | 11.55 | 0.8 | 365 | 10.5144 | 0.17453 | 10 | 0.68895
77161 | 7.41 | 0.8 | 365 | 6.7456 | 0.5847 | 7 | 0.33031
77961 | 14 | 0.8 | 365 | 12.7447 | 0.6661 | 13 | 0.41085
77536 | 4.275 | 0.8 | 365 | 3.8917 | 0.83733 | 4 | 0.72903
77174 | 10.83 | 0.8 | 365 | 9.859 | 0.85456 | 10 | 0.71353
79572 | 7.67 | 0.8 | 365 | 6.9823 | 0.061356 | 7 | 0.043657
79570 | 10.64 | 0.8 | 365 | 9.686 | 0.50624 | 10 | 0.19224
79569 | 8.64 | 0.8 | 365 | 7.8653 | 0.83965 | 8 | 0.70498
79568 | 5.76 | 0.8 | 365 | 5.2436 | 0.55977 | 5 | 0.80332
78716 | 6.96 | 0.8 | 365 | 6.336 | 0.75972 | 7 | 0.095679
79567 | 7.36 | 0.8 | 365 | 6.7001 | 0.49304 | 7 | 0.19313
78711 | 6.67 | 0.8 | 365 | 6.072 | 0.22806 | 6 | 0.30003
79562 | 5.22 | 0.8 | 365 | 4.752 | 0.56979 | 5 | 0.32176
79557 | 2.32 | 0.8 | 365 | 2.112 | 0.25324 | 2 | 0.36523
79559 | 18.81 | 0.8 | 365 | 17.1235 | 0.48424 | 17 | 0.60772
79565 | 2.52 | 0.8 | 365 | 2.2941 | 0.6199 | 2 | 0.91395
79564 | 5.76 | 0.8 | 365 | 5.2436 | 0.55977 | 5 | 0.80332
79563 | 1.8 | 0.8 | 365 | 1.6386 | 0.29993 | 1 | 0.93854
79561 | 5.44 | 0.8 | 365 | 4.9522 | 0.97311 | 5 | 0.92536
79560 | 13.4 | 0.8 | 365 | 12.1985 | 0.56612 | 12 | 0.76467
79558 | 10.44 | 0.8 | 365 | 9.5039 | 0.13958 | 9 | 0.64352
78233 | 8.265 | 0.8 | 365 | 7.524 | 0.15216 | 7 | 0.67612
79522 | 16.5 | 0.8 | 365 | 15.0206 | 0.24933 | 15 | 0.26993
79556 | 8.45 | 0.8 | 365 | 7.6924 | 0.49132 | 8 | 0.18369
77848 | 9.69 | 0.8 | 365 | 8.8212 | 0.76461 | 9 | 0.58579
79555 | 10.385 | 0.8 | 365 | 9.4539 | 0.038746 | 9 | 0.49262
79478 | 9.28 | 0.8 | 365 | 8.4479 | 0.012957 | 8 | 0.4609
79024 | 4.64 | 0.8 | 365 | 4.224 | 0.50648 | 4 | 0.73045
78097 | 4.64 | 0.8 | 365 | 4.224 | 0.50648 | 4 | 0.73045
79278 | 14.84 | 0.8 | 365 | 13.5094 | 0.20607 | 13 | 0.7155
79005 | 9.86 | 0.8 | 365 | 8.9759 | 0.076267 | 9 | 0.052212
79553 | 8.502 | 0.8 | 365 | 7.7397 | 0.58666 | 8 | 0.32636
77297 | 13.395 | 0.8 | 365 | 12.194 | 0.55696 | 12 | 0.75095
79279 | 7 | 0.8 | 365 | 6.3724 | 0.83305 | 7 | 0.20542
79474 | 13.34 | 0.8 | 365 | 12.1439 | 0.45613 | 12 | 0.60005
77219 | 2.28 | 0.8 | 365 | 2.0756 | 0.17991 | 2 | 0.25548
78048 | 7.25 | 0.8 | 365 | 6.6 | 0.29137 | 6 | 0.89133
78077 | 4.56 | 0.8 | 365 | 4.1511 | 0.35982 | 4 | 0.51096
78275 | 3.92 | 0.8 | 365 | 3.5685 | 0.18651 | 3 | 0.75504
77782 | 7.41 | 0.8 | 365 | 6.7456 | 0.5847 | 7 | 0.33031
77847 | 2.28 | 0.8 | 365 | 2.0756 | 0.17991 | 2 | 0.25548
79552 | 6.38 | 0.8 | 365 | 5.808 | 0.69641 | 6 | 0.50437
79551 | 9.15 | 0.8 | 365 | 8.3296 | 0.77463 | 9 | 0.10423
79550 | 4.125 | 0.8 | 365 | 3.7551 | 0.56233 | 4 | 0.31748
79549 | 5.5 | 0.8 | 365 | 5.0069 | 0.08311 | 5 | 0.089976
79547 | 5.1 | 0.8 | 365 | 4.6427 | 0.34979 | 4 | 0.99252
79545 | 11.4 | 0.8 | 365 | 10.3779 | 0.89954 | 11 | 0.2774
79543 | 13.5 | 0.8 | 365 | 12.2896 | 0.74945 | 13 | 0.039032
79542 | 4.8 | 0.8 | 365 | 4.3696 | 0.79981 | 5 | 0.16943
79541 | 10.05 | 0.8 | 365 | 9.1489 | 0.42459 | 9 | 0.5735
79540 | 12.48 | 0.8 | 365 | 11.361 | 0.87949 | 12 | 0.24053
79536 | 4.72 | 0.8 | 365 | 4.2968 | 0.65314 | 4 | 0.94994
79537 | 4.845 | 0.8 | 365 | 4.4106 | 0.8823 | 5 | 0.2929
79535 | 4.2 | 0.8 | 365 | 3.8234 | 0.69983 | 4 | 0.52325
79144 | 8.12 | 0.8 | 365 | 7.392 | 0.88634 | 8 | 0.27829
79534 | 14.07 | 0.8 | 365 | 12.8085 | 0.79443 | 13 | 0.6029
79533 | 6.12 | 0.8 | 365 | 5.5713 | 0.21975 | 5 | 0.79103
79148 | 5.22 | 0.8 | 365 | 4.752 | 0.56979 | 5 | 0.32176
79532 | 6.36 | 0.8 | 365 | 5.7898 | 0.65974 | 6 | 0.4495
79531 | 8.502 | 0.8 | 365 | 7.7397 | 0.58666 | 8 | 0.32636
79530 | 7.5 | 0.8 | 365 | 6.8275 | 0.7497 | 7 | 0.57724
77358 | 159.84 | 0.6 | 365 | 109.1315 | 0.77514 | 109 | 0.9066
79529 | 4.48 | 0.8 | 365 | 4.0783 | 0.21315 | 4 | 0.29147
79528 | 4.505 | 0.8 | 365 | 4.1011 | 0.25898 | 4 | 0.36006
79527 | 11.9 | 0.8 | 365 | 10.833 | 0.81618 | 11 | 0.64922
79526 | 9.8 | 0.8 | 365 | 8.9213 | 0.96627 | 9 | 0.88759
79523 | 6.5 | 0.8 | 365 | 5.9172 | 0.9164 | 6 | 0.83361
79330 | 3.64 | 0.8 | 365 | 3.3136 | 0.67319 | 3 | 0.98682
79504 | 4.06 | 0.8 | 365 | 3.696 | 0.44317 | 4 | 0.13915
79521 | 7.37 | 0.8 | 365 | 6.7092 | 0.51137 | 7 | 0.22057
79355 | 10.15 | 0.8 | 365 | 9.2399 | 0.60792 | 9 | 0.84786
79520 | 4.425 | 0.8 | 365 | 4.0283 | 0.11232 | 4 | 0.14057
79519 | 7.41 | 0.8 | 365 | 6.7456 | 0.5847 | 7 | 0.33031
77170 | 5.04 | 0.8 | 365 | 4.5881 | 0.2398 | 4 | 0.82791
79516 | 5.415 | 0.8 | 365 | 4.9295 | 0.92728 | 5 | 0.85677
79517 | 8.75 | 0.8 | 365 | 7.9655 | 0.041312 | 8 | 0.00678
79457 | 3.92 | 0.8 | 365 | 3.5685 | 0.18651 | 3 | 0.75504
79514 | 10.89 | 0.8 | 365 | 9.9136 | 0.96456 | 10 | 0.87815
79513 | 13.92 | 0.8 | 365 | 12.6719 | 0.51944 | 13 | 0.19136
79460 | 2.565 | 0.8 | 365 | 2.335 | 0.7024 | 3 | 0.037416
79512 | 5.5 | 0.8 | 365 | 5.0069 | 0.08311 | 5 | 0.089976
79510 | 5.7 | 0.8 | 365 | 5.1889 | 0.44977 | 5 | 0.6387
79511 | 8.04 | 0.8 | 365 | 7.3191 | 0.73967 | 8 | 0.058801
79508 | 9.38 | 0.8 | 365 | 8.539 | 0.19629 | 8 | 0.73527
79506 | 11.97 | 0.8 | 365 | 10.8968 | 0.94451 | 11 | 0.84128
79507 | 13.44 | 0.8 | 365 | 12.235 | 0.63946 | 12 | 0.87441
79505 | 7.83 | 0.8 | 365 | 7.128 | 0.35468 | 7 | 0.48264
79503 | 5.7 | 0.8 | 365 | 5.1889 | 0.44977 | 5 | 0.6387
79502 | 9.86 | 0.8 | 365 | 8.9759 | 0.076267 | 9 | 0.052212
79475 | 5.22 | 0.8 | 365 | 4.752 | 0.56979 | 5 | 0.32176
79501 | 9.24 | 0.8 | 365 | 8.4115 | 0.93963 | 9 | 0.35116
79500 | 5.6 | 0.8 | 365 | 5.0979 | 0.26644 | 5 | 0.36434
79499 | 4.93 | 0.8 | 365 | 4.488 | 0.038134 | 4 | 0.52611
79465 | 5.51 | 0.8 | 365 | 5.016 | 0.10144 | 5 | 0.11741
77180 | 8.55 | 0.8 | 365 | 7.7834 | 0.67465 | 8 | 0.45805
79480 | 10.26 | 0.8 | 365 | 9.3401 | 0.80958 | 10 | 0.14966
79467 | 5.22 | 0.8 | 365 | 4.752 | 0.56979 | 5 | 0.32176
79498 | 9.9 | 0.8 | 365 | 9.0124 | 0.1496 | 9 | 0.16196
79497 | 10.88 | 0.8 | 365 | 9.9045 | 0.94623 | 10 | 0.85072
79495 | 5.36 | 0.8 | 365 | 4.8794 | 0.82645 | 5 | 0.70587
79493 | 7.8 | 0.8 | 365 | 7.1006 | 0.29968 | 7 | 0.40033
64745 | 639.765 | 0.9 | 365 | 655.2036 | 0.48614 | 655 | 0.68969
79629 | 4.08 | 0.8 | 365 | 3.7142 | 0.47983 | 4 | 0.19402
79628 | 8.1 | 0.8 | 365 | 7.3737 | 0.84967 | 8 | 0.22342
79632 | 13.2 | 0.8 | 365 | 12.0165 | 0.19946 | 12 | 0.21594
79633 | 9.145 | 0.8 | 365 | 8.3251 | 0.76546 | 9 | 0.090515
79637 | 6.72 | 0.8 | 365 | 6.1175 | 0.31973 | 6 | 0.43721
79639 | 9.6 | 0.8 | 365 | 8.7393 | 0.59961 | 9 | 0.33887
79641 | 18.425 | 0.8 | 365 | 16.773 | 0.77842 | 17 | 0.55142
79642 | 13.68 | 0.8 | 365 | 12.4534 | 0.079446 | 12 | 0.53289
79643 | 6.84 | 0.8 | 365 | 6.2267 | 0.53972 | 6 | 0.76644
79645 | 11.52 | 0.8 | 365 | 10.4871 | 0.11953 | 10 | 0.60664
79648 | 6.48 | 0.8 | 365 | 5.899 | 0.87974 | 6 | 0.77874
79652 | 11.16 | 0.8 | 365 | 10.1594 | 0.45955 | 10 | 0.61893
79649 | 7.2 | 0.8 | 365 | 6.5544 | 0.19971 | 6 | 0.75415
79630 | 15.87 | 0.8 | 365 | 14.4471 | 0.094357 | 14 | 0.54144
79653 | 6.27 | 0.8 | 365 | 5.7078 | 0.49475 | 6 | 0.20257
79651 | 5.7 | 0.8 | 365 | 5.1889 | 0.44977 | 5 | 0.6387
79656 | 4.64 | 0.8 | 365 | 4.224 | 0.50648 | 4 | 0.73045
79657 | 7.08 | 0.8 | 365 | 6.4452 | 0.97971 | 7 | 0.42491
79640 | 4.06 | 0.8 | 365 | 3.696 | 0.44317 | 4 | 0.13915
79424 | 4.2 | 0.8 | 365 | 3.8234 | 0.69983 | 4 | 0.52325
79638 | 4.56 | 0.8 | 365 | 4.1511 | 0.35982 | 4 | 0.51096
79429 | 9.9 | 0.8 | 365 | 9.0124 | 0.1496 | 9 | 0.16196
79635 | 12.54 | 0.8 | 365 | 11.4157 | 0.98949 | 12 | 0.40515
79659 | 24.94 | 0.8 | 365 | 22.7039 | 0.72232 | 23 | 0.42618
79654 | 9.28 | 0.8 | 365 | 8.4479 | 0.012957 | 8 | 0.4609
79662 | 20.88 | 0.8 | 365 | 19.0079 | 0.27915 | 19 | 0.28704
79663 | 14.49 | 0.8 | 365 | 13.1908 | 0.56441 | 13 | 0.75523
79586 | 2.925 | 0.8 | 365 | 2.6627 | 0.36238 | 3 | 0.025124
79677 | 8.99 | 0.8 | 365 | 8.1839 | 0.4813 | 8 | 0.66525
79679 | 8.58 | 0.8 | 365 | 7.8107 | 0.72965 | 8 | 0.54036
79680 | 3.48 | 0.8 | 365 | 3.168 | 0.37986 | 3 | 0.54784
79682 | 10.15 | 0.8 | 365 | 9.2399 | 0.60792 | 9 | 0.84786
79684 | 8.12 | 0.8 | 365 | 7.392 | 0.88634 | 8 | 0.27829
79687 | 4.64 | 0.8 | 365 | 4.224 | 0.50648 | 4 | 0.73045
79647 | 6.09 | 0.8 | 365 | 5.544 | 0.16475 | 5 | 0.70872
79665 | 3.705 | 0.8 | 365 | 3.3728 | 0.79235 | 4 | 0.16516
79674 | 7.41 | 0.8 | 365 | 6.7456 | 0.5847 | 7 | 0.33031
79678 | 4.76 | 0.8 | 365 | 4.3332 | 0.72647 | 5 | 0.059688
79672 | 5.28 | 0.8 | 365 | 4.8066 | 0.67979 | 5 | 0.48638
79675 | 11.115 | 0.8 | 365 | 10.1184 | 0.37705 | 10 | 0.49547
79697 | 6.09 | 0.8 | 365 | 5.544 | 0.16475 | 5 | 0.70872
79698 | 8.55 | 0.8 | 365 | 7.7834 | 0.67465 | 8 | 0.45805
79699 | 3.92 | 0.8 | 365 | 3.5685 | 0.18651 | 3 | 0.75504
79700 | 7.92 | 0.8 | 365 | 7.2099 | 0.51968 | 7 | 0.72957
79701 | 10.85 | 0.8 | 365 | 9.8772 | 0.89123 | 10 | 0.76841
79702 | 9.52 | 0.8 | 365 | 8.6664 | 0.45295 | 9 | 0.11938
79703 | 6.6 | 0.8 | 365 | 6.0082 | 0.099732 | 6 | 0.10797
79704 | 13.44 | 0.8 | 365 | 12.235 | 0.63946 | 12 | 0.87441
79705 | 5.865 | 1 | 365 | 6.6739 | 0.44033 | 7 | 0.11425
79707 | 10.075 | 0.8 | 365 | 9.1717 | 0.47042 | 9 | 0.64209
79712 | 7.155 | 0.8 | 365 | 6.5135 | 0.11721 | 6 | 0.63069
79650 | 533.65 | 0.6 | 365 | 364.3519 | 0.75253 | 365 | 0.10441
65427 | 299.98 | 0.7 | 365 | 238.9481 | 0.20728 | 239 | 0.15539
79378 | 3.42 | 0.8 | 365 | 3.1134 | 0.26986 | 3 | 0.38322
79710 | 11.7 | 0.8 | 365 | 10.651 | 0.44953 | 11 | 0.10049
79713 | 5.9 | 0.8 | 365 | 5.371 | 0.81643 | 6 | 0.18743
79714 | 11.21 | 0.8 | 365 | 10.2049 | 0.55121 | 10 | 0.75611
79715 | 7.26 | 0.8 | 365 | 6.6091 | 0.30971 | 6 | 0.91877
79716 | 6.6 | 0.8 | 365 | 6.0082 | 0.099732 | 6 | 0.10797
79717 | 3.84 | 0.8 | 365 | 3.4957 | 0.039844 | 3 | 0.53555
79720 | 7.08 | 0.8 | 365 | 6.4452 | 0.97971 | 7 | 0.42491
79718 | 7.8 | 0.8 | 365 | 7.1006 | 0.29968 | 7 | 0.40033
79269 | 9.8 | 0.8 | 365 | 8.9213 | 0.96627 | 9 | 0.88759
79724 | 12 | 0.8 | 365 | 10.9241 | 0.99951 | 11 | 0.92358
79725 | 8.4 | 0.8 | 365 | 7.6468 | 0.39966 | 8 | 0.046509
79723 | 24 | 0.8 | 365 | 21.8481 | 0.99903 | 22 | 0.84717
79729 | 9.92 | 0.8 | 365 | 9.0306 | 0.18626 | 9 | 0.21683
79607 | 11.025 | 0.8 | 365 | 10.0365 | 0.21205 | 10 | 0.24854
79741 | 8.96 | 0.8 | 365 | 8.1566 | 0.4263 | 8 | 0.58294
79610 | 11.115 | 0.8 | 365 | 10.1184 | 0.37705 | 10 | 0.49547
79743 | 4.32 | 0.8 | 365 | 3.9327 | 0.91982 | 4 | 0.85249
79744 | 6 | 0.8 | 365 | 5.462 | 0.99976 | 6 | 0.46179
78202 | 278.72 | 0.6 | 365 | 190.2973 | 0.23153 | 190 | 0.52883
79188 | 31.2 | 0.6 | 365 | 21.3019 | 0.89905 | 22 | 0.20099
79602 | 9.94 | 0.8 | 365 | 9.0488 | 0.22293 | 9 | 0.2717
79751 | 7.04 | 0.8 | 365 | 6.4088 | 0.90638 | 7 | 0.31517
79752 | 11.55 | 0.8 | 365 | 10.5144 | 0.17453 | 10 | 0.68895
79753 | 6.325 | 0.8 | 365 | 5.7579 | 0.59558 | 6 | 0.35347
79755 | 4.72 | 0.8 | 365 | 4.2968 | 0.65314 | 4 | 0.94994
79746 | 5.04 | 0.8 | 365 | 4.5881 | 0.2398 | 4 | 0.82791
79756 | 5.775 | 0.8 | 365 | 5.2572 | 0.58727 | 5 | 0.84447
79757 | 3.6 | 0.8 | 365 | 3.2772 | 0.59985 | 3 | 0.87708
79758 | 11.31 | 0.8 | 365 | 10.2959 | 0.73454 | 11 | 0.030478
79759 | 10.05 | 0.8 | 365 | 9.1489 | 0.42459 | 9 | 0.5735
79760 | 12.095 | 0.8 | 365 | 11.0106 | 0.17368 | 11 | 0.18423
79761 | 5.7 | 0.8 | 365 | 5.1889 | 0.44977 | 5 | 0.6387
79054 | 9.6 | 0.8 | 365 | 8.7393 | 0.59961 | 9 | 0.33887
79626 | 14.19 | 0.8 | 365 | 12.9177 | 0.014425 | 12 | 0.93214
79765 | 6.4 | 0.8 | 365 | 5.8262 | 0.73307 | 6 | 0.55924
79766 | 7.75 | 0.8 | 365 | 7.0551 | 0.20802 | 7 | 0.26315
79767 | 5.8 | 0.8 | 365 | 5.28 | 0.6331 | 5 | 0.91307
79768 | 5.22 | 0.8 | 365 | 4.752 | 0.56979 | 5 | 0.32176
79769 | 5.85 | 0.8 | 365 | 5.3255 | 0.72476 | 6 | 0.050247
79770 | 5.415 | 0.8 | 365 | 4.9295 | 0.92728 | 5 | 0.85677
79772 | 3.48 | 0.8 | 365 | 3.168 | 0.37986 | 3 | 0.54784
79262 | 15.12 | 0.8 | 365 | 13.7643 | 0.71939 | 14 | 0.48372
79774 | 7.54 | 0.8 | 365 | 6.864 | 0.82303 | 7 | 0.68699
79775 | 7.3 | 0.8 | 365 | 6.6455 | 0.38304 | 7 | 0.028514
79509 | 17.16 | 0.8 | 365 | 15.6214 | 0.4593 | 16 | 0.080725
79776 | 7.41 | 0.8 | 365 | 6.7456 | 0.5847 | 7 | 0.33031
79778 | 11.05 | 0.8 | 365 | 10.0592 | 0.25789 | 10 | 0.31713
79780 | 7.28 | 0.8 | 365 | 6.6273 | 0.34637 | 6 | 0.97364
79781 | 7.125 | 0.8 | 365 | 6.4862 | 0.062211 | 6 | 0.54838
79149 | 9.1 | 0.8 | 365 | 8.2841 | 0.68296 | 8 | 0.96705
79782 | 3.99 | 0.8 | 365 | 3.6323 | 0.31484 | 3 | 0.94709
79783 | 10.56 | 0.8 | 365 | 9.6132 | 0.35957 | 9 | 0.97275
79627 | 6.3 | 0.8 | 365 | 5.7351 | 0.54974 | 6 | 0.28488
79784 | 7.2 | 0.8 | 365 | 6.5544 | 0.19971 | 6 | 0.75415
79786 | 5.04 | 0.8 | 365 | 4.5881 | 0.2398 | 4 | 0.82791
79413 | 6.365 | 0.8 | 365 | 5.7943 | 0.66891 | 6 | 0.46322
79454 | 7 | 0.8 | 365 | 6.3724 | 0.83305 | 7 | 0.20542
78798 | 6.96 | 0.8 | 365 | 6.336 | 0.75972 | 7 | 0.095679
79538 | 5.8 | 0.8 | 365 | 5.28 | 0.6331 | 5 | 0.91307
79571 | 9.715 | 0.8 | 365 | 8.8439 | 0.81044 | 9 | 0.65438
79574 | 23.76 | 0.8 | 365 | 21.6297 | 0.55904 | 22 | 0.1887
79358 | 8.12 | 0.8 | 365 | 7.392 | 0.88634 | 8 | 0.27829
79581 | 4.32 | 0.8 | 365 | 3.9327 | 0.91982 | 4 | 0.85249
79320 | 14.31 | 0.8 | 365 | 13.027 | 0.23442 | 13 | 0.26137
79636 | 19.44 | 0.8 | 365 | 17.697 | 0.63921 | 18 | 0.33621
79686 | 6.96 | 0.8 | 365 | 6.336 | 0.75972 | 7 | 0.095679
79709 | 2.95 | 0.8 | 365 | 2.6855 | 0.40821 | 3 | 0.093714
79728 | 8.4 | 0.8 | 365 | 7.6468 | 0.39966 | 8 | 0.046509
79749 | 6.3 | 0.8 | 365 | 5.7351 | 0.54974 | 6 | 0.28488
79762 | 9.8 | 0.8 | 365 | 8.9213 | 0.96627 | 9 | 0.88759
79764 | 4.06 | 0.8 | 365 | 3.696 | 0.44317 | 4 | 0.13915
32447 | 2114.82 | 1 | 365 | 2406.5044 | 0.35535 | 2406 | 0.85978
33593 | 5990.4 | 0.8 | 365 | 5453.2959 | 0.15719 | 5453 | 0.45313
64472 | 74.82 | 0.9 | 365 | 76.6255 | 0.31284 | 76 | 0.93836
75368 | 5.565 | 0.8 | 365 | 5.066 | 0.20227 | 5 | 0.26831
75487 | 212.8 | 0.6 | 365 | 145.2901 | 0.59353 | 145 | 0.88367
77514 | 4.875 | 0.8 | 365 | 4.4379 | 0.9373 | 5 | 0.37521
77668 | 6.9 | 0.8 | 365 | 6.2813 | 0.64972 | 6 | 0.93106
78068 | 7.95 | 0.8 | 365 | 7.2372 | 0.57468 | 7 | 0.81187
78377 | 8.775 | 0.8 | 365 | 7.9882 | 0.087144 | 8 | 0.075371
79280 | 6.3 | 0.8 | 365 | 5.7351 | 0.54974 | 6 | 0.28488
79286 | 6 | 0.8 | 365 | 5.462 | 0.99976 | 6 | 0.46179
79676 | 6.67 | 0.8 | 365 | 6.072 | 0.22806 | 6 | 0.30003
79685 | 6.09 | 0.8 | 365 | 5.544 | 0.16475 | 5 | 0.70872
79694 | 8.12 | 0.8 | 365 | 7.392 | 0.88634 | 8 | 0.27829
79695 | 17.385 | 0.8 | 365 | 15.8262 | 0.8718 | 16 | 0.69804
79708 | 5.58 | 0.8 | 365 | 5.0797 | 0.22977 | 5 | 0.30947
79711 | 10.395 | 0.8 | 365 | 9.463 | 0.057079 | 9 | 0.52005
79739 | 2.9 | 0.8 | 365 | 2.64 | 0.31655 | 2 | 0.95653
79740 | 7.28 | 0.8 | 365 | 6.6273 | 0.34637 | 6 | 0.97364
79742 | 5.22 | 0.8 | 365 | 4.752 | 0.56979 | 5 | 0.32176
79745 | 9.57 | 0.8 | 365 | 8.7119 | 0.54461 | 9 | 0.25656
79747 | 7.98 | 0.8 | 365 | 7.2645 | 0.62968 | 7 | 0.89418
79763 | 9.28 | 0.8 | 365 | 8.4479 | 0.012957 | 8 | 0.4609
79771 | 8.1 | 0.8 | 365 | 7.3737 | 0.84967 | 8 | 0.22342
79789 | 5.95 | 0.8 | 365 | 5.4165 | 0.90809 | 6 | 0.32461
79790 | 4.65 | 0.8 | 365 | 4.2331 | 0.52481 | 4 | 0.75789
79791 | 4.64 | 0.8 | 365 | 4.224 | 0.50648 | 4 | 0.73045
79793 | 6.38 | 0.8 | 365 | 5.808 | 0.69641 | 6 | 0.50437
79794 | 7.41 | 0.8 | 365 | 6.7456 | 0.5847 | 7 | 0.33031
79795 | 10.73 | 0.8 | 365 | 9.7679 | 0.67123 | 10 | 0.43917
79796 | 5.9 | 0.8 | 365 | 5.371 | 0.81643 | 6 | 0.18743
79797 | 6.67 | 0.8 | 365 | 6.072 | 0.22806 | 6 | 0.30003
79798 | 6.9 | 0.8 | 365 | 6.2813 | 0.64972 | 6 | 0.93106
79799 | 4.64 | 0.8 | 365 | 4.224 | 0.50648 | 4 | 0.73045
79801 | 9.9 | 0.8 | 365 | 9.0124 | 0.1496 | 9 | 0.16196
79802 | 8.41 | 0.8 | 365 | 7.656 | 0.41799 | 8 | 0.073945
79803 | 6.38 | 0.8 | 365 | 5.808 | 0.69641 | 6 | 0.50437
79805 | 10.15 | 0.8 | 365 | 9.2399 | 0.60792 | 9 | 0.84786
79806 | 12.18 | 0.8 | 365 | 11.0879 | 0.32951 | 11 | 0.41744
79807 | 6.38 | 0.8 | 365 | 5.808 | 0.69641 | 6 | 0.50437
79808 | 7.25 | 0.8 | 365 | 6.6 | 0.29137 | 6 | 0.89133
79809 | 6.38 | 0.8 | 365 | 5.808 | 0.69641 | 6 | 0.50437
79810 | 3.48 | 0.8 | 365 | 3.168 | 0.37986 | 3 | 0.54784
79811 | 5.985 | 0.8 | 365 | 5.4484 | 0.97226 | 6 | 0.42064
79815 | 4.8 | 0.8 | 365 | 4.3696 | 0.79981 | 5 | 0.16943
79816 | 9 | 0.8 | 365 | 8.1931 | 0.49964 | 8 | 0.69269
79817 | 4.5 | 0.8 | 365 | 4.0965 | 0.24982 | 4 | 0.34634
79819 | 6.16 | 0.8 | 365 | 5.6077 | 0.29308 | 5 | 0.90077
79820 | 6.867 | 0.8 | 365 | 6.2513 | 0.58922 | 6 | 0.84052
79822 | 3.08 | 0.8 | 365 | 2.8038 | 0.64654 | 3 | 0.45039
79823 | 9.9 | 0.8 | 365 | 9.0124 | 0.1496 | 9 | 0.16196
79824 | 11.44 | 0.8 | 365 | 10.4143 | 0.97287 | 11 | 0.38715
79825 | 8.395 | 0.8 | 365 | 7.6423 | 0.39049 | 8 | 0.032791
79828 | 5.94 | 0.8 | 365 | 5.4074 | 0.88976 | 6 | 0.29717
79829 | 5.76 | 0.8 | 365 | 5.2436 | 0.55977 | 5 | 0.80332
79830 | 4.95 | 0.8 | 365 | 4.5062 | 0.074799 | 4 | 0.58098
79832 | 12.39 | 0.8 | 365 | 11.2791 | 0.7145 | 11 | 0.9936
79837 | 7.98 | 0.8 | 365 | 7.2645 | 0.62968 | 7 | 0.89418
79838 | 9.12 | 0.8 | 365 | 8.3023 | 0.71963 | 9 | 0.021924
79844 | 6.5 | 0.8 | 365 | 5.9172 | 0.9164 | 6 | 0.83361
79845 | 6.6 | 0.8 | 365 | 6.0082 | 0.099732 | 6 | 0.10797
79846 | 5.9 | 0.8 | 365 | 5.371 | 0.81643 | 6 | 0.18743
79848 | 5.85 | 0.8 | 365 | 5.3255 | 0.72476 | 6 | 0.050247
79855 | 6.72 | 0.8 | 365 | 6.1175 | 0.31973 | 6 | 0.43721
79856 | 3.9 | 0.8 | 365 | 3.5503 | 0.14984 | 3 | 0.70016
79858 | 11.505 | 0.8 | 365 | 10.4735 | 0.092034 | 10 | 0.56549
79861 | 7.2 | 0.8 | 365 | 6.5544 | 0.19971 | 6 | 0.75415
79862 | 4.68 | 0.8 | 365 | 4.2604 | 0.57981 | 4 | 0.8402
79864 | 6.12 | 0.8 | 365 | 5.5713 | 0.21975 | 5 | 0.79103
79866 | 9.72 | 0.8 | 365 | 8.8485 | 0.81961 | 9 | 0.6681
79868 | 10.44 | 0.8 | 365 | 9.5039 | 0.13958 | 9 | 0.64352
79869 | 7.56 | 0.8 | 365 | 6.8822 | 0.85969 | 7 | 0.74186
79870 | 5.1 | 0.8 | 365 | 4.6427 | 0.34979 | 4 | 0.99252
79871 | 5.25 | 0.8 | 365 | 4.7793 | 0.62479 | 5 | 0.40407
79872 | 11.31 | 0.8 | 365 | 10.2959 | 0.73454 | 11 | 0.030478
79873 | 7.705 | 0.8 | 365 | 7.0142 | 0.12552 | 7 | 0.13968
79874 | 3.6 | 0.8 | 365 | 3.2772 | 0.59985 | 3 | 0.87708
79875 | 11.505 | 0.8 | 365 | 10.4735 | 0.092034 | 10 | 0.56549
79876 | 9.715 | 0.8 | 365 | 8.8439 | 0.81044 | 9 | 0.65438
79878 | 7.2 | 0.8 | 365 | 6.5544 | 0.19971 | 6 | 0.75415
79879 | 8.25 | 0.8 | 365 | 7.5103 | 0.12467 | 7 | 0.63496
79881 | 10.8 | 0.8 | 365 | 9.8317 | 0.79956 | 10 | 0.63123
79882 | 6.89 | 1 | 365 | 7.8403 | 0.78923 | 8 | 0.62953
79883 | 9.28 | 0.8 | 365 | 8.4479 | 0.012957 | 8 | 0.4609
79888 | 9.81 | 0.8 | 365 | 8.9304 | 0.9846 | 9 | 0.91503
79889 | 11.4 | 0.8 | 365 | 10.3779 | 0.89954 | 11 | 0.2774
79890 | 5.7 | 0.8 | 365 | 5.1889 | 0.44977 | 5 | 0.6387
79891 | 7.194 | 0.8 | 365 | 6.549 | 0.18871 | 6 | 0.73769
79893 | 7.2 | 0.8 | 365 | 6.5544 | 0.19971 | 6 | 0.75415
79894 | 12.06 | 0.8 | 365 | 10.9787 | 0.10951 | 11 | 0.088202
79896 | 6.7 | 0.8 | 365 | 6.0993 | 0.28306 | 6 | 0.38233
79897 | 9.425 | 0.8 | 365 | 8.5799 | 0.27878 | 8 | 0.85873
79898 | 7.68 | 0.8 | 365 | 6.9914 | 0.079689 | 7 | 0.071094
79899 | 5.2 | 0.8 | 365 | 4.7338 | 0.53312 | 5 | 0.26689
79900 | 10.18 | 0.8 | 365 | 9.2673 | 0.66292 | 9 | 0.93017
79902 | 11.88 | 0.8 | 365 | 10.8148 | 0.77952 | 11 | 0.59435
79903 | 9 | 0.8 | 365 | 8.1931 | 0.49964 | 8 | 0.69269
79904 | 10.5 | 0.8 | 365 | 9.5586 | 0.24957 | 9 | 0.80814
79905 | 8.7 | 0.8 | 365 | 7.92 | 0.94965 | 8 | 0.8696
79906 | 14.52 | 0.8 | 365 | 13.2181 | 0.61941 | 13 | 0.83754
79909 | 4.06 | 0.8 | 365 | 3.696 | 0.44317 | 4 | 0.13915
79910 | 10.24 | 0.8 | 365 | 9.3219 | 0.77292 | 10 | 0.094792
79631 | 6 | 1 | 365 | 6.8275 | 0.7497 | 7 | 0.57724
79915 | 9 | 0.8 | 365 | 8.1931 | 0.49964 | 8 | 0.69269
79912 | 5.985 | 0.8 | 365 | 5.4484 | 0.97226 | 6 | 0.42064
79917 | 5.76 | 0.8 | 365 | 5.2436 | 0.55977 | 5 | 0.80332
79921 | 8.55 | 0.8 | 365 | 7.7834 | 0.67465 | 8 | 0.45805
79925 | 3.42 | 0.8 | 365 | 3.1134 | 0.26986 | 3 | 0.38322
79923 | 9.9 | 0.8 | 365 | 9.0124 | 0.1496 | 9 | 0.16196
79926 | 8.375 | 0.8 | 365 | 7.6241 | 0.35383 | 7 | 0.97792
79924 | 8.58 | 0.8 | 365 | 7.8107 | 0.72965 | 8 | 0.54036
79927 | 5.04 | 0.8 | 365 | 4.5881 | 0.2398 | 4 | 0.82791
79929 | 2.28 | 0.8 | 365 | 2.0756 | 0.17991 | 2 | 0.25548
79928 | 9.92 | 0.8 | 365 | 9.0306 | 0.18626 | 9 | 0.21683
79930 | 7.98 | 0.8 | 365 | 7.2645 | 0.62968 | 7 | 0.89418
79933 | 7.59 | 0.8 | 365 | 6.9095 | 0.91469 | 7 | 0.82417
79934 | 11.16 | 0.8 | 365 | 10.1594 | 0.45955 | 10 | 0.61893
79935 | 9.57 | 0.8 | 365 | 8.7119 | 0.54461 | 9 | 0.25656
79937 | 5.13 | 0.8 | 365 | 4.67 | 0.40479 | 5 | 0.074832
79938 | 5.985 | 0.8 | 365 | 5.4484 | 0.97226 | 6 | 0.42064
79939 | 8.04 | 0.8 | 365 | 7.3191 | 0.73967 | 8 | 0.058801
79941 | 4.05 | 0.8 | 365 | 3.6869 | 0.42484 | 4 | 0.11171
79940 | 10.44 | 0.8 | 365 | 9.5039 | 0.13958 | 9 | 0.64352
79166 | 7.98 | 0.8 | 365 | 7.2645 | 0.62968 | 7 | 0.89418
79172 | 6.84 | 0.8 | 365 | 6.2267 | 0.53972 | 6 | 0.76644
79179 | 3.42 | 0.8 | 365 | 3.1134 | 0.26986 | 3 | 0.38322
79183 | 10.92 | 0.8 | 365 | 9.9409 | 0.019557 | 9 | 0.96046
49631 | 3.18 | 0.8 | 365 | 2.8949 | 0.82987 | 3 | 0.72475
79185 | 8.55 | 0.8 | 365 | 7.7834 | 0.67465 | 8 | 0.45805
79186 | 2.32 | 0.8 | 365 | 2.112 | 0.25324 | 2 | 0.36523
49635 | 5.83 | 0.8 | 365 | 5.3073 | 0.6881 | 5 | 0.99537
79942 | 14.52 | 0.8 | 365 | 13.2181 | 0.61941 | 13 | 0.83754
79945 | 10.26 | 0.8 | 365 | 9.3401 | 0.80958 | 10 | 0.14966
79946 | 7.04 | 0.8 | 365 | 6.4088 | 0.90638 | 7 | 0.31517
79948 | 14.08 | 0.8 | 365 | 12.8176 | 0.81276 | 13 | 0.63034
79949 | 11.02 | 0.8 | 365 | 10.0319 | 0.20289 | 10 | 0.23482
79950 | 9.975 | 0.8 | 365 | 9.0806 | 0.2871 | 9 | 0.36773
79953 | 6.6 | 0.8 | 365 | 6.0082 | 0.099732 | 6 | 0.10797
79792 | 8.555 | 0.8 | 365 | 7.788 | 0.68382 | 8 | 0.47177
79955 | 3.19 | 0.8 | 365 | 2.904 | 0.8482 | 3 | 0.75219
79956 | 8.7 | 0.8 | 365 | 7.92 | 0.94965 | 8 | 0.8696
79958 | 5.22 | 0.8 | 365 | 4.752 | 0.56979 | 5 | 0.32176
79959 | 10.73 | 0.8 | 365 | 9.7679 | 0.67123 | 10 | 0.43917
79960 | 4.03 | 0.8 | 365 | 3.6687 | 0.38817 | 4 | 0.056837
79962 | 4.56 | 0.8 | 365 | 4.1511 | 0.35982 | 4 | 0.51096
79963 | 3.77 | 0.8 | 365 | 3.432 | 0.91151 | 4 | 0.34349
79965 | 7.25 | 0.8 | 365 | 6.6 | 0.29137 | 6 | 0.89133
79964 | 3.9 | 0.8 | 365 | 3.5503 | 0.14984 | 3 | 0.70016
79966 | 7.245 | 0.8 | 365 | 6.5954 | 0.28221 | 6 | 0.87761
79892 | 4.06 | 0.8 | 365 | 3.696 | 0.44317 | 4 | 0.13915
79974 | 11.685 | 0.8 | 365 | 10.6373 | 0.42203 | 11 | 0.05934
79977 | 6.09 | 0.8 | 365 | 5.544 | 0.16475 | 5 | 0.70872
79979 | 5.8 | 0.8 | 365 | 5.28 | 0.6331 | 5 | 0.91307
79978 | 3.9 | 0.8 | 365 | 3.5503 | 0.14984 | 3 | 0.70016
79982 | 9.69 | 0.8 | 365 | 8.8212 | 0.76461 | 9 | 0.58579
79985 | 6.4 | 0.8 | 365 | 5.8262 | 0.73307 | 6 | 0.55924
79986 | 5.7 | 0.8 | 365 | 5.1889 | 0.44977 | 5 | 0.6387
79987 | 4.48 | 0.8 | 365 | 4.0783 | 0.21315 | 4 | 0.29147
80004 | 13.2 | 0.8 | 365 | 12.0165 | 0.19946 | 12 | 0.21594
79693 | 11.895 | 0.8 | 365 | 10.8285 | 0.80702 | 11 | 0.6355
65256 | 68 | 0.9 | 365 | 69.6409 | 0.2469 | 69 | 0.88785
79988 | 5.44 | 0.8 | 365 | 4.9522 | 0.97311 | 5 | 0.92536
79989 | 7.37 | 0.8 | 365 | 6.7092 | 0.51137 | 7 | 0.22057
79991 | 7.695 | 0.8 | 365 | 7.0051 | 0.10719 | 7 | 0.11225
79992 | 5.985 | 0.8 | 365 | 5.4484 | 0.97226 | 6 | 0.42064
79993 | 6.44 | 0.8 | 365 | 5.8626 | 0.80641 | 6 | 0.66899
79773 | 6.21 | 0.8 | 365 | 5.6532 | 0.38475 | 6 | 0.037955
79994 | 6.4 | 0.8 | 365 | 5.8262 | 0.73307 | 6 | 0.55924
79995 | 7 | 0.8 | 365 | 6.3724 | 0.83305 | 7 | 0.20542
79996 | 10.73 | 0.8 | 365 | 9.7679 | 0.67123 | 10 | 0.43917
79843 | 6.9 | 0.8 | 365 | 6.2813 | 0.64972 | 6 | 0.93106
79997 | 5.32 | 0.8 | 365 | 4.843 | 0.75312 | 5 | 0.59612
79999 | 10.44 | 0.8 | 365 | 9.5039 | 0.13958 | 9 | 0.64352
80000 | 7.665 | 0.8 | 365 | 6.9777 | 0.052189 | 7 | 0.029939
79162 | 6.84 | 0.8 | 365 | 6.2267 | 0.53972 | 6 | 0.76644
80005 | 7.92 | 0.8 | 365 | 7.2099 | 0.51968 | 7 | 0.72957
80006 | 3.24 | 0.8 | 365 | 2.9495 | 0.93987 | 3 | 0.88937
80008 | 6.5 | 0.8 | 365 | 5.9172 | 0.9164 | 6 | 0.83361
80010 | 6.03 | 0.8 | 365 | 5.4893 | 0.054756 | 5 | 0.5441
80011 | 8.96 | 0.8 | 365 | 8.1566 | 0.4263 | 8 | 0.58294
80012 | 9.45 | 0.8 | 365 | 8.6027 | 0.32462 | 8 | 0.92732
80013 | 9.684 | 0.8 | 365 | 8.8157 | 0.75361 | 9 | 0.56933
80014 | 10.15 | 0.8 | 365 | 9.2399 | 0.60792 | 9 | 0.84786
80015 | 6.3 | 0.8 | 365 | 5.7351 | 0.54974 | 6 | 0.28488
80018 | 4.64 | 0.8 | 365 | 4.224 | 0.50648 | 4 | 0.73045
80019 | 2.32 | 0.8 | 365 | 2.112 | 0.25324 | 2 | 0.36523
80020 | 11.4 | 0.8 | 365 | 10.3779 | 0.89954 | 11 | 0.2774
80021 | 9.57 | 0.8 | 365 | 8.7119 | 0.54461 | 9 | 0.25656
56093 | 2673 | 1 | 365 | 3041.6709 | 0.48957 | 3042 | 0.16042
35331 | 1391.94 | 1 | 365 | 1583.9219 | 0.79198 | 1584 | 0.71391
79984 | 3.924 | 0.8 | 365 | 3.5722 | 0.19384 | 3 | 0.76601
80003 | 7.2 | 1 | 365 | 8.1931 | 0.49964 | 8 | 0.69269
80028 | 6.75 | 0.8 | 365 | 6.1448 | 0.37473 | 6 | 0.51952
80031 | 6.6 | 0.8 | 365 | 6.0082 | 0.099732 | 6 | 0.10797
80033 | 9.24 | 0.8 | 365 | 8.4115 | 0.93963 | 9 | 0.35116
80034 | 5.7 | 0.8 | 365 | 5.1889 | 0.44977 | 5 | 0.6387
80035 | 8.91 | 0.8 | 365 | 8.1111 | 0.33464 | 8 | 0.44576
80036 | 3.835 | 0.8 | 365 | 3.4912 | 0.030678 | 3 | 0.52183
80037 | 12.9 | 0.8 | 365 | 11.7434 | 0.64948 | 12 | 0.39285
80038 | 4.5 | 0.8 | 365 | 4.0965 | 0.24982 | 4 | 0.34634
80039 | 5.232 | 0.8 | 365 | 4.7629 | 0.59179 | 5 | 0.35468
80040 | 11.16 | 0.8 | 365 | 10.1594 | 0.45955 | 10 | 0.61893
80043 | 7.2 | 0.8 | 365 | 6.5544 | 0.19971 | 6 | 0.75415
80045 | 12.825 | 0.8 | 365 | 11.6751 | 0.51198 | 12 | 0.18708
80046 | 11.6 | 0.8 | 365 | 10.5599 | 0.2662 | 10 | 0.82613
80047 | 11.55 | 0.8 | 365 | 10.5144 | 0.17453 | 10 | 0.68895
80048 | 13.3 | 0.8 | 365 | 12.1075 | 0.38279 | 12 | 0.49031
80049 | 8.96 | 0.8 | 365 | 8.1566 | 0.4263 | 8 | 0.58294
80053 | 9.9 | 0.8 | 365 | 9.0124 | 0.1496 | 9 | 0.16196
78058 | 9.92 | 0.8 | 365 | 9.0306 | 0.18626 | 9 | 0.21683
80086 | 10.73 | 0.8 | 365 | 9.7679 | 0.67123 | 10 | 0.43917
80088 | 14.85 | 0.8 | 365 | 13.5185 | 0.2244 | 13 | 0.74294
80090 | 9.28 | 0.8 | 365 | 8.4479 | 0.012957 | 8 | 0.4609
80089 | 5.985 | 0.8 | 365 | 5.4484 | 0.97226 | 6 | 0.42064
80091 | 19.43 | 0.8 | 365 | 17.6879 | 0.62088 | 18 | 0.30877
80093 | 10.385 | 0.8 | 365 | 9.4539 | 0.038746 | 9 | 0.49262
80094 | 8.375 | 0.8 | 365 | 7.6241 | 0.35383 | 7 | 0.97792
80095 | 4.56 | 0.8 | 365 | 4.1511 | 0.35982 | 4 | 0.51096
80096 | 14.85 | 0.8 | 365 | 13.5185 | 0.2244 | 13 | 0.74294
80097 | 9.24 | 0.8 | 365 | 8.4115 | 0.93963 | 9 | 0.35116
80098 | 8.96 | 0.8 | 365 | 8.1566 | 0.4263 | 8 | 0.58294
80099 | 3.77 | 0.8 | 365 | 3.432 | 0.91151 | 4 | 0.34349
80100 | 12.8 | 0.8 | 365 | 11.6523 | 0.46615 | 12 | 0.11849
80101 | 5.4 | 0.8 | 365 | 4.9158 | 0.89978 | 5 | 0.81561
80102 | 5.7 | 0.8 | 365 | 5.1889 | 0.44977 | 5 | 0.6387
80103 | 4.2 | 0.8 | 365 | 3.8234 | 0.69983 | 4 | 0.52325
80104 | 6.84 | 0.8 | 365 | 6.2267 | 0.53972 | 6 | 0.76644
80105 | 5.94 | 0.8 | 365 | 5.4074 | 0.88976 | 6 | 0.29717
80107 | 7.695 | 0.8 | 365 | 7.0051 | 0.10719 | 7 | 0.11225
80114 | 4.32 | 0.8 | 365 | 3.9327 | 0.91982 | 4 | 0.85249
80113 | 15.41 | 0.8 | 365 | 14.0283 | 0.25104 | 14 | 0.27937
80115 | 6.555 | 0.8 | 365 | 5.9673 | 0.017234 | 5 | 0.98451
80117 | 12.25 | 0.8 | 365 | 11.1517 | 0.45784 | 11 | 0.60949
80119 | 10.385 | 0.8 | 365 | 9.4539 | 0.038746 | 9 | 0.49262
76768 | 7.848 | 0.8 | 365 | 7.1443 | 0.38768 | 7 | 0.53202
76771 | 9.715 | 0.8 | 365 | 8.8439 | 0.81044 | 9 | 0.65438
80056 | 7.521 | 0.8 | 365 | 6.8467 | 0.7882 | 7 | 0.63486
80058 | 13.08 | 0.8 | 365 | 11.9072 | 0.97947 | 12 | 0.88671
80060 | 10.464 | 0.8 | 365 | 9.5258 | 0.18358 | 9 | 0.70937
80061 | 7.194 | 0.8 | 365 | 6.549 | 0.18871 | 6 | 0.73769
80065 | 5.76 | 0.8 | 365 | 5.2436 | 0.55977 | 5 | 0.80332
80066 | 5.232 | 0.8 | 365 | 4.7629 | 0.59179 | 5 | 0.35468
80124 | 7.8 | 0.8 | 365 | 7.1006 | 0.29968 | 7 | 0.40033
80126 | 9.38 | 0.8 | 365 | 8.539 | 0.19629 | 8 | 0.73527
80129 | 2 | 0.8 | 365 | 1.8207 | 0.66659 | 2 | 0.48726
80130 | 9.25 | 0.8 | 365 | 8.4206 | 0.95796 | 9 | 0.3786
80131 | 13.12 | 0.8 | 365 | 11.9437 | 0.052802 | 11 | 0.99645
80132 | 12.32 | 0.8 | 365 | 11.2154 | 0.58617 | 11 | 0.80155
80135 | 6.3 | 0.8 | 365 | 5.7351 | 0.54974 | 6 | 0.28488
80134 | 9.57 | 0.8 | 365 | 8.7119 | 0.54461 | 9 | 0.25656
80139 | 7.54 | 0.8 | 365 | 6.864 | 0.82303 | 7 | 0.68699
80080 | 9.69 | 0.8 | 365 | 8.8212 | 0.76461 | 9 | 0.58579
80140 | 8.12 | 0.8 | 365 | 7.392 | 0.88634 | 8 | 0.27829
80141 | 12.48 | 0.8 | 365 | 11.361 | 0.87949 | 12 | 0.24053
80138 | 5.985 | 0.8 | 365 | 5.4484 | 0.97226 | 6 | 0.42064
80144 | 3.99 | 0.8 | 365 | 3.6323 | 0.31484 | 3 | 0.94709
80145 | 11.6 | 0.8 | 365 | 10.5599 | 0.2662 | 10 | 0.82613
80146 | 6.6 | 0.8 | 365 | 6.0082 | 0.099732 | 6 | 0.10797
80081 | 12.825 | 0.8 | 365 | 11.6751 | 0.51198 | 12 | 0.18708
80148 | 3.99 | 0.8 | 365 | 3.6323 | 0.31484 | 3 | 0.94709
78733 | 3.96 | 0.8 | 365 | 3.6049 | 0.25984 | 3 | 0.86478
79779 | 45.15 | 0.6 | 365 | 30.8264 | 0.079877 | 30 | 0.90624
79787 | 10.92 | 0.8 | 365 | 9.9409 | 0.019557 | 9 | 0.96046
79818 | 11.84 | 0.8 | 365 | 10.7784 | 0.70619 | 11 | 0.4846
79831 | 24.9 | 0.8 | 365 | 22.6674 | 0.64899 | 23 | 0.31644
79842 | 6.96 | 0.8 | 365 | 6.336 | 0.75972 | 7 | 0.095679
79887 | 13 | 0.8 | 365 | 11.8344 | 0.83281 | 12 | 0.66722
79922 | 11.315 | 0.8 | 365 | 10.3005 | 0.74371 | 11 | 0.044196
79957 | 12.18 | 0.8 | 365 | 11.0879 | 0.32951 | 11 | 0.41744
79967 | 22.8 | 0.8 | 365 | 20.7557 | 0.79908 | 21 | 0.55481
78809 | 7.67 | 0.8 | 365 | 6.9823 | 0.061356 | 7 | 0.043657
80083 | 12.18 | 0.8 | 365 | 11.0879 | 0.32951 | 11 | 0.41744
80075 | 4.64 | 0.8 | 365 | 4.224 | 0.50648 | 4 | 0.73045
80084 | 7.54 | 0.8 | 365 | 6.864 | 0.82303 | 7 | 0.68699
80062 | 7.194 | 0.8 | 365 | 6.549 | 0.18871 | 6 | 0.73769
76769 | 10.464 | 0.8 | 365 | 9.5258 | 0.18358 | 9 | 0.70937
76765 | 8.829 | 0.8 | 365 | 8.0374 | 0.18614 | 8 | 0.22353
76766 | 9.156 | 0.8 | 365 | 8.3351 | 0.78563 | 9 | 0.12069
76763 | 7.92 | 0.8 | 365 | 7.2099 | 0.51968 | 7 | 0.72957
73223 | 10.15 | 0.8 | 365 | 9.2399 | 0.60792 | 9 | 0.84786
79683 | 11.4 | 0.8 | 365 | 10.3779 | 0.89954 | 11 | 0.2774
79518 | 13.68 | 0.8 | 365 | 12.4534 | 0.079446 | 12 | 0.53289
79620 | 4.62 | 0.8 | 365 | 4.2058 | 0.46981 | 4 | 0.67558
79167 | 9.18 | 0.8 | 365 | 8.3569 | 0.82963 | 9 | 0.18654
79181 | 4.96 | 0.8 | 365 | 4.5153 | 0.093132 | 4 | 0.60841
77734 | 8.265 | 0.8 | 365 | 7.524 | 0.15216 | 7 | 0.67612
77809 | 8.265 | 0.8 | 365 | 7.524 | 0.15216 | 7 | 0.67612
79623 | 10.05 | 0.8 | 365 | 9.1489 | 0.42459 | 9 | 0.5735
79194 | 6.3 | 0.8 | 365 | 5.7351 | 0.54974 | 6 | 0.28488
79436 | 6.6 | 0.8 | 365 | 6.0082 | 0.099732 | 6 | 0.10797
79936 | 8.54 | 0.8 | 365 | 7.7743 | 0.65632 | 8 | 0.43062
79972 | 9.45 | 0.8 | 365 | 8.6027 | 0.32462 | 8 | 0.92732
78978 | 12.24 | 0.8 | 365 | 11.1426 | 0.4395 | 11 | 0.58206
79416 | 12.71 | 0.8 | 365 | 11.5704 | 0.30115 | 11 | 0.87156
79681 | 9.57 | 0.8 | 365 | 8.7119 | 0.54461 | 9 | 0.25656
80064 | 10.137 | 0.8 | 365 | 9.2281 | 0.58409 | 9 | 0.8122
79485 | 6.09 | 0.8 | 365 | 5.544 | 0.16475 | 5 | 0.70872
79486 | 2.655 | 0.8 | 365 | 2.417 | 0.86739 | 3 | 0.28434
79488 | 6.96 | 0.8 | 365 | 6.336 | 0.75972 | 7 | 0.095679
79919 | 7.32 | 0.8 | 365 | 6.6637 | 0.4197 | 7 | 0.083386
79459 | 12.8 | 0.8 | 365 | 11.6523 | 0.46615 | 12 | 0.11849
79914 | 4.48 | 0.8 | 365 | 4.0783 | 0.21315 | 4 | 0.29147
79916 | 6.21 | 0.8 | 365 | 5.6532 | 0.38475 | 6 | 0.037955
76541 | 8.125 | 0.8 | 365 | 7.3965 | 0.8955 | 8 | 0.29201
80155 | 2.97 | 0.8 | 365 | 2.7037 | 0.44488 | 3 | 0.14859
80164 | 5.61 | 0.8 | 365 | 5.107 | 0.28477 | 5 | 0.39178
80152 | 5.8 | 0.8 | 365 | 5.28 | 0.6331 | 5 | 0.91307
80153 | 7.25 | 0.8 | 365 | 6.6 | 0.29137 | 6 | 0.89133
80154 | 12.18 | 0.8 | 365 | 11.0879 | 0.32951 | 11 | 0.41744
80157 | 12.18 | 0.8 | 365 | 11.0879 | 0.32951 | 11 | 0.41744
80159 | 8.99 | 0.8 | 365 | 8.1839 | 0.4813 | 8 | 0.66525
80160 | 11.4 | 0.8 | 365 | 10.3779 | 0.89954 | 11 | 0.2774
80162 | 11.89 | 0.8 | 365 | 10.8239 | 0.79785 | 11 | 0.62178
80165 | 8.12 | 0.8 | 365 | 7.392 | 0.88634 | 8 | 0.27829
80166 | 9.975 | 0.8 | 365 | 9.0806 | 0.2871 | 9 | 0.36773
80168 | 2.9 | 0.8 | 365 | 2.64 | 0.31655 | 2 | 0.95653
80170 | 4.86 | 0.8 | 365 | 4.4242 | 0.9098 | 5 | 0.33405
80172 | 10.26 | 0.8 | 365 | 9.3401 | 0.80958 | 10 | 0.14966
80173 | 9.045 | 0.8 | 365 | 8.234 | 0.58213 | 8 | 0.81615
80175 | 6.555 | 0.8 | 365 | 5.9673 | 0.017234 | 5 | 0.98451
80177 | 5.985 | 0.8 | 365 | 5.4484 | 0.97226 | 6 | 0.42064
80178 | 11.02 | 0.8 | 365 | 10.0319 | 0.20289 | 10 | 0.23482
80169 | 5.7 | 0.8 | 365 | 5.1889 | 0.44977 | 5 | 0.6387
80180 | 7.59 | 0.8 | 365 | 6.9095 | 0.91469 | 7 | 0.82417
80181 | 2.565 | 0.8 | 365 | 2.335 | 0.7024 | 3 | 0.037416
80182 | 6.555 | 0.8 | 365 | 5.9673 | 0.017234 | 5 | 0.98451
80183 | 5.61 | 0.8 | 365 | 5.107 | 0.28477 | 5 | 0.39178
80184 | 10.83 | 0.8 | 365 | 9.859 | 0.85456 | 10 | 0.71353
80161 | 3.19 | 0.8 | 365 | 2.904 | 0.8482 | 3 | 0.75219
80185 | 11.39 | 0.8 | 365 | 10.3688 | 0.8812 | 11 | 0.24997
77710 | 3.48 | 0.8 | 365 | 3.168 | 0.37986 | 3 | 0.54784
78774 | 4.35 | 0.8 | 365 | 3.96 | 0.97482 | 4 | 0.9348
80163 | 8.7 | 0.8 | 365 | 7.92 | 0.94965 | 8 | 0.8696
80189 | 9.24 | 0.8 | 365 | 8.4115 | 0.93963 | 9 | 0.35116
80190 | 5.44 | 0.8 | 365 | 4.9522 | 0.97311 | 5 | 0.92536
80072 | 3.99 | 0.8 | 365 | 3.6323 | 0.31484 | 3 | 0.94709
80070 | 6.09 | 0.8 | 365 | 5.544 | 0.16475 | 5 | 0.70872
80074 | 4.35 | 0.8 | 365 | 3.96 | 0.97482 | 4 | 0.9348
80071 | 4.93 | 0.8 | 365 | 4.488 | 0.038134 | 4 | 0.52611
79971 | 5.88 | 0.8 | 365 | 5.3528 | 0.77976 | 6 | 0.13256
80069 | 4.48 | 0.8 | 365 | 4.0783 | 0.21315 | 4 | 0.29147
80205 | 5.1 | 0.8 | 365 | 4.6427 | 0.34979 | 4 | 0.99252
80068 | 4.64 | 0.8 | 365 | 4.224 | 0.50648 | 4 | 0.73045
80073 | 2.9 | 0.8 | 365 | 2.64 | 0.31655 | 2 | 0.95653
80208 | 5.4 | 0.8 | 365 | 4.9158 | 0.89978 | 5 | 0.81561
80209 | 7.68 | 0.8 | 365 | 6.9914 | 0.079689 | 7 | 0.071094
80213 | 4.32 | 0.8 | 365 | 3.9327 | 0.91982 | 4 | 0.85249
76764 | 5.886 | 0.8 | 365 | 5.3583 | 0.79076 | 6 | 0.14902
80219 | 7.8 | 0.8 | 365 | 7.1006 | 0.29968 | 7 | 0.40033
80121 | 11.52 | 0.8 | 365 | 10.4871 | 0.11953 | 10 | 0.60664
80218 | 9.9 | 0.8 | 365 | 9.0124 | 0.1496 | 9 | 0.16196
80200 | 8.12 | 0.8 | 365 | 7.392 | 0.88634 | 8 | 0.27829
80133 | 4.06 | 0.8 | 365 | 3.696 | 0.44317 | 4 | 0.13915
80221 | 10.8 | 0.8 | 365 | 9.8317 | 0.79956 | 10 | 0.63123
80222 | 7.8 | 0.8 | 365 | 7.1006 | 0.29968 | 7 | 0.40033
80223 | 4.8 | 0.8 | 365 | 4.3696 | 0.79981 | 5 | 0.16943
80225 | 9.855 | 0.8 | 365 | 8.9714 | 0.067101 | 9 | 0.038493
80226 | 15.18 | 0.8 | 365 | 13.8189 | 0.82938 | 14 | 0.64833
80228 | 7.8 | 0.8 | 365 | 7.1006 | 0.29968 | 7 | 0.40033
80230 | 4.32 | 0.8 | 365 | 3.9327 | 0.91982 | 4 | 0.85249
80231 | 6.7 | 0.8 | 365 | 6.0993 | 0.28306 | 6 | 0.38233
80196 | 2.28 | 0.8 | 365 | 2.0756 | 0.17991 | 2 | 0.25548
79975 | 8.41 | 0.8 | 365 | 7.656 | 0.41799 | 8 | 0.073945
80167 | 2.9 | 0.8 | 365 | 2.64 | 0.31655 | 2 | 0.95653
80194 | 4.06 | 0.8 | 365 | 3.696 | 0.44317 | 4 | 0.13915
80202 | 4.64 | 0.8 | 365 | 4.224 | 0.50648 | 4 | 0.73045
80238 | 7.08 | 0.8 | 365 | 6.4452 | 0.97971 | 7 | 0.42491
80150 | 12.18 | 0.8 | 365 | 11.0879 | 0.32951 | 11 | 0.41744
64828 | 1236.15 | 0.8 | 365 | 1125.3158 | 0.22489 | 1125 | 0.5407
48979 | 2770.56 | 1 | 365 | 3152.6867 | 0.059625 | 3152 | 0.74634
80240 | 7.68 | 0.8 | 365 | 6.9914 | 0.079689 | 7 | 0.071094
79184 | 7.41 | 0.8 | 365 | 6.7456 | 0.5847 | 7 | 0.33031
79867 | 6.6 | 0.8 | 365 | 6.0082 | 0.099732 | 6 | 0.10797
79841 | 7.8 | 0.8 | 365 | 7.1006 | 0.29968 | 7 | 0.40033
79901 | 6.625 | 0.8 | 365 | 6.031 | 0.14556 | 6 | 0.17656
80236 | 6.38 | 0.8 | 365 | 5.808 | 0.69641 | 6 | 0.50437
80429 | 4.96 | 0.8 | 365 | 4.5153 | 0.093132 | 4 | 0.60841
80243 | 4.62 | 0.8 | 365 | 4.2058 | 0.46981 | 4 | 0.67558
80245 | 3.6 | 0.8 | 365 | 3.2772 | 0.59985 | 3 | 0.87708
80247 | 12.925 | 0.8 | 365 | 11.7661 | 0.69531 | 12 | 0.46144
80249 | 10.2 | 0.8 | 365 | 9.2855 | 0.69959 | 9 | 0.98505
80250 | 9.855 | 0.8 | 365 | 8.9714 | 0.067101 | 9 | 0.038493
80251 | 7.14 | 0.8 | 365 | 6.4998 | 0.089711 | 6 | 0.58953
80252 | 7.95 | 0.8 | 365 | 7.2372 | 0.57468 | 7 | 0.81187
80256 | 7.83 | 0.8 | 365 | 7.128 | 0.35468 | 7 | 0.48264
80257 | 12.32 | 0.8 | 365 | 11.2154 | 0.58617 | 11 | 0.80155
80258 | 6.63 | 0.8 | 365 | 6.0355 | 0.15473 | 6 | 0.19028
80259 | 4.35 | 0.8 | 365 | 3.96 | 0.97482 | 4 | 0.9348
80260 | 8.41 | 0.8 | 365 | 7.656 | 0.41799 | 8 | 0.073945
80261 | 4.35 | 0.8 | 365 | 3.96 | 0.97482 | 4 | 0.9348
80262 | 4.56 | 0.8 | 365 | 4.1511 | 0.35982 | 4 | 0.51096
80264 | 10.08 | 0.8 | 365 | 9.1762 | 0.47959 | 9 | 0.65581
80265 | 7.92 | 0.8 | 365 | 7.2099 | 0.51968 | 7 | 0.72957
80266 | 5.58 | 0.8 | 365 | 5.0797 | 0.22977 | 5 | 0.30947
80267 | 13.68 | 0.8 | 365 | 12.4534 | 0.079446 | 12 | 0.53289
80268 | 7.2 | 0.8 | 365 | 6.5544 | 0.19971 | 6 | 0.75415
80270 | 12.06 | 0.8 | 365 | 10.9787 | 0.10951 | 11 | 0.088202
80272 | 5.415 | 0.8 | 365 | 4.9295 | 0.92728 | 5 | 0.85677
80273 | 9.6 | 0.8 | 365 | 8.7393 | 0.59961 | 9 | 0.33887
80274 | 5.12 | 0.8 | 365 | 4.6609 | 0.38646 | 5 | 0.047396
80276 | 9.61 | 0.8 | 365 | 8.7484 | 0.61794 | 9 | 0.3663
80277 | 5.36 | 0.8 | 365 | 4.8794 | 0.82645 | 5 | 0.70587
80279 | 4.35 | 0.8 | 365 | 3.96 | 0.97482 | 4 | 0.9348
80234 | 5.51 | 0.8 | 365 | 5.016 | 0.10144 | 5 | 0.11741
80280 | 3.2 | 0.8 | 365 | 2.9131 | 0.86654 | 3 | 0.77962
80281 | 12.54 | 0.8 | 365 | 11.4157 | 0.98949 | 12 | 0.40515
80214 | 10.44 | 0.8 | 365 | 9.5039 | 0.13958 | 9 | 0.64352
80282 | 8.4 | 0.8 | 365 | 7.6468 | 0.39966 | 8 | 0.046509
80216 | 3.42 | 0.8 | 365 | 3.1134 | 0.26986 | 3 | 0.38322
80271 | 6.27 | 0.8 | 365 | 5.7078 | 0.49475 | 6 | 0.20257
80284 | 2.61 | 0.8 | 365 | 2.376 | 0.78489 | 3 | 0.16088
80289 | 5.36 | 0.8 | 365 | 4.8794 | 0.82645 | 5 | 0.70587
80285 | 6.38 | 0.8 | 365 | 5.808 | 0.69641 | 6 | 0.50437
80287 | 4.64 | 0.8 | 365 | 4.224 | 0.50648 | 4 | 0.73045
80292 | 2.9 | 0.8 | 365 | 2.64 | 0.31655 | 2 | 0.95653
80293 | 5.22 | 0.8 | 365 | 4.752 | 0.56979 | 5 | 0.32176
80295 | 4.93 | 0.8 | 365 | 4.488 | 0.038134 | 4 | 0.52611
80297 | 5.22 | 0.8 | 365 | 4.752 | 0.56979 | 5 | 0.32176
80298 | 2.32 | 0.8 | 365 | 2.112 | 0.25324 | 2 | 0.36523
80299 | 4.35 | 0.8 | 365 | 3.96 | 0.97482 | 4 | 0.9348
80300 | 8.41 | 0.8 | 365 | 7.656 | 0.41799 | 8 | 0.073945
80296 | 4.5 | 0.8 | 365 | 4.0965 | 0.24982 | 4 | 0.34634
79907 | 37.92 | 0.6 | 365 | 25.89 | 0.13885 | 26 | 0.028894
80302 | 12.6 | 0.8 | 365 | 11.4703 | 0.099489 | 11 | 0.56976
80303 | 7.7 | 0.8 | 365 | 7.0096 | 0.11635 | 7 | 0.12597
80306 | 4.32 | 0.8 | 365 | 3.9327 | 0.91982 | 4 | 0.85249
80224 | 6 | 0.8 | 365 | 5.462 | 0.99976 | 6 | 0.46179
80309 | 11.4 | 0.8 | 365 | 10.3779 | 0.89954 | 11 | 0.2774
80308 | 10.14 | 0.8 | 365 | 9.2308 | 0.58959 | 9 | 0.82043
80305 | 7.92 | 0.8 | 365 | 7.2099 | 0.51968 | 7 | 0.72957
80310 | 4.13 | 0.8 | 365 | 3.7597 | 0.5715 | 4 | 0.3312
80312 | 9.72 | 0.8 | 365 | 8.8485 | 0.81961 | 9 | 0.6681
80314 | 12.9 | 0.8 | 365 | 11.7434 | 0.64948 | 12 | 0.39285
79847 | 6.38 | 0.8 | 365 | 5.808 | 0.69641 | 6 | 0.50437
80318 | 4.62 | 0.8 | 365 | 4.2058 | 0.46981 | 4 | 0.67558
80317 | 8.04 | 0.8 | 365 | 7.3191 | 0.73967 | 8 | 0.058801
80319 | 18.3 | 0.8 | 365 | 16.6592 | 0.54926 | 17 | 0.20847
76762 | 20.88 | 0.8 | 365 | 19.0079 | 0.27915 | 19 | 0.28704
79573 | 6.6 | 0.8 | 365 | 6.0082 | 0.099732 | 6 | 0.10797
80320 | 8.64 | 0.8 | 365 | 7.8653 | 0.83965 | 8 | 0.70498
80321 | 8.58 | 0.8 | 365 | 7.8107 | 0.72965 | 8 | 0.54036
80323 | 10.73 | 0.8 | 365 | 9.7679 | 0.67123 | 10 | 0.43917
80322 | 12.16 | 0.8 | 365 | 11.0697 | 0.29284 | 11 | 0.36257
80327 | 11.16 | 0.8 | 365 | 10.1594 | 0.45955 | 10 | 0.61893
80329 | 3.6 | 0.8 | 365 | 3.2772 | 0.59985 | 3 | 0.87708
80331 | 11.48 | 0.8 | 365 | 10.4507 | 0.046201 | 10 | 0.4969
80333 | 7.56 | 0.8 | 365 | 6.8822 | 0.85969 | 7 | 0.74186
80334 | 5.76 | 0.8 | 365 | 5.2436 | 0.55977 | 5 | 0.80332
80335 | 7.83 | 0.8 | 365 | 7.128 | 0.35468 | 7 | 0.48264
80336 | 4.06 | 0.8 | 365 | 3.696 | 0.44317 | 4 | 0.13915
80339 | 6.96 | 0.8 | 365 | 6.336 | 0.75972 | 7 | 0.095679
80212 | 8.06 | 0.8 | 365 | 7.3373 | 0.77634 | 8 | 0.11367
80342 | 8.96 | 0.8 | 365 | 8.1566 | 0.4263 | 8 | 0.58294
80343 | 13.12 | 0.8 | 365 | 11.9437 | 0.052802 | 11 | 0.99645
80344 | 10.08 | 0.8 | 365 | 9.1762 | 0.47959 | 9 | 0.65581
80345 | 6.3 | 0.8 | 365 | 5.7351 | 0.54974 | 6 | 0.28488
80346 | 8.91 | 0.8 | 365 | 8.1111 | 0.33464 | 8 | 0.44576
80347 | 3.99 | 0.8 | 365 | 3.6323 | 0.31484 | 3 | 0.94709
80348 | 8.12 | 0.8 | 365 | 7.392 | 0.88634 | 8 | 0.27829
80350 | 4.575 | 0.8 | 365 | 4.1648 | 0.38731 | 4 | 0.55212
80351 | 6.365 | 0.8 | 365 | 5.7943 | 0.66891 | 6 | 0.46322
80352 | 6 | 0.8 | 365 | 5.462 | 0.99976 | 6 | 0.46179
80353 | 4.29 | 0.8 | 365 | 3.9054 | 0.86483 | 4 | 0.77018
80354 | 6.175 | 0.8 | 365 | 5.6213 | 0.32058 | 5 | 0.94193
80355 | 5.51 | 0.8 | 365 | 5.016 | 0.10144 | 5 | 0.11741
80357 | 5.94 | 0.8 | 365 | 5.4074 | 0.88976 | 6 | 0.29717
80358 | 5.6 | 0.8 | 365 | 5.0979 | 0.26644 | 5 | 0.36434
80360 | 14.7 | 0.8 | 365 | 13.382 | 0.9494 | 14 | 0.33139
80359 | 6.6 | 0.8 | 365 | 6.0082 | 0.099732 | 6 | 0.10797
80361 | 8.4 | 0.8 | 365 | 7.6468 | 0.39966 | 8 | 0.046509
80362 | 9.1 | 0.8 | 365 | 8.2841 | 0.68296 | 8 | 0.96705
80364 | 8.91 | 0.8 | 365 | 8.1111 | 0.33464 | 8 | 0.44576
79918 | 5.605 | 0.8 | 365 | 5.1025 | 0.27561 | 5 | 0.37806
80363 | 11.96 | 0.8 | 365 | 10.8877 | 0.92618 | 11 | 0.81384
80365 | 12.21 | 0.8 | 365 | 11.1152 | 0.38451 | 11 | 0.49975
79788 | 5.28 | 0.8 | 365 | 4.8066 | 0.67979 | 5 | 0.48638
80367 | 8.68 | 0.8 | 365 | 7.9017 | 0.91298 | 8 | 0.81473
79932 | 6.08 | 0.8 | 365 | 5.5349 | 0.14642 | 5 | 0.68128
76981 | 4.5 | 0.8 | 365 | 4.0965 | 0.24982 | 4 | 0.34634
79969 | 5.28 | 0.8 | 365 | 4.8066 | 0.67979 | 5 | 0.48638
80447 | 7.5 | 0.8 | 365 | 6.8275 | 0.7497 | 7 | 0.57724
80451 | 12 | 0.8 | 365 | 10.9241 | 0.99951 | 11 | 0.92358
68978 | 12.915 | 0.8 | 365 | 11.757 | 0.67698 | 12 | 0.43401
80229 | 11.9 | 0.8 | 365 | 10.833 | 0.81618 | 11 | 0.64922
34777 | 2805.75 | 1 | 365 | 3192.7303 | 0.70159 | 3193 | 0.43185
80239 | 4.02 | 0.8 | 365 | 3.6596 | 0.36984 | 4 | 0.029401
79235 | 10.44 | 0.8 | 365 | 9.5039 | 0.13958 | 9 | 0.64352
79719 | 5.6 | 0.8 | 365 | 5.0979 | 0.26644 | 5 | 0.36434
80368 | 10.24 | 0.8 | 365 | 9.3219 | 0.77292 | 10 | 0.094792
51494 | 1329.3 | 1 | 365 | 1512.6424 | 0.24515 | 1512 | 0.88752
78778 | 23.544 | 0.8 | 365 | 21.433 | 0.16305 | 21 | 0.59607
51297 | 1386.9 | 1 | 365 | 1578.1868 | 0.24223 | 1578 | 0.42903
80369 | 12.39 | 0.8 | 365 | 11.2791 | 0.7145 | 11 | 0.9936
80371 | 6.72 | 0.8 | 365 | 6.1175 | 0.31973 | 6 | 0.43721
80372 | 7.68 | 0.8 | 365 | 6.9914 | 0.079689 | 7 | 0.071094
80374 | 11.7 | 0.8 | 365 | 10.651 | 0.44953 | 11 | 0.10049
80377 | 11.89 | 0.8 | 365 | 10.8239 | 0.79785 | 11 | 0.62178
80379 | 6.72 | 0.8 | 365 | 6.1175 | 0.31973 | 6 | 0.43721
80380 | 8.12 | 0.8 | 365 | 7.392 | 0.88634 | 8 | 0.27829
80382 | 9.69 | 0.8 | 365 | 8.8212 | 0.76461 | 9 | 0.58579
79420 | 3.3 | 0.8 | 365 | 3.0041 | 0.049866 | 3 | 0.053986
79275 | 9.69 | 0.8 | 365 | 8.8212 | 0.76461 | 9 | 0.58579
80116 | 9.315 | 0.8 | 365 | 8.4798 | 0.077122 | 8 | 0.55693
80052 | 5.4 | 0.8 | 365 | 4.9158 | 0.89978 | 5 | 0.81561
80118 | 8.829 | 0.8 | 365 | 8.0374 | 0.18614 | 8 | 0.22353
80067 | 6.12 | 0.8 | 365 | 5.5713 | 0.21975 | 5 | 0.79103
80123 | 3.18 | 1 | 365 | 3.6186 | 0.28734 | 3 | 0.90594
80087 | 3 | 0.8 | 365 | 2.731 | 0.49988 | 3 | 0.2309
80044 | 13.2 | 0.8 | 365 | 12.0165 | 0.19946 | 12 | 0.21594
80253 | 7.68 | 0.8 | 365 | 6.9914 | 0.079689 | 7 | 0.071094
80059 | 14.061 | 0.8 | 365 | 12.8003 | 0.77793 | 13 | 0.57821
65230 | 645.12 | 0.7 | 365 | 513.8683 | 0.85712 | 514 | 0.72539
80275 | 7.7 | 0.8 | 365 | 7.0096 | 0.11635 | 7 | 0.12597
80179 | 12.3 | 0.8 | 365 | 11.1972 | 0.5495 | 11 | 0.74667
80269 | 8.4 | 0.8 | 365 | 7.6468 | 0.39966 | 8 | 0.046509
80315 | 8.265 | 0.8 | 365 | 7.524 | 0.15216 | 7 | 0.67612
80125 | 15.84 | 0.8 | 365 | 14.4198 | 0.039358 | 14 | 0.45913
80227 | 40.8 | 0.6 | 365 | 27.8564 | 0.09876 | 27 | 0.95514
80016 | 8.7 | 0.8 | 365 | 7.92 | 0.94965 | 8 | 0.8696
80024 | 14.52 | 0.8 | 365 | 13.2181 | 0.61941 | 13 | 0.83754
80032 | 3.19 | 0.8 | 365 | 2.904 | 0.8482 | 3 | 0.75219
80041 | 7.83 | 0.8 | 365 | 7.128 | 0.35468 | 7 | 0.48264
80057 | 13.08 | 0.8 | 365 | 11.9072 | 0.97947 | 12 | 0.88671
80149 | 5.22 | 0.8 | 365 | 4.752 | 0.56979 | 5 | 0.32176
80176 | 5.94 | 0.8 | 365 | 5.4074 | 0.88976 | 6 | 0.29717
80248 | 7.7 | 0.8 | 365 | 7.0096 | 0.11635 | 7 | 0.12597
80290 | 13.08 | 0.8 | 365 | 11.9072 | 0.97947 | 12 | 0.88671
80304 | 24.2 | 0.8 | 365 | 22.0302 | 0.36569 | 22 | 0.39589
80151 | 4.64 | 0.8 | 365 | 4.224 | 0.50648 | 4 | 0.73045
80387 | 4.06 | 0.8 | 365 | 3.696 | 0.44317 | 4 | 0.13915
80388 | 7.25 | 0.8 | 365 | 6.6 | 0.29137 | 6 | 0.89133
80389 | 8.25 | 0.8 | 365 | 7.5103 | 0.12467 | 7 | 0.63496
80391 | 13.395 | 0.8 | 365 | 12.194 | 0.55696 | 12 | 0.75095
80393 | 11.772 | 0.8 | 365 | 10.7165 | 0.58152 | 11 | 0.29804
80395 | 9.6 | 0.8 | 365 | 8.7393 | 0.59961 | 9 | 0.33887
79908 | 14.08 | 0.8 | 365 | 12.8176 | 0.81276 | 13 | 0.63034
79943 | 4.48 | 0.8 | 365 | 4.0783 | 0.21315 | 4 | 0.29147
80396 | 7.2 | 0.8 | 365 | 6.5544 | 0.19971 | 6 | 0.75415
36803 | 171.2 | 0.9 | 365 | 175.3313 | 0.092193 | 175 | 0.42352
78609 | 11.2 | 0.8 | 365 | 10.1958 | 0.53288 | 10 | 0.72868
80340 | 9.72 | 0.8 | 365 | 8.8485 | 0.81961 | 9 | 0.6681
79947 | 3.35 | 0.8 | 365 | 3.0496 | 0.14153 | 3 | 0.19117
80375 | 9.92 | 0.8 | 365 | 9.0306 | 0.18626 | 9 | 0.21683
80593 | 7.8 | 0.8 | 365 | 7.1006 | 0.29968 | 7 | 0.40033
79614 | 19.84 | 0.8 | 365 | 18.0611 | 0.37253 | 18 | 0.43366
80341 | 12.6 | 0.8 | 365 | 11.4703 | 0.099489 | 11 | 0.56976
80330 | 8.04 | 0.8 | 365 | 7.3191 | 0.73967 | 8 | 0.058801
78811 | 9.28 | 0.8 | 365 | 8.4479 | 0.012957 | 8 | 0.4609
80425 | 4.5 | 0.8 | 365 | 4.0965 | 0.24982 | 4 | 0.34634
80430 | 6.867 | 0.8 | 365 | 6.2513 | 0.58922 | 6 | 0.84052
80454 | 3.08 | 0.8 | 365 | 2.8038 | 0.64654 | 3 | 0.45039
80455 | 7.25 | 0.8 | 365 | 6.6 | 0.29137 | 6 | 0.89133
80594 | 9.625 | 0.8 | 365 | 8.762 | 0.64544 | 9 | 0.40746
80472 | 12.6 | 0.8 | 365 | 11.4703 | 0.099489 | 11 | 0.56976
80474 | 5.985 | 0.8 | 365 | 5.4484 | 0.97226 | 6 | 0.42064
80487 | 5.775 | 0.8 | 365 | 5.2572 | 0.58727 | 5 | 0.84447
80488 | 6.96 | 0.8 | 365 | 6.336 | 0.75972 | 7 | 0.095679
80491 | 13.2 | 0.8 | 365 | 12.0165 | 0.19946 | 12 | 0.21594
80495 | 11.825 | 0.8 | 365 | 10.7648 | 0.67869 | 11 | 0.44345
80503 | 8.502 | 0.8 | 365 | 7.7397 | 0.58666 | 8 | 0.32636
80324 | 4.845 | 1 | 365 | 5.5132 | 0.10288 | 5 | 0.61612
80537 | 8.64 | 0.8 | 365 | 7.8653 | 0.83965 | 8 | 0.70498
80540 | 4.06 | 0.8 | 365 | 3.696 | 0.44317 | 4 | 0.13915
79968 | 5.04 | 0.8 | 365 | 4.5881 | 0.2398 | 4 | 0.82791
80483 | 10.26 | 0.8 | 365 | 9.3401 | 0.80958 | 10 | 0.14966
80485 | 5.46 | 0.8 | 365 | 4.9705 | 0.0097787 | 4 | 0.98023
80546 | 8.4 | 0.8 | 365 | 7.6468 | 0.39966 | 8 | 0.046509
80547 | 6.51 | 0.8 | 365 | 5.9263 | 0.93474 | 6 | 0.86104
80548 | 9.12 | 0.8 | 365 | 8.3023 | 0.71963 | 9 | 0.021924
80552 | 13.3 | 0.8 | 365 | 12.1075 | 0.38279 | 12 | 0.49031
80553 | 12 | 0.8 | 365 | 10.9241 | 0.99951 | 11 | 0.92358
80555 | 6.9 | 0.8 | 365 | 6.2813 | 0.64972 | 6 | 0.93106
80556 | 12 | 0.8 | 365 | 10.9241 | 0.99951 | 11 | 0.92358
80469 | 9.57 | 0.8 | 365 | 8.7119 | 0.54461 | 9 | 0.25656
80470 | 6.09 | 0.8 | 365 | 5.544 | 0.16475 | 5 | 0.70872
80497 | 7.98 | 0.8 | 365 | 7.2645 | 0.62968 | 7 | 0.89418
80476 | 8.41 | 0.8 | 365 | 7.656 | 0.41799 | 8 | 0.073945
80480 | 13.395 | 0.8 | 365 | 12.194 | 0.55696 | 12 | 0.75095
80477 | 6.67 | 0.8 | 365 | 6.072 | 0.22806 | 6 | 0.30003
80572 | 6.2 | 0.8 | 365 | 5.6441 | 0.36642 | 6 | 0.010518
80581 | 10.675 | 0.8 | 365 | 9.7179 | 0.5704 | 10 | 0.28827
80582 | 13.395 | 0.8 | 365 | 12.194 | 0.55696 | 12 | 0.75095
80583 | 12.825 | 0.8 | 365 | 11.6751 | 0.51198 | 12 | 0.18708
80577 | 6.6 | 0.8 | 365 | 6.0082 | 0.099732 | 6 | 0.10797
80588 | 12.426 | 0.8 | 365 | 11.3119 | 0.7805 | 12 | 0.092371
80601 | 4.845 | 0.8 | 365 | 4.4106 | 0.8823 | 5 | 0.2929
80609 | 5.2 | 0.8 | 365 | 4.7338 | 0.53312 | 5 | 0.26689
80620 | 8.7 | 0.8 | 365 | 7.92 | 0.94965 | 8 | 0.8696
80622 | 9 | 0.8 | 365 | 8.1931 | 0.49964 | 8 | 0.69269
80383 | 7.83 | 0.8 | 365 | 7.128 | 0.35468 | 7 | 0.48264
36801 | 334.72 | 0.9 | 365 | 342.7973 | 0.34474 | 343 | 0.14207
80399 | 8.26 | 0.8 | 365 | 7.5194 | 0.143 | 7 | 0.6624
80401 | 6.67 | 0.8 | 365 | 6.072 | 0.22806 | 6 | 0.30003
34354 | 1398.15 | 0.8 | 365 | 1272.7908 | 0.21833 | 1273 | 0.0090808
79911 | 6.72 | 0.8 | 365 | 6.1175 | 0.31973 | 6 | 0.43721
79800 | 7.04 | 0.8 | 365 | 6.4088 | 0.90638 | 7 | 0.31517
80402 | 3.48 | 0.8 | 365 | 3.168 | 0.37986 | 3 | 0.54784
80403 | 11.89 | 0.8 | 365 | 10.8239 | 0.79785 | 11 | 0.62178
80404 | 11.505 | 0.8 | 365 | 10.4735 | 0.092034 | 10 | 0.56549
80408 | 5.22 | 0.8 | 365 | 4.752 | 0.56979 | 5 | 0.32176
80412 | 5.695 | 0.8 | 365 | 5.1844 | 0.4406 | 5 | 0.62498
80415 | 12.54 | 0.8 | 365 | 11.4157 | 0.98949 | 12 | 0.40515
80077 | 5.886 | 0.8 | 365 | 5.3583 | 0.79076 | 6 | 0.14902
80417 | 12.3 | 0.8 | 365 | 11.1972 | 0.5495 | 11 | 0.74667
80419 | 8.835 | 0.8 | 365 | 8.0428 | 0.19714 | 8 | 0.23999
80420 | 3.9 | 0.8 | 365 | 3.5503 | 0.14984 | 3 | 0.70016
80422 | 8.16 | 0.8 | 365 | 7.4284 | 0.95967 | 8 | 0.38804
80423 | 4.275 | 0.8 | 365 | 3.8917 | 0.83733 | 4 | 0.72903
80424 | 7 | 0.8 | 365 | 6.3724 | 0.83305 | 7 | 0.20542
80427 | 7.75 | 0.8 | 365 | 7.0551 | 0.20802 | 7 | 0.26315
80426 | 10.73 | 0.8 | 365 | 9.7679 | 0.67123 | 10 | 0.43917
80431 | 11.685 | 0.8 | 365 | 10.6373 | 0.42203 | 11 | 0.05934
80432 | 8.64 | 0.8 | 365 | 7.8653 | 0.83965 | 8 | 0.70498
80433 | 5.8 | 0.8 | 365 | 5.28 | 0.6331 | 5 | 0.91307
80434 | 8.96 | 0.8 | 365 | 8.1566 | 0.4263 | 8 | 0.58294
80435 | 12.18 | 0.8 | 365 | 11.0879 | 0.32951 | 11 | 0.41744
80437 | 6.09 | 0.8 | 365 | 5.544 | 0.16475 | 5 | 0.70872
80436 | 7.8 | 0.8 | 365 | 7.1006 | 0.29968 | 7 | 0.40033
80438 | 6 | 0.8 | 365 | 5.462 | 0.99976 | 6 | 0.46179
80590 | 11.6 | 0.8 | 365 | 10.5599 | 0.2662 | 10 | 0.82613
80439 | 10.44 | 0.8 | 365 | 9.5039 | 0.13958 | 9 | 0.64352
80442 | 9.28 | 0.8 | 365 | 8.4479 | 0.012957 | 8 | 0.4609
80443 | 6.7 | 0.8 | 365 | 6.0993 | 0.28306 | 6 | 0.38233
80444 | 6.96 | 0.8 | 365 | 6.336 | 0.75972 | 7 | 0.095679
80446 | 3.77 | 0.8 | 365 | 3.432 | 0.91151 | 4 | 0.34349
80445 | 10.44 | 0.8 | 365 | 9.5039 | 0.13958 | 9 | 0.64352
80448 | 8.64 | 0.8 | 365 | 7.8653 | 0.83965 | 8 | 0.70498
80450 | 8.58 | 0.8 | 365 | 7.8107 | 0.72965 | 8 | 0.54036
80452 | 8 | 0.8 | 365 | 7.2827 | 0.66634 | 7 | 0.94906
80458 | 5.7 | 0.8 | 365 | 5.1889 | 0.44977 | 5 | 0.6387
80459 | 10.44 | 0.8 | 365 | 9.5039 | 0.13958 | 9 | 0.64352
80460 | 12.18 | 0.8 | 365 | 11.0879 | 0.32951 | 11 | 0.41744
79990 | 12.15 | 0.8 | 365 | 11.0606 | 0.27451 | 11 | 0.33513
80462 | 3.835 | 0.8 | 365 | 3.4912 | 0.030678 | 3 | 0.52183
80463 | 7.67 | 0.8 | 365 | 6.9823 | 0.061356 | 7 | 0.043657
80464 | 5.8 | 0.8 | 365 | 5.28 | 0.6331 | 5 | 0.91307
80465 | 3.77 | 0.8 | 365 | 3.432 | 0.91151 | 4 | 0.34349
80466 | 6.84 | 0.8 | 365 | 6.2267 | 0.53972 | 6 | 0.76644
80467 | 6.09 | 0.8 | 365 | 5.544 | 0.16475 | 5 | 0.70872
80471 | 7.84 | 0.8 | 365 | 7.1371 | 0.37302 | 7 | 0.51007
80473 | 5.025 | 0.8 | 365 | 4.5745 | 0.2123 | 4 | 0.78675
80456 | 4.56 | 0.8 | 365 | 4.1511 | 0.35982 | 4 | 0.51096
80475 | 8.32 | 0.8 | 365 | 7.574 | 0.253 | 7 | 0.82702
80440 | 13.11 | 0.8 | 365 | 11.9345 | 0.034469 | 11 | 0.96902
80484 | 8.91 | 0.8 | 365 | 8.1111 | 0.33464 | 8 | 0.44576
80492 | 7.36 | 0.8 | 365 | 6.7001 | 0.49304 | 7 | 0.19313
80384 | 9.735 | 0.8 | 365 | 8.8622 | 0.84711 | 9 | 0.70926
80496 | 8 | 0.8 | 365 | 7.2827 | 0.66634 | 7 | 0.94906
80418 | 7.25 | 0.8 | 365 | 6.6 | 0.29137 | 6 | 0.89133
80504 | 9.57 | 0.8 | 365 | 8.7119 | 0.54461 | 9 | 0.25656
80505 | 8.55 | 0.8 | 365 | 7.7834 | 0.67465 | 8 | 0.45805
80506 | 6.6 | 0.8 | 365 | 6.0082 | 0.099732 | 6 | 0.10797
80499 | 10.2 | 0.8 | 365 | 9.2855 | 0.69959 | 9 | 0.98505
80507 | 5.3 | 0.8 | 365 | 4.8248 | 0.71645 | 5 | 0.54125
80509 | 6.65 | 0.8 | 365 | 6.0538 | 0.1914 | 6 | 0.24515
80510 | 8.64 | 0.8 | 365 | 7.8653 | 0.83965 | 8 | 0.70498
80512 | 11.4 | 0.8 | 365 | 10.3779 | 0.89954 | 11 | 0.2774
80400 | 11.89 | 0.8 | 365 | 10.8239 | 0.79785 | 11 | 0.62178
80516 | 5.7 | 0.8 | 365 | 5.1889 | 0.44977 | 5 | 0.6387
80518 | 8.91 | 0.8 | 365 | 8.1111 | 0.33464 | 8 | 0.44576
80522 | 5.13 | 0.8 | 365 | 4.67 | 0.40479 | 5 | 0.074832
80523 | 4.62 | 0.8 | 365 | 4.2058 | 0.46981 | 4 | 0.67558
80524 | 4.845 | 0.8 | 365 | 4.4106 | 0.8823 | 5 | 0.2929
80457 | 5.8 | 0.8 | 365 | 5.28 | 0.6331 | 5 | 0.91307
80525 | 4.275 | 0.8 | 365 | 3.8917 | 0.83733 | 4 | 0.72903
80526 | 4.06 | 0.8 | 365 | 3.696 | 0.44317 | 4 | 0.13915
80527 | 9.24 | 0.8 | 365 | 8.4115 | 0.93963 | 9 | 0.35116
80528 | 7.56 | 0.8 | 365 | 6.8822 | 0.85969 | 7 | 0.74186
80531 | 3.77 | 0.8 | 365 | 3.432 | 0.91151 | 4 | 0.34349
80530 | 9.57 | 0.8 | 365 | 8.7119 | 0.54461 | 9 | 0.25656
80532 | 6.84 | 0.8 | 365 | 6.2267 | 0.53972 | 6 | 0.76644
80533 | 11.22 | 0.8 | 365 | 10.214 | 0.56955 | 10 | 0.78355
80413 | 12.47 | 0.8 | 365 | 11.3519 | 0.86116 | 12 | 0.21309
80416 | 4.35 | 0.8 | 365 | 3.96 | 0.97482 | 4 | 0.9348
80449 | 4.56 | 0.8 | 365 | 4.1511 | 0.35982 | 4 | 0.51096
80538 | 6.93 | 0.8 | 365 | 6.3087 | 0.70472 | 7 | 0.01337
80541 | 5.28 | 0.8 | 365 | 4.8066 | 0.67979 | 5 | 0.48638
80405 | 3.19 | 0.8 | 365 | 2.904 | 0.8482 | 3 | 0.75219
80409 | 8.7 | 0.8 | 365 | 7.92 | 0.94965 | 8 | 0.8696
80406 | 3.19 | 0.8 | 365 | 2.904 | 0.8482 | 3 | 0.75219
80337 | 6.96 | 0.8 | 365 | 6.336 | 0.75972 | 7 | 0.095679
80481 | 5.51 | 0.8 | 365 | 5.016 | 0.10144 | 5 | 0.11741
80453 | 15.66 | 0.8 | 365 | 14.2559 | 0.70937 | 14 | 0.96528
80560 | 5.22 | 0.8 | 365 | 4.752 | 0.56979 | 5 | 0.32176
80562 | 5.015 | 0.8 | 365 | 4.5654 | 0.19396 | 4 | 0.75931
80494 | 4.35 | 0.8 | 365 | 3.96 | 0.97482 | 4 | 0.9348
80564 | 6.38 | 0.8 | 365 | 5.808 | 0.69641 | 6 | 0.50437
80563 | 10.73 | 0.8 | 365 | 9.7679 | 0.67123 | 10 | 0.43917
80565 | 4.64 | 0.8 | 365 | 4.224 | 0.50648 | 4 | 0.73045
80508 | 9.12 | 0.8 | 365 | 8.3023 | 0.71963 | 9 | 0.021924
80568 | 6.38 | 0.8 | 365 | 5.808 | 0.69641 | 6 | 0.50437
80567 | 5.22 | 0.8 | 365 | 4.752 | 0.56979 | 5 | 0.32176
80220 | 32.48 | 0.6 | 365 | 22.1759 | 0.65901 | 22 | 0.83488
80575 | 6.09 | 0.8 | 365 | 5.544 | 0.16475 | 5 | 0.70872
80576 | 3.77 | 0.8 | 365 | 3.432 | 0.91151 | 4 | 0.34349
80578 | 8.41 | 0.8 | 365 | 7.656 | 0.41799 | 8 | 0.073945
80580 | 2.32 | 0.8 | 365 | 2.112 | 0.25324 | 2 | 0.36523
79970 | 8.58 | 0.8 | 365 | 7.8107 | 0.72965 | 8 | 0.54036
80301 | 4.55 | 0.8 | 365 | 4.142 | 0.34148 | 4 | 0.48353
80596 | 8.125 | 0.8 | 365 | 7.3965 | 0.8955 | 8 | 0.29201
80598 | 9.57 | 0.8 | 365 | 8.7119 | 0.54461 | 9 | 0.25656
80599 | 5.8 | 0.8 | 365 | 5.28 | 0.6331 | 5 | 0.91307
80600 | 10.15 | 0.8 | 365 | 9.2399 | 0.60792 | 9 | 0.84786
80603 | 7 | 0.8 | 365 | 6.3724 | 0.83305 | 7 | 0.20542
80605 | 3.77 | 0.8 | 365 | 3.432 | 0.91151 | 4 | 0.34349
80606 | 14 | 0.8 | 365 | 12.7447 | 0.6661 | 13 | 0.41085
80608 | 7.8 | 0.8 | 365 | 7.1006 | 0.29968 | 7 | 0.40033
80607 | 13.34 | 0.8 | 365 | 12.1439 | 0.45613 | 12 | 0.60005
80611 | 11.39 | 0.8 | 365 | 10.3688 | 0.8812 | 11 | 0.24997
80613 | 11.55 | 0.8 | 365 | 10.5144 | 0.17453 | 10 | 0.68895
80614 | 13.34 | 0.8 | 365 | 12.1439 | 0.45613 | 12 | 0.60005
80615 | 7.35 | 0.8 | 365 | 6.691 | 0.4747 | 7 | 0.1657
80616 | 6.84 | 0.8 | 365 | 6.2267 | 0.53972 | 6 | 0.76644
80617 | 24.64 | 0.8 | 365 | 22.4308 | 0.17233 | 22 | 0.60309
80618 | 8.4 | 0.8 | 365 | 7.6468 | 0.39966 | 8 | 0.046509
80026 | 18 | 0.8 | 365 | 16.3861 | 0.99927 | 17 | 0.38538
80623 | 5.36 | 0.8 | 365 | 4.8794 | 0.82645 | 5 | 0.70587
80624 | 8.96 | 0.8 | 365 | 8.1566 | 0.4263 | 8 | 0.58294
80625 | 8.54 | 0.8 | 365 | 7.7743 | 0.65632 | 8 | 0.43062
80626 | 7.68 | 0.8 | 365 | 6.9914 | 0.079689 | 7 | 0.071094
80631 | 10.8 | 0.8 | 365 | 9.8317 | 0.79956 | 10 | 0.63123
80632 | 10.8 | 0.8 | 365 | 9.8317 | 0.79956 | 10 | 0.63123
80634 | 10.8 | 0.8 | 365 | 9.8317 | 0.79956 | 10 | 0.63123
80633 | 8.24 | 0.8 | 365 | 7.5012 | 0.10633 | 7 | 0.60753
80635 | 4.8 | 0.8 | 365 | 4.3696 | 0.79981 | 5 | 0.16943
80637 | 9.15 | 0.8 | 365 | 8.3296 | 0.77463 | 9 | 0.10423
80644 | 8.4 | 0.8 | 365 | 7.6468 | 0.39966 | 8 | 0.046509
78779 | 13.32 | 0.8 | 365 | 12.1257 | 0.41946 | 12 | 0.54518
79145 | 5.22 | 0.8 | 365 | 4.752 | 0.56979 | 5 | 0.32176
79865 | 8.64 | 0.8 | 365 | 7.8653 | 0.83965 | 8 | 0.70498
80326 | 12.6 | 0.8 | 365 | 11.4703 | 0.099489 | 11 | 0.56976
80328 | 11.84 | 0.8 | 365 | 10.7784 | 0.70619 | 11 | 0.4846
80042 | 10.64 | 0.8 | 365 | 9.686 | 0.50624 | 10 | 0.19224
80662 | 13.395 | 0.8 | 365 | 12.194 | 0.55696 | 12 | 0.75095
80684 | 6.48 | 0.8 | 365 | 5.899 | 0.87974 | 6 | 0.77874
80561 | 6.48 | 0.8 | 365 | 5.899 | 0.87974 | 6 | 0.77874
80683 | 11.04 | 0.8 | 365 | 10.0501 | 0.23955 | 10 | 0.2897
80559 | 6.84 | 0.8 | 365 | 6.2267 | 0.53972 | 6 | 0.76644
80373 | 11.16 | 0.8 | 365 | 10.1594 | 0.45955 | 10 | 0.61893
80378 | 11.52 | 0.8 | 365 | 10.4871 | 0.11953 | 10 | 0.60664
79673 | 9.32 | 0.8 | 365 | 8.4844 | 0.086289 | 8 | 0.57065
80203 | 11.16 | 0.8 | 365 | 10.1594 | 0.45955 | 10 | 0.61893
80198 | 11.16 | 0.8 | 365 | 10.1594 | 0.45955 | 10 | 0.61893
80197 | 10.35 | 0.8 | 365 | 9.422 | 0.97458 | 10 | 0.39659
80195 | 5.175 | 0.8 | 365 | 4.711 | 0.48729 | 5 | 0.1983
80192 | 11.16 | 0.8 | 365 | 10.1594 | 0.45955 | 10 | 0.61893
80191 | 8.28 | 0.8 | 365 | 7.5376 | 0.17966 | 7 | 0.71727
80092 | 19.62 | 0.8 | 365 | 17.8609 | 0.9692 | 18 | 0.83006
80085 | 7.2 | 0.8 | 365 | 6.5544 | 0.19971 | 6 | 0.75415
80030 | 17.25 | 0.8 | 365 | 15.7034 | 0.6243 | 16 | 0.32765
80009 | 8.28 | 0.8 | 365 | 7.5376 | 0.17966 | 7 | 0.71727
79961 | 10.005 | 0.8 | 365 | 9.1079 | 0.34209 | 9 | 0.45004
79983 | 5.865 | 0.8 | 365 | 5.3391 | 0.75226 | 6 | 0.091402
79952 | 7.37 | 0.8 | 365 | 6.7092 | 0.51137 | 7 | 0.22057
80671 | 348.79 | 0.6 | 365 | 238.1379 | 0.57565 | 238 | 0.71355
80692 | 7.56 | 0.8 | 365 | 6.8822 | 0.85969 | 7 | 0.74186
80691 | 8.4 | 0.8 | 365 | 7.6468 | 0.39966 | 8 | 0.046509
80693 | 7.54 | 0.8 | 365 | 6.864 | 0.82303 | 7 | 0.68699
80695 | 8.829 | 0.8 | 365 | 8.0374 | 0.18614 | 8 | 0.22353
80697 | 7.2 | 0.8 | 365 | 6.5544 | 0.19971 | 6 | 0.75415
80698 | 18.36 | 0.8 | 365 | 16.7138 | 0.65926 | 17 | 0.37308
80699 | 2.88 | 0.8 | 365 | 2.6218 | 0.27988 | 2 | 0.90166
80700 | 10.05 | 0.8 | 365 | 9.1489 | 0.42459 | 9 | 0.5735
80701 | 14.82 | 0.8 | 365 | 13.4912 | 0.1694 | 13 | 0.66063
80702 | 9.156 | 0.8 | 365 | 8.3351 | 0.78563 | 9 | 0.12069
80595 | 4.51 | 0.8 | 365 | 4.1056 | 0.26815 | 4 | 0.37378
80687 | 12.74 | 0.8 | 365 | 11.5977 | 0.35615 | 11 | 0.95387
80554 | 10.05 | 0.8 | 365 | 9.1489 | 0.42459 | 9 | 0.5735
80514 | 7.8 | 0.8 | 365 | 7.1006 | 0.29968 | 7 | 0.40033
80757 | 5.232 | 0.8 | 365 | 4.7629 | 0.59179 | 5 | 0.35468
80756 | 14.388 | 0.8 | 365 | 13.098 | 0.37742 | 13 | 0.47538
78799 | 8.12 | 0.8 | 365 | 7.392 | 0.88634 | 8 | 0.27829
80493 | 4.8 | 0.8 | 365 | 4.3696 | 0.79981 | 5 | 0.16943
80539 | 9.3 | 0.8 | 365 | 8.4662 | 0.049623 | 8 | 0.51578
80542 | 6.9 | 0.8 | 365 | 6.2813 | 0.64972 | 6 | 0.93106
80545 | 7.5 | 0.8 | 365 | 6.8275 | 0.7497 | 7 | 0.57724
80550 | 8.04 | 0.8 | 365 | 7.3191 | 0.73967 | 8 | 0.058801
80569 | 15.25 | 0.8 | 365 | 13.8827 | 0.95772 | 14 | 0.84039
80385 | 6.93 | 0.8 | 365 | 6.3087 | 0.70472 | 7 | 0.01337
80502 | 10.72 | 0.8 | 365 | 9.7588 | 0.6529 | 10 | 0.41174
80235 | 9.28 | 0.8 | 365 | 8.4479 | 0.012957 | 8 | 0.4609
80566 | 4.425 | 0.8 | 365 | 4.0283 | 0.11232 | 4 | 0.14057
80628 | 8.37 | 0.8 | 365 | 7.6195 | 0.34466 | 7 | 0.9642
80642 | 6.6 | 0.8 | 365 | 6.0082 | 0.099732 | 6 | 0.10797
80171 | 10.665 | 0.8 | 365 | 9.7088 | 0.55207 | 10 | 0.26084
33749 | 1319.04 | 0.8 | 365 | 1200.7738 | 0.18653 | 1200 | 0.96035
80147 | 2.85 | 0.8 | 365 | 2.5945 | 0.22488 | 2 | 0.81935
79931 | 8.4 | 0.8 | 365 | 7.6468 | 0.39966 | 8 | 0.046509
80325 | 9.72 | 0.8 | 365 | 8.8485 | 0.81961 | 9 | 0.6681
80127 | 7.26 | 0.8 | 365 | 6.6091 | 0.30971 | 6 | 0.91877
80657 | 4.8 | 0.8 | 365 | 4.3696 | 0.79981 | 5 | 0.16943
80664 | 13.05 | 0.8 | 365 | 11.8799 | 0.92447 | 12 | 0.8044
80661 | 13 | 0.8 | 365 | 11.8344 | 0.83281 | 12 | 0.66722
80668 | 3 | 0.8 | 365 | 2.731 | 0.49988 | 3 | 0.2309
80381 | 11.7 | 0.8 | 365 | 10.651 | 0.44953 | 11 | 0.10049
80670 | 5.4 | 0.8 | 365 | 4.9158 | 0.89978 | 5 | 0.81561
80672 | 9.045 | 0.8 | 365 | 8.234 | 0.58213 | 8 | 0.81615
80674 | 7.92 | 0.8 | 365 | 7.2099 | 0.51968 | 7 | 0.72957
80676 | 3.36 | 0.8 | 365 | 3.0587 | 0.15986 | 3 | 0.2186
80677 | 7.26 | 0.8 | 365 | 6.6091 | 0.30971 | 6 | 0.91877
80678 | 9.69 | 0.8 | 365 | 8.8212 | 0.76461 | 9 | 0.58579
80680 | 5.25 | 0.8 | 365 | 4.7793 | 0.62479 | 5 | 0.40407
80681 | 6.84 | 0.8 | 365 | 6.2267 | 0.53972 | 6 | 0.76644
80682 | 7.695 | 0.8 | 365 | 7.0051 | 0.10719 | 7 | 0.11225
80649 | 12.6 | 0.8 | 365 | 11.4703 | 0.099489 | 11 | 0.56976
51493 | 1386.9 | 1 | 365 | 1578.1868 | 0.24223 | 1578 | 0.42903
51496 | 1239.66 | 0.8 | 365 | 1128.5111 | 0.65975 | 1129 | 0.17085
79359 | 35.88 | 0.6 | 365 | 24.4972 | 0.33391 | 24 | 0.83114
80421 | 9.9 | 0.8 | 365 | 9.0124 | 0.1496 | 9 | 0.16196
80707 | 7.375 | 0.8 | 365 | 6.7138 | 0.52053 | 7 | 0.23429
80727 | 11.055 | 0.8 | 365 | 10.0638 | 0.26705 | 10 | 0.33085
80708 | 10.2 | 0.8 | 365 | 9.2855 | 0.69959 | 9 | 0.98505
80733 | 4.02 | 0.8 | 365 | 3.6596 | 0.36984 | 4 | 0.029401
80710 | 8.12 | 0.8 | 365 | 7.392 | 0.88634 | 8 | 0.27829
80737 | 12.22 | 0.8 | 365 | 11.1243 | 0.40284 | 11 | 0.52718
80738 | 9.72 | 0.8 | 365 | 8.8485 | 0.81961 | 9 | 0.6681
80711 | 4.93 | 0.8 | 365 | 4.488 | 0.038134 | 4 | 0.52611
80739 | 7.8 | 0.8 | 365 | 7.1006 | 0.29968 | 7 | 0.40033
80741 | 8.829 | 0.8 | 365 | 8.0374 | 0.18614 | 8 | 0.22353
80712 | 9.38 | 0.8 | 365 | 8.539 | 0.19629 | 8 | 0.73527
80743 | 3.24 | 0.8 | 365 | 2.9495 | 0.93987 | 3 | 0.88937
80713 | 6.16 | 0.8 | 365 | 5.6077 | 0.29308 | 5 | 0.90077
80744 | 9.24 | 0.8 | 365 | 8.4115 | 0.93963 | 9 | 0.35116
80714 | 6.6 | 0.8 | 365 | 6.0082 | 0.099732 | 6 | 0.10797
80746 | 3.24 | 0.8 | 365 | 2.9495 | 0.93987 | 3 | 0.88937
80715 | 8.12 | 0.8 | 365 | 7.392 | 0.88634 | 8 | 0.27829
80748 | 9.045 | 0.8 | 365 | 8.234 | 0.58213 | 8 | 0.81615
80749 | 8.375 | 0.8 | 365 | 7.6241 | 0.35383 | 7 | 0.97792
80793 | 6.76 | 1 | 365 | 7.6924 | 0.49132 | 8 | 0.18369
80750 | 6 | 0.8 | 365 | 5.462 | 0.99976 | 6 | 0.46179
80696 | 9.72 | 0.8 | 365 | 8.8485 | 0.81961 | 9 | 0.6681
80771 | 3.48 | 0.8 | 365 | 3.168 | 0.37986 | 3 | 0.54784
80718 | 4.29 | 0.8 | 365 | 3.9054 | 0.86483 | 4 | 0.77018
80720 | 5.985 | 0.8 | 365 | 5.4484 | 0.97226 | 6 | 0.42064
80722 | 9.57 | 0.8 | 365 | 8.7119 | 0.54461 | 9 | 0.25656
80723 | 10.44 | 0.8 | 365 | 9.5039 | 0.13958 | 9 | 0.64352
80724 | 13.3 | 0.8 | 365 | 12.1075 | 0.38279 | 12 | 0.49031
80725 | 7.2 | 0.8 | 365 | 6.5544 | 0.19971 | 6 | 0.75415
80726 | 3.52 | 0.8 | 365 | 3.2044 | 0.45319 | 3 | 0.65758
80376 | 9.6 | 0.8 | 365 | 8.7393 | 0.59961 | 9 | 0.33887
80534 | 6.03 | 0.8 | 365 | 5.4893 | 0.054756 | 5 | 0.5441
80536 | 12.43 | 0.8 | 365 | 11.3155 | 0.78783 | 12 | 0.10335
80646 | 8.7 | 0.8 | 365 | 7.92 | 0.94965 | 8 | 0.8696
80390 | 6.27 | 0.8 | 365 | 5.7078 | 0.49475 | 6 | 0.20257
79954 | 7.2 | 0.8 | 365 | 6.5544 | 0.19971 | 6 | 0.75415
80082 | 11.04 | 0.8 | 365 | 10.0501 | 0.23955 | 10 | 0.2897
80206 | 8.28 | 0.8 | 365 | 7.5376 | 0.17966 | 7 | 0.71727
80685 | 6.48 | 0.8 | 365 | 5.899 | 0.87974 | 6 | 0.77874
80690 | 21.76 | 0.8 | 365 | 19.809 | 0.89245 | 20 | 0.70143
80894 | 14.535 | 0.8 | 365 | 13.2318 | 0.64691 | 13 | 0.87869
80689 | 34 | 0.6 | 365 | 23.2136 | 0.74897 | 23 | 0.96262
80805 | 11.055 | 0.8 | 365 | 10.0638 | 0.26705 | 10 | 0.33085
80776 | 8.7 | 0.8 | 365 | 7.92 | 0.94965 | 8 | 0.8696
80740 | 9.24 | 0.8 | 365 | 8.4115 | 0.93963 | 9 | 0.35116
80783 | 6.93 | 0.8 | 365 | 6.3087 | 0.70472 | 7 | 0.01337
80785 | 9.28 | 0.8 | 365 | 8.4479 | 0.012957 | 8 | 0.4609
80787 | 4.48 | 0.8 | 365 | 4.0783 | 0.21315 | 4 | 0.29147
80610 | 10.88 | 0.8 | 365 | 9.9045 | 0.94623 | 10 | 0.85072
80612 | 16.415 | 0.8 | 365 | 14.9432 | 0.093501 | 15 | 0.036719
80791 | 11.39 | 0.8 | 365 | 10.3688 | 0.8812 | 11 | 0.24997
80478 | 10.56 | 0.8 | 365 | 9.6132 | 0.35957 | 9 | 0.97275
80490 | 9.92 | 0.8 | 365 | 9.0306 | 0.18626 | 9 | 0.21683
80137 | 3.19 | 0.8 | 365 | 2.904 | 0.8482 | 3 | 0.75219
80136 | 4.93 | 0.8 | 365 | 4.488 | 0.038134 | 4 | 0.52611
80110 | 4.32 | 0.8 | 365 | 3.9327 | 0.91982 | 4 | 0.85249
80796 | 7.41 | 0.8 | 365 | 6.7456 | 0.5847 | 7 | 0.33031
80356 | 6.48 | 0.8 | 365 | 5.899 | 0.87974 | 6 | 0.77874
80800 | 3.99 | 0.8 | 365 | 3.6323 | 0.31484 | 3 | 0.94709
80802 | 7.02 | 0.8 | 365 | 6.3906 | 0.86972 | 7 | 0.2603
80801 | 4.56 | 0.8 | 365 | 4.1511 | 0.35982 | 4 | 0.51096
80806 | 4.83 | 0.8 | 365 | 4.3969 | 0.8548 | 5 | 0.25174
80807 | 12.425 | 0.8 | 365 | 11.311 | 0.77866 | 12 | 0.089628
80811 | 11.375 | 0.8 | 365 | 10.3551 | 0.85371 | 11 | 0.20881
80812 | 3.42 | 0.8 | 365 | 3.1134 | 0.26986 | 3 | 0.38322
80237 | 7.68 | 0.8 | 365 | 6.9914 | 0.079689 | 7 | 0.071094
80814 | 11.02 | 0.8 | 365 | 10.0319 | 0.20289 | 10 | 0.23482
80768 | 8.99 | 0.8 | 365 | 8.1839 | 0.4813 | 8 | 0.66525
80017 | 4.845 | 0.8 | 365 | 4.4106 | 0.8823 | 5 | 0.2929
80815 | 7.83 | 0.8 | 365 | 7.128 | 0.35468 | 7 | 0.48264
80817 | 8.99 | 0.8 | 365 | 8.1839 | 0.4813 | 8 | 0.66525
80760 | 4.06 | 0.8 | 365 | 3.696 | 0.44317 | 4 | 0.13915
80050 | 7 | 0.8 | 365 | 6.3724 | 0.83305 | 7 | 0.20542
80051 | 9.45 | 0.8 | 365 | 8.6027 | 0.32462 | 8 | 0.92732
80770 | 11.4 | 0.8 | 365 | 10.3779 | 0.89954 | 11 | 0.2774
80820 | 4.06 | 0.8 | 365 | 3.696 | 0.44317 | 4 | 0.13915
80821 | 5.22 | 0.8 | 365 | 4.752 | 0.56979 | 5 | 0.32176
80822 | 8.55 | 0.8 | 365 | 7.7834 | 0.67465 | 8 | 0.45805
80519 | 6.09 | 0.8 | 365 | 5.544 | 0.16475 | 5 | 0.70872
80824 | 8.12 | 0.8 | 365 | 7.392 | 0.88634 | 8 | 0.27829
80764 | 5.7 | 0.8 | 365 | 5.1889 | 0.44977 | 5 | 0.6387
80825 | 7.54 | 0.8 | 365 | 6.864 | 0.82303 | 7 | 0.68699
80826 | 6.67 | 0.8 | 365 | 6.072 | 0.22806 | 6 | 0.30003
80761 | 7.25 | 0.8 | 365 | 6.6 | 0.29137 | 6 | 0.89133
80828 | 4.93 | 0.8 | 365 | 4.488 | 0.038134 | 4 | 0.52611
80765 | 8.12 | 0.8 | 365 | 7.392 | 0.88634 | 8 | 0.27829
80763 | 11.97 | 0.8 | 365 | 10.8968 | 0.94451 | 11 | 0.84128
80835 | 7.83 | 0.8 | 365 | 7.128 | 0.35468 | 7 | 0.48264
80838 | 7.25 | 0.8 | 365 | 6.6 | 0.29137 | 6 | 0.89133
80839 | 4.06 | 0.8 | 365 | 3.696 | 0.44317 | 4 | 0.13915
80840 | 9.28 | 0.8 | 365 | 8.4479 | 0.012957 | 8 | 0.4609
80847 | 5.8 | 0.8 | 365 | 5.28 | 0.6331 | 5 | 0.91307
80848 | 6.27 | 0.8 | 365 | 5.7078 | 0.49475 | 6 | 0.20257
80025 | 10.8 | 0.8 | 365 | 9.8317 | 0.79956 | 10 | 0.63123
80660 | 13.5 | 0.8 | 365 | 12.2896 | 0.74945 | 13 | 0.039032
80651 | 12.16 | 0.8 | 365 | 11.0697 | 0.29284 | 11 | 0.36257
80621 | 9.405 | 0.8 | 365 | 8.5617 | 0.24212 | 8 | 0.80386
80482 | 4.845 | 0.8 | 365 | 4.4106 | 0.8823 | 5 | 0.2929
80211 | 12.18 | 0.8 | 365 | 11.0879 | 0.32951 | 11 | 0.41744
80762 | 4.06 | 0.8 | 365 | 3.696 | 0.44317 | 4 | 0.13915
80851 | 10.44 | 0.8 | 365 | 9.5039 | 0.13958 | 9 | 0.64352
80852 | 4.35 | 0.8 | 365 | 3.96 | 0.97482 | 4 | 0.9348
80766 | 3.48 | 0.8 | 365 | 3.168 | 0.37986 | 3 | 0.54784
80597 | 9.28 | 0.8 | 365 | 8.4479 | 0.012957 | 8 | 0.4609
80769 | 7.25 | 0.8 | 365 | 6.6 | 0.29137 | 6 | 0.89133
80853 | 5.22 | 0.8 | 365 | 4.752 | 0.56979 | 5 | 0.32176
80128 | 3.06 | 1 | 365 | 3.482 | 0.012345 | 3 | 0.49439
80468 | 5.28 | 0.8 | 365 | 4.8066 | 0.67979 | 5 | 0.48638
80667 | 14.79 | 0.8 | 365 | 13.4639 | 0.1144 | 13 | 0.57832
80686 | 11.505 | 0.8 | 365 | 10.4735 | 0.092034 | 10 | 0.56549
80772 | 15.075 | 0.8 | 365 | 13.7234 | 0.63689 | 14 | 0.36025
80842 | 11.97 | 0.8 | 365 | 10.8968 | 0.94451 | 11 | 0.84128
80819 | 8.12 | 0.8 | 365 | 7.392 | 0.88634 | 8 | 0.27829
80728 | 6.365 | 0.8 | 365 | 5.7943 | 0.66891 | 6 | 0.46322
80673 | 15.41 | 0.8 | 365 | 14.0283 | 0.25104 | 14 | 0.27937
80845 | 8.12 | 0.8 | 365 | 7.392 | 0.88634 | 8 | 0.27829
80604 | 7.28 | 0.8 | 365 | 6.6273 | 0.34637 | 6 | 0.97364
80856 | 13.5 | 0.8 | 365 | 12.2896 | 0.74945 | 13 | 0.039032
80857 | 11.89 | 0.8 | 365 | 10.8239 | 0.79785 | 11 | 0.62178
80858 | 7.56 | 0.8 | 365 | 6.8822 | 0.85969 | 7 | 0.74186
80859 | 13.2 | 0.8 | 365 | 12.0165 | 0.19946 | 12 | 0.21594
80860 | 11.76 | 0.8 | 365 | 10.7056 | 0.55952 | 11 | 0.26511
80861 | 11.55 | 0.8 | 365 | 10.5144 | 0.17453 | 10 | 0.68895
80863 | 5.4 | 0.8 | 365 | 4.9158 | 0.89978 | 5 | 0.81561
78060 | 51.15 | 0.6 | 365 | 34.9229 | 0.3297 | 35 | 0.25258
79434 | 2.1 | 0.8 | 365 | 1.9117 | 0.84991 | 2 | 0.76163
80862 | 6.21 | 0.8 | 365 | 5.6532 | 0.38475 | 6 | 0.037955
80864 | 13.34 | 0.8 | 365 | 12.1439 | 0.45613 | 12 | 0.60005
80865 | 6.555 | 0.8 | 365 | 5.9673 | 0.017234 | 5 | 0.98451
80846 | 2.28 | 0.8 | 365 | 2.0756 | 0.17991 | 2 | 0.25548
80679 | 8.64 | 0.8 | 365 | 7.8653 | 0.83965 | 8 | 0.70498
80843 | 11.07 | 0.8 | 365 | 10.0775 | 0.29455 | 10 | 0.37201
80836 | 5.51 | 0.8 | 365 | 5.016 | 0.10144 | 5 | 0.11741
80832 | 3.99 | 0.8 | 365 | 3.6323 | 0.31484 | 3 | 0.94709
80818 | 8.99 | 0.8 | 365 | 8.1839 | 0.4813 | 8 | 0.66525
80823 | 3.99 | 0.8 | 365 | 3.6323 | 0.31484 | 3 | 0.94709
80813 | 6.96 | 0.8 | 365 | 6.336 | 0.75972 | 7 | 0.095679
80830 | 3.42 | 0.8 | 365 | 3.1134 | 0.26986 | 3 | 0.38322
80844 | 6.09 | 0.8 | 365 | 5.544 | 0.16475 | 5 | 0.70872
80827 | 6.16 | 0.8 | 365 | 5.6077 | 0.29308 | 5 | 0.90077
80816 | 4.06 | 0.8 | 365 | 3.696 | 0.44317 | 4 | 0.13915
80810 | 6.67 | 0.8 | 365 | 6.072 | 0.22806 | 6 | 0.30003
78173 | 160.8 | 0.6 | 365 | 109.7869 | 0.095112 | 109 | 0.88202
80872 | 1.55 | 0.8 | 365 | 1.411 | 0.8416 | 2 | 0.25263
80875 | 12.76 | 0.8 | 365 | 11.6159 | 0.39282 | 12 | 0.0087443
80877 | 10.5 | 0.8 | 365 | 9.5586 | 0.24957 | 9 | 0.80814
80878 | 9.1 | 0.8 | 365 | 8.2841 | 0.68296 | 8 | 0.96705
80880 | 14.74 | 0.8 | 365 | 13.4184 | 0.022736 | 13 | 0.44114
80879 | 6.27 | 0.8 | 365 | 5.7078 | 0.49475 | 6 | 0.20257
80881 | 5.36 | 0.8 | 365 | 4.8794 | 0.82645 | 5 | 0.70587
80882 | 3.18 | 0.8 | 365 | 2.8949 | 0.82987 | 3 | 0.72475
80883 | 7.54 | 0.8 | 365 | 6.864 | 0.82303 | 7 | 0.68699
80884 | 11.6 | 0.8 | 365 | 10.5599 | 0.2662 | 10 | 0.82613
80885 | 6.96 | 0.8 | 365 | 6.336 | 0.75972 | 7 | 0.095679
80886 | 8.7 | 0.8 | 365 | 7.92 | 0.94965 | 8 | 0.8696
80888 | 9.57 | 0.8 | 365 | 8.7119 | 0.54461 | 9 | 0.25656
80029 | 7.28 | 0.8 | 365 | 6.6273 | 0.34637 | 6 | 0.97364
80663 | 4.56 | 0.8 | 365 | 4.1511 | 0.35982 | 4 | 0.51096
80892 | 7.2 | 0.8 | 365 | 6.5544 | 0.19971 | 6 | 0.75415
80893 | 7 | 0.8 | 365 | 6.3724 | 0.83305 | 7 | 0.20542
80889 | 35.7 | 0.6 | 365 | 24.3743 | 0.086415 | 24 | 0.46075
80899 | 4.55 | 0.8 | 365 | 4.142 | 0.34148 | 4 | 0.48353
80901 | 10.865 | 0.8 | 365 | 9.8908 | 0.91873 | 10 | 0.80956
80902 | 11.61 | 0.8 | 365 | 10.569 | 0.28453 | 10 | 0.85357
80905 | 4.95 | 0.8 | 365 | 4.5062 | 0.074799 | 4 | 0.58098
80907 | 4.32 | 0.8 | 365 | 3.9327 | 0.91982 | 4 | 0.85249
80909 | 12.06 | 0.8 | 365 | 10.9787 | 0.10951 | 11 | 0.088202
80910 | 10.8 | 0.8 | 365 | 9.8317 | 0.79956 | 10 | 0.63123
80912 | 7.37 | 0.8 | 365 | 6.7092 | 0.51137 | 7 | 0.22057
80915 | 7.8 | 0.8 | 365 | 7.1006 | 0.29968 | 7 | 0.40033
80916 | 8.925 | 0.8 | 365 | 8.1248 | 0.36214 | 8 | 0.48692
80918 | 3.315 | 0.8 | 365 | 3.0178 | 0.077366 | 3 | 0.09514
80917 | 8.1 | 0.8 | 365 | 7.3737 | 0.84967 | 8 | 0.22342
80919 | 6.5 | 0.8 | 365 | 5.9172 | 0.9164 | 6 | 0.83361
80920 | 9.57 | 0.8 | 365 | 8.7119 | 0.54461 | 9 | 0.25656
80924 | 7.68 | 0.8 | 365 | 6.9914 | 0.079689 | 7 | 0.071094
80923 | 7.25 | 0.8 | 365 | 6.6 | 0.29137 | 6 | 0.89133
80927 | 10.08 | 0.8 | 365 | 9.1762 | 0.47959 | 9 | 0.65581
80926 | 9.99 | 0.8 | 365 | 9.0943 | 0.3146 | 9 | 0.40888
80928 | 5.12 | 0.8 | 365 | 4.6609 | 0.38646 | 5 | 0.047396
80929 | 15.95 | 0.8 | 365 | 14.5199 | 0.24102 | 14 | 0.76093
80930 | 8.55 | 0.8 | 365 | 7.7834 | 0.67465 | 8 | 0.45805
80931 | 5.04 | 0.8 | 365 | 4.5881 | 0.2398 | 4 | 0.82791
80932 | 7.41 | 0.8 | 365 | 6.7456 | 0.5847 | 7 | 0.33031
80935 | 6.84 | 0.8 | 365 | 6.2267 | 0.53972 | 6 | 0.76644
80936 | 9.57 | 0.8 | 365 | 8.7119 | 0.54461 | 9 | 0.25656
80938 | 14.91 | 0.8 | 365 | 13.5732 | 0.3344 | 13 | 0.90755
80933 | 9.1 | 0.8 | 365 | 8.2841 | 0.68296 | 8 | 0.96705
80940 | 7.8 | 0.8 | 365 | 7.1006 | 0.29968 | 7 | 0.40033
80942 | 7.685 | 0.8 | 365 | 6.996 | 0.088855 | 7 | 0.084812
80945 | 11.22 | 0.8 | 365 | 10.214 | 0.56955 | 10 | 0.78355
80946 | 13.34 | 0.8 | 365 | 12.1439 | 0.45613 | 12 | 0.60005
80947 | 8.265 | 0.8 | 365 | 7.524 | 0.15216 | 7 | 0.67612
80948 | 11.88 | 0.8 | 365 | 10.8148 | 0.77952 | 11 | 0.59435
80949 | 10.83 | 0.8 | 365 | 9.859 | 0.85456 | 10 | 0.71353
80950 | 11.97 | 0.8 | 365 | 10.8968 | 0.94451 | 11 | 0.84128
80951 | 7.37 | 0.8 | 365 | 6.7092 | 0.51137 | 7 | 0.22057
80953 | 4.35 | 0.8 | 365 | 3.96 | 0.97482 | 4 | 0.9348
80956 | 5.4 | 0.8 | 365 | 4.9158 | 0.89978 | 5 | 0.81561
80957 | 9.28 | 0.8 | 365 | 8.4479 | 0.012957 | 8 | 0.4609
80921 | 5.72 | 0.8 | 365 | 5.2071 | 0.48643 | 5 | 0.69358
80808 | 3.6 | 0.8 | 365 | 3.2772 | 0.59985 | 3 | 0.87708
80809 | 24.9 | 0.8 | 365 | 22.6674 | 0.64899 | 23 | 0.31644
80958 | 4.095 | 0.8 | 365 | 3.7278 | 0.50733 | 4 | 0.23517
80959 | 4.69 | 0.8 | 365 | 4.2695 | 0.59814 | 4 | 0.86763
80960 | 5.025 | 0.8 | 365 | 4.5745 | 0.2123 | 4 | 0.78675
80961 | 5.61 | 0.8 | 365 | 5.107 | 0.28477 | 5 | 0.39178
80963 | 5.94 | 0.8 | 365 | 5.4074 | 0.88976 | 6 | 0.29717
80964 | 8.12 | 0.8 | 365 | 7.392 | 0.88634 | 8 | 0.27829
80965 | 11.2 | 0.8 | 365 | 10.1958 | 0.53288 | 10 | 0.72868
80688 | 4.875 | 0.8 | 365 | 4.4379 | 0.9373 | 5 | 0.37521
80986 | 4.06 | 0.8 | 365 | 3.696 | 0.44317 | 4 | 0.13915
80988 | 9.24 | 0.8 | 365 | 8.4115 | 0.93963 | 9 | 0.35116
80992 | 26.22 | 0.6 | 365 | 17.9018 | 0.051703 | 17 | 0.95352
80993 | 6.96 | 0.8 | 365 | 6.336 | 0.75972 | 7 | 0.095679
80995 | 12.18 | 0.8 | 365 | 11.0879 | 0.32951 | 11 | 0.41744
42026 | 1401.975 | 0.8 | 365 | 1276.2728 | 0.23067 | 1276 | 0.50347
80996 | 3.9 | 0.8 | 365 | 3.5503 | 0.14984 | 3 | 0.70016
80939 | 6.9 | 0.8 | 365 | 6.2813 | 0.64972 | 6 | 0.93106
80997 | 3.84 | 0.8 | 365 | 3.4957 | 0.039844 | 3 | 0.53555
81000 | 6.4 | 0.8 | 365 | 5.8262 | 0.73307 | 6 | 0.55924
81001 | 8.25 | 0.8 | 365 | 7.5103 | 0.12467 | 7 | 0.63496
81003 | 8.25 | 0.8 | 365 | 7.5103 | 0.12467 | 7 | 0.63496
81005 | 7.92 | 0.8 | 365 | 7.2099 | 0.51968 | 7 | 0.72957
81007 | 9.8 | 0.8 | 365 | 8.9213 | 0.96627 | 9 | 0.88759
81008 | 11.52 | 0.8 | 365 | 10.4871 | 0.11953 | 10 | 0.60664
81011 | 3.96 | 0.8 | 365 | 3.6049 | 0.25984 | 3 | 0.86478
81004 | 11.395 | 0.8 | 365 | 10.3733 | 0.89037 | 11 | 0.26369
81012 | 3 | 0.8 | 365 | 2.731 | 0.49988 | 3 | 0.2309
81014 | 13.4 | 0.8 | 365 | 12.1985 | 0.56612 | 12 | 0.76467
81016 | 6.75 | 0.8 | 365 | 6.1448 | 0.37473 | 6 | 0.51952
81017 | 7.26 | 0.8 | 365 | 6.6091 | 0.30971 | 6 | 0.91877
80515 | 8.96 | 0.8 | 365 | 8.1566 | 0.4263 | 8 | 0.58294
80803 | 16.74 | 0.8 | 365 | 15.2391 | 0.68932 | 15 | 0.9284
80428 | 8.7 | 0.8 | 365 | 7.92 | 0.94965 | 8 | 0.8696
81018 | 6.24 | 0.8 | 365 | 5.6805 | 0.43975 | 6 | 0.12026
81019 | 7.13 | 0.8 | 365 | 6.4907 | 0.071378 | 6 | 0.5621
80854 | 7.83 | 0.8 | 365 | 7.128 | 0.35468 | 7 | 0.48264
81032 | 10.8 | 0.8 | 365 | 9.8317 | 0.79956 | 10 | 0.63123
81036 | 6.7 | 0.8 | 365 | 6.0993 | 0.28306 | 6 | 0.38233
81037 | 7.35 | 0.8 | 365 | 6.691 | 0.4747 | 7 | 0.1657
81038 | 8.4 | 0.8 | 365 | 7.6468 | 0.39966 | 8 | 0.046509
81039 | 10.15 | 0.8 | 365 | 9.2399 | 0.60792 | 9 | 0.84786
81040 | 8.4 | 0.8 | 365 | 7.6468 | 0.39966 | 8 | 0.046509
81041 | 4.9 | 0.8 | 365 | 4.4607 | 0.98313 | 5 | 0.4438
81042 | 8.1 | 0.8 | 365 | 7.3737 | 0.84967 | 8 | 0.22342
81043 | 7.26 | 0.8 | 365 | 6.6091 | 0.30971 | 6 | 0.91877
81044 | 5.36 | 0.8 | 365 | 4.8794 | 0.82645 | 5 | 0.70587
81045 | 10.55 | 0.8 | 365 | 9.6041 | 0.28306 | 9 | 0.88714
80979 | 4.06 | 0.8 | 365 | 3.696 | 0.44317 | 4 | 0.13915
80904 | 5.51 | 0.8 | 365 | 5.016 | 0.10144 | 5 | 0.11741
80982 | 10.73 | 0.8 | 365 | 9.7679 | 0.67123 | 10 | 0.43917
81002 | 4.64 | 0.8 | 365 | 4.224 | 0.50648 | 4 | 0.73045
81056 | 7.41 | 0.8 | 365 | 6.7456 | 0.5847 | 7 | 0.33031
80983 | 5.8 | 0.8 | 365 | 5.28 | 0.6331 | 5 | 0.91307
80911 | 5.8 | 0.8 | 365 | 5.28 | 0.6331 | 5 | 0.91307
80906 | 7.83 | 0.8 | 365 | 7.128 | 0.35468 | 7 | 0.48264
81006 | 8.7 | 0.8 | 365 | 7.92 | 0.94965 | 8 | 0.8696
80908 | 7.25 | 0.8 | 365 | 6.6 | 0.29137 | 6 | 0.89133
80215 | 9.28 | 0.8 | 365 | 8.4479 | 0.012957 | 8 | 0.4609
80984 | 4.35 | 0.8 | 365 | 3.96 | 0.97482 | 4 | 0.9348
80898 | 4.93 | 0.8 | 365 | 4.488 | 0.038134 | 4 | 0.52611
77453 | 5.22 | 0.8 | 365 | 4.752 | 0.56979 | 5 | 0.32176
80398 | 7.54 | 0.8 | 365 | 6.864 | 0.82303 | 7 | 0.68699
80896 | 9.28 | 0.8 | 365 | 8.4479 | 0.012957 | 8 | 0.4609
80985 | 12.18 | 0.8 | 365 | 11.0879 | 0.32951 | 11 | 0.41744
81071 | 11.6 | 0.8 | 365 | 10.5599 | 0.2662 | 10 | 0.82613
81072 | 4.72 | 0.8 | 365 | 4.2968 | 0.65314 | 4 | 0.94994
81073 | 6.38 | 0.8 | 365 | 5.808 | 0.69641 | 6 | 0.50437
81074 | 8.99 | 0.8 | 365 | 8.1839 | 0.4813 | 8 | 0.66525
81022 | 4.35 | 0.8 | 365 | 3.96 | 0.97482 | 4 | 0.9348
81023 | 4.35 | 0.8 | 365 | 3.96 | 0.97482 | 4 | 0.9348
81076 | 2.9 | 0.8 | 365 | 2.64 | 0.31655 | 2 | 0.95653
81077 | 4.35 | 0.8 | 365 | 3.96 | 0.97482 | 4 | 0.9348
81078 | 2.9 | 0.8 | 365 | 2.64 | 0.31655 | 2 | 0.95653
81024 | 10.44 | 0.8 | 365 | 9.5039 | 0.13958 | 9 | 0.64352
81086 | 11.6 | 0.8 | 365 | 10.5599 | 0.2662 | 10 | 0.82613
81085 | 6.6 | 0.8 | 365 | 6.0082 | 0.099732 | 6 | 0.10797
81089 | 6.67 | 0.8 | 365 | 6.072 | 0.22806 | 6 | 0.30003
81090 | 13.34 | 0.8 | 365 | 12.1439 | 0.45613 | 12 | 0.60005
81091 | 9.9 | 0.8 | 365 | 9.0124 | 0.1496 | 9 | 0.16196
81094 | 4.75 | 0.8 | 365 | 4.3241 | 0.70814 | 5 | 0.032252
81095 | 2.9 | 0.8 | 365 | 2.64 | 0.31655 | 2 | 0.95653
81099 | 7.5 | 0.8 | 365 | 6.8275 | 0.7497 | 7 | 0.57724
80717 | 9.405 | 0.8 | 365 | 8.5617 | 0.24212 | 8 | 0.80386
80648 | 11.31 | 0.8 | 365 | 10.2959 | 0.73454 | 11 | 0.030478
80873 | 273.76 | 0.7 | 365 | 218.0627 | 0.14696 | 218 | 0.20961
80781 | 345.44 | 0.6 | 365 | 235.8507 | 0.9695 | 236 | 0.82018
43078 | 598.5 | 1 | 365 | 681.0475 | 0.53218 | 681 | 0.57969
80721 | 70.29 | 0.6 | 365 | 47.9908 | 0.64661 | 48 | 0.63742
81098 | 2.32 | 0.8 | 365 | 2.112 | 0.25324 | 2 | 0.36523
81102 | 7.395 | 0.8 | 365 | 6.732 | 0.5572 | 7 | 0.28916
81103 | 5.2 | 0.8 | 365 | 4.7338 | 0.53312 | 5 | 0.26689
81104 | 6.44 | 0.8 | 365 | 5.8626 | 0.80641 | 6 | 0.66899
81105 | 6.6 | 0.8 | 365 | 6.0082 | 0.099732 | 6 | 0.10797
81100 | 6.9 | 0.8 | 365 | 6.2813 | 0.64972 | 6 | 0.93106
81106 | 12 | 0.8 | 365 | 10.9241 | 0.99951 | 11 | 0.92358
81107 | 10.2 | 0.8 | 365 | 9.2855 | 0.69959 | 9 | 0.98505
81109 | 9.8 | 0.8 | 365 | 8.9213 | 0.96627 | 9 | 0.88759
81110 | 5.94 | 0.8 | 365 | 5.4074 | 0.88976 | 6 | 0.29717
81113 | 3.15 | 0.8 | 365 | 2.8676 | 0.77487 | 3 | 0.64244
81114 | 6.84 | 0.8 | 365 | 6.2267 | 0.53972 | 6 | 0.76644
81116 | 5.4 | 0.8 | 365 | 4.9158 | 0.89978 | 5 | 0.81561
81117 | 12.6 | 0.8 | 365 | 11.4703 | 0.099489 | 11 | 0.56976
81118 | 5.6 | 0.8 | 365 | 5.0979 | 0.26644 | 5 | 0.36434
81121 | 8.375 | 0.8 | 365 | 7.6241 | 0.35383 | 7 | 0.97792
81123 | 5.04 | 0.8 | 365 | 4.5881 | 0.2398 | 4 | 0.82791
81125 | 4.02 | 0.8 | 365 | 3.6596 | 0.36984 | 4 | 0.029401
81127 | 6.6 | 0.8 | 365 | 6.0082 | 0.099732 | 6 | 0.10797
81128 | 4.225 | 0.8 | 365 | 3.8462 | 0.74566 | 4 | 0.59185
81137 | 6.67 | 0.8 | 365 | 6.072 | 0.22806 | 6 | 0.30003
81140 | 9.86 | 0.8 | 365 | 8.9759 | 0.076267 | 9 | 0.052212
81093 | 11.2 | 0.8 | 365 | 10.1958 | 0.53288 | 10 | 0.72868
81025 | 6.09 | 0.8 | 365 | 5.544 | 0.16475 | 5 | 0.70872
81026 | 8.99 | 0.8 | 365 | 8.1839 | 0.4813 | 8 | 0.66525
80242 | 6.4 | 1 | 365 | 7.2827 | 0.66634 | 7 | 0.94906
81027 | 5.22 | 0.8 | 365 | 4.752 | 0.56979 | 5 | 0.32176
80394 | 12.06 | 0.8 | 365 | 10.9787 | 0.10951 | 11 | 0.088202
80944 | 10.36 | 0.8 | 365 | 9.4311 | 0.99291 | 10 | 0.42403
80653 | 8.525 | 0.8 | 365 | 7.7606 | 0.62882 | 8 | 0.38946
81152 | 9.3 | 0.8 | 365 | 8.4662 | 0.049623 | 8 | 0.51578
80498 | 9.38 | 0.8 | 365 | 8.539 | 0.19629 | 8 | 0.73527
81161 | 20.88 | 0.8 | 365 | 19.0079 | 0.27915 | 19 | 0.28704
81163 | 13.325 | 0.8 | 365 | 12.1303 | 0.42863 | 12 | 0.5589
81164 | 6.9 | 0.8 | 365 | 6.2813 | 0.64972 | 6 | 0.93106
81165 | 4.8 | 0.8 | 365 | 4.3696 | 0.79981 | 5 | 0.16943
81126 | 9.1 | 0.8 | 365 | 8.2841 | 0.68296 | 8 | 0.96705
81170 | 7.2 | 0.8 | 365 | 6.5544 | 0.19971 | 6 | 0.75415
81171 | 4.845 | 0.8 | 365 | 4.4106 | 0.8823 | 5 | 0.2929
81173 | 5.76 | 0.8 | 365 | 5.2436 | 0.55977 | 5 | 0.80332
81175 | 11.725 | 0.8 | 365 | 10.6737 | 0.49536 | 11 | 0.16909
81176 | 7.56 | 0.8 | 365 | 6.8822 | 0.85969 | 7 | 0.74186
81178 | 11.16 | 0.8 | 365 | 10.1594 | 0.45955 | 10 | 0.61893
81179 | 13.2 | 0.8 | 365 | 12.0165 | 0.19946 | 12 | 0.21594
81181 | 13.2 | 0.8 | 365 | 12.0165 | 0.19946 | 12 | 0.21594
81183 | 7.68 | 0.8 | 365 | 6.9914 | 0.079689 | 7 | 0.071094
81184 | 3.96 | 0.8 | 365 | 3.6049 | 0.25984 | 3 | 0.86478
81186 | 11.05 | 0.8 | 365 | 10.0592 | 0.25789 | 10 | 0.31713
81187 | 6.3 | 1 | 365 | 7.1689 | 0.43718 | 7 | 0.6061
81188 | 7.95 | 0.8 | 365 | 7.2372 | 0.57468 | 7 | 0.81187
81189 | 4.35 | 0.8 | 365 | 3.96 | 0.97482 | 4 | 0.9348
81190 | 6.48 | 0.8 | 365 | 5.899 | 0.87974 | 6 | 0.77874
81191 | 6.96 | 0.8 | 365 | 6.336 | 0.75972 | 7 | 0.095679
81192 | 5.415 | 0.8 | 365 | 4.9295 | 0.92728 | 5 | 0.85677
81193 | 7.25 | 0.8 | 365 | 6.6 | 0.29137 | 6 | 0.89133
81195 | 6.96 | 0.8 | 365 | 6.336 | 0.75972 | 7 | 0.095679
81196 | 2.565 | 0.8 | 365 | 2.335 | 0.7024 | 3 | 0.037416
81197 | 8.99 | 0.8 | 365 | 8.1839 | 0.4813 | 8 | 0.66525
81198 | 4.335 | 0.8 | 365 | 3.9463 | 0.94732 | 4 | 0.89364
80914 | 10.44 | 0.8 | 365 | 9.5039 | 0.13958 | 9 | 0.64352
81200 | 5.22 | 0.8 | 365 | 4.752 | 0.56979 | 5 | 0.32176
81201 | 12.18 | 0.8 | 365 | 11.0879 | 0.32951 | 11 | 0.41744
81202 | 6.67 | 0.8 | 365 | 6.072 | 0.22806 | 6 | 0.30003
81204 | 12.1 | 0.8 | 365 | 11.0151 | 0.18284 | 11 | 0.19795
81206 | 9.57 | 0.8 | 365 | 8.7119 | 0.54461 | 9 | 0.25656
81207 | 10.5 | 0.8 | 365 | 9.5586 | 0.24957 | 9 | 0.80814
81208 | 5.1 | 0.8 | 365 | 4.6427 | 0.34979 | 4 | 0.99252
81209 | 9.28 | 0.8 | 365 | 8.4479 | 0.012957 | 8 | 0.4609
80874 | 7.41 | 0.8 | 365 | 6.7456 | 0.5847 | 7 | 0.33031
80887 | 4.64 | 0.8 | 365 | 4.224 | 0.50648 | 4 | 0.73045
80925 | 40.48 | 0.6 | 365 | 27.6379 | 0.65877 | 28 | 0.29667
80955 | 4.06 | 0.8 | 365 | 3.696 | 0.44317 | 4 | 0.13915
80962 | 5.025 | 0.8 | 365 | 4.5745 | 0.2123 | 4 | 0.78675
80966 | 8.8 | 0.8 | 365 | 8.011 | 0.13298 | 8 | 0.14396
80967 | 3.36 | 0.8 | 365 | 3.0587 | 0.15986 | 3 | 0.2186
80968 | 11.895 | 0.8 | 365 | 10.8285 | 0.80702 | 11 | 0.6355
80969 | 8.8 | 0.8 | 365 | 8.011 | 0.13298 | 8 | 0.14396
80970 | 7.425 | 0.8 | 365 | 6.7593 | 0.6122 | 7 | 0.37147
80971 | 4.13 | 0.8 | 365 | 3.7597 | 0.5715 | 4 | 0.3312
80972 | 6.785 | 0.8 | 365 | 6.1767 | 0.43889 | 6 | 0.61554
80973 | 5.8 | 0.8 | 365 | 5.28 | 0.6331 | 5 | 0.91307
80974 | 5.605 | 0.8 | 365 | 5.1025 | 0.27561 | 5 | 0.37806
80975 | 6.38 | 0.8 | 365 | 5.808 | 0.69641 | 6 | 0.50437
80976 | 8.7 | 0.8 | 365 | 7.92 | 0.94965 | 8 | 0.8696
80977 | 4.425 | 0.8 | 365 | 4.0283 | 0.11232 | 4 | 0.14057
80978 | 7.08 | 0.8 | 365 | 6.4452 | 0.97971 | 7 | 0.42491
80980 | 4.425 | 0.8 | 365 | 4.0283 | 0.11232 | 4 | 0.14057
80981 | 3.54 | 0.8 | 365 | 3.2226 | 0.48986 | 3 | 0.71246
80990 | 7.015 | 1 | 365 | 7.9825 | 0.075686 | 8 | 0.058223
81035 | 4.29 | 0.8 | 365 | 3.9054 | 0.86483 | 4 | 0.77018
81046 | 10.15 | 0.8 | 365 | 9.2399 | 0.60792 | 9 | 0.84786
81084 | 9.86 | 0.8 | 365 | 8.9759 | 0.076267 | 9 | 0.052212
81092 | 9.28 | 0.8 | 365 | 8.4479 | 0.012957 | 8 | 0.4609
81097 | 4.06 | 0.8 | 365 | 3.696 | 0.44317 | 4 | 0.13915
65573 | 52.56 | 0.7 | 365 | 41.8665 | 0.31314 | 42 | 0.17964
81108 | 3.6 | 0.8 | 365 | 3.2772 | 0.59985 | 3 | 0.87708
81112 | 4.55 | 0.8 | 365 | 4.142 | 0.34148 | 4 | 0.48353
81149 | 3.54 | 0.8 | 365 | 3.2226 | 0.48986 | 3 | 0.71246
81150 | 6.09 | 0.8 | 365 | 5.544 | 0.16475 | 5 | 0.70872
81151 | 7.375 | 0.8 | 365 | 6.7138 | 0.52053 | 7 | 0.23429
81153 | 5.51 | 0.8 | 365 | 5.016 | 0.10144 | 5 | 0.11741
81154 | 7.965 | 0.8 | 365 | 7.2509 | 0.60218 | 7 | 0.85303
81155 | 5.22 | 0.8 | 365 | 4.752 | 0.56979 | 5 | 0.32176
81157 | 8.7 | 0.8 | 365 | 7.92 | 0.94965 | 8 | 0.8696
81205 | 7.83 | 0.8 | 365 | 7.128 | 0.35468 | 7 | 0.48264
81210 | 9.57 | 0.8 | 365 | 8.7119 | 0.54461 | 9 | 0.25656
81211 | 6.7 | 0.8 | 365 | 6.0993 | 0.28306 | 6 | 0.38233
81213 | 3.54 | 0.8 | 365 | 3.2226 | 0.48986 | 3 | 0.71246
81214 | 7.92 | 0.8 | 365 | 7.2099 | 0.51968 | 7 | 0.72957
81215 | 5.415 | 0.8 | 365 | 4.9295 | 0.92728 | 5 | 0.85677
81212 | 10.385 | 0.8 | 365 | 9.4539 | 0.038746 | 9 | 0.49262
81217 | 7.25 | 0.8 | 365 | 6.6 | 0.29137 | 6 | 0.89133
81219 | 6.96 | 0.8 | 365 | 6.336 | 0.75972 | 7 | 0.095679
80855 | 7.521 | 0.8 | 365 | 6.8467 | 0.7882 | 7 | 0.63486
81130 | 9.9 | 0.8 | 365 | 9.0124 | 0.1496 | 9 | 0.16196
81075 | 7.98 | 0.8 | 365 | 7.2645 | 0.62968 | 7 | 0.89418
81220 | 13.34 | 0.8 | 365 | 12.1439 | 0.45613 | 12 | 0.60005
81222 | 5.31 | 0.8 | 365 | 4.8339 | 0.73478 | 5 | 0.56869
81223 | 9.28 | 0.8 | 365 | 8.4479 | 0.012957 | 8 | 0.4609
81224 | 10.73 | 0.8 | 365 | 9.7679 | 0.67123 | 10 | 0.43917
81225 | 9.28 | 0.8 | 365 | 8.4479 | 0.012957 | 8 | 0.4609
81226 | 7.93 | 0.8 | 365 | 7.219 | 0.53801 | 7 | 0.757
81227 | 8.7 | 0.8 | 365 | 7.92 | 0.94965 | 8 | 0.8696
81228 | 12.095 | 0.8 | 365 | 11.0106 | 0.17368 | 11 | 0.18423
81232 | 6.67 | 0.8 | 365 | 6.072 | 0.22806 | 6 | 0.30003
81231 | 6.38 | 0.8 | 365 | 5.808 | 0.69641 | 6 | 0.50437
81230 | 8.55 | 0.8 | 365 | 7.7834 | 0.67465 | 8 | 0.45805
81238 | 23.2 | 0.8 | 365 | 21.1199 | 0.53239 | 21 | 0.65226
81241 | 10.2 | 0.8 | 365 | 9.2855 | 0.69959 | 9 | 0.98505
81243 | 5.4 | 0.8 | 365 | 4.9158 | 0.89978 | 5 | 0.81561
81244 | 2.97 | 0.8 | 365 | 2.7037 | 0.44488 | 3 | 0.14859
81245 | 6.6 | 0.8 | 365 | 6.0082 | 0.099732 | 6 | 0.10797
81246 | 4.56 | 0.8 | 365 | 4.1511 | 0.35982 | 4 | 0.51096
81247 | 11.97 | 0.8 | 365 | 10.8968 | 0.94451 | 11 | 0.84128
81248 | 10.26 | 0.8 | 365 | 9.3401 | 0.80958 | 10 | 0.14966
80392 | 10.08 | 0.8 | 365 | 9.1762 | 0.47959 | 9 | 0.65581
80535 | 10.89 | 0.8 | 365 | 9.9136 | 0.96456 | 10 | 0.87815
80544 | 9 | 0.8 | 365 | 8.1931 | 0.49964 | 8 | 0.69269
80549 | 4.8 | 0.8 | 365 | 4.3696 | 0.79981 | 5 | 0.16943
81250 | 4.62 | 0.8 | 365 | 4.2058 | 0.46981 | 4 | 0.67558
81251 | 11.88 | 0.8 | 365 | 10.8148 | 0.77952 | 11 | 0.59435
81252 | 7.26 | 0.8 | 365 | 6.6091 | 0.30971 | 6 | 0.91877
81253 | 11.375 | 0.8 | 365 | 10.3551 | 0.85371 | 11 | 0.20881
81115 | 8.58 | 0.8 | 365 | 7.8107 | 0.72965 | 8 | 0.54036
81254 | 8.12 | 0.8 | 365 | 7.392 | 0.88634 | 8 | 0.27829
81255 | 5.36 | 0.8 | 365 | 4.8794 | 0.82645 | 5 | 0.70587
81258 | 4.55 | 0.8 | 365 | 4.142 | 0.34148 | 4 | 0.48353
81259 | 8.71 | 0.8 | 365 | 7.9291 | 0.96798 | 8 | 0.89703
81260 | 6.7 | 0.8 | 365 | 6.0993 | 0.28306 | 6 | 0.38233
81261 | 5.36 | 0.8 | 365 | 4.8794 | 0.82645 | 5 | 0.70587
81262 | 6.6 | 0.8 | 365 | 6.0082 | 0.099732 | 6 | 0.10797
81263 | 6.96 | 0.8 | 365 | 6.336 | 0.75972 | 7 | 0.095679
80837 | 8.7 | 0.8 | 365 | 7.92 | 0.94965 | 8 | 0.8696
81264 | 7.68 | 0.8 | 365 | 6.9914 | 0.079689 | 7 | 0.071094
80706 | 8.26 | 0.8 | 365 | 7.5194 | 0.143 | 7 | 0.6624
81265 | 10.56 | 0.8 | 365 | 9.6132 | 0.35957 | 9 | 0.97275
80709 | 11.02 | 0.8 | 365 | 10.0319 | 0.20289 | 10 | 0.23482
81266 | 6.095 | 0.8 | 365 | 5.5485 | 0.17392 | 5 | 0.72244
81267 | 6.72 | 0.8 | 365 | 6.1175 | 0.31973 | 6 | 0.43721
81272 | 8.12 | 0.8 | 365 | 7.392 | 0.88634 | 8 | 0.27829
81273 | 13.34 | 0.8 | 365 | 12.1439 | 0.45613 | 12 | 0.60005
81274 | 6.38 | 0.8 | 365 | 5.808 | 0.69641 | 6 | 0.50437
81275 | 8.7 | 0.8 | 365 | 7.92 | 0.94965 | 8 | 0.8696
81276 | 7.54 | 0.8 | 365 | 6.864 | 0.82303 | 7 | 0.68699
81277 | 8.85 | 0.8 | 365 | 8.0565 | 0.22464 | 8 | 0.28114
81278 | 3.54 | 0.8 | 365 | 3.2226 | 0.48986 | 3 | 0.71246
78858 | 4.93 | 0.8 | 365 | 4.488 | 0.038134 | 4 | 0.52611
81020 | 10.8 | 0.8 | 365 | 9.8317 | 0.79956 | 10 | 0.63123
80210 | 7.04 | 0.8 | 365 | 6.4088 | 0.90638 | 7 | 0.31517
81221 | 2.61 | 0.8 | 365 | 2.376 | 0.78489 | 3 | 0.16088
81279 | 10.325 | 0.8 | 365 | 9.3993 | 0.92875 | 10 | 0.328
80784 | 7.705 | 0.8 | 365 | 7.0142 | 0.12552 | 7 | 0.13968
81286 | 9.3 | 0.8 | 365 | 8.4662 | 0.049623 | 8 | 0.51578
81287 | 12.25 | 0.8 | 365 | 11.1517 | 0.45784 | 11 | 0.60949
80841 | 3.99 | 0.8 | 365 | 3.6323 | 0.31484 | 3 | 0.94709
80658 | 6.3 | 0.8 | 365 | 5.7351 | 0.54974 | 6 | 0.28488
81062 | 5.13 | 0.8 | 365 | 4.67 | 0.40479 | 5 | 0.074832
81058 | 7.26 | 0.8 | 365 | 6.6091 | 0.30971 | 6 | 0.91877
80719 | 8.835 | 0.8 | 365 | 8.0428 | 0.19714 | 8 | 0.23999
81294 | 6.825 | 0.8 | 365 | 6.2131 | 0.51222 | 6 | 0.72529
80332 | 9.72 | 0.8 | 365 | 8.8485 | 0.81961 | 9 | 0.6681
81295 | 7.15 | 0.8 | 365 | 6.5089 | 0.10804 | 6 | 0.61697
80316 | 12.18 | 0.8 | 365 | 11.0879 | 0.32951 | 11 | 0.41744
80307 | 10.385 | 0.8 | 365 | 9.4539 | 0.038746 | 9 | 0.49262
80286 | 4.125 | 0.8 | 365 | 3.7551 | 0.56233 | 4 | 0.31748
80288 | 11.22 | 0.8 | 365 | 10.214 | 0.56955 | 10 | 0.78355
80654 | 13.475 | 0.8 | 365 | 12.2668 | 0.70362 | 12 | 0.97044
80650 | 7.98 | 0.8 | 365 | 7.2645 | 0.62968 | 7 | 0.89418
81296 | 13.325 | 0.8 | 365 | 12.1303 | 0.42863 | 12 | 0.5589
81297 | 6.825 | 0.8 | 365 | 6.2131 | 0.51222 | 6 | 0.72529
81269 | 6.84 | 0.8 | 365 | 6.2267 | 0.53972 | 6 | 0.76644
81298 | 2.8 | 0.8 | 365 | 2.5489 | 0.13322 | 2 | 0.68217
81299 | 9.38 | 0.8 | 365 | 8.539 | 0.19629 | 8 | 0.73527
81300 | 9.425 | 0.8 | 365 | 8.5799 | 0.27878 | 8 | 0.85873
81301 | 7.3 | 0.8 | 365 | 6.6455 | 0.38304 | 7 | 0.028514
81303 | 14.25 | 0.8 | 365 | 12.9723 | 0.12442 | 13 | 0.096756
81304 | 4.96 | 0.8 | 365 | 4.5153 | 0.093132 | 4 | 0.60841
81305 | 6.7 | 0.8 | 365 | 6.0993 | 0.28306 | 6 | 0.38233
81306 | 6.4 | 0.8 | 365 | 5.8262 | 0.73307 | 6 | 0.55924
81070 | 3.99 | 0.8 | 365 | 3.6323 | 0.31484 | 3 | 0.94709
81307 | 6.48 | 0.8 | 365 | 5.899 | 0.87974 | 6 | 0.77874
81048 | 5.12 | 0.8 | 365 | 4.6609 | 0.38646 | 5 | 0.047396
81168 | 15.12 | 0.8 | 365 | 13.7643 | 0.71939 | 14 | 0.48372
81146 | 9.715 | 0.8 | 365 | 8.8439 | 0.81044 | 9 | 0.65438
81066 | 3.24 | 0.8 | 365 | 2.9495 | 0.93987 | 3 | 0.88937
81309 | 6.6 | 0.8 | 365 | 6.0082 | 0.099732 | 6 | 0.10797
81310 | 6.555 | 0.8 | 365 | 5.9673 | 0.017234 | 5 | 0.98451
81311 | 4.29 | 0.8 | 365 | 3.9054 | 0.86483 | 4 | 0.77018
80592 | 7.26 | 0.8 | 365 | 6.6091 | 0.30971 | 6 | 0.91877
81312 | 7.59 | 0.8 | 365 | 6.9095 | 0.91469 | 7 | 0.82417
81313 | 7.15 | 0.8 | 365 | 6.5089 | 0.10804 | 6 | 0.61697
81315 | 10.5 | 0.8 | 365 | 9.5586 | 0.24957 | 9 | 0.80814
64885 | 929.28 | 0.9 | 365 | 951.705 | 0.59762 | 952 | 0.30264
81317 | 5.04 | 0.8 | 365 | 4.5881 | 0.2398 | 4 | 0.82791
81318 | 12.6 | 0.8 | 365 | 11.4703 | 0.099489 | 11 | 0.56976
81319 | 12.16 | 0.8 | 365 | 11.0697 | 0.29284 | 11 | 0.36257
81320 | 11.725 | 0.8 | 365 | 10.6737 | 0.49536 | 11 | 0.16909
81321 | 9.6 | 0.8 | 365 | 8.7393 | 0.59961 | 9 | 0.33887
81323 | 6.72 | 0.8 | 365 | 6.1175 | 0.31973 | 6 | 0.43721
81326 | 7.685 | 0.8 | 365 | 6.996 | 0.088855 | 7 | 0.084812
81328 | 4.5 | 0.8 | 365 | 4.0965 | 0.24982 | 4 | 0.34634
80640 | 7.56 | 0.8 | 365 | 6.8822 | 0.85969 | 7 | 0.74186
80638 | 8.7 | 0.8 | 365 | 7.92 | 0.94965 | 8 | 0.8696
80897 | 3.48 | 0.8 | 365 | 3.168 | 0.37986 | 3 | 0.54784
81334 | 19.08 | 0.8 | 365 | 17.3693 | 0.97923 | 18 | 0.3485
81336 | 5.95 | 0.8 | 365 | 5.4165 | 0.90809 | 6 | 0.32461
81028 | 8.99 | 0.8 | 365 | 8.1839 | 0.4813 | 8 | 0.66525
81029 | 10.73 | 0.8 | 365 | 9.7679 | 0.67123 | 10 | 0.43917
81338 | 7.41 | 0.8 | 365 | 6.7456 | 0.5847 | 7 | 0.33031
80659 | 40.89 | 0.6 | 365 | 27.9178 | 0.22251 | 28 | 0.14033
81030 | 9.86 | 0.8 | 365 | 8.9759 | 0.076267 | 9 | 0.052212
81031 | 3.99 | 0.8 | 365 | 3.6323 | 0.31484 | 3 | 0.94709
81169 | 4.93 | 0.8 | 365 | 4.488 | 0.038134 | 4 | 0.52611
81174 | 4.06 | 0.8 | 365 | 3.696 | 0.44317 | 4 | 0.13915
81177 | 5.22 | 0.8 | 365 | 4.752 | 0.56979 | 5 | 0.32176
81182 | 12.76 | 0.8 | 365 | 11.6159 | 0.39282 | 12 | 0.0087443
81302 | 5.8 | 0.8 | 365 | 5.28 | 0.6331 | 5 | 0.91307
81185 | 8.48 | 0.8 | 365 | 7.7197 | 0.54632 | 8 | 0.266
81194 | 8.55 | 0.8 | 365 | 7.7834 | 0.67465 | 8 | 0.45805
81199 | 4.93 | 0.8 | 365 | 4.488 | 0.038134 | 4 | 0.52611
81343 | 8.7 | 0.8 | 365 | 7.92 | 0.94965 | 8 | 0.8696
81346 | 10.385 | 0.8 | 365 | 9.4539 | 0.038746 | 9 | 0.49262
81349 | 4.48 | 0.8 | 365 | 4.0783 | 0.21315 | 4 | 0.29147
81350 | 6.03 | 0.8 | 365 | 5.4893 | 0.054756 | 5 | 0.5441
81352 | 6.03 | 0.8 | 365 | 5.4893 | 0.054756 | 5 | 0.5441
81353 | 6.365 | 0.8 | 365 | 5.7943 | 0.66891 | 6 | 0.46322
81355 | 8.64 | 0.8 | 365 | 7.8653 | 0.83965 | 8 | 0.70498
81356 | 3.3 | 0.8 | 365 | 3.0041 | 0.049866 | 3 | 0.053986
81358 | 8.64 | 0.8 | 365 | 7.8653 | 0.83965 | 8 | 0.70498
81359 | 10.8 | 0.8 | 365 | 9.8317 | 0.79956 | 10 | 0.63123
81361 | 10.137 | 0.8 | 365 | 9.2281 | 0.58409 | 9 | 0.8122
81362 | 4.578 | 0.8 | 365 | 4.1675 | 0.39281 | 4 | 0.56035
81363 | 5.36 | 0.8 | 365 | 4.8794 | 0.82645 | 5 | 0.70587
81364 | 5.76 | 0.8 | 365 | 5.2436 | 0.55977 | 5 | 0.80332
81366 | 9.45 | 0.8 | 365 | 8.6027 | 0.32462 | 8 | 0.92732
81367 | 12.16 | 0.8 | 365 | 11.0697 | 0.29284 | 11 | 0.36257
81368 | 6.84 | 0.8 | 365 | 6.2267 | 0.53972 | 6 | 0.76644
81369 | 6 | 0.8 | 365 | 5.462 | 0.99976 | 6 | 0.46179
81370 | 8.28 | 0.8 | 365 | 7.5376 | 0.17966 | 7 | 0.71727
81141 | 4.35 | 0.8 | 365 | 3.96 | 0.97482 | 4 | 0.9348
81376 | 9.9 | 0.8 | 365 | 9.0124 | 0.1496 | 9 | 0.16196
81377 | 4.725 | 0.8 | 365 | 4.3014 | 0.66231 | 4 | 0.96366
81381 | 15.39 | 0.8 | 365 | 14.0101 | 0.21438 | 14 | 0.2245
81382 | 6.785 | 0.8 | 365 | 6.1767 | 0.43889 | 6 | 0.61554
80579 | 6.6 | 0.8 | 365 | 6.0082 | 0.099732 | 6 | 0.10797
81383 | 7.25 | 0.8 | 365 | 6.6 | 0.29137 | 6 | 0.89133
81386 | 6.49 | 0.8 | 365 | 5.9081 | 0.89807 | 6 | 0.80617
81387 | 8.7 | 0.8 | 365 | 7.92 | 0.94965 | 8 | 0.8696
81388 | 12.71 | 0.8 | 365 | 11.5704 | 0.30115 | 11 | 0.87156
81390 | 8.4 | 0.8 | 365 | 7.6468 | 0.39966 | 8 | 0.046509
81392 | 10.075 | 0.8 | 365 | 9.1717 | 0.47042 | 9 | 0.64209
81391 | 9.28 | 0.8 | 365 | 8.4479 | 0.012957 | 8 | 0.4609
81395 | 8.4 | 0.8 | 365 | 7.6468 | 0.39966 | 8 | 0.046509
81399 | 4.56 | 0.8 | 365 | 4.1511 | 0.35982 | 4 | 0.51096
81401 | 3.9 | 0.8 | 365 | 3.5503 | 0.14984 | 3 | 0.70016
81405 | 8.215 | 0.8 | 365 | 7.4784 | 0.0605 | 7 | 0.53894
81404 | 5.8 | 0.8 | 365 | 5.28 | 0.6331 | 5 | 0.91307
80782 | 16.08 | 0.8 | 365 | 14.6383 | 0.47935 | 15 | 0.1176
81406 | 7.83 | 0.8 | 365 | 7.128 | 0.35468 | 7 | 0.48264
80900 | 5.8 | 0.8 | 365 | 5.28 | 0.6331 | 5 | 0.91307
81407 | 9.92 | 0.8 | 365 | 9.0306 | 0.18626 | 9 | 0.21683
81409 | 12.6 | 0.8 | 365 | 11.4703 | 0.099489 | 11 | 0.56976
81410 | 6.51 | 0.8 | 365 | 5.9263 | 0.93474 | 6 | 0.86104
81015 | 9.86 | 0.8 | 365 | 8.9759 | 0.076267 | 9 | 0.052212
81411 | 6.09 | 0.8 | 365 | 5.544 | 0.16475 | 5 | 0.70872
81412 | 7.15 | 0.8 | 365 | 6.5089 | 0.10804 | 6 | 0.61697
81414 | 3.685 | 0.8 | 365 | 3.3546 | 0.75568 | 4 | 0.11028
78670 | 5.22 | 0.8 | 365 | 4.752 | 0.56979 | 5 | 0.32176
81156 | 9.6 | 0.8 | 365 | 8.7393 | 0.59961 | 9 | 0.33887
81416 | 6.195 | 0.8 | 365 | 5.6396 | 0.35725 | 5 | 0.9968
81417 | 9.38 | 0.8 | 365 | 8.539 | 0.19629 | 8 | 0.73527
81419 | 9.24 | 0.8 | 365 | 8.4115 | 0.93963 | 9 | 0.35116
81420 | 8.32 | 0.8 | 365 | 7.574 | 0.253 | 7 | 0.82702
81421 | 10.89 | 0.8 | 365 | 9.9136 | 0.96456 | 10 | 0.87815
81423 | 6.7 | 0.8 | 365 | 6.0993 | 0.28306 | 6 | 0.38233
81422 | 3.3 | 0.8 | 365 | 3.0041 | 0.049866 | 3 | 0.053986
80767 | 5.22 | 0.8 | 365 | 4.752 | 0.56979 | 5 | 0.32176
81429 | 7.92 | 0.8 | 365 | 7.2099 | 0.51968 | 7 | 0.72957
81218 | 9.9 | 0.8 | 365 | 9.0124 | 0.1496 | 9 | 0.16196
81430 | 3.705 | 0.8 | 365 | 3.3728 | 0.79235 | 4 | 0.16516
81431 | 11.55 | 0.8 | 365 | 10.5144 | 0.17453 | 10 | 0.68895
81111 | 8.99 | 0.8 | 365 | 8.1839 | 0.4813 | 8 | 0.66525
81354 | 9.57 | 0.8 | 365 | 8.7119 | 0.54461 | 9 | 0.25656
81393 | 5.51 | 0.8 | 365 | 5.016 | 0.10144 | 5 | 0.11741
81360 | 13.11 | 0.8 | 365 | 11.9345 | 0.034469 | 11 | 0.96902
81365 | 7.83 | 0.8 | 365 | 7.128 | 0.35468 | 7 | 0.48264
81432 | 6.09 | 0.8 | 365 | 5.544 | 0.16475 | 5 | 0.70872
81371 | 9.86 | 0.8 | 365 | 8.9759 | 0.076267 | 9 | 0.052212
81433 | 12.285 | 0.8 | 365 | 11.1835 | 0.522 | 11 | 0.70552
81372 | 4.64 | 0.8 | 365 | 4.224 | 0.50648 | 4 | 0.73045
81373 | 4.35 | 0.8 | 365 | 3.96 | 0.97482 | 4 | 0.9348
81374 | 13.34 | 0.8 | 365 | 12.1439 | 0.45613 | 12 | 0.60005
81394 | 4.35 | 0.8 | 365 | 3.96 | 0.97482 | 4 | 0.9348
81397 | 5.04 | 0.8 | 365 | 4.5881 | 0.2398 | 4 | 0.82791
81400 | 6.09 | 0.8 | 365 | 5.544 | 0.16475 | 5 | 0.70872
81403 | 7.84 | 0.8 | 365 | 7.1371 | 0.37302 | 7 | 0.51007
81435 | 5.4 | 0.8 | 365 | 4.9158 | 0.89978 | 5 | 0.81561
81436 | 14 | 0.8 | 365 | 12.7447 | 0.6661 | 13 | 0.41085
81426 | 5.51 | 0.8 | 365 | 5.016 | 0.10144 | 5 | 0.11741
81427 | 7.25 | 0.8 | 365 | 6.6 | 0.29137 | 6 | 0.89133
81440 | 16.5 | 0.8 | 365 | 15.0206 | 0.24933 | 15 | 0.26993
81428 | 6.38 | 0.8 | 365 | 5.808 | 0.69641 | 6 | 0.50437
81441 | 5.7 | 0.8 | 365 | 5.1889 | 0.44977 | 5 | 0.6387
81439 | 4.875 | 0.8 | 365 | 4.4379 | 0.9373 | 5 | 0.37521
81445 | 24.19 | 0.8 | 365 | 22.0211 | 0.34735 | 22 | 0.36846
81448 | 7.15 | 0.8 | 365 | 6.5089 | 0.10804 | 6 | 0.61697
81450 | 7.8 | 0.8 | 365 | 7.1006 | 0.29968 | 7 | 0.40033
80630 | 4.62 | 0.8 | 365 | 4.2058 | 0.46981 | 4 | 0.67558
80636 | 8.75 | 0.8 | 365 | 7.9655 | 0.041312 | 8 | 0.00678
81256 | 9.125 | 0.8 | 365 | 8.3068 | 0.7288 | 9 | 0.035642
80643 | 9 | 0.8 | 365 | 8.1931 | 0.49964 | 8 | 0.69269
81069 | 4.93 | 0.8 | 365 | 4.488 | 0.038134 | 4 | 0.52611
81057 | 7.68 | 0.8 | 365 | 6.9914 | 0.079689 | 7 | 0.071094
80941 | 2.97 | 0.8 | 365 | 2.7037 | 0.44488 | 3 | 0.14859
81464 | 4.845 | 0.8 | 365 | 4.4106 | 0.8823 | 5 | 0.2929
81466 | 8.265 | 0.8 | 365 | 7.524 | 0.15216 | 7 | 0.67612
81467 | 3.99 | 0.8 | 365 | 3.6323 | 0.31484 | 3 | 0.94709
81474 | 6.555 | 0.8 | 365 | 5.9673 | 0.017234 | 5 | 0.98451
81475 | 8.12 | 0.8 | 365 | 7.392 | 0.88634 | 8 | 0.27829
81476 | 3.64 | 0.8 | 365 | 3.3136 | 0.67319 | 3 | 0.98682
81477 | 6.38 | 0.8 | 365 | 5.808 | 0.69641 | 6 | 0.50437
80952 | 11.725 | 0.8 | 365 | 10.6737 | 0.49536 | 11 | 0.16909
81478 | 7.54 | 0.8 | 365 | 6.864 | 0.82303 | 7 | 0.68699
81203 | 5.8 | 0.8 | 365 | 5.28 | 0.6331 | 5 | 0.91307
81479 | 5.85 | 0.8 | 365 | 5.3255 | 0.72476 | 6 | 0.050247
81480 | 6.555 | 0.8 | 365 | 5.9673 | 0.017234 | 5 | 0.98451
81482 | 6.44 | 0.8 | 365 | 5.8626 | 0.80641 | 6 | 0.66899
81483 | 5.32 | 0.8 | 365 | 4.843 | 0.75312 | 5 | 0.59612
81468 | 4.06 | 0.8 | 365 | 3.696 | 0.44317 | 4 | 0.13915
81438 | 19.2 | 0.8 | 365 | 17.4785 | 0.19922 | 17 | 0.67773
81465 | 8.99 | 0.8 | 365 | 8.1839 | 0.4813 | 8 | 0.66525
81463 | 5.8 | 0.8 | 365 | 5.28 | 0.6331 | 5 | 0.91307
81462 | 7.54 | 0.8 | 365 | 6.864 | 0.82303 | 7 | 0.68699
81484 | 5.4 | 0.8 | 365 | 4.9158 | 0.89978 | 5 | 0.81561
81459 | 2.32 | 0.8 | 365 | 2.112 | 0.25324 | 2 | 0.36523
81485 | 6.39 | 0.8 | 365 | 5.8171 | 0.71474 | 6 | 0.53181
81385 | 10.85 | 0.8 | 365 | 9.8772 | 0.89123 | 10 | 0.76841
81486 | 10.72 | 0.8 | 365 | 9.7588 | 0.6529 | 10 | 0.41174
81444 | 4.06 | 0.8 | 365 | 3.696 | 0.44317 | 4 | 0.13915
81452 | 8.99 | 0.8 | 365 | 8.1839 | 0.4813 | 8 | 0.66525
81454 | 3.77 | 0.8 | 365 | 3.432 | 0.91151 | 4 | 0.34349
81488 | 12.32 | 0.8 | 365 | 11.2154 | 0.58617 | 11 | 0.80155
81489 | 9.75 | 0.8 | 365 | 8.8758 | 0.8746 | 9 | 0.75041
80759 | 9.6 | 0.8 | 365 | 8.7393 | 0.59961 | 9 | 0.33887
81490 | 6.2 | 0.8 | 365 | 5.6441 | 0.36642 | 6 | 0.010518
81491 | 8.19 | 0.8 | 365 | 7.4557 | 0.014668 | 7 | 0.47035
80954 | 6.38 | 0.8 | 365 | 5.808 | 0.69641 | 6 | 0.50437
81088 | 8.45 | 0.8 | 365 | 7.6924 | 0.49132 | 8 | 0.18369
80903 | 2.1 | 0.8 | 365 | 1.9117 | 0.84991 | 2 | 0.76163
81456 | 10.15 | 0.8 | 365 | 9.2399 | 0.60792 | 9 | 0.84786
81447 | 3.92 | 0.8 | 365 | 3.5685 | 0.18651 | 3 | 0.75504
80922 | 14.85 | 0.8 | 365 | 13.5185 | 0.2244 | 13 | 0.74294
81455 | 5.8 | 0.8 | 365 | 5.28 | 0.6331 | 5 | 0.91307
81502 | 7.425 | 0.8 | 365 | 6.7593 | 0.6122 | 7 | 0.37147
81503 | 6 | 0.8 | 365 | 5.462 | 0.99976 | 6 | 0.46179
81504 | 9.6 | 0.8 | 365 | 8.7393 | 0.59961 | 9 | 0.33887
81506 | 10.45 | 0.8 | 365 | 9.513 | 0.15791 | 9 | 0.67095
81507 | 13.2 | 0.8 | 365 | 12.0165 | 0.19946 | 12 | 0.21594
81508 | 12.18 | 0.8 | 365 | 11.0879 | 0.32951 | 11 | 0.41744
81509 | 5.695 | 0.8 | 365 | 5.1844 | 0.4406 | 5 | 0.62498
81510 | 5.8 | 0.8 | 365 | 5.28 | 0.6331 | 5 | 0.91307
81511 | 8.58 | 0.8 | 365 | 7.8107 | 0.72965 | 8 | 0.54036
81512 | 9.86 | 0.8 | 365 | 8.9759 | 0.076267 | 9 | 0.052212
81515 | 4.64 | 0.8 | 365 | 4.224 | 0.50648 | 4 | 0.73045
81516 | 11.89 | 0.8 | 365 | 10.8239 | 0.79785 | 11 | 0.62178
81517 | 4.95 | 0.8 | 365 | 4.5062 | 0.074799 | 4 | 0.58098
81518 | 14.08 | 0.8 | 365 | 12.8176 | 0.81276 | 13 | 0.63034
81519 | 3.78 | 0.8 | 365 | 3.4411 | 0.92985 | 4 | 0.37093
81520 | 7.035 | 0.8 | 365 | 6.4042 | 0.89721 | 7 | 0.30145
81521 | 7.35 | 0.8 | 365 | 6.691 | 0.4747 | 7 | 0.1657
81522 | 9.045 | 0.8 | 365 | 8.234 | 0.58213 | 8 | 0.81615
81524 | 5.49 | 0.8 | 365 | 4.9978 | 0.064777 | 5 | 0.06254
81526 | 23.46 | 0.8 | 365 | 21.3566 | 0.0090491 | 21 | 0.36561
37009 | 2151.45 | 0.7 | 365 | 1713.7306 | 0.20807 | 1713 | 0.93868
81653 | 69.12 | 0.6 | 365 | 47.192 | 0.037899 | 47 | 0.22988
26411 | 645.84 | 1 | 365 | 734.9168 | 0.017277 | 734 | 0.93411
26407 | 645.84 | 1 | 365 | 734.9168 | 0.017277 | 734 | 0.93411
26406 | 645.84 | 1 | 365 | 734.9168 | 0.017277 | 734 | 0.93411
81424 | 313.2 | 0.6 | 365 | 213.8387 | 0.64048 | 214 | 0.47916
81425 | 1401.48 | 0.6 | 365 | 956.8666 | 0.9924 | 957 | 0.85903
81492 | 3.19 | 0.8 | 365 | 2.904 | 0.8482 | 3 | 0.75219
81701 | 11.31 | 0.8 | 365 | 10.2959 | 0.73454 | 11 | 0.030478
81641 | 4.35 | 0.8 | 365 | 3.96 | 0.97482 | 4 | 0.9348
81493 | 4.64 | 0.8 | 365 | 4.224 | 0.50648 | 4 | 0.73045
81494 | 8.99 | 0.8 | 365 | 8.1839 | 0.4813 | 8 | 0.66525
81750 | 8.99 | 0.8 | 365 | 8.1839 | 0.4813 | 8 | 0.66525
81451 | 4.64 | 0.8 | 365 | 4.224 | 0.50648 | 4 | 0.73045
81457 | 2.32 | 0.8 | 365 | 2.112 | 0.25324 | 2 | 0.36523
81532 | 12.8 | 0.8 | 365 | 11.6523 | 0.46615 | 12 | 0.11849
81533 | 9.86 | 0.8 | 365 | 8.9759 | 0.076267 | 9 | 0.052212
81534 | 4.425 | 0.8 | 365 | 4.0283 | 0.11232 | 4 | 0.14057
81523 | 5.04 | 0.8 | 365 | 4.5881 | 0.2398 | 4 | 0.82791
81544 | 7.2 | 0.8 | 365 | 6.5544 | 0.19971 | 6 | 0.75415
81543 | 6.3 | 0.8 | 365 | 5.7351 | 0.54974 | 6 | 0.28488
81546 | 8.58 | 0.8 | 365 | 7.8107 | 0.72965 | 8 | 0.54036
81548 | 6.5 | 0.8 | 365 | 5.9172 | 0.9164 | 6 | 0.83361
81553 | 2.8 | 0.8 | 365 | 2.5489 | 0.13322 | 2 | 0.68217
81550 | 10.4 | 0.8 | 365 | 9.4675 | 0.066245 | 9 | 0.53377
81555 | 4.275 | 0.8 | 365 | 3.8917 | 0.83733 | 4 | 0.72903
81655 | 5.67 | 0.8 | 365 | 5.1616 | 0.39477 | 5 | 0.55639
81557 | 9.1 | 0.8 | 365 | 8.2841 | 0.68296 | 8 | 0.96705
80789 | 3.6 | 0.8 | 365 | 3.2772 | 0.59985 | 3 | 0.87708
81770 | 9.86 | 0.8 | 365 | 8.9759 | 0.076267 | 9 | 0.052212
81080 | 12.3 | 0.8 | 365 | 11.1972 | 0.5495 | 11 | 0.74667
81083 | 6.6 | 0.8 | 365 | 6.0082 | 0.099732 | 6 | 0.10797
81643 | 9.28 | 0.8 | 365 | 8.4479 | 0.012957 | 8 | 0.4609
81562 | 13.275 | 0.8 | 365 | 12.0848 | 0.33696 | 12 | 0.42171
81563 | 3.19 | 0.8 | 365 | 2.904 | 0.8482 | 3 | 0.75219
81639 | 9.86 | 0.8 | 365 | 8.9759 | 0.076267 | 9 | 0.052212
81564 | 3.54 | 0.8 | 365 | 3.2226 | 0.48986 | 3 | 0.71246
81638 | 5.22 | 0.8 | 365 | 4.752 | 0.56979 | 5 | 0.32176
81629 | 4.64 | 0.8 | 365 | 4.224 | 0.50648 | 4 | 0.73045
81748 | 6.67 | 0.8 | 365 | 6.072 | 0.22806 | 6 | 0.30003
81740 | 6.615 | 0.8 | 365 | 6.0219 | 0.12723 | 6 | 0.14913
81738 | 4.35 | 0.8 | 365 | 3.96 | 0.97482 | 4 | 0.9348
81736 | 6.09 | 0.8 | 365 | 5.544 | 0.16475 | 5 | 0.70872
81734 | 8.265 | 0.8 | 365 | 7.524 | 0.15216 | 7 | 0.67612
81733 | 3.77 | 0.8 | 365 | 3.432 | 0.91151 | 4 | 0.34349
81728 | 11.31 | 0.8 | 365 | 10.2959 | 0.73454 | 11 | 0.030478
81724 | 4.35 | 0.8 | 365 | 3.96 | 0.97482 | 4 | 0.9348
81719 | 10.44 | 0.8 | 365 | 9.5039 | 0.13958 | 9 | 0.64352
81717 | 9.28 | 0.8 | 365 | 8.4479 | 0.012957 | 8 | 0.4609
81711 | 6.09 | 0.8 | 365 | 5.544 | 0.16475 | 5 | 0.70872
81703 | 12.04 | 0.8 | 365 | 10.9605 | 0.072845 | 11 | 0.033329
81692 | 10.73 | 0.8 | 365 | 9.7679 | 0.67123 | 10 | 0.43917
81565 | 5.22 | 0.8 | 365 | 4.752 | 0.56979 | 5 | 0.32176
81566 | 6.785 | 0.8 | 365 | 6.1767 | 0.43889 | 6 | 0.61554
81567 | 5.605 | 0.8 | 365 | 5.1025 | 0.27561 | 5 | 0.37806
81568 | 4.425 | 0.8 | 365 | 4.0283 | 0.11232 | 4 | 0.14057
81569 | 4.06 | 0.8 | 365 | 3.696 | 0.44317 | 4 | 0.13915
81570 | 6.49 | 0.8 | 365 | 5.9081 | 0.89807 | 6 | 0.80617
81053 | 6.3 | 0.8 | 365 | 5.7351 | 0.54974 | 6 | 0.28488
81542 | 9.92 | 0.8 | 365 | 9.0306 | 0.18626 | 9 | 0.21683
81347 | 111 | 0.6 | 365 | 75.7857 | 0.62163 | 76 | 0.40736
81582 | 9.765 | 0.8 | 365 | 8.8895 | 0.9021 | 9 | 0.79157
76729 | 4.16 | 0.8 | 365 | 3.787 | 0.6265 | 4 | 0.41351
51491 | 693.45 | 0.8 | 365 | 631.2747 | 0.29689 | 631 | 0.57161
81624 | 10.44 | 0.8 | 365 | 9.5039 | 0.13958 | 9 | 0.64352
81547 | 9.86 | 0.8 | 365 | 8.9759 | 0.076267 | 9 | 0.052212
81622 | 6.67 | 0.8 | 365 | 6.072 | 0.22806 | 6 | 0.30003
81690 | 11.6 | 0.8 | 365 | 10.5599 | 0.2662 | 10 | 0.82613
81688 | 7.56 | 0.8 | 365 | 6.8822 | 0.85969 | 7 | 0.74186
81686 | 4.64 | 0.8 | 365 | 4.224 | 0.50648 | 4 | 0.73045
81685 | 5.7 | 0.8 | 365 | 5.1889 | 0.44977 | 5 | 0.6387
81684 | 7.25 | 0.8 | 365 | 6.6 | 0.29137 | 6 | 0.89133
81683 | 5.51 | 0.8 | 365 | 5.016 | 0.10144 | 5 | 0.11741
81681 | 7.54 | 0.8 | 365 | 6.864 | 0.82303 | 7 | 0.68699
81677 | 6.38 | 0.8 | 365 | 5.808 | 0.69641 | 6 | 0.50437
81663 | 6.96 | 0.8 | 365 | 6.336 | 0.75972 | 7 | 0.095679
81662 | 5.8 | 0.8 | 365 | 5.28 | 0.6331 | 5 | 0.91307
81654 | 7.83 | 0.8 | 365 | 7.128 | 0.35468 | 7 | 0.48264
81645 | 4.93 | 0.8 | 365 | 4.488 | 0.038134 | 4 | 0.52611
81637 | 4.64 | 0.8 | 365 | 4.224 | 0.50648 | 4 | 0.73045
81628 | 4.93 | 0.8 | 365 | 4.488 | 0.038134 | 4 | 0.52611
81627 | 7.25 | 0.8 | 365 | 6.6 | 0.29137 | 6 | 0.89133
81621 | 2.32 | 0.8 | 365 | 2.112 | 0.25324 | 2 | 0.36523
81620 | 7.25 | 0.8 | 365 | 6.6 | 0.29137 | 6 | 0.89133
81619 | 8.99 | 0.8 | 365 | 8.1839 | 0.4813 | 8 | 0.66525
81618 | 2.32 | 0.8 | 365 | 2.112 | 0.25324 | 2 | 0.36523
81610 | 11.02 | 0.8 | 365 | 10.0319 | 0.20289 | 10 | 0.23482
81609 | 4.64 | 0.8 | 365 | 4.224 | 0.50648 | 4 | 0.73045
81588 | 8.7 | 0.8 | 365 | 7.92 | 0.94965 | 8 | 0.8696
81586 | 2.32 | 0.8 | 365 | 2.112 | 0.25324 | 2 | 0.36523
81583 | 2.32 | 0.8 | 365 | 2.112 | 0.25324 | 2 | 0.36523
81580 | 5.51 | 0.8 | 365 | 5.016 | 0.10144 | 5 | 0.11741
81579 | 8.99 | 0.8 | 365 | 8.1839 | 0.4813 | 8 | 0.66525
81626 | 7.83 | 0.8 | 365 | 7.128 | 0.35468 | 7 | 0.48264
81584 | 13.44 | 0.8 | 365 | 12.235 | 0.63946 | 12 | 0.87441
81585 | 10.56 | 0.8 | 365 | 9.6132 | 0.35957 | 9 | 0.97275
81587 | 9.425 | 0.8 | 365 | 8.5799 | 0.27878 | 8 | 0.85873
81590 | 13.325 | 0.8 | 365 | 12.1303 | 0.42863 | 12 | 0.5589
34639 | 700.92 | 1 | 365 | 797.5937 | 0.23949 | 797 | 0.83318
34593 | 457.38 | 1 | 365 | 520.4637 | 0.13933 | 520 | 0.60301
81593 | 8.32 | 0.8 | 365 | 7.574 | 0.253 | 7 | 0.82702
38141 | 647.92 | 0.8 | 365 | 589.827 | 0.82707 | 590 | 0.65405
38127 | 642.6 | 0.8 | 365 | 584.984 | 0.073953 | 585 | 0.057923
37984 | 642.6 | 0.8 | 365 | 584.984 | 0.073953 | 585 | 0.057923
80849 | 6.9 | 0.8 | 365 | 6.2813 | 0.64972 | 6 | 0.93106
78182 | 128 | 0.6 | 365 | 87.3926 | 0.99611 | 88 | 0.38867
78179 | 233.2 | 0.6 | 365 | 159.2183 | 0.64291 | 159 | 0.86124
78178 | 408 | 0.6 | 365 | 278.5638 | 0.9876 | 279 | 0.55139
78177 | 72 | 0.6 | 365 | 49.1583 | 0.99781 | 50 | 0.15613
81119 | 13.2 | 0.8 | 365 | 12.0165 | 0.19946 | 12 | 0.21594
81138 | 13.34 | 0.8 | 365 | 12.1439 | 0.45613 | 12 | 0.60005
81288 | 4.06 | 0.8 | 365 | 3.696 | 0.44317 | 4 | 0.13915
81289 | 4.35 | 0.8 | 365 | 3.96 | 0.97482 | 4 | 0.9348
81324 | 6.44 | 0.8 | 365 | 5.8626 | 0.80641 | 6 | 0.66899
81348 | 5.8 | 0.8 | 365 | 5.28 | 0.6331 | 5 | 0.91307
81357 | 8.71 | 0.8 | 365 | 7.9291 | 0.96798 | 8 | 0.89703
81351 | 4.32 | 0.8 | 365 | 3.9327 | 0.91982 | 4 | 0.85249
81160 | 6.3 | 0.8 | 365 | 5.7351 | 0.54974 | 6 | 0.28488
81402 | 8.41 | 0.8 | 365 | 7.656 | 0.41799 | 8 | 0.073945
81408 | 4.64 | 0.8 | 365 | 4.224 | 0.50648 | 4 | 0.73045
81413 | 15.87 | 0.8 | 365 | 14.4471 | 0.094357 | 14 | 0.54144
81442 | 13.2 | 0.8 | 365 | 12.0165 | 0.19946 | 12 | 0.21594
81446 | 11.7 | 0.8 | 365 | 10.651 | 0.44953 | 11 | 0.10049
79754 | 6.24 | 0.8 | 365 | 5.6805 | 0.43975 | 6 | 0.12026
81282 | 9 | 0.8 | 365 | 8.1931 | 0.49964 | 8 | 0.69269
81513 | 14.4 | 0.8 | 365 | 13.1089 | 0.39942 | 13 | 0.5083
81443 | 150.9 | 0.6 | 365 | 103.0276 | 0.48291 | 103 | 0.51055
81794 | 5.94 | 0.8 | 365 | 5.4074 | 0.88976 | 6 | 0.29717
81793 | 6.84 | 0.8 | 365 | 6.2267 | 0.53972 | 6 | 0.76644
81792 | 7.98 | 0.8 | 365 | 7.2645 | 0.62968 | 7 | 0.89418
81791 | 7.125 | 0.8 | 365 | 6.4862 | 0.062211 | 6 | 0.54838
81790 | 9.975 | 0.8 | 365 | 9.0806 | 0.2871 | 9 | 0.36773
81787 | 7.41 | 0.8 | 365 | 6.7456 | 0.5847 | 7 | 0.33031
81735 | 5.28 | 0.8 | 365 | 4.8066 | 0.67979 | 5 | 0.48638
81679 | 7.98 | 0.8 | 365 | 7.2645 | 0.62968 | 7 | 0.89418
81674 | 6.555 | 0.8 | 365 | 5.9673 | 0.017234 | 5 | 0.98451
81616 | 8.91 | 0.8 | 365 | 8.1111 | 0.33464 | 8 | 0.44576
81615 | 6.27 | 0.8 | 365 | 5.7078 | 0.49475 | 6 | 0.20257
81614 | 11.88 | 0.8 | 365 | 10.8148 | 0.77952 | 11 | 0.59435
81613 | 4.62 | 0.8 | 365 | 4.2058 | 0.46981 | 4 | 0.67558
81608 | 11.88 | 0.8 | 365 | 10.8148 | 0.77952 | 11 | 0.59435
81606 | 3.99 | 0.8 | 365 | 3.6323 | 0.31484 | 3 | 0.94709
81605 | 11.55 | 0.8 | 365 | 10.5144 | 0.17453 | 10 | 0.68895
81604 | 6.84 | 0.8 | 365 | 6.2267 | 0.53972 | 6 | 0.76644
81836 | 9.92 | 0.8 | 365 | 9.0306 | 0.18626 | 9 | 0.21683
81835 | 8.375 | 0.8 | 365 | 7.6241 | 0.35383 | 7 | 0.97792
81834 | 7.7 | 0.8 | 365 | 7.0096 | 0.11635 | 7 | 0.12597
81831 | 4.93 | 0.8 | 365 | 4.488 | 0.038134 | 4 | 0.52611
81833 | 6.96 | 0.8 | 365 | 6.336 | 0.75972 | 7 | 0.095679
81828 | 8.4 | 0.8 | 365 | 7.6468 | 0.39966 | 8 | 0.046509
81827 | 18.36 | 0.8 | 365 | 16.7138 | 0.65926 | 17 | 0.37308
81782 | 9.9 | 0.8 | 365 | 9.0124 | 0.1496 | 9 | 0.16196
81781 | 7.37 | 0.8 | 365 | 6.7092 | 0.51137 | 7 | 0.22057
81780 | 17.4 | 0.8 | 365 | 15.8399 | 0.89929 | 16 | 0.7392
81778 | 3.84 | 0.8 | 365 | 3.4957 | 0.039844 | 3 | 0.53555
81777 | 9.6 | 0.8 | 365 | 8.7393 | 0.59961 | 9 | 0.33887
81776 | 13.325 | 0.8 | 365 | 12.1303 | 0.42863 | 12 | 0.5589
81775 | 7.65 | 0.8 | 365 | 6.9641 | 0.02469 | 6 | 0.98878
81774 | 8.68 | 0.8 | 365 | 7.9017 | 0.91298 | 8 | 0.81473
81758 | 6.7 | 0.8 | 365 | 6.0993 | 0.28306 | 6 | 0.38233
81757 | 11.725 | 0.8 | 365 | 10.6737 | 0.49536 | 11 | 0.16909
81756 | 6.93 | 0.8 | 365 | 6.3087 | 0.70472 | 7 | 0.01337
81755 | 7.37 | 0.8 | 365 | 6.7092 | 0.51137 | 7 | 0.22057
81753 | 7.35 | 0.8 | 365 | 6.691 | 0.4747 | 7 | 0.1657
81752 | 8.32 | 0.8 | 365 | 7.574 | 0.253 | 7 | 0.82702
81751 | 6.08 | 0.8 | 365 | 5.5349 | 0.14642 | 5 | 0.68128
81715 | 6.21 | 0.8 | 365 | 5.6532 | 0.38475 | 6 | 0.037955
81714 | 6.365 | 0.8 | 365 | 5.7943 | 0.66891 | 6 | 0.46322
81710 | 9.15 | 0.8 | 365 | 8.3296 | 0.77463 | 9 | 0.10423
81708 | 6.3 | 0.8 | 365 | 5.7351 | 0.54974 | 6 | 0.28488
81666 | 3.6 | 0.8 | 365 | 3.2772 | 0.59985 | 3 | 0.87708
81665 | 8.745 | 0.8 | 365 | 7.9609 | 0.032146 | 7 | 0.99306
81652 | 12.3 | 0.8 | 365 | 11.1972 | 0.5495 | 11 | 0.74667
81650 | 7 | 0.8 | 365 | 6.3724 | 0.83305 | 7 | 0.20542
81649 | 12.6 | 0.8 | 365 | 11.4703 | 0.099489 | 11 | 0.56976
81642 | 8.25 | 0.8 | 365 | 7.5103 | 0.12467 | 7 | 0.63496
81636 | 11.025 | 0.8 | 365 | 10.0365 | 0.21205 | 10 | 0.24854
81820 | 12.6 | 0.8 | 365 | 11.4703 | 0.099489 | 11 | 0.56976
81819 | 9.28 | 0.8 | 365 | 8.4479 | 0.012957 | 8 | 0.4609
81818 | 13.05 | 0.8 | 365 | 11.8799 | 0.92447 | 12 | 0.8044
81817 | 10.395 | 0.8 | 365 | 9.463 | 0.057079 | 9 | 0.52005
81801 | 6.96 | 0.8 | 365 | 6.336 | 0.75972 | 7 | 0.095679
81800 | 9.57 | 0.8 | 365 | 8.7119 | 0.54461 | 9 | 0.25656
81799 | 6.38 | 0.8 | 365 | 5.808 | 0.69641 | 6 | 0.50437
81798 | 5.22 | 0.8 | 365 | 4.752 | 0.56979 | 5 | 0.32176
81795 | 5.51 | 0.8 | 365 | 5.016 | 0.10144 | 5 | 0.11741
81767 | 8.55 | 0.8 | 365 | 7.7834 | 0.67465 | 8 | 0.45805
81766 | 2.61 | 0.8 | 365 | 2.376 | 0.78489 | 3 | 0.16088
81765 | 4.93 | 0.8 | 365 | 4.488 | 0.038134 | 4 | 0.52611
81660 | 4.35 | 0.8 | 365 | 3.96 | 0.97482 | 4 | 0.9348
81838 | 10.73 | 0.8 | 365 | 9.7679 | 0.67123 | 10 | 0.43917
81830 | 7.25 | 0.8 | 365 | 6.6 | 0.29137 | 6 | 0.89133
81832 | 2.9 | 0.8 | 365 | 2.64 | 0.31655 | 2 | 0.95653
81871 | 10.73 | 0.8 | 365 | 9.7679 | 0.67123 | 10 | 0.43917
81865 | 3.77 | 0.8 | 365 | 3.432 | 0.91151 | 4 | 0.34349
81872 | 13.4 | 0.8 | 365 | 12.1985 | 0.56612 | 12 | 0.76467
81870 | 10.075 | 0.8 | 365 | 9.1717 | 0.47042 | 9 | 0.64209
81869 | 4.29 | 0.8 | 365 | 3.9054 | 0.86483 | 4 | 0.77018
81866 | 6 | 0.8 | 365 | 5.462 | 0.99976 | 6 | 0.46179
81635 | 13.4 | 0.8 | 365 | 12.1985 | 0.56612 | 12 | 0.76467
81634 | 12.025 | 0.8 | 365 | 10.9468 | 0.045346 | 10 | 0.99217
81632 | 8.41 | 0.8 | 365 | 7.656 | 0.41799 | 8 | 0.073945
81597 | 11.55 | 0.8 | 365 | 10.5144 | 0.17453 | 10 | 0.68895
81596 | 10.89 | 0.8 | 365 | 9.9136 | 0.96456 | 10 | 0.87815
81789 | 5.94 | 0.8 | 365 | 5.4074 | 0.88976 | 6 | 0.29717
81536 | 5.015 | 0.8 | 365 | 4.5654 | 0.19396 | 4 | 0.75931
81539 | 9.57 | 0.8 | 365 | 8.7119 | 0.54461 | 9 | 0.25656
81556 | 7.68 | 0.8 | 365 | 6.9914 | 0.079689 | 7 | 0.071094
81561 | 4.13 | 0.8 | 365 | 3.7597 | 0.5715 | 4 | 0.3312
81577 | 8.45 | 0.8 | 365 | 7.6924 | 0.49132 | 8 | 0.18369
81559 | 2.97 | 0.8 | 365 | 2.7037 | 0.44488 | 3 | 0.14859
81603 | 8.265 | 0.8 | 365 | 7.524 | 0.15216 | 7 | 0.67612
81797 | 6.38 | 0.8 | 365 | 5.808 | 0.69641 | 6 | 0.50437
81505 | 7.56 | 0.8 | 365 | 6.8822 | 0.85969 | 7 | 0.74186
81082 | 8.41 | 0.8 | 365 | 7.656 | 0.41799 | 8 | 0.073945
81600 | 7.2 | 0.8 | 365 | 6.5544 | 0.19971 | 6 | 0.75415
81496 | 5.28 | 0.8 | 365 | 4.8066 | 0.67979 | 5 | 0.48638
81602 | 7.475 | 0.8 | 365 | 6.8048 | 0.70386 | 7 | 0.50865
81514 | 4.35 | 0.8 | 365 | 3.96 | 0.97482 | 4 | 0.9348
81087 | 8.1 | 0.8 | 365 | 7.3737 | 0.84967 | 8 | 0.22342
81527 | 7.14 | 1 | 365 | 8.1248 | 0.36214 | 8 | 0.48692
81316 | 11.89 | 0.8 | 365 | 10.8239 | 0.79785 | 11 | 0.62178
81607 | 9.6 | 0.8 | 365 | 8.7393 | 0.59961 | 9 | 0.33887
80773 | 13.44 | 0.8 | 365 | 12.235 | 0.63946 | 12 | 0.87441
81229 | 7.695 | 0.8 | 365 | 7.0051 | 0.10719 | 7 | 0.11225
81640 | 5.13 | 0.8 | 365 | 4.67 | 0.40479 | 5 | 0.074832
81239 | 4.275 | 0.8 | 365 | 3.8917 | 0.83733 | 4 | 0.72903
81240 | 9.12 | 0.8 | 365 | 8.3023 | 0.71963 | 9 | 0.021924
81646 | 5.36 | 0.8 | 365 | 4.8794 | 0.82645 | 5 | 0.70587
81651 | 8.04 | 0.8 | 365 | 7.3191 | 0.73967 | 8 | 0.058801
34769 | 2577.15 | 1 | 365 | 2932.6008 | 0.83817 | 2933 | 0.43901
81656 | 6.785 | 0.8 | 365 | 6.1767 | 0.43889 | 6 | 0.61554
81658 | 8.12 | 0.8 | 365 | 7.392 | 0.88634 | 8 | 0.27829
81667 | 10.2 | 0.8 | 365 | 9.2855 | 0.69959 | 9 | 0.98505
81670 | 12.255 | 0.8 | 365 | 11.1562 | 0.467 | 11 | 0.62321
81672 | 6.38 | 0.8 | 365 | 5.808 | 0.69641 | 6 | 0.50437
81675 | 5.6 | 0.8 | 365 | 5.0979 | 0.26644 | 5 | 0.36434
81680 | 10.08 | 0.8 | 365 | 9.1762 | 0.47959 | 9 | 0.65581
81687 | 6.09 | 0.8 | 365 | 5.544 | 0.16475 | 5 | 0.70872
81689 | 6.9 | 0.8 | 365 | 6.2813 | 0.64972 | 6 | 0.93106
81682 | 2.9 | 0.8 | 365 | 2.64 | 0.31655 | 2 | 0.95653
81693 | 5.9 | 0.8 | 365 | 5.371 | 0.81643 | 6 | 0.18743
81694 | 3.835 | 0.8 | 365 | 3.4912 | 0.030678 | 3 | 0.52183
81695 | 2.065 | 0.8 | 365 | 1.8799 | 0.78575 | 2 | 0.6656
81525 | 5.04 | 0.8 | 365 | 4.5881 | 0.2398 | 4 | 0.82791
81415 | 8.1 | 0.8 | 365 | 7.3737 | 0.84967 | 8 | 0.22342
81722 | 7.68 | 0.8 | 365 | 6.9914 | 0.079689 | 7 | 0.071094
79017 | 11.055 | 0.8 | 365 | 10.0638 | 0.26705 | 10 | 0.33085
81732 | 7.965 | 0.8 | 365 | 7.2509 | 0.60218 | 7 | 0.85303
81723 | 8.05 | 0.8 | 365 | 7.3282 | 0.75801 | 8 | 0.086238
81327 | 8.76 | 0.8 | 365 | 7.9746 | 0.059645 | 8 | 0.034216
81339 | 12.21 | 0.8 | 365 | 11.1152 | 0.38451 | 11 | 0.49975
81335 | 6.27 | 0.8 | 365 | 5.7078 | 0.49475 | 6 | 0.20257
81747 | 4.93 | 0.8 | 365 | 4.488 | 0.038134 | 4 | 0.52611
81926 | 4.35 | 0.8 | 365 | 3.96 | 0.97482 | 4 | 0.9348
81917 | 4.64 | 0.8 | 365 | 4.224 | 0.50648 | 4 | 0.73045
81912 | 9.57 | 0.8 | 365 | 8.7119 | 0.54461 | 9 | 0.25656
81644 | 10.54 | 0.8 | 365 | 9.595 | 0.32291 | 9 | 0.91788
81657 | 7.8 | 0.8 | 365 | 7.1006 | 0.29968 | 7 | 0.40033
81941 | 7.8 | 0.8 | 365 | 7.1006 | 0.29968 | 7 | 0.40033
81940 | 7.54 | 0.8 | 365 | 6.864 | 0.82303 | 7 | 0.68699
81939 | 12.6 | 0.8 | 365 | 11.4703 | 0.099489 | 11 | 0.56976
81938 | 4.34 | 0.8 | 365 | 3.9509 | 0.95649 | 4 | 0.90736
81937 | 10.8 | 0.8 | 365 | 9.8317 | 0.79956 | 10 | 0.63123
81936 | 3.84 | 0.8 | 365 | 3.4957 | 0.039844 | 3 | 0.53555
81935 | 10.88 | 0.8 | 365 | 9.9045 | 0.94623 | 10 | 0.85072
81934 | 9.6 | 0.8 | 365 | 8.7393 | 0.59961 | 9 | 0.33887
81933 | 12.54 | 0.8 | 365 | 11.4157 | 0.98949 | 12 | 0.40515
81918 | 11.7 | 0.8 | 365 | 10.651 | 0.44953 | 11 | 0.10049
81914 | 5.886 | 0.8 | 365 | 5.3583 | 0.79076 | 6 | 0.14902
81913 | 8.91 | 0.8 | 365 | 8.1111 | 0.33464 | 8 | 0.44576
81911 | 8.502 | 0.8 | 365 | 7.7397 | 0.58666 | 8 | 0.32636
81910 | 10.44 | 0.8 | 365 | 9.5039 | 0.13958 | 9 | 0.64352
81908 | 11.2 | 0.8 | 365 | 10.1958 | 0.53288 | 10 | 0.72868
81907 | 4.02 | 0.8 | 365 | 3.6596 | 0.36984 | 4 | 0.029401
81826 | 27.93 | 0.6 | 365 | 19.0693 | 0.4029 | 19 | 0.47223
81659 | 5.22 | 0.8 | 365 | 4.752 | 0.56979 | 5 | 0.32176
81948 | 6.84 | 0.8 | 365 | 6.2267 | 0.53972 | 6 | 0.76644
81951 | 4.06 | 0.8 | 365 | 3.696 | 0.44317 | 4 | 0.13915
81942 | 8.55 | 0.8 | 365 | 7.7834 | 0.67465 | 8 | 0.45805
81947 | 3.77 | 0.8 | 365 | 3.432 | 0.91151 | 4 | 0.34349
81943 | 6.09 | 0.8 | 365 | 5.544 | 0.16475 | 5 | 0.70872
74725 | 5.22 | 0.8 | 365 | 4.752 | 0.56979 | 5 | 0.32176
78075 | 6.84 | 0.8 | 365 | 6.2267 | 0.53972 | 6 | 0.76644
81975 | 12.06 | 0.8 | 365 | 10.9787 | 0.10951 | 11 | 0.088202
81973 | 12.825 | 0.8 | 365 | 11.6751 | 0.51198 | 12 | 0.18708
81970 | 12.73 | 0.8 | 365 | 11.5886 | 0.33782 | 11 | 0.92644
81702 | 8 | 0.8 | 365 | 7.2827 | 0.66634 | 7 | 0.94906
81081 | 10.15 | 0.8 | 365 | 9.2399 | 0.60792 | 9 | 0.84786
81968 | 7.44 | 0.8 | 365 | 6.7729 | 0.6397 | 7 | 0.41262
81966 | 9.57 | 0.8 | 365 | 8.7119 | 0.54461 | 9 | 0.25656
81962 | 7.83 | 0.8 | 365 | 7.128 | 0.35468 | 7 | 0.48264
81960 | 7.25 | 0.8 | 365 | 6.6 | 0.29137 | 6 | 0.89133
81959 | 4.845 | 0.8 | 365 | 4.4106 | 0.8823 | 5 | 0.2929
81952 | 5.6 | 0.8 | 365 | 5.0979 | 0.26644 | 5 | 0.36434
81897 | 4.76 | 0.8 | 365 | 4.3332 | 0.72647 | 5 | 0.059688
81881 | 12.255 | 0.8 | 365 | 11.1562 | 0.467 | 11 | 0.62321
81879 | 7.375 | 0.8 | 365 | 6.7138 | 0.52053 | 7 | 0.23429
81875 | 13.395 | 0.8 | 365 | 12.194 | 0.55696 | 12 | 0.75095
81873 | 9.92 | 0.8 | 365 | 9.0306 | 0.18626 | 9 | 0.21683
78175 | 44 | 0.6 | 365 | 30.0412 | 0.49866 | 30 | 0.53986
78191 | 150 | 0.6 | 365 | 102.4132 | 0.24544 | 102 | 0.6586
78181 | 196 | 0.6 | 365 | 133.8199 | 0.49404 | 134 | 0.3139
78180 | 84 | 0.6 | 365 | 57.3514 | 0.49745 | 57 | 0.84882
78193 | 220 | 0.6 | 365 | 150.206 | 0.49331 | 150 | 0.69928
78197 | 261.2 | 0.6 | 365 | 178.3354 | 0.14206 | 178 | 0.47751
78184 | 308 | 0.6 | 365 | 210.2884 | 0.49064 | 210 | 0.77899
78198 | 246 | 0.6 | 365 | 167.9576 | 0.24252 | 168 | 0.2001
78183 | 62.8 | 0.6 | 365 | 42.877 | 0.34809 | 43 | 0.22507
81783 | 11.6 | 0.8 | 365 | 10.5599 | 0.2662 | 10 | 0.82613
81825 | 12.24 | 0.8 | 365 | 11.1426 | 0.4395 | 11 | 0.58206
81839 | 10.5 | 0.8 | 365 | 9.5586 | 0.24957 | 9 | 0.80814
81840 | 5.51 | 0.8 | 365 | 5.016 | 0.10144 | 5 | 0.11741
81841 | 12.685 | 0.8 | 365 | 11.5477 | 0.25532 | 11 | 0.80297
81842 | 5.7 | 0.8 | 365 | 5.1889 | 0.44977 | 5 | 0.6387
81843 | 6.49 | 0.8 | 365 | 5.9081 | 0.89807 | 6 | 0.80617
81845 | 4.93 | 0.8 | 365 | 4.488 | 0.038134 | 4 | 0.52611
81846 | 13.34 | 0.8 | 365 | 12.1439 | 0.45613 | 12 | 0.60005
81847 | 9.735 | 0.8 | 365 | 8.8622 | 0.84711 | 9 | 0.70926
81330 | 10.23 | 0.8 | 365 | 9.3128 | 0.75459 | 10 | 0.067355
81848 | 9.735 | 0.8 | 365 | 8.8622 | 0.84711 | 9 | 0.70926
81849 | 8.85 | 0.8 | 365 | 8.0565 | 0.22464 | 8 | 0.28114
81850 | 2.655 | 0.8 | 365 | 2.417 | 0.86739 | 3 | 0.28434
81851 | 7.15 | 0.8 | 365 | 6.5089 | 0.10804 | 6 | 0.61697
81779 | 7.92 | 0.8 | 365 | 7.2099 | 0.51968 | 7 | 0.72957
81864 | 10.791 | 0.8 | 365 | 9.8235 | 0.78306 | 10 | 0.60653
81877 | 4.8 | 0.8 | 365 | 4.3696 | 0.79981 | 5 | 0.16943
81772 | 7.59 | 0.8 | 365 | 6.9095 | 0.91469 | 7 | 0.82417
81743 | 2.925 | 0.8 | 365 | 2.6627 | 0.36238 | 3 | 0.025124
81885 | 6.5 | 0.8 | 365 | 5.9172 | 0.9164 | 6 | 0.83361
81886 | 8.48 | 0.8 | 365 | 7.7197 | 0.54632 | 8 | 0.266
81888 | 12.24 | 0.8 | 365 | 11.1426 | 0.4395 | 11 | 0.58206
81741 | 6.96 | 0.8 | 365 | 6.336 | 0.75972 | 7 | 0.095679
81742 | 3.77 | 0.8 | 365 | 3.432 | 0.91151 | 4 | 0.34349
81744 | 5.22 | 0.8 | 365 | 4.752 | 0.56979 | 5 | 0.32176
81148 | 4.2 | 0.8 | 365 | 3.8234 | 0.69983 | 4 | 0.52325
81101 | 5.1 | 0.8 | 365 | 4.6427 | 0.34979 | 4 | 0.99252
81893 | 11.7 | 0.8 | 365 | 10.651 | 0.44953 | 11 | 0.10049
81894 | 10.2 | 0.8 | 365 | 9.2855 | 0.69959 | 9 | 0.98505
81895 | 6.175 | 0.8 | 365 | 5.6213 | 0.32058 | 5 | 0.94193
82031 | 6.67 | 0.8 | 365 | 6.072 | 0.22806 | 6 | 0.30003
81900 | 7.905 | 0.8 | 365 | 7.1962 | 0.49218 | 7 | 0.68841
81901 | 5.51 | 0.8 | 365 | 5.016 | 0.10144 | 5 | 0.11741
82030 | 3.54 | 0.8 | 365 | 3.2226 | 0.48986 | 3 | 0.71246
81902 | 5.51 | 0.8 | 365 | 5.016 | 0.10144 | 5 | 0.11741
81903 | 12.54 | 0.8 | 365 | 11.4157 | 0.98949 | 12 | 0.40515
82028 | 9.9 | 0.8 | 365 | 9.0124 | 0.1496 | 9 | 0.16196
81904 | 4.35 | 0.8 | 365 | 3.96 | 0.97482 | 4 | 0.9348
81906 | 8.7 | 0.8 | 365 | 7.92 | 0.94965 | 8 | 0.8696
81143 | 10.24 | 0.8 | 365 | 9.3219 | 0.77292 | 10 | 0.094792
81501 | 7.54 | 0.8 | 365 | 6.864 | 0.82303 | 7 | 0.68699
82018 | 7 | 0.8 | 365 | 6.3724 | 0.83305 | 7 | 0.20542
82016 | 6.96 | 0.8 | 365 | 6.336 | 0.75972 | 7 | 0.095679
82015 | 4.35 | 0.8 | 365 | 3.96 | 0.97482 | 4 | 0.9348
82013 | 11.8 | 0.8 | 365 | 10.742 | 0.63286 | 11 | 0.37486
81437 | 9.69 | 0.8 | 365 | 8.8212 | 0.76461 | 9 | 0.58579
82012 | 7.375 | 0.8 | 365 | 6.7138 | 0.52053 | 7 | 0.23429
81623 | 2.56 | 0.8 | 365 | 2.3305 | 0.69323 | 3 | 0.023698
80027 | 3.96 | 0.8 | 365 | 3.6049 | 0.25984 | 3 | 0.86478
82009 | 12.18 | 0.8 | 365 | 11.0879 | 0.32951 | 11 | 0.41744
81147 | 10.2 | 0.8 | 365 | 9.2855 | 0.69959 | 9 | 0.98505
81257 | 9.8 | 0.8 | 365 | 8.9213 | 0.96627 | 9 | 0.88759
82008 | 6.195 | 0.8 | 365 | 5.6396 | 0.35725 | 5 | 0.9968
81972 | 5.85 | 0.8 | 365 | 5.3255 | 0.72476 | 6 | 0.050247
82006 | 11.8 | 0.8 | 365 | 10.742 | 0.63286 | 11 | 0.37486
81977 | 7.68 | 0.8 | 365 | 6.9914 | 0.079689 | 7 | 0.071094
81337 | 9.92 | 0.8 | 365 | 9.0306 | 0.18626 | 9 | 0.21683
81133 | 8.835 | 0.8 | 365 | 8.0428 | 0.19714 | 8 | 0.23999
81739 | 11.02 | 0.8 | 365 | 10.0319 | 0.20289 | 10 | 0.23482
82019 | 13.8 | 0.8 | 365 | 12.5627 | 0.29944 | 12 | 0.86212
81988 | 14.75 | 0.8 | 365 | 13.4275 | 0.041069 | 13 | 0.46857
81978 | 11.2 | 0.8 | 365 | 10.1958 | 0.53288 | 10 | 0.72868
70853 | 159.12 | 0.6 | 365 | 108.6399 | 0.78516 | 109 | 0.42504
62167 | 549.9 | 0.8 | 365 | 500.5955 | 0.12771 | 500 | 0.72324
51344 | 1380.87 | 1 | 365 | 1571.3251 | 0.42379 | 1571 | 0.7489
81726 | 464 | 0.6 | 365 | 316.798 | 0.98589 | 317 | 0.78394
78190 | 224.64 | 0.6 | 365 | 153.3739 | 0.87317 | 154 | 0.24712
78176 | 42 | 0.6 | 365 | 28.6757 | 0.74872 | 29 | 0.42441
81495 | 151.68 | 0.6 | 365 | 103.5602 | 0.55539 | 104 | 0.11558
81661 | 172.8 | 0.6 | 365 | 117.98 | 0.59475 | 118 | 0.57471
82059 | 30.68 | 0.6 | 365 | 20.9469 | 0.18407 | 21 | 0.13097
80991 | 11.395 | 1 | 365 | 12.9666 | 0.11296 | 13 | 0.079608
81786 | 10.05 | 1 | 365 | 11.4361 | 0.030741 | 11 | 0.46688
81754 | 7.56 | 0.8 | 365 | 6.8822 | 0.85969 | 7 | 0.74186
81709 | 6.3 | 0.8 | 365 | 5.7351 | 0.54974 | 6 | 0.28488
81868 | 10.2 | 0.8 | 365 | 9.2855 | 0.69959 | 9 | 0.98505
34784 | 2490.03 | 1 | 365 | 2833.4649 | 0.19259 | 2833 | 0.65749
34788 | 2595.15 | 1 | 365 | 2953.0835 | 0.087262 | 2953 | 0.17073
82042 | 3.77 | 0.8 | 365 | 3.432 | 0.91151 | 4 | 0.34349
81731 | 4.48 | 0.8 | 365 | 4.0783 | 0.21315 | 4 | 0.29147
81816 | 16.245 | 0.8 | 365 | 14.7885 | 0.78184 | 15 | 0.5703
82074 | 5.22 | 0.8 | 365 | 4.752 | 0.56979 | 5 | 0.32176
82076 | 7.83 | 0.8 | 365 | 7.128 | 0.35468 | 7 | 0.48264
82073 | 3.48 | 0.8 | 365 | 3.168 | 0.37986 | 3 | 0.54784
82083 | 4.06 | 0.8 | 365 | 3.696 | 0.44317 | 4 | 0.13915
82087 | 5.04 | 0.8 | 365 | 4.5881 | 0.2398 | 4 | 0.82791
82088 | 6.38 | 0.8 | 365 | 5.808 | 0.69641 | 6 | 0.50437
82090 | 3.48 | 0.8 | 365 | 3.168 | 0.37986 | 3 | 0.54784
82077 | 10.73 | 0.8 | 365 | 9.7679 | 0.67123 | 10 | 0.43917
82078 | 11.89 | 0.8 | 365 | 10.8239 | 0.79785 | 11 | 0.62178
82075 | 3.19 | 0.8 | 365 | 2.904 | 0.8482 | 3 | 0.75219
82038 | 4.06 | 0.8 | 365 | 3.696 | 0.44317 | 4 | 0.13915
82041 | 11.31 | 0.8 | 365 | 10.2959 | 0.73454 | 11 | 0.030478
82037 | 6.96 | 0.8 | 365 | 6.336 | 0.75972 | 7 | 0.095679
82040 | 4.64 | 0.8 | 365 | 4.224 | 0.50648 | 4 | 0.73045
82033 | 6.38 | 0.8 | 365 | 5.808 | 0.69641 | 6 | 0.50437
82130 | 7.98 | 0.8 | 365 | 7.2645 | 0.62968 | 7 | 0.89418
82132 | 9.12 | 0.8 | 365 | 8.3023 | 0.71963 | 9 | 0.021924
82017 | 11.8 | 0.8 | 365 | 10.742 | 0.63286 | 11 | 0.37486
82072 | 6.03 | 0.8 | 365 | 5.4893 | 0.054756 | 5 | 0.5441
82071 | 6.96 | 0.8 | 365 | 6.336 | 0.75972 | 7 | 0.095679
82125 | 5.415 | 0.8 | 365 | 4.9295 | 0.92728 | 5 | 0.85677
82068 | 6.96 | 0.8 | 365 | 6.336 | 0.75972 | 7 | 0.095679
82067 | 3.77 | 0.8 | 365 | 3.432 | 0.91151 | 4 | 0.34349
82065 | 6.96 | 0.8 | 365 | 6.336 | 0.75972 | 7 | 0.095679
82036 | 6.3 | 0.8 | 365 | 5.7351 | 0.54974 | 6 | 0.28488
82004 | 7.8 | 0.8 | 365 | 7.1006 | 0.29968 | 7 | 0.40033
82061 | 12 | 0.8 | 365 | 10.9241 | 0.99951 | 11 | 0.92358
82060 | 3.96 | 0.8 | 365 | 3.6049 | 0.25984 | 3 | 0.86478
82134 | 8.25 | 0.8 | 365 | 7.5103 | 0.12467 | 7 | 0.63496
81909 | 13.4 | 0.8 | 365 | 12.1985 | 0.56612 | 12 | 0.76467
81678 | 9.28 | 0.8 | 365 | 8.4479 | 0.012957 | 8 | 0.4609
81340 | 3.9 | 0.8 | 365 | 3.5503 | 0.14984 | 3 | 0.70016
81905 | 7.32 | 0.8 | 365 | 6.6637 | 0.4197 | 7 | 0.083386
82014 | 4.35 | 0.8 | 365 | 3.96 | 0.97482 | 4 | 0.9348
34005 | 361.8 | 1 | 365 | 411.7009 | 0.10667 | 411 | 0.80757
81716 | 8 | 0.8 | 365 | 7.2827 | 0.66634 | 7 | 0.94906
81967 | 15.08 | 0.8 | 365 | 13.7279 | 0.64606 | 14 | 0.37397
81537 | 24.78 | 0.8 | 365 | 22.5582 | 0.429 | 22 | 0.9872
81882 | 7.8 | 0.8 | 365 | 7.1006 | 0.29968 | 7 | 0.40033
81529 | 6.96 | 0.8 | 365 | 6.336 | 0.75972 | 7 | 0.095679
82027 | 5.015 | 0.8 | 365 | 4.5654 | 0.19396 | 4 | 0.75931
82070 | 11.02 | 0.8 | 365 | 10.0319 | 0.20289 | 10 | 0.23482
81216 | 9.975 | 0.8 | 365 | 9.0806 | 0.2871 | 9 | 0.36773
81124 | 6 | 0.8 | 365 | 5.462 | 0.99976 | 6 | 0.46179
12246 | 2699.52 | 0.8 | 365 | 2457.4789 | 0.010579 | 2457 | 0.48946
60460 | 1347.84 | 0.8 | 365 | 1226.9916 | 0.98537 | 1227 | 0.97695
49626 | 645.15 | 0.9 | 365 | 660.7185 | 0.59246 | 661 | 0.31096
61793 | 645.15 | 0.9 | 365 | 660.7185 | 0.59246 | 661 | 0.31096
51492 | 693.45 | 0.8 | 365 | 631.2747 | 0.29689 | 631 | 0.57161
51502 | 1354.68 | 0.8 | 365 | 1233.2183 | 0.52509 | 1233 | 0.7434
51505 | 2698.65 | 0.8 | 365 | 2456.6869 | 0.41561 | 2457 | 0.1025
81987 | 109.44 | 0.6 | 365 | 74.7206 | 0.47667 | 75 | 0.19731
81308 | 44.88 | 0.9 | 365 | 45.963 | 0.56295 | 46 | 0.52598
63343 | 805.14 | 0.8 | 365 | 732.9505 | 0.057365 | 733 | 0.0078685
67649 | 3.71 | 1 | 365 | 4.2217 | 0.5019 | 4 | 0.72359
81434 | 2.925 | 0.8 | 365 | 2.6627 | 0.36238 | 3 | 0.025124
81591 | 6.48 | 0.8 | 365 | 5.899 | 0.87974 | 6 | 0.77874
81535 | 11.52 | 0.8 | 365 | 10.4871 | 0.11953 | 10 | 0.60664
81166 | 12.88 | 0.8 | 365 | 11.7252 | 0.61281 | 12 | 0.33798
81528 | 9.9 | 0.8 | 365 | 9.0124 | 0.1496 | 9 | 0.16196
82011 | 4.72 | 0.8 | 365 | 4.2968 | 0.65314 | 4 | 0.94994
81669 | 4.64 | 0.8 | 365 | 4.224 | 0.50648 | 4 | 0.73045
76641 | 6.5 | 0.8 | 365 | 5.9172 | 0.9164 | 6 | 0.83361
81010 | 6.38 | 0.8 | 365 | 5.808 | 0.69641 | 6 | 0.50437
81821 | 12.76 | 0.8 | 365 | 11.6159 | 0.39282 | 12 | 0.0087443
81630 | 8.99 | 0.8 | 365 | 8.1839 | 0.4813 | 8 | 0.66525
81617 | 13.34 | 0.8 | 365 | 12.1439 | 0.45613 | 12 | 0.60005
81989 | 9.3 | 0.8 | 365 | 8.4662 | 0.049623 | 8 | 0.51578
81990 | 6.44 | 0.8 | 365 | 5.8626 | 0.80641 | 6 | 0.66899
81991 | 6.175 | 0.8 | 365 | 5.6213 | 0.32058 | 5 | 0.94193
81993 | 7.56 | 0.8 | 365 | 6.8822 | 0.85969 | 7 | 0.74186
81994 | 15.5 | 0.8 | 365 | 14.1103 | 0.41604 | 14 | 0.5263
82002 | 6.825 | 0.8 | 365 | 6.2131 | 0.51222 | 6 | 0.72529
82005 | 6.49 | 0.8 | 365 | 5.9081 | 0.89807 | 6 | 0.80617
82220 | 7.8 | 0.8 | 365 | 7.1006 | 0.29968 | 7 | 0.40033
82219 | 13.4 | 0.8 | 365 | 12.1985 | 0.56612 | 12 | 0.76467
82218 | 6.9 | 0.8 | 365 | 6.2813 | 0.64972 | 6 | 0.93106
82213 | 11.16 | 0.8 | 365 | 10.1594 | 0.45955 | 10 | 0.61893
82210 | 3.6 | 0.8 | 365 | 3.2772 | 0.59985 | 3 | 0.87708
82203 | 4.8 | 0.8 | 365 | 4.3696 | 0.79981 | 5 | 0.16943
82202 | 10.56 | 0.8 | 365 | 9.6132 | 0.35957 | 9 | 0.97275
82201 | 6.3 | 0.8 | 365 | 5.7351 | 0.54974 | 6 | 0.28488
82200 | 6.365 | 0.8 | 365 | 5.7943 | 0.66891 | 6 | 0.46322
82198 | 10.72 | 0.8 | 365 | 9.7588 | 0.6529 | 10 | 0.41174
82197 | 11.21 | 0.8 | 365 | 10.2049 | 0.55121 | 10 | 0.75611
81919 | 6.21 | 0.8 | 365 | 5.6532 | 0.38475 | 6 | 0.037955
81598 | 11.78 | 0.8 | 365 | 10.7238 | 0.59619 | 11 | 0.31998
82194 | 14.4 | 0.8 | 365 | 13.1089 | 0.39942 | 13 | 0.5083
82193 | 11.55 | 0.8 | 365 | 10.5144 | 0.17453 | 10 | 0.68895
82191 | 5.4 | 0.8 | 365 | 4.9158 | 0.89978 | 5 | 0.81561
82237 | 9.24 | 0.8 | 365 | 8.4115 | 0.93963 | 9 | 0.35116
82234 | 4.62 | 0.8 | 365 | 4.2058 | 0.46981 | 4 | 0.67558
82232 | 15.84 | 0.8 | 365 | 14.4198 | 0.039358 | 14 | 0.45913
82238 | 5.28 | 0.8 | 365 | 4.8066 | 0.67979 | 5 | 0.48638
82188 | 6.84 | 0.8 | 365 | 6.2267 | 0.53972 | 6 | 0.76644
82187 | 9.6 | 0.8 | 365 | 8.7393 | 0.59961 | 9 | 0.33887
82275 | 4.55 | 0.8 | 365 | 4.142 | 0.34148 | 4 | 0.48353
82274 | 6.9 | 0.8 | 365 | 6.2813 | 0.64972 | 6 | 0.93106
82272 | 8.32 | 0.8 | 365 | 7.574 | 0.253 | 7 | 0.82702
82265 | 10.385 | 0.8 | 365 | 9.4539 | 0.038746 | 9 | 0.49262
82263 | 10.8 | 0.8 | 365 | 9.8317 | 0.79956 | 10 | 0.63123
82261 | 3.9 | 0.8 | 365 | 3.5503 | 0.14984 | 3 | 0.70016
82259 | 8.1 | 0.8 | 365 | 7.3737 | 0.84967 | 8 | 0.22342
82257 | 7.7 | 0.8 | 365 | 7.0096 | 0.11635 | 7 | 0.12597
82253 | 24.09 | 0.8 | 365 | 21.9301 | 0.16402 | 22 | 0.094095
82058 | 4.8 | 0.8 | 365 | 4.3696 | 0.79981 | 5 | 0.16943
82057 | 9.135 | 0.8 | 365 | 8.3159 | 0.74713 | 9 | 0.063078
82055 | 6.2 | 0.8 | 365 | 5.6441 | 0.36642 | 6 | 0.010518
82054 | 8.64 | 0.8 | 365 | 7.8653 | 0.83965 | 8 | 0.70498
82053 | 6.03 | 0.8 | 365 | 5.4893 | 0.054756 | 5 | 0.5441
82297 | 4.2 | 0.8 | 365 | 3.8234 | 0.69983 | 4 | 0.52325
82292 | 10.8 | 0.8 | 365 | 9.8317 | 0.79956 | 10 | 0.63123
82007 | 13.395 | 0.8 | 365 | 12.194 | 0.55696 | 12 | 0.75095
82043 | 13.8 | 0.8 | 365 | 12.5627 | 0.29944 | 12 | 0.86212
82048 | 5.28 | 0.8 | 365 | 4.8066 | 0.67979 | 5 | 0.48638
82049 | 7.68 | 0.8 | 365 | 6.9914 | 0.079689 | 7 | 0.071094
82052 | 10.1 | 0.8 | 365 | 9.1944 | 0.51626 | 9 | 0.71068
81979 | 6.035 | 0.8 | 365 | 5.4939 | 0.063922 | 5 | 0.55782
82062 | 6.6 | 0.8 | 365 | 6.0082 | 0.099732 | 6 | 0.10797
82069 | 7.54 | 0.8 | 365 | 6.864 | 0.82303 | 7 | 0.68699
81601 | 7.25 | 0.8 | 365 | 6.6 | 0.29137 | 6 | 0.89133
81578 | 11.16 | 0.8 | 365 | 10.1594 | 0.45955 | 10 | 0.61893
81575 | 10.7 | 0.8 | 365 | 9.7406 | 0.61623 | 10 | 0.35686
81599 | 11.16 | 0.8 | 365 | 10.1594 | 0.45955 | 10 | 0.61893
81573 | 8.04 | 0.8 | 365 | 7.3191 | 0.73967 | 8 | 0.058801
82079 | 3.48 | 0.8 | 365 | 3.168 | 0.37986 | 3 | 0.54784
81571 | 10.8 | 0.8 | 365 | 9.8317 | 0.79956 | 10 | 0.63123
82100 | 4.905 | 0.8 | 365 | 4.4652 | 0.9923 | 5 | 0.45751
82104 | 7.8 | 0.8 | 365 | 7.1006 | 0.29968 | 7 | 0.40033
82105 | 9.45 | 0.8 | 365 | 8.6027 | 0.32462 | 8 | 0.92732
82108 | 11.06 | 0.8 | 365 | 10.0684 | 0.27622 | 10 | 0.34457
82113 | 7.36 | 0.8 | 365 | 6.7001 | 0.49304 | 7 | 0.19313
82112 | 12.6 | 0.8 | 365 | 11.4703 | 0.099489 | 11 | 0.56976
82116 | 11.7 | 0.8 | 365 | 10.651 | 0.44953 | 11 | 0.10049
82163 | 10.73 | 0.8 | 365 | 9.7679 | 0.67123 | 10 | 0.43917
82118 | 10.08 | 0.8 | 365 | 9.1762 | 0.47959 | 9 | 0.65581
82122 | 10.2 | 0.8 | 365 | 9.2855 | 0.69959 | 9 | 0.98505
82123 | 13.2 | 0.8 | 365 | 12.0165 | 0.19946 | 12 | 0.21594
82124 | 6.6 | 0.8 | 365 | 6.0082 | 0.099732 | 6 | 0.10797
82126 | 6.6 | 0.8 | 365 | 6.0082 | 0.099732 | 6 | 0.10797
81867 | 5.49 | 1 | 365 | 6.2472 | 0.58097 | 6 | 0.82817
81796 | 9.36 | 0.8 | 365 | 8.5208 | 0.15962 | 8 | 0.6804
82131 | 14.4 | 0.8 | 365 | 13.1089 | 0.39942 | 13 | 0.5083
82137 | 5.36 | 0.8 | 365 | 4.8794 | 0.82645 | 5 | 0.70587
82139 | 5.36 | 0.8 | 365 | 4.8794 | 0.82645 | 5 | 0.70587
82141 | 10.05 | 0.8 | 365 | 9.1489 | 0.42459 | 9 | 0.5735
82144 | 5.52 | 0.8 | 365 | 5.0251 | 0.11978 | 5 | 0.14485
80795 | 7.98 | 0.8 | 365 | 7.2645 | 0.62968 | 7 | 0.89418
81822 | 2.9 | 0.8 | 365 | 2.64 | 0.31655 | 2 | 0.95653
82176 | 10.05 | 0.8 | 365 | 9.1489 | 0.42459 | 9 | 0.5735
82181 | 4.96 | 0.8 | 365 | 4.5153 | 0.093132 | 4 | 0.60841
82186 | 7.56 | 0.8 | 365 | 6.8822 | 0.85969 | 7 | 0.74186
81892 | 784.08 | 0.6 | 365 | 535.3341 | 0.086164 | 535 | 0.42023
82020 | 11.7 | 0.8 | 365 | 10.651 | 0.44953 | 11 | 0.10049
82177 | 11.31 | 0.8 | 365 | 10.2959 | 0.73454 | 11 | 0.030478
79853 | 9.44 | 0.8 | 365 | 8.5936 | 0.30628 | 8 | 0.89989
79732 | 2.9 | 0.8 | 365 | 2.64 | 0.31655 | 2 | 0.95653
81167 | 3.77 | 0.8 | 365 | 3.432 | 0.91151 | 4 | 0.34349
53917 | 4.16 | 1 | 365 | 4.7338 | 0.53312 | 5 | 0.26689
55751 | 7.8 | 1 | 365 | 8.8758 | 0.8746 | 9 | 0.75041
74082 | 2.86 | 0.8 | 365 | 2.6036 | 0.24322 | 2 | 0.84679
82084 | 8.6 | 0.8 | 365 | 7.8289 | 0.76632 | 8 | 0.59524
82089 | 5.7 | 0.8 | 365 | 5.1889 | 0.44977 | 5 | 0.6387
82086 | 6.6 | 0.8 | 365 | 6.0082 | 0.099732 | 6 | 0.10797
81856 | 7 | 0.8 | 365 | 6.3724 | 0.83305 | 7 | 0.20542
34007 | 361.8 | 1 | 365 | 411.7009 | 0.10667 | 411 | 0.80757
82145 | 9.44 | 0.8 | 365 | 8.5936 | 0.30628 | 8 | 0.89989
82106 | 12.6 | 0.8 | 365 | 11.4703 | 0.099489 | 11 | 0.56976
81704 | 12.6 | 0.8 | 365 | 11.4703 | 0.099489 | 11 | 0.56976
81862 | 6.03 | 0.8 | 365 | 5.4893 | 0.054756 | 5 | 0.5441
82024 | 3.78 | 0.8 | 365 | 3.4411 | 0.92985 | 4 | 0.37093
82174 | 2.9 | 0.8 | 365 | 2.64 | 0.31655 | 2 | 0.95653
82056 | 5.886 | 0.8 | 365 | 5.3583 | 0.79076 | 6 | 0.14902
81899 | 24.79 | 0.8 | 365 | 22.5673 | 0.44733 | 23 | 0.014637
79143 | 143.78 | 0.6 | 365 | 98.1664 | 0.69313 | 98 | 0.85956
56018 | 379.89 | 0.8 | 365 | 345.8288 | 0.4496 | 346 | 0.27836
56020 | 379.89 | 0.8 | 365 | 345.8288 | 0.4496 | 346 | 0.27836
56017 | 379.89 | 0.8 | 365 | 345.8288 | 0.4496 | 346 | 0.27836
82209 | 11.34 | 0.8 | 365 | 10.3232 | 0.78954 | 11 | 0.11279
81974 | 20.7 | 0.8 | 365 | 18.844 | 0.94916 | 19 | 0.79318
81052 | 2.565 | 0.8 | 365 | 2.335 | 0.7024 | 3 | 0.037416
82025 | 12 | 0.8 | 365 | 10.9241 | 0.99951 | 11 | 0.92358
58581 | 997.12 | 0.7 | 365 | 794.2527 | 0.5113 | 794 | 0.76405
56178 | 997.12 | 0.7 | 365 | 794.2527 | 0.5113 | 794 | 0.76405
34003 | 361.8 | 1 | 365 | 411.7009 | 0.10667 | 411 | 0.80757
82140 | 11.7 | 0.8 | 365 | 10.651 | 0.44953 | 11 | 0.10049
34644 | 1294.92 | 1 | 365 | 1473.5205 | 0.45939 | 1473 | 0.97994
82154 | 8.7 | 0.8 | 365 | 7.92 | 0.94965 | 8 | 0.8696
81737 | 8.12 | 0.8 | 365 | 7.392 | 0.88634 | 8 | 0.27829
82199 | 6.96 | 0.8 | 365 | 6.336 | 0.75972 | 7 | 0.095679
82612 | 8.04 | 0.8 | 365 | 7.3191 | 0.73967 | 8 | 0.058801
82610 | 10.385 | 0.8 | 365 | 9.4539 | 0.038746 | 9 | 0.49262
82609 | 11.1 | 0.8 | 365 | 10.1048 | 0.34955 | 10 | 0.45432
82561 | 6.38 | 0.8 | 365 | 5.808 | 0.69641 | 6 | 0.50437
82558 | 5.1 | 0.8 | 365 | 4.6427 | 0.34979 | 4 | 0.99252
82556 | 11.16 | 0.8 | 365 | 10.1594 | 0.45955 | 10 | 0.61893
82554 | 4.02 | 0.8 | 365 | 3.6596 | 0.36984 | 4 | 0.029401
82550 | 9.135 | 0.8 | 365 | 8.3159 | 0.74713 | 9 | 0.063078
82546 | 6.3 | 0.8 | 365 | 5.7351 | 0.54974 | 6 | 0.28488
82545 | 10.075 | 0.8 | 365 | 9.1717 | 0.47042 | 9 | 0.64209
82543 | 7.7 | 0.8 | 365 | 7.0096 | 0.11635 | 7 | 0.12597
82527 | 4.64 | 0.8 | 365 | 4.224 | 0.50648 | 4 | 0.73045
82396 | 11.6 | 0.8 | 365 | 10.5599 | 0.2662 | 10 | 0.82613
82453 | 7.41 | 0.8 | 365 | 6.7456 | 0.5847 | 7 | 0.33031
82397 | 6.67 | 0.8 | 365 | 6.072 | 0.22806 | 6 | 0.30003
82308 | 6.67 | 0.8 | 365 | 6.072 | 0.22806 | 6 | 0.30003
82338 | 6.09 | 0.8 | 365 | 5.544 | 0.16475 | 5 | 0.70872
82244 | 5.22 | 0.8 | 365 | 4.752 | 0.56979 | 5 | 0.32176
82255 | 4.64 | 0.8 | 365 | 4.224 | 0.50648 | 4 | 0.73045
82153 | 8.7 | 0.8 | 365 | 7.92 | 0.94965 | 8 | 0.8696
82150 | 7.25 | 0.8 | 365 | 6.6 | 0.29137 | 6 | 0.89133
82311 | 4.93 | 0.8 | 365 | 4.488 | 0.038134 | 4 | 0.52611
82333 | 5.8 | 0.8 | 365 | 5.28 | 0.6331 | 5 | 0.91307
82313 | 8.99 | 0.8 | 365 | 8.1839 | 0.4813 | 8 | 0.66525
82310 | 5.22 | 0.8 | 365 | 4.752 | 0.56979 | 5 | 0.32176
82334 | 5.8 | 0.8 | 365 | 5.28 | 0.6331 | 5 | 0.91307
82312 | 6.96 | 0.8 | 365 | 6.336 | 0.75972 | 7 | 0.095679
82170 | 3.48 | 0.8 | 365 | 3.168 | 0.37986 | 3 | 0.54784
82169 | 4.93 | 0.8 | 365 | 4.488 | 0.038134 | 4 | 0.52611
82166 | 13.34 | 0.8 | 365 | 12.1439 | 0.45613 | 12 | 0.60005
82168 | 6.38 | 0.8 | 365 | 5.808 | 0.69641 | 6 | 0.50437
82164 | 4.93 | 0.8 | 365 | 4.488 | 0.038134 | 4 | 0.52611
82161 | 5.8 | 0.8 | 365 | 5.28 | 0.6331 | 5 | 0.91307
82160 | 4.35 | 0.8 | 365 | 3.96 | 0.97482 | 4 | 0.9348
82158 | 13.05 | 0.8 | 365 | 11.8799 | 0.92447 | 12 | 0.8044
82157 | 6.96 | 0.8 | 365 | 6.336 | 0.75972 | 7 | 0.095679
82245 | 8.41 | 0.8 | 365 | 7.656 | 0.41799 | 8 | 0.073945
82212 | 5.8 | 0.8 | 365 | 5.28 | 0.6331 | 5 | 0.91307
82204 | 11.31 | 0.8 | 365 | 10.2959 | 0.73454 | 11 | 0.030478
82148 | 10.15 | 0.8 | 365 | 9.2399 | 0.60792 | 9 | 0.84786
82207 | 6.38 | 0.8 | 365 | 5.808 | 0.69641 | 6 | 0.50437
82175 | 2.24 | 0.8 | 365 | 2.0392 | 0.10658 | 2 | 0.14574
82454 | 3.77 | 0.8 | 365 | 3.432 | 0.91151 | 4 | 0.34349
82537 | 6.09 | 0.8 | 365 | 5.544 | 0.16475 | 5 | 0.70872
82562 | 8.7 | 0.8 | 365 | 7.92 | 0.94965 | 8 | 0.8696
82173 | 5.8 | 0.8 | 365 | 5.28 | 0.6331 | 5 | 0.91307
82172 | 7.25 | 0.8 | 365 | 6.6 | 0.29137 | 6 | 0.89133
82167 | 8.7 | 0.8 | 365 | 7.92 | 0.94965 | 8 | 0.8696
82165 | 8.41 | 0.8 | 365 | 7.656 | 0.41799 | 8 | 0.073945
82162 | 5.51 | 0.8 | 365 | 5.016 | 0.10144 | 5 | 0.11741
82159 | 10.73 | 0.8 | 365 | 9.7679 | 0.67123 | 10 | 0.43917
82156 | 5.51 | 0.8 | 365 | 5.016 | 0.10144 | 5 | 0.11741
82146 | 9.86 | 0.8 | 365 | 8.9759 | 0.076267 | 9 | 0.052212
82093 | 8.7 | 0.8 | 365 | 7.92 | 0.94965 | 8 | 0.8696
82094 | 5.8 | 0.8 | 365 | 5.28 | 0.6331 | 5 | 0.91307
82096 | 6.38 | 0.8 | 365 | 5.808 | 0.69641 | 6 | 0.50437
82097 | 3.19 | 0.8 | 365 | 2.904 | 0.8482 | 3 | 0.75219
82624 | 13.5 | 0.8 | 365 | 12.2896 | 0.74945 | 13 | 0.039032
82619 | 6.93 | 0.8 | 365 | 6.3087 | 0.70472 | 7 | 0.01337
82615 | 6.48 | 0.8 | 365 | 5.899 | 0.87974 | 6 | 0.77874
82614 | 7.2 | 0.8 | 365 | 6.5544 | 0.19971 | 6 | 0.75415
82613 | 8.1 | 0.8 | 365 | 7.3737 | 0.84967 | 8 | 0.22342
82611 | 5.88 | 0.8 | 365 | 5.3528 | 0.77976 | 6 | 0.13256
82553 | 6.6 | 0.8 | 365 | 6.0082 | 0.099732 | 6 | 0.10797
82552 | 5.12 | 0.8 | 365 | 4.6609 | 0.38646 | 5 | 0.047396
82551 | 6.4 | 0.8 | 365 | 5.8262 | 0.73307 | 6 | 0.55924
82549 | 11.7 | 0.8 | 365 | 10.651 | 0.44953 | 11 | 0.10049
82544 | 9.24 | 0.8 | 365 | 8.4115 | 0.93963 | 9 | 0.35116
82541 | 16.45 | 0.8 | 365 | 14.9751 | 0.15767 | 15 | 0.13275
82540 | 11.9 | 0.8 | 365 | 10.833 | 0.81618 | 11 | 0.64922
82539 | 9.92 | 0.8 | 365 | 9.0306 | 0.18626 | 9 | 0.21683
82542 | 6.825 | 0.8 | 365 | 6.2131 | 0.51222 | 6 | 0.72529
82419 | 59.965 | 0.6 | 365 | 40.9414 | 0.45005 | 41 | 0.39142
82621 | 21.7 | 0.8 | 365 | 19.7544 | 0.78245 | 20 | 0.53681
82111 | 8.45 | 0.8 | 365 | 7.6924 | 0.49132 | 8 | 0.18369
82114 | 8.4 | 0.8 | 365 | 7.6468 | 0.39966 | 8 | 0.046509
82142 | 11.375 | 0.8 | 365 | 10.3551 | 0.85371 | 11 | 0.20881
82152 | 10.075 | 0.8 | 365 | 9.1717 | 0.47042 | 9 | 0.64209
82185 | 7.245 | 0.8 | 365 | 6.5954 | 0.28221 | 6 | 0.87761
82189 | 10.05 | 0.8 | 365 | 9.1489 | 0.42459 | 9 | 0.5735
82190 | 5.85 | 0.8 | 365 | 5.3255 | 0.72476 | 6 | 0.050247
82192 | 3.96 | 0.8 | 365 | 3.6049 | 0.25984 | 3 | 0.86478
82196 | 6.65 | 0.8 | 365 | 6.0538 | 0.1914 | 6 | 0.24515
82205 | 7.84 | 0.8 | 365 | 7.1371 | 0.37302 | 7 | 0.51007
82206 | 6.96 | 0.8 | 365 | 6.336 | 0.75972 | 7 | 0.095679
82208 | 12.47 | 0.8 | 365 | 11.3519 | 0.86116 | 12 | 0.21309
82211 | 13.725 | 0.8 | 365 | 12.4944 | 0.16194 | 12 | 0.65635
82214 | 8.55 | 0.8 | 365 | 7.7834 | 0.67465 | 8 | 0.45805
82216 | 10.89 | 0.8 | 365 | 9.9136 | 0.96456 | 10 | 0.87815
82222 | 17.67 | 0.8 | 365 | 16.0857 | 0.39428 | 16 | 0.47998
82228 | 12.6 | 0.8 | 365 | 11.4703 | 0.099489 | 11 | 0.56976
82229 | 5.88 | 0.8 | 365 | 5.3528 | 0.77976 | 6 | 0.13256
82227 | 6.5 | 0.8 | 365 | 5.9172 | 0.9164 | 6 | 0.83361
82230 | 12.87 | 0.8 | 365 | 11.7161 | 0.59448 | 12 | 0.31054
82021 | 11.34 | 0.8 | 365 | 10.3232 | 0.78954 | 11 | 0.11279
82233 | 3.54 | 0.8 | 365 | 3.2226 | 0.48986 | 3 | 0.71246
82235 | 5.015 | 0.8 | 365 | 4.5654 | 0.19396 | 4 | 0.75931
82236 | 6.195 | 0.8 | 365 | 5.6396 | 0.35725 | 5 | 0.9968
81995 | 9.45 | 0.8 | 365 | 8.6027 | 0.32462 | 8 | 0.92732
82239 | 9.44 | 0.8 | 365 | 8.5936 | 0.30628 | 8 | 0.89989
82241 | 8.4 | 0.8 | 365 | 7.6468 | 0.39966 | 8 | 0.046509
82151 | 5.8 | 0.8 | 365 | 5.28 | 0.6331 | 5 | 0.91307
82242 | 4.06 | 0.8 | 365 | 3.696 | 0.44317 | 4 | 0.13915
82271 | 5.61 | 0.8 | 365 | 5.107 | 0.28477 | 5 | 0.39178
82273 | 5.7 | 0.8 | 365 | 5.1889 | 0.44977 | 5 | 0.6387
82280 | 12.753 | 0.8 | 365 | 11.6096 | 0.37998 | 11 | 0.98954
82282 | 6.7 | 0.8 | 365 | 6.0993 | 0.28306 | 6 | 0.38233
82283 | 8.1 | 0.8 | 365 | 7.3737 | 0.84967 | 8 | 0.22342
82285 | 10.05 | 0.8 | 365 | 9.1489 | 0.42459 | 9 | 0.5735
82286 | 13.5 | 0.8 | 365 | 12.2896 | 0.74945 | 13 | 0.039032
82288 | 6.84 | 0.8 | 365 | 6.2267 | 0.53972 | 6 | 0.76644
82287 | 12.685 | 0.8 | 365 | 11.5477 | 0.25532 | 11 | 0.80297
82290 | 5.1 | 0.8 | 365 | 4.6427 | 0.34979 | 4 | 0.99252
82294 | 11.2 | 0.8 | 365 | 10.1958 | 0.53288 | 10 | 0.72868
82293 | 4.56 | 0.8 | 365 | 4.1511 | 0.35982 | 4 | 0.51096
82295 | 5.61 | 0.8 | 365 | 5.107 | 0.28477 | 5 | 0.39178
82296 | 12.48 | 0.8 | 365 | 11.361 | 0.87949 | 12 | 0.24053
82298 | 5.8 | 0.8 | 365 | 5.28 | 0.6331 | 5 | 0.91307
82299 | 5.13 | 0.8 | 365 | 4.67 | 0.40479 | 5 | 0.074832
82304 | 12.24 | 0.8 | 365 | 11.1426 | 0.4395 | 11 | 0.58206
82309 | 12.24 | 0.8 | 365 | 11.1426 | 0.4395 | 11 | 0.58206
82314 | 8.4 | 0.8 | 365 | 7.6468 | 0.39966 | 8 | 0.046509
82316 | 6.96 | 0.8 | 365 | 6.336 | 0.75972 | 7 | 0.095679
82315 | 9 | 0.8 | 365 | 8.1931 | 0.49964 | 8 | 0.69269
81915 | 8.37 | 0.8 | 365 | 7.6195 | 0.34466 | 7 | 0.9642
82321 | 8.1 | 0.8 | 365 | 7.3737 | 0.84967 | 8 | 0.22342
82325 | 4.95 | 0.8 | 365 | 4.5062 | 0.074799 | 4 | 0.58098
82328 | 8.1 | 0.8 | 365 | 7.3737 | 0.84967 | 8 | 0.22342
82335 | 10.26 | 0.8 | 365 | 9.3401 | 0.80958 | 10 | 0.14966
82336 | 9.12 | 0.8 | 365 | 8.3023 | 0.71963 | 9 | 0.021924
82342 | 4.96 | 0.8 | 365 | 4.5153 | 0.093132 | 4 | 0.60841
82344 | 3.72 | 0.8 | 365 | 3.3865 | 0.81985 | 4 | 0.20631
82345 | 4.55 | 0.8 | 365 | 4.142 | 0.34148 | 4 | 0.48353
82347 | 4.2 | 0.8 | 365 | 3.8234 | 0.69983 | 4 | 0.52325
82348 | 6.3 | 0.8 | 365 | 5.7351 | 0.54974 | 6 | 0.28488
82349 | 10.23 | 0.8 | 365 | 9.3128 | 0.75459 | 10 | 0.067355
82351 | 9.42 | 0.8 | 365 | 8.5754 | 0.26962 | 8 | 0.84501
82350 | 7.75 | 0.8 | 365 | 7.0551 | 0.20802 | 7 | 0.26315
82355 | 9.3 | 0.8 | 365 | 8.4662 | 0.049623 | 8 | 0.51578
82357 | 11.16 | 0.8 | 365 | 10.1594 | 0.45955 | 10 | 0.61893
82360 | 8.265 | 0.8 | 365 | 7.524 | 0.15216 | 7 | 0.67612
82362 | 10.89 | 0.8 | 365 | 9.9136 | 0.96456 | 10 | 0.87815
82363 | 9.57 | 0.8 | 365 | 8.7119 | 0.54461 | 9 | 0.25656
82361 | 10.26 | 0.8 | 365 | 9.3401 | 0.80958 | 10 | 0.14966
81969 | 7.54 | 0.8 | 365 | 6.864 | 0.82303 | 7 | 0.68699
81379 | 7.975 | 0.8 | 365 | 7.26 | 0.62051 | 7 | 0.88047
82718 | 4.48 | 0.8 | 365 | 4.0783 | 0.21315 | 4 | 0.29147
82717 | 10.385 | 0.8 | 365 | 9.4539 | 0.038746 | 9 | 0.49262
82715 | 4.32 | 0.8 | 365 | 3.9327 | 0.91982 | 4 | 0.85249
82714 | 15.66 | 0.8 | 365 | 14.2559 | 0.70937 | 14 | 0.96528
82687 | 13 | 0.8 | 365 | 11.8344 | 0.83281 | 12 | 0.66722
82686 | 5.1 | 0.8 | 365 | 4.6427 | 0.34979 | 4 | 0.99252
82685 | 8.775 | 0.8 | 365 | 7.9882 | 0.087144 | 8 | 0.075371
82684 | 4.55 | 0.8 | 365 | 4.142 | 0.34148 | 4 | 0.48353
82681 | 6.2 | 0.8 | 365 | 5.6441 | 0.36642 | 6 | 0.010518
82679 | 11.7 | 0.8 | 365 | 10.651 | 0.44953 | 11 | 0.10049
82678 | 11.05 | 0.8 | 365 | 10.0592 | 0.25789 | 10 | 0.31713
82674 | 11.7 | 0.8 | 365 | 10.651 | 0.44953 | 11 | 0.10049
82671 | 4.875 | 0.8 | 365 | 4.4379 | 0.9373 | 5 | 0.37521
82536 | 24.84 | 0.8 | 365 | 22.6128 | 0.53899 | 23 | 0.15182
82535 | 6.405 | 0.8 | 365 | 5.8307 | 0.74224 | 6 | 0.57296
82534 | 4.5 | 0.8 | 365 | 4.0965 | 0.24982 | 4 | 0.34634
82533 | 7.54 | 0.8 | 365 | 6.864 | 0.82303 | 7 | 0.68699
82512 | 8.76 | 0.8 | 365 | 7.9746 | 0.059645 | 8 | 0.034216
82506 | 9.715 | 0.8 | 365 | 8.8439 | 0.81044 | 9 | 0.65438
82505 | 9.18 | 0.8 | 365 | 8.3569 | 0.82963 | 9 | 0.18654
82504 | 11.055 | 0.8 | 365 | 10.0638 | 0.26705 | 10 | 0.33085
82483 | 7.7 | 0.8 | 365 | 7.0096 | 0.11635 | 7 | 0.12597
82843 | 11.1 | 0.8 | 365 | 10.1048 | 0.34955 | 10 | 0.45432
82842 | 8.96 | 0.8 | 365 | 8.1566 | 0.4263 | 8 | 0.58294
82617 | 10.005 | 0.8 | 365 | 9.1079 | 0.34209 | 9 | 0.45004
82841 | 7.75 | 0.8 | 365 | 7.0551 | 0.20802 | 7 | 0.26315
82840 | 3.72 | 0.8 | 365 | 3.3865 | 0.81985 | 4 | 0.20631
82376 | 7.92 | 0.8 | 365 | 7.2099 | 0.51968 | 7 | 0.72957
82378 | 7.92 | 0.8 | 365 | 7.2099 | 0.51968 | 7 | 0.72957
82379 | 12.15 | 0.8 | 365 | 11.0606 | 0.27451 | 11 | 0.33513
82380 | 5.886 | 0.8 | 365 | 5.3583 | 0.79076 | 6 | 0.14902
82381 | 6.03 | 0.8 | 365 | 5.4893 | 0.054756 | 5 | 0.5441
82382 | 9.45 | 0.8 | 365 | 8.6027 | 0.32462 | 8 | 0.92732
82384 | 11.055 | 0.8 | 365 | 10.0638 | 0.26705 | 10 | 0.33085
82829 | 8 | 0.8 | 365 | 7.2827 | 0.66634 | 7 | 0.94906
82828 | 7.035 | 0.8 | 365 | 6.4042 | 0.89721 | 7 | 0.30145
82827 | 10.56 | 0.8 | 365 | 9.6132 | 0.35957 | 9 | 0.97275
82826 | 11.2 | 0.8 | 365 | 10.1958 | 0.53288 | 10 | 0.72868
82825 | 11.055 | 0.8 | 365 | 10.0638 | 0.26705 | 10 | 0.33085
82824 | 11.16 | 0.8 | 365 | 10.1594 | 0.45955 | 10 | 0.61893
82861 | 4.34 | 0.8 | 365 | 3.9509 | 0.95649 | 4 | 0.90736
82343 | 7.13 | 0.8 | 365 | 6.4907 | 0.071378 | 6 | 0.5621
82860 | 6.6 | 0.8 | 365 | 6.0082 | 0.099732 | 6 | 0.10797
82839 | 4.251 | 0.8 | 365 | 3.8699 | 0.79333 | 4 | 0.66318
82838 | 12.4 | 0.8 | 365 | 11.2882 | 0.73283 | 12 | 0.021037
82837 | 10.137 | 0.8 | 365 | 9.2281 | 0.58409 | 9 | 0.8122
82836 | 23.36 | 0.8 | 365 | 21.2655 | 0.82572 | 22 | 0.091244
82835 | 9.6 | 0.8 | 365 | 8.7393 | 0.59961 | 9 | 0.33887
82377 | 7.37 | 0.8 | 365 | 6.7092 | 0.51137 | 7 | 0.22057
82834 | 8.45 | 0.8 | 365 | 7.6924 | 0.49132 | 8 | 0.18369
82833 | 10.44 | 0.8 | 365 | 9.5039 | 0.13958 | 9 | 0.64352
82832 | 11.16 | 0.8 | 365 | 10.1594 | 0.45955 | 10 | 0.61893
82831 | 8.12 | 0.8 | 365 | 7.392 | 0.88634 | 8 | 0.27829
82830 | 11.22 | 0.8 | 365 | 10.214 | 0.56955 | 10 | 0.78355
82719 | 5.525 | 0.8 | 365 | 5.0296 | 0.12894 | 5 | 0.15857
82688 | 8.235 | 0.8 | 365 | 7.4966 | 0.097166 | 7 | 0.59381
82863 | 8.58 | 0.8 | 365 | 7.8107 | 0.72965 | 8 | 0.54036
82482 | 14.4 | 0.8 | 365 | 13.1089 | 0.39942 | 13 | 0.5083
82445 | 12.54 | 0.8 | 365 | 11.4157 | 0.98949 | 12 | 0.40515
82444 | 11.2 | 0.8 | 365 | 10.1958 | 0.53288 | 10 | 0.72868
82442 | 12.3 | 0.8 | 365 | 11.1972 | 0.5495 | 11 | 0.74667
82439 | 8.7 | 0.8 | 365 | 7.92 | 0.94965 | 8 | 0.8696
82418 | 13.065 | 0.8 | 365 | 11.8936 | 0.95197 | 12 | 0.84555
82417 | 4.38 | 0.8 | 365 | 3.9873 | 0.029822 | 4 | 0.017108
82416 | 8.06 | 0.8 | 365 | 7.3373 | 0.77634 | 8 | 0.11367
82415 | 10.725 | 0.8 | 365 | 9.7634 | 0.66207 | 10 | 0.42545
82413 | 12 | 0.8 | 365 | 10.9241 | 0.99951 | 11 | 0.92358
82412 | 6.3 | 0.8 | 365 | 5.7351 | 0.54974 | 6 | 0.28488
82410 | 14.835 | 0.8 | 365 | 13.5049 | 0.1969 | 13 | 0.70178
82409 | 15.9 | 0.8 | 365 | 14.4744 | 0.14936 | 14 | 0.62375
82407 | 7.2 | 0.8 | 365 | 6.5544 | 0.19971 | 6 | 0.75415
82864 | 10.4 | 0.8 | 365 | 9.4675 | 0.066245 | 9 | 0.53377
82865 | 5.61 | 0.8 | 365 | 5.107 | 0.28477 | 5 | 0.39178
82867 | 10.2 | 0.8 | 365 | 9.2855 | 0.69959 | 9 | 0.98505
82877 | 12.73 | 0.8 | 365 | 11.5886 | 0.33782 | 11 | 0.92644
82878 | 9.8 | 0.8 | 365 | 8.9213 | 0.96627 | 9 | 0.88759
82880 | 6.7 | 0.8 | 365 | 6.0993 | 0.28306 | 6 | 0.38233
82664 | 13.395 | 0.8 | 365 | 12.194 | 0.55696 | 12 | 0.75095
82704 | 4.93 | 0.8 | 365 | 4.488 | 0.038134 | 4 | 0.52611
82697 | 4.35 | 0.8 | 365 | 3.96 | 0.97482 | 4 | 0.9348
82660 | 6.96 | 0.8 | 365 | 6.336 | 0.75972 | 7 | 0.095679
82663 | 5.8 | 0.8 | 365 | 5.28 | 0.6331 | 5 | 0.91307
82661 | 3.19 | 0.8 | 365 | 2.904 | 0.8482 | 3 | 0.75219
82665 | 2.32 | 0.8 | 365 | 2.112 | 0.25324 | 2 | 0.36523
82658 | 2.61 | 0.8 | 365 | 2.376 | 0.78489 | 3 | 0.16088
82667 | 11.48 | 0.8 | 365 | 10.4507 | 0.046201 | 10 | 0.4969
82652 | 4.06 | 0.8 | 365 | 3.696 | 0.44317 | 4 | 0.13915
82147 | 7.83 | 0.8 | 365 | 7.128 | 0.35468 | 7 | 0.48264
82668 | 10.71 | 0.8 | 365 | 9.7497 | 0.63457 | 10 | 0.3843
82662 | 11.6 | 0.8 | 365 | 10.5599 | 0.2662 | 10 | 0.82613
82390 | 7.41 | 0.8 | 365 | 6.7456 | 0.5847 | 7 | 0.33031
82391 | 4.95 | 0.8 | 365 | 4.5062 | 0.074799 | 4 | 0.58098
82423 | 7.59 | 0.8 | 365 | 6.9095 | 0.91469 | 7 | 0.82417
82422 | 6.7 | 0.8 | 365 | 6.0993 | 0.28306 | 6 | 0.38233
82425 | 15.36 | 0.8 | 365 | 13.9828 | 0.15938 | 14 | 0.14219
82426 | 9.57 | 0.8 | 365 | 8.7119 | 0.54461 | 9 | 0.25656
82427 | 12.76 | 0.8 | 365 | 11.6159 | 0.39282 | 12 | 0.0087443
82428 | 10.8 | 0.8 | 365 | 9.8317 | 0.79956 | 10 | 0.63123
82431 | 8.68 | 0.8 | 365 | 7.9017 | 0.91298 | 8 | 0.81473
82432 | 5.85 | 0.8 | 365 | 5.3255 | 0.72476 | 6 | 0.050247
82434 | 9.8 | 0.8 | 365 | 8.9213 | 0.96627 | 9 | 0.88759
82436 | 12.6 | 0.8 | 365 | 11.4703 | 0.099489 | 11 | 0.56976
82437 | 10.8 | 0.8 | 365 | 9.8317 | 0.79956 | 10 | 0.63123
82438 | 12.18 | 0.8 | 365 | 11.0879 | 0.32951 | 11 | 0.41744
82440 | 13.32 | 0.8 | 365 | 12.1257 | 0.41946 | 12 | 0.54518
82443 | 8.26 | 0.8 | 365 | 7.5194 | 0.143 | 7 | 0.6624
82447 | 9.28 | 0.8 | 365 | 8.4479 | 0.012957 | 8 | 0.4609
82448 | 11.1 | 0.8 | 365 | 10.1048 | 0.34955 | 10 | 0.45432
82449 | 7 | 0.8 | 365 | 6.3724 | 0.83305 | 7 | 0.20542
82450 | 5.76 | 0.8 | 365 | 5.2436 | 0.55977 | 5 | 0.80332
82451 | 9.3 | 0.8 | 365 | 8.4662 | 0.049623 | 8 | 0.51578
82457 | 9.9 | 0.8 | 365 | 9.0124 | 0.1496 | 9 | 0.16196
82588 | 4.06 | 0.8 | 365 | 3.696 | 0.44317 | 4 | 0.13915
82460 | 7.83 | 0.8 | 365 | 7.128 | 0.35468 | 7 | 0.48264
82461 | 3.84 | 0.8 | 365 | 3.4957 | 0.039844 | 3 | 0.53555
82462 | 7.7 | 0.8 | 365 | 7.0096 | 0.11635 | 7 | 0.12597
82463 | 11.285 | 0.8 | 365 | 10.2732 | 0.68871 | 10 | 0.96189
82466 | 10.325 | 0.8 | 365 | 9.3993 | 0.92875 | 10 | 0.328
82467 | 8.12 | 0.8 | 365 | 7.392 | 0.88634 | 8 | 0.27829
82468 | 8.99 | 0.8 | 365 | 8.1839 | 0.4813 | 8 | 0.66525
82469 | 7.54 | 0.8 | 365 | 6.864 | 0.82303 | 7 | 0.68699
82470 | 6.96 | 0.8 | 365 | 6.336 | 0.75972 | 7 | 0.095679
82472 | 8.99 | 0.8 | 365 | 8.1839 | 0.4813 | 8 | 0.66525
82473 | 12.71 | 0.8 | 365 | 11.5704 | 0.30115 | 11 | 0.87156
82548 | 7.08 | 0.8 | 365 | 6.4452 | 0.97971 | 7 | 0.42491
82063 | 2.2 | 0.8 | 365 | 2.0027 | 0.033244 | 2 | 0.03599
81889 | 11.8 | 0.8 | 365 | 10.742 | 0.63286 | 11 | 0.37486
82441 | 27 | 0.6 | 365 | 18.4344 | 0.12418 | 18 | 0.55855
82478 | 3.015 | 0.8 | 365 | 2.7447 | 0.52738 | 3 | 0.27205
82477 | 14.79 | 0.8 | 365 | 13.4639 | 0.1144 | 13 | 0.57832
81691 | 12.39 | 0.8 | 365 | 11.2791 | 0.7145 | 11 | 0.9936
82480 | 6.7 | 0.8 | 365 | 6.0993 | 0.28306 | 6 | 0.38233
80989 | 12.8 | 0.8 | 365 | 11.6523 | 0.46615 | 12 | 0.11849
82484 | 5.2 | 0.8 | 365 | 4.7338 | 0.53312 | 5 | 0.26689
81953 | 10.15 | 0.8 | 365 | 9.2399 | 0.60792 | 9 | 0.84786
82486 | 9.455 | 0.8 | 365 | 8.6073 | 0.33378 | 8 | 0.94104
81699 | 4.35 | 0.8 | 365 | 3.96 | 0.97482 | 4 | 0.9348
81745 | 10.03 | 0.8 | 365 | 9.1307 | 0.38793 | 9 | 0.51863
82487 | 7.425 | 0.8 | 365 | 6.7593 | 0.6122 | 7 | 0.37147
81718 | 6.1 | 0.8 | 365 | 5.5531 | 0.18309 | 5 | 0.73616
81727 | 15.4 | 0.8 | 365 | 14.0192 | 0.23271 | 14 | 0.25193
81730 | 13.65 | 0.8 | 365 | 12.4261 | 0.024447 | 12 | 0.45058
81768 | 5.12 | 0.8 | 365 | 4.6609 | 0.38646 | 5 | 0.047396
82023 | 8.85 | 0.8 | 365 | 8.0565 | 0.22464 | 8 | 0.28114
81874 | 5.355 | 0.8 | 365 | 4.8749 | 0.81728 | 5 | 0.69215
81876 | 9 | 0.8 | 365 | 8.1931 | 0.49964 | 8 | 0.69269
82064 | 6.38 | 0.8 | 365 | 5.808 | 0.69641 | 6 | 0.50437
81963 | 7.25 | 0.8 | 365 | 6.6 | 0.29137 | 6 | 0.89133
81965 | 9.765 | 0.8 | 365 | 8.8895 | 0.9021 | 9 | 0.79157
82080 | 7.68 | 0.8 | 365 | 6.9914 | 0.079689 | 7 | 0.071094
82082 | 9.36 | 0.8 | 365 | 8.5208 | 0.15962 | 8 | 0.6804
82085 | 10.725 | 0.8 | 365 | 9.7634 | 0.66207 | 10 | 0.42545
82365 | 9.6 | 0.8 | 365 | 8.7393 | 0.59961 | 9 | 0.33887
82352 | 3.48 | 0.8 | 365 | 3.168 | 0.37986 | 3 | 0.54784
82120 | 12.06 | 0.8 | 365 | 10.9787 | 0.10951 | 11 | 0.088202
82489 | 11.825 | 0.8 | 365 | 10.7648 | 0.67869 | 11 | 0.44345
82178 | 7.875 | 0.8 | 365 | 7.1689 | 0.43718 | 7 | 0.6061
82492 | 8.58 | 0.8 | 365 | 7.8107 | 0.72965 | 8 | 0.54036
82491 | 9.86 | 0.8 | 365 | 8.9759 | 0.076267 | 9 | 0.052212
82494 | 8.835 | 0.8 | 365 | 8.0428 | 0.19714 | 8 | 0.23999
82495 | 10.88 | 0.8 | 365 | 9.9045 | 0.94623 | 10 | 0.85072
82496 | 4.845 | 0.8 | 365 | 4.4106 | 0.8823 | 5 | 0.2929
82497 | 6.21 | 0.8 | 365 | 5.6532 | 0.38475 | 6 | 0.037955
82499 | 11.52 | 0.8 | 365 | 10.4871 | 0.11953 | 10 | 0.60664
82508 | 8.1 | 0.8 | 365 | 7.3737 | 0.84967 | 8 | 0.22342
82510 | 13.63 | 0.8 | 365 | 12.4079 | 0.98778 | 13 | 0.3957
82511 | 12.9 | 0.8 | 365 | 11.7434 | 0.64948 | 12 | 0.39285
81380 | 10.545 | 0.8 | 365 | 9.5995 | 0.33207 | 9 | 0.9316
82247 | 10.73 | 0.8 | 365 | 9.7679 | 0.67123 | 10 | 0.43917
82248 | 6.84 | 0.8 | 365 | 6.2267 | 0.53972 | 6 | 0.76644
82249 | 5.9 | 0.8 | 365 | 5.371 | 0.81643 | 6 | 0.18743
82250 | 9.12 | 0.8 | 365 | 8.3023 | 0.71963 | 9 | 0.021924
82251 | 8.28 | 0.8 | 365 | 7.5376 | 0.17966 | 7 | 0.71727
82252 | 4.8 | 0.8 | 365 | 4.3696 | 0.79981 | 5 | 0.16943
82254 | 8.75 | 0.8 | 365 | 7.9655 | 0.041312 | 8 | 0.00678
82513 | 9.75 | 0.8 | 365 | 8.8758 | 0.8746 | 9 | 0.75041
82258 | 5.95 | 0.8 | 365 | 5.4165 | 0.90809 | 6 | 0.32461
82260 | 4.68 | 0.8 | 365 | 4.2604 | 0.57981 | 4 | 0.8402
82264 | 9.45 | 0.8 | 365 | 8.6027 | 0.32462 | 8 | 0.92732
82266 | 10.15 | 0.8 | 365 | 9.2399 | 0.60792 | 9 | 0.84786
82518 | 9.28 | 0.8 | 365 | 8.4479 | 0.012957 | 8 | 0.4609
82268 | 6.3 | 0.8 | 365 | 5.7351 | 0.54974 | 6 | 0.28488
82277 | 11.2 | 0.8 | 365 | 10.1958 | 0.53288 | 10 | 0.72868
82279 | 14.388 | 0.8 | 365 | 13.098 | 0.37742 | 13 | 0.47538
82281 | 6.3 | 0.8 | 365 | 5.7351 | 0.54974 | 6 | 0.28488
82284 | 8.96 | 0.8 | 365 | 8.1566 | 0.4263 | 8 | 0.58294
82291 | 7.705 | 0.8 | 365 | 7.0142 | 0.12552 | 7 | 0.13968
82367 | 6.36 | 0.8 | 365 | 5.7898 | 0.65974 | 6 | 0.4495
82370 | 5.31 | 0.8 | 365 | 4.8339 | 0.73478 | 5 | 0.56869
82522 | 8.32 | 0.8 | 365 | 7.574 | 0.253 | 7 | 0.82702
82371 | 5.4 | 0.8 | 365 | 4.9158 | 0.89978 | 5 | 0.81561
82372 | 24.65 | 0.8 | 365 | 22.4399 | 0.19067 | 22 | 0.63053
82523 | 12.8 | 0.8 | 365 | 11.6523 | 0.46615 | 12 | 0.11849
82374 | 3.1 | 0.8 | 365 | 2.8221 | 0.68321 | 3 | 0.50526
82524 | 10.665 | 0.8 | 365 | 9.7088 | 0.55207 | 10 | 0.26084
82375 | 8.75 | 0.8 | 365 | 7.9655 | 0.041312 | 8 | 0.00678
82400 | 8.91 | 0.8 | 365 | 8.1111 | 0.33464 | 8 | 0.44576
82401 | 5.8 | 0.8 | 365 | 5.28 | 0.6331 | 5 | 0.91307
82405 | 15.37 | 0.8 | 365 | 13.9919 | 0.17771 | 14 | 0.16962
82408 | 5.51 | 0.8 | 365 | 5.016 | 0.10144 | 5 | 0.11741
82474 | 13.275 | 0.8 | 365 | 12.0848 | 0.33696 | 12 | 0.42171
82475 | 11.21 | 0.8 | 365 | 10.2049 | 0.55121 | 10 | 0.75611
82528 | 8.4 | 0.8 | 365 | 7.6468 | 0.39966 | 8 | 0.046509
82526 | 12.099 | 0.8 | 365 | 11.0142 | 0.18101 | 11 | 0.1952
82529 | 9.1 | 0.8 | 365 | 8.2841 | 0.68296 | 8 | 0.96705
82531 | 9.72 | 0.8 | 365 | 8.8485 | 0.81961 | 9 | 0.6681
82532 | 14.4 | 0.8 | 365 | 13.1089 | 0.39942 | 13 | 0.5083
82547 | 6.84 | 0.8 | 365 | 6.2267 | 0.53972 | 6 | 0.76644
82557 | 8.835 | 0.8 | 365 | 8.0428 | 0.19714 | 8 | 0.23999
82560 | 9.9 | 0.8 | 365 | 9.0124 | 0.1496 | 9 | 0.16196
82559 | 7.54 | 0.8 | 365 | 6.864 | 0.82303 | 7 | 0.68699
82564 | 7.15 | 0.8 | 365 | 6.5089 | 0.10804 | 6 | 0.61697
82568 | 6.38 | 0.8 | 365 | 5.808 | 0.69641 | 6 | 0.50437
82570 | 9.1 | 0.8 | 365 | 8.2841 | 0.68296 | 8 | 0.96705
82571 | 10.5 | 0.8 | 365 | 9.5586 | 0.24957 | 9 | 0.80814
82573 | 10.15 | 0.8 | 365 | 9.2399 | 0.60792 | 9 | 0.84786
82575 | 8.41 | 0.8 | 365 | 7.656 | 0.41799 | 8 | 0.073945
82576 | 10.5 | 0.8 | 365 | 9.5586 | 0.24957 | 9 | 0.80814
82578 | 9.145 | 0.8 | 365 | 8.3251 | 0.76546 | 9 | 0.090515
82580 | 9.12 | 0.8 | 365 | 8.3023 | 0.71963 | 9 | 0.021924
82579 | 7.83 | 0.8 | 365 | 7.128 | 0.35468 | 7 | 0.48264
82581 | 4.2 | 0.8 | 365 | 3.8234 | 0.69983 | 4 | 0.52325
82583 | 7.83 | 0.8 | 365 | 7.128 | 0.35468 | 7 | 0.48264
82585 | 9.12 | 0.8 | 365 | 8.3023 | 0.71963 | 9 | 0.021924
82988 | 5.695 | 0.8 | 365 | 5.1844 | 0.4406 | 5 | 0.62498
82987 | 12.095 | 0.8 | 365 | 11.0106 | 0.17368 | 11 | 0.18423
82966 | 10.26 | 0.8 | 365 | 9.3401 | 0.80958 | 10 | 0.14966
82965 | 6.84 | 0.8 | 365 | 6.2267 | 0.53972 | 6 | 0.76644
82823 | 4.95 | 0.8 | 365 | 4.5062 | 0.074799 | 4 | 0.58098
82822 | 4.95 | 0.8 | 365 | 4.5062 | 0.074799 | 4 | 0.58098
82821 | 6.84 | 0.8 | 365 | 6.2267 | 0.53972 | 6 | 0.76644
82820 | 11.4 | 0.8 | 365 | 10.3779 | 0.89954 | 11 | 0.2774
82819 | 5.61 | 0.8 | 365 | 5.107 | 0.28477 | 5 | 0.39178
82818 | 8.265 | 0.8 | 365 | 7.524 | 0.15216 | 7 | 0.67612
82817 | 4.95 | 0.8 | 365 | 4.5062 | 0.074799 | 4 | 0.58098
82816 | 6.84 | 0.8 | 365 | 6.2267 | 0.53972 | 6 | 0.76644
82815 | 7.26 | 0.8 | 365 | 6.6091 | 0.30971 | 6 | 0.91877
82814 | 6.93 | 0.8 | 365 | 6.3087 | 0.70472 | 7 | 0.01337
82813 | 5.61 | 0.8 | 365 | 5.107 | 0.28477 | 5 | 0.39178
82647 | 6.555 | 0.8 | 365 | 5.9673 | 0.017234 | 5 | 0.98451
82646 | 11.115 | 0.8 | 365 | 10.1184 | 0.37705 | 10 | 0.49547
82635 | 3.42 | 0.8 | 365 | 3.1134 | 0.26986 | 3 | 0.38322
82633 | 11.88 | 0.8 | 365 | 10.8148 | 0.77952 | 11 | 0.59435
82593 | 3.245 | 0.8 | 365 | 2.9541 | 0.94904 | 3 | 0.90309
82385 | 3.1 | 0.8 | 365 | 2.8221 | 0.68321 | 3 | 0.50526
80868 | 1.89 | 0.8 | 365 | 1.7205 | 0.46492 | 2 | 0.18546
82992 | 7.2 | 0.8 | 365 | 6.5544 | 0.19971 | 6 | 0.75415
82991 | 11.505 | 0.8 | 365 | 10.4735 | 0.092034 | 10 | 0.56549
82990 | 11.89 | 0.8 | 365 | 10.8239 | 0.79785 | 11 | 0.62178
82989 | 6 | 0.8 | 365 | 5.462 | 0.99976 | 6 | 0.46179
82591 | 8.06 | 0.8 | 365 | 7.3373 | 0.77634 | 8 | 0.11367
82586 | 9.145 | 0.8 | 365 | 8.3251 | 0.76546 | 9 | 0.090515
82994 | 9.44 | 0.8 | 365 | 8.5936 | 0.30628 | 8 | 0.89989
82995 | 3.54 | 0.8 | 365 | 3.2226 | 0.48986 | 3 | 0.71246
82999 | 12.095 | 0.8 | 365 | 11.0106 | 0.17368 | 11 | 0.18423
83000 | 7.08 | 0.8 | 365 | 6.4452 | 0.97971 | 7 | 0.42491
83001 | 7.08 | 0.8 | 365 | 6.4452 | 0.97971 | 7 | 0.42491
83004 | 11.21 | 0.8 | 365 | 10.2049 | 0.55121 | 10 | 0.75611
82998 | 8.555 | 0.8 | 365 | 7.788 | 0.68382 | 8 | 0.47177
83002 | 7.375 | 0.8 | 365 | 6.7138 | 0.52053 | 7 | 0.23429
82996 | 8.12 | 0.8 | 365 | 7.392 | 0.88634 | 8 | 0.27829
83035 | 9.405 | 0.8 | 365 | 8.5617 | 0.24212 | 8 | 0.80386
83034 | 5.28 | 0.8 | 365 | 4.8066 | 0.67979 | 5 | 0.48638
83033 | 4.845 | 0.8 | 365 | 4.4106 | 0.8823 | 5 | 0.2929
83006 | 5.31 | 0.8 | 365 | 4.8339 | 0.73478 | 5 | 0.56869
83032 | 6.6 | 0.8 | 365 | 6.0082 | 0.099732 | 6 | 0.10797
83031 | 8.835 | 0.8 | 365 | 8.0428 | 0.19714 | 8 | 0.23999
83009 | 7.67 | 0.8 | 365 | 6.9823 | 0.061356 | 7 | 0.043657
83008 | 12.18 | 0.8 | 365 | 11.0879 | 0.32951 | 11 | 0.41744
81984 | 85 | 0.6 | 365 | 58.0341 | 0.87242 | 58 | 0.90654
82520 | 9.72 | 0.8 | 365 | 8.8485 | 0.81961 | 9 | 0.6681
82393 | 4.13 | 0.8 | 365 | 3.7597 | 0.5715 | 4 | 0.3312
82383 | 11.055 | 0.8 | 365 | 10.0638 | 0.26705 | 10 | 0.33085
82430 | 5.8 | 0.8 | 365 | 5.28 | 0.6331 | 5 | 0.91307
82326 | 7.625 | 0.8 | 365 | 6.9413 | 0.97886 | 7 | 0.92019
82332 | 4.93 | 0.8 | 365 | 4.488 | 0.038134 | 4 | 0.52611
82066 | 24.75 | 0.8 | 365 | 22.5309 | 0.374 | 22 | 0.90489
82488 | 13.72 | 0.8 | 365 | 12.4899 | 0.15278 | 12 | 0.64263
82490 | 6.72 | 0.8 | 365 | 6.1175 | 0.31973 | 6 | 0.43721
82289 | 6.625 | 0.8 | 365 | 6.031 | 0.14556 | 6 | 0.17656
82318 | 6.49 | 0.8 | 365 | 5.9081 | 0.89807 | 6 | 0.80617
82324 | 8.12 | 0.8 | 365 | 7.392 | 0.88634 | 8 | 0.27829
82339 | 12.025 | 0.8 | 365 | 10.9468 | 0.045346 | 10 | 0.99217
82340 | 13 | 0.8 | 365 | 11.8344 | 0.83281 | 12 | 0.66722
82353 | 7.015 | 0.8 | 365 | 6.386 | 0.86055 | 7 | 0.24658
82320 | 23.36 | 0.8 | 365 | 21.2655 | 0.82572 | 22 | 0.091244
82389 | 12.775 | 0.8 | 365 | 11.6296 | 0.42032 | 12 | 0.049899
82481 | 3.285 | 0.8 | 365 | 2.9905 | 0.022367 | 3 | 0.012831
82331 | 10.05 | 0.8 | 365 | 9.1489 | 0.42459 | 9 | 0.5735
82424 | 12.96 | 0.8 | 365 | 11.798 | 0.75947 | 12 | 0.55747
81698 | 9.735 | 0.8 | 365 | 8.8622 | 0.84711 | 9 | 0.70926
81863 | 4.2 | 0.8 | 365 | 3.8234 | 0.69983 | 4 | 0.52325
82403 | 6.38 | 0.8 | 365 | 5.808 | 0.69641 | 6 | 0.50437
82592 | 4.72 | 0.8 | 365 | 4.2968 | 0.65314 | 4 | 0.94994
82584 | 14.82 | 0.8 | 365 | 13.4912 | 0.1694 | 13 | 0.66063
82455 | 9.45 | 0.8 | 365 | 8.6027 | 0.32462 | 8 | 0.92732
82459 | 9.6 | 0.8 | 365 | 8.7393 | 0.59961 | 9 | 0.33887
82476 | 6.67 | 0.8 | 365 | 6.072 | 0.22806 | 6 | 0.30003
82346 | 16.74 | 0.8 | 365 | 15.2391 | 0.68932 | 15 | 0.9284
82215 | 6.93 | 0.8 | 365 | 6.3087 | 0.70472 | 7 | 0.01337
82226 | 5.61 | 0.8 | 365 | 5.107 | 0.28477 | 5 | 0.39178
82356 | 6 | 0.8 | 365 | 5.462 | 0.99976 | 6 | 0.46179
82386 | 12.06 | 0.8 | 365 | 10.9787 | 0.10951 | 11 | 0.088202
82270 | 7.41 | 0.8 | 365 | 6.7456 | 0.5847 | 7 | 0.33031
82577 | 3.77 | 0.8 | 365 | 3.432 | 0.91151 | 4 | 0.34349
82597 | 3.965 | 0.8 | 365 | 3.6095 | 0.26901 | 3 | 0.8785
82599 | 5.1 | 0.8 | 365 | 4.6427 | 0.34979 | 4 | 0.99252
82600 | 11.39 | 0.8 | 365 | 10.3688 | 0.8812 | 11 | 0.24997
82602 | 7.68 | 0.8 | 365 | 6.9914 | 0.079689 | 7 | 0.071094
82604 | 8.04 | 0.8 | 365 | 7.3191 | 0.73967 | 8 | 0.058801
82605 | 12 | 0.8 | 365 | 10.9241 | 0.99951 | 11 | 0.92358
82607 | 13.6 | 0.8 | 365 | 12.3806 | 0.93278 | 13 | 0.3134
82616 | 5.76 | 0.8 | 365 | 5.2436 | 0.55977 | 5 | 0.80332
82620 | 4.48 | 0.8 | 365 | 4.0783 | 0.21315 | 4 | 0.29147
82622 | 10.08 | 0.8 | 365 | 9.1762 | 0.47959 | 9 | 0.65581
82329 | 9.28 | 0.8 | 365 | 8.4479 | 0.012957 | 8 | 0.4609
82330 | 11.59 | 0.8 | 365 | 10.5508 | 0.24786 | 10 | 0.79869
82337 | 10.83 | 0.8 | 365 | 9.859 | 0.85456 | 10 | 0.71353
82589 | 5.22 | 0.8 | 365 | 4.752 | 0.56979 | 5 | 0.32176
82319 | 4.2 | 0.8 | 365 | 3.8234 | 0.69983 | 4 | 0.52325
82322 | 7.98 | 0.8 | 365 | 7.2645 | 0.62968 | 7 | 0.89418
82327 | 4.35 | 0.8 | 365 | 3.96 | 0.97482 | 4 | 0.9348
82868 | 15.41 | 0.8 | 365 | 14.0283 | 0.25104 | 14 | 0.27937
82221 | 4.64 | 0.8 | 365 | 4.224 | 0.50648 | 4 | 0.73045
82223 | 6.27 | 0.8 | 365 | 5.7078 | 0.49475 | 6 | 0.20257
82224 | 11.97 | 0.8 | 365 | 10.8968 | 0.94451 | 11 | 0.84128
82398 | 5.76 | 0.8 | 365 | 5.2436 | 0.55977 | 5 | 0.80332
83051 | 9.3 | 0.8 | 365 | 8.4662 | 0.049623 | 8 | 0.51578
83048 | 5.7 | 0.8 | 365 | 5.1889 | 0.44977 | 5 | 0.6387
82587 | 4.06 | 0.8 | 365 | 3.696 | 0.44317 | 4 | 0.13915
82446 | 7.5 | 0.8 | 365 | 6.8275 | 0.7497 | 7 | 0.57724
79731 | 3.48 | 0.8 | 365 | 3.168 | 0.37986 | 3 | 0.54784
81540 | 24.12 | 0.8 | 365 | 21.9574 | 0.21902 | 22 | 0.1764
82519 | 7.36 | 0.8 | 365 | 6.7001 | 0.49304 | 7 | 0.19313
82388 | 10.89 | 0.8 | 365 | 9.9136 | 0.96456 | 10 | 0.87815
81713 | 4.64 | 0.8 | 365 | 4.224 | 0.50648 | 4 | 0.73045
82566 | 4.06 | 0.8 | 365 | 3.696 | 0.44317 | 4 | 0.13915
49776 | 13.08 | 0.8 | 365 | 11.9072 | 0.97947 | 12 | 0.88671
82262 | 5.22 | 0.8 | 365 | 4.752 | 0.56979 | 5 | 0.32176
82471 | 4.64 | 0.8 | 365 | 4.224 | 0.50648 | 4 | 0.73045
82399 | 8.37 | 0.8 | 365 | 7.6195 | 0.34466 | 7 | 0.9642
82135 | 8.1 | 0.8 | 365 | 7.3737 | 0.84967 | 8 | 0.22342
82682 | 6.46 | 0.8 | 365 | 5.8808 | 0.84307 | 6 | 0.72386
82107 | 2.17 | 0.8 | 365 | 1.9754 | 0.97825 | 2 | 0.95368
82128 | 8.96 | 0.8 | 365 | 8.1566 | 0.4263 | 8 | 0.58294
81329 | 5.6 | 0.8 | 365 | 5.0979 | 0.26644 | 5 | 0.36434
82136 | 5.4 | 0.8 | 365 | 4.9158 | 0.89978 | 5 | 0.81561
82354 | 4.38 | 0.8 | 365 | 3.9873 | 0.029822 | 4 | 0.017108
82127 | 8.96 | 0.8 | 365 | 8.1566 | 0.4263 | 8 | 0.58294
82129 | 8.96 | 0.8 | 365 | 8.1566 | 0.4263 | 8 | 0.58294
82022 | 2.9 | 0.8 | 365 | 2.64 | 0.31655 | 2 | 0.95653
82623 | 13.2 | 0.8 | 365 | 12.0165 | 0.19946 | 12 | 0.21594
82625 | 3.2 | 0.8 | 365 | 2.9131 | 0.86654 | 3 | 0.77962
82626 | 3.3 | 0.8 | 365 | 3.0041 | 0.049866 | 3 | 0.053986
82627 | 6.7 | 0.8 | 365 | 6.0993 | 0.28306 | 6 | 0.38233
82630 | 3.48 | 0.8 | 365 | 3.168 | 0.37986 | 3 | 0.54784
82631 | 5.31 | 0.8 | 365 | 4.8339 | 0.73478 | 5 | 0.56869
82243 | 10.15 | 0.8 | 365 | 9.2399 | 0.60792 | 9 | 0.84786
82240 | 6.96 | 0.8 | 365 | 6.336 | 0.75972 | 7 | 0.095679
82634 | 2.065 | 0.8 | 365 | 1.8799 | 0.78575 | 2 | 0.6656
82525 | 18.65 | 0.8 | 365 | 16.9778 | 0.19091 | 17 | 0.16874
82276 | 7 | 0.8 | 365 | 6.3724 | 0.83305 | 7 | 0.20542
82636 | 6.12 | 0.8 | 365 | 5.5713 | 0.21975 | 5 | 0.79103
82637 | 4.13 | 0.8 | 365 | 3.7597 | 0.5715 | 4 | 0.3312
82638 | 8.26 | 0.8 | 365 | 7.5194 | 0.143 | 7 | 0.6624
82642 | 5.605 | 0.8 | 365 | 5.1025 | 0.27561 | 5 | 0.37806
82644 | 3.54 | 0.8 | 365 | 3.2226 | 0.48986 | 3 | 0.71246
82641 | 5.22 | 0.8 | 365 | 4.752 | 0.56979 | 5 | 0.32176
82643 | 6.38 | 0.8 | 365 | 5.808 | 0.69641 | 6 | 0.50437
82645 | 6.75 | 0.8 | 365 | 6.1448 | 0.37473 | 6 | 0.51952
82649 | 3.9 | 0.8 | 365 | 3.5503 | 0.14984 | 3 | 0.70016
82650 | 10.44 | 0.8 | 365 | 9.5039 | 0.13958 | 9 | 0.64352
82651 | 12.54 | 0.8 | 365 | 11.4157 | 0.98949 | 12 | 0.40515
82653 | 9.48 | 0.8 | 365 | 8.63 | 0.37962 | 9 | 0.0096314
82654 | 6.72 | 0.8 | 365 | 6.1175 | 0.31973 | 6 | 0.43721
82657 | 10.545 | 0.8 | 365 | 9.5995 | 0.33207 | 9 | 0.9316
81668 | 94.05 | 0.6 | 365 | 64.2131 | 0.31589 | 64 | 0.52894
52727 | 1760.76 | 1 | 365 | 2003.6111 | 0.98579 | 2004 | 0.59685
74365 | 86.4 | 0.6 | 365 | 58.99 | 0.79737 | 59 | 0.78735
7419 | 460.8 | 0.6 | 365 | 314.6132 | 0.58599 | 315 | 0.19922
81958 | 6.09 | 0.8 | 365 | 5.544 | 0.16475 | 5 | 0.70872
82669 | 9.735 | 0.8 | 365 | 8.8622 | 0.84711 | 9 | 0.70926
82670 | 4.425 | 0.8 | 365 | 4.0283 | 0.11232 | 4 | 0.14057
82673 | 6.38 | 0.8 | 365 | 5.808 | 0.69641 | 6 | 0.50437
82675 | 6.785 | 0.8 | 365 | 6.1767 | 0.43889 | 6 | 0.61554
82676 | 9.145 | 0.8 | 365 | 8.3251 | 0.76546 | 9 | 0.090515
82677 | 4.72 | 0.8 | 365 | 4.2968 | 0.65314 | 4 | 0.94994
34239 | 2310.12 | 0.9 | 365 | 2365.8669 | 0.51716 | 2366 | 0.38405
82690 | 12.6 | 0.8 | 365 | 11.4703 | 0.099489 | 11 | 0.56976
63539 | 192.78 | 0.9 | 365 | 197.4321 | 0.59996 | 198 | 0.032049
81131 | 124.8 | 0.6 | 365 | 85.2077 | 0.59621 | 85 | 0.80396
82694 | 6.6 | 0.8 | 365 | 6.0082 | 0.099732 | 6 | 0.10797
82695 | 6.6 | 0.8 | 365 | 6.0082 | 0.099732 | 6 | 0.10797
81129 | 4.64 | 0.8 | 365 | 4.224 | 0.50648 | 4 | 0.73045
82699 | 8.64 | 0.8 | 365 | 7.8653 | 0.83965 | 8 | 0.70498
82698 | 4.5 | 0.8 | 365 | 4.0965 | 0.24982 | 4 | 0.34634
82701 | 5.795 | 0.8 | 365 | 5.2754 | 0.62393 | 5 | 0.89935
82705 | 12.2 | 0.8 | 365 | 11.1061 | 0.36617 | 11 | 0.47231
82707 | 5.22 | 0.8 | 365 | 4.752 | 0.56979 | 5 | 0.32176
82708 | 6.09 | 0.8 | 365 | 5.544 | 0.16475 | 5 | 0.70872
82709 | 11.505 | 0.8 | 365 | 10.4735 | 0.092034 | 10 | 0.56549
82710 | 11.21 | 0.8 | 365 | 10.2049 | 0.55121 | 10 | 0.75611
82225 | 554.715 | 0.6 | 365 | 378.7341 | 0.71626 | 379 | 0.45037
82628 | 7.975 | 0.8 | 365 | 7.26 | 0.62051 | 7 | 0.88047
82729 | 2.95 | 0.8 | 365 | 2.6855 | 0.40821 | 3 | 0.093714
82728 | 7.8 | 0.8 | 365 | 7.1006 | 0.29968 | 7 | 0.40033
82730 | 2.95 | 0.8 | 365 | 2.6855 | 0.40821 | 3 | 0.093714
82731 | 4.13 | 0.8 | 365 | 3.7597 | 0.5715 | 4 | 0.3312
82732 | 4.72 | 0.8 | 365 | 4.2968 | 0.65314 | 4 | 0.94994
82733 | 8.85 | 0.8 | 365 | 8.0565 | 0.22464 | 8 | 0.28114
82735 | 3.54 | 0.8 | 365 | 3.2226 | 0.48986 | 3 | 0.71246
82736 | 5.51 | 0.8 | 365 | 5.016 | 0.10144 | 5 | 0.11741
82734 | 5.51 | 0.8 | 365 | 5.016 | 0.10144 | 5 | 0.11741
82737 | 4.5 | 0.8 | 365 | 4.0965 | 0.24982 | 4 | 0.34634
82738 | 5.31 | 0.8 | 365 | 4.8339 | 0.73478 | 5 | 0.56869
82740 | 4.72 | 0.8 | 365 | 4.2968 | 0.65314 | 4 | 0.94994
82742 | 13.275 | 0.8 | 365 | 12.0848 | 0.33696 | 12 | 0.42171
82741 | 2.68 | 0.8 | 365 | 2.4397 | 0.91322 | 3 | 0.35293
82743 | 7.54 | 0.8 | 365 | 6.864 | 0.82303 | 7 | 0.68699
82744 | 3.99 | 0.8 | 365 | 3.6323 | 0.31484 | 3 | 0.94709
82746 | 8.41 | 0.8 | 365 | 7.656 | 0.41799 | 8 | 0.073945
82748 | 9.735 | 0.8 | 365 | 8.8622 | 0.84711 | 9 | 0.70926
82749 | 5.605 | 0.8 | 365 | 5.1025 | 0.27561 | 5 | 0.37806
82752 | 8.26 | 0.8 | 365 | 7.5194 | 0.143 | 7 | 0.6624
82753 | 5.605 | 0.8 | 365 | 5.1025 | 0.27561 | 5 | 0.37806
82754 | 6.67 | 0.8 | 365 | 6.072 | 0.22806 | 6 | 0.30003
82756 | 2.95 | 0.8 | 365 | 2.6855 | 0.40821 | 3 | 0.093714
82757 | 9.145 | 0.8 | 365 | 8.3251 | 0.76546 | 9 | 0.090515
82758 | 7.67 | 0.8 | 365 | 6.9823 | 0.061356 | 7 | 0.043657
82759 | 2.655 | 0.8 | 365 | 2.417 | 0.86739 | 3 | 0.28434
82761 | 7.67 | 0.8 | 365 | 6.9823 | 0.061356 | 7 | 0.043657
82751 | 6.54 | 0.8 | 365 | 5.9536 | 0.98973 | 6 | 0.94335
82762 | 4.72 | 0.8 | 365 | 4.2968 | 0.65314 | 4 | 0.94994
82764 | 7.965 | 0.8 | 365 | 7.2509 | 0.60218 | 7 | 0.85303
82765 | 7.965 | 0.8 | 365 | 7.2509 | 0.60218 | 7 | 0.85303
82767 | 7.08 | 0.8 | 365 | 6.4452 | 0.97971 | 7 | 0.42491
82768 | 4.72 | 0.8 | 365 | 4.2968 | 0.65314 | 4 | 0.94994
82770 | 2.655 | 0.8 | 365 | 2.417 | 0.86739 | 3 | 0.28434
82771 | 7.965 | 0.8 | 365 | 7.2509 | 0.60218 | 7 | 0.85303
34391 | 1388.16 | 1 | 365 | 1579.6206 | 0.12967 | 1579 | 0.75025
47410 | 1392.84 | 1 | 365 | 1584.9461 | 0.85443 | 1585 | 0.80049
82774 | 4.425 | 0.8 | 365 | 4.0283 | 0.11232 | 4 | 0.14057
82776 | 9.735 | 0.8 | 365 | 8.8622 | 0.84711 | 9 | 0.70926
82777 | 4.13 | 0.8 | 365 | 3.7597 | 0.5715 | 4 | 0.3312
82778 | 3.835 | 0.8 | 365 | 3.4912 | 0.030678 | 3 | 0.52183
82779 | 6.785 | 0.8 | 365 | 6.1767 | 0.43889 | 6 | 0.61554
82780 | 9.145 | 0.8 | 365 | 8.3251 | 0.76546 | 9 | 0.090515
82781 | 8.555 | 0.8 | 365 | 7.788 | 0.68382 | 8 | 0.47177
82783 | 10.56 | 0.8 | 365 | 9.6132 | 0.35957 | 9 | 0.97275
82782 | 4.875 | 0.8 | 365 | 4.4379 | 0.9373 | 5 | 0.37521
82784 | 11.88 | 0.8 | 365 | 10.8148 | 0.77952 | 11 | 0.59435
82785 | 12.8 | 0.8 | 365 | 11.6523 | 0.46615 | 12 | 0.11849
82786 | 10.98 | 0.8 | 365 | 9.9955 | 0.12955 | 10 | 0.12508
82787 | 11 | 0.8 | 365 | 10.0137 | 0.16622 | 10 | 0.17995
82788 | 11.68 | 0.8 | 365 | 10.6328 | 0.41286 | 11 | 0.045622
82789 | 8.555 | 0.8 | 365 | 7.788 | 0.68382 | 8 | 0.47177
82790 | 8.32 | 0.8 | 365 | 7.574 | 0.253 | 7 | 0.82702
82745 | 12.71 | 0.8 | 365 | 11.5704 | 0.30115 | 11 | 0.87156
82793 | 4.905 | 0.8 | 365 | 4.4652 | 0.9923 | 5 | 0.45751
82794 | 9.28 | 0.8 | 365 | 8.4479 | 0.012957 | 8 | 0.4609
82795 | 13.05 | 0.8 | 365 | 11.8799 | 0.92447 | 12 | 0.8044
82796 | 8.26 | 0.8 | 365 | 7.5194 | 0.143 | 7 | 0.6624
82799 | 9.15 | 0.8 | 365 | 8.3296 | 0.77463 | 9 | 0.10423
82801 | 13.325 | 0.8 | 365 | 12.1303 | 0.42863 | 12 | 0.5589
78382 | 44 | 0.6 | 365 | 30.0412 | 0.49866 | 30 | 0.53986
82775 | 12.099 | 0.8 | 365 | 11.0142 | 0.18101 | 11 | 0.1952
82846 | 10.08 | 0.8 | 365 | 9.1762 | 0.47959 | 9 | 0.65581
82848 | 14 | 0.8 | 365 | 12.7447 | 0.6661 | 13 | 0.41085
82847 | 12.095 | 0.8 | 365 | 11.0106 | 0.17368 | 11 | 0.18423
82851 | 13.4 | 0.8 | 365 | 12.1985 | 0.56612 | 12 | 0.76467
82852 | 12.95 | 0.8 | 365 | 11.7889 | 0.74114 | 12 | 0.53003
82854 | 8.85 | 0.8 | 365 | 8.0565 | 0.22464 | 8 | 0.28114
82855 | 8.4 | 0.8 | 365 | 7.6468 | 0.39966 | 8 | 0.046509
82874 | 6.825 | 0.8 | 365 | 6.2131 | 0.51222 | 6 | 0.72529
82881 | 10.64 | 0.8 | 365 | 9.686 | 0.50624 | 10 | 0.19224
82853 | 2.9 | 0.8 | 365 | 2.64 | 0.31655 | 2 | 0.95653
82618 | 12.73 | 0.8 | 365 | 11.5886 | 0.33782 | 11 | 0.92644
81883 | 5.1 | 0.8 | 365 | 4.6427 | 0.34979 | 4 | 0.99252
83234 | 13.275 | 0.8 | 365 | 12.0848 | 0.33696 | 12 | 0.42171
82769 | 12.095 | 0.8 | 365 | 11.0106 | 0.17368 | 11 | 0.18423
82763 | 2.95 | 0.8 | 365 | 2.6855 | 0.40821 | 3 | 0.093714
82179 | 4.96 | 0.8 | 365 | 4.5153 | 0.093132 | 4 | 0.60841
82278 | 13.975 | 0.8 | 365 | 12.722 | 0.62027 | 13 | 0.34226
82143 | 7.56 | 0.8 | 365 | 6.8822 | 0.85969 | 7 | 0.74186
82582 | 12.6 | 0.8 | 365 | 11.4703 | 0.099489 | 11 | 0.56976
82696 | 4.64 | 0.8 | 365 | 4.224 | 0.50648 | 4 | 0.73045
82182 | 15.08 | 0.8 | 365 | 13.7279 | 0.64606 | 14 | 0.37397
82672 | 6.195 | 0.8 | 365 | 5.6396 | 0.35725 | 5 | 0.9968
78381 | 115.2 | 0.6 | 365 | 78.6533 | 0.3965 | 79 | 0.049805
82323 | 5.6 | 0.8 | 365 | 5.0979 | 0.26644 | 5 | 0.36434
82913 | 7.25 | 0.8 | 365 | 6.6 | 0.29137 | 6 | 0.89133
81664 | 13.115 | 0.8 | 365 | 11.9391 | 0.043635 | 11 | 0.98273
82369 | 7.83 | 0.8 | 365 | 7.128 | 0.35468 | 7 | 0.48264
81954 | 8.4 | 0.8 | 365 | 7.6468 | 0.39966 | 8 | 0.046509
82572 | 9.45 | 0.8 | 365 | 8.6027 | 0.32462 | 8 | 0.92732
82857 | 3.77 | 0.8 | 365 | 3.432 | 0.91151 | 4 | 0.34349
82879 | 11.375 | 0.8 | 365 | 10.3551 | 0.85371 | 11 | 0.20881
82882 | 5.04 | 0.8 | 365 | 4.5881 | 0.2398 | 4 | 0.82791
82883 | 11.22 | 0.8 | 365 | 10.214 | 0.56955 | 10 | 0.78355
82884 | 3.54 | 0.8 | 365 | 3.2226 | 0.48986 | 3 | 0.71246
82885 | 3.77 | 0.8 | 365 | 3.432 | 0.91151 | 4 | 0.34349
82886 | 6.67 | 0.8 | 365 | 6.072 | 0.22806 | 6 | 0.30003
82888 | 7.25 | 0.8 | 365 | 6.6 | 0.29137 | 6 | 0.89133
82887 | 9.81 | 0.8 | 365 | 8.9304 | 0.9846 | 9 | 0.91503
82889 | 7.25 | 0.8 | 365 | 6.6 | 0.29137 | 6 | 0.89133
82890 | 8.375 | 0.8 | 365 | 7.6241 | 0.35383 | 7 | 0.97792
79043 | 73.71 | 0.7 | 365 | 58.7135 | 0.24051 | 58 | 0.95398
82892 | 10.8 | 0.8 | 365 | 9.8317 | 0.79956 | 10 | 0.63123
82895 | 4.93 | 0.8 | 365 | 4.488 | 0.038134 | 4 | 0.52611
82898 | 2.95 | 0.8 | 365 | 2.6855 | 0.40821 | 3 | 0.093714
82897 | 4.05 | 0.8 | 365 | 3.6869 | 0.42484 | 4 | 0.11171
82899 | 8.85 | 0.8 | 365 | 8.0565 | 0.22464 | 8 | 0.28114
82901 | 13.275 | 0.8 | 365 | 12.0848 | 0.33696 | 12 | 0.42171
82902 | 3.54 | 0.8 | 365 | 3.2226 | 0.48986 | 3 | 0.71246
82903 | 8.04 | 0.8 | 365 | 7.3191 | 0.73967 | 8 | 0.058801
82904 | 6.885 | 0.8 | 365 | 6.2677 | 0.62222 | 6 | 0.88991
82905 | 7.2 | 0.8 | 365 | 6.5544 | 0.19971 | 6 | 0.75415
82907 | 6.49 | 0.8 | 365 | 5.9081 | 0.89807 | 6 | 0.80617
82908 | 9.145 | 0.8 | 365 | 8.3251 | 0.76546 | 9 | 0.090515
82909 | 10.075 | 0.8 | 365 | 9.1717 | 0.47042 | 9 | 0.64209
82798 | 11.21 | 0.8 | 365 | 10.2049 | 0.55121 | 10 | 0.75611
82915 | 13.44 | 0.8 | 365 | 12.235 | 0.63946 | 12 | 0.87441
82918 | 5.85 | 0.8 | 365 | 5.3255 | 0.72476 | 6 | 0.050247
82919 | 6.405 | 0.8 | 365 | 5.8307 | 0.74224 | 6 | 0.57296
82521 | 10.385 | 0.8 | 365 | 9.4539 | 0.038746 | 9 | 0.49262
82916 | 7.08 | 0.8 | 365 | 6.4452 | 0.97971 | 7 | 0.42491
82923 | 9.92 | 0.8 | 365 | 9.0306 | 0.18626 | 9 | 0.21683
82924 | 5.7 | 0.8 | 365 | 5.1889 | 0.44977 | 5 | 0.6387
82925 | 7.81 | 0.8 | 365 | 7.1097 | 0.31802 | 7 | 0.42777
82929 | 6.12 | 0.8 | 365 | 5.5713 | 0.21975 | 5 | 0.79103
82930 | 13.407 | 0.8 | 365 | 12.2049 | 0.57896 | 12 | 0.78387
82802 | 8.555 | 0.8 | 365 | 7.788 | 0.68382 | 8 | 0.47177
82931 | 5.85 | 0.8 | 365 | 5.3255 | 0.72476 | 6 | 0.050247
82933 | 10.8 | 0.8 | 365 | 9.8317 | 0.79956 | 10 | 0.63123
82934 | 9.81 | 0.8 | 365 | 8.9304 | 0.9846 | 9 | 0.91503
82936 | 10.005 | 0.8 | 365 | 9.1079 | 0.34209 | 9 | 0.45004
82939 | 1.75 | 0.8 | 365 | 1.5931 | 0.20826 | 1 | 0.80136
82938 | 3.84 | 0.8 | 365 | 3.4957 | 0.039844 | 3 | 0.53555
82941 | 11.16 | 0.8 | 365 | 10.1594 | 0.45955 | 10 | 0.61893
82935 | 9 | 0.8 | 365 | 8.1931 | 0.49964 | 8 | 0.69269
82943 | 9.9 | 0.8 | 365 | 9.0124 | 0.1496 | 9 | 0.16196
82940 | 10.791 | 0.8 | 365 | 9.8235 | 0.78306 | 10 | 0.60653
82949 | 13.34 | 0.8 | 365 | 12.1439 | 0.45613 | 12 | 0.60005
82950 | 4.72 | 0.8 | 365 | 4.2968 | 0.65314 | 4 | 0.94994
82951 | 6.67 | 0.8 | 365 | 6.072 | 0.22806 | 6 | 0.30003
82953 | 10.545 | 0.8 | 365 | 9.5995 | 0.33207 | 9 | 0.9316
82954 | 9.38 | 0.8 | 365 | 8.539 | 0.19629 | 8 | 0.73527
82955 | 9.125 | 0.8 | 365 | 8.3068 | 0.7288 | 9 | 0.035642
82956 | 9.8 | 0.8 | 365 | 8.9213 | 0.96627 | 9 | 0.88759
82959 | 6.03 | 0.8 | 365 | 5.4893 | 0.054756 | 5 | 0.5441
82960 | 6.6 | 0.8 | 365 | 6.0082 | 0.099732 | 6 | 0.10797
82961 | 6.08 | 0.8 | 365 | 5.5349 | 0.14642 | 5 | 0.68128
82967 | 9.425 | 0.8 | 365 | 8.5799 | 0.27878 | 8 | 0.85873
82859 | 21.11 | 0.8 | 365 | 19.2173 | 0.70081 | 19 | 0.91807
82968 | 8.175 | 0.8 | 365 | 7.442 | 0.98717 | 8 | 0.42919
81700 | 7.375 | 0.8 | 365 | 6.7138 | 0.52053 | 7 | 0.23429
82969 | 8.04 | 0.8 | 365 | 7.3191 | 0.73967 | 8 | 0.058801
81705 | 13.3 | 0.8 | 365 | 12.1075 | 0.38279 | 12 | 0.49031
81961 | 6.96 | 0.8 | 365 | 6.336 | 0.75972 | 7 | 0.095679
82081 | 10.385 | 0.8 | 365 | 9.4539 | 0.038746 | 9 | 0.49262
82121 | 4.14 | 0.8 | 365 | 3.7688 | 0.58983 | 4 | 0.35864
82373 | 12.71 | 0.8 | 365 | 11.5704 | 0.30115 | 11 | 0.87156
82574 | 10.85 | 0.8 | 365 | 9.8772 | 0.89123 | 10 | 0.76841
82692 | 3.3 | 0.8 | 365 | 3.0041 | 0.049866 | 3 | 0.053986
82922 | 12.9 | 0.8 | 365 | 11.7434 | 0.64948 | 12 | 0.39285
82981 | 7.25 | 0.8 | 365 | 6.6 | 0.29137 | 6 | 0.89133
82984 | 12.6 | 0.8 | 365 | 11.4703 | 0.099489 | 11 | 0.56976
82691 | 7.2 | 0.8 | 365 | 6.5544 | 0.19971 | 6 | 0.75415
82632 | 6.67 | 0.8 | 365 | 6.072 | 0.22806 | 6 | 0.30003
82538 | 12.675 | 0.8 | 365 | 11.5385 | 0.23699 | 11 | 0.77554
82648 | 12.35 | 0.8 | 365 | 11.2427 | 0.64117 | 11 | 0.88386
82656 | 11.52 | 0.8 | 365 | 10.4871 | 0.11953 | 10 | 0.60664
82590 | 8.555 | 0.8 | 365 | 7.788 | 0.68382 | 8 | 0.47177
82368 | 9.92 | 0.8 | 365 | 9.0306 | 0.18626 | 9 | 0.21683
82703 | 9.92 | 0.8 | 365 | 9.0306 | 0.18626 | 9 | 0.21683
82706 | 12.375 | 0.8 | 365 | 11.2654 | 0.687 | 11 | 0.95245
82993 | 7.02 | 0.8 | 365 | 6.3906 | 0.86972 | 7 | 0.2603
83005 | 7.08 | 0.8 | 365 | 6.4452 | 0.97971 | 7 | 0.42491
82608 | 8.8 | 0.8 | 365 | 8.011 | 0.13298 | 8 | 0.14396
82985 | 6.03 | 0.8 | 365 | 5.4893 | 0.054756 | 5 | 0.5441
82978 | 5.1 | 0.8 | 365 | 4.6427 | 0.34979 | 4 | 0.99252
83012 | 9.8 | 0.8 | 365 | 8.9213 | 0.96627 | 9 | 0.88759
80943 | 4.56 | 0.8 | 365 | 4.1511 | 0.35982 | 4 | 0.51096
83014 | 2.6 | 0.8 | 365 | 2.3669 | 0.76656 | 3 | 0.13344
83017 | 10.08 | 0.8 | 365 | 9.1762 | 0.47959 | 9 | 0.65581
83018 | 4.2 | 0.8 | 365 | 3.8234 | 0.69983 | 4 | 0.52325
83019 | 11.9 | 0.8 | 365 | 10.833 | 0.81618 | 11 | 0.64922
83020 | 5.85 | 0.8 | 365 | 5.3255 | 0.72476 | 6 | 0.050247
83021 | 5.95 | 0.8 | 365 | 5.4165 | 0.90809 | 6 | 0.32461
83022 | 7.8 | 0.8 | 365 | 7.1006 | 0.29968 | 7 | 0.40033
83025 | 6.49 | 0.8 | 365 | 5.9081 | 0.89807 | 6 | 0.80617
83026 | 9.735 | 0.8 | 365 | 8.8622 | 0.84711 | 9 | 0.70926
83027 | 8.555 | 0.8 | 365 | 7.788 | 0.68382 | 8 | 0.47177
83028 | 7.965 | 0.8 | 365 | 7.2509 | 0.60218 | 7 | 0.85303
83029 | 3.77 | 0.8 | 365 | 3.432 | 0.91151 | 4 | 0.34349
82986 | 9.145 | 0.8 | 365 | 8.3251 | 0.76546 | 9 | 0.090515
83030 | 13.2 | 0.8 | 365 | 12.0165 | 0.19946 | 12 | 0.21594
82917 | 12.42 | 0.8 | 365 | 11.3064 | 0.7695 | 12 | 0.075909
82983 | 10.325 | 0.8 | 365 | 9.3993 | 0.92875 | 10 | 0.328
82970 | 7.194 | 0.8 | 365 | 6.549 | 0.18871 | 6 | 0.73769
82971 | 12.6 | 0.8 | 365 | 11.4703 | 0.099489 | 11 | 0.56976
82972 | 7.194 | 0.8 | 365 | 6.549 | 0.18871 | 6 | 0.73769
82973 | 7.56 | 0.8 | 365 | 6.8822 | 0.85969 | 7 | 0.74186
82974 | 10.05 | 0.8 | 365 | 9.1489 | 0.42459 | 9 | 0.5735
82975 | 8.502 | 0.8 | 365 | 7.7397 | 0.58666 | 8 | 0.32636
82976 | 10.137 | 0.8 | 365 | 9.2281 | 0.58409 | 9 | 0.8122
83040 | 7.84 | 0.8 | 365 | 7.1371 | 0.37302 | 7 | 0.51007
83042 | 10.95 | 0.8 | 365 | 9.9682 | 0.074556 | 10 | 0.04277
83043 | 9.24 | 0.8 | 365 | 8.4115 | 0.93963 | 9 | 0.35116
83044 | 4.48 | 0.8 | 365 | 4.0783 | 0.21315 | 4 | 0.29147
83045 | 3.5 | 0.8 | 365 | 3.1862 | 0.41652 | 3 | 0.60271
83046 | 7.7 | 0.8 | 365 | 7.0096 | 0.11635 | 7 | 0.12597
83047 | 6.205 | 0.8 | 365 | 5.6487 | 0.37558 | 6 | 0.024237
83049 | 9.9 | 0.8 | 365 | 9.0124 | 0.1496 | 9 | 0.16196
82926 | 5.4 | 0.8 | 365 | 4.9158 | 0.89978 | 5 | 0.81561
83024 | 4.425 | 0.8 | 365 | 4.0283 | 0.11232 | 4 | 0.14057
83050 | 3.245 | 0.8 | 365 | 2.9541 | 0.94904 | 3 | 0.90309
83052 | 7.2 | 0.8 | 365 | 6.5544 | 0.19971 | 6 | 0.75415
83053 | 13.275 | 0.8 | 365 | 12.0848 | 0.33696 | 12 | 0.42171
83056 | 7.695 | 0.8 | 365 | 7.0051 | 0.10719 | 7 | 0.11225
83058 | 13.325 | 0.8 | 365 | 12.1303 | 0.42863 | 12 | 0.5589
83059 | 11.7 | 0.8 | 365 | 10.651 | 0.44953 | 11 | 0.10049
83061 | 9.28 | 0.8 | 365 | 8.4479 | 0.012957 | 8 | 0.4609
83062 | 2.48 | 0.8 | 365 | 2.2576 | 0.54657 | 2 | 0.80421
83063 | 11.31 | 0.8 | 365 | 10.2959 | 0.73454 | 11 | 0.030478
83064 | 8.55 | 0.8 | 365 | 7.7834 | 0.67465 | 8 | 0.45805
82747 | 6.7 | 0.8 | 365 | 6.0993 | 0.28306 | 6 | 0.38233
82760 | 11.16 | 0.8 | 365 | 10.1594 | 0.45955 | 10 | 0.61893
82773 | 9.66 | 0.8 | 365 | 8.7939 | 0.70961 | 9 | 0.50349
82803 | 10.35 | 0.8 | 365 | 9.422 | 0.97458 | 10 | 0.39659
82804 | 11.16 | 0.8 | 365 | 10.1594 | 0.45955 | 10 | 0.61893
82805 | 13.8 | 0.8 | 365 | 12.5627 | 0.29944 | 12 | 0.86212
82807 | 7.92 | 0.8 | 365 | 7.2099 | 0.51968 | 7 | 0.72957
82806 | 10.35 | 0.8 | 365 | 9.422 | 0.97458 | 10 | 0.39659
82811 | 9 | 0.8 | 365 | 8.1931 | 0.49964 | 8 | 0.69269
82812 | 9.72 | 0.8 | 365 | 8.8485 | 0.81961 | 9 | 0.6681
82866 | 4.83 | 0.8 | 365 | 4.3969 | 0.8548 | 5 | 0.25174
82870 | 7.94 | 0.8 | 365 | 7.2281 | 0.55634 | 7 | 0.78444
82869 | 10.8 | 0.8 | 365 | 9.8317 | 0.79956 | 10 | 0.63123
82873 | 10.35 | 0.8 | 365 | 9.422 | 0.97458 | 10 | 0.39659
82875 | 11.16 | 0.8 | 365 | 10.1594 | 0.45955 | 10 | 0.61893
82876 | 7.59 | 0.8 | 365 | 6.9095 | 0.91469 | 7 | 0.82417
82910 | 7.59 | 0.8 | 365 | 6.9095 | 0.91469 | 7 | 0.82417
82911 | 4.83 | 0.8 | 365 | 4.3969 | 0.8548 | 5 | 0.25174
82914 | 14.15 | 0.8 | 365 | 12.8813 | 0.94109 | 13 | 0.82239
52690 | 2894.4 | 0.8 | 365 | 2634.8858 | 0.28268 | 2635 | 0.16846
80558 | 200.88 | 0.6 | 365 | 137.1517 | 0.20389 | 137 | 0.3556
83080 | 6.72 | 0.8 | 365 | 6.1175 | 0.31973 | 6 | 0.43721
83090 | 13.275 | 0.8 | 365 | 12.0848 | 0.33696 | 12 | 0.42171
83091 | 5.605 | 0.8 | 365 | 5.1025 | 0.27561 | 5 | 0.37806
83092 | 30.72 | 0.6 | 365 | 20.9742 | 0.23907 | 21 | 0.21328
76343 | 2443.5 | 0.7 | 365 | 1946.3621 | 0.69459 | 1947 | 0.056693
83094 | 5.7 | 0.8 | 365 | 5.1889 | 0.44977 | 5 | 0.6387
83099 | 6.825 | 0.8 | 365 | 6.2131 | 0.51222 | 6 | 0.72529
83103 | 2.565 | 0.8 | 365 | 2.335 | 0.7024 | 3 | 0.037416
83104 | 7.125 | 0.8 | 365 | 6.4862 | 0.062211 | 6 | 0.54838
83111 | 7.41 | 0.8 | 365 | 6.7456 | 0.5847 | 7 | 0.33031
83113 | 6.12 | 0.8 | 365 | 5.5713 | 0.21975 | 5 | 0.79103
83117 | 8.32 | 0.8 | 365 | 7.574 | 0.253 | 7 | 0.82702
83119 | 10.54 | 0.8 | 365 | 9.595 | 0.32291 | 9 | 0.91788
83123 | 7.7 | 0.8 | 365 | 7.0096 | 0.11635 | 7 | 0.12597
83125 | 5.1 | 0.8 | 365 | 4.6427 | 0.34979 | 4 | 0.99252
83126 | 4.62 | 0.8 | 365 | 4.2058 | 0.46981 | 4 | 0.67558
83129 | 8.845 | 0.8 | 365 | 8.052 | 0.21547 | 8 | 0.26743
79296 | 94.08 | 0.6 | 365 | 64.2335 | 0.35714 | 64 | 0.59067
79142 | 90.88 | 0.6 | 365 | 62.0487 | 0.95724 | 63 | 0.0059571
83132 | 6.6 | 0.8 | 365 | 6.0082 | 0.099732 | 6 | 0.10797
83133 | 9.6 | 0.8 | 365 | 8.7393 | 0.59961 | 9 | 0.33887
83134 | 7.92 | 0.8 | 365 | 7.2099 | 0.51968 | 7 | 0.72957
83135 | 15 | 0.8 | 365 | 13.6551 | 0.49939 | 14 | 0.15448
83141 | 3.3 | 0.8 | 365 | 3.0041 | 0.049866 | 3 | 0.053986
83142 | 5.025 | 0.8 | 365 | 4.5745 | 0.2123 | 4 | 0.78675
83143 | 10.72 | 0.8 | 365 | 9.7588 | 0.6529 | 10 | 0.41174
83144 | 8.1 | 0.8 | 365 | 7.3737 | 0.84967 | 8 | 0.22342
81581 | 13.23 | 0.8 | 365 | 12.0438 | 0.25446 | 12 | 0.29825
79863 | 9.9 | 0.8 | 365 | 9.0124 | 0.1496 | 9 | 0.16196
83159 | 8.4 | 0.8 | 365 | 7.6468 | 0.39966 | 8 | 0.046509
82845 | 13.42 | 0.8 | 365 | 12.2168 | 0.60279 | 12 | 0.81954
83180 | 7.2 | 0.8 | 365 | 6.5544 | 0.19971 | 6 | 0.75415
83181 | 6.3 | 0.8 | 365 | 5.7351 | 0.54974 | 6 | 0.28488
83182 | 9 | 0.8 | 365 | 8.1931 | 0.49964 | 8 | 0.69269
83183 | 4.8 | 0.8 | 365 | 4.3696 | 0.79981 | 5 | 0.16943
83184 | 8.06 | 0.8 | 365 | 7.3373 | 0.77634 | 8 | 0.11367
83192 | 11.89 | 0.8 | 365 | 10.8239 | 0.79785 | 11 | 0.62178
83200 | 10.03 | 0.8 | 365 | 9.1307 | 0.38793 | 9 | 0.51863
83205 | 24.9 | 0.8 | 365 | 22.6674 | 0.64899 | 23 | 0.31644
83206 | 9.94 | 0.8 | 365 | 9.0488 | 0.22293 | 9 | 0.2717
82716 | 10.44 | 0.8 | 365 | 9.5039 | 0.13958 | 9 | 0.64352
83207 | 12.87 | 0.8 | 365 | 11.7161 | 0.59448 | 12 | 0.31054
82720 | 6.96 | 0.8 | 365 | 6.336 | 0.75972 | 7 | 0.095679
82452 | 4.06 | 0.8 | 365 | 3.696 | 0.44317 | 4 | 0.13915
83209 | 8.4 | 0.8 | 365 | 7.6468 | 0.39966 | 8 | 0.046509
82723 | 10.92 | 0.8 | 365 | 9.9409 | 0.019557 | 9 | 0.96046
83211 | 7.04 | 0.8 | 365 | 6.4088 | 0.90638 | 7 | 0.31517
82739 | 6.96 | 0.8 | 365 | 6.336 | 0.75972 | 7 | 0.095679
82724 | 7.83 | 0.8 | 365 | 7.128 | 0.35468 | 7 | 0.48264
83212 | 10.56 | 0.8 | 365 | 9.6132 | 0.35957 | 9 | 0.97275
82725 | 8.7 | 0.8 | 365 | 7.92 | 0.94965 | 8 | 0.8696
83213 | 5.04 | 0.8 | 365 | 4.5881 | 0.2398 | 4 | 0.82791
83214 | 4.86 | 0.8 | 365 | 4.4242 | 0.9098 | 5 | 0.33405
82750 | 10.92 | 0.8 | 365 | 9.9409 | 0.019557 | 9 | 0.96046
83215 | 5.94 | 0.8 | 365 | 5.4074 | 0.88976 | 6 | 0.29717
82726 | 14 | 0.8 | 365 | 12.7447 | 0.6661 | 13 | 0.41085
83093 | 14.21 | 0.8 | 365 | 12.9359 | 0.051091 | 12 | 0.98701
83096 | 5.22 | 0.8 | 365 | 4.752 | 0.56979 | 5 | 0.32176
83095 | 12.18 | 0.8 | 365 | 11.0879 | 0.32951 | 11 | 0.41744
83098 | 6.09 | 0.8 | 365 | 5.544 | 0.16475 | 5 | 0.70872
83097 | 2.9 | 0.8 | 365 | 2.64 | 0.31655 | 2 | 0.95653
83102 | 4.06 | 0.8 | 365 | 3.696 | 0.44317 | 4 | 0.13915
83100 | 10.73 | 0.8 | 365 | 9.7679 | 0.67123 | 10 | 0.43917
83136 | 4.845 | 0.8 | 365 | 4.4106 | 0.8823 | 5 | 0.2929
83101 | 7.25 | 0.8 | 365 | 6.6 | 0.29137 | 6 | 0.89133
83140 | 4.06 | 0.8 | 365 | 3.696 | 0.44317 | 4 | 0.13915
83148 | 6.67 | 0.8 | 365 | 6.072 | 0.22806 | 6 | 0.30003
83150 | 3.48 | 0.8 | 365 | 3.168 | 0.37986 | 3 | 0.54784
83186 | 3.36 | 0.8 | 365 | 3.0587 | 0.15986 | 3 | 0.2186
83152 | 7.54 | 0.8 | 365 | 6.864 | 0.82303 | 7 | 0.68699
83187 | 8.99 | 0.8 | 365 | 8.1839 | 0.4813 | 8 | 0.66525
83155 | 4.35 | 0.8 | 365 | 3.96 | 0.97482 | 4 | 0.9348
83189 | 3.19 | 0.8 | 365 | 2.904 | 0.8482 | 3 | 0.75219
83157 | 10.15 | 0.8 | 365 | 9.2399 | 0.60792 | 9 | 0.84786
83160 | 6.96 | 0.8 | 365 | 6.336 | 0.75972 | 7 | 0.095679
83162 | 8.99 | 0.8 | 365 | 8.1839 | 0.4813 | 8 | 0.66525
83194 | 5.22 | 0.8 | 365 | 4.752 | 0.56979 | 5 | 0.32176
83163 | 8.7 | 0.8 | 365 | 7.92 | 0.94965 | 8 | 0.8696
83216 | 13.275 | 0.8 | 365 | 12.0848 | 0.33696 | 12 | 0.42171
83217 | 7.08 | 0.8 | 365 | 6.4452 | 0.97971 | 7 | 0.42491
83204 | 11.6 | 0.8 | 365 | 10.5599 | 0.2662 | 10 | 0.82613
83165 | 11.02 | 0.8 | 365 | 10.0319 | 0.20289 | 10 | 0.23482
83166 | 4.64 | 0.8 | 365 | 4.224 | 0.50648 | 4 | 0.73045
83108 | 4.06 | 0.8 | 365 | 3.696 | 0.44317 | 4 | 0.13915
83109 | 6.09 | 0.8 | 365 | 5.544 | 0.16475 | 5 | 0.70872
83110 | 5.13 | 0.8 | 365 | 4.67 | 0.40479 | 5 | 0.074832
83114 | 15.12 | 0.8 | 365 | 13.7643 | 0.71939 | 14 | 0.48372
83172 | 9.86 | 0.8 | 365 | 8.9759 | 0.076267 | 9 | 0.052212
83118 | 4.35 | 0.8 | 365 | 3.96 | 0.97482 | 4 | 0.9348
83176 | 5.8 | 0.8 | 365 | 5.28 | 0.6331 | 5 | 0.91307
83177 | 9.86 | 0.8 | 365 | 8.9759 | 0.076267 | 9 | 0.052212
83178 | 5.22 | 0.8 | 365 | 4.752 | 0.56979 | 5 | 0.32176
83120 | 11.2 | 0.8 | 365 | 10.1958 | 0.53288 | 10 | 0.72868
83190 | 7.54 | 0.8 | 365 | 6.864 | 0.82303 | 7 | 0.68699
83220 | 4.64 | 0.8 | 365 | 4.224 | 0.50648 | 4 | 0.73045
83146 | 5.8 | 0.8 | 365 | 5.28 | 0.6331 | 5 | 0.91307
83193 | 5.6 | 0.8 | 365 | 5.0979 | 0.26644 | 5 | 0.36434
83147 | 9.86 | 0.8 | 365 | 8.9759 | 0.076267 | 9 | 0.052212
83149 | 6.67 | 0.8 | 365 | 6.072 | 0.22806 | 6 | 0.30003
83221 | 2.36 | 0.8 | 365 | 2.1484 | 0.32657 | 2 | 0.47497
83223 | 4.93 | 0.8 | 365 | 4.488 | 0.038134 | 4 | 0.52611
83224 | 6.195 | 0.8 | 365 | 5.6396 | 0.35725 | 5 | 0.9968
83226 | 7.67 | 0.8 | 365 | 6.9823 | 0.061356 | 7 | 0.043657
83227 | 5.015 | 0.8 | 365 | 4.5654 | 0.19396 | 4 | 0.75931
83228 | 6.49 | 0.8 | 365 | 5.9081 | 0.89807 | 6 | 0.80617
83229 | 6.195 | 0.8 | 365 | 5.6396 | 0.35725 | 5 | 0.9968
83231 | 6.195 | 0.8 | 365 | 5.6396 | 0.35725 | 5 | 0.9968
83230 | 12.76 | 0.8 | 365 | 11.6159 | 0.39282 | 12 | 0.0087443
83232 | 8.85 | 0.8 | 365 | 8.0565 | 0.22464 | 8 | 0.28114
83233 | 2.95 | 0.8 | 365 | 2.6855 | 0.40821 | 3 | 0.093714
83151 | 13.92 | 0.8 | 365 | 12.6719 | 0.51944 | 13 | 0.19136
83154 | 13.34 | 0.8 | 365 | 12.1439 | 0.45613 | 12 | 0.60005
83156 | 5.22 | 0.8 | 365 | 4.752 | 0.56979 | 5 | 0.32176
83158 | 9.28 | 0.8 | 365 | 8.4479 | 0.012957 | 8 | 0.4609
83161 | 9.45 | 0.8 | 365 | 8.6027 | 0.32462 | 8 | 0.92732
83237 | 13.34 | 0.8 | 365 | 12.1439 | 0.45613 | 12 | 0.60005
83238 | 8.99 | 0.8 | 365 | 8.1839 | 0.4813 | 8 | 0.66525
83239 | 6.67 | 0.8 | 365 | 6.072 | 0.22806 | 6 | 0.30003
83240 | 11.21 | 0.8 | 365 | 10.2049 | 0.55121 | 10 | 0.75611
83241 | 6.38 | 0.8 | 365 | 5.808 | 0.69641 | 6 | 0.50437
83242 | 4.64 | 0.8 | 365 | 4.224 | 0.50648 | 4 | 0.73045
83243 | 6.5 | 0.8 | 365 | 5.9172 | 0.9164 | 6 | 0.83361
83244 | 9.6 | 0.8 | 365 | 8.7393 | 0.59961 | 9 | 0.33887
83249 | 3.835 | 0.8 | 365 | 3.4912 | 0.030678 | 3 | 0.52183
83252 | 2.43 | 0.8 | 365 | 2.2121 | 0.4549 | 2 | 0.66703
83191 | 6.38 | 0.8 | 365 | 5.808 | 0.69641 | 6 | 0.50437
83254 | 11.055 | 0.8 | 365 | 10.0638 | 0.26705 | 10 | 0.33085
83256 | 6.12 | 0.8 | 365 | 5.5713 | 0.21975 | 5 | 0.79103
83164 | 9.57 | 0.8 | 365 | 8.7119 | 0.54461 | 9 | 0.25656
83257 | 12.8 | 0.8 | 365 | 11.6523 | 0.46615 | 12 | 0.11849
83258 | 3.84 | 0.8 | 365 | 3.4957 | 0.039844 | 3 | 0.53555
83167 | 5.51 | 0.8 | 365 | 5.016 | 0.10144 | 5 | 0.11741
83168 | 7.83 | 0.8 | 365 | 7.128 | 0.35468 | 7 | 0.48264
83170 | 4.275 | 0.8 | 365 | 3.8917 | 0.83733 | 4 | 0.72903
83260 | 5.185 | 0.8 | 365 | 4.7201 | 0.50562 | 5 | 0.22573
83171 | 13.34 | 0.8 | 365 | 12.1439 | 0.45613 | 12 | 0.60005
83262 | 10.8 | 0.8 | 365 | 9.8317 | 0.79956 | 10 | 0.63123
81487 | 52.2 | 0.7 | 365 | 41.5797 | 0.73565 | 42 | 0.31539
83263 | 14.6 | 0.8 | 365 | 13.291 | 0.76607 | 14 | 0.057027
83261 | 5.185 | 0.8 | 365 | 4.7201 | 0.50562 | 5 | 0.22573
83264 | 12.24 | 0.8 | 365 | 11.1426 | 0.4395 | 11 | 0.58206
83266 | 6.4 | 0.8 | 365 | 5.8262 | 0.73307 | 6 | 0.55924
83267 | 17.08 | 0.8 | 365 | 15.5486 | 0.31264 | 15 | 0.86123
83202 | 4.41 | 0.8 | 365 | 4.0146 | 0.084821 | 4 | 0.099417
83269 | 10.24 | 0.8 | 365 | 9.3219 | 0.77292 | 10 | 0.094792
83245 | 5.51 | 0.8 | 365 | 5.016 | 0.10144 | 5 | 0.11741
83270 | 10.5 | 0.8 | 365 | 9.5586 | 0.24957 | 9 | 0.80814
83248 | 9.86 | 0.8 | 365 | 8.9759 | 0.076267 | 9 | 0.052212
83250 | 7.83 | 0.8 | 365 | 7.128 | 0.35468 | 7 | 0.48264
83272 | 8.4 | 0.8 | 365 | 7.6468 | 0.39966 | 8 | 0.046509
83273 | 12.96 | 0.8 | 365 | 11.798 | 0.75947 | 12 | 0.55747
83274 | 16.64 | 0.8 | 365 | 15.148 | 0.50599 | 15 | 0.65404
83277 | 13.5 | 0.8 | 365 | 12.2896 | 0.74945 | 13 | 0.039032
83276 | 4.55 | 0.8 | 365 | 4.142 | 0.34148 | 4 | 0.48353
83278 | 4.5 | 0.8 | 365 | 4.0965 | 0.24982 | 4 | 0.34634
82772 | 9.15 | 0.8 | 365 | 8.3296 | 0.77463 | 9 | 0.10423
83279 | 3.99 | 0.8 | 365 | 3.6323 | 0.31484 | 3 | 0.94709
83280 | 9.405 | 0.8 | 365 | 8.5617 | 0.24212 | 8 | 0.80386
83281 | 7.695 | 0.8 | 365 | 7.0051 | 0.10719 | 7 | 0.11225
82979 | 11.445 | 0.8 | 365 | 10.4188 | 0.98204 | 11 | 0.40087
82997 | 9.81 | 0.8 | 365 | 8.9304 | 0.9846 | 9 | 0.91503
83007 | 10.08 | 0.8 | 365 | 9.1762 | 0.47959 | 9 | 0.65581
83010 | 8.502 | 0.8 | 365 | 7.7397 | 0.58666 | 8 | 0.32636
83038 | 3.924 | 0.8 | 365 | 3.5722 | 0.19384 | 3 | 0.76601
83039 | 11.16 | 0.8 | 365 | 10.1594 | 0.45955 | 10 | 0.61893
83294 | 7 | 0.8 | 365 | 6.3724 | 0.83305 | 7 | 0.20542
83295 | 12.6 | 0.8 | 365 | 11.4703 | 0.099489 | 11 | 0.56976
83297 | 24.84 | 0.8 | 365 | 22.6128 | 0.53899 | 23 | 0.15182
83298 | 7.035 | 0.8 | 365 | 6.4042 | 0.89721 | 7 | 0.30145
83299 | 8.06 | 0.8 | 365 | 7.3373 | 0.77634 | 8 | 0.11367
83300 | 13.5 | 0.8 | 365 | 12.2896 | 0.74945 | 13 | 0.039032
83301 | 8.125 | 0.8 | 365 | 7.3965 | 0.8955 | 8 | 0.29201
83302 | 13.115 | 0.8 | 365 | 11.9391 | 0.043635 | 11 | 0.98273
34486 | 4094.694 | 0.9 | 365 | 4193.5055 | 0.11966 | 4193 | 0.62517
47136 | 2421.9 | 0.8 | 365 | 2204.7505 | 0.051832 | 2204 | 0.80234
82844 | 4.62 | 0.8 | 365 | 4.2058 | 0.46981 | 4 | 0.67558
82606 | 3.3 | 0.8 | 365 | 3.0041 | 0.049866 | 3 | 0.053986
82900 | 6.48 | 0.8 | 365 | 5.899 | 0.87974 | 6 | 0.77874
82920 | 9.28 | 0.8 | 365 | 8.4479 | 0.012957 | 8 | 0.4609
81729 | 13.44 | 0.8 | 365 | 12.235 | 0.63946 | 12 | 0.87441
83015 | 11.16 | 0.8 | 365 | 10.1594 | 0.45955 | 10 | 0.61893
83055 | 9.79 | 0.8 | 365 | 8.9122 | 0.94794 | 9 | 0.86016
82912 | 12.42 | 0.8 | 365 | 11.3064 | 0.7695 | 12 | 0.075909
83106 | 8.55 | 0.8 | 365 | 7.7834 | 0.67465 | 8 | 0.45805
83112 | 5.94 | 0.8 | 365 | 5.4074 | 0.88976 | 6 | 0.29717
83222 | 13.34 | 0.8 | 365 | 12.1439 | 0.45613 | 12 | 0.60005
83225 | 5.9 | 0.8 | 365 | 5.371 | 0.81643 | 6 | 0.18743
83283 | 13.72 | 0.8 | 365 | 12.4899 | 0.15278 | 12 | 0.64263
83284 | 8.99 | 0.8 | 365 | 8.1839 | 0.4813 | 8 | 0.66525
83285 | 5.22 | 0.8 | 365 | 4.752 | 0.56979 | 5 | 0.32176
83286 | 9.86 | 0.8 | 365 | 8.9759 | 0.076267 | 9 | 0.052212
83287 | 8.7 | 0.8 | 365 | 7.92 | 0.94965 | 8 | 0.8696
83289 | 6.96 | 0.8 | 365 | 6.336 | 0.75972 | 7 | 0.095679
83290 | 4.64 | 0.8 | 365 | 4.224 | 0.50648 | 4 | 0.73045
83292 | 2.9 | 0.8 | 365 | 2.64 | 0.31655 | 2 | 0.95653
83319 | 7.695 | 0.8 | 365 | 7.0051 | 0.10719 | 7 | 0.11225
83320 | 10.56 | 0.8 | 365 | 9.6132 | 0.35957 | 9 | 0.97275
83322 | 10.545 | 0.8 | 365 | 9.5995 | 0.33207 | 9 | 0.9316
83321 | 5.1 | 0.8 | 365 | 4.6427 | 0.34979 | 4 | 0.99252
83323 | 9.12 | 0.8 | 365 | 8.3023 | 0.71963 | 9 | 0.021924
83327 | 5.8 | 0.8 | 365 | 5.28 | 0.6331 | 5 | 0.91307
83328 | 24.85 | 0.8 | 365 | 22.6219 | 0.55733 | 23 | 0.17926
83329 | 8.7 | 0.8 | 365 | 7.92 | 0.94965 | 8 | 0.8696
83330 | 8.12 | 0.8 | 365 | 7.392 | 0.88634 | 8 | 0.27829
83331 | 10.545 | 0.8 | 365 | 9.5995 | 0.33207 | 9 | 0.9316
83332 | 7.25 | 0.8 | 365 | 6.6 | 0.29137 | 6 | 0.89133
82871 | 12.6 | 0.8 | 365 | 11.4703 | 0.099489 | 11 | 0.56976
82791 | 6.9 | 0.8 | 365 | 6.2813 | 0.64972 | 6 | 0.93106
83326 | 4.55 | 0.8 | 365 | 4.142 | 0.34148 | 4 | 0.48353
83336 | 9.57 | 0.8 | 365 | 8.7119 | 0.54461 | 9 | 0.25656
83219 | 3.835 | 0.8 | 365 | 3.4912 | 0.030678 | 3 | 0.52183
83337 | 10.325 | 0.8 | 365 | 9.3993 | 0.92875 | 10 | 0.328
83338 | 6.49 | 0.8 | 365 | 5.9081 | 0.89807 | 6 | 0.80617
83339 | 7.375 | 0.8 | 365 | 6.7138 | 0.52053 | 7 | 0.23429
82977 | 6.867 | 0.8 | 365 | 6.2513 | 0.58922 | 6 | 0.84052
83340 | 4.72 | 0.8 | 365 | 4.2968 | 0.65314 | 4 | 0.94994
83341 | 11.31 | 0.8 | 365 | 10.2959 | 0.73454 | 11 | 0.030478
83342 | 15.08 | 0.8 | 365 | 13.7279 | 0.64606 | 14 | 0.37397
83343 | 13.275 | 0.8 | 365 | 12.0848 | 0.33696 | 12 | 0.42171
83344 | 5.605 | 0.8 | 365 | 5.1025 | 0.27561 | 5 | 0.37806
83346 | 13.275 | 0.8 | 365 | 12.0848 | 0.33696 | 12 | 0.42171
83347 | 6.49 | 0.8 | 365 | 5.9081 | 0.89807 | 6 | 0.80617
82906 | 3.3 | 0.8 | 365 | 3.0041 | 0.049866 | 3 | 0.053986
82982 | 4.32 | 0.8 | 365 | 3.9327 | 0.91982 | 4 | 0.85249
83349 | 8.41 | 0.8 | 365 | 7.656 | 0.41799 | 8 | 0.073945
83350 | 7.92 | 0.8 | 365 | 7.2099 | 0.51968 | 7 | 0.72957
83351 | 18.6 | 0.8 | 365 | 16.9323 | 0.099246 | 17 | 0.031555
83353 | 6.6 | 0.8 | 365 | 6.0082 | 0.099732 | 6 | 0.10797
83359 | 9.1 | 0.8 | 365 | 8.2841 | 0.68296 | 8 | 0.96705
83358 | 10.5 | 0.8 | 365 | 9.5586 | 0.24957 | 9 | 0.80814
83360 | 7.3 | 0.8 | 365 | 6.6455 | 0.38304 | 7 | 0.028514
83089 | 8.75 | 0.8 | 365 | 7.9655 | 0.041312 | 8 | 0.00678
83361 | 7.68 | 0.8 | 365 | 6.9914 | 0.079689 | 7 | 0.071094
83082 | 9.24 | 0.8 | 365 | 8.4115 | 0.93963 | 9 | 0.35116
83084 | 11.2 | 0.8 | 365 | 10.1958 | 0.53288 | 10 | 0.72868
83087 | 4.2 | 0.8 | 365 | 3.8234 | 0.69983 | 4 | 0.52325
83077 | 10.2 | 0.8 | 365 | 9.2855 | 0.69959 | 9 | 0.98505
83081 | 5.94 | 0.8 | 365 | 5.4074 | 0.88976 | 6 | 0.29717
83086 | 11.39 | 0.8 | 365 | 10.3688 | 0.8812 | 11 | 0.24997
83072 | 10.05 | 0.8 | 365 | 9.1489 | 0.42459 | 9 | 0.5735
83078 | 5.4 | 0.8 | 365 | 4.9158 | 0.89978 | 5 | 0.81561
83079 | 14.4 | 0.8 | 365 | 13.1089 | 0.39942 | 13 | 0.5083
82894 | 8.41 | 0.8 | 365 | 7.656 | 0.41799 | 8 | 0.073945
83067 | 11.55 | 0.8 | 365 | 10.5144 | 0.17453 | 10 | 0.68895
83073 | 16.64 | 0.8 | 365 | 15.148 | 0.50599 | 15 | 0.65404
82702 | 6.38 | 0.8 | 365 | 5.808 | 0.69641 | 6 | 0.50437
83251 | 13.95 | 0.8 | 365 | 12.6992 | 0.57443 | 13 | 0.27367
83253 | 8.45 | 0.8 | 365 | 7.6924 | 0.49132 | 8 | 0.18369
83265 | 10.2 | 0.8 | 365 | 9.2855 | 0.69959 | 9 | 0.98505
82659 | 3.48 | 0.8 | 365 | 3.168 | 0.37986 | 3 | 0.54784
82755 | 6.49 | 0.8 | 365 | 5.9081 | 0.89807 | 6 | 0.80617
82872 | 11.16 | 0.8 | 365 | 10.1594 | 0.45955 | 10 | 0.61893
83127 | 2.01 | 0.8 | 365 | 1.8298 | 0.68492 | 2 | 0.5147
83259 | 8.32 | 0.8 | 365 | 7.574 | 0.253 | 7 | 0.82702
73221 | 5.94 | 0.8 | 365 | 5.4074 | 0.88976 | 6 | 0.29717
83362 | 4.48 | 0.8 | 365 | 4.0783 | 0.21315 | 4 | 0.29147
83293 | 102 | 0.7 | 365 | 81.2478 | 0.62138 | 81 | 0.86916
81673 | 462.66 | 0.6 | 365 | 315.8832 | 0.14344 | 316 | 0.026586
82942 | 41.91 | 0.6 | 365 | 28.6142 | 0.62498 | 29 | 0.23921
83363 | 5.6 | 0.8 | 365 | 5.0979 | 0.26644 | 5 | 0.36434
83364 | 11.88 | 0.8 | 365 | 10.8148 | 0.77952 | 11 | 0.59435
83365 | 11.16 | 0.8 | 365 | 10.1594 | 0.45955 | 10 | 0.61893
83366 | 8.85 | 0.8 | 365 | 8.0565 | 0.22464 | 8 | 0.28114
83369 | 12.76 | 0.8 | 365 | 11.6159 | 0.39282 | 12 | 0.0087443
83370 | 4.425 | 0.8 | 365 | 4.0283 | 0.11232 | 4 | 0.14057
83371 | 4.425 | 0.8 | 365 | 4.0283 | 0.11232 | 4 | 0.14057
83372 | 4.93 | 0.8 | 365 | 4.488 | 0.038134 | 4 | 0.52611
83374 | 5.015 | 0.8 | 365 | 4.5654 | 0.19396 | 4 | 0.75931
83375 | 5.015 | 0.8 | 365 | 4.5654 | 0.19396 | 4 | 0.75931
83376 | 7.54 | 0.8 | 365 | 6.864 | 0.82303 | 7 | 0.68699
83373 | 4.55 | 0.8 | 365 | 4.142 | 0.34148 | 4 | 0.48353
83377 | 6.785 | 0.8 | 365 | 6.1767 | 0.43889 | 6 | 0.61554
83379 | 5.605 | 0.8 | 365 | 5.1025 | 0.27561 | 5 | 0.37806
83380 | 5.31 | 0.8 | 365 | 4.8339 | 0.73478 | 5 | 0.56869
80520 | 6.72 | 0.8 | 365 | 6.1175 | 0.31973 | 6 | 0.43721
83378 | 20.1 | 0.8 | 365 | 18.2978 | 0.84919 | 19 | 0.147
83381 | 7.08 | 0.8 | 365 | 6.4452 | 0.97971 | 7 | 0.42491
83368 | 8.64 | 0.8 | 365 | 7.8653 | 0.83965 | 8 | 0.70498
83348 | 10.5 | 0.8 | 365 | 9.5586 | 0.24957 | 9 | 0.80814
83384 | 4.93 | 0.8 | 365 | 4.488 | 0.038134 | 4 | 0.52611
83385 | 5.31 | 0.8 | 365 | 4.8339 | 0.73478 | 5 | 0.56869
83386 | 7.375 | 0.8 | 365 | 6.7138 | 0.52053 | 7 | 0.23429
83389 | 9.38 | 0.8 | 365 | 8.539 | 0.19629 | 8 | 0.73527
83390 | 8 | 0.8 | 365 | 7.2827 | 0.66634 | 7 | 0.94906
83288 | 2.32 | 0.8 | 365 | 2.112 | 0.25324 | 2 | 0.36523
83311 | 5.51 | 0.8 | 365 | 5.016 | 0.10144 | 5 | 0.11741
81878 | 12.18 | 0.8 | 365 | 11.0879 | 0.32951 | 11 | 0.41744
82092 | 10.5 | 0.8 | 365 | 9.5586 | 0.24957 | 9 | 0.80814
83395 | 8.75 | 0.8 | 365 | 7.9655 | 0.041312 | 8 | 0.00678
83397 | 12.95 | 0.8 | 365 | 11.7889 | 0.74114 | 12 | 0.53003
83400 | 7.98 | 0.8 | 365 | 7.2645 | 0.62968 | 7 | 0.89418
83401 | 13.05 | 0.8 | 365 | 11.8799 | 0.92447 | 12 | 0.8044
83402 | 7.2 | 0.8 | 365 | 6.5544 | 0.19971 | 6 | 0.75415
83175 | 10.83 | 0.8 | 365 | 9.859 | 0.85456 | 10 | 0.71353
63825 | 225.28 | 0.7 | 365 | 179.4461 | 0.37868 | 179 | 0.82474
59721 | 87.04 | 0.7 | 365 | 69.3314 | 0.62358 | 69 | 0.95501
59707 | 48.96 | 0.7 | 365 | 38.9989 | 0.53826 | 39 | 0.53719
59714 | 24.32 | 0.8 | 365 | 22.1394 | 0.58568 | 22 | 0.72513
83382 | 11.88 | 0.8 | 365 | 10.8148 | 0.77952 | 11 | 0.59435
83405 | 5.27 | 0.8 | 365 | 4.7975 | 0.66145 | 5 | 0.45894
82640 | 3.245 | 0.8 | 365 | 2.9541 | 0.94904 | 3 | 0.90309
82680 | 3.245 | 0.8 | 365 | 2.9541 | 0.94904 | 3 | 0.90309
78192 | 162 | 0.6 | 365 | 110.6062 | 0.74508 | 111 | 0.35129
83409 | 4.5 | 0.8 | 365 | 4.0965 | 0.24982 | 4 | 0.34634
78931 | 31.2 | 0.6 | 365 | 21.3019 | 0.89905 | 22 | 0.20099
83412 | 9.425 | 0.8 | 365 | 8.5799 | 0.27878 | 8 | 0.85873
83413 | 6.3 | 0.8 | 365 | 5.7351 | 0.54974 | 6 | 0.28488
83415 | 11.2 | 0.8 | 365 | 10.1958 | 0.53288 | 10 | 0.72868
83418 | 4.355 | 0.8 | 365 | 3.9645 | 0.98399 | 4 | 0.94852
83419 | 6.48 | 0.8 | 365 | 5.899 | 0.87974 | 6 | 0.77874
83421 | 7.14 | 0.8 | 365 | 6.4998 | 0.089711 | 6 | 0.58953
83275 | 6.54 | 0.8 | 365 | 5.9536 | 0.98973 | 6 | 0.94335
83422 | 7.65 | 0.8 | 365 | 6.9641 | 0.02469 | 6 | 0.98878
80529 | 24.6 | 0.8 | 365 | 22.3943 | 0.099003 | 22 | 0.49335
82458 | 10.791 | 0.8 | 365 | 9.8235 | 0.78306 | 10 | 0.60653
83391 | 4.68 | 0.8 | 365 | 4.2604 | 0.57981 | 4 | 0.8402
82948 | 10.385 | 0.8 | 365 | 9.4539 | 0.038746 | 9 | 0.49262
82980 | 11.34 | 0.8 | 365 | 10.3232 | 0.78954 | 11 | 0.11279
83318 | 9.405 | 0.8 | 365 | 8.5617 | 0.24212 | 8 | 0.80386
83066 | 5.695 | 0.8 | 365 | 5.1844 | 0.4406 | 5 | 0.62498
83355 | 10.4 | 0.8 | 365 | 9.4675 | 0.066245 | 9 | 0.53377
83068 | 9.715 | 0.8 | 365 | 8.8439 | 0.81044 | 9 | 0.65438
83069 | 7.68 | 0.8 | 365 | 6.9914 | 0.079689 | 7 | 0.071094
83074 | 7.77 | 0.8 | 365 | 7.0733 | 0.24469 | 7 | 0.31802
83070 | 5.94 | 0.8 | 365 | 5.4074 | 0.88976 | 6 | 0.29717
83076 | 13.5 | 0.8 | 365 | 12.2896 | 0.74945 | 13 | 0.039032
82387 | 3.1 | 0.8 | 365 | 2.8221 | 0.68321 | 3 | 0.50526
83610 | 13.11 | 0.8 | 365 | 11.9345 | 0.034469 | 11 | 0.96902
77875 | 180.9 | 0.7 | 365 | 144.0953 | 0.18733 | 144 | 0.28265
79849 | 12.98 | 0.8 | 365 | 11.8162 | 0.79614 | 12 | 0.61234
79851 | 4.13 | 0.8 | 365 | 3.7597 | 0.5715 | 4 | 0.3312
83115 | 3.9 | 0.8 | 365 | 3.5503 | 0.14984 | 3 | 0.70016
83208 | 10.8 | 0.8 | 365 | 9.8317 | 0.79956 | 10 | 0.63123
83303 | 8.71 | 0.8 | 365 | 7.9291 | 0.96798 | 8 | 0.89703
82555 | 3.135 | 0.8 | 365 | 2.8539 | 0.74737 | 3 | 0.60129
82712 | 10.44 | 0.8 | 365 | 9.5039 | 0.13958 | 9 | 0.64352
82429 | 9.24 | 0.8 | 365 | 8.4115 | 0.93963 | 9 | 0.35116
82722 | 2.5 | 0.8 | 365 | 2.2758 | 0.58323 | 2 | 0.85908
83424 | 17.67 | 0.8 | 365 | 16.0857 | 0.39428 | 16 | 0.47998
83426 | 9.44 | 0.8 | 365 | 8.5936 | 0.30628 | 8 | 0.89989
83427 | 9.01 | 0.8 | 365 | 8.2022 | 0.51797 | 8 | 0.72012
83428 | 12.47 | 0.8 | 365 | 11.3519 | 0.86116 | 12 | 0.21309
83429 | 12.455 | 0.8 | 365 | 11.3383 | 0.83366 | 12 | 0.17194
83430 | 10.92 | 0.8 | 365 | 9.9409 | 0.019557 | 9 | 0.96046
83431 | 23.16 | 0.8 | 365 | 21.0835 | 0.45906 | 21 | 0.54252
78687 | 237.608 | 0.6 | 365 | 162.2279 | 0.70378 | 162 | 0.93168
83435 | 10.26 | 0.8 | 365 | 9.3401 | 0.80958 | 10 | 0.14966
83436 | 4.275 | 0.8 | 365 | 3.8917 | 0.83733 | 4 | 0.72903
83437 | 6.27 | 0.8 | 365 | 5.7078 | 0.49475 | 6 | 0.20257
47413 | 1084.05 | 1 | 365 | 1233.5665 | 0.22632 | 1233 | 0.79284
47396 | 1392.84 | 1 | 365 | 1584.9461 | 0.85443 | 1585 | 0.80049
34379 | 2776.32 | 1 | 365 | 3159.2412 | 0.25933 | 3159 | 0.50049
83392 | 11.02 | 0.8 | 365 | 10.0319 | 0.20289 | 10 | 0.23482
83396 | 4.64 | 0.8 | 365 | 4.224 | 0.50648 | 4 | 0.73045
83393 | 11.48 | 0.8 | 365 | 10.4507 | 0.046201 | 10 | 0.4969
83394 | 12.18 | 0.8 | 365 | 11.0879 | 0.32951 | 11 | 0.41744
83398 | 6.96 | 0.8 | 365 | 6.336 | 0.75972 | 7 | 0.095679
83433 | 3.77 | 0.8 | 365 | 3.432 | 0.91151 | 4 | 0.34349
83434 | 4.93 | 0.8 | 365 | 4.488 | 0.038134 | 4 | 0.52611
81398 | 109.5 | 0.6 | 365 | 74.7616 | 0.55917 | 75 | 0.32078
83439 | 7.2 | 0.8 | 365 | 6.5544 | 0.19971 | 6 | 0.75415
82317 | 70.56 | 0.6 | 365 | 48.1752 | 0.017855 | 48 | 0.19301
83443 | 24.12 | 0.8 | 365 | 21.9574 | 0.21902 | 22 | 0.1764
83445 | 6.72 | 0.8 | 365 | 6.1175 | 0.31973 | 6 | 0.43721
83446 | 6.93 | 0.8 | 365 | 6.3087 | 0.70472 | 7 | 0.01337
83447 | 11.52 | 0.8 | 365 | 10.4871 | 0.11953 | 10 | 0.60664
83449 | 5.67 | 0.8 | 365 | 5.1616 | 0.39477 | 5 | 0.55639
83451 | 10.5 | 0.8 | 365 | 9.5586 | 0.24957 | 9 | 0.80814
81051 | 8.1 | 0.8 | 365 | 7.3737 | 0.84967 | 8 | 0.22342
83452 | 10.464 | 0.8 | 365 | 9.5258 | 0.18358 | 9 | 0.70937
83305 | 7.2 | 0.8 | 365 | 6.5544 | 0.19971 | 6 | 0.75415
83306 | 6.7 | 0.8 | 365 | 6.0993 | 0.28306 | 6 | 0.38233
83307 | 4.32 | 0.8 | 365 | 3.9327 | 0.91982 | 4 | 0.85249
83308 | 3.69 | 0.8 | 365 | 3.3592 | 0.76485 | 4 | 0.124
83309 | 11.16 | 0.8 | 365 | 10.1594 | 0.45955 | 10 | 0.61893
83310 | 6.03 | 0.8 | 365 | 5.4893 | 0.054756 | 5 | 0.5441
83312 | 7.56 | 0.8 | 365 | 6.8822 | 0.85969 | 7 | 0.74186
83313 | 8.63 | 0.8 | 365 | 7.8562 | 0.82132 | 8 | 0.67754
83314 | 6.21 | 0.8 | 365 | 5.6532 | 0.38475 | 6 | 0.037955
34369 | 646.38 | 0.7 | 365 | 514.8719 | 0.87833 | 515 | 0.75025
34373 | 1340.64 | 0.7 | 365 | 1067.8825 | 0.56245 | 1068 | 0.44495
83469 | 21 | 0.8 | 365 | 19.1171 | 0.49915 | 19 | 0.61627
83470 | 14.96 | 0.8 | 365 | 13.6187 | 0.42606 | 14 | 0.044735
83472 | 13.34 | 0.8 | 365 | 12.1439 | 0.45613 | 12 | 0.60005
83481 | 14.4 | 0.8 | 365 | 13.1089 | 0.39942 | 13 | 0.5083
82858 | 180.88 | 0.6 | 365 | 123.4966 | 0.7045 | 124 | 0.20112
83504 | 8.97 | 0.8 | 365 | 8.1657 | 0.44464 | 8 | 0.61038
83507 | 5.36 | 0.8 | 365 | 4.8794 | 0.82645 | 5 | 0.70587
83515 | 10.98 | 0.8 | 365 | 9.9955 | 0.12955 | 10 | 0.12508
81764 | 249.795 | 0.6 | 365 | 170.5486 | 0.46053 | 171 | 0.0091666
83527 | 7.44 | 0.8 | 365 | 6.7729 | 0.6397 | 7 | 0.41262
83528 | 9.975 | 0.8 | 365 | 9.0806 | 0.2871 | 9 | 0.36773
83529 | 6.96 | 0.8 | 365 | 6.336 | 0.75972 | 7 | 0.095679
83530 | 7.965 | 0.8 | 365 | 7.2509 | 0.60218 | 7 | 0.85303
83531 | 13.34 | 0.8 | 365 | 12.1439 | 0.45613 | 12 | 0.60005
83532 | 8.99 | 0.8 | 365 | 8.1839 | 0.4813 | 8 | 0.66525
83540 | 5.7 | 0.8 | 365 | 5.1889 | 0.44977 | 5 | 0.6387
83541 | 11.31 | 0.8 | 365 | 10.2959 | 0.73454 | 11 | 0.030478
83542 | 10.73 | 0.8 | 365 | 9.7679 | 0.67123 | 10 | 0.43917
83546 | 9.72 | 0.8 | 365 | 8.8485 | 0.81961 | 9 | 0.6681
83545 | 11.6 | 0.8 | 365 | 10.5599 | 0.2662 | 10 | 0.82613
83551 | 3 | 0.8 | 365 | 2.731 | 0.49988 | 3 | 0.2309
83553 | 7.44 | 0.8 | 365 | 6.7729 | 0.6397 | 7 | 0.41262
83556 | 7.54 | 0.8 | 365 | 6.864 | 0.82303 | 7 | 0.68699
83539 | 8.502 | 0.8 | 365 | 7.7397 | 0.58666 | 8 | 0.32636
83558 | 5.36 | 0.8 | 365 | 4.8794 | 0.82645 | 5 | 0.70587
83560 | 7.035 | 0.8 | 365 | 6.4042 | 0.89721 | 7 | 0.30145
83565 | 6.67 | 0.8 | 365 | 6.072 | 0.22806 | 6 | 0.30003
83571 | 14.4 | 0.8 | 365 | 13.1089 | 0.39942 | 13 | 0.5083
83594 | 8.12 | 0.8 | 365 | 7.392 | 0.88634 | 8 | 0.27829
83596 | 9.24 | 0.8 | 365 | 8.4115 | 0.93963 | 9 | 0.35116
83699 | 13.57 | 0.8 | 365 | 12.3533 | 0.87778 | 13 | 0.23109
83609 | 8.91 | 0.8 | 365 | 8.1111 | 0.33464 | 8 | 0.44576
83613 | 8.96 | 0.8 | 365 | 8.1566 | 0.4263 | 8 | 0.58294
83538 | 7.84 | 0.8 | 365 | 7.1371 | 0.37302 | 7 | 0.51007
83869 | 11.118 | 0.8 | 365 | 10.1212 | 0.38255 | 10 | 0.5037
83873 | 8.64 | 0.8 | 365 | 7.8653 | 0.83965 | 8 | 0.70498
83848 | 5.52 | 0.8 | 365 | 5.0251 | 0.11978 | 5 | 0.14485
83824 | 4.68 | 0.8 | 365 | 4.2604 | 0.57981 | 4 | 0.8402
83823 | 7.56 | 0.8 | 365 | 6.8822 | 0.85969 | 7 | 0.74186
83822 | 5.175 | 0.8 | 365 | 4.711 | 0.48729 | 5 | 0.1983
83821 | 12.06 | 0.8 | 365 | 10.9787 | 0.10951 | 11 | 0.088202
83819 | 5.4 | 0.8 | 365 | 4.9158 | 0.89978 | 5 | 0.81561
83820 | 20.928 | 0.8 | 365 | 19.0516 | 0.36715 | 19 | 0.41873
83652 | 12.96 | 0.8 | 365 | 11.798 | 0.75947 | 12 | 0.55747
78186 | 32.8 | 0.6 | 365 | 22.3943 | 0.099003 | 22 | 0.49335
83656 | 13.275 | 0.8 | 365 | 12.0848 | 0.33696 | 12 | 0.42171
83655 | 8.829 | 0.8 | 365 | 8.0374 | 0.18614 | 8 | 0.22353
83657 | 11.21 | 0.8 | 365 | 10.2049 | 0.55121 | 10 | 0.75611
83659 | 5.51 | 0.8 | 365 | 5.016 | 0.10144 | 5 | 0.11741
83661 | 22.04 | 0.8 | 365 | 20.0639 | 0.40577 | 20 | 0.46965
83662 | 23.52 | 0.8 | 365 | 21.4112 | 0.11905 | 21 | 0.53022
83145 | 4.35 | 0.8 | 365 | 3.96 | 0.97482 | 4 | 0.9348
83139 | 7.83 | 0.8 | 365 | 7.128 | 0.35468 | 7 | 0.48264
83683 | 4.06 | 0.8 | 365 | 3.696 | 0.44317 | 4 | 0.13915
83678 | 4.06 | 0.8 | 365 | 3.696 | 0.44317 | 4 | 0.13915
83674 | 5.8 | 0.8 | 365 | 5.28 | 0.6331 | 5 | 0.91307
83672 | 9.28 | 0.8 | 365 | 8.4479 | 0.012957 | 8 | 0.4609
83671 | 10.44 | 0.8 | 365 | 9.5039 | 0.13958 | 9 | 0.64352
83670 | 8.7 | 0.8 | 365 | 7.92 | 0.94965 | 8 | 0.8696
83501 | 4.06 | 0.8 | 365 | 3.696 | 0.44317 | 4 | 0.13915
83505 | 3.19 | 0.8 | 365 | 2.904 | 0.8482 | 3 | 0.75219
83122 | 5.32 | 0.8 | 365 | 4.843 | 0.75312 | 5 | 0.59612
83685 | 15.66 | 0.8 | 365 | 14.2559 | 0.70937 | 14 | 0.96528
83686 | 5.22 | 0.8 | 365 | 4.752 | 0.56979 | 5 | 0.32176
83496 | 3.08 | 0.8 | 365 | 2.8038 | 0.64654 | 3 | 0.45039
83492 | 2.34 | 0.8 | 365 | 2.1302 | 0.28991 | 2 | 0.4201
83490 | 6.38 | 0.8 | 365 | 5.808 | 0.69641 | 6 | 0.50437
83687 | 7.54 | 0.8 | 365 | 6.864 | 0.82303 | 7 | 0.68699
83485 | 4.06 | 0.8 | 365 | 3.696 | 0.44317 | 4 | 0.13915
83456 | 11.55 | 0.8 | 365 | 10.5144 | 0.17453 | 10 | 0.68895
83688 | 11.31 | 0.8 | 365 | 10.2959 | 0.73454 | 11 | 0.030478
83457 | 11.2 | 0.8 | 365 | 10.1958 | 0.53288 | 10 | 0.72868
83482 | 4.35 | 0.8 | 365 | 3.96 | 0.97482 | 4 | 0.9348
83480 | 11.02 | 0.8 | 365 | 10.0319 | 0.20289 | 10 | 0.23482
83479 | 13.34 | 0.8 | 365 | 12.1439 | 0.45613 | 12 | 0.60005
83478 | 2.32 | 0.8 | 365 | 2.112 | 0.25324 | 2 | 0.36523
83475 | 2.9 | 0.8 | 365 | 2.64 | 0.31655 | 2 | 0.95653
83458 | 5.31 | 0.8 | 365 | 4.8339 | 0.73478 | 5 | 0.56869
83474 | 5.8 | 0.8 | 365 | 5.28 | 0.6331 | 5 | 0.91307
83459 | 11.9 | 0.8 | 365 | 10.833 | 0.81618 | 11 | 0.64922
83460 | 5.76 | 0.8 | 365 | 5.2436 | 0.55977 | 5 | 0.80332
83461 | 11.2 | 0.8 | 365 | 10.1958 | 0.53288 | 10 | 0.72868
83462 | 9.045 | 0.8 | 365 | 8.234 | 0.58213 | 8 | 0.81615
83473 | 4.06 | 0.8 | 365 | 3.696 | 0.44317 | 4 | 0.13915
83471 | 8.96 | 0.8 | 365 | 8.1566 | 0.4263 | 8 | 0.58294
83121 | 4.93 | 0.8 | 365 | 4.488 | 0.038134 | 4 | 0.52611
83137 | 9.57 | 0.8 | 365 | 8.7119 | 0.54461 | 9 | 0.25656
83116 | 9.57 | 0.8 | 365 | 8.7119 | 0.54461 | 9 | 0.25656
83124 | 6.16 | 0.8 | 365 | 5.6077 | 0.29308 | 5 | 0.90077
83130 | 7.54 | 0.8 | 365 | 6.864 | 0.82303 | 7 | 0.68699
83697 | 8.99 | 0.8 | 365 | 8.1839 | 0.4813 | 8 | 0.66525
83695 | 7.84 | 0.8 | 365 | 7.1371 | 0.37302 | 7 | 0.51007
83463 | 4.48 | 0.8 | 365 | 4.0783 | 0.21315 | 4 | 0.29147
83464 | 11.55 | 0.8 | 365 | 10.5144 | 0.17453 | 10 | 0.68895
83465 | 8.71 | 0.8 | 365 | 7.9291 | 0.96798 | 8 | 0.89703
83466 | 6.7 | 0.8 | 365 | 6.0993 | 0.28306 | 6 | 0.38233
83690 | 4.06 | 0.8 | 365 | 3.696 | 0.44317 | 4 | 0.13915
83691 | 11.02 | 0.8 | 365 | 10.0319 | 0.20289 | 10 | 0.23482
83477 | 5.36 | 0.8 | 365 | 4.8794 | 0.82645 | 5 | 0.70587
83486 | 8.835 | 0.8 | 365 | 8.0428 | 0.19714 | 8 | 0.23999
83488 | 4.275 | 0.8 | 365 | 3.8917 | 0.83733 | 4 | 0.72903
83491 | 10.89 | 0.8 | 365 | 9.9136 | 0.96456 | 10 | 0.87815
83493 | 5.61 | 0.8 | 365 | 5.107 | 0.28477 | 5 | 0.39178
83495 | 5.94 | 0.8 | 365 | 5.4074 | 0.88976 | 6 | 0.29717
83497 | 5.415 | 0.8 | 365 | 4.9295 | 0.92728 | 5 | 0.85677
83499 | 11.9 | 0.8 | 365 | 10.833 | 0.81618 | 11 | 0.64922
83494 | 11.84 | 0.8 | 365 | 10.7784 | 0.70619 | 11 | 0.4846
83500 | 6.6 | 0.8 | 365 | 6.0082 | 0.099732 | 6 | 0.10797
83503 | 5.13 | 0.8 | 365 | 4.67 | 0.40479 | 5 | 0.074832
83502 | 12.06 | 0.8 | 365 | 10.9787 | 0.10951 | 11 | 0.088202
83506 | 5.61 | 0.8 | 365 | 5.107 | 0.28477 | 5 | 0.39178
83508 | 9.9 | 0.8 | 365 | 9.0124 | 0.1496 | 9 | 0.16196
83511 | 4.95 | 0.8 | 365 | 4.5062 | 0.074799 | 4 | 0.58098
83512 | 11.05 | 0.8 | 365 | 10.0592 | 0.25789 | 10 | 0.31713
83513 | 8.55 | 0.8 | 365 | 7.7834 | 0.67465 | 8 | 0.45805
83514 | 8.265 | 0.8 | 365 | 7.524 | 0.15216 | 7 | 0.67612
83516 | 6.84 | 0.8 | 365 | 6.2267 | 0.53972 | 6 | 0.76644
83518 | 11.22 | 0.8 | 365 | 10.214 | 0.56955 | 10 | 0.78355
83521 | 9.405 | 0.8 | 365 | 8.5617 | 0.24212 | 8 | 0.80386
83523 | 5.28 | 0.8 | 365 | 4.8066 | 0.67979 | 5 | 0.48638
83543 | 6.12 | 0.8 | 365 | 5.5713 | 0.21975 | 5 | 0.79103
83557 | 8.58 | 0.8 | 365 | 7.8107 | 0.72965 | 8 | 0.54036
83562 | 5.04 | 0.8 | 365 | 4.5881 | 0.2398 | 4 | 0.82791
83667 | 4.93 | 0.8 | 365 | 4.488 | 0.038134 | 4 | 0.52611
83563 | 7.08 | 0.8 | 365 | 6.4452 | 0.97971 | 7 | 0.42491
83689 | 13.16 | 0.8 | 365 | 11.9801 | 0.12613 | 12 | 0.1062
83564 | 9.81 | 0.8 | 365 | 8.9304 | 0.9846 | 9 | 0.91503
83757 | 8.12 | 0.8 | 365 | 7.392 | 0.88634 | 8 | 0.27829
83758 | 4.93 | 0.8 | 365 | 4.488 | 0.038134 | 4 | 0.52611
83567 | 11.16 | 0.8 | 365 | 10.1594 | 0.45955 | 10 | 0.61893
83568 | 4.35 | 0.8 | 365 | 3.96 | 0.97482 | 4 | 0.9348
83572 | 5.605 | 0.8 | 365 | 5.1025 | 0.27561 | 5 | 0.37806
83575 | 5.22 | 0.8 | 365 | 4.752 | 0.56979 | 5 | 0.32176
83577 | 12.095 | 0.8 | 365 | 11.0106 | 0.17368 | 11 | 0.18423
83759 | 5.22 | 0.8 | 365 | 4.752 | 0.56979 | 5 | 0.32176
83578 | 10.72 | 0.8 | 365 | 9.7588 | 0.6529 | 10 | 0.41174
83762 | 6.09 | 0.8 | 365 | 5.544 | 0.16475 | 5 | 0.70872
83764 | 6.3 | 0.8 | 365 | 5.7351 | 0.54974 | 6 | 0.28488
83765 | 11.6 | 0.8 | 365 | 10.5599 | 0.2662 | 10 | 0.82613
83779 | 4.93 | 0.8 | 365 | 4.488 | 0.038134 | 4 | 0.52611
83791 | 13.63 | 0.8 | 365 | 12.4079 | 0.98778 | 13 | 0.3957
83582 | 11.16 | 0.8 | 365 | 10.1594 | 0.45955 | 10 | 0.61893
83802 | 5.8 | 0.8 | 365 | 5.28 | 0.6331 | 5 | 0.91307
83583 | 4.355 | 0.8 | 365 | 3.9645 | 0.98399 | 4 | 0.94852
83806 | 9.28 | 0.8 | 365 | 8.4479 | 0.012957 | 8 | 0.4609
83812 | 6.96 | 0.8 | 365 | 6.336 | 0.75972 | 7 | 0.095679
83815 | 6.09 | 0.8 | 365 | 5.544 | 0.16475 | 5 | 0.70872
83584 | 3.96 | 0.8 | 365 | 3.6049 | 0.25984 | 3 | 0.86478
83796 | 6.38 | 0.8 | 365 | 5.808 | 0.69641 | 6 | 0.50437
83586 | 11.48 | 0.8 | 365 | 10.4507 | 0.046201 | 10 | 0.4969
83585 | 5.28 | 0.8 | 365 | 4.8066 | 0.67979 | 5 | 0.48638
83587 | 10.62 | 0.8 | 365 | 9.6678 | 0.46957 | 10 | 0.13737
83588 | 7.13 | 0.8 | 365 | 6.4907 | 0.071378 | 6 | 0.5621
83590 | 10.15 | 0.8 | 365 | 9.2399 | 0.60792 | 9 | 0.84786
83739 | 18.72 | 0.8 | 365 | 17.0415 | 0.31924 | 17 | 0.36079
83738 | 6.9 | 0.8 | 365 | 6.2813 | 0.64972 | 6 | 0.93106
83592 | 10.62 | 0.8 | 365 | 9.6678 | 0.46957 | 10 | 0.13737
83736 | 6.48 | 0.8 | 365 | 5.899 | 0.87974 | 6 | 0.77874
83593 | 4.64 | 0.8 | 365 | 4.224 | 0.50648 | 4 | 0.73045
83709 | 5.6 | 0.8 | 365 | 5.0979 | 0.26644 | 5 | 0.36434
83705 | 13.4 | 0.8 | 365 | 12.1985 | 0.56612 | 12 | 0.76467
83595 | 11.31 | 0.8 | 365 | 10.2959 | 0.73454 | 11 | 0.030478
83710 | 13.23 | 0.8 | 365 | 12.0438 | 0.25446 | 12 | 0.29825
83597 | 8.555 | 0.8 | 365 | 7.788 | 0.68382 | 8 | 0.47177
83708 | 3.48 | 0.8 | 365 | 3.168 | 0.37986 | 3 | 0.54784
83707 | 6.7 | 0.8 | 365 | 6.0993 | 0.28306 | 6 | 0.38233
83702 | 5.36 | 0.8 | 365 | 4.8794 | 0.82645 | 5 | 0.70587
83598 | 7.65 | 0.8 | 365 | 6.9641 | 0.02469 | 6 | 0.98878
83700 | 15.19 | 0.8 | 365 | 13.8281 | 0.84772 | 14 | 0.67577
83599 | 3.77 | 0.8 | 365 | 3.432 | 0.91151 | 4 | 0.34349
83600 | 5.695 | 0.8 | 365 | 5.1844 | 0.4406 | 5 | 0.62498
83601 | 12.18 | 0.8 | 365 | 11.0879 | 0.32951 | 11 | 0.41744
83696 | 4.2 | 0.8 | 365 | 3.8234 | 0.69983 | 4 | 0.52325
83603 | 5.31 | 0.8 | 365 | 4.8339 | 0.73478 | 5 | 0.56869
83604 | 11.6 | 0.8 | 365 | 10.5599 | 0.2662 | 10 | 0.82613
83605 | 8.85 | 0.8 | 365 | 8.0565 | 0.22464 | 8 | 0.28114
83606 | 3.77 | 0.8 | 365 | 3.432 | 0.91151 | 4 | 0.34349
83608 | 11.48 | 0.8 | 365 | 10.4507 | 0.046201 | 10 | 0.4969
83741 | 9.86 | 0.8 | 365 | 8.9759 | 0.076267 | 9 | 0.052212
83666 | 6.3 | 0.8 | 365 | 5.7351 | 0.54974 | 6 | 0.28488
83663 | 13.05 | 0.8 | 365 | 11.8799 | 0.92447 | 12 | 0.8044
83614 | 8.85 | 0.8 | 365 | 8.0565 | 0.22464 | 8 | 0.28114
83615 | 7.08 | 0.8 | 365 | 6.4452 | 0.97971 | 7 | 0.42491
83742 | 11.89 | 0.8 | 365 | 10.8239 | 0.79785 | 11 | 0.62178
83618 | 4.64 | 0.8 | 365 | 4.224 | 0.50648 | 4 | 0.73045
83619 | 5.51 | 0.8 | 365 | 5.016 | 0.10144 | 5 | 0.11741
83621 | 13.275 | 0.8 | 365 | 12.0848 | 0.33696 | 12 | 0.42171
83622 | 10.24 | 0.8 | 365 | 9.3219 | 0.77292 | 10 | 0.094792
83624 | 9.86 | 0.8 | 365 | 8.9759 | 0.076267 | 9 | 0.052212
83625 | 13.275 | 0.8 | 365 | 12.0848 | 0.33696 | 12 | 0.42171
83627 | 5.415 | 0.8 | 365 | 4.9295 | 0.92728 | 5 | 0.85677
83628 | 4.845 | 0.8 | 365 | 4.4106 | 0.8823 | 5 | 0.2929
83629 | 11.48 | 0.8 | 365 | 10.4507 | 0.046201 | 10 | 0.4969
83630 | 9.735 | 0.8 | 365 | 8.8622 | 0.84711 | 9 | 0.70926
83631 | 8.64 | 0.8 | 365 | 7.8653 | 0.83965 | 8 | 0.70498
83632 | 13.275 | 0.8 | 365 | 12.0848 | 0.33696 | 12 | 0.42171
83633 | 10.915 | 0.8 | 365 | 9.9364 | 0.010391 | 9 | 0.94674
83634 | 9.44 | 0.8 | 365 | 8.5936 | 0.30628 | 8 | 0.89989
83635 | 4.35 | 0.8 | 365 | 3.96 | 0.97482 | 4 | 0.9348
83636 | 11.7 | 0.8 | 365 | 10.651 | 0.44953 | 11 | 0.10049
83637 | 13.275 | 0.8 | 365 | 12.0848 | 0.33696 | 12 | 0.42171
83638 | 19.52 | 0.8 | 365 | 17.7698 | 0.78588 | 18 | 0.5557
83639 | 6.03 | 0.8 | 365 | 5.4893 | 0.054756 | 5 | 0.5441
83640 | 6.72 | 0.8 | 365 | 6.1175 | 0.31973 | 6 | 0.43721
83643 | 10.62 | 0.8 | 365 | 9.6678 | 0.46957 | 10 | 0.13737
83645 | 13.3 | 0.8 | 365 | 12.1075 | 0.38279 | 12 | 0.49031
83646 | 7 | 0.8 | 365 | 6.3724 | 0.83305 | 7 | 0.20542
83647 | 5.04 | 0.8 | 365 | 4.5881 | 0.2398 | 4 | 0.82791
83649 | 10.5 | 0.8 | 365 | 9.5586 | 0.24957 | 9 | 0.80814
83650 | 10.85 | 0.8 | 365 | 9.8772 | 0.89123 | 10 | 0.76841
83651 | 9.6 | 0.8 | 365 | 8.7393 | 0.59961 | 9 | 0.33887
83654 | 6.67 | 0.8 | 365 | 6.072 | 0.22806 | 6 | 0.30003
83641 | 3.66 | 0.8 | 365 | 3.3318 | 0.70985 | 4 | 0.041693
81957 | 6.84 | 0.8 | 365 | 6.2267 | 0.53972 | 6 | 0.76644
83057 | 11.97 | 0.8 | 365 | 10.8968 | 0.94451 | 11 | 0.84128
83484 | 12.025 | 0.8 | 365 | 10.9468 | 0.045346 | 10 | 0.99217
83296 | 6.67 | 0.8 | 365 | 6.072 | 0.22806 | 6 | 0.30003
83388 | 7.32 | 0.8 | 365 | 6.6637 | 0.4197 | 7 | 0.083386
83408 | 8.37 | 0.8 | 365 | 7.6195 | 0.34466 | 7 | 0.9642
59711 | 64.64 | 0.7 | 365 | 51.4888 | 0.69104 | 52 | 0.17983
83642 | 5.76 | 0.8 | 365 | 5.2436 | 0.55977 | 5 | 0.80332
63400 | 92.16 | 0.7 | 365 | 73.4098 | 0.83673 | 74 | 0.24648
83417 | 7.68 | 0.8 | 365 | 6.9914 | 0.079689 | 7 | 0.071094
83387 | 8.1 | 0.8 | 365 | 7.3737 | 0.84967 | 8 | 0.22342
83423 | 15.08 | 0.8 | 365 | 13.7279 | 0.64606 | 14 | 0.37397
83660 | 12 | 0.8 | 365 | 10.9241 | 0.99951 | 11 | 0.92358
82366 | 19.72 | 0.8 | 365 | 17.9519 | 0.15253 | 18 | 0.10442
83235 | 15.075 | 0.8 | 365 | 13.7234 | 0.63689 | 14 | 0.36025
83291 | 5.04 | 0.8 | 365 | 4.5881 | 0.2398 | 4 | 0.82791
83547 | 10.44 | 0.8 | 365 | 9.5039 | 0.13958 | 9 | 0.64352
83548 | 8.06 | 0.8 | 365 | 7.3373 | 0.77634 | 8 | 0.11367
83591 | 8.71 | 0.8 | 365 | 7.9291 | 0.96798 | 8 | 0.89703
83574 | 5.22 | 0.8 | 365 | 4.752 | 0.56979 | 5 | 0.32176
83579 | 5.31 | 0.8 | 365 | 4.8339 | 0.73478 | 5 | 0.56869
83617 | 1.45 | 0.8 | 365 | 1.32 | 0.65827 | 1 | 0.97827
82655 | 5.04 | 0.8 | 365 | 4.5881 | 0.2398 | 4 | 0.82791
82666 | 9.86 | 0.8 | 365 | 8.9759 | 0.076267 | 9 | 0.052212
83153 | 3.08 | 0.8 | 365 | 2.8038 | 0.64654 | 3 | 0.45039
83201 | 10.92 | 0.8 | 365 | 9.9409 | 0.019557 | 9 | 0.96046
83185 | 10.64 | 0.8 | 365 | 9.686 | 0.50624 | 10 | 0.19224
83552 | 12.98 | 0.8 | 365 | 11.8162 | 0.79614 | 12 | 0.61234
83713 | 10.464 | 0.8 | 365 | 9.5258 | 0.18358 | 9 | 0.70937
83717 | 9.9 | 0.8 | 365 | 9.0124 | 0.1496 | 9 | 0.16196
83748 | 4.2 | 0.8 | 365 | 3.8234 | 0.69983 | 4 | 0.52325
83750 | 9.92 | 0.8 | 365 | 9.0306 | 0.18626 | 9 | 0.21683
83745 | 5.559 | 0.8 | 365 | 5.0606 | 0.19127 | 5 | 0.25185
83747 | 6.785 | 0.8 | 365 | 6.1767 | 0.43889 | 6 | 0.61554
83570 | 5.775 | 0.8 | 365 | 5.2572 | 0.58727 | 5 | 0.84447
83526 | 6.82 | 0.8 | 365 | 6.2085 | 0.50306 | 6 | 0.71157
83520 | 7.32 | 0.8 | 365 | 6.6637 | 0.4197 | 7 | 0.083386
83517 | 8.54 | 0.8 | 365 | 7.7743 | 0.65632 | 8 | 0.43062
83680 | 8.215 | 0.8 | 365 | 7.4784 | 0.0605 | 7 | 0.53894
83675 | 7.84 | 0.8 | 365 | 7.1371 | 0.37302 | 7 | 0.51007
83054 | 3.3 | 0.8 | 365 | 3.0041 | 0.049866 | 3 | 0.053986
81396 | 2.64 | 0.8 | 365 | 2.4033 | 0.83989 | 3 | 0.24319
82958 | 5.76 | 0.8 | 365 | 5.2436 | 0.55977 | 5 | 0.80332
83767 | 4.425 | 0.8 | 365 | 4.0283 | 0.11232 | 4 | 0.14057
83829 | 10.385 | 0.8 | 365 | 9.4539 | 0.038746 | 9 | 0.49262
83333 | 13.395 | 0.8 | 365 | 12.194 | 0.55696 | 12 | 0.75095
83774 | 8.64 | 0.8 | 365 | 7.8653 | 0.83965 | 8 | 0.70498
83787 | 8.96 | 0.8 | 365 | 8.1566 | 0.4263 | 8 | 0.58294
82921 | 8.4 | 0.8 | 365 | 7.6468 | 0.39966 | 8 | 0.046509
83793 | 12.87 | 0.8 | 365 | 11.7161 | 0.59448 | 12 | 0.31054
83534 | 5.28 | 0.8 | 365 | 4.8066 | 0.67979 | 5 | 0.48638
83817 | 8.829 | 0.8 | 365 | 8.0374 | 0.18614 | 8 | 0.22353
83818 | 5.886 | 0.8 | 365 | 5.3583 | 0.79076 | 6 | 0.14902
83902 | 3.2 | 0.8 | 365 | 2.9131 | 0.86654 | 3 | 0.77962
83694 | 10.08 | 0.8 | 365 | 9.1762 | 0.47959 | 9 | 0.65581
83698 | 9.24 | 0.8 | 365 | 8.4115 | 0.93963 | 9 | 0.35116
83673 | 7.98 | 0.8 | 365 | 7.2645 | 0.62968 | 7 | 0.89418
83677 | 7.125 | 0.8 | 365 | 6.4862 | 0.062211 | 6 | 0.54838
83679 | 3.3 | 0.8 | 365 | 3.0041 | 0.049866 | 3 | 0.053986
83693 | 12.6 | 0.8 | 365 | 11.4703 | 0.099489 | 11 | 0.56976
83669 | 6.36 | 0.8 | 365 | 5.7898 | 0.65974 | 6 | 0.4495
83711 | 3.42 | 0.8 | 365 | 3.1134 | 0.26986 | 3 | 0.38322
83712 | 3.3 | 0.8 | 365 | 3.0041 | 0.049866 | 3 | 0.053986
83714 | 6.27 | 0.8 | 365 | 5.7078 | 0.49475 | 6 | 0.20257
83715 | 9.24 | 0.8 | 365 | 8.4115 | 0.93963 | 9 | 0.35116
83719 | 5.8 | 0.8 | 365 | 5.28 | 0.6331 | 5 | 0.91307
83721 | 2.95 | 0.8 | 365 | 2.6855 | 0.40821 | 3 | 0.093714
83722 | 7.08 | 0.8 | 365 | 6.4452 | 0.97971 | 7 | 0.42491
83724 | 9.9 | 0.8 | 365 | 9.0124 | 0.1496 | 9 | 0.16196
83725 | 7.41 | 0.8 | 365 | 6.7456 | 0.5847 | 7 | 0.33031
83726 | 13.33 | 0.8 | 365 | 12.1348 | 0.43779 | 12 | 0.57261
83731 | 10.385 | 0.8 | 365 | 9.4539 | 0.038746 | 9 | 0.49262
83732 | 4.55 | 0.8 | 365 | 4.142 | 0.34148 | 4 | 0.48353
83734 | 9.75 | 0.8 | 365 | 8.8758 | 0.8746 | 9 | 0.75041
83735 | 10.791 | 0.8 | 365 | 9.8235 | 0.78306 | 10 | 0.60653
83743 | 7.83 | 0.8 | 365 | 7.128 | 0.35468 | 7 | 0.48264
83744 | 6.38 | 0.8 | 365 | 5.808 | 0.69641 | 6 | 0.50437
83746 | 12.2 | 0.8 | 365 | 11.1061 | 0.36617 | 11 | 0.47231
83483 | 4.845 | 0.8 | 365 | 4.4106 | 0.8823 | 5 | 0.2929
83728 | 7.965 | 0.8 | 365 | 7.2509 | 0.60218 | 7 | 0.85303
83727 | 7.375 | 0.8 | 365 | 6.7138 | 0.52053 | 7 | 0.23429
83720 | 12.24 | 0.8 | 365 | 11.1426 | 0.4395 | 11 | 0.58206
83730 | 12.24 | 0.8 | 365 | 11.1426 | 0.4395 | 11 | 0.58206
83733 | 12.96 | 0.8 | 365 | 11.798 | 0.75947 | 12 | 0.55747
83754 | 14.35 | 0.8 | 365 | 13.0634 | 0.30775 | 13 | 0.37112
83755 | 5.8 | 0.8 | 365 | 5.28 | 0.6331 | 5 | 0.91307
83756 | 8.12 | 0.8 | 365 | 7.392 | 0.88634 | 8 | 0.27829
83760 | 13.33 | 0.8 | 365 | 12.1348 | 0.43779 | 12 | 0.57261
83544 | 9.15 | 0.8 | 365 | 8.3296 | 0.77463 | 9 | 0.10423
83522 | 10.05 | 0.8 | 365 | 9.1489 | 0.42459 | 9 | 0.5735
83653 | 14.7 | 0.8 | 365 | 13.382 | 0.9494 | 14 | 0.33139
83268 | 11.05 | 0.8 | 365 | 10.0592 | 0.25789 | 10 | 0.31713
83438 | 8.64 | 0.8 | 365 | 7.8653 | 0.83965 | 8 | 0.70498
83780 | 10.5 | 0.8 | 365 | 9.5586 | 0.24957 | 9 | 0.80814
83781 | 4.425 | 0.8 | 365 | 4.0283 | 0.11232 | 4 | 0.14057
83782 | 7.375 | 0.8 | 365 | 6.7138 | 0.52053 | 7 | 0.23429
83784 | 13.275 | 0.8 | 365 | 12.0848 | 0.33696 | 12 | 0.42171
83786 | 6.195 | 0.8 | 365 | 5.6396 | 0.35725 | 5 | 0.9968
83788 | 5.9 | 0.8 | 365 | 5.371 | 0.81643 | 6 | 0.18743
83785 | 16.28 | 0.8 | 365 | 14.8203 | 0.84601 | 15 | 0.66633
83789 | 4.06 | 0.8 | 365 | 3.696 | 0.44317 | 4 | 0.13915
83790 | 7.67 | 0.8 | 365 | 6.9823 | 0.061356 | 7 | 0.043657
83792 | 3.835 | 0.8 | 365 | 3.4912 | 0.030678 | 3 | 0.52183
83795 | 4.13 | 0.8 | 365 | 3.7597 | 0.5715 | 4 | 0.3312
83797 | 5.015 | 0.8 | 365 | 4.5654 | 0.19396 | 4 | 0.75931
83798 | 7.08 | 0.8 | 365 | 6.4452 | 0.97971 | 7 | 0.42491
83799 | 3.54 | 0.8 | 365 | 3.2226 | 0.48986 | 3 | 0.71246
83801 | 11.8 | 0.8 | 365 | 10.742 | 0.63286 | 11 | 0.37486
83804 | 3.245 | 0.8 | 365 | 2.9541 | 0.94904 | 3 | 0.90309
83807 | 4.425 | 0.8 | 365 | 4.0283 | 0.11232 | 4 | 0.14057
83808 | 3.245 | 0.8 | 365 | 2.9541 | 0.94904 | 3 | 0.90309
83810 | 2.95 | 0.8 | 365 | 2.6855 | 0.40821 | 3 | 0.093714
83811 | 5.51 | 0.8 | 365 | 5.016 | 0.10144 | 5 | 0.11741
83826 | 10.075 | 0.8 | 365 | 9.1717 | 0.47042 | 9 | 0.64209
83827 | 4.32 | 0.8 | 365 | 3.9327 | 0.91982 | 4 | 0.85249
83830 | 9.435 | 0.8 | 365 | 8.5891 | 0.29712 | 8 | 0.88617
83831 | 12.96 | 0.8 | 365 | 11.798 | 0.75947 | 12 | 0.55747
83832 | 8.64 | 0.8 | 365 | 7.8653 | 0.83965 | 8 | 0.70498
83833 | 8.4 | 0.8 | 365 | 7.6468 | 0.39966 | 8 | 0.046509
83835 | 13.32 | 0.8 | 365 | 12.1257 | 0.41946 | 12 | 0.54518
83836 | 10.24 | 0.8 | 365 | 9.3219 | 0.77292 | 10 | 0.094792
83859 | 10.03 | 0.8 | 365 | 9.1307 | 0.38793 | 9 | 0.51863
83860 | 5.31 | 0.8 | 365 | 4.8339 | 0.73478 | 5 | 0.56869
83862 | 5.6 | 0.8 | 365 | 5.0979 | 0.26644 | 5 | 0.36434
83865 | 6.3 | 0.8 | 365 | 5.7351 | 0.54974 | 6 | 0.28488
83867 | 5.605 | 0.8 | 365 | 5.1025 | 0.27561 | 5 | 0.37806
83880 | 11.2 | 0.8 | 365 | 10.1958 | 0.53288 | 10 | 0.72868
83882 | 5.61 | 0.8 | 365 | 5.107 | 0.28477 | 5 | 0.39178
83884 | 5.94 | 0.8 | 365 | 5.4074 | 0.88976 | 6 | 0.29717
83885 | 5.94 | 0.8 | 365 | 5.4074 | 0.88976 | 6 | 0.29717
83886 | 2.565 | 0.8 | 365 | 2.335 | 0.7024 | 3 | 0.037416
83887 | 8.91 | 0.8 | 365 | 8.1111 | 0.33464 | 8 | 0.44576
83888 | 6.67 | 0.8 | 365 | 6.072 | 0.22806 | 6 | 0.30003
83889 | 10.89 | 0.8 | 365 | 9.9136 | 0.96456 | 10 | 0.87815
83893 | 7 | 0.8 | 365 | 6.3724 | 0.83305 | 7 | 0.20542
83894 | 11.07 | 0.8 | 365 | 10.0775 | 0.29455 | 10 | 0.37201
83895 | 9.8 | 0.8 | 365 | 8.9213 | 0.96627 | 9 | 0.88759
83845 | 6.09 | 0.8 | 365 | 5.544 | 0.16475 | 5 | 0.70872
83868 | 6.38 | 0.8 | 365 | 5.808 | 0.69641 | 6 | 0.50437
83897 | 4.02 | 0.8 | 365 | 3.6596 | 0.36984 | 4 | 0.029401
83898 | 11.2 | 0.8 | 365 | 10.1958 | 0.53288 | 10 | 0.72868
83899 | 5.44 | 0.8 | 365 | 4.9522 | 0.97311 | 5 | 0.92536
83900 | 5.12 | 0.8 | 365 | 4.6609 | 0.38646 | 5 | 0.047396
83901 | 5.4 | 0.8 | 365 | 4.9158 | 0.89978 | 5 | 0.81561
83837 | 12.76 | 0.8 | 365 | 11.6159 | 0.39282 | 12 | 0.0087443
83841 | 13.34 | 0.8 | 365 | 12.1439 | 0.45613 | 12 | 0.60005
83842 | 6.67 | 0.8 | 365 | 6.072 | 0.22806 | 6 | 0.30003
83844 | 7.83 | 0.8 | 365 | 7.128 | 0.35468 | 7 | 0.48264
83843 | 4.93 | 0.8 | 365 | 4.488 | 0.038134 | 4 | 0.52611
83846 | 8.12 | 0.8 | 365 | 7.392 | 0.88634 | 8 | 0.27829
83847 | 4.93 | 0.8 | 365 | 4.488 | 0.038134 | 4 | 0.52611
83903 | 15.045 | 0.8 | 365 | 13.6961 | 0.58189 | 14 | 0.27794
83849 | 11.02 | 0.8 | 365 | 10.0319 | 0.20289 | 10 | 0.23482
83904 | 7.98 | 0.8 | 365 | 7.2645 | 0.62968 | 7 | 0.89418
83850 | 8.4 | 0.8 | 365 | 7.6468 | 0.39966 | 8 | 0.046509
83905 | 5.985 | 0.8 | 365 | 5.4484 | 0.97226 | 6 | 0.42064
83851 | 6.38 | 0.8 | 365 | 5.808 | 0.69641 | 6 | 0.50437
83906 | 9.975 | 0.8 | 365 | 9.0806 | 0.2871 | 9 | 0.36773
83852 | 8.7 | 0.8 | 365 | 7.92 | 0.94965 | 8 | 0.8696
83853 | 6.67 | 0.8 | 365 | 6.072 | 0.22806 | 6 | 0.30003
83856 | 7.25 | 0.8 | 365 | 6.6 | 0.29137 | 6 | 0.89133
83883 | 8.41 | 0.8 | 365 | 7.656 | 0.41799 | 8 | 0.073945
83857 | 3.36 | 0.8 | 365 | 3.0587 | 0.15986 | 3 | 0.2186
83858 | 5.22 | 0.8 | 365 | 4.752 | 0.56979 | 5 | 0.32176
83861 | 4.93 | 0.8 | 365 | 4.488 | 0.038134 | 4 | 0.52611
83863 | 8.7 | 0.8 | 365 | 7.92 | 0.94965 | 8 | 0.8696
83864 | 7.25 | 0.8 | 365 | 6.6 | 0.29137 | 6 | 0.89133
83871 | 10.73 | 0.8 | 365 | 9.7679 | 0.67123 | 10 | 0.43917
83872 | 12.76 | 0.8 | 365 | 11.6159 | 0.39282 | 12 | 0.0087443
83874 | 4.48 | 0.8 | 365 | 4.0783 | 0.21315 | 4 | 0.29147
83875 | 8.41 | 0.8 | 365 | 7.656 | 0.41799 | 8 | 0.073945
83876 | 11.89 | 0.8 | 365 | 10.8239 | 0.79785 | 11 | 0.62178
83877 | 3.77 | 0.8 | 365 | 3.432 | 0.91151 | 4 | 0.34349
83878 | 4.41 | 0.8 | 365 | 4.0146 | 0.084821 | 4 | 0.099417
83879 | 8.7 | 0.8 | 365 | 7.92 | 0.94965 | 8 | 0.8696
83907 | 9.1 | 0.8 | 365 | 8.2841 | 0.68296 | 8 | 0.96705
83834 | 3.96 | 0.8 | 365 | 3.6049 | 0.25984 | 3 | 0.86478
83729 | 7.15 | 0.8 | 365 | 6.5089 | 0.10804 | 6 | 0.61697
83828 | 2.88 | 0.8 | 365 | 2.6218 | 0.27988 | 2 | 0.90166
83870 | 7.04 | 0.8 | 365 | 6.4088 | 0.90638 | 7 | 0.31517
83681 | 6.825 | 0.8 | 365 | 6.2131 | 0.51222 | 6 | 0.72529
83794 | 7.59 | 0.8 | 365 | 6.9095 | 0.91469 | 7 | 0.82417
83908 | 12.95 | 0.8 | 365 | 11.7889 | 0.74114 | 12 | 0.53003
83881 | 5.51 | 0.8 | 365 | 5.016 | 0.10144 | 5 | 0.11741
83910 | 8.75 | 0.8 | 365 | 7.9655 | 0.041312 | 8 | 0.00678
83911 | 13.3 | 0.8 | 365 | 12.1075 | 0.38279 | 12 | 0.49031
83912 | 8.4 | 0.8 | 365 | 7.6468 | 0.39966 | 8 | 0.046509
74634 | 6.615 | 0.8 | 365 | 6.0219 | 0.12723 | 6 | 0.14913
74635 | 6.615 | 0.8 | 365 | 6.0219 | 0.12723 | 6 | 0.14913
83611 | 13.11 | 0.8 | 365 | 11.9345 | 0.034469 | 11 | 0.96902
83271 | 24.12 | 0.8 | 365 | 21.9574 | 0.21902 | 22 | 0.1764
83367 | 2.1 | 0.8 | 365 | 1.9117 | 0.84991 | 2 | 0.76163
82307 | 12.6 | 0.8 | 365 | 11.4703 | 0.099489 | 11 | 0.56976
83071 | 14.7 | 0.8 | 365 | 13.382 | 0.9494 | 14 | 0.33139
83581 | 7.41 | 0.8 | 365 | 6.7456 | 0.5847 | 7 | 0.33031
63463 | 86.4 | 0.6 | 365 | 58.99 | 0.79737 | 59 | 0.78735
83580 | 3.6 | 0.8 | 365 | 3.2772 | 0.59985 | 3 | 0.87708
83383 | 4.13 | 0.8 | 365 | 3.7597 | 0.5715 | 4 | 0.3312
83914 | 7.68 | 0.8 | 365 | 6.9914 | 0.079689 | 7 | 0.071094
83915 | 8.12 | 0.8 | 365 | 7.392 | 0.88634 | 8 | 0.27829
83916 | 10.88 | 0.8 | 365 | 9.9045 | 0.94623 | 10 | 0.85072
83918 | 3.96 | 0.8 | 365 | 3.6049 | 0.25984 | 3 | 0.86478
83919 | 8.4 | 0.8 | 365 | 7.6468 | 0.39966 | 8 | 0.046509
83920 | 10.56 | 0.8 | 365 | 9.6132 | 0.35957 | 9 | 0.97275
83921 | 9.92 | 0.8 | 365 | 9.0306 | 0.18626 | 9 | 0.21683
83925 | 7.35 | 0.8 | 365 | 6.691 | 0.4747 | 7 | 0.1657
83576 | 4.725 | 0.8 | 365 | 4.3014 | 0.66231 | 4 | 0.96366
83926 | 9.9 | 0.8 | 365 | 9.0124 | 0.1496 | 9 | 0.16196
83448 | 3.465 | 0.8 | 365 | 3.1543 | 0.35236 | 3 | 0.50668
83922 | 12.25 | 0.8 | 365 | 11.1517 | 0.45784 | 11 | 0.60949
83997 | 4.845 | 0.8 | 365 | 4.4106 | 0.8823 | 5 | 0.2929
83999 | 4.93 | 0.8 | 365 | 4.488 | 0.038134 | 4 | 0.52611
83996 | 9.86 | 0.8 | 365 | 8.9759 | 0.076267 | 9 | 0.052212
83995 | 4.35 | 0.8 | 365 | 3.96 | 0.97482 | 4 | 0.9348
83970 | 10.44 | 0.8 | 365 | 9.5039 | 0.13958 | 9 | 0.64352
84002 | 11.02 | 0.8 | 365 | 10.0319 | 0.20289 | 10 | 0.23482
84000 | 4.64 | 0.8 | 365 | 4.224 | 0.50648 | 4 | 0.73045
84003 | 11.02 | 0.8 | 365 | 10.0319 | 0.20289 | 10 | 0.23482
83998 | 11.89 | 0.8 | 365 | 10.8239 | 0.79785 | 11 | 0.62178
83994 | 3.92 | 0.8 | 365 | 3.5685 | 0.18651 | 3 | 0.75504
84015 | 5.8 | 0.8 | 365 | 5.28 | 0.6331 | 5 | 0.91307
84014 | 8.12 | 0.8 | 365 | 7.392 | 0.88634 | 8 | 0.27829
84001 | 10.36 | 0.8 | 365 | 9.4311 | 0.99291 | 10 | 0.42403
83973 | 5.22 | 0.8 | 365 | 4.752 | 0.56979 | 5 | 0.32176
83953 | 6.38 | 0.8 | 365 | 5.808 | 0.69641 | 6 | 0.50437
83951 | 3.99 | 0.8 | 365 | 3.6323 | 0.31484 | 3 | 0.94709
83950 | 6.38 | 0.8 | 365 | 5.808 | 0.69641 | 6 | 0.50437
83949 | 8.41 | 0.8 | 365 | 7.656 | 0.41799 | 8 | 0.073945
83948 | 5.8 | 0.8 | 365 | 5.28 | 0.6331 | 5 | 0.91307
83947 | 5.51 | 0.8 | 365 | 5.016 | 0.10144 | 5 | 0.11741
83946 | 8.41 | 0.8 | 365 | 7.656 | 0.41799 | 8 | 0.073945
83945 | 12.88 | 0.8 | 365 | 11.7252 | 0.61281 | 12 | 0.33798
83944 | 12.18 | 0.8 | 365 | 11.0879 | 0.32951 | 11 | 0.41744
83940 | 10.44 | 0.8 | 365 | 9.5039 | 0.13958 | 9 | 0.64352
83935 | 6.72 | 0.8 | 365 | 6.1175 | 0.31973 | 6 | 0.43721
83932 | 6.96 | 0.8 | 365 | 6.336 | 0.75972 | 7 | 0.095679
83682 | 6.38 | 0.8 | 365 | 5.808 | 0.69641 | 6 | 0.50437
83498 | 6.67 | 0.8 | 365 | 6.072 | 0.22806 | 6 | 0.30003
83509 | 2.61 | 0.8 | 365 | 2.376 | 0.78489 | 3 | 0.16088
83917 | 5.8 | 0.8 | 365 | 5.28 | 0.6331 | 5 | 0.91307
83941 | 7.625 | 1 | 365 | 8.6767 | 0.47357 | 9 | 0.15024
84023 | 8.45 | 0.8 | 365 | 7.6924 | 0.49132 | 8 | 0.18369
71950 | 179.215 | 0.7 | 365 | 142.7531 | 0.48437 | 143 | 0.23751
64413 | 285.12 | 0.7 | 365 | 227.1114 | 0.36989 | 227 | 0.48131
83569 | 6 | 1 | 365 | 6.8275 | 0.7497 | 7 | 0.57724
7358 | 186.66 | 0.7 | 365 | 148.6834 | 0.42713 | 149 | 0.11056
83648 | 6.867 | 0.8 | 365 | 6.2513 | 0.58922 | 6 | 0.84052
83282 | 6.2 | 0.8 | 365 | 5.6441 | 0.36642 | 6 | 0.010518
83315 | 9.45 | 0.8 | 365 | 8.6027 | 0.32462 | 8 | 0.92732
78189 | 144 | 0.6 | 365 | 98.3166 | 0.99562 | 99 | 0.31226
82957 | 29.7 | 0.6 | 365 | 20.2778 | 0.8366 | 21 | 0.1144
34801 | 1836 | 0.9 | 365 | 1880.3056 | 0.66628 | 1880 | 0.9719
65180 | 27.645 | 0.7 | 365 | 22.0205 | 0.34621 | 22 | 0.36674
83983 | 10.915 | 0.8 | 365 | 9.9364 | 0.010391 | 9 | 0.94674
83979 | 12.25 | 0.8 | 365 | 11.1517 | 0.45784 | 11 | 0.60949
82039 | 60.16 | 0.6 | 365 | 41.0745 | 0.71817 | 41 | 0.79268
83975 | 13.65 | 0.8 | 365 | 12.4261 | 0.024447 | 12 | 0.45058
83974 | 6.82 | 0.8 | 365 | 6.2085 | 0.50306 | 6 | 0.71157
83972 | 10.385 | 0.8 | 365 | 9.4539 | 0.038746 | 9 | 0.49262
83968 | 9.66 | 0.8 | 365 | 8.7939 | 0.70961 | 9 | 0.50349
83939 | 9.8 | 0.8 | 365 | 8.9213 | 0.96627 | 9 | 0.88759
83938 | 6.03 | 0.8 | 365 | 5.4893 | 0.054756 | 5 | 0.5441
83936 | 7.7 | 0.8 | 365 | 7.0096 | 0.11635 | 7 | 0.12597
83934 | 7.2 | 0.8 | 365 | 6.5544 | 0.19971 | 6 | 0.75415
83931 | 3.25 | 0.8 | 365 | 2.9586 | 0.9582 | 3 | 0.9168
83930 | 8.4 | 0.8 | 365 | 7.6468 | 0.39966 | 8 | 0.046509
83985 | 5.1 | 0.8 | 365 | 4.6427 | 0.34979 | 4 | 0.99252
83987 | 9.92 | 0.8 | 365 | 9.0306 | 0.18626 | 9 | 0.21683
83988 | 5.36 | 0.8 | 365 | 4.8794 | 0.82645 | 5 | 0.70587
83992 | 8.99 | 0.8 | 365 | 8.1839 | 0.4813 | 8 | 0.66525
83993 | 15.05 | 0.8 | 365 | 13.7006 | 0.59106 | 14 | 0.29166
84018 | 24.85 | 0.8 | 365 | 22.6219 | 0.55733 | 23 | 0.17926
84020 | 9.72 | 0.8 | 365 | 8.8485 | 0.81961 | 9 | 0.6681
84022 | 9.57 | 0.8 | 365 | 8.7119 | 0.54461 | 9 | 0.25656
84025 | 6.365 | 0.8 | 365 | 5.7943 | 0.66891 | 6 | 0.46322
84026 | 5.58 | 0.8 | 365 | 5.0797 | 0.22977 | 5 | 0.30947
84031 | 11.2 | 0.8 | 365 | 10.1958 | 0.53288 | 10 | 0.72868
84024 | 2.32 | 0.8 | 365 | 2.112 | 0.25324 | 2 | 0.36523
84021 | 4.35 | 0.8 | 365 | 3.96 | 0.97482 | 4 | 0.9348
84019 | 7.25 | 0.8 | 365 | 6.6 | 0.29137 | 6 | 0.89133
83450 | 392.04 | 0.6 | 365 | 267.667 | 0.043082 | 267 | 0.71012
84013 | 7.54 | 0.8 | 365 | 6.864 | 0.82303 | 7 | 0.68699
84012 | 10.92 | 0.8 | 365 | 9.9409 | 0.019557 | 9 | 0.96046
84010 | 8.12 | 0.8 | 365 | 7.392 | 0.88634 | 8 | 0.27829
84072 | 6 | 0.8 | 365 | 5.462 | 0.99976 | 6 | 0.46179
84091 | 10.05 | 0.8 | 365 | 9.1489 | 0.42459 | 9 | 0.5735
84092 | 3.66 | 0.8 | 365 | 3.3318 | 0.70985 | 4 | 0.041693
84071 | 6.57 | 0.8 | 365 | 5.9809 | 0.044734 | 6 | 0.025662
84070 | 7.08 | 0.8 | 365 | 6.4452 | 0.97971 | 7 | 0.42491
84062 | 13.4 | 0.8 | 365 | 12.1985 | 0.56612 | 12 | 0.76467
84069 | 4.32 | 0.8 | 365 | 3.9327 | 0.91982 | 4 | 0.85249
84068 | 8.4 | 0.8 | 365 | 7.6468 | 0.39966 | 8 | 0.046509
84067 | 6.12 | 0.8 | 365 | 5.5713 | 0.21975 | 5 | 0.79103
75590 | 65.28 | 0.6 | 365 | 44.5702 | 0.75802 | 45 | 0.32822
84066 | 13 | 0.8 | 365 | 11.8344 | 0.83281 | 12 | 0.66722
84079 | 6.27 | 0.8 | 365 | 5.7078 | 0.49475 | 6 | 0.20257
84078 | 11.115 | 0.8 | 365 | 10.1184 | 0.37705 | 10 | 0.49547
84074 | 11.22 | 0.8 | 365 | 10.214 | 0.56955 | 10 | 0.78355
84073 | 6.27 | 0.8 | 365 | 5.7078 | 0.49475 | 6 | 0.20257
84054 | 7.59 | 0.8 | 365 | 6.9095 | 0.91469 | 7 | 0.82417
84051 | 7.41 | 0.8 | 365 | 6.7456 | 0.5847 | 7 | 0.33031
83927 | 10.2 | 0.8 | 365 | 9.2855 | 0.69959 | 9 | 0.98505
82032 | 41.76 | 0.6 | 365 | 28.5118 | 0.41873 | 28 | 0.93055
83838 | 10.075 | 0.8 | 365 | 9.1717 | 0.47042 | 9 | 0.64209
83913 | 9.1 | 0.8 | 365 | 8.2841 | 0.68296 | 8 | 0.96705
83644 | 7.2 | 0.8 | 365 | 6.5544 | 0.19971 | 6 | 0.75415
83345 | 8.25 | 0.8 | 365 | 7.5103 | 0.12467 | 7 | 0.63496
83441 | 10.23 | 0.8 | 365 | 9.3128 | 0.75459 | 10 | 0.067355
83455 | 11.97 | 0.8 | 365 | 10.8968 | 0.94451 | 11 | 0.84128
83487 | 5.28 | 0.8 | 365 | 4.8066 | 0.67979 | 5 | 0.48638
83664 | 11.7 | 0.8 | 365 | 10.651 | 0.44953 | 11 | 0.10049
83476 | 9.45 | 0.8 | 365 | 8.6027 | 0.32462 | 8 | 0.92732
83616 | 9.28 | 0.8 | 365 | 8.4479 | 0.012957 | 8 | 0.4609
83623 | 7.25 | 0.8 | 365 | 6.6 | 0.29137 | 6 | 0.89133
83561 | 2.4 | 0.8 | 365 | 2.1848 | 0.3999 | 2 | 0.58472
83928 | 11.55 | 0.8 | 365 | 10.5144 | 0.17453 | 10 | 0.68895
83963 | 12.426 | 0.8 | 365 | 11.3119 | 0.7805 | 12 | 0.092371
36265 | 229.14 | 1 | 365 | 260.7439 | 0.10089 | 260 | 0.8448
36268 | 367.83 | 1 | 365 | 418.5626 | 0.92511 | 419 | 0.4877
36247 | 156.78 | 1 | 365 | 178.4037 | 0.27956 | 178 | 0.68328
83971 | 8.1 | 0.8 | 365 | 7.3737 | 0.84967 | 8 | 0.22342
51635 | 1400.3 | 1 | 365 | 1593.435 | 0.94988 | 1594 | 0.38486
83814 | 9.57 | 0.8 | 365 | 8.7119 | 0.54461 | 9 | 0.25656
83816 | 12.76 | 0.8 | 365 | 11.6159 | 0.39282 | 12 | 0.0087443
81595 | 13.6 | 0.8 | 365 | 12.3806 | 0.93278 | 13 | 0.3134
83535 | 4.725 | 0.8 | 365 | 4.3014 | 0.66231 | 4 | 0.96366
83169 | 12.395 | 0.8 | 365 | 11.2837 | 0.72366 | 12 | 0.0073186
83416 | 5.525 | 0.8 | 365 | 5.0296 | 0.12894 | 5 | 0.15857
83716 | 11.02 | 0.8 | 365 | 10.0319 | 0.20289 | 10 | 0.23482
83976 | 9 | 0.8 | 365 | 8.1931 | 0.49964 | 8 | 0.69269
83854 | 5.76 | 0.8 | 365 | 5.2436 | 0.55977 | 5 | 0.80332
83723 | 13.275 | 0.8 | 365 | 12.0848 | 0.33696 | 12 | 0.42171
83304 | 11.16 | 0.8 | 365 | 10.1594 | 0.45955 | 10 | 0.61893
83825 | 6 | 0.8 | 365 | 5.462 | 0.99976 | 6 | 0.46179
83740 | 4.14 | 0.8 | 365 | 3.7688 | 0.58983 | 4 | 0.35864
83955 | 10.325 | 0.8 | 365 | 9.3993 | 0.92875 | 10 | 0.328
83958 | 12 | 0.8 | 365 | 10.9241 | 0.99951 | 11 | 0.92358
83961 | 9.6 | 0.8 | 365 | 8.7393 | 0.59961 | 9 | 0.33887
83962 | 6.785 | 0.8 | 365 | 6.1767 | 0.43889 | 6 | 0.61554
83924 | 5.22 | 0.8 | 365 | 4.752 | 0.56979 | 5 | 0.32176
83965 | 13.42 | 0.8 | 365 | 12.2168 | 0.60279 | 12 | 0.81954
83966 | 5.31 | 0.8 | 365 | 4.8339 | 0.73478 | 5 | 0.56869
83967 | 9.145 | 0.8 | 365 | 8.3251 | 0.76546 | 9 | 0.090515
83954 | 9.92 | 0.8 | 365 | 9.0306 | 0.18626 | 9 | 0.21683
83978 | 5.355 | 0.8 | 365 | 4.8749 | 0.81728 | 5 | 0.69215
83981 | 11.6 | 0.8 | 365 | 10.5599 | 0.2662 | 10 | 0.82613
83984 | 9.28 | 0.8 | 365 | 8.4479 | 0.012957 | 8 | 0.4609
83989 | 10.15 | 0.8 | 365 | 9.2399 | 0.60792 | 9 | 0.84786
84004 | 13.275 | 0.8 | 365 | 12.0848 | 0.33696 | 12 | 0.42171
84005 | 6.38 | 0.8 | 365 | 5.808 | 0.69641 | 6 | 0.50437
84016 | 5.67 | 0.8 | 365 | 5.1616 | 0.39477 | 5 | 0.55639
84028 | 4.35 | 0.8 | 365 | 3.96 | 0.97482 | 4 | 0.9348
84029 | 6.44 | 0.8 | 365 | 5.8626 | 0.80641 | 6 | 0.66899
84030 | 6.44 | 0.8 | 365 | 5.8626 | 0.80641 | 6 | 0.66899
84033 | 7.375 | 0.8 | 365 | 6.7138 | 0.52053 | 7 | 0.23429
84034 | 3.835 | 0.8 | 365 | 3.4912 | 0.030678 | 3 | 0.52183
84035 | 8.85 | 0.8 | 365 | 8.0565 | 0.22464 | 8 | 0.28114
84037 | 7.67 | 0.8 | 365 | 6.9823 | 0.061356 | 7 | 0.043657
84038 | 4.13 | 0.8 | 365 | 3.7597 | 0.5715 | 4 | 0.3312
84040 | 2.95 | 0.8 | 365 | 2.6855 | 0.40821 | 3 | 0.093714
84041 | 7.375 | 0.8 | 365 | 6.7138 | 0.52053 | 7 | 0.23429
84042 | 3.835 | 0.8 | 365 | 3.4912 | 0.030678 | 3 | 0.52183
84043 | 9.57 | 0.8 | 365 | 8.7119 | 0.54461 | 9 | 0.25656
84044 | 6.49 | 0.8 | 365 | 5.9081 | 0.89807 | 6 | 0.80617
84045 | 3.245 | 0.8 | 365 | 2.9541 | 0.94904 | 3 | 0.90309
84046 | 9.44 | 0.8 | 365 | 8.5936 | 0.30628 | 8 | 0.89989
84047 | 3.54 | 0.8 | 365 | 3.2226 | 0.48986 | 3 | 0.71246
84048 | 5.31 | 0.8 | 365 | 4.8339 | 0.73478 | 5 | 0.56869
84050 | 6.785 | 0.8 | 365 | 6.1767 | 0.43889 | 6 | 0.61554
84052 | 7.08 | 0.8 | 365 | 6.4452 | 0.97971 | 7 | 0.42491
84053 | 12.98 | 0.8 | 365 | 11.8162 | 0.79614 | 12 | 0.61234
84057 | 6.49 | 0.8 | 365 | 5.9081 | 0.89807 | 6 | 0.80617
84082 | 3.36 | 0.8 | 365 | 3.0587 | 0.15986 | 3 | 0.2186
84056 | 5.8 | 0.8 | 365 | 5.28 | 0.6331 | 5 | 0.91307
84055 | 10.36 | 0.8 | 365 | 9.4311 | 0.99291 | 10 | 0.42403
84197 | 4.725 | 0.8 | 365 | 4.3014 | 0.66231 | 4 | 0.96366
83896 | 8.775 | 0.8 | 365 | 7.9882 | 0.087144 | 8 | 0.075371
83718 | 33 | 0.6 | 365 | 22.5309 | 0.374 | 22 | 0.90489
81887 | 4.16 | 0.8 | 365 | 3.787 | 0.6265 | 4 | 0.41351
83555 | 6.785 | 0.8 | 365 | 6.1767 | 0.43889 | 6 | 0.61554
84084 | 9.28 | 0.8 | 365 | 8.4479 | 0.012957 | 8 | 0.4609
42965 | 110.25 | 0.9 | 365 | 112.9105 | 0.3856 | 113 | 0.29611
51632 | 2768.775 | 1 | 365 | 3150.6555 | 0.96909 | 3151 | 0.62461
51633 | 2768.775 | 1 | 365 | 3150.6555 | 0.96909 | 3151 | 0.62461
79706 | 25.2 | 0.6 | 365 | 17.2054 | 0.64923 | 17 | 0.85464
84157 | 10.325 | 0.8 | 365 | 9.3993 | 0.92875 | 10 | 0.328
79804 | 5.12 | 0.8 | 365 | 4.6609 | 0.38646 | 5 | 0.047396
79833 | 4.96 | 0.8 | 365 | 4.5153 | 0.093132 | 4 | 0.60841
81922 | 7.83 | 0.8 | 365 | 7.128 | 0.35468 | 7 | 0.48264
84178 | 14.28 | 0.8 | 365 | 12.9996 | 0.17942 | 13 | 0.17906
84179 | 7.56 | 0.8 | 365 | 6.8822 | 0.85969 | 7 | 0.74186
84181 | 10.54 | 0.8 | 365 | 9.595 | 0.32291 | 9 | 0.91788
84188 | 14.21 | 0.8 | 365 | 12.9359 | 0.051091 | 12 | 0.98701
83442 | 7.54 | 0.8 | 365 | 6.864 | 0.82303 | 7 | 0.68699
83524 | 8.96 | 0.8 | 365 | 8.1566 | 0.4263 | 8 | 0.58294
83453 | 218.88 | 0.55 | 365 | 136.9878 | 0.8739 | 137 | 0.86174
84058 | 6.195 | 0.8 | 365 | 5.6396 | 0.35725 | 5 | 0.9968
84061 | 12.54 | 0.8 | 365 | 11.4157 | 0.98949 | 12 | 0.40515
84065 | 5.22 | 0.8 | 365 | 4.752 | 0.56979 | 5 | 0.32176
84089 | 24.7 | 0.8 | 365 | 22.4854 | 0.28233 | 22 | 0.76771
81784 | 14.14 | 0.8 | 365 | 12.8722 | 0.92276 | 13 | 0.79496
34792 | 1348.71 | 0.7 | 365 | 1074.3106 | 0.50779 | 1074 | 0.81843
84099 | 9.75 | 0.8 | 365 | 8.8758 | 0.8746 | 9 | 0.75041
84100 | 5.32 | 0.8 | 365 | 4.843 | 0.75312 | 5 | 0.59612
84101 | 15.6 | 0.8 | 365 | 14.2013 | 0.59937 | 14 | 0.80066
84103 | 8.05 | 0.8 | 365 | 7.3282 | 0.75801 | 8 | 0.086238
83909 | 12.6 | 0.8 | 365 | 11.4703 | 0.099489 | 11 | 0.56976
84113 | 7.92 | 0.8 | 365 | 7.2099 | 0.51968 | 7 | 0.72957
84114 | 6.3 | 0.8 | 365 | 5.7351 | 0.54974 | 6 | 0.28488
84115 | 6.6 | 0.8 | 365 | 6.0082 | 0.099732 | 6 | 0.10797
84116 | 7.8 | 0.8 | 365 | 7.1006 | 0.29968 | 7 | 0.40033
84117 | 15.48 | 0.8 | 365 | 14.0921 | 0.37937 | 14 | 0.47142
84118 | 9.715 | 0.8 | 365 | 8.8439 | 0.81044 | 9 | 0.65438
84119 | 3.48 | 0.8 | 365 | 3.168 | 0.37986 | 3 | 0.54784
84076 | 7.92 | 0.8 | 365 | 7.2099 | 0.51968 | 7 | 0.72957
84120 | 7.25 | 0.8 | 365 | 6.6 | 0.29137 | 6 | 0.89133
84121 | 6.96 | 0.8 | 365 | 6.336 | 0.75972 | 7 | 0.095679
84122 | 6.67 | 0.8 | 365 | 6.072 | 0.22806 | 6 | 0.30003
84123 | 10.5 | 0.8 | 365 | 9.5586 | 0.24957 | 9 | 0.80814
83107 | 11.7 | 0.8 | 365 | 10.651 | 0.44953 | 11 | 0.10049
83803 | 4.425 | 0.8 | 365 | 4.0283 | 0.11232 | 4 | 0.14057
84109 | 6.67 | 0.8 | 365 | 6.072 | 0.22806 | 6 | 0.30003
84110 | 9.45 | 0.8 | 365 | 8.6027 | 0.32462 | 8 | 0.92732
84107 | 13.44 | 0.8 | 365 | 12.235 | 0.63946 | 12 | 0.87441
84124 | 8.555 | 0.8 | 365 | 7.788 | 0.68382 | 8 | 0.47177
84125 | 4.72 | 0.8 | 365 | 4.2968 | 0.65314 | 4 | 0.94994
84127 | 3.54 | 0.8 | 365 | 3.2226 | 0.48986 | 3 | 0.71246
84130 | 11.6 | 0.8 | 365 | 10.5599 | 0.2662 | 10 | 0.82613
84131 | 4.425 | 0.8 | 365 | 4.0283 | 0.11232 | 4 | 0.14057
84132 | 12.095 | 0.8 | 365 | 11.0106 | 0.17368 | 11 | 0.18423
84133 | 8.7 | 0.8 | 365 | 7.92 | 0.94965 | 8 | 0.8696
84134 | 9 | 0.8 | 365 | 8.1931 | 0.49964 | 8 | 0.69269
84135 | 10.03 | 0.8 | 365 | 9.1307 | 0.38793 | 9 | 0.51863
84136 | 9 | 0.8 | 365 | 8.1931 | 0.49964 | 8 | 0.69269
84140 | 5.31 | 0.8 | 365 | 4.8339 | 0.73478 | 5 | 0.56869
84112 | 5.5 | 0.8 | 365 | 5.0069 | 0.08311 | 5 | 0.089976
83783 | 12.18 | 0.8 | 365 | 11.0879 | 0.32951 | 11 | 0.41744
84088 | 4.93 | 0.8 | 365 | 4.488 | 0.038134 | 4 | 0.52611
84090 | 9.86 | 0.8 | 365 | 8.9759 | 0.076267 | 9 | 0.052212
84093 | 12.18 | 0.8 | 365 | 11.0879 | 0.32951 | 11 | 0.41744
84094 | 7.28 | 0.8 | 365 | 6.6273 | 0.34637 | 6 | 0.97364
84095 | 4.35 | 0.8 | 365 | 3.96 | 0.97482 | 4 | 0.9348
84096 | 8.12 | 0.8 | 365 | 7.392 | 0.88634 | 8 | 0.27829
84097 | 10.44 | 0.8 | 365 | 9.5039 | 0.13958 | 9 | 0.64352
83626 | 7.2 | 0.8 | 365 | 6.5544 | 0.19971 | 6 | 0.75415
84098 | 13.34 | 0.8 | 365 | 12.1439 | 0.45613 | 12 | 0.60005
84106 | 10.44 | 0.8 | 365 | 9.5039 | 0.13958 | 9 | 0.64352
84145 | 12 | 0.8 | 365 | 10.9241 | 0.99951 | 11 | 0.92358
84146 | 8.4 | 0.8 | 365 | 7.6468 | 0.39966 | 8 | 0.046509
84148 | 12 | 0.8 | 365 | 10.9241 | 0.99951 | 11 | 0.92358
84149 | 12 | 0.8 | 365 | 10.9241 | 0.99951 | 11 | 0.92358
84151 | 12.6 | 0.8 | 365 | 11.4703 | 0.099489 | 11 | 0.56976
84152 | 8.71 | 0.8 | 365 | 7.9291 | 0.96798 | 8 | 0.89703
84153 | 7.035 | 0.8 | 365 | 6.4042 | 0.89721 | 7 | 0.30145
84155 | 6.96 | 0.8 | 365 | 6.336 | 0.75972 | 7 | 0.095679
84156 | 13.5 | 0.8 | 365 | 12.2896 | 0.74945 | 13 | 0.039032
84158 | 7.475 | 0.8 | 365 | 6.8048 | 0.70386 | 7 | 0.50865
81932 | 730.71 | 0.6 | 365 | 498.8955 | 0.70404 | 499 | 0.5995
84159 | 6.4 | 0.8 | 365 | 5.8262 | 0.73307 | 6 | 0.55924
84161 | 9.715 | 0.8 | 365 | 8.8439 | 0.81044 | 9 | 0.65438
84087 | 3.355 | 0.8 | 365 | 3.0542 | 0.1507 | 3 | 0.20489
84162 | 4.06 | 0.8 | 365 | 3.696 | 0.44317 | 4 | 0.13915
84164 | 18.3 | 0.8 | 365 | 16.6592 | 0.54926 | 17 | 0.20847
84167 | 10.73 | 0.8 | 365 | 9.7679 | 0.67123 | 10 | 0.43917
84168 | 5.605 | 0.8 | 365 | 5.1025 | 0.27561 | 5 | 0.37806
84163 | 8.12 | 0.8 | 365 | 7.392 | 0.88634 | 8 | 0.27829
84173 | 4.875 | 0.8 | 365 | 4.4379 | 0.9373 | 5 | 0.37521
84059 | 11.7 | 0.8 | 365 | 10.651 | 0.44953 | 11 | 0.10049
83991 | 11.52 | 0.8 | 365 | 10.4871 | 0.11953 | 10 | 0.60664
83839 | 6.3 | 0.8 | 365 | 5.7351 | 0.54974 | 6 | 0.28488
84174 | 12.21 | 0.8 | 365 | 11.1152 | 0.38451 | 11 | 0.49975
84175 | 3.2 | 0.8 | 365 | 2.9131 | 0.86654 | 3 | 0.77962
84176 | 7.015 | 0.8 | 365 | 6.386 | 0.86055 | 7 | 0.24658
84177 | 17.6 | 0.8 | 365 | 16.022 | 0.26595 | 16 | 0.28792
84180 | 10.5 | 0.8 | 365 | 9.5586 | 0.24957 | 9 | 0.80814
84183 | 6.84 | 0.8 | 365 | 6.2267 | 0.53972 | 6 | 0.76644
84184 | 8.4 | 0.8 | 365 | 7.6468 | 0.39966 | 8 | 0.046509
84185 | 6.27 | 0.8 | 365 | 5.7078 | 0.49475 | 6 | 0.20257
84187 | 6.27 | 0.8 | 365 | 5.7078 | 0.49475 | 6 | 0.20257
84190 | 6.27 | 0.8 | 365 | 5.7078 | 0.49475 | 6 | 0.20257
84193 | 8.45 | 0.8 | 365 | 7.6924 | 0.49132 | 8 | 0.18369
84194 | 9.145 | 0.8 | 365 | 8.3251 | 0.76546 | 9 | 0.090515
84108 | 13.34 | 0.8 | 365 | 12.1439 | 0.45613 | 12 | 0.60005
84198 | 15.12 | 0.8 | 365 | 13.7643 | 0.71939 | 14 | 0.48372
84199 | 5.51 | 0.8 | 365 | 5.016 | 0.10144 | 5 | 0.11741
84201 | 12.24 | 0.8 | 365 | 11.1426 | 0.4395 | 11 | 0.58206
84202 | 5.232 | 0.8 | 365 | 4.7629 | 0.59179 | 5 | 0.35468
84186 | 13.92 | 0.8 | 365 | 12.6719 | 0.51944 | 13 | 0.19136
84204 | 5.13 | 0.8 | 365 | 4.67 | 0.40479 | 5 | 0.074832
84189 | 2.9 | 0.8 | 365 | 2.64 | 0.31655 | 2 | 0.95653
84205 | 15.81 | 0.8 | 365 | 14.3925 | 0.98436 | 15 | 0.37682
84192 | 6.84 | 0.8 | 365 | 6.2267 | 0.53972 | 6 | 0.76644
83255 | 33 | 0.6 | 365 | 22.5309 | 0.374 | 22 | 0.90489
84206 | 13.33 | 0.8 | 365 | 12.1348 | 0.43779 | 12 | 0.57261
83550 | 6.41 | 0.8 | 365 | 5.8353 | 0.75141 | 6 | 0.58668
83777 | 7.2 | 0.8 | 365 | 6.5544 | 0.19971 | 6 | 0.75415
83775 | 9.715 | 0.8 | 365 | 8.8439 | 0.81044 | 9 | 0.65438
84209 | 7.965 | 0.8 | 365 | 7.2509 | 0.60218 | 7 | 0.85303
82435 | 149.41 | 0.6 | 365 | 102.0103 | 0.43421 | 102 | 0.44454
64958 | 659.34 | 0.7 | 365 | 525.1952 | 0.66787 | 525 | 0.86303
78206 | 164 | 0.6 | 365 | 111.9717 | 0.49501 | 112 | 0.46674
83773 | 10.695 | 0.8 | 365 | 9.7361 | 0.60707 | 10 | 0.34314
84210 | 8.7 | 0.8 | 365 | 7.92 | 0.94965 | 8 | 0.8696
84211 | 7.25 | 0.8 | 365 | 6.6 | 0.29137 | 6 | 0.89133
84195 | 4.64 | 0.8 | 365 | 4.224 | 0.50648 | 4 | 0.73045
84207 | 13.63 | 0.8 | 365 | 12.4079 | 0.98778 | 13 | 0.3957
83942 | 9.3 | 0.8 | 365 | 8.4662 | 0.049623 | 8 | 0.51578
84215 | 10.075 | 0.8 | 365 | 9.1717 | 0.47042 | 9 | 0.64209
84216 | 6.12 | 0.8 | 365 | 5.5713 | 0.21975 | 5 | 0.79103
84218 | 4.578 | 0.8 | 365 | 4.1675 | 0.39281 | 4 | 0.56035
84219 | 13.12 | 0.8 | 365 | 11.9437 | 0.052802 | 11 | 0.99645
84220 | 4.95 | 0.8 | 365 | 4.5062 | 0.074799 | 4 | 0.58098
84222 | 3.835 | 0.8 | 365 | 3.4912 | 0.030678 | 3 | 0.52183
84223 | 11.61 | 0.8 | 365 | 10.569 | 0.28453 | 10 | 0.85357
84006 | 6.84 | 0.8 | 365 | 6.2267 | 0.53972 | 6 | 0.76644
84224 | 5.865 | 0.8 | 365 | 5.3391 | 0.75226 | 6 | 0.091402
84225 | 7 | 0.8 | 365 | 6.3724 | 0.83305 | 7 | 0.20542
84227 | 6.7 | 0.8 | 365 | 6.0993 | 0.28306 | 6 | 0.38233
84226 | 13.275 | 0.8 | 365 | 12.0848 | 0.33696 | 12 | 0.42171
84228 | 9.9 | 0.8 | 365 | 9.0124 | 0.1496 | 9 | 0.16196
84229 | 14.025 | 0.8 | 365 | 12.7675 | 0.71193 | 13 | 0.47944
84009 | 12.095 | 0.8 | 365 | 11.0106 | 0.17368 | 11 | 0.18423
79387 | 15.9 | 0.8 | 365 | 14.4744 | 0.14936 | 14 | 0.62375
84235 | 5.94 | 0.8 | 365 | 5.4074 | 0.88976 | 6 | 0.29717
84236 | 4.845 | 0.8 | 365 | 4.4106 | 0.8823 | 5 | 0.2929
84237 | 11.88 | 0.8 | 365 | 10.8148 | 0.77952 | 11 | 0.59435
83943 | 8.04 | 0.8 | 365 | 7.3191 | 0.73967 | 8 | 0.058801
35126 | 257.95 | 0.8 | 365 | 234.822 | 0.89788 | 235 | 0.71987
35130 | 644.875 | 0.8 | 365 | 587.055 | 0.24469 | 587 | 0.29969
35133 | 648.56 | 0.8 | 365 | 590.4096 | 0.00037837 | 590 | 0.40997
35111 | 644.875 | 0.8 | 365 | 587.055 | 0.24469 | 587 | 0.29969
84147 | 9 | 0.8 | 365 | 8.1931 | 0.49964 | 8 | 0.69269
84200 | 8.25 | 0.8 | 365 | 7.5103 | 0.12467 | 7 | 0.63496
83411 | 17.4 | 0.8 | 365 | 15.8399 | 0.89929 | 16 | 0.7392
83956 | 5.12 | 0.8 | 365 | 4.6609 | 0.38646 | 5 | 0.047396
84126 | 10.08 | 0.8 | 365 | 9.1762 | 0.47959 | 9 | 0.65581
84128 | 12.095 | 0.8 | 365 | 11.0106 | 0.17368 | 11 | 0.18423
84129 | 6.195 | 0.8 | 365 | 5.6396 | 0.35725 | 5 | 0.9968
84137 | 7.54 | 0.8 | 365 | 6.864 | 0.82303 | 7 | 0.68699
84138 | 3.54 | 0.8 | 365 | 3.2226 | 0.48986 | 3 | 0.71246
84032 | 5.525 | 0.8 | 365 | 5.0296 | 0.12894 | 5 | 0.15857
84166 | 10.05 | 0.8 | 365 | 9.1489 | 0.42459 | 9 | 0.5735
84111 | 6.4 | 0.8 | 365 | 5.8262 | 0.73307 | 6 | 0.55924
84063 | 11.02 | 0.8 | 365 | 10.0319 | 0.20289 | 10 | 0.23482
83537 | 5.67 | 0.8 | 365 | 5.1616 | 0.39477 | 5 | 0.55639
84238 | 6.54 | 0.8 | 365 | 5.9536 | 0.98973 | 6 | 0.94335
84239 | 10.35 | 0.8 | 365 | 9.422 | 0.97458 | 10 | 0.39659
84240 | 7.37 | 0.8 | 365 | 6.7092 | 0.51137 | 7 | 0.22057
84214 | 8.41 | 0.8 | 365 | 7.656 | 0.41799 | 8 | 0.073945
83410 | 12.685 | 0.8 | 365 | 11.5477 | 0.25532 | 11 | 0.80297
84233 | 5.04 | 0.8 | 365 | 4.5881 | 0.2398 | 4 | 0.82791
84234 | 6.67 | 0.8 | 365 | 6.072 | 0.22806 | 6 | 0.30003
84245 | 9.57 | 0.8 | 365 | 8.7119 | 0.54461 | 9 | 0.25656
84241 | 7.7 | 0.8 | 365 | 7.0096 | 0.11635 | 7 | 0.12597
84246 | 8.71 | 0.8 | 365 | 7.9291 | 0.96798 | 8 | 0.89703
84247 | 7.8 | 0.8 | 365 | 7.1006 | 0.29968 | 7 | 0.40033
84248 | 7.8 | 0.8 | 365 | 7.1006 | 0.29968 | 7 | 0.40033
84251 | 7.5 | 0.8 | 365 | 6.8275 | 0.7497 | 7 | 0.57724
84252 | 6.72 | 0.8 | 365 | 6.1175 | 0.31973 | 6 | 0.43721
84254 | 14.7 | 0.8 | 365 | 13.382 | 0.9494 | 14 | 0.33139
84255 | 14.1 | 0.8 | 365 | 12.8358 | 0.84943 | 13 | 0.68521
84256 | 3.66 | 0.8 | 365 | 3.3318 | 0.70985 | 4 | 0.041693
84258 | 5.1 | 0.8 | 365 | 4.6427 | 0.34979 | 4 | 0.99252
84261 | 10.62 | 0.8 | 365 | 9.6678 | 0.46957 | 10 | 0.13737
84263 | 9.145 | 0.8 | 365 | 8.3251 | 0.76546 | 9 | 0.090515
84265 | 7 | 0.8 | 365 | 6.3724 | 0.83305 | 7 | 0.20542
84266 | 7.15 | 0.8 | 365 | 6.5089 | 0.10804 | 6 | 0.61697
84267 | 6.885 | 0.8 | 365 | 6.2677 | 0.62222 | 6 | 0.88991
82849 | 8.96 | 0.8 | 365 | 8.1566 | 0.4263 | 8 | 0.58294
84273 | 8.64 | 0.8 | 365 | 7.8653 | 0.83965 | 8 | 0.70498
84274 | 8.37 | 0.8 | 365 | 7.6195 | 0.34466 | 7 | 0.9642
84275 | 11.02 | 0.8 | 365 | 10.0319 | 0.20289 | 10 | 0.23482
84276 | 7.125 | 0.8 | 365 | 6.4862 | 0.062211 | 6 | 0.54838
84277 | 10.545 | 0.8 | 365 | 9.5995 | 0.33207 | 9 | 0.9316
84278 | 6.6 | 0.8 | 365 | 6.0082 | 0.099732 | 6 | 0.10797
84285 | 12.3 | 0.8 | 365 | 11.1972 | 0.5495 | 11 | 0.74667
84287 | 8.96 | 0.8 | 365 | 8.1566 | 0.4263 | 8 | 0.58294
84289 | 7.475 | 0.8 | 365 | 6.8048 | 0.70386 | 7 | 0.50865
84288 | 13.44 | 0.8 | 365 | 12.235 | 0.63946 | 12 | 0.87441
84292 | 6.4 | 0.8 | 365 | 5.8262 | 0.73307 | 6 | 0.55924
84294 | 6.93 | 0.8 | 365 | 6.3087 | 0.70472 | 7 | 0.01337
84279 | 3.19 | 0.8 | 365 | 2.904 | 0.8482 | 3 | 0.75219
84295 | 6.6 | 0.8 | 365 | 6.0082 | 0.099732 | 6 | 0.10797
84296 | 9.805 | 0.8 | 365 | 8.9259 | 0.97544 | 9 | 0.90131
84281 | 8.7 | 0.8 | 365 | 7.92 | 0.94965 | 8 | 0.8696
84297 | 5.4 | 0.8 | 365 | 4.9158 | 0.89978 | 5 | 0.81561
84298 | 8.45 | 0.8 | 365 | 7.6924 | 0.49132 | 8 | 0.18369
84282 | 15.12 | 0.8 | 365 | 13.7643 | 0.71939 | 14 | 0.48372
84299 | 4.9 | 0.8 | 365 | 4.4607 | 0.98313 | 5 | 0.4438
84300 | 6.9 | 0.8 | 365 | 6.2813 | 0.64972 | 6 | 0.93106
84301 | 7.26 | 0.8 | 365 | 6.6091 | 0.30971 | 6 | 0.91877
84302 | 6.825 | 0.8 | 365 | 6.2131 | 0.51222 | 6 | 0.72529
84304 | 6.825 | 0.8 | 365 | 6.2131 | 0.51222 | 6 | 0.72529
84305 | 10.5 | 0.8 | 365 | 9.5586 | 0.24957 | 9 | 0.80814
84306 | 10.72 | 0.8 | 365 | 9.7588 | 0.6529 | 10 | 0.41174
84307 | 7.56 | 0.8 | 365 | 6.8822 | 0.85969 | 7 | 0.74186
84308 | 6 | 0.8 | 365 | 5.462 | 0.99976 | 6 | 0.46179
84309 | 6.9 | 0.8 | 365 | 6.2813 | 0.64972 | 6 | 0.93106
84310 | 9.72 | 0.8 | 365 | 8.8485 | 0.81961 | 9 | 0.6681
84311 | 7.92 | 0.8 | 365 | 7.2099 | 0.51968 | 7 | 0.72957
84312 | 4.575 | 0.8 | 365 | 4.1648 | 0.38731 | 4 | 0.55212
84027 | 6.21 | 0.8 | 365 | 5.6532 | 0.38475 | 6 | 0.037955
84291 | 6.44 | 0.8 | 365 | 5.8626 | 0.80641 | 6 | 0.66899
84315 | 3.77 | 0.8 | 365 | 3.432 | 0.91151 | 4 | 0.34349
84318 | 9.975 | 0.8 | 365 | 9.0806 | 0.2871 | 9 | 0.36773
84317 | 13.4 | 0.8 | 365 | 12.1985 | 0.56612 | 12 | 0.76467
84320 | 7.965 | 0.8 | 365 | 7.2509 | 0.60218 | 7 | 0.85303
84321 | 12.18 | 0.8 | 365 | 11.0879 | 0.32951 | 11 | 0.41744
84323 | 8.85 | 0.8 | 365 | 8.0565 | 0.22464 | 8 | 0.28114
84324 | 5.94 | 0.8 | 365 | 5.4074 | 0.88976 | 6 | 0.29717
84322 | 3.41 | 0.8 | 365 | 3.1043 | 0.25153 | 3 | 0.35579
84325 | 11.8 | 0.8 | 365 | 10.742 | 0.63286 | 11 | 0.37486
84326 | 5.015 | 0.8 | 365 | 4.5654 | 0.19396 | 4 | 0.75931
84332 | 5.6 | 0.8 | 365 | 5.0979 | 0.26644 | 5 | 0.36434
84334 | 10.85 | 0.8 | 365 | 9.8772 | 0.89123 | 10 | 0.76841
84336 | 10.15 | 0.8 | 365 | 9.2399 | 0.60792 | 9 | 0.84786
84337 | 6.3 | 0.8 | 365 | 5.7351 | 0.54974 | 6 | 0.28488
84338 | 6.84 | 0.8 | 365 | 6.2267 | 0.53972 | 6 | 0.76644
84331 | 8.7 | 0.8 | 365 | 7.92 | 0.94965 | 8 | 0.8696
84339 | 4.9 | 0.8 | 365 | 4.4607 | 0.98313 | 5 | 0.4438
84340 | 10.05 | 0.8 | 365 | 9.1489 | 0.42459 | 9 | 0.5735
84342 | 5.25 | 0.8 | 365 | 4.7793 | 0.62479 | 5 | 0.40407
80501 | 415.8 | 0.7 | 365 | 331.2042 | 0.99775 | 332 | 0.20191
81981 | 45 | 0.6 | 365 | 30.7239 | 0.87363 | 31 | 0.59758
84243 | 5.985 | 0.8 | 365 | 5.4484 | 0.97226 | 6 | 0.42064
83041 | 10.44 | 0.8 | 365 | 9.5039 | 0.13958 | 9 | 0.64352
84105 | 3.78 | 0.8 | 365 | 3.4411 | 0.92985 | 4 | 0.37093
84283 | 6.49 | 0.8 | 365 | 5.9081 | 0.89807 | 6 | 0.80617
82433 | 5.9 | 0.8 | 365 | 5.371 | 0.81643 | 6 | 0.18743
84286 | 7.92 | 0.8 | 365 | 7.2099 | 0.51968 | 7 | 0.72957
47957 | 14.18 | 1 | 365 | 16.1358 | 0.49511 | 16 | 0.63088
84217 | 15.12 | 0.8 | 365 | 13.7643 | 0.71939 | 14 | 0.48372
83138 | 10.05 | 0.8 | 365 | 9.1489 | 0.42459 | 9 | 0.5735
84303 | 7.705 | 0.8 | 365 | 7.0142 | 0.12552 | 7 | 0.13968
84208 | 6.49 | 0.8 | 365 | 5.9081 | 0.89807 | 6 | 0.80617
84232 | 5.7 | 0.8 | 365 | 5.1889 | 0.44977 | 5 | 0.6387
84341 | 6.84 | 0.8 | 365 | 6.2267 | 0.53972 | 6 | 0.76644
84316 | 6.84 | 0.8 | 365 | 6.2267 | 0.53972 | 6 | 0.76644
84271 | 9.75 | 0.8 | 365 | 8.8758 | 0.8746 | 9 | 0.75041
84170 | 7.2 | 0.8 | 365 | 6.5544 | 0.19971 | 6 | 0.75415
84060 | 26.6 | 0.6 | 365 | 18.1613 | 0.57419 | 18 | 0.73546
83612 | 2.61 | 0.8 | 365 | 2.376 | 0.78489 | 3 | 0.16088
84102 | 5.8 | 0.8 | 365 | 5.28 | 0.6331 | 5 | 0.91307
84319 | 6.49 | 0.8 | 365 | 5.9081 | 0.89807 | 6 | 0.80617
84346 | 8.4 | 0.8 | 365 | 7.6468 | 0.39966 | 8 | 0.046509
84347 | 2.97 | 0.8 | 365 | 2.7037 | 0.44488 | 3 | 0.14859
84350 | 7.98 | 0.8 | 365 | 7.2645 | 0.62968 | 7 | 0.89418
59332 | 1729.56 | 0.6 | 365 | 1180.8647 | 0.092421 | 1180 | 0.95712
84351 | 5.61 | 0.8 | 365 | 5.107 | 0.28477 | 5 | 0.39178
84352 | 7.98 | 0.8 | 365 | 7.2645 | 0.62968 | 7 | 0.89418
84353 | 7.7 | 0.8 | 365 | 7.0096 | 0.11635 | 7 | 0.12597
84354 | 10.15 | 0.8 | 365 | 9.2399 | 0.60792 | 9 | 0.84786
84356 | 4.35 | 0.8 | 365 | 3.96 | 0.97482 | 4 | 0.9348
84357 | 3.48 | 0.8 | 365 | 3.168 | 0.37986 | 3 | 0.54784
84364 | 11.2 | 0.8 | 365 | 10.1958 | 0.53288 | 10 | 0.72868
84366 | 9.855 | 0.8 | 365 | 8.9714 | 0.067101 | 9 | 0.038493
84365 | 4.32 | 0.8 | 365 | 3.9327 | 0.91982 | 4 | 0.85249
84368 | 6.51 | 0.8 | 365 | 5.9263 | 0.93474 | 6 | 0.86104
83840 | 5.51 | 0.8 | 365 | 5.016 | 0.10144 | 5 | 0.11741
83866 | 14.21 | 0.8 | 365 | 12.9359 | 0.051091 | 12 | 0.98701
83952 | 4.35 | 0.8 | 365 | 3.96 | 0.97482 | 4 | 0.9348
84017 | 10.73 | 0.8 | 365 | 9.7679 | 0.67123 | 10 | 0.43917
84370 | 4.845 | 0.8 | 365 | 4.4106 | 0.8823 | 5 | 0.2929
84372 | 11.22 | 0.8 | 365 | 10.214 | 0.56955 | 10 | 0.78355
84085 | 4.64 | 0.8 | 365 | 4.224 | 0.50648 | 4 | 0.73045
84371 | 3.2 | 0.8 | 365 | 2.9131 | 0.86654 | 3 | 0.77962
84373 | 11.97 | 0.8 | 365 | 10.8968 | 0.94451 | 11 | 0.84128
84374 | 22.75 | 0.8 | 365 | 20.7102 | 0.70741 | 21 | 0.41763
84375 | 11.6 | 0.8 | 365 | 10.5599 | 0.2662 | 10 | 0.82613
84376 | 9.75 | 0.8 | 365 | 8.8758 | 0.8746 | 9 | 0.75041
84378 | 4.225 | 0.8 | 365 | 3.8462 | 0.74566 | 4 | 0.59185
84380 | 8.7 | 0.8 | 365 | 7.92 | 0.94965 | 8 | 0.8696
84379 | 7.98 | 0.8 | 365 | 7.2645 | 0.62968 | 7 | 0.89418
84381 | 13 | 0.8 | 365 | 11.8344 | 0.83281 | 12 | 0.66722
84382 | 8.775 | 0.8 | 365 | 7.9882 | 0.087144 | 8 | 0.075371
84383 | 4.5 | 0.8 | 365 | 4.0965 | 0.24982 | 4 | 0.34634
84384 | 5.13 | 0.8 | 365 | 4.67 | 0.40479 | 5 | 0.074832
84385 | 5.7 | 0.8 | 365 | 5.1889 | 0.44977 | 5 | 0.6387
84386 | 6.4 | 0.8 | 365 | 5.8262 | 0.73307 | 6 | 0.55924
84388 | 11.88 | 0.8 | 365 | 10.8148 | 0.77952 | 11 | 0.59435
84390 | 11.22 | 0.8 | 365 | 10.214 | 0.56955 | 10 | 0.78355
84392 | 13.325 | 0.8 | 365 | 12.1303 | 0.42863 | 12 | 0.5589
84391 | 6.65 | 0.8 | 365 | 6.0538 | 0.1914 | 6 | 0.24515
84395 | 7.92 | 0.8 | 365 | 7.2099 | 0.51968 | 7 | 0.72957
84397 | 7.695 | 0.8 | 365 | 7.0051 | 0.10719 | 7 | 0.11225
84400 | 3.63 | 0.8 | 365 | 3.3045 | 0.65485 | 3 | 0.95938
84401 | 4.96 | 0.8 | 365 | 4.5153 | 0.093132 | 4 | 0.60841
84404 | 5.25 | 0.8 | 365 | 4.7793 | 0.62479 | 5 | 0.40407
84403 | 8.7 | 0.8 | 365 | 7.92 | 0.94965 | 8 | 0.8696
84405 | 6.27 | 0.8 | 365 | 5.7078 | 0.49475 | 6 | 0.20257
84407 | 7.25 | 0.8 | 365 | 6.6 | 0.29137 | 6 | 0.89133
84409 | 5.6 | 0.8 | 365 | 5.0979 | 0.26644 | 5 | 0.36434
84410 | 8.4 | 0.8 | 365 | 7.6468 | 0.39966 | 8 | 0.046509
84412 | 11.88 | 0.8 | 365 | 10.8148 | 0.77952 | 11 | 0.59435
84414 | 4.845 | 0.8 | 365 | 4.4106 | 0.8823 | 5 | 0.2929
84415 | 6.44 | 0.8 | 365 | 5.8626 | 0.80641 | 6 | 0.66899
84417 | 9 | 0.8 | 365 | 8.1931 | 0.49964 | 8 | 0.69269
84418 | 8.32 | 0.8 | 365 | 7.574 | 0.253 | 7 | 0.82702
84419 | 5.11 | 0.8 | 365 | 4.6518 | 0.36813 | 5 | 0.01996
84420 | 13.3 | 0.8 | 365 | 12.1075 | 0.38279 | 12 | 0.49031
84421 | 11.685 | 0.8 | 365 | 10.6373 | 0.42203 | 11 | 0.05934
84345 | 7.08 | 0.8 | 365 | 6.4452 | 0.97971 | 7 | 0.42491
84423 | 7.26 | 0.8 | 365 | 6.6091 | 0.30971 | 6 | 0.91877
84363 | 13.275 | 0.8 | 365 | 12.0848 | 0.33696 | 12 | 0.42171
84362 | 6.195 | 0.8 | 365 | 5.6396 | 0.35725 | 5 | 0.9968
84367 | 2.655 | 0.8 | 365 | 2.417 | 0.86739 | 3 | 0.28434
84424 | 3.705 | 0.8 | 365 | 3.3728 | 0.79235 | 4 | 0.16516
84425 | 4.59 | 0.8 | 365 | 4.1785 | 0.41481 | 4 | 0.59327
84426 | 4.56 | 0.8 | 365 | 4.1511 | 0.35982 | 4 | 0.51096
84427 | 6.4 | 0.8 | 365 | 5.8262 | 0.73307 | 6 | 0.55924
84428 | 4.08 | 0.8 | 365 | 3.7142 | 0.47983 | 4 | 0.19402
84429 | 19.44 | 0.8 | 365 | 17.697 | 0.63921 | 18 | 0.33621
84430 | 9.8 | 0.8 | 365 | 8.9213 | 0.96627 | 9 | 0.88759
84431 | 6.49 | 0.8 | 365 | 5.9081 | 0.89807 | 6 | 0.80617
84432 | 8.395 | 0.8 | 365 | 7.6423 | 0.39049 | 8 | 0.032791
84433 | 5.925 | 0.8 | 365 | 5.3938 | 0.86226 | 6 | 0.25602
84434 | 9.28 | 0.8 | 365 | 8.4479 | 0.012957 | 8 | 0.4609
84435 | 7.37 | 0.8 | 365 | 6.7092 | 0.51137 | 7 | 0.22057
84436 | 10.05 | 0.8 | 365 | 9.1489 | 0.42459 | 9 | 0.5735
84437 | 13.92 | 0.8 | 365 | 12.6719 | 0.51944 | 13 | 0.19136
84394 | 7.7 | 0.8 | 365 | 7.0096 | 0.11635 | 7 | 0.12597
84445 | 10.8 | 0.8 | 365 | 9.8317 | 0.79956 | 10 | 0.63123
84447 | 14.22 | 0.8 | 365 | 12.945 | 0.069424 | 13 | 0.014447
84448 | 5.886 | 0.8 | 365 | 5.3583 | 0.79076 | 6 | 0.14902
84450 | 8.4 | 0.8 | 365 | 7.6468 | 0.39966 | 8 | 0.046509
84451 | 10.05 | 0.8 | 365 | 9.1489 | 0.42459 | 9 | 0.5735
84453 | 9.1 | 0.8 | 365 | 8.2841 | 0.68296 | 8 | 0.96705
84454 | 4.88 | 0.8 | 365 | 4.4425 | 0.94647 | 5 | 0.38892
84456 | 7.848 | 0.8 | 365 | 7.1443 | 0.38768 | 7 | 0.53202
84458 | 8.775 | 0.8 | 365 | 7.9882 | 0.087144 | 8 | 0.075371
84459 | 11.7 | 0.8 | 365 | 10.651 | 0.44953 | 11 | 0.10049
84460 | 10.725 | 0.8 | 365 | 9.7634 | 0.66207 | 10 | 0.42545
84461 | 13 | 0.8 | 365 | 11.8344 | 0.83281 | 12 | 0.66722
84462 | 7.2 | 0.8 | 365 | 6.5544 | 0.19971 | 6 | 0.75415
84463 | 6.49 | 0.8 | 365 | 5.9081 | 0.89807 | 6 | 0.80617
84284 | 8.91 | 0.8 | 365 | 8.1111 | 0.33464 | 8 | 0.44576
84464 | 3.9 | 0.8 | 365 | 3.5503 | 0.14984 | 3 | 0.70016
84466 | 7 | 0.8 | 365 | 6.3724 | 0.83305 | 7 | 0.20542
84467 | 9.72 | 0.8 | 365 | 8.8485 | 0.81961 | 9 | 0.6681
84328 | 2.61 | 0.8 | 365 | 2.376 | 0.78489 | 3 | 0.16088
84360 | 9.52 | 0.8 | 365 | 8.6664 | 0.45295 | 9 | 0.11938
84440 | 5.51 | 0.8 | 365 | 5.016 | 0.10144 | 5 | 0.11741
84441 | 3.77 | 0.8 | 365 | 3.432 | 0.91151 | 4 | 0.34349
84442 | 5.22 | 0.8 | 365 | 4.752 | 0.56979 | 5 | 0.32176
84443 | 3.77 | 0.8 | 365 | 3.432 | 0.91151 | 4 | 0.34349
84446 | 3.77 | 0.8 | 365 | 3.432 | 0.91151 | 4 | 0.34349
84449 | 9.86 | 0.8 | 365 | 8.9759 | 0.076267 | 9 | 0.052212
84452 | 13.16 | 0.8 | 365 | 11.9801 | 0.12613 | 12 | 0.1062
84455 | 6.38 | 0.8 | 365 | 5.808 | 0.69641 | 6 | 0.50437
84457 | 3.48 | 0.8 | 365 | 3.168 | 0.37986 | 3 | 0.54784
84468 | 12.96 | 0.8 | 365 | 11.798 | 0.75947 | 12 | 0.55747
84422 | 8.51 | 0.8 | 365 | 7.747 | 0.60132 | 8 | 0.34831
84438 | 7.37 | 0.8 | 365 | 6.7092 | 0.51137 | 7 | 0.22057
81064 | 6.867 | 0.8 | 365 | 6.2513 | 0.58922 | 6 | 0.84052
84471 | 8.71 | 0.8 | 365 | 7.9291 | 0.96798 | 8 | 0.89703
84472 | 12.06 | 0.8 | 365 | 10.9787 | 0.10951 | 11 | 0.088202
84473 | 11.52 | 0.8 | 365 | 10.4871 | 0.11953 | 10 | 0.60664
84474 | 5.85 | 0.8 | 365 | 5.3255 | 0.72476 | 6 | 0.050247
84475 | 13.865 | 0.8 | 365 | 12.6219 | 0.4186 | 13 | 0.040458
84476 | 5.85 | 0.8 | 365 | 5.3255 | 0.72476 | 6 | 0.050247
84477 | 12.48 | 0.8 | 365 | 11.361 | 0.87949 | 12 | 0.24053
84478 | 8.28 | 0.8 | 365 | 7.5376 | 0.17966 | 7 | 0.71727
84480 | 19.215 | 0.8 | 365 | 17.4922 | 0.22672 | 17 | 0.71889
84481 | 8.555 | 0.8 | 365 | 7.788 | 0.68382 | 8 | 0.47177
84483 | 7.37 | 0.8 | 365 | 6.7092 | 0.51137 | 7 | 0.22057
84484 | 13.34 | 0.8 | 365 | 12.1439 | 0.45613 | 12 | 0.60005
84487 | 24.42 | 0.8 | 365 | 22.2305 | 0.76901 | 22 | 0.99949
84488 | 18.5 | 0.8 | 365 | 16.8413 | 0.91592 | 17 | 0.75719
84154 | 7.54 | 0.8 | 365 | 6.864 | 0.82303 | 7 | 0.68699
84491 | 5.605 | 0.8 | 365 | 5.1025 | 0.27561 | 5 | 0.37806
84493 | 4.16 | 0.8 | 365 | 3.787 | 0.6265 | 4 | 0.41351
84496 | 9.156 | 0.8 | 365 | 8.3351 | 0.78563 | 9 | 0.12069
84499 | 6.7 | 0.8 | 365 | 6.0993 | 0.28306 | 6 | 0.38233
84502 | 7.75 | 0.8 | 365 | 7.0551 | 0.20802 | 7 | 0.26315
84505 | 12.285 | 0.8 | 365 | 11.1835 | 0.522 | 11 | 0.70552
84507 | 11.05 | 0.8 | 365 | 10.0592 | 0.25789 | 10 | 0.31713
84508 | 5.795 | 0.8 | 365 | 5.2754 | 0.62393 | 5 | 0.89935
84509 | 9.75 | 0.8 | 365 | 8.8758 | 0.8746 | 9 | 0.75041
84510 | 7.29 | 0.8 | 365 | 6.6364 | 0.3647 | 7 | 0.0010773
84482 | 9.49 | 0.8 | 365 | 8.6391 | 0.39795 | 9 | 0.037068
84511 | 11.7 | 0.8 | 365 | 10.651 | 0.44953 | 11 | 0.10049
84512 | 6.3 | 0.8 | 365 | 5.7351 | 0.54974 | 6 | 0.28488
84513 | 13.065 | 0.8 | 365 | 11.8936 | 0.95197 | 12 | 0.84555
84514 | 5.559 | 0.8 | 365 | 5.0606 | 0.19127 | 5 | 0.25185
84515 | 7.3 | 0.8 | 365 | 6.6455 | 0.38304 | 7 | 0.028514
61614 | 7.2 | 1 | 365 | 8.1931 | 0.49964 | 8 | 0.69269
84470 | 12.06 | 0.8 | 365 | 10.9787 | 0.10951 | 11 | 0.088202
84086 | 4.64 | 0.8 | 365 | 4.224 | 0.50648 | 4 | 0.73045
83199 | 8.88 | 0.8 | 365 | 8.0838 | 0.27964 | 8 | 0.36345
84221 | 11.4 | 0.8 | 365 | 10.3779 | 0.89954 | 11 | 0.2774
84528 | 4.32 | 0.8 | 365 | 3.9327 | 0.91982 | 4 | 0.85249
84529 | 7.56 | 0.8 | 365 | 6.8822 | 0.85969 | 7 | 0.74186
84530 | 10.08 | 0.8 | 365 | 9.1762 | 0.47959 | 9 | 0.65581
84531 | 10.8 | 0.8 | 365 | 9.8317 | 0.79956 | 10 | 0.63123
84439 | 12.8 | 0.8 | 365 | 11.6523 | 0.46615 | 12 | 0.11849
84249 | 8.505 | 0.8 | 365 | 7.7424 | 0.59216 | 8 | 0.33459
84313 | 5.4 | 0.8 | 365 | 4.9158 | 0.89978 | 5 | 0.81561
84250 | 9.8 | 0.8 | 365 | 8.9213 | 0.96627 | 9 | 0.88759
84262 | 5.605 | 0.8 | 365 | 5.1025 | 0.27561 | 5 | 0.37806
84545 | 11.505 | 0.8 | 365 | 10.4735 | 0.092034 | 10 | 0.56549
84547 | 8.375 | 0.8 | 365 | 7.6241 | 0.35383 | 7 | 0.97792
84548 | 7.68 | 0.8 | 365 | 6.9914 | 0.079689 | 7 | 0.071094
84549 | 10.72 | 0.8 | 365 | 9.7588 | 0.6529 | 10 | 0.41174
83510 | 8.04 | 0.8 | 365 | 7.3191 | 0.73967 | 8 | 0.058801
84550 | 3.92 | 0.8 | 365 | 3.5685 | 0.18651 | 3 | 0.75504
84552 | 8.71 | 0.8 | 365 | 7.9291 | 0.96798 | 8 | 0.89703
84553 | 8.64 | 0.8 | 365 | 7.8653 | 0.83965 | 8 | 0.70498
84554 | 3.15 | 0.8 | 365 | 2.8676 | 0.77487 | 3 | 0.64244
84555 | 8.32 | 0.8 | 365 | 7.574 | 0.253 | 7 | 0.82702
84556 | 5.6 | 0.8 | 365 | 5.0979 | 0.26644 | 5 | 0.36434
84559 | 7.68 | 0.8 | 365 | 6.9914 | 0.079689 | 7 | 0.071094
84557 | 12.47 | 0.8 | 365 | 11.3519 | 0.86116 | 12 | 0.21309
84558 | 9.76 | 0.8 | 365 | 8.8849 | 0.89294 | 9 | 0.77785
84560 | 4.2 | 0.8 | 365 | 3.8234 | 0.69983 | 4 | 0.52325
84561 | 2.36 | 0.8 | 365 | 2.1484 | 0.32657 | 2 | 0.47497
84562 | 2.32 | 0.8 | 365 | 2.112 | 0.25324 | 2 | 0.36523
84563 | 14.08 | 0.8 | 365 | 12.8176 | 0.81276 | 13 | 0.63034
84564 | 5.015 | 0.8 | 365 | 4.5654 | 0.19396 | 4 | 0.75931
84565 | 3.54 | 0.8 | 365 | 3.2226 | 0.48986 | 3 | 0.71246
84566 | 9.735 | 0.8 | 365 | 8.8622 | 0.84711 | 9 | 0.70926
84567 | 6.96 | 0.8 | 365 | 6.336 | 0.75972 | 7 | 0.095679
84569 | 3.835 | 0.8 | 365 | 3.4912 | 0.030678 | 3 | 0.52183
84568 | 10.08 | 0.8 | 365 | 9.1762 | 0.47959 | 9 | 0.65581
84570 | 4.72 | 0.8 | 365 | 4.2968 | 0.65314 | 4 | 0.94994
84572 | 3.54 | 0.8 | 365 | 3.2226 | 0.48986 | 3 | 0.71246
84571 | 9.76 | 0.8 | 365 | 8.8849 | 0.89294 | 9 | 0.77785
84573 | 5.015 | 0.8 | 365 | 4.5654 | 0.19396 | 4 | 0.75931
84574 | 3.9 | 0.8 | 365 | 3.5503 | 0.14984 | 3 | 0.70016
84575 | 3.835 | 0.8 | 365 | 3.4912 | 0.030678 | 3 | 0.52183
84577 | 2.065 | 0.8 | 365 | 1.8799 | 0.78575 | 2 | 0.6656
84578 | 8.28 | 0.8 | 365 | 7.5376 | 0.17966 | 7 | 0.71727
84576 | 7.54 | 0.8 | 365 | 6.864 | 0.82303 | 7 | 0.68699
84579 | 6.6 | 0.8 | 365 | 6.0082 | 0.099732 | 6 | 0.10797
84581 | 8.68 | 0.8 | 365 | 7.9017 | 0.91298 | 8 | 0.81473
84580 | 9.92 | 0.8 | 365 | 9.0306 | 0.18626 | 9 | 0.21683
84582 | 5.015 | 0.8 | 365 | 4.5654 | 0.19396 | 4 | 0.75931
84583 | 7.08 | 0.8 | 365 | 6.4452 | 0.97971 | 7 | 0.42491
84584 | 7.245 | 0.8 | 365 | 6.5954 | 0.28221 | 6 | 0.87761
84585 | 2.36 | 0.8 | 365 | 2.1484 | 0.32657 | 2 | 0.47497
84586 | 6.195 | 0.8 | 365 | 5.6396 | 0.35725 | 5 | 0.9968
84587 | 8.28 | 0.8 | 365 | 7.5376 | 0.17966 | 7 | 0.71727
84588 | 3.54 | 0.8 | 365 | 3.2226 | 0.48986 | 3 | 0.71246
84591 | 5.31 | 0.8 | 365 | 4.8339 | 0.73478 | 5 | 0.56869
84589 | 11.52 | 0.8 | 365 | 10.4871 | 0.11953 | 10 | 0.60664
84592 | 9.145 | 0.8 | 365 | 8.3251 | 0.76546 | 9 | 0.090515
84594 | 4.5 | 0.8 | 365 | 4.0965 | 0.24982 | 4 | 0.34634
84596 | 13.8 | 0.8 | 365 | 12.5627 | 0.29944 | 12 | 0.86212
84598 | 8.19 | 0.8 | 365 | 7.4557 | 0.014668 | 7 | 0.47035
84600 | 5.18 | 0.8 | 365 | 4.7156 | 0.49646 | 5 | 0.21201
84603 | 3.54 | 0.8 | 365 | 3.2226 | 0.48986 | 3 | 0.71246
84605 | 4.72 | 0.8 | 365 | 4.2968 | 0.65314 | 4 | 0.94994
84606 | 4.425 | 0.8 | 365 | 4.0283 | 0.11232 | 4 | 0.14057
84607 | 10.03 | 0.8 | 365 | 9.1307 | 0.38793 | 9 | 0.51863
84608 | 3.245 | 0.8 | 365 | 2.9541 | 0.94904 | 3 | 0.90309
84609 | 3.835 | 0.8 | 365 | 3.4912 | 0.030678 | 3 | 0.52183
84604 | 7.92 | 0.8 | 365 | 7.2099 | 0.51968 | 7 | 0.72957
84611 | 6.3 | 0.8 | 365 | 5.7351 | 0.54974 | 6 | 0.28488
84612 | 5.89 | 0.8 | 365 | 5.3619 | 0.79809 | 6 | 0.15999
84614 | 12.765 | 0.8 | 365 | 11.6205 | 0.40198 | 12 | 0.022462
84613 | 10.85 | 0.8 | 365 | 9.8772 | 0.89123 | 10 | 0.76841
84616 | 7.92 | 0.8 | 365 | 7.2099 | 0.51968 | 7 | 0.72957
84618 | 12.775 | 0.8 | 365 | 11.6296 | 0.42032 | 12 | 0.049899
84619 | 2.44 | 0.8 | 365 | 2.2212 | 0.47323 | 2 | 0.69446
84620 | 13.5 | 0.8 | 365 | 12.2896 | 0.74945 | 13 | 0.039032
84622 | 5.61 | 0.8 | 365 | 5.107 | 0.28477 | 5 | 0.39178
84623 | 5.67 | 0.8 | 365 | 5.1616 | 0.39477 | 5 | 0.55639
84625 | 10.56 | 0.8 | 365 | 9.6132 | 0.35957 | 9 | 0.97275
84627 | 10.4 | 0.8 | 365 | 9.4675 | 0.066245 | 9 | 0.53377
84628 | 11.7 | 0.8 | 365 | 10.651 | 0.44953 | 11 | 0.10049
84213 | 10.73 | 0.8 | 365 | 9.7679 | 0.67123 | 10 | 0.43917
84280 | 10.15 | 0.8 | 365 | 9.2399 | 0.60792 | 9 | 0.84786
84629 | 15.34 | 0.8 | 365 | 13.9646 | 0.12271 | 14 | 0.087315
84630 | 13.325 | 0.8 | 365 | 12.1303 | 0.42863 | 12 | 0.5589
84631 | 8.84 | 0.8 | 365 | 8.0474 | 0.20631 | 8 | 0.25371
84632 | 9.9 | 0.8 | 365 | 9.0124 | 0.1496 | 9 | 0.16196
84633 | 11.22 | 0.8 | 365 | 10.214 | 0.56955 | 10 | 0.78355
84634 | 9.1 | 0.8 | 365 | 8.2841 | 0.68296 | 8 | 0.96705
84635 | 24.79 | 0.8 | 365 | 22.5673 | 0.44733 | 23 | 0.014637
84532 | 4.93 | 0.8 | 365 | 4.488 | 0.038134 | 4 | 0.52611
84636 | 9.855 | 0.8 | 365 | 8.9714 | 0.067101 | 9 | 0.038493
84534 | 17.1 | 0.8 | 365 | 15.5668 | 0.34931 | 15 | 0.91611
84535 | 6.96 | 0.8 | 365 | 6.336 | 0.75972 | 7 | 0.095679
84536 | 2.24 | 0.8 | 365 | 2.0392 | 0.10658 | 2 | 0.14574
84537 | 3.77 | 0.8 | 365 | 3.432 | 0.91151 | 4 | 0.34349
84538 | 13.92 | 0.8 | 365 | 12.6719 | 0.51944 | 13 | 0.19136
84539 | 8.4 | 0.8 | 365 | 7.6468 | 0.39966 | 8 | 0.046509
84540 | 10.44 | 0.8 | 365 | 9.5039 | 0.13958 | 9 | 0.64352
84541 | 6.09 | 0.8 | 365 | 5.544 | 0.16475 | 5 | 0.70872
84637 | 2.95 | 0.8 | 365 | 2.6855 | 0.40821 | 3 | 0.093714
84638 | 4.72 | 0.8 | 365 | 4.2968 | 0.65314 | 4 | 0.94994
84639 | 6.49 | 0.8 | 365 | 5.9081 | 0.89807 | 6 | 0.80617
84640 | 3.835 | 0.8 | 365 | 3.4912 | 0.030678 | 3 | 0.52183
84641 | 6.195 | 0.8 | 365 | 5.6396 | 0.35725 | 5 | 0.9968
62170 | 898.56 | 0.8 | 365 | 817.9944 | 0.32358 | 818 | 0.31797
84643 | 7.08 | 0.8 | 365 | 6.4452 | 0.97971 | 7 | 0.42491
84644 | 7.965 | 0.8 | 365 | 7.2509 | 0.60218 | 7 | 0.85303
84542 | 2.32 | 0.8 | 365 | 2.112 | 0.25324 | 2 | 0.36523
84645 | 5.31 | 0.8 | 365 | 4.8339 | 0.73478 | 5 | 0.56869
84646 | 5.015 | 0.8 | 365 | 4.5654 | 0.19396 | 4 | 0.75931
84647 | 6.49 | 0.8 | 365 | 5.9081 | 0.89807 | 6 | 0.80617
84599 | 4.2 | 0.8 | 365 | 3.8234 | 0.69983 | 4 | 0.52325
84648 | 6.49 | 0.8 | 365 | 5.9081 | 0.89807 | 6 | 0.80617
84649 | 6.49 | 0.8 | 365 | 5.9081 | 0.89807 | 6 | 0.80617
84650 | 5.31 | 0.8 | 365 | 4.8339 | 0.73478 | 5 | 0.56869
84651 | 5.9 | 0.8 | 365 | 5.371 | 0.81643 | 6 | 0.18743
84652 | 4.13 | 0.8 | 365 | 3.7597 | 0.5715 | 4 | 0.3312
84653 | 8.555 | 0.8 | 365 | 7.788 | 0.68382 | 8 | 0.47177
84654 | 3.835 | 0.8 | 365 | 3.4912 | 0.030678 | 3 | 0.52183
84655 | 10.03 | 0.8 | 365 | 9.1307 | 0.38793 | 9 | 0.51863
84601 | 7.625 | 0.8 | 365 | 6.9413 | 0.97886 | 7 | 0.92019
81079 | 14.95 | 0.8 | 365 | 13.6096 | 0.40773 | 14 | 0.017298
84657 | 11.2 | 0.8 | 365 | 10.1958 | 0.53288 | 10 | 0.72868
84658 | 8.99 | 0.8 | 365 | 8.1839 | 0.4813 | 8 | 0.66525
84602 | 7.7 | 0.8 | 365 | 7.0096 | 0.11635 | 7 | 0.12597
84659 | 10.03 | 0.8 | 365 | 9.1307 | 0.38793 | 9 | 0.51863
84479 | 11.4 | 0.8 | 365 | 10.3779 | 0.89954 | 11 | 0.2774
84660 | 11.115 | 0.8 | 365 | 10.1184 | 0.37705 | 10 | 0.49547
84661 | 6.38 | 0.8 | 365 | 5.808 | 0.69641 | 6 | 0.50437
84662 | 6.67 | 0.8 | 365 | 6.072 | 0.22806 | 6 | 0.30003
84593 | 8.71 | 0.8 | 365 | 7.9291 | 0.96798 | 8 | 0.89703
84663 | 11.6 | 0.8 | 365 | 10.5599 | 0.2662 | 10 | 0.82613
84543 | 6.54 | 0.8 | 365 | 5.9536 | 0.98973 | 6 | 0.94335
84669 | 14.5 | 0.8 | 365 | 13.1999 | 0.58275 | 13 | 0.78266
84670 | 14.7 | 0.8 | 365 | 13.382 | 0.9494 | 14 | 0.33139
84671 | 10.44 | 0.8 | 365 | 9.5039 | 0.13958 | 9 | 0.64352
84664 | 11.31 | 0.8 | 365 | 10.2959 | 0.73454 | 11 | 0.030478
84672 | 5.04 | 0.8 | 365 | 4.5881 | 0.2398 | 4 | 0.82791
84667 | 10.83 | 0.8 | 365 | 9.859 | 0.85456 | 10 | 0.71353
84673 | 4.27 | 0.8 | 365 | 3.8871 | 0.82816 | 4 | 0.71531
84675 | 6.84 | 0.8 | 365 | 6.2267 | 0.53972 | 6 | 0.76644
84676 | 4.2 | 0.8 | 365 | 3.8234 | 0.69983 | 4 | 0.52325
80641 | 184 | 0.6 | 365 | 125.6268 | 0.99441 | 126 | 0.62122
84677 | 2.32 | 0.8 | 365 | 2.112 | 0.25324 | 2 | 0.36523
84678 | 9.44 | 0.8 | 365 | 8.5936 | 0.30628 | 8 | 0.89989
84680 | 6.365 | 0.8 | 365 | 5.7943 | 0.66891 | 6 | 0.46322
84681 | 5.2 | 0.8 | 365 | 4.7338 | 0.53312 | 5 | 0.26689
84682 | 13.2 | 0.8 | 365 | 12.0165 | 0.19946 | 12 | 0.21594
84683 | 1.8 | 0.8 | 365 | 1.6386 | 0.29993 | 1 | 0.93854
84684 | 9.57 | 0.8 | 365 | 8.7119 | 0.54461 | 9 | 0.25656
84686 | 12.25 | 0.8 | 365 | 11.1517 | 0.45784 | 11 | 0.60949
84687 | 10.85 | 0.8 | 365 | 9.8772 | 0.89123 | 10 | 0.76841
84688 | 9.28 | 0.8 | 365 | 8.4479 | 0.012957 | 8 | 0.4609
84689 | 9.6 | 0.8 | 365 | 8.7393 | 0.59961 | 9 | 0.33887
84690 | 6.27 | 0.8 | 365 | 5.7078 | 0.49475 | 6 | 0.20257
84692 | 6.84 | 0.8 | 365 | 6.2267 | 0.53972 | 6 | 0.76644
84694 | 3.705 | 0.8 | 365 | 3.3728 | 0.79235 | 4 | 0.16516
84696 | 6.96 | 0.8 | 365 | 6.336 | 0.75972 | 7 | 0.095679
84695 | 4.9 | 0.8 | 365 | 4.4607 | 0.98313 | 5 | 0.4438
84697 | 10.56 | 0.8 | 365 | 9.6132 | 0.35957 | 9 | 0.97275
84698 | 6.65 | 0.8 | 365 | 6.0538 | 0.1914 | 6 | 0.24515
83890 | 7.98 | 0.8 | 365 | 7.2645 | 0.62968 | 7 | 0.89418
83892 | 8.05 | 0.8 | 365 | 7.3282 | 0.75801 | 8 | 0.086238
83519 | 11.22 | 0.8 | 365 | 10.214 | 0.56955 | 10 | 0.78355
84077 | 4.845 | 0.8 | 365 | 4.4106 | 0.8823 | 5 | 0.2929
84700 | 8.12 | 0.8 | 365 | 7.392 | 0.88634 | 8 | 0.27829
84701 | 5.7 | 0.8 | 365 | 5.1889 | 0.44977 | 5 | 0.6387
84702 | 7.54 | 0.8 | 365 | 6.864 | 0.82303 | 7 | 0.68699
84703 | 13.275 | 0.8 | 365 | 12.0848 | 0.33696 | 12 | 0.42171
84704 | 7.965 | 0.8 | 365 | 7.2509 | 0.60218 | 7 | 0.85303
84705 | 8.26 | 0.8 | 365 | 7.5194 | 0.143 | 7 | 0.6624
84706 | 14.7 | 0.8 | 365 | 13.382 | 0.9494 | 14 | 0.33139
84708 | 11.55 | 0.8 | 365 | 10.5144 | 0.17453 | 10 | 0.68895
84710 | 8.05 | 0.8 | 365 | 7.3282 | 0.75801 | 8 | 0.086238
84711 | 6.65 | 0.8 | 365 | 6.0538 | 0.1914 | 6 | 0.24515
84712 | 5.605 | 0.8 | 365 | 5.1025 | 0.27561 | 5 | 0.37806
84713 | 5.9 | 0.8 | 365 | 5.371 | 0.81643 | 6 | 0.18743
84714 | 5.9 | 0.8 | 365 | 5.371 | 0.81643 | 6 | 0.18743
84715 | 8.25 | 0.8 | 365 | 7.5103 | 0.12467 | 7 | 0.63496
84718 | 15.12 | 0.8 | 365 | 13.7643 | 0.71939 | 14 | 0.48372
84720 | 11.4 | 0.8 | 365 | 10.3779 | 0.89954 | 11 | 0.2774
84722 | 19.825 | 0.8 | 365 | 18.0475 | 0.34503 | 18 | 0.3925
84723 | 9.38 | 0.8 | 365 | 8.539 | 0.19629 | 8 | 0.73527
84716 | 13.32 | 0.8 | 365 | 12.1257 | 0.41946 | 12 | 0.54518
84666 | 6.96 | 0.8 | 365 | 6.336 | 0.75972 | 7 | 0.095679
84668 | 16.24 | 0.8 | 365 | 14.7839 | 0.77268 | 15 | 0.55658
84665 | 3.19 | 0.8 | 365 | 2.904 | 0.8482 | 3 | 0.75219
84736 | 6.825 | 0.8 | 365 | 6.2131 | 0.51222 | 6 | 0.72529
84738 | 7.83 | 0.8 | 365 | 7.128 | 0.35468 | 7 | 0.48264
84740 | 10.44 | 0.8 | 365 | 9.5039 | 0.13958 | 9 | 0.64352
84742 | 8.64 | 0.8 | 365 | 7.8653 | 0.83965 | 8 | 0.70498
84744 | 5.04 | 0.8 | 365 | 4.5881 | 0.2398 | 4 | 0.82791
84746 | 9.1 | 0.8 | 365 | 8.2841 | 0.68296 | 8 | 0.96705
84747 | 4 | 0.8 | 365 | 3.6414 | 0.33317 | 3 | 0.97453
84748 | 10.85 | 0.8 | 365 | 9.8772 | 0.89123 | 10 | 0.76841
84749 | 7.15 | 0.8 | 365 | 6.5089 | 0.10804 | 6 | 0.61697
84750 | 13.2 | 0.8 | 365 | 12.0165 | 0.19946 | 12 | 0.21594
84752 | 9.75 | 0.8 | 365 | 8.8758 | 0.8746 | 9 | 0.75041
84717 | 8.41 | 0.8 | 365 | 7.656 | 0.41799 | 8 | 0.073945
84754 | 8.37 | 0.8 | 365 | 7.6195 | 0.34466 | 7 | 0.9642
84756 | 11.6 | 0.8 | 365 | 10.5599 | 0.2662 | 10 | 0.82613
84551 | 8.64 | 0.8 | 365 | 7.8653 | 0.83965 | 8 | 0.70498
84759 | 8.76 | 0.8 | 365 | 7.9746 | 0.059645 | 8 | 0.034216
84761 | 3.96 | 0.8 | 365 | 3.6049 | 0.25984 | 3 | 0.86478
84728 | 20.4 | 0.8 | 365 | 18.5709 | 0.39917 | 18 | 0.97009
80704 | 496.8 | 0.6 | 365 | 339.1924 | 0.084897 | 339 | 0.27728
83766 | 13.734 | 0.8 | 365 | 12.5026 | 0.17844 | 12 | 0.68104
82952 | 12.96 | 0.8 | 365 | 11.798 | 0.75947 | 12 | 0.55747
83770 | 15.37 | 0.8 | 365 | 13.9919 | 0.17771 | 14 | 0.16962
83060 | 10.65 | 0.8 | 365 | 9.6951 | 0.52457 | 10 | 0.21968
84485 | 6.27 | 0.8 | 365 | 5.7078 | 0.49475 | 6 | 0.20257
84486 | 9.405 | 0.8 | 365 | 8.5617 | 0.24212 | 8 | 0.80386
84416 | 9.66 | 0.8 | 365 | 8.7939 | 0.70961 | 9 | 0.50349
84617 | 9 | 0.8 | 365 | 8.1931 | 0.49964 | 8 | 0.69269
84621 | 3 | 0.8 | 365 | 2.731 | 0.49988 | 3 | 0.2309
84626 | 8.1 | 0.8 | 365 | 7.3737 | 0.84967 | 8 | 0.22342
84757 | 7.56 | 0.8 | 365 | 6.8822 | 0.85969 | 7 | 0.74186
84739 | 9.57 | 0.8 | 365 | 8.7119 | 0.54461 | 9 | 0.25656
84763 | 12.87 | 0.8 | 365 | 11.7161 | 0.59448 | 12 | 0.31054
84764 | 9.9 | 0.8 | 365 | 9.0124 | 0.1496 | 9 | 0.16196
84737 | 13.92 | 0.8 | 365 | 12.6719 | 0.51944 | 13 | 0.19136
82689 | 19.365 | 0.8 | 365 | 17.6287 | 0.50172 | 18 | 0.13043
84769 | 12.685 | 0.8 | 365 | 11.5477 | 0.25532 | 11 | 0.80297
84444 | 12.18 | 0.8 | 365 | 11.0879 | 0.32951 | 11 | 0.41744
84533 | 11.02 | 0.8 | 365 | 10.0319 | 0.20289 | 10 | 0.23482
84393 | 3.42 | 0.8 | 365 | 3.1134 | 0.26986 | 3 | 0.38322
84771 | 6.555 | 0.8 | 365 | 5.9673 | 0.017234 | 5 | 0.98451
84772 | 3.63 | 0.8 | 365 | 3.3045 | 0.65485 | 3 | 0.95938
84773 | 5.94 | 0.8 | 365 | 5.4074 | 0.88976 | 6 | 0.29717
84775 | 10.89 | 0.8 | 365 | 9.9136 | 0.96456 | 10 | 0.87815
84777 | 6 | 0.8 | 365 | 5.462 | 0.99976 | 6 | 0.46179
84776 | 2.64 | 0.8 | 365 | 2.4033 | 0.83989 | 3 | 0.24319
84778 | 11.375 | 0.8 | 365 | 10.3551 | 0.85371 | 11 | 0.20881
84780 | 8.91 | 0.8 | 365 | 8.1111 | 0.33464 | 8 | 0.44576
84782 | 5.2 | 0.8 | 365 | 4.7338 | 0.53312 | 5 | 0.26689
84785 | 4.35 | 0.8 | 365 | 3.96 | 0.97482 | 4 | 0.9348
84791 | 5.13 | 0.8 | 365 | 4.67 | 0.40479 | 5 | 0.074832
84792 | 5.76 | 0.8 | 365 | 5.2436 | 0.55977 | 5 | 0.80332
84793 | 3.705 | 0.8 | 365 | 3.3728 | 0.79235 | 4 | 0.16516
84794 | 4.845 | 0.8 | 365 | 4.4106 | 0.8823 | 5 | 0.2929
84789 | 9.45 | 0.8 | 365 | 8.6027 | 0.32462 | 8 | 0.92732
84795 | 7.125 | 0.8 | 365 | 6.4862 | 0.062211 | 6 | 0.54838
84797 | 4.275 | 0.8 | 365 | 3.8917 | 0.83733 | 4 | 0.72903
84799 | 6.6 | 0.8 | 365 | 6.0082 | 0.099732 | 6 | 0.10797
84800 | 11.88 | 0.8 | 365 | 10.8148 | 0.77952 | 11 | 0.59435
84798 | 24.6 | 0.8 | 365 | 22.3943 | 0.099003 | 22 | 0.49335
84802 | 6.49 | 0.8 | 365 | 5.9081 | 0.89807 | 6 | 0.80617
84801 | 17.4 | 0.8 | 365 | 15.8399 | 0.89929 | 16 | 0.7392
84803 | 6.96 | 0.8 | 365 | 6.336 | 0.75972 | 7 | 0.095679
84804 | 11.505 | 0.8 | 365 | 10.4735 | 0.092034 | 10 | 0.56549
84805 | 6.785 | 0.8 | 365 | 6.1767 | 0.43889 | 6 | 0.61554
84808 | 5.31 | 0.8 | 365 | 4.8339 | 0.73478 | 5 | 0.56869
84809 | 3.245 | 0.8 | 365 | 2.9541 | 0.94904 | 3 | 0.90309
84810 | 3.54 | 0.8 | 365 | 3.2226 | 0.48986 | 3 | 0.71246
84811 | 7.67 | 0.8 | 365 | 6.9823 | 0.061356 | 7 | 0.043657
84813 | 3.835 | 0.8 | 365 | 3.4912 | 0.030678 | 3 | 0.52183
84814 | 11.21 | 0.8 | 365 | 10.2049 | 0.55121 | 10 | 0.75611
84806 | 7.92 | 0.8 | 365 | 7.2099 | 0.51968 | 7 | 0.72957
84816 | 3.54 | 0.8 | 365 | 3.2226 | 0.48986 | 3 | 0.71246
84817 | 6.49 | 0.8 | 365 | 5.9081 | 0.89807 | 6 | 0.80617
84818 | 2.95 | 0.8 | 365 | 2.6855 | 0.40821 | 3 | 0.093714
84819 | 2.655 | 0.8 | 365 | 2.417 | 0.86739 | 3 | 0.28434
84820 | 7.67 | 0.8 | 365 | 6.9823 | 0.061356 | 7 | 0.043657
84821 | 6.785 | 0.8 | 365 | 6.1767 | 0.43889 | 6 | 0.61554
83923 | 10.915 | 0.8 | 365 | 9.9364 | 0.010391 | 9 | 0.94674
84822 | 5.9 | 0.8 | 365 | 5.371 | 0.81643 | 6 | 0.18743
84827 | 19.8 | 0.8 | 365 | 18.0247 | 0.2992 | 18 | 0.32391
84828 | 11.1 | 0.8 | 365 | 10.1048 | 0.34955 | 10 | 0.45432
84830 | 7.5 | 0.8 | 365 | 6.8275 | 0.7497 | 7 | 0.57724
84831 | 24.9 | 0.8 | 365 | 22.6674 | 0.64899 | 23 | 0.31644
84833 | 15.9 | 0.8 | 365 | 14.4744 | 0.14936 | 14 | 0.62375
84835 | 24 | 0.8 | 365 | 21.8481 | 0.99903 | 22 | 0.84717
82596 | 8.41 | 0.8 | 365 | 7.656 | 0.41799 | 8 | 0.073945
83399 | 10.08 | 0.8 | 365 | 9.1762 | 0.47959 | 9 | 0.65581
84726 | 6.3 | 0.8 | 365 | 5.7351 | 0.54974 | 6 | 0.28488
84837 | 9.045 | 0.8 | 365 | 8.234 | 0.58213 | 8 | 0.81615
84838 | 5.36 | 0.8 | 365 | 4.8794 | 0.82645 | 5 | 0.70587
84839 | 8.91 | 0.8 | 365 | 8.1111 | 0.33464 | 8 | 0.44576
84840 | 2.4 | 0.8 | 365 | 2.1848 | 0.3999 | 2 | 0.58472
84841 | 13.5 | 0.8 | 365 | 12.2896 | 0.74945 | 13 | 0.039032
84842 | 6.75 | 0.8 | 365 | 6.1448 | 0.37473 | 6 | 0.51952
84843 | 12.095 | 0.8 | 365 | 11.0106 | 0.17368 | 11 | 0.18423
84844 | 9.9 | 0.8 | 365 | 9.0124 | 0.1496 | 9 | 0.16196
84846 | 9.1 | 0.8 | 365 | 8.2841 | 0.68296 | 8 | 0.96705
84847 | 5.13 | 0.8 | 365 | 4.67 | 0.40479 | 5 | 0.074832
84766 | 11.9 | 0.8 | 365 | 10.833 | 0.81618 | 11 | 0.64922
84751 | 9.28 | 0.8 | 365 | 8.4479 | 0.012957 | 8 | 0.4609
84743 | 6.12 | 0.8 | 365 | 5.5713 | 0.21975 | 5 | 0.79103
84745 | 8.04 | 0.8 | 365 | 7.3191 | 0.73967 | 8 | 0.058801
84732 | 3.84 | 0.8 | 365 | 3.4957 | 0.039844 | 3 | 0.53555
84730 | 13.32 | 0.8 | 365 | 12.1257 | 0.41946 | 12 | 0.54518
84851 | 11.6 | 0.8 | 365 | 10.5599 | 0.2662 | 10 | 0.82613
84853 | 11.05 | 0.8 | 365 | 10.0592 | 0.25789 | 10 | 0.31713
84848 | 23.4 | 0.8 | 365 | 21.3019 | 0.89905 | 22 | 0.20099
84824 | 6.84 | 0.8 | 365 | 6.2267 | 0.53972 | 6 | 0.76644
84854 | 6.4 | 0.8 | 365 | 5.8262 | 0.73307 | 6 | 0.55924
84825 | 4.06 | 0.8 | 365 | 3.696 | 0.44317 | 4 | 0.13915
84856 | 2.64 | 0.8 | 365 | 2.4033 | 0.83989 | 3 | 0.24319
84857 | 10.95 | 0.8 | 365 | 9.9682 | 0.074556 | 10 | 0.04277
84859 | 11.88 | 0.8 | 365 | 10.8148 | 0.77952 | 11 | 0.59435
84860 | 10.137 | 0.8 | 365 | 9.2281 | 0.58409 | 9 | 0.8122
84861 | 2.9 | 0.8 | 365 | 2.64 | 0.31655 | 2 | 0.95653
84864 | 10.5 | 0.8 | 365 | 9.5586 | 0.24957 | 9 | 0.80814
84855 | 15 | 0.8 | 365 | 13.6551 | 0.49939 | 14 | 0.15448
84865 | 9.1 | 0.8 | 365 | 8.2841 | 0.68296 | 8 | 0.96705
84866 | 11.52 | 0.8 | 365 | 10.4871 | 0.11953 | 10 | 0.60664
84867 | 6 | 0.8 | 365 | 5.462 | 0.99976 | 6 | 0.46179
84869 | 7.8 | 0.8 | 365 | 7.1006 | 0.29968 | 7 | 0.40033
84870 | 9.045 | 0.8 | 365 | 8.234 | 0.58213 | 8 | 0.81615
84871 | 4.14 | 0.8 | 365 | 3.7688 | 0.58983 | 4 | 0.35864
84872 | 6.6 | 0.8 | 365 | 6.0082 | 0.099732 | 6 | 0.10797
84873 | 6.6 | 0.8 | 365 | 6.0082 | 0.099732 | 6 | 0.10797
84874 | 13.86 | 0.8 | 365 | 12.6173 | 0.40944 | 13 | 0.02674
84807 | 5.015 | 0.8 | 365 | 4.5654 | 0.19396 | 4 | 0.75931
84875 | 13.2 | 0.8 | 365 | 12.0165 | 0.19946 | 12 | 0.21594
84876 | 3.924 | 0.8 | 365 | 3.5722 | 0.19384 | 3 | 0.76601
84880 | 8.4 | 0.8 | 365 | 7.6468 | 0.39966 | 8 | 0.046509
84882 | 14.76 | 0.8 | 365 | 13.4366 | 0.059402 | 13 | 0.49601
84883 | 10.5 | 0.8 | 365 | 9.5586 | 0.24957 | 9 | 0.80814
84886 | 5.6 | 0.8 | 365 | 5.0979 | 0.26644 | 5 | 0.36434
84888 | 13.34 | 0.8 | 365 | 12.1439 | 0.45613 | 12 | 0.60005
84889 | 7.2 | 0.8 | 365 | 6.5544 | 0.19971 | 6 | 0.75415
84890 | 6.84 | 0.8 | 365 | 6.2267 | 0.53972 | 6 | 0.76644
84892 | 6.08 | 0.8 | 365 | 5.5349 | 0.14642 | 5 | 0.68128
84413 | 7.8 | 0.8 | 365 | 7.1006 | 0.29968 | 7 | 0.40033
84895 | 6.3 | 0.8 | 365 | 5.7351 | 0.54974 | 6 | 0.28488
49927 | 42.47 | 0.9 | 365 | 43.4949 | 0.59244 | 44 | 0.087307
84893 | 13.8 | 0.8 | 365 | 12.5627 | 0.29944 | 12 | 0.86212
84852 | 9.57 | 0.8 | 365 | 8.7119 | 0.54461 | 9 | 0.25656
84868 | 9.3 | 0.8 | 365 | 8.4662 | 0.049623 | 8 | 0.51578
84896 | 8.64 | 0.8 | 365 | 7.8653 | 0.83965 | 8 | 0.70498
84725 | 12.48 | 0.8 | 365 | 11.361 | 0.87949 | 12 | 0.24053
84897 | 8.91 | 0.8 | 365 | 8.1111 | 0.33464 | 8 | 0.44576
84836 | 5.795 | 0.8 | 365 | 5.2754 | 0.62393 | 5 | 0.89935
84898 | 4.69 | 0.8 | 365 | 4.2695 | 0.59814 | 4 | 0.86763
84901 | 24.42 | 0.8 | 365 | 22.2305 | 0.76901 | 22 | 0.99949
84272 | 7.625 | 0.8 | 365 | 6.9413 | 0.97886 | 7 | 0.92019
84656 | 7.2 | 0.8 | 365 | 6.5544 | 0.19971 | 6 | 0.75415
84172 | 7.5 | 0.8 | 365 | 6.8275 | 0.7497 | 7 | 0.57724
83937 | 9.455 | 0.8 | 365 | 8.6073 | 0.33378 | 8 | 0.94104
84104 | 3.25 | 0.8 | 365 | 2.9586 | 0.9582 | 3 | 0.9168
84270 | 13.325 | 0.8 | 365 | 12.1303 | 0.42863 | 12 | 0.5589
84903 | 15.12 | 0.8 | 365 | 13.7643 | 0.71939 | 14 | 0.48372
84904 | 7.83 | 0.8 | 365 | 7.128 | 0.35468 | 7 | 0.48264
84907 | 10.68 | 0.8 | 365 | 9.7224 | 0.57957 | 10 | 0.30199
84908 | 8.7 | 0.8 | 365 | 7.92 | 0.94965 | 8 | 0.8696
84863 | 11.89 | 0.8 | 365 | 10.8239 | 0.79785 | 11 | 0.62178
84913 | 4.06 | 0.8 | 365 | 3.696 | 0.44317 | 4 | 0.13915
84877 | 4.76 | 0.8 | 365 | 4.3332 | 0.72647 | 5 | 0.059688
84915 | 3.77 | 0.8 | 365 | 3.432 | 0.91151 | 4 | 0.34349
84879 | 2.655 | 0.8 | 365 | 2.417 | 0.86739 | 3 | 0.28434
84917 | 2.9 | 0.8 | 365 | 2.64 | 0.31655 | 2 | 0.95653
84910 | 5.605 | 0.8 | 365 | 5.1025 | 0.27561 | 5 | 0.37806
84919 | 2.95 | 0.8 | 365 | 2.6855 | 0.40821 | 3 | 0.093714
84912 | 2.655 | 0.8 | 365 | 2.417 | 0.86739 | 3 | 0.28434
84921 | 3.54 | 0.8 | 365 | 3.2226 | 0.48986 | 3 | 0.71246
84914 | 3.19 | 0.8 | 365 | 2.904 | 0.8482 | 3 | 0.75219
84916 | 2.32 | 0.8 | 365 | 2.112 | 0.25324 | 2 | 0.36523
84918 | 2.36 | 0.8 | 365 | 2.1484 | 0.32657 | 2 | 0.47497
84920 | 2.655 | 0.8 | 365 | 2.417 | 0.86739 | 3 | 0.28434
84927 | 9.57 | 0.8 | 365 | 8.7119 | 0.54461 | 9 | 0.25656
84926 | 24.9 | 0.8 | 365 | 22.6674 | 0.64899 | 23 | 0.31644
83536 | 6.16 | 0.8 | 365 | 5.6077 | 0.29308 | 5 | 0.90077
84008 | 14.715 | 0.8 | 365 | 13.3956 | 0.9769 | 14 | 0.37254
84465 | 2.64 | 0.8 | 365 | 2.4033 | 0.83989 | 3 | 0.24319
81929 | 179.34 | 0.6 | 365 | 122.4452 | 0.58705 | 123 | 0.032222
84527 | 11.22 | 0.8 | 365 | 10.214 | 0.56955 | 10 | 0.78355
84615 | 11 | 0.8 | 365 | 10.0137 | 0.16622 | 10 | 0.17995
84369 | 178.35 | 0.6 | 365 | 121.7692 | 0.22583 | 121 | 0.99508
84597 | 9.735 | 0.8 | 365 | 8.8622 | 0.84711 | 9 | 0.70926
84329 | 8.1 | 0.8 | 365 | 7.3737 | 0.84967 | 8 | 0.22342
84398 | 12.41 | 0.8 | 365 | 11.2973 | 0.75116 | 12 | 0.048473
84595 | 7.98 | 0.8 | 365 | 7.2645 | 0.62968 | 7 | 0.89418
84834 | 12 | 0.8 | 365 | 10.9241 | 0.99951 | 11 | 0.92358
84774 | 4.56 | 0.8 | 365 | 4.1511 | 0.35982 | 4 | 0.51096
84760 | 8.375 | 0.8 | 365 | 7.6241 | 0.35383 | 7 | 0.97792
84762 | 9.125 | 0.8 | 365 | 8.3068 | 0.7288 | 9 | 0.035642
81928 | 603.5 | 0.7 | 365 | 480.716 | 0.093179 | 480 | 0.80917
51480 | 4005.4 | 0.8 | 365 | 3646.2726 | 0.070981 | 3646 | 0.34361
84685 | 3.72 | 0.8 | 365 | 3.3865 | 0.81985 | 4 | 0.20631
84826 | 11.05 | 0.8 | 365 | 10.0592 | 0.25789 | 10 | 0.31713
84674 | 7.4 | 0.8 | 365 | 6.7365 | 0.56637 | 7 | 0.30288
84862 | 11.02 | 0.8 | 365 | 10.0319 | 0.20289 | 10 | 0.23482
84349 | 9.69 | 0.8 | 365 | 8.8212 | 0.76461 | 9 | 0.58579
84377 | 11.97 | 0.8 | 365 | 10.8968 | 0.94451 | 11 | 0.84128
84389 | 11.97 | 0.8 | 365 | 10.8968 | 0.94451 | 11 | 0.84128
83753 | 197.8 | 0.6 | 365 | 135.0488 | 0.96899 | 136 | 0.017807
84929 | 6.195 | 0.8 | 365 | 5.6396 | 0.35725 | 5 | 0.9968
84930 | 7.705 | 0.8 | 365 | 7.0142 | 0.12552 | 7 | 0.13968
84939 | 8.04 | 0.8 | 365 | 7.3191 | 0.73967 | 8 | 0.058801
84691 | 9.28 | 0.8 | 365 | 8.4479 | 0.012957 | 8 | 0.4609
84850 | 12.18 | 0.8 | 365 | 11.0879 | 0.32951 | 11 | 0.41744
84314 | 14.388 | 0.8 | 365 | 13.098 | 0.37742 | 13 | 0.47538
79580 | 354.9 | 0.55 | 365 | 222.1171 | 0.31199 | 222 | 0.42906
84899 | 66.5 | 0.55 | 365 | 41.6196 | 0.81586 | 42 | 0.43543
84709 | 8.75 | 0.8 | 365 | 7.9655 | 0.041312 | 8 | 0.00678
85112 | 7.8 | 0.8 | 365 | 7.1006 | 0.29968 | 7 | 0.40033
85111 | 8.775 | 0.8 | 365 | 7.9882 | 0.087144 | 8 | 0.075371
85109 | 11.8 | 0.8 | 365 | 10.742 | 0.63286 | 11 | 0.37486
85108 | 8.4 | 0.8 | 365 | 7.6468 | 0.39966 | 8 | 0.046509
85107 | 8.85 | 0.8 | 365 | 8.0565 | 0.22464 | 8 | 0.28114
85105 | 8.775 | 0.8 | 365 | 7.9882 | 0.087144 | 8 | 0.075371
85104 | 6.03 | 0.8 | 365 | 5.4893 | 0.054756 | 5 | 0.5441
85103 | 10.72 | 0.8 | 365 | 9.7588 | 0.6529 | 10 | 0.41174
85100 | 10.08 | 0.8 | 365 | 9.1762 | 0.47959 | 9 | 0.65581
85099 | 4.55 | 0.8 | 365 | 4.142 | 0.34148 | 4 | 0.48353
85040 | 13.275 | 0.8 | 365 | 12.0848 | 0.33696 | 12 | 0.42171
84998 | 6.67 | 0.8 | 365 | 6.072 | 0.22806 | 6 | 0.30003
85102 | 5.85 | 0.8 | 365 | 5.3255 | 0.72476 | 6 | 0.050247
82595 | 5.2 | 0.8 | 365 | 4.7338 | 0.53312 | 5 | 0.26689
81612 | 47.64 | 0.6 | 365 | 32.5264 | 0.50355 | 33 | 0.029971
84997 | 5.51 | 0.8 | 365 | 5.016 | 0.10144 | 5 | 0.11741
85098 | 7.8 | 0.8 | 365 | 7.1006 | 0.29968 | 7 | 0.40033
84902 | 15.36 | 0.8 | 365 | 13.9828 | 0.15938 | 14 | 0.14219
84928 | 3.99 | 0.8 | 365 | 3.6323 | 0.31484 | 3 | 0.94709
84931 | 10.83 | 0.8 | 365 | 9.859 | 0.85456 | 10 | 0.71353
84933 | 6.09 | 0.8 | 365 | 5.544 | 0.16475 | 5 | 0.70872
84934 | 8.12 | 0.8 | 365 | 7.392 | 0.88634 | 8 | 0.27829
84936 | 11.88 | 0.8 | 365 | 10.8148 | 0.77952 | 11 | 0.59435
84937 | 6.67 | 0.8 | 365 | 6.072 | 0.22806 | 6 | 0.30003
84940 | 12.48 | 0.8 | 365 | 11.361 | 0.87949 | 12 | 0.24053
84941 | 8.48 | 0.8 | 365 | 7.7197 | 0.54632 | 8 | 0.266
84942 | 9.57 | 0.8 | 365 | 8.7119 | 0.54461 | 9 | 0.25656
84943 | 12.76 | 0.8 | 365 | 11.6159 | 0.39282 | 12 | 0.0087443
84944 | 7.521 | 0.8 | 365 | 6.8467 | 0.7882 | 7 | 0.63486
84947 | 12.25 | 0.8 | 365 | 11.1517 | 0.45784 | 11 | 0.60949
84949 | 9.86 | 0.8 | 365 | 8.9759 | 0.076267 | 9 | 0.052212
84951 | 6.38 | 0.8 | 365 | 5.808 | 0.69641 | 6 | 0.50437
84953 | 11.89 | 0.8 | 365 | 10.8239 | 0.79785 | 11 | 0.62178
84954 | 7.26 | 0.8 | 365 | 6.6091 | 0.30971 | 6 | 0.91877
84956 | 6.48 | 0.8 | 365 | 5.899 | 0.87974 | 6 | 0.77874
84958 | 9.3 | 0.8 | 365 | 8.4662 | 0.049623 | 8 | 0.51578
84959 | 4.62 | 0.8 | 365 | 4.2058 | 0.46981 | 4 | 0.67558
84961 | 6.6 | 0.8 | 365 | 6.0082 | 0.099732 | 6 | 0.10797
84741 | 11.8 | 0.8 | 365 | 10.742 | 0.63286 | 11 | 0.37486
84957 | 12.6 | 0.8 | 365 | 11.4703 | 0.099489 | 11 | 0.56976
80517 | 11.2 | 0.8 | 365 | 10.1958 | 0.53288 | 10 | 0.72868
84900 | 7.125 | 0.8 | 365 | 6.4862 | 0.062211 | 6 | 0.54838
85106 | 7.67 | 0.8 | 365 | 6.9823 | 0.061356 | 7 | 0.043657
83929 | 3.3 | 0.8 | 365 | 3.0041 | 0.049866 | 3 | 0.053986
83969 | 6.5 | 0.8 | 365 | 5.9172 | 0.9164 | 6 | 0.83361
84985 | 6.49 | 0.8 | 365 | 5.9081 | 0.89807 | 6 | 0.80617
84642 | 7.54 | 0.8 | 365 | 6.864 | 0.82303 | 7 | 0.68699
85211 | 9.6 | 0.8 | 365 | 8.7393 | 0.59961 | 9 | 0.33887
85210 | 9 | 0.8 | 365 | 8.1931 | 0.49964 | 8 | 0.69269
85208 | 13.44 | 0.8 | 365 | 12.235 | 0.63946 | 12 | 0.87441
85207 | 10.56 | 0.8 | 365 | 9.6132 | 0.35957 | 9 | 0.97275
85202 | 7.7 | 0.8 | 365 | 7.0096 | 0.11635 | 7 | 0.12597
85203 | 9.44 | 0.8 | 365 | 8.5936 | 0.30628 | 8 | 0.89989
85200 | 6.41 | 0.8 | 365 | 5.8353 | 0.75141 | 6 | 0.58668
85120 | 4.251 | 0.8 | 365 | 3.8699 | 0.79333 | 4 | 0.66318
85132 | 4.32 | 0.8 | 365 | 3.9327 | 0.91982 | 4 | 0.85249
85197 | 5.76 | 0.8 | 365 | 5.2436 | 0.55977 | 5 | 0.80332
85133 | 7.2 | 0.8 | 365 | 6.5544 | 0.19971 | 6 | 0.75415
85052 | 13.44 | 0.8 | 365 | 12.235 | 0.63946 | 12 | 0.87441
85194 | 10.23 | 0.8 | 365 | 9.3128 | 0.75459 | 10 | 0.067355
84963 | 7.25 | 0.8 | 365 | 6.6 | 0.29137 | 6 | 0.89133
84965 | 10.5 | 0.8 | 365 | 9.5586 | 0.24957 | 9 | 0.80814
84966 | 11.52 | 0.8 | 365 | 10.4871 | 0.11953 | 10 | 0.60664
84832 | 6.825 | 0.8 | 365 | 6.2131 | 0.51222 | 6 | 0.72529
84968 | 11.505 | 0.8 | 365 | 10.4735 | 0.092034 | 10 | 0.56549
84967 | 13.2 | 0.8 | 365 | 12.0165 | 0.19946 | 12 | 0.21594
84970 | 4.64 | 0.8 | 365 | 4.224 | 0.50648 | 4 | 0.73045
84969 | 24.9 | 0.8 | 365 | 22.6674 | 0.64899 | 23 | 0.31644
84971 | 5.9 | 0.8 | 365 | 5.371 | 0.81643 | 6 | 0.18743
84973 | 4.55 | 0.8 | 365 | 4.142 | 0.34148 | 4 | 0.48353
84976 | 6.96 | 0.8 | 365 | 6.336 | 0.75972 | 7 | 0.095679
84977 | 10.03 | 0.8 | 365 | 9.1307 | 0.38793 | 9 | 0.51863
79733 | 8.7 | 0.8 | 365 | 7.92 | 0.94965 | 8 | 0.8696
83489 | 9.86 | 0.8 | 365 | 8.9759 | 0.076267 | 9 | 0.052212
84995 | 6.035 | 0.8 | 365 | 5.4939 | 0.063922 | 5 | 0.55782
84996 | 7.13 | 0.8 | 365 | 6.4907 | 0.071378 | 6 | 0.5621
84355 | 6.67 | 0.8 | 365 | 6.072 | 0.22806 | 6 | 0.30003
84779 | 7.59 | 0.8 | 365 | 6.9095 | 0.91469 | 7 | 0.82417
85224 | 4.06 | 0.8 | 365 | 3.696 | 0.44317 | 4 | 0.13915
84268 | 7.93 | 0.8 | 365 | 7.219 | 0.53801 | 7 | 0.757
84406 | 4.875 | 0.8 | 365 | 4.4379 | 0.9373 | 5 | 0.37521
84768 | 12.24 | 0.8 | 365 | 11.1426 | 0.4395 | 11 | 0.58206
84999 | 3 | 0.8 | 365 | 2.731 | 0.49988 | 3 | 0.2309
85000 | 7.15 | 0.8 | 365 | 6.5089 | 0.10804 | 6 | 0.61697
85001 | 7.56 | 0.8 | 365 | 6.8822 | 0.85969 | 7 | 0.74186
85003 | 11.34 | 0.8 | 365 | 10.3232 | 0.78954 | 11 | 0.11279
85004 | 11.16 | 0.8 | 365 | 10.1594 | 0.45955 | 10 | 0.61893
85005 | 6.12 | 0.8 | 365 | 5.5713 | 0.21975 | 5 | 0.79103
85006 | 4.5 | 0.8 | 365 | 4.0965 | 0.24982 | 4 | 0.34634
85007 | 4.8 | 0.8 | 365 | 4.3696 | 0.79981 | 5 | 0.16943
85008 | 4.2 | 0.8 | 365 | 3.8234 | 0.69983 | 4 | 0.52325
85009 | 5.95 | 0.8 | 365 | 5.4165 | 0.90809 | 6 | 0.32461
85010 | 5.4 | 0.8 | 365 | 4.9158 | 0.89978 | 5 | 0.81561
85011 | 10.56 | 0.8 | 365 | 9.6132 | 0.35957 | 9 | 0.97275
85012 | 4.5 | 0.8 | 365 | 4.0965 | 0.24982 | 4 | 0.34634
85014 | 10.24 | 0.8 | 365 | 9.3219 | 0.77292 | 10 | 0.094792
85015 | 8.26 | 0.8 | 365 | 7.5194 | 0.143 | 7 | 0.6624
85016 | 15.36 | 0.8 | 365 | 13.9828 | 0.15938 | 14 | 0.14219
85018 | 5.7 | 0.8 | 365 | 5.1889 | 0.44977 | 5 | 0.6387
85019 | 9.045 | 0.8 | 365 | 8.234 | 0.58213 | 8 | 0.81615
85020 | 7.83 | 0.8 | 365 | 7.128 | 0.35468 | 7 | 0.48264
85021 | 10.585 | 0.8 | 365 | 9.6359 | 0.4054 | 10 | 0.041345
85024 | 9.75 | 0.8 | 365 | 8.8758 | 0.8746 | 9 | 0.75041
85240 | 4.2 | 0.8 | 365 | 3.8234 | 0.69983 | 4 | 0.52325
85225 | 8.41 | 0.8 | 365 | 7.656 | 0.41799 | 8 | 0.073945
85035 | 12.18 | 0.8 | 365 | 11.0879 | 0.32951 | 11 | 0.41744
85245 | 11.6 | 0.8 | 365 | 10.5599 | 0.2662 | 10 | 0.82613
85038 | 8.26 | 0.8 | 365 | 7.5194 | 0.143 | 7 | 0.6624
85220 | 10.44 | 0.8 | 365 | 9.5039 | 0.13958 | 9 | 0.64352
85241 | 7.965 | 0.8 | 365 | 7.2509 | 0.60218 | 7 | 0.85303
85239 | 6.785 | 0.8 | 365 | 6.1767 | 0.43889 | 6 | 0.61554
85230 | 7.41 | 0.8 | 365 | 6.7456 | 0.5847 | 7 | 0.33031
85235 | 3.48 | 0.8 | 365 | 3.168 | 0.37986 | 3 | 0.54784
85046 | 4.48 | 0.8 | 365 | 4.0783 | 0.21315 | 4 | 0.29147
85051 | 10.62 | 0.8 | 365 | 9.6678 | 0.46957 | 10 | 0.13737
85054 | 11.285 | 0.8 | 365 | 10.2732 | 0.68871 | 10 | 0.96189
85056 | 5.015 | 0.8 | 365 | 4.5654 | 0.19396 | 4 | 0.75931
85057 | 4.13 | 0.8 | 365 | 3.7597 | 0.5715 | 4 | 0.3312
85058 | 11.61 | 0.8 | 365 | 10.569 | 0.28453 | 10 | 0.85357
85060 | 9.72 | 0.8 | 365 | 8.8485 | 0.81961 | 9 | 0.6681
85062 | 8.4 | 0.8 | 365 | 7.6468 | 0.39966 | 8 | 0.046509
85063 | 5.015 | 0.8 | 365 | 4.5654 | 0.19396 | 4 | 0.75931
85066 | 12.095 | 0.8 | 365 | 11.0106 | 0.17368 | 11 | 0.18423
85067 | 8.41 | 0.8 | 365 | 7.656 | 0.41799 | 8 | 0.073945
85079 | 8.85 | 0.8 | 365 | 8.0565 | 0.22464 | 8 | 0.28114
85080 | 12.095 | 0.8 | 365 | 11.0106 | 0.17368 | 11 | 0.18423
85081 | 9.735 | 0.8 | 365 | 8.8622 | 0.84711 | 9 | 0.70926
85082 | 10.325 | 0.8 | 365 | 9.3993 | 0.92875 | 10 | 0.328
85083 | 6.785 | 0.8 | 365 | 6.1767 | 0.43889 | 6 | 0.61554
85084 | 7.695 | 0.8 | 365 | 7.0051 | 0.10719 | 7 | 0.11225
85085 | 5.015 | 0.8 | 365 | 4.5654 | 0.19396 | 4 | 0.75931
85094 | 9.24 | 0.8 | 365 | 8.4115 | 0.93963 | 9 | 0.35116
84981 | 4.35 | 0.8 | 365 | 3.96 | 0.97482 | 4 | 0.9348
84983 | 4.76 | 0.8 | 365 | 4.3332 | 0.72647 | 5 | 0.059688
84982 | 10.36 | 0.8 | 365 | 9.4311 | 0.99291 | 10 | 0.42403
84987 | 5.51 | 0.8 | 365 | 5.016 | 0.10144 | 5 | 0.11741
84984 | 7.25 | 0.8 | 365 | 6.6 | 0.29137 | 6 | 0.89133
84986 | 10.325 | 0.8 | 365 | 9.3993 | 0.92875 | 10 | 0.328
84989 | 7.375 | 0.8 | 365 | 6.7138 | 0.52053 | 7 | 0.23429
85025 | 4.425 | 0.8 | 365 | 4.0283 | 0.11232 | 4 | 0.14057
85026 | 6.67 | 0.8 | 365 | 6.072 | 0.22806 | 6 | 0.30003
85028 | 3.48 | 0.8 | 365 | 3.168 | 0.37986 | 3 | 0.54784
85027 | 6.09 | 0.8 | 365 | 5.544 | 0.16475 | 5 | 0.70872
84991 | 6.49 | 0.8 | 365 | 5.9081 | 0.89807 | 6 | 0.80617
84992 | 10.44 | 0.8 | 365 | 9.5039 | 0.13958 | 9 | 0.64352
85029 | 14.455 | 0.8 | 365 | 13.159 | 0.50025 | 13 | 0.6592
84988 | 6.38 | 0.8 | 365 | 5.808 | 0.69641 | 6 | 0.50437
84990 | 5.8 | 0.8 | 365 | 5.28 | 0.6331 | 5 | 0.91307
85030 | 7.83 | 0.8 | 365 | 7.128 | 0.35468 | 7 | 0.48264
85031 | 11.89 | 0.8 | 365 | 10.8239 | 0.79785 | 11 | 0.62178
85032 | 10.03 | 0.8 | 365 | 9.1307 | 0.38793 | 9 | 0.51863
85041 | 6.38 | 0.8 | 365 | 5.808 | 0.69641 | 6 | 0.50437
85037 | 5.51 | 0.8 | 365 | 5.016 | 0.10144 | 5 | 0.11741
85042 | 4.35 | 0.8 | 365 | 3.96 | 0.97482 | 4 | 0.9348
85045 | 4.13 | 0.8 | 365 | 3.7597 | 0.5715 | 4 | 0.3312
85047 | 7.67 | 0.8 | 365 | 6.9823 | 0.061356 | 7 | 0.043657
85055 | 9.44 | 0.8 | 365 | 8.5936 | 0.30628 | 8 | 0.89989
85048 | 13.57 | 0.8 | 365 | 12.3533 | 0.87778 | 13 | 0.23109
85061 | 2.9 | 0.8 | 365 | 2.64 | 0.31655 | 2 | 0.95653
85065 | 9.57 | 0.8 | 365 | 8.7119 | 0.54461 | 9 | 0.25656
85069 | 3.64 | 0.8 | 365 | 3.3136 | 0.67319 | 3 | 0.98682
85074 | 5.8 | 0.8 | 365 | 5.28 | 0.6331 | 5 | 0.91307
85070 | 8.12 | 0.8 | 365 | 7.392 | 0.88634 | 8 | 0.27829
85076 | 6.38 | 0.8 | 365 | 5.808 | 0.69641 | 6 | 0.50437
85073 | 10.73 | 0.8 | 365 | 9.7679 | 0.67123 | 10 | 0.43917
85075 | 12.39 | 0.8 | 365 | 11.2791 | 0.7145 | 11 | 0.9936
85077 | 12.98 | 0.8 | 365 | 11.8162 | 0.79614 | 12 | 0.61234
85118 | 4.64 | 0.8 | 365 | 4.224 | 0.50648 | 4 | 0.73045
85121 | 6.93 | 0.8 | 365 | 6.3087 | 0.70472 | 7 | 0.01337
84950 | 6.825 | 0.8 | 365 | 6.2131 | 0.51222 | 6 | 0.72529
85123 | 4.845 | 0.8 | 365 | 4.4106 | 0.8823 | 5 | 0.2929
85124 | 3.705 | 0.8 | 365 | 3.3728 | 0.79235 | 4 | 0.16516
85125 | 6.6 | 0.8 | 365 | 6.0082 | 0.099732 | 6 | 0.10797
85127 | 8.835 | 0.8 | 365 | 8.0428 | 0.19714 | 8 | 0.23999
85129 | 5.94 | 0.8 | 365 | 5.4074 | 0.88976 | 6 | 0.29717
85130 | 9.975 | 0.8 | 365 | 9.0806 | 0.2871 | 9 | 0.36773
85096 | 11.88 | 0.8 | 365 | 10.8148 | 0.77952 | 11 | 0.59435
85213 | 11.52 | 0.8 | 365 | 10.4871 | 0.11953 | 10 | 0.60664
84497 | 6.867 | 0.8 | 365 | 6.2513 | 0.58922 | 6 | 0.84052
84494 | 10.137 | 0.8 | 365 | 9.2281 | 0.58409 | 9 | 0.8122
84952 | 11.22 | 0.8 | 365 | 10.214 | 0.56955 | 10 | 0.78355
84955 | 7.56 | 0.8 | 365 | 6.8822 | 0.85969 | 7 | 0.74186
84972 | 6.84 | 0.8 | 365 | 6.2267 | 0.53972 | 6 | 0.76644
85134 | 2.4 | 0.8 | 365 | 2.1848 | 0.3999 | 2 | 0.58472
85137 | 9.38 | 0.8 | 365 | 8.539 | 0.19629 | 8 | 0.73527
85140 | 6.84 | 0.8 | 365 | 6.2267 | 0.53972 | 6 | 0.76644
85136 | 6.195 | 0.8 | 365 | 5.6396 | 0.35725 | 5 | 0.9968
85145 | 10.73 | 0.8 | 365 | 9.7679 | 0.67123 | 10 | 0.43917
85146 | 2.85 | 0.8 | 365 | 2.5945 | 0.22488 | 2 | 0.81935
85147 | 8.41 | 0.8 | 365 | 7.656 | 0.41799 | 8 | 0.073945
85148 | 4.72 | 0.8 | 365 | 4.2968 | 0.65314 | 4 | 0.94994
85150 | 3.835 | 0.8 | 365 | 3.4912 | 0.030678 | 3 | 0.52183
85323 | 6.175 | 0.8 | 365 | 5.6213 | 0.32058 | 5 | 0.94193
85152 | 7.08 | 0.8 | 365 | 6.4452 | 0.97971 | 7 | 0.42491
85153 | 5.9 | 0.8 | 365 | 5.371 | 0.81643 | 6 | 0.18743
85154 | 9.44 | 0.8 | 365 | 8.5936 | 0.30628 | 8 | 0.89989
85138 | 7.08 | 0.8 | 365 | 6.4452 | 0.97971 | 7 | 0.42491
85158 | 7.08 | 0.8 | 365 | 6.4452 | 0.97971 | 7 | 0.42491
85159 | 6.49 | 0.8 | 365 | 5.9081 | 0.89807 | 6 | 0.80617
85160 | 5.015 | 0.8 | 365 | 4.5654 | 0.19396 | 4 | 0.75931
85161 | 5.015 | 0.8 | 365 | 4.5654 | 0.19396 | 4 | 0.75931
85163 | 5.9 | 0.8 | 365 | 5.371 | 0.81643 | 6 | 0.18743
85166 | 7.67 | 0.8 | 365 | 6.9823 | 0.061356 | 7 | 0.043657
85167 | 5.015 | 0.8 | 365 | 4.5654 | 0.19396 | 4 | 0.75931
85164 | 3.835 | 0.8 | 365 | 3.4912 | 0.030678 | 3 | 0.52183
85169 | 9.145 | 0.8 | 365 | 8.3251 | 0.76546 | 9 | 0.090515
85168 | 6.785 | 0.8 | 365 | 6.1767 | 0.43889 | 6 | 0.61554
85173 | 13.4 | 0.8 | 365 | 12.1985 | 0.56612 | 12 | 0.76467
85174 | 12.8 | 0.8 | 365 | 11.6523 | 0.46615 | 12 | 0.11849
85110 | 9.38 | 0.8 | 365 | 8.539 | 0.19629 | 8 | 0.73527
85113 | 9.92 | 0.8 | 365 | 9.0306 | 0.18626 | 9 | 0.21683
85115 | 2.88 | 0.8 | 365 | 2.6218 | 0.27988 | 2 | 0.90166
85128 | 7.15 | 0.8 | 365 | 6.5089 | 0.10804 | 6 | 0.61697
85179 | 7.56 | 0.8 | 365 | 6.8822 | 0.85969 | 7 | 0.74186
85178 | 10.08 | 0.8 | 365 | 9.1762 | 0.47959 | 9 | 0.65581
85180 | 5.28 | 0.8 | 365 | 4.8066 | 0.67979 | 5 | 0.48638
85186 | 4.29 | 0.8 | 365 | 3.9054 | 0.86483 | 4 | 0.77018
85185 | 4.29 | 0.8 | 365 | 3.9054 | 0.86483 | 4 | 0.77018
85165 | 6.49 | 0.8 | 365 | 5.9081 | 0.89807 | 6 | 0.80617
85191 | 3.42 | 0.8 | 365 | 3.1134 | 0.26986 | 3 | 0.38322
85193 | 5.61 | 0.8 | 365 | 5.107 | 0.28477 | 5 | 0.39178
85192 | 9.28 | 0.8 | 365 | 8.4479 | 0.012957 | 8 | 0.4609
85184 | 4.2 | 0.8 | 365 | 3.8234 | 0.69983 | 4 | 0.52325
84503 | 6.54 | 0.8 | 365 | 5.9536 | 0.98973 | 6 | 0.94335
85034 | 9 | 0.8 | 365 | 8.1931 | 0.49964 | 8 | 0.69269
85086 | 10.791 | 0.8 | 365 | 9.8235 | 0.78306 | 10 | 0.60653
85097 | 6.365 | 0.8 | 365 | 5.7943 | 0.66891 | 6 | 0.46322
85204 | 15.075 | 0.8 | 365 | 13.7234 | 0.63689 | 14 | 0.36025
85170 | 8.64 | 0.8 | 365 | 7.8653 | 0.83965 | 8 | 0.70498
85141 | 8.38 | 0.8 | 365 | 7.6286 | 0.36299 | 7 | 0.99164
85223 | 9.28 | 0.8 | 365 | 8.4479 | 0.012957 | 8 | 0.4609
85331 | 11.89 | 0.8 | 365 | 10.8239 | 0.79785 | 11 | 0.62178
85339 | 5.22 | 0.8 | 365 | 4.752 | 0.56979 | 5 | 0.32176
85226 | 10.24 | 0.8 | 365 | 9.3219 | 0.77292 | 10 | 0.094792
85222 | 8.1 | 0.8 | 365 | 7.3737 | 0.84967 | 8 | 0.22342
85229 | 12.2 | 0.8 | 365 | 11.1061 | 0.36617 | 11 | 0.47231
85234 | 8 | 0.8 | 365 | 7.2827 | 0.66634 | 7 | 0.94906
85233 | 3.42 | 0.8 | 365 | 3.1134 | 0.26986 | 3 | 0.38322
85238 | 11.55 | 0.8 | 365 | 10.5144 | 0.17453 | 10 | 0.68895
85237 | 8.7 | 0.8 | 365 | 7.92 | 0.94965 | 8 | 0.8696
85228 | 11.685 | 0.8 | 365 | 10.6373 | 0.42203 | 11 | 0.05934
85205 | 10.73 | 0.8 | 365 | 9.7679 | 0.67123 | 10 | 0.43917
85209 | 9.57 | 0.8 | 365 | 8.7119 | 0.54461 | 9 | 0.25656
85206 | 6.555 | 0.8 | 365 | 5.9673 | 0.017234 | 5 | 0.98451
85214 | 10.44 | 0.8 | 365 | 9.5039 | 0.13958 | 9 | 0.64352
85212 | 9.86 | 0.8 | 365 | 8.9759 | 0.076267 | 9 | 0.052212
85216 | 3.77 | 0.8 | 365 | 3.432 | 0.91151 | 4 | 0.34349
85217 | 15.95 | 0.8 | 365 | 14.5199 | 0.24102 | 14 | 0.76093
85218 | 5.8 | 0.8 | 365 | 5.28 | 0.6331 | 5 | 0.91307
85219 | 9.86 | 0.8 | 365 | 8.9759 | 0.076267 | 9 | 0.052212
85090 | 19.2 | 0.8 | 365 | 17.4785 | 0.19922 | 17 | 0.67773
85091 | 19.8 | 0.8 | 365 | 18.0247 | 0.2992 | 18 | 0.32391
85092 | 24.9 | 0.8 | 365 | 22.6674 | 0.64899 | 23 | 0.31644
85095 | 6.9 | 0.8 | 365 | 6.2813 | 0.64972 | 6 | 0.93106
85117 | 18.6 | 0.8 | 365 | 16.9323 | 0.099246 | 17 | 0.031555
85119 | 15 | 0.8 | 365 | 13.6551 | 0.49939 | 14 | 0.15448
85122 | 24.9 | 0.8 | 365 | 22.6674 | 0.64899 | 23 | 0.31644
85187 | 18.585 | 0.8 | 365 | 16.9187 | 0.071747 | 16 | 0.9904
85142 | 5.4 | 0.8 | 365 | 4.9158 | 0.89978 | 5 | 0.81561
85196 | 8.82 | 0.8 | 365 | 8.0292 | 0.16964 | 8 | 0.19883
85198 | 8.4 | 0.8 | 365 | 7.6468 | 0.39966 | 8 | 0.046509
85242 | 11.1 | 0.8 | 365 | 10.1048 | 0.34955 | 10 | 0.45432
85247 | 4.06 | 0.8 | 365 | 3.696 | 0.44317 | 4 | 0.13915
85248 | 8.75 | 0.8 | 365 | 7.9655 | 0.041312 | 8 | 0.00678
85249 | 3.9 | 0.8 | 365 | 3.5503 | 0.14984 | 3 | 0.70016
83665 | 5.5 | 0.8 | 365 | 5.0069 | 0.08311 | 5 | 0.089976
85244 | 7.25 | 0.8 | 365 | 6.6 | 0.29137 | 6 | 0.89133
85250 | 7.25 | 0.8 | 365 | 6.6 | 0.29137 | 6 | 0.89133
85254 | 13.275 | 0.8 | 365 | 12.0848 | 0.33696 | 12 | 0.42171
85256 | 8.25 | 0.8 | 365 | 7.5103 | 0.12467 | 7 | 0.63496
85253 | 13.275 | 0.8 | 365 | 12.0848 | 0.33696 | 12 | 0.42171
85261 | 11.31 | 0.8 | 365 | 10.2959 | 0.73454 | 11 | 0.030478
85262 | 6.82 | 0.8 | 365 | 6.2085 | 0.50306 | 6 | 0.71157
85264 | 7.32 | 0.8 | 365 | 6.6637 | 0.4197 | 7 | 0.083386
85265 | 10.39 | 0.8 | 365 | 9.4584 | 0.047912 | 9 | 0.50634
84500 | 6.48 | 0.8 | 365 | 5.899 | 0.87974 | 6 | 0.77874
85274 | 6.48 | 0.8 | 365 | 5.899 | 0.87974 | 6 | 0.77874
85276 | 5.015 | 0.8 | 365 | 4.5654 | 0.19396 | 4 | 0.75931
85282 | 5.4 | 0.8 | 365 | 4.9158 | 0.89978 | 5 | 0.81561
85351 | 4.72 | 0.8 | 365 | 4.2968 | 0.65314 | 4 | 0.94994
85252 | 8.85 | 0.8 | 365 | 8.0565 | 0.22464 | 8 | 0.28114
85251 | 12 | 0.8 | 365 | 10.9241 | 0.99951 | 11 | 0.92358
85342 | 10.03 | 0.8 | 365 | 9.1307 | 0.38793 | 9 | 0.51863
85255 | 4.425 | 0.8 | 365 | 4.0283 | 0.11232 | 4 | 0.14057
85258 | 10.15 | 0.8 | 365 | 9.2399 | 0.60792 | 9 | 0.84786
85176 | 8.26 | 0.8 | 365 | 7.5194 | 0.143 | 7 | 0.6624
85408 | 3.77 | 0.8 | 365 | 3.432 | 0.91151 | 4 | 0.34349
85350 | 6.785 | 0.8 | 365 | 6.1767 | 0.43889 | 6 | 0.61554
85330 | 8.99 | 0.8 | 365 | 8.1839 | 0.4813 | 8 | 0.66525
85341 | 16.815 | 0.8 | 365 | 15.3074 | 0.82682 | 16 | 0.13417
85345 | 5.015 | 0.8 | 365 | 4.5654 | 0.19396 | 4 | 0.75931
85421 | 3.6 | 0.8 | 365 | 3.2772 | 0.59985 | 3 | 0.87708
85427 | 10.8 | 0.8 | 365 | 9.8317 | 0.79956 | 10 | 0.63123
85419 | 10.85 | 0.8 | 365 | 9.8772 | 0.89123 | 10 | 0.76841
85416 | 6 | 0.8 | 365 | 5.462 | 0.99976 | 6 | 0.46179
85414 | 6 | 0.8 | 365 | 5.462 | 0.99976 | 6 | 0.46179
83800 | 14.55 | 0.8 | 365 | 13.2454 | 0.67441 | 13 | 0.91985
85411 | 9 | 0.8 | 365 | 8.1931 | 0.49964 | 8 | 0.69269
85409 | 3.54 | 0.8 | 365 | 3.2226 | 0.48986 | 3 | 0.71246
85349 | 8.7 | 0.8 | 365 | 7.92 | 0.94965 | 8 | 0.8696
85347 | 10.325 | 0.8 | 365 | 9.3993 | 0.92875 | 10 | 0.328
85327 | 8.7 | 0.8 | 365 | 7.92 | 0.94965 | 8 | 0.8696
85433 | 4.72 | 0.8 | 365 | 4.2968 | 0.65314 | 4 | 0.94994
85332 | 9.86 | 0.8 | 365 | 8.9759 | 0.076267 | 9 | 0.052212
85438 | 4.13 | 0.8 | 365 | 3.7597 | 0.5715 | 4 | 0.3312
85440 | 6.195 | 0.8 | 365 | 5.6396 | 0.35725 | 5 | 0.9968
85335 | 11.02 | 0.8 | 365 | 10.0319 | 0.20289 | 10 | 0.23482
85334 | 7.83 | 0.8 | 365 | 7.128 | 0.35468 | 7 | 0.48264
85329 | 3.77 | 0.8 | 365 | 3.432 | 0.91151 | 4 | 0.34349
85328 | 3.36 | 0.8 | 365 | 3.0587 | 0.15986 | 3 | 0.2186
85439 | 5.51 | 0.8 | 365 | 5.016 | 0.10144 | 5 | 0.11741
85336 | 6.96 | 0.8 | 365 | 6.336 | 0.75972 | 7 | 0.095679
85434 | 6.49 | 0.8 | 365 | 5.9081 | 0.89807 | 6 | 0.80617
85432 | 3.19 | 0.8 | 365 | 2.904 | 0.8482 | 3 | 0.75219
85431 | 3.245 | 0.8 | 365 | 2.9541 | 0.94904 | 3 | 0.90309
85437 | 2.36 | 0.8 | 365 | 2.1484 | 0.32657 | 2 | 0.47497
84878 | 2.28 | 0.8 | 365 | 2.0756 | 0.17991 | 2 | 0.25548
85472 | 6.38 | 0.8 | 365 | 5.808 | 0.69641 | 6 | 0.50437
85471 | 5.475 | 0.8 | 365 | 4.9841 | 0.037278 | 5 | 0.021385
85460 | 4.225 | 0.8 | 365 | 3.8462 | 0.74566 | 4 | 0.59185
85473 | 14.74 | 0.8 | 365 | 13.4184 | 0.022736 | 13 | 0.44114
85425 | 10.15 | 0.8 | 365 | 9.2399 | 0.60792 | 9 | 0.84786
85423 | 4.62 | 0.8 | 365 | 4.2058 | 0.46981 | 4 | 0.67558
85422 | 13.95 | 0.8 | 365 | 12.6992 | 0.57443 | 13 | 0.27367
85420 | 6.84 | 0.8 | 365 | 6.2267 | 0.53972 | 6 | 0.76644
85418 | 11.88 | 0.8 | 365 | 10.8148 | 0.77952 | 11 | 0.59435
85417 | 4.13 | 0.8 | 365 | 3.7597 | 0.5715 | 4 | 0.3312
85415 | 11.375 | 0.8 | 365 | 10.3551 | 0.85371 | 11 | 0.20881
85488 | 6.552 | 0.8 | 365 | 5.9645 | 0.011734 | 5 | 0.97628
85487 | 3.2 | 0.8 | 365 | 2.9131 | 0.86654 | 3 | 0.77962
85346 | 17.98 | 0.8 | 365 | 16.3679 | 0.9626 | 17 | 0.3305
85407 | 12.6 | 0.8 | 365 | 11.4703 | 0.099489 | 11 | 0.56976
85403 | 12.4 | 0.8 | 365 | 11.2882 | 0.73283 | 12 | 0.021037
85402 | 3.6 | 0.8 | 365 | 3.2772 | 0.59985 | 3 | 0.87708
85401 | 9.75 | 0.8 | 365 | 8.8758 | 0.8746 | 9 | 0.75041
85400 | 8.28 | 0.8 | 365 | 7.5376 | 0.17966 | 7 | 0.71727
85399 | 6.67 | 0.8 | 365 | 6.072 | 0.22806 | 6 | 0.30003
85398 | 8.625 | 0.8 | 365 | 7.8517 | 0.81215 | 8 | 0.66383
85397 | 12.24 | 0.8 | 365 | 11.1426 | 0.4395 | 11 | 0.58206
85396 | 8.45 | 0.8 | 365 | 7.6924 | 0.49132 | 8 | 0.18369
85395 | 7.56 | 0.8 | 365 | 6.8822 | 0.85969 | 7 | 0.74186
85394 | 5.605 | 0.8 | 365 | 5.1025 | 0.27561 | 5 | 0.37806
85393 | 10.8 | 0.8 | 365 | 9.8317 | 0.79956 | 10 | 0.63123
85391 | 10.08 | 0.8 | 365 | 9.1762 | 0.47959 | 9 | 0.65581
85389 | 6.6 | 0.8 | 365 | 6.0082 | 0.099732 | 6 | 0.10797
85387 | 6.27 | 0.8 | 365 | 5.7078 | 0.49475 | 6 | 0.20257
85386 | 9.82 | 0.8 | 365 | 8.9395 | 0.0029353 | 8 | 0.94247
85385 | 3.96 | 0.8 | 365 | 3.6049 | 0.25984 | 3 | 0.86478
85384 | 6 | 0.8 | 365 | 5.462 | 0.99976 | 6 | 0.46179
85383 | 24.92 | 0.8 | 365 | 22.6857 | 0.68566 | 23 | 0.37131
85382 | 6.3 | 0.8 | 365 | 5.7351 | 0.54974 | 6 | 0.28488
85381 | 3.015 | 0.8 | 365 | 2.7447 | 0.52738 | 3 | 0.27205
85380 | 8.05 | 0.8 | 365 | 7.3282 | 0.75801 | 8 | 0.086238
85378 | 9.8 | 0.8 | 365 | 8.9213 | 0.96627 | 9 | 0.88759
85377 | 7.37 | 0.8 | 365 | 6.7092 | 0.51137 | 7 | 0.22057
85325 | 8.04 | 0.8 | 365 | 7.3191 | 0.73967 | 8 | 0.058801
85324 | 13.3 | 0.8 | 365 | 12.1075 | 0.38279 | 12 | 0.49031
85322 | 7.56 | 0.8 | 365 | 6.8822 | 0.85969 | 7 | 0.74186
85321 | 6.03 | 0.8 | 365 | 5.4893 | 0.054756 | 5 | 0.5441
85320 | 6.72 | 0.8 | 365 | 6.1175 | 0.31973 | 6 | 0.43721
85319 | 6.96 | 0.8 | 365 | 6.336 | 0.75972 | 7 | 0.095679
85318 | 12.6 | 0.8 | 365 | 11.4703 | 0.099489 | 11 | 0.56976
85316 | 15 | 0.8 | 365 | 13.6551 | 0.49939 | 14 | 0.15448
85315 | 3.54 | 0.8 | 365 | 3.2226 | 0.48986 | 3 | 0.71246
85314 | 5.76 | 0.8 | 365 | 5.2436 | 0.55977 | 5 | 0.80332
85313 | 7.875 | 0.8 | 365 | 7.1689 | 0.43718 | 7 | 0.6061
85312 | 13.68 | 0.8 | 365 | 12.4534 | 0.079446 | 12 | 0.53289
85311 | 7.92 | 0.8 | 365 | 7.2099 | 0.51968 | 7 | 0.72957
85310 | 11.02 | 0.8 | 365 | 10.0319 | 0.20289 | 10 | 0.23482
85309 | 4.8 | 0.8 | 365 | 4.3696 | 0.79981 | 5 | 0.16943
85308 | 10.56 | 0.8 | 365 | 9.6132 | 0.35957 | 9 | 0.97275
85307 | 11.52 | 0.8 | 365 | 10.4871 | 0.11953 | 10 | 0.60664
85306 | 9.49 | 0.8 | 365 | 8.6391 | 0.39795 | 9 | 0.037068
85305 | 3.3 | 0.8 | 365 | 3.0041 | 0.049866 | 3 | 0.053986
85304 | 9.38 | 0.8 | 365 | 8.539 | 0.19629 | 8 | 0.73527
85303 | 9.9 | 0.8 | 365 | 9.0124 | 0.1496 | 9 | 0.16196
85302 | 11.7 | 0.8 | 365 | 10.651 | 0.44953 | 11 | 0.10049
85301 | 10.64 | 0.8 | 365 | 9.686 | 0.50624 | 10 | 0.19224
85300 | 10.5 | 0.8 | 365 | 9.5586 | 0.24957 | 9 | 0.80814
85299 | 9.6 | 0.8 | 365 | 8.7393 | 0.59961 | 9 | 0.33887
85297 | 4.2 | 0.8 | 365 | 3.8234 | 0.69983 | 4 | 0.52325
85296 | 4.34 | 0.8 | 365 | 3.9509 | 0.95649 | 4 | 0.90736
85295 | 16 | 0.8 | 365 | 14.5654 | 0.33268 | 14 | 0.89811
85294 | 3.6 | 0.8 | 365 | 3.2772 | 0.59985 | 3 | 0.87708
85293 | 15.3 | 0.8 | 365 | 13.9282 | 0.04938 | 13 | 0.97757
85410 | 10.8 | 0.8 | 365 | 9.8317 | 0.79956 | 10 | 0.63123
85412 | 10.85 | 0.8 | 365 | 9.8772 | 0.89123 | 10 | 0.76841
85474 | 17.85 | 0.8 | 365 | 16.2496 | 0.72428 | 16 | 0.97383
85475 | 10.24 | 0.8 | 365 | 9.3219 | 0.77292 | 10 | 0.094792
85476 | 12.04 | 0.8 | 365 | 10.9605 | 0.072845 | 11 | 0.033329
85477 | 6.7 | 0.8 | 365 | 6.0993 | 0.28306 | 6 | 0.38233
85478 | 5.7 | 0.8 | 365 | 5.1889 | 0.44977 | 5 | 0.6387
85479 | 6.93 | 0.8 | 365 | 6.3087 | 0.70472 | 7 | 0.01337
85480 | 12.48 | 0.8 | 365 | 11.361 | 0.87949 | 12 | 0.24053
85486 | 3.015 | 0.8 | 365 | 2.7447 | 0.52738 | 3 | 0.27205
85484 | 4.2 | 0.8 | 365 | 3.8234 | 0.69983 | 4 | 0.52325
85483 | 5.9 | 0.8 | 365 | 5.371 | 0.81643 | 6 | 0.18743
85485 | 10 | 0.8 | 365 | 9.1034 | 0.33293 | 9 | 0.43632
85298 | 6.48 | 0.8 | 365 | 5.899 | 0.87974 | 6 | 0.77874
84727 | 3 | 0.8 | 365 | 2.731 | 0.49988 | 3 | 0.2309
85089 | 24.9 | 0.8 | 365 | 22.6674 | 0.64899 | 23 | 0.31644
85353 | 12.9 | 0.8 | 365 | 11.7434 | 0.64948 | 12 | 0.39285
85260 | 14.388 | 0.8 | 365 | 13.098 | 0.37742 | 13 | 0.47538
85287 | 8.41 | 0.8 | 365 | 7.656 | 0.41799 | 8 | 0.073945
85285 | 9 | 0.8 | 365 | 8.1931 | 0.49964 | 8 | 0.69269
85289 | 9.28 | 0.8 | 365 | 8.4479 | 0.012957 | 8 | 0.4609
85273 | 12.96 | 0.8 | 365 | 11.798 | 0.75947 | 12 | 0.55747
85292 | 14.4 | 0.8 | 365 | 13.1089 | 0.39942 | 13 | 0.5083
85269 | 3.2 | 0.8 | 365 | 2.9131 | 0.86654 | 3 | 0.77962
85271 | 8.64 | 0.8 | 365 | 7.8653 | 0.83965 | 8 | 0.70498
85281 | 7.26 | 0.8 | 365 | 6.6091 | 0.30971 | 6 | 0.91877
85284 | 9.075 | 0.8 | 365 | 8.2613 | 0.63713 | 8 | 0.89846
85360 | 5.232 | 0.8 | 365 | 4.7629 | 0.59179 | 5 | 0.35468
85526 | 7.56 | 0.8 | 365 | 6.8822 | 0.85969 | 7 | 0.74186
85469 | 7.848 | 0.8 | 365 | 7.1443 | 0.38768 | 7 | 0.53202
85375 | 7.92 | 0.8 | 365 | 7.2099 | 0.51968 | 7 | 0.72957
85371 | 4.251 | 0.8 | 365 | 3.8699 | 0.79333 | 4 | 0.66318
85340 | 12.6 | 0.8 | 365 | 11.4703 | 0.099489 | 11 | 0.56976
85338 | 9.8 | 0.8 | 365 | 8.9213 | 0.96627 | 9 | 0.88759
85364 | 7.2 | 0.8 | 365 | 6.5544 | 0.19971 | 6 | 0.75415
85348 | 5.04 | 0.8 | 365 | 4.5881 | 0.2398 | 4 | 0.82791
85362 | 9 | 0.8 | 365 | 8.1931 | 0.49964 | 8 | 0.69269
84518 | 9.81 | 0.8 | 365 | 8.9304 | 0.9846 | 9 | 0.91503
84495 | 9.156 | 0.8 | 365 | 8.3351 | 0.78563 | 9 | 0.12069
85354 | 16.5 | 0.8 | 365 | 15.0206 | 0.24933 | 15 | 0.26993
85356 | 24.9 | 0.8 | 365 | 22.6674 | 0.64899 | 23 | 0.31644
85363 | 16.5 | 0.8 | 365 | 15.0206 | 0.24933 | 15 | 0.26993
85361 | 10.8 | 0.8 | 365 | 9.8317 | 0.79956 | 10 | 0.63123
85358 | 24.9 | 0.8 | 365 | 22.6674 | 0.64899 | 23 | 0.31644
85359 | 24.9 | 0.8 | 365 | 22.6674 | 0.64899 | 23 | 0.31644
85367 | 20.7 | 0.8 | 365 | 18.844 | 0.94916 | 19 | 0.79318
85368 | 24.9 | 0.8 | 365 | 22.6674 | 0.64899 | 23 | 0.31644
85369 | 16.2 | 0.8 | 365 | 14.7475 | 0.69934 | 15 | 0.44684
85370 | 13.2 | 0.8 | 365 | 12.0165 | 0.19946 | 12 | 0.21594
85372 | 19.2 | 0.8 | 365 | 17.4785 | 0.19922 | 17 | 0.67773
85272 | 10.915 | 0.8 | 365 | 9.9364 | 0.010391 | 9 | 0.94674
84849 | 8.54 | 0.8 | 365 | 7.7743 | 0.65632 | 8 | 0.43062
85429 | 9.15 | 0.8 | 365 | 8.3296 | 0.77463 | 9 | 0.10423
85430 | 7.32 | 0.8 | 365 | 6.6637 | 0.4197 | 7 | 0.083386
85376 | 12.675 | 0.8 | 365 | 11.5385 | 0.23699 | 11 | 0.77554
85373 | 22.5 | 0.8 | 365 | 20.4826 | 0.24909 | 20 | 0.73172
85374 | 14.7 | 0.8 | 365 | 13.382 | 0.9494 | 14 | 0.33139
85445 | 14.965 | 0.8 | 365 | 13.6232 | 0.43523 | 14 | 0.058453
85447 | 6.49 | 0.8 | 365 | 5.9081 | 0.89807 | 6 | 0.80617
85448 | 14.57 | 0.8 | 365 | 13.2636 | 0.71108 | 13 | 0.97472
85446 | 6.4 | 0.8 | 365 | 5.8262 | 0.73307 | 6 | 0.55924
85450 | 9.9 | 0.8 | 365 | 9.0124 | 0.1496 | 9 | 0.16196
85453 | 9.1 | 0.8 | 365 | 8.2841 | 0.68296 | 8 | 0.96705
85441 | 7.67 | 0.8 | 365 | 6.9823 | 0.061356 | 7 | 0.043657
85435 | 5.85 | 0.8 | 365 | 5.3255 | 0.72476 | 6 | 0.050247
85454 | 2.9 | 0.8 | 365 | 2.64 | 0.31655 | 2 | 0.95653
85455 | 3.48 | 0.8 | 365 | 3.168 | 0.37986 | 3 | 0.54784
85466 | 4.06 | 0.8 | 365 | 3.696 | 0.44317 | 4 | 0.13915
85467 | 13.92 | 0.8 | 365 | 12.6719 | 0.51944 | 13 | 0.19136
85458 | 8.12 | 0.8 | 365 | 7.392 | 0.88634 | 8 | 0.27829
85352 | 8.4 | 0.8 | 365 | 7.6468 | 0.39966 | 8 | 0.046509
85162 | 7.08 | 0.8 | 365 | 6.4452 | 0.97971 | 7 | 0.42491
85459 | 9.765 | 0.8 | 365 | 8.8895 | 0.9021 | 9 | 0.79157
85461 | 16.47 | 0.8 | 365 | 14.9933 | 0.19433 | 15 | 0.18762
85462 | 7.44 | 0.8 | 365 | 6.7729 | 0.6397 | 7 | 0.41262
85463 | 8.64 | 0.8 | 365 | 7.8653 | 0.83965 | 8 | 0.70498
85464 | 8.4 | 0.8 | 365 | 7.6468 | 0.39966 | 8 | 0.046509
81290 | 6.6 | 0.8 | 365 | 6.0082 | 0.099732 | 6 | 0.10797
85481 | 4.93 | 0.8 | 365 | 4.488 | 0.038134 | 4 | 0.52611
85509 | 4.425 | 0.8 | 365 | 4.0283 | 0.11232 | 4 | 0.14057
85510 | 4.72 | 0.8 | 365 | 4.2968 | 0.65314 | 4 | 0.94994
85511 | 5.015 | 0.8 | 365 | 4.5654 | 0.19396 | 4 | 0.75931
85512 | 9.735 | 0.8 | 365 | 8.8622 | 0.84711 | 9 | 0.70926
85513 | 3.835 | 0.8 | 365 | 3.4912 | 0.030678 | 3 | 0.52183
85514 | 2.655 | 0.8 | 365 | 2.417 | 0.86739 | 3 | 0.28434
85515 | 6.49 | 0.8 | 365 | 5.9081 | 0.89807 | 6 | 0.80617
85516 | 7.67 | 0.8 | 365 | 6.9823 | 0.061356 | 7 | 0.043657
85517 | 4.13 | 0.8 | 365 | 3.7597 | 0.5715 | 4 | 0.3312
85519 | 3.245 | 0.8 | 365 | 2.9541 | 0.94904 | 3 | 0.90309
85520 | 5.31 | 0.8 | 365 | 4.8339 | 0.73478 | 5 | 0.56869
85468 | 3.19 | 0.8 | 365 | 2.904 | 0.8482 | 3 | 0.75219
85499 | 9.72 | 0.8 | 365 | 8.8485 | 0.81961 | 9 | 0.6681
85500 | 8.64 | 0.8 | 365 | 7.8653 | 0.83965 | 8 | 0.70498
84978 | 12.06 | 0.8 | 365 | 10.9787 | 0.10951 | 11 | 0.088202
84724 | 7.37 | 0.8 | 365 | 6.7092 | 0.51137 | 7 | 0.22057
85502 | 9.715 | 0.8 | 365 | 8.8439 | 0.81044 | 9 | 0.65438
85503 | 17.28 | 0.8 | 365 | 15.7307 | 0.6793 | 16 | 0.40996
85505 | 7.67 | 0.8 | 365 | 6.9823 | 0.061356 | 7 | 0.043657
82945 | 5.7 | 1 | 365 | 6.4862 | 0.062211 | 6 | 0.54838
85507 | 4.32 | 0.8 | 365 | 3.9327 | 0.91982 | 4 | 0.85249
85508 | 13.505 | 0.8 | 365 | 12.2941 | 0.75862 | 13 | 0.05275
85114 | 5.22 | 0.8 | 365 | 4.752 | 0.56979 | 5 | 0.32176
85521 | 10.325 | 0.8 | 365 | 9.3993 | 0.92875 | 10 | 0.328
85523 | 10.325 | 0.8 | 365 | 9.3993 | 0.92875 | 10 | 0.328
85524 | 5.015 | 0.8 | 365 | 4.5654 | 0.19396 | 4 | 0.75931
85527 | 7.375 | 0.8 | 365 | 6.7138 | 0.52053 | 7 | 0.23429
85528 | 6.49 | 0.8 | 365 | 5.9081 | 0.89807 | 6 | 0.80617
85529 | 5.9 | 0.8 | 365 | 5.371 | 0.81643 | 6 | 0.18743
85530 | 6.49 | 0.8 | 365 | 5.9081 | 0.89807 | 6 | 0.80617
85532 | 5.605 | 0.8 | 365 | 5.1025 | 0.27561 | 5 | 0.37806
85531 | 4.06 | 0.8 | 365 | 3.696 | 0.44317 | 4 | 0.13915
85533 | 4.9 | 0.8 | 365 | 4.4607 | 0.98313 | 5 | 0.4438
85539 | 12.8 | 0.8 | 365 | 11.6523 | 0.46615 | 12 | 0.11849
85536 | 15.33 | 0.8 | 365 | 13.9555 | 0.10438 | 14 | 0.059879
85518 | 7.375 | 0.8 | 365 | 6.7138 | 0.52053 | 7 | 0.23429
84504 | 10.137 | 0.8 | 365 | 9.2281 | 0.58409 | 9 | 0.8122
85562 | 13.02 | 0.8 | 365 | 11.8526 | 0.86947 | 12 | 0.72209
85566 | 6.365 | 0.8 | 365 | 5.7943 | 0.66891 | 6 | 0.46322
85567 | 9.28 | 0.8 | 365 | 8.4479 | 0.012957 | 8 | 0.4609
85569 | 3.84 | 0.8 | 365 | 3.4957 | 0.039844 | 3 | 0.53555
85570 | 10.23 | 0.8 | 365 | 9.3128 | 0.75459 | 10 | 0.067355
85576 | 4.96 | 0.8 | 365 | 4.5153 | 0.093132 | 4 | 0.60841
85579 | 8.96 | 0.8 | 365 | 8.1566 | 0.4263 | 8 | 0.58294
85581 | 12.775 | 0.8 | 365 | 11.6296 | 0.42032 | 12 | 0.049899
85583 | 8.32 | 0.8 | 365 | 7.574 | 0.253 | 7 | 0.82702
85584 | 8.37 | 0.8 | 365 | 7.6195 | 0.34466 | 7 | 0.9642
85585 | 2.88 | 0.8 | 365 | 2.6218 | 0.27988 | 2 | 0.90166
85587 | 14.85 | 0.8 | 365 | 13.5185 | 0.2244 | 13 | 0.74294
85522 | 10.325 | 0.8 | 365 | 9.3993 | 0.92875 | 10 | 0.328
85542 | 6.405 | 0.8 | 365 | 5.8307 | 0.74224 | 6 | 0.57296
85537 | 13.68 | 0.8 | 365 | 12.4534 | 0.079446 | 12 | 0.53289
84905 | 11.85 | 0.8 | 365 | 10.7875 | 0.72452 | 11 | 0.51204
85465 | 5.605 | 0.8 | 365 | 5.1025 | 0.27561 | 5 | 0.37806
85491 | 4.35 | 0.8 | 365 | 3.96 | 0.97482 | 4 | 0.9348
85492 | 8.7 | 0.8 | 365 | 7.92 | 0.94965 | 8 | 0.8696
85495 | 4.06 | 0.8 | 365 | 3.696 | 0.44317 | 4 | 0.13915
85497 | 6.38 | 0.8 | 365 | 5.808 | 0.69641 | 6 | 0.50437
85498 | 4.13 | 0.8 | 365 | 3.7597 | 0.5715 | 4 | 0.3312
85535 | 9.44 | 0.8 | 365 | 8.5936 | 0.30628 | 8 | 0.89989
85538 | 3.48 | 0.8 | 365 | 3.168 | 0.37986 | 3 | 0.54784
84911 | 10.08 | 0.8 | 365 | 9.1762 | 0.47959 | 9 | 0.65581
85093 | 6.96 | 0.8 | 365 | 6.336 | 0.75972 | 7 | 0.095679
85452 | 6.555 | 0.8 | 365 | 5.9673 | 0.017234 | 5 | 0.98451
85135 | 10.72 | 0.8 | 365 | 9.7588 | 0.6529 | 10 | 0.41174
85541 | 10.62 | 0.8 | 365 | 9.6678 | 0.46957 | 10 | 0.13737
85543 | 7.83 | 0.8 | 365 | 7.128 | 0.35468 | 7 | 0.48264
85544 | 10.15 | 0.8 | 365 | 9.2399 | 0.60792 | 9 | 0.84786
85545 | 9.44 | 0.8 | 365 | 8.5936 | 0.30628 | 8 | 0.89989
85546 | 5.31 | 0.8 | 365 | 4.8339 | 0.73478 | 5 | 0.56869
85547 | 4.425 | 0.8 | 365 | 4.0283 | 0.11232 | 4 | 0.14057
85548 | 7.965 | 0.8 | 365 | 7.2509 | 0.60218 | 7 | 0.85303
85549 | 4.93 | 0.8 | 365 | 4.488 | 0.038134 | 4 | 0.52611
85550 | 4.425 | 0.8 | 365 | 4.0283 | 0.11232 | 4 | 0.14057
85551 | 8.41 | 0.8 | 365 | 7.656 | 0.41799 | 8 | 0.073945
85552 | 7.965 | 0.8 | 365 | 7.2509 | 0.60218 | 7 | 0.85303
85553 | 11.02 | 0.8 | 365 | 10.0319 | 0.20289 | 10 | 0.23482
85554 | 9.145 | 0.8 | 365 | 8.3251 | 0.76546 | 9 | 0.090515
85555 | 5.605 | 0.8 | 365 | 5.1025 | 0.27561 | 5 | 0.37806
85556 | 8.555 | 0.8 | 365 | 7.788 | 0.68382 | 8 | 0.47177
85565 | 4.425 | 0.8 | 365 | 4.0283 | 0.11232 | 4 | 0.14057
85588 | 4.93 | 0.8 | 365 | 4.488 | 0.038134 | 4 | 0.52611
85589 | 7.08 | 0.8 | 365 | 6.4452 | 0.97971 | 7 | 0.42491
85590 | 8.85 | 0.8 | 365 | 8.0565 | 0.22464 | 8 | 0.28114
85591 | 6.96 | 0.8 | 365 | 6.336 | 0.75972 | 7 | 0.095679
85592 | 5.31 | 0.8 | 365 | 4.8339 | 0.73478 | 5 | 0.56869
85131 | 5.7 | 0.8 | 365 | 5.1889 | 0.44977 | 5 | 0.6387
85602 | 12.73 | 0.8 | 365 | 11.5886 | 0.33782 | 11 | 0.92644
85603 | 5.8 | 0.8 | 365 | 5.28 | 0.6331 | 5 | 0.91307
85604 | 5.8 | 0.8 | 365 | 5.28 | 0.6331 | 5 | 0.91307
85605 | 13.2 | 0.8 | 365 | 12.0165 | 0.19946 | 12 | 0.21594
85595 | 11.8 | 0.8 | 365 | 10.742 | 0.63286 | 11 | 0.37486
85597 | 11.97 | 0.8 | 365 | 10.8968 | 0.94451 | 11 | 0.84128
85586 | 4.72 | 0.8 | 365 | 4.2968 | 0.65314 | 4 | 0.94994
85606 | 13.05 | 0.8 | 365 | 11.8799 | 0.92447 | 12 | 0.8044
85608 | 5.04 | 0.8 | 365 | 4.5881 | 0.2398 | 4 | 0.82791
85609 | 5.49 | 0.8 | 365 | 4.9978 | 0.064777 | 5 | 0.06254
85610 | 6.7 | 0.8 | 365 | 6.0993 | 0.28306 | 6 | 0.38233
85612 | 12.6 | 0.8 | 365 | 11.4703 | 0.099489 | 11 | 0.56976
85611 | 11.115 | 0.8 | 365 | 10.1184 | 0.37705 | 10 | 0.49547
85613 | 9.3 | 0.8 | 365 | 8.4662 | 0.049623 | 8 | 0.51578
85614 | 19.8 | 0.8 | 365 | 18.0247 | 0.2992 | 18 | 0.32391
85615 | 12.54 | 0.8 | 365 | 11.4157 | 0.98949 | 12 | 0.40515
85617 | 7.83 | 0.8 | 365 | 7.128 | 0.35468 | 7 | 0.48264
85618 | 8.395 | 0.8 | 365 | 7.6423 | 0.39049 | 8 | 0.032791
85616 | 6.3 | 0.8 | 365 | 5.7351 | 0.54974 | 6 | 0.28488
85619 | 5.4 | 0.8 | 365 | 4.9158 | 0.89978 | 5 | 0.81561
85620 | 9.44 | 0.8 | 365 | 8.5936 | 0.30628 | 8 | 0.89989
85621 | 9.6 | 0.8 | 365 | 8.7393 | 0.59961 | 9 | 0.33887
85623 | 5.9 | 0.8 | 365 | 5.371 | 0.81643 | 6 | 0.18743
85626 | 5.015 | 0.8 | 365 | 4.5654 | 0.19396 | 4 | 0.75931