1198055 | SOMERVILLE HIGH SCHOOL |  | 81 HIGHLAND AVE |  | SOMERVILLE | MA | 021440000 | 1 FRANEY ROAD |  | SOMERVILLE | MA | 021450000 | Y | LOCAL GOVERNMENT | NM99 | SOMERVILLE HIGH SCHOOL | 6176256600X5210 | vdeshpande@somervillema.gov | STAN | KOTY | 6176256660 | Unknown@sommerville.ma.us | STAN | KOTY | 6176256660X5210 | skoty@somervillema.gov | 2 | BOILER #2-CLEAVER BROOKS CB-600-150 #4 OIL |  | BOILER | CLEAVER BROOKS | CB-600-150 | 1981-01-01 | 2010 | 6.3 | 1 | #4 OIL | NO.4 | 825 | Distillate Oil (No. 4) | 0.5 | 0 | 31.458 | E3GAL | 4564.5558 | OK | N | 10 | 5 | 36 | 0 | 0 | 0
1198055 | SOMERVILLE HIGH SCHOOL |  | 81 HIGHLAND AVE |  | SOMERVILLE | MA | 021440000 | 1 FRANEY ROAD |  | SOMERVILLE | MA | 021450000 | Y | LOCAL GOVERNMENT | NM99 | SOMERVILLE HIGH SCHOOL | 6176256600X5210 | vdeshpande@somervillema.gov | STAN | KOTY | 6176256660 | Unknown@sommerville.ma.us | STAN | KOTY | 6176256660X5210 | skoty@somervillema.gov | 3 | BOILER #3-CLEAVER BROOKS CB-600-150 #4 OIL |  | BOILER | CLEAVER BROOKS | CB-600-150 | 1984-01-01 | 2010 | 6.3 | 1 | #4 OIL | NO.4 | 825 | Distillate Oil (No. 4) | 0.5 | 0 | 31.458 | E3GAL | 4564.5558 | OK | N | 10 | 5 | 36 | 0 | 0 | 0
1198055 | SOMERVILLE HIGH SCHOOL |  | 81 HIGHLAND AVE |  | SOMERVILLE | MA | 021440000 | 1 FRANEY ROAD |  | SOMERVILLE | MA | 021450000 | Y | LOCAL GOVERNMENT | NM99 | SOMERVILLE HIGH SCHOOL | 6176256600X5210 | vdeshpande@somervillema.gov | STAN | KOTY | 6176256660 | Unknown@sommerville.ma.us | STAN | KOTY | 6176256660X5210 | skoty@somervillema.gov | 4 | BOILER # 4-CLEAVER BROOKS CB-600-40 #4 OIL |  | BOILER | CLEAVER BROOKS | CB-600-40 | 1984-01-01 | 2010 | 2 | 1 | #4 OIL | NO.4 | 825 | Distillate Oil (No. 4) | 0.5 | 0 | 10.486 | E3GAL | 1521.5186 | OK | N | 10 | 5 | 36 | 0 | 0 | 0
1200097 | ARGUS REALITY |  | 109 HOWE ST |  | FALL RIVER | MA | 027240000 | 109 HOWE STREET |  | FALL RIVER | MA | 027240000 | N | PRIVATE | SM79-R | ARGUS REALTY | 5086783906 | hdorsky@aol.com | HUGH | DORSKY | 5086783906 | hdorsky@aol.com | HUGH | DORSKY | 5086783906 | hdorsky@aol.com | 1 | BOILER 1-KEWANEE L35-125-06 4 OIL-1 SULFER |  | BOILER | KEWANEE | L35-125-06 | 1989-11-01 | 2011 | 5 | 1 | BOILER 1-KEWANEE L35-125-06 4 OIL-1 S | NO.4 | 825 | Distillate Oil (No. 4) | 1 | 0 | 20.23 | E3GAL | 2935.373 | OK | N | 20 | 5 | 50 | 0 | 0 | 0
1200097 | ARGUS REALITY |  | 109 HOWE ST |  | FALL RIVER | MA | 027240000 | 109 HOWE STREET |  | FALL RIVER | MA | 027240000 | N | PRIVATE | SM79-R | ARGUS REALTY | 5086783906 | hdorsky@aol.com | HUGH | DORSKY | 5086783906 | hdorsky@aol.com | HUGH | DORSKY | 5086783906 | hdorsky@aol.com | 2 | BOILER 2-KEWANEE L35-125-06 4 OIL-1SULFUR |  | BOILER | KEWANEE | L35-125-06 | 1989-11-01 | 2011 | 5 | 1 | BOILER 2-KEWANEE L35-125-06 4 OIL-1S | NO.4 | 825 | Distillate Oil (No. 4) | 1 | 0 | 20.23 | E3GAL | 2935.373 | OK | N | 20 | 5 | 50 | 0 | 0 | 0
1200109 | GRANITE REALTY CORPORATION |  | 951 BROADWAY |  | FALL RIVER | MA | 027240000 | PO BOX 6129 |  | FALL RIVER | MA | 027240000 | N | PRIVATE | NM99 | GRANITE REALTY CORP | 5086757883 | ftex@accurateservice.com | FRANK | TEIXEIRA | 5086745773 | ftex@accurateservice.com | FRANK | TEIXEIRA | 5086745773X2001 | ftex@accurateservice.com | 1 | BOILER #1-CLEAVER BROOKS CB600-300 |  | BOILER | CLEEVER BROOKKS | CB600-300 | 1990-01-01 | 2009 | 1.2 | 1 | RESID.OIL-NO.4 | NO.4 | 825 | Distillate Oil (No. 4) | 1 | 0 | 42 | E3GAL | 6094.2 | OK | N | 6 | 6 | 24 | 0 | 0 | 0
1200119 | TIMBACC REALTY INC |  | 40 COUNTY ST |  | FALL RIVER | MA | 027220000 | 40 COUNTY STREET | PO BOX 1629 | FALL RIVER | MA | 027220000 | N | PRIVATE | NM99 | TIMBACC REALTY INC | 5086462900X111 | CHARLESB@SROTHSCHILD.COM | CHARLES | BAPTISTE | 5086462901 | charlesb@srothschild.com | CHARLES | BAPTISTE | 5086462901 | charlesb@srothschild.com | 1 | SANTA CLAUS |  | BOILER | CLEAVER BROOKS | CB600-400 | 1981-01-01 | 2009 | 17 | 1 | BOILER 1-CLEAVER BROOKS CB600-400 | NO.4 | 825 | Distillate Oil (No. 4) | 1 | 1 | 55 | E3GAL | 7980.5 | OK | N | 12 | 7 | 26 | 2 | 5 | 4
1200135 | MILFORD REGIONAL MEDICAL CENTER INC |  | 14 PROSPECT ST |  | MILFORD | MA | 017570000 | 14 PROSPECT STREET |  | MILFORD | MA | 017570000 | N | PRIVATE | SM25 | MILFORD REGIONAL MEDICAL CENTER | 5084731190 | joeboz@milreg.org | JOSEPH | BOCZANOWSKI | 5084731190 | joeboz@milreg.org | JOSEPH | BOCZANOWSKI | 5084731190 | joeboz@milreg.org | 6 | BOILER #6-CLEAVER BROOKS CB600-300 #4 OIL-1 PCT S |  | BOILER | CLEAVER BROOKS | CB 600-300 | 1972-01-01 | 2011 | 11.69 | 1 | BOILER #6-CLEAVER BROOKS CB600-300 #4 OIL-1PCT S | NO.4 | 825 | Distillate Oil (No. 4) | 1 | 0 | 3.546 | E3GAL | 514.5246 | OK | N | 24 | 7 | 52 | 3 | 7 | 21
1200135 | MILFORD REGIONAL MEDICAL CENTER INC |  | 14 PROSPECT ST |  | MILFORD | MA | 017570000 | 14 PROSPECT STREET |  | MILFORD | MA | 017570000 | N | PRIVATE | SM25 | MILFORD REGIONAL MEDICAL CENTER | 5084731190 | joeboz@milreg.org | JOSEPH | BOCZANOWSKI | 5084731190 | joeboz@milreg.org | JOSEPH | BOCZANOWSKI | 5084731190 | joeboz@milreg.org | 7 | BOILER #7-CLEAVER BROOKS CB400-300 DUAL FUEL |  | BOILER | CLEAVER BROOKS | CB 400-300 | 1982-01-01 | 2011 | 11.69 | 1 | BOILER #7-CLEAVER BROOKS CB400-300 #4 OIL-1PCT S | NO.4 | 825 | Distillate Oil (No. 4) | 1 | 0.1 | 0 | E3GAL | 0 | OK | N | 24 | 7 | 52 | 3 | 7 | 21
1200136 | NASHAWENA MILLS |  | 620 BELLEVILLE AVE |  | NEW BEDFORD | MA | 027450000 | 620 BELLEVILLE AVE |  | NEW BEDFORD | MA | 027456011 | N | PRIVATE | SM25 | NASHAWENA MILLS | 5089991301 | caesarr@josephabboud.com | RICK | CAESAR | 5082655450 | caesarr@josephabboud.com | RICK | CAESAR | 5089991301 | caesarr@josephabboud.com | 1 | 2.A |  | BOILER | CLEAVER BROOKS | CB671X350 | 1971-06-01 | 2010 | 15 | 1 | #4OIL | NO.4 | 825 | Distillate Oil (No. 4) | 1 | 0 | 80 | E3GAL | 11608 | OK | N | 24 | 7 | 28 | 12 | 5 | 4
1200173 | SWANK INCORPORATED |  | 656 JOSEPH WARNER BLVD |  | TAUNTON | MA | 027800000 | 656 J WARNER BLVD |  | TAUNTON | MA | 027800000 | N | PRIVATE | SM25 | SWANK INC | 5088222527 | PDUC@SWANKINC.COM | PAUL | DUCKETT | 5088222527 | PDUC@SWANK.COM | MICHAEL | CARLOS | 5088222527 | MCAR@SWANKIN.COM | 1 | BOILER #1 - CLEAVER BROOKS #4 OIL |  | BOILER | CLEAVER BROOKS | CB655-200 | 1969-09-01 | 2009 | 8 | 1 | BOILER #1-CLEAVER BROOKS #65-200 #4 OIL | NO.4 | 825 | Distillate Oil (No. 4) | 1 | 0 | 17.5 | E3GAL | 2539.25 | OK | N | 24 | 7 | 30 | 0 | 0 | 0
1200173 | SWANK INCORPORATED |  | 656 JOSEPH WARNER BLVD |  | TAUNTON | MA | 027800000 | 656 J WARNER BLVD |  | TAUNTON | MA | 027800000 | N | PRIVATE | SM25 | SWANK INC | 5088222527 | PDUC@SWANKINC.COM | PAUL | DUCKETT | 5088222527 | PDUC@SWANK.COM | MICHAEL | CARLOS | 5088222527 | MCAR@SWANKIN.COM | 2 | BOILER #2-CLEAVER BROOKS #65-200 #4 OIL |  | BOILER | CLEAVER BROOKS | CB655-200 | 1969-09-01 | 2009 | 8 | 1 | BOILER #2-CLEAVER BROOKS #65-200 #4 OIL | NO.4 | 825 | Distillate Oil (No. 4) | 1 | 0 | 17.5 | E3GAL | 2539.25 | OK | N | 24 | 7 | 30 | 0 | 0 | 0
1200311 | THORNBURY INVESTMENTS |  | 263 BROOKS ST |  | NEW BEDFORD | MA | 027450000 | 305 NASH RD |  | NEW BEDFORD | MA | 027460000 | N | PRIVATE | NM25 | THORNBURY INVESTMENTS | 5089936552 | phil@softub.com | PHILIP | BOUTHILLETE | 5089936552 | PHILIP@SOFTUB.COM | PHILIP | BOUTHILLETTE | 5089936552 | PHIL@SOFTUB.COM | 1 | BOILER #1 - #4 OIL 0.5 S | 30 | BOILER | UNKNOWN | UNKNOWN | 1958-01-01 | 2010 | 10 | 1 | BOILER #1 - #4 OIL 0.5 S | NO.4 | 825 | Distillate Oil (No. 4) | 0.5 | 0 | 14 | E3GAL | 2031.4 | OK | N | 24 | 7 | 30 | 0 | 0 | 0
1200345 | TWEAVE LLC |  | 138 BARROWS ST |  | NORTON | MA | 027660000 | 138 BARROWS ST |  | NORTON | MA | 027660000 | N | PRIVATE | SM25 | TWEAVE LLC | 5082856701 | skipghring@gehringtextile.com | HENRY | LEBREUX | 5082856701 | hlebreux@tweave.com | HENRY | LEBREUX | 5082856701X107 | hlebreux@tweave.com | 4 | BOILER #2-CLEAVER BROOKS CB900-125 DUAL FUEL 5.23M |  | BOILER | CLEAVER-BROOK | N/A | 1981-01-01 | 2011 | 5.23 | 1 | NO. 4 FUEL OIL | NO.4 | 825 | Distillate Oil (No. 4) | 0.6 | 0.1 | 0 | E3GAL | 0 | OK | N | 12 | 7 | 24 | 0 | 0 | 0
1200345 | TWEAVE LLC |  | 138 BARROWS ST |  | NORTON | MA | 027660000 | 138 BARROWS ST |  | NORTON | MA | 027660000 | N | PRIVATE | SM25 | TWEAVE LLC | 5082856701 | skipghring@gehringtextile.com | HENRY | LEBREUX | 5082856701 | hlebreux@tweave.com | HENRY | LEBREUX | 5082856701X107 | hlebreux@tweave.com | 15 | CLEAVER-BROOKS BOILER 150HP |  | BOILER | CLEAVER-BROOKS | CBI-400-150LE | 2007-07-20 | 2011 | 6.123 | 1 | #4 OIL | NO.4 | 825 | Distillate Oil (No. 4) | 0.67 | 0.1 | 0 | E3GAL | 0 | OK | N | 9 | 5 | 45 | 10 | 5 | 18
1200400 | TOBEY HOSPITAL |  | 43 HIGH ST |  | WAREHAM | MA | 025710000 | 43 HIGH ST |  | WAREHAM | MA | 025710000 | N | PRIVATE | NM99 | TOBEY HOSPITAL | 5082734310 | PachecoA@southcoast.org | ANTONIO | PACHECO | 5082734310 | PachecoA@southcoast.org | ANTONIO | PACHECO | 5082734310 | PachecoA@southcoast.org | 1 | BOILER #1-CLEAVER BROOKS #4 OIL |  | BOILER | CLEAVER BROOKS | CB663X150 | 1970-09-01 | 2009 | 6.277 | 1 | BOILER #1-CLEAVER BROOKS #4 OIL | NO.4 | 825 | Distillate Oil (No. 4) | 1 | 0 | 10.4845 | E3GAL | 1521.301 | OK | N | 1 | 7 | 52 | 1 | 7 | 20
1200400 | TOBEY HOSPITAL |  | 43 HIGH ST |  | WAREHAM | MA | 025710000 | 43 HIGH ST |  | WAREHAM | MA | 025710000 | N | PRIVATE | NM99 | TOBEY HOSPITAL | 5082734310 | PachecoA@southcoast.org | ANTONIO | PACHECO | 5082734310 | PachecoA@southcoast.org | ANTONIO | PACHECO | 5082734310 | PachecoA@southcoast.org | 2 | BOILER #2-CLEAVER BROOKS #4 OIL |  | BOILER | CLEAVER BROOKS | CB663X150 | 1970-09-01 | 2009 | 6.277 | 1 | BOILER #2-CLEAVER BROOKS #4 OIL | NO.4 | 825 | Distillate Oil (No. 4) | 1 | 0 | 11.9895 | E3GAL | 1739.6764 | OK | N | 1 | 7 | 52 | 1 | 7 | 20
1200400 | TOBEY HOSPITAL |  | 43 HIGH ST |  | WAREHAM | MA | 025710000 | 43 HIGH ST |  | WAREHAM | MA | 025710000 | N | PRIVATE | NM99 | TOBEY HOSPITAL | 5082734310 | PachecoA@southcoast.org | ANTONIO | PACHECO | 5082734310 | PachecoA@southcoast.org | ANTONIO | PACHECO | 5082734310 | PachecoA@southcoast.org | 4 | BOILER #3-CLEAVER BROOKS U#4, #800 #4 OIL |  | BOILER | CLEAVER BROOKS | CB800-702 | 1987-06-01 | 2009 | 3.1 | 1 | BOILER #3-CLEAVER BROOKS #800 #4 OIL | NO.4 | 825 | Distillate Oil (No. 4) | 1 | 0 | 6.9394 | E3GAL | 1006.9069 | OK | Y | 1 | 7 | 52 | 1 | 2 | 22
1200425 | BISHOP FEEHAN HIGH SCHOOL |  | 70 HOLCOTT DR |  | ATTLEBORO | MA | 027030000 | BISHOP FEEHAN HIGH SCHOOL | 70 HOLCOTT DR | ATTLEBORO | MA | 027030000 | N | PRIVATE | NM99 | BISHOP FEEHAN HIGH SCHOOL | 5082266223X120 | CSERVANT@BISHOPFEEHAN.COM | WILLIAM H. | SHERRY | 5086782828 | BTRENHOLME@DFRCEC.COM | RICK | SANTOS | 5082266223X122 | RSANTOS@BISHOPFEEHAN.COM | 1 | BOILER #1-FITZGIBBONS #2 OIL |  | BOILER | FITZGIBBONS | SM242 | 1961-09-01 | 2010 | 8 | 1 | BOILER #1-FITZGIBBONS #2 OIL | NO.4 | 825 | Distillate Oil (No. 4) | 1 | 0 | 25 | E3GAL | 3627.5 | OK | N | 12 | 7 | 35 | 0 | 0 | 0
1200425 | BISHOP FEEHAN HIGH SCHOOL |  | 70 HOLCOTT DR |  | ATTLEBORO | MA | 027030000 | BISHOP FEEHAN HIGH SCHOOL | 70 HOLCOTT DR | ATTLEBORO | MA | 027030000 | N | PRIVATE | NM99 | BISHOP FEEHAN HIGH SCHOOL | 5082266223X120 | CSERVANT@BISHOPFEEHAN.COM | WILLIAM H. | SHERRY | 5086782828 | BTRENHOLME@DFRCEC.COM | RICK | SANTOS | 5082266223X122 | RSANTOS@BISHOPFEEHAN.COM | 2 | BOILER #2-FITZGIBBONS #2 OIL |  | BOILER | FITZGIBBONS | SM242 | 1979-12-31 | 2010 | 8 | 1 | BOILER #2-FITZGIBBONS #4 OIL | NO.4 | 825 | Distillate Oil (No. 4) | 1 | 0 | 25 | E3GAL | 3627.5 | OK | N | 12 | 6 | 52 | 0 | 0 | 0
1200466 | QUINN ELEMENTARY SCHOOL |  | 529 HAWTHORNE ST |  | DARTMOUTH | MA | 027470000 | 529 HAWTHORNE STREET |  | DARTMOUTH | MA | 027470000 | Y | LOCAL GOVERNMENT | NM25 | TOWN OF DARTMOUTH | 5089973391 | cressmandg@town.dartmouth.ma.us | RICHARD | FERREIRA | 5089937548 | RFERREIRA@DARTMOUTHPS.ORG | RICHARD | FERREIRA | 5089937548 | RFERREIRA@DARTMOUTHPS.ORG | 1 | BOILER #1-H.B.SMITH #650 #4 OIL |  | BOILER | HB SMITH | MILLS 650 | 1969-01-01 | 2010 | 9 | 1 | BOILER #1-H.B.SMITH #650 #4 OIL | NO.4 | 825 | Distillate Oil (No. 4) | 1 | 0 | 43 | E3GAL | 6239.3 | OK | N | 18 | 7 | 25 | 0 | 0 | 0
1200469 | GEORGE H POTTER SCHOOL |  | 185 CROSS RD |  | DARTMOUTH | MA | 027480000 | 8 BUSH ST |  | DARTMOUTH | MA | 027480025 | Y | LOCAL GOVERNMENT | NM25 | DARTMOUTH SCHOOL DEPT | 5089973391 | RFERREIRA@DARTMOUTHPS.ORG | MANUEL | CORDEIRO | 5089973391 | mcordeiro@dartmouthps.org | MANUEL | CORDEIRO | 5089937548 | mcordeiro@dartmouthps.org | 1 | BOILER #1-H.B.SMITH #650 #4 OIL |  | BOILER | HB SMITH | MILLS 650 | 1990-01-01 | 2009 | 9.5 | 1 | BOILER #1-H.B.SMITH #650 #4 OIL-1S | NO.4 | 825 | Distillate Oil (No. 4) | 1 | 0 | 40 | E3GAL | 5804 | OK | N | 16 | 7 | 40 | 0 | 0 | 0
1200519 | DIMAN REGIONAL VOCATIONAL TECHNICAL SCH |  | 251 STONEHAVEN RD |  | FALL RIVER | MA | 027230000 | 251 STONEHAVEN ROAD |  | FALL RIVER | MA | 027230000 | Y | STATE | SM25 | DIMAN REG. VOC. TECH. HIGH SCHOOL | 5086782891X1630 | glennb@dimanregional.org | GLENN | BENEVIDES | 5086782891 | glennb@dimanregional.org | GLENN | BENEVIDES | 5086782891X1630 | glennb@dimanregional.org | 1 | BOILER 1-CLEAVER BROOKS CB655-250 4 OIL-1/S |  | BOILER | CLEAVER BROOKS | CB655-250 | 1967-05-01 | 2009 | 10 | 1 | 4 OIL-1/S | NO.4 | 825 | Distillate Oil (No. 4) | 1 | 0 | 18.33 | E3GAL | 2659.683 | OK | N | 24 | 7 | 33 | 0 | 0 | 0
1200519 | DIMAN REGIONAL VOCATIONAL TECHNICAL SCH |  | 251 STONEHAVEN RD |  | FALL RIVER | MA | 027230000 | 251 STONEHAVEN ROAD |  | FALL RIVER | MA | 027230000 | Y | STATE | SM25 | DIMAN REG. VOC. TECH. HIGH SCHOOL | 5086782891X1630 | glennb@dimanregional.org | GLENN | BENEVIDES | 5086782891 | glennb@dimanregional.org | GLENN | BENEVIDES | 5086782891X1630 | glennb@dimanregional.org | 2 | BOILER 2-CLEAVER BROOKS CB655-250 4 OIL-1/S |  | BOILER | CLEAVER BROOKS | CB655-250 | 1967-05-01 | 2009 | 10 | 1 | BOILER #2-CLEAVER BROOKS CB655-250 4 OIL-1/S | NO.4 | 825 | Distillate Oil (No. 4) | 1 | 0 | 18.333 | E3GAL | 2660.1183 | OK | N | 24 | 7 | 33 | 0 | 0 | 0
1200519 | DIMAN REGIONAL VOCATIONAL TECHNICAL SCH |  | 251 STONEHAVEN RD |  | FALL RIVER | MA | 027230000 | 251 STONEHAVEN ROAD |  | FALL RIVER | MA | 027230000 | Y | STATE | SM25 | DIMAN REG. VOC. TECH. HIGH SCHOOL | 5086782891X1630 | glennb@dimanregional.org | GLENN | BENEVIDES | 5086782891 | glennb@dimanregional.org | GLENN | BENEVIDES | 5086782891X1630 | glennb@dimanregional.org | 3 | BOILER #3-CLEAVER BROOKS CB655-250 #4 OIL-1/S |  | BOILER | CLEAVER BROOKS | CB655-250 | 1967-05-01 | 2009 | 10 | 1 | BOILER #3-CLEAVER BROOKS CB655-250 #4 OIL-1/S | NO.4 | 825 | Distillate Oil (No. 4) | 1 | 0 | 18.333 | E3GAL | 2660.1183 | OK | N | 24 | 7 | 33 | 0 | 0 | 0
1200702 | PLYMOUTH NORTH HIGH |  | OBERY ST |  | PLYMOUTH | MA | 02360 | 10 OAK STREET |  | PLYMOUTH | MA | 023600000 | Y | LOCAL GOVERNMENT | NM99 | PLYMOUTH PUBLIC SCHOOLS | 5088304005 | amontrond@plymouth.k12.ma.us | ARTHUR | MONTROND | 5088304005 | amontrond@plymouth.k12.ma.us | ARTHUR | MONTROND | 5088304005 | amontrond@plymouth.k12.ma.us | 1 | 1 |  | BOILER | PACIFIC BOILER | W-226965 | 1990-01-01 | 2011 | 16 | 1 | BOILER #1 | NO.4 | 825 | Distillate Oil (No. 4) | 1 | 0 | 24.838 | E3GAL | 3603.9938 | OK | N | 8 | 5 | 40 | 2 | 7 | 20
1200702 | PLYMOUTH NORTH HIGH |  | OBERY ST |  | PLYMOUTH | MA | 02360 | 10 OAK STREET |  | PLYMOUTH | MA | 023600000 | Y | LOCAL GOVERNMENT | NM99 | PLYMOUTH PUBLIC SCHOOLS | 5088304005 | amontrond@plymouth.k12.ma.us | ARTHUR | MONTROND | 5088304005 | amontrond@plymouth.k12.ma.us | ARTHUR | MONTROND | 5088304005 | amontrond@plymouth.k12.ma.us | 2 | 2 |  | BOILER | PACIFIC BOILER | W-22696 | 1990-01-01 | 2011 | 16 | 1 | BOILER #2 | NO.4 | 825 | Distillate Oil (No. 4) | 1 | 0 | 24.838 | E3GAL | 3603.9938 | OK | N | 8 | 5 | 40 | 2 | 7 | 20
1200726 | CHASE STREET SCHOOL |  | CHASE ST |  | SOMERSET | MA | 027260000 | 538 CHASE ST |  | SOMERSET | MA | 027260000 | Y | LOCAL GOVERNMENT | NM25 | CHASE STREET SCHOOL | 5083243160 | CAMPOSC@SOMERSET.K12.MA.US | CARLOS | CAMPOS | 5083243100 | CAMPOSC@SOMERSET.K12.MA.US | CARLOS | CAMPOS | 5083243100X211 | CAMPOSC@SOMERSET.K12.MA.US | 1 | BOILER 1 NATURAL GAS |  | BOILER | H.B. SMITH | 640 | 1985-01-01 | 2010 | 2 | 1 | BOILER 1-H.B.SMITH 450 MILLS-NATURAL GAS | NO.4 | 825 | Distillate Oil (No. 4) | 1 | 0 | 0 | E3GAL | 0 | OK | N | 8 | 5 | 24 | 0 | 0 | 0
1200817 | SAGAMORE MILL #1 |  | 140 ACE ST |  | FALL RIVER | MA | 027210000 | 104 ANAWAN STREET BOX 10 |  | FALL RIVER | MA | 027212940 | N | PRIVATE | NM99 | FALL RIVER PARTNERSHIP | 0000000000 | patriciatod@aol.com | PATRICIA | TOD | 5086745781 | patriciatod@aol.com | PATRICIA | TOD | 5086745781 | patriciatod@aol.com | 1 | POWERMASTER #4 OIL- |  | BOILER | POWERMASTER | 65-300-22 | 1965-01-01 | 2010 | 11 | 1 | BOILER 1-POWERMASTER 3H 4 OIL-1S | NO.4 | 825 | Distillate Oil (No. 4) | 1 | 0 | 28 | E3GAL | 4062.8 | OK | N | 24 | 7 | 30 | 24 | 7 | 20
1200843 | BORDER CITY MILL #1 |  | 1 WEST ST |  | FALL RIVER | MA | 027200000 | 104 ANAWAN STREET |  | FALL RIVER | MA | 027222940 | N | PRIVATE | NM99 | FR PARTNERSHIP | 5086745781 | Patriciatod@aol.com | PATRICIA | TOD | 5086745781 | Patriciatod@aol.com | ERIK | ANDRUTIS | 5086745781 | EAndrutis@peregrinegrp.com | 1 | BOILER 1-YORK SHIPLEY 4 OIL-1S |  | BOILER | YORK SHIPLEY | A-B-250 G-AA4 | 1966-01-01 | 2010 | 11 | 1 | BOILER 1-YORK SHIPLEY 4 OIL-1S | NO.4 | 825 | Distillate Oil (No. 4) | 1 | 0 | 28 | E3GAL | 4062.8 | OK | N | 24 | 7 | 30 | 24 | 7 | 20
1210020 | ATLANTIC MANAGEMENT CORPORATION | FKA GLOBE NEWSPAPER COMPANY | 72 SALEM RD |  | BILLERICA | MA | 018210000 | 205 NEWBERRY ST |  | FRAMINGHAM | MA | 017010000 | N | PRIVATE | NM99 | GLOBE NEWSPAPER COMPANY INC | 6179293393 | a_schiavi@globe.com | ANTHONY | SCHIAVI | 6179293393 | a_schiavi@globe.com | ANTHONY | SCHIAVI | 6179293393 | a_schiavi@globe.com | 1 | BOILER #1-CLEAVER BROOKS CB400-250 DUAL FUEL |  | BOILER | CLEAVER BROOKS | CB400-250 | 1983-01-01 | 2009 | 11 | 1 | BOILER 1 CLEAVER BROOKS CB400-250 4 OIL 0.5 S | NO.4 | 825 | Distillate Oil (No. 4) | 0.5 | 0.1 | 0 | E3GAL | 0 | OK | N | 24 | 7 | 52 | 24 | 7 | 20
1210020 | ATLANTIC MANAGEMENT CORPORATION | FKA GLOBE NEWSPAPER COMPANY | 72 SALEM RD |  | BILLERICA | MA | 018210000 | 205 NEWBERRY ST |  | FRAMINGHAM | MA | 017010000 | N | PRIVATE | NM99 | GLOBE NEWSPAPER COMPANY INC | 6179293393 | a_schiavi@globe.com | ANTHONY | SCHIAVI | 6179293393 | a_schiavi@globe.com | ANTHONY | SCHIAVI | 6179293393 | a_schiavi@globe.com | 2 | BOILER 2-CLEAVER BROOKS CB400-250 DUAL FUEL |  | BOILER | CLAVER BROOKS | CB400-250 | 1983-01-01 | 2009 | 11 | 1 | BOILER 2-CLEAVER BROOKS CB400-250 4 OIL 0.5 S | NO.4 | 825 | Distillate Oil (No. 4) | 0.5 | 0.1 | 0 | E3GAL | 0 | OK | N | 24 | 7 | 52 | 24 | 7 | 20
1210020 | ATLANTIC MANAGEMENT CORPORATION | FKA GLOBE NEWSPAPER COMPANY | 72 SALEM RD |  | BILLERICA | MA | 018210000 | 205 NEWBERRY ST |  | FRAMINGHAM | MA | 017010000 | N | PRIVATE | NM99 | GLOBE NEWSPAPER COMPANY INC | 6179293393 | a_schiavi@globe.com | ANTHONY | SCHIAVI | 6179293393 | a_schiavi@globe.com | ANTHONY | SCHIAVI | 6179293393 | a_schiavi@globe.com | 3 | BOILER 3-CLEAVER BROOKS CB900-250-15 9.485 MMBTU |  | BOILER | CLEAVER BROOKS | CB900-250-15 | 1995-12-01 | 2009 | 9 | 1 | BOILER 3-CLEAVER BROOKS CB900-250 4 OIL-0.5 S | NO.4 | 825 | Distillate Oil (No. 4) | 0.5 | 0 | 0 | E3GAL | 0 | OK | N | 24 | 7 | 52 | 0 | 0 | 0
1210201 | MERRIMACK VALLEY HOSPITAL A STEWARD | FAMILY HOSPITAL INC | 140 LINCOLN AVE |  | HAVERHILL | MA | 018301830 | 140 LINCOLN AVE |  | HAVERHILL | MA | 018301830 | N | PRIVATE | SM25 | MERRIMACK VALLEY HOSPITAL DBA | 9783742000 | mark.pitchford@merrimackvalleyhospital.com | MARK | PITCHFORD | 9785218176 | mark.pitchford@merrimackvalleyhospital.com | MARK | PITCHFORD | 9785218176 | mark.pitchford@merrimackvalleyhospital.com | 1 | BOILER #1-CLEAVER BROOKS CB900-80 DUAL FUEL |  | BOILER | CLEAVER BROOKS | CB900-80 | 1983-12-01 | 2011 | 3.347 | 1 | NO. 4 FUEL OIL | NO.4 | 825 | Distillate Oil (No. 4) | 0.5 | 0.5 | 0 | E3GAL | 0 | OK | N | 12 | 7 | 52 | 12 | 7 | 22
1210201 | MERRIMACK VALLEY HOSPITAL A STEWARD | FAMILY HOSPITAL INC | 140 LINCOLN AVE |  | HAVERHILL | MA | 018301830 | 140 LINCOLN AVE |  | HAVERHILL | MA | 018301830 | N | PRIVATE | SM25 | MERRIMACK VALLEY HOSPITAL DBA | 9783742000 | mark.pitchford@merrimackvalleyhospital.com | MARK | PITCHFORD | 9785218176 | mark.pitchford@merrimackvalleyhospital.com | MARK | PITCHFORD | 9785218176 | mark.pitchford@merrimackvalleyhospital.com | 2 | BOILER #2-CLEAVER-BROOKS CB900-80 DUAL FUEL |  | BOILER | CLEAVER BROOKS | CB900-80 | 1983-12-01 | 2011 | 3.347 | 1 | NO.4 FUEL OIL | NO.4 | 825 | Distillate Oil (No. 4) | 0.5 | 0.5 | 0 | E3GAL | 0 | OK | N | 12 | 7 | 52 | 12 | 7 | 22
1210201 | MERRIMACK VALLEY HOSPITAL A STEWARD | FAMILY HOSPITAL INC | 140 LINCOLN AVE |  | HAVERHILL | MA | 018301830 | 140 LINCOLN AVE |  | HAVERHILL | MA | 018301830 | N | PRIVATE | SM25 | MERRIMACK VALLEY HOSPITAL DBA | 9783742000 | mark.pitchford@merrimackvalleyhospital.com | MARK | PITCHFORD | 9785218176 | mark.pitchford@merrimackvalleyhospital.com | MARK | PITCHFORD | 9785218176 | mark.pitchford@merrimackvalleyhospital.com | 3 | BOILER #3-CLEAVER BROOKS CB400-300 DUAL FUEL |  | BOILER | CLEAVER BROOKS | CB400-300 | 1982-11-01 | 2011 | 13 | 1 | NO.4 FUEL OIL | NO.4 | 825 | Distillate Oil (No. 4) | 0.5 | 0.5 | 0 | E3GAL | 0 | OK | N | 24 | 7 | 17 | 24 | 7 | 8
1210201 | MERRIMACK VALLEY HOSPITAL A STEWARD | FAMILY HOSPITAL INC | 140 LINCOLN AVE |  | HAVERHILL | MA | 018301830 | 140 LINCOLN AVE |  | HAVERHILL | MA | 018301830 | N | PRIVATE | SM25 | MERRIMACK VALLEY HOSPITAL DBA | 9783742000 | mark.pitchford@merrimackvalleyhospital.com | MARK | PITCHFORD | 9785218176 | mark.pitchford@merrimackvalleyhospital.com | MARK | PITCHFORD | 9785218176 | mark.pitchford@merrimackvalleyhospital.com | 4 | BOILER #4-CLEAVER BROOKS CB400-300 DUAL FUEL |  | BOILER | CLEAVER BROOKS | CB400-300 | 1982-11-01 | 2011 | 13 | 1 | NO.4 FUEL OIL | NO.4 | 825 | Distillate Oil (No. 4) | 0.5 | 0.5 | 0 | E3GAL | 0 | OK | N | 24 | 7 | 17 | 24 | 7 | 8
1210201 | MERRIMACK VALLEY HOSPITAL A STEWARD | FAMILY HOSPITAL INC | 140 LINCOLN AVE |  | HAVERHILL | MA | 018301830 | 140 LINCOLN AVE |  | HAVERHILL | MA | 018301830 | N | PRIVATE | SM25 | MERRIMACK VALLEY HOSPITAL DBA | 9783742000 | mark.pitchford@merrimackvalleyhospital.com | MARK | PITCHFORD | 9785218176 | mark.pitchford@merrimackvalleyhospital.com | MARK | PITCHFORD | 9785218176 | mark.pitchford@merrimackvalleyhospital.com | 5 | BOILER #5-CLEAVER BROOKS CB400-300 DUAL FUEL |  | BOILER | CLEAVER BROOKS | CB400-300 | 1982-11-01 | 2011 | 13 | 1 | NO.4 FUEL OIL | NO.4 | 825 | Distillate Oil (No. 4) | 0.5 | 0.5 | 0 | E3GAL | 0 | OK | N | 24 | 7 | 18 | 24 | 7 | 7
1210241 | BROOKS SCHOOL |  | 1160 GREAT POND RD |  | NORTH ANDOVER | MA | 018450000 | 1160 GREAT POND RD |  | NORTH ANDOVER | MA | 018450000 | N | PRIVATE | SM25 | BROOKS SCHOOL THE | 9786866101 | jtrovage@brooksschool.org | JOHN | TROVAGE | 9787256280 | jtrovage@brooksschool.org | JOHN | TROVAGE | 9787256264 | jtrovage@brooksschool.org | 1 | BOILER #1 CLEAVER BROOKS CB600-300: #4 OIL AND NG |  | BOILER | CLEAVER-BROOKS | CB600-300 | 1983-09-19 | 2009 | 13 | 1 | BOILER #1-CLEAVER BROOKS CB600-300 #4 OIL-1 S | NO.4 | 825 | Distillate Oil (No. 4) | 1 |  | 0 | E3GAL | 0 | OK | Y | 24 | 7 | 52 | 24 | 7 | 22
1210241 | BROOKS SCHOOL |  | 1160 GREAT POND RD |  | NORTH ANDOVER | MA | 018450000 | 1160 GREAT POND RD |  | NORTH ANDOVER | MA | 018450000 | N | PRIVATE | SM25 | BROOKS SCHOOL THE | 9786866101 | jtrovage@brooksschool.org | JOHN | TROVAGE | 9787256280 | jtrovage@brooksschool.org | JOHN | TROVAGE | 9787256264 | jtrovage@brooksschool.org | 2 | BOILER #2 CLEAVER BROOKS CB655-300 #4 OIL AND NGAS |  | BOILER | CLEAVER-BROOKS | CB655-300 | 1967-08-08 | 2009 | 13 | 1 | BOILER #2-CLEAVER BROOKS CB655-300 #4 OIL-1 S | NO.4 | 825 | Distillate Oil (No. 4) | 1 |  | 0 | E3GAL | 0 | OK | Y | 24 | 7 | 52 | 24 | 7 | 22
1210241 | BROOKS SCHOOL |  | 1160 GREAT POND RD |  | NORTH ANDOVER | MA | 018450000 | 1160 GREAT POND RD |  | NORTH ANDOVER | MA | 018450000 | N | PRIVATE | SM25 | BROOKS SCHOOL THE | 9786866101 | jtrovage@brooksschool.org | JOHN | TROVAGE | 9787256280 | jtrovage@brooksschool.org | JOHN | TROVAGE | 9787256264 | jtrovage@brooksschool.org | 3 | BOILER #3 CLEAVER BROOKS CB600-150 #4 OIL-1 S |  | BOILER | CLEAVER-BROOKS | CB600-150 | 1983-07-01 | 2009 | 6 | 1 | BOILER #3-CLEAVER BROOKS CB600-150 #4 OIL-1 S | NO.4 | 825 | Distillate Oil (No. 4) | 1 | 0.1 | 0 | E3GAL | 0 | OK | Y | 24 | 7 | 52 | 24 | 7 | 22
1210247 | BAKER COMMODITIES |  | 134 REAR BILLERICA AVE |  | TEWKSBURY | MA | 018760000 | PO BOX 132 |  | NORTH BILLERICA | MA | 018620132 | N | PRIVATE | SM80-R | BAKER COMMODITIES INC | 9784548811 | JHuelsman@bakercommodities.com | JOSEPH | HUELSMAN | 9784548811 | JHuelsman@bakercommodities.com | CRAIG | WILLIAMS | 9784548811 | CWilliams@bakercommodities.com | 3 | BOILER #3-BIGELOW 304 |  | BOILER | BIGELOW | 304 | 1956-03-01 | 2011 | 18 | 1 | BOILER #3-BIGELOW 304 #4 OIL-1.0S | NO.4 | 825 | Distillate Oil (No. 4) | 1 | 0 | 0 | E3GAL | 0 | OK | N | 0 | 0 | 0 | 0 | 0 | 0
1210928 | COURIER WESTFORD |  | 1 PLEASANT ST |  | WESTFORD | MA | 018860000 | 22 TOWN FARM ROAD |  | WESTFORD | MA | 018860000 | N | PRIVATE | SM80-R | COURIER WESTFORD INC | 9782516000 | cholmes@courier.com | CHRIS | HOLMES | 9782516401 | CHOLMES@COURIER.COM | CARL | EDWARDS | 9782516481 | cedwards@courier.com | 1 | BOILER #1-SCANNELL #478-C #4 OIL-1%S |  | BOILER | SCANNELL | 478-C | 1974-01-01 | 2005 | 10 | 1 | BOILER #1-SCANNELL #478-C #4 OIL-1%S | NO.4 | 825 | Distillate Oil (No. 4) | 1 | 0 | 17 | E3GAL | 2466.7 | OK | N | 24 | 7 | 32 | 24 | 7 | 4
1190138 | GENERAL ELECTRIC AIRCRAFT ENGINES |  | 1000 WESTERN AVE |  | LYNN | MA | 019100000 | 1000 WESTERN AVE |  | LYNN | MA | 019100000 | N | PRIVATE | OP12 | GENERAL ELECTRIC COMPANY | 7815944704 | jolanta.wojas@ge.com | MARIA | DEACON | 7815943013 | maria.deacon@ge.com | JOLANTA | WOJAS | 7815944704 | jolanta.wojas@ge.com | 9 | HOT CORROSION TEST FURNACES- JET A EU68-6 |  | CORROSION TEST FURNACE (NO BURNERS) | MELLON CO. INC. | UNKNOWN | 1969-01-01 | 2011 | 1 | 1 | FURNACES #1..4-HOT CORROSION TEST JP-5 EU68-6 | NO.4 | 825 | Distillate Oil (No. 4) | 0.5 | 0 | 0.35 | E3GAL | 50.785 | OK | Y | 24 | 7 | 52 | 24 | 7 | 22
0420078 | PALMER PAVING CORP |  | 1000 PAGE BLVD |  | SPRINGFIELD | MA | 011040000 | 25 BLANCHARD STREET | P.O. BOX 47 | PALMER | MA | 010690000 | N | PRIVATE | SM80-7 | PALMER PAVING CORP | 4132838354 | jec@palmerpaving.com | JON | CALLAHAN | 4132838354 | jec@palmerpaving.com | JON | CALLAHAN | 4132838354 | jec@palmerpaving.com | 1 | UNIT 1 ASPHALT DRUM MIX PLANT- STANSTEEL 3 FUELS |  | AGGREGATE DRYER | HAUCK | ECOSTAR II 150 | 2006-03-31 | 2009 | 165 | 4 | ROTARY DRYER 1-STANSTEEL SPEC USED OIL | NO.6 | 923 | Residual Oil (No. 6) | 0.5 |  | 398.239 | E3GAL | 60691.6236 | OK | N | 10 | 6 | 35 | 10 | 6 | 22
0420003 | AMHERST COLLEGE |  | 151 COLLEGE ST | CO-GENERATION PLANT | AMHERST | MA | 010020000 | 151 COLLEGE ST | CO-GENERATION PLANT | AMHERST | MA | 010020000 | N | PRIVATE | SM80-R | TRUSTEES OF AMHERST COLLEGE | 4135428189 | ramears@amherst.edu | JEFF | ISABELLE | 4135422261 | jmisabelle@amherst.edu | JEFF | ISABELLE | 4135422261 | jmisabelle@amherst.edu | 1 | BOILER #1 |  | BOILER | BABCOCK AND WILCOK | FM-2280 | 1973-01-01 | 2011 | 62 | 1 | BOILER 1 2.2S | NO.6 | 923 | Residual Oil (No. 6) | 2.2 | 0.07 | 0 | E3GAL | 0 | OK | N | 24 | 7 | 26 | 24 | 7 | 10
0420003 | AMHERST COLLEGE |  | 151 COLLEGE ST | CO-GENERATION PLANT | AMHERST | MA | 010020000 | 151 COLLEGE ST | CO-GENERATION PLANT | AMHERST | MA | 010020000 | N | PRIVATE | SM80-R | TRUSTEES OF AMHERST COLLEGE | 4135428189 | ramears@amherst.edu | JEFF | ISABELLE | 4135422261 | jmisabelle@amherst.edu | JEFF | ISABELLE | 4135422261 | jmisabelle@amherst.edu | 1 | BOILER #1 |  | BOILER | BABCOCK AND WILCOK | FM-2280 | 1973-01-01 | 2011 | 62 | 3 | BOILER 1-BABCOCK WILCOX FM2280 6 OIL-1S | NO.6 | 923 | Residual Oil (No. 6) | 1 | 0.1 | 139.5 | E3GAL | 21259.8 | OK | N | 24 | 7 | 26 | 24 | 7 | 10
0420003 | AMHERST COLLEGE |  | 151 COLLEGE ST | CO-GENERATION PLANT | AMHERST | MA | 010020000 | 151 COLLEGE ST | CO-GENERATION PLANT | AMHERST | MA | 010020000 | N | PRIVATE | SM80-R | TRUSTEES OF AMHERST COLLEGE | 4135428189 | ramears@amherst.edu | JEFF | ISABELLE | 4135422261 | jmisabelle@amherst.edu | JEFF | ISABELLE | 4135422261 | jmisabelle@amherst.edu | 2 | BOILER 2 |  | BOILER | BABCOCK AND WILCOK | FM-2280 | 1973-01-01 | 2011 | 62 | 1 | BOILER 2 2.2 S | NO.6 | 923 | Residual Oil (No. 6) | 2.2 | 0.07 | 0 | E3GAL | 0 | OK | N | 24 | 7 | 26 | 24 | 7 | 10
0420003 | AMHERST COLLEGE |  | 151 COLLEGE ST | CO-GENERATION PLANT | AMHERST | MA | 010020000 | 151 COLLEGE ST | CO-GENERATION PLANT | AMHERST | MA | 010020000 | N | PRIVATE | SM80-R | TRUSTEES OF AMHERST COLLEGE | 4135428189 | ramears@amherst.edu | JEFF | ISABELLE | 4135422261 | jmisabelle@amherst.edu | JEFF | ISABELLE | 4135422261 | jmisabelle@amherst.edu | 2 | BOILER 2 |  | BOILER | BABCOCK AND WILCOK | FM-2280 | 1973-01-01 | 2011 | 62 | 3 | BOILER 2 OIL 1S | NO.6 | 923 | Residual Oil (No. 6) | 1 | 0.1 | 139.5 | E3GAL | 21259.8 | OK | N | 24 | 7 | 26 | 24 | 7 | 10
0420036 | HOLYOKE MEDICAL CENTER |  | 575 BEECH ST |  | HOLYOKE | MA | 010400000 | 575 BEECH ST |  | HOLYOKE | MA | 010400000 | N | PRIVATE | SM79-R | HOLYOKE MEDICAL CENTER | 4135342596X4306 | goulet_kerry@holyokehealth.com | JOHN | THERRIEN | 4135342595 | Therrien_John@HolyokeHealth.com | KERRY | GOULET | 4135342596X4306 | goulet_kerry@holyokehealth.com | 1 | BOILER #1-BIGELOW 7829 DUAL FUEL |  | BOILER | BIGELOW | 7829 | 1990-03-01 | 2011 | 15 | 1 | #6 OIL - .478 WEIGHT SULFUR | NO.6 | 923 | Residual Oil (No. 6) | 0.5 | 0.1 | 0.724 | E3GAL | 110.3376 | OK | N | 24 | 7 | 13 | 24 | 7 | 12
0420036 | HOLYOKE MEDICAL CENTER |  | 575 BEECH ST |  | HOLYOKE | MA | 010400000 | 575 BEECH ST |  | HOLYOKE | MA | 010400000 | N | PRIVATE | SM79-R | HOLYOKE MEDICAL CENTER | 4135342596X4306 | goulet_kerry@holyokehealth.com | JOHN | THERRIEN | 4135342595 | Therrien_John@HolyokeHealth.com | KERRY | GOULET | 4135342596X4306 | goulet_kerry@holyokehealth.com | 2 | BOILER #2-BIGELOW 2621 DUAL FUEL |  | BOILER | BIGELOW | 2621 | 1990-06-01 | 2011 | 15 | 1 | #6 OIL - .478 WEIGHT SULFUR | NO.6 | 923 | Residual Oil (No. 6) | 0.5 | 0.1 | 2.083 | E3GAL | 317.4492 | OK | N | 24 | 7 | 13 | 24 | 7 | 12
0420036 | HOLYOKE MEDICAL CENTER |  | 575 BEECH ST |  | HOLYOKE | MA | 010400000 | 575 BEECH ST |  | HOLYOKE | MA | 010400000 | N | PRIVATE | SM79-R | HOLYOKE MEDICAL CENTER | 4135342596X4306 | goulet_kerry@holyokehealth.com | JOHN | THERRIEN | 4135342595 | Therrien_John@HolyokeHealth.com | KERRY | GOULET | 4135342596X4306 | goulet_kerry@holyokehealth.com | 3 | BOILER #3-MURRAY 10281 DUAL FUEL |  | BOILER | MURRAY | 10281 | 1988-06-01 | 2011 | 30 | 1 | 6 OIL - .478 WEIGHT SULFUR | NO.6 | 923 | Residual Oil (No. 6) | 0.478 | 0.1 | 27.931 | E3GAL | 4256.6844 | OK | N | 24 | 7 | 26 | 0 | 0 | 0
0420038 | HOLYOKE GAS & ELECTRIC DEPARTMENT |  | 102 CABOT ST |  | HOLYOKE | MA | 010406074 | 99 SUFFOLK STREET |  | HOLYOKE | MA | 010405082 | Y | LOCAL GOVERNMENT | OP5.5 | HOLYOKE GAS AND ELECTRIC DEPT | 4135369392 | cmartel@hged.com | CHARLES | MARTEL | 4135369392 | cmartel@hged.com | CHARLES | MARTEL | 4135369392 | cmartel@hged.com | 1 | BOILER #5-RILEY STOKER DUAL FUEL- #6 OIL - NG |  | BOILER | RILEY STOKER | 3376 | 1960-01-01 | 2011 | 249 | 1 | BOILER # 5-RILEY STOKER #6 OIL | NO.6 | 923 | Residual Oil (No. 6) | 1 | 0 | 0 | E3GAL | 0 | OK | N | 3 | 1 | 2 | 0 | 0 | 0
0420047 | LUDLOW MILLS | WESTMASS AREA DEVELOPMENT CORP | 100 STATE ST |  | LUDLOW | MA | 010560000 | 255 PADGETTE ST |  | CHICOPEE | MA | 010220000 | N | PRIVATE | SM79-R | WESTMASS AREA DEVELOPMENT CORPORATION | 4135936421 | k.delude@westmassdevelopment.com | BRYAN | NICHOLAS | 4135936421 | b.nicholas@westmassdevelopment.com | KENNETH | DELUDE | 4135936421 | k.delude@westmassdevelopment.com | 1 | BOILER #1-BIGELOW ST-434 #6 OIL-1.0 |  | BOILER | BIGELOW | ST 434 | 1989-01-01 | 2011 | 28 | 1 | BOILER #1-BIGELOW ST 434 #6 OIL-1.0 | NO.6 | 923 | Residual Oil (No. 6) | 1 | 1 | 236.12 | E3GAL | 35984.688 | OK | N | 24 | 7 | 31 | 0 | 0 | 0
0420047 | LUDLOW MILLS | WESTMASS AREA DEVELOPMENT CORP | 100 STATE ST |  | LUDLOW | MA | 010560000 | 255 PADGETTE ST |  | CHICOPEE | MA | 010220000 | N | PRIVATE | SM79-R | WESTMASS AREA DEVELOPMENT CORPORATION | 4135936421 | k.delude@westmassdevelopment.com | BRYAN | NICHOLAS | 4135936421 | b.nicholas@westmassdevelopment.com | KENNETH | DELUDE | 4135936421 | k.delude@westmassdevelopment.com | 2 | BOILER #2-BIGELOW ST 434 #6 OIL-1.0 |  | BOILER | BIGELOW | ST434 | 1964-08-01 | 2011 | 28 | 1 | BOILER #2-BIGELOW ST 434 #6 OIL-1.0S | NO.6 | 923 | Residual Oil (No. 6) | 1 | 1 | 0 | E3GAL | 0 | OK | N | 12 | 5 | 24 | 0 | 0 | 0
0420058 | SMITH COLLEGE |  | 126 WEST ST |  | NORTHAMPTON | MA | 010630000 | 126 WEST STREET |  | NORTHAMPTON | MA | 010630000 | N | PRIVATE | SM79-7 | SMITH COLLEGE | 4135842700 | cdougher@smith.edu | JOHN | SHENETTE | 4135852400 | jshenette@smith.edu | STEPHEN | SLOCOMB | 9784616214 | sslocomb@epsilonassociates.com | 4 | BOILER #4-ERIE CITY #98525 DUAL FUEL |  | BOILER | ERIE CITY | #98525 | 1973-01-01 | 2011 | 68.1 | 1 | #6 FUEL OIL (0.5 PERCENT SULFUR) | NO.6 | 923 | Residual Oil (No. 6) | 0.5 | 0.1 | 56.18 | E3GAL | 8561.832 | OK | N | 24 | 6 | 27 | 24 | 7 | 4
0420058 | SMITH COLLEGE |  | 126 WEST ST |  | NORTHAMPTON | MA | 010630000 | 126 WEST STREET |  | NORTHAMPTON | MA | 010630000 | N | PRIVATE | SM79-7 | SMITH COLLEGE | 4135842700 | cdougher@smith.edu | JOHN | SHENETTE | 4135852400 | jshenette@smith.edu | STEPHEN | SLOCOMB | 9784616214 | sslocomb@epsilonassociates.com | 5 | BOILER #5-ERIE CITY #98524 DUAL FUEL |  | BOILER | ERIE CITY | 98524 | 1973-01-01 | 2011 | 68.1 | 2 | #6 FUEL OIL (0.5 PERCENT SULFUR) | NO.6 | 923 | Residual Oil (No. 6) | 0.5 | 0.1 | 38.27 | E3GAL | 5832.348 | OK | N | 24 | 5 | 34 | 24 | 5 | 5
0420058 | SMITH COLLEGE |  | 126 WEST ST |  | NORTHAMPTON | MA | 010630000 | 126 WEST STREET |  | NORTHAMPTON | MA | 010630000 | N | PRIVATE | SM79-7 | SMITH COLLEGE | 4135842700 | cdougher@smith.edu | JOHN | SHENETTE | 4135852400 | jshenette@smith.edu | STEPHEN | SLOCOMB | 9784616214 | sslocomb@epsilonassociates.com | 20 | BOILER 3 |  | BOILER | RENTECH | RENTECH | 2008-10-01 | 2011 | 79.1 | 2 | NO. 6 OIL | NO.6 | 923 | Residual Oil (No. 6) | 0.5 | 0 | 0 | E3GAL | 0 | OK | N | 24 | 5 | 23 | 0 | 0 | 0
0420061 | BARNHARDT MANUFACTURING CO |  | 247 MAIN ST | RTE 112 | COLRAIN | MA | 013400000 | PO BOX 3 |  | COLRAIN | MA | 013400003 | N | PRIVATE | SM79-7 | BARNHARDT MANUFACTURING | 4136243471 | albert.sheridan@barnhardt.net | ALBERT | SHERIDAN | 4136243471 | albertsheridan@barnhardt.net | ALBERT | SHERIDAN | 4136243471 | albertsheridan@barnhardt.net | 1 | BOILER #1-NEBRASKA NS-C-45 44 MMBTU/HR |  | BOILER | NEBRASKA | NS-C-45 | 1997-12-14 | 2009 | 44 | 1 | #6 FUEL OIL | NO.6 | 923 | Residual Oil (No. 6) | 0.5 | 0.1 | 939.849 | E3GAL | 143232.9876 | OK | N | 24 | 7 | 52 | 24 | 7 | 22
0420065 | MA MONSON DEVELOPMENTAL CENTER |  | 175 STATE AVE |  | PALMER | MA | 010690000 | 175 STATE AVE |  | PALMER | MA | 010690000 | Y | STATE | SM79-R | MA MONSON DEVELOPMENT CENTER | 4132833411 | karen.bates@massmail.state.ma.us | BERNARD | O'BRIEN | 4132833411 | karen.bates@massmail.state.ma.us | BERNARD | O'BRIEN | 4132833411X1230 | karen.bates@massmail.state.ma.us | 1 | #1BOILER,BIGELOW #6 OIL 1S. |  | BOILER | BIGELOW | 1 | 1977-01-01 | 2011 | 25 | 1 | BOILER #1-BIGELOW NB2838 #6 OIL-1S | NO.6 | 923 | Residual Oil (No. 6) | 1 | 0.1 | 171.55 | E3GAL | 26144.22 | OK | Y | 24 | 7 | 52 | 24 | 7 | 22
0420065 | MA MONSON DEVELOPMENTAL CENTER |  | 175 STATE AVE |  | PALMER | MA | 010690000 | 175 STATE AVE |  | PALMER | MA | 010690000 | Y | STATE | SM79-R | MA MONSON DEVELOPMENT CENTER | 4132833411 | karen.bates@massmail.state.ma.us | BERNARD | O'BRIEN | 4132833411 | karen.bates@massmail.state.ma.us | BERNARD | O'BRIEN | 4132833411X1230 | karen.bates@massmail.state.ma.us | 2 | BOILER #2-BIGELOW NB-2839 #6 OIL-1.0S |  | BOILER | BIGELOW | 2 | 1977-01-01 | 2011 | 25 | 1 | BOILER #2-BIGELOW NB2839 #6 OIL-1S | NO.6 | 923 | Residual Oil (No. 6) | 1 | 0.1 | 308 | E3GAL | 46939.2 | OK | Y | 24 | 7 | 52 | 24 | 7 | 22
0420065 | MA MONSON DEVELOPMENTAL CENTER |  | 175 STATE AVE |  | PALMER | MA | 010690000 | 175 STATE AVE |  | PALMER | MA | 010690000 | Y | STATE | SM79-R | MA MONSON DEVELOPMENT CENTER | 4132833411 | karen.bates@massmail.state.ma.us | BERNARD | O'BRIEN | 4132833411 | karen.bates@massmail.state.ma.us | BERNARD | O'BRIEN | 4132833411X1230 | karen.bates@massmail.state.ma.us | 3 | BOILER #3-ERIE CITY NB-4170 #6 OIL-1.0S |  | BOILER | ERIECITY | 1 | 1950-01-01 | 2011 | 27 | 1 | BOILER #3-ERIE CITY NB4170 #6 OIL-1S | NO.6 | 923 | Residual Oil (No. 6) | 1 | 0.1 | 98.214 | E3GAL | 14967.8136 | OK | Y | 24 | 7 | 52 | 24 | 7 | 22
0420073 | MOUNT HOLYOKE COLLEGE |  | 50 COLLEGE ST | CENTRAL HEATING PLT | SOUTH HADLEY | MA | 010750000 | 50 COLLEGE STREET |  | SOUTH HADLEY | MA | 010750000 | N | PRIVATE | SM80-R | MOUNT HOLYOKE COLLEGE | 4135382529 | rbigelow@mtholyoke.edu | RICHARD | BIGELOW | 4135382369 | rbigelow@mtholyoke.edu | RICHARD | BIGELOW | 4135382369 | rbigelow@mtholyoke.edu | 1 | BOILER #1-RILEY DUAL FUEL |  | BOILER | RILEY BOILER | RO20 | 1977-07-01 | 2011 | 25 | 1 | BOILER #1-RILEY #6 OIL-1.0S | NO.6 | 923 | Residual Oil (No. 6) | 1 | 1 | 0 | E3GAL | 0 | OK | N | 24 | 7 | 36 | 24 | 7 | 4
0420073 | MOUNT HOLYOKE COLLEGE |  | 50 COLLEGE ST | CENTRAL HEATING PLT | SOUTH HADLEY | MA | 010750000 | 50 COLLEGE STREET |  | SOUTH HADLEY | MA | 010750000 | N | PRIVATE | SM80-R | MOUNT HOLYOKE COLLEGE | 4135382529 | rbigelow@mtholyoke.edu | RICHARD | BIGELOW | 4135382369 | rbigelow@mtholyoke.edu | RICHARD | BIGELOW | 4135382369 | rbigelow@mtholyoke.edu | 1 | BOILER #1-RILEY DUAL FUEL |  | BOILER | RILEY BOILER | RO20 | 1977-07-01 | 2011 | 25 | 3 | BOILER #1-RILEY: #6 OIL-2.2S | NO.6 | 923 | Residual Oil (No. 6) | 2.2 | 1 | 0 | E3GAL | 0 | OK | N | 24 | 7 | 36 | 24 | 7 | 4
0420073 | MOUNT HOLYOKE COLLEGE |  | 50 COLLEGE ST | CENTRAL HEATING PLT | SOUTH HADLEY | MA | 010750000 | 50 COLLEGE STREET |  | SOUTH HADLEY | MA | 010750000 | N | PRIVATE | SM80-R | MOUNT HOLYOKE COLLEGE | 4135382529 | rbigelow@mtholyoke.edu | RICHARD | BIGELOW | 4135382369 | rbigelow@mtholyoke.edu | RICHARD | BIGELOW | 4135382369 | rbigelow@mtholyoke.edu | 2 | BOILER #2-RILEY #6 OIL |  | BOILER | RILEY | RO | 1977-07-01 | 2011 | 25 | 1 | BOILER #2-RILEY #6 OIL-2.2S | NO.6 | 923 | Residual Oil (No. 6) | 2.2 | 1 | 0 | E3GAL | 0 | OK | N | 24 | 7 | 8 | 0 | 0 | 0
0420073 | MOUNT HOLYOKE COLLEGE |  | 50 COLLEGE ST | CENTRAL HEATING PLT | SOUTH HADLEY | MA | 010750000 | 50 COLLEGE STREET |  | SOUTH HADLEY | MA | 010750000 | N | PRIVATE | SM80-R | MOUNT HOLYOKE COLLEGE | 4135382529 | rbigelow@mtholyoke.edu | RICHARD | BIGELOW | 4135382369 | rbigelow@mtholyoke.edu | RICHARD | BIGELOW | 4135382369 | rbigelow@mtholyoke.edu | 2 | BOILER #2-RILEY #6 OIL |  | BOILER | RILEY | RO | 1977-07-01 | 2011 | 25 | 2 | BOILER #2-RILEY #6 OIL-1.0S | NO.6 | 923 | Residual Oil (No. 6) | 1 | 1 | 45.537 | E3GAL | 6939.8388 | OK | N | 24 | 7 | 8 | 0 | 0 | 0
0420073 | MOUNT HOLYOKE COLLEGE |  | 50 COLLEGE ST | CENTRAL HEATING PLT | SOUTH HADLEY | MA | 010750000 | 50 COLLEGE STREET |  | SOUTH HADLEY | MA | 010750000 | N | PRIVATE | SM80-R | MOUNT HOLYOKE COLLEGE | 4135382529 | rbigelow@mtholyoke.edu | RICHARD | BIGELOW | 4135382369 | rbigelow@mtholyoke.edu | RICHARD | BIGELOW | 4135382369 | rbigelow@mtholyoke.edu | 3 | BOILER #3-RILEY DUAL FUEL |  | BOILER | RILEY | RO | 1977-07-01 | 2011 | 25 | 1 | BOILER #3-RILEY #6 OIL-1.0S | NO.6 | 923 | Residual Oil (No. 6) | 1 | 1 | 0 | E3GAL | 0 | OK | N | 24 | 7 | 33 | 12 | 7 | 1
0420073 | MOUNT HOLYOKE COLLEGE |  | 50 COLLEGE ST | CENTRAL HEATING PLT | SOUTH HADLEY | MA | 010750000 | 50 COLLEGE STREET |  | SOUTH HADLEY | MA | 010750000 | N | PRIVATE | SM80-R | MOUNT HOLYOKE COLLEGE | 4135382529 | rbigelow@mtholyoke.edu | RICHARD | BIGELOW | 4135382369 | rbigelow@mtholyoke.edu | RICHARD | BIGELOW | 4135382369 | rbigelow@mtholyoke.edu | 3 | BOILER #3-RILEY DUAL FUEL |  | BOILER | RILEY | RO | 1977-07-01 | 2011 | 25 | 3 | BOILER #3-RILEY #6 OIL-2.2S | NO.6 | 923 | Residual Oil (No. 6) | 2.2 | 1 | 0 | E3GAL | 0 | OK | N | 24 | 7 | 33 | 12 | 7 | 1
0420073 | MOUNT HOLYOKE COLLEGE |  | 50 COLLEGE ST | CENTRAL HEATING PLT | SOUTH HADLEY | MA | 010750000 | 50 COLLEGE STREET |  | SOUTH HADLEY | MA | 010750000 | N | PRIVATE | SM80-R | MOUNT HOLYOKE COLLEGE | 4135382529 | rbigelow@mtholyoke.edu | RICHARD | BIGELOW | 4135382369 | rbigelow@mtholyoke.edu | RICHARD | BIGELOW | 4135382369 | rbigelow@mtholyoke.edu | 4 | BOILER #4-UNION IRON WORKS #23288 #6 OIL-1S |  | BOILER | UNION IRON WORKS | 23288 | 1965-01-01 | 2011 | 27 | 1 | BOILER #4-UNION #6 OIL-1S | NO.6 | 923 | Residual Oil (No. 6) | 1 | 1 | 0 | E3GAL | 0 | OK | N | 24 | 7 | 33 | 24 | 7 | 1
0420073 | MOUNT HOLYOKE COLLEGE |  | 50 COLLEGE ST | CENTRAL HEATING PLT | SOUTH HADLEY | MA | 010750000 | 50 COLLEGE STREET |  | SOUTH HADLEY | MA | 010750000 | N | PRIVATE | SM80-R | MOUNT HOLYOKE COLLEGE | 4135382529 | rbigelow@mtholyoke.edu | RICHARD | BIGELOW | 4135382369 | rbigelow@mtholyoke.edu | RICHARD | BIGELOW | 4135382369 | rbigelow@mtholyoke.edu | 15 | BOILER #5-UNION #23289 DUAL FUEL |  | BOILER | UNION IRON WORKS | 1 | 1965-01-01 | 2011 | 24 | 1 | BOILER #5-UNION #23289 #6 OIL AT 1.0S | NO.6 | 923 | Residual Oil (No. 6) | 1 | 0.1 | 0 | E3GAL | 0 | OK | N | 24 | 7 | 36 | 14 | 7 | 2
0420085 | MASS MUTUAL INSURANCE |  | 1295 STATE ST |  | SPRINGFIELD | MA | 011110001 | 1295 STATE ST |  | SPRINGFIELD | MA | 011110001 | N | PRIVATE | SM80-R | MASS MUTUAL LIFE INSURANCE CO | 4137888411 | djbrown@massmutual.com | DAVID | BROWN | 4137448429 | dbrown3@massmutual.com | BENJAMIN | PAQUETTE | 4137440285 | bpaquette@massmutual.com | 1 | BOILER #1 BABCOCK WILCOX #FM942 DUAL FUEL |  | BOILER | BABCOCK WILCOX | UNKNOWN | 1971-01-01 | 2011 | 30 | 1 | BOILER #1-BABCOCK WILCOX #FM942 #6 OIL 1 S | NO.6 | 923 | Residual Oil (No. 6) | 1 | 0.1 | 0.924 | E3GAL | 140.8176 | OK | N | 12 | 5 | 43 | 12 | 5 | 13
0420085 | MASS MUTUAL INSURANCE |  | 1295 STATE ST |  | SPRINGFIELD | MA | 011110001 | 1295 STATE ST |  | SPRINGFIELD | MA | 011110001 | N | PRIVATE | SM80-R | MASS MUTUAL LIFE INSURANCE CO | 4137888411 | djbrown@massmutual.com | DAVID | BROWN | 4137448429 | dbrown3@massmutual.com | BENJAMIN | PAQUETTE | 4137440285 | bpaquette@massmutual.com | 2 | BOILER #2 BABCOCK WILCOX #FM942 DUAL FUEL |  | BOILER | BABCOCK & WILCOX | UNKNOWN | 1971-01-01 | 2011 | 30 | 1 | BOILER #2 BABCOCK WILCOX #FM942 #6 OIL 1 S | NO.6 | 923 | Residual Oil (No. 6) | 1 | 0.1 | 0.929 | E3GAL | 141.5796 | OK | N | 12 | 6 | 43 | 12 | 5 | 13
0420085 | MASS MUTUAL INSURANCE |  | 1295 STATE ST |  | SPRINGFIELD | MA | 011110001 | 1295 STATE ST |  | SPRINGFIELD | MA | 011110001 | N | PRIVATE | SM80-R | MASS MUTUAL LIFE INSURANCE CO | 4137888411 | djbrown@massmutual.com | DAVID | BROWN | 4137448429 | dbrown3@massmutual.com | BENJAMIN | PAQUETTE | 4137440285 | bpaquette@massmutual.com | 3 | BOILER #3 BABCOCK WILCOX #FM942 DUAL FUEL |  | BOILER | BABCOCK & WILCOX | UNKNOWN | 1961-01-01 | 2011 | 30 | 1 | BOILER #3 BABCOCK+WILCOX #FM942 #6 OIL 1 S | NO.6 | 923 | Residual Oil (No. 6) | 1 | 0.1 | 0.929 | E3GAL | 141.5796 | OK | N | 12 | 6 | 43 | 12 | 5 | 13
0420085 | MASS MUTUAL INSURANCE |  | 1295 STATE ST |  | SPRINGFIELD | MA | 011110001 | 1295 STATE ST |  | SPRINGFIELD | MA | 011110001 | N | PRIVATE | SM80-R | MASS MUTUAL LIFE INSURANCE CO | 4137888411 | djbrown@massmutual.com | DAVID | BROWN | 4137448429 | dbrown3@massmutual.com | BENJAMIN | PAQUETTE | 4137440285 | bpaquette@massmutual.com | 4 | BOILER #4 BABCOCK WILCOX #FM942 DUAL FUEL |  | BOILER | BABCOCK & WILCOX | UNKNOWN | 1960-01-01 | 2011 | 30 | 1 | BOILER #4 BABCOCK+WILCOX #FM942 #6 OIL 1S | NO.6 | 923 | Residual Oil (No. 6) | 1 | 0.1 | 0.929 | E3GAL | 141.5796 | OK | N | 12 | 6 | 43 | 12 | 5 | 13
0420089 | SMITH & WESSON CORP |  | 2100 ROOSEVELT AVE |  | SPRINGFIELD | MA | 011010000 | 2100 ROOSEVELT AVE |  | SPRINGFIELD | MA | 011010000 | N | PRIVATE | SM50 | SMITH + WESSON HOLDING COMPANY | 4137818300 | bserra@smith-wesson.com | WILLIAM | SERRA | 4137473470 | bserra@smith-wesson.com | WILLIAM | SERRA | 4137473470 | bserra@smith-wesson.com | 2 | BOILER #2-CLEAVER BROOKS DUAL FUEL |  | BOILER | CLEAVER BROOKS | CB400-400 | 1977-01-01 | 2011 | 16 | 1 | BOILER #2-CLEAVER BROOKS #6 OIL-0.5S | NO.6 | 923 | Residual Oil (No. 6) | 0.5 | 1 | 0 | E3GAL | 0 | OK | N | 24 | 7 | 40 | 0 | 0 | 0
0420093 | BAYSTATE MEDICAL CENTER |  | 759 CHESTNUT ST |  | SPRINGFIELD | MA | 011990000 | 759 CHESTNUT STREET |  | SPRINGFIELD | MA | 011990000 | N | PRIVATE | SM80-R | BAYSTATE MEDICAL CENTER | 4137945494 | sean.gouvin@bhs.org | SEAN | GOUVIN | 4137943260 | sean.gouvin@bhs.org | JEFFREY | BIBEAU | 4135723243 | JPBibeau@tighebond.com | 1 | BOILER #1-CLEAVER BROOKS #D42 DUAL FUEL |  | BOILER | CLEAVER BROOKS DUAL FUEL | D-42 | 1977-12-15 | 2011 | 33.6 | 1 | NO. 6 OIL-1.0 S | NO.6 | 923 | Residual Oil (No. 6) | 1 | 0 | 0 | E3GAL | 0 | OK | N | 24 | 7 | 24 | 24 | 7 | 8
0420093 | BAYSTATE MEDICAL CENTER |  | 759 CHESTNUT ST |  | SPRINGFIELD | MA | 011990000 | 759 CHESTNUT STREET |  | SPRINGFIELD | MA | 011990000 | N | PRIVATE | SM80-R | BAYSTATE MEDICAL CENTER | 4137945494 | sean.gouvin@bhs.org | SEAN | GOUVIN | 4137943260 | sean.gouvin@bhs.org | JEFFREY | BIBEAU | 4135723243 | JPBibeau@tighebond.com | 2 | BOILER #2-CLEAVER BROOKS #D42 DUAL FUEL |  | BOILER | CLEAVER BROOKS - DUAL FUEL | D-42 | 1978-06-03 | 2011 | 33.6 | 1 | NO. 6 OIL-1.0 S | NO.6 | 923 | Residual Oil (No. 6) | 1 | 0 | 0 | E3GAL | 0 | OK | N | 24 | 7 | 36 | 24 | 7 | 22
0420093 | BAYSTATE MEDICAL CENTER |  | 759 CHESTNUT ST |  | SPRINGFIELD | MA | 011990000 | 759 CHESTNUT STREET |  | SPRINGFIELD | MA | 011990000 | N | PRIVATE | SM80-R | BAYSTATE MEDICAL CENTER | 4137945494 | sean.gouvin@bhs.org | SEAN | GOUVIN | 4137943260 | sean.gouvin@bhs.org | JEFFREY | BIBEAU | 4135723243 | JPBibeau@tighebond.com | 3 | BOILER #3-CLEAVER BROOKS #D42 DUAL FUEL |  | BOILER | CLEAVER BROOKS - DUAL FUEL | D-42 | 1978-02-21 | 2011 | 33.6 | 1 | NO. 6 OIL-1.0 S | NO.6 | 923 | Residual Oil (No. 6) | 1 | 0 | 0 | E3GAL | 0 | OK | N | 24 | 7 | 32 | 1 | 1 | 1
0420096 | SOUTH CAMPUS GROUP LLC |  | 140 HIGH ST |  | SPRINGFIELD | MA | 011990000 | 1441 MAIN STREET |  | SPRINGFIELD | MA | 011030000 | N | PRIVATE | SM50 | SOUTH CAMPUS GROUP LLC | 4137810066 | bstotler@nccas.com | WILLIAM | STOTLER | 4137810066 | bstotler@nccas.com | CARMEN | PEREZ | 4137810066 | carmen.perez@colebrookrealty.com | 1 | BOILER #1-BIGELOW 434 DUAL FUEL |  | BOILER | BIGELOW | 434 | 1979-10-01 | 2009 | 27 | 1 | BOILER #1-BIGELOW 434 #6 OIL-.5S | NO.6 | 923 | Residual Oil (No. 6) | 0.5 | 0.1 | 32.708 | E3GAL | 4984.6992 | OK | N | 24 | 7 | 21 | 0 | 0 | 0
0420096 | SOUTH CAMPUS GROUP LLC |  | 140 HIGH ST |  | SPRINGFIELD | MA | 011990000 | 1441 MAIN STREET |  | SPRINGFIELD | MA | 011030000 | N | PRIVATE | SM50 | SOUTH CAMPUS GROUP LLC | 4137810066 | bstotler@nccas.com | WILLIAM | STOTLER | 4137810066 | bstotler@nccas.com | CARMEN | PEREZ | 4137810066 | carmen.perez@colebrookrealty.com | 2 | BOILER #2-BIGELOW 434 DUAL FUEL |  | BOILER | BIGELOW | 434 | 1980-12-01 | 2009 | 25 | 1 | BOILER #2-BIGELOW 434 #6 OIL-.5S | NO.6 | 923 | Residual Oil (No. 6) | 0.5 | 0.1 | 32.708 | E3GAL | 4984.6992 | OK | N | 24 | 7 | 21 | 0 | 0 | 0
0420117 | EP ENERGY MASS LLC | EP ENERGY MASSACHUSETTS LLC | 15 AGAWAM AVE |  | WEST SPRINGFIELD | MA | 010890000 | 15 AGAWAM AVE |  | WEST SPRINGFIELD | MA | 010890000 | N | UTILITY | OP10 | EP ENERGY MASSACHUSETTS, LLC | 4137304701 | alan.douglass@essentialpowerllc.com | JOHN | BAHRS | 7326238812 | john.bahrs@essentialpowerllc.com | ALAN | DOUGLASS | 4137304701 | alan.douglass@essentialpowerllc.com | 3 | BOILER #3-LEAR SIEGLER RM-41 MULTI FUEL |  | BOILER | COMBUSTION ENGINEERING | UNKNOWN | 1957-09-01 | 2011 | 1150 | 1 | BOILER #3-LEAR SIEGLER RM-41 #6 OIL-1 PERCENTS | NO.6 | 923 | Residual Oil (No. 6) | 1 | 0.5 | 738.571 | E3GAL | 112558.2204 | OK | N | 17 | 2 | 28 | 11 | 2 | 13
0420121 | ERVING PAPER MILLS |  | 97 EAST MAIN ST |  | ERVING | MA | 013440000 | 97 EAST MAIN ST |  | ERVING | MA | 013440000 | N | PRIVATE | OP7.5 | ERVING PAPER MILLS INC | 4134222700 | tnewton@ervingpapermill.com | THOMAS G | NEWTON | 4134222700 | tnewton@ervingpapermill.com | JULIE | HUBBARD | 4134222700X209 | jhubbard@ervingpapermill.com | 1 | BOILER #7-UNION IRON WORKS VO 3 FUEL OIL CAPABLE |  | BOILER | UNION IRON WORKS | 101SA | 1966-01-01 | 2011 | 78 | 1 | BOILER #7-UNION IRON WORKS VO #6 OIL | NO.6 | 923 | Residual Oil (No. 6) | 1 | 0.1 | 1905 | E3GAL | 290322 | OK | Y | 24 | 7 | 52 | 24 | 7 | 22
0420152 | TEXON USA |  | 1190 HUNTINGTON RD |  | RUSSELL | MA | 010710000 | 1190 HUNTINGTON RD |  | RUSSELL | MA | 010710000 | N | PRIVATE | SM80-R | TEXON USA | 4138623652 | mreardon@texon.com | MARK | REARDON | 4138623652 | mreardon@texon.com | MARK | REARDON | 4138623652X303 | mreardon@texon.com | 1 | BOILER #2-JOHNSTON - #6 OIL-1 PERCENT SULFUR |  | BOILER | JOHNSTON | #6 FUEL @ 1%S | 1969-01-01 | 2011 | 5.28 | 1 | BOILER #2-JOHNSTON - #6 OIL-1 PERCENT S | NO.6 | 923 | Residual Oil (No. 6) | 1 | 1 | 40.127 | E3GAL | 6115.3548 | OK | N | 24 | 5 | 30 | 24 | 5 | 22
0420152 | TEXON USA |  | 1190 HUNTINGTON RD |  | RUSSELL | MA | 010710000 | 1190 HUNTINGTON RD |  | RUSSELL | MA | 010710000 | N | PRIVATE | SM80-R | TEXON USA | 4138623652 | mreardon@texon.com | MARK | REARDON | 4138623652 | mreardon@texon.com | MARK | REARDON | 4138623652X303 | mreardon@texon.com | 2 | BOILER #1-BABCOCK+WILCOX - #6 OIL-1 PERCENT S |  | BOILER | BABCOCK & WILCOX | #6 FUEL @ 1%S | 1990-01-01 | 2011 | 66.5 | 1 | BOILER #1-BABCOCK+WILCOX - #6 OIL-1 PERCENT S | NO.6 | 923 | Residual Oil (No. 6) | 1 | 1 | 361.147 | E3GAL | 55038.8028 | OK | N | 24 | 5 | 50 | 24 | 5 | 22
0420343 | NATIONAL NONWOVENS |  | 27 MECHANIC ST |  | EASTHAMPTON | MA | 010270000 | PO BOX 150 |  | EASTHAMPTON | MA | 010270000 | N | PRIVATE | SM25 | NATIONAL NONWOVENS | 4135291623 | acentofanti@nationalnonwovens.com | MICHAEL | WASKIEWICZ | 4135273445 | mwaskiewicz@nationalnonwovens.com | MICHAEL | WASKIEWICZ | 4135273445 | mwaskiewicz@nationalnonwovens.com | 1 | BOILER #1-AMES SAA-6005 DUAL FUEL |  | BOILER | AMES | SAA-6005 DUAL FUEL | 1961-01-01 | 2009 | 23.435 | 1 | BOILER #1-AMES SAA-6005 #6 OIL-1 S | NO.6 | 923 | Residual Oil (No. 6) | 1 | 0.1 | 0 | E3GAL | 0 | OK | N | 0 | 0 | 0 | 0 | 0 | 0
0420343 | NATIONAL NONWOVENS |  | 27 MECHANIC ST |  | EASTHAMPTON | MA | 010270000 | PO BOX 150 |  | EASTHAMPTON | MA | 010270000 | N | PRIVATE | SM25 | NATIONAL NONWOVENS | 4135291623 | acentofanti@nationalnonwovens.com | MICHAEL | WASKIEWICZ | 4135273445 | mwaskiewicz@nationalnonwovens.com | MICHAEL | WASKIEWICZ | 4135273445 | mwaskiewicz@nationalnonwovens.com | 3 | BOILER #3-CLEAVER BROOKS CB665-750 DUAL FUEL |  | BOILER | CLEAVER BROOKS | CB-665-750 | 1968-06-01 | 2009 | 29.29 | 1 | BOILER #3-CLEAVER BROOKS CB665-750 #6 OIL-1 S | NO.6 | 923 | Residual Oil (No. 6) | 1 | 0.1 | 0.911 | E3GAL | 138.8364 | OK | N | 24 | 6 | 50 | 24 | 6 | 22
0420458 | RODNEY HUNT COMPANY |  | 46 MILL ST |  | ORANGE | MA | 013640000 | 46 MILL ST |  | ORANGE | MA | 013640000 | N | PRIVATE | SM80-7 | RODNEY HUNT COMPANY | 9785442511 | hmalone@rodneyhunt.com | HENRY | MALONE | 9785442511 | hmalone@rodneyhunt.com | JEFF | BIBEAU | 4135723243 | JPBibeau@tighebond.com | 1 | BOILER #1-JOHNSON FD-68 CAHM #6 OIL-1 PER S |  | BOILER | JOHNSON | UNKNOWN | 1979-10-01 | 2011 | 11 | 1 | BOILER #1-JOHNSON #FD68 #6 OIL-1PER S | NO.6 | 923 | Residual Oil (No. 6) | 1 | 0.1 | 72.403 | E3GAL | 11034.2172 | OK | N | 24 | 7 | 34 | 0 | 0 | 0
0420458 | RODNEY HUNT COMPANY |  | 46 MILL ST |  | ORANGE | MA | 013640000 | 46 MILL ST |  | ORANGE | MA | 013640000 | N | PRIVATE | SM80-7 | RODNEY HUNT COMPANY | 9785442511 | hmalone@rodneyhunt.com | HENRY | MALONE | 9785442511 | hmalone@rodneyhunt.com | JEFF | BIBEAU | 4135723243 | JPBibeau@tighebond.com | 2 | BOILER #2-JOHNSON FD-68 CAHM #6 OIL-1 PER S |  | BOILER | JOHNSON | FDC-300-A53H3M | 1979-10-01 | 2011 | 11 | 1 | BOILER #2-JOHNSON #FD68 #6 OIL-1 PER S | NO.6 | 923 | Residual Oil (No. 6) | 1 | 0.1 | 72.403 | E3GAL | 11034.2172 | OK | N | 24 | 7 | 34 | 0 | 0 | 0
0420550 | NORTHFIELD MT HERMON |  | MOUNT HERMON RD |  | GILL | MA | 013540000 | ONE LAMPLIGHTER WAY |  | MOUNT HERMON | MA | 013540000 | N | PRIVATE | SM79-R | NORTHFIELD MOUNT HERMON SCHOOL | 4134983455 | webmaster@nmhschool.org | WILLIAM | PACHALIS | 4134983455 | bpachalis@nmhschool.org | WILLIAM | PACHALIS | 4134983455 | bpachalis@nmhschool.org | 1 | BOILER #1-CLEAVER BROOKS #6 OIL-0.5S |  | BOILER | CLEVER BROOKS | CB.600.250 | 1989-10-01 | 2011 | 11 | 1 | #6 OIL-0.5S | NO.6 | 923 | Residual Oil (No. 6) | 0.5 | 0.6 | 114 | E3GAL | 17373.6 | OK | N | 24 | 7 | 50 | 24 | 7 | 22
0420550 | NORTHFIELD MT HERMON |  | MOUNT HERMON RD |  | GILL | MA | 013540000 | ONE LAMPLIGHTER WAY |  | MOUNT HERMON | MA | 013540000 | N | PRIVATE | SM79-R | NORTHFIELD MOUNT HERMON SCHOOL | 4134983455 | webmaster@nmhschool.org | WILLIAM | PACHALIS | 4134983455 | bpachalis@nmhschool.org | WILLIAM | PACHALIS | 4134983455 | bpachalis@nmhschool.org | 2 | BOILER #2-CLEAVER BROOKS #6 OIL-0.5S |  | BOILER | CLEVER BROOKS | CB.600.250 | 1989-10-01 | 2011 | 10 | 1 | #6 OIL-0.5S | NO.6 | 923 | Residual Oil (No. 6) | 0.5 | 0.55 | 114 | E3GAL | 17373.6 | OK | N | 24 | 7 | 50 | 24 | 7 | 22
0420550 | NORTHFIELD MT HERMON |  | MOUNT HERMON RD |  | GILL | MA | 013540000 | ONE LAMPLIGHTER WAY |  | MOUNT HERMON | MA | 013540000 | N | PRIVATE | SM79-R | NORTHFIELD MOUNT HERMON SCHOOL | 4134983455 | webmaster@nmhschool.org | WILLIAM | PACHALIS | 4134983455 | bpachalis@nmhschool.org | WILLIAM | PACHALIS | 4134983455 | bpachalis@nmhschool.org | 4 | BOILER #4-CLEAVER BROOKS #6 OIL-0.5S |  | BOILER | CLEVER BROOKS | CB.600.250 | 1989-08-01 | 2011 | 10 | 1 | #6 OIL-0.5S | NO.6 | 923 | Residual Oil (No. 6) | 0.5 | 0.55 | 114 | E3GAL | 17373.6 | OK | N | 24 | 7 | 50 | 24 | 7 | 22
0420551 | NORTHFIELD HEATING PLANT | HOBBY LOBBY STORES INC | 231 MAIN ST |  | NORTHFIELD | MA | 013600000 | 231 MAIN ST |  | NORTHFIELD | MA | 013600000 | N | PRIVATE | SM79-R | HOBBY LOBBY STORES INC. | 4057451100 | dclarkhobbylobby@gmail.com | DARRELL | MOSLEY | 4134982914 | darrell.mosley@hobbylobby.com | DAVID | CLARK | 4134982914 | dclarkhobbylobby@gmail.com | 1 | BOILER #1-SUPERIOR 4-X-1276 #6 OIL-.5S |  | BOILER | SUPERIOR | 4-X-1276 | 1987-09-01 | 2011 | 8.415 | 1 | #6 OIL-.5S | NO.6 | 923 | Residual Oil (No. 6) | 0.5 | 0.55 | 64.216 | E3GAL | 9786.5184 | OK | N | 24 | 7 | 50 | 24 | 7 | 22
0420551 | NORTHFIELD HEATING PLANT | HOBBY LOBBY STORES INC | 231 MAIN ST |  | NORTHFIELD | MA | 013600000 | 231 MAIN ST |  | NORTHFIELD | MA | 013600000 | N | PRIVATE | SM79-R | HOBBY LOBBY STORES INC. | 4057451100 | dclarkhobbylobby@gmail.com | DARRELL | MOSLEY | 4134982914 | darrell.mosley@hobbylobby.com | DAVID | CLARK | 4134982914 | dclarkhobbylobby@gmail.com | 2 | BOILER #2-SUPERIOR 4-X-1276 #6 OIL-.5S |  | BOILER | SUPERIOR | 4-X-1276 | 1998-10-15 | 2011 | 8.415 | 1 | #6 OIL-.5S | NO.6 | 923 | Residual Oil (No. 6) | 0.5 | 0.55 | 64.216 | E3GAL | 9786.5184 | OK | N | 24 | 7 | 50 | 24 | 7 | 22
0420551 | NORTHFIELD HEATING PLANT | HOBBY LOBBY STORES INC | 231 MAIN ST |  | NORTHFIELD | MA | 013600000 | 231 MAIN ST |  | NORTHFIELD | MA | 013600000 | N | PRIVATE | SM79-R | HOBBY LOBBY STORES INC. | 4057451100 | dclarkhobbylobby@gmail.com | DARRELL | MOSLEY | 4134982914 | darrell.mosley@hobbylobby.com | DAVID | CLARK | 4134982914 | dclarkhobbylobby@gmail.com | 3 | BOILER #3-SUPERIOR CC200 #6 OIL-.5S |  | BOILER | SUPERIOR | 4-X-1276 | 1998-09-15 | 2011 | 8.415 | 1 | #6 OIL-.5S | NO.6 | 923 | Residual Oil (No. 6) | 0.5 | 0.55 | 64.216 | E3GAL | 9786.5184 | OK | N | 24 | 7 | 50 | 24 | 7 | 22
0420551 | NORTHFIELD HEATING PLANT | HOBBY LOBBY STORES INC | 231 MAIN ST |  | NORTHFIELD | MA | 013600000 | 231 MAIN ST |  | NORTHFIELD | MA | 013600000 | N | PRIVATE | SM79-R | HOBBY LOBBY STORES INC. | 4057451100 | dclarkhobbylobby@gmail.com | DARRELL | MOSLEY | 4134982914 | darrell.mosley@hobbylobby.com | DAVID | CLARK | 4134982914 | dclarkhobbylobby@gmail.com | 4 | BOILER #4-SUPERIOR CC250 #6 OIL-.5S |  | BOILER | SUPERIOR | CCC4RC250A | 1965-01-01 | 2011 | 9 | 1 | #6 OIL-.5S | NO.6 | 923 | Residual Oil (No. 6) | 0.5 | 0.55 | 64.216 | E3GAL | 9786.5184 | OK | N | 24 | 7 | 50 | 24 | 7 | 22
0420709 | SULLIVAN WESTFIELD PROPERTIES GROUP LLC |  | 39 SOUTH BROAD ST |  | WESTFIELD | MA | 010850000 | 39 SOUTH BROAD ST |  | WESTFIELD | MA | 010850000 | N | PRIVATE | SM50 | SULLIVAN WESTFIELD PROPERTIES GROUP LLC | 4135303189 | egoldrup@sulco.com | EDWARD | GOLDRUP | 4135303189 | egoldrup@sulco.com | EDWARD | GOLDRUP | 4135303189 | egoldrup@sulco.com | 2 | BOILER #2-DILLON DUAL FUEL #6 OIL |  | BOILER | DILLION BOILER | UNKNOWN | 1981-01-19 | 2009 | 0.01 | 1 | BOILER #2-DILLON #6 OIL | NO.6 | 923 | Residual Oil (No. 6) | 0.5 | 0.1 | 0 | E3GAL | 0 | OK | N | 0 | 0 | 0 | 0 | 0 | 0
0420788 | AGRI MARK INC |  | 958 RIVERDALE ST |  | WEST SPRINGFIELD | MA | 010890000 | 958 RIVERDALE ST |  | WEST SPRINGFIELD | MA | 010890000 | N | PRIVATE | OP3 | AGRI MARK INC | 8025633938 | EPCOLAR@CABOTCHEESE.COM | SCOTT | WERME | 4137324168 | SWERME@AGRIMARK.NET | SCOTT | WERME | 4137324168X126 | SWERME@AGRIMARK.NET | 1 | BOILER #1-CLEAVER BROOKS CB400-600 DUAL FUEL |  | BOILER | CLEAVER BROOKS | CB400600 | 1982-08-01 | 2011 | 25 | 1 | #6 RESIDUAL FUEL OIL | NO.6 | 923 | Residual Oil (No. 6) | 1 | 0.1 | 12.703 | E3GAL | 1935.9372 | OK | Y | 24 | 7 | 52 | 24 | 7 | 22
0420788 | AGRI MARK INC |  | 958 RIVERDALE ST |  | WEST SPRINGFIELD | MA | 010890000 | 958 RIVERDALE ST |  | WEST SPRINGFIELD | MA | 010890000 | N | PRIVATE | OP3 | AGRI MARK INC | 8025633938 | EPCOLAR@CABOTCHEESE.COM | SCOTT | WERME | 4137324168 | SWERME@AGRIMARK.NET | SCOTT | WERME | 4137324168X126 | SWERME@AGRIMARK.NET | 2 | BOILER #2-CLEAVER BROOKS CB400-600 DUAL FUEL |  | BOILER | CLEAVER BROOKS | CB400600 | 1985-05-01 | 2011 | 25 | 1 | #6 RESIDUAL FUEL OIL | NO.6 | 923 | Residual Oil (No. 6) | 1 | 0.1 | 0 | E3GAL | 0 | OK | Y | 24 | 7 | 52 | 24 | 7 | 22
1170015 | ONYX SPECIALTY PAPERS INC - WILLOW MILL |  | 40 WILLOW ST |  | SOUTH LEE | MA | 012600000 | ONYX SPECIALTY PAPERS INC - WILLOW MILL | P.O. BOX 188 | SOUTH LEE | MA | 012600000 | N | PRIVATE | OP6 | ONYX SPECIALTY PAPERS, INC. - WILLOW MILL | 4132431235 | pbegrowicz@onyxpapers.com | PATRICIA | BEGROWICZ | 4132435451 | pbegrowicz@onyxpapers.com | DANIEL | GRANT | 4132435964 | dgrant@onyxpapers.com | 1 | BOILER #1-BABCOCK+WILCOX #6 OIL-1.0 S |  | BOILER | BABCOCK & WILCOX | FF-16-24 | 1953-01-01 | 2011 | 37.5 | 1 | BOILER #1-BABCOCK+WILCOX #6 OIL-1S | NO.6 | 923 | Residual Oil (No. 6) | 1 | 0.1 | 134.84 | E3GAL | 20549.616 | OK | N | 20 | 6 | 20 | 6 | 2 | 6
1170015 | ONYX SPECIALTY PAPERS INC - WILLOW MILL |  | 40 WILLOW ST |  | SOUTH LEE | MA | 012600000 | ONYX SPECIALTY PAPERS INC - WILLOW MILL | P.O. BOX 188 | SOUTH LEE | MA | 012600000 | N | PRIVATE | OP6 | ONYX SPECIALTY PAPERS, INC. - WILLOW MILL | 4132431235 | pbegrowicz@onyxpapers.com | PATRICIA | BEGROWICZ | 4132435451 | pbegrowicz@onyxpapers.com | DANIEL | GRANT | 4132435964 | dgrant@onyxpapers.com | 2 | BOILER #2-BABCOCK+WILCOX #6 OIL-1.0 S |  | BOILER | BABCOX & WILCOX | FM-10-61-B | 1974-01-01 | 2011 | 48 | 1 | BOILER #2-BABCOCK+WILCOX #6 OIL-1S | NO.6 | 923 | Residual Oil (No. 6) | 1 | 0.1 | 1170.466 | E3GAL | 178379.0184 | OK | N | 24 | 5 | 50 | 24 | 7 | 21
1170026 | BERKSHIRE MEDICAL CENTER |  | 725 NORTH ST |  | PITTSFIELD | MA | 012010000 | 725 NORTH ST |  | PITTSFIELD | MA | 012010000 | N | PRIVATE | SM80-R | BERKSHIRE MEDICAL CENTER | 4134472303 | jlaroche@bhs1.org | JOESEPH | LAROCHE | 4134472303 | jlaroche@bhs1.org | JAMES | DOWLING | 4134472188 | jdowling@bhs1.org | 1 | BOILER #1-CLEAVER BROOKS CB400-500 DUAL FUEL |  | BOILER | CLEAVER BROOKS | L-60872 | 1976-03-11 | 2011 | 21 | 1 | BOILER #1-CLEAVER BROOKS CB400-500 | NO.6 | 923 | Residual Oil (No. 6) | 1 | 1 | 0.32 | E3GAL | 48.768 | OK | N | 24 | 7 | 24 | 24 | 7 | 10
1170026 | BERKSHIRE MEDICAL CENTER |  | 725 NORTH ST |  | PITTSFIELD | MA | 012010000 | 725 NORTH ST |  | PITTSFIELD | MA | 012010000 | N | PRIVATE | SM80-R | BERKSHIRE MEDICAL CENTER | 4134472303 | jlaroche@bhs1.org | JOESEPH | LAROCHE | 4134472303 | jlaroche@bhs1.org | JAMES | DOWLING | 4134472188 | jdowling@bhs1.org | 2 | BOILER #2-CLEAVER BROOKS CB400-500 DUAL FUEL |  | BOILER | CLEAVER BROOKS | L-60871 | 1976-03-11 | 2011 | 21 | 1 | BOILER #2-CLEAVER BROOKS CB400-500 | NO.6 | 923 | Residual Oil (No. 6) | 1 | 1 | 0.35 | E3GAL | 53.34 | OK | N | 24 | 7 | 24 | 24 | 7 | 9
1170026 | BERKSHIRE MEDICAL CENTER |  | 725 NORTH ST |  | PITTSFIELD | MA | 012010000 | 725 NORTH ST |  | PITTSFIELD | MA | 012010000 | N | PRIVATE | SM80-R | BERKSHIRE MEDICAL CENTER | 4134472303 | jlaroche@bhs1.org | JOESEPH | LAROCHE | 4134472303 | jlaroche@bhs1.org | JAMES | DOWLING | 4134472188 | jdowling@bhs1.org | 3 | BOILER #3-CLEAVER BROOKS CB400-500 DUAL FUEL |  | BOILER | CLEAVERE BROOKS | L-60870 | 1976-03-11 | 2011 | 21 | 1 | BOILER #3-CLEAVER BROOKS CB400-500 | NO.6 | 923 | Residual Oil (No. 6) | 1 | 1 | 0 | E3GAL | 0 | OK | N | 1 | 7 | 17 | 1 | 7 | 8
1170036 | WILLIAMS COLLEGE |  | 60 LATHAM ST |  | WILLIAMSTOWN | MA | 012670000 | 60 LATHAM STREET |  | WILLIAMSTOWN | MA | 012670000 | N | PRIVATE | SM80-7 | WILLIAMS COLLEGE | 4135974421 | STEPHEN.P.KLASS@WILLIAMS.EDU | STEPHEN | KLASS | 4135972019 | STEPHEN.P.KLASS@WILLIAMS.EDU | DONALD | CLARK | 4135972019 | DONALD.B.CLARK@WILLIAMS.EDU | 1 | BLR NO.1 COMBUSTION ENGINEERING 23-A-12 DUAL FUEL |  | BOILER | COMBUSTION ENGINEERING | 23 A 12 | 1971-01-01 | 2011 | 76 | 1 | NO. 6 OIL 0.5 PERCENT S | NO.6 | 923 | Residual Oil (No. 6) | 0.5 | 1 | 0 | E3GAL | 0 | OK | N | 24 | 7 | 13 | 24 | 7 | 4
1170036 | WILLIAMS COLLEGE |  | 60 LATHAM ST |  | WILLIAMSTOWN | MA | 012670000 | 60 LATHAM STREET |  | WILLIAMSTOWN | MA | 012670000 | N | PRIVATE | SM80-7 | WILLIAMS COLLEGE | 4135974421 | STEPHEN.P.KLASS@WILLIAMS.EDU | STEPHEN | KLASS | 4135972019 | STEPHEN.P.KLASS@WILLIAMS.EDU | DONALD | CLARK | 4135972019 | DONALD.B.CLARK@WILLIAMS.EDU | 2 | BOILER NO. 2-KEELER MKB - DUAL FUEL |  | BOILER | KEELER | MKB | 1970-01-01 | 2011 | 75 | 1 | #6 OIL-0.5 PERCENT S | NO.6 | 923 | Residual Oil (No. 6) | 0.5 | 1 | 0 | E3GAL | 0 | OK | N | 0 | 0 | 0 | 0 | 0 | 0
1170036 | WILLIAMS COLLEGE |  | 60 LATHAM ST |  | WILLIAMSTOWN | MA | 012670000 | 60 LATHAM STREET |  | WILLIAMSTOWN | MA | 012670000 | N | PRIVATE | SM80-7 | WILLIAMS COLLEGE | 4135974421 | STEPHEN.P.KLASS@WILLIAMS.EDU | STEPHEN | KLASS | 4135972019 | STEPHEN.P.KLASS@WILLIAMS.EDU | DONALD | CLARK | 4135972019 | DONALD.B.CLARK@WILLIAMS.EDU | 3 | BOILER #3-NEBRASKA #NSE85ECON DUAL FUEL |  | BOILER | NEBRASKA | NSE85ECON | 2002-12-18 | 2011 | 98 | 1 | #6 OIL 0.5 PERCENT S | NO.6 | 923 | Residual Oil (No. 6) | 0.5 | 0.1 | 51.709 | E3GAL | 7880.4516 | OK | N | 10 | 7 | 22 | 0 | 0 | 0
1170038 | CRANE & COMPANY INC |  | 800 MAIN ST |  | DALTON | MA | 012260000 | 30 SOUTH STREET |  | DALTON | MA | 012260000 | N | PRIVATE | SM80-R | CRANE + CO INC | 4136846319 | James.Noel@cranecurrency.com | JAMES | NOEL | 4136846319 | James.Noel@cranecurrency.com | JAMES | NOEL | 4136846319 | James.Noel@cranecurrency.com | 1 | BOILER #1-BABCOCK+WILCOX F-16 DUAL FUEL |  | BOILER | BABCOCK + WILCOX | F-16 | 1980-06-01 | 2011 | 50 | 1 | BOILER #1-BABCOCK+WILCOX F-16 #6 OIL | NO.6 | 923 | Residual Oil (No. 6) | 1.4 | 1.4 | 0.49 | E3GAL | 74.676 | OK | N | 24 | 7 | 50 | 24 | 7 | 20
1170038 | CRANE & COMPANY INC |  | 800 MAIN ST |  | DALTON | MA | 012260000 | 30 SOUTH STREET |  | DALTON | MA | 012260000 | N | PRIVATE | SM80-R | CRANE + CO INC | 4136846319 | James.Noel@cranecurrency.com | JAMES | NOEL | 4136846319 | James.Noel@cranecurrency.com | JAMES | NOEL | 4136846319 | James.Noel@cranecurrency.com | 2 | BOILER #2-BABCOCK+WILCOX F-16 DUAL FUEL |  | BOILER | BABCOCK + WILCOX | F-16 | 1980-09-01 | 2011 | 59 | 1 | BOILER #2-BABCOCK+WILCOX F-55 #6 OIL | NO.6 | 923 | Residual Oil (No. 6) | 1.4 | 1.4 | 11.98 | E3GAL | 1825.752 | OK | N | 24 | 7 | 50 | 24 | 7 | 20
1170039 | CRANE & COMPANY INC |  | 30 SOUTH ST |  | DALTON | MA | 012260000 | 30 SOUTH STREET |  | DALTON | MA | 012260000 | N | PRIVATE | SM80-R | CRANE + CO INC | 4136846319 | James.Noel@cranecurrency.com | JAMES | NOEL | 4136846319 | James.Noel@cranecurrency.com | JAMES | NOEL | 4136846319 | James.Noel@cranecurrency.com | 1 | BOILER #4-BABCOCK+WILCOX TYPE FM DUAL FUEL |  | BOILER | BABCOCK + WILCOX | F-16 | 1960-07-01 | 2011 | 71 | 1 | BOILER #4-BABCOCK+WILCOX TYPE FM #6 OIL | NO.6 | 923 | Residual Oil (No. 6) | 1.4 | 1.4 | 0.57 | E3GAL | 86.868 | OK | N | 24 | 2 | 12 | 24 | 2 | 5
1170039 | CRANE & COMPANY INC |  | 30 SOUTH ST |  | DALTON | MA | 012260000 | 30 SOUTH STREET |  | DALTON | MA | 012260000 | N | PRIVATE | SM80-R | CRANE + CO INC | 4136846319 | James.Noel@cranecurrency.com | JAMES | NOEL | 4136846319 | James.Noel@cranecurrency.com | JAMES | NOEL | 4136846319 | James.Noel@cranecurrency.com | 2 | BOILER #2-BABCOCK+WILCOX TYPE FF |  | BOILER | BABCOCK + WILCOX | FF | 1948-01-01 | 2011 | 44 | 1 | BOILER #2-BABCOCK+WILCOX TYPE FF #6 OIL | NO.6 | 923 | Residual Oil (No. 6) | 1.4 | 1.4 | 0.88 | E3GAL | 134.112 | OK | N | 24 | 1 | 3 | 24 | 1 | 1
1170039 | CRANE & COMPANY INC |  | 30 SOUTH ST |  | DALTON | MA | 012260000 | 30 SOUTH STREET |  | DALTON | MA | 012260000 | N | PRIVATE | SM80-R | CRANE + CO INC | 4136846319 | James.Noel@cranecurrency.com | JAMES | NOEL | 4136846319 | James.Noel@cranecurrency.com | JAMES | NOEL | 4136846319 | James.Noel@cranecurrency.com | 3 | BOILER #3-BABCOCK+WILCOX TYPE FF OIL ONLY |  | BOILER | BABCOCK + WILCOX | FF | 1948-01-01 | 2011 | 44 | 1 | BOILER #3-BABCOCK+WILCOX TYPE FF #6 OIL | NO.6 | 923 | Residual Oil (No. 6) | 1.4 | 1.4 | 0 | E3GAL | 0 | OK | N | 24 | 1 | 3 | 24 | 1 | 1
1170173 | ALADCO LINEN SERVICES | D&S LINEN SERVICES DBA ALADCO LINEN | 82 COMMERCIAL ST |  | ADAMS | MA | 012200000 | P.O. BOX 151 |  | ADAMS | MA | 012200000 | N | PRIVATE | SM25 | D AND S LINEN SERVICES INC | 4137430505 | DAVID@ALADCOSERVICES.COM | DAVID | DESMARAIS | 4137430505 | DAVID@ALADCOSERVICES.COM | DAVID | DESMARAIS | 4137430505X222 | DAVID@ALADCOSERVICES.COM | 1 | BOILER #1-CLEAVER BROOKS 300 DUAL FUEL |  | BOILER | CLEAVER BROOKS | 300 | 1979-04-01 | 2010 | 13 | 1 | BOILER #1-CLEAVER BROOKS 300 #6 OIL 2.2 PERCENT | NO.6 | 923 | Residual Oil (No. 6) | 2.2 | 1 | 0 | E3GAL | 0 | OK | N | 8 | 5 | 52 | 8 | 5 | 22
1180004 | LS STARRETT COMPANY |  | 121 CRESCENT ST |  | ATHOL | MA | 013310000 | 121 CRESCENT STREET |  | ATHOL | MA | 013310000 | N | PRIVATE | SM80-R | LS STARRETT COMPANY | 9782493551 | envirogroup@starrett.com | JOSEPH | SUMNER | 9782493551 | envirogroup@starrett.com | JEFFREY | BIBEAU | 4135723243 | jpbibeau@tighebond.com | 1 | BOILER #1-JOHNSTON 838101 #6 OIL |  | BOILER | JOHNSTON | 838101 | 1989-01-01 | 2011 | 13 | 1 | BOILER #1-JOHNSTON 838101 #6 OIL | NO.6 | 923 | Residual Oil (No. 6) | 1 | 0.1 | 107.008 | E3GAL | 16308.0192 | OK | N | 24 | 7 | 52 | 24 | 7 | 22
1180004 | LS STARRETT COMPANY |  | 121 CRESCENT ST |  | ATHOL | MA | 013310000 | 121 CRESCENT STREET |  | ATHOL | MA | 013310000 | N | PRIVATE | SM80-R | LS STARRETT COMPANY | 9782493551 | envirogroup@starrett.com | JOSEPH | SUMNER | 9782493551 | envirogroup@starrett.com | JEFFREY | BIBEAU | 4135723243 | jpbibeau@tighebond.com | 2 | BOILER #2-JOHNSTON H2860 #6 OIL |  | BOILER | JOHNSTON | H280 | 1972-08-01 | 2011 | 13 | 1 | BOILER #2-JOHNSTON H2680 #6 OIL | NO.6 | 923 | Residual Oil (No. 6) | 1 | 0.1 | 107.008 | E3GAL | 16308.0192 | OK | N | 24 | 7 | 52 | 24 | 7 | 22
1180028 | FITCHBURG STATE UNIVERSITY |  | 299 NORTH ST |  | FITCHBURG | MA | 014200000 | 160 PEARL STREET |  | FITCHBURG | MA | 014200000 | Y | STATE | SM80-R | FITCHBURG STATE UNIVERSITY | 9783452151X3199 | dpetrucci@fitchburgstate.edu | DAVID | PETRUCCI | 9786653199 | dpetrucci@fitchburgstate.edu | DAVID | PETRUCCI | 9786653199 | dpetrucci@fitchburgstate.edu | 1 | BOILER NO 1-CLEAVER BROOKS CB400-600-150 6 OIL |  | BOILER | CLEAVER BROOKS | CB400-600-150 | 1997-05-01 | 2011 | 25 | 1 | BOILER NO1-CLEAVER BROOKS CB400 NO 6 OIL-0.5 | NO.6 | 923 | Residual Oil (No. 6) | 0.5 |  | 0 | E3GAL | 0 | OK | N | 24 | 7 | 49 | 24 | 7 | 22
1180028 | FITCHBURG STATE UNIVERSITY |  | 299 NORTH ST |  | FITCHBURG | MA | 014200000 | 160 PEARL STREET |  | FITCHBURG | MA | 014200000 | Y | STATE | SM80-R | FITCHBURG STATE UNIVERSITY | 9783452151X3199 | dpetrucci@fitchburgstate.edu | DAVID | PETRUCCI | 9786653199 | dpetrucci@fitchburgstate.edu | DAVID | PETRUCCI | 9786653199 | dpetrucci@fitchburgstate.edu | 2 | BOILER NO 2-CLEAVER BROOKS DL52- NO 6 OIL-0.5S |  | BOILER | CLEAVER BROOKS | DL52 | 1977-03-01 | 2011 | 55 | 1 | BOILER NO2-CLEAVER BROOKS DL52 NO 6 OIL-0.5S | NO.6 | 923 | Residual Oil (No. 6) | 0.5 | 0.5 | 7.435 | E3GAL | 1133.094 | OK | N | 24 | 7 | 22 | 0 | 0 | 0
1180028 | FITCHBURG STATE UNIVERSITY |  | 299 NORTH ST |  | FITCHBURG | MA | 014200000 | 160 PEARL STREET |  | FITCHBURG | MA | 014200000 | Y | STATE | SM80-R | FITCHBURG STATE UNIVERSITY | 9783452151X3199 | dpetrucci@fitchburgstate.edu | DAVID | PETRUCCI | 9786653199 | dpetrucci@fitchburgstate.edu | DAVID | PETRUCCI | 9786653199 | dpetrucci@fitchburgstate.edu | 2 | BOILER NO 2-CLEAVER BROOKS DL52- NO 6 OIL-0.5S |  | BOILER | CLEAVER BROOKS | DL52 | 1977-03-01 | 2011 | 55 | 2 | BOILER NO 2-CLEAVER BROOKS DL52- NO 6 OIL 1.0S | NO.6 | 923 | Residual Oil (No. 6) | 1 | 1 | 0 | E3GAL | 0 | OK | N | 24 | 7 | 22 | 0 | 0 | 0
1180028 | FITCHBURG STATE UNIVERSITY |  | 299 NORTH ST |  | FITCHBURG | MA | 014200000 | 160 PEARL STREET |  | FITCHBURG | MA | 014200000 | Y | STATE | SM80-R | FITCHBURG STATE UNIVERSITY | 9783452151X3199 | dpetrucci@fitchburgstate.edu | DAVID | PETRUCCI | 9786653199 | dpetrucci@fitchburgstate.edu | DAVID | PETRUCCI | 9786653199 | dpetrucci@fitchburgstate.edu | 3 | BOILER NO 3-CLEAVER BROOKS DL 52- NO 6 OIL-0.5S |  | BOILER | CLEAVER BROOKS | DL52 | 1977-03-01 | 2011 | 52 | 1 | BOILER NO 3-CLEAVER BROOKS DL52 NO 6 OIL-0.5S | NO.6 | 923 | Residual Oil (No. 6) | 0.5 | 0.5 | 53.172 | E3GAL | 8103.4128 | OK | N | 24 | 7 | 14 | 0 | 0 | 0
1180028 | FITCHBURG STATE UNIVERSITY |  | 299 NORTH ST |  | FITCHBURG | MA | 014200000 | 160 PEARL STREET |  | FITCHBURG | MA | 014200000 | Y | STATE | SM80-R | FITCHBURG STATE UNIVERSITY | 9783452151X3199 | dpetrucci@fitchburgstate.edu | DAVID | PETRUCCI | 9786653199 | dpetrucci@fitchburgstate.edu | DAVID | PETRUCCI | 9786653199 | dpetrucci@fitchburgstate.edu | 3 | BOILER NO 3-CLEAVER BROOKS DL 52- NO 6 OIL-0.5S |  | BOILER | CLEAVER BROOKS | DL52 | 1977-03-01 | 2011 | 52 | 2 | BOILER NO3-CLEAVER BROOKS DL52- NO 6 OIL 1.0 | NO.6 | 923 | Residual Oil (No. 6) | 1 | 1 | 0 | E3GAL | 0 | OK | N | 24 | 7 | 14 | 0 | 0 | 0
1180032 | NORTH CENTRAL CORRECTIONAL INSTITUTE |  | 500 COLONY RD |  | GARDNER | MA | 014400000 | PO BOX 466 |  | GARDNER | MA | 014400000 | Y | STATE | SM79-R | NORTH CENTRAL CORRECTION INSTITUTE, (NCCI) | 9786322000X175 | PVCURRAN@DOC.STATE.MA.US | PAUL | CURRAN | 9786306000 | PVCurran@doc.state.ma.us | PAUL | CURRAN | 9786306000X175 | PVCURRAN@DOC.STATE.MA.US | 1 | BOILER #1-BABCOX+WILCOX H-1722 |  | BOILER | BABCOX & WILCOX | H-1722 | 1951-10-22 | 2011 | 22 | 1 | #6 | NO.6 | 923 | Residual Oil (No. 6) | 1 | 0.1 | 240.89 | E3GAL | 36711.636 | OK | N | 24 | 7 | 24 | 24 | 7 | 4
1180032 | NORTH CENTRAL CORRECTIONAL INSTITUTE |  | 500 COLONY RD |  | GARDNER | MA | 014400000 | PO BOX 466 |  | GARDNER | MA | 014400000 | Y | STATE | SM79-R | NORTH CENTRAL CORRECTION INSTITUTE, (NCCI) | 9786322000X175 | PVCURRAN@DOC.STATE.MA.US | PAUL | CURRAN | 9786306000 | PVCurran@doc.state.ma.us | PAUL | CURRAN | 9786306000X175 | PVCURRAN@DOC.STATE.MA.US | 2 | BOILER#2 BABCOX WILCOX |  | BOILER | BABCOX & WILCOX | H-1722 | 1962-10-22 | 2011 | 22 | 1 | #6 | NO.6 | 923 | Residual Oil (No. 6) | 1 | 0.1 | 0 | E3GAL | 0 | OK | N | 0 | 0 | 0 | 0 | 0 | 0
1180032 | NORTH CENTRAL CORRECTIONAL INSTITUTE |  | 500 COLONY RD |  | GARDNER | MA | 014400000 | PO BOX 466 |  | GARDNER | MA | 014400000 | Y | STATE | SM79-R | NORTH CENTRAL CORRECTION INSTITUTE, (NCCI) | 9786322000X175 | PVCURRAN@DOC.STATE.MA.US | PAUL | CURRAN | 9786306000 | PVCurran@doc.state.ma.us | PAUL | CURRAN | 9786306000X175 | PVCURRAN@DOC.STATE.MA.US | 3 | BOILER#3 BABCOX WILCOX |  | BOILER | BABCOX & WILCOX | H-1722 | 1962-10-22 | 2011 | 43 | 1 | #6 OIL | NO.6 | 923 | Residual Oil (No. 6) | 1 | 0.1 | 0 | E3GAL | 0 | OK | N | 0 | 0 | 0 | 0 | 0 | 0
1180032 | NORTH CENTRAL CORRECTIONAL INSTITUTE |  | 500 COLONY RD |  | GARDNER | MA | 014400000 | PO BOX 466 |  | GARDNER | MA | 014400000 | Y | STATE | SM79-R | NORTH CENTRAL CORRECTION INSTITUTE, (NCCI) | 9786322000X175 | PVCURRAN@DOC.STATE.MA.US | PAUL | CURRAN | 9786306000 | PVCurran@doc.state.ma.us | PAUL | CURRAN | 9786306000X175 | PVCURRAN@DOC.STATE.MA.US | 4 | BOILER #4-BABCOCK+WILCOX |  | BOILER | BABCOX & WILCOX | H-1722 | 1962-10-22 | 2011 | 43 | 1 | #6 OIL | NO.6 | 923 | Residual Oil (No. 6) | 1 | 0.1 | 396.802 | E3GAL | 60472.6248 | OK | N | 24 | 7 | 44 | 0 | 0 | 0
1180033 | HEYWOOD HOSPITAL |  | 242 GREEN ST |  | GARDNER | MA | 014400000 | 242 GREEN STREET |  | GARDNER | MA | 014400000 | N | PRIVATE | SM79-R | HEYWOOD HOSPITAL | 9786323420 | Lad.r@Heywood.org | RONALD | LADEAU | 5086323420 | Lad.r@Heywood.org | RONALD | LADEAU | 9786306215 | Lad.r@Heywood.org | 1 | BOILER #1-E. KEELER NO. 6 OIL |  | BOILER | E. KEELER | PK-54 | 1960-03-01 | 2011 | 14.2 | 1 | BOILER #1-E.KEELER NO. 6 OIL | NO.6 | 923 | Residual Oil (No. 6) | 0.5 | 0.1 | 2.662 | E3GAL | 405.6888 | OK | N | 10 | 6 | 26 | 10 | 6 | 11
1180033 | HEYWOOD HOSPITAL |  | 242 GREEN ST |  | GARDNER | MA | 014400000 | 242 GREEN STREET |  | GARDNER | MA | 014400000 | N | PRIVATE | SM79-R | HEYWOOD HOSPITAL | 9786323420 | Lad.r@Heywood.org | RONALD | LADEAU | 5086323420 | Lad.r@Heywood.org | RONALD | LADEAU | 9786306215 | Lad.r@Heywood.org | 2 | BOILER #2-CLEAVER BROOKS #6 OIL |  | BOILER | CLEAVER BROOKS | D-26 | 1969-07-01 | 2011 | 19.9 | 1 | BOILER #2-CLEAVER BROOKS #6 OIL | NO.6 | 923 | Residual Oil (No. 6) | 0.5 | 0.1 | 2.662 | E3GAL | 405.6888 | OK | N | 10 | 6 | 26 | 10 | 6 | 11
1180033 | HEYWOOD HOSPITAL |  | 242 GREEN ST |  | GARDNER | MA | 014400000 | 242 GREEN STREET |  | GARDNER | MA | 014400000 | N | PRIVATE | SM79-R | HEYWOOD HOSPITAL | 9786323420 | Lad.r@Heywood.org | RONALD | LADEAU | 5086323420 | Lad.r@Heywood.org | RONALD | LADEAU | 9786306215 | Lad.r@Heywood.org | 3 | BOILER #3-CLEAVER BROOKS CB400 #6 OIL |  | BOILER | CLEAVER BROOKS | CB(LE)400 | 2001-06-15 | 2011 | 9.6 | 1 | BOILER #3-CLEAVER BROOKS CB400 #6 OIL | NO.6 | 923 | Residual Oil (No. 6) | 0.5 | 0.1 | 2.662 | E3GAL | 405.6888 | OK | N | 24 | 7 | 52 | 24 | 7 | 22
1180035 | SEAMAN PAPER COMPANY |  | 51 MAIN ST |  | OTTER RIVER | MA | 014360000 | PO BOX 21 |  | BALDWINVILLE | MA | 014360000 | N | PRIVATE | OP3 | SEAMAN PAPER COMPANY | 9786321513 | gdjones@seamanpaper.com | GEORGE | JONES | 9789392146 | gdjones@seamanpaper.com | GEORGE | JONES | 9789392146X234 | gdjones@seamanpaper.com | 2 | BOILER 2-BIGELOW TYPE A DUAL FUEL |  | BOILER | BIGELOW | TYPE A | 1982-03-01 | 2011 | 49.4 | 2 | RESIDUAL OIL | NO.6 | 923 | Residual Oil (No. 6) | 1 | 0.1 | 26 | E3GAL | 3962.4 | OK | N | 1 | 7 | 52 | 1 | 1 | 4
1180035 | SEAMAN PAPER COMPANY |  | 51 MAIN ST |  | OTTER RIVER | MA | 014360000 | PO BOX 21 |  | BALDWINVILLE | MA | 014360000 | N | PRIVATE | OP3 | SEAMAN PAPER COMPANY | 9786321513 | gdjones@seamanpaper.com | GEORGE | JONES | 9789392146 | gdjones@seamanpaper.com | GEORGE | JONES | 9789392146X234 | gdjones@seamanpaper.com | 3 | #3-BABCOCK+WILCOX #6 OIL-1S |  | BOILER | BABCOCK & WILCOX | FM-370 | 1988-01-25 | 2011 | 32.5 | 1 | #6 FUEL OIL | NO.6 | 923 | Residual Oil (No. 6) | 1 | 0.1 | 42 | E3GAL | 6400.8 | OK | N | 24 | 7 | 52 | 1 | 1 | 7
1180045 | ATLANTIC UNION COLLEGE |  | 338 MAIN ST | MAPLE ST | SOUTH LANCASTER | MA | 015610000 | MAIN STREET | PO BOX 1000 | LANCASTER | MA | 015610000 | N | PRIVATE | SM80-R | ATLANTIC UNION COLLEGE | 9783682365 | james.stewart@auc.edu | JAMES | STEWART | 9783682365 | JAMES.STEWART@AUC.EDU | JAMES | STEWART | 9783682365 | JAMES.STEWART@AUC.EDU | 1 | BOILER 1 KEELER 6 OIL 0.5S |  | BOILER | KEELER | 14647 | 1968-07-01 | 2011 | 32 | 1 | 6 OIL 0.5 S | NO.6 | 923 | Residual Oil (No. 6) | 0.5 | 0.1 | 111.961 | E3GAL | 17062.8564 | OK | N | 24 | 7 | 9 | 0 | 0 | 0
1180045 | ATLANTIC UNION COLLEGE |  | 338 MAIN ST | MAPLE ST | SOUTH LANCASTER | MA | 015610000 | MAIN STREET | PO BOX 1000 | LANCASTER | MA | 015610000 | N | PRIVATE | SM80-R | ATLANTIC UNION COLLEGE | 9783682365 | james.stewart@auc.edu | JAMES | STEWART | 9783682365 | JAMES.STEWART@AUC.EDU | JAMES | STEWART | 9783682365 | JAMES.STEWART@AUC.EDU | 1 | BOILER 1 KEELER 6 OIL 0.5S |  | BOILER | KEELER | 14647 | 1968-07-01 | 2011 | 32 | 2 | NO. 6 .5S | NO.6 | 923 | Residual Oil (No. 6) | 0.5 | 1 | 111.961 | E3GAL | 17062.8564 | OK | N | 24 | 7 | 9 | 0 | 0 | 0
1180045 | ATLANTIC UNION COLLEGE |  | 338 MAIN ST | MAPLE ST | SOUTH LANCASTER | MA | 015610000 | MAIN STREET | PO BOX 1000 | LANCASTER | MA | 015610000 | N | PRIVATE | SM80-R | ATLANTIC UNION COLLEGE | 9783682365 | james.stewart@auc.edu | JAMES | STEWART | 9783682365 | JAMES.STEWART@AUC.EDU | JAMES | STEWART | 9783682365 | JAMES.STEWART@AUC.EDU | 6 | BLR 2 KEWANEE CLASSIC III 6 OIL .5 S |  | BOILER | KEWANEE | 1 | 1994-01-01 | 2011 | 26 | 1 | 6 OIL .5 S | NO.6 | 923 | Residual Oil (No. 6) | 0.5 | 1 | 197.516 | E3GAL | 30101.4384 | OK | N | 24 | 7 | 15 | 6 | 7 | 4
1180055 | CROCKER TECHNICAL PAPERS INC |  | 431 WESTMINISTER ST |  | FITCHBURG | MA | 014200000 | 431 WESTMINISTER ST |  | FITCHBURG | MA | 014200000 | N | PRIVATE | OP3 | CROCKER TECHNICAL PAPERS | 9783457771 | lgelsomini@crockertech.com | LAWRENCE | GELSOMINI | 9783457771 | lgelsomini@crockertech.com | CHRISTOPHER | DEMBROSKY | 9783457771 | cdembrosky@crockertech.com | 1 | BOILER #1-CLEAVER BROOKS CB400-600-325 DUAL FUEL |  | BOILER | CLEAVER BROOKS | CB 400 600 325 | 1997-08-15 | 2011 | 25 | 2 | BOILER #1-CLEAVER BROOKS CB400 #6 OIL-0.5 PERC | NO.6 | 923 | Residual Oil (No. 6) | 0.5 | 0.4 | 3.77 | E3GAL | 574.548 | OK | N | 24 | 7 | 50 | 24 | 7 | 22
1180055 | CROCKER TECHNICAL PAPERS INC |  | 431 WESTMINISTER ST |  | FITCHBURG | MA | 014200000 | 431 WESTMINISTER ST |  | FITCHBURG | MA | 014200000 | N | PRIVATE | OP3 | CROCKER TECHNICAL PAPERS | 9783457771 | lgelsomini@crockertech.com | LAWRENCE | GELSOMINI | 9783457771 | lgelsomini@crockertech.com | CHRISTOPHER | DEMBROSKY | 9783457771 | cdembrosky@crockertech.com | 2 | BOILER #2-CLEAVER BROOKS CB400-600-325 DUAL FUEL |  | BOILER | CLEAVER BROOKS | CB 400 600 325 | 1997-08-15 | 2011 | 25 | 2 | BOILER #2-CLEAVER BROOKS CB400 #6 OIL-0.5 PERC | NO.6 | 923 | Residual Oil (No. 6) | 0.5 | 1 | 3.77 | E3GAL | 574.548 | OK | N | 24 | 7 | 50 | 24 | 7 | 22
1180064 | QUABAUG CORPORATION |  | 17 SCHOOL ST |  | NORTH BROOKFIELD | MA | 015350000 | 17 SCHOOL ST |  | NORTH BROOKFIELD | MA | 015350000 | N | PRIVATE | SM25 | QUABAUG CORPORATION | 5088677731X267 | hanrahanb@vibram.us | BRIAN | HANRAHAN | 5088677731 | hanrahanb@vibram.us | BRIAN | HANRAHAN | 5088677731X267 | hanrahanb@vibram.us | 1 | CLEAVER BROOKS BOILER #2 |  | BOILER | CLEAVER BROOKS | CB400-200 | 1994-06-05 | 2010 | 8.37 | 1 | CLEAVER BROOKS BLR. @56 GPH #6 OIL@0.5 S | NO.6 | 923 | Residual Oil (No. 6) | 0.5 | 0.6 | 0 | E3GAL | 0 | OK | N | 24 | 4 | 50 | 24 | 4 | 18
1180064 | QUABAUG CORPORATION |  | 17 SCHOOL ST |  | NORTH BROOKFIELD | MA | 015350000 | 17 SCHOOL ST |  | NORTH BROOKFIELD | MA | 015350000 | N | PRIVATE | SM25 | QUABAUG CORPORATION | 5088677731X267 | hanrahanb@vibram.us | BRIAN | HANRAHAN | 5088677731 | hanrahanb@vibram.us | BRIAN | HANRAHAN | 5088677731X267 | hanrahanb@vibram.us | 2 | CLEAVER BROOKS BOILER #3 |  | BOILER | CLEAVER BROOKS | CB400-200 | 1994-06-18 | 2010 | 8.37 | 1 | CLEAVER BROOKS BLR. @56 GPH #6 OIL0.5 S | NO.6 | 923 | Residual Oil (No. 6) | 0.5 | 0.5 | 0 | E3GAL | 0 | OK | N | 24 | 4 | 50 | 24 | 4 | 18
1180076 | DEXTER-RUSSELL INC |  | 44 RIVER ST |  | SOUTHBRIDGE | MA | 015500000 | 44 RIVER STREET |  | SOUTHBRIDGE | MA | 015500000 | N | PRIVATE | NM25 | DEXTER RUSSELL INC | 5087650201X6543 | rouellette@dexter1818.com | ROBERT | OUELLETTE | 5087650201 | rouellette@dexter1818.com | ROBERT | OUELLETTE | 5087650201 | rouellette@dexter1818.com | 1 | BOILER #1-CLEAVER BROOKS CB60025015 #6 OIL1.0S |  | BOILER | CLEAVER BROOKS | CB600-250-15 | 1974-04-01 | 2009 | 10 | 1 | BOILER #1-CL BROOKS CB600-250-15 6 OIL-0.5S | NO.6 | 923 | Residual Oil (No. 6) | 1 | 1 | 116 | E3GAL | 17678.4 | OK | N | 24 | 7 | 52 | 12 | 7 | 22
1180087 | CUMBERLAND FARMS INC |  | 165 FLANDERS RD |  | WESTBOROUGH | MA | 015800000 | 165 FLANDERS RD |  | WESTBOROUGH | MA | 015800000 | N | PRIVATE | SM50 | CUMBERLAND FARMS INC | 5082701400 | MYoung@cumberlandgulf.com | MICHAEL | MCGLOIN | 5083664445 | MMcGloin@cumberlandfarms.com | MICHAEL | MCGLOIN | 5083664445 | MMcGloin@cumberlandfarms.com | 1 | BOILER #1-CLEAVER BROOKS CB600-150 |  | BOILER | CLEAVER BROOKS | CB600-150 | 1976-11-01 | 2010 | 21 | 1 | BOILER #1-CLEAVER BROOKS CB600-500 | NO.6 | 923 | Residual Oil (No. 6) | 1 | 0.1 | 36.677 | E3GAL | 5589.5748 | OK | N | 24 | 7 | 22 | 0 | 0 | 0
1180087 | CUMBERLAND FARMS INC |  | 165 FLANDERS RD |  | WESTBOROUGH | MA | 015800000 | 165 FLANDERS RD |  | WESTBOROUGH | MA | 015800000 | N | PRIVATE | SM50 | CUMBERLAND FARMS INC | 5082701400 | MYoung@cumberlandgulf.com | MICHAEL | MCGLOIN | 5083664445 | MMcGloin@cumberlandfarms.com | MICHAEL | MCGLOIN | 5083664445 | MMcGloin@cumberlandfarms.com | 2 | BOILER #2-CLEAVER BROOKS CB655-500 |  | BOILER | CLEAVER BROOKS | CB655-500 | 1983-01-01 | 2010 | 3 | 1 | BOILER #2-CLEAVER BROOKS CB655-150 | NO.6 | 923 | Residual Oil (No. 6) | 1 | 1 | 18.473 | E3GAL | 2815.2852 | OK | N | 24 | 7 | 22 | 0 | 0 | 0
1180090 | WEST WARREN COMPLEX LLC |  | 85 SOUTH ST |  | WEST WARREN | MA | 010920398 | 9 OLD DAIRY RD |  | HUDSON | NH | 030510000 | N | PRIVATE | SM80-R | WILLIAM WRIGHT CO | 6155013431 | janderson@wrights.com | CHARLES | RYTLEWSKI | 6155014043 | crytlewski@wrights.com | CHARLES | RYTLEWSKI | 6155014043 | crytlewski@wrights.com | 1 | EU 1 CLEAVER BROOKS CB600 600 |  | BOILER | BOILER 5 CLEAVER BROOKS CB600 600 6 OIL | CB6---600 | 1978-02-03 | 2007 | 12 | 1 | BOILER 5 CLEAVER BROOKS CB600 600 6 OIL | NO.6 | 923 | Residual Oil (No. 6) | 1 | 0.1 | 64.5 | E3GAL | 9829.8 | OK | N | 0 | 0 | 0 | 0 | 0 | 0
1180090 | WEST WARREN COMPLEX LLC |  | 85 SOUTH ST |  | WEST WARREN | MA | 010920398 | 9 OLD DAIRY RD |  | HUDSON | NH | 030510000 | N | PRIVATE | SM80-R | WILLIAM WRIGHT CO | 6155013431 | janderson@wrights.com | CHARLES | RYTLEWSKI | 6155014043 | crytlewski@wrights.com | CHARLES | RYTLEWSKI | 6155014043 | crytlewski@wrights.com | 2 | BOILER #3-PREFERRED BHE250 #6 OIL-1%S |  | BOILER | PREFFERED | BHE250 | 1991-01-01 | 2006 | 12 | 1 | BOILER #3-PREFERRED BHE250 #6 OIL-1%S | NO.6 | 923 | Residual Oil (No. 6) | 1 | 0.1 | 37 | E3GAL | 5638.8 | OK | N | 24 | 5 | 51 | 24 | 5 | 6
1180105 | CLARK UNIVERSITY |  | 950 MAIN ST |  | WORCESTER | MA | 016100000 | 950 MAIN ST |  | WORCESTER | MA | 016100000 | N | PRIVATE | OP6 | CLARK UNIVERSITY | 5087937728 | mleahy@clarku.edu | MARK | LEAHY | 5087937728 | mleahy@clarku.edu | MARK | LEAHY | 5087937728 | mleahy@clarku.edu | 1 | BOILER #1-UNION IRON WORKS 6121-21 DUAL FUEL |  | BOILER | BOILER # 1 UNION IRON WORKS | 23092 | 1963-01-01 | 2011 | 21 | 1 | BOILER #1-UNION IRON WORKS #6 OIL | NO.6 | 923 | Residual Oil (No. 6) | 1 | 0.1 | 0 | E3GAL | 0 | OK | N | 24 | 7 | 35 | 24 | 7 | 3
1180105 | CLARK UNIVERSITY |  | 950 MAIN ST |  | WORCESTER | MA | 016100000 | 950 MAIN ST |  | WORCESTER | MA | 016100000 | N | PRIVATE | OP6 | CLARK UNIVERSITY | 5087937728 | mleahy@clarku.edu | MARK | LEAHY | 5087937728 | mleahy@clarku.edu | MARK | LEAHY | 5087937728 | mleahy@clarku.edu | 2 | BOILER #2-UNION IRON WORKS 621-21 DUAL FUEL |  | BOILER | BOILER # 2 UNION IRON WORKS | 23091 | 1963-01-01 | 2011 | 21 | 1 | BOILER #2-UNION IRON WORKS #6 OIL | NO.6 | 923 | Residual Oil (No. 6) | 1 | 0.1 | 0 | E3GAL | 0 | OK | N | 24 | 7 | 35 | 0 | 0 | 0
1180105 | CLARK UNIVERSITY |  | 950 MAIN ST |  | WORCESTER | MA | 016100000 | 950 MAIN ST |  | WORCESTER | MA | 016100000 | N | PRIVATE | OP6 | CLARK UNIVERSITY | 5087937728 | mleahy@clarku.edu | MARK | LEAHY | 5087937728 | mleahy@clarku.edu | MARK | LEAHY | 5087937728 | mleahy@clarku.edu | 3 | BOILER #3-UNION IRON WORKS 621-294 DUAL FUEL |  | BOILER | UNION IRON WORKS | 23519 | 1968-01-01 | 2011 | 29 | 1 | BOILER #3-UNION IRON WORKS #6 OIL | NO.6 | 923 | Residual Oil (No. 6) | 1 | 0.1 | 0 | E3GAL | 0 | OK | N | 24 | 7 | 26 | 0 | 0 | 0
1180106 | COLLEGE OF THE HOLY CROSS |  | 1 COLLEGE ST |  | WORCESTER | MA | 016100000 | 1 COLLEGE STREET |  | WORCESTER | MA | 016102395 | N | PRIVATE | SM80-R | HOLY CROSS COLLEGE | 5087932438 | smerrill@holycross.edu | JOHN | CANNON | 5087933025 | jcannon@holycross.edu | JOHN | CANNON | 5087933025 | jcannon@holycross.edu | 1 | BOILER #1-C BROOKS CB400-600 DUAL FUEL 23.6MMBTU |  | BOILER | CLEAVER BROOKS | CB 400-600 | 1992-08-12 | 2011 | 24 | 1 | BOILER #1-CLEAVER BROOKS CB400-600 #6 OIL-0.5PCTS | NO.6 | 923 | Residual Oil (No. 6) | 0.5 | 1 | 0 | E3GAL | 0 | OK | N | 24 | 7 | 52 | 24 | 7 | 22
1180106 | COLLEGE OF THE HOLY CROSS |  | 1 COLLEGE ST |  | WORCESTER | MA | 016100000 | 1 COLLEGE STREET |  | WORCESTER | MA | 016102395 | N | PRIVATE | SM80-R | HOLY CROSS COLLEGE | 5087932438 | smerrill@holycross.edu | JOHN | CANNON | 5087933025 | jcannon@holycross.edu | JOHN | CANNON | 5087933025 | jcannon@holycross.edu | 2 | BOILER #2-C BROOKS CB400-600 DUAL FUEL 23.6MMBTU |  | BOILER | CLEAVER BROOKS | CB 400-600 | 1992-08-12 | 2011 | 24 | 1 | BOILER #2-CLEAVER BROOKS CB400-600 #6 OIL-0.5PCTS | NO.6 | 923 | Residual Oil (No. 6) | 0.5 | 1 | 0 | E3GAL | 0 | OK | N | 24 | 7 | 52 | 24 | 7 | 22
1180106 | COLLEGE OF THE HOLY CROSS |  | 1 COLLEGE ST |  | WORCESTER | MA | 016100000 | 1 COLLEGE STREET |  | WORCESTER | MA | 016102395 | N | PRIVATE | SM80-R | HOLY CROSS COLLEGE | 5087932438 | smerrill@holycross.edu | JOHN | CANNON | 5087933025 | jcannon@holycross.edu | JOHN | CANNON | 5087933025 | jcannon@holycross.edu | 3 | BOILER #3-C BROOKS CB400-600 DUAL FUEL 23.6MMBTU |  | BOILER | CLEAVER BROOKS | CB 400-600 | 1992-08-27 | 2011 | 24 | 1 | BOILER #3-CLEAVER BROOKS CB400-600 #6 OIL-0.5PCTS | NO.6 | 923 | Residual Oil (No. 6) | 0.5 | 1 | 0 | E3GAL | 0 | OK | N | 24 | 7 | 52 | 24 | 7 | 22
1180106 | COLLEGE OF THE HOLY CROSS |  | 1 COLLEGE ST |  | WORCESTER | MA | 016100000 | 1 COLLEGE STREET |  | WORCESTER | MA | 016102395 | N | PRIVATE | SM80-R | HOLY CROSS COLLEGE | 5087932438 | smerrill@holycross.edu | JOHN | CANNON | 5087933025 | jcannon@holycross.edu | JOHN | CANNON | 5087933025 | jcannon@holycross.edu | 4 | BOILER #4-C BROOKS CB400-600 DUAL FUEL 23.6 MMBT |  | BOILER | CLEAVER BROOKS | CB 400-600 | 1992-08-27 | 2011 | 24 | 1 | BOILER #4-CLEAVER BROOKS CB400-600 #6 OIL 0.5PCTS | NO.6 | 923 | Residual Oil (No. 6) | 0.5 | 1 | 0 | E3GAL | 0 | OK | N | 24 | 7 | 52 | 24 | 7 | 22
1180108 | DAVID CLARK COMPANY |  | 360 FRANKLIN ST |  | WORCESTER | MA | 016040000 | PO BOX 15054 |  | WORCESTER | MA | 016150054 | N | PRIVATE | SM25 | DAVID CLARK CO | 5087566216 | rvincent@davidclark.com | PETER | KASPARSON | 5087566216 | pkasparson@daviclark.com | PETER | KASPARSON | 5087566216X140 | pkasparson@davidclark.com | 13 | CLEAVERBROOKSL104089 | 2 | BOILER | CLEAVER BROOKS | CB600-150 | 2005-01-01 | 2009 | 12.46 | 1 | RESIDENTIAL OIL #6 | NO.6 | 923 | Residual Oil (No. 6) | 0.858 | 0.1 | 26.365 | E3GAL | 4018.026 | OK | N | 12 | 7 | 31 | 0 | 0 | 0
1180108 | DAVID CLARK COMPANY |  | 360 FRANKLIN ST |  | WORCESTER | MA | 016040000 | PO BOX 15054 |  | WORCESTER | MA | 016150054 | N | PRIVATE | SM25 | DAVID CLARK CO | 5087566216 | rvincent@davidclark.com | PETER | KASPARSON | 5087566216 | pkasparson@daviclark.com | PETER | KASPARSON | 5087566216X140 | pkasparson@davidclark.com | 14 | CLEAVERBROOKSL104090 | 2 | BOILER | CLEAVER BROOKS | CB600-15 | 2005-01-01 | 2009 | 12.46 | 1 | RESIDENTIAL OIL #6 | NO.6 | 923 | Residual Oil (No. 6) | 0.858 | 0.1 | 26.365 | E3GAL | 4018.026 | OK | N | 12 | 7 | 31 | 0 | 0 | 0
1180115 | ST GOBAIN ABRASIVES, INC |  | 1 NEW BOND ST |  | WORCESTER | MA | 016060000 | 1 NEW BOND STREET |  | WORCESTER | MA | 016150008 | N | PRIVATE | OP9 | SAINT GOBAIN ABRASIVES AND CERAMICS AND PLASTICS | 5087955860 | kevin.p.fogarty@saint-gobain.com | ROBERT | SMITH | 5087955601 | bob.n.smith@SAINT-GOBAIN.COM | JOSEPH | DUFRESNE | 5087955624 | JOSEPH.E.DUFRESNE@SAINT-GOBAIN.COM | 1 | BOILER #1-RILEY STOKER B1251 DUAL FUEL EU523-02A |  | BOILER | RILEY STOKER | B1251 | 1939-01-01 | 2011 | 67 | 1 | BOILER #1-RILEY B1251 #6 OIL-0.5S EU523-02A | NO.6 | 923 | Residual Oil (No. 6) | 1 | 0 | 0 | E3GAL | 0 | OK | N | 24 | 7 | 4 | 24 | 7 | 4
1180115 | ST GOBAIN ABRASIVES, INC |  | 1 NEW BOND ST |  | WORCESTER | MA | 016060000 | 1 NEW BOND STREET |  | WORCESTER | MA | 016150008 | N | PRIVATE | OP9 | SAINT GOBAIN ABRASIVES AND CERAMICS AND PLASTICS | 5087955860 | kevin.p.fogarty@saint-gobain.com | ROBERT | SMITH | 5087955601 | bob.n.smith@SAINT-GOBAIN.COM | JOSEPH | DUFRESNE | 5087955624 | JOSEPH.E.DUFRESNE@SAINT-GOBAIN.COM | 2 | BOILER #2-RILEY STOKER B125-2 DUAL FUEL EU523-02B |  | BOILER | RILEY STOKER | NB-555 | 1939-10-21 | 2011 | 67 | 1 | BOILER #2-RILEY B1251 #6 OIL-0.5S EU523-02B | NO.6 | 923 | Residual Oil (No. 6) | 1 | 0 | 0 | E3GAL | 0 | OK | N | 24 | 7 | 4 | 24 | 7 | 4
1180115 | ST GOBAIN ABRASIVES, INC |  | 1 NEW BOND ST |  | WORCESTER | MA | 016060000 | 1 NEW BOND STREET |  | WORCESTER | MA | 016150008 | N | PRIVATE | OP9 | SAINT GOBAIN ABRASIVES AND CERAMICS AND PLASTICS | 5087955860 | kevin.p.fogarty@saint-gobain.com | ROBERT | SMITH | 5087955601 | bob.n.smith@SAINT-GOBAIN.COM | JOSEPH | DUFRESNE | 5087955624 | JOSEPH.E.DUFRESNE@SAINT-GOBAIN.COM | 3 | BOILER #5-RILEY STOKER B1748 DUAL FUEL EU523-02C |  | BOILER | RILEY STOKER | NB 1250 | 1947-10-21 | 2011 | 67 | 1 | BOILER #5-RILEY B1748 #6 OIL-0.5S EU523-02C | NO.6 | 923 | Residual Oil (No. 6) | 0.5 |  | 0 | E3GAL | 0 | OK | N | 24 | 7 | 4 | 24 | 7 | 4
1180115 | ST GOBAIN ABRASIVES, INC |  | 1 NEW BOND ST |  | WORCESTER | MA | 016060000 | 1 NEW BOND STREET |  | WORCESTER | MA | 016150008 | N | PRIVATE | OP9 | SAINT GOBAIN ABRASIVES AND CERAMICS AND PLASTICS | 5087955860 | kevin.p.fogarty@saint-gobain.com | ROBERT | SMITH | 5087955601 | bob.n.smith@SAINT-GOBAIN.COM | JOSEPH | DUFRESNE | 5087955624 | JOSEPH.E.DUFRESNE@SAINT-GOBAIN.COM | 4 | BOILER #6-RILEY STOKER B23576 TRIPLE FUEL EU523-01 |  | BOILER | RILEY STOKER | UNKNOWN | 1958-11-01 | 2011 | 226 | 1 | BOILER #6-RILEY B2356 #6 OIL 0.5S EU523-01 | NO.6 | 923 | Residual Oil (No. 6) | 1 | 0.1 | 0 | E3GAL | 0 | OK | N | 24 | 7 | 52 | 24 | 7 | 17
1180117 | RAND WHITNEY CONTAINER |  | 1 AGRAND ST |  | WORCESTER | MA | 016070000 | PO BOX 1657 |  | WORCESTER | MA | 016070000 | N | PRIVATE | NM50 | RAND WHITNEY CONTAINER LLC | 5087912301 | ddargan@randwhitney.com | PAUL | SCHAFFMAN | 8604253712 | pauls@rwcb.com | PAUL | SCHAFFMAN | 8604253712 | pauls@rwcb.com | 1 | BOILER #1 |  | BOILER | CLEAVER BROOKS | CB400-200 | 1991-10-01 | 2009 | 9 | 1 | #6 OIL | NO.6 | 923 | Residual Oil (No. 6) | 0.5 |  | 0 | E3GAL | 0 | OK | N | 20 | 6 | 52 | 20 | 6 | 20
1180117 | RAND WHITNEY CONTAINER |  | 1 AGRAND ST |  | WORCESTER | MA | 016070000 | PO BOX 1657 |  | WORCESTER | MA | 016070000 | N | PRIVATE | NM50 | RAND WHITNEY CONTAINER LLC | 5087912301 | ddargan@randwhitney.com | PAUL | SCHAFFMAN | 8604253712 | pauls@rwcb.com | PAUL | SCHAFFMAN | 8604253712 | pauls@rwcb.com | 2 | BOILER #2 |  | BOILER | CLEAVER BROOKS | CB 655-250 | 1965-10-01 | 2009 | 10 | 1 | #6 OIL | NO.6 | 923 | Residual Oil (No. 6) | 0.5 | 1 | 0 | E3GAL | 0 | OK | N | 24 | 7 | 26 | 0 | 0 | 0
1180122 | UMASS HAHNEMANN |  | 281 LINCOLN ST |  | WORCESTER | MA | 016050000 | 119 BELMONT STREET |  | WORCESTER | MA | 016050000 | N | PRIVATE | SM50 | UMASS MEMORIAL MEDICAL CENTER | 5083346271 | Michael.Kelly3@umassmemorial.org | MICHAEL | KELLY | 5083346271 | Michael.Kelly3@umassmemorial.org | MICHAEL | KELLY | 5083346271 | Michael.Kelly3@umassmemorial.org | 1 | BOILER #1 BIGELOW - #6 FUEL OIL |  | BOILER | BIGELOW | 12955 | 1978-01-01 | 2010 | 12.5 | 1 | BOILER #1 BIGELOW - #6 FUEL OIL | NO.6 | 923 | Residual Oil (No. 6) | 1 | 0.1 | 207.6848 | E3GAL | 31651.1635 | OK | N | 24 | 7 | 50 | 24 | 7 | 22
1180122 | UMASS HAHNEMANN |  | 281 LINCOLN ST |  | WORCESTER | MA | 016050000 | 119 BELMONT STREET |  | WORCESTER | MA | 016050000 | N | PRIVATE | SM50 | UMASS MEMORIAL MEDICAL CENTER | 5083346271 | Michael.Kelly3@umassmemorial.org | MICHAEL | KELLY | 5083346271 | Michael.Kelly3@umassmemorial.org | MICHAEL | KELLY | 5083346271 | Michael.Kelly3@umassmemorial.org | 2 | BOILER #2 BIGELOW - #6 OIL |  | BOILER | BIGELOW | 12955 | 1978-01-01 | 2010 | 12.5 | 1 | BOILER #2 BIGELOW - #6 OIL | NO.6 | 923 | Residual Oil (No. 6) | 1 | 0.1 | 207.6848 | E3GAL | 31651.1635 | OK | N | 24 | 7 | 50 | 24 | 7 | 22
1180122 | UMASS HAHNEMANN |  | 281 LINCOLN ST |  | WORCESTER | MA | 016050000 | 119 BELMONT STREET |  | WORCESTER | MA | 016050000 | N | PRIVATE | SM50 | UMASS MEMORIAL MEDICAL CENTER | 5083346271 | Michael.Kelly3@umassmemorial.org | MICHAEL | KELLY | 5083346271 | Michael.Kelly3@umassmemorial.org | MICHAEL | KELLY | 5083346271 | Michael.Kelly3@umassmemorial.org | 3 | BOILER #3 HODGE - #6 OIL |  | BOILER | HODGE | 508 | 1982-01-01 | 2010 | 10.4 | 1 | BOILER #3 HODGE - #6 OIL | NO.6 | 923 | Residual Oil (No. 6) | 1 | 0.05 | 6.9228 | E3GAL | 1055.0347 | OK | N | 24 | 7 | 2 | 24 | 7 | 2
1180122 | UMASS HAHNEMANN |  | 281 LINCOLN ST |  | WORCESTER | MA | 016050000 | 119 BELMONT STREET |  | WORCESTER | MA | 016050000 | N | PRIVATE | SM50 | UMASS MEMORIAL MEDICAL CENTER | 5083346271 | Michael.Kelly3@umassmemorial.org | MICHAEL | KELLY | 5083346271 | Michael.Kelly3@umassmemorial.org | MICHAEL | KELLY | 5083346271 | Michael.Kelly3@umassmemorial.org | 4 | BOILER #4 HODGE - #6 |  | BOILER | HODGE | 508 | 1982-01-01 | 2010 | 10.4 | 1 | BOILER #4 HODGE - #6 OIL | NO.6 | 923 | Residual Oil (No. 6) | 1 | 0.05 | 6.9228 | E3GAL | 1055.0347 | OK | N | 24 | 7 | 2 | 24 | 7 | 2
1180186 | ABBOTT BIORESEARCH CENTER INC |  | 100 RESEARCH DR |  | WORCESTER | MA | 016050000 | 100 RESEARCH DRIVE |  | WORCESTER | MA | 016054314 | N | PRIVATE | SM50 | ABBOTT BIORESEARCH CENTER INC | 5088492558 | kenny.hartung@abbott.com | LISA | OLSON | 5086883888 | lisa.olson@abbott.com | KENNY | HARTUNG | 5088492558 | kenny.hartung@abbott.com | 1 | BOILER 1-CLEAVER BROOKS CB400-800 DUAL FUEL |  | BOILER | CLEAVER BROOKS | CB400-800 | 1992-09-24 | 2011 | 34 | 1 | BOILER #1-CLEAVER BROOKS CB400-800 6 OIL-0.5 S | NO.6 | 923 | Residual Oil (No. 6) | 0.5 | 1 | 4.64 | E3GAL | 707.136 | OK | N | 24 | 7 | 26 | 24 | 7 | 20
1180186 | ABBOTT BIORESEARCH CENTER INC |  | 100 RESEARCH DR |  | WORCESTER | MA | 016050000 | 100 RESEARCH DRIVE |  | WORCESTER | MA | 016054314 | N | PRIVATE | SM50 | ABBOTT BIORESEARCH CENTER INC | 5088492558 | kenny.hartung@abbott.com | LISA | OLSON | 5086883888 | lisa.olson@abbott.com | KENNY | HARTUNG | 5088492558 | kenny.hartung@abbott.com | 2 | BOILER 2-CLEAVER BROOKS CB400-800 DUAL FUEL |  | BOILER | CLEAVER BROOKS | CB400-800 | 1992-09-24 | 2011 | 34 | 1 | BOILER 2-CLEAVER BROOKS CB400-800 6 OIL-0.5 S | NO.6 | 923 | Residual Oil (No. 6) | 0.5 | 1 | 4.64 | E3GAL | 707.136 | OK | N | 24 | 7 | 26 | 24 | 7 | 20
1180186 | ABBOTT BIORESEARCH CENTER INC |  | 100 RESEARCH DR |  | WORCESTER | MA | 016050000 | 100 RESEARCH DRIVE |  | WORCESTER | MA | 016054314 | N | PRIVATE | SM50 | ABBOTT BIORESEARCH CENTER INC | 5088492558 | kenny.hartung@abbott.com | LISA | OLSON | 5086883888 | lisa.olson@abbott.com | KENNY | HARTUNG | 5088492558 | kenny.hartung@abbott.com | 7 | BOILER 3-CLEAVER BROOKS CB400800 DUAL FUEL |  | BOILER | CLEAVER BROOKS | CB400-800 | 2002-01-01 | 2011 | 34 | 1 | BOILER 3-CLEAVER BROOKS CB400800 6 OIL 0.5 S | NO.6 | 923 | Residual Oil (No. 6) | 0.5 | 0.1 | 4.64 | E3GAL | 707.136 | OK | N | 24 | 7 | 26 | 24 | 7 | 20
1180334 | UMASS MEDICAL SCHOOL |  | 55 LAKE AVENUE N |  | WORCESTER | MA | 016550000 | 55 LAKE AVENUE NORTH |  | WORCESTER | MA | 016550000 | Y | STATE | OP5.5 | UMASS MEDICAL CENTER | 5088562220 | joseph.collins@umassmed.edu | JOHN | BAKER | 5088565538 | john.baker@umassmed.edu | JOSEPH | COLLINS | 5088562220 | joseph.collins@umassmed.edu | 1 | BOILER #1-CLEAVER BROOKS CM432SE DUAL FUEL |  | BOILER | CLEAVER BROOKS | CM4-32 | 1972-01-01 | 2011 | 148 | 1 | BOILER 1-CLEAVER BROOKS CM432SE NO.6 OIL-0.5 S | NO.6 | 923 | Residual Oil (No. 6) | 0.5 | 0.1 | 8.219 | E3GAL | 1252.5756 | OK | N | 24 | 7 | 26 | 24 | 7 | 13
1180334 | UMASS MEDICAL SCHOOL |  | 55 LAKE AVENUE N |  | WORCESTER | MA | 016550000 | 55 LAKE AVENUE NORTH |  | WORCESTER | MA | 016550000 | Y | STATE | OP5.5 | UMASS MEDICAL CENTER | 5088562220 | joseph.collins@umassmed.edu | JOHN | BAKER | 5088565538 | john.baker@umassmed.edu | JOSEPH | COLLINS | 5088562220 | joseph.collins@umassmed.edu | 2 | BOILER 2-CLEAVER BROOKS CM432SE DUAL FUEL |  | BOILER | CLEAVER BROOKS | CM4-32 | 1972-01-01 | 2011 | 148 | 1 | BOILER 2-CLEAVER BROOKS CM432SE NO. 6 OIL-0.5 S | NO.6 | 923 | Residual Oil (No. 6) | 0.5 | 0.1 | 4.616 | E3GAL | 703.4784 | OK | N | 24 | 7 | 44 | 24 | 7 | 18
1180334 | UMASS MEDICAL SCHOOL |  | 55 LAKE AVENUE N |  | WORCESTER | MA | 016550000 | 55 LAKE AVENUE NORTH |  | WORCESTER | MA | 016550000 | Y | STATE | OP5.5 | UMASS MEDICAL CENTER | 5088562220 | joseph.collins@umassmed.edu | JOHN | BAKER | 5088565538 | john.baker@umassmed.edu | JOSEPH | COLLINS | 5088562220 | joseph.collins@umassmed.edu | 3 | BOILER #3-BABCOCK #FM11797LH DUAL FUEL |  | BOILER | BABCOCK AND WILCOX | FM117-97 | 2002-01-01 | 2011 | 147 | 1 | BOILER #3-BABCOCK #FM11797LH #6 OIL- 0.5 S | NO.6 | 923 | Residual Oil (No. 6) | 0.5 | 0.1 | 133.21 | E3GAL | 20301.204 | OK | N | 24 | 7 | 52 | 24 | 7 | 22
1180334 | UMASS MEDICAL SCHOOL |  | 55 LAKE AVENUE N |  | WORCESTER | MA | 016550000 | 55 LAKE AVENUE NORTH |  | WORCESTER | MA | 016550000 | Y | STATE | OP5.5 | UMASS MEDICAL CENTER | 5088562220 | joseph.collins@umassmed.edu | JOHN | BAKER | 5088565538 | john.baker@umassmed.edu | JOSEPH | COLLINS | 5088562220 | joseph.collins@umassmed.edu | 4 | BOILER #4-BABCOCK #FM11797LH DUAL FUEL |  | BOILER | BABCOCK AND WILCOX | FM117-97 | 2002-01-01 | 2011 | 147 | 1 | BOILER #4-BABCOCK #FM11797LH NATURAL GAS | NO.6 | 923 | Residual Oil (No. 6) | 0.5 | 0.1 | 108.79 | E3GAL | 16579.596 | OK | N | 24 | 7 | 52 | 24 | 7 | 22
1180422 | URQUHART FAMILY LLC |  | 205 SCHOOL ST |  | GARDNER | MA | 014400000 | 205 SCHOOL ST | SUITE 203 | GARDNER | MA | 014400000 | N | PRIVATE | SM50 | URQUHART FAMILY LLC | 9786323600X355 | durquhart@newoodenware.com | DAVID | URQUHART | 9786323600 | durquhart@newoodenware.com | DAVID | URQUHART | 9786323600X355 | durquhart@newoodenware.com | 2 | BOILER #2 KEWANEE L3S-600-GO6 DUAL FUEL |  | BOILER | KEWANEE | L3S-600-GO6 | 1981-05-01 | 2009 | 25 | 1 | BOILER #2 KEWANEE L3S-600-G06 | NO.6 | 923 | Residual Oil (No. 6) | 0.5 |  | 0 | E3GAL | 0 | OK | N | 5 | 5 | 4 | 5 | 5 | 1
1180423 | D'VAR INSTITUTE |  | 26 SOUTH LINCOLN ST |  | GARDNER | MA | 014410000 | 4 VILLAGE GREEN |  | MONSEY | NY | 109520000 | N | PRIVATE | NM99 | SOUTH LINCOLN REALTY LLC | 6174237177 | tnowicki@libprop.net | THOMAS | NOWICKI | 6174237177 | tnowicki@libprop.net | THOMAS | NOWICKI | 6174237177 | tnowicki@libprop.net | 1 | CLEAVER BROOKS CB-600-350 #6 FUEL OIL ONLY |  | BOILER | CLEVER BROOKS | CR 600-350 | 1974-01-10 | 2008 | 14 | 1 | OIL - NO. 6 | NO.6 | 923 | Residual Oil (No. 6) | 1 | 0.1 | 63.975 | E3GAL | 9749.79 | OK | N | 5 | 7 | 20 | 0 | 0 | 0
1180533 | COMMERCE BUILDING ASSOCIATES |  | 340 MAIN ST | RM 366 | WORCESTER | MA | 016080000 | 340 MAIN STREET SUIT |  | WORCESTER | MA | 016080000 | N | PRIVATE | SM25 | COMMERCE BLDG | 5087919258 | fturner@340main.com | FELICIA | TURNER | 5087919258 | fturner@340main.com | FELICIA | TURNER | 5087919258 | fturner@340main.com | 1 | BOILERS #1(3)-YORK SHIPLEY 25.215 MMBTU/HR TOTAL |  | BOILER | YORK SHIPLEY | FA-350 | 1990-01-01 | 2009 | 25 | 1 | BOILERS #1(3)-YORK SHIPLEY #6 OIL | NO.6 | 923 | Residual Oil (No. 6) | 1 | 1 | 122.457 | E3GAL | 18662.4468 | OK | Y | 24 | 7 | 52 | 24 | 7 | 22
1180544 | WORCESTER MFG INC |  | 35 NEW ST |  | WORCESTER | MA | 016500000 | 35 NEW ST |  | WORCESTER | MA | 016500000 | N | PRIVATE | SM25 | INDEPENDENT PLATING | 5087560301 | CDFLAN@AOL.COM | CHARLES | FLANAGAN | 5087560301 | CDFLAN@AOL.COM | CHARLES | FLANAGAN | 5087560301 | CDFLAN@AOL.COM | 1 | BOILER #1-ORR+SEMBOWER 3HG DUAL FUEL |  | BOILER | ORR & SEMBOWER | 3HG | 1962-01-01 | 2009 | 21 | 1 | BOILER #1-ORR+SEMBOWER 3HG #6 OIL-1S | NO.6 | 923 | Residual Oil (No. 6) | 1 | 0 | 26.94 | E3GAL | 4105.656 | OK | N | 10 | 2 | 50 | 10 | 2 | 20
1180544 | WORCESTER MFG INC |  | 35 NEW ST |  | WORCESTER | MA | 016500000 | 35 NEW ST |  | WORCESTER | MA | 016500000 | N | PRIVATE | SM25 | INDEPENDENT PLATING | 5087560301 | CDFLAN@AOL.COM | CHARLES | FLANAGAN | 5087560301 | CDFLAN@AOL.COM | CHARLES | FLANAGAN | 5087560301 | CDFLAN@AOL.COM | 2 | BOILER #2-YORK SHIPLEY SPL500NG DUAL FUEL |  | BOILER | YORK SHIPLEY | SPL500NG | 1970-01-01 | 2009 | 30 | 1 | BOILER #2-YORK SHIPLEY SPL500NG #6 OIL-1S | NO.6 | 923 | Residual Oil (No. 6) | 1 | 0 | 26.94 | E3GAL | 4105.656 | OK | N | 12 | 6 | 51 | 12 | 7 | 20
1180560 | WORCESTER BUSINESS CENTER LLC |  | 67 MILLBROOK ST |  | WORCESTER | MA | 016060000 | 67 MILLBROOK STREET |  | WORCESTER | MA | 016062904 | N | PRIVATE | NM99 | WORCESTER MILLBROOK LLC | 5087913811 | taz@refranklin.com | CHARLES F | NORTON | 6173508849 | taz@refranklin.com | RONALD | RECCHINO | 5087913811 | recchino@rcn.com | 1 | BOILER #2 #6 OIL- (BOILER #1 IS STANDBY R.CUP) |  | BOILER | PREFERED UTILITY BOILER | BHE | 1967-01-01 | 2009 | 12 | 1 | BOILER #1 #6 OIL | NO.6 | 923 | Residual Oil (No. 6) | 1 | 1 | 59 | E3GAL | 8991.6 | OK | N | 24 | 7 | 40 | 24 | 7 | 2
1190092 | HARVARD UNIVERSITY |  | 46 BLACKSTONE ST |  | CAMBRIDGE | MA | 021390000 | 46 BLACKSTONE STREET |  | CAMBRIDGE | MA | 021390000 | N | UTILITY | OP8 | THE PRESIDENT AND FELLOWS OF HARVARD COLLEGE/HARVARD UNIVERSITY | 6174952370 | maureen_kotlas@harvard.edu | GORDON | REYNOLDS | 6174961359 | gordon_reynolds@harvard.edu | GORDON | REYNOLDS | 6174961359 | gordon_reynolds@harvard.edu | 2 | BOILER #6-BABCOCK+WILCOX-STEILING DUAL FUEL |  | BOILER | BABCOCK+WILCOX | BABCOCK+WILCOX | 1949-10-01 | 2011 | 194 | 1 | NO. 6 OIL-0.5 SULFUR CONTENT | NO.6 | 923 | Residual Oil (No. 6) | 0.5 | 0.1 | 0 | E3GAL | 0 | OK | N | 19 | 3 | 1 | 0 | 0 | 0
1190092 | HARVARD UNIVERSITY |  | 46 BLACKSTONE ST |  | CAMBRIDGE | MA | 021390000 | 46 BLACKSTONE STREET |  | CAMBRIDGE | MA | 021390000 | N | UTILITY | OP8 | THE PRESIDENT AND FELLOWS OF HARVARD COLLEGE/HARVARD UNIVERSITY | 6174952370 | maureen_kotlas@harvard.edu | GORDON | REYNOLDS | 6174961359 | gordon_reynolds@harvard.edu | GORDON | REYNOLDS | 6174961359 | gordon_reynolds@harvard.edu | 3 | BOILER #11-COMBUSTION ENGINEERING VU-60 DUAL FUEL |  | BOILER | COMBUSTION ENGINEERING | COMBUSTION ENGINEERING | 1963-07-01 | 2011 | 286 | 1 | BOILER #11-COMB ENGINEERING VU-60 #6 OIL-0.5 S | NO.6 | 923 | Residual Oil (No. 6) | 0.5 | 0.1 | 24.64 | E3GAL | 3755.136 | OK | N | 13 | 7 | 45 | 6 | 6 | 14
1190092 | HARVARD UNIVERSITY |  | 46 BLACKSTONE ST |  | CAMBRIDGE | MA | 021390000 | 46 BLACKSTONE STREET |  | CAMBRIDGE | MA | 021390000 | N | UTILITY | OP8 | THE PRESIDENT AND FELLOWS OF HARVARD COLLEGE/HARVARD UNIVERSITY | 6174952370 | maureen_kotlas@harvard.edu | GORDON | REYNOLDS | 6174961359 | gordon_reynolds@harvard.edu | GORDON | REYNOLDS | 6174961359 | gordon_reynolds@harvard.edu | 4 | BOILER #12-COMBUSTION ENGINEERING VU-60 DUAL FUEL |  | BOILER | COMBUSTION ENGINEERING | COMBUSTION ENGINEERING | 1963-07-01 | 2011 | 286 | 1 | BOILER #12-COMB ENGINEERING VU-60 #6 OIL-0.5 S | NO.6 | 923 | Residual Oil (No. 6) | 0.5 | 0.1 | 121.68 | E3GAL | 18544.032 | OK | N | 14 | 6 | 41 | 8 | 7 | 10
1190093 | GENON KENDALL LLC | FKA MIRANT KENDALL LLC | 265 FIRST ST |  | CAMBRIDGE | MA | 021420000 | 265 FIRST ST |  | CAMBRIDGE | MA | 021420000 | N | UTILITY | OP9 | GENON KENDALL LLC | 7173383511 | leo.rajter@genon.com | LEO C. | RAJTER | 7173383511 | leo.rajter@genon.com | VINCENT | DEVITA | 8457868070 | vincent.devita@genon.com | 1 | BOILER 1 BABCOCK WILCOX RB-56 DUAL FUEL |  | BOILER | BABCOCK AND WILCOX | RB-56 | 1949-06-01 | 2011 | 273 | 2 | BOILER #1-BABCOCK+WILCOX RB-56 (T#3) | NO.6 | 923 | Residual Oil (No. 6) | 0.3 | 0 | 0 | E3GAL | 0 | OK | N | 0 | 0 | 0 | 0 | 0 | 0
1190093 | GENON KENDALL LLC | FKA MIRANT KENDALL LLC | 265 FIRST ST |  | CAMBRIDGE | MA | 021420000 | 265 FIRST ST |  | CAMBRIDGE | MA | 021420000 | N | UTILITY | OP9 | GENON KENDALL LLC | 7173383511 | leo.rajter@genon.com | LEO C. | RAJTER | 7173383511 | leo.rajter@genon.com | VINCENT | DEVITA | 8457868070 | vincent.devita@genon.com | 2 | BOILER #2-BABCOCK WILCOX #RB-56 DUAL FUEL |  | BOILER | BABCOCK AND WILCOX | RB-56 | 1949-06-01 | 2011 | 273 | 2 | BOILER #2-BABCOCK+WILCOX RB-56 #6 OIL-0.3 S | NO.6 | 923 | Residual Oil (No. 6) | 0.3 | 0 | 0 | E3GAL | 0 | OK | N | 22 | 2 | 2 | 22 | 2 | 1
1190093 | GENON KENDALL LLC | FKA MIRANT KENDALL LLC | 265 FIRST ST |  | CAMBRIDGE | MA | 021420000 | 265 FIRST ST |  | CAMBRIDGE | MA | 021420000 | N | UTILITY | OP9 | GENON KENDALL LLC | 7173383511 | leo.rajter@genon.com | LEO C. | RAJTER | 7173383511 | leo.rajter@genon.com | VINCENT | DEVITA | 8457868070 | vincent.devita@genon.com | 3 | BOILER #3-BABCOCK AND WILCOX S-9836 DUAL FUEL |  | BOILER | BABCOCK AND WILCOX | S-9836 | 1954-09-01 | 2011 | 409 | 2 | BOILER #3-BABCOCK+WILCOX S-9836 #6 OIL-0.3S | NO.6 | 923 | Residual Oil (No. 6) | 0.3 | 0 | 0 | E3GAL | 0 | OK | N | 24 | 7 | 3 | 24 | 7 | 3
1190128 | MYSTIC STATION | FKA BOSTON GENERATING MYSTIC I LLC | 173 ALFORD ST |  | CHARLESTOWN | MA | 021290000 | 173 ALFORD ST |  | EVERETT | MA | 021490000 | N | PRIVATE | OP16 | CONSTELLATION MYSTIC POWER, LLC | 6173812335 | gary.basilesco@constellation.com | EDWARD | GLEASON | 6173812123 | edward.gleasonIII@constellation.com | GARY | BASILESCO | 6173812335 | gary.basilesco@constellation.com | 1 | UNIT #4-COMBUSTION ENGINEERING BOILER |  | BOILER | COMBUSTION ENGINEERING | 4156H | 1976-01-01 | 2011 | 1420 | 2 | #6 FUEL OIL-1 PCT S | NO.6 | 923 | Residual Oil (No. 6) | 1 | 0.1 | 0 | E3GAL | 0 | OK | N | 0 | 0 | 0 | 0 | 0 | 0
1190128 | MYSTIC STATION | FKA BOSTON GENERATING MYSTIC I LLC | 173 ALFORD ST |  | CHARLESTOWN | MA | 021290000 | 173 ALFORD ST |  | EVERETT | MA | 021490000 | N | PRIVATE | OP16 | CONSTELLATION MYSTIC POWER, LLC | 6173812335 | gary.basilesco@constellation.com | EDWARD | GLEASON | 6173812123 | edward.gleasonIII@constellation.com | GARY | BASILESCO | 6173812335 | gary.basilesco@constellation.com | 2 | UNIT #5 - COMBUSTION ENGINEERING BOILER |  | BOILER | COMBUSTION ENGINEERING | 4156H | 1975-01-01 | 2011 | 1420 | 2 | #6 OIL-1 PCT S | NO.6 | 923 | Residual Oil (No. 6) | 1 | 0.1 | 0 | E3GAL | 0 | OK | N | 0 | 0 | 0 | 0 | 0 | 0
1190128 | MYSTIC STATION | FKA BOSTON GENERATING MYSTIC I LLC | 173 ALFORD ST |  | CHARLESTOWN | MA | 021290000 | 173 ALFORD ST |  | EVERETT | MA | 021490000 | N | PRIVATE | OP16 | CONSTELLATION MYSTIC POWER, LLC | 6173812335 | gary.basilesco@constellation.com | EDWARD | GLEASON | 6173812123 | edward.gleasonIII@constellation.com | GARY | BASILESCO | 6173812335 | gary.basilesco@constellation.com | 3 | UNIT #6 - COMBUSTION ENGINEERING BOILER |  | BOILER | COMBUSTION ENGINEERING | 4156H | 1975-01-01 | 2011 | 1510 | 2 | #6 OIL-1 PCT S | NO.6 | 923 | Residual Oil (No. 6) | 1 | 0.1 | 0 | E3GAL | 0 | OK | N | 0 | 0 | 0 | 0 | 0 | 0
1190128 | MYSTIC STATION | FKA BOSTON GENERATING MYSTIC I LLC | 173 ALFORD ST |  | CHARLESTOWN | MA | 021290000 | 173 ALFORD ST |  | EVERETT | MA | 021490000 | N | PRIVATE | OP16 | CONSTELLATION MYSTIC POWER, LLC | 6173812335 | gary.basilesco@constellation.com | EDWARD | GLEASON | 6173812123 | edward.gleasonIII@constellation.com | GARY | BASILESCO | 6173812335 | gary.basilesco@constellation.com | 4 | UNIT #7 - COMBUSTION ENGINEERING BOILER |  | BOILER | COMBUSTION ENGINEERING | N/A (DRUM TYPE, TANGENTIAL FIRED) | 1975-01-01 | 2011 | 5505 | 2 | #6 OIL-1 PCT S | NO.6 | 923 | Residual Oil (No. 6) | 1 | 0.1 | 267.388 | E3GAL | 40749.9312 | OK | N | 16 | 2 | 19 | 16 | 2 | 10
1190133 | WHIDDEN MEMORIAL HOSPITAL |  | 103 GARLAND ST |  | EVERETT | MA | 021490000 | 103 GARLAND STREET |  | EVERETT | MA | 021490000 | N | PRIVATE | SM25 | WHIDDEN MEMORIAL HOSPITAL | 6173817147 | RDeering@CHAlliance.org | ROBERT | DEERING | 6173817207 | RDeering@CHAlliance.org | ROBERT | DEERING | 6173817207 | RDeering@CHAlliance.org | 1 | BOILER #1-KEWANEE H2S-350X |  | BOILER | KEWANEE | H2S-350X | 1972-07-01 | 2010 | 12.6 | 1 | BOILER #1-KEWANEE H2S-350X | NO.6 | 923 | Residual Oil (No. 6) | 0.5 | 0.1 | 100.032 | E3GAL | 15244.8768 | OK | N | 24 | 7 | 20 | 24 | 7 | 22
1190133 | WHIDDEN MEMORIAL HOSPITAL |  | 103 GARLAND ST |  | EVERETT | MA | 021490000 | 103 GARLAND STREET |  | EVERETT | MA | 021490000 | N | PRIVATE | SM25 | WHIDDEN MEMORIAL HOSPITAL | 6173817147 | RDeering@CHAlliance.org | ROBERT | DEERING | 6173817207 | RDeering@CHAlliance.org | ROBERT | DEERING | 6173817207 | RDeering@CHAlliance.org | 2 | BOILER #2-KEWANEE H2S-350X |  | BOILER | KEWANEE | H2S-350X | 1972-07-01 | 2010 | 12.6 | 1 | BOILER #2-KEWANEE H2S-350X | NO.6 | 923 | Residual Oil (No. 6) | 0.5 | 0.1 | 100.032 | E3GAL | 15244.8768 | OK | N | 24 | 7 | 19 | 24 | 7 | 22
1190133 | WHIDDEN MEMORIAL HOSPITAL |  | 103 GARLAND ST |  | EVERETT | MA | 021490000 | 103 GARLAND STREET |  | EVERETT | MA | 021490000 | N | PRIVATE | SM25 | WHIDDEN MEMORIAL HOSPITAL | 6173817147 | RDeering@CHAlliance.org | ROBERT | DEERING | 6173817207 | RDeering@CHAlliance.org | ROBERT | DEERING | 6173817207 | RDeering@CHAlliance.org | 3 | BOILER #3-KEWANEE H2S-350X |  | BOILER | KEWANEE | H2S-350X | 1972-07-01 | 2010 | 18 | 1 | BOILER #3-KEWANEE H2S-350X | NO.6 | 923 | Residual Oil (No. 6) | 0.5 | 0.1 | 100.032 | E3GAL | 15244.8768 | OK | N | 24 | 1 | 2 | 24 | 1 | 22
1190138 | GENERAL ELECTRIC AIRCRAFT ENGINES |  | 1000 WESTERN AVE |  | LYNN | MA | 019100000 | 1000 WESTERN AVE |  | LYNN | MA | 019100000 | N | PRIVATE | OP12 | GENERAL ELECTRIC COMPANY | 7815944704 | jolanta.wojas@ge.com | MARIA | DEACON | 7815943013 | maria.deacon@ge.com | JOLANTA | WOJAS | 7815944704 | jolanta.wojas@ge.com | 1 | BOILER #1-FOSTER WHEELER 8B-1652 DUAL FUEL EU99-1 |  | BOILER | FOSTER WHEELER | 8B-1652 | 1943-09-01 | 2011 | 199 | 1 | BOILER #1-F WHEELER 8B-1652 #6 OIL EU99-1 | NO.6 | 923 | Residual Oil (No. 6) | 0.86 | 0.4 | 0 | E3GAL | 0 | OK | Y | 24 | 7 | 52 | 24 | 7 | 22
1190138 | GENERAL ELECTRIC AIRCRAFT ENGINES |  | 1000 WESTERN AVE |  | LYNN | MA | 019100000 | 1000 WESTERN AVE |  | LYNN | MA | 019100000 | N | PRIVATE | OP12 | GENERAL ELECTRIC COMPANY | 7815944704 | jolanta.wojas@ge.com | MARIA | DEACON | 7815943013 | maria.deacon@ge.com | JOLANTA | WOJAS | 7815944704 | jolanta.wojas@ge.com | 2 | BOILER #2-FOSTER WHEELER B-4482 DUAL FUEL EU99-2 |  | BOILER | FOSTER WHEELER | B-4482 | 1949-11-01 | 2011 | 195 | 1 | BOILER #2-F WHEELER B-4482 #6 OIL EU99-2 | NO.6 | 923 | Residual Oil (No. 6) | 0.86 | 0.4 | 0 | E3GAL | 0 | OK | Y | 24 | 7 | 52 | 24 | 7 | 22
1190138 | GENERAL ELECTRIC AIRCRAFT ENGINES |  | 1000 WESTERN AVE |  | LYNN | MA | 019100000 | 1000 WESTERN AVE |  | LYNN | MA | 019100000 | N | PRIVATE | OP12 | GENERAL ELECTRIC COMPANY | 7815944704 | jolanta.wojas@ge.com | MARIA | DEACON | 7815943013 | maria.deacon@ge.com | JOLANTA | WOJAS | 7815944704 | jolanta.wojas@ge.com | 3 | BOILER #3-BABCOCK+WILCOX PPL-2897 DUAL FUEL EU99-3 |  | BOILER | BABCOCK AND WILCOX | PPL-2897 | 1962-11-01 | 2011 | 382.8 | 1 | BOILER #3-B+W PPL-2897 #6 OIL EU99-3 | NO.6 | 923 | Residual Oil (No. 6) | 0.86 | 0.4 | 0 | E3GAL | 0 | OK | Y | 24 | 7 | 52 | 24 | 7 | 22
1190138 | GENERAL ELECTRIC AIRCRAFT ENGINES |  | 1000 WESTERN AVE |  | LYNN | MA | 019100000 | 1000 WESTERN AVE |  | LYNN | MA | 019100000 | N | PRIVATE | OP12 | GENERAL ELECTRIC COMPANY | 7815944704 | jolanta.wojas@ge.com | MARIA | DEACON | 7815943013 | maria.deacon@ge.com | JOLANTA | WOJAS | 7815944704 | jolanta.wojas@ge.com | 7 | BOILER #5-FOSTER WHEELER 6779 DUAL FUEL EU99-5 |  | BOILER | FOSTER WHEELER | AVC-5F-5A-20 | 1989-08-01 | 2011 | 243 | 1 | BOILER #5-F WHEELER 6779 #6 OIL EU99-5 | NO.6 | 923 | Residual Oil (No. 6) | 0.86 | 0.4 | 0 | E3GAL | 0 | OK | Y | 24 | 7 | 52 | 24 | 7 | 22
1190152 | LAWRENCE MEMORIAL HOSPITAL |  | 170 GOVERNORS AVE |  | MEDFORD | MA | 021550000 | 170 GOVERNORS AVENUE |  | MEDFORD | MA | 021550000 | N | PRIVATE | SM50 | LAWRENCE MEMORIAL HOSPITAL OF MEDFORD | 7813066543 | mmichalski@hallmarkhealth.org | MICHAEL | MICHALSKI | 7813066543 | mmichalski@hallmarkhealth.org | JERRY | ZULLO | 7813066542 | jzullo@hallmarkhealth.org | 3 | BOILER #3-CLEAVER BROOKS CB600-500 25 MMBTU/HR |  | BOILER | CLEAVER BROOKS | CB-5--0600 | 1976-01-26 | 2009 | 25 | 1 | BOILER #3-CLEAVER BROOKS CB600-500 #6 OIL-0.5 S | NO.6 | 923 | Residual Oil (No. 6) | 0.5 | 0.1 | 0 | E3GAL | 0 | OK | Y | 24 | 7 | 52 | 24 | 7 | 22
1190156 | TUFTS UNIVERSITY |  | 520 BOSTON AVE |  | MEDFORD | MA | 021550000 | 520 BOSTON AVE |  | MEDFORD | MA | 021550000 | N | PRIVATE | SM80-R | TUFTS UNIVERSITY | 6176273704 | elizabeth.isenstein@tufts.edu | ELIZABETH | ISENSTEIN | 6176273704 | elizabeth.isenstein@tufts.edu | ELIZABETH | ISENSTEIN | 6176273704 | elizabeth.isenstein@tufts.edu | 1 | BOILER #1-CLEAVER BROOKS CB600-700 CENTRAL PLANT |  | BOILER | CLEAVER BROOKS | CB600-700-15 | 1985-11-01 | 2011 | 29.2906 | 1 | BOILER #1-CLEAVER BROOKS #6 OIL-0.49PERCENTS CEN | NO.6 | 923 | Residual Oil (No. 6) | 0.49 | 0.2 | 46.624 | E3GAL | 7105.4976 | OK | Y | 24 | 7 | 52 | 24 | 7 | 22
1190156 | TUFTS UNIVERSITY |  | 520 BOSTON AVE |  | MEDFORD | MA | 021550000 | 520 BOSTON AVE |  | MEDFORD | MA | 021550000 | N | PRIVATE | SM80-R | TUFTS UNIVERSITY | 6176273704 | elizabeth.isenstein@tufts.edu | ELIZABETH | ISENSTEIN | 6176273704 | elizabeth.isenstein@tufts.edu | ELIZABETH | ISENSTEIN | 6176273704 | elizabeth.isenstein@tufts.edu | 2 | BOILER #2-CLEAVER BROOKS CB600-700 CENTRAL PLANT |  | BOILER | CLEAVER BROOKS | CB600-700-15 | 1985-11-01 | 2011 | 29.2906 | 1 | BOILER #2-CLEAVER BROOKS #6 OIL-0.49PERCENTS CEN | NO.6 | 923 | Residual Oil (No. 6) | 0.49 | 0.2 | 46.624 | E3GAL | 7105.4976 | OK | Y | 24 | 7 | 52 | 24 | 7 | 22
1190156 | TUFTS UNIVERSITY |  | 520 BOSTON AVE |  | MEDFORD | MA | 021550000 | 520 BOSTON AVE |  | MEDFORD | MA | 021550000 | N | PRIVATE | SM80-R | TUFTS UNIVERSITY | 6176273704 | elizabeth.isenstein@tufts.edu | ELIZABETH | ISENSTEIN | 6176273704 | elizabeth.isenstein@tufts.edu | ELIZABETH | ISENSTEIN | 6176273704 | elizabeth.isenstein@tufts.edu | 4 | BOILER #4-CLEAVER BROOKS CB600-300 TILTON PLANT |  | BOILER | CLEAVER BROOKS | CB-600-300 | 1979-09-01 | 2011 | 12.5 | 1 | BOILER #4-CLEAVER BROOKS #6 OIL-0.49PERCENTS TIL | NO.6 | 923 | Residual Oil (No. 6) | 0.49 | 0.2 | 17.082 | E3GAL | 2603.2968 | OK | Y | 24 | 7 | 52 | 24 | 7 | 22
1190156 | TUFTS UNIVERSITY |  | 520 BOSTON AVE |  | MEDFORD | MA | 021550000 | 520 BOSTON AVE |  | MEDFORD | MA | 021550000 | N | PRIVATE | SM80-R | TUFTS UNIVERSITY | 6176273704 | elizabeth.isenstein@tufts.edu | ELIZABETH | ISENSTEIN | 6176273704 | elizabeth.isenstein@tufts.edu | ELIZABETH | ISENSTEIN | 6176273704 | elizabeth.isenstein@tufts.edu | 5 | BOILER #5-CLEAVER BROOKS CB600-300 TILTON PLANT |  | BOILER | CLEAVER BROOKS | CB-600-300 | 1979-09-01 | 2011 | 12.5 | 1 | BOILER #5-CLEAVER BROOKS #6 OIL-0.49PERCENTS TIL | NO.6 | 923 | Residual Oil (No. 6) | 0.49 | 0.2 | 17.082 | E3GAL | 2603.2968 | OK | Y | 24 | 7 | 52 | 24 | 7 | 22
1190168 | NEWTON WELLESLEY HOSPITAL |  | 2014 WASHINGTON ST |  | NEWTON | MA | 024620000 | 2014 WASHINGTON ST |  | NEWTON | MA | 024620000 | N | PRIVATE | SM80-R | NEWTON WELLESLEY HOSPITAL | 6172436549 | pjordan@partners.org | PATRICK | JORDAN | 6172436000 | pjordan@partners.org | DAVID | CORBIN | 6172436477 | dcorbin1@partners.org | 1 | BOILER #1 BIGELOW ST-390-STPF |  | BOILER | BIGELOW | ST-390-STPF | 1968-01-01 | 2011 | 25.2 | 1 | #6 RESIDUAL OIL | NO.6 | 923 | Residual Oil (No. 6) | 0.5 | 0.1 | 3.963 | E3GAL | 603.9612 | OK | N | 24 | 7 | 52 | 24 | 7 | 22
1190168 | NEWTON WELLESLEY HOSPITAL |  | 2014 WASHINGTON ST |  | NEWTON | MA | 024620000 | 2014 WASHINGTON ST |  | NEWTON | MA | 024620000 | N | PRIVATE | SM80-R | NEWTON WELLESLEY HOSPITAL | 6172436549 | pjordan@partners.org | PATRICK | JORDAN | 6172436000 | pjordan@partners.org | DAVID | CORBIN | 6172436477 | dcorbin1@partners.org | 2 | BOILER #2-BIGELOW ST-390-STPF |  | BOILER | BIGELOW | ST-390-STPF | 1968-01-01 | 2011 | 25.2 | 1 | #6 RESIDUAL OIL | NO.6 | 923 | Residual Oil (No. 6) | 0.5 | 0.1 | 3.963 | E3GAL | 603.9612 | OK | N | 24 | 7 | 52 | 24 | 7 | 22
1190168 | NEWTON WELLESLEY HOSPITAL |  | 2014 WASHINGTON ST |  | NEWTON | MA | 024620000 | 2014 WASHINGTON ST |  | NEWTON | MA | 024620000 | N | PRIVATE | SM80-R | NEWTON WELLESLEY HOSPITAL | 6172436549 | pjordan@partners.org | PATRICK | JORDAN | 6172436000 | pjordan@partners.org | DAVID | CORBIN | 6172436477 | dcorbin1@partners.org | 3 | BOILER #3-BIGELOW ST-390-STPF |  | BOILER | BIGELOW | ST-390-STPF | 1981-02-01 | 2011 | 25.2 | 1 | #6 RESIDUAL OIL | NO.6 | 923 | Residual Oil (No. 6) | 0.5 | 1 | 3.963 | E3GAL | 603.9612 | OK | N | 24 | 7 | 52 | 24 | 7 | 22
1190175 | ROUSSELOT PEABODY INC | FKA EASTMAN GELATINE CORP | 227 WASHINGTON ST |  | PEABODY | MA | 019600000 | 227 WASHINGTON ST |  | PEABODY | MA | 019600000 | N | PRIVATE | OP3 | ROUSSELOT INC. | 8884553556 | gelatine.usa@rousselot.com | JONATHAN | SCHWARTZ | 9785733751 | jonathan.schwartz@rousselot.com | EILEEN | WATKINS | 9785733774 | eileen.watkins@kodak.com | 3 | BOILER #3-COMB ENGINEERING MOD 4048 DUAL FUEL |  | BOILER | COMBUSTION ENGINEERING | D-3088-2 | 1950-06-01 | 2011 | 92 | 1 | BOILER #3-COMB ENGINEERING 4048 #6 OIL | NO.6 | 923 | Residual Oil (No. 6) | 1 | 0.1 | 0 | E3GAL | 0 | OK | N | 24 | 7 | 27 | 24 | 7 | 1
1190175 | ROUSSELOT PEABODY INC | FKA EASTMAN GELATINE CORP | 227 WASHINGTON ST |  | PEABODY | MA | 019600000 | 227 WASHINGTON ST |  | PEABODY | MA | 019600000 | N | PRIVATE | OP3 | ROUSSELOT INC. | 8884553556 | gelatine.usa@rousselot.com | JONATHAN | SCHWARTZ | 9785733751 | jonathan.schwartz@rousselot.com | EILEEN | WATKINS | 9785733774 | eileen.watkins@kodak.com | 4 | BOILER #4-COMB ENGINEERING 20511 DUAL FUEL |  | BOILER | COMBUSTION ENGINEERING BOILER | D 8712-2 | 1965-06-01 | 2011 | 92.7 | 1 | BOILER #4-COMB ENGINEERING 20511 #6 OIL | NO.6 | 923 | Residual Oil (No. 6) | 1 | 0.1 | 4.45 | E3GAL | 678.18 | OK | N | 24 | 7 | 35 | 24 | 7 | 20
1190175 | ROUSSELOT PEABODY INC | FKA EASTMAN GELATINE CORP | 227 WASHINGTON ST |  | PEABODY | MA | 019600000 | 227 WASHINGTON ST |  | PEABODY | MA | 019600000 | N | PRIVATE | OP3 | ROUSSELOT INC. | 8884553556 | gelatine.usa@rousselot.com | JONATHAN | SCHWARTZ | 9785733751 | jonathan.schwartz@rousselot.com | EILEEN | WATKINS | 9785733774 | eileen.watkins@kodak.com | 5 | BOILER #5-COMB ENGINEERING 20510 DUAL FUEL |  | BOILER | COMBUSTION ENGINEERING BOILER | D 54908 | 1965-06-01 | 2011 | 92.7 | 1 | BOILER #5-COMB ENGINEERING 20510 #6 OIL | NO.6 | 923 | Residual Oil (No. 6) | 1 | 0.1 | 0 | E3GAL | 0 | OK | N | 24 | 7 | 39 | 24 | 7 | 22
1190194 | SALEM HARBOR STATION | FKA DOMINION ENERGY SALEM HARBOR LLC | 24 FORT AVE |  | SALEM | MA | 019705693 | 24 FORT AVE | ATTN ENVIRONMENTAL ENGINEER | SALEM | MA | 019705693 | N | UTILITY | OP119 | DOMINION ENERGY SALEM HARBOR LLC | 9787408200 | ROBERT.R.DEROSIER@DOM.COM | LAMONT | BEAUDETTE | 9787408234 | LAMONT.W.BEAUDETTE@dom.com | ROBERT | DEROSIER | 9787408402 | ROBERT.R.DEROSIER@DOM.COM | 1 | BOILER #1-BABCOCK+WILCOX DUAL FUEL (ESP) |  | BOILER | B+WILCOX | RB103 | 1951-11-05 | 2011 | 954 | 2 | BOILER 1-BABCOCK WILCOX 6 OIL-2.2S | NO.6 | 923 | Residual Oil (No. 6) | 2.2 | 0.1 | 0 | E3GAL | 0 | OK | N | 12 | 3 | 25 | 11 | 3 | 10
1190194 | SALEM HARBOR STATION | FKA DOMINION ENERGY SALEM HARBOR LLC | 24 FORT AVE |  | SALEM | MA | 019705693 | 24 FORT AVE | ATTN ENVIRONMENTAL ENGINEER | SALEM | MA | 019705693 | N | UTILITY | OP119 | DOMINION ENERGY SALEM HARBOR LLC | 9787408200 | ROBERT.R.DEROSIER@DOM.COM | LAMONT | BEAUDETTE | 9787408234 | LAMONT.W.BEAUDETTE@dom.com | ROBERT | DEROSIER | 9787408402 | ROBERT.R.DEROSIER@DOM.COM | 1 | BOILER #1-BABCOCK+WILCOX DUAL FUEL (ESP) |  | BOILER | B+WILCOX | RB103 | 1951-11-05 | 2011 | 954 | 3 | BOILER 1-BABCOCK WILCOX 6 OIL-1.0S | NO.6 | 923 | Residual Oil (No. 6) | 0.7 | 0.1 | 188 | E3GAL | 28651.2 | OK | N | 12 | 3 | 25 | 11 | 3 | 10
1190194 | SALEM HARBOR STATION | FKA DOMINION ENERGY SALEM HARBOR LLC | 24 FORT AVE |  | SALEM | MA | 019705693 | 24 FORT AVE | ATTN ENVIRONMENTAL ENGINEER | SALEM | MA | 019705693 | N | UTILITY | OP119 | DOMINION ENERGY SALEM HARBOR LLC | 9787408200 | ROBERT.R.DEROSIER@DOM.COM | LAMONT | BEAUDETTE | 9787408234 | LAMONT.W.BEAUDETTE@dom.com | ROBERT | DEROSIER | 9787408402 | ROBERT.R.DEROSIER@DOM.COM | 2 | BOILER #2-BABCOCK+WILCOX DUAL FUEL (ESP) |  | BOILER | B+WILCOX | RB103 | 1952-09-02 | 2011 | 966 | 2 | BOILER 2-BABCOCK+WILCOX 6 OIL-2.2S | NO.6 | 923 | Residual Oil (No. 6) | 2.2 | 0.1 | 0 | E3GAL | 0 | OK | N | 4 | 1 | 9 | 3 | 1 | 3
1190194 | SALEM HARBOR STATION | FKA DOMINION ENERGY SALEM HARBOR LLC | 24 FORT AVE |  | SALEM | MA | 019705693 | 24 FORT AVE | ATTN ENVIRONMENTAL ENGINEER | SALEM | MA | 019705693 | N | UTILITY | OP119 | DOMINION ENERGY SALEM HARBOR LLC | 9787408200 | ROBERT.R.DEROSIER@DOM.COM | LAMONT | BEAUDETTE | 9787408234 | LAMONT.W.BEAUDETTE@dom.com | ROBERT | DEROSIER | 9787408402 | ROBERT.R.DEROSIER@DOM.COM | 2 | BOILER #2-BABCOCK+WILCOX DUAL FUEL (ESP) |  | BOILER | B+WILCOX | RB103 | 1952-09-02 | 2011 | 966 | 3 | BOILER 2-BABCOCK+WILCOX 6 OIL-1S | NO.6 | 923 | Residual Oil (No. 6) | 0.7 | 0.1 | 328 | E3GAL | 49987.2 | OK | N | 4 | 1 | 9 | 3 | 1 | 3
1190194 | SALEM HARBOR STATION | FKA DOMINION ENERGY SALEM HARBOR LLC | 24 FORT AVE |  | SALEM | MA | 019705693 | 24 FORT AVE | ATTN ENVIRONMENTAL ENGINEER | SALEM | MA | 019705693 | N | UTILITY | OP119 | DOMINION ENERGY SALEM HARBOR LLC | 9787408200 | ROBERT.R.DEROSIER@DOM.COM | LAMONT | BEAUDETTE | 9787408234 | LAMONT.W.BEAUDETTE@dom.com | ROBERT | DEROSIER | 9787408402 | ROBERT.R.DEROSIER@DOM.COM | 3 | BOILER #3-BABCOCK+WILCOX DUAL FUEL ESP |  | BOILER | B+WILCOX | RB284 | 1958-06-18 | 2011 | 1696 | 2 | BOILER 3-BABCOCK+WILCOX 6 OIL-2.2S | NO.6 | 923 | Residual Oil (No. 6) | 2.2 | 0.1 | 0 | E3GAL | 0 | OK | N | 15 | 4 | 33 | 16 | 5 | 14
1190194 | SALEM HARBOR STATION | FKA DOMINION ENERGY SALEM HARBOR LLC | 24 FORT AVE |  | SALEM | MA | 019705693 | 24 FORT AVE | ATTN ENVIRONMENTAL ENGINEER | SALEM | MA | 019705693 | N | UTILITY | OP119 | DOMINION ENERGY SALEM HARBOR LLC | 9787408200 | ROBERT.R.DEROSIER@DOM.COM | LAMONT | BEAUDETTE | 9787408234 | LAMONT.W.BEAUDETTE@dom.com | ROBERT | DEROSIER | 9787408402 | ROBERT.R.DEROSIER@DOM.COM | 3 | BOILER #3-BABCOCK+WILCOX DUAL FUEL ESP |  | BOILER | B+WILCOX | RB284 | 1958-06-18 | 2011 | 1696 | 3 | BOILER 3-BABCOCK+WILCOX 6 OIL-1S | NO.6 | 923 | Residual Oil (No. 6) | 0.7 | 0.1 | 239 | E3GAL | 36423.6 | OK | N | 15 | 4 | 33 | 16 | 5 | 14
1190194 | SALEM HARBOR STATION | FKA DOMINION ENERGY SALEM HARBOR LLC | 24 FORT AVE |  | SALEM | MA | 019705693 | 24 FORT AVE | ATTN ENVIRONMENTAL ENGINEER | SALEM | MA | 019705693 | N | UTILITY | OP119 | DOMINION ENERGY SALEM HARBOR LLC | 9787408200 | ROBERT.R.DEROSIER@DOM.COM | LAMONT | BEAUDETTE | 9787408234 | LAMONT.W.BEAUDETTE@dom.com | ROBERT | DEROSIER | 9787408402 | ROBERT.R.DEROSIER@DOM.COM | 4 | BOILER #4-RILEY STOKER FUEL OILS ESP |  | BOILER | RILEY STOKER | 15R | 1972-08-24 | 2011 | 4800 | 1 | BOILER 4-RILEY STOKER 6 OIL-2.2S | NO.6 | 923 | Residual Oil (No. 6) | 2.2 | 0.1 | 0 | E3GAL | 0 | OK | N | 1 | 1 | 2 | 1 | 1 | 1
1190194 | SALEM HARBOR STATION | FKA DOMINION ENERGY SALEM HARBOR LLC | 24 FORT AVE |  | SALEM | MA | 019705693 | 24 FORT AVE | ATTN ENVIRONMENTAL ENGINEER | SALEM | MA | 019705693 | N | UTILITY | OP119 | DOMINION ENERGY SALEM HARBOR LLC | 9787408200 | ROBERT.R.DEROSIER@DOM.COM | LAMONT | BEAUDETTE | 9787408234 | LAMONT.W.BEAUDETTE@dom.com | ROBERT | DEROSIER | 9787408402 | ROBERT.R.DEROSIER@DOM.COM | 4 | BOILER #4-RILEY STOKER FUEL OILS ESP |  | BOILER | RILEY STOKER | 15R | 1972-08-24 | 2011 | 4800 | 2 | BOILER 4-RILEY STOKER 6 OIL-1S | NO.6 | 923 | Residual Oil (No. 6) | 0.7 | 0.1 | 1217 | E3GAL | 185470.8 | OK | N | 1 | 1 | 2 | 1 | 1 | 1
1190209 | FERNALD CENTER |  | 200 TRAPELO RD |  | WALTHAM | MA | 024526302 | 200 TRAPELO ROAD |  | WALTHAM | MA | 024526302 | Y | STATE | OP3 | FERNALD CENTER | 7818943600 | Suzanne.Kingston@state.Ma.US | SUSANNE | KINGSTON | 7818943600 | Suzanne.Kingston@state.Ma.US | EDDY | WONG | 7818943600 | Eddy.Wong@state.Ma.US | 1 | BOILER #1 - BIGELOW 13421 |  | BOILER | BIGELOW | 13421 | 1976-01-01 | 2011 | 45 | 1 | NO.6 | NO.6 | 923 | Residual Oil (No. 6) | 0.5 | 0.1 | 455.546 | E3GAL | 69425.2104 | OK | N | 24 | 7 | 22 | 24 | 7 | 4
1190209 | FERNALD CENTER |  | 200 TRAPELO RD |  | WALTHAM | MA | 024526302 | 200 TRAPELO ROAD |  | WALTHAM | MA | 024526302 | Y | STATE | OP3 | FERNALD CENTER | 7818943600 | Suzanne.Kingston@state.Ma.US | SUSANNE | KINGSTON | 7818943600 | Suzanne.Kingston@state.Ma.US | EDDY | WONG | 7818943600 | Eddy.Wong@state.Ma.US | 2 | BOILER #3 - BIGELOW 12819 |  | BOILER | BIGELOW | 12819 | 1968-01-01 | 2011 | 30 | 1 | #6 OIL | NO.6 | 923 | Residual Oil (No. 6) | 0.5 | 0.1 | 278.4955 | E3GAL | 42442.7142 | OK | N | 24 | 7 | 31 | 24 | 7 | 19
1190209 | FERNALD CENTER |  | 200 TRAPELO RD |  | WALTHAM | MA | 024526302 | 200 TRAPELO ROAD |  | WALTHAM | MA | 024526302 | Y | STATE | OP3 | FERNALD CENTER | 7818943600 | Suzanne.Kingston@state.Ma.US | SUSANNE | KINGSTON | 7818943600 | Suzanne.Kingston@state.Ma.US | EDDY | WONG | 7818943600 | Eddy.Wong@state.Ma.US | 3 | BOILER #4-BIGELOW 12818 |  | BOILER | BIGELOW | 12818 | 1968-01-01 | 2011 | 30 | 1 | #6 OIL | NO.6 | 923 | Residual Oil (No. 6) | 0.5 | 0.1 | 39.7645 | E3GAL | 6060.1098 | OK | N | 24 | 7 | 3 | 0 | 0 | 0
1190209 | FERNALD CENTER |  | 200 TRAPELO RD |  | WALTHAM | MA | 024526302 | 200 TRAPELO ROAD |  | WALTHAM | MA | 024526302 | Y | STATE | OP3 | FERNALD CENTER | 7818943600 | Suzanne.Kingston@state.Ma.US | SUSANNE | KINGSTON | 7818943600 | Suzanne.Kingston@state.Ma.US | EDDY | WONG | 7818943600 | Eddy.Wong@state.Ma.US | 4 | BOILER#5-ERIE CITY IRON WORKS 94316 |  | BOILER | ERIE CITY IRON WORKS | 94316 | 1954-01-01 | 2011 | 22 | 1 | #6 OIL | NO.6 | 923 | Residual Oil (No. 6) | 0.5 | 0.1 | 0 | E3GAL | 0 | OK | N | 0 | 0 | 0 | 0 | 0 | 0
1190234 | KRAFT FOODS GLOBAL INC | FKA KRAFT FOODS | HILL ST |  | WOBURN | MA | 018010000 | HILL ST |  | WOBURN | MA | 018010000 | N | PRIVATE | OP5.5 | KRAFT FOODS | 7819382286 | michael.frempong@kraftfoods.com | JANE | HOYT | 7819382204 | jcaron@kraftfoods.com | MICHAEL | FREMPONG | 7819382286 | michael.frempong@kraftfoods.com | 1 | BOILER #6-B+W TYPE FM (2 TURBINES) DUAL FUEL |  | BOILER | BABCOCK AND WILCOX | FM-117 | 1976-08-01 | 2011 | 167 | 1 | BOILER #6-BABCOCK+WILCOX FM #6 OIL-1.0S S1 | NO.6 | 923 | Residual Oil (No. 6) | 1 | 0.1 | 0 | E3GAL | 0 | OK | N | 0 | 0 | 0 | 0 | 0 | 0
1190234 | KRAFT FOODS GLOBAL INC | FKA KRAFT FOODS | HILL ST |  | WOBURN | MA | 018010000 | HILL ST |  | WOBURN | MA | 018010000 | N | PRIVATE | OP5.5 | KRAFT FOODS | 7819382286 | michael.frempong@kraftfoods.com | JANE | HOYT | 7819382204 | jcaron@kraftfoods.com | MICHAEL | FREMPONG | 7819382286 | michael.frempong@kraftfoods.com | 2 | BOILER #4-COMBUSTION ENGINEERING DUAL FUEL |  | BOILER | COMBUSTION ENGINEERING | 30VP-12 | 1966-01-01 | 2011 | 143 | 1 | BOILER #4-COMB ENG 30VP-12 #6 OIL-1.0S S2 | NO.6 | 923 | Residual Oil (No. 6) | 1 | 0.1 | 0 | E3GAL | 0 | OK | N | 24 | 7 | 52 | 24 | 7 | 22
1190234 | KRAFT FOODS GLOBAL INC | FKA KRAFT FOODS | HILL ST |  | WOBURN | MA | 018010000 | HILL ST |  | WOBURN | MA | 018010000 | N | PRIVATE | OP5.5 | KRAFT FOODS | 7819382286 | michael.frempong@kraftfoods.com | JANE | HOYT | 7819382204 | jcaron@kraftfoods.com | MICHAEL | FREMPONG | 7819382286 | michael.frempong@kraftfoods.com | 3 | BOILER #3-WICKS RB STAND BY USE DUAL FUEL |  | BOILER | WICKS | RB | 1955-01-01 | 2011 | 111.7 | 1 | BOILER #3-WICKS TYPE RB #6 OIL-1.0S S3 | NO.6 | 923 | Residual Oil (No. 6) | 1 | 0.1 | 0 | E3GAL | 0 | OK | N | 24 | 7 | 52 | 24 | 7 | 22
1190242 | HOGAN REGIONAL CENTER |  | 450 MAPLE ST |  | DANVERS | MA | 019370000 | 450 MAPLE ST |  | DANVERS | MA | 019370000 | Y | STATE | SM79-R | HOGAN REGIONAL CENTER | 9787745000 | JAMES.TURCOTTE@STATE.MA.US | JAMES | TURCOTTE | 9787745000 | JAMES.TURCOTTE@STATE.MA.US | JAMES | TURCOTTE | 9787745000 | JAMES.TURCOTTE@STATE.MA.US | 1 | BOILER #1 - INTERNATIONAL #WT #6 OIL-1 SULFER | 4 | BOILER | INTERNATIONAL #WT | WT | 1936-01-01 | 2011 | 56 | 1 | BOI#6 OIL | NO.6 | 923 | Residual Oil (No. 6) | 1 | 0.1 | 654 | E3GAL | 99669.6 | OK | N | 24 | 7 | 14 | 24 | 2 | 4
1190242 | HOGAN REGIONAL CENTER |  | 450 MAPLE ST |  | DANVERS | MA | 019370000 | 450 MAPLE ST |  | DANVERS | MA | 019370000 | Y | STATE | SM79-R | HOGAN REGIONAL CENTER | 9787745000 | JAMES.TURCOTTE@STATE.MA.US | JAMES | TURCOTTE | 9787745000 | JAMES.TURCOTTE@STATE.MA.US | JAMES | TURCOTTE | 9787745000 | JAMES.TURCOTTE@STATE.MA.US | 2 | BOILER #2- INTERNATIONAL #WT 6 OIL |  | BOILER | INTERNATIONAL #WT | WT | 1936-01-01 | 2011 | 56 | 1 | BOILER #2-INTERNATIONAL #WT 6 OIL | NO.6 | 923 | Residual Oil (No. 6) | 1 | 0.1 | 41 | E3GAL | 6248.4 | OK | N | 24 | 7 | 23 | 24 | 7 | 3
1190242 | HOGAN REGIONAL CENTER |  | 450 MAPLE ST |  | DANVERS | MA | 019370000 | 450 MAPLE ST |  | DANVERS | MA | 019370000 | Y | STATE | SM79-R | HOGAN REGIONAL CENTER | 9787745000 | JAMES.TURCOTTE@STATE.MA.US | JAMES | TURCOTTE | 9787745000 | JAMES.TURCOTTE@STATE.MA.US | JAMES | TURCOTTE | 9787745000 | JAMES.TURCOTTE@STATE.MA.US | 3 | BOILER #3 - INTERNATIONAL #WT DUAL FUEL |  | BOILER | INTERNATIONAL | #WT | 1936-01-01 | 2011 | 56 | 1 | BOILER #3-INTERNATIONAL #WT #6 OIL-1S | NO.6 | 923 | Residual Oil (No. 6) | 1 | 0.1 | 14 | E3GAL | 2133.6 | OK | N | 24 | 7 | 36 | 3 | 7 | 16
1190242 | HOGAN REGIONAL CENTER |  | 450 MAPLE ST |  | DANVERS | MA | 019370000 | 450 MAPLE ST |  | DANVERS | MA | 019370000 | Y | STATE | SM79-R | HOGAN REGIONAL CENTER | 9787745000 | JAMES.TURCOTTE@STATE.MA.US | JAMES | TURCOTTE | 9787745000 | JAMES.TURCOTTE@STATE.MA.US | JAMES | TURCOTTE | 9787745000 | JAMES.TURCOTTE@STATE.MA.US | 4 | BOILER #4-BIGELOW #WT DUAL FUEL -DOWN 2006- |  | BOILER | BIGELOW | WT | 1965-01-01 | 2011 | 37 | 2 | BOILER #4-BIGELOW #WT -DOWN 2005- #6 FUEL OIL | NO.6 | 923 | Residual Oil (No. 6) | 1 | 0.1 | 0 | E3GAL | 0 | OK | N | 0 | 0 | 0 | 0 | 0 | 0
1190260 | HOLLINGSWORTH & VOSE |  | 112 WASHINGTON ST |  | WALPOLE | MA | 020320000 | 112 WASHINGTON ST |  | WALPOLE | MA | 020320000 | N | PRIVATE | OP3 | HOLLINGSWORTH VOSE | 5086680295 | mbrule@hovo.com | JAMES | BOSS | 5086680295 | jim.boss@hovo.com | MARK | BRULE' | 5086682208 | mbrule@hovo.com | 1 | BOILER #1-BABCOCK+WILCOX FM-952 DUAL FUEL |  | BOILER | BABCOCK+WILCOX | FM952 | 1947-01-01 | 2011 | 44 | 1 | BOILER #1-B+W FM952 #6 OIL-1.0S | NO.6 | 923 | Residual Oil (No. 6) | 1 | 0.1 | 0 | E3GAL | 0 | OK | N | 24 | 7 | 52 | 24 | 7 | 22
1190260 | HOLLINGSWORTH & VOSE |  | 112 WASHINGTON ST |  | WALPOLE | MA | 020320000 | 112 WASHINGTON ST |  | WALPOLE | MA | 020320000 | N | PRIVATE | OP3 | HOLLINGSWORTH VOSE | 5086680295 | mbrule@hovo.com | JAMES | BOSS | 5086680295 | jim.boss@hovo.com | MARK | BRULE' | 5086682208 | mbrule@hovo.com | 2 | BOILER #2-BABCOCK+WILCOX-STERLING DUAL FUEL |  | BOILER | BABCOCK+WILCOX | STERLING | 1947-01-01 | 2011 | 48 | 1 | BOILER #2-B+W STERLING #6 OIL-1.0S | NO.6 | 923 | Residual Oil (No. 6) | 1 | 0.1 | 0 | E3GAL | 0 | OK | N | 24 | 7 | 52 | 24 | 7 | 22
1190261 | WELLESLEY COLLEGE |  | 300 CENTRAL ST |  | WELLESLEY | MA | 021810000 | 106 CENTRAL STREET |  | WELLESLEY | MA | 024818203 | N | PRIVATE | OP3 | WELLESLEY COLLEGE | 7812832374 | mgreig@wellesley.edu | MAX | GREIG | 7812832374 | mgreig@WELLESLEY.EDU | MAX | GREIG | 7812832374 | mgreig@WELLESLEY.EDU | 1 | BOILER #1-ZURN VLP-VL2 #6 OIL-0.5S |  | BOILER | ZURN | VLP-VL2 | 1983-01-01 | 2011 | 51 | 1 | BOILER #1-ZURN VLP-VL2 #6 OIL-0.5S | NO.6 | 923 | Residual Oil (No. 6) | 0.5 | 0.1 | 116.176 | E3GAL | 17705.2224 | OK | N | 2 | 5 | 39 | 1 | 6 | 9
1190261 | WELLESLEY COLLEGE |  | 300 CENTRAL ST |  | WELLESLEY | MA | 021810000 | 106 CENTRAL STREET |  | WELLESLEY | MA | 024818203 | N | PRIVATE | OP3 | WELLESLEY COLLEGE | 7812832374 | mgreig@wellesley.edu | MAX | GREIG | 7812832374 | mgreig@WELLESLEY.EDU | MAX | GREIG | 7812832374 | mgreig@WELLESLEY.EDU | 2 | BOILER #2-ZURN VLP-VL2 #6 OIL-0.5S |  | BOILER | ZURN | VLP-VL2 | 1983-01-01 | 2011 | 51 | 1 | BOILER #2-ZURN VLP-VL2 #6 OIL-0.5S | NO.6 | 923 | Residual Oil (No. 6) | 0.5 | 0.1 | 10.726 | E3GAL | 1634.6424 | OK | N | 1 | 6 | 5 | 1 | 1 | 2
1190261 | WELLESLEY COLLEGE |  | 300 CENTRAL ST |  | WELLESLEY | MA | 021810000 | 106 CENTRAL STREET |  | WELLESLEY | MA | 024818203 | N | PRIVATE | OP3 | WELLESLEY COLLEGE | 7812832374 | mgreig@wellesley.edu | MAX | GREIG | 7812832374 | mgreig@WELLESLEY.EDU | MAX | GREIG | 7812832374 | mgreig@WELLESLEY.EDU | 3 | BOILER #3-KEWANEE H-35-500-06 DUAL FUEL |  | BOILER | KEWANEE | H-35-500-06 | 1990-01-01 | 2011 | 20 | 1 | BOILER #3-KEWANEE H-35-500-06 #6 OIL-0.5S | NO.6 | 923 | Residual Oil (No. 6) | 0.5 | 0.1 | 0 | E3GAL | 0 | OK | N | 0 | 0 | 0 | 0 | 0 | 0
1190261 | WELLESLEY COLLEGE |  | 300 CENTRAL ST |  | WELLESLEY | MA | 021810000 | 106 CENTRAL STREET |  | WELLESLEY | MA | 024818203 | N | PRIVATE | OP3 | WELLESLEY COLLEGE | 7812832374 | mgreig@wellesley.edu | MAX | GREIG | 7812832374 | mgreig@WELLESLEY.EDU | MAX | GREIG | 7812832374 | mgreig@WELLESLEY.EDU | 4 | BOILER #4-NEBRASKA NS-C-56 DUAL FUEL |  | BOILER | NEBRASKA | NS-C-56 | 1990-01-01 | 2011 | 52 | 1 | BOILER #4-NEBRASKA NS-C-56 #6 OIL-0.5S | NO.6 | 923 | Residual Oil (No. 6) | 0.5 | 1 | 5.265 | E3GAL | 802.386 | OK | N | 11 | 7 | 52 | 11 | 7 | 22
1190292 | BOSTON COLLEGE CHESTNUT HILL |  | 225 BEACON ST AND 140 COMMONWEALTH AVE |  | NEWTON | MA | 024670000 | OFFICE OF EHS | 140 COMMONWEALTH AVE | CHESTNUT HILL | MA | 024670000 | N | PRIVATE | OP3 | BOSTON COLLEGE | 6175520300 | gail.hall@bc.edu | DANIEL | BOURQUE | 6175526067 | daniel.bourque@bc.edu | GAIL | HALL | 6175520300 | gail.hall@bc.edu | 1 | SERV BLR1 (NATURAL GAS) |  | BOILER | CLEAVER-BROOKS | D76 | 1979-11-09 | 2011 | 64.5 | 2 | #6 OIL-0.5 PERCENT S | NO.6 | 923 | Residual Oil (No. 6) | 0.5 | 0.3 | 0 | E3GAL | 0 | OK | N | 12 | 7 | 32 | 12 | 7 | 20
1190292 | BOSTON COLLEGE CHESTNUT HILL |  | 225 BEACON ST AND 140 COMMONWEALTH AVE |  | NEWTON | MA | 024670000 | OFFICE OF EHS | 140 COMMONWEALTH AVE | CHESTNUT HILL | MA | 024670000 | N | PRIVATE | OP3 | BOSTON COLLEGE | 6175520300 | gail.hall@bc.edu | DANIEL | BOURQUE | 6175526067 | daniel.bourque@bc.edu | GAIL | HALL | 6175520300 | gail.hall@bc.edu | 2 | SERV BLR2 (NATURAL GAS) |  | BOILER | CLEAVER BROOKS | D-76 | 1979-10-01 | 2011 | 64.5 | 1 | #6 OIL-0.5 PERCENT S | NO.6 | 923 | Residual Oil (No. 6) | 0.5 | 0.3 | 0 | E3GAL | 0 | OK | N | 12 | 7 | 32 | 12 | 7 | 20
1190292 | BOSTON COLLEGE CHESTNUT HILL |  | 225 BEACON ST AND 140 COMMONWEALTH AVE |  | NEWTON | MA | 024670000 | OFFICE OF EHS | 140 COMMONWEALTH AVE | CHESTNUT HILL | MA | 024670000 | N | PRIVATE | OP3 | BOSTON COLLEGE | 6175520300 | gail.hall@bc.edu | DANIEL | BOURQUE | 6175526067 | daniel.bourque@bc.edu | GAIL | HALL | 6175520300 | gail.hall@bc.edu | 3 | SERV BLR3 (OIL) |  | BOILER | BIGELOW | 6278 | 1967-06-01 | 2011 | 47.4 | 1 | #6 OIL-0.5 PERCENT S | NO.6 | 923 | Residual Oil (No. 6) | 0.5 | 0.3 | 0 | E3GAL | 0 | OK | N | 12 | 7 | 4 | 0 | 0 | 0
1190438 | BROOKHOUSE CONDOMINIUMS |  | 33 POND AVE | STE 100 | BROOKLINE | MA | 024457128 | 33 POND AVE, SUITE 100 |  | BROOKLINE | MA | 024457128 | N | PRIVATE | SM80-R | BROOKHOUSE CONDOMINIUM TRUST | 6177315405 | p.hopkins@brookhousecondo.com | PETER | HOPKINS | 6177315405 | p.hopkins@brookhousecondo.com | PETER | HOPKINS | 6177315405 | p.hopkins@brookhousecondo.com | 1 | BOILER #1-CLEAVER BROOKS CB428-600 TRIPLE FUEL |  | BOILER | CLEAVER BROOKS | CB428-600 | 1967-12-01 | 2011 | 25.1 | 3 | #6 OIL | NO.6 | 923 | Residual Oil (No. 6) | 0.5 | 0.93 | 0 | E3GAL | 0 | OK | Y | 24 | 7 | 52 | 24 | 7 | 22
1190438 | BROOKHOUSE CONDOMINIUMS |  | 33 POND AVE | STE 100 | BROOKLINE | MA | 024457128 | 33 POND AVE, SUITE 100 |  | BROOKLINE | MA | 024457128 | N | PRIVATE | SM80-R | BROOKHOUSE CONDOMINIUM TRUST | 6177315405 | p.hopkins@brookhousecondo.com | PETER | HOPKINS | 6177315405 | p.hopkins@brookhousecondo.com | PETER | HOPKINS | 6177315405 | p.hopkins@brookhousecondo.com | 2 | BOILER #2-CLEAVER BROOKS CB428-600 TRIPLE FUEL |  | BOILER | CLEAVER BROOKS | CB428-600 | 1967-12-01 | 2011 | 25.1 | 3 | #6 OIL | NO.6 | 923 | Residual Oil (No. 6) | 0.5 | 0.93 | 0 | E3GAL | 0 | OK | Y | 24 | 7 | 52 | 24 | 7 | 22
1190438 | BROOKHOUSE CONDOMINIUMS |  | 33 POND AVE | STE 100 | BROOKLINE | MA | 024457128 | 33 POND AVE, SUITE 100 |  | BROOKLINE | MA | 024457128 | N | PRIVATE | SM80-R | BROOKHOUSE CONDOMINIUM TRUST | 6177315405 | p.hopkins@brookhousecondo.com | PETER | HOPKINS | 6177315405 | p.hopkins@brookhousecondo.com | PETER | HOPKINS | 6177315405 | p.hopkins@brookhousecondo.com | 3 | BOILER #3-CLEAVER BROOKS CB428-600 TRIPLE FUEL |  | BOILER | CLEAVER BROOKS | CB428-600 | 1967-12-01 | 2011 | 25.1 | 3 | #6 OIL | NO.6 | 923 | Residual Oil (No. 6) | 0.5 | 0.93 | 0 | E3GAL | 0 | OK | Y | 24 | 7 | 52 | 24 | 7 | 22
1190438 | BROOKHOUSE CONDOMINIUMS |  | 33 POND AVE | STE 100 | BROOKLINE | MA | 024457128 | 33 POND AVE, SUITE 100 |  | BROOKLINE | MA | 024457128 | N | PRIVATE | SM80-R | BROOKHOUSE CONDOMINIUM TRUST | 6177315405 | p.hopkins@brookhousecondo.com | PETER | HOPKINS | 6177315405 | p.hopkins@brookhousecondo.com | PETER | HOPKINS | 6177315405 | p.hopkins@brookhousecondo.com | 4 | BOILER #4-CLEAVER BROOKS CB428-600 TRIPLE FUEL |  | BOILER | CLEAVER BROOKS | CB428-600 | 1967-12-01 | 2011 | 25.1 | 3 | #6 OIL | NO.6 | 923 | Residual Oil (No. 6) | 0.5 | 0.93 | 0 | E3GAL | 0 | OK | Y | 24 | 7 | 52 | 24 | 7 | 22
1190452 | GENERAL DYNAMICS C4 SYSTEMS |  | 77 A ST |  | NEEDHAM | MA | 024940000 | 400 JOHN QUINCY ADAMS ROAD |  | TAUNTON | MA | 027800000 | N | PRIVATE | SM79-R | GENERAL DYNAMICS CORPORATION | 5088804000 | JIM.GOLDRICK@GDC4S.COM | JAMES | GOLDRICK | 5088804329 | Jim.Goldrick@gdc4s.com | ERIC | CARDINAL | 5088804432 | Eric.Cardinal@gdc4s.com | 1 | BOILER #1-CLEAVER BROOKS CB663-300 #6 OIL-0.5S |  | BOILER | CLEAVER BROOKS | CB-663-300 | 1987-02-05 | 2011 | 12.553 | 1 | BOILER #1-CLEAVER BROOKS CB633-300 #6 OIL-0.5S | NO.6 | 923 | Residual Oil (No. 6) | 0.5 | 0.1 | 34.981 | E3GAL | 5331.1044 | OK | N | 12 | 7 | 34 | 1 | 7 | 21
1190452 | GENERAL DYNAMICS C4 SYSTEMS |  | 77 A ST |  | NEEDHAM | MA | 024940000 | 400 JOHN QUINCY ADAMS ROAD |  | TAUNTON | MA | 027800000 | N | PRIVATE | SM79-R | GENERAL DYNAMICS CORPORATION | 5088804000 | JIM.GOLDRICK@GDC4S.COM | JAMES | GOLDRICK | 5088804329 | Jim.Goldrick@gdc4s.com | ERIC | CARDINAL | 5088804432 | Eric.Cardinal@gdc4s.com | 2 | BOILER #2-CLEAVER BROOKS CB400-200 #6 OIL-0.5S |  | BOILER | CLEAVER-BROOKS | CB-400-200 | 1993-11-18 | 2011 | 8.37 | 1 | BOILER #2-CLEAVER BROOKS CB400-200 #6 OIL-0.5S | NO.6 | 923 | Residual Oil (No. 6) | 0.5 | 0.1 | 34.981 | E3GAL | 5331.1044 | OK | N | 12 | 7 | 34 | 1 | 7 | 21
1190497 | TWIN RIVERS TECHNOLOGIES MANUFACTURING C | FKA TWIN RIVERS TECHNOLOGIES QUINCY LLC | 780 WASHINGTON ST |  | QUINCY | MA | 021690000 | 780 WASHINGTON ST |  | QUINCY | MA | 021690000 | N | PRIVATE | OP6 | TWIN RIVERS TECHNOLOGIES, US INC. | 6174729200X4284 | Scott.Chatlin@trtlp.com | SCOTT | CHATLIN | 6174729200 | Scott.Chatlin@trtlp.com | MICHAEL | GLINSKI | 6174729200X4284 | mike.glinski@trtlp.com | 1 | BOILER #1-COMB ENG 25-A-12 |  | BOILER | COMBUSTION ENGINEERING | 25-A-12 | 1977-01-06 | 2011 | 91 | 1 | BOILER 1-COMB ENGINEERING 25-A-12 6 OIL-1S | NO.6 | 923 | Residual Oil (No. 6) | 1 | 1 | 1367 | E3GAL | 208330.8 | OK | N | 24 | 7 | 50 | 24 | 7 | 21
1190497 | TWIN RIVERS TECHNOLOGIES MANUFACTURING C | FKA TWIN RIVERS TECHNOLOGIES QUINCY LLC | 780 WASHINGTON ST |  | QUINCY | MA | 021690000 | 780 WASHINGTON ST |  | QUINCY | MA | 021690000 | N | PRIVATE | OP6 | TWIN RIVERS TECHNOLOGIES, US INC. | 6174729200X4284 | Scott.Chatlin@trtlp.com | SCOTT | CHATLIN | 6174729200 | Scott.Chatlin@trtlp.com | MICHAEL | GLINSKI | 6174729200X4284 | mike.glinski@trtlp.com | 2 | BOILER 2 - BABCOCK+WILCOX FM 6 OIL |  | BOILER | BABCOCK & WILCOX | 1304 | 1977-01-06 | 2011 | 45 | 1 | NO. 6 OIL | NO.6 | 923 | Residual Oil (No. 6) | 1 | 1 | 324 | E3GAL | 49377.6 | OK | N | 24 | 7 | 50 | 24 | 7 | 22
1190499 | USAF HANSCOM AFB 66 ABG/CEV |  | 72 DOW ST | BLDG 1825 | HANSCOM AFB | MA | 017310000 | 72 DOW STREET | BUILDING 1825 | HANSCOM AFB | MA | 017311910 | N | FEDERAL | OP6 | UNITED STATES AIR FORCE | 7812256142 | DONALD.MORRIS@HANSCOM.AF.MIL | THOMAS | SCHLUCKEBIER | 7812252999 | Thomas.Schluckebier@hanscom.af.mil | ROBERT | SPELFOGEL | 7812256145 | Robert.Spelfogel@hanscom.af.mil | 1 | BOILER #1-KELLER #NB3833 DUAL FUEL 49.15 MMBTU/HR |  | BOILER | KEELER | NB3833 | 1987-09-01 | 2011 | 49.15 | 1 | BOILER NO.1 KEELER #NB383 #6 OIL-1PCT.S | NO.6 | 923 | Residual Oil (No. 6) | 1 | 0.1 | 3.189 | E3GAL | 486.0036 | OK | N | 24 | 7 | 25 | 24 | 7 | 21
1190499 | USAF HANSCOM AFB 66 ABG/CEV |  | 72 DOW ST | BLDG 1825 | HANSCOM AFB | MA | 017310000 | 72 DOW STREET | BUILDING 1825 | HANSCOM AFB | MA | 017311910 | N | FEDERAL | OP6 | UNITED STATES AIR FORCE | 7812256142 | DONALD.MORRIS@HANSCOM.AF.MIL | THOMAS | SCHLUCKEBIER | 7812252999 | Thomas.Schluckebier@hanscom.af.mil | ROBERT | SPELFOGEL | 7812256145 | Robert.Spelfogel@hanscom.af.mil | 2 | BOILER #2-ERIE CITY #NB14518 DUAL FUEL 49.15 MMBT |  | BOILER | ERIE CITY | NB14518 | 1987-09-01 | 2011 | 49.15 | 1 | BOILER NO.2-ERIE CITY NB14518 NO.6 OIL-1PCT. S | NO.6 | 923 | Residual Oil (No. 6) | 1 | 0.1 | 417.938 | E3GAL | 63693.7512 | OK | N | 24 | 7 | 35 | 24 | 7 | 22
1190499 | USAF HANSCOM AFB 66 ABG/CEV |  | 72 DOW ST | BLDG 1825 | HANSCOM AFB | MA | 017310000 | 72 DOW STREET | BUILDING 1825 | HANSCOM AFB | MA | 017311910 | N | FEDERAL | OP6 | UNITED STATES AIR FORCE | 7812256142 | DONALD.MORRIS@HANSCOM.AF.MIL | THOMAS | SCHLUCKEBIER | 7812252999 | Thomas.Schluckebier@hanscom.af.mil | ROBERT | SPELFOGEL | 7812256145 | Robert.Spelfogel@hanscom.af.mil | 3 | BOILER #3-ERIE CITY #NB14517 DUAL FUEL 49.15 MMBT |  | BOILER | ERIE CITY | NB14517 | 1987-09-01 | 2011 | 49.15 | 1 | BOILER NO.3-ERIE CITY NO.NB14517 N0.6 OIL-1PCTS | NO.6 | 923 | Residual Oil (No. 6) | 1 | 0.1 | 390.437 | E3GAL | 59502.5988 | OK | N | 24 | 7 | 34 | 24 | 7 | 22
1190499 | USAF HANSCOM AFB 66 ABG/CEV |  | 72 DOW ST | BLDG 1825 | HANSCOM AFB | MA | 017310000 | 72 DOW STREET | BUILDING 1825 | HANSCOM AFB | MA | 017311910 | N | FEDERAL | OP6 | UNITED STATES AIR FORCE | 7812256142 | DONALD.MORRIS@HANSCOM.AF.MIL | THOMAS | SCHLUCKEBIER | 7812252999 | Thomas.Schluckebier@hanscom.af.mil | ROBERT | SPELFOGEL | 7812256145 | Robert.Spelfogel@hanscom.af.mil | 4 | BOILER #4-ERIE CITY #NB14516 DUAL FUEL 49.15 MMBTU |  | BOILER | ERIE CITY | NB14516 | 1987-09-01 | 2011 | 49.15 | 1 | BOILER #4-ERIE CITY #NB14516 #6 OIL-1PCT.S | NO.6 | 923 | Residual Oil (No. 6) | 1 | 0.1 | 124.775 | E3GAL | 19015.71 | OK | N | 24 | 7 | 43 | 24 | 7 | 22
1190507 | VEOLIA ENERGY BOSTON INC | FKA TRIGEN BOSTON ENERGY | 165 KNEELAND ST |  | BOSTON | MA | 021110000 | 15 ELKINS ST |  | SOUTH BOSTON | MA | 021270000 | N | PRIVATE | OP11 | VEOLIA ENERGY BOSTON INC | 8574019849 | lariagno@veoliaenergyna.com | LEONARD | ARIAGNO | 8574019849 | lariagno@veoliaenergyna.com | SEAN | CALDWELL | 8574019842 | scaldwell@veoliaenergyna.com | 1 | BOILER #1-BABCOCK+WILCOX HSB8477A DUAL FUEL |  | BOILER | BABCOCK AND WILCOX (B&W) | HSB8477A | 1930-01-01 | 2011 | 500 | 2 | BOILER #1-BABCOCK+WILCOX HSB8477A NO. 6 FUEL OIL | NO.6 | 923 | Residual Oil (No. 6) | 0.5 | 0 | 36 | E3GAL | 5486.4 | OK | N | 21 | 6 | 44 | 23 | 7 | 20
1190507 | VEOLIA ENERGY BOSTON INC | FKA TRIGEN BOSTON ENERGY | 165 KNEELAND ST |  | BOSTON | MA | 021110000 | 15 ELKINS ST |  | SOUTH BOSTON | MA | 021270000 | N | PRIVATE | OP11 | VEOLIA ENERGY BOSTON INC | 8574019849 | lariagno@veoliaenergyna.com | LEONARD | ARIAGNO | 8574019849 | lariagno@veoliaenergyna.com | SEAN | CALDWELL | 8574019842 | scaldwell@veoliaenergyna.com | 2 | BOILER #2-BABCOCK+WILCOX HSB8477B DUAL FUEL |  | BOILER | BABCOCK & WILCOX | HSB8477B | 1930-01-01 | 2011 | 500 | 2 | BOILER #2-BABCOCK+WILCOX HSB8477B NO. 6 FUEL OIL | NO.6 | 923 | Residual Oil (No. 6) | 0.5 | 0 | 0 | E3GAL | 0 | OK | N | 23 | 7 | 48 | 23 | 6 | 17
1190507 | VEOLIA ENERGY BOSTON INC | FKA TRIGEN BOSTON ENERGY | 165 KNEELAND ST |  | BOSTON | MA | 021110000 | 15 ELKINS ST |  | SOUTH BOSTON | MA | 021270000 | N | PRIVATE | OP11 | VEOLIA ENERGY BOSTON INC | 8574019849 | lariagno@veoliaenergyna.com | LEONARD | ARIAGNO | 8574019849 | lariagno@veoliaenergyna.com | SEAN | CALDWELL | 8574019842 | scaldwell@veoliaenergyna.com | 3 | BOILER #3-FOSTER+WHEELER SC TRI-FUELS |  | BOILER | FOSTER WHEELER | SC | 1975-01-01 | 2011 | 600 | 1 | BOILER #3-FOSTER+WHEELER SC #6 OIL-0.5 S | NO.6 | 923 | Residual Oil (No. 6) | 0.5 | 0 | 46 | E3GAL | 7010.4 | OK | N | 24 | 6 | 41 | 23 | 5 | 10
1190507 | VEOLIA ENERGY BOSTON INC | FKA TRIGEN BOSTON ENERGY | 165 KNEELAND ST |  | BOSTON | MA | 021110000 | 15 ELKINS ST |  | SOUTH BOSTON | MA | 021270000 | N | PRIVATE | OP11 | VEOLIA ENERGY BOSTON INC | 8574019849 | lariagno@veoliaenergyna.com | LEONARD | ARIAGNO | 8574019849 | lariagno@veoliaenergyna.com | SEAN | CALDWELL | 8574019842 | scaldwell@veoliaenergyna.com | 4 | BOILER #4-BABCOCK+WILCOX HSB8608A DUAL FUEL |  | BOILER | BABCOCK & WILCOX | HSB8608A | 1931-01-01 | 2011 | 500 | 2 | BOILER #4-BABCOCK+WILCOX HSB8608A #6 FUEL OIL | NO.6 | 923 | Residual Oil (No. 6) | 0.5 | 0 | 0 | E3GAL | 0 | OK | N | 17 | 5 | 37 | 19 | 5 | 12
1190563 | NORTH SHORE MEDICAL CENTER INC |  | 81 HIGHLAND AVE |  | SALEM | MA | 019700000 | 81 HIGHLAND AVE |  | SALEM | MA | 019700000 | N | PRIVATE | SM80-R | NORTH SHORE MEDICAL CENTER | 9783542525 | jjdaley@partners.org | JOHN | DALEY | 9783542525 | jjdaley@partners.org | JOHN | DALEY | 9783542525 | jjdaley@partners.org | 1 | BOILER #1 |  | BOILER | SUPERIOR | N4GAA6600A | 1971-01-01 | 2011 | 20.085 | 1 | #6 OIL (TANK #1) | NO.6 | 923 | Residual Oil (No. 6) | 0.5 | 0.1 | 0 | E3GAL | 0 | OK | N | 24 | 7 | 52 | 24 | 7 | 22
1190563 | NORTH SHORE MEDICAL CENTER INC |  | 81 HIGHLAND AVE |  | SALEM | MA | 019700000 | 81 HIGHLAND AVE |  | SALEM | MA | 019700000 | N | PRIVATE | SM80-R | NORTH SHORE MEDICAL CENTER | 9783542525 | jjdaley@partners.org | JOHN | DALEY | 9783542525 | jjdaley@partners.org | JOHN | DALEY | 9783542525 | jjdaley@partners.org | 2 | BOILER #2 |  | BOILER | SUPERIOR | N4GAA6600A | 1971-01-01 | 2011 | 20.085 | 1 | #6 OIL (TANK #2) | NO.6 | 923 | Residual Oil (No. 6) | 0.5 | 0.1 | 0 | E3GAL | 0 | OK | N | 24 | 7 | 52 | 24 | 7 | 22
1190563 | NORTH SHORE MEDICAL CENTER INC |  | 81 HIGHLAND AVE |  | SALEM | MA | 019700000 | 81 HIGHLAND AVE |  | SALEM | MA | 019700000 | N | PRIVATE | SM80-R | NORTH SHORE MEDICAL CENTER | 9783542525 | jjdaley@partners.org | JOHN | DALEY | 9783542525 | jjdaley@partners.org | JOHN | DALEY | 9783542525 | jjdaley@partners.org | 3 | BOILER #3 |  | BOILER | CLEAVER BROOKS | SFB-400-300 | 1989-12-11 | 2011 | 12.533 | 1 | #6 OIL (TANK #2) | NO.6 | 923 | Residual Oil (No. 6) | 0.5 | 0.1 | 0 | E3GAL | 0 | OK | N | 24 | 7 | 52 | 24 | 7 | 22
1190580 | MCI FRAMINGHAM |  | 99 LORING DR |  | FRAMINGHAM | MA | 017010000 | PO BOX 9007 |  | FRAMINGHAM | MA | 017049007 | Y | STATE | SM50 | MCI FRAMINGHAM | 5085325100 | EJDonegan@doc.state.ma.us | EDWARD | DONEGAN | 5085325100 | EJDonegan@doc.state.ma.us | ED | DONEGAN | 5085325100X163 | EJDonegan@doc.state.ma.us | 1 | BOILER 1-BIGELOW B-156 6 OIL-0.5S 4.23 MMBTU |  | BOILER | BIGELOW | TYPE B | 1963-01-01 | 2011 | 17 | 1 | BOILER 1-BIGELOW B-156 6 OIL-0.5S | NO.6 | 923 | Residual Oil (No. 6) | 0.5 | 0.1 | 137 | E3GAL | 20878.8 | OK | N | 24 | 7 | 13 | 24 | 7 | 20
1190580 | MCI FRAMINGHAM |  | 99 LORING DR |  | FRAMINGHAM | MA | 017010000 | PO BOX 9007 |  | FRAMINGHAM | MA | 017049007 | Y | STATE | SM50 | MCI FRAMINGHAM | 5085325100 | EJDonegan@doc.state.ma.us | EDWARD | DONEGAN | 5085325100 | EJDonegan@doc.state.ma.us | ED | DONEGAN | 5085325100X163 | EJDonegan@doc.state.ma.us | 3 | BOILER 3-BIGELOW B-156 6 OIL-0.5S 4.23 MMBTU |  | BOILER | BIGELOW | B | 1951-01-01 | 2011 | 17 | 1 | BOILER 3-BIGELOW B-156 6 OIL-0.5S | NO.6 | 923 | Residual Oil (No. 6) | 0.5 | 0.1 | 137 | E3GAL | 20878.8 | OK | N | 24 | 7 | 13 | 24 | 7 | 20
1190580 | MCI FRAMINGHAM |  | 99 LORING DR |  | FRAMINGHAM | MA | 017010000 | PO BOX 9007 |  | FRAMINGHAM | MA | 017049007 | Y | STATE | SM50 | MCI FRAMINGHAM | 5085325100 | EJDonegan@doc.state.ma.us | EDWARD | DONEGAN | 5085325100 | EJDonegan@doc.state.ma.us | ED | DONEGAN | 5085325100X163 | EJDonegan@doc.state.ma.us | 4 | BOILER 4-BIGELOW B-156 6 OIL-0.5S 4.23 MMBTU |  | BOILER | BIGELOW | TYPE B | 1952-06-12 | 2011 | 17 | 1 | BOILER 4-BIGELOW B-156 6 OIL-0.5S | NO.6 | 923 | Residual Oil (No. 6) | 0.5 | 0.1 | 137 | E3GAL | 20878.8 | OK | N | 24 | 7 | 13 | 24 | 7 | 20
1190584 | FRAMINGHAM STATE UNIVERSITY | FKA FRAMIN GHAM STATE COLLEGE | 100 STATE ST |  | FRAMINGHAM | MA | 017010000 | 100 STATE ST |  | FRAMINGHAM | MA | 017010000 | Y | STATE | SM79-R | FRAMINGHAM STATE | 5086264633 | mfowler@framingham.edu | MAUREEN BAGGE | FOWLER | 5086264633 | mfowler@framingham.edu | MAUREEN BAGGE | FOWLER | 5086264590 | mfowler@framingham.edu | 1 | BOILER #1-SPRINGFIELD #D-42 #6 OIL-0.5 PERCENT S |  | BOILER | SPRINGFIELD | D-42 | 1961-01-01 | 2011 | 28.5 | 1 | BOILER #1-SPRINGFIELD #42 #6 OIL-0.5 PERCENT S | NO.6 | 923 | Residual Oil (No. 6) | 0.5 | 0.1 | 118.29 | E3GAL | 18027.396 | OK | N | 24 | 7 | 16 | 12 | 5 | 15
1190584 | FRAMINGHAM STATE UNIVERSITY | FKA FRAMIN GHAM STATE COLLEGE | 100 STATE ST |  | FRAMINGHAM | MA | 017010000 | 100 STATE ST |  | FRAMINGHAM | MA | 017010000 | Y | STATE | SM79-R | FRAMINGHAM STATE | 5086264633 | mfowler@framingham.edu | MAUREEN BAGGE | FOWLER | 5086264633 | mfowler@framingham.edu | MAUREEN BAGGE | FOWLER | 5086264590 | mfowler@framingham.edu | 2 | BOILER #2-SPRINGFIELD #D-42 #6 OIL-0.5 PERCENT S |  | BOILER | SPRINGFIELD | D-42 | 1961-01-01 | 2011 | 28.5 | 1 | BOILER #2-SPRINGFIELD #42 #6 OIL-0.5 PERCENT S | NO.6 | 923 | Residual Oil (No. 6) | 0.5 | 0.1 | 219.688 | E3GAL | 33480.4512 | OK | N | 24 | 7 | 26 | 12 | 5 | 3
1190584 | FRAMINGHAM STATE UNIVERSITY | FKA FRAMIN GHAM STATE COLLEGE | 100 STATE ST |  | FRAMINGHAM | MA | 017010000 | 100 STATE ST |  | FRAMINGHAM | MA | 017010000 | Y | STATE | SM79-R | FRAMINGHAM STATE | 5086264633 | mfowler@framingham.edu | MAUREEN BAGGE | FOWLER | 5086264633 | mfowler@framingham.edu | MAUREEN BAGGE | FOWLER | 5086264590 | mfowler@framingham.edu | 3 | BOILER #3-CLEAVER BROOKS #D-52 #6 OIL-0.5 PER. S |  | BOILER | CLEAVER BROOKS | D-52 | 1978-01-01 | 2011 | 41 | 1 | BOILER #3-CLEAVER BROOKS #D-52 #6 OIL-0.5 PERCENT | NO.6 | 923 | Residual Oil (No. 6) | 0.5 | 0.1 | 84.495 | E3GAL | 12877.038 | OK | N | 24 | 7 | 17 | 0 | 0 | 0
1190677 | US ARMY SOLDIER SYSTEMS CENTER |  | AMSSB-OES (N) KANSAS ST |  | NATICK | MA | 017605049 | IMNE-EN- KANSAS ST |  | NATICK | MA | 017605049 | N | FEDERAL | SM50 | US ARMY SOLDIER SYSTEMS CENTER | 5082335993 | terry.garrahan@us.army.mil | TERENCE | GARRAHAN | 5082335993 | Terry.Garrahan@us.army.mil | TERENCE | GARRAHAN | 5082335993 | Terry.Garrahan@us.army.mil | 1 | BOILER #1-ERIE CITY VL DUAL FUEL 25 MMBTUHR |  | BOILER | ERIE CITY IRON WORKS | VL | 1990-02-01 | 2011 | 37 | 1 | BOILER #1-ERIE CITY VL #6 OIL-0.5 | NO.6 | 923 | Residual Oil (No. 6) | 0.5 | 0.1 | 20 | E3GAL | 3048 | OK | N | 11 | 5 | 20 | 0 | 0 | 0
1190677 | US ARMY SOLDIER SYSTEMS CENTER |  | AMSSB-OES (N) KANSAS ST |  | NATICK | MA | 017605049 | IMNE-EN- KANSAS ST |  | NATICK | MA | 017605049 | N | FEDERAL | SM50 | US ARMY SOLDIER SYSTEMS CENTER | 5082335993 | terry.garrahan@us.army.mil | TERENCE | GARRAHAN | 5082335993 | Terry.Garrahan@us.army.mil | TERENCE | GARRAHAN | 5082335993 | Terry.Garrahan@us.army.mil | 2 | BOILER #2-ERIE CITY VL DUAL FUEL 25 MMBTU |  | BOILER | ERIE CITY IRON WORKS | VL | 1990-02-01 | 2011 | 25 | 1 | BOILER #2-ERIE CITY VL #6 OIL-0.5 | NO.6 | 923 | Residual Oil (No. 6) | 0.5 | 0.1 | 20 | E3GAL | 3048 | OK | N | 11 | 5 | 52 | 0 | 0 | 0
1190677 | US ARMY SOLDIER SYSTEMS CENTER |  | AMSSB-OES (N) KANSAS ST |  | NATICK | MA | 017605049 | IMNE-EN- KANSAS ST |  | NATICK | MA | 017605049 | N | FEDERAL | SM50 | US ARMY SOLDIER SYSTEMS CENTER | 5082335993 | terry.garrahan@us.army.mil | TERENCE | GARRAHAN | 5082335993 | Terry.Garrahan@us.army.mil | TERENCE | GARRAHAN | 5082335993 | Terry.Garrahan@us.army.mil | 3 | BOILER #3-ERIE CITY VL DUAL FUEL |  | BOILER | ERIE CITY IRON WORKS | VL | 1990-02-01 | 2011 | 37 | 1 | BOILER #3-ERIE CITY VL #6 OIL-0.5 | NO.6 | 923 | Residual Oil (No. 6) | 0.5 | 0.1 | 20 | E3GAL | 3048 | OK | N | 11 | 5 | 52 | 0 | 0 | 0
1191010 | MASSACHUSETTS HOSPITAL SCHOOL |  | 3 RANDOLPH ST |  | CANTON | MA | 020210000 | 3 RANDOLPH STREET |  | CANTON | MA | 020212342 | Y | STATE | SM50 | MA DEPARTMENT OF PUBLIC HEALTH | 7818282440 | Richard.Pollara@state.ma.us | RICHARD | POLLARA | 7818308887 | Richard.Pollara@state.ma.us | RICHARD | POLLARA | 7818308358X8358 | Richard.Pollara@state.ma.us | 1 | BOILER #1-CLEAVER BROOKS D-34 DUAL FUEL |  | BOILER | CLEAVER BROOKS | D-34 | 1982-10-09 | 2009 | 23 | 1 | BOILER #1-CLEAVER BROOKS D-34 #6OL | NO.6 | 923 | Residual Oil (No. 6) | 0.5 | 0.1 | 0.0438 | E3GAL | 6.6751 | OK | N | 24 | 7 | 52 | 0 | 0 | 0
1191010 | MASSACHUSETTS HOSPITAL SCHOOL |  | 3 RANDOLPH ST |  | CANTON | MA | 020210000 | 3 RANDOLPH STREET |  | CANTON | MA | 020212342 | Y | STATE | SM50 | MA DEPARTMENT OF PUBLIC HEALTH | 7818282440 | Richard.Pollara@state.ma.us | RICHARD | POLLARA | 7818308887 | Richard.Pollara@state.ma.us | RICHARD | POLLARA | 7818308358X8358 | Richard.Pollara@state.ma.us | 2 | BOILER #2-CLEAVER BROOKS D-34 DUAL FUEL |  | BOILER | CLEAVERBROOKS | D34 | 1982-10-09 | 2009 | 23 | 1 | BOILER #2-CLEAVER BROOKS D-34 #6OL | NO.6 | 923 | Residual Oil (No. 6) | 0.5 | 0.1 | 0.432 | E3GAL | 65.8368 | OK | N | 24 | 7 | 52 | 0 | 0 | 0
1191010 | MASSACHUSETTS HOSPITAL SCHOOL |  | 3 RANDOLPH ST |  | CANTON | MA | 020210000 | 3 RANDOLPH STREET |  | CANTON | MA | 020212342 | Y | STATE | SM50 | MA DEPARTMENT OF PUBLIC HEALTH | 7818282440 | Richard.Pollara@state.ma.us | RICHARD | POLLARA | 7818308887 | Richard.Pollara@state.ma.us | RICHARD | POLLARA | 7818308358X8358 | Richard.Pollara@state.ma.us | 3 | BOILER #3-KEWANEE H3S-250 DUAL FUEL |  | BOILER | KEWANEE | H3S-250-G06 | 1992-01-01 | 2009 | 11 | 1 | BOILER #3-KEWANEE #H3S-250 #6 OIL | NO.6 | 923 | Residual Oil (No. 6) | 0.5 | 0.1 | 0 | E3GAL | 0 | OK | N | 24 | 7 | 52 | 0 | 0 | 0
1191038 | NORWOOD HOSPITAL |  | 800 WASHINGTON ST |  | NORWOOD | MA | 020620000 | 800 WASHINGTON ST |  | NORWOOD | MA | 020620000 | N | PRIVATE | SM50 | STEWART NORWOOD HOSPITAL | 7817692950 | None@none.com | PAUL | MALINOWSKI | 7812786063 | Paul.Malinowski@caritaschristi.org | PAUL | MALINOWSKI | 7812786063 | Paul.Malinowski@caritaschristi.org | 1 | BOILER #1 KEWANEE FIRETUBE - DUAL FUEL |  | BOILER | KEWANEE MFG. CO. | H3S 500 G06 | 1983-01-01 | 2011 | 21.2 | 1 | #6 OIL | NO.6 | 923 | Residual Oil (No. 6) | 1 | 1.49 | 0 | E3GAL | 0 | OK | N | 24 | 7 | 52 | 24 | 7 | 22
1191038 | NORWOOD HOSPITAL |  | 800 WASHINGTON ST |  | NORWOOD | MA | 020620000 | 800 WASHINGTON ST |  | NORWOOD | MA | 020620000 | N | PRIVATE | SM50 | STEWART NORWOOD HOSPITAL | 7817692950 | None@none.com | PAUL | MALINOWSKI | 7812786063 | Paul.Malinowski@caritaschristi.org | PAUL | MALINOWSKI | 7812786063 | Paul.Malinowski@caritaschristi.org | 2 | BOILER #2 KEWANEE FIRETUBE - DUAL FUEL |  | BOILER | KEWANEE MFG. CO. | H3S 500 G06 | 1983-01-01 | 2011 | 21.2 | 1 | #6 OIL | NO.6 | 923 | Residual Oil (No. 6) | 1 | 1.49 | 0 | E3GAL | 0 | OK | N | 24 | 7 | 52 | 24 | 7 | 22
1191038 | NORWOOD HOSPITAL |  | 800 WASHINGTON ST |  | NORWOOD | MA | 020620000 | 800 WASHINGTON ST |  | NORWOOD | MA | 020620000 | N | PRIVATE | SM50 | STEWART NORWOOD HOSPITAL | 7817692950 | None@none.com | PAUL | MALINOWSKI | 7812786063 | Paul.Malinowski@caritaschristi.org | PAUL | MALINOWSKI | 7812786063 | Paul.Malinowski@caritaschristi.org | 3 | BOILER #3 KEWANEE FIRETUBE - DUAL FUEL |  | BOILER | KEWANEE MFG. CO. | H3S 500 G06 | 1983-01-01 | 2011 | 21.2 | 1 | #6 OIL | NO.6 | 923 | Residual Oil (No. 6) | 1 | 1.49 | 0 | E3GAL | 0 | OK | N | 24 | 7 | 52 | 24 | 7 | 22
1191068 | ADDISON GILBERT HOSPITAL |  | 298 WASHINGTON ST |  | GLOUCESTER | MA | 019300000 | 298 WASHINGTON ST |  | GLOUCESTER | MA | 019300000 | N | PRIVATE | SM25 | ADDISON GILBERT HOSPITAL | 9782834000 | SFEENEY@NHS-HEALTHLINK.ORG | STEVE | FEENEY | 9789223000 | SFEENEY@NHS-HEALTHLINK.ORG | STEVE | FEENEY | 9789223000X2653 | SFEENEY@NHS-HEALTHLINK.ORG | 1 | BOILER #149-CLEAVER BROOKS-CBR-200 |  | BOILER | CLEAVER BROOKS | CBR657-200 | 1969-10-01 | 2010 | 8.368 | 1 | NO. 6 FUEL OIL | NO.6 | 923 | Residual Oil (No. 6) | 1 | 1.3 | 28.371 | E3GAL | 4323.7404 | OK | N | 12 | 7 | 26 | 0 | 0 | 0
1191068 | ADDISON GILBERT HOSPITAL |  | 298 WASHINGTON ST |  | GLOUCESTER | MA | 019300000 | 298 WASHINGTON ST |  | GLOUCESTER | MA | 019300000 | N | PRIVATE | SM25 | ADDISON GILBERT HOSPITAL | 9782834000 | SFEENEY@NHS-HEALTHLINK.ORG | STEVE | FEENEY | 9789223000 | SFEENEY@NHS-HEALTHLINK.ORG | STEVE | FEENEY | 9789223000X2653 | SFEENEY@NHS-HEALTHLINK.ORG | 2 | BOILER #150-CLEAVER BROOKS-CBR-200 |  | BOILER | CLEAVER BROOKS | CBR657-200 | 1969-10-01 | 2010 | 8.368 | 1 | NO. 6 FUEL OIL | NO.6 | 923 | Residual Oil (No. 6) | 1 | 1.3 | 28.371 | E3GAL | 4323.7404 | OK | N | 12 | 7 | 26 | 0 | 0 | 0
1191120 | MAHONEYS GARDEN CENTER |  | 200 WILDWOOD AVE |  | WOBURN | MA | 018010000 | 200 WILDWOOD STREET |  | WOBURN | MA | 018010000 | N | PRIVATE | SM25 | MAHONEYS GARDEN CENTER | 7817295900 | tmahoney@mahoneysgarden.com | TOM | MAHONEY | 7817295900 | tmahoney@mahoneysgarden.com | CRAIG | OLESON | 7817295900 | dcousins@mahoneysgarden.com | 1 | BOILER #1-BIGELOW ST PF-304 DUAL FUEL |  | BOILER | BIGELOW | ST PF-304 | 1968-01-01 | 2010 | 18 | 1 | BOILER #1-BIGELOW ST PF-304 #6 OIL-1S | NO.6 | 923 | Residual Oil (No. 6) | 1 | 0.1 | 0 | E3GAL | 0 | OK | N | 24 | 7 | 42 | 0 | 0 | 0
1191120 | MAHONEYS GARDEN CENTER |  | 200 WILDWOOD AVE |  | WOBURN | MA | 018010000 | 200 WILDWOOD STREET |  | WOBURN | MA | 018010000 | N | PRIVATE | SM25 | MAHONEYS GARDEN CENTER | 7817295900 | tmahoney@mahoneysgarden.com | TOM | MAHONEY | 7817295900 | tmahoney@mahoneysgarden.com | CRAIG | OLESON | 7817295900 | dcousins@mahoneysgarden.com | 2 | BOILER #2-BIGELOW ST PF-304 DUAL FUEL |  | BOILER | BIGELOW | ST PF-304 | 1968-01-01 | 2010 | 18 | 1 | BOILER #2-BIGELOW ST PF-304 #6 OIL-1S | NO.6 | 923 | Residual Oil (No. 6) | 1 | 0.05 | 0 | E3GAL | 0 | OK | N | 15 | 7 | 10 | 0 | 0 | 0
1191120 | MAHONEYS GARDEN CENTER |  | 200 WILDWOOD AVE |  | WOBURN | MA | 018010000 | 200 WILDWOOD STREET |  | WOBURN | MA | 018010000 | N | PRIVATE | SM25 | MAHONEYS GARDEN CENTER | 7817295900 | tmahoney@mahoneysgarden.com | TOM | MAHONEY | 7817295900 | tmahoney@mahoneysgarden.com | CRAIG | OLESON | 7817295900 | dcousins@mahoneysgarden.com | 3 | BOILER #3-BIGELOW ST PF-304 #6 OIL |  | BOILER | BIGELOW | ST PF-304 | 1968-01-01 | 2010 | 18 | 1 | BOILER #3-BIGELOW ST PF-304 #6 OIL-1S | NO.6 | 923 | Residual Oil (No. 6) | 1 | 0.05 | 1 | E3GAL | 152.4 | OK | N | 15 | 7 | 7 | 0 | 0 | 0
1191246 | JP BARTLETT COMPANY |  | 578 BOSTON POST RD |  | SUDBURY | MA | 017760000 | 578 BOSTON POST RD |  | SUDBURY | MA | 017760000 | N | PRIVATE | SM79-R | JP BARTLETT COMPANY INC | 9784438851 | Laura@BartlettGreenhouses.com | FRED | MCCARTHY JR. | 9784438851 | Fred@BartlettGreenhouses.com | FRED | MCCARTHY JR. | 9784438851 | Fred@BartlettGreenhouses.com | 1 | BOILER #1-BURNHAM SNSH250 #2,4,6,NATGAS - 1 S MAX |  | BOILER | BURNHAM | SNSH250 | 1970-01-01 | 2011 | 13 | 1 | BOILER #1-BURNAHM SNSL-250 #6 OIL-1 S | NO.6 | 923 | Residual Oil (No. 6) | 1 | 0.1 | 0 | E3GAL | 0 | OK | N | 10 | 7 | 28 | 0 | 0 | 0
1191246 | JP BARTLETT COMPANY |  | 578 BOSTON POST RD |  | SUDBURY | MA | 017760000 | 578 BOSTON POST RD |  | SUDBURY | MA | 017760000 | N | PRIVATE | SM79-R | JP BARTLETT COMPANY INC | 9784438851 | Laura@BartlettGreenhouses.com | FRED | MCCARTHY JR. | 9784438851 | Fred@BartlettGreenhouses.com | FRED | MCCARTHY JR. | 9784438851 | Fred@BartlettGreenhouses.com | 2 | BOILER #2-BURNHAM WB-3 #2,4,6 OIL - .01 S MAX |  | BOILER | BURNHAM | WB3 | 1990-01-01 | 2011 | 13 | 1 | BOILER #2-BURNHAM WB-3 #6 OIL-.01S | NO.6 | 923 | Residual Oil (No. 6) | 1 | 2 | 40 | E3GAL | 6096 | OK | N | 5 | 3 | 12 | 0 | 0 | 0
1191246 | JP BARTLETT COMPANY |  | 578 BOSTON POST RD |  | SUDBURY | MA | 017760000 | 578 BOSTON POST RD |  | SUDBURY | MA | 017760000 | N | PRIVATE | SM79-R | JP BARTLETT COMPANY INC | 9784438851 | Laura@BartlettGreenhouses.com | FRED | MCCARTHY JR. | 9784438851 | Fred@BartlettGreenhouses.com | FRED | MCCARTHY JR. | 9784438851 | Fred@BartlettGreenhouses.com | 4 | BOILER #4-HODGE SCOTH TYPE #2 OIL-0.3 S |  | BOILER | HODGE | HODGE BOILER | 1971-01-01 | 2011 | 3 | 1 | BOILER #4-HODGE SCOTCH #2 OIL-0.3 S | NO.6 | 923 | Residual Oil (No. 6) | 0.3 | 1 | 0 | E3GAL | 0 | OK | N | 0 | 0 | 0 | 0 | 0 | 0
1191249 | MASSPORT LOGAN AIRPORT |  | AIRPORT RD | FACILITY #1 | BOSTON | MA | 021280000 | 1 HARBORSIDE DR 200S |  | BOSTON | MA | 021282909 | N | STATE | OP3 | MASSACHUSETTS PORT AUTHORITY | 6175685000 | BEnos@massport.com | BRENDA | ENOS | 6175685963 | Benos@massport.com | IAN | CAMPBELL | 6175683508 | ICampbell@massport.com | 1 | BOILER #1 - KEELER NB5139 CHP 1 |  | BOILER | KEELER | NB5139 | 1975-01-01 | 2011 | 193.5 | 1 | BOILERS #1(3)-KEELER #6 OIL | NO.6 | 923 | Residual Oil (No. 6) | 0.5 | 0.1 | 3.5 | E3GAL | 533.4 | OK | Y | 24 | 7 | 52 | 24 | 7 | 22
1191249 | MASSPORT LOGAN AIRPORT |  | AIRPORT RD | FACILITY #1 | BOSTON | MA | 021280000 | 1 HARBORSIDE DR 200S |  | BOSTON | MA | 021282909 | N | STATE | OP3 | MASSACHUSETTS PORT AUTHORITY | 6175685000 | BEnos@massport.com | BRENDA | ENOS | 6175685963 | Benos@massport.com | IAN | CAMPBELL | 6175683508 | ICampbell@massport.com | 123 | BOILER #1-KEELER MKB CHP 2 |  | BOILER | KEELER | MKB | 1975-01-01 | 2011 | 178.2 | 1 | BOILERS #1(3) - KEELER #6 OIL | NO.6 | 923 | Residual Oil (No. 6) | 0.5 | 0.1 | 5.007 | E3GAL | 763.0668 | OK | Y | 24 | 7 | 52 | 24 | 7 | 22
1191249 | MASSPORT LOGAN AIRPORT |  | AIRPORT RD | FACILITY #1 | BOSTON | MA | 021280000 | 1 HARBORSIDE DR 200S |  | BOSTON | MA | 021282909 | N | STATE | OP3 | MASSACHUSETTS PORT AUTHORITY | 6175685000 | BEnos@massport.com | BRENDA | ENOS | 6175685963 | Benos@massport.com | IAN | CAMPBELL | 6175683508 | ICampbell@massport.com | 124 | BOILER #1-KEELER MKB CHP3 |  | BOILER | KEELER | MKB | 1975-01-01 | 2011 | 132 | 1 | BOILER#1(3) - KEELER #6 OIL | NO.6 | 923 | Residual Oil (No. 6) | 0.5 | 0.1 | 2.778 | E3GAL | 423.3672 | OK | Y | 24 | 7 | 52 | 24 | 7 | 22
1191521 | CROWN SERVICE SYSTEM |  | 39 DAMRELL ST |  | BOSTON | MA | 021270000 | 39 DAMRELL STREET |  | BOSTON | MA | 021270000 | N | PRIVATE | NM50 | CROWN LINEN SERVICE, INC. | 6172695310 | jmulvey@crownuniform.com | JOE | MULVEY | 6172695310 | jmulvey@crownuniform.com | JOE | MULVEY | 6172695310 | jmulvey@crownuniform.com | 1 | BOILER #1-CLEAVER BROOKS DUAL FUEL 12.5 MMBTU/HR |  | BOILER | CLEAVER BROOKS | 600-300 | 1981-01-01 | 2009 | 12.553 | 1 | BOILER #1-CLEAVER BROOKS #6 OIL 0.5S | NO.6 | 923 | Residual Oil (No. 6) | 0.5 | 0.1 | 40 | E3GAL | 6096 | OK | N | 12 | 5 | 52 | 12 | 5 | 22
1191617 | CHELSEA SANDWICH LLC |  | 11 BROADWAY |  | CHELSEA | MA | 021500000 | 11 BROADWAY |  | CHELSEA | MA | 021500000 | N | PRIVATE | NM99 | CHELSEA SANDWICH LLC | 6176601100 | rkenny@globalp.com | RONALD | KENNY | 6176601119 | rkenny@globalp.com | TOM | KEEFE | 7818948800 | tkeefe@globalp.com | 1 | BOILER #1-WHIRLPOOL #6 OIL-0.5 PERCENT S |  | BOILER | WHIRLPOOL | UNKNOWN | 1963-01-01 | 2009 | 12 | 1 | BOILER #1-WHIRLPOOL #6 OIL-0.5 PERCENT S | NO.6 | 923 | Residual Oil (No. 6) | 0.5 | 0.1 | 165.5 | E3GAL | 25222.2 | OK | N | 12 | 7 | 52 | 12 | 7 | 22
1191617 | CHELSEA SANDWICH LLC |  | 11 BROADWAY |  | CHELSEA | MA | 021500000 | 11 BROADWAY |  | CHELSEA | MA | 021500000 | N | PRIVATE | NM99 | CHELSEA SANDWICH LLC | 6176601100 | rkenny@globalp.com | RONALD | KENNY | 6176601119 | rkenny@globalp.com | TOM | KEEFE | 7818948800 | tkeefe@globalp.com | 2 | BOILER #2- SUPERIOR #6 OIL-0.5 PERCENT S |  | BOILER | SUPERIOR | 502-2-300 | 1984-01-01 | 2009 | 9.86 | 1 | BOILER #2-SUPERIOR #6 OIL-0.5 PERCENT S | NO.6 | 923 | Residual Oil (No. 6) | 0.5 | 0.1 | 136 | E3GAL | 20726.4 | OK | N | 12 | 7 | 52 | 12 | 7 | 22
1191710 | FENWAY PARKSIDE LP |  | 91 WESTLAND AVE |  | BOSTON | MA | 021180000 | 91 WESTLAND AVENUE |  | BOSTON | MA | 021150000 | N | PRIVATE | NM25 | FENWAY PARKSIDE LIMITED PARTNERSHIP | 6172625500 | forprop@ix.netcom.com | SAMANTHA | NEWCOMBE | 6172625500 | forprop@ix.netcom.com | FENWAY PARKSIDE LLC | VICKY TINGOS | 6172625500 | forprop@ix.netcom.com | 1 | BOILER #1-WEIL MCLAIN |  | BOILER | WEIL MCLN | H1888-SF | 1983-01-01 | 2009 | 6 | 1 | BOILER WEIL MCLAIN OIL 0.5 | NO.6 | 923 | Residual Oil (No. 6) | 0.5 | 0.1 | 0 | E3GAL | 0 | OK | N | 12 | 7 | 38 | 1 | 3 | 5
1191844 | MASSACHUSETTS INSTITUTE OF TECHNOLOGY |  | 77 MASSACHUSETTS AVE |  | CAMBRIDGE | MA | 021394307 | 77 MASSACHUSETTS AVENUE |  | CAMBRIDGE | MA | 021394307 | N | PRIVATE | OP9 | MASSACHUSETTS INSTITUTE OF TECHNOLOGY | 6174522510 | zhanna@mit.edu | WILLIAM | VAN SCHALKWYK | 6172539492 | billv@mit.edu | ZHANNA | DAVIDOVITZ | 6174522510 | zhanna@mit.edu | 3 | BOILER #3-WICKES 2 DRUM TYPE R DUAL FUEL |  | BOILER | WICKES | TYPE R | 1964-01-01 | 2011 | 116.2 | 1 | BOILER #3-WICKES 2 DRUM TYPE R #6 OIL BLR423 | NO.6 | 923 | Residual Oil (No. 6) | 0.5 | 0.1 | 26.52 | E3GAL | 4041.648 | OK | N | 10 | 7 | 51 | 6 | 7 | 20
1191844 | MASSACHUSETTS INSTITUTE OF TECHNOLOGY |  | 77 MASSACHUSETTS AVE |  | CAMBRIDGE | MA | 021394307 | 77 MASSACHUSETTS AVENUE |  | CAMBRIDGE | MA | 021394307 | N | PRIVATE | OP9 | MASSACHUSETTS INSTITUTE OF TECHNOLOGY | 6174522510 | zhanna@mit.edu | WILLIAM | VAN SCHALKWYK | 6172539492 | billv@mit.edu | ZHANNA | DAVIDOVITZ | 6174522510 | zhanna@mit.edu | 4 | BOILER #4-WICKS 2 DRUM TYPE R DUAL FUEL |  | BOILER | WICKES | TYPE R | 1964-01-01 | 2011 | 116.2 | 1 | BOILER #4-WICKES 2 DRUM TYPE R #6 OIL BLR424 | NO.6 | 923 | Residual Oil (No. 6) | 0.5 | 0.1 | 12.99 | E3GAL | 1979.676 | OK | N | 11 | 7 | 50 | 6 | 7 | 19
1191844 | MASSACHUSETTS INSTITUTE OF TECHNOLOGY |  | 77 MASSACHUSETTS AVE |  | CAMBRIDGE | MA | 021394307 | 77 MASSACHUSETTS AVENUE |  | CAMBRIDGE | MA | 021394307 | N | PRIVATE | OP9 | MASSACHUSETTS INSTITUTE OF TECHNOLOGY | 6174522510 | zhanna@mit.edu | WILLIAM | VAN SCHALKWYK | 6172539492 | billv@mit.edu | ZHANNA | DAVIDOVITZ | 6174522510 | zhanna@mit.edu | 5 | BOILER #5-RILEY TYPE VP DUAL FUEL BLR-42-5 |  | BOILER | RILEY | TYPE VP | 1971-01-01 | 2011 | 145.2 | 1 | BOILER #5-RILEY TYPE VP #6 OIL BLR425 | NO.6 | 923 | Residual Oil (No. 6) | 0.5 | 0.1 | 39.09 | E3GAL | 5957.316 | OK | N | 9 | 7 | 52 | 6 | 7 | 22
1192145 | BRIDGEWATER STATE UNIVERSITY |  | 200 GREAT HILL DR |  | BRIDGEWATER | MA | 023240000 | 200 GREAT HILL DR |  | BRIDGEWATER | MA | 023250000 | Y | STATE | SM79-R | BRIDGEWATER STATE COLLEGE | 5085312751 | pdelaney@bridgew.edu | PATRICIA | DELANEY | 5085312751 | pdelaney@bridgew.edu | PATRICIA | DELANEY | 5085312751 | pdelaney@bridgew.edu | 1 | BOILER #1 - POWER PLANT |  | BOILER | ERIE CITY | V282SP4VC | 1964-03-01 | 2011 | 44 | 1 | RESIDUAL OIL | NO.6 | 923 | Residual Oil (No. 6) | 1 | 1 | 194.63 | E3GAL | 29661.612 | OK | N | 24 | 7 | 36 | 24 | 7 | 6
1192145 | BRIDGEWATER STATE UNIVERSITY |  | 200 GREAT HILL DR |  | BRIDGEWATER | MA | 023240000 | 200 GREAT HILL DR |  | BRIDGEWATER | MA | 023250000 | Y | STATE | SM79-R | BRIDGEWATER STATE COLLEGE | 5085312751 | pdelaney@bridgew.edu | PATRICIA | DELANEY | 5085312751 | pdelaney@bridgew.edu | PATRICIA | DELANEY | 5085312751 | pdelaney@bridgew.edu | 2 | BOILER #2 - POWER PLANT |  | BOILER | ERIE CITY | V282SP4VC | 1964-03-01 | 2011 | 44 | 1 | RESIDUAL OIL | NO.6 | 923 | Residual Oil (No. 6) | 1 | 1 | 194.63 | E3GAL | 29661.612 | OK | N | 24 | 7 | 36 | 24 | 7 | 6
1192145 | BRIDGEWATER STATE UNIVERSITY |  | 200 GREAT HILL DR |  | BRIDGEWATER | MA | 023240000 | 200 GREAT HILL DR |  | BRIDGEWATER | MA | 023250000 | Y | STATE | SM79-R | BRIDGEWATER STATE COLLEGE | 5085312751 | pdelaney@bridgew.edu | PATRICIA | DELANEY | 5085312751 | pdelaney@bridgew.edu | PATRICIA | DELANEY | 5085312751 | pdelaney@bridgew.edu | 3 | BOILER #3 - POWER PLANT |  | BOILER | ERIE CITY | V282P4VC | 1964-03-01 | 2011 | 44 | 1 | RESIDUAL OIL | NO.6 | 923 | Residual Oil (No. 6) | 1 | 1 | 194.63 | E3GAL | 29661.612 | OK | Y | 24 | 7 | 36 | 24 | 7 | 6
1200002 | EMS CUP LLC |  | 34 FOREST ST |  | ATTLEBORO | MA | 027030000 | 39 PERRY AVENUE |  | ATTLEBORO | MA | 027030000 | N | PRIVATE | OP3 | EMS CUP, LLC | 5083422115 | mkaravolis@emsclad.com | PAUL | DUFFY | 5083422269 | pduffy@emsclad.com | MICHAEL | KARAVOLIS | 5083422115 | mkaravolis@emsclad.com | 1 | BOILER #7 EU3 BABCOCK AND WILCOX FMD1286 |  | BOILER | BABCOCK & WILCOX | FM1286 | 1965-01-01 | 2011 | 58.3 | 1 | #6 FUEL OIL 2.2S | NO.6 | 923 | Residual Oil (No. 6) | 2.2 | 6 | 0 | E3GAL | 0 | OK | Y | 24 | 7 | 52 | 24 | 7 | 22
1200002 | EMS CUP LLC |  | 34 FOREST ST |  | ATTLEBORO | MA | 027030000 | 39 PERRY AVENUE |  | ATTLEBORO | MA | 027030000 | N | PRIVATE | OP3 | EMS CUP, LLC | 5083422115 | mkaravolis@emsclad.com | PAUL | DUFFY | 5083422269 | pduffy@emsclad.com | MICHAEL | KARAVOLIS | 5083422115 | mkaravolis@emsclad.com | 2 | BOILER #8 EU4 BABCOCK AND WILCOX FM2374 |  | BOILER | BABCOCK & WILCOX | FM 2374 | 1965-01-01 | 2011 | 56.9 | 1 | #6 FUEL OIL 2.2 S | NO.6 | 923 | Residual Oil (No. 6) | 2.2 | 6 | 20.704 | E3GAL | 3155.2896 | OK | N | 24 | 7 | 52 | 24 | 7 | 22
1200002 | EMS CUP LLC |  | 34 FOREST ST |  | ATTLEBORO | MA | 027030000 | 39 PERRY AVENUE |  | ATTLEBORO | MA | 027030000 | N | PRIVATE | OP3 | EMS CUP, LLC | 5083422115 | mkaravolis@emsclad.com | PAUL | DUFFY | 5083422269 | pduffy@emsclad.com | MICHAEL | KARAVOLIS | 5083422115 | mkaravolis@emsclad.com | 3 | BOILER #9 (EU5) BURNHAM DUAL FUEL |  | BOILER | BURNHAM | 38-600 | 1992-10-01 | 2011 | 26.9 | 1 | #6 FUEL OIL 0.5 S | NO.6 | 923 | Residual Oil (No. 6) | 0.5 |  | 0 | E3GAL | 0 | OK | Y | 24 | 7 | 52 | 24 | 7 | 22
1200002 | EMS CUP LLC |  | 34 FOREST ST |  | ATTLEBORO | MA | 027030000 | 39 PERRY AVENUE |  | ATTLEBORO | MA | 027030000 | N | PRIVATE | OP3 | EMS CUP, LLC | 5083422115 | mkaravolis@emsclad.com | PAUL | DUFFY | 5083422269 | pduffy@emsclad.com | MICHAEL | KARAVOLIS | 5083422115 | mkaravolis@emsclad.com | 4 | BOILER #10 (EU6) BURNHAM DUAL FUEL |  | BOILER | BURNHAM | 38-600 | 1992-10-01 | 2011 | 26.9 | 1 | #6 FUEL OIL, 0.5 S | NO.6 | 923 | Residual Oil (No. 6) | 0.5 |  | 0 | E3GAL | 0 | OK | N | 24 | 7 | 52 | 24 | 7 | 15
1200012 | COMPOSITE MODULES INCORPORATED |  | 1 MILL ST |  | ATTLEBORO | MA | 027032936 | 61 UNION STREET |  | ATTLEBORO | MA | 027032936 | N | PRIVATE | NM99 | COMPOSITE MODULES INC | 5082260420 | sales@cmodules.com | ROBERT | CAESAR | 5082260420 | bc@cmodules.com | MICHAEL | CADY | 5082260420 | mcady@cmodules.com | 1 | BOILER #1-INTERNATIONAL #HRT #6 OIL >1PCT S |  | BOILER | INTERNATIONAL ENGINEERS | HRT | 1985-12-01 | 2009 | 7 | 1 | BOILER #1-INTERNATIONAL ENGINEERS HRT #6 OIL-1PCT S | NO.6 | 923 | Residual Oil (No. 6) | 1 | 0.1 | 69 | E3GAL | 10515.6 | OK | N | 10 | 7 | 20 | 0 | 0 | 0
1200012 | COMPOSITE MODULES INCORPORATED |  | 1 MILL ST |  | ATTLEBORO | MA | 027032936 | 61 UNION STREET |  | ATTLEBORO | MA | 027032936 | N | PRIVATE | NM99 | COMPOSITE MODULES INC | 5082260420 | sales@cmodules.com | ROBERT | CAESAR | 5082260420 | bc@cmodules.com | MICHAEL | CADY | 5082260420 | mcady@cmodules.com | 2 | BOILER #2-INT ENGS HRT |  | BOILER | INTERNATIONAL ENGINEERING | HRT | 1960-01-01 | 2009 | 6.3 | 1 | BOILER #2-IE HRT #6 OIL-1PCT. S | NO.6 | 923 | Residual Oil (No. 6) | 1 | 0.1 | 0 | E3GAL | 0 | OK | N | 0 | 0 | 0 | 0 | 0 | 0
1200018 | DURO TEXTILES LLC |  | 110 CHACE ST |  | FALL RIVER | MA | 027240000 | 110 CHACE ST |  | FALL RIVER | MA | 027240000 | N | PRIVATE | OP3 | DURO FINISHING | 5086891603 | nejad_mansour@durolink.com | MANSOUR | NEJAD | 5086891600 | nejad_mansour@durolink.com | MANSOUR | NEJAD | 5086891600 | nejad_mansour@durolink.com | 1 | BOILER #1-JOHNSTON #522 |  | BOILER | JOHNSTON | 522 | 1949-01-01 | 2011 | 10.8 | 1 | BOILER #B1-JOHNSTON #522 - NOT USED 2004 - | NO.6 | 923 | Residual Oil (No. 6) | 1 | 0.1 | 0 | E3GAL | 0 | OK | N | 0 | 0 | 0 | 0 | 0 | 0
1200018 | DURO TEXTILES LLC |  | 110 CHACE ST |  | FALL RIVER | MA | 027240000 | 110 CHACE ST |  | FALL RIVER | MA | 027240000 | N | PRIVATE | OP3 | DURO FINISHING | 5086891603 | nejad_mansour@durolink.com | MANSOUR | NEJAD | 5086891600 | nejad_mansour@durolink.com | MANSOUR | NEJAD | 5086891600 | nejad_mansour@durolink.com | 2 | DF BOILER #2-JOHNSTON #535 DUAL FUEL |  | BOILER | JOHNSTON | 535 | 1968-01-01 | 2011 | 32.3 | 1 | BOILER #2-JOHNSTON #535 #6 OIL | NO.6 | 923 | Residual Oil (No. 6) | 1 | 0.1 | 7.75 | E3GAL | 1181.1 | OK | N | 11 | 7 | 23 | 2 | 1 | 10
1200018 | DURO TEXTILES LLC |  | 110 CHACE ST |  | FALL RIVER | MA | 027240000 | 110 CHACE ST |  | FALL RIVER | MA | 027240000 | N | PRIVATE | OP3 | DURO FINISHING | 5086891603 | nejad_mansour@durolink.com | MANSOUR | NEJAD | 5086891600 | nejad_mansour@durolink.com | MANSOUR | NEJAD | 5086891600 | nejad_mansour@durolink.com | 3 | DF BOILER #3-JOHNSTON #530 DUAL FUEL |  | BOILER | JOHNSTON | 530 | 1968-01-01 | 2011 | 21.6 | 1 | BOILER #3-JOHNSTON #530 #6 OIL-1 S | NO.6 | 923 | Residual Oil (No. 6) | 1 | 0.1 | 69.1846 | E3GAL | 10543.733 | OK | N | 10 | 3 | 44 | 10 | 3 | 11
1200018 | DURO TEXTILES LLC |  | 110 CHACE ST |  | FALL RIVER | MA | 027240000 | 110 CHACE ST |  | FALL RIVER | MA | 027240000 | N | PRIVATE | OP3 | DURO FINISHING | 5086891603 | nejad_mansour@durolink.com | MANSOUR | NEJAD | 5086891600 | nejad_mansour@durolink.com | MANSOUR | NEJAD | 5086891600 | nejad_mansour@durolink.com | 4 | BOILER #4-JOHNSTON #354 DUAL FUEL |  | BOILER | JOHNSTON | 354 | 1968-01-01 | 2011 | 25.9 | 1 | BOILER #4-JOHNSTON #354 #6 OIL-1 S | NO.6 | 923 | Residual Oil (No. 6) | 1 | 0.1 | 51.88 | E3GAL | 7906.512 | OK | N | 10 | 3 | 49 | 10 | 3 | 19
1200018 | DURO TEXTILES LLC |  | 110 CHACE ST |  | FALL RIVER | MA | 027240000 | 110 CHACE ST |  | FALL RIVER | MA | 027240000 | N | PRIVATE | OP3 | DURO FINISHING | 5086891603 | nejad_mansour@durolink.com | MANSOUR | NEJAD | 5086891600 | nejad_mansour@durolink.com | MANSOUR | NEJAD | 5086891600 | nejad_mansour@durolink.com | 20 | P2 BOILER 3--CLEAVER BROOKS CB655-150 |  | BOILER | CLEAVER BROOKS | CB 655-150 | 1961-01-01 | 2011 | 6.2 | 1 | BOILER #3-CLEAVER BROOKS CB655-150 | NO.6 | 923 | Residual Oil (No. 6) | 1 | 0.1 | 0 | E3GAL | 0 | OK | N | 0 | 0 | 0 | 0 | 0 | 0
1200018 | DURO TEXTILES LLC |  | 110 CHACE ST |  | FALL RIVER | MA | 027240000 | 110 CHACE ST |  | FALL RIVER | MA | 027240000 | N | PRIVATE | OP3 | DURO FINISHING | 5086891603 | nejad_mansour@durolink.com | MANSOUR | NEJAD | 5086891600 | nejad_mansour@durolink.com | MANSOUR | NEJAD | 5086891600 | nejad_mansour@durolink.com | 21 | P2 BOILER #4--CLEAVER BROOKS CB621-200 |  | BOILER | CLEAVER BROOKS | CB 621-200 | 1976-01-01 | 2011 | 8.3 | 1 | BOILER #4-CLEAVER BROOKS CB621-200 | NO.6 | 923 | Residual Oil (No. 6) | 1 | 0.1 | 0 | E3GAL | 0 | OK | N | 0 | 0 | 0 | 0 | 0 | 0
1200018 | DURO TEXTILES LLC |  | 110 CHACE ST |  | FALL RIVER | MA | 027240000 | 110 CHACE ST |  | FALL RIVER | MA | 027240000 | N | PRIVATE | OP3 | DURO FINISHING | 5086891603 | nejad_mansour@durolink.com | MANSOUR | NEJAD | 5086891600 | nejad_mansour@durolink.com | MANSOUR | NEJAD | 5086891600 | nejad_mansour@durolink.com | 22 | P2 BOILER #1 JOHNSTON 535-AHG |  | BOILER | JOHNSTON | 535-AHG | 1980-03-01 | 2011 | 33.2 | 1 | BOILER #1 JOHNSTON 535-AHG | NO.6 | 923 | Residual Oil (No. 6) | 1 | 0.1 | 9.076 | E3GAL | 1383.1824 | OK | N | 7 | 7 | 3 | 0 | 0 | 0
1200018 | DURO TEXTILES LLC |  | 110 CHACE ST |  | FALL RIVER | MA | 027240000 | 110 CHACE ST |  | FALL RIVER | MA | 027240000 | N | PRIVATE | OP3 | DURO FINISHING | 5086891603 | nejad_mansour@durolink.com | MANSOUR | NEJAD | 5086891600 | nejad_mansour@durolink.com | MANSOUR | NEJAD | 5086891600 | nejad_mansour@durolink.com | 23 | P2 BOILER #2--JOHNSTON 535-AHG |  | BOILER | JOHNSTON | 535-AHG | 1982-03-01 | 2011 | 33.2 | 1 | BOILER #2 JOHNSTON 535-AHG | NO.6 | 923 | Residual Oil (No. 6) | 1 | 0.1 | 8.936 | E3GAL | 1361.8464 | OK | N | 7 | 7 | 3 | 0 | 0 | 0
1200018 | DURO TEXTILES LLC |  | 110 CHACE ST |  | FALL RIVER | MA | 027240000 | 110 CHACE ST |  | FALL RIVER | MA | 027240000 | N | PRIVATE | OP3 | DURO FINISHING | 5086891603 | nejad_mansour@durolink.com | MANSOUR | NEJAD | 5086891600 | nejad_mansour@durolink.com | MANSOUR | NEJAD | 5086891600 | nejad_mansour@durolink.com | 24 | DTP BOILER #3 --JOHNSTON 250 DUAL FUEL |  | BOILER | JOHNSTON | PFTA250-4HG150S | 1995-01-01 | 2011 | 9.8 | 1 | BOILER# 3 -JOHNSTON 250 #6 OIL | NO.6 | 923 | Residual Oil (No. 6) | 1 | 0.1 | 101.588 | E3GAL | 15482.0112 | OK | N | 24 | 5 | 50 | 24 | 5 | 20
1200018 | DURO TEXTILES LLC |  | 110 CHACE ST |  | FALL RIVER | MA | 027240000 | 110 CHACE ST |  | FALL RIVER | MA | 027240000 | N | PRIVATE | OP3 | DURO FINISHING | 5086891603 | nejad_mansour@durolink.com | MANSOUR | NEJAD | 5086891600 | nejad_mansour@durolink.com | MANSOUR | NEJAD | 5086891600 | nejad_mansour@durolink.com | 25 | DTP BOILER #1 -CLEAVER BROOKS CB428-250 DUAL FUEL |  | BOILER | CLEAVER BROOKS | CB428-250 | 1966-01-01 | 2011 | 10.5 | 1 | BOILER # 1-CLEAVER BROOKS 428-250 #6 OIL | NO.6 | 923 | Residual Oil (No. 6) | 1 | 0.1 | 93.017 | E3GAL | 14175.7908 | OK | N | 24 | 5 | 50 | 24 | 5 | 20
1200018 | DURO TEXTILES LLC |  | 110 CHACE ST |  | FALL RIVER | MA | 027240000 | 110 CHACE ST |  | FALL RIVER | MA | 027240000 | N | PRIVATE | OP3 | DURO FINISHING | 5086891603 | nejad_mansour@durolink.com | MANSOUR | NEJAD | 5086891600 | nejad_mansour@durolink.com | MANSOUR | NEJAD | 5086891600 | nejad_mansour@durolink.com | 26 | DTP BOILER #2 -CLEAVER BROOKS CB428-300 DUAL FUEL |  | BOILER | CLEAVER BROOKS | CB428-300 | 1968-01-01 | 2011 | 12.6 | 2 | BOILER #2-CLEAVER BROOKS CB428-300 | NO.6 | 923 | Residual Oil (No. 6) | 1 | 0.1 | 99.033 | E3GAL | 15092.6292 | OK | N | 24 | 5 | 50 | 24 | 5 | 20
1200018 | DURO TEXTILES LLC |  | 110 CHACE ST |  | FALL RIVER | MA | 027240000 | 110 CHACE ST |  | FALL RIVER | MA | 027240000 | N | PRIVATE | OP3 | DURO FINISHING | 5086891603 | nejad_mansour@durolink.com | MANSOUR | NEJAD | 5086891600 | nejad_mansour@durolink.com | MANSOUR | NEJAD | 5086891600 | nejad_mansour@durolink.com | 27 | DTP BOILER #4-JOHNSTON PTFA 200-4 DUAL FUEL |  | BOILER | JOHNSTON | PFTA 200-4 | 1991-01-01 | 2011 | 6.7 | 1 | BOILER # 4 -JOHNSTON PTFA 200-4 #6 OIL | NO.6 | 923 | Residual Oil (No. 6) | 1 | 0.1 | 18.7709 | E3GAL | 2860.6852 | OK | N | 24 | 5 | 40 | 24 | 5 | 9
1200045 | WHEATON COLLEGE |  | 25 EAST MAIN ST |  | NORTON | MA | 027660000 | 25 EAST MAIN STREET |  | NORTON | MA | 027660000 | N | PRIVATE | SM80-R | WHEATON COLLEGE | 5082868200 | dnadeau@wheatoncollege.edu | JOHN | SULLIVAN | 5082863484 | jsulliva@Wheatoncollege.edu | DAVID | NADEAU | 5082863885 | dnadeau@wheatoncollege.edu | 1 | BOILER #1 - BOILER RM - FOSTER WHEELER |  | BOILER | FOSTER WHEELER | AG128 | 1969-09-01 | 2011 | 36.5 | 1 | #6 OIL @ 1.0 PERCENT S | NO.6 | 923 | Residual Oil (No. 6) | 1 | 1.49 | 0 | E3GAL | 0 | OK | Y | 24 | 7 | 52 | 24 | 7 | 22
1200045 | WHEATON COLLEGE |  | 25 EAST MAIN ST |  | NORTON | MA | 027660000 | 25 EAST MAIN STREET |  | NORTON | MA | 027660000 | N | PRIVATE | SM80-R | WHEATON COLLEGE | 5082868200 | dnadeau@wheatoncollege.edu | JOHN | SULLIVAN | 5082863484 | jsulliva@Wheatoncollege.edu | DAVID | NADEAU | 5082863885 | dnadeau@wheatoncollege.edu | 2 | BOILER #2 - BOILER RM - ERIE CITY |  | BOILER | ERIE CITY | VLP | 1969-01-01 | 2011 | 25 | 1 | #6 OIL-1 PERCENT S | NO.6 | 923 | Residual Oil (No. 6) | 1 | 1.49 | 0 | E3GAL | 0 | OK | Y | 24 | 7 | 52 | 24 | 7 | 22
1200045 | WHEATON COLLEGE |  | 25 EAST MAIN ST |  | NORTON | MA | 027660000 | 25 EAST MAIN STREET |  | NORTON | MA | 027660000 | N | PRIVATE | SM80-R | WHEATON COLLEGE | 5082868200 | dnadeau@wheatoncollege.edu | JOHN | SULLIVAN | 5082863484 | jsulliva@Wheatoncollege.edu | DAVID | NADEAU | 5082863885 | dnadeau@wheatoncollege.edu | 3 | BOILER #3 - BOILER RM - WICKES |  | BOILER | WICKES | TYPE A | 1959-07-01 | 2011 | 18.2 | 1 | #6 OIL-1 PERCENT S | NO.6 | 923 | Residual Oil (No. 6) | 1 | 1.49 | 0 | E3GAL | 0 | OK | Y | 24 | 7 | 52 | 24 | 7 | 22
1200054 | GENON CANAL LLC |  | 9 FREEZER RD |  | SANDWICH | MA | 025630000 | TRAINING CENTER | 9 FREEZER RD | SANDWICH | MA | 025630000 | N | UTILITY | OP14 | GENON CANAL, LLC | 7173383511 | leo.rajter@genon.com | LEO C. | RAJTER | 7173383511 | leo.rajter@genon.com | VINCENT | DEVITA | 8457868070 | vincent.devita@genon.com | 1 | BOILER #1-BABCOCK+WILCOX #6,#2, WASTE OIL |  | BOILER | BABCOCK&WILCOX | UP-38 | 1968-07-01 | 2011 | 5083 | 1 | BOILER #1-BABCOCK+WILCOX #6 OIL-1S | NO.6 | 923 | Residual Oil (No. 6) | 0.5 | 3.9 | 3336.607 | E3GAL | 508498.9068 | OK | N | 24 | 4 | 7 | 24 | 4 | 5
1200054 | GENON CANAL LLC |  | 9 FREEZER RD |  | SANDWICH | MA | 025630000 | TRAINING CENTER | 9 FREEZER RD | SANDWICH | MA | 025630000 | N | UTILITY | OP14 | GENON CANAL, LLC | 7173383511 | leo.rajter@genon.com | LEO C. | RAJTER | 7173383511 | leo.rajter@genon.com | VINCENT | DEVITA | 8457868070 | vincent.devita@genon.com | 4 | UNIT #2 BOILER #2 BABCOCK+WILCOX DUAL FUEL |  | BOILER | BABCOCK & WILCOX | RB-494 | 1976-02-01 | 2011 | 5973 | 1 | BOILER #2-BABCOCK+WILCOX #6 OIL-1S | NO.6 | 923 | Residual Oil (No. 6) | 0.49 | 0 | 966.2546 | E3GAL | 147257.201 | OK | N | 24 | 3 | 3 | 24 | 3 | 1
1200061 | DOMINION ENERGY-BRAYTON POINT LLC |  | 1 BRAYTON POINT RD |  | SOMERSET | MA | 027260000 | P.O. BOX 440 |  | SOMERSET | MA | 027260440 | N | UTILITY | OP271 | DOMINION ENERGY BRAYTON POINT LLC | 8042732929 | peter.m.balkus@dom.com | PETER | BALKUS | 508.646.5230 | peter.m.balkus@dom.com | SHEILA | MEDEIROS | 5086465260 | sheila.a.medeiros@dom.com | 1 | UNIT 1-BOILER |  | BOILER | COMBUSTION ENGINEERING | 19407-TYPE CC | 1963-08-01 | 2011 | 2250 | 2 | BOILER #1 NO. 6 FUEL OIL-HIGH SULFUR | NO.6 | 923 | Residual Oil (No. 6) | 0.97 | 0.1 | 0 | E3GAL | 0 | OK | N | 24 | 7 | 35 | 24 | 7 | 15
1200061 | DOMINION ENERGY-BRAYTON POINT LLC |  | 1 BRAYTON POINT RD |  | SOMERSET | MA | 027260000 | P.O. BOX 440 |  | SOMERSET | MA | 027260440 | N | UTILITY | OP271 | DOMINION ENERGY BRAYTON POINT LLC | 8042732929 | peter.m.balkus@dom.com | PETER | BALKUS | 508.646.5230 | peter.m.balkus@dom.com | SHEILA | MEDEIROS | 5086465260 | sheila.a.medeiros@dom.com | 1 | UNIT 1-BOILER |  | BOILER | COMBUSTION ENGINEERING | 19407-TYPE CC | 1963-08-01 | 2011 | 2250 | 3 | BOILER #1- NO. 6 FUEL OIL LOW SULFUR | NO.6 | 923 | Residual Oil (No. 6) | 0.75 | 0.1 | 0 | E3GAL | 0 | OK | N | 24 | 7 | 35 | 24 | 7 | 15
1200061 | DOMINION ENERGY-BRAYTON POINT LLC |  | 1 BRAYTON POINT RD |  | SOMERSET | MA | 027260000 | P.O. BOX 440 |  | SOMERSET | MA | 027260440 | N | UTILITY | OP271 | DOMINION ENERGY BRAYTON POINT LLC | 8042732929 | peter.m.balkus@dom.com | PETER | BALKUS | 508.646.5230 | peter.m.balkus@dom.com | SHEILA | MEDEIROS | 5086465260 | sheila.a.medeiros@dom.com | 2 | UNIT 2-BOILER |  | BOILER | ABB - COMBUSTION ENGENEERING | 19407-TYPE CC | 1964-07-01 | 2011 | 2250 | 2 | BOILER #2 NO. 6 FUEL OIL-HIGH SULFUR | NO.6 | 923 | Residual Oil (No. 6) | 0 | 0 | 0 | E3GAL | 0 | OK | N | 24 | 7 | 28 | 24 | 7 | 10
1200061 | DOMINION ENERGY-BRAYTON POINT LLC |  | 1 BRAYTON POINT RD |  | SOMERSET | MA | 027260000 | P.O. BOX 440 |  | SOMERSET | MA | 027260440 | N | UTILITY | OP271 | DOMINION ENERGY BRAYTON POINT LLC | 8042732929 | peter.m.balkus@dom.com | PETER | BALKUS | 508.646.5230 | peter.m.balkus@dom.com | SHEILA | MEDEIROS | 5086465260 | sheila.a.medeiros@dom.com | 2 | UNIT 2-BOILER |  | BOILER | ABB - COMBUSTION ENGENEERING | 19407-TYPE CC | 1964-07-01 | 2011 | 2250 | 3 | BOILER #2 NO. 6 FUEL OIL-LOW SULFUR | NO.6 | 923 | Residual Oil (No. 6) | 0 | 0 | 0 | E3GAL | 0 | OK | N | 24 | 7 | 28 | 24 | 7 | 10
1200061 | DOMINION ENERGY-BRAYTON POINT LLC |  | 1 BRAYTON POINT RD |  | SOMERSET | MA | 027260000 | P.O. BOX 440 |  | SOMERSET | MA | 027260440 | N | UTILITY | OP271 | DOMINION ENERGY BRAYTON POINT LLC | 8042732929 | peter.m.balkus@dom.com | PETER | BALKUS | 508.646.5230 | peter.m.balkus@dom.com | SHEILA | MEDEIROS | 5086465260 | sheila.a.medeiros@dom.com | 3 | UNIT NO 3-BOILER |  | BOILER | BABCOCK & WILCOX | UP-52 | 1969-07-29 | 2011 | 5655 | 2 | BOILER #3 - NO. 6 FUEL OIL - HIGH SULFUR | NO.6 | 923 | Residual Oil (No. 6) | 0 | 0 | 0 | E3GAL | 0 | OK | N | 24 | 7 | 25 | 24 | 7 | 9
1200061 | DOMINION ENERGY-BRAYTON POINT LLC |  | 1 BRAYTON POINT RD |  | SOMERSET | MA | 027260000 | P.O. BOX 440 |  | SOMERSET | MA | 027260440 | N | UTILITY | OP271 | DOMINION ENERGY BRAYTON POINT LLC | 8042732929 | peter.m.balkus@dom.com | PETER | BALKUS | 508.646.5230 | peter.m.balkus@dom.com | SHEILA | MEDEIROS | 5086465260 | sheila.a.medeiros@dom.com | 3 | UNIT NO 3-BOILER |  | BOILER | BABCOCK & WILCOX | UP-52 | 1969-07-29 | 2011 | 5655 | 5 | BOILER #3 NO. 6 FUEL OIL - LOW SULFUR | NO.6 | 923 | Residual Oil (No. 6) | 0 | 0 | 0 | E3GAL | 0 | OK | N | 24 | 7 | 25 | 24 | 7 | 9
1200061 | DOMINION ENERGY-BRAYTON POINT LLC |  | 1 BRAYTON POINT RD |  | SOMERSET | MA | 027260000 | P.O. BOX 440 |  | SOMERSET | MA | 027260440 | N | UTILITY | OP271 | DOMINION ENERGY BRAYTON POINT LLC | 8042732929 | peter.m.balkus@dom.com | PETER | BALKUS | 508.646.5230 | peter.m.balkus@dom.com | SHEILA | MEDEIROS | 5086465260 | sheila.a.medeiros@dom.com | 4 | UNIT #4 BOILER |  | BOILER | RILEY STOKER | 1SR | 1974-12-19 | 2011 | 4800 | 1 | BOILER #4 NO. 6 FUEL OIL LOW SULFUR | NO.6 | 923 | Residual Oil (No. 6) | 0.75 | 0.1 | 744 | E3GAL | 113385.6 | OK | N | 24 | 7 | 3 | 24 | 7 | 1
1200061 | DOMINION ENERGY-BRAYTON POINT LLC |  | 1 BRAYTON POINT RD |  | SOMERSET | MA | 027260000 | P.O. BOX 440 |  | SOMERSET | MA | 027260440 | N | UTILITY | OP271 | DOMINION ENERGY BRAYTON POINT LLC | 8042732929 | peter.m.balkus@dom.com | PETER | BALKUS | 508.646.5230 | peter.m.balkus@dom.com | SHEILA | MEDEIROS | 5086465260 | sheila.a.medeiros@dom.com | 4 | UNIT #4 BOILER |  | BOILER | RILEY STOKER | 1SR | 1974-12-19 | 2011 | 4800 | 2 | BOILER #4- NO 6 FUEL OIL- HIGH SULFUR | NO.6 | 923 | Residual Oil (No. 6) | 0.97 | 0.1 | 0 | E3GAL | 0 | OK | N | 24 | 7 | 3 | 24 | 7 | 1
1200063 | JEFFERSON DEVELOPMENT PARTNERS LLC |  | 437 WHITTENTON ST |  | TAUNTON | MA | 027800551 | PO BOX 551 |  | TAUNTON | MA | 027800551 | N | PRIVATE | SM50 | JEFFERSON DEVELOPMENT PARTNERS, LLC | 978 8807631 |  | ARMEN | VERISSIMO | 508 8803041 | Jefferson17@VERIZON.NET | ARMEN | VERISSIMO | 508 8803041 | Jefferson17@VERIZON.NET | 1 | BOILER #1-KEWANEE HM 893 DUAL FUEL |  | BOILER | KEWANEE HM 893 | 18.100250/790263 | 1979-01-01 | 2006 | 27 | 1 | BOILER #1-KEWANEE HM893 #4-1%S | NO.6 | 923 | Residual Oil (No. 6) | 1 | 1 | 0 | E3GAL | 0 | OK | N | 10 | 6 | 50 | 0 | 0 | 0
1200063 | JEFFERSON DEVELOPMENT PARTNERS LLC |  | 437 WHITTENTON ST |  | TAUNTON | MA | 027800551 | PO BOX 551 |  | TAUNTON | MA | 027800551 | N | PRIVATE | SM50 | JEFFERSON DEVELOPMENT PARTNERS, LLC | 978 8807631 |  | ARMEN | VERISSIMO | 508 8803041 | Jefferson17@VERIZON.NET | ARMEN | VERISSIMO | 508 8803041 | Jefferson17@VERIZON.NET | 2 | BOILER #2-KEWANEE HM893 DUAL FUEL |  | BOILER | KEWANEE HM893 | HM893 | 1979-01-01 | 2006 | 27 | 1 | BOILER #2-KEWANEE HM893 #4OIL-1%S | NO.6 | 923 | Residual Oil (No. 6) | 1 | 1 | 0 | E3GAL | 0 | OK | N | 10 | 6 | 50 | 0 | 0 | 0
1200063 | JEFFERSON DEVELOPMENT PARTNERS LLC |  | 437 WHITTENTON ST |  | TAUNTON | MA | 027800551 | PO BOX 551 |  | TAUNTON | MA | 027800551 | N | PRIVATE | SM50 | JEFFERSON DEVELOPMENT PARTNERS, LLC | 978 8807631 |  | ARMEN | VERISSIMO | 508 8803041 | Jefferson17@VERIZON.NET | ARMEN | VERISSIMO | 508 8803041 | Jefferson17@VERIZON.NET | 4 | BOILER #4-KEWANEE HM893 DUAL FUEL |  | BOILER | KEWANEE | HM893 | 1979-01-01 | 2006 | 27 | 1 | BOILER #4-KEWANEE HM893 #4OIL-1%S | NO.6 | 923 | Residual Oil (No. 6) | 1 | 1 | 100 | E3GAL | 15240 | OK | N | 12 | 7 | 30 | 12 | 7 | 22
1200064 | HARODITE INDUSTRIES INC |  | 66 SOUTH ST |  | TAUNTON | MA | 027800000 | 66 SOUTH STREET |  | TAUNTON | MA | 027800000 | N | PRIVATE | SM80-R | HARODITE INDUSTRIES INC | 5088246961 | aalbert@harodite.com | OZZIE | MEDEIROS | 5088246961 | omedeiros@harodite.com | OZZIE | MEDEIROS | 5088246961X256 | OMEDEIROS@HARODITE.COM | 1 | BOILER #1-UNION IRON WORKS #MA DUAL FUEL |  | BOILER | UNION IRON WORKS | ABT-SA | 1968-11-01 | 2011 | 59 | 1 | BOILER #1-UNION IRON WORKS #MA #6 OIL-2.2 | NO.6 | 923 | Residual Oil (No. 6) | 2.2 | 0.8 | 0 | E3GAL | 0 | OK | N | 10 | 4 | 47 | 10 | 4 | 16
1200067 | TAUNTON MUNICIPAL LIGHT PLANT | CLEARY FLOOD STATION | 1314 SOMERSET AVE |  | TAUNTON | MA | 027800000 | PO BOX 870 | 55 WEIR ST | TAUNTON | MA | 027800870 | Y | UTILITY | OP5.5 | TAUNTON MUNICIPAL LIGHTING PLANT | 5088245844 | richardvelez@tmlp.com | RICHARD | VELEZ | 5088243120 | richardvelez@tmlp.com | RICHARD | VELEZ | 5088243120 | richardvelez@tmlp.com | 1 | BOILER 9AUX-CLEAVER BROOKS WT600-BR2 |  | BOILER | CLEAVER BROOKS | WT600X-62 | 1976-01-01 | 2011 | 38.3 | 1 | BOILER 9AUX- CL BROOKS WT600X-62 #6 OIL | NO.6 | 923 | Residual Oil (No. 6) | 0.95 | 0 | 63.644 | E3GAL | 9699.3456 | OK | N | 24 | 5 | 15 | 7 | 5 | 4
1200067 | TAUNTON MUNICIPAL LIGHT PLANT | CLEARY FLOOD STATION | 1314 SOMERSET AVE |  | TAUNTON | MA | 027800000 | PO BOX 870 | 55 WEIR ST | TAUNTON | MA | 027800870 | Y | UTILITY | OP5.5 | TAUNTON MUNICIPAL LIGHTING PLANT | 5088245844 | richardvelez@tmlp.com | RICHARD | VELEZ | 5088243120 | richardvelez@tmlp.com | RICHARD | VELEZ | 5088243120 | richardvelez@tmlp.com | 3 | BOILER 9-RILEY STOKER |  | BOILER | RILEY STOKER | ISR-22 | 1975-01-01 | 2011 | 1034 | 2 | BOILER 9 - RILEY STOKER | NO.6 | 923 | Residual Oil (No. 6) | 0.95 | 0.048 | 59.861 | E3GAL | 9122.8164 | OK | N | 11 | 4 | 19 | 11 | 4 | 9
1200067 | TAUNTON MUNICIPAL LIGHT PLANT | CLEARY FLOOD STATION | 1314 SOMERSET AVE |  | TAUNTON | MA | 027800000 | PO BOX 870 | 55 WEIR ST | TAUNTON | MA | 027800870 | Y | UTILITY | OP5.5 | TAUNTON MUNICIPAL LIGHTING PLANT | 5088245844 | richardvelez@tmlp.com | RICHARD | VELEZ | 5088243120 | richardvelez@tmlp.com | RICHARD | VELEZ | 5088243120 | richardvelez@tmlp.com | 5 | BOILER 8 - COMBUSTION ENGINEERING VU60 DUAL FUEL |  | BOILER | COMBUSTION ENGINEERING | VU-60 | 1966-06-01 | 2011 | 398 | 1 | BOILER 8 - COMBUSTION ENGRNG VU60 | NO.6 | 923 | Residual Oil (No. 6) | 0.95 | 0.5 | 255.777 | E3GAL | 38980.4148 | OK | N | 10 | 2 | 10 | 10 | 2 | 5
1200075 | ISP FREETOWN FINE CHEMICALS |  | 238 SOUTH MAIN ST |  | FREETOWN | MA | 027170000 | 238 S MAIN STREET |  | ASSONET | MA | 027020000 | N | PRIVATE | SM80-7 | ISP FREETOWN FINE CHEMICALS INC | 5082357132 | wgonzalez@ispcorp.com | WANDA | GONZALEZ | 5082357101 | wgonzalez@ispcorp.com | ERIC | MORIN | 5082357131 | emorin@ispcorp.com | 1 | BOILER #1-KEYSTONE-ZURN M4-32 #6+#2 OIL |  | BOILER | KEYSTONE-ZURN | M4-32 | 1978-10-01 | 2010 | 28.805 | 1 | BOILER #1-KEYSTONE ZURN M4-32 #6 OIL-1 PERC | NO.6 | 923 | Residual Oil (No. 6) | 1 | 0.1 | 835.041 | E3GAL | 127260.2484 | OK | N | 24 | 7 | 52 | 12 | 7 | 21
1200075 | ISP FREETOWN FINE CHEMICALS |  | 238 SOUTH MAIN ST |  | FREETOWN | MA | 027170000 | 238 S MAIN STREET |  | ASSONET | MA | 027020000 | N | PRIVATE | SM80-7 | ISP FREETOWN FINE CHEMICALS INC | 5082357132 | wgonzalez@ispcorp.com | WANDA | GONZALEZ | 5082357101 | wgonzalez@ispcorp.com | ERIC | MORIN | 5082357131 | emorin@ispcorp.com | 2 | BOILER #2-STONE JOHNSTON PFTA-350 #6+#2 OIL |  | BOILER | STONE-JOHNSON | N/A | 1986-08-01 | 2010 | 13.729 | 1 | BOILER #2-JOHNSTON PFTA-350-4H200 #6 OIL-1 PERC | NO.6 | 923 | Residual Oil (No. 6) | 1 | 0.1 | 8.859 | E3GAL | 1350.1116 | OK | N | 24 | 7 | 52 | 24 | 7 | 22
1200086 | STURDY MEMORIAL HOSP |  | 211 PARK ST |  | ATTLEBORO | MA | 027030963 | 211 PARK ST |  | ATTLEBORO | MA | 027030963 | N | PRIVATE | SM25 | STURDY MEMORIAL HOSPITAL | 5082225200 | dboyer@sturdymemorial.org | DANN | BOYER | 5082225200 | dboyer@sturdymemorial.org | DANN | BOYER | 5082225200 | dboyer@sturdymemorial.org | 3 | BOILER #3-JOHNSTON PFTA400 16.392 MMBTU DUAL FUEL |  | BOILER | JOHNSON | PFTA400 | 1995-02-01 | 2011 | 16 | 1 | NO. 6 FUEL OIL | NO.6 | 923 | Residual Oil (No. 6) | 0.5 | 0.1 | 0 | E3GAL | 0 | OK | Y | 24 | 7 | 52 | 24 | 7 | 22
1200091 | UMASS DARTMOUTH |  | 285 OLD WESTPORT RD |  | DARTMOUTH | MA | 027140000 | 285 OLD WESTPORT RD |  | DARTMOUTH | MA | 027470000 | Y | STATE | OP6 | UMASS DARTMOUTH | 5089998053 | sfilardi@umassd.edu | SALVATORE G. | FILARDI | 5089998053 | sfilardi@umassd.edu | SALVATORE | FILARDI | 5089998053 | sfilardi@umassd.edu | 1 | BOILER #1-CLEAVER BROOKS CR428-200 DUAL FUEL |  | BOILER | CLEAVER BROOKS | CR428-200 | 1965-11-29 | 2011 | 8.366 | 1 | BOILER #1-C BROOKS CR428-200 #6 OIL-1 S EU1 | NO.6 | 923 | Residual Oil (No. 6) | 1 | 0.1 | 0 | E3GAL | 0 | OK | N | 24 | 7 | 52 | 24 | 7 | 22
1200091 | UMASS DARTMOUTH |  | 285 OLD WESTPORT RD |  | DARTMOUTH | MA | 027140000 | 285 OLD WESTPORT RD |  | DARTMOUTH | MA | 027470000 | Y | STATE | OP6 | UMASS DARTMOUTH | 5089998053 | sfilardi@umassd.edu | SALVATORE G. | FILARDI | 5089998053 | sfilardi@umassd.edu | SALVATORE | FILARDI | 5089998053 | sfilardi@umassd.edu | 2 | BOILER #2-BIGELOW #KS21 DUAL FUEL |  | BOILER | BIGELOW | KS-21 | 1965-11-29 | 2011 | 36.25 | 1 | BOILER #2-BIGELOW #KS-21 #6 OIL-1 S EU2 | NO.6 | 923 | Residual Oil (No. 6) | 1 | 1 | 0 | E3GAL | 0 | OK | N | 24 | 7 | 52 | 24 | 7 | 22
1200091 | UMASS DARTMOUTH |  | 285 OLD WESTPORT RD |  | DARTMOUTH | MA | 027140000 | 285 OLD WESTPORT RD |  | DARTMOUTH | MA | 027470000 | Y | STATE | OP6 | UMASS DARTMOUTH | 5089998053 | sfilardi@umassd.edu | SALVATORE G. | FILARDI | 5089998053 | sfilardi@umassd.edu | SALVATORE | FILARDI | 5089998053 | sfilardi@umassd.edu | 3 | BOILER #3-BIGELOW #KS-Z1 DUAL FUEL |  | BOILER | BIGELOW | KS-21 | 1965-11-01 | 2011 | 36.25 | 1 | BOILER #3-BIGELOW #KS-21 #6 OIL-1 S EU3 | NO.6 | 923 | Residual Oil (No. 6) | 1 | 0.1 | 0 | E3GAL | 0 | OK | N | 24 | 7 | 48 | 24 | 7 | 18
1200101 | PRECIX | ACUSHNET RUBBER CO | 744 BELLEVILLE AVE |  | NEW BEDFORD | MA | 027456010 | 744 BELLEVILLE AVE |  | NEW BEDFORD | MA | 027456010 | N | PRIVATE | SM50 | PRECIX | 5089984014 | dslutz@precixinc.com | DAVE | SLUTZ | 5089984014 | dslutz@precixinc.com | KEITH | GOETTLICH | 5089984167 | kgoettlich@precixinc.com | 2 | BOILER # 2-BABCOCK+WILCOX NB-18548 |  | BOILER | BABCOOK & WILCOX | NB-18548 | 1956-04-01 | 2011 | 24 | 2 | #6 FUEL OIL | NO.6 | 923 | Residual Oil (No. 6) | 1 |  | 0 | E3GAL | 0 | OK | Y | 24 | 7 | 52 | 24 | 7 | 20
1200102 | DURFEE UNION MILLS |  | 405 PLEASANT ST |  | FALL RIVER | MA | 027220000 | PO BOX 1510 |  | FALL RIVER | MA | 027220000 | N | PRIVATE | SM25 | DURFEE UNION MILLS | 5086742200 | durfeeunionmills@yahoo.com | EDMOND | LEVESQUE | 5086742200 | Radiocove@aol.com | EDMOND | LEVESQUE | 5086742200 | Radiocove@aol.com | 1 | BOILER #1-CLEAVER BROOKS 655-700 DUAL FUEL |  | BOILER | CLEAVER - BROOKS | CB 655-700 | 1969-08-01 | 2009 | 29 | 1 | #6 OIL-1.OS | NO.6 | 923 | Residual Oil (No. 6) | 1 | 0.1 | 48 | E3GAL | 7315.2 | OK | N | 12 | 7 | 20 | 12 | 7 | 22
1200102 | DURFEE UNION MILLS |  | 405 PLEASANT ST |  | FALL RIVER | MA | 027220000 | PO BOX 1510 |  | FALL RIVER | MA | 027220000 | N | PRIVATE | SM25 | DURFEE UNION MILLS | 5086742200 | durfeeunionmills@yahoo.com | EDMOND | LEVESQUE | 5086742200 | Radiocove@aol.com | EDMOND | LEVESQUE | 5086742200 | Radiocove@aol.com | 2 | BOILER #2-CLEAVER BROOKS 655-700 DUAL FUEL |  | BOILER | CLEAVER - BROOKS | CB 655-700 | 1969-08-01 | 2009 | 29 | 1 | BOILER #2-CLEAVER BROOKS 655-700 #6 OIL-1S | NO.6 | 923 | Residual Oil (No. 6) | 1 | 0.1 | 48 | E3GAL | 7315.2 | OK | N | 12 | 7 | 20 | 12 | 7 | 22
1200110 | ELLIS FAMILY LLC |  | 113 GRIFFIN ST |  | FALL RIVER | MA | 027240000 | PO BOX 6127 | 278 COURT ST | PLYMOUTH | MA | 023620000 | N | PRIVATE | NM99 | A L ELLIS INC | 5087461941X10 | mellis@elliscurtain.com | MICHAEL | ELLIS | 5086724799 | mellis@elliscurtain.com | MICHAEL | ELLIS | 5086724799X18 | mellis@elliscurtain.com | 1 | BOILER #1-BIGELOW HRT |  | BOILER | BIGELOW | H. R.T. | 1959-01-01 | 2009 | 11 | 1 | BOILER #1-BIGELOW HRT #6 OIL | NO.6 | 923 | Residual Oil (No. 6) | 1 | 0.1 | 27 | E3GAL | 4114.8 | OK | N | 24 | 7 | 26 | 8 | 6 | 18
1200111 | MANUFACTURERS REALTY |  | 18 POCASSET ST |  | FALL RIVER | MA | 027210000 | PO BOX 204 | 18 POCASSET ST | FALL RIVER | MA | 027210000 | N | PRIVATE | SM25 | MANUFACTURERS REALTY | 7745260317 | ap@mfgrealty.com | ALBERTO | PAIVA | 7745260317 | ap@mfgrealty.com | ALBERTO | PAIVA | 7745260317 | ap@mfgrealty.com | 1 | BOILER #1-SUPERIOR DUAL FUEL |  | BOILER | SUPERIOR | N4AA6400D | 1974-04-01 | 2011 | 17 | 1 | 2 | NO.6 | 923 | Residual Oil (No. 6) | 1 | 0.1 | 0 | E3GAL | 0 | OK | N | 8 | 5 | 25 | 0 | 0 | 0
1200111 | MANUFACTURERS REALTY |  | 18 POCASSET ST |  | FALL RIVER | MA | 027210000 | PO BOX 204 | 18 POCASSET ST | FALL RIVER | MA | 027210000 | N | PRIVATE | SM25 | MANUFACTURERS REALTY | 7745260317 | ap@mfgrealty.com | ALBERTO | PAIVA | 7745260317 | ap@mfgrealty.com | ALBERTO | PAIVA | 7745260317 | ap@mfgrealty.com | 2 | BOILER #2-SUPERIOR DUAL FUEL STANDBY UNIT |  | BOILER | SUPERIOR | N4AA6400D | 1974-04-01 | 2011 | 17 | 1 | 2 | NO.6 | 923 | Residual Oil (No. 6) | 1 | 0.1 | 0 | E3GAL | 0 | OK | N | 3 | 5 | 24 | 0 | 0 | 0
1200111 | MANUFACTURERS REALTY |  | 18 POCASSET ST |  | FALL RIVER | MA | 027210000 | PO BOX 204 | 18 POCASSET ST | FALL RIVER | MA | 027210000 | N | PRIVATE | SM25 | MANUFACTURERS REALTY | 7745260317 | ap@mfgrealty.com | ALBERTO | PAIVA | 7745260317 | ap@mfgrealty.com | ALBERTO | PAIVA | 7745260317 | ap@mfgrealty.com | 3 | BOILER #3-CYCLOTHERM C5200C DUAL FUEL -DOWN 04- |  | BOILER | CYCLOTHERM | C5-200-C-6N23 | 1985-04-01 | 2011 | 6654 | 1 | BOILER 3-CYCLOTHERM C5200C SHUT DOWN | NO.6 | 923 | Residual Oil (No. 6) | 1 | 0.1 | 0 | E3GAL | 0 | OK | N | 0 | 0 | 0 | 0 | 0 | 0
1200117 | ST ANNES HOSPITAL |  | 795 MIDDLE ST |  | FALL RIVER | MA | 027210000 | 795 MIDDLE ST |  | FALL RIVER | MA | 027210000 | N | PRIVATE | SM80-R | STEWARD HEALTHCARE | 6174194719 | BARRY.DULONG@STEWARD.ORG | BARRY | DULONG | 5086745741 | BARRY.DULONG@STEWARD.ORG | BARRY | DULONG | 5082355004 | BARRY.DULONG@STEWARD.ORG | 1 | BOILER #1-KEWANEE 03183 #6 OIL DOWN 1999 |  | BOILER | KEWANEE | 03183 | 1954-01-01 | 2011 | 14.7 | 1 | BOILER #1-KEWANEE #6 OIL | NO.6 | 923 | Residual Oil (No. 6) | 1 | 0.1 | 0 | E3GAL | 0 | OK | N | 0 | 0 | 0 | 0 | 0 | 0
1200117 | ST ANNES HOSPITAL |  | 795 MIDDLE ST |  | FALL RIVER | MA | 027210000 | 795 MIDDLE ST |  | FALL RIVER | MA | 027210000 | N | PRIVATE | SM80-R | STEWARD HEALTHCARE | 6174194719 | BARRY.DULONG@STEWARD.ORG | BARRY | DULONG | 5086745741 | BARRY.DULONG@STEWARD.ORG | BARRY | DULONG | 5082355004 | BARRY.DULONG@STEWARD.ORG | 2 | BOILER #2-CLEAVER BROOKS CB400-300-150 DUAL FUEL |  | BOILER | CLEAVER BROOKS | CB 400-300-150 | 1985-01-01 | 2011 | 12.6 | 1 | BOILER #2-CLEAVER BROOKS 600-300 #6 OIL | NO.6 | 923 | Residual Oil (No. 6) | 1 | 0.1 | 32.794 | E3GAL | 4997.8056 | OK | N | 24 | 7 | 45 | 24 | 7 | 21
1200117 | ST ANNES HOSPITAL |  | 795 MIDDLE ST |  | FALL RIVER | MA | 027210000 | 795 MIDDLE ST |  | FALL RIVER | MA | 027210000 | N | PRIVATE | SM80-R | STEWARD HEALTHCARE | 6174194719 | BARRY.DULONG@STEWARD.ORG | BARRY | DULONG | 5086745741 | BARRY.DULONG@STEWARD.ORG | BARRY | DULONG | 5082355004 | BARRY.DULONG@STEWARD.ORG | 3 | BOILER #3-CLEAVER BROOKS CB 400-300-150 DUAL FUEL |  | BOILER | CLEAVER BROOKS | CB 400-300-150 | 1964-01-01 | 2011 | 16.8 | 1 | BOILER #3-CLEAVER BROOKS 655-400 #6 OIL | NO.6 | 923 | Residual Oil (No. 6) | 1 | 0.1 | 19.675 | E3GAL | 2998.47 | OK | N | 24 | 7 | 28 | 24 | 7 | 4
1200123 | CHARLTON MEMORIAL HOSPITAL |  | 363 HIGHLAND AVE |  | FALL RIVER | MA | 027200000 | 363 HIGHLAND AVENUE |  | FALL RIVER | MA | 027200000 | N | PRIVATE | SM80-R | CHARLTON MEMORIAL HOSPITAL | 5089615140 | leblanccg@southcoast.org | CHRISTOPHER | LEBLANC | 5089615140 | leblanccg@southcoast.org | CHRISTOPHER | LEBLANC | 5089615140 | leblanccg@southcoast.org | 1 | BOILER #1 - BIGELOW ST-261-PF DUAL FUEL |  | BOILER | BIGELOW | ST-261-PF | 1970-01-01 | 2011 | 18 | 1 | #6 OIL | NO.6 | 923 | Residual Oil (No. 6) | 1 | 1.49 | 0 | E3GAL | 0 | OK | Y | 10 | 7 | 52 | 10 | 7 | 22
1200123 | CHARLTON MEMORIAL HOSPITAL |  | 363 HIGHLAND AVE |  | FALL RIVER | MA | 027200000 | 363 HIGHLAND AVENUE |  | FALL RIVER | MA | 027200000 | N | PRIVATE | SM80-R | CHARLTON MEMORIAL HOSPITAL | 5089615140 | leblanccg@southcoast.org | CHRISTOPHER | LEBLANC | 5089615140 | leblanccg@southcoast.org | CHRISTOPHER | LEBLANC | 5089615140 | leblanccg@southcoast.org | 2 | BOILER #2 - BIGELOW ST-261-PF DUAL FUEL |  | BOILER | BIGELOW | ST-261-PF | 1970-01-01 | 2011 | 18 | 1 | #6 OIL | NO.6 | 923 | Residual Oil (No. 6) | 1 | 1.49 | 0 | E3GAL | 0 | OK | Y | 10 | 7 | 52 | 10 | 7 | 22
1200123 | CHARLTON MEMORIAL HOSPITAL |  | 363 HIGHLAND AVE |  | FALL RIVER | MA | 027200000 | 363 HIGHLAND AVENUE |  | FALL RIVER | MA | 027200000 | N | PRIVATE | SM80-R | CHARLTON MEMORIAL HOSPITAL | 5089615140 | leblanccg@southcoast.org | CHRISTOPHER | LEBLANC | 5089615140 | leblanccg@southcoast.org | CHRISTOPHER | LEBLANC | 5089615140 | leblanccg@southcoast.org | 3 | BOILER #3 - BIGELOW ST-261-PF DUAL FUEL |  | BOILER | BIGELOW | ST-261-PF | 1970-01-01 | 2011 | 18 | 1 | #6 OIL | NO.6 | 923 | Residual Oil (No. 6) | 1 | 1.49 | 0 | E3GAL | 0 | OK | Y | 10 | 7 | 52 | 10 | 7 | 22
1200125 | INVENSYS SYSTEMS |  | 38 NEPONSET AVE |  | FOXBOROUGH | MA | 020350000 | 38 NEPONSET AVENUE N31-1M |  | FOXBOROUGH | MA | 020350000 | N | PRIVATE | SM80-R | INVENSYS SYSTEMS INC | 5085493620 | Not@applicable.org | JOSEPH | CONLON | 5085493893 | joseph.conlon@invensys.com | DAVID | MCMILLAN | 5085493141 | david.mcmillan@invensys.com | 1 | BOILER #B2-BABCOCK+WILCOX #EMD1382 DUAL FUEL |  | BOILER | BABCOCK & WILCOX | EMD1382 | 1966-01-01 | 2011 | 35 | 1 | BOILER #B2-BABCOCK+WILCOX #EMD1382 #6 OIL | NO.6 | 923 | Residual Oil (No. 6) | 1 | 0.1 | 0 | E3GAL | 0 | OK | N | 24 | 7 | 30 | 0 | 0 | 0
1200125 | INVENSYS SYSTEMS |  | 38 NEPONSET AVE |  | FOXBOROUGH | MA | 020350000 | 38 NEPONSET AVENUE N31-1M |  | FOXBOROUGH | MA | 020350000 | N | PRIVATE | SM80-R | INVENSYS SYSTEMS INC | 5085493620 | Not@applicable.org | JOSEPH | CONLON | 5085493893 | joseph.conlon@invensys.com | DAVID | MCMILLAN | 5085493141 | david.mcmillan@invensys.com | 2 | BOILER #B1-BABCOCK+WILCOX #FM2436 DUAL FUEL |  | BOILER | BABCOCK & WILCOX | FM2436 | 1974-09-01 | 2011 | 41 | 1 | BOILER #B1-BABCOCK+WILCOX #FM2436 #6 OIL | NO.6 | 923 | Residual Oil (No. 6) | 1 | 0.1 | 0 | E3GAL | 0 | OK | N | 9 | 7 | 22 | 9 | 5 | 21
1200125 | INVENSYS SYSTEMS |  | 38 NEPONSET AVE |  | FOXBOROUGH | MA | 020350000 | 38 NEPONSET AVENUE N31-1M |  | FOXBOROUGH | MA | 020350000 | N | PRIVATE | SM80-R | INVENSYS SYSTEMS INC | 5085493620 | Not@applicable.org | JOSEPH | CONLON | 5085493893 | joseph.conlon@invensys.com | DAVID | MCMILLAN | 5085493141 | david.mcmillan@invensys.com | 3 | BOILER #4 CLEAVER BROOKS CB428-300 DUAL FUEL |  | BOILER | CLEAVER BROOKS | CB-428-300 | 1965-08-01 | 2011 | 12.5 | 1 | BOILER #3-CLEAVER BROOKS CB428-300 #6 OIL | NO.6 | 923 | Residual Oil (No. 6) | 1 | 0.1 | 0 | E3GAL | 0 | OK | N | 24 | 7 | 24 | 0 | 0 | 0
1200125 | INVENSYS SYSTEMS |  | 38 NEPONSET AVE |  | FOXBOROUGH | MA | 020350000 | 38 NEPONSET AVENUE N31-1M |  | FOXBOROUGH | MA | 020350000 | N | PRIVATE | SM80-R | INVENSYS SYSTEMS INC | 5085493620 | Not@applicable.org | JOSEPH | CONLON | 5085493893 | joseph.conlon@invensys.com | DAVID | MCMILLAN | 5085493141 | david.mcmillan@invensys.com | 4 | BOILER #5-CLEAVER BROOKS CB428-300 DUAL FUEL |  | BOILER | CLEAVER BROOKS | CB-428-300 | 1965-08-01 | 2011 | 12.5 | 1 | BOILER #4-CLEAVER BROOKS CB428-300 #6 OIL | NO.6 | 923 | Residual Oil (No. 6) | 1 | 0.1 | 0 | E3GAL | 0 | OK | N | 24 | 7 | 24 | 8 | 7 | 3
1200127 | CLARK CUTLER MCDERMO |  | 5 FISHER ST |  | FRANKLIN | MA | 020380000 | PO BOX 269 |  | FRANKLIN | MA | 020380000 | N | PRIVATE | SM80-7 | CLARK CUTLER MCDERMOTT | 5085281200 | email@ccmcd.com | JOE | BUCCHANIO | 5085281200 | jbucchanio@ccmcd.com | JOE | BUCCHANIO | 5085281200 | jbucchanio@ccmcd.com | 1 | BOILER #1-CLEAVER BROOKS CB439-400 DUAL FUEL |  | BOILER | CLEAVER BROOKS | CB-400 | 1970-09-01 | 2009 | 16 | 1 | BOILER #1- #6 OIL-0.5 PERCENT S | NO.6 | 923 | Residual Oil (No. 6) | 0.5 | 1 | 34.1127 | E3GAL | 5198.7755 | OK | Y | 24 | 7 | 52 | 24 | 7 | 22
1200127 | CLARK CUTLER MCDERMO |  | 5 FISHER ST |  | FRANKLIN | MA | 020380000 | PO BOX 269 |  | FRANKLIN | MA | 020380000 | N | PRIVATE | SM80-7 | CLARK CUTLER MCDERMOTT | 5085281200 | email@ccmcd.com | JOE | BUCCHANIO | 5085281200 | jbucchanio@ccmcd.com | JOE | BUCCHANIO | 5085281200 | jbucchanio@ccmcd.com | 2 | BOILER #2-CLEAVER-BROOKS CB400-400 DUAL FUEL |  | BOILER | CLEAVER BROOKS | CB-400 | 1993-03-01 | 2009 | 35 | 1 | BOILER #2-CLEAVER BROOKS CB400-400 | NO.6 | 923 | Residual Oil (No. 6) | 0.5 | 1 | 3.7903 | E3GAL | 577.6417 | OK | Y | 24 | 7 | 52 | 24 | 7 | 22
1200134 | ARCHER RUBBER LLC |  | 213 CENTRAL ST |  | MILFORD | MA | 017570000 | 213 CENTRAL ST |  | MILFORD | MA | 017570000 | N | PRIVATE | SM80-7 | URETEK/ARCHER AQUISITION CORPORATION | 2034680342 | MarkF@archerrubber.com | MARK | FRANCO | 5084731870 | MarkF@archerrubber.com | MARK | FRANCO | 5084731870 | MarkF@archerrubber.com | 1 | BOILER 1-CLEAVER BROOKS CB600-200 NO.6 OIL-0.5S |  | BOILER | CLEAVER BROOKS | CB-600-200 | 1966-09-01 | 2011 | 8 | 1 | BOILER 1-CLEAVER BROOKS CB600-200 NO.6 OIL-1S | NO.6 | 923 | Residual Oil (No. 6) | 0.5 | 1 | 112.395 | E3GAL | 17128.998 | OK | N | 12 | 5 | 52 | 12 | 5 | 22
1200134 | ARCHER RUBBER LLC |  | 213 CENTRAL ST |  | MILFORD | MA | 017570000 | 213 CENTRAL ST |  | MILFORD | MA | 017570000 | N | PRIVATE | SM80-7 | URETEK/ARCHER AQUISITION CORPORATION | 2034680342 | MarkF@archerrubber.com | MARK | FRANCO | 5084731870 | MarkF@archerrubber.com | MARK | FRANCO | 5084731870 | MarkF@archerrubber.com | 2 | BOILER 2-CLEAVER BROOKS CB600-200 NO.6 OIL-0.5S |  | BOILER | CLEAVER BROOKS | CB600-200 | 1973-09-01 | 2011 | 8 | 1 | BOILER 2-CLEAVER BROOKS CB600-200 NO.6 OIL-1S | NO.6 | 923 | Residual Oil (No. 6) | 0.5 | 1 | 112.395 | E3GAL | 17128.998 | OK | N | 12 | 5 | 52 | 12 | 5 | 22
1200136 | NASHAWENA MILLS |  | 620 BELLEVILLE AVE |  | NEW BEDFORD | MA | 027450000 | 620 BELLEVILLE AVE |  | NEW BEDFORD | MA | 027456011 | N | PRIVATE | SM25 | NASHAWENA MILLS | 5089991301 | caesarr@josephabboud.com | RICK | CAESAR | 5082655450 | caesarr@josephabboud.com | RICK | CAESAR | 5089991301 | caesarr@josephabboud.com | 2 | 2B |  | BOILER | IRON FIREMAN | 302-L-250 | 1967-12-01 | 2010 | 8 | 1 | #4 OIL | NO.6 | 923 | Residual Oil (No. 6) | 1 | 0.1 | 17 | E3GAL | 2590.8 | OK | N | 24 | 7 | 4 | 8 | 2 | 4
1200185 | RUST OLEUM CORP |  | 113 OLIVE ST |  | ATTLEBORO | MA | 027030000 | 113 OLIVE ST |  | ATTLEBORO | MA | 027030000 | N | PRIVATE | NM99 | RUST OLEUM CORP |  | dlepage@rustoleum.com | DOUG | LEPAGE | 5082223710 | dlepage@rustoleum.com | TONY | FERRI | 5082223710X109 | aferri@rustoleum.com | 15 | BOILER #2 - CLEAVER BROOKS |  | BOILER | CLEAVER-BROOKS | CB655X-400 | 1996-01-01 | 2010 | 16.737 | 1 | #6 FUEL OIL | NO.6 | 923 | Residual Oil (No. 6) | 0.5 | 0 | 0 | E3GAL | 0 | OK | N | 24 | 7 | 20 | 24 | 7 | 4
1200185 | RUST OLEUM CORP |  | 113 OLIVE ST |  | ATTLEBORO | MA | 027030000 | 113 OLIVE ST |  | ATTLEBORO | MA | 027030000 | N | PRIVATE | NM99 | RUST OLEUM CORP |  | dlepage@rustoleum.com | DOUG | LEPAGE | 5082223710 | dlepage@rustoleum.com | TONY | FERRI | 5082223710X109 | aferri@rustoleum.com | 16 | BOILER #3 - CLEAVER BROOKS |  | BOILER | CLEAVER BROOKS | CB400-600 | 1988-01-01 | 2010 | 25.106 | 1 | #6 FUEL OIL | NO.6 | 923 | Residual Oil (No. 6) | 0.5 | 0 | 0 | E3GAL | 0 | OK | N | 24 | 7 | 20 | 24 | 7 | 4
1200254 | ACUSHNET COMPANY PLANT #2 |  | 256 SAMUEL BARNETT BLVD |  | DARTMOUTH | MA | 027140000 | PO BOX 965 |  | FAIRHAVEN | MA | 027190000 | N | PRIVATE | SM80-7 | ACUSHNET COMPANY | 5089792655 | FRANK_RIZZOTTI@ACUSHNETGOLF.COM | FRANK | RIZZOTTI | 5089792167 | FRANK_RIZZOTTI@AcushnetGolf.com | ALICE | TATRO | 5089792154 | ALICE_TATRO@AcushnetGolf.com | 1 | BOILER #1 - CLEAVER BROOKS 400-400 (DUAL FUEL) |  | BOILER | CLEAVER-BROOKS | CB400-400 | 1989-11-01 | 2009 | 16.4 | 1 | #6 FUEL OIL | NO.6 | 923 | Residual Oil (No. 6) | 1 | 0.1 | 147.712 | E3GAL | 22511.3088 | OK | N | 24 | 5 | 50 | 24 | 5 | 21
1200254 | ACUSHNET COMPANY PLANT #2 |  | 256 SAMUEL BARNETT BLVD |  | DARTMOUTH | MA | 027140000 | PO BOX 965 |  | FAIRHAVEN | MA | 027190000 | N | PRIVATE | SM80-7 | ACUSHNET COMPANY | 5089792655 | FRANK_RIZZOTTI@ACUSHNETGOLF.COM | FRANK | RIZZOTTI | 5089792167 | FRANK_RIZZOTTI@AcushnetGolf.com | ALICE | TATRO | 5089792154 | ALICE_TATRO@AcushnetGolf.com | 2 | BOILER #2 - CLEAVER BROOKS 400-400 (DUAL FUEL) |  | BOILER | CLEAVER-BROOKS | CB400-400 | 1989-11-01 | 2009 | 16.4 | 1 | BOILER #2-CLEAVER BROOKS 400-400 #6 OIL | NO.6 | 923 | Residual Oil (No. 6) | 1 | 0.1 | 147.712 | E3GAL | 22511.3088 | OK | N | 24 | 5 | 50 | 24 | 5 | 21
1200278 | OCEAN SPRAY CRANBERRIES INC |  | 152 BRIDGE ST |  | MIDDLEBOROUGH | MA | 023460000 | 152 BRIDGE ST |  | MIDDLEBOROUGH | MA | 023460000 | N | PRIVATE | OP3 | OCEAN SPRAY CRAN INC | 5089474940 | elarson@oceanspray.com | EARL | LARSON | 5089465720 | elarson@oceanspray.com | PATRICIA | GALLAGHER | 5089465896 | pgallagher@oceanspray.com | 1 | BOILER #1-CLEAVER BROOKS #CB400-600 DUAL FUEL |  | BOILER | CLEAVER BROOKS | CB-400-600 | 1975-10-01 | 2011 | 25 | 1 | BOILER #1B-CLEAVER BROOKS CB400-600 #6 OIL | NO.6 | 923 | Residual Oil (No. 6) | 1 | 0.05 | 28.205 | E3GAL | 4298.442 | OK | Y | 24 | 7 | 52 | 24 | 7 | 22
1200278 | OCEAN SPRAY CRANBERRIES INC |  | 152 BRIDGE ST |  | MIDDLEBOROUGH | MA | 023460000 | 152 BRIDGE ST |  | MIDDLEBOROUGH | MA | 023460000 | N | PRIVATE | OP3 | OCEAN SPRAY CRAN INC | 5089474940 | elarson@oceanspray.com | EARL | LARSON | 5089465720 | elarson@oceanspray.com | PATRICIA | GALLAGHER | 5089465896 | pgallagher@oceanspray.com | 2 | BOILER #2-CLEAVER BROOKS #CB400-600 DUAL FUEL |  | BOILER | CLEAVER BROOKS | CB-400-600 | 1975-10-01 | 2011 | 25 | 1 | BOILER #2B-CLEAVER BROOKS CB400-600 #6 OIL | NO.6 | 923 | Residual Oil (No. 6) | 1 | 0.05 | 28.025 | E3GAL | 4271.01 | OK | Y | 24 | 7 | 52 | 24 | 7 | 22
1200278 | OCEAN SPRAY CRANBERRIES INC |  | 152 BRIDGE ST |  | MIDDLEBOROUGH | MA | 023460000 | 152 BRIDGE ST |  | MIDDLEBOROUGH | MA | 023460000 | N | PRIVATE | OP3 | OCEAN SPRAY CRAN INC | 5089474940 | elarson@oceanspray.com | EARL | LARSON | 5089465720 | elarson@oceanspray.com | PATRICIA | GALLAGHER | 5089465896 | pgallagher@oceanspray.com | 3 | BOILER #3-CLEAVER BROOKS CB400-600 DUAL FUEL |  | BOILER | CLEAVER BROOKS | CB-400-600 | 1977-04-01 | 2011 | 25 | 1 | BOILER #3B-CLEAVER BROOKS CB400-600 #6 OIL | NO.6 | 923 | Residual Oil (No. 6) | 1 | 0.05 | 28.205 | E3GAL | 4298.442 | OK | Y | 24 | 7 | 52 | 24 | 7 | 22
1200278 | OCEAN SPRAY CRANBERRIES INC |  | 152 BRIDGE ST |  | MIDDLEBOROUGH | MA | 023460000 | 152 BRIDGE ST |  | MIDDLEBOROUGH | MA | 023460000 | N | PRIVATE | OP3 | OCEAN SPRAY CRAN INC | 5089474940 | elarson@oceanspray.com | EARL | LARSON | 5089465720 | elarson@oceanspray.com | PATRICIA | GALLAGHER | 5089465896 | pgallagher@oceanspray.com | 4 | BOILER #4-CLEAVER BROOKS CB400-600 DUAL FUEL |  | BOILER | CLEAVER BROOKS | CB-400-600 | 1984-06-01 | 2011 | 25 | 1 | BOILER #4B-CLEAVER BROOKS CB400-600 #6 OIL | NO.6 | 923 | Residual Oil (No. 6) | 1 | 0.05 | 28.205 | E3GAL | 4298.442 | OK | Y | 24 | 7 | 52 | 24 | 7 | 22
1200290 | BRITTANY DYEING & PRINTING CORP |  | 1357 EAST RODNEY FRENCH BLVD |  | NEW BEDFORD | MA | 027440000 | P.O. BOX 3106 |  | NEW BEDFORD | MA | 027413106 | N | PRIVATE | SM50 | BRITTANY DYEING AND PRINTING CORP | 5089993281X322 | kjoblon@brittanyusa.com | KENNETH | JOBLON | 5089993281 | kjoblon@brittanyusa.com | ROBERT | CRUISE | 5089993281X316 | rcruise@brittanyusa.com | 1 | BOILER #1 CLEAVER BROOKS CB700 DUAL FUEL |  | BOILER | CLEAVER BROOKS | CB 400-700 | 1989-11-01 | 2010 | 28 | 1 | RESID OIL NO 6 | NO.6 | 923 | Residual Oil (No. 6) | 1 | 0.1 | 1.447 | E3GAL | 220.5228 | OK | N | 16 | 6 | 50 | 16 | 6 | 22
1200290 | BRITTANY DYEING & PRINTING CORP |  | 1357 EAST RODNEY FRENCH BLVD |  | NEW BEDFORD | MA | 027440000 | P.O. BOX 3106 |  | NEW BEDFORD | MA | 027413106 | N | PRIVATE | SM50 | BRITTANY DYEING AND PRINTING CORP | 5089993281X322 | kjoblon@brittanyusa.com | KENNETH | JOBLON | 5089993281 | kjoblon@brittanyusa.com | ROBERT | CRUISE | 5089993281X316 | rcruise@brittanyusa.com | 2 | BOILER NO 2 CLEAVER BROOKS CB100 |  | BOILER | CLEVER BROOKS | CB100-600 | 1990-11-21 | 2010 | 4 | 1 | RESID OIL NO 6 | NO.6 | 923 | Residual Oil (No. 6) | 1 | 0.1 | 1.996 | E3GAL | 304.1904 | OK | N | 16 | 6 | 8 | 0 | 0 | 0
1200290 | BRITTANY DYEING & PRINTING CORP |  | 1357 EAST RODNEY FRENCH BLVD |  | NEW BEDFORD | MA | 027440000 | P.O. BOX 3106 |  | NEW BEDFORD | MA | 027413106 | N | PRIVATE | SM50 | BRITTANY DYEING AND PRINTING CORP | 5089993281X322 | kjoblon@brittanyusa.com | KENNETH | JOBLON | 5089993281 | kjoblon@brittanyusa.com | ROBERT | CRUISE | 5089993281X316 | rcruise@brittanyusa.com | 3 | BOILER #3-CLEAVER BROOKS CB350 |  | BOILER | CLEAVER BROOKS | CB-600-350 | 1961-11-01 | 2010 | 14 | 1 | RESID OIL NO 6 | NO.6 | 923 | Residual Oil (No. 6) | 1 | 0.1 | 0.346 | E3GAL | 52.7304 | OK | N | 16 | 6 | 50 | 16 | 6 | 22
1200290 | BRITTANY DYEING & PRINTING CORP |  | 1357 EAST RODNEY FRENCH BLVD |  | NEW BEDFORD | MA | 027440000 | P.O. BOX 3106 |  | NEW BEDFORD | MA | 027413106 | N | PRIVATE | SM50 | BRITTANY DYEING AND PRINTING CORP | 5089993281X322 | kjoblon@brittanyusa.com | KENNETH | JOBLON | 5089993281 | kjoblon@brittanyusa.com | ROBERT | CRUISE | 5089993281X316 | rcruise@brittanyusa.com | 4 | BOILER #4-CLEAVER BROOKS CB600 |  | BOILER | CLEAVER BROOKS | CB666-600 | 1960-10-01 | 2010 | 25 | 1 | RESDIL OIL NO 6 | NO.6 | 923 | Residual Oil (No. 6) | 1 | 0.1 | 1.317 | E3GAL | 200.7108 | OK | N | 20 | 6 | 50 | 20 | 6 | 22
1200540 | SENSATA TECHNOLOGIES INC |  | 529 PLEASANT ST |  | ATTLEBORO | MA | 027030000 | 529 PLEASANT ST |  | ATTLEBORO | MA | 027030000 | N | PRIVATE | NM50 | SENSATA TECHNOLOGIES | 5082363800 | melliott@sensata.com | MICHAEL | ELLIOTT | 5082361809 | melliott@sensata.com | MICHAEL | ELLIOTT | 5082361809 | melliott@sensata.com | 10 | BOILER #7 |  | BOILER | CLEAVER BROOKS | CB 428-600 | 1967-01-01 | 2009 | 25 | 2 | NO. 6 OIL | NO.6 | 923 | Residual Oil (No. 6) | 0.5 | 4 | 5.411 | E3GAL | 824.6364 | OK | N | 24 | 4 | 16 | 24 | 7 | 8
1200540 | SENSATA TECHNOLOGIES INC |  | 529 PLEASANT ST |  | ATTLEBORO | MA | 027030000 | 529 PLEASANT ST |  | ATTLEBORO | MA | 027030000 | N | PRIVATE | NM50 | SENSATA TECHNOLOGIES | 5082363800 | melliott@sensata.com | MICHAEL | ELLIOTT | 5082361809 | melliott@sensata.com | MICHAEL | ELLIOTT | 5082361809 | melliott@sensata.com | 11 | BOILER 8 |  | BOILER | CLEAVER BROOKS | CBW-400-300-125 | 1992-10-01 | 2009 | 13 | 2 | RESIDUAL OIL | NO.6 | 923 | Residual Oil (No. 6) | 0.5 | 4 | 89.83 | E3GAL | 13690.092 | OK | N | 24 | 7 | 52 | 24 | 7 | 21
1200820 | SWAN DYEING & PRINTING CORP |  | 372 STEVENS ST |  | FALL RIVER | MA | 027220000 | 372 STEVENS STREET |  | FALL RIVER | MA | 027221389 | N | PRIVATE | SM50 | SWAN DYEING AND PRINTING CORP | 5086744611 | SwanSales@SwanDyeAndPrint.com | MICHAEL | RODRIGUES | 5086744611 | SwanSales@swandyeandprint.com | MIKE | RODRIGUES | 5086744611 | SwanSales@swandyeandprint.com | 1 | BOILER #1-JOHNSTON #S3875 DUAL FUEL 24.5 MMBTU/HR |  | BOILER | JOHNSTON | 534AHS | 1973-01-01 | 2010 | 24.5 | 1 | BOILER #1-JOHNSTON #S3875 #6 OIL-1 PCT S | NO.6 | 923 | Residual Oil (No. 6) | 1 | 0.1 | 0 | E3GAL | 0 | OK | N | 16 | 6 | 50 | 16 | 6 | 22
1200820 | SWAN DYEING & PRINTING CORP |  | 372 STEVENS ST |  | FALL RIVER | MA | 027220000 | 372 STEVENS STREET |  | FALL RIVER | MA | 027221389 | N | PRIVATE | SM50 | SWAN DYEING AND PRINTING CORP | 5086744611 | SwanSales@SwanDyeAndPrint.com | MICHAEL | RODRIGUES | 5086744611 | SwanSales@swandyeandprint.com | MIKE | RODRIGUES | 5086744611 | SwanSales@swandyeandprint.com | 2 | BOILER #2-JOHNSTON #S3875 DUAL FUEL 24.5 MMBTU/HR |  | BOILER | JOHNSTON | 534AHS | 1973-01-01 | 2010 | 24.5 | 1 | BOILER #2-JOHNSTON #S3875 #6 OIL 1 PCT S | NO.6 | 923 | Residual Oil (No. 6) | 1 | 0.1 | 0 | E3GAL | 0 | OK | N | 16 | 6 | 50 | 16 | 6 | 22
1200820 | SWAN DYEING & PRINTING CORP |  | 372 STEVENS ST |  | FALL RIVER | MA | 027220000 | 372 STEVENS STREET |  | FALL RIVER | MA | 027221389 | N | PRIVATE | SM50 | SWAN DYEING AND PRINTING CORP | 5086744611 | SwanSales@SwanDyeAndPrint.com | MICHAEL | RODRIGUES | 5086744611 | SwanSales@swandyeandprint.com | MIKE | RODRIGUES | 5086744611 | SwanSales@swandyeandprint.com | 3 | BOILER #3-JOHNSTON #S3875 DUAL FUEL 24.5 MMBTU/HR |  | BOILER | JOHNSTON | PFTA 600-3 | 1984-01-01 | 2010 | 24.5 | 1 | BOILER #3-JOHNSTON #S3875 #6 OIL 1 PCT S | NO.6 | 923 | Residual Oil (No. 6) | 1 | 0.1 | 0 | E3GAL | 0 | OK | N | 16 | 6 | 50 | 16 | 6 | 22
1200828 | WRENTHAM DEVELOPMENTAL CENTER |  | EMERALD ST BOX 144 |  | WRENTHAM | MA | 020930000 | EMERALD STREET P.O. 144 |  | WRENTHAM | MA | 020930000 | Y | STATE | SM80-R | WRENTHAM DEVELOPMENTAL CENTER | 5083843116 | nicholas.daluisio@dmr.state.ma.us | NICHOLAS | D'ALUISIO | 5083841601 | nicholas.daluisio@dmr.state.ma.us | JAMES | FARRANDS | 5083845534 | James.Farrands@state.ma.us | 2 | BOILER #2-BABCOCK+WILCOX #6 OIL |  | BOILER | BABCOCK + WILCOX | N/A | 1948-04-01 | 2011 | 35 | 1 | #6 OIL | NO.6 | 923 | Residual Oil (No. 6) | 1 | 0.1 | 150 | E3GAL | 22860 | OK | N | 24 | 7 | 8 | 0 | 0 | 0
1200828 | WRENTHAM DEVELOPMENTAL CENTER |  | EMERALD ST BOX 144 |  | WRENTHAM | MA | 020930000 | EMERALD STREET P.O. 144 |  | WRENTHAM | MA | 020930000 | Y | STATE | SM80-R | WRENTHAM DEVELOPMENTAL CENTER | 5083843116 | nicholas.daluisio@dmr.state.ma.us | NICHOLAS | D'ALUISIO | 5083841601 | nicholas.daluisio@dmr.state.ma.us | JAMES | FARRANDS | 5083845534 | James.Farrands@state.ma.us | 4 | BOILER #4-ERIE CITY #VC #6 OIL |  | BOILER | ERIE CITY | 4VC34/37 | 1958-01-01 | 2011 | 51 | 1 | BOILER #4-ERIE CITY #VC #6 OIL | NO.6 | 923 | Residual Oil (No. 6) | 1 | 0.1 | 425 | E3GAL | 64770 | OK | N | 24 | 7 | 12 | 24 | 7 | 12
1200828 | WRENTHAM DEVELOPMENTAL CENTER |  | EMERALD ST BOX 144 |  | WRENTHAM | MA | 020930000 | EMERALD STREET P.O. 144 |  | WRENTHAM | MA | 020930000 | Y | STATE | SM80-R | WRENTHAM DEVELOPMENTAL CENTER | 5083843116 | nicholas.daluisio@dmr.state.ma.us | NICHOLAS | D'ALUISIO | 5083841601 | nicholas.daluisio@dmr.state.ma.us | JAMES | FARRANDS | 5083845534 | James.Farrands@state.ma.us | 5 | BOILER #5-ERIE CITY #VC #6 OIL |  | BOILER | ERIE CITY | N/A | 1958-01-01 | 2011 | 51 | 1 | BOILER #5-ERIE CITY #VC #6 OIL | NO.6 | 923 | Residual Oil (No. 6) | 1 | 0.1 | 193.78 | E3GAL | 29532.072 | OK | N | 24 | 7 | 29 | 24 | 7 | 4
1200858 | CROWN SERVICE SYSTEM |  | 909 DWELLY ST |  | FALL RIVER | MA | 027240000 | 39 DAMRELL STREET |  | BOSTON | MA | 021270000 | N | PRIVATE | NM99 | CROWN LINEN SERVICE, INC, | 6172695310 | jmulvey@crownuniform.com | JOE | MULVEY | 6172695310 | jmulvey@crownuniform.com | JOE | MULVEY | 6172695310 | jmulvey@crownuniform.com | 1 | BOILER #1-SUPERIOR #6 OIL-1 S 350 HP |  | BOILER | SUPERIOR | 350 | 1969-03-01 | 2009 | 14.4 | 1 | #6 OIL-1 PERCENT S | NO.6 | 923 | Residual Oil (No. 6) | 1 | 0.1 | 23.3 | E3GAL | 3550.92 | OK | N | 11 | 5 | 52 | 11 | 5 | 22
1200858 | CROWN SERVICE SYSTEM |  | 909 DWELLY ST |  | FALL RIVER | MA | 027240000 | 39 DAMRELL STREET |  | BOSTON | MA | 021270000 | N | PRIVATE | NM99 | CROWN LINEN SERVICE, INC, | 6172695310 | jmulvey@crownuniform.com | JOE | MULVEY | 6172695310 | jmulvey@crownuniform.com | JOE | MULVEY | 6172695310 | jmulvey@crownuniform.com | 2 | BOILER #2-SUPERIOR #6 OIL-1 SULFUR 150 HP |  | BOILER | SUPERIOR | 150 | 1969-04-01 | 2009 | 6.2 | 1 | #6 OIL-1 SULFUR | NO.6 | 923 | Residual Oil (No. 6) | 1 | 0.1 | 18.7 | E3GAL | 2849.88 | OK | N | 11 | 5 | 52 | 11 | 5 | 22
1200861 | CH YATES RUBBER COMPANY |  | 222 SYKES RD |  | FALL RIVER | MA | 027200000 | 222 SYKES RD |  | FALL RIVER | MA | 027200000 | N | PRIVATE | NM25 | CH YATES RUBBER CO | 5086743378 | yatesrubber@yatesrubber.com | EDWIN | YATES | 5086743378 | yatesrubber@meganet.net | EDWIN | YATES | 5086743378 | yatesrubber@meganet.net | 1 | BOILER #1-CLEAVER BROOKS 6 OIL-1 PERCENT SULFUR |  | BOILER | CLEAVER BROOKS | CB-600X-125 | 1972-07-01 | 2010 | 5 | 3 | #6 OIL | NO.6 | 923 | Residual Oil (No. 6) | 0.712 | 0 | 41.457 | E3GAL | 6318.0468 | OK | N | 24 | 4 | 49 | 24 | 4 | 20
1200868 | GARELICK FARMS INC |  | 1199 WEST CENTRAL ST |  | FRANKLIN | MA | 020380000 | 1199 W CENTRAL ST |  | FRANKLIN | MA | 020380000 | N | PRIVATE | SM79-7 | GARELICK FARMS INC | 5085289000 | al_paul@deanfoods.com | AL | PAUL | 5085289000 | AL_PAUL@DEANFOODS.COM | AL | PAUL | 5085289000 | AL_PAUL@DEANFOODS.COM | 1 | BOILER #1-CLEAVER BROOKS 1-68441 16.7 MMBTU/HR |  | BOILER | CLEAVER BROOKS | CB400-400 | 1979-12-01 | 2011 | 16.738 | 1 | BOILER #1-CLEAVER BROOKS 1-68441 #6 OIL-0.5 S | NO.6 | 923 | Residual Oil (No. 6) | 0.5 | 0.1 | 0 | E3GAL | 0 | OK | N | 24 | 7 | 52 | 24 | 7 | 22
1200868 | GARELICK FARMS INC |  | 1199 WEST CENTRAL ST |  | FRANKLIN | MA | 020380000 | 1199 W CENTRAL ST |  | FRANKLIN | MA | 020380000 | N | PRIVATE | SM79-7 | GARELICK FARMS INC | 5085289000 | al_paul@deanfoods.com | AL | PAUL | 5085289000 | AL_PAUL@DEANFOODS.COM | AL | PAUL | 5085289000 | AL_PAUL@DEANFOODS.COM | 2 | BOILER #2-CLEAVER BROOKS L-89113 20.9 MMBTU/HR |  | BOILER | CLEAVER BROOKS | CB400-500 | 1991-01-01 | 2011 | 20.925 | 1 | BOILER #2-CLEAVER BROOKS L-89113 #6 OIL-0.5 S | NO.6 | 923 | Residual Oil (No. 6) | 0.5 | 0.1 | 0 | E3GAL | 0 | OK | N | 24 | 7 | 52 | 24 | 7 | 22
1210009 | EVERETT MILLS STEAM CO |  | 15 UNION ST |  | LAWRENCE | MA | 018400000 | 15 UNION STREET |  | LAWRENCE | MA | 018400000 | N | PRIVATE | NM25 | EVERETT MILLS STEAM CO | 9786829463 | paleynadel@aol.com | MARIANNE | PALEY NADEL | 9786829463 | paleynadel@aol.com | MARIANNE | PALEY NADEL | 9786829463 | paleynadel@aol.com | 9 | BOILER #2 CLEAVER BROOKS CB 200 NAT GAS AND #6 OIL |  | BOILER | CLEAVER BROOKS | CB 200 HP | 2006-07-07 | 2011 | 8.165 | 2 | # 6 FUEL OIL | NO.6 | 923 | Residual Oil (No. 6) | 0.5 | 0.1 | 0 | E3GAL | 0 | OK | N | 24 | 7 | 26 | 0 | 0 | 0
1210025 | LAWRENCE GENERAL HOSPITAL |  | 1 GENERAL ST |  | LAWRENCE | MA | 018400000 | 1 GENERAL ST |  | LAWRENCE | MA | 018420000 | N | PRIVATE | SM80-R | LAWRENCE GENERAL HOSPITAL | 9786834000 | gerry.leighton@lawrencegeneral.org | GERRY | LEIGHTON | 9789468179 | gerry.leighton@lawrencegeneral.org | JACK | KENNEDY | 9786834000X2225 | John.a.Kennedy@lawrencegeneral.org | 1 | BOILER #1-CLEAVER BROOKS CB655-250 DUAL FUEL |  | BOILER | CLEAVER BROOKS | CR-6-55-250 | 1965-01-01 | 2011 | 10.5 | 1 | BOILER #1-CLEAVER BROOKS CB655-250 #6 OIL-1S | NO.6 | 923 | Residual Oil (No. 6) | 1 | 0.1 | 0.245 | E3GAL | 37.338 | OK | N | 24 | 7 | 52 | 24 | 7 | 20
1210025 | LAWRENCE GENERAL HOSPITAL |  | 1 GENERAL ST |  | LAWRENCE | MA | 018400000 | 1 GENERAL ST |  | LAWRENCE | MA | 018420000 | N | PRIVATE | SM80-R | LAWRENCE GENERAL HOSPITAL | 9786834000 | gerry.leighton@lawrencegeneral.org | GERRY | LEIGHTON | 9789468179 | gerry.leighton@lawrencegeneral.org | JACK | KENNEDY | 9786834000X2225 | John.a.Kennedy@lawrencegeneral.org | 1 | BOILER #1-CLEAVER BROOKS CB655-250 DUAL FUEL |  | BOILER | CLEAVER BROOKS | CR-6-55-250 | 1965-01-01 | 2011 | 10.5 | 3 | EMULSIFIED #6 OIL | NO.6 | 923 | Residual Oil (No. 6) | 0.92 | 0.1 | 0 | E3GAL | 0 | OK | N | 24 | 7 | 52 | 24 | 7 | 20
1210025 | LAWRENCE GENERAL HOSPITAL |  | 1 GENERAL ST |  | LAWRENCE | MA | 018400000 | 1 GENERAL ST |  | LAWRENCE | MA | 018420000 | N | PRIVATE | SM80-R | LAWRENCE GENERAL HOSPITAL | 9786834000 | gerry.leighton@lawrencegeneral.org | GERRY | LEIGHTON | 9789468179 | gerry.leighton@lawrencegeneral.org | JACK | KENNEDY | 9786834000X2225 | John.a.Kennedy@lawrencegeneral.org | 2 | BOILER #2-CLEAVER BROOKS CB655-250 DUAL FUEL |  | BOILER | CLEAVER BROOKS | CR-6-55-250 | 1965-01-01 | 2011 | 10.5 | 1 | BOILER #2-CLEAVER BROOKS CB655-250 #6 OIL-1S | NO.6 | 923 | Residual Oil (No. 6) | 1 | 0.1 | 0.245 | E3GAL | 37.338 | OK | N | 24 | 7 | 52 | 24 | 7 | 20
1210025 | LAWRENCE GENERAL HOSPITAL |  | 1 GENERAL ST |  | LAWRENCE | MA | 018400000 | 1 GENERAL ST |  | LAWRENCE | MA | 018420000 | N | PRIVATE | SM80-R | LAWRENCE GENERAL HOSPITAL | 9786834000 | gerry.leighton@lawrencegeneral.org | GERRY | LEIGHTON | 9789468179 | gerry.leighton@lawrencegeneral.org | JACK | KENNEDY | 9786834000X2225 | John.a.Kennedy@lawrencegeneral.org | 2 | BOILER #2-CLEAVER BROOKS CB655-250 DUAL FUEL |  | BOILER | CLEAVER BROOKS | CR-6-55-250 | 1965-01-01 | 2011 | 10.5 | 3 | EMULSIFIED #6 OIL | NO.6 | 923 | Residual Oil (No. 6) | 0.92 | 0.1 | 0 | E3GAL | 0 | OK | N | 24 | 7 | 52 | 24 | 7 | 20
1210025 | LAWRENCE GENERAL HOSPITAL |  | 1 GENERAL ST |  | LAWRENCE | MA | 018400000 | 1 GENERAL ST |  | LAWRENCE | MA | 018420000 | N | PRIVATE | SM80-R | LAWRENCE GENERAL HOSPITAL | 9786834000 | gerry.leighton@lawrencegeneral.org | GERRY | LEIGHTON | 9789468179 | gerry.leighton@lawrencegeneral.org | JACK | KENNEDY | 9786834000X2225 | John.a.Kennedy@lawrencegeneral.org | 3 | BOILER #3-CLEAVER BROOKS CB655-250 DUAL FUEL |  | BOILER | CLEAVER BROOKS | CR-6-55-250 | 1965-01-01 | 2011 | 10.5 | 1 | BOILER #3-CLEAVER BROOKS CB655-250 #6 OIL-1S | NO.6 | 923 | Residual Oil (No. 6) | 1 | 0.1 | 0.245 | E3GAL | 37.338 | OK | N | 24 | 7 | 52 | 24 | 7 | 20
1210025 | LAWRENCE GENERAL HOSPITAL |  | 1 GENERAL ST |  | LAWRENCE | MA | 018400000 | 1 GENERAL ST |  | LAWRENCE | MA | 018420000 | N | PRIVATE | SM80-R | LAWRENCE GENERAL HOSPITAL | 9786834000 | gerry.leighton@lawrencegeneral.org | GERRY | LEIGHTON | 9789468179 | gerry.leighton@lawrencegeneral.org | JACK | KENNEDY | 9786834000X2225 | John.a.Kennedy@lawrencegeneral.org | 3 | BOILER #3-CLEAVER BROOKS CB655-250 DUAL FUEL |  | BOILER | CLEAVER BROOKS | CR-6-55-250 | 1965-01-01 | 2011 | 10.5 | 3 | EMULSIFIED #6 OIL | NO.6 | 923 | Residual Oil (No. 6) | 0.92 | 0.1 | 0 | E3GAL | 0 | OK | N | 24 | 7 | 52 | 24 | 7 | 20
1210025 | LAWRENCE GENERAL HOSPITAL |  | 1 GENERAL ST |  | LAWRENCE | MA | 018400000 | 1 GENERAL ST |  | LAWRENCE | MA | 018420000 | N | PRIVATE | SM80-R | LAWRENCE GENERAL HOSPITAL | 9786834000 | gerry.leighton@lawrencegeneral.org | GERRY | LEIGHTON | 9789468179 | gerry.leighton@lawrencegeneral.org | JACK | KENNEDY | 9786834000X2225 | John.a.Kennedy@lawrencegeneral.org | 4 | BOILER #4-CLEAVER BROOKS CB666-350 DUAL FUEL |  | BOILER | CLEAVER BROOKS | CR-6-55-250 | 1971-06-01 | 2011 | 10.5 | 1 | BOILER #4-CLEAVER BROOKS CB666-350 #6 OIL-1S | NO.6 | 923 | Residual Oil (No. 6) | 1 | 0.1 | 0.245 | E3GAL | 37.338 | OK | Y | 24 | 7 | 52 | 24 | 7 | 22
1210025 | LAWRENCE GENERAL HOSPITAL |  | 1 GENERAL ST |  | LAWRENCE | MA | 018400000 | 1 GENERAL ST |  | LAWRENCE | MA | 018420000 | N | PRIVATE | SM80-R | LAWRENCE GENERAL HOSPITAL | 9786834000 | gerry.leighton@lawrencegeneral.org | GERRY | LEIGHTON | 9789468179 | gerry.leighton@lawrencegeneral.org | JACK | KENNEDY | 9786834000X2225 | John.a.Kennedy@lawrencegeneral.org | 4 | BOILER #4-CLEAVER BROOKS CB666-350 DUAL FUEL |  | BOILER | CLEAVER BROOKS | CR-6-55-250 | 1971-06-01 | 2011 | 10.5 | 3 | EMULSIFIED #6 OIL | NO.6 | 923 | Residual Oil (No. 6) | 0.92 | 0.1 | 0 | E3GAL | 0 | OK | Y | 24 | 7 | 52 | 24 | 7 | 22
1210032 | PACIFIC MILLS INDUSTRIAL COMPLEX |  | 300 CANAL ST |  | LAWRENCE | MA | 018400000 | 300 CANAL ST |  | LAWRENCE | MA | 018400000 | N | PRIVATE | SM25 | PACIFIC MILLS ACQUISITION, LLC. | 9786864191 | pacificmills@aol.com | GERARD | DEROCHE | 9786864191 | pacificmills@aol.com | GERARD | DEROCHE | 9786864191 | pacificmills@aol.com | 2 | BOILER #3-CLEAVER BROOKS CB628-600 (BACKUP BOILER) |  | BOILER | CLEAVER BROOKS | CB628-600 | 1963-02-01 | 2010 | 24.6 | 1 | BOILER #1-CLEAVER BROOKS CB628-600 6 OIL-1 | NO.6 | 923 | Residual Oil (No. 6) | 1 | 0.1 | 0 | E3GAL | 0 | OK | N | 0 | 0 | 0 | 0 | 0 | 0
1210032 | PACIFIC MILLS INDUSTRIAL COMPLEX |  | 300 CANAL ST |  | LAWRENCE | MA | 018400000 | 300 CANAL ST |  | LAWRENCE | MA | 018400000 | N | PRIVATE | SM25 | PACIFIC MILLS ACQUISITION, LLC. | 9786864191 | pacificmills@aol.com | GERARD | DEROCHE | 9786864191 | pacificmills@aol.com | GERARD | DEROCHE | 9786864191 | pacificmills@aol.com | 3 | BOILER #2-CLEAVER BROOKS CB655-600 (MAIN BOILER) |  | BOILER | CLEAVER BROOKS | CB655-600 | 1959-10-01 | 2010 | 24.6 | 1 | BOILER #2-CLEAVER BROOKS CB655-600 6 OIL-1S | NO.6 | 923 | Residual Oil (No. 6) | 1 | 0.1 | 0 | E3GAL | 0 | OK | N | 8 | 6 | 26 | 0 | 0 | 0
1210040 | UMASS LOWELL SOUTH CAMPUS |  | SOLOMONT WAY | FORMERLY ROLFE ST | LOWELL | MA | 018540000 | 1 UNIVERSITY AVENUE | VFW HIGHWAY | LOWELL | MA | 018540000 | Y | STATE | SM80-R | UNIVERSITY OF MASSACHUSETTS LOWELL | 9789342601 | ask_ap@uml.edu | RICHARD | LEMOINE | 9789342618 | RICHARD_LEMOINE@UML.EDU | RICHARD | LEMOINE | 9789342618 | RICHARD_LEMOINE@UML.EDU | 1 | BOILER #1-BABCOX WILCOX DUAL FUEL |  | BOILER | BABCOCK & WILCOX | UNKNOWN | 1965-06-01 | 2011 | 20 | 1 | BOILER #1-BABCOCK WILCOX #6 OIL-1 S | NO.6 | 923 | Residual Oil (No. 6) | 1 | 0.1 | 0 | E3GAL | 0 | OK | N | 24 | 7 | 25 | 24 | 7 | 13
1210040 | UMASS LOWELL SOUTH CAMPUS |  | SOLOMONT WAY | FORMERLY ROLFE ST | LOWELL | MA | 018540000 | 1 UNIVERSITY AVENUE | VFW HIGHWAY | LOWELL | MA | 018540000 | Y | STATE | SM80-R | UNIVERSITY OF MASSACHUSETTS LOWELL | 9789342601 | ask_ap@uml.edu | RICHARD | LEMOINE | 9789342618 | RICHARD_LEMOINE@UML.EDU | RICHARD | LEMOINE | 9789342618 | RICHARD_LEMOINE@UML.EDU | 2 | BOILER #2-BABCOCK+WILCOX DUAL FUEL |  | BOILER | BABCOCK & WILCOX | UNKNOWN | 1965-01-01 | 2011 | 15 | 1 | BOILER #2-BABCOCK+WILCOX #6 OIL-1 S | NO.6 | 923 | Residual Oil (No. 6) | 1 | 0.1 | 0 | E3GAL | 0 | OK | N | 24 | 7 | 34 | 24 | 7 | 22
1210040 | UMASS LOWELL SOUTH CAMPUS |  | SOLOMONT WAY | FORMERLY ROLFE ST | LOWELL | MA | 018540000 | 1 UNIVERSITY AVENUE | VFW HIGHWAY | LOWELL | MA | 018540000 | Y | STATE | SM80-R | UNIVERSITY OF MASSACHUSETTS LOWELL | 9789342601 | ask_ap@uml.edu | RICHARD | LEMOINE | 9789342618 | RICHARD_LEMOINE@UML.EDU | RICHARD | LEMOINE | 9789342618 | RICHARD_LEMOINE@UML.EDU | 3 | BOILER #3-BABCOCK+WILCOX DUAL FUEL |  | BOILER | BABCOCK& WILCOX | UNKNOWN | 1965-06-01 | 2011 | 15 | 1 | BOILER #3-BABCOCK+WILCOX #6 OIL-1 S | NO.6 | 923 | Residual Oil (No. 6) | 1 | 0.1 | 0 | E3GAL | 0 | OK | N | 24 | 7 | 43 | 24 | 7 | 18
1210041 | UMASS LOWELL NORTH CAMPUS |  | 1 UNIVERSITY AVE | VETERANS OF FOREIGN WARS HWY | LOWELL | MA | 018540000 | ONE UNIVERSITY AVENUE | VFW HIGHWAY | LOWELL | MA | 018540000 | Y | STATE | SM80-R | UNIVERSITY OF MASSACHUSETTS LOWELL | 9789342601 | ask_ap@uml.edu | RICHARD | LEMOINE | 9789342618 | Richard_Lemoine@uml.edu | RICHARD | LEMOINE | 9789342618 | Richard_Lemoine@uml.edu | 1 | BOILER #1-WICKES MOD 61626 #6 OIL |  | BOILER | WICKES | 61626 | 1950-01-01 | 2011 | 24 | 1 | BOILER #1-WICKES MOD 61626 #6 OIL | NO.6 | 923 | Residual Oil (No. 6) | 1 | 0.1 | 8.896 | E3GAL | 1355.7504 | OK | N | 24 | 7 | 12 | 0 | 0 | 0
1210041 | UMASS LOWELL NORTH CAMPUS |  | 1 UNIVERSITY AVE | VETERANS OF FOREIGN WARS HWY | LOWELL | MA | 018540000 | ONE UNIVERSITY AVENUE | VFW HIGHWAY | LOWELL | MA | 018540000 | Y | STATE | SM80-R | UNIVERSITY OF MASSACHUSETTS LOWELL | 9789342601 | ask_ap@uml.edu | RICHARD | LEMOINE | 9789342618 | Richard_Lemoine@uml.edu | RICHARD | LEMOINE | 9789342618 | Richard_Lemoine@uml.edu | 2 | BOILER #2-ERIE CITY MOD 95065 DUAL FUEL |  | BOILER | ERIE CITY | 95065 | 1954-01-01 | 2011 | 20 | 1 | BOILER #2-ERIE CITY MOD 94065 #6 OIL-1 S | NO.6 | 923 | Residual Oil (No. 6) | 1 | 0.1 | 0 | E3GAL | 0 | OK | N | 24 | 7 | 50 | 24 | 7 | 22
1210041 | UMASS LOWELL NORTH CAMPUS |  | 1 UNIVERSITY AVE | VETERANS OF FOREIGN WARS HWY | LOWELL | MA | 018540000 | ONE UNIVERSITY AVENUE | VFW HIGHWAY | LOWELL | MA | 018540000 | Y | STATE | SM80-R | UNIVERSITY OF MASSACHUSETTS LOWELL | 9789342601 | ask_ap@uml.edu | RICHARD | LEMOINE | 9789342618 | Richard_Lemoine@uml.edu | RICHARD | LEMOINE | 9789342618 | Richard_Lemoine@uml.edu | 3 | BOILER #3-BIGELOW MOD 4693 DUAL FUEL |  | BOILER | BIGELOW | 4693 | 1967-01-01 | 2011 | 37.8 | 1 | BOILER #3-BIGELOW MOD 4693 DUAL FUEL | NO.6 | 923 | Residual Oil (No. 6) | 1 | 0.1 | 0 | E3GAL | 0 | OK | N | 24 | 7 | 12 | 0 | 0 | 0
1210063 | GILLETTE COMPANY THE |  | 30 BURTT RD |  | ANDOVER | MA | 018100000 | 30 BURTT RD |  | ANDOVER | MA | 018100000 | N | PRIVATE | OP3 | GILLETTE COMPANY THE | 9787495000 | lancaster.fa@pg.com | FRANK | LANCASTER | 9787495000 | lancaster.fa@pg.com | TRAVIS | GOMBOS | 9787495249 | gombos.ta@pg.com | 3 | BOILER #3-CLEAVER BROOKS CB655-700 #6 OIL-1 S |  | BOILER | CLEAVER BROOKS | CB665-700 | 1968-06-25 | 2011 | 29 | 1 | BOILER #3-CLEAVER BROOKS CB655-700 #6 OIL-1 S | NO.6 | 923 | Residual Oil (No. 6) | 1 | 0.1 | 0 | E3GAL | 0 | OK | N | 0 | 0 | 0 | 0 | 0 | 0
1210086 | HOLLINGSWORTH & VOSE |  | 219 TOWNSEND RD |  | GROTON | MA | 014500000 | PO BOX 168 |  | WEST GROTON | MA | 014720000 | N | PRIVATE | OP3 | HOLLINGSWORTH AND VOSE COMPANY | 9784483311 | kpuff@hovo.com | ROBERT | MOORE | 9784483311 | rmoore@hovo.com | KATHY | PUFF | 9784483311 | kpuff@hovo.com | 2 | BOILER #1-BABCOCK+WILCOX TYPE D OIL #4 + #6 |  | BOILER | B&W - D TYPE | FM10-66 | 1988-09-01 | 2011 | 50 | 2 | BOILER #1-BABCOCK+WILCOX TYPE D #6 OIL-1 #48 | NO.6 | 923 | Residual Oil (No. 6) | 1 | 1 | 74 | E3GAL | 11277.6 | OK | N | 24 | 7 | 48 | 24 | 7 | 21
1210086 | HOLLINGSWORTH & VOSE |  | 219 TOWNSEND RD |  | GROTON | MA | 014500000 | PO BOX 168 |  | WEST GROTON | MA | 014720000 | N | PRIVATE | OP3 | HOLLINGSWORTH AND VOSE COMPANY | 9784483311 | kpuff@hovo.com | ROBERT | MOORE | 9784483311 | rmoore@hovo.com | KATHY | PUFF | 9784483311 | kpuff@hovo.com | 3 | BOILER #4-BW STERLING CLASS XII 49.5 MMBTU/HR |  | BOILER | B & W - STERLING | CLASS XII | 1929-01-01 | 2011 | 50 | 2 | BOILER #4-BABCOCK+WILCOX-STERLING #6 OIL-1S | NO.6 | 923 | Residual Oil (No. 6) | 1 | 1 | 2.5 | E3GAL | 381 | OK | N | 24 | 7 | 4 | 24 | 7 | 2
1210181 | LOWELL GENERAL HOSPITAL SAINTS CAMPUS | FKA ST MEMORIAL MEDICAL | 1 HOSPITAL DR |  | LOWELL | MA | 018520000 | PO BOX 30 |  | LOWELL | MA | 018530000 | Y | PRIVATE | SM79-R | SAINTS MEDICAL CENTER | 9784581411 | jcasagrande@saintsmed.org | JUDITH | CASAGRANDE | 9789348303 | jcasagrande@saintsmed.org | ARTHUR | MORIN | 9789348440 | amorin@saintsmed.org | 1 | BOILER #1-CLEAVER BROOKS D-52 DUAL FUEL 41.4MMBT |  | BOILER | CLEAVER BROOKS | D-52 | 1975-10-01 | 2011 | 41.422 | 1 | BOILER #1-CLEAVERBROOKS D-52 #6 OIL-1S | NO.6 | 923 | Residual Oil (No. 6) | 1 | 0.1 | 0 | E3GAL | 0 | OK | N | 24 | 7 | 26 | 24 | 7 | 7
1210181 | LOWELL GENERAL HOSPITAL SAINTS CAMPUS | FKA ST MEMORIAL MEDICAL | 1 HOSPITAL DR |  | LOWELL | MA | 018520000 | PO BOX 30 |  | LOWELL | MA | 018530000 | Y | PRIVATE | SM79-R | SAINTS MEDICAL CENTER | 9784581411 | jcasagrande@saintsmed.org | JUDITH | CASAGRANDE | 9789348303 | jcasagrande@saintsmed.org | ARTHUR | MORIN | 9789348440 | amorin@saintsmed.org | 2 | BOILER #2-CLEAVER BROOKS DUAL FUEL 41.4 MMBTU |  | BOILER | CLEAVER BROOKS | D-52 | 1975-01-01 | 2011 | 41.422 | 1 | BOILER #2-CLEAVER BROOKS D-52 #6 OIL-1S | NO.6 | 923 | Residual Oil (No. 6) | 1 | 0.1 | 0 | E3GAL | 0 | OK | N | 24 | 7 | 26 | 24 | 7 | 7
1210212 | POLARTEC LLC | FKA MALDEN MILLS | 46 STAFFORD ST |  | LAWRENCE | MA | 018412422 | 46 STAFFORD ST |  | LAWRENCE | MA | 018412422 | N | PRIVATE | OP3 | POLARTEC, LLC | 9786856341 | hajjarj@polartec.com | ANDREW J. | VECCHIONE | 9786595405 | vecchionea@polartec.com | JIHAD | HAJJAR | 9785573452 | hajjarj@polartec.com | 1 | BOILER #1-CLEAVER BROOKS DL-76 DUAL FUEL |  | BOILER | CLEAVER BROOKS | DL-76 | 1993-01-07 | 2011 | 70 | 1 | BOILER #1-CLEAVER BROOKS DL-76 | NO.6 | 923 | Residual Oil (No. 6) | 0.5 | 0.1 | 0 | E3GAL | 0 | OK | N | 24 | 7 | 32 | 24 | 7 | 9
1210212 | POLARTEC LLC | FKA MALDEN MILLS | 46 STAFFORD ST |  | LAWRENCE | MA | 018412422 | 46 STAFFORD ST |  | LAWRENCE | MA | 018412422 | N | PRIVATE | OP3 | POLARTEC, LLC | 9786856341 | hajjarj@polartec.com | ANDREW J. | VECCHIONE | 9786595405 | vecchionea@polartec.com | JIHAD | HAJJAR | 9785573452 | hajjarj@polartec.com | 1 | BOILER #1-CLEAVER BROOKS DL-76 DUAL FUEL |  | BOILER | CLEAVER BROOKS | DL-76 | 1993-01-07 | 2011 | 70 | 4 | NCC-ADDITIVE FOR OIL-HAS VOC-NOT USED IN 11-HAD TO CHECK OIL TO VALIDATE | NO.6 | 923 | Residual Oil (No. 6) | 0.5 | 0 | 0 | TON | n.a. | n.a. | N | 24 | 7 | 32 | 24 | 7 | 9
1210212 | POLARTEC LLC | FKA MALDEN MILLS | 46 STAFFORD ST |  | LAWRENCE | MA | 018412422 | 46 STAFFORD ST |  | LAWRENCE | MA | 018412422 | N | PRIVATE | OP3 | POLARTEC, LLC | 9786856341 | hajjarj@polartec.com | ANDREW J. | VECCHIONE | 9786595405 | vecchionea@polartec.com | JIHAD | HAJJAR | 9785573452 | hajjarj@polartec.com | 2 | BOILER #2-CLEAVER BROOKS DL-76 DUAL FUEL |  | BOILER | CLEAVER BROOKS | DL 76 | 1993-01-07 | 2011 | 70 | 1 | BOILER#2-CLEAVER BROOKS DL-76 #6 OIL-0.5PERS | NO.6 | 923 | Residual Oil (No. 6) | 0.5 | 0.1 | 0 | E3GAL | 0 | OK | N | 24 | 7 | 46 | 24 | 7 | 18
1210212 | POLARTEC LLC | FKA MALDEN MILLS | 46 STAFFORD ST |  | LAWRENCE | MA | 018412422 | 46 STAFFORD ST |  | LAWRENCE | MA | 018412422 | N | PRIVATE | OP3 | POLARTEC, LLC | 9786856341 | hajjarj@polartec.com | ANDREW J. | VECCHIONE | 9786595405 | vecchionea@polartec.com | JIHAD | HAJJAR | 9785573452 | hajjarj@polartec.com | 2 | BOILER #2-CLEAVER BROOKS DL-76 DUAL FUEL |  | BOILER | CLEAVER BROOKS | DL 76 | 1993-01-07 | 2011 | 70 | 4 | NCC-ADDITIVE FOR OIL-HAS VOC-NOT USED IN 11-HAD TO CHECK OIL TO VALIDATE | NO.6 | 923 | Residual Oil (No. 6) | 0.5 | 0 | 0 | TON | n.a. | n.a. | N | 24 | 7 | 46 | 24 | 7 | 18
1210212 | POLARTEC LLC | FKA MALDEN MILLS | 46 STAFFORD ST |  | LAWRENCE | MA | 018412422 | 46 STAFFORD ST |  | LAWRENCE | MA | 018412422 | N | PRIVATE | OP3 | POLARTEC, LLC | 9786856341 | hajjarj@polartec.com | ANDREW J. | VECCHIONE | 9786595405 | vecchionea@polartec.com | JIHAD | HAJJAR | 9785573452 | hajjarj@polartec.com | 3 | BOILER #3-CLEAVER BROOKS CL-76 DUAL FUEL |  | BOILER | CLEAVER BROOKS | DL-76 | 1993-07-01 | 2011 | 70 | 1 | BOILER #3-CLEAVER BROOKS DL-76 #6 OIL-0.5 S | NO.6 | 923 | Residual Oil (No. 6) | 0.5 | 0.1 | 0 | E3GAL | 0 | OK | N | 24 | 7 | 3 | 0 | 0 | 0
1210212 | POLARTEC LLC | FKA MALDEN MILLS | 46 STAFFORD ST |  | LAWRENCE | MA | 018412422 | 46 STAFFORD ST |  | LAWRENCE | MA | 018412422 | N | PRIVATE | OP3 | POLARTEC, LLC | 9786856341 | hajjarj@polartec.com | ANDREW J. | VECCHIONE | 9786595405 | vecchionea@polartec.com | JIHAD | HAJJAR | 9785573452 | hajjarj@polartec.com | 3 | BOILER #3-CLEAVER BROOKS CL-76 DUAL FUEL |  | BOILER | CLEAVER BROOKS | DL-76 | 1993-07-01 | 2011 | 70 | 4 | NCC-ADDITIVE FOR OIL-HAS VOC-NOT USED IN 11-HAD TO CHECK OIL TO VALIDATE | NO.6 | 923 | Residual Oil (No. 6) | 0.5 | 0 | 0 | TON | n.a. | n.a. | N | 24 | 7 | 3 | 0 | 0 | 0
1210212 | POLARTEC LLC | FKA MALDEN MILLS | 46 STAFFORD ST |  | LAWRENCE | MA | 018412422 | 46 STAFFORD ST |  | LAWRENCE | MA | 018412422 | N | PRIVATE | OP3 | POLARTEC, LLC | 9786856341 | hajjarj@polartec.com | ANDREW J. | VECCHIONE | 9786595405 | vecchionea@polartec.com | JIHAD | HAJJAR | 9785573452 | hajjarj@polartec.com | 4 | BOILER #4-CLEAVER BROOKS DL-76 -NOT USED 2009- |  | BOILER | CLEAVER BROOKS | DL-76 | 1997-06-15 | 2011 | 70 | 1 | BOILER #4-CLEAVER BROOKS DL-76 -NOT USED 2009 | NO.6 | 923 | Residual Oil (No. 6) | 0.5 | 0.1 | 0 | E3GAL | 0 | OK | N | 0 | 0 | 0 | 0 | 0 | 0
1210213 | STEWARD HOLY FAMILY HOSPITAL INC | FKA CARITAS HOLY FAMILY HOSPITAL | 70 EAST ST |  | METHUEN | MA | 018440000 | 70 EAST ST |  | METHUEN | MA | 018440000 | N | PRIVATE | SM50 | STEWARD HEALTH CARE SYSTEM | 6174194700 | john.carciero@steward.org | JOHN | CARCIERO | 9786870156 | john.carciero@steward.org | JOHN | CARCIERO | 9786870156X2181 | john.carciero@steward.org | 1 | BOILER #1-BIGELOW #261 DUAL FUEL |  | BOILER | BIGELOW | 261 | 1975-01-01 | 2011 | 18 | 1 | BOILER #1-BIGELOW #261 #6 OIL | NO.6 | 923 | Residual Oil (No. 6) | 1 | 0.1 | 0 | E3GAL | 0 | OK | Y | 24 | 7 | 52 | 24 | 7 | 22
1210213 | STEWARD HOLY FAMILY HOSPITAL INC | FKA CARITAS HOLY FAMILY HOSPITAL | 70 EAST ST |  | METHUEN | MA | 018440000 | 70 EAST ST |  | METHUEN | MA | 018440000 | N | PRIVATE | SM50 | STEWARD HEALTH CARE SYSTEM | 6174194700 | john.carciero@steward.org | JOHN | CARCIERO | 9786870156 | john.carciero@steward.org | JOHN | CARCIERO | 9786870156X2181 | john.carciero@steward.org | 2 | BOILER #2-BIGELOW #261 DUAL FUEL |  | BOILER | BIGELOW | 261 | 1975-01-01 | 2011 | 18 | 1 | BOILER #2-BIGELOW #261 #6 OIL | NO.6 | 923 | Residual Oil (No. 6) | 1 | 0.1 | 0 | E3GAL | 0 | OK | N | 24 | 7 | 52 | 24 | 7 | 22
1210213 | STEWARD HOLY FAMILY HOSPITAL INC | FKA CARITAS HOLY FAMILY HOSPITAL | 70 EAST ST |  | METHUEN | MA | 018440000 | 70 EAST ST |  | METHUEN | MA | 018440000 | N | PRIVATE | SM50 | STEWARD HEALTH CARE SYSTEM | 6174194700 | john.carciero@steward.org | JOHN | CARCIERO | 9786870156 | john.carciero@steward.org | JOHN | CARCIERO | 9786870156X2181 | john.carciero@steward.org | 3 | BOILER #3-BIGELOW #261 DUAL FUEL |  | BOILER | BIGELOW | 261 | 1975-01-01 | 2011 | 18 | 1 | BOILER #3-BIGELOW #261 #6 OIL | NO.6 | 923 | Residual Oil (No. 6) | 1 | 0.1 | 16.905 | E3GAL | 2576.322 | OK | N | 24 | 7 | 52 | 24 | 7 | 22
1210225 | ANNA JAQUES HOSPITAL |  | 25 HIGHLAND AVE |  | NEWBURYPORT | MA | 019500000 | 25 HIGHLAND AVE |  | NEWBURYPORT | MA | 019500000 | N | PRIVATE | SM25 | ANNA JAQUES HOSPITAL | 9784631047 | dfowler@ajh.org | DAVID | FOWLER | 9784631047 | dfowler@ajh.org | DAVID | FOWLER | 9784631047 | dfowler@ajh.org | 1 | BOILER #1-CLEAVER BROOKS CB400-350 DUAL FUEL |  | BOILER | CLEAVER BROOKS | CB400-350 | 1985-01-01 | 2011 | 15 | 1 | BOILER 1-CLEAVER-BROOKS CB400-350 6 OIL-1S | NO.6 | 923 | Residual Oil (No. 6) | 1 | 0.1 | 0 | E3GAL | 0 | OK | Y | 24 | 7 | 52 | 24 | 7 | 22
1210225 | ANNA JAQUES HOSPITAL |  | 25 HIGHLAND AVE |  | NEWBURYPORT | MA | 019500000 | 25 HIGHLAND AVE |  | NEWBURYPORT | MA | 019500000 | N | PRIVATE | SM25 | ANNA JAQUES HOSPITAL | 9784631047 | dfowler@ajh.org | DAVID | FOWLER | 9784631047 | dfowler@ajh.org | DAVID | FOWLER | 9784631047 | dfowler@ajh.org | 2 | BOILER #2-SUPERIOR N4CAA6350A DUAL FUEL |  | BOILER | SUPERIOR | N4GAA250A | 1975-09-01 | 2011 | 15 | 1 | BOILER 2-SUPERIOR N4CAA6350A 6 OIL-1S | NO.6 | 923 | Residual Oil (No. 6) | 1 | 0.1 | 0 | E3GAL | 0 | OK | Y | 24 | 7 | 52 | 24 | 7 | 22
1210247 | BAKER COMMODITIES |  | 134 REAR BILLERICA AVE |  | TEWKSBURY | MA | 018760000 | PO BOX 132 |  | NORTH BILLERICA | MA | 018620132 | N | PRIVATE | SM80-R | BAKER COMMODITIES INC | 9784548811 | JHuelsman@bakercommodities.com | JOSEPH | HUELSMAN | 9784548811 | JHuelsman@bakercommodities.com | CRAIG | WILLIAMS | 9784548811 | CWilliams@bakercommodities.com | 1 | BOILER #1-CLEAVER BROOKS DL-68 3 FUELS |  | BOILER | CLEAVER BROOKS | DL 68 LH-400-CN-4 | 1973-05-01 | 2011 | 69 | 1 | BOILER #1-CLEAVER BROOKS DL-68 #6 OIL-1PCT S | NO.6 | 923 | Residual Oil (No. 6) | 1 | 0.1 | 0 | E3GAL | 0 | OK | N | 24 | 6 | 52 | 24 | 6 | 22
1210247 | BAKER COMMODITIES |  | 134 REAR BILLERICA AVE |  | TEWKSBURY | MA | 018760000 | PO BOX 132 |  | NORTH BILLERICA | MA | 018620132 | N | PRIVATE | SM80-R | BAKER COMMODITIES INC | 9784548811 | JHuelsman@bakercommodities.com | JOSEPH | HUELSMAN | 9784548811 | JHuelsman@bakercommodities.com | CRAIG | WILLIAMS | 9784548811 | CWilliams@bakercommodities.com | 2 | BOILER #2-WICKES TYPE A 330.0-3 DUAL FUEL |  | BOILER | WICKES | TYPE A 330.0-3 DUAL FUEL | 1962-06-01 | 2011 | 47 | 3 | NO. 6 OIL | NO.6 | 923 | Residual Oil (No. 6) | 1 | 0.1 | 0 | E3GAL | 0 | OK | N | 24 | 6 | 52 | 12 | 6 | 22
1210255 | TEWKSBURY HOSPITAL |  | 365 EAST ST |  | TEWKSBURY | MA | 018760000 | 365 EAST STREET |  | TEWKSBURY | MA | 018760000 | Y | STATE | SM79-7 | MA DEPARTMENT OF PUBLIC HEALTH | 9788517321 | bill.kelleher@state.ma.us | WILLIAM | KELLEHER | 9788517321 | bill.kelleher@state.ma.us | KENNETH | BLAUVELT | 9788517321X2025 | kenneth.blauvelt@state.ma.us | 2 | BOILER #2-BABCOCK+WILCOX #FM-10 DUAL FUEL |  | BOILER | BABCOCK AND WILCOX | FM - 10 | 1963-07-05 | 2011 | 51 | 2 | BOILER #2-BABCOCK+WILCOX FM-10 #6 OIL | NO.6 | 923 | Residual Oil (No. 6) | 0.5 | 0.1 | 0 | E3GAL | 0 | OK | N | 24 | 7 | 5 | 0 | 0 | 0
1210255 | TEWKSBURY HOSPITAL |  | 365 EAST ST |  | TEWKSBURY | MA | 018760000 | 365 EAST STREET |  | TEWKSBURY | MA | 018760000 | Y | STATE | SM79-7 | MA DEPARTMENT OF PUBLIC HEALTH | 9788517321 | bill.kelleher@state.ma.us | WILLIAM | KELLEHER | 9788517321 | bill.kelleher@state.ma.us | KENNETH | BLAUVELT | 9788517321X2025 | kenneth.blauvelt@state.ma.us | 3 | BOILER #3-CLEAVER BROOKS #CB400238200 DUAL FUEL |  | BOILER | CLEAVER BROOKS | CB400238200 | 1991-08-01 | 2011 | 9.9 | 2 | BOILER #3-CLEAVER BROOKS CBLE400238200 #6 OIL | NO.6 | 923 | Residual Oil (No. 6) | 0.5 | 0.1 | 0 | E3GAL | 0 | OK | N | 24 | 7 | 28 | 24 | 7 | 11
1210316 | LOWELL GENERAL HOSPITAL |  | 295 VARNUM AVE |  | LOWELL | MA | 018540000 | 295 VARNUM AVE |  | LOWELL | MA | 018540000 | N | PRIVATE | SM25 | LOWELL GENERAL HOSPITAL | 9789376000X6288 | rfauvel@LowellGeneral.org | ROGER | FAUVEL | 9789376537 | RFauvel@LowellGeneral.org | ROGER | FAUVEL | 9789376288 | RFauvel@LowellGeneral.org | 1 | BOILER #1-CLEAVER-BROOKS D-34 DUAL FUEL |  | BOILER | CLEVER-BROOKS | WT-436X - A-B | 1969-12-01 | 2009 | 20 | 1 | #6 OIL-1S | NO.6 | 923 | Residual Oil (No. 6) | 1 | 0.1 | 87.229 | E3GAL | 13293.6996 | OK | N | 24 | 7 | 52 | 24 | 7 | 22
1210316 | LOWELL GENERAL HOSPITAL |  | 295 VARNUM AVE |  | LOWELL | MA | 018540000 | 295 VARNUM AVE |  | LOWELL | MA | 018540000 | N | PRIVATE | SM25 | LOWELL GENERAL HOSPITAL | 9789376000X6288 | rfauvel@LowellGeneral.org | ROGER | FAUVEL | 9789376537 | RFauvel@LowellGeneral.org | ROGER | FAUVEL | 9789376288 | RFauvel@LowellGeneral.org | 2 | BOILER #2-CLEAVER-BROOKS D-34 DUAL FUEL |  | BOILER | CLEVER-BROOKS | WT-436X - B-B | 1969-12-01 | 2009 | 20 | 1 | #6 OIL-1S | NO.6 | 923 | Residual Oil (No. 6) | 1 | 0.1 | 87.229 | E3GAL | 13293.6996 | OK | N | 24 | 7 | 52 | 24 | 7 | 22
1210316 | LOWELL GENERAL HOSPITAL |  | 295 VARNUM AVE |  | LOWELL | MA | 018540000 | 295 VARNUM AVE |  | LOWELL | MA | 018540000 | N | PRIVATE | SM25 | LOWELL GENERAL HOSPITAL | 9789376000X6288 | rfauvel@LowellGeneral.org | ROGER | FAUVEL | 9789376537 | RFauvel@LowellGeneral.org | ROGER | FAUVEL | 9789376288 | RFauvel@LowellGeneral.org | 3 | BOILER #3-CLEAVER BROOKS D-34 DUAL FUEL |  | BOILER | CLEVER-BROOKS | WT-436X - C-B | 1969-12-01 | 2009 | 20 | 1 | #6 OIL-1S | NO.6 | 923 | Residual Oil (No. 6) | 1 | 0.1 | 87.229 | E3GAL | 13293.6996 | OK | N | 24 | 7 | 52 | 24 | 7 | 22
1210647 | GROTON SCHOOL |  | 282 FARMERS ROW |  | GROTON | MA | 014500000 | P.O. BOX 991 | 282 FARMERS ROW | GROTON | MA | 014504991 | N | PRIVATE | NM99 | GROTON SCHOOL | 9784487549 | tdumont@groton.org | TIM | DUMONT | 9784487549 | tdumont@groton.org | AL | MCKIE | 9784487542 | amckie@groton.org | 1 | BOILER #2 - CLEAVER BROOKS CB-600-15 - NO. 6 FO |  | BOILER | CLEAVER BROOKS | CB-600-15 | 1994-07-01 | 2011 | 19.8 | 1 | BOILER #2 - CB-600-15 - NO. 6 FUEL OIL | NO.6 | 923 | Residual Oil (No. 6) | 0.5 | 0.6 | 10 | E3GAL | 1524 | OK | N | 24 | 7 | 16 | 0 | 0 | 0
1210907 | VERYFINE PRODUCTS INC |  | 20 HARVARD RD |  | LITTLETON | MA | 014600000 | 20 HARVARD RD |  | LITTLETON | MA | 014600000 | N | PRIVATE | SM80-R | SUNNY DELIGHT BEVERAGE COMPANY, VERYFINE PRODUCTS INC | 9784863525X3525 | none@sunnyd.com | DAN | GRAY | 9784863522 | Daniel.Gray@SunnyD.com | MARTHA | WIK | 9787423525X3525 | martha.wik@SunnyD.com | 1 | BOILER #1 CLEAVER BROOKS-CB657-700-200 DUAL FUEL |  | BOILER | CLEAVER BROOKS | CB 657-700 | 1988-01-02 | 2011 | 29.3 | 1 | BOILER #1-CLEAVER BROOKS 6 OIL | NO.6 | 923 | Residual Oil (No. 6) | 1 | 0.1 | 0.5 | E3GAL | 76.2 | OK | N | 1 | 1 | 10 | 1 | 1 | 3
1210907 | VERYFINE PRODUCTS INC |  | 20 HARVARD RD |  | LITTLETON | MA | 014600000 | 20 HARVARD RD |  | LITTLETON | MA | 014600000 | N | PRIVATE | SM80-R | SUNNY DELIGHT BEVERAGE COMPANY, VERYFINE PRODUCTS INC | 9784863525X3525 | none@sunnyd.com | DAN | GRAY | 9784863522 | Daniel.Gray@SunnyD.com | MARTHA | WIK | 9787423525X3525 | martha.wik@SunnyD.com | 2 | BOILER #2-CLEAVER BROOKS CB400-800-300 DUAL FUEL |  | BOILER | CLEAVER BROOKS | CB 400-800 | 1987-01-12 | 2011 | 33.476 | 1 | BOILER #2-CLEAVER BROOKS 6 OIL | NO.6 | 923 | Residual Oil (No. 6) | 1 | 0.1 | 0 | E3GAL | 0 | OK | N | 15 | 7 | 52 | 11 | 7 | 22
1210907 | VERYFINE PRODUCTS INC |  | 20 HARVARD RD |  | LITTLETON | MA | 014600000 | 20 HARVARD RD |  | LITTLETON | MA | 014600000 | N | PRIVATE | SM80-R | SUNNY DELIGHT BEVERAGE COMPANY, VERYFINE PRODUCTS INC | 9784863525X3525 | none@sunnyd.com | DAN | GRAY | 9784863522 | Daniel.Gray@SunnyD.com | MARTHA | WIK | 9787423525X3525 | martha.wik@SunnyD.com | 3 | BOILER #3-CLEAVER BROOKS CB400-800-150 DUAL FUEL |  | BOILER | CLEAVER BROOKS | CB 400-800 | 1979-01-05 | 2011 | 33.476 | 1 | BOILER #3-CLEAVER BROOKS 6 OIL | NO.6 | 923 | Residual Oil (No. 6) | 1 | 0.1 | 0 | E3GAL | 0 | OK | N | 12 | 7 | 52 | 17 | 7 | 22
1210916 | PEPPERHORN LLC |  | CHAPEL PL |  | PEPPERELL | MA | 014630000 | PO BOX 190 |  | AYER | MA | 014320000 | N | PRIVATE | NM99 | PEPPERHORN LLC | 9787720290 | notavailable@na.com | PETER | HAMILTON | 9787720290 | hamilton@horncorp.com | WALTER | RICHARDS | 9788467034 | notavailable@na.com | 4 | BOILER #1 - RESIDUAL OIL 1 PCT. SULFUR |  | BOILER | CLEAVER BROOKS | DE-84P | 1945-11-09 | 2010 | 9 | 1 | RESIDUAL OIL 1 PCT. SULFUR | NO.6 | 923 | Residual Oil (No. 6) | 1 | 1.5 | 31.49 | E3GAL | 4799.076 | OK | N | 24 | 7 | 52 | 0 | 0 | 0
1210916 | PEPPERHORN LLC |  | CHAPEL PL |  | PEPPERELL | MA | 014630000 | PO BOX 190 |  | AYER | MA | 014320000 | N | PRIVATE | NM99 | PEPPERHORN LLC | 9787720290 | notavailable@na.com | PETER | HAMILTON | 9787720290 | hamilton@horncorp.com | WALTER | RICHARDS | 9788467034 | notavailable@na.com | 5 | BOILER #2 - RESIDUAL OIL 1 PCT. SULFUR |  | BOILER | CLEAVER BROOKS | DE-84P | 1945-11-21 | 2010 | 9 | 1 | RESIDUAL OIL 1 PCT. SULFUR | NO.6 | 923 | Residual Oil (No. 6) | 1 | 1.5 | 31.49 | E3GAL | 4799.076 | OK | N | 24 | 7 | 52 | 0 | 0 | 0
1180067 | PALMER PAVING CORPORATION |  | 43 OLD COLDBROOK RD |  | BARRE | MA | 010050000 | 25 BLANCHARD ST | PO BOX 47 | PALMER | MA | 010690000 | N | PRIVATE | SM50 | PALMER PAVING CORPORATION | 4132838256 | jec@palmerpaving.com | FRED | HUGLI | 4132838256 | fhugli@palmerpaving.com | FRED | HUGLI | 4132838354 | fhugli@palmerpaving.com | 11 | DRYER - HAUCK ECO-STAR II LOW NOX BURNER |  | BURNER | HAUCK | ECO-STAR II 75 | 2010-06-08 | 2010 | 82 | 3 | HAUCK BURNER - SPEC. USED FUEL OIL | NO.6 | 923 | Residual Oil (No. 6) | 0.35 | 0 | 0 | E3GAL | 0 | OK | N | 8 | 5 | 40 | 8 | 5 | 6
1180296 | PJ KEATING COMPANY |  | 998 RESERVOIR RD |  | LUNENBURG | MA | 014620000 | PO BOX 367 |  | FITCHBURG | MA | 014200000 | N | PRIVATE | SM79-7 | PJ KEATING COMPANY | 9785829931 | dbrodeur@pjkeating.com | DANIEL | BRODEUR | 9785825252 | dbrodeur@pjkeating.com | DANIEL | BRODEUR | 9785825200 | dbrodeur@pjkeating.com | 1 | DRYER -ASTEC RDDC-947C BITUMINOUS CONCRETE PRODUCT |  | DRYER BURNER | ASTEC | RDDC-947C | 1996-04-01 | 2010 | 120 | 3 | DRYER BURNER #3-HAUCK SPEC. USED OIL | NO.6 | 923 | Residual Oil (No. 6) | 0.5 | 0 | 0 | E3GAL | 0 | OK | N | 12 | 6 | 45 | 12 | 6 | 22
1180296 | PJ KEATING COMPANY |  | 998 RESERVOIR RD |  | LUNENBURG | MA | 014620000 | PO BOX 367 |  | FITCHBURG | MA | 014200000 | N | PRIVATE | SM79-7 | PJ KEATING COMPANY | 9785829931 | dbrodeur@pjkeating.com | DANIEL | BRODEUR | 9785825252 | dbrodeur@pjkeating.com | DANIEL | BRODEUR | 9785825200 | dbrodeur@pjkeating.com | 2 | DRYER #2-H+B #129010036 SPEC. OIL |  | DRYER BURNER | H&B | 1290-10036 | 1983-01-01 | 2010 | 100 | 1 | ROTARY DRYER #4-H+B SPEC. USED OIL | NO.6 | 923 | Residual Oil (No. 6) | 0.5 | 0 | 237.441 | E3GAL | 36186.0084 | OK | N | 10 | 5 | 45 | 10 | 5 | 22
1191191 | MEDICAL AREA TOTAL ENERGY PLANT |  | 474 BROOKLINE AVE |  | BOSTON | MA | 022150000 | 474 BROOKLINE AVENUE |  | BOSTON | MA | 022150000 | N | PRIVATE | OP9 | MATEP LP | 6175982700 | pgillooly@veoliaenergyna.com | PATRICK | GILLOOLY | 6175982352 | pgillooly@veoliaenergyna.com | PETER | GLUCKLER | 6175982711 | pgluckler@veoliaenergyna.com | 6 | GENERATOR #1-MIRRLEES BLACKSTONE |  | ENGINE | MIRRLEES | UNKNOWN | 1982-04-01 | 2011 | 63.8 | 1 | #6 FUEL OIL | NO.6 | 923 | Residual Oil (No. 6) | 0.5 | 0.3 | 0 | E3GAL | 0 | OK | N | 7 | 2 | 32 | 7 | 2 | 14
1191191 | MEDICAL AREA TOTAL ENERGY PLANT |  | 474 BROOKLINE AVE |  | BOSTON | MA | 022150000 | 474 BROOKLINE AVENUE |  | BOSTON | MA | 022150000 | N | PRIVATE | OP9 | MATEP LP | 6175982700 | pgillooly@veoliaenergyna.com | PATRICK | GILLOOLY | 6175982352 | pgillooly@veoliaenergyna.com | PETER | GLUCKLER | 6175982711 | pgluckler@veoliaenergyna.com | 7 | GENERATOR #2-MIRRLEES BLACKSTONE |  | ENGINE | MIRRLEES | UNKNOWN | 1985-01-01 | 2011 | 63.8 | 1 | #6 FUEL OIL | NO.6 | 923 | Residual Oil (No. 6) | 0.5 | 0.1 | 0 | E3GAL | 0 | OK | N | 4 | 2 | 15 | 6 | 1 | 4
1191191 | MEDICAL AREA TOTAL ENERGY PLANT |  | 474 BROOKLINE AVE |  | BOSTON | MA | 022150000 | 474 BROOKLINE AVENUE |  | BOSTON | MA | 022150000 | N | PRIVATE | OP9 | MATEP LP | 6175982700 | pgillooly@veoliaenergyna.com | PATRICK | GILLOOLY | 6175982352 | pgillooly@veoliaenergyna.com | PETER | GLUCKLER | 6175982711 | pgluckler@veoliaenergyna.com | 8 | GENERATOR #3-MIRRLEES BLACKSTONE |  | ENGINE | MIRRLEES | UNKNOWN | 1985-01-01 | 2011 | 63.8 | 1 | #6 FUEL OIL | NO.6 | 923 | Residual Oil (No. 6) | 0.5 | 0.1 | 0 | E3GAL | 0 | OK | N | 5 | 1 | 14 | 8 | 1 | 4
1191191 | MEDICAL AREA TOTAL ENERGY PLANT |  | 474 BROOKLINE AVE |  | BOSTON | MA | 022150000 | 474 BROOKLINE AVENUE |  | BOSTON | MA | 022150000 | N | PRIVATE | OP9 | MATEP LP | 6175982700 | pgillooly@veoliaenergyna.com | PATRICK | GILLOOLY | 6175982352 | pgillooly@veoliaenergyna.com | PETER | GLUCKLER | 6175982711 | pgluckler@veoliaenergyna.com | 9 | GENERATOR #4-MIRRLEES BLACKSTONE |  | ENGINE | MIRRLEES | UNKNOWN | 1985-01-22 | 2011 | 63.8 | 1 | #6 FUEL OIL | NO.6 | 923 | Residual Oil (No. 6) | 0.5 | 0.1 | 0 | E3GAL | 0 | OK | N | 4 | 2 | 12 | 2 | 3 | 1
1191191 | MEDICAL AREA TOTAL ENERGY PLANT |  | 474 BROOKLINE AVE |  | BOSTON | MA | 022150000 | 474 BROOKLINE AVENUE |  | BOSTON | MA | 022150000 | N | PRIVATE | OP9 | MATEP LP | 6175982700 | pgillooly@veoliaenergyna.com | PATRICK | GILLOOLY | 6175982352 | pgillooly@veoliaenergyna.com | PETER | GLUCKLER | 6175982711 | pgluckler@veoliaenergyna.com | 10 | GENERATOR #5-MIRRLEES BLACKSTONE |  | ENGINE | MIRRLEES | UNKNOWN | 1985-01-22 | 2011 | 63.8 | 1 | #6 FUEL OIL | NO.6 | 923 | Residual Oil (No. 6) | 0.5 | 0.1 | 0 | E3GAL | 0 | OK | N | 9 | 2 | 21 | 8 | 1 | 9
1191191 | MEDICAL AREA TOTAL ENERGY PLANT |  | 474 BROOKLINE AVE |  | BOSTON | MA | 022150000 | 474 BROOKLINE AVENUE |  | BOSTON | MA | 022150000 | N | PRIVATE | OP9 | MATEP LP | 6175982700 | pgillooly@veoliaenergyna.com | PATRICK | GILLOOLY | 6175982352 | pgillooly@veoliaenergyna.com | PETER | GLUCKLER | 6175982711 | pgluckler@veoliaenergyna.com | 11 | GENERATOR #6-MIRRLEES BLACKSTONE |  | ENGINE | MIRRLEES | UNKNOWN | 1985-01-22 | 2011 | 63.8 | 1 | #6 FUEL OIL | NO.6 | 923 | Residual Oil (No. 6) | 0.5 | 0.1 | 0 | E3GAL | 0 | OK | N | 7 | 2 | 35 | 6 | 2 | 14
0420224 | PALMER PAVING CORP |  | 23 ARTHUR ST |  | EASTHAMPTON | MA | 010270000 | 25 BLANCHARD STREET |  | PALMER | MA | 010690000 | N | PRIVATE | SM79-7 | PALMER PAVING CORPORATION | 4132838354 | jec@palmerpaving.com | JON | CALLAHAN | 4132838354 | jec@palmerpaving.com | FRED | HUGLI | 4132838354 | fhugli@palmerpaving.com | 8 | WASTE OIL FURNACE |  | FURNACE | CLEAN BURN | CB 1800 | 2008-04-01 | 2010 | 0.185 | 1 | WASTE OIL FURNACE | NO.6 | 923 | Residual Oil (No. 6) | 0.5 | 0.1 | 2.853 | E3GAL | 434.7972 | OK | N | 24 | 7 | 39 | 24 | 7 | 22
1180135 | AGGREGATE INDUSTRIES NORTHEAST REGION |  | 116 WORCESTER RD |  | GRAFTON | MA | 015360000 | 1715 BROADWAY |  | SAUGUS | MA | 019060000 | N | PRIVATE | NM25 | AGGREGATE INDUSTRIES NORTHEAST REGION | 7819417200 | Lisa.Young@aggregate-us.com | LISA | YOUNG | 7819417200 | lisa.young@aggregate-us.com | LISA | YOUNG | 7819417200 | lisa.young@aggregate-us.com | 9 | UNIT #6 - MAIN GARAGE WASTE OIL HEATER |  | SPACE HEATER | CLEAN BURN | CB525 | 2007-11-01 | 2009 | 1 | 1 | WASTE OIL (REPORTED AS #6 OIL) | NO.6 | 923 | Residual Oil (No. 6) | 0.3 | 0 | 0.948 | E3GAL | 144.4752 | OK | Y | 10 | 5 | 52 | 0 | 0 | 0
0420484 | CHICOPEE CONCRETE SV |  | 158 NEW LOMBARD RD |  | CHICOPEE | MA | 010200000 | 652 PROSPECT STREET |  | CHICOPEE | MA | 010200000 | N | PRIVATE | SM25 | CHICOPEE CONCRETE SERVICES INC | 4135363370 | louellette@chicopeeconcrete.com | LEO | OUELLETTE | 4135363370 | jay@chicopeeconcrete.com | JASON | OUELLETTE | 4135363370 | jay@chicopeeconcrete.com | 11 | 2 X L.B. WHITE HD120, PROPANE, AGGREGATE BIN HTRS | 2 | 2 X AGGREGATE BIN HEATERS | L.B. WHITE | HD120 | 2010-01-01 | 2011 | 0.13 | 1 | PROPANE | PROPANE | 255 | PROPANE | 0.44 |  | 2.7187 | E3GAL | 247.4017 | OK | N | 2 | 5 | 20 | 0 | 0 | 0
0420004 | UMASS AMHERST CAMPUS |  | 360 CAMPUS CENTER WAY | PHYSICAL PLANT DEPT | AMHERST | MA | 010030000 | 360 CAMPUS CENTER WAY | PHYSICAL PLANT DEPT | AMHERST | MA | 010030000 | Y | STATE | OP9 | UNIVERSITY OF MASSACHUSETTS AMHERST | 4135452682 | DROBINSON@EHS.UMASS.EDU | DON | ROBINSON | 4135452682 | DROBINSON@EHS.UMASS.EDU | RAY | JACKSON | 4135456444 | rjackson@facil.umass.edu | 20 | SMALL BOILER - SAWMILL - PROPANE |  | BOILER | H.B. SMITH | UNKNOWN | 1965-01-01 | 2011 | 0.08 | 1 | SMALL BOILER - HB SMITH SAWMILL PROPANE | PROPANE | 255 | PROPANE | 0 | 0 | 0 | E3GAL | 0 | OK | N | 0 | 0 | 0 | 0 | 0 | 0
0420189 | KANZAKI SPECIALTY PAPERS INC |  | 20 CUMMINGS ST |  | WARE | MA | 010820000 | 20 CUMMINGS STREET |  | WARE | MA | 010821716 | N | PRIVATE | SM80-7 | KANZAKI SPECIALTY PAPERS INC | 4139676204 | psawosik@kanzakiusa.com | PETER | SAWOSIK | 4139676204 | psawosik@kanzakiusa.com | DOUGLAS | STELLATO | 4135723215 | dastellato@tighebond.com | 1 | BOILER #1-CLEAVER BROOKS 5.2 MMBTU/HR |  | BOILER | CLEAVER BROOKS | CB200-125 | 1989-07-01 | 2011 | 5.2 | 2 | BOILER #1-CLEAVER BROOKS PROPANE | PROPANE | 255 | PROPANE | 0.0185 | 0 | 0.7026 | E3GAL | 63.9366 | OK | N | 13 | 7 | 52 | 13 | 7 | 20
0420189 | KANZAKI SPECIALTY PAPERS INC |  | 20 CUMMINGS ST |  | WARE | MA | 010820000 | 20 CUMMINGS STREET |  | WARE | MA | 010821716 | N | PRIVATE | SM80-7 | KANZAKI SPECIALTY PAPERS INC | 4139676204 | psawosik@kanzakiusa.com | PETER | SAWOSIK | 4139676204 | psawosik@kanzakiusa.com | DOUGLAS | STELLATO | 4135723215 | dastellato@tighebond.com | 2 | BOILER #2-CLEAVER BROOKS 8.4 MMBTU/HR |  | BOILER | CLEVER BROOKS | CB 200-200 | 1989-07-01 | 2011 | 8.4 | 2 | BOILER #2-CLEAVER BROOKS PROPANE | PROPANE | 255 | PROPANE | 0.0185 | 0 | 8.8015 | E3GAL | 800.9365 | OK | N | 11 | 7 | 52 | 11 | 7 | 20
0420189 | KANZAKI SPECIALTY PAPERS INC |  | 20 CUMMINGS ST |  | WARE | MA | 010820000 | 20 CUMMINGS STREET |  | WARE | MA | 010821716 | N | PRIVATE | SM80-7 | KANZAKI SPECIALTY PAPERS INC | 4139676204 | psawosik@kanzakiusa.com | PETER | SAWOSIK | 4139676204 | psawosik@kanzakiusa.com | DOUGLAS | STELLATO | 4135723215 | dastellato@tighebond.com | 10 | BOILER #3-BRYAN STEAM CORP #CL90S15FD0 PROPANE |  | BOILER | BRYAN STEAM CORP | CL-90S-15-FDO | 1988-01-01 | 2011 | 0.9 | 1 | BOILER #3-BRYAN STEAM PROPANE | PROPANE | 255 | PROPANE | 0 | 0 | 9.256 | E3GAL | 842.296 | OK | N | 24 | 7 | 28 | 24 | 7 | 4
1170013 | INTERPRINT INC |  | 101 CENTRAL BERKSHIRE BLVD |  | PITTSFIELD | MA | 012010000 | 101 CENTRAL BERKSHIRE BLVD |  | PITTSFIELD | MA | 012010000 | N | PRIVATE | OP3 | INTERPRINT INC | 4134434733 | sales@interprint.com | ROLAND | MORIN | 4134434733 | rmorin@intterprint.com | BRUCE | WOOLEY | 4134434733X230 | bwooley@interprint.com | 1 | WATER HEATERS #1 AND 2 COMBINED | 2 | BOILER | LOCHIVAR | TLA151-100 | 2005-06-01 | 2011 | 0.3 | 1 | PROPANE | PROPANE | 255 | PROPANE | 0.0123 |  | 1.12 | E3GAL | 101.92 | OK | Y | 24 | 7 | 52 | 24 | 7 | 22
1180199 | OFS FITEL-STURBRIDGE |  | 50 HALL RD |  | STURBRIDGE | MA | 015660000 | 50 HALL RD |  | STURBRIDGE | MA | 015660000 | N | PRIVATE | SM79-7 | OFS FITEL LLC | 5083478514X8514 | bmastale@ofsoptics.com | BOGDAN | MASTALERZ | 5083478514 | bmastale@ofsoptics.com | BOGDAN | MASTALERZ | 5083478514X8514 | bmastale@ofsoptics.com | 1 | BOILER #1-(2)CLEAVER BROOKS FLX-600 31.4 MMBTU/HR |  | BOILER | CLEAVER-BROOKS | FLX-600 | 1997-10-09 | 2011 | 31 | 1 | BOILER #1-(2)CLEAVER BROOKS FLX-600 PROPANE | PROPANE | 255 | PROPANE | 0.1 | 0 | 303.6 | E3GAL | 27627.6 | OK | N | 24 | 7 | 52 | 24 | 7 | 19
1180257 | SOUTHBRIDGE SHEET METAL WORKS |  | 441 MAIN ST |  | STURBRIDGE | MA | 015660000 | PO BOX 517 |  | STURBRIDGE | MA | 015660000 | N | PRIVATE | NM25 | SOUTHBRIDGE SHEET METAL WORKS INC | 5083477800 | edward@ssmwusa.com | EDWARD | COLOGNESI | 5083477800 | edward@ssmwusa.com | EDWARD | COLOGNESI | 5083477800 | edward@ssmwusa.com | 1 | 15 SMALL HEATERS/BOILERS |  | BOILER | VARIOUS | VARIOUS | 2000-03-01 | 2009 | 1.62 | 1 | HEATERS #1(15)-SMALL UNITS PROPANE | PROPANE | 255 | PROPANE | 0.1 | 0 | 31.8 | E3GAL | 2893.8 | OK | N | 24 | 7 | 36 | 9 | 5 | 6
1180262 | TUFTS UNIVERSITY GRAFTON CAMPUS |  | 200 WESTBORO RD |  | GRAFTON | MA | 015360000 | 200 WESTBORO RD |  | GRAFTON | MA | 015360000 | N | PRIVATE | NM25 | TUFTS UNIVERSITY VET SCHOOL | 5088397921 | elizabeth.isenstein@tufts.edu | RICHARD | REYNOLDS | 6176273334 | dick.reynolds@tufts.edu | ELIZABETH | ISENSTEIN | 6176273704 | elizabeth.isenstein@tufts.edu | 69 | HTNG BLRS (2)-HYDROTHERM NEW WLDLFE CLINIC LPG |  | BOILER | HYDROTHERM | MR-1800BPV | 2000-01-01 | 2009 | 3.6 | 1 | HTNG BLRS (2)-HYDROTHERMS WILDLIFE CLINIC LPG | PROPANE | 255 | PROPANE | 0.01 | 0 | 0 | E3GAL | 0 | OK | N | 24 | 7 | 40 | 24 | 7 | 22
1180701 | TANTASQUA REGIONAL HIGH SCHOOL |  | 319 BROOKFIELD RD |  | STURBRIDGE | MA | 015180000 | TRSD FACILITIES MANAGER | 320A BROOKFIELD ROAD | FISKDALE | MA | 015181017 | Y | LOCAL GOVERNMENT | SM25 | TANTASQUA REGIONAL SCHOOL DISTRICT | 5083473077X25 | brownr@tantasqua.org | DEBORAH | BOYD | 5083473077 | boydd@tantasqua.org | RICH | BROWN | 5083473077X25 | brownr@tantasqua.org | 6 | PVI DOMESTIC HOT WATER - PROPANE | 2 | BOILER | PVI INDUSTRIES, INC. | 500P 300A - TP | 2002-08-30 | 2009 | 0.399 | 1 | LP GAS - PROPANE | PROPANE | 255 | PROPANE | 0 |  | 4.5 | E3GAL | 409.5 | OK | Y | 24 | 7 | 52 | 24 | 7 | 22
1180701 | TANTASQUA REGIONAL HIGH SCHOOL |  | 319 BROOKFIELD RD |  | STURBRIDGE | MA | 015180000 | TRSD FACILITIES MANAGER | 320A BROOKFIELD ROAD | FISKDALE | MA | 015181017 | Y | LOCAL GOVERNMENT | SM25 | TANTASQUA REGIONAL SCHOOL DISTRICT | 5083473077X25 | brownr@tantasqua.org | DEBORAH | BOYD | 5083473077 | boydd@tantasqua.org | RICH | BROWN | 5083473077X25 | brownr@tantasqua.org | 7 | POOL HEATER |  | BOILER | LAARS | AP 0715 1P 09 C1 PC MX | 2002-08-30 | 2009 | 0.715 | 1 | LP GAS - PROPANE | PROPANE | 255 | PROPANE | 0 |  | 1.9 | E3GAL | 172.9 | OK | N | 24 | 7 | 22 | 3 | 7 | 20
1190261 | WELLESLEY COLLEGE |  | 300 CENTRAL ST |  | WELLESLEY | MA | 021810000 | 106 CENTRAL STREET |  | WELLESLEY | MA | 024818203 | N | PRIVATE | OP3 | WELLESLEY COLLEGE | 7812832374 | mgreig@wellesley.edu | MAX | GREIG | 7812832374 | mgreig@WELLESLEY.EDU | MAX | GREIG | 7812832374 | mgreig@WELLESLEY.EDU | 29 | MISC. SMALL PROPANE BOILERS | 4 | BOILER | BURNHAM & OTHERS | VARIOUS | 2009-01-01 | 2011 | 0.733 | 1 | PROPANE | PROPANE | 255 | PROPANE | 0 |  | 1.31 | E3GAL | 119.21 | OK | Y | 24 | 7 | 52 | 24 | 7 | 22
1190499 | USAF HANSCOM AFB 66 ABG/CEV |  | 72 DOW ST | BLDG 1825 | HANSCOM AFB | MA | 017310000 | 72 DOW STREET | BUILDING 1825 | HANSCOM AFB | MA | 017311910 | N | FEDERAL | OP6 | UNITED STATES AIR FORCE | 7812256142 | DONALD.MORRIS@HANSCOM.AF.MIL | THOMAS | SCHLUCKEBIER | 7812252999 | Thomas.Schluckebier@hanscom.af.mil | ROBERT | SPELFOGEL | 7812256145 | Robert.Spelfogel@hanscom.af.mil | 52 | SMALL UNITS BURNING PROPANE | 11 | BOILER | VARIOUS | VARIOUS | 1990-01-01 | 2011 | 2.355 | 1 | PROPANE | PROPANE | 255 | PROPANE | 0 | 0 | 42.2854 | E3GAL | 3847.9714 | OK | N | 24 | 7 | 42 | 24 | 7 | 10
1200012 | COMPOSITE MODULES INCORPORATED |  | 1 MILL ST |  | ATTLEBORO | MA | 027032936 | 61 UNION STREET |  | ATTLEBORO | MA | 027032936 | N | PRIVATE | NM99 | COMPOSITE MODULES INC | 5082260420 | sales@cmodules.com | ROBERT | CAESAR | 5082260420 | bc@cmodules.com | MICHAEL | CADY | 5082260420 | mcady@cmodules.com | 1 | BOILER #1-INTERNATIONAL #HRT #6 OIL >1PCT S |  | BOILER | INTERNATIONAL ENGINEERS | HRT | 1985-12-01 | 2009 | 7 | 2 | BOILER #1-LPG PILOT LIGHT | PROPANE | 255 | PROPANE | 0 |  | 0.14 | E3GAL | 12.74 | OK | N | 10 | 7 | 20 | 0 | 0 | 0
1200045 | WHEATON COLLEGE |  | 25 EAST MAIN ST |  | NORTON | MA | 027660000 | 25 EAST MAIN STREET |  | NORTON | MA | 027660000 | N | PRIVATE | SM80-R | WHEATON COLLEGE | 5082868200 | dnadeau@wheatoncollege.edu | JOHN | SULLIVAN | 5082863484 | jsulliva@Wheatoncollege.edu | DAVID | NADEAU | 5082863885 | dnadeau@wheatoncollege.edu | 27 | RESIDENTIAL BOILER #27 - PROPANE BURNING |  | BOILER | VARIOUS | VARIOUS | 2005-01-01 | 2011 | 0.14 | 2 | PROPANE | PROPANE | 255 | PROPANE | 0 | 0 | 0.888 | E3GAL | 80.808 | OK | Y | 24 | 7 | 52 | 24 | 7 | 22
1210647 | GROTON SCHOOL |  | 282 FARMERS ROW |  | GROTON | MA | 014500000 | P.O. BOX 991 | 282 FARMERS ROW | GROTON | MA | 014504991 | N | PRIVATE | NM99 | GROTON SCHOOL | 9784487549 | tdumont@groton.org | TIM | DUMONT | 9784487549 | tdumont@groton.org | AL | MCKIE | 9784487542 | amckie@groton.org | 10 | ADMINISTRATIVE BUILDINGS - PROPANE | 2 | BOILER | PATTERSON KELLEY | MACH SERIES C900 | 2009-01-01 | 2011 | 1.405 | 1 | PROPANE | PROPANE | 255 | PROPANE | 0.001 |  | 2.217 | E3GAL | 201.747 | OK | N | 24 | 7 | 52 | 24 | 7 | 22
1200580 | SACRED HEART HIGH SCHOOL |  | 399 BISHOPS HWY |  | KINGSTON | MA | 023642098 | 399 BISHOPS HWY |  | KINGSTON | MA | 023642098 | N | PRIVATE | NM99 | SACRED HEART ACADEMY | 7815857511 | BUSINESS@SACREDHEART-HS.ORG | BRUCE | NORIAN | 7813982250 | BRUCEN@NS-ENGINEERING.COM | SISTER ALICE MARIE | LYON | 7815857511 | samlyon@sacredheartkingston.com | 6 | BOILER #3 |  | DIRECT FIRED DOMESTIC HOT WATER TANK | A.O. SMITH | BTH-400 | 2007-09-15 | 2007 | 0.4 | 1 | PROPANE | PROPANE | 255 | PROPANE | 0 | 0 | 0.75 | E3GAL | 68.25 | OK | Y | 24 | 7 | 52 | 24 | 7 | 22
1170013 | INTERPRINT INC |  | 101 CENTRAL BERKSHIRE BLVD |  | PITTSFIELD | MA | 012010000 | 101 CENTRAL BERKSHIRE BLVD |  | PITTSFIELD | MA | 012010000 | N | PRIVATE | OP3 | INTERPRINT INC | 4134434733 | sales@interprint.com | ROLAND | MORIN | 4134434733 | rmorin@intterprint.com | BRUCE | WOOLEY | 4134434733X230 | bwooley@interprint.com | 2 | DUCT HEATERS COMBINED | 2 | DUCT BURNER | MODINE | DFS400TMRLP83F1 | 2006-06-01 | 2011 | 0.8 | 1 | PROPANE | PROPANE | 255 | PROPANE | 0.0123 |  | 2.986 | E3GAL | 271.726 | OK | N | 24 | 7 | 34 | 24 | 7 | 4
0420844 | US TSUBAKI AUTOMOTIVE LLC |  | 106 LONCZAK DR |  | CHICOPEE | MA | 010220000 | 106 LONCZAK DRIVE |  | CHICOPEE | MA | 010220000 | N | PRIVATE | SM25 | US TSUBAKI AUTOMOTIVE LLC | 4135931100 | TomCavanaugh@USTSUBAKI.com | THOMAS | CAVANAUGH | 4135931100 | TomCavanaugh@USTSUBAKI.COM | JEFFREY | BIBEAU | 4135723243 | JBibeau@TigheBond.com | 4 | ENDOTHERMIC GAS GENERATOR (3) - PROPANE | 3 | ENDOTHERMIC GAS PRODUCER | N/A | N/A | 1998-06-06 | 2011 | 1 | 1 | ENDOTHERMIC GAS PRODUCER - CAN-ENG PROPANE | PROPANE | 255 | PROPANE | 0.01 | 0 | 8.123 | E3GAL | 739.193 | OK | N | 24 | 6 | 50 | 24 | 6 | 22
0420040 | MT TOM GENERATING COMPANY LLC | MOUNT TOM GENERATING STATION | 200 NORTHAMPTON ST |  | HOLYOKE | MA | 010400000 | 200 NORTHAMPTON ST |  | HOLYOKE | MA | 010400000 | N | UTILITY | OP18 | MT. TOM GENERATING COMPANY, LLC | 8608956900 | mike.gwyther@gdfsuezna.com | MIKE | GWYTHER | 4135369562 | Mike.Gwyther@gdfsuezna.com | MILTON | HARRIS | 4135369571 | Milton.Harris@gdfsuezna.com | 7 | EMERGENCY GENERATOR |  | ENGINE | GM/KOHLER | 8.1 L/80 RZG | 2001-01-01 | 2011 | 1.9 | 1 | PROPANE | PROPANE | 255 | PROPANE | 0 | 0 | 0.3 | E3GAL | 27.3 | OK | N | 1 | 1 | 50 | 1 | 1 | 20
0420040 | MT TOM GENERATING COMPANY LLC | MOUNT TOM GENERATING STATION | 200 NORTHAMPTON ST |  | HOLYOKE | MA | 010400000 | 200 NORTHAMPTON ST |  | HOLYOKE | MA | 010400000 | N | UTILITY | OP18 | MT. TOM GENERATING COMPANY, LLC | 8608956900 | mike.gwyther@gdfsuezna.com | MIKE | GWYTHER | 4135369562 | Mike.Gwyther@gdfsuezna.com | MILTON | HARRIS | 4135369571 | Milton.Harris@gdfsuezna.com | 7 | EMERGENCY GENERATOR |  | ENGINE | GM/KOHLER | 8.1 L/80 RZG | 2001-01-01 | 2011 | 1.9 | 2 | PROPANE | PROPANE | 255 | PROPANE | 0 | 0 | 0.3 | E3GAL | 27.3 | OK | N | 1 | 1 | 50 | 1 | 1 | 20
0420270 | LENOX/AMERICAN SAW & MANUFACTURING CO |  | 301 CHESTNUT ST |  | EAST LONGMEADOW | MA | 010280504 | PO BOX 504 |  | EAST LONGMEADOW | MA | 010280504 | N | PRIVATE | SM80-R | IRWIN INDUSTRIAL TOOL COMPANY | 4135265305 | steve.dodge@lenoxtools.com | WILLIAM | ROBINSON | 4135265191 | dave.robinson@lenoxtools.com | MICHAEL | MAHEUX | 4135265330 | mike.maheux@lenoxtools.com | 43 | ONAN EMERGENCY POWER GENERATOR - PROPANE |  | ENGINE | ONAN | T-030-EK | 1989-11-01 | 2011 | 0.6125 | 1 | PROPANE - LPG | PROPANE | 255 | PROPANE | 0 |  | 0.8296 | E3GAL | 75.4936 | OK | N | 1 | 1 | 52 | 1 | 1 | 22
0420550 | NORTHFIELD MT HERMON |  | MOUNT HERMON RD |  | GILL | MA | 013540000 | ONE LAMPLIGHTER WAY |  | MOUNT HERMON | MA | 013540000 | N | PRIVATE | SM79-R | NORTHFIELD MOUNT HERMON SCHOOL | 4134983455 | webmaster@nmhschool.org | WILLIAM | PACHALIS | 4134983455 | bpachalis@nmhschool.org | WILLIAM | PACHALIS | 4134983455 | bpachalis@nmhschool.org | 9 | GENERATOR 1 LIBRARY |  | ENGINE | KOHLER | 30RZG | 2007-07-10 | 2011 | 0.01 | 1 | PROPANE | PROPANE | 255 | PROPANE | 0 |  | 0.196 | E3GAL | 17.836 | OK | N | 1 | 1 | 52 | 1 | 1 | 16
0420550 | NORTHFIELD MT HERMON |  | MOUNT HERMON RD |  | GILL | MA | 013540000 | ONE LAMPLIGHTER WAY |  | MOUNT HERMON | MA | 013540000 | N | PRIVATE | SM79-R | NORTHFIELD MOUNT HERMON SCHOOL | 4134983455 | webmaster@nmhschool.org | WILLIAM | PACHALIS | 4134983455 | bpachalis@nmhschool.org | WILLIAM | PACHALIS | 4134983455 | bpachalis@nmhschool.org | 10 | GENERATOR 2 CUTTLER |  | ENGINE | KOHLER | 60RZG | 2007-08-16 | 2011 | 0.01 | 1 | PROPANE | PROPANE | 255 | PROPANE | 0 |  | 0.288 | E3GAL | 26.208 | OK | N | 1 | 1 | 52 | 1 | 1 | 16
0420550 | NORTHFIELD MT HERMON |  | MOUNT HERMON RD |  | GILL | MA | 013540000 | ONE LAMPLIGHTER WAY |  | MOUNT HERMON | MA | 013540000 | N | PRIVATE | SM79-R | NORTHFIELD MOUNT HERMON SCHOOL | 4134983455 | webmaster@nmhschool.org | WILLIAM | PACHALIS | 4134983455 | bpachalis@nmhschool.org | WILLIAM | PACHALIS | 4134983455 | bpachalis@nmhschool.org | 11 | GENERATOR 3 CROSSLEY |  | ENGINE | ONAN | 30EKL | 2007-08-16 | 2011 | 0.01 | 1 | PROPANE | PROPANE | 255 | PROPANE | 0 |  | 0.303 | E3GAL | 27.573 | OK | N | 1 | 1 | 52 | 1 | 1 | 16
0420550 | NORTHFIELD MT HERMON |  | MOUNT HERMON RD |  | GILL | MA | 013540000 | ONE LAMPLIGHTER WAY |  | MOUNT HERMON | MA | 013540000 | N | PRIVATE | SM79-R | NORTHFIELD MOUNT HERMON SCHOOL | 4134983455 | webmaster@nmhschool.org | WILLIAM | PACHALIS | 4134983455 | bpachalis@nmhschool.org | WILLIAM | PACHALIS | 4134983455 | bpachalis@nmhschool.org | 12 | GENERATOR 4 HAYDEN |  | ENGINE | SENTRY PRO | 15KW | 2007-08-16 | 2011 | 0.01 | 1 | PROPANE | PROPANE | 255 | PROPANE | 0 |  | 0.098 | E3GAL | 8.918 | OK | N | 1 | 1 | 52 | 1 | 1 | 16
0420550 | NORTHFIELD MT HERMON |  | MOUNT HERMON RD |  | GILL | MA | 013540000 | ONE LAMPLIGHTER WAY |  | MOUNT HERMON | MA | 013540000 | N | PRIVATE | SM79-R | NORTHFIELD MOUNT HERMON SCHOOL | 4134983455 | webmaster@nmhschool.org | WILLIAM | PACHALIS | 4134983455 | bpachalis@nmhschool.org | WILLIAM | PACHALIS | 4134983455 | bpachalis@nmhschool.org | 13 | GENERATOR 5 WALLACE |  | ENGINE | ONAN | 15JC | 2007-08-16 | 2011 | 0.01 | 1 | PROPANE | PROPANE | 255 | PROPANE | 0 |  | 0.088 | E3GAL | 8.008 | OK | N | 1 | 1 | 52 | 1 | 1 | 16
0420550 | NORTHFIELD MT HERMON |  | MOUNT HERMON RD |  | GILL | MA | 013540000 | ONE LAMPLIGHTER WAY |  | MOUNT HERMON | MA | 013540000 | N | PRIVATE | SM79-R | NORTHFIELD MOUNT HERMON SCHOOL | 4134983455 | webmaster@nmhschool.org | WILLIAM | PACHALIS | 4134983455 | bpachalis@nmhschool.org | WILLIAM | PACHALIS | 4134983455 | bpachalis@nmhschool.org | 14 | GENERATOR 6 SHEA COTTAGE |  | ENGINE | KOHLER | 80RZG | 2007-08-07 | 2011 | 0.01 | 1 | PROPANE | PROPANE | 255 | PROPANE | 0 |  | 1.832 | E3GAL | 166.712 | CHECK | N | 1 | 1 | 52 | 1 | 1 | 16
0420550 | NORTHFIELD MT HERMON |  | MOUNT HERMON RD |  | GILL | MA | 013540000 | ONE LAMPLIGHTER WAY |  | MOUNT HERMON | MA | 013540000 | N | PRIVATE | SM79-R | NORTHFIELD MOUNT HERMON SCHOOL | 4134983455 | webmaster@nmhschool.org | WILLIAM | PACHALIS | 4134983455 | bpachalis@nmhschool.org | WILLIAM | PACHALIS | 4134983455 | bpachalis@nmhschool.org | 15 | GENERATOR 7 SAFETY OFFICE |  | ENGINE | KOHLER | 8.5RES | 2003-01-06 | 2011 | 0.01 | 1 | PROPANE | PROPANE | 255 | PROPANE | 0 |  | 0.064 | E3GAL | 5.824 | OK | N | 1 | 1 | 52 | 1 | 1 | 16
0420550 | NORTHFIELD MT HERMON |  | MOUNT HERMON RD |  | GILL | MA | 013540000 | ONE LAMPLIGHTER WAY |  | MOUNT HERMON | MA | 013540000 | N | PRIVATE | SM79-R | NORTHFIELD MOUNT HERMON SCHOOL | 4134983455 | webmaster@nmhschool.org | WILLIAM | PACHALIS | 4134983455 | bpachalis@nmhschool.org | WILLIAM | PACHALIS | 4134983455 | bpachalis@nmhschool.org | 16 | GENERATOR 8 HOCKEY ARENA |  | ENGINE | KOHLER | 7 RMY | 2007-12-19 | 2011 | 0.01 | 1 | PROPANE | PROPANE | 255 | PROPANE | 0 |  | 0.055 | E3GAL | 5.005 | OK | N | 1 | 1 | 52 | 1 | 1 | 16
0420550 | NORTHFIELD MT HERMON |  | MOUNT HERMON RD |  | GILL | MA | 013540000 | ONE LAMPLIGHTER WAY |  | MOUNT HERMON | MA | 013540000 | N | PRIVATE | SM79-R | NORTHFIELD MOUNT HERMON SCHOOL | 4134983455 | webmaster@nmhschool.org | WILLIAM | PACHALIS | 4134983455 | bpachalis@nmhschool.org | WILLIAM | PACHALIS | 4134983455 | bpachalis@nmhschool.org | 17 | GENERATOR 9 PHYSICAL PLANT |  | ENGINE | ONAN | 7.5 JBFL | 2007-08-16 | 2011 | 0.01 | 1 | PROPANE | PROPANE | 255 | PROPANE | 0 |  | 0.053 | E3GAL | 4.823 | OK | N | 1 | 1 | 52 | 1 | 1 | 16
0420550 | NORTHFIELD MT HERMON |  | MOUNT HERMON RD |  | GILL | MA | 013540000 | ONE LAMPLIGHTER WAY |  | MOUNT HERMON | MA | 013540000 | N | PRIVATE | SM79-R | NORTHFIELD MOUNT HERMON SCHOOL | 4134983455 | webmaster@nmhschool.org | WILLIAM | PACHALIS | 4134983455 | bpachalis@nmhschool.org | WILLIAM | PACHALIS | 4134983455 | bpachalis@nmhschool.org | 18 | GENERATOR 10 WWTP |  | ENGINE | KOHLER | 100RZ272 | 2007-08-16 | 2011 | 0.01 | 1 | PROPANE | PROPANE | 255 | PROPANE | 0 |  | 1.883 | E3GAL | 171.353 | CHECK | N | 1 | 1 | 52 | 1 | 1 | 16
0420551 | NORTHFIELD HEATING PLANT | HOBBY LOBBY STORES INC | 231 MAIN ST |  | NORTHFIELD | MA | 013600000 | 231 MAIN ST |  | NORTHFIELD | MA | 013600000 | N | PRIVATE | SM79-R | HOBBY LOBBY STORES INC. | 4057451100 | dclarkhobbylobby@gmail.com | DARRELL | MOSLEY | 4134982914 | darrell.mosley@hobbylobby.com | DAVID | CLARK | 4134982914 | dclarkhobbylobby@gmail.com | 10 | GENERATOR 1 GOULD |  | ENGINE | KATOLITE | 20KW | 2007-07-01 | 2011 | 0.01 | 1 | PROPANE | PROPANE | 255 | PROPANE | 0 |  | 0.467 | E3GAL | 42.497 | OK | N | 1 | 1 | 52 | 1 | 1 | 16
0420551 | NORTHFIELD HEATING PLANT | HOBBY LOBBY STORES INC | 231 MAIN ST |  | NORTHFIELD | MA | 013600000 | 231 MAIN ST |  | NORTHFIELD | MA | 013600000 | N | PRIVATE | SM79-R | HOBBY LOBBY STORES INC. | 4057451100 | dclarkhobbylobby@gmail.com | DARRELL | MOSLEY | 4134982914 | darrell.mosley@hobbylobby.com | DAVID | CLARK | 4134982914 | dclarkhobbylobby@gmail.com | 11 | GENERATOR 2 KENARDON |  | ENGINE | SENTRY PRO | 15 KW | 2003-01-01 | 2011 | 0.01 | 1 | PROPANE | PROPANE | 255 | PROPANE | 0 |  | 0.0218 | E3GAL | 1.9838 | OK | N | 1 | 1 | 52 | 1 | 1 | 16
0420551 | NORTHFIELD HEATING PLANT | HOBBY LOBBY STORES INC | 231 MAIN ST |  | NORTHFIELD | MA | 013600000 | 231 MAIN ST |  | NORTHFIELD | MA | 013600000 | N | PRIVATE | SM79-R | HOBBY LOBBY STORES INC. | 4057451100 | dclarkhobbylobby@gmail.com | DARRELL | MOSLEY | 4134982914 | darrell.mosley@hobbylobby.com | DAVID | CLARK | 4134982914 | dclarkhobbylobby@gmail.com | 12 | GENERATOR 3 MOORE |  | ENGINE | KOHLER | 100KW | 2007-12-06 | 2011 | 0.01 | 1 | PROPANE | PROPANE | 255 | PROPANE | 0 |  | 0.0131 | E3GAL | 1.1921 | OK | N | 1 | 1 | 52 | 1 | 1 | 16
0420551 | NORTHFIELD HEATING PLANT | HOBBY LOBBY STORES INC | 231 MAIN ST |  | NORTHFIELD | MA | 013600000 | 231 MAIN ST |  | NORTHFIELD | MA | 013600000 | N | PRIVATE | SM79-R | HOBBY LOBBY STORES INC. | 4057451100 | dclarkhobbylobby@gmail.com | DARRELL | MOSLEY | 4134982914 | darrell.mosley@hobbylobby.com | DAVID | CLARK | 4134982914 | dclarkhobbylobby@gmail.com | 13 | GENERATOR 4 HIBBARD |  | ENGINE | ONAN | 7.5 JB | 2007-10-01 | 2011 | 0.01 | 1 | PROPANE | PROPANE | 255 | PROPANE | 0 |  | 0.2034 | E3GAL | 18.5094 | OK | N | 1 | 1 | 52 | 1 | 1 | 16
0420551 | NORTHFIELD HEATING PLANT | HOBBY LOBBY STORES INC | 231 MAIN ST |  | NORTHFIELD | MA | 013600000 | 231 MAIN ST |  | NORTHFIELD | MA | 013600000 | N | PRIVATE | SM79-R | HOBBY LOBBY STORES INC. | 4057451100 | dclarkhobbylobby@gmail.com | DARRELL | MOSLEY | 4134982914 | darrell.mosley@hobbylobby.com | DAVID | CLARK | 4134982914 | dclarkhobbylobby@gmail.com | 14 | GENERATOR 5 MEANY GYM |  | ENGINE | ONAN | 15JC | 2008-01-26 | 2011 | 0.01 | 1 | PROPANE | PROPANE | 255 | PROPANE | 0 |  | 0.0194 | E3GAL | 1.7654 | OK | N | 1 | 1 | 52 | 1 | 1 | 16
0420551 | NORTHFIELD HEATING PLANT | HOBBY LOBBY STORES INC | 231 MAIN ST |  | NORTHFIELD | MA | 013600000 | 231 MAIN ST |  | NORTHFIELD | MA | 013600000 | N | PRIVATE | SM79-R | HOBBY LOBBY STORES INC. | 4057451100 | dclarkhobbylobby@gmail.com | DARRELL | MOSLEY | 4134982914 | darrell.mosley@hobbylobby.com | DAVID | CLARK | 4134982914 | dclarkhobbylobby@gmail.com | 15 | GENERATOR 6 EAST HALL |  | ENGINE | POWER GUARD | 8KW | 2002-01-01 | 2011 | 0.01 | 1 | PROPANE | PROPANE | 255 | PROPANE | 0 |  | 0 | E3GAL | 0 | OK | N | 1 | 1 | 52 | 1 | 1 | 16
0420551 | NORTHFIELD HEATING PLANT | HOBBY LOBBY STORES INC | 231 MAIN ST |  | NORTHFIELD | MA | 013600000 | 231 MAIN ST |  | NORTHFIELD | MA | 013600000 | N | PRIVATE | SM79-R | HOBBY LOBBY STORES INC. | 4057451100 | dclarkhobbylobby@gmail.com | DARRELL | MOSLEY | 4134982914 | darrell.mosley@hobbylobby.com | DAVID | CLARK | 4134982914 | dclarkhobbylobby@gmail.com | 16 | GENERATOR 7 MARQUAND |  | ENGINE | KOHLER | 7.5R62 | 2007-12-06 | 2011 | 0.01 | 1 | PROPANE | PROPANE | 255 | PROPANE | 0 |  | 0.042 | E3GAL | 3.822 | OK | N | 1 | 1 | 52 | 1 | 1 | 16
1170001 | GENERAL DYNAMICS AIS |  | 100 PLASTICS AVE |  | PITTSFIELD | MA | 012010000 | 100 PLASTICS AVE | ROOM 1716 | PITTSFIELD | MA | 012010000 | N | PRIVATE | SM50 | GENERAL DYNAMICS AIS | 4134942345 | SHANNON.REILLY@GD-AIS.COM | SHANNON | REILLY | 4134942345 | SHANNON.REILLY@GD-AIS.COM | SHANNON | REILLY | 4134942345 | SHANNON.REILLY@GD-AIS.COM | 71 | 02-45-F GATE 1 GENERATOR |  | ENGINE | DAYTON 40KW | 4LM43 | 1997-01-01 | 2009 | 0.3102 | 1 | LPG | PROPANE | 255 | PROPANE | 0 |  | 0.011 | E3GAL | 1.001 | OK | N | 1 | 1 | 12 | 1 | 1 | 5
1170013 | INTERPRINT INC |  | 101 CENTRAL BERKSHIRE BLVD |  | PITTSFIELD | MA | 012010000 | 101 CENTRAL BERKSHIRE BLVD |  | PITTSFIELD | MA | 012010000 | N | PRIVATE | OP3 | INTERPRINT INC | 4134434733 | sales@interprint.com | ROLAND | MORIN | 4134434733 | rmorin@intterprint.com | BRUCE | WOOLEY | 4134434733X230 | bwooley@interprint.com | 9 | EMERGENCY GENERATOR |  | ENGINE | KOHLER | 30RZG | 2005-06-01 | 2011 | 0.0005 | 1 | PROPANE | PROPANE | 255 | PROPANE | 0.0123 |  | 0.0111 | E3GAL | 1.0101 | OK | N | 1 | 1 | 12 | 1 | 1 | 5
1180035 | SEAMAN PAPER COMPANY |  | 51 MAIN ST |  | OTTER RIVER | MA | 014360000 | PO BOX 21 |  | BALDWINVILLE | MA | 014360000 | N | PRIVATE | OP3 | SEAMAN PAPER COMPANY | 9786321513 | gdjones@seamanpaper.com | GEORGE | JONES | 9789392146 | gdjones@seamanpaper.com | GEORGE | JONES | 9789392146X234 | gdjones@seamanpaper.com | 6 | EMER GEN #1 - WINCO-FORD V-8 PROPANE GAS |  | ENGINE | WINCO-FORD | 7.5 L V-8 | 2002-01-01 | 2011 | 1 | 1 | EMER GEN #1 - WINCO-FORD 7.5 L V-8 PROPANE GAS | PROPANE | 255 | PROPANE | 0 | 0 | 1 | E3GAL | 91 | OK | N | 1 | 1 | 52 | 1 | 1 | 22
1180035 | SEAMAN PAPER COMPANY |  | 51 MAIN ST |  | OTTER RIVER | MA | 014360000 | PO BOX 21 |  | BALDWINVILLE | MA | 014360000 | N | PRIVATE | OP3 | SEAMAN PAPER COMPANY | 9786321513 | gdjones@seamanpaper.com | GEORGE | JONES | 9789392146 | gdjones@seamanpaper.com | GEORGE | JONES | 9789392146X234 | gdjones@seamanpaper.com | 7 | EMER GEN #2 - WINCO-FORD 2.5 L I-4 PROPANE GAS |  | ENGINE | WINCO-FORD | 2.5 L I-4 | 2002-01-01 | 2011 | 0.243 | 1 | EMER GEN #2 - WINCO-FORD 2.3 L I-4 PROPANE GAS | PROPANE | 255 | PROPANE | 0 | 0 | 1 | E3GAL | 91 | OK | N | 1 | 1 | 52 | 1 | 1 | 22
1180076 | DEXTER-RUSSELL INC |  | 44 RIVER ST |  | SOUTHBRIDGE | MA | 015500000 | 44 RIVER STREET |  | SOUTHBRIDGE | MA | 015500000 | N | PRIVATE | NM25 | DEXTER RUSSELL INC | 5087650201X6543 | rouellette@dexter1818.com | ROBERT | OUELLETTE | 5087650201 | rouellette@dexter1818.com | ROBERT | OUELLETTE | 5087650201 | rouellette@dexter1818.com | 8 | EMERGENCY GENERATOR |  | ENGINE | KOHLER | 30RZG | 2009-01-15 | 2009 | 5 | 1 | LPG | PROPANE | 255 | PROPANE | 0 | 0 | 0.0573 | E3GAL | 5.2143 | OK | N | 1 | 1 | 26 | 1 | 1 | 5
1180272 | MWRA CARROLL WATER TREATMENT PLANT |  | 82 DANGELO DR |  | MARLBOROUGH | MA | 017520000 | 100 FIRST AVENUE |  | BOSTON | MA | 021290000 | N | STATE | SM50 | MASSACHUSETTS WATER RESOURCES AUTHORITY | 6177882552 | leon.lataille@mwra.state.ma.us | MICHAEL | HORNBROOK | 6177884359 | michael.hornbrook@mwra.state.ma.us | LEON | LATAILLE | 6177882552 | leon.lataille@mwra.state.ma.us | 9 | OLYMPIAN PROPANE GENERATOR 40 KW |  | ENGINE | OLYMPIAN | G40F3 | 2006-03-03 | 2009 | 0.54 | 1 | PROPANE | PROPANE | 255 | PROPANE | 0.004 |  | 0.013 | E3GAL | 1.183 | OK | N | 1 | 1 | 12 | 1 | 1 | 5
1190095 | CHARLES RIVER LABORATORIES |  | 251 BALLARDVALE ST |  | WILMINGTON | MA | 018870000 | 251 BALLARDVALE ST |  | WILMINGTON | MA | 018870000 | N | PRIVATE | NM25 | CHARLES RIVER LABORATORIES | 7812226000 | randy.boles@crl.com | RANDY | BOLES | 7812226000 | randy.boles@crl.com | RANDY | BOLES | 7812226000 | randy.boles@crl.com | 36 | ENGINE, PROPANE FIRED, EU-8 |  | ENGINE | WISCONSIN | UNKNOWN | 1900-01-01 | 2010 | 0.0382 | 1 | PROPANE | PROPANE | 255 | PROPANE | 0 |  | 0.0055 | E3GAL | 0.5005 | OK | N | 1 | 1 | 26 | 1 | 1 | 11
1190138 | GENERAL ELECTRIC AIRCRAFT ENGINES |  | 1000 WESTERN AVE |  | LYNN | MA | 019100000 | 1000 WESTERN AVE |  | LYNN | MA | 019100000 | N | PRIVATE | OP12 | GENERAL ELECTRIC COMPANY | 7815944704 | jolanta.wojas@ge.com | MARIA | DEACON | 7815943013 | maria.deacon@ge.com | JOLANTA | WOJAS | 7815944704 | jolanta.wojas@ge.com | 66 | EMER GEN LPG-BLDGS 32, 40, 64, 66, 68, 74 | 24 | ENGINE | VARIOUS | VARIOUS | 1990-01-01 | 2011 | 4.07 | 1 | EMER GENERATORS-8 VARIOUS MFG LPG EUX-XX | PROPANE | 255 | PROPANE | 0 | 0 | 0.8684 | E3GAL | 79.0244 | OK | N | 8 | 1 | 24 | 1 | 1 | 12
1190252 | GORDON CONWELL THEOLOGICAL SEMINARY |  | 130 ESSEX ST |  | HAMILTON | MA | 019820000 | 130 ESSEX ST |  | HAMILTON | MA | 019820000 | N | PRIVATE | NM25 | GORDON CONWELL THEOLOGICAL SEMINARY | 9784687111 | TIngraham@gcts.edu | TIM | INGRAHAM | 9784687111 | TIngraham@gcts.edu | SEAN | GILLISS | 9784687111X4361 | sgilliss@gcts.edu | 21 | EU#26: GRAHAM BUILDING GENERATOR PROPANE |  | ENGINE | WINGO ELECTRIC | PS25N5/4R/BLP | 1987-03-01 | 2010 | 0.25 | 1 | PROPANE | PROPANE | 255 | PROPANE | 0 | 0 | 0.116 | E3GAL | 10.556 | OK | N | 1 | 1 | 52 | 1 | 1 | 22
1190252 | GORDON CONWELL THEOLOGICAL SEMINARY |  | 130 ESSEX ST |  | HAMILTON | MA | 019820000 | 130 ESSEX ST |  | HAMILTON | MA | 019820000 | N | PRIVATE | NM25 | GORDON CONWELL THEOLOGICAL SEMINARY | 9784687111 | TIngraham@gcts.edu | TIM | INGRAHAM | 9784687111 | TIngraham@gcts.edu | SEAN | GILLISS | 9784687111X4361 | sgilliss@gcts.edu | 24 | EU#29 PUMPHOUSE GENERATOR PROPANE |  | ENGINE | KOHLER | 20RZ | 2002-08-01 | 2010 | 0.2 | 1 | PROPANE | PROPANE | 255 | PROPANE | 0 | 0 | 0.19 | E3GAL | 17.29 | OK | N | 1 | 1 | 52 | 1 | 1 | 22
1190261 | WELLESLEY COLLEGE |  | 300 CENTRAL ST |  | WELLESLEY | MA | 021810000 | 106 CENTRAL STREET |  | WELLESLEY | MA | 024818203 | N | PRIVATE | OP3 | WELLESLEY COLLEGE | 7812832374 | mgreig@wellesley.edu | MAX | GREIG | 7812832374 | mgreig@WELLESLEY.EDU | MAX | GREIG | 7812832374 | mgreig@WELLESLEY.EDU | 30 | MISC. PROPANE GENERATORS - HOUGHTON |  | ENGINE | CUMMINS (FOR EX) | VARIES | 2009-01-01 | 2011 | 1.7 | 1 | PROPANE | PROPANE | 255 | PROPANE | 0 |  | 0.465 | E3GAL | 42.315 | OK | Y | 24 | 7 | 52 | 24 | 7 | 22
1190677 | US ARMY SOLDIER SYSTEMS CENTER |  | AMSSB-OES (N) KANSAS ST |  | NATICK | MA | 017605049 | IMNE-EN- KANSAS ST |  | NATICK | MA | 017605049 | N | FEDERAL | SM50 | US ARMY SOLDIER SYSTEMS CENTER | 5082335993 | terry.garrahan@us.army.mil | TERENCE | GARRAHAN | 5082335993 | Terry.Garrahan@us.army.mil | TERENCE | GARRAHAN | 5082335993 | Terry.Garrahan@us.army.mil | 13 | EMER GEN #2 PROPANE GAS ADMIN BLDG |  | ENGINE | CONSOLIDATED POWER | 70KW | 1990-01-01 | 2011 | 0.24 | 1 | GENERATOR #2 PROPANE | PROPANE | 255 | PROPANE | 0 | 0 | 0 | E3GAL | 0 | OK | N | 0 | 0 | 0 | 0 | 0 | 0
1191211 | J SHANNON & SONS |  | 298 LEXINGTON ST |  | WOBURN | MA | 018010000 | 298 LEXINGTON STREET |  | WOBURN | MA | 018010000 | N | PRIVATE | SM25 | J SHANNON AND SONS | 7819350275 | shannonfarm@verizon.net | BRIAN | STREET | 7819350275 | shannonfarm@verizon.net | BRIAN | STREET | 7819350275 | shannonfarm@verizon.net | 4 | ONAN EMERGENCY GENERATOR |  | ENGINE | ONAN | 15JCL27236B | 1997-03-01 | 2010 | 0.205 | 1 | PROPANE | PROPANE | 255 | PROPANE | 0 |  | 0 | E3GAL | 0 | OK | N | 0 | 0 | 0 | 0 | 0 | 0
1200002 | EMS CUP LLC |  | 34 FOREST ST |  | ATTLEBORO | MA | 027030000 | 39 PERRY AVENUE |  | ATTLEBORO | MA | 027030000 | N | PRIVATE | OP3 | EMS CUP, LLC | 5083422115 | mkaravolis@emsclad.com | PAUL | DUFFY | 5083422269 | pduffy@emsclad.com | MICHAEL | KARAVOLIS | 5083422115 | mkaravolis@emsclad.com | 14 | EMERGENCY GENERATOR 20-9 |  | ENGINE | UNKNOWN | 30EKL288 | 1977-01-01 | 2006 | 0.34 | 1 | PROPANE | PROPANE | 255 | PROPANE | 0 |  | 0.016 | E3GAL | 1.456 | OK | N | 1 | 1 | 12 | 1 | 1 | 5
1200061 | DOMINION ENERGY-BRAYTON POINT LLC |  | 1 BRAYTON POINT RD |  | SOMERSET | MA | 027260000 | P.O. BOX 440 |  | SOMERSET | MA | 027260440 | N | UTILITY | OP271 | DOMINION ENERGY BRAYTON POINT LLC | 8042732929 | peter.m.balkus@dom.com | PETER | BALKUS | 508.646.5230 | peter.m.balkus@dom.com | SHEILA | MEDEIROS | 5086465260 | sheila.a.medeiros@dom.com | 54 | VERIZON BACKUP GENERATOR |  | ENGINE | GENRAC | 0055260 | 2009-09-01 | 2011 | 0.152 | 1 | LIQUID PROPANE | PROPANE | 255 | PROPANE | 0 | 0 | 0.006 | E3GAL | 0.546 | OK | N | 1 | 1 | 52 | 1 | 1 | 4
1200363 | JORDAN HOSPITAL |  | 275 SANDWICH ST |  | PLYMOUTH | MA | 023600000 | 275 SANDWICH ST |  | PLYMOUTH | MA | 023600000 | N | PRIVATE | NM50 | JORDAN HOSPITAL | 5087462000 | mhaigh@jordanhospital.org | CAL | HAIGH | 5088302091 | mhaigh@jordanhospital.org | CAL | HAIGH | 5087462000 | mhaigh@jordanhospital.org | 6 | GENERATOR #1-CATERPILLAR #G3512TA DUAL FUEL |  | ENGINE | CATERPILLAR | G3512 | 2002-01-01 | 2011 | 5.5 | 2 | GENERATOR #1-CATERPILLAR #G3512TA PROPANE | PROPANE | 255 | PROPANE | 0 | 0 | 0 | E3GAL | 0 | OK | N | 2 | 1 | 52 | 2 | 1 | 20
1200363 | JORDAN HOSPITAL |  | 275 SANDWICH ST |  | PLYMOUTH | MA | 023600000 | 275 SANDWICH ST |  | PLYMOUTH | MA | 023600000 | N | PRIVATE | NM50 | JORDAN HOSPITAL | 5087462000 | mhaigh@jordanhospital.org | CAL | HAIGH | 5088302091 | mhaigh@jordanhospital.org | CAL | HAIGH | 5087462000 | mhaigh@jordanhospital.org | 10 | GENERATOR #2-CATERPILLAR #G3512TA DUAL FUEL | 10 | ENGINE | CATERPILLA | G3512 | 2002-01-01 | 2011 | 5.5 | 2 | GENERATOR #2-CATERPILLAR #G3512TA PROPANE | PROPANE | 255 | PROPANE | 0 | 0 | 0 | E3GAL | 0 | OK | N | 2 | 1 | 52 | 2 | 1 | 20
1200610 | CARVER MARION WAREHAM REGIONAL REFUSE |  | 118 FEDERAL RD |  | CARVER | MA | 023300000 | COVANTA SEMASS LP | 141 CRANBERRY HWY | WEST WAREHAM | MA | 025760000 | Y | LOCAL GOVERNMENT | SM50 | COVANTA ENERGY | 5082914435 | wcampbell@covantaenergy.com | MARK | DAVIS | 5082914464 | mdavis@covantaenergy.com | WILLIAM | CAMPBELL | 5082914435 | wcampbell@covantaenergy.com | 4 | PROPANE EMERGENCY GENERATOR |  | ENGINE | OLYMPIAN | CG035 | 1997-12-01 | 2011 | 0.6 | 1 | PROPANE | PROPANE | 255 | PROPANE | 0 |  | 0.6649 | E3GAL | 60.5059 | OK | N | 1 | 7 | 52 | 1 | 7 | 22
1200828 | WRENTHAM DEVELOPMENTAL CENTER |  | EMERALD ST BOX 144 |  | WRENTHAM | MA | 020930000 | EMERALD STREET P.O. 144 |  | WRENTHAM | MA | 020930000 | Y | STATE | SM80-R | WRENTHAM DEVELOPMENTAL CENTER | 5083843116 | nicholas.daluisio@dmr.state.ma.us | NICHOLAS | D'ALUISIO | 5083841601 | nicholas.daluisio@dmr.state.ma.us | JAMES | FARRANDS | 5083845534 | James.Farrands@state.ma.us | 15 | GENERATOR #19-KOHLER #4P8 LP GAS |  | ENGINE | KOHLER | 4P8 | 1993-01-01 | 2011 | 39 | 1 | PROPANE | PROPANE | 255 | PROPANE | 0.2 | 0 | 0.667 | E3GAL | 60.697 | OK | N | 1 | 1 | 52 | 1 | 1 | 22
1200893 | MASSASOIT GREYHOUND ASSOC |  | 1958 BROADWAY |  | RAYNHAM | MA | 027670000 | 1958 BROADWAY |  | RAYNHAM | MA | 027670000 | N | PRIVATE | NM25 | MASSASOIT GREYHOUNDS | 5085879583 | CARNEYENVIRO@LIVE.COM | TOM | CLIFFORD | 5088244071 | CARNEYENVIRO@LIVE.COM | TOM | CLIFFORD | 5088244071X197 | CARNEYENVIRO@LIVE.COM | 1 | GENERATORS(2) PROPANE |  | ENGINE | WAUKESHA | VHP7100G | 1990-01-01 | 2008 | 10 | 1 | GENERATORS(2) | PROPANE | 255 | PROPANE | 0 | 0 | 1 | E3GAL | 91 | OK | N | 1 | 1 | 40 | 1 | 2 | 20
1200923 | SENCORP INC |  | 400 KIDDS HILL RD |  | HYANNIS | MA | 026010000 | 400 KIDDS HILL RD |  | HYANNIS | MA | 026010000 | N | PRIVATE | NM25 | SENCORP INC | 5087719400 | Gmeikle@Sencorpinc.com | GREG | MEIKIE | 5087719400 | Gmeikle@sencorpinc.com | JIM | SPOONER | 5087719400X7338 | jspooner@sencorpinc.com | 4 | ENGINE PROPANE (2 UNITS) |  | ENGINE | FORK TRUCK | 2 UNITS | 1993-01-01 | 2011 | 1 | 1 | ENGINE PROPANE | PROPANE | 255 | PROPANE | 0 | 0 | 0.64 | E3GAL | 58.24 | OK | N | 8 | 5 | 50 | 2 | 5 | 20
1210063 | GILLETTE COMPANY THE |  | 30 BURTT RD |  | ANDOVER | MA | 018100000 | 30 BURTT RD |  | ANDOVER | MA | 018100000 | N | PRIVATE | OP3 | GILLETTE COMPANY THE | 9787495000 | lancaster.fa@pg.com | FRANK | LANCASTER | 9787495000 | lancaster.fa@pg.com | TRAVIS | GOMBOS | 9787495249 | gombos.ta@pg.com | 25 | GENERATOR #1-ONAN #150JC18R9549 - PROPANE |  | ENGINE | ONAN | 150JC18R9549 | 2001-01-01 | 2011 | 3 | 1 | GENERATOR #1-ONAN 150JC18R9549 PROPANE | PROPANE | 255 | PROPANE | 0 | 0 | 0.002 | E3GAL | 0.182 | OK | N | 1 | 1 | 4 | 1 | 1 | 1
1210063 | GILLETTE COMPANY THE |  | 30 BURTT RD |  | ANDOVER | MA | 018100000 | 30 BURTT RD |  | ANDOVER | MA | 018100000 | N | PRIVATE | OP3 | GILLETTE COMPANY THE | 9787495000 | lancaster.fa@pg.com | FRANK | LANCASTER | 9787495000 | lancaster.fa@pg.com | TRAVIS | GOMBOS | 9787495249 | gombos.ta@pg.com | 26 | GENERATOR #2-ONAN 150JC18R9549 - PROPANE |  | ENGINE | ONAN | 150JC18R9549 | 2001-01-01 | 2011 | 3 | 1 | GENERATOR #2-ONAN #150JC189549 PROPANE | PROPANE | 255 | PROPANE | 0 | 0 | 0.002 | E3GAL | 0.182 | OK | N | 1 | 1 | 4 | 1 | 1 | 1
1210901 | US ARMY DEVENS RFTA |  | 30 QUEBEC ST |  | DEVENS | MA | 014340000 | 30 QUEBEC ST - BOX 10 |  | DEVENS | MA | 014344479 | N | FEDERAL | SM80-R | US ARMY GARRISON FORT DEVENS | 9787962126 | Sandy.Burson@us.army.mil | RAYMOND | PRISK | 9787963665 | raymond.prisk@us.army.mil | RON | DEFILIPPO | 9787962644 | ron.defilippo@us.army.mil | 34 | EMERGENCY GENERATORS - PROPANE | 2 | ENGINE | CUMMINS | UNKNOWN | 1996-01-01 | 2011 | 0.01 | 1 | PROPANE (LPG) | PROPANE | 255 | PROPANE | 0 |  | 1 | E3GAL | 91 | CHECK | N | 1 | 1 | 12 | 1 | 1 | 4
1214000 | HORIZON MILLING LLC |  | NEMCO WAY |  | AYER | MA | 014320000 | 35 NEMCO WAY |  | AYER | MA | 014320000 | N | PRIVATE | NM25 | HORIZON MILLING LLC | 9787726337 | Joseph_Kochan@cargill.com | JOSEPH | KOCHAN | 9787726337 | Joseph_Kochan@cargill.com | JOE | KOCHAN | 9787726337X224 | Joseph_Kochan@cargill.com | 23 | EU#23 - PROPANE-FIRED EMERGENCY GENERATOR |  | ENGINE | GENERAC | 90A03139-S | 1990-08-27 | 2010 | 0.094 | 1 | PROPANE | PROPANE | 255 | PROPANE | 0.0001 |  | 0.018 | E3GAL | 1.638 | OK | N | 1 | 1 | 12 | 1 | 1 | 2
0420844 | US TSUBAKI AUTOMOTIVE LLC |  | 106 LONCZAK DR |  | CHICOPEE | MA | 010220000 | 106 LONCZAK DRIVE |  | CHICOPEE | MA | 010220000 | N | PRIVATE | SM25 | US TSUBAKI AUTOMOTIVE LLC | 4135931100 | TomCavanaugh@USTSUBAKI.com | THOMAS | CAVANAUGH | 4135931100 | TomCavanaugh@USTSUBAKI.COM | JEFFREY | BIBEAU | 4135723243 | JBibeau@TigheBond.com | 6 | REHEAT FURNACE (2) - CHUGAI-RHO - PROPANE |  | FURNACE | CHUGAI-RHO | UNKNOWN | 1996-01-01 | 2011 | 115 | 1 | REHEAT FURNACE (2) - CHUGAI-RHO PROPANE | PROPANE | 255 | PROPANE | 0.01 | 0 | 0.275 | E3GAL | 25.025 | OK | N | 24 | 6 | 50 | 24 | 6 | 22
0420844 | US TSUBAKI AUTOMOTIVE LLC |  | 106 LONCZAK DR |  | CHICOPEE | MA | 010220000 | 106 LONCZAK DRIVE |  | CHICOPEE | MA | 010220000 | N | PRIVATE | SM25 | US TSUBAKI AUTOMOTIVE LLC | 4135931100 | TomCavanaugh@USTSUBAKI.com | THOMAS | CAVANAUGH | 4135931100 | TomCavanaugh@USTSUBAKI.COM | JEFFREY | BIBEAU | 4135723243 | JBibeau@TigheBond.com | 7 | BELT HEAT TREAT FUNACE - ORIENTAL ENG - PROPANE |  | FURNACE | ORIENTAL ENG | UNKNOWN | 1998-06-06 | 2011 | 1042 | 1 | BELT HEAT TREAT FURNACE - ORIENTAL ENG - PROPANE | PROPANE | 255 | PROPANE | 0.01 | 0 | 2.478 | E3GAL | 225.498 | OK | N | 24 | 6 | 50 | 24 | 6 | 22
0420844 | US TSUBAKI AUTOMOTIVE LLC |  | 106 LONCZAK DR |  | CHICOPEE | MA | 010220000 | 106 LONCZAK DRIVE |  | CHICOPEE | MA | 010220000 | N | PRIVATE | SM25 | US TSUBAKI AUTOMOTIVE LLC | 4135931100 | TomCavanaugh@USTSUBAKI.com | THOMAS | CAVANAUGH | 4135931100 | TomCavanaugh@USTSUBAKI.COM | JEFFREY | BIBEAU | 4135723243 | JBibeau@TigheBond.com | 8 | HEAT TREAT FURNACE - MITSUBISHI - PROPANE (17) |  | FURNACE | MITSUBISHI | NA | 1998-06-06 | 2011 | 10.65 | 1 | PROPANE | PROPANE | 255 | PROPANE | 0.01 | 0 | 2.891 | E3GAL | 263.081 | OK | N | 24 | 6 | 50 | 24 | 6 | 22
1170013 | INTERPRINT INC |  | 101 CENTRAL BERKSHIRE BLVD |  | PITTSFIELD | MA | 012010000 | 101 CENTRAL BERKSHIRE BLVD |  | PITTSFIELD | MA | 012010000 | N | PRIVATE | OP3 | INTERPRINT INC | 4134434733 | sales@interprint.com | ROLAND | MORIN | 4134434733 | rmorin@intterprint.com | BRUCE | WOOLEY | 4134434733X230 | bwooley@interprint.com | 3 | AIR MAKEUP UNITS NORTH AND SOUTH COMBINED | 2 | FURNACE | JOHNSON MARCRAFT | FF-400-HOX | 2005-06-01 | 2011 | 2.4 | 1 | PROPANE | PROPANE | 255 | PROPANE | 0.0123 |  | 8.936 | E3GAL | 813.176 | OK | N | 24 | 7 | 34 | 24 | 7 | 4
1170013 | INTERPRINT INC |  | 101 CENTRAL BERKSHIRE BLVD |  | PITTSFIELD | MA | 012010000 | 101 CENTRAL BERKSHIRE BLVD |  | PITTSFIELD | MA | 012010000 | N | PRIVATE | OP3 | INTERPRINT INC | 4134434733 | sales@interprint.com | ROLAND | MORIN | 4134434733 | rmorin@intterprint.com | BRUCE | WOOLEY | 4134434733X230 | bwooley@interprint.com | 4 | RTUS #1, 2, 3, 4 COMBINED | 4 | FURNACE | TRANE | SFHFC40EP747C6AD8001A0Z0F00KL0000008600 | 2005-06-01 | 2011 | 1.28 | 1 | PROPANE | PROPANE | 255 | PROPANE | 0.0123 |  | 4.778 | E3GAL | 434.798 | OK | N | 24 | 7 | 34 | 24 | 7 | 4
1170013 | INTERPRINT INC |  | 101 CENTRAL BERKSHIRE BLVD |  | PITTSFIELD | MA | 012010000 | 101 CENTRAL BERKSHIRE BLVD |  | PITTSFIELD | MA | 012010000 | N | PRIVATE | OP3 | INTERPRINT INC | 4134434733 | sales@interprint.com | ROLAND | MORIN | 4134434733 | rmorin@intterprint.com | BRUCE | WOOLEY | 4134434733X230 | bwooley@interprint.com | 5 | PROPANE TANK VAPORIZERS COMBINED | 2 | FURNACE | ELY ENERGY | W5T50H | 2005-07-01 | 2011 | 2 | 1 | PROPANE | PROPANE | 255 | PROPANE | 0.0123 |  | 11.287 | E3GAL | 1027.117 | OK | Y | 24 | 7 | 52 | 24 | 7 | 22
1170013 | INTERPRINT INC |  | 101 CENTRAL BERKSHIRE BLVD |  | PITTSFIELD | MA | 012010000 | 101 CENTRAL BERKSHIRE BLVD |  | PITTSFIELD | MA | 012010000 | N | PRIVATE | OP3 | INTERPRINT INC | 4134434733 | sales@interprint.com | ROLAND | MORIN | 4134434733 | rmorin@intterprint.com | BRUCE | WOOLEY | 4134434733X230 | bwooley@interprint.com | 6 | ENGRAVING HEATERS | 5 | FURNACE | MCQUAY | SO 145293 | 2009-02-01 | 2011 | 0.87 | 1 | PROPANE | PROPANE | 255 | PROPANE | 0.0123 |  | 4.929 | E3GAL | 448.539 | OK | N | 24 | 7 | 34 | 24 | 7 | 4
1170013 | INTERPRINT INC |  | 101 CENTRAL BERKSHIRE BLVD |  | PITTSFIELD | MA | 012010000 | 101 CENTRAL BERKSHIRE BLVD |  | PITTSFIELD | MA | 012010000 | N | PRIVATE | OP3 | INTERPRINT INC | 4134434733 | sales@interprint.com | ROLAND | MORIN | 4134434733 | rmorin@intterprint.com | BRUCE | WOOLEY | 4134434733X230 | bwooley@interprint.com | 7 | SOUTH/NORTH END JOHNSON AIR ROTATION UNITS COMBIND | 2 | FURNACE | JOHNSON | AR-85-DE-10-MG-F1 | 2005-06-01 | 2011 | 3 | 1 | PROPANE | PROPANE | 255 | PROPANE | 0.0123 |  | 22.398 | E3GAL | 2038.218 | OK | N | 24 | 7 | 34 | 24 | 7 | 4
1170013 | INTERPRINT INC |  | 101 CENTRAL BERKSHIRE BLVD |  | PITTSFIELD | MA | 012010000 | 101 CENTRAL BERKSHIRE BLVD |  | PITTSFIELD | MA | 012010000 | N | PRIVATE | OP3 | INTERPRINT INC | 4134434733 | sales@interprint.com | ROLAND | MORIN | 4134434733 | rmorin@intterprint.com | BRUCE | WOOLEY | 4134434733X230 | bwooley@interprint.com | 8 | UNIT HEATERS #1, 2, 4 COMBINED | 3 | FURNACE | TRANE | GAPD010 | 2005-06-01 | 2011 | 0.3 | 1 | PROPANE | PROPANE | 255 | PROPANE | 0.0123 |  | 1.119 | E3GAL | 101.829 | OK | N | 24 | 7 | 34 | 24 | 7 | 4
1180030 | SIMONDS INTERNATIONAL |  | 135 INTERVALE RD |  | FITCHBURG | MA | 014200000 | 135 INTERVALE RD |  | FITCHBURG | MA | 014200000 | N | PRIVATE | SM25 | SIMONDS INTERNATIONAL CORP | 9783433731 | jvogt@simondsint.com | ROBERT | AYLES | 9784240220 | rayles@simondsint.com | JOHN | VOGT | 9784240233 | jvogt@simondsint.com | 5 | 24 HEAT TREAT BURNERS PROPANE GAS | 24 | FURNACE | UNKNOWN | UNKNOWN | 1980-12-29 | 2009 | 1 | 1 | BURNERS #1(16)-HEAT TREATING PROPANE | PROPANE | 255 | PROPANE | 0 | 0 | 6.015 | E3GAL | 547.365 | OK | N | 24 | 7 | 26 | 24 | 7 | 11
1180262 | TUFTS UNIVERSITY GRAFTON CAMPUS |  | 200 WESTBORO RD |  | GRAFTON | MA | 015360000 | 200 WESTBORO RD |  | GRAFTON | MA | 015360000 | N | PRIVATE | NM25 | TUFTS UNIVERSITY VET SCHOOL | 5088397921 | elizabeth.isenstein@tufts.edu | RICHARD | REYNOLDS | 6176273334 | dick.reynolds@tufts.edu | ELIZABETH | ISENSTEIN | 6176273704 | elizabeth.isenstein@tufts.edu | 44 | FURNACE #2-WHITE 3466 LPG POULTRY BARN |  | FURNACE | WHITE | 3466 | 1994-10-01 | 2009 | 0.01 | 1 | FURNACE #2-WHITE 3466 LPG POULTRY | PROPANE | 255 | PROPANE | 0.01 | 0 | 6.6269 | E3GAL | 603.0479 | CHECK | N | 24 | 7 | 40 | 24 | 7 | 4
1180262 | TUFTS UNIVERSITY GRAFTON CAMPUS |  | 200 WESTBORO RD |  | GRAFTON | MA | 015360000 | 200 WESTBORO RD |  | GRAFTON | MA | 015360000 | N | PRIVATE | NM25 | TUFTS UNIVERSITY VET SCHOOL | 5088397921 | elizabeth.isenstein@tufts.edu | RICHARD | REYNOLDS | 6176273334 | dick.reynolds@tufts.edu | ELIZABETH | ISENSTEIN | 6176273704 | elizabeth.isenstein@tufts.edu | 45 | FURNACE #3-FARM FANS 1028-SHO-1W/C CORN DRYER |  | FURNACE | FARM FANS | 1028-SHO-IW/C | 1991-10-01 | 2009 | 1 | 1 | FURNACE #3-FARM FANS INC LPG CORN DRYER | PROPANE | 255 | PROPANE | 0.01 | 0 | 0 | E3GAL | 0 | OK | N | 0 | 0 | 0 | 0 | 0 | 0
1180262 | TUFTS UNIVERSITY GRAFTON CAMPUS |  | 200 WESTBORO RD |  | GRAFTON | MA | 015360000 | 200 WESTBORO RD |  | GRAFTON | MA | 015360000 | N | PRIVATE | NM25 | TUFTS UNIVERSITY VET SCHOOL | 5088397921 | elizabeth.isenstein@tufts.edu | RICHARD | REYNOLDS | 6176273334 | dick.reynolds@tufts.edu | ELIZABETH | ISENSTEIN | 6176273704 | elizabeth.isenstein@tufts.edu | 46 | FURNACE #4-WHITE 3466 LPG SWINE UNIT I |  | FURNACE | WHITE | 3466 | 1992-06-01 | 2009 | 1 | 1 | FURNACE #4-WHITE 3466 LPG SWINE I | PROPANE | 255 | PROPANE | 0.01 | 0 | 10.5561 | E3GAL | 960.6051 | OK | N | 24 | 7 | 40 | 24 | 7 | 4
1180262 | TUFTS UNIVERSITY GRAFTON CAMPUS |  | 200 WESTBORO RD |  | GRAFTON | MA | 015360000 | 200 WESTBORO RD |  | GRAFTON | MA | 015360000 | N | PRIVATE | NM25 | TUFTS UNIVERSITY VET SCHOOL | 5088397921 | elizabeth.isenstein@tufts.edu | RICHARD | REYNOLDS | 6176273334 | dick.reynolds@tufts.edu | ELIZABETH | ISENSTEIN | 6176273704 | elizabeth.isenstein@tufts.edu | 48 | FURNACE #5-AEROTECH AG280G3 0.28 MMBTU/HR SWINE 2A |  | FURNACE | AEROTECH | AG280G3 | 1993-06-01 | 2009 | 0.28 | 1 | FURNACE #5-AEROTECH LPG SWINE II | PROPANE | 255 | PROPANE | 0.01 | 0 | 0 | E3GAL | 0 | OK | N | 24 | 7 | 52 | 24 | 7 | 22
1180701 | TANTASQUA REGIONAL HIGH SCHOOL |  | 319 BROOKFIELD RD |  | STURBRIDGE | MA | 015180000 | TRSD FACILITIES MANAGER | 320A BROOKFIELD ROAD | FISKDALE | MA | 015181017 | Y | LOCAL GOVERNMENT | SM25 | TANTASQUA REGIONAL SCHOOL DISTRICT | 5083473077X25 | brownr@tantasqua.org | DEBORAH | BOYD | 5083473077 | boydd@tantasqua.org | RICH | BROWN | 5083473077X25 | brownr@tantasqua.org | 8 | R/D SPRAYBOOTH MAKE UP |  | FURNACE | LC SYSTEMS | CM1DFP166A809F8-BD | 2002-08-30 | 2009 | 0.4 | 1 | LP GAS - PROPANE | PROPANE | 255 | PROPANE | 0 |  | 0.003 | E3GAL | 0.273 | OK | N | 2 | 3 | 30 | 0 | 0 | 0
1180701 | TANTASQUA REGIONAL HIGH SCHOOL |  | 319 BROOKFIELD RD |  | STURBRIDGE | MA | 015180000 | TRSD FACILITIES MANAGER | 320A BROOKFIELD ROAD | FISKDALE | MA | 015181017 | Y | LOCAL GOVERNMENT | SM25 | TANTASQUA REGIONAL SCHOOL DISTRICT | 5083473077X25 | brownr@tantasqua.org | DEBORAH | BOYD | 5083473077 | boydd@tantasqua.org | RICH | BROWN | 5083473077X25 | brownr@tantasqua.org | 9 | WELDING MAKEUP AIR UNT |  | FURNACE | LC SYSTEMS | CM2DFP523A818F11-BD | 2002-08-30 | 2009 | 0.75 | 1 | LP GAS - PROPANE | PROPANE | 255 | PROPANE | 0 |  | 0.005 | E3GAL | 0.455 | OK | N | 2 | 3 | 30 | 0 | 0 | 0
1180701 | TANTASQUA REGIONAL HIGH SCHOOL |  | 319 BROOKFIELD RD |  | STURBRIDGE | MA | 015180000 | TRSD FACILITIES MANAGER | 320A BROOKFIELD ROAD | FISKDALE | MA | 015181017 | Y | LOCAL GOVERNMENT | SM25 | TANTASQUA REGIONAL SCHOOL DISTRICT | 5083473077X25 | brownr@tantasqua.org | DEBORAH | BOYD | 5083473077 | boydd@tantasqua.org | RICH | BROWN | 5083473077X25 | brownr@tantasqua.org | 10 | CARPENTRY SPRAY BOOTH MAKEUP AIR |  | FURNACE | LC SYSTEMS | CM3DFP997A920F13-BD | 2002-08-30 | 2009 | 1.5 | 1 | LP GAS - PROPANE | PROPANE | 255 | PROPANE | 0 |  | 0.05 | E3GAL | 4.55 | OK | N | 2 | 3 | 30 | 0 | 0 | 0
1190144 | BOSTON COLLEGE LAW SCHOOL |  | 885 CENTER ST |  | NEWTON | MA | 021580000 | 140 COMMONWEALTH AVE |  | CHESTNUT HILL | MA | 024670000 | N | PRIVATE | SM80-R | BOSTON COLLEGE LAW SCHOOL | 6175520300 | gail.hall@bc.edu | DANIEL | BOURQUE | 6175526067 | Daniel.Bourque@bc.edu | GAIL | HALL | 6175520300 | gail.hall@bc.edu | 13 | COTTAGE FURNACE - LPG | 4 | FURNACE | TAPPAN | FG6RC | 2004-01-01 | 2011 | 0.269 | 1 | LIQUIFIED PETROLEUM GAS | PROPANE | 255 | PROPANE | 0 |  | 3.03 | E3GAL | 275.73 | OK | N | 12 | 7 | 52 | 12 | 7 | 22
1190677 | US ARMY SOLDIER SYSTEMS CENTER |  | AMSSB-OES (N) KANSAS ST |  | NATICK | MA | 017605049 | IMNE-EN- KANSAS ST |  | NATICK | MA | 017605049 | N | FEDERAL | SM50 | US ARMY SOLDIER SYSTEMS CENTER | 5082335993 | terry.garrahan@us.army.mil | TERENCE | GARRAHAN | 5082335993 | Terry.Garrahan@us.army.mil | TERENCE | GARRAHAN | 5082335993 | Terry.Garrahan@us.army.mil | 17 | PROPANE SPACE HEATERS TENT/ENCLOSURES |  | FURNACE | VARIOUS | VARIOUS SPACE HEATERS/BURNERS 0.2 MBTU TYPICAL | 2008-01-11 | 2011 | 2 | 1 | PROPANE | PROPANE | 255 | PROPANE | 0 |  | 0.252 | E3GAL | 22.932 | OK | N | 8 | 5 | 30 | 0 | 0 | 0
1190957 | HOPKINTON LNG CORP |  | 52 WILSON ST |  | HOPKINTON | MA | 017480000 | 52 WILSON ST |  | HOPKINTON | MA | 017480000 | N | PRIVATE | OP6 | HOPKINTON LNG FAC | 5084817900 | gunsalusm@nstar.com | MARK | GUNSALUS | 5083056986 | gunsalusm@nstar.com | BRIAN | KECK | 6104818432 | keckbr@airproducts.com | 12 | FLARE #2-JOHN ZINK #STFLH91418 (17.81) PROPANE GAS |  | FURNACE | JOHN ZINK | STF-LH-914-18 | 1973-01-01 | 2011 | 432 | 1 | FLARE #2-JOHN ZINK #STFLH9148 (17.81) PROPANE GAS | PROPANE | 255 | PROPANE | 0 |  | 3.847 | E6FT3 | 9886.79 | OK | N | 15 | 4 | 33 | 24 | 7 | 22
1200056 | US AIR FORCE CAPE COD |  | 1 FLATROCK HILL RD |  | BOURNE | MA | 025610428 | PO BOX 0428 |  | SAGAMORE | MA | 025610428 | N | FEDERAL | SM80-R | CAPE COD AIR FORCE STATION | 5089683227 | shawn.smith@capecod.af.mil | SHAWN A. | SMITH, LT COL, USAF | 5089683277 | shawn.smith@capecod.af.mil | STEPHANIE | SYLER | 5089683321 | stephanie.syler.ctr@capecod.af.mil | 20 | BLDG 56 PROPANE FURNACE - WEATHERKING |  | FURNACE | WESTINGHOUSE | 90 RJ | 2008-05-01 | 2011 | 0.1082 | 1 | PROPANE | PROPANE | 255 | PROPANE | 0 |  | 0.6446 | E3GAL | 58.6586 | OK | N | 4 | 7 | 23 | 0 | 0 | 0
1200358 | INDEPENDENT CONCRETE PIPE |  | 3 MADISON ST |  | PLAINVILLE | MA | 027620000 | 3 BELCHER STREET |  | PLAINVILLE | MA | 027620000 | N | PRIVATE | NM25 | LORUSSO CORPORATION | 5086953252 | Randy.Stilwell@lorussocorp.com | RANDY | STILWELL | 5086953252 | Randy.Stilwell@lorussocorp.com | RANDY | STILWELL | 5086953252X272 | Randy.Stilwell@lorussocorp.com | 4 | SPACE HEATER #3 - DAYTON 3E244B - PROPANE |  | FURNACE | DAYTON | 3E244B | 2000-01-02 | 2009 | 1 | 1 | SPACE HEATER #3 - DAYTON 3E244B - PROPANE | PROPANE | 255 | PROPANE | 0 | 0 | 0.272 | E3GAL | 24.752 | OK | N | 1 | 7 | 12 | 0 | 0 | 0
0420250 | US TSUBAKI POWER TRANSMISSION LLC |  | 821 MAIN ST |  | HOLYOKE | MA | 010400000 | 821 MAIN ST |  | HOLYOKE | MA | 010400000 | N | PRIVATE | SM25 | US TSUBAKI INC - ROLLER CHAIN DIVISION | 4135361576 | RobBenard@ustsubaki.com | CHARLES | MONTY | 4135361576 | CharlesMonty@ustsubaki.com | ROBERT | BENARD | 4135361576 | RobBenard@ustsubaki.com | 1 | HEAT TREAT FURNACES+OVENS NAT GAS + PROPANE |  | FURNACES & OVENS | UNKNOWN | UNKNOWN | 1995-01-01 | 2010 | 1 | 2 | PROPANE | PROPANE | 255 | PROPANE | 0 | 0 | 49.865 | E3GAL | 4537.715 | OK | N | 24 | 7 | 50 | 24 | 7 | 22
1192413 | ES RITCHIE & SONS |  | 243 OAK ST |  | PEMBROKE | MA | 023590000 | 243 OAK ST |  | PEMBROKE | MA | 023590000 | N | PRIVATE | NM25 | E. S. RITCHIE AND SONS, INC. | 7818265131 | GREG@RITCHIENAVIGATION.COM | GREGORY | URQUHART | 7818265131 | GREG@RITCHIENAVIGATION.COM | GREGORY | URQUHART | 7818265131 | GREG@RITCHIENAVIGATION.COM | 8 | HEATER-DAYTON #3E243B PROPANE |  | HEATER | DAYTON | 3E243B | 1996-01-31 | 2010 | 0.15 | 1 | HEATER-DAYTON #3E243B PROPANE | PROPANE | 255 | PROPANE | 0.01 | 0 | 0.809 | E3GAL | 73.619 | OK | N | 24 | 7 | 30 | 0 | 0 | 0
1170157 | MOUNT EVERETT SCHOOL |  | BERKSHIRE SCHOOL RD |  | SHEFFIELD | MA | 012570000 | P.O. BOX 219 |  | SHEFFIELD | MA | 012570000 | Y | LOCAL GOVERNMENT | NM50 | MOUNT EVERETT SCHOOL | 4132298734 |  | FREDERICK | FINKLE | 4132297858 | ffinkle@tek2000.net | FRED | FINKLE | 4132298734 | ffinkle@tek2000.net | 4 | WATER HEATER-ACE BUCHLER PROPANE GAS |  | HOT WATER HEATER | ACE BUCHLER | B8E | 1991-01-01 | 2005 | 1 | 1 | WATER HEATER-ACE BUCHLER #B8E PROPANE GAS | PROPANE | 255 | PROPANE | 0.3 | 0 | 0 | E3GAL | 0 | OK | N | 2: 0; 5: 0; 8: 0
1180262 | TUFTS UNIVERSITY GRAFTON CAMPUS |  | 200 WESTBORO RD |  | GRAFTON | MA | 015360000 | 200 WESTBORO RD |  | GRAFTON | MA | 015360000 | N | PRIVATE | NM25 | TUFTS UNIVERSITY VET SCHOOL | 5088397921 | elizabeth.isenstein@tufts.edu | RICHARD | REYNOLDS | 6176273334 | dick.reynolds@tufts.edu | ELIZABETH | ISENSTEIN | 6176273704 | elizabeth.isenstein@tufts.edu | 65 | WATER HEATER-AO SMITH LPG SWINE II |  | HOT WATER HEATER | AO SMITH | 50 GAL HWH | 1993-06-01 | 2009 | 0.037 | 1 | WATER HEATER - A O SMITH LPG SWINE II | PROPANE | 255 | PROPANE | 0.01 | 0 | 0 | E3GAL | 0 | OK | N | 24 | 7 | 52 | 24 | 7 | 22
1200379 | BAY STATE CRUCIBLE |  | 740 WEST WATER ST |  | TAUNTON | MA | 027800000 | PO BOX 326 |  | EAST TAUNTON | MA | 027180000 | N | PRIVATE | NM25 | BAY STATE CRUCIBLE CO | 5088222666 | bradfordtripp@comcast.net | BRADFORD | TRIPP | 5088245121 | bradfordtripp@comcast.net | BRADFORD | TRIPP | 5088245121 | bradfordtripp@comcast.net | 5 | GAS KILN - PROPANE FUELED |  | KILN | OLYMPIC | DD12 | 1990-01-01 | 2010 | 0.15 | 1 | PROPANE | PROPANE | 255 | PROPANE | 0.3 |  | 0 | E3GAL | 0 | OK | N | 0 | 0 | 0 | 0 | 0 | 0
1200078 | MA ARMY NATIONAL GUARD |  | SOUTH INNER RD | BLD 2828 | BUZZARDS BAY | MA | 025320000 | 1204 WEST INNER ROAD | ATTN: MATTHEW MCKAY | CAMP EDWARDS | MA | 025420000 | N | STATE | NM99 | MA ARMY NATIONAL GUARD CAMP EDWARDS | 5089685908 | matthew.mckay1@us.army.mil | MATTHEW | MCKAY | 5089685908 | matthew.mckay1@us.army.mil | MATTHEW | MCKAY | 5089685908 | matthew.mckay1@us.army.mil | 6 | 13 PROPANE HEATING UNITS - 2.196 MMBTU/HR TOTAL | 13 | PROPANE FIRED HEATING UNITS | COMBINED | COMBINED | 1994-01-01 | 2011 | 2.196 | 1 | PROPANE | PROPANE | 255 | PROPANE | 1 |  | 8.07 | E3GAL | 734.37 | OK | N | 24 | 7 | 30 | 24 | 7 | 4
1214006 | MA NATIONAL GUARD |  | 87 BARNUM RD |  | DEVENS | MA | 014320000 | MAARNG JFHQ ATTN: LAUREN BERG | 50 MAPLE STREET | MILFORD | MA | 017570000 | Y | FEDERAL | NM25 | MA ARMY NATIONAL GUARD | 5082336512 | keith.driscoll@us.army.mil | LAUREN | BERG | 5082337645 | lauren.berg@us.army.mil | LAUREN | BERG | 5082337645 | lauren.berg@us.army.mil | 4 | PROPANE HEATING UNITS (6) | 6 | PROPANE FIRED HEATING UNITS | VARIES | VARIES | 1998-01-01 | 2009 | 1.325 | 1 | PROPANE | PROPANE | 255 | PROPANE | 0 |  | 8.5953 | E3GAL | 782.1723 | OK | N | 24 | 7 | 26 | 0 | 0 | 0
1190791 | GENERAL ELECTRIC INTERNATIONAL INC |  | 3960 MYSTIC VALLEY PKWY |  | MEDFORD | MA | 021550000 | 3960 MYSTIC VALLEY |  | MEDFORD | MA | 021550000 | N | PRIVATE | NM50 | GENERAL ELECTRIC INTERNATIONAL INC | 7813935267 | michael.fronduto@ge.com | MICHAEL | FRONDUTO | 7813935267 | michael.fronduto@ge.com | SCOTT | TRUHART | 7813935227 | scott.truhart@ge.com | 23 | PROPANE HEATERS | 4 | Propane heater | REZNOR | MODEL F | 2005-01-01 | 2011 | 0.16 | 1 | PROPANE | PROPANE | 255 | PROPANE | 0 | 0 | 4.92 | E3GAL | 447.72 | OK | N | 24 | 7 | 30 | 24 | 7 | 8
1180386 | WEETABIX COMPANY INC |  | 20 CAMERON ST |  | CLINTON | MA | 015100000 | 20 CAMERON STREET |  | CLINTON | MA | 015100000 | N | PRIVATE | NM99 | WEETABIX LIMITED | 9783680991 | info@weetabixcerealusa.com | CRAIG | BARDSLEY | 9783651062 | cbards@weetabixna.com | CRAIG | BARDSLEY | 9783651062 | cbards@weetabixna.com | 51 | RIVERSHED SPACE HEATERS (PROPANE) | 3 | SPACE HEATER | VARIOUS | VARIOUS | 2001-01-01 | 2010 | 0.15 | 1 | PROPANE | PROPANE | 255 | PROPANE | 0.01 |  | 0.4323 | E3GAL | 39.3393 | OK | N | 8 | 5 | 25 | 0 | 0 | 0
1191296 | KIDDE FENWAL INCORPORATED |  | 400 MAIN ST |  | ASHLAND | MA | 017210000 | 400 MAIN STREET |  | ASHLAND | MA | 017210000 | N | PRIVATE | SM50 | KIDDE FENWAL INC | 5088812000 | JOHN.VERNON@KIDDE-FENWAL.COM | BRAD | LEWIS | 5082312755 | BRAD.LEWIS@KIDDE-FENWAL.COM | SHAWN | MENARD | 5088812000X2510 | SHAWN.MENARD@KIDDE-FENWAL.COM | 55 | PROPANE HEATER - SHED |  | SPACE HEATER | REZNOR | V3 | 2008-01-01 | 2009 | 0.15 | 1 | PROPANE | PROPANE | 255 | PROPANE | 0 |  | 1.694 | E3GAL | 154.154 | OK | N | 8 | 5 | 26 | 0 | 0 | 0
1191211 | J SHANNON & SONS |  | 298 LEXINGTON ST |  | WOBURN | MA | 018010000 | 298 LEXINGTON STREET |  | WOBURN | MA | 018010000 | N | PRIVATE | SM25 | J SHANNON AND SONS | 7819350275 | shannonfarm@verizon.net | BRIAN | STREET | 7819350275 | shannonfarm@verizon.net | BRIAN | STREET | 7819350275 | shannonfarm@verizon.net | 2 | SPACE HEATERS(4) PROPANE | 4 | SPACE HEATERS | MODINE | PV 75AE0130 | 2004-01-01 | 2010 | 2 | 1 | SPACE HEATERS(4) PROPANE | PROPANE | 255 | PROPANE | 0.3 | 0 | 2 | E3GAL | 182 | OK | N | 24 | 7 | 32 | 24 | 7 | 6
1193470 | CUMING MICROWAVE CORP |  | 244 BODWELL ST |  | AVON | MA | 023220000 | 264 BODWELL ST |  | AVON | MA | 023220000 | N | PRIVATE | NM50 | CUMING MICROWAVE CORP | 5085216700 | mkocsik@cumingmicrowave.com | MIKE | KOCSIK | 5085216705 | mkocsik@cumingmicrowave.com | MIKE | KOCSIK | 5085216705 | mkocsik@cumingmicrowave.com | 6 | CEILING HEATERS (4) - 12 LEDIN | 4 | SPACE HEATERS | UNKNOWN | UNKNOWN | 2008-01-01 | 2011 | 0.2 | 1 | PROPANE | PROPANE | 255 | PROPANE | 0 |  | 10.33 | E3GAL | 940.03 | OK | Y | 24 | 7 | 52 | 24 | 7 | 22
0421001 | BAY STATE GAS CO |  | 1275 UNION STREET EXT |  | WEST SPRINGFIELD | MA | 010890000 | 950 MANIFOLD ROAD |  | WASHINGTON | PA | 153010000 | N | UTILITY | NM50 | BAY STATE GAS COMPANY | 5085800100 | sperry@nisource.com | SCOTT | PERRY | 5088367248 | sperry@nisource.com | JEFF | MCCOMBS | 7242232764 | jmccombs@nisource.com | 1 | VAPORIZER 1 |  | VAPORIZER | UNKNOWN | UNKNOWN | 1960-12-30 | 2010 | 11.4 | 1 | LPG | PROPANE | 255 | PROPANE | 0 | 0 | 0.4984 | E3GAL | 45.3544 | OK | N | 1 | 1 | 6 | 0 | 0 | 0
0421001 | BAY STATE GAS CO |  | 1275 UNION STREET EXT |  | WEST SPRINGFIELD | MA | 010890000 | 950 MANIFOLD ROAD |  | WASHINGTON | PA | 153010000 | N | UTILITY | NM50 | BAY STATE GAS COMPANY | 5085800100 | sperry@nisource.com | SCOTT | PERRY | 5088367248 | sperry@nisource.com | JEFF | MCCOMBS | 7242232764 | jmccombs@nisource.com | 2 | VAPORIZER 2 |  | VAPORIZER | UNKNOWN | UNKNOWN | 1960-12-30 | 2010 | 11.975 | 1 | LPG | PROPANE | 255 | PROPANE | 0 | 0 | 0.5235 | E3GAL | 47.6385 | OK | N | 1 | 1 | 6 | 0 | 0 | 0
1190791 | GENERAL ELECTRIC INTERNATIONAL INC |  | 3960 MYSTIC VALLEY PKWY |  | MEDFORD | MA | 021550000 | 3960 MYSTIC VALLEY |  | MEDFORD | MA | 021550000 | N | PRIVATE | NM50 | GENERAL ELECTRIC INTERNATIONAL INC | 7813935267 | michael.fronduto@ge.com | MICHAEL | FRONDUTO | 7813935267 | michael.fronduto@ge.com | SCOTT | TRUHART | 7813935227 | scott.truhart@ge.com | 24 | PROPANE WATER HEATER |  | WATER HEATER | RUUD | PACEMAKER PH2-50-36 PF | 2005-12-01 | 2011 | 0.036 | 1 | PROPANE | PROPANE | 255 | PROPANE | 0 | 0 | 0 | E3GAL | 0 | OK | N | 0 | 0 | 0 | 0 | 0 | 0
1210247 | BAKER COMMODITIES |  | 134 REAR BILLERICA AVE |  | TEWKSBURY | MA | 018760000 | PO BOX 132 |  | NORTH BILLERICA | MA | 018620132 | N | PRIVATE | SM80-R | BAKER COMMODITIES INC | 9784548811 | JHuelsman@bakercommodities.com | JOSEPH | HUELSMAN | 9784548811 | JHuelsman@bakercommodities.com | CRAIG | WILLIAMS | 9784548811 | CWilliams@bakercommodities.com | 1 | BOILER #1-CLEAVER BROOKS DL-68 3 FUELS |  | BOILER | CLEAVER BROOKS | DL 68 LH-400-CN-4 | 1973-05-01 | 2011 | 69 | 3 | BOILER #1-CLEAVER BROOKS DL-68 YELLOW GREASE | Refined Oil | 272 | Refined Oil | 0.2 | 0.5 | 0 | E3GAL | n.a. | n.a. | N | 24 | 6 | 52 | 24 | 6 | 22
1210247 | BAKER COMMODITIES |  | 134 REAR BILLERICA AVE |  | TEWKSBURY | MA | 018760000 | PO BOX 132 |  | NORTH BILLERICA | MA | 018620132 | N | PRIVATE | SM80-R | BAKER COMMODITIES INC | 9784548811 | JHuelsman@bakercommodities.com | JOSEPH | HUELSMAN | 9784548811 | JHuelsman@bakercommodities.com | CRAIG | WILLIAMS | 9784548811 | CWilliams@bakercommodities.com | 2 | BOILER #2-WICKES TYPE A 330.0-3 DUAL FUEL |  | BOILER | WICKES | TYPE A 330.0-3 DUAL FUEL | 1962-06-01 | 2011 | 47 | 4 | YELLOW GREASE | Refined Oil | 272 | Refined Oil | 0.2 | 0.5 | 0 | E3GAL | n.a. | n.a. | N | 24 | 6 | 52 | 12 | 6 | 22
1210247 | BAKER COMMODITIES |  | 134 REAR BILLERICA AVE |  | TEWKSBURY | MA | 018760000 | PO BOX 132 |  | NORTH BILLERICA | MA | 018620132 | N | PRIVATE | SM80-R | BAKER COMMODITIES INC | 9784548811 | JHuelsman@bakercommodities.com | JOSEPH | HUELSMAN | 9784548811 | JHuelsman@bakercommodities.com | CRAIG | WILLIAMS | 9784548811 | CWilliams@bakercommodities.com | 3 | BOILER #3-BIGELOW 304 |  | BOILER | BIGELOW | 304 | 1956-03-01 | 2011 | 18 | 3 | YELLOW GREASE | Refined Oil | 272 | Refined Oil | 0.2 | 0.5 | 0 | E3GAL | n.a. | n.a. | N | 0 | 0 | 0 | 0 | 0 | 0

## Conversion Units
Type | in BTU | Unit
Diesel | 139000 | Gallon
Asphalt | 0.42 | Ton
Butane | 3225 | Gallon
Coal | 25000000 | Ton
Diesel | 139000 | Gallon
Digester Gas | 619000 | Ft3
Digester Oil No. 2 | 139600 | Gallon
Distillate Oil No. 4 | 145100 | Gallon
Gasoline | 124000 | Gallon
Jet Kerosene | 130500 | Gallon
Kerosene | 135000 | Gallon
Landfill Gas | 0.49 | E3Ft3
Natural Gas | 100000 | Therm (E2Ft3)
Propane | 91000 | Gallon
Propane | 2570 | Ft3
Residual Oil No.6 | 152400 | Gallon
Waste Oil | 138690 | Gallon